|  | SSN | 3062.34 | 4258.46 | 2572.5 | 1340.92 | 721.5 | 238.5 | 299.5 | 0 | 2437.5 | 12110.2 | -13 | 8.05 | 373.35 | 481.85 | 111.5 | 830 | 1525.3 | 3914.3 | -141.5 | 2557.875 | 1227 | 3889.275 | 1941.44 | 1655.59 | 3473.65 | 985.935 | 69 | 366.23 | 9547.725 | 195.045 | 2708.33 | 2659.905 | 2179.805 | 149.2 | 1175 | 2079.4 | 1708.17 | 894.535 | 501 | 9076.687 | 50.45 | 763.3 | 297 | -14.48 | 31.5 | 1054.3909 | 364.5 | 973.5 | 794 | 1239.5 | 2146 | 2232 | 2761.05 | 5837.036 | 699.038 | 3374.2494 | 32 | 181.7909 | 7495.488 | 1954.8014 | 643.7 | 962.4 | 91.0609 | 117.5109 | 358.51 | 8382.1269 | 1862.788 | 263.7217 | 1393.66 | 187.6 | 1862.1 | 94.45 | 17.78 | 179.8 | 1400.96 | 193.6 | 179.25 | 2180 | 3067.3807 | 3018.0807 | 300.67 | 1684.945 | 980.6 | 1090.6 | 629.5 | 4781.296 | 0 | 1855.1 | 1656 | 966.1 | 118 | 20.5 | 468.1 | 2967.25 | 4199.9797 | 3980.2617 | 1620.51
|  | EODS | 10514.05 | 10495.315 | 7104.29 | 2264.915 | 3106 | 1646.14 | 2256.29 | 0 | 3219.6408 | 14980.0055 | 107 | 1104.2638 | 1727.4838 | 1940.9838 | 216.5 | 1766 | 2290.15 | 5301.885 | -107.8 | 8962.975 | 1692.105 | 10632.145 | 2413.87 | 2398.8 | 6592.925 | 2000.13 | 534 | 484.8764 | 11325.27 | 302.2464 | 8226.6984 | 5276.605 | 8449.9634 | 313.6 | 1175 | 4426.622 | 2183.4184 | 1294.93 | 501 | 4794.6338 | 32.84 | 1300.78 | 329.548 | -89.78 | 81.4956 | 3342.9322 | 417.22 | 919.2036 | -680 | 3822.56 | 4811 | 815.28 | 5334.284 | 4357.8695 | 3796.722 | 10831.5419 | 77 | 692.3714 | 7407.971 | 5079.017 | 4266.4836 | 1214.56 | 104.1524 | 278.4144 | 303.18 | 10218.5749 | 1147.998 | 418.365 | 940.1193 | 135.29 | 1840.4065 | 56.104 | 268.104 | 41.218 | 1096.844 | 235.7988 | 336.2 | 2006 | 2302.2502 | 3561.8205 | 267.1415 | 2850.8641 | 1134.6541 | 757.1426 | 888.3876 | 6770.8771 | 50 | 1280.7041 | 1989.9426 | 2958.0526 | 150.0276 | 135.35 | 245.4626 | 706 | 1549.7481 | 4400.5392 | 6075.99
Exceedance Discussion:
|  |  | 0 | 0 | 0 | 0 | 0 | 0 | 0 | 0 | 0 | 0 | 1 | 1 | 0 | 0 | 0 | 0 | 0 | 0 | 1 | 0 | 0 | 0 | 0 | 0 | 0 | 0 | 1 | 0 | 0 | 0 | 0 | 0 | 0 | 0 | 0 | 0 | 0 | 0 | 0 | 1 | 0 | 0 | 0 | 1 | 0 | 1 | 0 | 0 | 1 | 0 | 0 | 0 | 0 | 1 | 0 | 0 | 0 | 0 | 0 | 0 | 0 | 0 | 0 | 0 | 0 | 0 | 1 | 0 | 0 | 0 | 0 | 0 | 0 | 0 | 0 | 0 | 0 | 0 | 0 | 0 | 0 | 0 | 0 | 1 | 0 | 0 | 0 | 0 | 0 | 1 | 0 | 0 | 0 | 0 | 1 | 0 | 0

## TxCriteria_bySub_2040
This tab summarizes system-level transmission criteria alignment by substations for the resources mapped to each substation in the 2040 portfolio. It shows each substation’s transmission constraint membership, the resources mapped, the number of constraint exceedances impacting the substation and the most binding constraint for HSN, SSN, and EODS scenarios, and the criteria alignment flags before and after identified upgrades. The information presented here relies on the calculations in the “Tx_Calculator_2040” tab.
[101 empty] | Substation | Adding IRP baseline resources online after 1/1/2024 so not included in Tx constraints baseline | [13 empty] | IRP Baseline | Transmission Constaint Impacting Resourcess | [13 empty] | Transmission Impacting | [12 empty] | Trans-mission | [12 empty] | Final
|  |  | Substation Tx Constraint Matrix | [97 empty] | Tx Matrix | And subtracting transmission constraint baseline resources not in IRP baseline | [13 empty] | Reconciliation | Mapped Portfolio Resources (In-Development and Generic) + Baseline Reconciliation Adjustment Resources | [13 empty] | Resources | Transmission Constraint Exceedances at each substation | [5 empty] | Most limit Constraint by MWs available after mapping | [5 empty] | Exceed-ances | Transmission Constraint Exceedances at each substation after triggering upgrades | [11 empty] | Exceed-ances | FCDS Criteria Alignment |  |  |  | EODS Criteria Alignment
|  |  | Antelope-Vincent Constraint | Vincent-Lugo Constraint | Pardee-Sylmar Constraint | Windhub Constraint | Moorpark-Pardee Constraint | North of Magunden Constraint | South of Magunden Constraint | Antelope-Neenach Constraint | Hinson - Del Amo Constraint | SCE Metro Area Default Constraint | Control to Inyokern area constraint | South of Kramer Area Constraint | Victor to Lugo Area Constraint | Lugo Transformer Area Constraint | Calcite to Lugo Area Constraint | Colorado River 500/230 kV Constraint | DCRT Constraint | Devers-Red Bluff Constraint | Eagle Mountain Constraint | Etiwanda-Rancho Vista Constraint | Red Bluff 500/230 kV Constraint | Serrano-Alberhill-Valley Constraint | GLW 230kV area constraint | Sloan Canyon - Eldorado 500 kV constraint | Lugo - Victorville area constraint | Capistrano-San Onofre 230 kV constraint | Chicarita 138 kV constraint | El Cajon 69 kV constraint | Internal San Diego Area constraint | Miguel 69 kV constraint | Encina - San Luis Rey 230 kV constraint | East of Miguel constraint | San Luis Rey-San Onofre 230 kV line constraint | Ocean Ranch 69 kV constraint | Otay Mesa 230 kV constraint | Silvergate - Bay Blvd 230 kV constraint | Silvergate-Old Town 230 kV constraint | Talega 230 kV constraint | Trabuco-Capistrano 138 kV constraint | Collinsville-Tesla 500 kV Line | Woodland- Davis 115kV line | Cortina-Eagle Rock 115 kV line | Bell-Placer 115kV Line | Carberry-Round Mountain 230kV Line | Rocklin-Pleaseant grove 115kV line | Bellota-Weber 230kV line | Rio Oso-Brighton 230kV line | Rio Oso-Lockeford 230kV line | Humboldt Offshore Wind constraint | Dumbarton-Newark 115 kV line | Eastshore-San Mateo 230 kV line | Lakeville-Ignacio 230 kV line | Sobrante-Moraga 230 kV line | Windmaster-Delta pumps 230 kV line | Contra Costa- Windmaster 230 kV line | Tesla-Tracy-Pump 230 kV line #2 | Contra Costa #1 115kV Line | Kasson Jct-Heinz 115 kV line | Newark-Newark Distribution 115 kV line | Tesla-Bellota 230 kV line | Eight Mile-Tesla 230 kV line | Grant - Eastshore #2 line 115 kV | Salado-Crow Creek Sw Sta 60 kV line | Tesla-Salado 115 kV line | Morganhill-Metcalf 115kV Line | Tesla-Tracy Pump 230 kV Line #1 | Birds Landing-Contra Costa 230kV Line | Cal Flat-Gates 230 kV line | Gates-Arco 230 kV Line | Smyrna-Atwell Jct 115kV Line | Kern 230/115kV TB #4 | Maricopa-Copus 70 kV line | Midway-Taft 115 kV line | Kern-Tevis-Stockdale-Lamont 115kV line | Midway 230/115kV TB #3 | Semitropic-Midway 115kV Line | Midway-Buena Vista Jct 230kV Line | Manning 500kV | Gates 500/230kV TB #12 | Gates 500/230kV TB #11 | Gates 230/70kV TB #5 | Tranquility-Helm 230kV Line | Dairyland-Chowchilla 115kV Line | Chowchilla-Le grand 115kV Line | NEW- Melones-Cottle 230kV line | Los Banos 500/230kV TB | Schindler 115/70kV TB #1 | Panoche- Mendota 115 kV line | Panoche-Oro Loma 115kV Line | Borden-Storey #1 230kV line | Merced 115/70kV TB#2 | Helm 230/70kV TB #1 | Oro Loma-El Nido 115kV Line | Diablo-Gates 500 kV line | Mustang-Henrietta 230 kV line | Gates-Panoche 230 kV #1 and #2 Lines | NEW-Metcalf-Mosslanding 500kV | Has Approved |  | Geothermal | Biomass | Wind | Wind | OOS Wind | OOS Wind | Offshore Wind | Offshore Wind | Distributed Solar | Solar | Solar | Battery_4hr | Battery_8hr | LDES | Has | Geothermal | Biomass | Wind | Wind | OOS Wind | OOS Wind | Offshore Wind | Offshore Wind | Distributed Solar | Solar | Solar | Battery_4hr | Battery_8hr | LDES | Has | Number of HSN Constraints Exceeded |  | Number of SSN Constraints Exceeded |  | Number of EODS constraints Exceeded |  | Limiting Tx Constraint Headroom (Cumulative All Resources) |  |  | Binding Constraint Name |  |  |  | Number of HSN exceedances after upgrades |  | Number of SSN exceedances after upgrades |  | Number of EODS exceedances after upgrades |  | Limiting Tx Constraint Headroom (Cumulative All Resources) After Upgrades |  |  | Binding Constraint Name |  |  |  | Criteria Alignment pre-upgrades | Criteria Alignment after upgrades | Tx upgrades improved compliance | Final Criteria Alignment | Criteria 2 Alignment pre-upgrades | Criteria 2 Alignment after upgrades | Tx upgrades improved compliance | Final Criteria Alignment
CAISO Study Area | Substation | Voltage | Antelope-Vincent Constraint | Vincent-Lugo Constraint | Pardee-Sylmar Constraint | Windhub Constraint | Moorpark-Pardee Constraint | North of Magunden Constraint | South of Magunden Constraint | Antelope-Neenach Constraint | Hinson - Del Amo Constraint | SCE Metro Area Default Constraint | Control to Inyokern area constraint | South of Kramer Area Constraint | Victor to Lugo Area Constraint | Lugo Transformer Area Constraint | Calcite to Lugo Area Constraint | Colorado River 500/230 kV Constraint | DCRT Constraint | Devers-Red Bluff Constraint | Eagle Mountain Constraint | Etiwanda-Rancho Vista Constraint | Red Bluff 500/230 kV Constraint | Serrano-Alberhill-Valley Constraint | GLW 230kV area constraint | Sloan Canyon - Eldorado 500 kV constraint | Lugo - Victorville area constraint | Capistrano-San Onofre 230 kV constraint | Chicarita 138 kV constraint | El Cajon 69 kV constraint | Internal San Diego Area constraint | Miguel 69 kV constraint | Encina - San Luis Rey 230 kV constraint | East of Miguel constraint | San Luis Rey-San Onofre 230 kV line constraint | Ocean Ranch 69 kV constraint | Otay Mesa 230 kV constraint | Silvergate - Bay Blvd 230 kV constraint | Silvergate-Old Town 230 kV constraint | Talega 230 kV constraint | Trabuco-Capistrano 138 kV constraint | Collinsville-Tesla 500 kV Line | Woodland- Davis 115kV line | Cortina-Eagle Rock 115 kV line | Bell-Placer 115kV Line | Carberry-Round Mountain 230kV Line | Rocklin-Pleaseant grove 115kV line | Bellota-Weber 230kV line | Rio Oso-Brighton 230kV line | Rio Oso-Lockeford 230kV line | Humboldt Offshore Wind constraint | Dumbarton-Newark 115 kV line | Eastshore-San Mateo 230 kV line | Lakeville-Ignacio 230 kV line | Sobrante-Moraga 230 kV line | Windmaster-Delta pumps 230 kV line | Contra Costa- Windmaster 230 kV line | Tesla-Tracy-Pump 230 kV line #2 | Contra Costa #1 115kV Line | Kasson Jct-Heinz 115 kV line | Newark-Newark Distribution 115 kV line | Tesla-Bellota 230 kV line | Eight Mile-Tesla 230 kV line | Grant - Eastshore #2 line 115 kV | Salado-Crow Creek Sw Sta 60 kV line | Tesla-Salado 115 kV line | Morganhill-Metcalf 115kV Line | Tesla-Tracy Pump 230 kV Line #1 | Birds Landing-Contra Costa 230kV Line | Cal Flat-Gates 230 kV line | Gates-Arco 230 kV Line | Smyrna-Atwell Jct 115kV Line | Kern 230/115kV TB #4 | Maricopa-Copus 70 kV line | Midway-Taft 115 kV line | Kern-Tevis-Stockdale-Lamont 115kV line | Midway 230/115kV TB #3 | Semitropic-Midway 115kV Line | Midway-Buena Vista Jct 230kV Line | Manning 500kV | Gates 500/230kV TB #12 | Gates 500/230kV TB #11 | Gates 230/70kV TB #5 | Tranquility-Helm 230kV Line | Dairyland-Chowchilla 115kV Line | Chowchilla-Le grand 115kV Line | NEW- Melones-Cottle 230kV line | Los Banos 500/230kV TB | Schindler 115/70kV TB #1 | Panoche- Mendota 115 kV line | Panoche-Oro Loma 115kV Line | Borden-Storey #1 230kV line | Merced 115/70kV TB#2 | Helm 230/70kV TB #1 | Oro Loma-El Nido 115kV Line | Diablo-Gates 500 kV line | Mustang-Henrietta 230 kV line | Gates-Panoche 230 kV #1 and #2 Lines | NEW-Metcalf-Mosslanding 500kV | Tx Upgrade |  | FCDS | FCDS | FCDS | EODS | FCDS | EODS | FCDS | EODS | EODS | FCDS | EODS | FCDS | FCDS | FCDS | Res | FCDS | FCDS | FCDS | EODS | FCDS | EODS | FCDS | EODS | EODS | FCDS | EODS | FCDS | FCDS | FCDS | Res | Actual | Default | Actual | Default | Actual | Default | HSN | SSN | EODS | HSN | SSN | EODS |  | Actual | Default | Actual | Default | Actual | Default | HSN | SSN | EODS | HSN | SSN | EODS |  | FCDS | FCDS | FCDS | FCDS | EODS | EODS | EODS | EODS
PG&E KERN | 7th Standard | 115 | 0 | 0 | 0 | 0 | 0 | 0 | 0 | 0 | 0 | 0 | 0 | 0 | 0 | 0 | 0 | 0 | 0 | 0 | 0 | 0 | 0 | 0 | 0 | 0 | 0 | 0 | 0 | 0 | 0 | 0 | 0 | 0 | 0 | 0 | 0 | 0 | 0 | 0 | 0 | 0 | 0 | 0 | 0 | 0 | 0 | 0 | 0 | 0 | 0 | 0 | 0 | 0 | 0 | 0 | 0 | 0 | 0 | 0 | 0 | 0 | 0 | 0 | 0 | 0 | 0 | 0 | 0 | 0 | 0 | 0 | 1 | 0 | 0 | 0 | 1 | 0 | 0 | 0 | 1 | 1 | 0 | 0 | 0 | 0 | 0 | 0 | 0 | 0 | 0 | 0 | 0 | 0 | 0 | 0 | 1 | 0 | 0 | 0 |  | 0 | 0 | 0 | 0 | 0 | 0 | 0 | 0 | 0 | 0 | 0 | 0 | 0 | 0 | 0 | 0 | 0 | 0 | 0 | 0 | 0 | 0 | 0 | 0 | 0 | 0 | 0 | 0 | 0 | 0 | 1 | 0 | 0 | 0 | 0 | 1 | -1872.365 | 158.2197 | -2894.0969 | Mustang-Henrietta 230 kV line | Mustang-Henrietta 230 kV line | Mustang-Henrietta 230 kV line |  | 0 | 0 | 0 | 0 | 0 | 1 | 606.635 | 1202.3207 | -415.0969 | Mustang-Henrietta 230 kV line | Gates 500/230kV TB #11 | Mustang-Henrietta 230 kV line |  | 5 | 1 | YES | 2 | 4 | 4 | NO | 4
SCE Metro | Alamitos | 230 | 0 | 0 | 0 | 0 | 0 | 0 | 0 | 0 | 1 | 1 | 0 | 0 | 0 | 0 | 0 | 0 | 0 | 0 | 0 | 0 | 0 | 0 | 0 | 0 | 0 | 0 | 0 | 0 | 0 | 0 | 0 | 0 | 0 | 0 | 0 | 0 | 0 | 0 | 0 | 0 | 0 | 0 | 0 | 0 | 0 | 0 | 0 | 0 | 0 | 0 | 0 | 0 | 0 | 0 | 0 | 0 | 0 | 0 | 0 | 0 | 0 | 0 | 0 | 0 | 0 | 0 | 0 | 0 | 0 | 0 | 0 | 0 | 0 | 0 | 0 | 0 | 0 | 0 | 0 | 0 | 0 | 0 | 0 | 0 | 0 | 0 | 0 | 0 | 0 | 0 | 0 | 0 | 0 | 0 | 0 | 0 | 0 | 0 |  | 0 | 0 | 0 | 0 | 0 | 0 | 0 | 0 | 0 | 0 | 0 | -82 | 0 | 0 | 1 | 0 | 0 | 0 | 0 | 0 | 0 | 0 | 0 | 0 | 0 | 0 | 0 | 0 | 0 | 0 | 0 | 0 | 0 | 0 | 0 | 0 | 1975 | 2337.5 | 3419.6408 | Hinson - Del Amo Constraint | Hinson - Del Amo Constraint | Hinson - Del Amo Constraint |  | 0 | 0 | 0 | 0 | 0 | 0 | 1975 | 2337.5 | 3419.6408 | Hinson - Del Amo Constraint | Hinson - Del Amo Constraint | Hinson - Del Amo Constraint |  | 1 | 1 | NO | 1 | 1 | 1 | NO | 1
SCE Eastern | Alberhill | 115 | 0 | 0 | 0 | 0 | 0 | 0 | 0 | 0 | 0 | 0 | 0 | 0 | 0 | 0 | 0 | 0 | 0 | 0 | 0 | 1 | 0 | 1 | 0 | 0 | 0 | 0 | 0 | 0 | 0 | 0 | 0 | 0 | 0 | 0 | 0 | 0 | 0 | 0 | 0 | 0 | 0 | 0 | 0 | 0 | 0 | 0 | 0 | 0 | 0 | 0 | 0 | 0 | 0 | 0 | 0 | 0 | 0 | 0 | 0 | 0 | 0 | 0 | 0 | 0 | 0 | 0 | 0 | 0 | 0 | 0 | 0 | 0 | 0 | 0 | 0 | 0 | 0 | 0 | 0 | 0 | 0 | 0 | 0 | 0 | 0 | 0 | 0 | 0 | 0 | 0 | 0 | 0 | 0 | 0 | 0 | 0 | 0 | 1 |  | 0 | 0 | 0 | 0 | 0 | 0 | 0 | 0 | 0 | 0 | 0 | 0 | 0 | 0 | 0 | 0 | 0 | 0 | 0 | 0 | 0 | 0 | 0 | 0 | 0 | 0 | 0 | 0 | 0 | 0 | 0 | 0 | 0 | 0 | 0 | 0 | 148.072 | 2439.375 | 8942.875 | Serrano-Alberhill-Valley Constraint | Etiwanda-Rancho Vista Constraint | Etiwanda-Rancho Vista Constraint |  | 0 | 0 | 0 | 0 | 0 | 0 | 148.072 | 2439.375 | 8942.875 | Serrano-Alberhill-Valley Constraint | Etiwanda-Rancho Vista Constraint | Etiwanda-Rancho Vista Constraint |  | 1 | 1 | NO | 1 | 1 | 1 | NO | 1
SCE Eastern | Alberhill | 500 | 0 | 0 | 0 | 0 | 0 | 0 | 0 | 0 | 0 | 0 | 0 | 0 | 0 | 0 | 0 | 0 | 0 | 0 | 0 | 1 | 0 | 1 | 0 | 0 | 0 | 0 | 0 | 0 | 0 | 0 | 0 | 0 | 0 | 0 | 0 | 0 | 0 | 0 | 0 | 0 | 0 | 0 | 0 | 0 | 0 | 0 | 0 | 0 | 0 | 0 | 0 | 0 | 0 | 0 | 0 | 0 | 0 | 0 | 0 | 0 | 0 | 0 | 0 | 0 | 0 | 0 | 0 | 0 | 0 | 0 | 0 | 0 | 0 | 0 | 0 | 0 | 0 | 0 | 0 | 0 | 0 | 0 | 0 | 0 | 0 | 0 | 0 | 0 | 0 | 0 | 0 | 0 | 0 | 0 | 0 | 0 | 0 | 1 |  | 0 | 0 | 0 | 0 | 0 | 0 | 0 | 0 | 0 | 0 | 0 | 0 | 0 | 0 | 0 | 0 | 0 | 0 | 0 | 0 | 0 | 0 | 0 | 0 | 0 | 0 | 0 | 0 | 0 | 0 | 0 | 0 | 0 | 0 | 0 | 0 | 148.072 | 2439.375 | 8942.875 | Serrano-Alberhill-Valley Constraint | Etiwanda-Rancho Vista Constraint | Etiwanda-Rancho Vista Constraint |  | 0 | 0 | 0 | 0 | 0 | 0 | 148.072 | 2439.375 | 8942.875 | Serrano-Alberhill-Valley Constraint | Etiwanda-Rancho Vista Constraint | Etiwanda-Rancho Vista Constraint |  | 1 | 1 | NO | 1 | 1 | 1 | NO | 1
PG&E GBA | Alhambra | 115 | 0 | 0 | 0 | 0 | 0 | 0 | 0 | 0 | 0 | 0 | 0 | 0 | 0 | 0 | 0 | 0 | 0 | 0 | 0 | 0 | 0 | 0 | 0 | 0 | 0 | 0 | 0 | 0 | 0 | 0 | 0 | 0 | 0 | 0 | 0 | 0 | 0 | 0 | 0 | 1 | 0 | 0 | 0 | 0 | 0 | 0 | 0 | 0 | 0 | 0 | 0 | 0 | 1 | 0 | 0 | 1 | 0 | 0 | 0 | 0 | 0 | 0 | 0 | 0 | 0 | 0 | 0 | 0 | 0 | 0 | 0 | 0 | 0 | 0 | 0 | 0 | 0 | 0 | 0 | 0 | 0 | 0 | 0 | 0 | 0 | 0 | 0 | 0 | 0 | 0 | 0 | 0 | 0 | 0 | 0 | 0 | 0 | 1 |  | 0 | 0 | 0 | 0 | 0 | 0 | 0 | 0 | 0 | 0 | 0 | 0 | 0 | 0 | 0 | 0 | 0 | 0 | 0 | 0 | 0 | 0 | 0 | 0 | 0 | 0 | 0 | 0 | 0 | 0 | 2 | 0 | 1 | 0 | 0 | 0 | -3003.69 | -263.757 | 4918.8858 | Collinsville-Tesla 500 kV Line | Collinsville-Tesla 500 kV Line | Collinsville-Tesla 500 kV Line |  | 0 | 0 | 0 | 0 | 0 | 0 | 2092.35 | 2528.83 | 4918.8858 | Sobrante-Moraga 230 kV line | Sobrante-Moraga 230 kV line | Collinsville-Tesla 500 kV Line |  | 5 | 1 | YES | 2 | 1 | 1 | NO | 1
PG&E FRESNO | Alpaugh | 115 | 0 | 0 | 0 | 0 | 0 | 0 | 0 | 0 | 0 | 0 | 0 | 0 | 0 | 0 | 0 | 0 | 0 | 0 | 0 | 0 | 0 | 0 | 0 | 0 | 0 | 0 | 0 | 0 | 0 | 0 | 0 | 0 | 0 | 0 | 0 | 0 | 0 | 0 | 0 | 0 | 0 | 0 | 0 | 0 | 0 | 0 | 0 | 0 | 0 | 0 | 0 | 0 | 0 | 0 | 0 | 0 | 0 | 0 | 0 | 0 | 0 | 0 | 0 | 0 | 0 | 0 | 0 | 1 | 0 | 1 | 1 | 0 | 0 | 0 | 1 | 1 | 0 | 0 | 1 | 1 | 0 | 0 | 0 | 0 | 0 | 0 | 0 | 0 | 0 | 0 | 0 | 0 | 0 | 0 | 1 | 0 | 0 | 0 |  | 0 | 0 | 0 | 0 | 0 | 0 | 0 | 0 | 0 | 0 | 0 | 0 | 0 | 0 | 0 | 0 | 0 | 0 | 0 | 0 | 0 | 0 | 0 | 3 | 0 | 0 | 10 | 0 | 0 | 1 | 1 | 0 | 0 | 0 | 0 | 1 | -1872.365 | 4.0117 | -2894.0969 | Mustang-Henrietta 230 kV line | Cal Flat-Gates 230 kV line | Mustang-Henrietta 230 kV line |  | 0 | 0 | 0 | 0 | 0 | 1 | 35.715 | 4.0117 | -415.0969 | Cal Flat-Gates 230 kV line | Cal Flat-Gates 230 kV line | Mustang-Henrietta 230 kV line |  | 5 | 1 | YES | 2 | 4 | 4 | NO | 4
SDGE | Alpine | 69 | 0 | 0 | 0 | 0 | 0 | 0 | 0 | 0 | 0 | 0 | 0 | 0 | 0 | 0 | 0 | 0 | 0 | 0 | 0 | 0 | 0 | 0 | 0 | 0 | 0 | 0 | 0 | 1 | 0 | 1 | 1 | 0 | 1 | 0 | 0 | 0 | 1 | 0 | 0 | 0 | 0 | 0 | 0 | 0 | 0 | 0 | 0 | 0 | 0 | 0 | 0 | 0 | 0 | 0 | 0 | 0 | 0 | 0 | 0 | 0 | 0 | 0 | 0 | 0 | 0 | 0 | 0 | 0 | 0 | 0 | 0 | 0 | 0 | 0 | 0 | 0 | 0 | 0 | 0 | 0 | 0 | 0 | 0 | 0 | 0 | 0 | 0 | 0 | 0 | 0 | 0 | 0 | 0 | 0 | 0 | 0 | 0 | 3 |  | 0 | 0 | 0 | 0 | 0 | 0 | 0 | 0 | 0 | 0 | 0 | 0 | 0 | 0 | 0 | 0 | 0 | 0 | 0 | 0 | 0 | 0 | 0 | 0 | 0 | 0 | 6 | 0 | 0 | 1 | 0 | 0 | 0 | 0 | 0 | 0 | 159.09 | 195.045 | 299.0864 | Miguel 69 kV constraint | Miguel 69 kV constraint | Miguel 69 kV constraint |  | 0 | 0 | 0 | 0 | 0 | 0 | 159.09 | 195.045 | 299.0864 | Miguel 69 kV constraint | Miguel 69 kV constraint | Miguel 69 kV constraint |  | 1 | 1 | NO | 1 | 1 | 1 | NO | 1
PG&E GBA | Altamont Midway (Sandhill) | 230 | 0 | 0 | 0 | 0 | 0 | 0 | 0 | 0 | 0 | 0 | 0 | 0 | 0 | 0 | 0 | 0 | 0 | 0 | 0 | 0 | 0 | 0 | 0 | 0 | 0 | 0 | 0 | 0 | 0 | 0 | 0 | 0 | 0 | 0 | 0 | 0 | 0 | 0 | 0 | 1 | 0 | 0 | 0 | 0 | 0 | 0 | 0 | 0 | 0 | 0 | 0 | 0 | 0 | 0 | 0 | 1 | 0 | 0 | 0 | 0 | 0 | 0 | 0 | 0 | 0 | 1 | 0 | 0 | 0 | 0 | 0 | 0 | 0 | 0 | 0 | 0 | 0 | 0 | 0 | 0 | 0 | 0 | 0 | 0 | 0 | 0 | 0 | 0 | 0 | 0 | 0 | 0 | 0 | 0 | 0 | 0 | 0 | 0 |  | 0 | 0 | 0 | 0 | 0 | 0 | 0 | 0 | 0 | 0 | 0 | 0 | 0 | 0 | 0 | 0 | 0 | 5 | 0 | 0 | 0 | 0 | 0 | 0 | 0 | 0 | 0 | 0 | 0 | 1 | 2 | 0 | 1 | 0 | 0 | 0 | -3003.69 | -263.757 | 4918.8858 | Collinsville-Tesla 500 kV Line | Collinsville-Tesla 500 kV Line | Collinsville-Tesla 500 kV Line |  | 0 | 0 | 0 | 0 | 0 | 0 | 3468.0535 | 5663.3794 | 4918.8858 | Tesla-Tracy-Pump 230 kV line #2 | Tesla-Tracy-Pump 230 kV line #2 | Collinsville-Tesla 500 kV Line |  | 5 | 1 | YES | 2 | 1 | 1 | NO | 1
SCE Northern | Antelope | 66 | 1 | 0 | 0 | 0 | 0 | 0 | 0 | 0 | 0 | 0 | 0 | 0 | 0 | 0 | 0 | 0 | 0 | 0 | 0 | 0 | 0 | 0 | 0 | 0 | 0 | 0 | 0 | 0 | 0 | 0 | 0 | 0 | 0 | 0 | 0 | 0 | 0 | 0 | 0 | 0 | 0 | 0 | 0 | 0 | 0 | 0 | 0 | 0 | 0 | 0 | 0 | 0 | 0 | 0 | 0 | 0 | 0 | 0 | 0 | 0 | 0 | 0 | 0 | 0 | 0 | 0 | 0 | 0 | 0 | 0 | 0 | 0 | 0 | 0 | 0 | 0 | 0 | 0 | 0 | 0 | 0 | 0 | 0 | 0 | 0 | 0 | 0 | 0 | 0 | 0 | 0 | 0 | 0 | 0 | 0 | 0 | 0 | 0 |  | 0 | 0 | 0 | 0 | 0 | 0 | 0 | 0 | 2.5 | 0 | 0 | 0 | 0 | 0 | 1 | 0 | 0 | 0 | 0 | 0 | 0 | 0 | 0 | 2.5 | 0 | 20 | 0 | 0 | 0 | 1 | 0 | 0 | 0 | 0 | 0 | 0 | 1227.175 | 2359.04 | 9335.93 | Antelope-Vincent Constraint | Antelope-Vincent Constraint | Antelope-Vincent Constraint |  | 0 | 0 | 0 | 0 | 0 | 0 | 1227.175 | 2359.04 | 9335.93 | Antelope-Vincent Constraint | Antelope-Vincent Constraint | Antelope-Vincent Constraint |  | 1 | 1 | NO | 1 | 1 | 1 | NO | 1
SCE Northern | Antelope | 230 | 1 | 0 | 0 | 0 | 0 | 0 | 0 | 0 | 0 | 0 | 0 | 0 | 0 | 0 | 0 | 0 | 0 | 0 | 0 | 0 | 0 | 0 | 0 | 0 | 0 | 0 | 0 | 0 | 0 | 0 | 0 | 0 | 0 | 0 | 0 | 0 | 0 | 0 | 0 | 0 | 0 | 0 | 0 | 0 | 0 | 0 | 0 | 0 | 0 | 0 | 0 | 0 | 0 | 0 | 0 | 0 | 0 | 0 | 0 | 0 | 0 | 0 | 0 | 0 | 0 | 0 | 0 | 0 | 0 | 0 | 0 | 0 | 0 | 0 | 0 | 0 | 0 | 0 | 0 | 0 | 0 | 0 | 0 | 0 | 0 | 0 | 0 | 0 | 0 | 0 | 0 | 0 | 0 | 0 | 0 | 0 | 0 | 0 |  | 0 | 0 | 0 | 0 | 0 | 0 | 0 | 0 | -1 | 69 | 0 | 52 | 0 | 0 | 1 | 0 | 0 | 200 | 0 | 0 | 0 | 0 | 0 | 5 | 125 | 150 | 80 | 50 | 0 | 1 | 0 | 0 | 0 | 0 | 0 | 0 | 1227.175 | 2359.04 | 9335.93 | Antelope-Vincent Constraint | Antelope-Vincent Constraint | Antelope-Vincent Constraint |  | 0 | 0 | 0 | 0 | 0 | 0 | 1227.175 | 2359.04 | 9335.93 | Antelope-Vincent Constraint | Antelope-Vincent Constraint | Antelope-Vincent Constraint |  | 1 | 1 | NO | 1 | 1 | 1 | NO | 1
SCE Northern | Antelope | 500 | 1 | 1 | 0 | 0 | 0 | 0 | 0 | 0 | 0 | 0 | 0 | 0 | 0 | 0 | 0 | 0 | 0 | 0 | 0 | 0 | 0 | 0 | 0 | 0 | 0 | 0 | 0 | 0 | 0 | 0 | 0 | 0 | 0 | 0 | 0 | 0 | 0 | 0 | 0 | 0 | 0 | 0 | 0 | 0 | 0 | 0 | 0 | 0 | 0 | 0 | 0 | 0 | 0 | 0 | 0 | 0 | 0 | 0 | 0 | 0 | 0 | 0 | 0 | 0 | 0 | 0 | 0 | 0 | 0 | 0 | 0 | 0 | 0 | 0 | 0 | 0 | 0 | 0 | 0 | 0 | 0 | 0 | 0 | 0 | 0 | 0 | 0 | 0 | 0 | 0 | 0 | 0 | 0 | 0 | 0 | 0 | 0 | 0 |  | 0 | 0 | 0 | 0 | 0 | 0 | 0 | 0 | 0 | 0 | 0 | 0 | 0 | 0 | 0 | 0 | 0 | 0 | 0 | 0 | 0 | 0 | 0 | 0 | 0 | 0 | 0 | 0 | 0 | 0 | 0 | 0 | 0 | 0 | 0 | 0 | 1227.175 | 2359.04 | 9335.93 | Antelope-Vincent Constraint | Antelope-Vincent Constraint | Antelope-Vincent Constraint |  | 0 | 0 | 0 | 0 | 0 | 0 | 1227.175 | 2359.04 | 9335.93 | Antelope-Vincent Constraint | Antelope-Vincent Constraint | Antelope-Vincent Constraint |  | 1 | 1 | NO | 1 | 1 | 1 | NO | 1
PG&E NGBA | Arcata | 60 | 0 | 0 | 0 | 0 | 0 | 0 | 0 | 0 | 0 | 0 | 0 | 0 | 0 | 0 | 0 | 0 | 0 | 0 | 0 | 0 | 0 | 0 | 0 | 0 | 0 | 0 | 0 | 0 | 0 | 0 | 0 | 0 | 0 | 0 | 0 | 0 | 0 | 0 | 0 | 1 | 0 | 0 | 0 | 0 | 0 | 0 | 0 | 0 | 0 | 0 | 0 | 0 | 0 | 0 | 0 | 0 | 0 | 0 | 0 | 0 | 0 | 0 | 0 | 0 | 0 | 0 | 0 | 0 | 0 | 0 | 0 | 0 | 0 | 0 | 0 | 0 | 0 | 0 | 0 | 0 | 0 | 0 | 0 | 0 | 0 | 0 | 0 | 0 | 0 | 0 | 0 | 0 | 0 | 0 | 0 | 0 | 0 | 0 |  | 0 | 0 | 0 | 0 | 0 | 0 | 0 | 0 | 0 | 0 | 0 | 0 | 0 | 0 | 0 | 0 | 0 | 0 | 0 | 0 | 0 | 0 | 0 | 7 | 0 | 0 | 2.5 | 0 | 0 | 1 | 1 | 0 | 1 | 0 | 0 | 0 | -3003.69 | -263.757 | 4918.8858 | Collinsville-Tesla 500 kV Line | Collinsville-Tesla 500 kV Line | Collinsville-Tesla 500 kV Line |  | 0 | 0 | 0 | 0 | 0 | 0 | 5641.31 | 8381.243 | 4918.8858 | Collinsville-Tesla 500 kV Line | Collinsville-Tesla 500 kV Line | Collinsville-Tesla 500 kV Line |  | 5 | 1 | YES | 2 | 1 | 1 | NO | 1
PG&E KERN | Arco | 230 | 0 | 0 | 0 | 0 | 0 | 0 | 0 | 0 | 0 | 0 | 0 | 0 | 0 | 0 | 0 | 0 | 0 | 0 | 0 | 0 | 0 | 0 | 0 | 0 | 0 | 0 | 0 | 0 | 0 | 0 | 0 | 0 | 0 | 0 | 0 | 0 | 0 | 0 | 0 | 0 | 0 | 0 | 0 | 0 | 0 | 0 | 0 | 0 | 0 | 0 | 0 | 0 | 0 | 0 | 0 | 0 | 0 | 0 | 0 | 0 | 0 | 0 | 0 | 0 | 0 | 0 | 0 | 0 | 0 | 0 | 0 | 0 | 0 | 0 | 0 | 0 | 0 | 0 | 1 | 1 | 0 | 0 | 0 | 0 | 0 | 0 | 0 | 0 | 0 | 0 | 0 | 0 | 0 | 0 | 1 | 0 | 0 | 0 |  | 0 | 0 | 0 | 0 | 0 | 0 | 0 | 0 | 0 | 43.2 | 21.7 | 25 | 0 | 0 | 1 | 0 | 0 | 0 | 0 | 0 | 0 | 0 | 0 | 4.79 | 243.2 | 695.7 | 25 | 165 | 0 | 1 | 1 | 0 | 0 | 0 | 0 | 1 | -1872.365 | 158.2197 | -2894.0969 | Mustang-Henrietta 230 kV line | Mustang-Henrietta 230 kV line | Mustang-Henrietta 230 kV line |  | 0 | 0 | 0 | 0 | 0 | 1 | 606.635 | 1202.3207 | -415.0969 | Mustang-Henrietta 230 kV line | Gates 500/230kV TB #11 | Mustang-Henrietta 230 kV line |  | 5 | 1 | YES | 2 | 4 | 4 | NO | 4
PG&E KERN | Arco | 70 | 0 | 0 | 0 | 0 | 0 | 0 | 0 | 0 | 0 | 0 | 0 | 0 | 0 | 0 | 0 | 0 | 0 | 0 | 0 | 0 | 0 | 0 | 0 | 0 | 0 | 0 | 0 | 0 | 0 | 0 | 0 | 0 | 0 | 0 | 0 | 0 | 0 | 0 | 0 | 0 | 0 | 0 | 0 | 0 | 0 | 0 | 0 | 0 | 0 | 0 | 0 | 0 | 0 | 0 | 0 | 0 | 0 | 0 | 0 | 0 | 0 | 0 | 0 | 0 | 0 | 0 | 0 | 0 | 0 | 0 | 0 | 0 | 0 | 0 | 0 | 0 | 0 | 0 | 1 | 1 | 0 | 0 | 0 | 0 | 0 | 0 | 0 | 0 | 0 | 0 | 0 | 0 | 0 | 0 | 1 | 0 | 0 | 0 |  | 0 | 0 | 0 | 0 | 0 | 0 | 0 | 0 | 0 | 27 | 33 | 38 | 0 | 0 | 1 | 0 | 0 | 0 | 0 | 0 | 0 | 0 | 0 | 0 | 27 | 33 | 40 | 0 | 0 | 1 | 1 | 0 | 0 | 0 | 0 | 1 | -1872.365 | 158.2197 | -2894.0969 | Mustang-Henrietta 230 kV line | Mustang-Henrietta 230 kV line | Mustang-Henrietta 230 kV line |  | 0 | 0 | 0 | 0 | 0 | 1 | 606.635 | 1202.3207 | -415.0969 | Mustang-Henrietta 230 kV line | Gates 500/230kV TB #11 | Mustang-Henrietta 230 kV line |  | 5 | 1 | YES | 2 | 4 | 4 | NO | 4
SCE Metro | ArcoGen | 230 | 0 | 0 | 0 | 0 | 0 | 0 | 0 | 0 | 0 | 1 | 0 | 0 | 0 | 0 | 0 | 0 | 0 | 0 | 0 | 0 | 0 | 0 | 0 | 0 | 0 | 0 | 0 | 0 | 0 | 0 | 0 | 0 | 0 | 0 | 0 | 0 | 0 | 0 | 0 | 0 | 0 | 0 | 0 | 0 | 0 | 0 | 0 | 0 | 0 | 0 | 0 | 0 | 0 | 0 | 0 | 0 | 0 | 0 | 0 | 0 | 0 | 0 | 0 | 0 | 0 | 0 | 0 | 0 | 0 | 0 | 0 | 0 | 0 | 0 | 0 | 0 | 0 | 0 | 0 | 0 | 0 | 0 | 0 | 0 | 0 | 0 | 0 | 0 | 0 | 0 | 0 | 0 | 0 | 0 | 0 | 0 | 0 | 0 |  | 0 | 0 | 0 | 0 | 0 | 0 | 0 | 0 | 0 | 0 | 0 | 0 | 0 | 0 | 0 | 0 | 0 | 0 | 0 | 0 | 0 | 0 | 0 | 0 | 0 | 0 | 0 | 0 | 0 | 0 | 0 | 0 | 0 | 0 | 0 | 0 | 9484.6 | 11247.7 | 14307.5055 | SCE Metro Area Default Constraint | SCE Metro Area Default Constraint | SCE Metro Area Default Constraint |  | 0 | 0 | 0 | 0 | 0 | 0 | 9484.6 | 11247.7 | 14307.5055 | SCE Metro Area Default Constraint | SCE Metro Area Default Constraint | SCE Metro Area Default Constraint |  | 1 | 1 | NO | 1 | 1 | 1 | NO | 1
SDGE | Artesian | 230 | 0 | 0 | 0 | 0 | 0 | 0 | 0 | 0 | 0 | 0 | 0 | 0 | 0 | 0 | 0 | 0 | 0 | 0 | 0 | 0 | 0 | 0 | 0 | 0 | 0 | 1 | 0 | 0 | 1 | 0 | 1 | 0 | 1 | 0 | 0 | 0 | 0 | 1 | 0 | 0 | 0 | 0 | 0 | 0 | 0 | 0 | 0 | 0 | 0 | 0 | 0 | 0 | 0 | 0 | 0 | 0 | 0 | 0 | 0 | 0 | 0 | 0 | 0 | 0 | 0 | 0 | 0 | 0 | 0 | 0 | 0 | 0 | 0 | 0 | 0 | 0 | 0 | 0 | 0 | 0 | 0 | 0 | 0 | 0 | 0 | 0 | 0 | 0 | 0 | 0 | 0 | 0 | 0 | 0 | 0 | 0 | 0 | 3 |  | 0 | 0 | 0 | 0 | 0 | 0 | 0 | 0 | 0 | 0 | 0 | 0 | 0 | 0 | 0 | 0 | 0 | 0 | 0 | 0 | 0 | 0 | 0 | 0 | 0 | 0 | 0 | 0 | 0 | 0 | 0 | 0 | 0 | 0 | 0 | 0 | 212.21 | 722.035 | 1632.03 | San Luis Rey-San Onofre 230 kV line constraint | Talega 230 kV constraint | Talega 230 kV constraint |  | 0 | 0 | 0 | 0 | 0 | 0 | 212.21 | 722.035 | 1632.03 | San Luis Rey-San Onofre 230 kV line constraint | Talega 230 kV constraint | Talega 230 kV constraint |  | 1 | 1 | NO | 1 | 1 | 1 | NO | 1
SDGE | Artesian | 69 | 0 | 0 | 0 | 0 | 0 | 0 | 0 | 0 | 0 | 0 | 0 | 0 | 0 | 0 | 0 | 0 | 0 | 0 | 0 | 0 | 0 | 0 | 0 | 0 | 0 | 1 | 0 | 0 | 0 | 0 | 1 | 0 | 1 | 0 | 0 | 0 | 0 | 1 | 0 | 0 | 0 | 0 | 0 | 0 | 0 | 0 | 0 | 0 | 0 | 0 | 0 | 0 | 0 | 0 | 0 | 0 | 0 | 0 | 0 | 0 | 0 | 0 | 0 | 0 | 0 | 0 | 0 | 0 | 0 | 0 | 0 | 0 | 0 | 0 | 0 | 0 | 0 | 0 | 0 | 0 | 0 | 0 | 0 | 0 | 0 | 0 | 0 | 0 | 0 | 0 | 0 | 0 | 0 | 0 | 0 | 0 | 0 | 2 |  | 0 | 0 | 0 | 0 | 0 | 0 | 0 | 0 | 0 | 0 | 0 | 0 | 0 | 0 | 0 | 0 | 0 | 0 | 0 | 0 | 0 | 0 | 0 | 0 | 0 | 0 | 0 | 0 | 0 | 0 | 0 | 0 | 0 | 0 | 0 | 0 | 212.21 | 722.035 | 1632.03 | San Luis Rey-San Onofre 230 kV line constraint | Talega 230 kV constraint | Talega 230 kV constraint |  | 0 | 0 | 0 | 0 | 0 | 0 | 212.21 | 722.035 | 1632.03 | San Luis Rey-San Onofre 230 kV line constraint | Talega 230 kV constraint | Talega 230 kV constraint |  | 1 | 1 | NO | 1 | 1 | 1 | NO | 1
PG&E FRESNO | Ashlan | 230 | 0 | 0 | 0 | 0 | 0 | 0 | 0 | 0 | 0 | 0 | 0 | 0 | 0 | 0 | 0 | 0 | 0 | 0 | 0 | 0 | 0 | 0 | 0 | 0 | 0 | 0 | 0 | 0 | 0 | 0 | 0 | 0 | 0 | 0 | 0 | 0 | 0 | 0 | 0 | 0 | 0 | 0 | 0 | 0 | 0 | 0 | 0 | 0 | 0 | 0 | 0 | 0 | 0 | 0 | 0 | 0 | 0 | 0 | 0 | 1 | 0 | 0 | 0 | 0 | 0 | 0 | 0 | 0 | 0 | 0 | 0 | 0 | 0 | 0 | 0 | 0 | 0 | 0 | 0 | 1 | 0 | 1 | 1 | 1 | 0 | 1 | 0 | 1 | 0 | 0 | 0 | 0 | 1 | 0 | 0 | 0 | 0 | 1 |  | 0 | 0 | 0 | 0 | 0 | 0 | 0 | 0 | 0 | 0 | 0 | 0 | 0 | 0 | 0 | 0 | 0 | 0 | 0 | 0 | 0 | 0 | 0 | 0 | 0 | 0 | 0 | 0 | 0 | 0 | 2 | 0 | 1 | 0 | 1 | 0 | -1284.3465 | -306.9 | -142.3574 | Tesla-Bellota 230 kV line | Chowchilla-Le grand 115kV Line | Chowchilla-Le grand 115kV Line |  | 0 | 1 | 0 | 0 | 0 | 0 | -984.3465 | 355.1 | 44.9626 | Tesla-Bellota 230 kV line | Oro Loma-El Nido 115kV Line | Oro Loma-El Nido 115kV Line |  | 5 | 4 | YES | 4 | 5 | 1 | YES | 2
PG&E NGBA | Atlantic | 115 | 0 | 0 | 0 | 0 | 0 | 0 | 0 | 0 | 0 | 0 | 0 | 0 | 0 | 0 | 0 | 0 | 0 | 0 | 0 | 0 | 0 | 0 | 0 | 0 | 0 | 0 | 0 | 0 | 0 | 0 | 0 | 0 | 0 | 0 | 0 | 0 | 0 | 0 | 0 | 1 | 0 | 0 | 0 | 0 | 0 | 1 | 0 | 1 | 0 | 0 | 0 | 0 | 0 | 0 | 0 | 0 | 0 | 0 | 0 | 1 | 1 | 0 | 0 | 0 | 0 | 0 | 0 | 0 | 0 | 0 | 0 | 0 | 0 | 0 | 0 | 0 | 0 | 0 | 0 | 0 | 0 | 0 | 0 | 0 | 0 | 0 | 0 | 0 | 0 | 0 | 0 | 0 | 0 | 0 | 0 | 0 | 0 | 0 |  | 0 | 0 | 0 | 0 | 0 | 0 | 0 | 0 | 0 | 0 | 0 | 0 | 0 | 0 | 0 | 0 | 0 | 0 | 0 | 0 | 0 | 0 | 0 | 0 | 0 | 0 | 0 | 0 | 0 | 0 | 3 | 0 | 2 | 0 | 0 | 0 | -3003.69 | -263.757 | 919.2036 | Collinsville-Tesla 500 kV Line | Collinsville-Tesla 500 kV Line | Rio Oso-Lockeford 230kV line |  | 0 | 2 | 0 | 0 | 0 | 0 | -984.3465 | 332.3909 | 919.2036 | Tesla-Bellota 230 kV line | Bellota-Weber 230kV line | Rio Oso-Lockeford 230kV line |  | 5 | 4 | YES | 4 | 1 | 1 | NO | 1
PG&E NGBA | Atlantic | 230 | 0 | 0 | 0 | 0 | 0 | 0 | 0 | 0 | 0 | 0 | 0 | 0 | 0 | 0 | 0 | 0 | 0 | 0 | 0 | 0 | 0 | 0 | 0 | 0 | 0 | 0 | 0 | 0 | 0 | 0 | 0 | 0 | 0 | 0 | 0 | 0 | 0 | 0 | 0 | 1 | 0 | 0 | 1 | 0 | 0 | 1 | 1 | 1 | 0 | 0 | 0 | 0 | 0 | 0 | 0 | 0 | 0 | 0 | 0 | 1 | 1 | 0 | 0 | 0 | 0 | 0 | 0 | 0 | 0 | 0 | 0 | 0 | 0 | 0 | 0 | 0 | 0 | 0 | 0 | 0 | 0 | 0 | 0 | 0 | 0 | 0 | 0 | 0 | 0 | 0 | 0 | 0 | 0 | 0 | 0 | 0 | 0 | 0 |  | 0 | 0 | 0 | 0 | 0 | 0 | 0 | 0 | 0 | 0 | 0 | 0 | 0 | 0 | 0 | 0 | 0 | 0 | 0 | 0 | 0 | 0 | 0 | 0 | 0 | 0 | 0 | 0 | 0 | 0 | 3 | 0 | 2 | 0 | 0 | 0 | -3003.69 | -263.757 | 329.548 | Collinsville-Tesla 500 kV Line | Collinsville-Tesla 500 kV Line | Bell-Placer 115kV Line |  | 0 | 2 | 0 | 0 | 0 | 0 | -984.3465 | 297 | 329.548 | Tesla-Bellota 230 kV line | Bell-Placer 115kV Line | Bell-Placer 115kV Line |  | 5 | 4 | YES | 4 | 1 | 1 | NO | 1
PG&E NGBA | Atlantic | 60 | 0 | 0 | 0 | 0 | 0 | 0 | 0 | 0 | 0 | 0 | 0 | 0 | 0 | 0 | 0 | 0 | 0 | 0 | 0 | 0 | 0 | 0 | 0 | 0 | 0 | 0 | 0 | 0 | 0 | 0 | 0 | 0 | 0 | 0 | 0 | 0 | 0 | 0 | 0 | 1 | 0 | 0 | 1 | 0 | 0 | 1 | 1 | 1 | 0 | 0 | 0 | 0 | 0 | 0 | 0 | 0 | 0 | 0 | 0 | 1 | 1 | 0 | 0 | 0 | 0 | 0 | 0 | 0 | 0 | 0 | 0 | 0 | 0 | 0 | 0 | 0 | 0 | 0 | 0 | 0 | 0 | 0 | 0 | 0 | 0 | 0 | 0 | 0 | 0 | 0 | 0 | 0 | 0 | 0 | 0 | 0 | 0 | 0 |  | 0 | 0 | 0 | 0 | 0 | 0 | 0 | 0 | 0 | 0 | 0 | 0 | 0 | 0 | 0 | 0 | 0 | 0 | 0 | 0 | 0 | 0 | 0 | 0 | 0 | 0 | 0 | 0 | 0 | 0 | 3 | 0 | 2 | 0 | 0 | 0 | -3003.69 | -263.757 | 329.548 | Collinsville-Tesla 500 kV Line | Collinsville-Tesla 500 kV Line | Bell-Placer 115kV Line |  | 0 | 2 | 0 | 0 | 0 | 0 | -984.3465 | 297 | 329.548 | Tesla-Bellota 230 kV line | Bell-Placer 115kV Line | Bell-Placer 115kV Line |  | 5 | 4 | YES | 4 | 1 | 1 | NO | 1
PG&E FRESNO | Atwater | 115 | 0 | 0 | 0 | 0 | 0 | 0 | 0 | 0 | 0 | 0 | 0 | 0 | 0 | 0 | 0 | 0 | 0 | 0 | 0 | 0 | 0 | 0 | 0 | 0 | 0 | 0 | 0 | 0 | 0 | 0 | 0 | 0 | 0 | 0 | 0 | 0 | 0 | 0 | 0 | 0 | 0 | 0 | 0 | 0 | 0 | 1 | 0 | 0 | 0 | 0 | 0 | 0 | 0 | 0 | 0 | 0 | 0 | 0 | 0 | 1 | 0 | 0 | 0 | 0 | 0 | 0 | 0 | 0 | 0 | 0 | 0 | 0 | 0 | 0 | 0 | 0 | 0 | 0 | 0 | 1 | 0 | 1 | 1 | 1 | 0 | 1 | 0 | 1 | 0 | 0 | 0 | 0 | 1 | 0 | 0 | 0 | 0 | 1 |  | 0 | 0 | 0 | 0 | 0 | 0 | 0 | 0 | 0 | 0 | 0 | 0 | 0 | 0 | 0 | 0 | 0 | 0 | 0 | 0 | 0 | 0 | 0 | 2 | 0 | 0 | 0 | 0 | 0 | 1 | 3 | 0 | 2 | 0 | 1 | 0 | -1284.3465 | -306.9 | -142.3574 | Tesla-Bellota 230 kV line | Chowchilla-Le grand 115kV Line | Chowchilla-Le grand 115kV Line |  | 0 | 2 | 0 | 0 | 0 | 0 | -984.3465 | 332.3909 | 44.9626 | Tesla-Bellota 230 kV line | Bellota-Weber 230kV line | Oro Loma-El Nido 115kV Line |  | 5 | 4 | YES | 4 | 5 | 1 | YES | 2
PG&E GBA | Avena | 115 | 0 | 0 | 0 | 0 | 0 | 0 | 0 | 0 | 0 | 0 | 0 | 0 | 0 | 0 | 0 | 0 | 0 | 0 | 0 | 0 | 0 | 0 | 0 | 0 | 0 | 0 | 0 | 0 | 0 | 0 | 0 | 0 | 0 | 0 | 0 | 0 | 0 | 0 | 0 | 0 | 0 | 0 | 0 | 0 | 0 | 1 | 0 | 0 | 0 | 0 | 0 | 0 | 0 | 0 | 0 | 1 | 0 | 0 | 0 | 1 | 0 | 0 | 0 | 1 | 0 | 0 | 0 | 0 | 0 | 0 | 0 | 0 | 0 | 0 | 0 | 0 | 0 | 0 | 0 | 0 | 0 | 0 | 0 | 0 | 0 | 0 | 0 | 0 | 0 | 0 | 0 | 0 | 0 | 0 | 0 | 0 | 0 | 0 |  | 0 | 0 | 0 | 0 | 0 | 0 | 0 | 0 | 0 | 0 | 0 | 0 | 0 | 0 | 0 | 0 | 0 | 0 | 0 | 0 | 0 | 0 | 0 | 0 | 0 | 0 | 0 | 0 | 0 | 0 | 3 | 0 | 1 | 0 | 0 | 0 | -1284.3465 | -127.6091 | 278.4144 | Tesla-Bellota 230 kV line | Bellota-Weber 230kV line | Tesla-Salado 115 kV line |  | 0 | 2 | 0 | 0 | 0 | 0 | -984.3465 | 117.5109 | 278.4144 | Tesla-Bellota 230 kV line | Tesla-Salado 115 kV line | Tesla-Salado 115 kV line |  | 5 | 4 | YES | 4 | 1 | 1 | NO | 1
SDGE | Avocado | 69 | 0 | 0 | 0 | 0 | 0 | 0 | 0 | 0 | 0 | 0 | 0 | 0 | 0 | 0 | 0 | 0 | 0 | 0 | 0 | 0 | 0 | 0 | 0 | 0 | 0 | 1 | 0 | 0 | 1 | 0 | 0 | 0 | 1 | 1 | 0 | 0 | 0 | 1 | 0 | 0 | 0 | 0 | 0 | 0 | 0 | 0 | 0 | 0 | 0 | 0 | 0 | 0 | 0 | 0 | 0 | 0 | 0 | 0 | 0 | 0 | 0 | 0 | 0 | 0 | 0 | 0 | 0 | 0 | 0 | 0 | 0 | 0 | 0 | 0 | 0 | 0 | 0 | 0 | 0 | 0 | 0 | 0 | 0 | 0 | 0 | 0 | 0 | 0 | 0 | 0 | 0 | 0 | 0 | 0 | 0 | 0 | 0 | 2 |  | 0 | 0 | 0 | 0 | 0 | 0 | 0 | 0 | 0 | 0 | 0 | 0 | 0 | 0 | 0 | 0 | 0 | 0 | 0 | 0 | 0 | 0 | 0 | 0 | 0 | 0 | 29.6 | 0 | 0 | 1 | 0 | 0 | 0 | 0 | 0 | 0 | 94.4 | 149.2 | 313.6 | Ocean Ranch 69 kV constraint | Ocean Ranch 69 kV constraint | Ocean Ranch 69 kV constraint |  | 0 | 0 | 0 | 0 | 0 | 0 | 94.4 | 149.2 | 313.6 | Ocean Ranch 69 kV constraint | Ocean Ranch 69 kV constraint | Ocean Ranch 69 kV constraint |  | 1 | 1 | NO | 1 | 1 | 1 | NO | 1
PG&E NGBA | Bahia | 230 | 0 | 0 | 0 | 0 | 0 | 0 | 0 | 0 | 0 | 0 | 0 | 0 | 0 | 0 | 0 | 0 | 0 | 0 | 0 | 0 | 0 | 0 | 0 | 0 | 0 | 0 | 0 | 0 | 0 | 0 | 0 | 0 | 0 | 0 | 0 | 0 | 0 | 0 | 0 | 1 | 0 | 0 | 0 | 0 | 0 | 0 | 0 | 0 | 0 | 0 | 0 | 0 | 1 | 1 | 1 | 1 | 0 | 0 | 1 | 1 | 0 | 0 | 0 | 0 | 0 | 1 | 1 | 0 | 0 | 0 | 0 | 0 | 0 | 0 | 0 | 0 | 0 | 0 | 0 | 0 | 0 | 0 | 0 | 0 | 0 | 0 | 0 | 0 | 0 | 0 | 0 | 0 | 0 | 0 | 0 | 0 | 0 | 1 |  | 0 | 0 | 0 | 0 | 0 | 0 | 0 | 0 | 0 | 0 | 0 | 0 | 0 | 0 | 0 | 0 | 0 | 0 | 0 | 0 | 0 | 0 | 0 | 0 | 0 | 0 | 0 | 0 | 0 | 0 | 6 | 0 | 3 | 0 | 0 | 0 | -3003.69 | -386.164 | 745.85 | Collinsville-Tesla 500 kV Line | Windmaster-Delta pumps 230 kV line | Birds Landing-Contra Costa 230kV Line |  | 0 | 1 | 0 | 0 | 0 | 0 | -984.3465 | 1056.7514 | 745.85 | Tesla-Bellota 230 kV line | Tesla-Bellota 230 kV line | Birds Landing-Contra Costa 230kV Line |  | 5 | 4 | YES | 4 | 1 | 1 | NO | 1
SCE Northern | Bailey | 230 | 0 | 0 | 1 | 0 | 0 | 0 | 1 | 1 | 0 | 0 | 0 | 0 | 0 | 0 | 0 | 0 | 0 | 0 | 0 | 0 | 0 | 0 | 0 | 0 | 1 | 0 | 0 | 0 | 0 | 0 | 0 | 0 | 0 | 0 | 0 | 0 | 0 | 0 | 0 | 0 | 0 | 0 | 0 | 0 | 0 | 0 | 0 | 0 | 0 | 0 | 0 | 0 | 0 | 0 | 0 | 0 | 0 | 0 | 0 | 0 | 0 | 0 | 0 | 0 | 0 | 0 | 0 | 0 | 0 | 0 | 0 | 0 | 0 | 0 | 0 | 0 | 0 | 0 | 0 | 0 | 0 | 0 | 0 | 0 | 0 | 0 | 0 | 0 | 0 | 0 | 0 | 0 | 0 | 0 | 0 | 0 | 0 | 0 |  | 0 | 0 | 0 | 0 | 0 | 0 | 0 | 0 | 0 | 0 | 0 | 0 | 0 | 0 | 0 | 0 | 0 | 0 | 0 | 0 | 0 | 0 | 0 | 0 | 0 | 0 | 0 | 0 | 0 | 0 | 1 | 0 | 0 | 0 | 0 | 0 | -1982.555 | 0 | 0 | Lugo - Victorville area constraint | Antelope-Neenach Constraint | Antelope-Neenach Constraint |  | 0 | 0 | 0 | 0 | 0 | 0 | 0 | 0 | 0 | Antelope-Neenach Constraint | Antelope-Neenach Constraint | Antelope-Neenach Constraint |  | 5 | 1 | YES | 2 | 1 | 1 | NO | 1
SCE NOL | Baker | 115 | 0 | 0 | 0 | 0 | 0 | 0 | 0 | 0 | 0 | 0 | 0 | 1 | 1 | 1 | 0 | 0 | 0 | 0 | 0 | 0 | 0 | 0 | 0 | 0 | 0 | 0 | 0 | 0 | 0 | 0 | 0 | 0 | 0 | 0 | 0 | 0 | 0 | 0 | 0 | 0 | 0 | 0 | 0 | 0 | 0 | 0 | 0 | 0 | 0 | 0 | 0 | 0 | 0 | 0 | 0 | 0 | 0 | 0 | 0 | 0 | 0 | 0 | 0 | 0 | 0 | 0 | 0 | 0 | 0 | 0 | 0 | 0 | 0 | 0 | 0 | 0 | 0 | 0 | 0 | 0 | 0 | 0 | 0 | 0 | 0 | 0 | 0 | 0 | 0 | 0 | 0 | 0 | 0 | 0 | 0 | 0 | 0 | 3 |  | 0 | 0 | 0 | 0 | 0 | 0 | 0 | 0 | 0 | 0 | 0 | 0 | 0 | 0 | 0 | 0 | 0 | 0 | 0 | 0 | 0 | 0 | 0 | 0 | 0 | 0 | 0 | 0 | 0 | 0 | 0 | 2 | 0 | 0 | 0 | 0 | -83.1 | 8.05 | 1104.2638 | South of Kramer Area Constraint | South of Kramer Area Constraint | South of Kramer Area Constraint |  | 0 | 2 | 0 | 0 | 0 | 0 | -83.1 | 8.05 | 1104.2638 | South of Kramer Area Constraint | South of Kramer Area Constraint | South of Kramer Area Constraint |  | 3 | 3 | NO | 3 | 1 | 1 | NO | 1
PG&E KERN | Bakersfield | 230 | 0 | 0 | 0 | 0 | 0 | 0 | 0 | 0 | 0 | 0 | 0 | 0 | 0 | 0 | 0 | 0 | 0 | 0 | 0 | 0 | 0 | 0 | 0 | 0 | 0 | 0 | 0 | 0 | 0 | 0 | 0 | 0 | 0 | 0 | 0 | 0 | 0 | 0 | 0 | 0 | 0 | 0 | 0 | 0 | 0 | 0 | 0 | 0 | 0 | 0 | 0 | 0 | 0 | 0 | 0 | 0 | 0 | 0 | 0 | 0 | 0 | 0 | 0 | 0 | 0 | 0 | 0 | 0 | 0 | 0 | 0 | 0 | 0 | 0 | 0 | 0 | 0 | 0 | 1 | 0 | 0 | 0 | 0 | 0 | 0 | 0 | 0 | 0 | 0 | 0 | 0 | 0 | 0 | 0 | 1 | 0 | 0 | 0 |  | 0 | 0 | 0 | 0 | 0 | 0 | 0 | 0 | 0 | 0 | 0 | 0 | 0 | 0 | 0 | 0 | 0 | 0 | 0 | 0 | 0 | 0 | 0 | 0 | 0 | 0 | 0 | 0 | 0 | 0 | 1 | 0 | 0 | 0 | 0 | 1 | -1872.365 | 158.2197 | -2894.0969 | Mustang-Henrietta 230 kV line | Mustang-Henrietta 230 kV line | Mustang-Henrietta 230 kV line |  | 0 | 0 | 0 | 0 | 0 | 1 | 606.635 | 1653.1207 | -415.0969 | Mustang-Henrietta 230 kV line | Gates 500/230kV TB #12 | Mustang-Henrietta 230 kV line |  | 5 | 1 | YES | 2 | 4 | 4 | NO | 4
PG&E FRESNO | Balch | 230 | 0 |  | 0 | 0 | 0 | 0 | 0 | 0 | 0 | 0 | 0 | 0 | 0 | 0 | 0 | 0 | 0 | 0 | 0 | 0 | 0 | 0 | 0 | 0 | 0 | 0 | 0 | 0 | 0 | 0 | 0 | 0 | 0 | 0 | 0 | 0 | 0 | 0 | 0 | 0 | 0 | 0 | 0 | 0 | 0 | 1 | 0 | 0 | 0 | 0 | 0 | 0 | 0 | 0 | 0 | 0 | 0 | 0 | 0 | 0 | 0 | 0 | 0 | 0 | 0 | 0 | 0 | 0 | 0 | 0 | 0 | 0 | 0 | 0 | 0 | 0 | 0 | 0 | 1 | 1 | 0 | 1 | 0 | 0 | 0 | 1 | 0 | 0 | 0 | 1 | 0 | 0 | 0 | 0 | 0 | 0 | 0 | 1 |  | 0 | 0 | 0 | 0 | 0 | 0 | 0 | 0 | 0 | 0 | 0 | 0 | 0 | 0 | 0 | 0 | 0 | 0 | 0 | 0 | 0 | 0 | 0 | 0 | 0 | 0 | 0 | 0 | 0 | 0 | 2 | 0 | 2 | 0 | 1 | 0 | -1364.3 | -946.4 | -40.3424 | Borden-Storey #1 230kV line | Borden-Storey #1 230kV line | Borden-Storey #1 230kV line |  | 0 | 2 | 0 | 0 | 0 | 0 | -239.0315 | 300.6 | 63.9052 | Bellota-Weber 230kV line | Borden-Storey #1 230kV line | Gates 500/230kV TB #12 |  | 5 | 4 | YES | 4 | 5 | 1 | YES | 2
SCE Eastern | Bannister | 230 | 0 | 0 | 0 | 0 | 0 | 0 | 0 | 0 | 0 | 0 | 0 | 0 | 0 | 0 | 0 | 0 | 0 | 0 | 1 | 1 | 0 | 1 | 0 | 0 | 0 | 0 | 0 | 0 | 0 | 0 | 0 | 0 | 0 | 0 | 0 | 0 | 0 | 0 | 0 | 0 | 0 | 0 | 0 | 0 | 0 | 0 | 0 | 0 | 0 | 0 | 0 | 0 | 0 | 0 | 0 | 0 | 0 | 0 | 0 | 0 | 0 | 0 | 0 | 0 | 0 | 0 | 0 | 0 | 0 | 0 | 0 | 0 | 0 | 0 | 0 | 0 | 0 | 0 | 0 | 0 | 0 | 0 | 0 | 0 | 0 | 0 | 0 | 0 | 0 | 0 | 0 | 0 | 0 | 0 | 0 | 0 | 0 | 1 |  | 0 | 0 | 0 | 0 | 0 | 0 | 0 | 0 | 0 | 0 | 0 | 0 | 0 | 0 | 0 | 0 | 0 | 0 | 0 | 0 | 0 | 0 | 0 | 0 | 0 | 0 | 0 | 0 | 0 | 0 | 1 | 0 | 1 | 0 | 0 | 1 | -896.5 | -741.5 | -107.8 | Eagle Mountain Constraint | Eagle Mountain Constraint | Eagle Mountain Constraint |  | 0 | 1 | 0 | 1 | 0 | 1 | -296.5 | -141.5 | -107.8 | Eagle Mountain Constraint | Eagle Mountain Constraint | Eagle Mountain Constraint |  | 5 | 4 | YES | 4 | 3 | 3 | NO | 3
SCE Metro | Barre | 230 | 0 | 0 | 0 | 0 | 0 | 0 | 0 | 0 | 0 | 1 | 0 | 0 | 0 | 0 | 0 | 0 | 0 | 0 | 0 | 0 | 0 | 0 | 0 | 0 | 0 | 0 | 0 | 0 | 0 | 0 | 0 | 0 | 0 | 0 | 0 | 0 | 0 | 0 | 0 | 0 | 0 | 0 | 0 | 0 | 0 | 0 | 0 | 0 | 0 | 0 | 0 | 0 | 0 | 0 | 0 | 0 | 0 | 0 | 0 | 0 | 0 | 0 | 0 | 0 | 0 | 0 | 0 | 0 | 0 | 0 | 0 | 0 | 0 | 0 | 0 | 0 | 0 | 0 | 0 | 0 | 0 | 0 | 0 | 0 | 0 | 0 | 0 | 0 | 0 | 0 | 0 | 0 | 0 | 0 | 0 | 0 | 0 | 0 |  | 0 | 0 | 0 | 0 | 0 | 0 | 0 | 0 | 0 | 0 | -10 | 0 | 0 | 0 | 1 | 0 | 0 | 0 | 0 | 0 | 0 | 0 | 0 | 0 | 10 | 0 | 10 | 0 | 0 | 1 | 0 | 0 | 0 | 0 | 0 | 0 | 9484.6 | 11247.7 | 14307.5055 | SCE Metro Area Default Constraint | SCE Metro Area Default Constraint | SCE Metro Area Default Constraint |  | 0 | 0 | 0 | 0 | 0 | 0 | 9484.6 | 11247.7 | 14307.5055 | SCE Metro Area Default Constraint | SCE Metro Area Default Constraint | SCE Metro Area Default Constraint |  | 1 | 1 | NO | 1 | 1 | 1 | NO | 1
SDGE | Bay Boulevard | 69 | 0 | 0 | 0 | 0 | 0 | 0 | 0 | 0 | 0 | 0 | 0 | 0 | 0 | 0 | 0 | 0 | 0 | 0 | 0 | 0 | 0 | 0 | 0 | 0 | 0 | 0 | 0 | 0 | 0 | 0 | 1 | 0 | 1 | 0 | 0 | 1 | 1 | 0 | 0 | 0 | 0 | 0 | 0 | 0 | 0 | 0 | 0 | 0 | 0 | 0 | 0 | 0 | 0 | 0 | 0 | 0 | 0 | 0 | 0 | 0 | 0 | 0 | 0 | 0 | 0 | 0 | 0 | 0 | 0 | 0 | 0 | 0 | 0 | 0 | 0 | 0 | 0 | 0 | 0 | 0 | 0 | 0 | 0 | 0 | 0 | 0 | 0 | 0 | 0 | 0 | 0 | 0 | 0 | 0 | 0 | 0 | 0 | 4 |  | 0 | 0 | 0 | 0 | 0 | 0 | 0 | 0 | 0 | 0 | 0 | 0 | 0 | 0 | 0 | 0 | 0 | 0 | 0 | 0 | 0 | 0 | 0 | 0 | 0 | 0 | 0 | 0 | 0 | 0 | 0 | 0 | 0 | 0 | 0 | 0 | 212.21 | 1444.17 | 1805.9044 | San Luis Rey-San Onofre 230 kV line constraint | Silvergate-Old Town 230 kV constraint | Silvergate-Old Town 230 kV constraint |  | 0 | 0 | 0 | 0 | 0 | 0 | 212.21 | 1444.17 | 1805.9044 | San Luis Rey-San Onofre 230 kV line constraint | Silvergate-Old Town 230 kV constraint | Silvergate-Old Town 230 kV constraint |  | 1 | 1 | NO | 1 | 1 | 1 | NO | 1
SDGE | Bay Boulevard | 230 | 0 | 0 | 0 | 0 | 0 | 0 | 0 | 0 | 0 | 0 | 0 | 0 | 0 | 0 | 0 | 0 | 0 | 0 | 0 | 0 | 0 | 0 | 0 | 0 | 0 | 0 | 0 | 0 | 1 | 0 | 1 | 0 | 1 | 0 | 0 | 1 | 1 | 0 | 0 | 0 | 0 | 0 | 0 | 0 | 0 | 0 | 0 | 0 | 0 | 0 | 0 | 0 | 0 | 0 | 0 | 0 | 0 | 0 | 0 | 0 | 0 | 0 | 0 | 0 | 0 | 0 | 0 | 0 | 0 | 0 | 0 | 0 | 0 | 0 | 0 | 0 | 0 | 0 | 0 | 0 | 0 | 0 | 0 | 0 | 0 | 0 | 0 | 0 | 0 | 0 | 0 | 0 | 0 | 0 | 0 | 0 | 0 | 5 |  | 0 | 0 | 0 | 0 | 0 | 0 | 0 | 0 | 0 | 0 | 0 | 0 | 0 | 0 | 0 | 0 | 0 | 0 | 0 | 0 | 0 | 0 | 0 | 0 | 0 | 0 | 0 | 0 | 0 | 0 | 0 | 0 | 0 | 0 | 0 | 0 | 212.21 | 1444.17 | 1805.9044 | San Luis Rey-San Onofre 230 kV line constraint | Silvergate-Old Town 230 kV constraint | Silvergate-Old Town 230 kV constraint |  | 0 | 0 | 0 | 0 | 0 | 0 | 212.21 | 1444.17 | 1805.9044 | San Luis Rey-San Onofre 230 kV line constraint | Silvergate-Old Town 230 kV constraint | Silvergate-Old Town 230 kV constraint |  | 1 | 1 | NO | 1 | 1 | 1 | NO | 1
EOP | Beatty | 138 | 0 | 0 | 0 | 0 | 0 | 0 | 0 | 0 | 0 | 0 | 0 | 0 | 0 | 0 | 0 | 0 | 0 | 0 | 0 | 0 | 0 | 0 | 1 | 1 | 1 | 0 | 0 | 0 | 0 | 0 | 0 | 0 | 0 | 0 | 0 | 0 | 0 | 0 | 0 | 0 | 0 | 0 | 0 | 0 | 0 | 0 | 0 | 0 | 0 | 0 | 0 | 0 | 0 | 0 | 0 | 0 | 0 | 0 | 0 | 0 | 0 | 0 | 0 | 0 | 0 | 0 | 0 | 0 | 0 | 0 | 0 | 0 | 0 | 0 | 0 | 0 | 0 | 0 | 0 | 0 | 0 | 0 | 0 | 0 | 0 | 0 | 0 | 0 | 0 | 0 | 0 | 0 | 0 | 0 | 0 | 0 | 0 | 2 |  | 0 | 0 | 0 | 0 | 0 | 0 | 0 | 0 | 0 | 0 | 0 | 0 | 0 | 0 | 0 | 0 | 0 | 0 | 0 | 0 | 0 | 0 | 0 | 0 | 0 | 0 | 0 | 0 | 0 | 0 | 1 | 1 | 0 | 0 | 0 | 0 | -1982.555 | 640.59 | 900.03 | Lugo - Victorville area constraint | Sloan Canyon - Eldorado 500 kV constraint | GLW 230kV area constraint |  | 0 | 1 | 0 | 0 | 0 | 0 | -68.75 | 640.59 | 900.03 | Sloan Canyon - Eldorado 500 kV constraint | Sloan Canyon - Eldorado 500 kV constraint | GLW 230kV area constraint |  | 5 | 3 | YES | 3 | 1 | 1 | NO | 1
EOP | Beatty | 230 | 0 | 0 | 0 | 0 | 0 | 0 | 0 | 0 | 0 | 0 | 0 | 0 | 0 | 0 | 0 | 0 | 0 | 0 | 0 | 0 | 0 | 0 | 1 | 1 | 1 | 0 | 0 | 0 | 0 | 0 | 0 | 0 | 0 | 0 | 0 | 0 | 0 | 0 | 0 | 0 | 0 | 0 | 0 | 0 | 0 | 0 | 0 | 0 | 0 | 0 | 0 | 0 | 0 | 0 | 0 | 0 | 0 | 0 | 0 | 0 | 0 | 0 | 0 | 0 | 0 | 0 | 0 | 0 | 0 | 0 | 0 | 0 | 0 | 0 | 0 | 0 | 0 | 0 | 0 | 0 | 0 | 0 | 0 | 0 | 0 | 0 | 0 | 0 | 0 | 0 | 0 | 0 | 0 | 0 | 0 | 0 | 0 | 2 |  | 0 | 0 | 0 | 0 | 0 | 0 | 0 | 0 | 0 | 0 | 0 | 0 | 0 | 0 | 0 | 450 | 0 | 0 | 0 | 0 | 0 | 0 | 0 | 0 | 100 | 400 | 0 | 125 | 0 | 1 | 1 | 1 | 0 | 0 | 0 | 0 | -1982.555 | 640.59 | 900.03 | Lugo - Victorville area constraint | Sloan Canyon - Eldorado 500 kV constraint | GLW 230kV area constraint |  | 0 | 1 | 0 | 0 | 0 | 0 | -68.75 | 640.59 | 900.03 | Sloan Canyon - Eldorado 500 kV constraint | Sloan Canyon - Eldorado 500 kV constraint | GLW 230kV area constraint |  | 5 | 3 | YES | 3 | 1 | 1 | NO | 1
PG&E NGBA | Belden | 230 | 0 | 0 | 0 | 0 | 0 | 0 | 0 | 0 | 0 | 0 | 0 | 0 | 0 | 0 | 0 | 0 | 0 | 0 | 0 | 0 | 0 | 0 | 0 | 0 | 0 | 0 | 0 | 0 | 0 | 0 | 0 | 0 | 0 | 0 | 0 | 0 | 0 | 0 | 0 | 1 | 1 | 0 | 1 | 0 | 1 | 1 | 1 | 1 | 0 | 0 | 0 | 0 | 0 | 0 | 0 | 0 | 0 | 0 | 0 | 1 | 1 | 0 | 0 | 0 | 0 | 0 | 0 | 0 | 0 | 0 | 0 | 0 | 0 | 0 | 0 | 0 | 0 | 0 | 0 | 0 | 0 | 0 | 0 | 0 | 0 | 0 | 0 | 0 | 0 | 0 | 0 | 0 | 0 | 0 | 0 | 0 | 0 | 0 |  | 0 | 0 | 0 | 0 | 0 | 0 | 0 | 0 | 0 | 0 | 0 | 0 | 0 | 0 | 0 | 0 | 0 | 0 | 0 | 0 | 0 | 0 | 0 | 0 | 0 | 0 | 0 | 0 | 0 | 0 | 3 | 0 | 2 | 0 | 0 | 0 | -3003.69 | -263.757 | 32.84 | Collinsville-Tesla 500 kV Line | Collinsville-Tesla 500 kV Line | Woodland- Davis 115kV line |  | 0 | 2 | 0 | 0 | 0 | 0 | -984.3465 | 31.5 | 32.84 | Tesla-Bellota 230 kV line | Rocklin-Pleaseant grove 115kV line | Woodland- Davis 115kV line |  | 5 | 4 | YES | 4 | 1 | 1 | NO | 1
PG&E NGBA | Bell | 115 | 0 | 0 | 0 | 0 | 0 | 0 | 0 | 0 | 0 | 0 | 0 | 0 | 0 | 0 | 0 | 0 | 0 | 0 | 0 | 0 | 0 | 0 | 0 | 0 | 0 | 0 | 0 | 0 | 0 | 0 | 0 | 0 | 0 | 0 | 0 | 0 | 0 | 0 | 0 | 1 | 0 | 0 | 0 | 0 | 0 | 1 | 0 | 1 | 0 | 0 | 0 | 0 | 0 | 0 | 0 | 0 | 0 | 0 | 0 | 1 | 1 | 0 | 0 | 0 | 0 | 0 | 0 | 0 | 0 | 0 | 0 | 0 | 0 | 0 | 0 | 0 | 0 | 0 | 0 | 0 | 0 | 0 | 0 | 0 | 0 | 0 | 0 | 0 | 0 | 0 | 0 | 0 | 0 | 0 | 0 | 0 | 0 | 0 |  | 0 | 0 | 0 | 0 | 0 | 0 | 0 | 0 | 0 | 0 | 0 | 0 | 0 | 0 | 0 | 0 | 0 | 0 | 0 | 0 | 0 | 0 | 0 | 0 | 0 | 0 | 0 | 0 | 0 | 0 | 3 | 0 | 2 | 0 | 0 | 0 | -3003.69 | -263.757 | 919.2036 | Collinsville-Tesla 500 kV Line | Collinsville-Tesla 500 kV Line | Rio Oso-Lockeford 230kV line |  | 0 | 2 | 0 | 0 | 0 | 0 | -984.3465 | 332.3909 | 919.2036 | Tesla-Bellota 230 kV line | Bellota-Weber 230kV line | Rio Oso-Lockeford 230kV line |  | 5 | 4 | YES | 4 | 1 | 1 | NO | 1
PG&E NGBA | Bellevue | 115 | 0 | 0 | 0 | 0 | 0 | 0 | 0 | 0 | 0 | 0 | 0 | 0 | 0 | 0 | 0 | 0 | 0 | 0 | 0 | 0 | 0 | 0 | 0 | 0 | 0 | 0 | 0 | 0 | 0 | 0 | 0 | 0 | 0 | 0 | 0 | 0 | 0 | 0 | 0 | 1 | 0 | 0 | 0 | 0 | 0 | 0 | 0 | 0 | 0 | 0 | 0 | 0 | 1 | 0 | 0 | 0 | 0 | 0 | 0 | 0 | 0 | 0 | 0 | 0 | 0 | 0 | 1 | 0 | 0 | 0 | 0 | 0 | 0 | 0 | 0 | 0 | 0 | 0 | 0 | 0 | 0 | 0 | 0 | 0 | 0 | 0 | 0 | 0 | 0 | 0 | 0 | 0 | 0 | 0 | 0 | 0 | 0 | 1 |  | 0 | 0 | 0 | 0 | 0 | 0 | 0 | 0 | 0 | 0 | 0 | 0 | 0 | 0 | 0 | 0 | 0 | 0 | 0 | 0 | 0 | 0 | 0 | 0 | 0 | 0 | 0 | 0 | 0 | 0 | 2 | 0 | 2 | 0 | 0 | 0 | -3003.69 | -263.757 | 745.85 | Collinsville-Tesla 500 kV Line | Collinsville-Tesla 500 kV Line | Birds Landing-Contra Costa 230kV Line |  | 0 | 0 | 0 | 0 | 0 | 0 | 1259.89 | 1593.344 | 745.85 | Birds Landing-Contra Costa 230kV Line | Birds Landing-Contra Costa 230kV Line | Birds Landing-Contra Costa 230kV Line |  | 5 | 1 | YES | 2 | 1 | 1 | NO | 1
PG&E GBA | Bellota | 115 | 0 | 0 | 0 | 0 | 0 | 0 | 0 | 0 | 0 | 0 | 0 | 0 | 0 | 0 | 0 | 0 | 0 | 0 | 0 | 0 | 0 | 0 | 0 | 0 | 0 | 0 | 0 | 0 | 0 | 0 | 0 | 0 | 0 | 0 | 0 | 0 | 0 | 0 | 0 | 0 | 0 | 0 | 0 | 0 | 0 | 1 | 0 | 0 | 0 | 0 | 0 | 0 | 0 | 0 | 0 | 0 | 0 | 1 | 0 | 1 | 1 | 0 | 0 | 0 | 0 | 0 | 0 | 0 | 0 | 0 | 0 | 0 | 0 | 0 | 0 | 0 | 0 | 0 | 0 | 0 | 0 | 0 | 0 | 0 | 0 | 0 | 0 | 0 | 0 | 0 | 0 | 0 | 0 | 0 | 0 | 0 | 0 | 0 |  | 0 | 2.8 | 0 | 0 | 0 | 0 | 0 | 0 | 0 | 0 | 0 | 0 | 0 | 0 | 1 | 0 | 2.8 | 0 | 0 | 0 | 0 | 0 | 0 | 0 | 0 | 0 | 0 | 0 | 0 | 1 | 2 | 0 | 1 | 0 | 0 | 0 | -1284.3465 | -127.6091 | 692.3714 | Tesla-Bellota 230 kV line | Bellota-Weber 230kV line | Kasson Jct-Heinz 115 kV line |  | 0 | 2 | 0 | 0 | 0 | 0 | -984.3465 | 332.3909 | 692.3714 | Tesla-Bellota 230 kV line | Bellota-Weber 230kV line | Kasson Jct-Heinz 115 kV line |  | 5 | 4 | YES | 4 | 1 | 1 | NO | 1
PG&E GBA | Bellota | 230 | 0 | 0 | 0 | 0 | 0 | 0 | 0 | 0 | 0 | 0 | 0 | 0 | 0 | 0 | 0 | 0 | 0 | 0 | 0 | 0 | 0 | 0 | 0 | 0 | 0 | 0 | 0 | 0 | 0 | 0 | 0 | 0 | 0 | 0 | 0 | 0 | 0 | 0 | 0 | 0 | 0 | 0 | 0 | 0 | 0 | 1 | 0 | 0 | 0 | 0 | 0 | 0 | 0 | 0 | 0 | 0 | 0 | 0 | 0 | 1 | 1 | 0 | 0 | 0 | 0 | 0 | 0 | 0 | 0 | 0 | 0 | 0 | 0 | 0 | 0 | 0 | 0 | 0 | 0 | 0 | 0 | 0 | 0 | 0 | 0 | 0 | 0 | 0 | 0 | 0 | 0 | 0 | 0 | 0 | 0 | 0 | 0 | 0 |  | 0 | 0 | 0 | 0 | 0 | 0 | 0 | 0 | 0 | 0 | 0 | 0 | 0 | 0 | 0 | 0 | 0 | 0 | 0 | 0 | 0 | 0 | 0 | 0 | 200 | 200 | 0 | 0 | 346 | 1 | 2 | 0 | 1 | 0 | 0 | 0 | -1284.3465 | -127.6091 | 2364.9322 | Tesla-Bellota 230 kV line | Bellota-Weber 230kV line | Bellota-Weber 230kV line |  | 0 | 2 | 0 | 0 | 0 | 0 | -984.3465 | 332.3909 | 2364.9322 | Tesla-Bellota 230 kV line | Bellota-Weber 230kV line | Bellota-Weber 230kV line |  | 5 | 4 | YES | 4 | 1 | 1 | NO | 1
SCE Northern | Big Creek | 230 | 1 | 0 | 1 | 0 | 0 | 1 | 1 | 0 | 0 | 0 | 0 | 0 | 0 | 0 | 0 | 0 | 0 | 0 | 0 | 0 | 0 | 0 | 0 | 0 | 0 | 0 | 0 | 0 | 0 | 0 | 0 | 0 | 0 | 0 | 0 | 0 | 0 | 0 | 0 | 0 | 0 | 0 | 0 | 0 | 0 | 0 | 0 | 0 | 0 | 0 | 0 | 0 | 0 | 0 | 0 | 0 | 0 | 0 | 0 | 0 | 0 | 0 | 0 | 0 | 0 | 0 | 0 | 0 | 0 | 0 | 0 | 0 | 0 | 0 | 0 | 0 | 0 | 0 | 0 | 0 | 0 | 0 | 0 | 0 | 0 | 0 | 0 | 0 | 0 | 0 | 0 | 0 | 0 | 0 | 0 | 0 | 0 | 0 |  | 0 | 0 | 0 | 0 | 0 | 0 | 0 | 0 | 0 | 0 | 0 | 0 | 0 | 0 | 0 | 0 | 0 | 0 | 0 | 0 | 0 | 0 | 0 | 0 | 0 | 0 | 0 | 0 | 0 | 0 | 0 | 0 | 0 | 0 | 0 | 0 | 48.65 | 25 | 1300.64 | North of Magunden Constraint | North of Magunden Constraint | North of Magunden Constraint |  | 0 | 0 | 0 | 0 | 0 | 0 | 48.65 | 25 | 1300.64 | North of Magunden Constraint | North of Magunden Constraint | North of Magunden Constraint |  | 1 | 1 | NO | 1 | 1 | 1 | NO | 1
PG&E FRESNO | Biola | 70 | 0 | 0 | 0 | 0 | 0 | 0 | 0 | 0 | 0 | 0 | 0 | 0 | 0 | 0 | 0 | 0 | 0 | 0 | 0 | 0 | 0 | 0 | 0 | 0 | 0 | 0 | 0 | 0 | 0 | 0 | 0 | 0 | 0 | 0 | 0 | 0 | 0 | 0 | 0 | 0 | 0 | 0 | 0 | 0 | 0 | 0 | 0 | 0 | 0 | 0 | 0 | 0 | 0 | 0 | 0 | 0 | 0 | 0 | 0 | 0 | 0 | 0 | 0 | 0 | 0 | 0 | 0 | 0 | 0 | 0 | 0 | 0 | 0 | 0 | 0 | 0 | 0 | 0 | 0 | 1 | 0 | 1 | 1 | 1 | 0 | 1 | 0 | 1 | 0 | 0 | 0 | 0 | 1 | 0 | 0 | 0 | 0 | 1 |  | 0 | 0 | 0 | 0 | 0 | 0 | 0 | 0 | 0 | 0 | 0 | 0 | 0 | 0 | 0 | 0 | 0 | 0 | 0 | 0 | 0 | 0 | 0 | 0 | 0 | 0 | 0 | 0 | 0 | 0 | 1 | 0 | 1 | 0 | 1 | 0 | -435.4 | -306.9 | -142.3574 | Chowchilla-Le grand 115kV Line | Chowchilla-Le grand 115kV Line | Chowchilla-Le grand 115kV Line |  | 0 | 0 | 0 | 0 | 0 | 0 | 58.6 | 355.1 | 44.9626 | Tranquility-Helm 230kV Line | Oro Loma-El Nido 115kV Line | Oro Loma-El Nido 115kV Line |  | 5 | 1 | YES | 2 | 5 | 1 | YES | 2
PG&E GBA | Birds Landing | 230 | 0 | 0 | 0 | 0 | 0 | 0 | 0 | 0 | 0 | 0 | 0 | 0 | 0 | 0 | 0 | 0 | 0 | 0 | 0 | 0 | 0 | 0 | 0 | 0 | 0 | 0 | 0 | 0 | 0 | 0 | 0 | 0 | 0 | 0 | 0 | 0 | 0 | 0 | 0 | 1 | 0 | 0 | 0 | 0 | 0 | 0 | 0 | 0 | 0 | 0 | 0 | 0 | 0 | 1 | 1 | 1 | 0 | 0 | 1 | 1 | 0 | 0 | 0 | 0 | 0 | 1 | 1 | 0 | 0 | 0 | 0 | 0 | 0 | 0 | 0 | 0 | 0 | 0 | 0 | 0 | 0 | 0 | 0 | 0 | 0 | 0 | 0 | 0 | 0 | 0 | 0 | 0 | 0 | 0 | 0 | 0 | 0 | 0 |  | 0 | 0 | 0 | 0 | 0 | 0 | 0 | 0 | 0 | 0 | 0 | 0 | 0 | 0 | 0 | 0 | 0 | 234.8 | 107 | 0 | 0 | 0 | 0 | 0 | 0 | 200 | 0 | 65 | 0 | 1 | 6 | 0 | 3 | 0 | 0 | 0 | -3003.69 | -386.164 | 745.85 | Collinsville-Tesla 500 kV Line | Windmaster-Delta pumps 230 kV line | Birds Landing-Contra Costa 230kV Line |  | 0 | 1 | 0 | 0 | 0 | 0 | -984.3465 | 1056.7514 | 745.85 | Tesla-Bellota 230 kV line | Tesla-Bellota 230 kV line | Birds Landing-Contra Costa 230kV Line |  | 5 | 4 | YES | 4 | 1 | 1 | NO | 1
SCE Northern | Bliss | 66 | 1 | 0 | 1 | 0 | 0 | 1 | 1 | 0 | 0 | 0 | 0 | 0 | 0 | 0 | 0 | 0 | 0 | 0 | 0 | 0 | 0 | 0 | 0 | 0 | 0 | 0 | 0 | 0 | 0 | 0 | 0 | 0 | 0 | 0 | 0 | 0 | 0 | 0 | 0 | 0 | 0 | 0 | 0 | 0 | 0 | 0 | 0 | 0 | 0 | 0 | 0 | 0 | 0 | 0 | 0 | 0 | 0 | 0 | 0 | 0 | 0 | 0 | 0 | 0 | 0 | 0 | 0 | 0 | 0 | 0 | 0 | 0 | 0 | 0 | 0 | 0 | 0 | 0 | 0 | 0 | 0 | 0 | 0 | 0 | 0 | 0 | 0 | 0 | 0 | 0 | 0 | 0 | 0 | 0 | 0 | 0 | 0 | 0 |  | 0 | 0 | 0 | 0 | 0 | 0 | 0 | 0 | 0 | 0 | 0 | 0 | 0 | 0 | 0 | 0 | 0 | 0 | 0 | 0 | 0 | 0 | 0 | 0 | 0 | 0 | 0 | 0 | 0 | 0 | 0 | 0 | 0 | 0 | 0 | 0 | 48.65 | 25 | 1300.64 | North of Magunden Constraint | North of Magunden Constraint | North of Magunden Constraint |  | 0 | 0 | 0 | 0 | 0 | 0 | 48.65 | 25 | 1300.64 | North of Magunden Constraint | North of Magunden Constraint | North of Magunden Constraint |  | 1 | 1 | NO | 1 | 1 | 1 | NO | 1
SCE Eastern | Blythe | 161 | 0 | 0 | 0 | 0 | 0 | 0 | 0 | 0 | 0 | 0 | 0 | 0 | 0 | 0 | 0 | 0 | 0 | 0 | 1 | 0 | 0 | 0 | 0 | 0 | 0 | 0 | 0 | 0 | 0 | 0 | 0 | 1 | 1 | 0 | 0 | 0 | 0 | 0 | 0 | 0 | 0 | 0 | 0 | 0 | 0 | 0 | 0 | 0 | 0 | 0 | 0 | 0 | 0 | 0 | 0 | 0 | 0 | 0 | 0 | 0 | 0 | 0 | 0 | 0 | 0 | 0 | 0 | 0 | 0 | 0 | 0 | 0 | 0 | 0 | 0 | 0 | 0 | 0 | 0 | 0 | 0 | 0 | 0 | 0 | 0 | 0 | 0 | 0 | 0 | 0 | 0 | 0 | 0 | 0 | 0 | 0 | 0 | 2 |  | 0 | 0 | 0 | 0 | 0 | 0 | 0 | 0 | 0 | 0 | 0 | 0 | 0 | 0 | 0 | 0 | 0 | 0 | 0 | 0 | 0 | 0 | 0 | 0 | 0 | 160 | 160 | 0 | 0 | 1 | 1 | 0 | 1 | 0 | 0 | 1 | -896.5 | -741.5 | -107.8 | Eagle Mountain Constraint | Eagle Mountain Constraint | Eagle Mountain Constraint |  | 0 | 1 | 0 | 1 | 0 | 1 | -296.5 | -141.5 | -107.8 | Eagle Mountain Constraint | Eagle Mountain Constraint | Eagle Mountain Constraint |  | 5 | 4 | YES | 4 | 3 | 3 | NO | 3
PG&E NGBA | Bogue | 115 | 0 | 0 | 0 | 0 | 0 | 0 | 0 | 0 | 0 | 0 | 0 | 0 | 0 | 0 | 0 | 0 | 0 | 0 | 0 | 0 | 0 | 0 | 0 | 0 | 0 | 0 | 0 | 0 | 0 | 0 | 0 | 0 | 0 | 0 | 0 | 0 | 0 | 0 | 0 | 1 | 0 | 0 | 0 | 0 | 1 | 1 | 1 | 1 | 0 | 0 | 0 | 0 | 0 | 0 | 0 | 0 | 0 | 0 | 0 | 1 | 1 | 0 | 0 | 0 | 0 | 0 | 0 | 0 | 0 | 0 | 0 | 0 | 0 | 0 | 0 | 0 | 0 | 0 | 0 | 0 | 0 | 0 | 0 | 0 | 0 | 0 | 0 | 0 | 0 | 0 | 0 | 0 | 0 | 0 | 0 | 0 | 0 | 0 |  | 0 | 0 | 0 | 0 | 0 | 0 | 0 | 0 | 0 | 0 | 0 | 0 | 0 | 0 | 0 | 0 | 0 | 0 | 0 | 0 | 0 | 0 | 0 | 0 | 0 | 0 | 0 | 0 | 0 | 0 | 3 | 0 | 2 | 0 | 0 | 0 | -3003.69 | -263.757 | 81.4956 | Collinsville-Tesla 500 kV Line | Collinsville-Tesla 500 kV Line | Rocklin-Pleaseant grove 115kV line |  | 0 | 2 | 0 | 0 | 0 | 0 | -984.3465 | 31.5 | 81.4956 | Tesla-Bellota 230 kV line | Rocklin-Pleaseant grove 115kV line | Rocklin-Pleaseant grove 115kV line |  | 5 | 4 | YES | 4 | 1 | 1 | NO | 1
PG&E FRESNO | Borden | 230 | 0 | 0 | 0 | 0 | 0 | 0 | 0 | 0 | 0 | 0 | 0 | 0 | 0 | 0 | 0 | 0 | 0 | 0 | 0 | 0 | 0 | 0 | 0 | 0 | 0 | 0 | 0 | 0 | 0 | 0 | 0 | 0 | 0 | 0 | 0 | 0 | 0 | 0 | 0 | 0 | 0 | 0 | 0 | 0 | 0 | 1 | 0 | 0 | 0 | 0 | 0 | 0 | 0 | 0 | 0 | 0 | 0 | 0 | 0 | 0 | 0 | 0 | 0 | 0 | 0 | 0 | 0 | 0 | 0 | 0 | 0 | 0 | 0 | 0 | 0 | 0 | 0 | 0 | 1 | 1 | 0 | 1 | 1 | 1 | 1 | 1 | 0 | 1 | 1 | 1 | 0 | 0 | 1 | 0 | 1 | 0 | 0 | 2 |  | 0 | 0 | 0 | 0 | 0 | 0 | 0 | 0 | 0 | 0 | 0 | 0 | 0 | 0 | 0 | 0 | 0 | 0 | 0 | 0 | 0 | 0 | 0 | 0 | 0 | 300 | 0 | 100 | 0 | 1 | 4 | 0 | 3 | 0 | 2 | 1 | -1872.365 | -946.4 | -2894.0969 | Mustang-Henrietta 230 kV line | Borden-Storey #1 230kV line | Mustang-Henrietta 230 kV line |  | 0 | 2 | 0 | 0 | 0 | 1 | -239.0315 | 300.6 | -415.0969 | Bellota-Weber 230kV line | Borden-Storey #1 230kV line | Mustang-Henrietta 230 kV line |  | 5 | 4 | YES | 4 | 5 | 4 | YES | 4
PG&E FRESNO | Borden | 70 | 0 | 0 | 0 | 0 | 0 | 0 | 0 | 0 | 0 | 0 | 0 | 0 | 0 | 0 | 0 | 0 | 0 | 0 | 0 | 0 | 0 | 0 | 0 | 0 | 0 | 0 | 0 | 0 | 0 | 0 | 0 | 0 | 0 | 0 | 0 | 0 | 0 | 0 | 0 | 0 | 0 | 0 | 0 | 0 | 0 | 1 | 0 | 0 | 0 | 0 | 0 | 0 | 0 | 0 | 0 | 0 | 0 | 0 | 0 | 0 | 0 | 0 | 0 | 0 | 0 | 0 | 0 | 0 | 0 | 0 | 0 | 0 | 0 | 0 | 0 | 0 | 0 | 0 | 1 | 0 | 0 | 1 | 1 | 1 | 1 | 1 | 0 | 1 | 1 | 1 | 0 | 0 | 1 | 0 | 1 | 0 | 0 | 2 |  | 0 | 0 | 0 | 0 | 0 | 0 | 0 | 0 | 0 | 0 | 0 | 0 | 0 | 0 | 0 | 0 | 0 | 0 | 0 | 0 | 0 | 0 | 0 | 4.5 | 0 | 0 | 0 | 0 | 0 | 1 | 4 | 0 | 3 | 0 | 2 | 1 | -1872.365 | -946.4 | -2894.0969 | Mustang-Henrietta 230 kV line | Borden-Storey #1 230kV line | Mustang-Henrietta 230 kV line |  | 0 | 2 | 0 | 0 | 0 | 1 | -239.0315 | 300.6 | -415.0969 | Bellota-Weber 230kV line | Borden-Storey #1 230kV line | Mustang-Henrietta 230 kV line |  | 5 | 4 | YES | 4 | 5 | 4 | YES | 4
SDGE | Boulevard East | 138 | 0 | 0 | 0 | 0 | 0 | 0 | 0 | 0 | 0 | 0 | 0 | 0 | 0 | 0 | 0 | 0 | 0 | 0 | 0 | 0 | 0 | 0 | 0 | 0 | 0 | 0 | 0 | 0 | 0 | 0 | 1 | 0 | 1 | 0 | 0 | 1 | 1 | 0 | 0 | 0 | 0 | 0 | 0 | 0 | 0 | 0 | 0 | 0 | 0 | 0 | 0 | 0 | 0 | 0 | 0 | 0 | 0 | 0 | 0 | 0 | 0 | 0 | 0 | 0 | 0 | 0 | 0 | 0 | 0 | 0 | 0 | 0 | 0 | 0 | 0 | 0 | 0 | 0 | 0 | 0 | 0 | 0 | 0 | 0 | 0 | 0 | 0 | 0 | 0 | 0 | 0 | 0 | 0 | 0 | 0 | 0 | 0 | 4 |  | 0 | 0 | 0 | 0 | 0 | 0 | 0 | 0 | 0 | 0 | 0 | 0 | 0 | 0 | 0 | 0 | 0 | 60 | 3.3 | 0 | 0 | 0 | 0 | 0 | 0 | 0 | 0 | 0 | 0 | 1 | 0 | 0 | 0 | 0 | 0 | 0 | 212.21 | 1444.17 | 1805.9044 | San Luis Rey-San Onofre 230 kV line constraint | Silvergate-Old Town 230 kV constraint | Silvergate-Old Town 230 kV constraint |  | 0 | 0 | 0 | 0 | 0 | 0 | 212.21 | 1444.17 | 1805.9044 | San Luis Rey-San Onofre 230 kV line constraint | Silvergate-Old Town 230 kV constraint | Silvergate-Old Town 230 kV constraint |  | 1 | 1 | NO | 1 | 1 | 1 | NO | 1
SDGE | Boulevard East | 69 | 0 | 0 | 0 | 0 | 0 | 0 | 0 | 0 | 0 | 0 | 0 | 0 | 0 | 0 | 0 | 0 | 0 | 0 | 0 | 0 | 0 | 0 | 0 | 0 | 0 | 0 | 0 | 0 | 0 | 0 | 1 | 0 | 1 | 0 | 0 | 1 | 1 | 0 | 0 | 0 | 0 | 0 | 0 | 0 | 0 | 0 | 0 | 0 | 0 | 0 | 0 | 0 | 0 | 0 | 0 | 0 | 0 | 0 | 0 | 0 | 0 | 0 | 0 | 0 | 0 | 0 | 0 | 0 | 0 | 0 | 0 | 0 | 0 | 0 | 0 | 0 | 0 | 0 | 0 | 0 | 0 | 0 | 0 | 0 | 0 | 0 | 0 | 0 | 0 | 0 | 0 | 0 | 0 | 0 | 0 | 0 | 0 | 4 |  | 0 | 0 | 0 | 0 | 0 | 0 | 0 | 0 | 0 | 0 | 0 | 0 | 0 | 0 | 0 | 0 | 0 | 0 | 0 | 0 | 0 | 0 | 0 | 0 | 0 | 40 | 27.15 | 0 | 0 | 1 | 0 | 0 | 0 | 0 | 0 | 0 | 212.21 | 1444.17 | 1805.9044 | San Luis Rey-San Onofre 230 kV line constraint | Silvergate-Old Town 230 kV constraint | Silvergate-Old Town 230 kV constraint |  | 0 | 0 | 0 | 0 | 0 | 0 | 212.21 | 1444.17 | 1805.9044 | San Luis Rey-San Onofre 230 kV line constraint | Silvergate-Old Town 230 kV constraint | Silvergate-Old Town 230 kV constraint |  | 1 | 1 | NO | 1 | 1 | 1 | NO | 1
PG&E GBA | Brentwood | 230 | 0 | 0 | 0 | 0 | 0 | 0 | 0 | 0 | 0 | 0 | 0 | 0 | 0 | 0 | 0 | 0 | 0 | 0 | 0 | 0 | 0 | 0 | 0 | 0 | 0 | 0 | 0 | 0 | 0 | 0 | 0 | 0 | 0 | 0 | 0 | 0 | 0 | 0 | 0 | 1 | 0 | 0 | 0 | 0 | 0 | 0 | 0 | 0 | 0 | 0 | 0 | 0 | 0 | 1 | 1 | 1 | 0 | 0 | 1 | 1 | 0 | 0 | 0 | 0 | 0 | 1 | 0 | 0 | 0 | 0 | 0 | 0 | 0 | 0 | 0 | 0 | 0 | 0 | 0 | 0 | 0 | 0 | 0 | 0 | 0 | 0 | 0 | 0 | 0 | 0 | 0 | 0 | 0 | 0 | 0 | 0 | 0 | 0 |  | 0 | 0 | 0 | 0 | 0 | 0 | 0 | 0 | 0 | 0 | 0 | 0 | 0 | 0 | 0 | 0 | 0 | 0 | 0 | 0 | 0 | 0 | 0 | 2 | 0 | 0 | 0.8 | 0 | 0 | 1 | 5 | 0 | 2 | 0 | 0 | 0 | -3003.69 | -386.164 | 3785.066 | Collinsville-Tesla 500 kV Line | Windmaster-Delta pumps 230 kV line | Contra Costa- Windmaster 230 kV line |  | 0 | 1 | 0 | 0 | 0 | 0 | -984.3465 | 1056.7514 | 3785.066 | Tesla-Bellota 230 kV line | Tesla-Bellota 230 kV line | Contra Costa- Windmaster 230 kV line |  | 5 | 4 | YES | 4 | 1 | 1 | NO | 1
PG&E NGBA | Bridgeville | 115 | 0 | 0 | 0 | 0 | 0 | 0 | 0 | 0 | 0 | 0 | 0 | 0 | 0 | 0 | 0 | 0 | 0 | 0 | 0 | 0 | 0 | 0 | 0 | 0 | 0 | 0 | 0 | 0 | 0 | 0 | 0 | 0 | 0 | 0 | 0 | 0 | 0 | 0 | 0 | 1 | 0 | 0 | 0 | 0 | 0 | 0 | 0 | 0 | 0 | 0 | 0 | 0 | 0 | 0 | 0 | 0 | 0 | 0 | 0 | 0 | 0 | 0 | 0 | 0 | 0 | 0 | 0 | 0 | 0 | 0 | 0 | 0 | 0 | 0 | 0 | 0 | 0 | 0 | 0 | 0 | 0 | 0 | 0 | 0 | 0 | 0 | 0 | 0 | 0 | 0 | 0 | 0 | 0 | 0 | 0 | 0 | 0 | 0 |  | 0 | 0 | 0 | 0 | 0 | 0 | 0 | 0 | 0 | 0 | 0 | 0 | 0 | 0 | 0 | 0 | 8 | 0 | 0 | 0 | 0 | 0 | 0 | 0 | 0 | 0 | 0 | 0 | 0 | 1 | 1 | 0 | 1 | 0 | 0 | 0 | -3003.69 | -263.757 | 4918.8858 | Collinsville-Tesla 500 kV Line | Collinsville-Tesla 500 kV Line | Collinsville-Tesla 500 kV Line |  | 0 | 0 | 0 | 0 | 0 | 0 | 5641.31 | 8381.243 | 4918.8858 | Collinsville-Tesla 500 kV Line | Collinsville-Tesla 500 kV Line | Collinsville-Tesla 500 kV Line |  | 5 | 1 | YES | 2 | 1 | 1 | NO | 1
PG&E NGBA | Brighton | 115 | 0 | 0 | 0 | 0 | 0 | 0 | 0 | 0 | 0 | 0 | 0 | 0 | 0 | 0 | 0 | 0 | 0 | 0 | 0 | 0 | 0 | 0 | 0 | 0 | 0 | 0 | 0 | 0 | 0 | 0 | 0 | 0 | 0 | 0 | 0 | 0 | 0 | 0 | 0 | 1 | 0 | 0 | 0 | 0 | 0 | 1 | 0 | 1 | 0 | 0 | 0 | 0 | 0 | 0 | 0 | 0 | 0 | 0 | 0 | 1 | 1 | 0 | 0 | 0 | 0 | 0 | 0 | 0 | 0 | 0 | 0 | 0 | 0 | 0 | 0 | 0 | 0 | 0 | 0 | 0 | 0 | 0 | 0 | 0 | 0 | 1 | 0 | 0 | 0 | 0 | 0 | 0 | 0 | 0 | 0 | 0 | 0 | 1 |  | 0 | 0 | 0 | 0 | 0 | 0 | 0 | 0 | 0 | 0 | 0 | 0 | 0 | 0 | 0 | 0 | 0 | 0 | 0 | 0 | 0 | 0 | 0 | 0 | 0 | 0 | 0 | 0 | 0 | 0 | 3 | 0 | 2 | 0 | 0 | 0 | -3003.69 | -263.757 | 919.2036 | Collinsville-Tesla 500 kV Line | Collinsville-Tesla 500 kV Line | Rio Oso-Lockeford 230kV line |  | 0 | 2 | 0 | 0 | 0 | 0 | -984.3465 | 332.3909 | 919.2036 | Tesla-Bellota 230 kV line | Bellota-Weber 230kV line | Rio Oso-Lockeford 230kV line |  | 5 | 4 | YES | 4 | 1 | 1 | NO | 1
PG&E NGBA | Brighton | 230 | 0 | 0 | 0 | 0 | 0 | 0 | 0 | 0 | 0 | 0 | 0 | 0 | 0 | 0 | 0 | 0 | 0 | 0 | 0 | 0 | 0 | 0 | 0 | 0 | 0 | 0 | 0 | 0 | 0 | 0 | 0 | 0 | 0 | 0 | 0 | 0 | 0 | 0 | 0 | 1 | 0 | 0 | 0 | 0 | 0 | 1 | 0 | 1 | 0 | 0 | 0 | 0 | 0 | 0 | 0 | 0 | 0 | 0 | 0 | 1 | 1 | 0 | 0 | 0 | 0 | 0 | 0 | 0 | 0 | 0 | 0 | 0 | 0 | 0 | 0 | 0 | 0 | 0 | 0 | 0 | 0 | 0 | 0 | 0 | 0 | 1 | 0 | 0 | 0 | 0 | 0 | 0 | 0 | 0 | 0 | 0 | 0 | 1 |  | 0 | 0 | 0 | 0 | 0 | 0 | 0 | 0 | 0 | 0 | 0 | 0 | 0 | 0 | 0 | 0 | 0 | 0 | 0 | 0 | 0 | 0 | 0 | 0 | 0 | 0 | 0 | 0 | 0 | 0 | 3 | 0 | 2 | 0 | 0 | 0 | -3003.69 | -263.757 | 919.2036 | Collinsville-Tesla 500 kV Line | Collinsville-Tesla 500 kV Line | Rio Oso-Lockeford 230kV line |  | 0 | 2 | 0 | 0 | 0 | 0 | -984.3465 | 332.3909 | 919.2036 | Tesla-Bellota 230 kV line | Bellota-Weber 230kV line | Rio Oso-Lockeford 230kV line |  | 5 | 4 | YES | 4 | 1 | 1 | NO | 1
PG&E NGBA | Brunswick | 115 | 0 | 0 | 0 | 0 | 0 | 0 | 0 | 0 | 0 | 0 | 0 | 0 | 0 | 0 | 0 | 0 | 0 | 0 | 0 | 0 | 0 | 0 | 0 | 0 | 0 | 0 | 0 | 0 | 0 | 0 | 0 | 0 | 0 | 0 | 0 | 0 | 0 | 0 | 0 | 1 | 0 | 0 | 1 | 0 | 0 | 1 | 1 | 1 | 0 | 0 | 0 | 0 | 0 | 0 | 0 | 0 | 0 | 0 | 0 | 1 | 1 | 0 | 0 | 0 | 0 | 0 | 0 | 0 | 0 | 0 | 0 | 0 | 0 | 0 | 0 | 0 | 0 | 0 | 0 | 0 | 0 | 0 | 0 | 0 | 0 | 0 | 0 | 0 | 0 | 0 | 0 | 0 | 0 | 0 | 0 | 0 | 0 | 0 |  | 0 | 0 | 0 | 0 | 0 | 0 | 0 | 0 | 0 | 0 | 0 | 0 | 0 | 0 | 0 | 0 | 0 | 0 | 0 | 0 | 0 | 0 | 0 | 1.9 | 0 | 0 | 0 | 0 | 0 | 1 | 3 | 0 | 2 | 0 | 0 | 0 | -3003.69 | -263.757 | 329.548 | Collinsville-Tesla 500 kV Line | Collinsville-Tesla 500 kV Line | Bell-Placer 115kV Line |  | 0 | 2 | 0 | 0 | 0 | 0 | -984.3465 | 297 | 329.548 | Tesla-Bellota 230 kV line | Bell-Placer 115kV Line | Bell-Placer 115kV Line |  | 5 | 4 | YES | 4 | 1 | 1 | NO | 1
PG&E NGBA | Bucks Creek | 230 | 0 | 0 | 0 | 0 | 0 | 0 | 0 | 0 | 0 | 0 | 0 | 0 | 0 | 0 | 0 | 0 | 0 | 0 | 0 | 0 | 0 | 0 | 0 | 0 | 0 | 0 | 0 | 0 | 0 | 0 | 0 | 0 | 0 | 0 | 0 | 0 | 0 | 0 | 0 | 1 | 1 | 0 | 1 | 0 | 1 | 1 | 1 | 1 | 0 | 0 | 0 | 0 | 0 | 0 | 0 | 0 | 0 | 0 | 1 | 1 | 1 | 0 | 0 | 0 | 0 | 0 | 0 | 0 | 0 | 0 | 0 | 0 | 0 | 0 | 0 | 0 | 0 | 0 | 0 | 0 | 0 | 0 | 0 | 0 | 0 | 0 | 0 | 0 | 0 | 0 | 0 | 0 | 0 | 0 | 0 | 0 | 0 | 0 |  | 0 | 0 | 0 | 0 | 0 | 0 | 0 | 0 | 0 | 0 | 0 | 0 | 0 | 0 | 0 | 0 | 0 | 0 | 0 | 0 | 0 | 0 | 0 | 0 | 0 | 0 | 0 | 0 | 0 | 0 | 3 | 0 | 2 | 0 | 0 | 0 | -3003.69 | -263.757 | 32.84 | Collinsville-Tesla 500 kV Line | Collinsville-Tesla 500 kV Line | Woodland- Davis 115kV line |  | 0 | 2 | 0 | 0 | 0 | 0 | -984.3465 | 31.5 | 32.84 | Tesla-Bellota 230 kV line | Rocklin-Pleaseant grove 115kV line | Woodland- Davis 115kV line |  | 5 | 4 | YES | 4 | 1 | 1 | NO | 1
PG&E KERN | Buena Vista | 230 | 0 | 0 | 0 | 0 | 0 | 0 | 0 | 0 | 0 | 0 | 0 | 0 | 0 | 0 | 0 | 0 | 0 | 0 | 0 | 0 | 0 | 0 | 0 | 0 | 0 | 0 | 0 | 0 | 0 | 0 | 0 | 0 | 0 | 0 | 0 | 0 | 0 | 0 | 0 | 0 | 0 | 0 | 0 | 0 | 0 | 0 | 0 | 0 | 0 | 0 | 0 | 0 | 0 | 0 | 0 | 0 | 0 | 0 | 0 | 0 | 0 | 0 | 0 | 0 | 0 | 0 | 0 | 0 | 0 | 0 | 0 | 0 | 0 | 0 | 0 | 0 | 0 | 0 | 1 | 1 | 0 | 0 | 0 | 0 | 0 | 0 | 0 | 0 | 0 | 0 | 0 | 0 | 0 | 0 | 1 | 0 | 0 | 0 |  | 0 | 0 | 0 | 0 | 0 | 0 | 0 | 0 | 0 | 0 | 0 | 0 | 0 | 0 | 0 | 0 | 0 | 0 | 0 | 0 | 0 | 0 | 0 | 0 | 0 | 0 | 0 | 0 | 0 | 0 | 1 | 0 | 0 | 0 | 0 | 1 | -1872.365 | 158.2197 | -2894.0969 | Mustang-Henrietta 230 kV line | Mustang-Henrietta 230 kV line | Mustang-Henrietta 230 kV line |  | 0 | 0 | 0 | 0 | 0 | 1 | 606.635 | 1202.3207 | -415.0969 | Mustang-Henrietta 230 kV line | Gates 500/230kV TB #11 | Mustang-Henrietta 230 kV line |  | 5 | 1 | YES | 2 | 4 | 4 | NO | 4
PG&E FRESNO | Bullard | 115 | 0 | 0 | 0 | 0 | 0 | 0 | 0 | 0 | 0 | 0 | 0 | 0 | 0 | 0 | 0 | 0 | 0 | 0 | 0 | 0 | 0 | 0 | 0 | 0 | 0 | 0 | 0 | 0 | 0 | 0 | 0 | 0 | 0 | 0 | 0 | 0 | 0 | 0 | 0 | 0 | 0 | 0 | 0 | 0 | 0 | 1 | 0 | 0 | 0 | 0 | 0 | 0 | 0 | 0 | 0 | 0 | 0 | 0 | 0 | 0 | 0 | 0 | 0 | 0 | 0 | 0 | 0 | 0 | 0 | 0 | 0 | 0 | 0 | 0 | 0 | 0 | 0 | 0 | 1 | 0 | 0 | 1 | 1 | 1 | 1 | 1 | 0 | 1 | 1 | 1 | 0 | 0 | 1 | 0 | 1 | 0 | 0 | 2 |  | 0 | 0 | 0 | 0 | 0 | 0 | 0 | 0 | 0 | 0 | 0 | 0 | 0 | 0 | 0 | 0 | 0 | 0 | 0 | 0 | 0 | 0 | 0 | 0 | 0 | 0 | 0 | 0 | 0 | 0 | 4 | 0 | 3 | 0 | 2 | 1 | -1872.365 | -946.4 | -2894.0969 | Mustang-Henrietta 230 kV line | Borden-Storey #1 230kV line | Mustang-Henrietta 230 kV line |  | 0 | 2 | 0 | 0 | 0 | 1 | -239.0315 | 300.6 | -415.0969 | Bellota-Weber 230kV line | Borden-Storey #1 230kV line | Mustang-Henrietta 230 kV line |  | 5 | 4 | YES | 4 | 5 | 4 | YES | 4
PG&E GBA | Burlingame | 115 | 0 | 0 | 0 | 0 | 0 | 0 | 0 | 0 | 0 | 0 | 0 | 0 | 0 | 0 | 0 | 0 | 0 | 0 | 0 | 0 | 0 | 0 | 0 | 0 | 0 | 0 | 0 | 0 | 0 | 0 | 0 | 0 | 0 | 0 | 0 | 0 | 0 | 0 | 0 | 1 | 0 | 0 | 0 | 0 | 0 | 0 | 0 | 0 | 0 | 0 | 0 | 0 | 1 | 0 | 0 | 0 | 0 | 0 | 0 | 0 | 0 | 0 | 0 | 0 | 0 | 0 | 0 | 0 | 0 | 0 | 0 | 0 | 0 | 0 | 0 | 0 | 0 | 0 | 0 | 0 | 0 | 0 | 0 | 0 | 0 | 0 | 0 | 0 | 0 | 0 | 0 | 0 | 0 | 0 | 0 | 0 | 0 | 1 |  | 0 | 0 | 0 | 0 | 0 | 0 | 0 | 0 | 0 | 0 | 0 | 0 | 0 | 0 | 0 | 0 | 0 | 0 | 0 | 0 | 0 | 0 | 0 | 0 | 0 | 0 | 0 | 0 | 0 | 0 | 1 | 0 | 1 | 0 | 0 | 0 | -3003.69 | -263.757 | 4918.8858 | Collinsville-Tesla 500 kV Line | Collinsville-Tesla 500 kV Line | Collinsville-Tesla 500 kV Line |  | 0 | 0 | 0 | 0 | 0 | 0 | 2092.35 | 2528.83 | 4918.8858 | Sobrante-Moraga 230 kV line | Sobrante-Moraga 230 kV line | Collinsville-Tesla 500 kV Line |  | 5 | 1 | YES | 2 | 1 | 1 | NO | 1
PG&E NGBA | Burney Forest | 230 | 0 | 0 | 0 | 0 | 0 | 0 | 0 | 0 | 0 | 0 | 0 | 0 | 0 | 0 | 0 | 0 | 0 | 0 | 0 | 0 | 0 | 0 | 0 | 0 | 0 | 0 | 0 | 0 | 0 | 0 | 0 | 0 | 0 | 0 | 0 | 0 | 0 | 0 | 0 | 1 | 0 | 0 | 0 | 1 | 0 | 0 | 0 | 0 | 0 | 0 | 0 | 0 | 0 | 0 | 0 | 0 | 0 | 0 | 0 | 0 | 0 | 0 | 0 | 0 | 0 | 0 | 0 | 0 | 0 | 0 | 0 | 0 | 0 | 0 | 0 | 0 | 0 | 0 | 0 | 0 | 0 | 0 | 0 | 0 | 0 | 0 | 0 | 0 | 0 | 0 | 0 | 0 | 0 | 0 | 0 | 0 | 0 | 0 |  | 0 | 2.88 | 0 | 0 | 0 | 0 | 0 | 0 | 0 | 0 | 0 | 0 | 0 | 0 | 1 | 0 | 13.88 | 0 | 0 | 0 | 0 | 0 | 0 | 0 | 0 | 0 | 0 | 0 | 0 | 1 | 2 | 0 | 2 | 0 | 0 | 1 | -3003.69 | -263.757 | -114.78 | Collinsville-Tesla 500 kV Line | Collinsville-Tesla 500 kV Line | Carberry-Round Mountain 230kV Line |  | 0 | 1 | 0 | 1 | 0 | 1 | -76.48 | -14.48 | -89.78 | Carberry-Round Mountain 230kV Line | Carberry-Round Mountain 230kV Line | Carberry-Round Mountain 230kV Line |  | 5 | 3 | YES | 3 | 3 | 3 | NO | 3
PG&E NGBA | Butte | 115 | 0 | 0 | 0 | 0 | 0 | 0 | 0 | 0 | 0 | 0 | 0 | 0 | 0 | 0 | 0 | 0 | 0 | 0 | 0 | 0 | 0 | 0 | 0 | 0 | 0 | 0 | 0 | 0 | 0 | 0 | 0 | 0 | 0 | 0 | 0 | 0 | 0 | 0 | 0 | 1 | 0 | 0 | 0 | 0 | 0 | 0 | 0 | 0 | 0 | 0 | 0 | 0 | 0 | 0 | 0 | 0 | 0 | 0 | 0 | 0 | 0 | 0 | 0 | 0 | 0 | 0 | 0 | 0 | 0 | 0 | 0 | 0 | 0 | 0 | 0 | 0 | 0 | 0 | 0 | 0 | 0 | 0 | 0 | 0 | 0 | 0 | 0 | 0 | 0 | 0 | 0 | 0 | 0 | 0 | 0 | 0 | 0 | 0 |  | 0 | 0 | 0 | 0 | 0 | 0 | 0 | 0 | 0 | 0 | 0 | 0 | 0 | 0 | 0 | 0 | 0 | 0 | 0 | 0 | 0 | 0 | 0 | 0 | 0 | 0 | 0 | 0 | 0 | 0 | 1 | 0 | 1 | 0 | 0 | 0 | -3003.69 | -263.757 | 4918.8858 | Collinsville-Tesla 500 kV Line | Collinsville-Tesla 500 kV Line | Collinsville-Tesla 500 kV Line |  | 0 | 0 | 0 | 0 | 0 | 0 | 5641.31 | 8381.243 | 4918.8858 | Collinsville-Tesla 500 kV Line | Collinsville-Tesla 500 kV Line | Collinsville-Tesla 500 kV Line |  | 5 | 1 | YES | 2 | 1 | 1 | NO | 1
PG&E KERN | Cabrillo | 115 | 0 | 0 | 0 | 0 | 0 | 0 | 0 | 0 | 0 | 0 | 0 | 0 | 0 | 0 | 0 | 0 | 0 | 0 | 0 | 0 | 0 | 0 | 0 | 0 | 0 | 0 | 0 | 0 | 0 | 0 | 0 | 0 | 0 | 0 | 0 | 0 | 0 | 0 | 0 | 0 | 0 | 0 | 0 | 0 | 0 | 0 | 0 | 0 | 0 | 0 | 0 | 0 | 0 | 0 | 0 | 0 | 0 | 0 | 0 | 0 | 0 | 0 | 0 | 0 | 0 | 0 | 0 | 1 | 1 | 0 | 0 | 0 | 0 | 0 | 0 | 0 | 0 | 0 | 0 | 1 | 0 | 0 | 0 | 0 | 0 | 1 | 0 | 0 | 0 | 0 | 0 | 0 | 0 | 0 | 0 | 1 | 0 | 1 |  | 0 | 0 | 0 | 0 | 0 | 0 | 0 | 0 | 0 | 0 | 0 | 0 | 0 | 0 | 0 | 0 | 0 | 0 | 0 | 0 | 0 | 0 | 0 | 0 | 0 | 0 | 0 | 0 | 0 | 0 | 0 | 0 | 0 | 0 | 0 | 0 | 35.715 | 4.0117 | 3.675 | Cal Flat-Gates 230 kV line | Cal Flat-Gates 230 kV line | Cal Flat-Gates 230 kV line |  | 0 | 0 | 0 | 0 | 0 | 0 | 35.715 | 4.0117 | 3.675 | Cal Flat-Gates 230 kV line | Cal Flat-Gates 230 kV line | Cal Flat-Gates 230 kV line |  | 1 | 1 | NO | 1 | 1 | 1 | NO | 1
PG&E FRESNO | Cal Flats | 230 | 0 | 0 | 0 | 0 | 0 | 0 | 0 | 0 | 0 | 0 | 0 | 0 | 0 | 0 | 0 | 0 | 0 | 0 | 0 | 0 | 0 | 0 | 0 | 0 | 0 | 0 | 0 | 0 | 0 | 0 | 0 | 0 | 0 | 0 | 0 | 0 | 0 | 0 | 0 | 0 | 0 | 0 | 0 | 0 | 0 | 0 | 0 | 0 | 0 | 0 | 0 | 0 | 0 | 0 | 0 | 0 | 0 | 0 | 0 | 0 | 0 | 0 | 0 | 0 | 0 | 0 | 0 | 1 | 0 | 0 | 0 | 0 | 0 | 0 | 0 | 0 | 0 | 0 | 1 | 1 | 1 | 0 | 0 | 0 | 0 | 0 | 0 | 0 | 0 | 0 | 0 | 0 | 0 | 0 | 1 | 1 | 0 | 0 |  | 0 | 0 | 0 | 0 | 0 | 0 | 0 | 0 | 0 | 0 | 0 | 0 | 0 | 0 | 0 | 0 | 0 | 0 | 0 | 0 | 0 | 0 | 0 | 0 | 0 | 0 | 0 | 0 | 0 | 0 | 1 | 0 | 0 | 0 | 0 | 1 | -1872.365 | 4.0117 | -2894.0969 | Mustang-Henrietta 230 kV line | Cal Flat-Gates 230 kV line | Mustang-Henrietta 230 kV line |  | 0 | 0 | 0 | 0 | 0 | 1 | 35.715 | 4.0117 | -415.0969 | Cal Flat-Gates 230 kV line | Cal Flat-Gates 230 kV line | Mustang-Henrietta 230 kV line |  | 5 | 1 | YES | 2 | 4 | 4 | NO | 4
SCE NOL | Calcite | 230 | 0 | 0 | 0 | 0 | 0 | 0 | 0 | 0 | 0 | 0 | 0 | 0 | 0 | 1 | 1 | 0 | 0 | 0 | 0 | 0 | 0 | 0 | 0 | 0 | 0 | 0 | 0 | 0 | 0 | 0 | 0 | 0 | 0 | 0 | 0 | 0 | 0 | 0 | 0 | 0 | 0 | 0 | 0 | 0 | 0 | 0 | 0 | 0 | 0 | 0 | 0 | 0 | 0 | 0 | 0 | 0 | 0 | 0 | 0 | 0 | 0 | 0 | 0 | 0 | 0 | 0 | 0 | 0 | 0 | 0 | 0 | 0 | 0 | 0 | 0 | 0 | 0 | 0 | 0 | 0 | 0 | 0 | 0 | 0 | 0 | 0 | 0 | 0 | 0 | 0 | 0 | 0 | 0 | 0 | 0 | 0 | 0 | 1 |  | 0 | 0 | 0 | 0 | 0 | 0 | 0 | 0 | 0 | 0 | 0 | 0 | 0 | 0 | 0 | 0 | 0 | 0 | 0 | 0 | 0 | 0 | 0 | 0 | 200 | 254 | 0 | 100 | 0 | 1 | 0 | 0 | 0 | 0 | 0 | 0 | 19 | 21.5 | 123.92 | Calcite to Lugo Area Constraint | Calcite to Lugo Area Constraint | Calcite to Lugo Area Constraint |  | 0 | 0 | 0 | 0 | 0 | 0 | 19 | 21.5 | 123.92 | Calcite to Lugo Area Constraint | Calcite to Lugo Area Constraint | Calcite to Lugo Area Constraint |  | 1 | 1 | NO | 1 | 1 | 1 | NO | 1
PG&E KERN | Caliente | 230 | 0 | 0 | 0 | 0 | 0 | 0 | 0 | 0 | 0 | 0 | 0 | 0 | 0 | 0 | 0 | 0 | 0 | 0 | 0 | 0 | 0 | 0 | 0 | 0 | 0 | 0 | 0 | 0 | 0 | 0 | 0 | 0 | 0 | 0 | 0 | 0 | 0 | 0 | 0 | 0 | 0 | 0 | 0 | 0 | 0 | 0 | 0 | 0 | 0 | 0 | 0 | 0 | 0 | 0 | 0 | 0 | 0 | 0 | 0 | 0 | 0 | 0 | 0 | 0 | 0 | 0 | 0 | 1 | 0 | 0 | 0 | 0 | 0 | 0 | 0 | 0 | 0 | 0 | 1 | 1 | 0 | 0 | 0 | 0 | 0 | 0 | 0 | 0 | 0 | 0 | 0 | 0 | 0 | 0 | 1 | 1 | 0 | 0 |  | 0 | 0 | 0 | 0 | 0 | 0 | 0 | 0 | 0 | 0 | 0 | 0 | 0 | 0 | 0 | 0 | 0 | 0 | 0 | 0 | 0 | 0 | 0 | 0 | 0 | 0 | 0 | 0 | 0 | 0 | 1 | 0 | 0 | 0 | 0 | 1 | -1872.365 | 4.0117 | -2894.0969 | Mustang-Henrietta 230 kV line | Cal Flat-Gates 230 kV line | Mustang-Henrietta 230 kV line |  | 0 | 0 | 0 | 0 | 0 | 1 | 35.715 | 4.0117 | -415.0969 | Cal Flat-Gates 230 kV line | Cal Flat-Gates 230 kV line | Mustang-Henrietta 230 kV line |  | 5 | 1 | YES | 2 | 4 | 4 | NO | 4
PG&E FRESNO | California Ave | 115 | 0 | 0 | 0 | 0 | 0 | 0 | 0 | 0 | 0 | 0 | 0 | 0 | 0 | 0 | 0 | 0 | 0 | 0 | 0 | 0 | 0 | 0 | 0 | 0 | 0 | 0 | 0 | 0 | 0 | 0 | 0 | 0 | 0 | 0 | 0 | 0 | 0 | 0 | 0 | 0 | 0 | 0 | 0 | 0 | 0 | 0 | 0 | 0 | 0 | 0 | 0 | 0 | 0 | 0 | 0 | 0 | 0 | 0 | 0 | 0 | 0 | 0 | 0 | 0 | 0 | 0 | 0 | 0 | 1 | 0 | 0 | 0 | 0 | 0 | 0 | 0 | 0 | 0 | 0 | 1 | 0 | 1 | 0 | 1 | 0 | 1 | 0 | 0 | 0 | 0 | 0 | 0 | 0 | 0 | 0 | 0 | 0 | 1 |  | 0 | 0 | 0 | 0 | 0 | 0 | 0 | 0 | 0 | 0 | 0 | 0 | 0 | 0 | 0 | 0 | 0 | 0 | 0 | 0 | 0 | 0 | 0 | 0 | 0 | 0 | 0 | 0 | 0 | 0 | 1 | 0 | 1 | 0 | 1 | 0 | -435.4 | -306.9 | -142.3574 | Chowchilla-Le grand 115kV Line | Chowchilla-Le grand 115kV Line | Chowchilla-Le grand 115kV Line |  | 0 | 0 | 0 | 0 | 0 | 0 | 58.6 | 603.945 | 403.6426 | Tranquility-Helm 230kV Line | Tranquility-Helm 230kV Line | Chowchilla-Le grand 115kV Line |  | 5 | 1 | YES | 2 | 5 | 1 | YES | 2
PG&E KERN | Callender | 115 | 0 | 0 | 0 | 0 | 0 | 0 | 0 | 0 | 0 | 0 | 0 | 0 | 0 | 0 | 0 | 0 | 0 | 0 | 0 | 0 | 0 | 0 | 0 | 0 | 0 | 0 | 0 | 0 | 0 | 0 | 0 | 0 | 0 | 0 | 0 | 0 | 0 | 0 | 0 | 0 | 0 | 0 | 0 | 0 | 0 | 0 | 0 | 0 | 0 | 0 | 0 | 0 | 0 | 0 | 0 | 0 | 0 | 0 | 0 | 0 | 0 | 0 | 0 | 0 | 0 | 0 | 0 | 1 | 1 | 0 | 0 | 0 | 0 | 0 | 0 | 0 | 0 | 0 | 1 | 1 | 0 | 0 | 0 | 0 | 0 | 0 | 0 | 0 | 0 | 0 | 0 | 0 | 0 | 0 | 1 | 1 | 0 | 0 |  | 0 | 0 | 0 | 0 | 0 | 0 | 0 | 0 | 0 | 0 | 0 | 0 | 0 | 0 | 0 | 0 | 0 | 0 | 0 | 0 | 0 | 0 | 0 | 0 | 0 | 0 | 0 | 0 | 0 | 0 | 1 | 0 | 0 | 0 | 0 | 1 | -1872.365 | 4.0117 | -2894.0969 | Mustang-Henrietta 230 kV line | Cal Flat-Gates 230 kV line | Mustang-Henrietta 230 kV line |  | 0 | 0 | 0 | 0 | 0 | 1 | 35.715 | 4.0117 | -415.0969 | Cal Flat-Gates 230 kV line | Cal Flat-Gates 230 kV line | Mustang-Henrietta 230 kV line |  | 5 | 1 | YES | 2 | 4 | 4 | NO | 4
PG&E NGBA | Calpella | 115 | 0 | 0 | 0 | 0 | 0 | 0 | 0 | 0 | 0 | 0 | 0 | 0 | 0 | 0 | 0 | 0 | 0 | 0 | 0 | 0 | 0 | 0 | 0 | 0 | 0 | 0 | 0 | 0 | 0 | 0 | 0 | 0 | 0 | 0 | 0 | 0 | 0 | 0 | 0 | 1 | 0 | 1 | 0 | 0 | 0 | 0 | 0 | 0 | 0 | 0 | 0 | 0 | 1 | 0 | 1 | 1 | 0 | 0 | 0 | 0 | 0 | 0 | 0 | 0 | 0 | 0 | 1 | 0 | 0 | 0 | 0 | 0 | 0 | 0 | 0 | 0 | 0 | 0 | 0 | 0 | 0 | 0 | 0 | 0 | 0 | 0 | 0 | 0 | 0 | 0 | 0 | 0 | 0 | 0 | 0 | 0 | 0 | 1 |  | 0 | 0 | 0 | 0 | 0 | 0 | 0 | 0 | 0 | 0 | 0 | 0 | 0 | 0 | 0 | 0 | 10 | 0 | 0 | 0 | 0 | 0 | 0 | 4 | 0 | 0 | 4 | 0 | 0 | 1 | 4 | 0 | 2 | 0 | 0 | 0 | -3003.69 | -263.757 | 745.85 | Collinsville-Tesla 500 kV Line | Collinsville-Tesla 500 kV Line | Birds Landing-Contra Costa 230kV Line |  | 0 | 0 | 0 | 0 | 0 | 0 | 690.8 | 744.68 | 745.85 | Cortina-Eagle Rock 115 kV line | Cortina-Eagle Rock 115 kV line | Birds Landing-Contra Costa 230kV Line |  | 5 | 1 | YES | 2 | 1 | 1 | NO | 1
PG&E GBA | Camanche | 230 | 0 | 0 | 0 | 0 | 0 | 0 | 0 | 0 | 0 | 0 | 0 | 0 | 0 | 0 | 0 | 0 | 0 | 0 | 0 | 0 | 0 | 0 | 0 | 0 | 0 | 0 | 0 | 0 | 0 | 0 | 0 | 0 | 0 | 0 | 0 | 0 | 0 | 0 | 0 | 0 | 0 | 0 | 0 | 0 | 0 | 1 | 0 | 0 | 0 | 0 | 0 | 0 | 0 | 0 | 0 | 0 | 0 | 0 | 0 | 1 | 1 | 0 | 0 | 0 | 0 | 0 | 0 | 0 | 0 | 0 | 0 | 0 | 0 | 0 | 0 | 0 | 0 | 0 | 0 | 0 | 0 | 0 | 0 | 0 | 0 | 0 | 0 | 0 | 0 | 0 | 0 | 0 | 0 | 0 | 0 | 0 | 0 | 0 |  | 0 | 0 | 0 | 0 | 0 | 0 | 0 | 0 | 0 | 0 | 0 | 0 | 0 | 0 | 0 | 0 | 0 | 0 | 0 | 0 | 0 | 0 | 0 | 0 | 0 | 0 | 0 | 0 | 0 | 0 | 2 | 0 | 1 | 0 | 0 | 0 | -1284.3465 | -127.6091 | 2364.9322 | Tesla-Bellota 230 kV line | Bellota-Weber 230kV line | Bellota-Weber 230kV line |  | 0 | 2 | 0 | 0 | 0 | 0 | -984.3465 | 332.3909 | 2364.9322 | Tesla-Bellota 230 kV line | Bellota-Weber 230kV line | Bellota-Weber 230kV line |  | 5 | 4 | YES | 4 | 1 | 1 | NO | 1
SDGE | Cameron | 69 | 0 | 0 | 0 | 0 | 0 | 0 | 0 | 0 | 0 | 0 | 0 | 0 | 0 | 0 | 0 | 0 | 0 | 0 | 0 | 0 | 0 | 0 | 0 | 0 | 0 | 0 | 0 | 1 | 0 | 1 | 1 | 0 | 1 | 0 | 0 | 0 | 1 | 0 | 0 | 0 | 0 | 0 | 0 | 0 | 0 | 0 | 0 | 0 | 0 | 0 | 0 | 0 | 0 | 0 | 0 | 0 | 0 | 0 | 0 | 0 | 0 | 0 | 0 | 0 | 0 | 0 | 0 | 0 | 0 | 0 | 0 | 0 | 0 | 0 | 0 | 0 | 0 | 0 | 0 | 0 | 0 | 0 | 0 | 0 | 0 | 0 | 0 | 0 | 0 | 0 | 0 | 0 | 0 | 0 | 0 | 0 | 0 | 3 |  | 0 | 0 | 0 | 0 | 0 | 0 | 0 | 0 | 0 | 0 | 0 | 0 | 0 | 0 | 0 | 0 | 0 | 0 | 0 | 0 | 0 | 0 | 0 | 0.84 | 0 | 0 | 0.46 | 0 | 0 | 1 | 0 | 0 | 0 | 0 | 0 | 0 | 159.09 | 195.045 | 299.0864 | Miguel 69 kV constraint | Miguel 69 kV constraint | Miguel 69 kV constraint |  | 0 | 0 | 0 | 0 | 0 | 0 | 159.09 | 195.045 | 299.0864 | Miguel 69 kV constraint | Miguel 69 kV constraint | Miguel 69 kV constraint |  | 1 | 1 | NO | 1 | 1 | 1 | NO | 1
SDGE | Cannon | 69 | 0 | 0 | 0 | 0 | 0 | 0 | 0 | 0 | 0 | 0 | 0 | 0 | 0 | 0 | 0 | 0 | 0 | 0 | 0 | 0 | 0 | 0 | 0 | 0 | 0 | 0 | 0 | 0 | 0 | 0 | 1 | 0 | 1 | 0 | 0 | 0 | 0 | 0 | 0 | 0 | 0 | 0 | 0 | 0 | 0 | 0 | 0 | 0 | 0 | 0 | 0 | 0 | 0 | 0 | 0 | 0 | 0 | 0 | 0 | 0 | 0 | 0 | 0 | 0 | 0 | 0 | 0 | 0 | 0 | 0 | 0 | 0 | 0 | 0 | 0 | 0 | 0 | 0 | 0 | 0 | 0 | 0 | 0 | 0 | 0 | 0 | 0 | 0 | 0 | 0 | 0 | 0 | 0 | 0 | 0 | 0 | 0 | 2 |  | 0 | 0 | 0 | 0 | 0 | 0 | 0 | 0 | 0 | 0 | 0 | 0 | 0 | 0 | 0 | 0 | 0 | 0 | 0 | 0 | 0 | 0 | 0 | 0 | 0 | 0 | 0 | 0 | 0 | 0 | 0 | 0 | 0 | 0 | 0 | 0 | 212.21 | 1790.805 | 8041.2844 | San Luis Rey-San Onofre 230 kV line constraint | San Luis Rey-San Onofre 230 kV line constraint | Encina - San Luis Rey 230 kV constraint |  | 0 | 0 | 0 | 0 | 0 | 0 | 212.21 | 1790.805 | 8041.2844 | San Luis Rey-San Onofre 230 kV line constraint | San Luis Rey-San Onofre 230 kV line constraint | Encina - San Luis Rey 230 kV constraint |  | 1 | 1 | NO | 1 | 1 | 1 | NO | 1
PG&E FRESNO | Cantua | 115 | 0 | 0 | 0 | 0 | 0 | 0 | 0 | 0 | 0 | 0 | 0 | 0 | 0 | 0 | 0 | 0 | 0 | 0 | 0 | 0 | 0 | 0 | 0 | 0 | 0 | 0 | 0 | 0 | 0 | 0 | 0 | 0 | 0 | 0 | 0 | 0 | 0 | 0 | 0 | 0 | 0 | 0 | 0 | 0 | 0 | 0 | 0 | 0 | 0 | 0 | 0 | 0 | 0 | 0 | 0 | 0 | 0 | 0 | 0 | 0 | 0 | 0 | 0 | 0 | 0 | 0 | 0 | 0 | 0 | 0 | 0 | 0 | 0 | 0 | 0 | 0 | 0 | 0 | 1 | 0 | 1 | 0 | 1 | 0 | 0 | 1 | 0 | 1 | 0 | 0 | 0 | 0 | 0 | 0 | 0 | 0 | 0 | 1 |  | 0 | 0 | 0 | 0 | 0 | 0 | 0 | 0 | 0 | 0 | 0 | 0 | 0 | 0 | 0 | 0 | 0 | 0 | 0 | 0 | 0 | 0 | 0 | 0 | 0 | 0 | 0 | 0 | 0 | 0 | 0 | 0 | 0 | 0 | 0 | 0 | 300.67 | 300.67 | 63.9052 | Gates 230/70kV TB #5 | Gates 230/70kV TB #5 | Gates 500/230kV TB #12 |  | 0 | 0 | 0 | 0 | 0 | 0 | 300.67 | 300.67 | 63.9052 | Gates 230/70kV TB #5 | Gates 230/70kV TB #5 | Gates 500/230kV TB #12 |  | 1 | 1 | NO | 1 | 1 | 1 | NO | 1
SDGE | Capistrano | 138 | 0 | 0 | 0 | 0 | 0 | 0 | 0 | 0 | 0 | 0 | 0 | 0 | 0 | 0 | 0 | 0 | 0 | 0 | 0 | 0 | 0 | 0 | 0 | 0 | 0 | 1 | 0 | 0 | 0 | 0 | 0 | 0 | 0 | 0 | 0 | 0 | 0 | 1 | 0 | 0 | 0 | 0 | 0 | 0 | 0 | 0 | 0 | 0 | 0 | 0 | 0 | 0 | 0 | 0 | 0 | 0 | 0 | 0 | 0 | 0 | 0 | 0 | 0 | 0 | 0 | 0 | 0 | 0 | 0 | 0 | 0 | 0 | 0 | 0 | 0 | 0 | 0 | 0 | 0 | 0 | 0 | 0 | 0 | 0 | 0 | 0 | 0 | 0 | 0 | 0 | 0 | 0 | 0 | 0 | 0 | 0 | 0 | 0 |  | 0 | 0 | 0 | 0 | 0 | 0 | 0 | 0 | 0 | 0 | 0 | 0 | 0 | 0 | 0 | 0 | 0 | 0 | 0 | 0 | 0 | 0 | 0 | 0 | 0 | 0 | 0 | 75 | 0 | 1 | 0 | 0 | 0 | 0 | 0 | 0 | 302.87 | 722.035 | 1632.03 | Capistrano-San Onofre 230 kV constraint | Talega 230 kV constraint | Talega 230 kV constraint |  | 0 | 0 | 0 | 0 | 0 | 0 | 302.87 | 722.035 | 1632.03 | Capistrano-San Onofre 230 kV constraint | Talega 230 kV constraint | Talega 230 kV constraint |  | 1 | 1 | NO | 1 | 1 | 1 | NO | 1
SDGE | Capistrano | 230 | 0 | 0 | 0 | 0 | 0 | 0 | 0 | 0 | 0 | 0 | 0 | 0 | 0 | 0 | 0 | 0 | 0 | 0 | 0 | 0 | 0 | 0 | 0 | 0 | 0 | 1 | 0 | 0 | 0 | 0 | 0 | 0 | 0 | 0 | 0 | 0 | 0 | 1 | 0 | 0 | 0 | 0 | 0 | 0 | 0 | 0 | 0 | 0 | 0 | 0 | 0 | 0 | 0 | 0 | 0 | 0 | 0 | 0 | 0 | 0 | 0 | 0 | 0 | 0 | 0 | 0 | 0 | 0 | 0 | 0 | 0 | 0 | 0 | 0 | 0 | 0 | 0 | 0 | 0 | 0 | 0 | 0 | 0 | 0 | 0 | 0 | 0 | 0 | 0 | 0 | 0 | 0 | 0 | 0 | 0 | 0 | 0 | 0 |  | 0 | 0 | 0 | 0 | 0 | 0 | 0 | 0 | 0 | 0 | 0 | 0 | 0 | 0 | 0 | 0 | 0 | 0 | 0 | 0 | 0 | 0 | 0 | 0 | 0 | 0 | 0 | 0 | 0 | 0 | 0 | 0 | 0 | 0 | 0 | 0 | 302.87 | 722.035 | 1632.03 | Capistrano-San Onofre 230 kV constraint | Talega 230 kV constraint | Talega 230 kV constraint |  | 0 | 0 | 0 | 0 | 0 | 0 | 302.87 | 722.035 | 1632.03 | Capistrano-San Onofre 230 kV constraint | Talega 230 kV constraint | Talega 230 kV constraint |  | 1 | 1 | NO | 1 | 1 | 1 | NO | 1
PG&E NGBA | Carberry | 230 | 0 | 0 | 0 | 0 | 0 | 0 | 0 | 0 | 0 | 0 | 0 | 0 | 0 | 0 | 0 | 0 | 0 | 0 | 0 | 0 | 0 | 0 | 0 | 0 | 0 | 0 | 0 | 0 | 0 | 0 | 0 | 0 | 0 | 0 | 0 | 0 | 0 | 0 | 0 | 1 | 0 | 0 | 0 | 1 | 0 | 0 | 0 | 0 | 0 | 0 | 0 | 0 | 0 | 0 | 0 | 0 | 0 | 0 | 0 | 0 | 0 | 0 | 0 | 0 | 0 | 0 | 0 | 0 | 0 | 0 | 0 | 0 | 0 | 0 | 0 | 0 | 0 | 0 | 0 | 0 | 0 | 0 | 0 | 0 | 0 | 0 | 0 | 0 | 0 | 0 | 0 | 0 | 0 | 0 | 0 | 0 | 0 | 0 |  | 0 | 0 | 0 | 0 | 0 | 0 | 0 | 0 | 0 | 0 | 0 | 0 | 0 | 0 | 0 | 0 | 3.6 | 0 | 0 | 0 | 0 | 0 | 0 | 0 | 0 | 0 | 0 | 0 | 0 | 1 | 2 | 0 | 2 | 0 | 0 | 1 | -3003.69 | -263.757 | -114.78 | Collinsville-Tesla 500 kV Line | Collinsville-Tesla 500 kV Line | Carberry-Round Mountain 230kV Line |  | 0 | 1 | 0 | 1 | 0 | 1 | -76.48 | -14.48 | -89.78 | Carberry-Round Mountain 230kV Line | Carberry-Round Mountain 230kV Line | Carberry-Round Mountain 230kV Line |  | 5 | 3 | YES | 3 | 3 | 3 | NO | 3
SCE Eastern | Cardiff | 66 | 0 | 0 | 0 | 0 | 0 | 0 | 0 | 0 | 0 | 0 | 0 | 0 | 0 | 0 | 0 | 0 | 0 | 0 | 0 | 1 | 0 | 1 | 0 | 0 | 0 | 0 | 0 | 0 | 0 | 0 | 0 | 0 | 0 | 0 | 0 | 0 | 0 | 0 | 0 | 0 | 0 | 0 | 0 | 0 | 0 | 0 | 0 | 0 | 0 | 0 | 0 | 0 | 0 | 0 | 0 | 0 | 0 | 0 | 0 | 0 | 0 | 0 | 0 | 0 | 0 | 0 | 0 | 0 | 0 | 0 | 0 | 0 | 0 | 0 | 0 | 0 | 0 | 0 | 0 | 0 | 0 | 0 | 0 | 0 | 0 | 0 | 0 | 0 | 0 | 0 | 0 | 0 | 0 | 0 | 0 | 0 | 0 | 1 |  | 0 | 0 | 0 | 0 | 0 | 0 | 0 | 0 | 0 | 0 | 0 | 0 | 0 | 0 | 0 | 0 | 0 | 0 | 0 | 0 | 0 | 0 | 0 | 0 | 0 | 0 | 0 | 0 | 0 | 0 | 0 | 0 | 0 | 0 | 0 | 0 | 148.072 | 2439.375 | 8942.875 | Serrano-Alberhill-Valley Constraint | Etiwanda-Rancho Vista Constraint | Etiwanda-Rancho Vista Constraint |  | 0 | 0 | 0 | 0 | 0 | 0 | 148.072 | 2439.375 | 8942.875 | Serrano-Alberhill-Valley Constraint | Etiwanda-Rancho Vista Constraint | Etiwanda-Rancho Vista Constraint |  | 1 | 1 | NO | 1 | 1 | 1 | NO | 1
PG&E NGBA | Caribou | 60 | 0 | 0 | 0 | 0 | 0 | 0 | 0 | 0 | 0 | 0 | 0 | 0 | 0 | 0 | 0 | 0 | 0 | 0 | 0 | 0 | 0 | 0 | 0 | 0 | 0 | 0 | 0 | 0 | 0 | 0 | 0 | 0 | 0 | 0 | 0 | 0 | 0 | 0 | 0 | 1 | 0 | 0 | 1 | 0 | 0 | 1 | 0 | 1 | 0 | 0 | 0 | 0 | 0 | 0 | 0 | 0 | 0 | 0 | 0 | 1 | 1 | 0 | 0 | 0 | 0 | 0 | 0 | 0 | 0 | 0 | 0 | 0 | 0 | 0 | 0 | 0 | 0 | 0 | 0 | 0 | 0 | 0 | 0 | 0 | 0 | 0 | 0 | 0 | 0 | 0 | 0 | 0 | 0 | 0 | 0 | 0 | 0 | 0 |  | 0 | 0 | 0 | 0 | 0 | 0 | 0 | 0 | 0 | 0 | 0 | 0 | 0 | 0 | 0 | 0 | 10 | 0 | 0 | 0 | 0 | 0 | 0 | 0 | 0 | 0 | 0 | 0 | 0 | 1 | 3 | 0 | 2 | 0 | 0 | 0 | -3003.69 | -263.757 | 329.548 | Collinsville-Tesla 500 kV Line | Collinsville-Tesla 500 kV Line | Bell-Placer 115kV Line |  | 0 | 2 | 0 | 0 | 0 | 0 | -984.3465 | 297 | 329.548 | Tesla-Bellota 230 kV line | Bell-Placer 115kV Line | Bell-Placer 115kV Line |  | 5 | 4 | YES | 4 | 1 | 1 | NO | 1
PG&E NGBA | Caribou | 115 | 0 | 0 | 0 | 0 | 0 | 0 | 0 | 0 | 0 | 0 | 0 | 0 | 0 | 0 | 0 | 0 | 0 | 0 | 0 | 0 | 0 | 0 | 0 | 0 | 0 | 0 | 0 | 0 | 0 | 0 | 0 | 0 | 0 | 0 | 0 | 0 | 0 | 0 | 0 | 1 | 0 | 0 | 0 | 0 | 0 | 0 | 0 | 0 | 0 | 0 | 0 | 0 | 0 | 0 | 0 | 0 | 0 | 0 | 0 | 1 | 0 | 0 | 0 | 0 | 0 | 0 | 0 | 0 | 0 | 0 | 0 | 0 | 0 | 0 | 0 | 0 | 0 | 0 | 0 | 0 | 0 | 0 | 0 | 0 | 0 | 0 | 0 | 0 | 0 | 0 | 0 | 0 | 0 | 0 | 0 | 0 | 0 | 0 |  | 0 | 0 | 0 | 0 | 0 | 0 | 0 | 0 | 0 | 0 | 0 | 0 | 0 | 0 | 0 | 0 | 10 | 0 | 0 | 0 | 0 | 0 | 0 | 0 | 0 | 0 | 0 | 0 | 0 | 1 | 2 | 0 | 1 | 0 | 0 | 0 | -3003.69 | -263.757 | 4410.527 | Collinsville-Tesla 500 kV Line | Collinsville-Tesla 500 kV Line | Tesla-Bellota 230 kV line |  | 0 | 1 | 0 | 0 | 0 | 0 | -984.3465 | 1056.7514 | 4410.527 | Tesla-Bellota 230 kV line | Tesla-Bellota 230 kV line | Tesla-Bellota 230 kV line |  | 5 | 4 | YES | 4 | 1 | 1 | NO | 1
PG&E NGBA | Caribou | 230 | 0 | 0 | 0 | 0 | 0 | 0 | 0 | 0 | 0 | 0 | 0 | 0 | 0 | 0 | 0 | 0 | 0 | 0 | 0 | 0 | 0 | 0 | 0 | 0 | 0 | 0 | 0 | 0 | 0 | 0 | 0 | 0 | 0 | 0 | 0 | 0 | 0 | 0 | 0 | 1 | 0 | 0 | 0 | 0 | 0 | 0 | 0 | 0 | 0 | 0 | 0 | 0 | 0 | 0 | 0 | 0 | 0 | 0 | 0 | 1 | 0 | 0 | 0 | 0 | 0 | 0 | 0 | 0 | 0 | 0 | 0 | 0 | 0 | 0 | 0 | 0 | 0 | 0 | 0 | 0 | 0 | 0 | 0 | 0 | 0 | 0 | 0 | 0 | 0 | 0 | 0 | 0 | 0 | 0 | 0 | 0 | 0 | 0 |  | 0 | 0 | 0 | 0 | 0 | 0 | 0 | 0 | 0 | 0 | 0 | 0 | 0 | 0 | 0 | 0 | 0 | 0 | 0 | 0 | 0 | 0 | 0 | 0 | 0 | 0 | 0 | 0 | 0 | 0 | 2 | 0 | 1 | 0 | 0 | 0 | -3003.69 | -263.757 | 4410.527 | Collinsville-Tesla 500 kV Line | Collinsville-Tesla 500 kV Line | Tesla-Bellota 230 kV line |  | 0 | 1 | 0 | 0 | 0 | 0 | -984.3465 | 1056.7514 | 4410.527 | Tesla-Bellota 230 kV line | Tesla-Bellota 230 kV line | Tesla-Bellota 230 kV line |  | 5 | 4 | YES | 4 | 1 | 1 | NO | 1
EOP | Carpenter Canyon (fka Gamebird) | 138 | 0 | 0 | 0 | 0 | 0 | 0 | 0 | 0 | 0 | 0 | 0 | 0 | 0 | 0 | 0 | 0 | 0 | 0 | 0 | 0 | 0 | 0 | 1 | 1 | 1 | 0 | 0 | 0 | 0 | 0 | 0 | 0 | 0 | 0 | 0 | 0 | 0 | 0 | 0 | 0 | 0 | 0 | 0 | 0 | 0 | 0 | 0 | 0 | 0 | 0 | 0 | 0 | 0 | 0 | 0 | 0 | 0 | 0 | 0 | 0 | 0 | 0 | 0 | 0 | 0 | 0 | 0 | 0 | 0 | 0 | 0 | 0 | 0 | 0 | 0 | 0 | 0 | 0 | 0 | 0 | 0 | 0 | 0 | 0 | 0 | 0 | 0 | 0 | 0 | 0 | 0 | 0 | 0 | 0 | 0 | 0 | 0 | 2 |  | 0 | 0 | 0 | 0 | 0 | 0 | 0 | 0 | 0 | 0 | 0 | 0 | 0 | 0 | 0 | 0 | 0 | 0 | 0 | 0 | 0 | 0 | 0 | 0 | 0 | 0 | 0 | 0 | 0 | 0 | 1 | 1 | 0 | 0 | 0 | 0 | -1982.555 | 640.59 | 900.03 | Lugo - Victorville area constraint | Sloan Canyon - Eldorado 500 kV constraint | GLW 230kV area constraint |  | 0 | 1 | 0 | 0 | 0 | 0 | -68.75 | 640.59 | 900.03 | Sloan Canyon - Eldorado 500 kV constraint | Sloan Canyon - Eldorado 500 kV constraint | GLW 230kV area constraint |  | 5 | 3 | YES | 3 | 1 | 1 | NO | 1
EOP | Carpenter Canyon (fka Gamebird) | 230 | 0 | 0 | 0 | 0 | 0 | 0 | 0 | 0 | 0 | 0 | 0 | 0 | 0 | 0 | 0 | 0 | 0 | 0 | 0 | 0 | 0 | 0 | 1 | 1 | 1 | 0 | 0 | 0 | 0 | 0 | 0 | 0 | 0 | 0 | 0 | 0 | 0 | 0 | 0 | 0 | 0 | 0 | 0 | 0 | 0 | 0 | 0 | 0 | 0 | 0 | 0 | 0 | 0 | 0 | 0 | 0 | 0 | 0 | 0 | 0 | 0 | 0 | 0 | 0 | 0 | 0 | 0 | 0 | 0 | 0 | 0 | 0 | 0 | 0 | 0 | 0 | 0 | 0 | 0 | 0 | 0 | 0 | 0 | 0 | 0 | 0 | 0 | 0 | 0 | 0 | 0 | 0 | 0 | 0 | 0 | 0 | 0 | 2 |  | 0 | 0 | 0 | 0 | 0 | 0 | 0 | 0 | 0 | 0 | 0 | 0 | 0 | 0 | 0 | 0 | 0 | 0 | 0 | 0 | 0 | 0 | 0 | 0 | 150 | 550 | 0 | 140 | 0 | 1 | 1 | 1 | 0 | 0 | 0 | 0 | -1982.555 | 640.59 | 900.03 | Lugo - Victorville area constraint | Sloan Canyon - Eldorado 500 kV constraint | GLW 230kV area constraint |  | 0 | 1 | 0 | 0 | 0 | 0 | -68.75 | 640.59 | 900.03 | Sloan Canyon - Eldorado 500 kV constraint | Sloan Canyon - Eldorado 500 kV constraint | GLW 230kV area constraint |  | 5 | 3 | YES | 3 | 1 | 1 | NO | 1
PG&E NGBA | Carquinez | 115 | 0 | 0 | 0 | 0 | 0 | 0 | 0 | 0 | 0 | 0 | 0 | 0 | 0 | 0 | 0 | 0 | 0 | 0 | 0 | 0 | 0 | 0 | 0 | 0 | 0 | 0 | 0 | 0 | 0 | 0 | 0 | 0 | 0 | 0 | 0 | 0 | 0 | 0 | 0 | 1 | 0 | 0 | 0 | 0 | 0 | 0 | 0 | 0 | 0 | 0 | 0 | 0 | 1 | 0 | 0 | 0 | 0 | 0 | 0 | 0 | 0 | 0 | 0 | 0 | 0 | 0 | 1 | 0 | 0 | 0 | 0 | 0 | 0 | 0 | 0 | 0 | 0 | 0 | 0 | 0 | 0 | 0 | 0 | 0 | 0 | 0 | 0 | 0 | 0 | 0 | 0 | 0 | 0 | 0 | 0 | 0 | 0 | 1 |  | 0 | 0 | 0 | 0 | 0 | 0 | 0 | 0 | 0 | 0 | 0 | 0 | 0 | 0 | 0 | 0 | 0 | 0 | 0 | 0 | 0 | 0 | 0 | 0 | 0 | 0 | 0 | 0 | 0 | 0 | 2 | 0 | 2 | 0 | 0 | 0 | -3003.69 | -263.757 | 745.85 | Collinsville-Tesla 500 kV Line | Collinsville-Tesla 500 kV Line | Birds Landing-Contra Costa 230kV Line |  | 0 | 0 | 0 | 0 | 0 | 0 | 1259.89 | 1593.344 | 745.85 | Birds Landing-Contra Costa 230kV Line | Birds Landing-Contra Costa 230kV Line | Birds Landing-Contra Costa 230kV Line |  | 5 | 1 | YES | 2 | 1 | 1 | NO | 1
SDGE | Carrizo Gorge | 138 | 0 | 0 | 0 | 0 | 0 | 0 | 0 | 0 | 0 | 0 | 0 | 0 | 0 | 0 | 0 | 0 | 0 | 0 | 0 | 0 | 0 | 0 | 0 | 0 | 0 | 0 | 0 | 0 | 0 | 0 | 1 | 0 | 1 | 0 | 0 | 1 | 1 | 0 | 0 | 0 | 0 | 0 | 0 | 0 | 0 | 0 | 0 | 0 | 0 | 0 | 0 | 0 | 0 | 0 | 0 | 0 | 0 | 0 | 0 | 0 | 0 | 0 | 0 | 0 | 0 | 0 | 0 | 0 | 0 | 0 | 0 | 0 | 0 | 0 | 0 | 0 | 0 | 0 | 0 | 0 | 0 | 0 | 0 | 0 | 0 | 0 | 0 | 0 | 0 | 0 | 0 | 0 | 0 | 0 | 0 | 0 | 0 | 4 |  | 0 | 0 | 0 | 0 | 0 | 0 | 0 | 0 | 0 | 0 | 0 | 0 | 0 | 0 | 0 | 0 | 0 | 0 | 0 | 0 | 0 | 0 | 0 | 0 | 0 | 90 | 70 | 0 | 0 | 1 | 0 | 0 | 0 | 0 | 0 | 0 | 212.21 | 1444.17 | 1805.9044 | San Luis Rey-San Onofre 230 kV line constraint | Silvergate-Old Town 230 kV constraint | Silvergate-Old Town 230 kV constraint |  | 0 | 0 | 0 | 0 | 0 | 0 | 212.21 | 1444.17 | 1805.9044 | San Luis Rey-San Onofre 230 kV line constraint | Silvergate-Old Town 230 kV constraint | Silvergate-Old Town 230 kV constraint |  | 1 | 1 | NO | 1 | 1 | 1 | NO | 1
PG&E KERN | Carrizo Plains | 115 | 0 | 0 | 0 | 0 | 0 | 0 | 0 | 0 | 0 | 0 | 0 | 0 | 0 | 0 | 0 | 0 | 0 | 0 | 0 | 0 | 0 | 0 | 0 | 0 | 0 | 0 | 0 | 0 | 0 | 0 | 0 | 0 | 0 | 0 | 0 | 0 | 0 | 0 | 0 | 0 | 0 | 0 | 0 | 0 | 0 | 0 | 0 | 0 | 0 | 0 | 0 | 0 | 0 | 0 | 0 | 0 | 0 | 0 | 0 | 0 | 0 | 0 | 0 | 0 | 0 | 0 | 0 | 1 | 0 | 0 | 0 | 0 | 0 | 0 | 0 | 0 | 0 | 0 | 1 | 1 | 0 | 0 | 0 | 0 | 0 | 0 | 0 | 0 | 0 | 0 | 0 | 0 | 0 | 0 | 1 | 1 | 0 | 0 |  | 0 | 0 | 0 | 0 | 0 | 0 | 0 | 0 | 0 | 0 | 0 | 0 | 0 | 0 | 0 | 0 | 0 | 0 | 0 | 0 | 0 | 0 | 0 | 0 | 0 | 0 | 0 | 0 | 0 | 0 | 1 | 0 | 0 | 0 | 0 | 1 | -1872.365 | 4.0117 | -2894.0969 | Mustang-Henrietta 230 kV line | Cal Flat-Gates 230 kV line | Mustang-Henrietta 230 kV line |  | 0 | 0 | 0 | 0 | 0 | 1 | 35.715 | 4.0117 | -415.0969 | Cal Flat-Gates 230 kV line | Cal Flat-Gates 230 kV line | Mustang-Henrietta 230 kV line |  | 5 | 1 | YES | 2 | 4 | 4 | NO | 4
PG&E KERN | Casaloma | 230 | 0 | 0 | 0 | 0 | 0 | 0 | 0 | 0 | 0 | 0 | 0 | 0 | 0 | 0 | 0 | 0 | 0 | 0 | 0 | 0 | 0 | 0 | 0 | 0 | 0 | 0 | 0 | 0 | 0 | 0 | 0 | 0 | 0 | 0 | 0 | 0 | 0 | 0 | 0 | 0 | 0 | 0 | 0 | 0 | 0 | 0 | 0 | 0 | 0 | 0 | 0 | 0 | 0 | 0 | 0 | 0 | 0 | 0 | 0 | 0 | 0 | 0 | 0 | 0 | 0 | 0 | 0 | 1 | 1 | 0 | 0 | 0 | 0 | 0 | 0 | 0 | 0 | 0 | 0 | 1 | 0 | 0 | 0 | 0 | 0 | 0 | 0 | 0 | 0 | 0 | 0 | 0 | 0 | 0 | 0 | 0 | 0 | 0 |  | 0 | 0 | 0 | 0 | 0 | 0 | 0 | 0 | 0 | 0 | 0 | 0 | 0 | 0 | 0 | 0 | 0 | 0 | 0 | 0 | 0 | 0 | 0 | 0 | 0 | 0 | 0 | 0 | 0 | 0 | 0 | 0 | 0 | 0 | 0 | 0 | 35.715 | 4.0117 | 3.675 | Cal Flat-Gates 230 kV line | Cal Flat-Gates 230 kV line | Cal Flat-Gates 230 kV line |  | 0 | 0 | 0 | 0 | 0 | 0 | 35.715 | 4.0117 | 3.675 | Cal Flat-Gates 230 kV line | Cal Flat-Gates 230 kV line | Cal Flat-Gates 230 kV line |  | 1 | 1 | NO | 1 | 1 | 1 | NO | 1
PG&E GBA | Castro Valley | 230 | 0 | 0 | 0 | 0 | 0 | 0 | 0 | 0 | 0 | 0 | 0 | 0 | 0 | 0 | 0 | 0 | 0 | 0 | 0 | 0 | 0 | 0 | 0 | 0 | 0 | 0 | 0 | 0 | 0 | 0 | 0 | 0 | 0 | 0 | 0 | 0 | 0 | 0 | 0 | 1 | 0 | 0 | 0 | 0 | 0 | 0 | 0 | 0 | 0 | 0 | 0 | 0 | 0 | 0 | 0 | 1 | 0 | 0 | 0 | 1 | 0 | 0 | 0 | 0 | 0 | 0 | 1 | 0 | 0 | 0 | 0 | 0 | 0 | 0 | 0 | 0 | 0 | 0 | 0 | 0 | 0 | 0 | 0 | 0 | 0 | 0 | 0 | 0 | 0 | 0 | 0 | 0 | 0 | 0 | 0 | 0 | 0 | 0 |  | 0 | 0 | 0 | 0 | 0 | 0 | 0 | 0 | 0 | 0 | 0 | 0 | 0 | 0 | 0 | 0 | 0 | 0 | 0 | 0 | 0 | 0 | 0 | 0 | 0 | 0 | 0 | 0 | 0 | 0 | 4 | 0 | 2 | 0 | 0 | 0 | -3003.69 | -263.757 | 745.85 | Collinsville-Tesla 500 kV Line | Collinsville-Tesla 500 kV Line | Birds Landing-Contra Costa 230kV Line |  | 0 | 1 | 0 | 0 | 0 | 0 | -984.3465 | 1056.7514 | 745.85 | Tesla-Bellota 230 kV line | Tesla-Bellota 230 kV line | Birds Landing-Contra Costa 230kV Line |  | 5 | 4 | YES | 4 | 1 | 1 | NO | 1
PG&E GBA | Cayetano | 230 | 0 | 0 | 0 | 0 | 0 | 0 | 0 | 0 | 0 | 0 | 0 | 0 | 0 | 0 | 0 | 0 | 0 | 0 | 0 | 0 | 0 | 0 | 0 | 0 | 0 | 0 | 0 | 0 | 0 | 0 | 0 | 0 | 0 | 0 | 0 | 0 | 0 | 0 | 0 | 1 | 0 | 0 | 0 | 0 | 0 | 0 | 0 | 0 | 0 | 0 | 0 | 0 | 0 | 1 | 1 | 1 | 0 | 0 | 1 | 1 | 0 | 0 | 0 | 0 | 0 | 1 | 0 | 0 | 0 | 0 | 0 | 0 | 0 | 0 | 0 | 0 | 0 | 0 | 0 | 0 | 0 | 0 | 0 | 0 | 0 | 0 | 0 | 0 | 0 | 0 | 0 | 0 | 0 | 0 | 0 | 0 | 0 | 0 |  | 0 | 0 | 0 | 0 | 0 | 0 | 0 | 0 | 0 | 0 | 0 | 0 | 0 | 0 | 0 | 0 | 0 | 0 | 0 | 0 | 0 | 0 | 0 | 0 | 0 | 100 | 100 | 0 | 0 | 1 | 5 | 0 | 2 | 0 | 0 | 0 | -3003.69 | -386.164 | 3785.066 | Collinsville-Tesla 500 kV Line | Windmaster-Delta pumps 230 kV line | Contra Costa- Windmaster 230 kV line |  | 0 | 1 | 0 | 0 | 0 | 0 | -984.3465 | 1056.7514 | 3785.066 | Tesla-Bellota 230 kV line | Tesla-Bellota 230 kV line | Contra Costa- Windmaster 230 kV line |  | 5 | 4 | YES | 4 | 1 | 1 | NO | 1
SCE Metro | Center | 230 | 0 | 0 | 0 | 0 | 0 | 0 | 0 | 0 | 0 | 1 | 0 | 0 | 0 | 0 | 0 | 0 | 0 | 0 | 0 | 0 | 0 | 0 | 0 | 0 | 0 | 0 | 0 | 0 | 0 | 0 | 0 | 0 | 0 | 0 | 0 | 0 | 0 | 0 | 0 | 0 | 0 | 0 | 0 | 0 | 0 | 0 | 0 | 0 | 0 | 0 | 0 | 0 | 0 | 0 | 0 | 0 | 0 | 0 | 0 | 0 | 0 | 0 | 0 | 0 | 0 | 0 | 0 | 0 | 0 | 0 | 0 | 0 | 0 | 0 | 0 | 0 | 0 | 0 | 0 | 0 | 0 | 0 | 0 | 0 | 0 | 0 | 0 | 0 | 0 | 0 | 0 | 0 | 0 | 0 | 0 | 0 | 0 | 0 |  | 0 | 0 | 0 | 0 | 0 | 0 | 0 | 0 | 0 | 0 | 0 | 0 | 0 | 0 | 0 | 0 | 0 | 0 | 0 | 0 | 0 | 0 | 0 | 0 | 0 | 0 | 90 | 0 | 0 | 1 | 0 | 0 | 0 | 0 | 0 | 0 | 9484.6 | 11247.7 | 14307.5055 | SCE Metro Area Default Constraint | SCE Metro Area Default Constraint | SCE Metro Area Default Constraint |  | 0 | 0 | 0 | 0 | 0 | 0 | 9484.6 | 11247.7 | 14307.5055 | SCE Metro Area Default Constraint | SCE Metro Area Default Constraint | SCE Metro Area Default Constraint |  | 1 | 1 | NO | 1 | 1 | 1 | NO | 1
PG&E KERN | Charca | 115 | 0 | 0 | 0 | 0 | 0 | 0 | 0 | 0 | 0 | 0 | 0 | 0 | 0 | 0 | 0 | 0 | 0 | 0 | 0 | 0 | 0 | 0 | 0 | 0 | 0 | 0 | 0 | 0 | 0 | 0 | 0 | 0 | 0 | 0 | 0 | 0 | 0 | 0 | 0 | 0 | 0 | 0 | 0 | 0 | 0 | 0 | 0 | 0 | 0 | 0 | 0 | 0 | 0 | 0 | 0 | 0 | 0 | 0 | 0 | 0 | 0 | 0 | 0 | 0 | 0 | 0 | 0 | 1 | 1 | 0 | 0 | 0 | 0 | 0 | 0 | 1 | 0 | 0 | 0 | 1 | 0 | 0 | 0 | 0 | 0 | 0 | 0 | 0 | 0 | 0 | 0 | 0 | 0 | 0 | 0 | 0 | 0 | 0 |  | 0 | 0 | 0 | 0 | 0 | 0 | 0 | 0 | 0 | 0 | 0 | 0 | 0 | 0 | 0 | 0 | 0 | 0 | 0 | 0 | 0 | 0 | 0 | 4.62 | 0 | 0 | 0 | 0 | 0 | 1 | 0 | 0 | 0 | 0 | 0 | 0 | 35.715 | 4.0117 | 3.675 | Cal Flat-Gates 230 kV line | Cal Flat-Gates 230 kV line | Cal Flat-Gates 230 kV line |  | 0 | 0 | 0 | 0 | 0 | 0 | 35.715 | 4.0117 | 3.675 | Cal Flat-Gates 230 kV line | Cal Flat-Gates 230 kV line | Cal Flat-Gates 230 kV line |  | 1 | 1 | NO | 1 | 1 | 1 | NO | 1
EOP | Charleston | 138 | 0 | 0 | 0 | 0 | 0 | 0 | 0 | 0 | 0 | 0 | 0 | 0 | 0 | 0 | 0 | 0 | 0 | 0 | 0 | 0 | 0 | 0 | 1 | 1 | 1 | 0 | 0 | 0 | 0 | 0 | 0 | 0 | 0 | 0 | 0 | 0 | 0 | 0 | 0 | 0 | 0 | 0 | 0 | 0 | 0 | 0 | 0 | 0 | 0 | 0 | 0 | 0 | 0 | 0 | 0 | 0 | 0 | 0 | 0 | 0 | 0 | 0 | 0 | 0 | 0 | 0 | 0 | 0 | 0 | 0 | 0 | 0 | 0 | 0 | 0 | 0 | 0 | 0 | 0 | 0 | 0 | 0 | 0 | 0 | 0 | 0 | 0 | 0 | 0 | 0 | 0 | 0 | 0 | 0 | 0 | 0 | 0 | 2 |  | 0 | 0 | 0 | 0 | 0 | 0 | 0 | 0 | 0 | 0 | 0 | 0 | 0 | 0 | 0 | 0 | 0 | 0 | 0 | 0 | 0 | 0 | 0 | 0 | 0 | 0 | 0 | 0 | 0 | 0 | 1 | 1 | 0 | 0 | 0 | 0 | -1982.555 | 640.59 | 900.03 | Lugo - Victorville area constraint | Sloan Canyon - Eldorado 500 kV constraint | GLW 230kV area constraint |  | 0 | 1 | 0 | 0 | 0 | 0 | -68.75 | 640.59 | 900.03 | Sloan Canyon - Eldorado 500 kV constraint | Sloan Canyon - Eldorado 500 kV constraint | GLW 230kV area constraint |  | 5 | 3 | YES | 3 | 1 | 1 | NO | 1
SCE Metro | Chevmain | 230 | 0 | 0 | 0 | 0 | 0 | 0 | 0 | 0 | 0 | 1 | 0 | 0 | 0 | 0 | 0 | 0 | 0 | 0 | 0 | 0 | 0 | 0 | 0 | 0 | 0 | 0 | 0 | 0 | 0 | 0 | 0 | 0 | 0 | 0 | 0 | 0 | 0 | 0 | 0 | 0 | 0 | 0 | 0 | 0 | 0 | 0 | 0 | 0 | 0 | 0 | 0 | 0 | 0 | 0 | 0 | 0 | 0 | 0 | 0 | 0 | 0 | 0 | 0 | 0 | 0 | 0 | 0 | 0 | 0 | 0 | 0 | 0 | 0 | 0 | 0 | 0 | 0 | 0 | 0 | 0 | 0 | 0 | 0 | 0 | 0 | 0 | 0 | 0 | 0 | 0 | 0 | 0 | 0 | 0 | 0 | 0 | 0 | 0 |  | 0 | 0 | 0 | 0 | 0 | 0 | 0 | 0 | 0 | 0 | 0 | 0 | 0 | 0 | 0 | 0 | 0 | 0 | 0 | 0 | 0 | 0 | 0 | 0 | 0 | 0 | 0 | 0 | 0 | 0 | 0 | 0 | 0 | 0 | 0 | 0 | 9484.6 | 11247.7 | 14307.5055 | SCE Metro Area Default Constraint | SCE Metro Area Default Constraint | SCE Metro Area Default Constraint |  | 0 | 0 | 0 | 0 | 0 | 0 | 9484.6 | 11247.7 | 14307.5055 | SCE Metro Area Default Constraint | SCE Metro Area Default Constraint | SCE Metro Area Default Constraint |  | 1 | 1 | NO | 1 | 1 | 1 | NO | 1
SDGE | Chicarita | 138 | 0 | 0 | 0 | 0 | 0 | 0 | 0 | 0 | 0 | 0 | 0 | 0 | 0 | 0 | 0 | 0 | 0 | 0 | 0 | 0 | 0 | 0 | 0 | 0 | 0 | 0 | 0 | 0 | 1 | 0 | 1 | 0 | 1 | 0 | 0 | 0 | 0 | 0 | 0 | 0 | 0 | 0 | 0 | 0 | 0 | 0 | 0 | 0 | 0 | 0 | 0 | 0 | 0 | 0 | 0 | 0 | 0 | 0 | 0 | 0 | 0 | 0 | 0 | 0 | 0 | 0 | 0 | 0 | 0 | 0 | 0 | 0 | 0 | 0 | 0 | 0 | 0 | 0 | 0 | 0 | 0 | 0 | 0 | 0 | 0 | 0 | 0 | 0 | 0 | 0 | 0 | 0 | 0 | 0 | 0 | 0 | 0 | 3 |  | 0 | 0 | 0 | 0 | 0 | 0 | 0 | 0 | 0 | 0 | 0 | 0 | 0 | 0 | 0 | 0 | 0 | 0 | 0 | 0 | 0 | 0 | 0 | 0 | 0 | 0 | 0 | 0 | 0 | 0 | 0 | 0 | 0 | 0 | 0 | 0 | 212.21 | 1790.805 | 8041.2844 | San Luis Rey-San Onofre 230 kV line constraint | San Luis Rey-San Onofre 230 kV line constraint | Encina - San Luis Rey 230 kV constraint |  | 0 | 0 | 0 | 0 | 0 | 0 | 212.21 | 1790.805 | 8041.2844 | San Luis Rey-San Onofre 230 kV line constraint | San Luis Rey-San Onofre 230 kV line constraint | Encina - San Luis Rey 230 kV constraint |  | 1 | 1 | NO | 1 | 1 | 1 | NO | 1
SCE Metro | Chino | 230 | 0 | 0 | 0 | 0 | 0 | 0 | 0 | 0 | 0 | 1 | 0 | 0 | 0 | 0 | 0 | 0 | 0 | 0 | 0 | 0 | 0 | 0 | 0 | 0 | 0 | 0 | 0 | 0 | 0 | 0 | 0 | 0 | 0 | 0 | 0 | 0 | 0 | 0 | 0 | 0 | 0 | 0 | 0 | 0 | 0 | 0 | 0 | 0 | 0 | 0 | 0 | 0 | 0 | 0 | 0 | 0 | 0 | 0 | 0 | 0 | 0 | 0 | 0 | 0 | 0 | 0 | 0 | 0 | 0 | 0 | 0 | 0 | 0 | 0 | 0 | 0 | 0 | 0 | 0 | 0 | 0 | 0 | 0 | 0 | 0 | 0 | 0 | 0 | 0 | 0 | 0 | 0 | 0 | 0 | 0 | 0 | 0 | 0 |  | 0 | 0 | 0 | 0 | 0 | 0 | 0 | 0 | 0 | 0 | 0 | 0 | 0 | 0 | 0 | 0 | 0 | 0 | 0 | 0 | 0 | 0 | 0 | 0 | 0 | 0 | 0 | 0 | 0 | 0 | 0 | 0 | 0 | 0 | 0 | 0 | 9484.6 | 11247.7 | 14307.5055 | SCE Metro Area Default Constraint | SCE Metro Area Default Constraint | SCE Metro Area Default Constraint |  | 0 | 0 | 0 | 0 | 0 | 0 | 9484.6 | 11247.7 | 14307.5055 | SCE Metro Area Default Constraint | SCE Metro Area Default Constraint | SCE Metro Area Default Constraint |  | 1 | 1 | NO | 1 | 1 | 1 | NO | 1
PG&E FRESNO | Chowchilla | 115 | 0 | 0 | 0 | 0 | 0 | 0 | 0 | 0 | 0 | 0 | 0 | 0 | 0 | 0 | 0 | 0 | 0 | 0 | 0 | 0 | 0 | 0 | 0 | 0 | 0 | 0 | 0 | 0 | 0 | 0 | 0 | 0 | 0 | 0 | 0 | 0 | 0 | 0 | 0 | 0 | 0 | 0 | 0 | 0 | 0 | 1 | 0 | 0 | 0 | 0 | 0 | 0 | 0 | 0 | 0 | 0 | 0 | 0 | 0 | 0 | 0 | 0 | 0 | 0 | 0 | 0 | 0 | 0 | 0 | 0 | 0 | 0 | 0 | 0 | 0 | 0 | 0 | 0 | 1 | 1 | 0 | 1 | 1 | 1 | 1 | 1 | 0 | 1 | 1 | 1 | 1 | 0 | 1 | 0 | 0 | 0 | 0 | 2 |  | 0 | 0 | 0 | 0 | 0 | 0 | 0 | 0 | 0 | 0 | 0 | 0 | 0 | 0 | 0 | 0 | 0 | 0 | 0 | 0 | 0 | 0 | 0 | 7.56 | 0 | 0 | 0 | 0 | 0 | 1 | 3 | 0 | 3 | 0 | 2 | 0 | -1364.3 | -946.4 | -142.3574 | Borden-Storey #1 230kV line | Borden-Storey #1 230kV line | Chowchilla-Le grand 115kV Line |  | 0 | 2 | 0 | 0 | 0 | 0 | -239.0315 | 67.5 | 44.9626 | Bellota-Weber 230kV line | Merced 115/70kV TB#2 | Oro Loma-El Nido 115kV Line |  | 5 | 4 | YES | 4 | 5 | 1 | YES | 2
PG&E GBA | Christie | 60 | 0 | 0 | 0 | 0 | 0 | 0 | 0 | 0 | 0 | 0 | 0 | 0 | 0 | 0 | 0 | 0 | 0 | 0 | 0 | 0 | 0 | 0 | 0 | 0 | 0 | 0 | 0 | 0 | 0 | 0 | 0 | 0 | 0 | 0 | 0 | 0 | 0 | 0 | 0 | 1 | 0 | 0 | 0 | 0 | 0 | 0 | 0 | 0 | 0 | 1 | 0 | 0 | 1 | 1 | 1 | 1 | 0 | 0 | 1 | 1 | 0 | 1 | 0 | 0 | 0 | 1 | 0 | 0 | 0 | 0 | 0 | 0 | 0 | 0 | 0 | 0 | 0 | 0 | 0 | 0 | 0 | 0 | 0 | 0 | 0 | 0 | 0 | 0 | 0 | 0 | 0 | 0 | 0 | 0 | 0 | 0 | 0 | 2 |  | 0 | 0 | 0 | 0 | 0 | 0 | 0 | 0 | 0 | 0 | 0 | 0 | 0 | 0 | 0 | 0 | 0 | 0 | 0 | 0 | 0 | 0 | 0 | 0 | 0 | 0 | 0 | 0 | 0 | 0 | 5 | 0 | 2 | 0 | 0 | 0 | -3003.69 | -386.164 | 1214.56 | Collinsville-Tesla 500 kV Line | Windmaster-Delta pumps 230 kV line | Grant - Eastshore #2 line 115 kV |  | 0 | 1 | 0 | 0 | 0 | 0 | -984.3465 | 962.4 | 1214.56 | Tesla-Bellota 230 kV line | Grant - Eastshore #2 line 115 kV | Grant - Eastshore #2 line 115 kV |  | 5 | 4 | YES | 4 | 1 | 1 | NO | 1
PG&E GBA | Christie | 115 | 0 | 0 | 0 | 0 | 0 | 0 | 0 | 0 | 0 | 0 | 0 | 0 | 0 | 0 | 0 | 0 | 0 | 0 | 0 | 0 | 0 | 0 | 0 | 0 | 0 | 0 | 0 | 0 | 0 | 0 | 0 | 0 | 0 | 0 | 0 | 0 | 0 | 0 | 0 | 1 | 0 | 0 | 0 | 0 | 0 | 0 | 0 | 0 | 0 | 0 | 0 | 0 | 1 | 0 | 0 | 1 | 0 | 0 | 0 | 0 | 0 | 0 | 0 | 0 | 0 | 0 | 0 | 0 | 0 | 0 | 0 | 0 | 0 | 0 | 0 | 0 | 0 | 0 | 0 | 0 | 0 | 0 | 0 | 0 | 0 | 0 | 0 | 0 | 0 | 0 | 0 | 0 | 0 | 0 | 0 | 0 | 0 | 1 |  | 0 | 0 | 0 | 0 | 0 | 0 | 0 | 0 | 0 | 0 | 0 | 0 | 0 | 0 | 0 | 0 | 0 | 0 | 0 | 0 | 0 | 0 | 0 | 0 | 0 | 0 | 0 | 0 | 0 | 0 | 2 | 0 | 1 | 0 | 0 | 0 | -3003.69 | -263.757 | 4918.8858 | Collinsville-Tesla 500 kV Line | Collinsville-Tesla 500 kV Line | Collinsville-Tesla 500 kV Line |  | 0 | 0 | 0 | 0 | 0 | 0 | 2092.35 | 2528.83 | 4918.8858 | Sobrante-Moraga 230 kV line | Sobrante-Moraga 230 kV line | Collinsville-Tesla 500 kV Line |  | 5 | 1 | YES | 2 | 1 | 1 | NO | 1
SCE Eastern | Cielo Azul | 500 | 0 | 0 | 0 | 0 | 0 | 0 | 0 | 0 | 0 | 0 | 0 | 0 | 0 | 0 | 0 | 0 | 1 | 1 | 0 | 0 | 0 | 1 | 0 | 0 | 1 | 0 | 0 | 0 | 0 | 0 | 0 | 0 | 0 | 0 | 0 | 0 | 0 | 0 | 0 | 0 | 0 | 0 | 0 | 0 | 0 | 0 | 0 | 0 | 0 | 0 | 0 | 0 | 0 | 0 | 0 | 0 | 0 | 0 | 0 | 0 | 0 | 0 | 0 | 0 | 0 | 0 | 0 | 0 | 0 | 0 | 0 | 0 | 0 | 0 | 0 | 0 | 0 | 0 | 0 | 0 | 0 | 0 | 0 | 0 | 0 | 0 | 0 | 0 | 0 | 0 | 0 | 0 | 0 | 0 | 0 | 0 | 0 | 2 |  | 0 | 0 | 0 | 0 | 0 | 0 | 0 | 0 | 0 | 0 | 0 | 0 | 0 | 0 | 0 | 0 | 0 | 0 | 0 | 0 | 0 | 0 | 0 | 0 | 500 | 2625 | 1549.4 | 250 | 0 | 1 | 1 | 0 | 0 | 0 | 0 | 0 | -1982.555 | 830.3 | 1485.15 | Lugo - Victorville area constraint | DCRT Constraint | DCRT Constraint |  | 0 | 0 | 0 | 0 | 0 | 0 | 148.072 | 830.3 | 1485.15 | Serrano-Alberhill-Valley Constraint | DCRT Constraint | DCRT Constraint |  | 5 | 1 | YES | 2 | 1 | 1 | NO | 1
PG&E GBA | Clay | 60 | 0 | 0 | 0 | 0 | 0 | 0 | 0 | 0 | 0 | 0 | 0 | 0 | 0 | 0 | 0 | 0 | 0 | 0 | 0 | 0 | 0 | 0 | 0 | 0 | 0 | 0 | 0 | 0 | 0 | 0 | 0 | 0 | 0 | 0 | 0 | 0 | 0 | 0 | 0 | 0 | 0 | 0 | 0 | 0 | 0 | 1 | 0 | 0 | 0 | 0 | 0 | 0 | 0 | 0 | 0 | 0 | 0 | 0 | 0 | 1 | 1 | 0 | 0 | 0 | 0 | 0 | 0 | 0 | 0 | 0 | 0 | 0 | 0 | 0 | 0 | 0 | 0 | 0 | 0 | 0 | 0 | 0 | 0 | 0 | 0 | 0 | 0 | 0 | 0 | 0 | 0 | 0 | 0 | 0 | 0 | 0 | 0 | 0 |  | 0 | 0 | 0 | 0 | 0 | 0 | 0 | 0 | 0 | 0 | 0 | 0 | 0 | 0 | 0 | 0 | 0 | 0 | 0 | 0 | 0 | 0 | 0 | 0 | 0 | 0 | 0 | 0 | 0 | 0 | 2 | 0 | 1 | 0 | 0 | 0 | -1284.3465 | -127.6091 | 2364.9322 | Tesla-Bellota 230 kV line | Bellota-Weber 230kV line | Bellota-Weber 230kV line |  | 0 | 2 | 0 | 0 | 0 | 0 | -984.3465 | 332.3909 | 2364.9322 | Tesla-Bellota 230 kV line | Bellota-Weber 230kV line | Bellota-Weber 230kV line |  | 5 | 4 | YES | 4 | 1 | 1 | NO | 1
PG&E GBA | Clayton | 115 | 0 | 0 | 0 | 0 | 0 | 0 | 0 | 0 | 0 | 0 | 0 | 0 | 0 | 0 | 0 | 0 | 0 | 0 | 0 | 0 | 0 | 0 | 0 | 0 | 0 | 0 | 0 | 0 | 0 | 0 | 0 | 0 | 0 | 0 | 0 | 0 | 0 | 0 | 0 | 1 | 0 | 0 | 0 | 0 | 0 | 0 | 0 | 0 | 0 | 0 | 0 | 0 | 0 | 0 | 0 | 0 | 0 | 0 | 0 | 0 | 0 | 0 | 0 | 0 | 0 | 0 | 0 | 0 | 0 | 0 | 0 | 0 | 0 | 0 | 0 | 0 | 0 | 0 | 0 | 0 | 0 | 0 | 0 | 0 | 0 | 0 | 0 | 0 | 0 | 0 | 0 | 0 | 0 | 0 | 0 | 0 | 0 | 0 |  | 0 | 0 | 0 | 0 | 0 | 0 | 0 | 0 | 0 | 0 | 0 | 0 | 0 | 0 | 0 | 0 | 0 | 0 | 0 | 0 | 0 | 0 | 0 | 0 | 0 | 0 | 0 | 0 | 0 | 0 | 1 | 0 | 1 | 0 | 0 | 0 | -3003.69 | -263.757 | 4918.8858 | Collinsville-Tesla 500 kV Line | Collinsville-Tesla 500 kV Line | Collinsville-Tesla 500 kV Line |  | 0 | 0 | 0 | 0 | 0 | 0 | 5641.31 | 8381.243 | 4918.8858 | Collinsville-Tesla 500 kV Line | Collinsville-Tesla 500 kV Line | Collinsville-Tesla 500 kV Line |  | 5 | 1 | YES | 2 | 1 | 1 | NO | 1
PG&E NGBA | Cloverdale | 115 | 0 | 0 | 0 | 0 | 0 | 0 | 0 | 0 | 0 | 0 | 0 | 0 | 0 | 0 | 0 | 0 | 0 | 0 | 0 | 0 | 0 | 0 | 0 | 0 | 0 | 0 | 0 | 0 | 0 | 0 | 0 | 0 | 0 | 0 | 0 | 0 | 0 | 0 | 0 | 1 | 0 | 1 | 0 | 0 | 0 | 0 | 0 | 0 | 0 | 0 | 0 | 0 | 1 | 0 | 1 | 1 | 0 | 0 | 0 | 0 | 0 | 0 | 0 | 0 | 0 | 0 | 1 | 0 | 0 | 0 | 0 | 0 | 0 | 0 | 0 | 0 | 0 | 0 | 0 | 0 | 0 | 0 | 0 | 0 | 0 | 0 | 0 | 0 | 0 | 0 | 0 | 0 | 0 | 0 | 0 | 0 | 0 | 1 |  | 25 | 0 | 0 | 0 | 0 | 0 | 0 | 0 | 0 | 0 | 0 | 0 | 0 | 0 | 1 | 71 | 5.5 | 0 | 0 | 0 | 0 | 0 | 0 | 0 | 0 | 0 | 0 | 0 | 0 | 1 | 4 | 0 | 2 | 0 | 0 | 0 | -3003.69 | -263.757 | 745.85 | Collinsville-Tesla 500 kV Line | Collinsville-Tesla 500 kV Line | Birds Landing-Contra Costa 230kV Line |  | 0 | 0 | 0 | 0 | 0 | 0 | 690.8 | 744.68 | 745.85 | Cortina-Eagle Rock 115 kV line | Cortina-Eagle Rock 115 kV line | Birds Landing-Contra Costa 230kV Line |  | 5 | 1 | YES | 2 | 1 | 1 | NO | 1
PG&E FRESNO | Clovis | 115 | 0 | 0 | 0 | 0 | 0 | 0 | 0 | 0 | 0 | 0 | 0 | 0 | 0 | 0 | 0 | 0 | 0 | 0 | 0 | 0 | 0 | 0 | 0 | 0 | 0 | 0 | 0 | 0 | 0 | 0 | 0 | 0 | 0 | 0 | 0 | 0 | 0 | 0 | 0 | 0 | 0 | 0 | 0 | 0 | 0 | 0 | 0 | 0 | 0 | 0 | 0 | 0 | 0 | 0 | 0 | 0 | 0 | 0 | 0 | 0 | 0 | 0 | 0 | 0 | 0 | 0 | 0 | 0 | 0 | 0 | 0 | 0 | 0 | 0 | 0 | 0 | 0 | 0 | 0 | 1 | 0 | 1 | 1 | 1 | 0 | 1 | 0 | 1 | 0 | 0 | 0 | 0 | 1 | 0 | 0 | 0 | 0 | 1 |  | 0 | 0 | 0 | 0 | 0 | 0 | 0 | 0 | 0 | 0 | 0 | 0 | 0 | 0 | 0 | 0 | 0 | 0 | 0 | 0 | 0 | 0 | 0 | 0 | 0 | 0 | 0 | 0 | 0 | 0 | 1 | 0 | 1 | 0 | 1 | 0 | -435.4 | -306.9 | -142.3574 | Chowchilla-Le grand 115kV Line | Chowchilla-Le grand 115kV Line | Chowchilla-Le grand 115kV Line |  | 0 | 0 | 0 | 0 | 0 | 0 | 58.6 | 355.1 | 44.9626 | Tranquility-Helm 230kV Line | Oro Loma-El Nido 115kV Line | Oro Loma-El Nido 115kV Line |  | 5 | 1 | YES | 2 | 5 | 1 | YES | 2
PG&E GBA | Coburn | 230 | 0 | 0 | 0 | 0 | 0 | 0 | 0 | 0 | 0 | 0 | 0 | 0 | 0 | 0 | 0 | 0 | 0 | 0 | 0 | 0 | 0 | 0 | 0 | 0 | 0 | 0 | 0 | 0 | 0 | 0 | 0 | 0 | 0 | 0 | 0 | 0 | 0 | 0 | 0 | 0 | 0 | 0 | 0 | 0 | 0 | 0 | 0 | 0 | 0 | 0 | 0 | 0 | 0 | 0 | 0 | 1 | 0 | 0 | 0 | 1 | 0 | 0 | 0 | 0 | 0 | 0 | 0 | 0 | 0 | 0 | 0 | 0 | 0 | 0 | 0 | 0 | 0 | 0 | 1 | 1 | 0 | 0 | 0 | 0 | 0 | 1 | 0 | 0 | 0 | 0 | 0 | 0 | 0 | 0 | 0 | 0 | 1 | 1 |  | 0 | 0 | 0 | 0 | 0 | 0 | 0 | 0 | 0 | 0 | 0 | 0 | 0 | 0 | 0 | 0 | 0 | 100 | 0 | 0 | 0 | 0 | 0 | 0 | 0 | 0 | 0 | 0 | 0 | 1 | 2 | 0 | 0 | 0 | 0 | 0 | -1284.3465 | 756.7514 | 63.9052 | Tesla-Bellota 230 kV line | Tesla-Bellota 230 kV line | Gates 500/230kV TB #12 |  | 0 | 1 | 0 | 0 | 0 | 0 | -984.3465 | 1056.7514 | 63.9052 | Tesla-Bellota 230 kV line | Tesla-Bellota 230 kV line | Gates 500/230kV TB #12 |  | 5 | 4 | YES | 4 | 1 | 1 | NO | 1
PG&E GBA | Coburn | 60 | 0 | 0 | 0 | 0 | 0 | 0 | 0 | 0 | 0 | 0 | 0 | 0 | 0 | 0 | 0 | 0 | 0 | 0 | 0 | 0 | 0 | 0 | 0 | 0 | 0 | 0 | 0 | 0 | 0 | 0 | 0 | 0 | 0 | 0 | 0 | 0 | 0 | 0 | 0 | 0 | 0 | 0 | 0 | 0 | 0 | 0 | 0 | 0 | 0 | 0 | 0 | 0 | 0 | 0 | 0 | 1 | 0 | 0 | 0 | 1 | 0 | 0 | 0 | 0 | 0 | 0 | 0 | 0 | 0 | 0 | 0 | 0 | 0 | 0 | 0 | 0 | 0 | 0 | 1 | 1 | 0 | 0 | 0 | 0 | 0 | 1 | 0 | 0 | 0 | 0 | 0 | 0 | 0 | 0 | 0 | 0 | 1 | 1 |  | 0 | 0 | 0 | 0 | 0 | 0 | 0 | 0 | 0 | 0 | 0 | 0 | 6 | 0 | 1 | 0 | 0 | 0 | 0 | 0 | 0 | 0 | 0 | 0 | 0 | 0 | 0 | 6 | 0 | 1 | 2 | 0 | 0 | 0 | 0 | 0 | -1284.3465 | 756.7514 | 63.9052 | Tesla-Bellota 230 kV line | Tesla-Bellota 230 kV line | Gates 500/230kV TB #12 |  | 0 | 1 | 0 | 0 | 0 | 0 | -984.3465 | 1056.7514 | 63.9052 | Tesla-Bellota 230 kV line | Tesla-Bellota 230 kV line | Gates 500/230kV TB #12 |  | 5 | 4 | YES | 4 | 1 | 1 | NO | 1
PG&E NGBA | Colgate | 230 | 0 | 0 | 0 | 0 | 0 | 0 | 0 | 0 | 0 | 0 | 0 | 0 | 0 | 0 | 0 | 0 | 0 | 0 | 0 | 0 | 0 | 0 | 0 | 0 | 0 | 0 | 0 | 0 | 0 | 0 | 0 | 0 | 0 | 0 | 0 | 0 | 0 | 0 | 0 | 1 | 0 | 0 | 0 | 0 | 1 | 1 | 1 | 1 | 0 | 0 | 0 | 0 | 0 | 0 | 0 | 0 | 0 | 0 | 0 | 1 | 1 | 0 | 0 | 0 | 0 | 0 | 0 | 0 | 0 | 0 | 0 | 0 | 0 | 0 | 0 | 0 | 0 | 0 | 0 | 0 | 0 | 0 | 0 | 0 | 0 | 0 | 0 | 0 | 0 | 0 | 0 | 0 | 0 | 0 | 0 | 0 | 0 | 0 |  | 0 | 0 | 0 | 0 | 0 | 0 | 0 | 0 | 0 | 0 | 0 | 0 | 0 | 0 | 0 | 0 | 8.5 | 0 | 0 | 0 | 0 | 0 | 0 | 0 | 0 | 0 | 0 | 0 | 0 | 1 | 3 | 0 | 2 | 0 | 0 | 0 | -3003.69 | -263.757 | 81.4956 | Collinsville-Tesla 500 kV Line | Collinsville-Tesla 500 kV Line | Rocklin-Pleaseant grove 115kV line |  | 0 | 2 | 0 | 0 | 0 | 0 | -984.3465 | 31.5 | 81.4956 | Tesla-Bellota 230 kV line | Rocklin-Pleaseant grove 115kV line | Rocklin-Pleaseant grove 115kV line |  | 5 | 4 | YES | 4 | 1 | 1 | NO | 1
PG&E GBA | Collierville | 230 | 0 | 0 | 0 | 0 | 0 | 0 | 0 | 0 | 0 | 0 | 0 | 0 | 0 | 0 | 0 | 0 | 0 | 0 | 0 | 0 | 0 | 0 | 0 | 0 | 0 | 0 | 0 | 0 | 0 | 0 | 0 | 0 | 0 | 0 | 0 | 0 | 0 | 0 | 0 | 0 | 0 | 0 | 0 | 0 | 0 | 1 | 0 | 0 | 0 | 0 | 0 | 0 | 0 | 0 | 0 | 1 | 0 | 1 | 0 | 1 | 0 | 0 | 0 | 0 | 0 | 1 | 0 | 0 | 0 | 0 | 0 | 0 | 0 | 0 | 0 | 0 | 0 | 0 | 0 | 0 | 0 | 0 | 0 | 0 | 0 | 0 | 0 | 0 | 0 | 0 | 0 | 0 | 0 | 0 | 0 | 0 | 0 | 0 |  | 0 | 0 | 0 | 0 | 0 | 0 | 0 | 0 | 0 | 0 | 0 | 0 | 0 | 0 | 0 | 0 | 0 | 0 | 0 | 0 | 0 | 0 | 0 | 0 | 0 | 0 | 0 | 0 | 0 | 0 | 3 | 0 | 1 | 0 | 0 | 0 | -1284.3465 | -127.6091 | 692.3714 | Tesla-Bellota 230 kV line | Bellota-Weber 230kV line | Kasson Jct-Heinz 115 kV line |  | 0 | 2 | 0 | 0 | 0 | 0 | -984.3465 | 332.3909 | 692.3714 | Tesla-Bellota 230 kV line | Bellota-Weber 230kV line | Kasson Jct-Heinz 115 kV line |  | 5 | 4 | YES | 4 | 1 | 1 | NO | 1
PG&E GBA | Collinsville | 230 | 0 | 0 | 0 | 0 | 0 | 0 | 0 | 0 | 0 | 0 | 0 | 0 | 0 | 0 | 0 | 0 | 0 | 0 | 0 | 0 | 0 | 0 | 0 | 0 | 0 | 0 | 0 | 0 | 0 | 0 | 0 | 0 | 0 | 0 | 0 | 0 | 0 | 0 | 0 | 1 | 0 | 0 | 0 | 0 | 0 | 0 | 0 | 0 | 0 | 0 | 0 | 0 | 0 | 0 | 0 | 0 | 0 | 0 | 0 | 0 | 0 | 0 | 0 | 0 | 0 | 0 | 0 | 0 | 0 | 0 | 0 | 0 | 0 | 0 | 0 | 0 | 0 | 0 | 0 | 0 | 0 | 0 | 0 | 0 | 0 | 0 | 0 | 0 | 0 | 0 | 0 | 0 | 0 | 0 | 0 | 0 | 0 | 0 |  | 0 | 0 | 0 | 0 | 0 | 0 | 0 | 0 | 0 | 0 | 0 | 0 | 0 | 0 | 0 | 0 | 0 | 0 | 0 | 0 | 0 | 0 | 0 | 0 | 0 | 0 | 0 | 0 | 0 | 0 | 1 | 0 | 1 | 0 | 0 | 0 | -3003.69 | -263.757 | 4918.8858 | Collinsville-Tesla 500 kV Line | Collinsville-Tesla 500 kV Line | Collinsville-Tesla 500 kV Line |  | 0 | 0 | 0 | 0 | 0 | 0 | 5641.31 | 8381.243 | 4918.8858 | Collinsville-Tesla 500 kV Line | Collinsville-Tesla 500 kV Line | Collinsville-Tesla 500 kV Line |  | 5 | 1 | YES | 2 | 1 | 1 | NO | 1
PG&E GBA | Collinsville | 500 | 0 | 0 | 0 | 0 | 0 | 0 | 0 | 0 | 0 | 0 | 0 | 0 | 0 | 0 | 0 | 0 | 0 | 0 | 0 | 0 | 0 | 0 | 0 | 0 | 0 | 0 | 0 | 0 | 0 | 0 | 0 | 0 | 0 | 0 | 0 | 0 | 0 | 0 | 0 | 1 | 0 | 0 | 0 | 0 | 0 | 0 | 0 | 0 | 0 | 0 | 0 | 0 | 0 | 0 | 0 | 0 | 0 | 0 | 0 | 0 | 0 | 0 | 0 | 0 | 0 | 0 | 0 | 0 | 0 | 0 | 0 | 0 | 0 | 0 | 0 | 0 | 0 | 0 | 0 | 0 | 0 | 0 | 0 | 0 | 0 | 0 | 0 | 0 | 0 | 0 | 0 | 0 | 0 | 0 | 0 | 0 | 0 | 0 |  | 0 | 0 | 0 | 0 | 0 | 0 | 0 | 0 | 0 | 0 | 0 | 0 | 0 | 0 | 0 | 0 | 0 | 0 | 0 | 0 | 0 | 0 | 0 | 0 | 0 | 0 | 0 | 0 | 0 | 0 | 1 | 0 | 1 | 0 | 0 | 0 | -3003.69 | -263.757 | 4918.8858 | Collinsville-Tesla 500 kV Line | Collinsville-Tesla 500 kV Line | Collinsville-Tesla 500 kV Line |  | 0 | 0 | 0 | 0 | 0 | 0 | 5641.31 | 8381.243 | 4918.8858 | Collinsville-Tesla 500 kV Line | Collinsville-Tesla 500 kV Line | Collinsville-Tesla 500 kV Line |  | 5 | 1 | YES | 2 | 1 | 1 | NO | 1
SCE Eastern | Colorado River | 230 | 0 | 0 | 0 | 0 | 0 | 0 | 0 | 0 | 0 | 0 | 0 | 0 | 0 | 0 | 0 | 1 | 0 | 1 | 0 | 0 | 0 | 1 | 0 | 0 | 0 | 0 | 0 | 0 | 0 | 0 | 0 | 0 | 0 | 0 | 0 | 0 | 0 | 0 | 0 | 0 | 0 | 0 | 0 | 0 | 0 | 0 | 0 | 0 | 0 | 0 | 0 | 0 | 0 | 0 | 0 | 0 | 0 | 0 | 0 | 0 | 0 | 0 | 0 | 0 | 0 | 0 | 0 | 0 | 0 | 0 | 0 | 0 | 0 | 0 | 0 | 0 | 0 | 0 | 0 | 0 | 0 | 0 | 0 | 0 | 0 | 0 | 0 | 0 | 0 | 0 | 0 | 0 | 0 | 0 | 0 | 0 | 0 | 2 |  | 0 | 0 | 0 | 0 | 0 | 0 | 0 | 0 | 0 | 0 | 0 | 0 | 0 | 0 | 0 | 0 | 0 | 0 | 0 | 0 | 0 | 0 | 0 | 0 | 500 | 950 | 180 | 150 | 0 | 1 | 0 | 0 | 0 | 0 | 0 | 0 | 148.072 | 595 | 1415.5 | Serrano-Alberhill-Valley Constraint | Colorado River 500/230 kV Constraint | Colorado River 500/230 kV Constraint |  | 0 | 0 | 0 | 0 | 0 | 0 | 148.072 | 595 | 1415.5 | Serrano-Alberhill-Valley Constraint | Colorado River 500/230 kV Constraint | Colorado River 500/230 kV Constraint |  | 1 | 1 | NO | 1 | 1 | 1 | NO | 1
SCE Eastern | Colorado River | 500 | 0 | 0 | 0 | 0 | 0 | 0 | 0 | 0 | 0 | 0 | 0 | 0 | 0 | 0 | 0 | 0 | 0 | 1 | 0 | 0 | 0 | 1 | 0 | 0 | 0 | 0 | 0 | 0 | 0 | 0 | 0 | 0 | 0 | 0 | 0 | 0 | 0 | 0 | 0 | 0 | 0 | 0 | 0 | 0 | 0 | 0 | 0 | 0 | 0 | 0 | 0 | 0 | 0 | 0 | 0 | 0 | 0 | 0 | 0 | 0 | 0 | 0 | 0 | 0 | 0 | 0 | 0 | 0 | 0 | 0 | 0 | 0 | 0 | 0 | 0 | 0 | 0 | 0 | 0 | 0 | 0 | 0 | 0 | 0 | 0 | 0 | 0 | 0 | 0 | 0 | 0 | 0 | 0 | 0 | 0 | 0 | 0 | 2 |  | 0 | 0 | 0 | 0 | 0 | 0 | 0 | 0 | 0 | 0 | 0 | 0 | 0 | 0 | 0 | 0 | 0 | 0 | 0 | 0 | 0 | 0 | 0 | 0 | 0 | 0 | 0 | 0 | 0 | 0 | 0 | 0 | 0 | 0 | 0 | 0 | 148.072 | 2786.36 | 4022.377 | Serrano-Alberhill-Valley Constraint | Devers-Red Bluff Constraint | Devers-Red Bluff Constraint |  | 0 | 0 | 0 | 0 | 0 | 0 | 148.072 | 2786.36 | 4022.377 | Serrano-Alberhill-Valley Constraint | Devers-Red Bluff Constraint | Devers-Red Bluff Constraint |  | 1 | 1 | NO | 1 | 1 | 1 | NO | 1
PG&E KERN | Columbus | 115 | 0 | 0 | 0 | 0 | 0 | 0 | 0 | 0 | 0 | 0 | 0 | 0 | 0 | 0 | 0 | 0 | 0 | 0 | 0 | 0 | 0 | 0 | 0 | 0 | 0 | 0 | 0 | 0 | 0 | 0 | 0 | 0 | 0 | 0 | 0 | 0 | 0 | 0 | 0 | 0 | 0 | 0 | 0 | 0 | 0 | 0 | 0 | 0 | 0 | 0 | 0 | 0 | 0 | 0 | 0 | 0 | 0 | 0 | 0 | 0 | 0 | 0 | 0 | 0 | 0 | 0 | 0 | 0 | 0 | 0 | 1 | 0 | 0 | 0 | 0 | 0 | 0 | 0 | 1 | 1 | 0 | 0 | 0 | 0 | 0 | 0 | 0 | 0 | 0 | 0 | 0 | 0 | 0 | 0 | 1 | 0 | 0 | 0 |  | 0 | 0 | 0 | 0 | 0 | 0 | 0 | 0 | 0 | 0 | 0 | 0 | 0 | 0 | 0 | 0 | 0 | 0 | 0 | 0 | 0 | 0 | 0 | 0 | 0 | 0 | 0 | 0 | 0 | 0 | 1 | 0 | 0 | 0 | 0 | 1 | -1872.365 | 158.2197 | -2894.0969 | Mustang-Henrietta 230 kV line | Mustang-Henrietta 230 kV line | Mustang-Henrietta 230 kV line |  | 0 | 0 | 0 | 0 | 0 | 1 | 606.635 | 1202.3207 | -415.0969 | Mustang-Henrietta 230 kV line | Gates 500/230kV TB #11 | Mustang-Henrietta 230 kV line |  | 5 | 1 | YES | 2 | 4 | 4 | NO | 4
PG&E GBA | Contra Costa | 115 | 0 | 0 | 0 | 0 | 0 | 0 | 0 | 0 | 0 | 0 | 0 | 0 | 0 | 0 | 0 | 0 | 0 | 0 | 0 | 0 | 0 | 0 | 0 | 0 | 0 | 0 | 0 | 0 | 0 | 0 | 0 | 0 | 0 | 0 | 0 | 0 | 0 | 0 | 0 | 1 | 0 | 0 | 0 | 0 | 0 | 0 | 0 | 0 | 0 | 0 | 0 | 0 | 0 | 1 | 1 | 1 | 1 | 0 | 1 | 1 | 0 | 0 | 0 | 0 | 0 | 1 | 1 | 0 | 0 | 0 | 0 | 0 | 0 | 0 | 0 | 0 | 0 | 0 | 0 | 0 | 0 | 0 | 0 | 0 | 0 | 0 | 0 | 0 | 0 | 0 | 0 | 0 | 0 | 0 | 0 | 0 | 0 | 0 |  | 0 | 0 | 0 | 0 | 0 | 0 | 0 | 0 | 0 | 0 | 0 | 0 | 0 | 0 | 0 | 0 | 0 | 0 | 0 | 0 | 0 | 0 | 0 | 0 | 0 | 0 | 0 | 0 | 0 | 0 | 6 | 0 | 3 | 0 | 0 | 0 | -3003.69 | -386.164 | 77 | Collinsville-Tesla 500 kV Line | Windmaster-Delta pumps 230 kV line | Contra Costa #1 115kV Line |  | 0 | 1 | 0 | 0 | 0 | 0 | -984.3465 | 32 | 77 | Tesla-Bellota 230 kV line | Contra Costa #1 115kV Line | Contra Costa #1 115kV Line |  | 5 | 4 | YES | 4 | 1 | 1 | NO | 1
PG&E GBA | Contra Costa | 230 | 0 | 0 | 0 | 0 | 0 | 0 | 0 | 0 | 0 | 0 | 0 | 0 | 0 | 0 | 0 | 0 | 0 | 0 | 0 | 0 | 0 | 0 | 0 | 0 | 0 | 0 | 0 | 0 | 0 | 0 | 0 | 0 | 0 | 0 | 0 | 0 | 0 | 0 | 0 | 1 | 0 | 0 | 0 | 0 | 0 | 0 | 0 | 0 | 0 | 0 | 0 | 0 | 0 | 1 | 1 | 1 | 0 | 0 | 1 | 1 | 0 | 0 | 0 | 0 | 0 | 1 | 0 | 0 | 0 | 0 | 0 | 0 | 0 | 0 | 0 | 0 | 0 | 0 | 0 | 0 | 0 | 0 | 0 | 0 | 0 | 0 | 0 | 0 | 0 | 0 | 0 | 0 | 0 | 0 | 0 | 0 | 0 | 0 |  | 0 | 0 | 0 | 0 | 0 | 0 | 0 | 0 | 0 | 0 | 0 | 0 | 0 | 0 | 0 | 0 | 0 | 0 | 0 | 0 | 0 | 0 | 0 | 0 | 0 | 0 | 0 | 0 | 0 | 0 | 5 | 0 | 2 | 0 | 0 | 0 | -3003.69 | -386.164 | 3785.066 | Collinsville-Tesla 500 kV Line | Windmaster-Delta pumps 230 kV line | Contra Costa- Windmaster 230 kV line |  | 0 | 1 | 0 | 0 | 0 | 0 | -984.3465 | 1056.7514 | 3785.066 | Tesla-Bellota 230 kV line | Tesla-Bellota 230 kV line | Contra Costa- Windmaster 230 kV line |  | 5 | 4 | YES | 4 | 1 | 1 | NO | 1
PG&E GBA | Contra Costa PP | 230 | 0 | 0 | 0 | 0 | 0 | 0 | 0 | 0 | 0 | 0 | 0 | 0 | 0 | 0 | 0 | 0 | 0 | 0 | 0 | 0 | 0 | 0 | 0 | 0 | 0 | 0 | 0 | 0 | 0 | 0 | 0 | 0 | 0 | 0 | 0 | 0 | 0 | 0 | 0 | 1 | 0 | 0 | 0 | 0 | 0 | 0 | 0 | 0 | 0 | 0 | 0 | 0 | 0 | 1 | 1 | 1 | 0 | 0 | 1 | 1 | 0 | 0 | 0 | 0 | 0 | 1 | 1 | 0 | 0 | 0 | 0 | 0 | 0 | 0 | 0 | 0 | 0 | 0 | 0 | 0 | 0 | 0 | 0 | 0 | 0 | 0 | 0 | 0 | 0 | 0 | 0 | 0 | 0 | 0 | 0 | 0 | 0 | 0 |  | 0 | 0 | 0 | 0 | 0 | 0 | 0 | 0 | 0 | 0 | 0 | 0 | 0 | 0 | 0 | 0 | 0 | 0 | 0 | 0 | 0 | 0 | 0 | 0 | 0 | 0 | 0 | 0 | 0 | 0 | 6 | 0 | 3 | 0 | 0 | 0 | -3003.69 | -386.164 | 745.85 | Collinsville-Tesla 500 kV Line | Windmaster-Delta pumps 230 kV line | Birds Landing-Contra Costa 230kV Line |  | 0 | 1 | 0 | 0 | 0 | 0 | -984.3465 | 1056.7514 | 745.85 | Tesla-Bellota 230 kV line | Tesla-Bellota 230 kV line | Birds Landing-Contra Costa 230kV Line |  | 5 | 4 | YES | 4 | 1 | 1 | NO | 1
SCE NOL | Control | 115 | 0 | 0 | 0 | 0 | 0 | 0 | 0 | 0 | 0 | 0 | 1 | 1 | 1 | 1 | 0 | 0 | 0 | 0 | 0 | 0 | 0 | 0 | 0 | 0 | 0 | 0 | 0 | 0 | 0 | 0 | 0 | 0 | 0 | 0 | 0 | 0 | 0 | 0 | 0 | 0 | 0 | 0 | 0 | 0 | 0 | 0 | 0 | 0 | 0 | 0 | 0 | 0 | 0 | 0 | 0 | 0 | 0 | 0 | 0 | 0 | 0 | 0 | 0 | 0 | 0 | 0 | 0 | 0 | 0 | 0 | 0 | 0 | 0 | 0 | 0 | 0 | 0 | 0 | 0 | 0 | 0 | 0 | 0 | 0 | 0 | 0 | 0 | 0 | 0 | 0 | 0 | 0 | 0 | 0 | 0 | 0 | 0 | 3 |  | 3.3 | 0 | 0 | 0 | 0 | 0 | 0 | 0 | 0 | 0 | 0 | 0 | 0 | 0 | 1 | 13 | 0 | 0 | 0 | 0 | 0 | 0 | 0 | 0 | 0 | 0 | 0 | 0 | 0 | 1 | 1 | 2 | 1 | 0 | 0 | 0 | -83.1 | -13 | 107 | South of Kramer Area Constraint | Control to Inyokern area constraint | Control to Inyokern area constraint |  | 1 | 2 | 1 | 0 | 0 | 0 | -83.1 | -13 | 107 | South of Kramer Area Constraint | Control to Inyokern area constraint | Control to Inyokern area constraint |  | 5 | 5 | NO | 5 | 1 | 1 | NO | 1
SCE NOL | Control | 55 | 0 | 0 | 0 | 0 | 0 | 0 | 0 | 0 | 0 | 0 | 1 | 1 | 1 | 1 | 0 | 0 | 0 | 0 | 0 | 0 | 0 | 0 | 0 | 0 | 0 | 0 | 0 | 0 | 0 | 0 | 0 | 0 | 0 | 0 | 0 | 0 | 0 | 0 | 0 | 0 | 0 | 0 | 0 | 0 | 0 | 0 | 0 | 0 | 0 | 0 | 0 | 0 | 0 | 0 | 0 | 0 | 0 | 0 | 0 | 0 | 0 | 0 | 0 | 0 | 0 | 0 | 0 | 0 | 0 | 0 | 0 | 0 | 0 | 0 | 0 | 0 | 0 | 0 | 0 | 0 | 0 | 0 | 0 | 0 | 0 | 0 | 0 | 0 | 0 | 0 | 0 | 0 | 0 | 0 | 0 | 0 | 0 | 3 |  | 0 | 0 | 0 | 0 | 0 | 0 | 0 | 0 | 0 | 0 | 0 | 0 | 0 | 0 | 0 | 0 | 0 | 0 | 0 | 0 | 0 | 0 | 0 | 0 | 0 | 0 | 0 | 0 | 0 | 0 | 1 | 2 | 1 | 0 | 0 | 0 | -83.1 | -13 | 107 | South of Kramer Area Constraint | Control to Inyokern area constraint | Control to Inyokern area constraint |  | 1 | 2 | 1 | 0 | 0 | 0 | -83.1 | -13 | 107 | South of Kramer Area Constraint | Control to Inyokern area constraint | Control to Inyokern area constraint |  | 5 | 5 | NO | 5 | 1 | 1 | NO | 1
PG&E GBA | Cooley Landing | 115 | 0 | 0 | 0 | 0 | 0 | 0 | 0 | 0 | 0 | 0 | 0 | 0 | 0 | 0 | 0 | 0 | 0 | 0 | 0 | 0 | 0 | 0 | 0 | 0 | 0 | 0 | 0 | 0 | 0 | 0 | 0 | 0 | 0 | 0 | 0 | 0 | 0 | 0 | 0 | 1 | 0 | 0 | 0 | 0 | 0 | 0 | 0 | 0 | 0 | 0 | 0 | 0 | 1 | 0 | 0 | 1 | 0 | 0 | 0 | 0 | 0 | 0 | 0 | 0 | 0 | 0 | 0 | 0 | 0 | 0 | 0 | 0 | 0 | 0 | 0 | 0 | 0 | 0 | 0 | 0 | 0 | 0 | 0 | 0 | 0 | 0 | 0 | 0 | 0 | 0 | 0 | 0 | 0 | 0 | 0 | 0 | 0 | 1 |  | 0 | 0 | 0 | 0 | 0 | 0 | 0 | 0 | 0 | 0 | 0 | 0 | 0 | 0 | 0 | 0 | 0 | 0 | 0 | 0 | 0 | 0 | 0 | 0 | 0 | 0 | 0 | 0 | 0 | 0 | 2 | 0 | 1 | 0 | 0 | 0 | -3003.69 | -263.757 | 4918.8858 | Collinsville-Tesla 500 kV Line | Collinsville-Tesla 500 kV Line | Collinsville-Tesla 500 kV Line |  | 0 | 0 | 0 | 0 | 0 | 0 | 2092.35 | 2528.83 | 4918.8858 | Sobrante-Moraga 230 kV line | Sobrante-Moraga 230 kV line | Collinsville-Tesla 500 kV Line |  | 5 | 1 | YES | 2 | 1 | 1 | NO | 1
PG&E GBA | Cooley Landing | 60 | 0 | 0 | 0 | 0 | 0 | 0 | 0 | 0 | 0 | 0 | 0 | 0 | 0 | 0 | 0 | 0 | 0 | 0 | 0 | 0 | 0 | 0 | 0 | 0 | 0 | 0 | 0 | 0 | 0 | 0 | 0 | 0 | 0 | 0 | 0 | 0 | 0 | 0 | 0 | 0 | 0 | 0 | 0 | 0 | 0 | 0 | 0 | 0 | 0 | 0 | 0 | 0 | 0 | 0 | 0 | 1 | 0 | 0 | 0 | 0 | 0 | 0 | 0 | 0 | 0 | 1 | 0 | 0 | 0 | 0 | 0 | 0 | 0 | 0 | 0 | 0 | 0 | 0 | 0 | 0 | 0 | 0 | 0 | 0 | 0 | 0 | 0 | 0 | 0 | 0 | 0 | 0 | 0 | 0 | 0 | 0 | 0 | 0 |  | 0 | 0 | 0 | 0 | 0 | 0 | 0 | 0 | 0 | 0 | 0 | 0 | 0 | 0 | 0 | 0 | 0 | 0 | 0 | 0 | 0 | 0 | 0 | 0 | 0 | 0 | 0 | 15 | 0 | 1 | 1 | 0 | 0 | 0 | 0 | 0 | -52.9465 | 2142.3794 | 9418.8849 | Tesla-Tracy-Pump 230 kV line #2 | Tesla-Tracy-Pump 230 kV line #2 | Tesla-Tracy Pump 230 kV Line #1 |  | 0 | 0 | 0 | 0 | 0 | 0 | 3468.0535 | 5663.3794 | 9418.8849 | Tesla-Tracy-Pump 230 kV line #2 | Tesla-Tracy-Pump 230 kV line #2 | Tesla-Tracy Pump 230 kV Line #1 |  | 5 | 1 | YES | 2 | 1 | 1 | NO | 1
SCE NOL | Coolwater | 230 | 0 | 0 | 0 | 0 | 0 | 0 | 0 | 0 | 0 | 0 | 0 | 1 | 1 | 1 | 0 | 0 | 0 | 0 | 0 | 0 | 0 | 0 | 0 | 0 | 0 | 0 | 0 | 0 | 0 | 0 | 0 | 0 | 0 | 0 | 0 | 0 | 0 | 0 | 0 | 0 | 0 | 0 | 0 | 0 | 0 | 0 | 0 | 0 | 0 | 0 | 0 | 0 | 0 | 0 | 0 | 0 | 0 | 0 | 0 | 0 | 0 | 0 | 0 | 0 | 0 | 0 | 0 | 0 | 0 | 0 | 0 | 0 | 0 | 0 | 0 | 0 | 0 | 0 | 0 | 0 | 0 | 0 | 0 | 0 | 0 | 0 | 0 | 0 | 0 | 0 | 0 | 0 | 0 | 0 | 0 | 0 | 0 | 3 |  | 0 | 0 | 0 | 0 | 0 | 0 | 0 | 0 | 0 | 0 | 0 | 0 | 0 | 0 | 0 | 0 | 0 | 0 | 0 | 0 | 0 | 0 | 0 | 0 | 0 | 0 | 0 | 0 | 0 | 0 | 0 | 2 | 0 | 0 | 0 | 0 | -83.1 | 8.05 | 1104.2638 | South of Kramer Area Constraint | South of Kramer Area Constraint | South of Kramer Area Constraint |  | 0 | 2 | 0 | 0 | 0 | 0 | -83.1 | 8.05 | 1104.2638 | South of Kramer Area Constraint | South of Kramer Area Constraint | South of Kramer Area Constraint |  | 3 | 3 | NO | 3 | 1 | 1 | NO | 1
SCE NOL | Coolwater | 115 | 0 | 0 | 0 | 0 | 0 | 0 | 0 | 0 | 0 | 0 | 0 | 1 | 1 | 1 | 0 | 0 | 0 | 0 | 0 | 0 | 0 | 0 | 0 | 0 | 0 | 0 | 0 | 0 | 0 | 0 | 0 | 0 | 0 | 0 | 0 | 0 | 0 | 0 | 0 | 0 | 0 | 0 | 0 | 0 | 0 | 0 | 0 | 0 | 0 | 0 | 0 | 0 | 0 | 0 | 0 | 0 | 0 | 0 | 0 | 0 | 0 | 0 | 0 | 0 | 0 | 0 | 0 | 0 | 0 | 0 | 0 | 0 | 0 | 0 | 0 | 0 | 0 | 0 | 0 | 0 | 0 | 0 | 0 | 0 | 0 | 0 | 0 | 0 | 0 | 0 | 0 | 0 | 0 | 0 | 0 | 0 | 0 | 3 |  | 0 | 0 | 0 | 0 | 0 | 0 | 0 | 0 | 0 | 0 | 0 | 0 | 0 | 0 | 0 | 0 | 0 | 180 | 32.18 | 0 | 0 | 0 | 0 | 0 | 100 | 0 | 113.5 | 0 | 0 | 1 | 0 | 2 | 0 | 0 | 0 | 0 | -83.1 | 8.05 | 1104.2638 | South of Kramer Area Constraint | South of Kramer Area Constraint | South of Kramer Area Constraint |  | 0 | 2 | 0 | 0 | 0 | 0 | -83.1 | 8.05 | 1104.2638 | South of Kramer Area Constraint | South of Kramer Area Constraint | South of Kramer Area Constraint |  | 3 | 3 | NO | 3 | 1 | 1 | NO | 1
PG&E KERN | Copus | 70 | 0 | 0 | 0 | 0 | 0 | 0 | 0 | 0 | 0 | 0 | 0 | 0 | 0 | 0 | 0 | 0 | 0 | 0 | 0 | 0 | 0 | 0 | 0 | 0 | 0 | 0 | 0 | 0 | 0 | 0 | 0 | 0 | 0 | 0 | 0 | 0 | 0 | 0 | 0 | 0 | 0 | 0 | 0 | 0 | 0 | 0 | 0 | 0 | 0 | 0 | 0 | 0 | 0 | 0 | 0 | 0 | 0 | 0 | 0 | 0 | 0 | 0 | 0 | 0 | 0 | 0 | 0 | 0 | 0 | 0 | 1 | 1 | 1 | 0 | 1 | 0 | 0 | 0 | 1 | 1 | 0 | 0 | 0 | 0 | 0 | 0 | 0 | 0 | 0 | 0 | 0 | 0 | 0 | 0 | 1 | 0 | 0 | 0 |  | 0 | 0 | 0 | 0 | 0 | 0 | 0 | 0 | 0 | 0 | 0 | 0 | 0 | 0 | 0 | 0 | 0 | 0 | 0 | 0 | 0 | 0 | 0 | 0 | 0 | 0 | 0 | 0 | 0 | 0 | 1 | 0 | 0 | 0 | 0 | 1 | -1872.365 | 17.78 | -2894.0969 | Mustang-Henrietta 230 kV line | Midway-Taft 115 kV line | Mustang-Henrietta 230 kV line |  | 0 | 0 | 0 | 0 | 0 | 1 | 17.78 | 17.78 | -415.0969 | Midway-Taft 115 kV line | Midway-Taft 115 kV line | Mustang-Henrietta 230 kV line |  | 5 | 1 | YES | 2 | 4 | 4 | NO | 4
PG&E FRESNO | Corcoran | 70 | 0 | 0 | 0 | 0 | 0 | 0 | 0 | 0 | 0 | 0 | 0 | 0 | 0 | 0 | 0 | 0 | 0 | 0 | 0 | 0 | 0 | 0 | 0 | 0 | 0 | 0 | 0 | 0 | 0 | 0 | 0 | 0 | 0 | 0 | 0 | 0 | 0 | 0 | 0 | 0 | 0 | 0 | 0 | 0 | 0 | 1 | 0 | 0 | 0 | 0 | 0 | 0 | 0 | 0 | 0 | 0 | 0 | 0 | 0 | 0 | 0 | 0 | 0 | 0 | 0 | 0 | 0 | 0 | 0 | 0 | 0 | 0 | 0 | 0 | 0 | 0 | 0 | 0 | 1 | 1 | 0 | 1 | 0 | 1 | 1 | 1 | 0 | 0 | 0 | 1 | 0 | 0 | 0 | 0 | 1 | 0 | 0 | 2 |  | 0 | 0 | 0 | 0 | 0 | 0 | 0 | 0 | 0 | 0 | 0 | 0 | 0 | 0 | 0 | 0 | 0 | 0 | 0 | 0 | 0 | 0 | 0 | 4.5 | 0 | 0 | 0 | 0 | 0 | 1 | 4 | 0 | 3 | 0 | 2 | 1 | -1872.365 | -946.4 | -2894.0969 | Mustang-Henrietta 230 kV line | Borden-Storey #1 230kV line | Mustang-Henrietta 230 kV line |  | 0 | 2 | 0 | 0 | 0 | 1 | -239.0315 | 300.6 | -415.0969 | Bellota-Weber 230kV line | Borden-Storey #1 230kV line | Mustang-Henrietta 230 kV line |  | 5 | 4 | YES | 4 | 5 | 4 | YES | 4
PG&E FRESNO | Corcoran | 115 | 0 | 0 | 0 | 0 | 0 | 0 | 0 | 0 | 0 | 0 | 0 | 0 | 0 | 0 | 0 | 0 | 0 | 0 | 0 | 0 | 0 | 0 | 0 | 0 | 0 | 0 | 0 | 0 | 0 | 0 | 0 | 0 | 0 | 0 | 0 | 0 | 0 | 0 | 0 | 0 | 0 | 0 | 0 | 0 | 0 | 1 | 0 | 0 | 0 | 0 | 0 | 0 | 0 | 0 | 0 | 0 | 0 | 0 | 0 | 0 | 0 | 0 | 0 | 0 | 0 | 0 | 0 | 0 | 0 | 0 | 0 | 0 | 0 | 0 | 0 | 0 | 0 | 0 | 1 | 0 | 0 | 1 | 0 | 1 | 1 | 1 | 0 | 0 | 0 | 1 | 0 | 0 | 0 | 0 | 1 | 0 | 0 | 2 |  | 0 | 0 | 0 | 0 | 0 | 0 | 0 | 0 | 0 | 0 | 0 | 0 | 0 | 0 | 0 | 0 | 0 | 0 | 0 | 0 | 0 | 0 | 0 | 0 | 0 | 0 | 0 | 0 | 0 | 0 | 4 | 0 | 3 | 0 | 2 | 1 | -1872.365 | -946.4 | -2894.0969 | Mustang-Henrietta 230 kV line | Borden-Storey #1 230kV line | Mustang-Henrietta 230 kV line |  | 0 | 2 | 0 | 0 | 0 | 1 | -239.0315 | 300.6 | -415.0969 | Bellota-Weber 230kV line | Borden-Storey #1 230kV line | Mustang-Henrietta 230 kV line |  | 5 | 4 | YES | 4 | 5 | 4 | YES | 4
PG&E NGBA | Corona | 115 | 0 | 0 | 0 | 0 | 0 | 0 | 0 | 0 | 0 | 0 | 0 | 0 | 0 | 0 | 0 | 0 | 0 | 0 | 0 | 0 | 0 | 0 | 0 | 0 | 0 | 0 | 0 | 0 | 0 | 0 | 0 | 0 | 0 | 0 | 0 | 0 | 0 | 0 | 0 | 1 | 0 | 0 | 0 | 0 | 0 | 0 | 0 | 0 | 0 | 0 | 0 | 0 | 1 | 0 | 0 | 0 | 0 | 0 | 0 | 0 | 0 | 0 | 0 | 0 | 0 | 0 | 1 | 0 | 0 | 0 | 0 | 0 | 0 | 0 | 0 | 0 | 0 | 0 | 0 | 0 | 0 | 0 | 0 | 0 | 0 | 0 | 0 | 0 | 0 | 0 | 0 | 0 | 0 | 0 | 0 | 0 | 0 | 1 |  | 0 | 0 | 0 | 0 | 0 | 0 | 0 | 0 | 0 | 0 | 0 | 0 | 0 | 0 | 0 | 0 | 0 | 0 | 0 | 0 | 0 | 0 | 0 | 0 | 0 | 0 | 0 | 0 | 0 | 0 | 2 | 0 | 2 | 0 | 0 | 0 | -3003.69 | -263.757 | 745.85 | Collinsville-Tesla 500 kV Line | Collinsville-Tesla 500 kV Line | Birds Landing-Contra Costa 230kV Line |  | 0 | 0 | 0 | 0 | 0 | 0 | 1259.89 | 1593.344 | 745.85 | Birds Landing-Contra Costa 230kV Line | Birds Landing-Contra Costa 230kV Line | Birds Landing-Contra Costa 230kV Line |  | 5 | 1 | YES | 2 | 1 | 1 | NO | 1
PG&E NGBA | Cortina | 230 | 0 | 0 | 0 | 0 | 0 | 0 | 0 | 0 | 0 | 0 | 0 | 0 | 0 | 0 | 0 | 0 | 0 | 0 | 0 | 0 | 0 | 0 | 0 | 0 | 0 | 0 | 0 | 0 | 0 | 0 | 0 | 0 | 0 | 0 | 0 | 0 | 0 | 0 | 0 | 1 | 0 | 0 | 0 | 0 | 0 | 0 | 0 | 0 | 0 | 0 | 0 | 0 | 1 | 0 | 0 | 0 | 0 | 0 | 0 | 0 | 0 | 0 | 0 | 0 | 0 | 0 | 1 | 0 | 0 | 0 | 0 | 0 | 0 | 0 | 0 | 0 | 0 | 0 | 0 | 0 | 0 | 0 | 0 | 0 | 0 | 0 | 0 | 0 | 0 | 0 | 0 | 0 | 0 | 0 | 0 | 0 | 0 | 1 |  | 0 | 0 | 0 | 0 | 0 | 0 | 0 | 0 | 0 | 0 | 0 | 0 | 0 | 0 | 0 | 0 | 0 | 0 | 0 | 0 | 0 | 0 | 0 | 0 | 0 | 0 | 0 | 0 | 0 | 0 | 2 | 0 | 2 | 0 | 0 | 0 | -3003.69 | -263.757 | 745.85 | Collinsville-Tesla 500 kV Line | Collinsville-Tesla 500 kV Line | Birds Landing-Contra Costa 230kV Line |  | 0 | 0 | 0 | 0 | 0 | 0 | 1259.89 | 1593.344 | 745.85 | Birds Landing-Contra Costa 230kV Line | Birds Landing-Contra Costa 230kV Line | Birds Landing-Contra Costa 230kV Line |  | 5 | 1 | YES | 2 | 1 | 1 | NO | 1
PG&E NGBA | Cortina | 115 | 0 | 0 | 0 | 0 | 0 | 0 | 0 | 0 | 0 | 0 | 0 | 0 | 0 | 0 | 0 | 0 | 0 | 0 | 0 | 0 | 0 | 0 | 0 | 0 | 0 | 0 | 0 | 0 | 0 | 0 | 0 | 0 | 0 | 0 | 0 | 0 | 0 | 0 | 0 | 1 | 0 | 0 | 0 | 0 | 0 | 0 | 0 | 0 | 0 | 0 | 0 | 0 | 0 | 0 | 0 | 1 | 0 | 0 | 0 | 0 | 0 | 0 | 0 | 0 | 0 | 0 | 1 | 0 | 0 | 0 | 0 | 0 | 0 | 0 | 0 | 0 | 0 | 0 | 0 | 0 | 0 | 0 | 0 | 0 | 0 | 0 | 0 | 0 | 0 | 0 | 0 | 0 | 0 | 0 | 0 | 0 | 0 | 0 |  | 0 | 0 | 0 | 0 | 0 | 0 | 0 | 0 | 0 | 0 | 0 | 0 | 0 | 0 | 0 | 0 | 5 | 0 | 0 | 0 | 0 | 0 | 0 | 0 | 50 | 80 | 0 | 85 | 0 | 1 | 3 | 0 | 2 | 0 | 0 | 0 | -3003.69 | -263.757 | 745.85 | Collinsville-Tesla 500 kV Line | Collinsville-Tesla 500 kV Line | Birds Landing-Contra Costa 230kV Line |  | 0 | 0 | 0 | 0 | 0 | 0 | 1259.89 | 1593.344 | 745.85 | Birds Landing-Contra Costa 230kV Line | Birds Landing-Contra Costa 230kV Line | Birds Landing-Contra Costa 230kV Line |  | 5 | 1 | YES | 2 | 1 | 1 | NO | 1
PG&E GBA | Cottle | 230 | 0 | 0 | 0 | 0 | 0 | 0 | 0 | 0 | 0 | 0 | 0 | 0 | 0 | 0 | 0 | 0 | 0 | 0 | 0 | 0 | 0 | 0 | 0 | 0 | 0 | 0 | 0 | 0 | 0 | 0 | 0 | 0 | 0 | 0 | 0 | 0 | 0 | 0 | 0 | 0 | 0 | 0 | 0 | 0 | 0 | 1 | 0 | 0 | 0 | 0 | 0 | 0 | 0 | 0 | 0 | 0 | 0 | 0 | 0 | 1 | 1 | 0 | 0 | 0 | 0 | 0 | 0 | 0 | 0 | 0 | 0 | 0 | 0 | 0 | 0 | 0 | 0 | 0 | 1 | 1 | 0 | 1 | 1 | 0 | 1 | 0 | 0 | 1 | 1 | 1 | 0 | 0 | 1 | 0 | 0 | 0 | 0 | 1 |  | 0 | 0 | 0 | 0 | 0 | 0 | 0 | 0 | 0 | 0 | 0 | 0 | 0 | 0 | 0 | 0 | 0 | 0 | 0 | 0 | 0 | 0 | 0 | 0 | 0 | 0 | 0 | 50 | 0 | 1 | 3 | 0 | 2 | 0 | 1 | 0 | -1364.3 | -946.4 | -40.3424 | Borden-Storey #1 230kV line | Borden-Storey #1 230kV line | Borden-Storey #1 230kV line |  | 0 | 3 | 0 | 0 | 0 | 0 | -984.3465 | 300.6 | 44.9626 | Tesla-Bellota 230 kV line | Borden-Storey #1 230kV line | Oro Loma-El Nido 115kV Line |  | 5 | 4 | YES | 4 | 5 | 1 | YES | 2
PG&E NGBA | Cottonwood | 115 | 0 | 0 | 0 | 0 | 0 | 0 | 0 | 0 | 0 | 0 | 0 | 0 | 0 | 0 | 0 | 0 | 0 | 0 | 0 | 0 | 0 | 0 | 0 | 0 | 0 | 0 | 0 | 0 | 0 | 0 | 0 | 0 | 0 | 0 | 0 | 0 | 0 | 0 | 0 | 1 | 0 | 0 | 0 | 0 | 0 | 0 | 0 | 0 | 0 | 0 | 0 | 0 | 0 | 0 | 0 | 0 | 0 | 0 | 0 | 0 | 0 | 0 | 0 | 0 | 0 | 0 | 0 | 0 | 0 | 0 | 0 | 0 | 0 | 0 | 0 | 0 | 0 | 0 | 0 | 0 | 0 | 0 | 0 | 0 | 0 | 0 | 0 | 0 | 0 | 0 | 0 | 0 | 0 | 0 | 0 | 0 | 0 | 0 |  | 0 | 0 | 0 | 0 | 0 | 0 | 0 | 0 | 0 | 0 | 0 | 0 | 0 | 0 | 0 | 0 | 0 | 0 | 0 | 0 | 0 | 0 | 0 | 0 | 0 | 0 | 0 | 0 | 0 | 0 | 1 | 0 | 1 | 0 | 0 | 0 | -3003.69 | -263.757 | 4918.8858 | Collinsville-Tesla 500 kV Line | Collinsville-Tesla 500 kV Line | Collinsville-Tesla 500 kV Line |  | 0 | 0 | 0 | 0 | 0 | 0 | 5641.31 | 8381.243 | 4918.8858 | Collinsville-Tesla 500 kV Line | Collinsville-Tesla 500 kV Line | Collinsville-Tesla 500 kV Line |  | 5 | 1 | YES | 2 | 1 | 1 | NO | 1
PG&E NGBA | Cottonwood | 230 | 0 | 0 | 0 | 0 | 0 | 0 | 0 | 0 | 0 | 0 | 0 | 0 | 0 | 0 | 0 | 0 | 0 | 0 | 0 | 0 | 0 | 0 | 0 | 0 | 0 | 0 | 0 | 0 | 0 | 0 | 0 | 0 | 0 | 0 | 0 | 0 | 0 | 0 | 0 | 1 | 0 | 0 | 0 | 0 | 0 | 0 | 0 | 0 | 0 | 0 | 0 | 0 | 0 | 0 | 0 | 0 | 0 | 0 | 0 | 0 | 0 | 0 | 0 | 0 | 0 | 0 | 0 | 0 | 0 | 0 | 0 | 0 | 0 | 0 | 0 | 0 | 0 | 0 | 0 | 0 | 0 | 0 | 0 | 0 | 0 | 0 | 0 | 0 | 0 | 0 | 0 | 0 | 0 | 0 | 0 | 0 | 0 | 0 |  | 0 | 0 | 0 | 0 | 0 | 0 | 0 | 0 | 0 | 0 | 0 | 0 | 0 | 0 | 0 | 0 | 0 | 0 | 0 | 0 | 0 | 0 | 0 | 0 | 0 | 0 | 0 | 0 | 0 | 0 | 1 | 0 | 1 | 0 | 0 | 0 | -3003.69 | -263.757 | 4918.8858 | Collinsville-Tesla 500 kV Line | Collinsville-Tesla 500 kV Line | Collinsville-Tesla 500 kV Line |  | 0 | 0 | 0 | 0 | 0 | 0 | 5641.31 | 8381.243 | 4918.8858 | Collinsville-Tesla 500 kV Line | Collinsville-Tesla 500 kV Line | Collinsville-Tesla 500 kV Line |  | 5 | 1 | YES | 2 | 1 | 1 | NO | 1
PG&E NGBA | Cottonwood | 60 | 0 | 0 | 0 | 0 | 0 | 0 | 0 | 0 | 0 | 0 | 0 | 0 | 0 | 0 | 0 | 0 | 0 | 0 | 0 | 0 | 0 | 0 | 0 | 0 | 0 | 0 | 0 | 0 | 0 | 0 | 0 | 0 | 0 | 0 | 0 | 0 | 0 | 0 | 0 | 1 | 0 | 0 | 0 | 0 | 0 | 0 | 0 | 0 | 0 | 0 | 0 | 0 | 0 | 0 | 0 | 0 | 0 | 0 | 0 | 0 | 0 | 0 | 0 | 0 | 0 | 0 | 0 | 0 | 0 | 0 | 0 | 0 | 0 | 0 | 0 | 0 | 0 | 0 | 0 | 0 | 0 | 0 | 0 | 0 | 0 | 0 | 0 | 0 | 0 | 0 | 0 | 0 | 0 | 0 | 0 | 0 | 0 | 0 |  | 0 | 0 | 0 | 0 | 0 | 0 | 0 | 0 | 0 | 0 | 0 | 0 | 0 | 0 | 0 | 0 | 0 | 0 | 0 | 0 | 0 | 0 | 0 | 0 | 0 | 0 | 0 | 0 | 0 | 0 | 1 | 0 | 1 | 0 | 0 | 0 | -3003.69 | -263.757 | 4918.8858 | Collinsville-Tesla 500 kV Line | Collinsville-Tesla 500 kV Line | Collinsville-Tesla 500 kV Line |  | 0 | 0 | 0 | 0 | 0 | 0 | 5641.31 | 8381.243 | 4918.8858 | Collinsville-Tesla 500 kV Line | Collinsville-Tesla 500 kV Line | Collinsville-Tesla 500 kV Line |  | 5 | 1 | YES | 2 | 1 | 1 | NO | 1
PG&E NGBA | Cove Road | 230 | 0 | 0 | 0 | 0 | 0 | 0 | 0 | 0 | 0 | 0 | 0 | 0 | 0 | 0 | 0 | 0 | 0 | 0 | 0 | 0 | 0 | 0 | 0 | 0 | 0 | 0 | 0 | 0 | 0 | 0 | 0 | 0 | 0 | 0 | 0 | 0 | 0 | 0 | 0 | 1 | 0 | 0 | 0 | 0 | 0 | 0 | 0 | 0 | 0 | 0 | 0 | 0 | 0 | 0 | 0 | 0 | 0 | 0 | 0 | 0 | 0 | 0 | 0 | 0 | 0 | 0 | 0 | 0 | 0 | 0 | 0 | 0 | 0 | 0 | 0 | 0 | 0 | 0 | 0 | 0 | 0 | 0 | 0 | 0 | 0 | 0 | 0 | 0 | 0 | 0 | 0 | 0 | 0 | 0 | 0 | 0 | 0 | 0 |  | 0 | 0 | 0 | 0 | 0 | 0 | 0 | 0 | 0 | 0 | 0 | 0 | 0 | 0 | 0 | 0 | 0 | 0 | 0 | 0 | 0 | 0 | 0 | 0 | 0 | 0 | 0 | 0 | 0 | 0 | 1 | 0 | 1 | 0 | 0 | 0 | -3003.69 | -263.757 | 4918.8858 | Collinsville-Tesla 500 kV Line | Collinsville-Tesla 500 kV Line | Collinsville-Tesla 500 kV Line |  | 0 | 0 | 0 | 0 | 0 | 0 | 5641.31 | 8381.243 | 4918.8858 | Collinsville-Tesla 500 kV Line | Collinsville-Tesla 500 kV Line | Collinsville-Tesla 500 kV Line |  | 5 | 1 | YES | 2 | 1 | 1 | NO | 1
PG&E GBA | Coyote | 230 | 0 | 0 | 0 | 0 | 0 | 0 | 0 | 0 | 0 | 0 | 0 | 0 | 0 | 0 | 0 | 0 | 0 | 0 | 0 | 0 | 0 | 0 | 0 | 0 | 0 | 0 | 0 | 0 | 0 | 0 | 0 | 0 | 0 | 0 | 0 | 0 | 0 | 0 | 0 | 0 | 0 | 0 | 0 | 0 | 0 | 0 | 0 | 0 | 0 | 0 | 0 | 0 | 0 | 0 | 0 | 1 | 0 | 0 | 0 | 1 | 0 | 0 | 0 | 0 | 0 | 0 | 0 | 0 | 0 | 0 | 0 | 0 | 0 | 0 | 0 | 0 | 0 | 0 | 0 | 0 | 0 | 0 | 0 | 0 | 0 | 0 | 0 | 0 | 0 | 0 | 0 | 0 | 0 | 0 | 0 | 0 | 0 | 0 |  | 0 | 0 | 0 | 0 | 0 | 0 | 0 | 0 | 0 | 0 | 0 | 0 | 0 | 0 | 0 | 0 | 0 | 0 | 0 | 0 | 0 | 0 | 0 | 0 | 0 | 0 | 0 | 0 | 0 | 0 | 2 | 0 | 0 | 0 | 0 | 0 | -1284.3465 | 756.7514 | 4410.527 | Tesla-Bellota 230 kV line | Tesla-Bellota 230 kV line | Tesla-Bellota 230 kV line |  | 0 | 1 | 0 | 0 | 0 | 0 | -984.3465 | 1056.7514 | 4410.527 | Tesla-Bellota 230 kV line | Tesla-Bellota 230 kV line | Tesla-Bellota 230 kV line |  | 5 | 4 | YES | 4 | 1 | 1 | NO | 1
PG&E GBA | Crazy Horse Canyon | 115 | 0 | 0 | 0 | 0 | 0 | 0 | 0 | 0 | 0 | 0 | 0 | 0 | 0 | 0 | 0 | 0 | 0 | 0 | 0 | 0 | 0 | 0 | 0 | 0 | 0 | 0 | 0 | 0 | 0 | 0 | 0 | 0 | 0 | 0 | 0 | 0 | 0 | 0 | 0 | 0 | 0 | 0 | 0 | 0 | 0 | 0 | 0 | 0 | 0 | 0 | 0 | 0 | 0 | 0 | 0 | 0 | 0 | 0 | 0 | 0 | 0 | 0 | 0 | 0 | 1 | 0 | 0 | 0 | 0 | 0 | 0 | 0 | 0 | 0 | 0 | 0 | 0 | 0 | 0 | 0 | 0 | 0 | 0 | 0 | 0 | 0 | 0 | 0 | 0 | 0 | 0 | 0 | 0 | 0 | 0 | 0 | 1 | 0 |  | 0 | 0 | 0 | 0 | 0 | 0 | 0 | 0 | 0 | 0 | 0 | 0 | 0 | 0 | 0 | 0 | 0 | 0 | 0 | 0 | 0 | 0 | 0 | 0 | 0 | 0 | 0 | 0 | 0 | 0 | 0 | 0 | 0 | 0 | 0 | 0 | 311.45 | 344.91 | 296.38 | Morganhill-Metcalf 115kV Line | Morganhill-Metcalf 115kV Line | Morganhill-Metcalf 115kV Line |  | 0 | 0 | 0 | 0 | 0 | 0 | 311.45 | 344.91 | 296.38 | Morganhill-Metcalf 115kV Line | Morganhill-Metcalf 115kV Line | Morganhill-Metcalf 115kV Line |  | 1 | 1 | NO | 1 | 1 | 1 | NO | 1
SDGE | Creelman | 69 | 0 | 0 | 0 | 0 | 0 | 0 | 0 | 0 | 0 | 0 | 0 | 0 | 0 | 0 | 0 | 0 | 0 | 0 | 0 | 0 | 0 | 0 | 0 | 0 | 0 | 1 | 0 | 1 | 0 | 0 | 1 | 0 | 1 | 0 | 0 | 0 | 0 | 1 | 0 | 0 | 0 | 0 | 0 | 0 | 0 | 0 | 0 | 0 | 0 | 0 | 0 | 0 | 0 | 0 | 0 | 0 | 0 | 0 | 0 | 0 | 0 | 0 | 0 | 0 | 0 | 0 | 0 | 0 | 0 | 0 | 0 | 0 | 0 | 0 | 0 | 0 | 0 | 0 | 0 | 0 | 0 | 0 | 0 | 0 | 0 | 0 | 0 | 0 | 0 | 0 | 0 | 0 | 0 | 0 | 0 | 0 | 0 | 2 |  | 0 | 0 | 0 | 0 | 0 | 0 | 0 | 0 | 0 | 0 | 0 | -0.47 | 0 | 0 | 1 | 0 | 0 | 0 | 0 | 0 | 0 | 0 | 0 | 0 | 0 | 0 | 7.33 | 0 | 0 | 1 | 0 | 0 | 0 | 0 | 0 | 0 | 212.21 | 366.23 | 481.7164 | San Luis Rey-San Onofre 230 kV line constraint | El Cajon 69 kV constraint | El Cajon 69 kV constraint |  | 0 | 0 | 0 | 0 | 0 | 0 | 212.21 | 366.23 | 481.7164 | San Luis Rey-San Onofre 230 kV line constraint | El Cajon 69 kV constraint | El Cajon 69 kV constraint |  | 1 | 1 | NO | 1 | 1 | 1 | NO | 1
PG&E FRESNO | Crescent | 70 | 0 | 0 | 0 | 0 | 0 | 0 | 0 | 0 | 0 | 0 | 0 | 0 | 0 | 0 | 0 | 0 | 0 | 0 | 0 | 0 | 0 | 0 | 0 | 0 | 0 | 0 | 0 | 0 | 0 | 0 | 0 | 0 | 0 | 0 | 0 | 0 | 0 | 0 | 0 | 0 | 0 | 0 | 0 | 0 | 0 | 1 | 0 | 0 | 0 | 0 | 0 | 0 | 0 | 0 | 0 | 0 | 0 | 0 | 0 | 0 | 0 | 0 | 0 | 0 | 0 | 0 | 0 | 0 | 0 | 0 | 0 | 0 | 0 | 0 | 0 | 0 | 0 | 0 | 1 | 1 | 0 | 1 | 0 | 0 | 0 | 1 | 0 | 0 | 0 | 1 | 0 | 1 | 0 | 0 | 0 | 0 | 0 | 1 |  | 0 | 0 | 0 | 0 | 0 | 0 | 0 | 0 | 0 | 0 | 0 | 0 | 0 | 0 | 0 | 0 | 0 | 0 | 0 | 0 | 0 | 0 | 0 | 0 | 0 | 35 | 35 | 0 | 0 | 1 | 2 | 0 | 2 | 0 | 1 | 0 | -1364.3 | -946.4 | -40.3424 | Borden-Storey #1 230kV line | Borden-Storey #1 230kV line | Borden-Storey #1 230kV line |  | 0 | 2 | 0 | 0 | 0 | 0 | -239.0315 | 20.5 | 63.9052 | Bellota-Weber 230kV line | Helm 230/70kV TB #1 | Gates 500/230kV TB #12 |  | 5 | 4 | YES | 4 | 5 | 1 | YES | 2
PG&E FRESNO | Cressey | 115 | 0 | 0 | 0 | 0 | 0 | 0 | 0 | 0 | 0 | 0 | 0 | 0 | 0 | 0 | 0 | 0 | 0 | 0 | 0 | 0 | 0 | 0 | 0 | 0 | 0 | 0 | 0 | 0 | 0 | 0 | 0 | 0 | 0 | 0 | 0 | 0 | 0 | 0 | 0 | 0 | 0 | 0 | 0 | 0 | 0 | 1 | 0 | 0 | 0 | 0 | 0 | 0 | 0 | 0 | 0 | 0 | 0 | 0 | 0 | 1 | 0 | 0 | 0 | 0 | 0 | 0 | 0 | 0 | 0 | 0 | 0 | 0 | 0 | 0 | 0 | 0 | 0 | 0 | 0 | 1 | 0 | 1 | 1 | 1 | 0 | 1 | 0 | 1 | 0 | 0 | 0 | 0 | 1 | 0 | 0 | 0 | 0 | 1 |  | 0 | 0 | 0 | 0 | 0 | 0 | 0 | 0 | 0 | 0 | 0 | 0 | 0 | 0 | 0 | 0 | 0 | 0 | 0 | 0 | 0 | 0 | 0 | 0 | 0 | 0 | 0 | 0 | 0 | 0 | 3 | 0 | 2 | 0 | 1 | 0 | -1284.3465 | -306.9 | -142.3574 | Tesla-Bellota 230 kV line | Chowchilla-Le grand 115kV Line | Chowchilla-Le grand 115kV Line |  | 0 | 2 | 0 | 0 | 0 | 0 | -984.3465 | 332.3909 | 44.9626 | Tesla-Bellota 230 kV line | Bellota-Weber 230kV line | Oro Loma-El Nido 115kV Line |  | 5 | 4 | YES | 4 | 5 | 1 | YES | 2
PG&E NGBA | Cresta | 230 | 0 | 0 | 0 | 0 | 0 | 0 | 0 | 0 | 0 | 0 | 0 | 0 | 0 | 0 | 0 | 0 | 0 | 0 | 0 | 0 | 0 | 0 | 0 | 0 | 0 | 0 | 0 | 0 | 0 | 0 | 0 | 0 | 0 | 0 | 0 | 0 | 0 | 0 | 0 | 1 | 1 | 0 | 1 | 0 | 1 | 1 | 1 | 1 | 0 | 0 | 0 | 0 | 0 | 0 | 0 | 0 | 0 | 0 | 0 | 1 | 1 | 0 | 0 | 0 | 0 | 0 | 0 | 0 | 0 | 0 | 0 | 0 | 0 | 0 | 0 | 0 | 0 | 0 | 0 | 0 | 0 | 0 | 0 | 0 | 0 | 0 | 0 | 0 | 0 | 0 | 0 | 0 | 0 | 0 | 0 | 0 | 0 | 0 |  | 0 | 0 | 0 | 0 | 0 | 0 | 0 | 0 | 0 | 0 | 0 | 0 | 0 | 0 | 0 | 0 | 0 | 0 | 0 | 0 | 0 | 0 | 0 | 0 | 0 | 0 | 0 | 0 | 0 | 0 | 3 | 0 | 2 | 0 | 0 | 0 | -3003.69 | -263.757 | 32.84 | Collinsville-Tesla 500 kV Line | Collinsville-Tesla 500 kV Line | Woodland- Davis 115kV line |  | 0 | 2 | 0 | 0 | 0 | 0 | -984.3465 | 31.5 | 32.84 | Tesla-Bellota 230 kV line | Rocklin-Pleaseant grove 115kV line | Woodland- Davis 115kV line |  | 5 | 4 | YES | 4 | 1 | 1 | NO | 1
SDGE | Crestwood | 69 | 0 | 0 | 0 | 0 | 0 | 0 | 0 | 0 | 0 | 0 | 0 | 0 | 0 | 0 | 0 | 0 | 0 | 0 | 0 | 0 | 0 | 0 | 0 | 0 | 0 | 0 | 0 | 1 | 0 | 1 | 1 | 0 | 1 | 0 | 0 | 0 | 1 | 0 | 0 | 0 | 0 | 0 | 0 | 0 | 0 | 0 | 0 | 0 | 0 | 0 | 0 | 0 | 0 | 0 | 0 | 0 | 0 | 0 | 0 | 0 | 0 | 0 | 0 | 0 | 0 | 0 | 0 | 0 | 0 | 0 | 0 | 0 | 0 | 0 | 0 | 0 | 0 | 0 | 0 | 0 | 0 | 0 | 0 | 0 | 0 | 0 | 0 | 0 | 0 | 0 | 0 | 0 | 0 | 0 | 0 | 0 | 0 | 3 |  | 0 | 0 | 0 | 0 | 0 | 0 | 0 | 0 | 0 | 0 | 0 | 0 | 0 | 0 | 0 | 0 | 0 | 0 | 0 | 0 | 0 | 0 | 0 | 0 | 0 | 0 | 0 | 0 | 0 | 0 | 0 | 0 | 0 | 0 | 0 | 0 | 159.09 | 195.045 | 299.0864 | Miguel 69 kV constraint | Miguel 69 kV constraint | Miguel 69 kV constraint |  | 0 | 0 | 0 | 0 | 0 | 0 | 159.09 | 195.045 | 299.0864 | Miguel 69 kV constraint | Miguel 69 kV constraint | Miguel 69 kV constraint |  | 1 | 1 | NO | 1 | 1 | 1 | NO | 1
PG&E GBA | Crow Creek | 60 | 0 | 0 | 0 | 0 | 0 | 0 | 0 | 0 | 0 | 0 | 0 | 0 | 0 | 0 | 0 | 0 | 0 | 0 | 0 | 0 | 0 | 0 | 0 | 0 | 0 | 0 | 0 | 0 | 0 | 0 | 0 | 0 | 0 | 0 | 0 | 0 | 0 | 0 | 0 | 0 | 0 | 0 | 0 | 0 | 0 | 1 | 0 | 0 | 0 | 0 | 0 | 0 | 0 | 0 | 0 | 1 | 0 | 1 | 0 | 1 | 0 | 0 | 1 | 1 | 0 | 1 | 0 | 0 | 0 | 0 | 0 | 0 | 0 | 0 | 0 | 0 | 0 | 0 | 0 | 0 | 0 | 0 | 0 | 0 | 0 | 0 | 0 | 0 | 0 | 0 | 0 | 0 | 0 | 0 | 0 | 0 | 0 | 0 |  | 0 | 0 | 0 | 0 | 0 | 0 | 0 | 0 | 0 | 6.21 | 14.11 | 15 | 0 | 0 | 1 | 0 | 0 | 0 | 0 | 0 | 0 | 0 | 0 | 0 | 6.21 | 14.11 | 15 | 0 | 0 | 1 | 3 | 0 | 1 | 0 | 0 | 0 | -1284.3465 | -127.6091 | 104.1524 | Tesla-Bellota 230 kV line | Bellota-Weber 230kV line | Salado-Crow Creek Sw Sta 60 kV line |  | 0 | 2 | 0 | 0 | 0 | 0 | -984.3465 | 91.0609 | 104.1524 | Tesla-Bellota 230 kV line | Salado-Crow Creek Sw Sta 60 kV line | Salado-Crow Creek Sw Sta 60 kV line |  | 5 | 4 | YES | 4 | 1 | 1 | NO | 1
PG&E GBA | Crows Landing | 60 | 0 | 0 | 0 | 0 | 0 | 0 | 0 | 0 | 0 | 0 | 0 | 0 | 0 | 0 | 0 | 0 | 0 | 0 | 0 | 0 | 0 | 0 | 0 | 0 | 0 | 0 | 0 | 0 | 0 | 0 | 0 | 0 | 0 | 0 | 0 | 0 | 0 | 0 | 0 | 0 | 0 | 0 | 0 | 0 | 0 | 1 | 0 | 0 | 0 | 0 | 0 | 0 | 0 | 0 | 0 | 1 | 0 | 1 | 0 | 1 | 0 | 0 | 1 | 1 | 0 | 1 | 0 | 0 | 0 | 0 | 0 | 0 | 0 | 0 | 0 | 0 | 0 | 0 | 0 | 0 | 0 | 0 | 0 | 0 | 0 | 0 | 0 | 0 | 0 | 0 | 0 | 0 | 0 | 0 | 0 | 0 | 0 | 0 |  | 0 | 0 | 0 | 0 | 0 | 0 | 0 | 0 | 0 | 0 | 0 | 0 | 0 | 0 | 0 | 0 | 0 | 0 | 0 | 0 | 0 | 0 | 0 | 0 | 0 | 0 | 0 | 0 | 0 | 0 | 3 | 0 | 1 | 0 | 0 | 0 | -1284.3465 | -127.6091 | 104.1524 | Tesla-Bellota 230 kV line | Bellota-Weber 230kV line | Salado-Crow Creek Sw Sta 60 kV line |  | 0 | 2 | 0 | 0 | 0 | 0 | -984.3465 | 91.0609 | 104.1524 | Tesla-Bellota 230 kV line | Salado-Crow Creek Sw Sta 60 kV line | Salado-Crow Creek Sw Sta 60 kV line |  | 5 | 4 | YES | 4 | 1 | 1 | NO | 1
PG&E GBA | Curtis | 115 | 0 | 0 | 0 | 0 | 0 | 0 | 0 | 0 | 0 | 0 | 0 | 0 | 0 | 0 | 0 | 0 | 0 | 0 | 0 | 0 | 0 | 0 | 0 | 0 | 0 | 0 | 0 | 0 | 0 | 0 | 0 | 0 | 0 | 0 | 0 | 0 | 0 | 0 | 0 | 0 | 0 | 0 | 0 | 0 | 0 | 1 | 0 | 0 | 0 | 0 | 0 | 0 | 0 | 0 | 0 | 1 | 0 | 1 | 0 | 1 | 0 | 0 | 0 | 0 | 0 | 1 | 0 | 0 | 0 | 0 | 0 | 0 | 0 | 0 | 0 | 0 | 0 | 0 | 0 | 0 | 0 | 0 | 0 | 0 | 0 | 0 | 0 | 0 | 0 | 0 | 0 | 0 | 0 | 0 | 0 | 0 | 0 | 0 |  | 0 | 0 | 0 | 0 | 0 | 0 | 0 | 0 | 0 | 0 | 0 | 0 | 0 | 0 | 0 | 0 | 0 | 0 | 0 | 0 | 0 | 0 | 0 | 0 | 0 | 0 | 0 | 0 | 0 | 0 | 3 | 0 | 1 | 0 | 0 | 0 | -1284.3465 | -127.6091 | 692.3714 | Tesla-Bellota 230 kV line | Bellota-Weber 230kV line | Kasson Jct-Heinz 115 kV line |  | 0 | 2 | 0 | 0 | 0 | 0 | -984.3465 | 332.3909 | 692.3714 | Tesla-Bellota 230 kV line | Bellota-Weber 230kV line | Kasson Jct-Heinz 115 kV line |  | 5 | 4 | YES | 4 | 1 | 1 | NO | 1
PG&E FRESNO | Dairyland | 115 | 0 | 0 | 0 | 0 | 0 | 0 | 0 | 0 | 0 | 0 | 0 | 0 | 0 | 0 | 0 | 0 | 0 | 0 | 0 | 0 | 0 | 0 | 0 | 0 | 0 | 0 | 0 | 0 | 0 | 0 | 0 | 0 | 0 | 0 | 0 | 0 | 0 | 0 | 0 | 0 | 0 | 0 | 0 | 0 | 0 | 1 | 0 | 0 | 0 | 0 | 0 | 0 | 0 | 0 | 0 | 0 | 0 | 0 | 0 | 0 | 0 | 0 | 0 | 0 | 0 | 0 | 0 | 0 | 0 | 0 | 0 | 0 | 0 | 0 | 0 | 0 | 0 | 0 | 0 | 1 | 0 | 1 | 1 | 1 | 0 | 1 | 0 | 1 | 0 | 0 | 0 | 0 | 1 | 0 | 0 | 0 | 0 | 1 |  | 0 | 0 | 0 | 0 | 0 | 0 | 0 | 0 | 0 | 0 | 0 | 0 | 0 | 0 | 0 | 0 | 0 | 0 | 0 | 0 | 0 | 0 | 0 | 5 | 0 | 0 | 0 | 0 | 0 | 1 | 2 | 0 | 2 | 0 | 1 | 0 | -699.0315 | -306.9 | -142.3574 | Bellota-Weber 230kV line | Chowchilla-Le grand 115kV Line | Chowchilla-Le grand 115kV Line |  | 0 | 1 | 0 | 0 | 0 | 0 | -239.0315 | 332.3909 | 44.9626 | Bellota-Weber 230kV line | Bellota-Weber 230kV line | Oro Loma-El Nido 115kV Line |  | 5 | 4 | YES | 4 | 5 | 1 | YES | 2
PG&E NGBA | Davis | 115 | 0 | 0 | 0 | 0 | 0 | 0 | 0 | 0 | 0 | 0 | 0 | 0 | 0 | 0 | 0 | 0 | 0 | 0 | 0 | 0 | 0 | 0 | 0 | 0 | 0 | 0 | 0 | 0 | 0 | 0 | 0 | 0 | 0 | 0 | 0 | 0 | 0 | 0 | 0 | 1 | 0 | 0 | 0 | 0 | 0 | 0 | 0 | 0 | 0 | 0 | 0 | 0 | 0 | 1 | 1 | 1 | 0 | 0 | 0 | 0 | 0 | 0 | 0 | 0 | 0 | 0 | 1 | 0 | 0 | 0 | 0 | 0 | 0 | 0 | 0 | 0 | 0 | 0 | 0 | 0 | 0 | 0 | 0 | 0 | 0 | 0 | 0 | 0 | 0 | 0 | 0 | 0 | 0 | 0 | 0 | 0 | 0 | 0 |  | 0 | 0 | 0 | 0 | 0 | 0 | 0 | 0 | 0 | 0 | 0 | 0 | 0 | 0 | 0 | 0 | 0 | 0 | 0 | 0 | 0 | 0 | 0 | 0 | 20 | 80 | 0 | 35 | 0 | 1 | 5 | 0 | 3 | 0 | 0 | 0 | -3003.69 | -386.164 | 745.85 | Collinsville-Tesla 500 kV Line | Windmaster-Delta pumps 230 kV line | Birds Landing-Contra Costa 230kV Line |  | 0 | 0 | 0 | 0 | 0 | 0 | 1259.89 | 1593.344 | 745.85 | Birds Landing-Contra Costa 230kV Line | Birds Landing-Contra Costa 230kV Line | Birds Landing-Contra Costa 230kV Line |  | 5 | 1 | YES | 2 | 1 | 1 | NO | 1
SCE Metro | Del Amo | 500 | 0 | 0 | 0 | 0 | 0 | 0 | 0 | 0 | 0 | 1 | 0 | 0 | 0 | 0 | 0 | 0 | 0 | 0 | 0 | 0 | 0 | 0 | 0 | 0 | 0 | 0 | 0 | 0 | 0 | 0 | 0 | 0 | 0 | 0 | 0 | 0 | 0 | 0 | 0 | 0 | 0 | 0 | 0 | 0 | 0 | 0 | 0 | 0 | 0 | 0 | 0 | 0 | 0 | 0 | 0 | 0 | 0 | 0 | 0 | 0 | 0 | 0 | 0 | 0 | 0 | 0 | 0 | 0 | 0 | 0 | 0 | 0 | 0 | 0 | 0 | 0 | 0 | 0 | 0 | 0 | 0 | 0 | 0 | 0 | 0 | 0 | 0 | 0 | 0 | 0 | 0 | 0 | 0 | 0 | 0 | 0 | 0 | 0 |  | 0 | 0 | 0 | 0 | 0 | 0 | 0 | 0 | 0 | 0 | 0 | 0 | 0 | 0 | 0 | 0 | 0 | 0 | 0 | 0 | 0 | 0 | 0 | 0 | 0 | 0 | 0 | 0 | 0 | 0 | 0 | 0 | 0 | 0 | 0 | 0 | 9484.6 | 11247.7 | 14307.5055 | SCE Metro Area Default Constraint | SCE Metro Area Default Constraint | SCE Metro Area Default Constraint |  | 0 | 0 | 0 | 0 | 0 | 0 | 9484.6 | 11247.7 | 14307.5055 | SCE Metro Area Default Constraint | SCE Metro Area Default Constraint | SCE Metro Area Default Constraint |  | 1 | 1 | NO | 1 | 1 | 1 | NO | 1
SCE Metro | Del Amo | 230 | 0 | 0 | 0 | 0 | 0 | 0 | 0 | 0 | 0 | 1 | 0 | 0 | 0 | 0 | 0 | 0 | 0 | 0 | 0 | 0 | 0 | 0 | 0 | 0 | 0 | 0 | 0 | 0 | 0 | 0 | 0 | 0 | 0 | 0 | 0 | 0 | 0 | 0 | 0 | 0 | 0 | 0 | 0 | 0 | 0 | 0 | 0 | 0 | 0 | 0 | 0 | 0 | 0 | 0 | 0 | 0 | 0 | 0 | 0 | 0 | 0 | 0 | 0 | 0 | 0 | 0 | 0 | 0 | 0 | 0 | 0 | 0 | 0 | 0 | 0 | 0 | 0 | 0 | 0 | 0 | 0 | 0 | 0 | 0 | 0 | 0 | 0 | 0 | 0 | 0 | 0 | 0 | 0 | 0 | 0 | 0 | 0 | 0 |  | 0 | 0 | 0 | 0 | 0 | 0 | 0 | 0 | 0 | 0 | 0 | 0 | 0 | 0 | 0 | 0 | 0 | 0 | 0 | 0 | 0 | 0 | 0 | 0 | 0 | 0 | 0 | 0 | 0 | 0 | 0 | 0 | 0 | 0 | 0 | 0 | 9484.6 | 11247.7 | 14307.5055 | SCE Metro Area Default Constraint | SCE Metro Area Default Constraint | SCE Metro Area Default Constraint |  | 0 | 0 | 0 | 0 | 0 | 0 | 9484.6 | 11247.7 | 14307.5055 | SCE Metro Area Default Constraint | SCE Metro Area Default Constraint | SCE Metro Area Default Constraint |  | 1 | 1 | NO | 1 | 1 | 1 | NO | 1
SCE Eastern | Delaney | 500 | 0 | 0 | 0 | 0 | 0 | 0 | 0 | 0 | 0 | 0 | 0 | 0 | 0 | 0 | 0 | 0 | 1 | 1 | 0 | 0 | 0 | 1 | 0 | 0 | 1 | 0 | 0 | 0 | 0 | 0 | 0 | 0 | 0 | 0 | 0 | 0 | 0 | 0 | 0 | 0 | 0 | 0 | 0 | 0 | 0 | 0 | 0 | 0 | 0 | 0 | 0 | 0 | 0 | 0 | 0 | 0 | 0 | 0 | 0 | 0 | 0 | 0 | 0 | 0 | 0 | 0 | 0 | 0 | 0 | 0 | 0 | 0 | 0 | 0 | 0 | 0 | 0 | 0 | 0 | 0 | 0 | 0 | 0 | 0 | 0 | 0 | 0 | 0 | 0 | 0 | 0 | 0 | 0 | 0 | 0 | 0 | 0 | 2 |  | 0 | 0 | 0 | 0 | 0 | 0 | 0 | 0 | 0 | 0 | 0 | 0 | 0 | 0 | 0 | 0 | 0 | 0 | 0 | 0 | 0 | 0 | 0 | 0 | 150 | 250 | 0 | 100 | 0 | 1 | 1 | 0 | 0 | 0 | 0 | 0 | -1982.555 | 830.3 | 1485.15 | Lugo - Victorville area constraint | DCRT Constraint | DCRT Constraint |  | 0 | 0 | 0 | 0 | 0 | 0 | 148.072 | 830.3 | 1485.15 | Serrano-Alberhill-Valley Constraint | DCRT Constraint | DCRT Constraint |  | 5 | 1 | YES | 2 | 1 | 1 | NO | 1
PG&E NGBA | Delevan | 230 | 0 | 0 | 0 | 0 | 0 | 0 | 0 | 0 | 0 | 0 | 0 | 0 | 0 | 0 | 0 | 0 | 0 | 0 | 0 | 0 | 0 | 0 | 0 | 0 | 0 | 0 | 0 | 0 | 0 | 0 | 0 | 0 | 0 | 0 | 0 | 0 | 0 | 0 | 0 | 1 | 0 | 0 | 0 | 0 | 0 | 0 | 0 | 0 | 0 | 0 | 0 | 0 | 0 | 0 | 0 | 0 | 0 | 0 | 0 | 0 | 0 | 0 | 0 | 0 | 0 | 0 | 1 | 0 | 0 | 0 | 0 | 0 | 0 | 0 | 0 | 0 | 0 | 0 | 0 | 0 | 0 | 0 | 0 | 0 | 0 | 0 | 0 | 0 | 0 | 0 | 0 | 0 | 0 | 0 | 0 | 0 | 0 | 0 |  | 0 | 0 | 0 | 0 | 0 | 0 | 0 | 0 | 0 | 0 | 0 | 0 | 0 | 0 | 0 | 0 | 0 | 0 | 0 | 0 | 0 | 0 | 0 | 0 | 199.4 | 400 | 0 | 100.1 | 70 | 1 | 2 | 0 | 2 | 0 | 0 | 0 | -3003.69 | -263.757 | 745.85 | Collinsville-Tesla 500 kV Line | Collinsville-Tesla 500 kV Line | Birds Landing-Contra Costa 230kV Line |  | 0 | 0 | 0 | 0 | 0 | 0 | 1259.89 | 1593.344 | 745.85 | Birds Landing-Contra Costa 230kV Line | Birds Landing-Contra Costa 230kV Line | Birds Landing-Contra Costa 230kV Line |  | 5 | 1 | YES | 2 | 1 | 1 | NO | 1
PG&E GBA | Delta PP | 230 | 0 | 0 | 0 | 0 | 0 | 0 | 0 | 0 | 0 | 0 | 0 | 0 | 0 | 0 | 0 | 0 | 0 | 0 | 0 | 0 | 0 | 0 | 0 | 0 | 0 | 0 | 0 | 0 | 0 | 0 | 0 | 0 | 0 | 0 | 0 | 0 | 0 | 0 | 0 | 1 | 0 | 0 | 0 | 0 | 0 | 0 | 0 | 0 | 0 | 0 | 0 | 0 | 0 | 1 | 0 | 1 | 0 | 0 | 0 | 0 | 0 | 0 | 0 | 0 | 0 | 1 | 0 | 0 | 0 | 0 | 0 | 0 | 0 | 0 | 0 | 0 | 0 | 0 | 0 | 0 | 0 | 0 | 0 | 0 | 0 | 0 | 0 | 0 | 0 | 0 | 0 | 0 | 0 | 0 | 0 | 0 | 0 | 0 |  | 0 | 0 | 0 | 0 | 0 | 0 | 0 | 0 | 0 | 0 | 0 | 0 | 0 | 0 | 0 | 0 | 0 | 0 | 0 | 0 | 0 | 0 | 0 | 0 | 0 | 0 | 0 | 0 | 0 | 0 | 3 | 0 | 2 | 0 | 0 | 0 | -3003.69 | -386.164 | 4503.8695 | Collinsville-Tesla 500 kV Line | Windmaster-Delta pumps 230 kV line | Windmaster-Delta pumps 230 kV line |  | 0 | 0 | 0 | 0 | 0 | 0 | 3468.0535 | 5647.836 | 4503.8695 | Tesla-Tracy-Pump 230 kV line #2 | Windmaster-Delta pumps 230 kV line | Windmaster-Delta pumps 230 kV line |  | 5 | 1 | YES | 2 | 1 | 1 | NO | 1
EOP | Desert View | 230 | 0 | 0 | 0 | 0 | 0 | 0 | 0 | 0 | 0 | 0 | 0 | 0 | 0 | 0 | 0 | 0 | 0 | 0 | 0 | 0 | 0 | 0 | 1 | 1 | 1 | 0 | 0 | 0 | 0 | 0 | 0 | 0 | 0 | 0 | 0 | 0 | 0 | 0 | 0 | 0 | 0 | 0 | 0 | 0 | 0 | 0 | 0 | 0 | 0 | 0 | 0 | 0 | 0 | 0 | 0 | 0 | 0 | 0 | 0 | 0 | 0 | 0 | 0 | 0 | 0 | 0 | 0 | 0 | 0 | 0 | 0 | 0 | 0 | 0 | 0 | 0 | 0 | 0 | 0 | 0 | 0 | 0 | 0 | 0 | 0 | 0 | 0 | 0 | 0 | 0 | 0 | 0 | 0 | 0 | 0 | 0 | 0 | 2 |  | 0 | 0 | 0 | 0 | 0 | 0 | 0 | 0 | 0 | 0 | 0 | 0 | 0 | 0 | 0 | 0 | 0 | 0 | 0 | 0 | 0 | 0 | 0 | 0 | 0 | 400 | 0 | 150 | 0 | 1 | 1 | 1 | 0 | 0 | 0 | 0 | -1982.555 | 640.59 | 900.03 | Lugo - Victorville area constraint | Sloan Canyon - Eldorado 500 kV constraint | GLW 230kV area constraint |  | 0 | 1 | 0 | 0 | 0 | 0 | -68.75 | 640.59 | 900.03 | Sloan Canyon - Eldorado 500 kV constraint | Sloan Canyon - Eldorado 500 kV constraint | GLW 230kV area constraint |  | 5 | 3 | YES | 3 | 1 | 1 | NO | 1
SCE Eastern | Devers | 230 | 0 | 0 | 0 | 0 | 0 | 0 | 0 | 0 | 0 | 0 | 0 | 0 | 0 | 0 | 0 | 0 | 0 | 0 | 0 | 1 | 0 | 1 | 0 | 0 | 0 | 0 | 0 | 0 | 0 | 0 | 0 | 0 | 0 | 0 | 0 | 0 | 0 | 0 | 0 | 0 | 0 | 0 | 0 | 0 | 0 | 0 | 0 | 0 | 0 | 0 | 0 | 0 | 0 | 0 | 0 | 0 | 0 | 0 | 0 | 0 | 0 | 0 | 0 | 0 | 0 | 0 | 0 | 0 | 0 | 0 | 0 | 0 | 0 | 0 | 0 | 0 | 0 | 0 | 0 | 0 | 0 | 0 | 0 | 0 | 0 | 0 | 0 | 0 | 0 | 0 | 0 | 0 | 0 | 0 | 0 | 0 | 0 | 1 |  | 0 | 0 | 0 | 0 | 0 | 0 | 0 | 0 | 0 | 0 | 0 | 400 | 0 | 0 | 1 | 0 | 0 | 287.5 | 37 | 0 | 0 | 0 | 0 | 0 | 50 | 180 | 620 | 180 | 0 | 1 | 0 | 0 | 0 | 0 | 0 | 0 | 148.072 | 2439.375 | 8942.875 | Serrano-Alberhill-Valley Constraint | Etiwanda-Rancho Vista Constraint | Etiwanda-Rancho Vista Constraint |  | 0 | 0 | 0 | 0 | 0 | 0 | 148.072 | 2439.375 | 8942.875 | Serrano-Alberhill-Valley Constraint | Etiwanda-Rancho Vista Constraint | Etiwanda-Rancho Vista Constraint |  | 1 | 1 | NO | 1 | 1 | 1 | NO | 1
SCE Eastern | Devers | 500 | 0 | 0 | 0 | 0 | 0 | 0 | 0 | 0 | 0 | 0 | 0 | 0 | 0 | 0 | 0 | 0 | 0 | 0 | 0 | 1 | 0 | 1 | 0 | 0 | 0 | 0 | 0 | 0 | 0 | 0 | 0 | 0 | 0 | 0 | 0 | 0 | 0 | 0 | 0 | 0 | 0 | 0 | 0 | 0 | 0 | 0 | 0 | 0 | 0 | 0 | 0 | 0 | 0 | 0 | 0 | 0 | 0 | 0 | 0 | 0 | 0 | 0 | 0 | 0 | 0 | 0 | 0 | 0 | 0 | 0 | 0 | 0 | 0 | 0 | 0 | 0 | 0 | 0 | 0 | 0 | 0 | 0 | 0 | 0 | 0 | 0 | 0 | 0 | 0 | 0 | 0 | 0 | 0 | 0 | 0 | 0 | 0 | 1 |  | 0 | 0 | 0 | 0 | 0 | 0 | 0 | 0 | 0 | 0 | 0 | 0 | 0 | 0 | 0 | 0 | 0 | 0 | 0 | 0 | 0 | 0 | 0 | 0 | 0 | 0 | 0 | 0 | 0 | 0 | 0 | 0 | 0 | 0 | 0 | 0 | 148.072 | 2439.375 | 8942.875 | Serrano-Alberhill-Valley Constraint | Etiwanda-Rancho Vista Constraint | Etiwanda-Rancho Vista Constraint |  | 0 | 0 | 0 | 0 | 0 | 0 | 148.072 | 2439.375 | 8942.875 | Serrano-Alberhill-Valley Constraint | Etiwanda-Rancho Vista Constraint | Etiwanda-Rancho Vista Constraint |  | 1 | 1 | NO | 1 | 1 | 1 | NO | 1
PG&E KERN | Diablo Canyon | 230 | 0 | 0 | 0 | 0 | 0 | 0 | 0 | 0 | 0 | 0 | 0 | 0 | 0 | 0 | 0 | 0 | 0 | 0 | 0 | 0 | 0 | 0 | 0 | 0 | 0 | 0 | 0 | 0 | 0 | 0 | 0 | 0 | 0 | 0 | 0 | 0 | 0 | 0 | 0 | 0 | 0 | 0 | 0 | 0 | 0 | 0 | 0 | 0 | 0 | 0 | 0 | 0 | 0 | 0 | 0 | 0 | 0 | 0 | 0 | 0 | 0 | 0 | 0 | 0 | 0 | 0 | 0 | 1 | 1 | 0 | 0 | 0 | 0 | 0 | 0 | 0 | 0 | 0 | 0 | 1 | 0 | 0 | 0 | 0 | 0 | 1 | 0 | 0 | 0 | 0 | 0 | 0 | 0 | 0 | 0 | 1 | 0 | 1 |  | 0 | 0 | 0 | 0 | 0 | 0 | 0 | 0 | 0 | 0 | 0 | 0 | 0 | 0 | 0 | 0 | 0 | 0 | 0 | 0 | 0 | 0 | 0 | 0 | 0 | 0 | 0 | 0 | 0 | 0 | 0 | 0 | 0 | 0 | 0 | 0 | 35.715 | 4.0117 | 3.675 | Cal Flat-Gates 230 kV line | Cal Flat-Gates 230 kV line | Cal Flat-Gates 230 kV line |  | 0 | 0 | 0 | 0 | 0 | 0 | 35.715 | 4.0117 | 3.675 | Cal Flat-Gates 230 kV line | Cal Flat-Gates 230 kV line | Cal Flat-Gates 230 kV line |  | 1 | 1 | NO | 1 | 1 | 1 | NO | 1
PG&E KERN | Diablo Canyon | 500 | 0 | 0 | 0 | 0 | 0 | 0 | 0 | 0 | 0 | 0 | 0 | 0 | 0 | 0 | 0 | 0 | 0 | 0 | 0 | 0 | 0 | 0 | 0 | 0 | 0 | 0 | 0 | 0 | 0 | 0 | 0 | 0 | 0 | 0 | 0 | 0 | 0 | 0 | 0 | 0 | 0 | 0 | 0 | 0 | 0 | 0 | 0 | 0 | 0 | 0 | 0 | 0 | 0 | 0 | 0 | 0 | 0 | 0 | 0 | 0 | 0 | 0 | 0 | 0 | 0 | 0 | 0 | 0 | 0 | 0 | 0 | 0 | 0 | 0 | 0 | 0 | 0 | 0 | 0 | 0 | 0 | 0 | 0 | 0 | 0 | 0 | 0 | 0 | 0 | 0 | 0 | 0 | 0 | 1 | 1 | 0 | 0 | 0 |  | 0 | 0 | 0 | 0 | 0 | 0 | 0 | 0 | 0 | 0 | 0 | 0 | 0 | 0 | 0 | 0 | 0 | 0 | 0 | 0 | 0 | 2500 | 0 | 0 | 0 | 0 | 0 | 0 | 0 | 1 | 1 | 0 | 0 | 0 | 0 | 1 | -1872.365 | 158.2197 | -2894.0969 | Mustang-Henrietta 230 kV line | Mustang-Henrietta 230 kV line | Mustang-Henrietta 230 kV line |  | 0 | 0 | 0 | 0 | 0 | 1 | 606.635 | 2637.2197 | -415.0969 | Mustang-Henrietta 230 kV line | Mustang-Henrietta 230 kV line | Mustang-Henrietta 230 kV line |  | 5 | 1 | YES | 2 | 4 | 4 | NO | 4
PG&E KERN | Divide | 115 | 0 | 0 | 0 | 0 | 0 | 0 | 0 | 0 | 0 | 0 | 0 | 0 | 0 | 0 | 0 | 0 | 0 | 0 | 0 | 0 | 0 | 0 | 0 | 0 | 0 | 0 | 0 | 0 | 0 | 0 | 0 | 0 | 0 | 0 | 0 | 0 | 0 | 0 | 0 | 0 | 0 | 0 | 0 | 0 | 0 | 0 | 0 | 0 | 0 | 0 | 0 | 0 | 0 | 0 | 0 | 0 | 0 | 0 | 0 | 0 | 0 | 0 | 0 | 0 | 0 | 0 | 0 | 1 | 1 | 0 | 0 | 0 | 0 | 0 | 0 | 0 | 0 | 0 | 0 | 1 | 0 | 0 | 0 | 0 | 0 | 1 | 0 | 0 | 0 | 0 | 0 | 0 | 0 | 0 | 0 | 1 | 0 | 1 |  | 0 | 0 | 0 | 0 | 0 | 0 | 0 | 0 | 0 | 0 | 0 | 0 | 0 | 0 | 0 | 0 | 0 | 0 | 0 | 0 | 0 | 0 | 0 | 0 | 0 | 0 | 0 | 0 | 0 | 0 | 0 | 0 | 0 | 0 | 0 | 0 | 35.715 | 4.0117 | 3.675 | Cal Flat-Gates 230 kV line | Cal Flat-Gates 230 kV line | Cal Flat-Gates 230 kV line |  | 0 | 0 | 0 | 0 | 0 | 0 | 35.715 | 4.0117 | 3.675 | Cal Flat-Gates 230 kV line | Cal Flat-Gates 230 kV line | Cal Flat-Gates 230 kV line |  | 1 | 1 | NO | 1 | 1 | 1 | NO | 1
PG&E GBA | Dixon Landing | 115 | 0 | 0 | 0 | 0 | 0 | 0 | 0 | 0 | 0 | 0 | 0 | 0 | 0 | 0 | 0 | 0 | 0 | 0 | 0 | 0 | 0 | 0 | 0 | 0 | 0 | 0 | 0 | 0 | 0 | 0 | 0 | 0 | 0 | 0 | 0 | 0 | 0 | 0 | 0 | 0 | 0 | 0 | 0 | 0 | 0 | 0 | 0 | 0 | 0 | 0 | 0 | 0 | 0 | 0 | 0 | 1 | 0 | 0 | 0 | 1 | 0 | 0 | 0 | 0 | 0 | 0 | 0 | 0 | 0 | 0 | 0 | 0 | 0 | 0 | 0 | 0 | 0 | 0 | 0 | 0 | 0 | 0 | 0 | 0 | 0 | 0 | 0 | 0 | 0 | 0 | 0 | 0 | 0 | 0 | 0 | 0 | 0 | 0 |  | 0 | 0 | 0 | 0 | 0 | 0 | 0 | 0 | 0 | 0 | 0 | 0 | 0 | 0 | 0 | 0 | 0 | 0 | 0 | 0 | 0 | 0 | 0 | 2.3 | 0 | 0 | 0 | 0 | 0 | 1 | 2 | 0 | 0 | 0 | 0 | 0 | -1284.3465 | 756.7514 | 4410.527 | Tesla-Bellota 230 kV line | Tesla-Bellota 230 kV line | Tesla-Bellota 230 kV line |  | 0 | 1 | 0 | 0 | 0 | 0 | -984.3465 | 1056.7514 | 4410.527 | Tesla-Bellota 230 kV line | Tesla-Bellota 230 kV line | Tesla-Bellota 230 kV line |  | 5 | 4 | YES | 4 | 1 | 1 | NO | 1
PG&E FRESNO | Dos Amigos | 230 | 0 | 0 | 0 | 0 | 0 | 0 | 0 | 0 | 0 | 0 | 0 | 0 | 0 | 0 | 0 | 0 | 0 | 0 | 0 | 0 | 0 | 0 | 0 | 0 | 0 | 0 | 0 | 0 | 0 | 0 | 0 | 0 | 0 | 0 | 0 | 0 | 0 | 0 | 0 | 0 | 0 | 0 | 0 | 0 | 0 | 0 | 0 | 0 | 0 | 0 | 0 | 0 | 0 | 0 | 0 | 0 | 0 | 0 | 0 | 0 | 0 | 0 | 0 | 0 | 0 | 0 | 0 | 0 | 0 | 0 | 0 | 0 | 0 | 0 | 0 | 0 | 0 | 0 | 1 | 0 | 0 | 0 | 0 | 0 | 0 | 1 | 0 | 0 | 0 | 0 | 0 | 0 | 0 | 0 | 0 | 0 | 0 | 1 |  | 0 | 0 | 0 | 0 | 0 | 0 | 0 | 0 | 0 | 0 | 0 | 0 | 0 | 0 | 0 | 0 | 0 | 0 | 0 | 0 | 0 | 0 | 0 | 3 | 0 | 0 | 0 | 0 | 0 | 1 | 0 | 0 | 0 | 0 | 0 | 0 | 952.547 | 1653.1207 | 63.9052 | Gates 500/230kV TB #12 | Gates 500/230kV TB #12 | Gates 500/230kV TB #12 |  | 0 | 0 | 0 | 0 | 0 | 0 | 952.547 | 1653.1207 | 63.9052 | Gates 500/230kV TB #12 | Gates 500/230kV TB #12 | Gates 500/230kV TB #12 |  | 1 | 1 | NO | 1 | 1 | 1 | NO | 1
PG&E NGBA | Drum | 115 | 0 | 0 | 0 | 0 | 0 | 0 | 0 | 0 | 0 | 0 | 0 | 0 | 0 | 0 | 0 | 0 | 0 | 0 | 0 | 0 | 0 | 0 | 0 | 0 | 0 | 0 | 0 | 0 | 0 | 0 | 0 | 0 | 0 | 0 | 0 | 0 | 0 | 0 | 0 | 1 | 1 | 0 | 1 | 0 | 0 | 1 | 1 | 1 | 0 | 0 | 0 | 0 | 0 | 0 | 0 | 0 | 0 | 0 | 0 | 1 | 1 | 0 | 0 | 0 | 0 | 0 | 0 | 0 | 0 | 0 | 0 | 0 | 0 | 0 | 0 | 0 | 0 | 0 | 0 | 0 | 0 | 0 | 0 | 0 | 0 | 0 | 0 | 0 | 0 | 0 | 0 | 0 | 0 | 0 | 0 | 0 | 0 | 0 |  | 0 | 0 | 0 | 0 | 0 | 0 | 0 | 0 | 0 | 0 | 0 | 0 | 0 | 0 | 0 | 0 | 0 | 0 | 0 | 0 | 0 | 0 | 0 | 0 | 0 | 0 | 0 | 0 | 0 | 0 | 3 | 0 | 2 | 0 | 0 | 0 | -3003.69 | -263.757 | 32.84 | Collinsville-Tesla 500 kV Line | Collinsville-Tesla 500 kV Line | Woodland- Davis 115kV line |  | 0 | 2 | 0 | 0 | 0 | 0 | -984.3465 | 50.45 | 32.84 | Tesla-Bellota 230 kV line | Woodland- Davis 115kV line | Woodland- Davis 115kV line |  | 5 | 4 | YES | 4 | 1 | 1 | NO | 1
PG&E GBA | Dumbarton | 115 | 0 | 0 | 0 | 0 | 0 | 0 | 0 | 0 | 0 | 0 | 0 | 0 | 0 | 0 | 0 | 0 | 0 | 0 | 0 | 0 | 0 | 0 | 0 | 0 | 0 | 0 | 0 | 0 | 0 | 0 | 0 | 0 | 0 | 0 | 0 | 0 | 0 | 0 | 0 | 1 | 0 | 0 | 0 | 0 | 0 | 0 | 0 | 0 | 0 | 0 | 0 | 0 | 1 | 0 | 0 | 0 | 0 | 0 | 0 | 0 | 0 | 0 | 0 | 0 | 0 | 0 | 0 | 0 | 0 | 0 | 0 | 0 | 0 | 0 | 0 | 0 | 0 | 0 | 0 | 0 | 0 | 0 | 0 | 0 | 0 | 0 | 0 | 0 | 0 | 0 | 0 | 0 | 0 | 0 | 0 | 0 | 0 | 1 |  | 0 | 0 | 0 | 0 | 0 | 0 | 0 | 0 | 0 | 0 | 0 | 0 | 0 | 0 | 0 | 0 | 0 | 0 | 0 | 0 | 0 | 0 | 0 | 5 | 0 | 0 | 0 | 0 | 0 | 1 | 1 | 0 | 1 | 0 | 0 | 0 | -3003.69 | -263.757 | 4918.8858 | Collinsville-Tesla 500 kV Line | Collinsville-Tesla 500 kV Line | Collinsville-Tesla 500 kV Line |  | 0 | 0 | 0 | 0 | 0 | 0 | 2092.35 | 2528.83 | 4918.8858 | Sobrante-Moraga 230 kV line | Sobrante-Moraga 230 kV line | Collinsville-Tesla 500 kV Line |  | 5 | 1 | YES | 2 | 1 | 1 | NO | 1
SCE NOL | Dunn Siding | 115 | 0 | 0 | 0 | 0 | 0 | 0 | 0 | 0 | 0 | 0 | 0 | 1 | 1 | 1 | 0 | 0 | 0 | 0 | 0 | 0 | 0 | 0 | 0 | 0 | 0 | 0 | 0 | 0 | 0 | 0 | 0 | 0 | 0 | 0 | 0 | 0 | 0 | 0 | 0 | 0 | 0 | 0 | 0 | 0 | 0 | 0 | 0 | 0 | 0 | 0 | 0 | 0 | 0 | 0 | 0 | 0 | 0 | 0 | 0 | 0 | 0 | 0 | 0 | 0 | 0 | 0 | 0 | 0 | 0 | 0 | 0 | 0 | 0 | 0 | 0 | 0 | 0 | 0 | 0 | 0 | 0 | 0 | 0 | 0 | 0 | 0 | 0 | 0 | 0 | 0 | 0 | 0 | 0 | 0 | 0 | 0 | 0 | 3 |  | 0 | 0 | 0 | 0 | 0 | 0 | 0 | 0 | 0 | 0 | 0 | 0 | 0 | 0 | 0 | 0 | 0 | 0 | 0 | 0 | 0 | 0 | 0 | 0 | 0 | 0 | 0 | 0 | 0 | 0 | 0 | 2 | 0 | 0 | 0 | 0 | -83.1 | 8.05 | 1104.2638 | South of Kramer Area Constraint | South of Kramer Area Constraint | South of Kramer Area Constraint |  | 0 | 2 | 0 | 0 | 0 | 0 | -83.1 | 8.05 | 1104.2638 | South of Kramer Area Constraint | South of Kramer Area Constraint | South of Kramer Area Constraint |  | 3 | 3 | NO | 3 | 1 | 1 | NO | 1
SCE Eastern | Eagle Mountain | 230 | 0 | 0 | 0 | 0 | 0 | 0 | 0 | 0 | 0 | 0 | 0 | 0 | 0 | 0 | 0 | 0 | 0 | 0 | 1 | 1 | 0 | 1 | 0 | 0 | 0 | 0 | 0 | 0 | 0 | 0 | 0 | 0 | 0 | 0 | 0 | 0 | 0 | 0 | 0 | 0 | 0 | 0 | 0 | 0 | 0 | 0 | 0 | 0 | 0 | 0 | 0 | 0 | 0 | 0 | 0 | 0 | 0 | 0 | 0 | 0 | 0 | 0 | 0 | 0 | 0 | 0 | 0 | 0 | 0 | 0 | 0 | 0 | 0 | 0 | 0 | 0 | 0 | 0 | 0 | 0 | 0 | 0 | 0 | 0 | 0 | 0 | 0 | 0 | 0 | 0 | 0 | 0 | 0 | 0 | 0 | 0 | 0 | 1 |  | 0 | 0 | 0 | 0 | 0 | 0 | 0 | 0 | 0 | 0 | 0 | 0 | 0 | 0 | 0 | 0 | 0 | 0 | 0 | 0 | 0 | 0 | 0 | 0 | 0 | 0 | 0 | 0 | 0 | 0 | 1 | 0 | 1 | 0 | 0 | 1 | -896.5 | -741.5 | -107.8 | Eagle Mountain Constraint | Eagle Mountain Constraint | Eagle Mountain Constraint |  | 0 | 1 | 0 | 1 | 0 | 1 | -296.5 | -141.5 | -107.8 | Eagle Mountain Constraint | Eagle Mountain Constraint | Eagle Mountain Constraint |  | 5 | 4 | YES | 4 | 3 | 3 | NO | 3
PG&E NGBA | Eagle Rock (PGE) | 60 | 0 | 0 | 0 | 0 | 0 | 0 | 0 | 0 | 0 | 0 | 0 | 0 | 0 | 0 | 0 | 0 | 0 | 0 | 0 | 0 | 0 | 0 | 0 | 0 | 0 | 0 | 0 | 0 | 0 | 0 | 0 | 0 | 0 | 0 | 0 | 0 | 0 | 0 | 0 | 1 | 0 | 0 | 0 | 0 | 0 | 0 | 0 | 0 | 0 | 0 | 0 | 0 | 1 | 0 | 0 | 0 | 0 | 0 | 0 | 0 | 0 | 0 | 0 | 0 | 0 | 0 | 1 | 0 | 0 | 0 | 0 | 0 | 0 | 0 | 0 | 0 | 0 | 0 | 0 | 0 | 0 | 0 | 0 | 0 | 0 | 0 | 0 | 0 | 0 | 0 | 0 | 0 | 0 | 0 | 0 | 0 | 0 | 1 |  | 0 | 0 | 0 | 0 | 0 | 0 | 0 | 0 | 0 | 0 | 0 | 0 | 0 | 0 | 0 | 0 | 0 | 0 | 0 | 0 | 0 | 0 | 0 | 0 | 0 | 0 | 0 | 0 | 0 | 0 | 2 | 0 | 2 | 0 | 0 | 0 | -3003.69 | -263.757 | 745.85 | Collinsville-Tesla 500 kV Line | Collinsville-Tesla 500 kV Line | Birds Landing-Contra Costa 230kV Line |  | 0 | 0 | 0 | 0 | 0 | 0 | 1259.89 | 1593.344 | 745.85 | Birds Landing-Contra Costa 230kV Line | Birds Landing-Contra Costa 230kV Line | Birds Landing-Contra Costa 230kV Line |  | 5 | 1 | YES | 2 | 1 | 1 | NO | 1
PG&E NGBA | Eagle Rock (PGE) | 115 | 0 | 0 | 0 | 0 | 0 | 0 | 0 | 0 | 0 | 0 | 0 | 0 | 0 | 0 | 0 | 0 | 0 | 0 | 0 | 0 | 0 | 0 | 0 | 0 | 0 | 0 | 0 | 0 | 0 | 0 | 0 | 0 | 0 | 0 | 0 | 0 | 0 | 0 | 0 | 1 | 0 | 1 | 0 | 0 | 0 | 0 | 0 | 0 | 0 | 0 | 0 | 0 | 1 | 0 | 1 | 1 | 0 | 0 | 0 | 0 | 0 | 0 | 0 | 0 | 0 | 0 | 1 | 0 | 0 | 0 | 0 | 0 | 0 | 0 | 0 | 0 | 0 | 0 | 0 | 0 | 0 | 0 | 0 | 0 | 0 | 0 | 0 | 0 | 0 | 0 | 0 | 0 | 0 | 0 | 0 | 0 | 0 | 1 |  | -7 | 0 | 0 | 0 | 0 | 0 | 0 | 0 | 0 | 0 | 0 | 0 | 0 | 0 | 1 | 39 | 0 | 98 | 33.2 | 0 | 0 | 0 | 0 | 0 | 0 | 0 | 0 | 0 | 0 | 1 | 4 | 0 | 2 | 0 | 0 | 0 | -3003.69 | -263.757 | 745.85 | Collinsville-Tesla 500 kV Line | Collinsville-Tesla 500 kV Line | Birds Landing-Contra Costa 230kV Line |  | 0 | 0 | 0 | 0 | 0 | 0 | 690.8 | 744.68 | 745.85 | Cortina-Eagle Rock 115 kV line | Cortina-Eagle Rock 115 kV line | Birds Landing-Contra Costa 230kV Line |  | 5 | 1 | YES | 2 | 1 | 1 | NO | 1
SCE Metro | Eagle Rock (SCE) | 230 | 0 | 0 | 0 | 0 | 0 | 0 | 0 | 0 | 0 | 1 | 0 | 0 | 0 | 0 | 0 | 0 | 0 | 0 | 0 | 0 | 0 | 0 | 0 | 0 | 0 | 0 | 0 | 0 | 0 | 0 | 0 | 0 | 0 | 0 | 0 | 0 | 0 | 0 | 0 | 0 | 0 | 0 | 0 | 0 | 0 | 0 | 0 | 0 | 0 | 0 | 0 | 0 | 0 | 0 | 0 | 0 | 0 | 0 | 0 | 0 | 0 | 0 | 0 | 0 | 0 | 0 | 0 | 0 | 0 | 0 | 0 | 0 | 0 | 0 | 0 | 0 | 0 | 0 | 0 | 0 | 0 | 0 | 0 | 0 | 0 | 0 | 0 | 0 | 0 | 0 | 0 | 0 | 0 | 0 | 0 | 0 | 0 | 0 |  | 0 | 0 | 0 | 0 | 0 | 0 | 0 | 0 | 0 | 0 | 0 | 0 | 0 | 0 | 0 | 0 | 0 | 0 | 0 | 0 | 0 | 0 | 0 | 0 | 0 | 0 | 0 | 0 | 0 | 0 | 0 | 0 | 0 | 0 | 0 | 0 | 9484.6 | 11247.7 | 14307.5055 | SCE Metro Area Default Constraint | SCE Metro Area Default Constraint | SCE Metro Area Default Constraint |  | 0 | 0 | 0 | 0 | 0 | 0 | 9484.6 | 11247.7 | 14307.5055 | SCE Metro Area Default Constraint | SCE Metro Area Default Constraint | SCE Metro Area Default Constraint |  | 1 | 1 | NO | 1 | 1 | 1 | NO | 1
PG&E NGBA | East Marysville | 115 | 0 | 0 | 0 | 0 | 0 | 0 | 0 | 0 | 0 | 0 | 0 | 0 | 0 | 0 | 0 | 0 | 0 | 0 | 0 | 0 | 0 | 0 | 0 | 0 | 0 | 0 | 0 | 0 | 0 | 0 | 0 | 0 | 0 | 0 | 0 | 0 | 0 | 0 | 0 | 1 | 0 | 0 | 0 | 0 | 0 | 1 | 0 | 1 | 0 | 0 | 0 | 0 | 0 | 0 | 0 | 0 | 0 | 0 | 0 | 1 | 0 | 0 | 0 | 0 | 0 | 0 | 0 | 0 | 0 | 0 | 0 | 0 | 0 | 0 | 0 | 0 | 0 | 0 | 0 | 0 | 0 | 0 | 0 | 0 | 0 | 0 | 0 | 0 | 0 | 0 | 0 | 0 | 0 | 0 | 0 | 0 | 0 | 0 |  | 0 | 0 | 0 | 0 | 0 | 0 | 0 | 0 | 0 | 0 | 0 | 0 | 0 | 0 | 0 | 0 | 0 | 0 | 0 | 0 | 0 | 0 | 0 | 0 | 0 | 0 | 0 | 0 | 0 | 0 | 3 | 0 | 2 | 0 | 0 | 0 | -3003.69 | -263.757 | 919.2036 | Collinsville-Tesla 500 kV Line | Collinsville-Tesla 500 kV Line | Rio Oso-Lockeford 230kV line |  | 0 | 2 | 0 | 0 | 0 | 0 | -984.3465 | 332.3909 | 919.2036 | Tesla-Bellota 230 kV line | Bellota-Weber 230kV line | Rio Oso-Lockeford 230kV line |  | 5 | 4 | YES | 4 | 1 | 1 | NO | 1
PG&E NGBA | East Nicolaus | 115 | 0 | 0 | 0 | 0 | 0 | 0 | 0 | 0 | 0 | 0 | 0 | 0 | 0 | 0 | 0 | 0 | 0 | 0 | 0 | 0 | 0 | 0 | 0 | 0 | 0 | 0 | 0 | 0 | 0 | 0 | 0 | 0 | 0 | 0 | 0 | 0 | 0 | 0 | 0 | 1 | 0 | 0 | 0 | 0 | 0 | 1 | 0 | 1 | 0 | 0 | 0 | 0 | 0 | 0 | 0 | 0 | 0 | 0 | 0 | 1 | 1 | 0 | 0 | 0 | 0 | 0 | 0 | 0 | 0 | 0 | 0 | 0 | 0 | 0 | 0 | 0 | 0 | 0 | 0 | 0 | 0 | 0 | 0 | 0 | 0 | 0 | 0 | 0 | 0 | 0 | 0 | 0 | 0 | 0 | 0 | 0 | 0 | 0 |  | 0 | 0 | 0 | 0 | 0 | 0 | 0 | 0 | 0 | 0 | 0 | 0 | 0 | 0 | 0 | 0 | 0 | 0 | 0 | 0 | 0 | 0 | 0 | 0 | 0 | 0 | 0 | 0 | 0 | 0 | 3 | 0 | 2 | 0 | 0 | 0 | -3003.69 | -263.757 | 919.2036 | Collinsville-Tesla 500 kV Line | Collinsville-Tesla 500 kV Line | Rio Oso-Lockeford 230kV line |  | 0 | 2 | 0 | 0 | 0 | 0 | -984.3465 | 332.3909 | 919.2036 | Tesla-Bellota 230 kV line | Bellota-Weber 230kV line | Rio Oso-Lockeford 230kV line |  | 5 | 4 | YES | 4 | 1 | 1 | NO | 1
PG&E NGBA | East Nicolaus | 60 | 0 | 0 | 0 | 0 | 0 | 0 | 0 | 0 | 0 | 0 | 0 | 0 | 0 | 0 | 0 | 0 | 0 | 0 | 0 | 0 | 0 | 0 | 0 | 0 | 0 | 0 | 0 | 0 | 0 | 0 | 0 | 0 | 0 | 0 | 0 | 0 | 0 | 0 | 0 | 1 | 0 | 0 | 0 | 0 | 0 | 1 | 0 | 1 | 0 | 0 | 0 | 0 | 0 | 0 | 0 | 0 | 0 | 0 | 0 | 1 | 1 | 0 | 0 | 0 | 0 | 0 | 0 | 0 | 0 | 0 | 0 | 0 | 0 | 0 | 0 | 0 | 0 | 0 | 0 | 0 | 0 | 0 | 0 | 0 | 0 | 0 | 0 | 0 | 0 | 0 | 0 | 0 | 0 | 0 | 0 | 0 | 0 | 0 |  | 0 | 0 | 0 | 0 | 0 | 0 | 0 | 0 | 0 | 0 | 0 | 0 | 0 | 0 | 0 | 0 | 0 | 0 | 0 | 0 | 0 | 0 | 0 | 0 | 0 | 0 | 0 | 0 | 0 | 0 | 3 | 0 | 2 | 0 | 0 | 0 | -3003.69 | -263.757 | 919.2036 | Collinsville-Tesla 500 kV Line | Collinsville-Tesla 500 kV Line | Rio Oso-Lockeford 230kV line |  | 0 | 2 | 0 | 0 | 0 | 0 | -984.3465 | 332.3909 | 919.2036 | Tesla-Bellota 230 kV line | Bellota-Weber 230kV line | Rio Oso-Lockeford 230kV line |  | 5 | 4 | YES | 4 | 1 | 1 | NO | 1
PG&E GBA | Eastshore | 115 | 0 | 0 | 0 | 0 | 0 | 0 | 0 | 0 | 0 | 0 | 0 | 0 | 0 | 0 | 0 | 0 | 0 | 0 | 0 | 0 | 0 | 0 | 0 | 0 | 0 | 0 | 0 | 0 | 0 | 0 | 0 | 0 | 0 | 0 | 0 | 0 | 0 | 0 | 0 | 1 | 0 | 0 | 0 | 0 | 0 | 0 | 0 | 0 | 0 | 0 | 0 | 0 | 1 | 0 | 0 | 0 | 0 | 0 | 0 | 0 | 0 | 0 | 0 | 0 | 0 | 0 | 0 | 0 | 0 | 0 | 0 | 0 | 0 | 0 | 0 | 0 | 0 | 0 | 0 | 0 | 0 | 0 | 0 | 0 | 0 | 0 | 0 | 0 | 0 | 0 | 0 | 0 | 0 | 0 | 0 | 0 | 0 | 1 |  | 0 | 0 | 0 | 0 | 0 | 0 | 0 | 0 | 0 | 0 | 0 | 0 | 0 | 0 | 0 | 0 | 0 | 0 | 0 | 0 | 0 | 0 | 0 | 0 | 0 | 0 | 0 | 0 | 0 | 0 | 1 | 0 | 1 | 0 | 0 | 0 | -3003.69 | -263.757 | 4918.8858 | Collinsville-Tesla 500 kV Line | Collinsville-Tesla 500 kV Line | Collinsville-Tesla 500 kV Line |  | 0 | 0 | 0 | 0 | 0 | 0 | 2092.35 | 2528.83 | 4918.8858 | Sobrante-Moraga 230 kV line | Sobrante-Moraga 230 kV line | Collinsville-Tesla 500 kV Line |  | 5 | 1 | YES | 2 | 1 | 1 | NO | 1
PG&E GBA | Eastshore | 230 | 0 | 0 | 0 | 0 | 0 | 0 | 0 | 0 | 0 | 0 | 0 | 0 | 0 | 0 | 0 | 0 | 0 | 0 | 0 | 0 | 0 | 0 | 0 | 0 | 0 | 0 | 0 | 0 | 0 | 0 | 0 | 0 | 0 | 0 | 0 | 0 | 0 | 0 | 0 | 1 | 0 | 0 | 0 | 0 | 0 | 0 | 0 | 0 | 0 | 1 | 1 | 0 | 1 | 0 | 0 | 1 | 0 | 0 | 0 | 0 | 0 | 1 | 0 | 0 | 0 | 1 | 0 | 0 | 0 | 0 | 0 | 0 | 0 | 0 | 0 | 0 | 0 | 0 | 0 | 0 | 0 | 0 | 0 | 0 | 0 | 0 | 0 | 0 | 0 | 0 | 0 | 0 | 0 | 0 | 0 | 0 | 0 | 3 |  | 0 | 0 | 0 | 0 | 0 | 0 | 0 | 0 | 0 | 0 | 0 | 0 | 0 | 0 | 0 | 0 | 0 | 0 | 0 | 0 | 0 | 0 | 0 | 0 | 0 | 0 | 0 | 0 | 0 | 0 | 2 | 0 | 1 | 0 | 0 | 0 | -3003.69 | -263.757 | 1214.56 | Collinsville-Tesla 500 kV Line | Collinsville-Tesla 500 kV Line | Grant - Eastshore #2 line 115 kV |  | 0 | 0 | 0 | 0 | 0 | 0 | 939.5 | 962.4 | 1214.56 | Dumbarton-Newark 115 kV line | Grant - Eastshore #2 line 115 kV | Grant - Eastshore #2 line 115 kV |  | 5 | 1 | YES | 2 | 1 | 1 | NO | 1
SDGE | ECO | 138 | 0 | 0 | 0 | 0 | 0 | 0 | 0 | 0 | 0 | 0 | 0 | 0 | 0 | 0 | 0 | 0 | 0 | 0 | 0 | 0 | 0 | 0 | 0 | 0 | 0 | 0 | 0 | 0 | 1 | 0 | 1 | 1 | 1 | 0 | 0 | 1 | 1 | 0 | 0 | 0 | 0 | 0 | 0 | 0 | 0 | 0 | 0 | 0 | 0 | 0 | 0 | 0 | 0 | 0 | 0 | 0 | 0 | 0 | 0 | 0 | 0 | 0 | 0 | 0 | 0 | 0 | 0 | 0 | 0 | 0 | 0 | 0 | 0 | 0 | 0 | 0 | 0 | 0 | 0 | 0 | 0 | 0 | 0 | 0 | 0 | 0 | 0 | 0 | 0 | 0 | 0 | 0 | 0 | 0 | 0 | 0 | 0 | 6 |  | 0 | 0 | 0 | 0 | 0 | 0 | 0 | 0 | 0 | 0 | 0 | 0 | 0 | 0 | 0 | 0 | 0 | 0 | 0 | 0 | 0 | 0 | 0 | 0 | 0 | 0 | 0 | 0 | 0 | 0 | 0 | 0 | 0 | 0 | 0 | 0 | 212.21 | 1444.17 | 1805.9044 | San Luis Rey-San Onofre 230 kV line constraint | Silvergate-Old Town 230 kV constraint | Silvergate-Old Town 230 kV constraint |  | 0 | 0 | 0 | 0 | 0 | 0 | 212.21 | 1444.17 | 1805.9044 | San Luis Rey-San Onofre 230 kV line constraint | Silvergate-Old Town 230 kV constraint | Silvergate-Old Town 230 kV constraint |  | 1 | 1 | NO | 1 | 1 | 1 | NO | 1
SDGE | ECO | 230 | 0 | 0 | 0 | 0 | 0 | 0 | 0 | 0 | 0 | 0 | 0 | 0 | 0 | 0 | 0 | 0 | 0 | 0 | 0 | 0 | 0 | 0 | 0 | 0 | 0 | 0 | 0 | 0 | 1 | 0 | 1 | 1 | 1 | 0 | 0 | 1 | 1 | 0 | 0 | 0 | 0 | 0 | 0 | 0 | 0 | 0 | 0 | 0 | 0 | 0 | 0 | 0 | 0 | 0 | 0 | 0 | 0 | 0 | 0 | 0 | 0 | 0 | 0 | 0 | 0 | 0 | 0 | 0 | 0 | 0 | 0 | 0 | 0 | 0 | 0 | 0 | 0 | 0 | 0 | 0 | 0 | 0 | 0 | 0 | 0 | 0 | 0 | 0 | 0 | 0 | 0 | 0 | 0 | 0 | 0 | 0 | 0 | 6 |  | 0 | 0 | 0 | 0 | 0 | 0 | 0 | 0 | 0 | 0 | 0 | 0 | 0 | 0 | 0 | 0 | 0 | 300 | 52.5 | 0 | 0 | 0 | 0 | 0 | 0 | 0 | 0 | 0 | 0 | 1 | 0 | 0 | 0 | 0 | 0 | 0 | 212.21 | 1444.17 | 1805.9044 | San Luis Rey-San Onofre 230 kV line constraint | Silvergate-Old Town 230 kV constraint | Silvergate-Old Town 230 kV constraint |  | 0 | 0 | 0 | 0 | 0 | 0 | 212.21 | 1444.17 | 1805.9044 | San Luis Rey-San Onofre 230 kV line constraint | Silvergate-Old Town 230 kV constraint | Silvergate-Old Town 230 kV constraint |  | 1 | 1 | NO | 1 | 1 | 1 | NO | 1
SDGE | ECO | 500 | 0 | 0 | 0 | 0 | 0 | 0 | 0 | 0 | 0 | 0 | 0 | 0 | 0 | 0 | 0 | 0 | 0 | 0 | 0 | 0 | 0 | 0 | 0 | 0 | 0 | 0 | 0 | 0 | 1 | 0 | 1 | 1 | 1 | 0 | 0 | 1 | 1 | 0 | 0 | 0 | 0 | 0 | 0 | 0 | 0 | 0 | 0 | 0 | 0 | 0 | 0 | 0 | 0 | 0 | 0 | 0 | 0 | 0 | 0 | 0 | 0 | 0 | 0 | 0 | 0 | 0 | 0 | 0 | 0 | 0 | 0 | 0 | 0 | 0 | 0 | 0 | 0 | 0 | 0 | 0 | 0 | 0 | 0 | 0 | 0 | 0 | 0 | 0 | 0 | 0 | 0 | 0 | 0 | 0 | 0 | 0 | 0 | 6 |  | 0 | 0 | 0 | 0 | 0 | 0 | 0 | 0 | 0 | 0 | 0 | 0 | 0 | 0 | 0 | 0 | 0 | 600 | 400 | 0 | 0 | 0 | 0 | 0 | 0 | 0 | 0 | 0 | 0 | 1 | 0 | 0 | 0 | 0 | 0 | 0 | 212.21 | 1444.17 | 1805.9044 | San Luis Rey-San Onofre 230 kV line constraint | Silvergate-Old Town 230 kV constraint | Silvergate-Old Town 230 kV constraint |  | 0 | 0 | 0 | 0 | 0 | 0 | 212.21 | 1444.17 | 1805.9044 | San Luis Rey-San Onofre 230 kV line constraint | Silvergate-Old Town 230 kV constraint | Silvergate-Old Town 230 kV constraint |  | 1 | 1 | NO | 1 | 1 | 1 | NO | 1
PG&E GBA | Edenvale | 115 | 0 | 0 | 0 | 0 | 0 | 0 | 0 | 0 | 0 | 0 | 0 | 0 | 0 | 0 | 0 | 0 | 0 | 0 | 0 | 0 | 0 | 0 | 0 | 0 | 0 | 0 | 0 | 0 | 0 | 0 | 0 | 0 | 0 | 0 | 0 | 0 | 0 | 0 | 0 | 0 | 0 | 0 | 0 | 0 | 0 | 0 | 0 | 0 | 0 | 0 | 0 | 0 | 0 | 0 | 0 | 0 | 0 | 0 | 0 | 1 | 0 | 0 | 0 | 0 | 0 | 0 | 0 | 0 | 0 | 0 | 0 | 0 | 0 | 0 | 0 | 0 | 0 | 0 | 0 | 0 | 0 | 0 | 0 | 0 | 0 | 0 | 0 | 0 | 0 | 0 | 0 | 0 | 0 | 0 | 0 | 0 | 1 | 0 |  | 0 | 0 | 0 | 0 | 0 | 0 | 0 | 0 | 0 | 0 | 0 | 0 | 0 | 0 | 0 | 0 | 0 | 0 | 0 | 0 | 0 | 0 | 0 | 0 | 0 | 0 | 0 | 0 | 0 | 0 | 1 | 0 | 0 | 0 | 0 | 0 | -1284.3465 | 756.7514 | 4410.527 | Tesla-Bellota 230 kV line | Tesla-Bellota 230 kV line | Tesla-Bellota 230 kV line |  | 0 | 1 | 0 | 0 | 0 | 0 | -984.3465 | 1056.7514 | 4410.527 | Tesla-Bellota 230 kV line | Tesla-Bellota 230 kV line | Tesla-Bellota 230 kV line |  | 5 | 4 | YES | 4 | 1 | 1 | NO | 1
PG&E GBA | Edes | 115 | 0 | 0 | 0 | 0 | 0 | 0 | 0 | 0 | 0 | 0 | 0 | 0 | 0 | 0 | 0 | 0 | 0 | 0 | 0 | 0 | 0 | 0 | 0 | 0 | 0 | 0 | 0 | 0 | 0 | 0 | 0 | 0 | 0 | 0 | 0 | 0 | 0 | 0 | 0 | 1 | 0 | 0 | 0 | 0 | 0 | 0 | 0 | 0 | 0 | 0 | 0 | 0 | 1 | 0 | 0 | 1 | 0 | 0 | 0 | 0 | 0 | 0 | 0 | 0 | 0 | 0 | 0 | 0 | 0 | 0 | 0 | 0 | 0 | 0 | 0 | 0 | 0 | 0 | 0 | 0 | 0 | 0 | 0 | 0 | 0 | 0 | 0 | 0 | 0 | 0 | 0 | 0 | 0 | 0 | 0 | 0 | 0 | 1 |  | 0 | 0 | 0 | 0 | 0 | 0 | 0 | 0 | 0 | 0 | 0 | 0 | 0 | 0 | 0 | 0 | 0 | 0 | 0 | 0 | 0 | 0 | 0 | 1.7 | 0 | 0 | 0 | 0 | 0 | 1 | 2 | 0 | 1 | 0 | 0 | 0 | -3003.69 | -263.757 | 4918.8858 | Collinsville-Tesla 500 kV Line | Collinsville-Tesla 500 kV Line | Collinsville-Tesla 500 kV Line |  | 0 | 0 | 0 | 0 | 0 | 0 | 2092.35 | 2528.83 | 4918.8858 | Sobrante-Moraga 230 kV line | Sobrante-Moraga 230 kV line | Collinsville-Tesla 500 kV Line |  | 5 | 1 | YES | 2 | 1 | 1 | NO | 1
PG&E GBA | Eight Mile | 230 | 0 | 0 | 0 | 0 | 0 | 0 | 0 | 0 | 0 | 0 | 0 | 0 | 0 | 0 | 0 | 0 | 0 | 0 | 0 | 0 | 0 | 0 | 0 | 0 | 0 | 0 | 0 | 0 | 0 | 0 | 0 | 0 | 0 | 0 | 0 | 0 | 0 | 0 | 0 | 1 | 0 | 0 | 0 | 0 | 0 | 1 | 0 | 1 | 0 | 0 | 0 | 0 | 0 | 0 | 0 | 0 | 0 | 0 | 0 | 1 | 1 | 0 | 0 | 0 | 0 | 0 | 0 | 0 | 0 | 0 | 0 | 0 | 0 | 0 | 0 | 0 | 0 | 0 | 0 | 0 | 0 | 0 | 0 | 0 | 0 | 0 | 0 | 0 | 0 | 0 | 0 | 0 | 0 | 0 | 0 | 0 | 0 | 0 |  | 0 | 0 | 0 | 0 | 0 | 0 | 0 | 0 | 0 | 0 | 0 | 0 | 0 | 0 | 0 | 0 | 0 | 0 | 0 | 0 | 0 | 0 | 0 | 0 | 0 | 0 | 0 | 0 | 0 | 0 | 3 | 0 | 2 | 0 | 0 | 0 | -3003.69 | -263.757 | 919.2036 | Collinsville-Tesla 500 kV Line | Collinsville-Tesla 500 kV Line | Rio Oso-Lockeford 230kV line |  | 0 | 2 | 0 | 0 | 0 | 0 | -984.3465 | 332.3909 | 919.2036 | Tesla-Bellota 230 kV line | Bellota-Weber 230kV line | Rio Oso-Lockeford 230kV line |  | 5 | 4 | YES | 4 | 1 | 1 | NO | 1
SDGE | El Cajon | 69 | 0 | 0 | 0 | 0 | 0 | 0 | 0 | 0 | 0 | 0 | 0 | 0 | 0 | 0 | 0 | 0 | 0 | 0 | 0 | 0 | 0 | 0 | 0 | 0 | 0 | 0 | 0 | 1 | 1 | 0 | 1 | 0 | 1 | 0 | 0 | 0 | 0 | 0 | 0 | 0 | 0 | 0 | 0 | 0 | 0 | 0 | 0 | 0 | 0 | 0 | 0 | 0 | 0 | 0 | 0 | 0 | 0 | 0 | 0 | 0 | 0 | 0 | 0 | 0 | 0 | 0 | 0 | 0 | 0 | 0 | 0 | 0 | 0 | 0 | 0 | 0 | 0 | 0 | 0 | 0 | 0 | 0 | 0 | 0 | 0 | 0 | 0 | 0 | 0 | 0 | 0 | 0 | 0 | 0 | 0 | 0 | 0 | 3 |  | 0 | 0 | 0 | 0 | 0 | 0 | 0 | 0 | 0 | 0 | 0 | 0 | 0 | 0 | 0 | 0 | 0 | 0 | 0 | 0 | 0 | 0 | 0 | 0 | 0 | 0 | 50 | 0 | 0 | 1 | 0 | 0 | 0 | 0 | 0 | 0 | 212.21 | 366.23 | 481.7164 | San Luis Rey-San Onofre 230 kV line constraint | El Cajon 69 kV constraint | El Cajon 69 kV constraint |  | 0 | 0 | 0 | 0 | 0 | 0 | 212.21 | 366.23 | 481.7164 | San Luis Rey-San Onofre 230 kV line constraint | El Cajon 69 kV constraint | El Cajon 69 kV constraint |  | 1 | 1 | NO | 1 | 1 | 1 | NO | 1
SCE Eastern | El Casco | 230 | 0 | 0 | 0 | 0 | 0 | 0 | 0 | 0 | 0 | 0 | 0 | 0 | 0 | 0 | 0 | 0 | 0 | 0 | 0 | 1 | 0 | 1 | 0 | 0 | 0 | 0 | 0 | 0 | 0 | 0 | 0 | 0 | 0 | 0 | 0 | 0 | 0 | 0 | 0 | 0 | 0 | 0 | 0 | 0 | 0 | 0 | 0 | 0 | 0 | 0 | 0 | 0 | 0 | 0 | 0 | 0 | 0 | 0 | 0 | 0 | 0 | 0 | 0 | 0 | 0 | 0 | 0 | 0 | 0 | 0 | 0 | 0 | 0 | 0 | 0 | 0 | 0 | 0 | 0 | 0 | 0 | 0 | 0 | 0 | 0 | 0 | 0 | 0 | 0 | 0 | 0 | 0 | 0 | 0 | 0 | 0 | 0 | 1 |  | 0 | 0 | 0 | 0 | 0 | 0 | 0 | 0 | 0 | 0 | 0 | 100 | 0 | 0 | 1 | 0 | 0 | 0 | 0 | 0 | 0 | 0 | 0 | 0 | 0 | 0 | 165 | 0 | 0 | 1 | 0 | 0 | 0 | 0 | 0 | 0 | 148.072 | 2439.375 | 8942.875 | Serrano-Alberhill-Valley Constraint | Etiwanda-Rancho Vista Constraint | Etiwanda-Rancho Vista Constraint |  | 0 | 0 | 0 | 0 | 0 | 0 | 148.072 | 2439.375 | 8942.875 | Serrano-Alberhill-Valley Constraint | Etiwanda-Rancho Vista Constraint | Etiwanda-Rancho Vista Constraint |  | 1 | 1 | NO | 1 | 1 | 1 | NO | 1
PG&E GBA | El Cerrito G | 115 | 0 | 0 | 0 | 0 | 0 | 0 | 0 | 0 | 0 | 0 | 0 | 0 | 0 | 0 | 0 | 0 | 0 | 0 | 0 | 0 | 0 | 0 | 0 | 0 | 0 | 0 | 0 | 0 | 0 | 0 | 0 | 0 | 0 | 0 | 0 | 0 | 0 | 0 | 0 | 1 | 0 | 0 | 0 | 0 | 0 | 0 | 0 | 0 | 0 | 0 | 0 | 0 | 1 | 0 | 0 | 1 | 0 | 0 | 0 | 0 | 0 | 0 | 0 | 0 | 0 | 0 | 0 | 0 | 0 | 0 | 0 | 0 | 0 | 0 | 0 | 0 | 0 | 0 | 0 | 0 | 0 | 0 | 0 | 0 | 0 | 0 | 0 | 0 | 0 | 0 | 0 | 0 | 0 | 0 | 0 | 0 | 0 | 1 |  | 0 | 0 | 0 | 0 | 0 | 0 | 0 | 0 | 0 | 0 | 0 | 0 | 0 | 0 | 0 | 0 | 0 | 0 | 0 | 0 | 0 | 0 | 0 | 0 | 0 | 0 | 0 | 0 | 0 | 0 | 2 | 0 | 1 | 0 | 0 | 0 | -3003.69 | -263.757 | 4918.8858 | Collinsville-Tesla 500 kV Line | Collinsville-Tesla 500 kV Line | Collinsville-Tesla 500 kV Line |  | 0 | 0 | 0 | 0 | 0 | 0 | 2092.35 | 2528.83 | 4918.8858 | Sobrante-Moraga 230 kV line | Sobrante-Moraga 230 kV line | Collinsville-Tesla 500 kV Line |  | 5 | 1 | YES | 2 | 1 | 1 | NO | 1
PG&E NGBA | El Dorado PH | 115 | 0 | 0 | 0 | 0 | 0 | 0 | 0 | 0 | 0 | 0 | 0 | 0 | 0 | 0 | 0 | 0 | 0 | 0 | 0 | 0 | 0 | 0 | 0 | 0 | 0 | 0 | 0 | 0 | 0 | 0 | 0 | 0 | 0 | 0 | 0 | 0 | 0 | 0 | 0 | 1 | 0 | 0 | 0 | 0 | 0 | 1 | 1 | 1 | 0 | 0 | 0 | 0 | 0 | 0 | 0 | 0 | 0 | 0 | 0 | 1 | 1 | 0 | 0 | 0 | 0 | 0 | 0 | 0 | 0 | 0 | 0 | 0 | 0 | 0 | 0 | 0 | 0 | 0 | 0 | 0 | 0 | 0 | 0 | 0 | 0 | 0 | 0 | 0 | 0 | 0 | 0 | 0 | 0 | 0 | 0 | 0 | 0 | 0 |  | 0 | 0 | 0 | 0 | 0 | 0 | 0 | 0 | 0 | 0 | 0 | 0 | 0 | 0 | 0 | 0 | 0 | 0 | 0 | 0 | 0 | 0 | 0 | 0 | 0 | 0 | 0 | 0 | 0 | 0 | 3 | 0 | 2 | 0 | 0 | 0 | -3003.69 | -263.757 | 417.22 | Collinsville-Tesla 500 kV Line | Collinsville-Tesla 500 kV Line | Rio Oso-Brighton 230kV line |  | 0 | 2 | 0 | 0 | 0 | 0 | -984.3465 | 332.3909 | 417.22 | Tesla-Bellota 230 kV line | Bellota-Weber 230kV line | Rio Oso-Brighton 230kV line |  | 5 | 4 | YES | 4 | 1 | 1 | NO | 1
PG&E FRESNO | El Nido (PGE) | 115 | 0 | 0 | 0 | 0 | 0 | 0 | 0 | 0 | 0 | 0 | 0 | 0 | 0 | 0 | 0 | 0 | 0 | 0 | 0 | 0 | 0 | 0 | 0 | 0 | 0 | 0 | 0 | 0 | 0 | 0 | 0 | 0 | 0 | 0 | 0 | 0 | 0 | 0 | 0 | 0 | 0 | 0 | 0 | 0 | 0 | 1 | 0 | 0 | 0 | 0 | 0 | 0 | 0 | 0 | 0 | 0 | 0 | 0 | 0 | 1 | 0 | 0 | 0 | 0 | 0 | 0 | 0 | 0 | 0 | 0 | 0 | 0 | 0 | 0 | 0 | 0 | 0 | 0 | 1 | 1 | 0 | 1 | 1 | 0 | 1 | 1 | 0 | 1 | 1 | 1 | 0 | 0 | 1 | 0 | 0 | 0 | 0 | 2 |  | 0 | 0 | 0 | 0 | 0 | 0 | 0 | 0 | 0 | 0 | 0 | 0 | 0 | 0 | 0 | 0 | 0 | 0 | 0 | 0 | 0 | 0 | 0 | 3 | 0 | 0 | 0 | 0 | 0 | 1 | 3 | 0 | 2 | 0 | 1 | 0 | -1364.3 | -946.4 | -40.3424 | Borden-Storey #1 230kV line | Borden-Storey #1 230kV line | Borden-Storey #1 230kV line |  | 0 | 3 | 0 | 0 | 0 | 0 | -984.3465 | 300.6 | 44.9626 | Tesla-Bellota 230 kV line | Borden-Storey #1 230kV line | Oro Loma-El Nido 115kV Line |  | 5 | 4 | YES | 4 | 5 | 1 | YES | 2
SCE Metro | El Nido (SCE) | 230 | 0 | 0 | 0 | 0 | 0 | 0 | 0 | 0 | 1 | 1 | 0 | 0 | 0 | 0 | 0 | 0 | 0 | 0 | 0 | 0 | 0 | 0 | 0 | 0 | 0 | 0 | 0 | 0 | 0 | 0 | 0 | 0 | 0 | 0 | 0 | 0 | 0 | 0 | 0 | 0 | 0 | 0 | 0 | 0 | 0 | 0 | 0 | 0 | 0 | 0 | 0 | 0 | 0 | 0 | 0 | 0 | 0 | 0 | 0 | 0 | 0 | 0 | 0 | 0 | 0 | 0 | 0 | 0 | 0 | 0 | 0 | 0 | 0 | 0 | 0 | 0 | 0 | 0 | 0 | 0 | 0 | 0 | 0 | 0 | 0 | 0 | 0 | 0 | 0 | 0 | 0 | 0 | 0 | 0 | 0 | 0 | 0 | 0 |  | 0 | 0 | 0 | 0 | 0 | 0 | 0 | 0 | 0 | 0 | 0 | 0 | 0 | 0 | 0 | 0 | 0 | 0 | 0 | 0 | 0 | 0 | 0 | 0 | 0 | 0 | 0 | 100 | 0 | 1 | 0 | 0 | 0 | 0 | 0 | 0 | 1975 | 2337.5 | 3419.6408 | Hinson - Del Amo Constraint | Hinson - Del Amo Constraint | Hinson - Del Amo Constraint |  | 0 | 0 | 0 | 0 | 0 | 0 | 1975 | 2337.5 | 3419.6408 | Hinson - Del Amo Constraint | Hinson - Del Amo Constraint | Hinson - Del Amo Constraint |  | 1 | 1 | NO | 1 | 1 | 1 | NO | 1
PG&E GBA | El Patio | 115 | 0 | 0 | 0 | 0 | 0 | 0 | 0 | 0 | 0 | 0 | 0 | 0 | 0 | 0 | 0 | 0 | 0 | 0 | 0 | 0 | 0 | 0 | 0 | 0 | 0 | 0 | 0 | 0 | 0 | 0 | 0 | 0 | 0 | 0 | 0 | 0 | 0 | 0 | 0 | 0 | 0 | 0 | 0 | 0 | 0 | 0 | 0 | 0 | 0 | 0 | 0 | 0 | 0 | 0 | 0 | 1 | 0 | 0 | 0 | 1 | 0 | 0 | 0 | 0 | 0 | 0 | 0 | 0 | 0 | 0 | 0 | 0 | 0 | 0 | 0 | 0 | 0 | 0 | 0 | 0 | 0 | 0 | 0 | 0 | 0 | 0 | 0 | 0 | 0 | 0 | 0 | 0 | 0 | 0 | 0 | 0 | 1 | 0 |  | 0 | 0 | 0 | 0 | 0 | 0 | 0 | 0 | 0 | 0 | 0 | 0 | 0 | 0 | 0 | 0 | 0 | 0 | 0 | 0 | 0 | 0 | 0 | 0 | 0 | 0 | 0 | 0 | 0 | 0 | 2 | 0 | 0 | 0 | 0 | 0 | -1284.3465 | 756.7514 | 4410.527 | Tesla-Bellota 230 kV line | Tesla-Bellota 230 kV line | Tesla-Bellota 230 kV line |  | 0 | 1 | 0 | 0 | 0 | 0 | -984.3465 | 1056.7514 | 4410.527 | Tesla-Bellota 230 kV line | Tesla-Bellota 230 kV line | Tesla-Bellota 230 kV line |  | 5 | 4 | YES | 4 | 1 | 1 | NO | 1
SCE Metro | El Segundo | 230 | 0 | 0 | 0 | 0 | 0 | 0 | 0 | 0 | 0 | 1 | 0 | 0 | 0 | 0 | 0 | 0 | 0 | 0 | 0 | 0 | 0 | 0 | 0 | 0 | 0 | 0 | 0 | 0 | 0 | 0 | 0 | 0 | 0 | 0 | 0 | 0 | 0 | 0 | 0 | 0 | 0 | 0 | 0 | 0 | 0 | 0 | 0 | 0 | 0 | 0 | 0 | 0 | 0 | 0 | 0 | 0 | 0 | 0 | 0 | 0 | 0 | 0 | 0 | 0 | 0 | 0 | 0 | 0 | 0 | 0 | 0 | 0 | 0 | 0 | 0 | 0 | 0 | 0 | 0 | 0 | 0 | 0 | 0 | 0 | 0 | 0 | 0 | 0 | 0 | 0 | 0 | 0 | 0 | 0 | 0 | 0 | 0 | 0 |  | 0 | 0 | 0 | 0 | 0 | 0 | 0 | 0 | 0 | 0 | 0 | 0 | 0 | 0 | 0 | 0 | 0 | 0 | 0 | 0 | 0 | 0 | 0 | 0 | 0 | 0 | 0 | 0 | 0 | 0 | 0 | 0 | 0 | 0 | 0 | 0 | 9484.6 | 11247.7 | 14307.5055 | SCE Metro Area Default Constraint | SCE Metro Area Default Constraint | SCE Metro Area Default Constraint |  | 0 | 0 | 0 | 0 | 0 | 0 | 9484.6 | 11247.7 | 14307.5055 | SCE Metro Area Default Constraint | SCE Metro Area Default Constraint | SCE Metro Area Default Constraint |  | 1 | 1 | NO | 1 | 1 | 1 | NO | 1
EOP | Eldorado | 230 | 0 | 0 | 0 | 0 | 0 | 0 | 0 | 0 | 0 | 0 | 0 | 0 | 0 | 0 | 0 | 0 | 0 | 0 | 0 | 0 | 0 | 0 | 0 | 1 | 1 | 0 | 0 | 0 | 0 | 0 | 0 | 0 | 0 | 0 | 0 | 0 | 0 | 0 | 0 | 0 | 0 | 0 | 0 | 0 | 0 | 0 | 0 | 0 | 0 | 0 | 0 | 0 | 0 | 0 | 0 | 0 | 0 | 0 | 0 | 0 | 0 | 0 | 0 | 0 | 0 | 0 | 0 | 0 | 0 | 0 | 0 | 0 | 0 | 0 | 0 | 0 | 0 | 0 | 0 | 0 | 0 | 0 | 0 | 0 | 0 | 0 | 0 | 0 | 0 | 0 | 0 | 0 | 0 | 0 | 0 | 0 | 0 | 1 |  | 45 | 0 | 0 | 0 | 0 | 0 | 0 | 0 | 0 | 0 | 0 | 0 | 0 | 0 | 1 | 173.3 | 0 | 0 | 0 | 51 | 0 | 0 | 0 | 0 | 0 | 0 | 279 | 250 | 0 | 1 | 1 | 1 | 0 | 0 | 0 | 0 | -1982.555 | 640.59 | 1134.96 | Lugo - Victorville area constraint | Sloan Canyon - Eldorado 500 kV constraint | Sloan Canyon - Eldorado 500 kV constraint |  | 0 | 1 | 0 | 0 | 0 | 0 | -68.75 | 640.59 | 1134.96 | Sloan Canyon - Eldorado 500 kV constraint | Sloan Canyon - Eldorado 500 kV constraint | Sloan Canyon - Eldorado 500 kV constraint |  | 5 | 3 | YES | 3 | 1 | 1 | NO | 1
EOP | Eldorado | 500 | 0 | 0 | 0 | 0 | 0 | 0 | 0 | 0 | 0 | 0 | 0 | 0 | 0 | 0 | 0 | 0 | 0 | 0 | 0 | 0 | 0 | 0 | 0 | 0 | 1 | 0 | 0 | 0 | 0 | 0 | 0 | 0 | 0 | 0 | 0 | 0 | 0 | 0 | 0 | 0 | 0 | 0 | 0 | 0 | 0 | 0 | 0 | 0 | 0 | 0 | 0 | 0 | 0 | 0 | 0 | 0 | 0 | 0 | 0 | 0 | 0 | 0 | 0 | 0 | 0 | 0 | 0 | 0 | 0 | 0 | 0 | 0 | 0 | 0 | 0 | 0 | 0 | 0 | 0 | 0 | 0 | 0 | 0 | 0 | 0 | 0 | 0 | 0 | 0 | 0 | 0 | 0 | 0 | 0 | 0 | 0 | 0 | 0 |  | 0 | 0 | 0 | 0 | 0 | 0 | 0 | 0 | 0 | 0 | 0 | 0 | 0 | 0 | 0 | 0 | 0 | 0 | 0 | 2895 | 0 | 0 | 0 | 0 | 0 | 0 | 0 | 0 | 0 | 1 | 1 | 0 | 0 | 0 | 0 | 0 | -1982.555 | 1305.277 | 3929.931 | Lugo - Victorville area constraint | Lugo - Victorville area constraint | Lugo - Victorville area constraint |  | 0 | 0 | 0 | 0 | 0 | 0 | 4817.445 | 8105.277 | 10729.931 | Lugo - Victorville area constraint | Lugo - Victorville area constraint | Lugo - Victorville area constraint |  | 5 | 1 | YES | 2 | 1 | 1 | NO | 1
SCE Northern | Elizabeth Lake | 66 | 0 | 0 | 1 | 0 | 0 | 0 | 0 | 0 | 0 | 0 | 0 | 0 | 0 | 0 | 0 | 0 | 0 | 0 | 0 | 0 | 0 | 0 | 0 | 0 | 1 | 0 | 0 | 0 | 0 | 0 | 0 | 0 | 0 | 0 | 0 | 0 | 0 | 0 | 0 | 0 | 0 | 0 | 0 | 0 | 0 | 0 | 0 | 0 | 0 | 0 | 0 | 0 | 0 | 0 | 0 | 0 | 0 | 0 | 0 | 0 | 0 | 0 | 0 | 0 | 0 | 0 | 0 | 0 | 0 | 0 | 0 | 0 | 0 | 0 | 0 | 0 | 0 | 0 | 0 | 0 | 0 | 0 | 0 | 0 | 0 | 0 | 0 | 0 | 0 | 0 | 0 | 0 | 0 | 0 | 0 | 0 | 0 | 0 |  | 0 | 0 | 0 | 0 | 0 | 0 | 0 | 0 | 0 | 0 | 0 | 0 | 0 | 0 | 0 | 0 | 0 | 0 | 0 | 0 | 0 | 0 | 0 | 0 | 0 | 0 | 0 | 0 | 0 | 0 | 1 | 0 | 0 | 0 | 0 | 0 | -1982.555 | 1305.277 | 3929.931 | Lugo - Victorville area constraint | Lugo - Victorville area constraint | Lugo - Victorville area constraint |  | 0 | 0 | 0 | 0 | 0 | 0 | 1912.65 | 2284 | 6908.79 | Pardee-Sylmar Constraint | Pardee-Sylmar Constraint | Pardee-Sylmar Constraint |  | 5 | 1 | YES | 2 | 1 | 1 | NO | 1
PG&E KERN | Elk Hills | 230 | 0 | 0 | 0 | 0 | 0 | 0 | 0 | 0 | 0 | 0 | 0 | 0 | 0 | 0 | 0 | 0 | 0 | 0 | 0 | 0 | 0 | 0 | 0 | 0 | 0 | 0 | 0 | 0 | 0 | 0 | 0 | 0 | 0 | 0 | 0 | 0 | 0 | 0 | 0 | 0 | 0 | 0 | 0 | 0 | 0 | 0 | 0 | 0 | 0 | 0 | 0 | 0 | 0 | 0 | 0 | 0 | 0 | 0 | 0 | 0 | 0 | 0 | 0 | 0 | 0 | 0 | 0 | 1 | 1 | 0 | 1 | 0 | 0 | 0 | 1 | 0 | 0 | 0 | 1 | 0 | 0 | 0 | 0 | 0 | 0 | 0 | 0 | 0 | 0 | 0 | 0 | 0 | 0 | 0 | 1 | 0 | 0 | 0 |  | 0 | 0 | 0 | 0 | 0 | 0 | 0 | 0 | 0 | 0 | 0 | 0 | 0 | 0 | 0 | 0 | 0 | 0 | 0 | 0 | 0 | 0 | 0 | 5.25 | 0 | 0 | 0 | 0 | 0 | 1 | 1 | 0 | 0 | 0 | 0 | 1 | -1872.365 | 4.0117 | -2894.0969 | Mustang-Henrietta 230 kV line | Cal Flat-Gates 230 kV line | Mustang-Henrietta 230 kV line |  | 0 | 0 | 0 | 0 | 0 | 1 | 35.715 | 4.0117 | -415.0969 | Cal Flat-Gates 230 kV line | Cal Flat-Gates 230 kV line | Mustang-Henrietta 230 kV line |  | 5 | 1 | YES | 2 | 4 | 4 | NO | 4
SDGE | Elliot | 69 | 0 | 0 | 0 | 0 | 0 | 0 | 0 | 0 | 0 | 0 | 0 | 0 | 0 | 0 | 0 | 0 | 0 | 0 | 0 | 0 | 0 | 0 | 0 | 0 | 0 | 0 | 0 | 0 | 1 | 0 | 1 | 0 | 1 | 0 | 0 | 0 | 0 | 0 | 0 | 0 | 0 | 0 | 0 | 0 | 0 | 0 | 0 | 0 | 0 | 0 | 0 | 0 | 0 | 0 | 0 | 0 | 0 | 0 | 0 | 0 | 0 | 0 | 0 | 0 | 0 | 0 | 0 | 0 | 0 | 0 | 0 | 0 | 0 | 0 | 0 | 0 | 0 | 0 | 0 | 0 | 0 | 0 | 0 | 0 | 0 | 0 | 0 | 0 | 0 | 0 | 0 | 0 | 0 | 0 | 0 | 0 | 0 | 3 |  | 0 | 0 | 0 | 0 | 0 | 0 | 0 | 0 | 0 | 0 | 0 | 0 | 0 | 0 | 0 | 0 | 0 | 0 | 0 | 0 | 0 | 0 | 0 | 0 | 0 | 0 | 9.75 | 0 | 0 | 1 | 0 | 0 | 0 | 0 | 0 | 0 | 212.21 | 1790.805 | 8041.2844 | San Luis Rey-San Onofre 230 kV line constraint | San Luis Rey-San Onofre 230 kV line constraint | Encina - San Luis Rey 230 kV constraint |  | 0 | 0 | 0 | 0 | 0 | 0 | 212.21 | 1790.805 | 8041.2844 | San Luis Rey-San Onofre 230 kV line constraint | San Luis Rey-San Onofre 230 kV line constraint | Encina - San Luis Rey 230 kV constraint |  | 1 | 1 | NO | 1 | 1 | 1 | NO | 1
SCE Metro | Ellis | 230 | 0 | 0 | 0 | 0 | 0 | 0 | 0 | 0 | 0 | 1 | 0 | 0 | 0 | 0 | 0 | 0 | 0 | 0 | 0 | 0 | 0 | 0 | 0 | 0 | 0 | 0 | 0 | 0 | 0 | 0 | 0 | 0 | 0 | 0 | 0 | 0 | 0 | 0 | 0 | 0 | 0 | 0 | 0 | 0 | 0 | 0 | 0 | 0 | 0 | 0 | 0 | 0 | 0 | 0 | 0 | 0 | 0 | 0 | 0 | 0 | 0 | 0 | 0 | 0 | 0 | 0 | 0 | 0 | 0 | 0 | 0 | 0 | 0 | 0 | 0 | 0 | 0 | 0 | 0 | 0 | 0 | 0 | 0 | 0 | 0 | 0 | 0 | 0 | 0 | 0 | 0 | 0 | 0 | 0 | 0 | 0 | 0 | 0 |  | 0 | 0 | 0 | 0 | 0 | 0 | 0 | 0 | 0 | 0 | 0 | 0 | 0 | 0 | 0 | 0 | 0 | 0 | 0 | 0 | 0 | 0 | 0 | 0 | 0 | 0 | 0 | 0 | 0 | 0 | 0 | 0 | 0 | 0 | 0 | 0 | 9484.6 | 11247.7 | 14307.5055 | SCE Metro Area Default Constraint | SCE Metro Area Default Constraint | SCE Metro Area Default Constraint |  | 0 | 0 | 0 | 0 | 0 | 0 | 9484.6 | 11247.7 | 14307.5055 | SCE Metro Area Default Constraint | SCE Metro Area Default Constraint | SCE Metro Area Default Constraint |  | 1 | 1 | NO | 1 | 1 | 1 | NO | 1
SDGE | Encina | 138 | 0 | 0 | 0 | 0 | 0 | 0 | 0 | 0 | 0 | 0 | 0 | 0 | 0 | 0 | 0 | 0 | 0 | 0 | 0 | 0 | 0 | 0 | 0 | 0 | 0 | 0 | 0 | 0 | 0 | 0 | 1 | 0 | 1 | 0 | 0 | 0 | 0 | 0 | 0 | 0 | 0 | 0 | 0 | 0 | 0 | 0 | 0 | 0 | 0 | 0 | 0 | 0 | 0 | 0 | 0 | 0 | 0 | 0 | 0 | 0 | 0 | 0 | 0 | 0 | 0 | 0 | 0 | 0 | 0 | 0 | 0 | 0 | 0 | 0 | 0 | 0 | 0 | 0 | 0 | 0 | 0 | 0 | 0 | 0 | 0 | 0 | 0 | 0 | 0 | 0 | 0 | 0 | 0 | 0 | 0 | 0 | 0 | 2 |  | 0 | 0 | 0 | 0 | 0 | 0 | 0 | 0 | 0 | 0 | 0 | 0 | 0 | 0 | 0 | 0 | 0 | 0 | 0 | 0 | 0 | 0 | 0 | 0 | 0 | 0 | 0 | 0 | 0 | 0 | 0 | 0 | 0 | 0 | 0 | 0 | 212.21 | 1790.805 | 8041.2844 | San Luis Rey-San Onofre 230 kV line constraint | San Luis Rey-San Onofre 230 kV line constraint | Encina - San Luis Rey 230 kV constraint |  | 0 | 0 | 0 | 0 | 0 | 0 | 212.21 | 1790.805 | 8041.2844 | San Luis Rey-San Onofre 230 kV line constraint | San Luis Rey-San Onofre 230 kV line constraint | Encina - San Luis Rey 230 kV constraint |  | 1 | 1 | NO | 1 | 1 | 1 | NO | 1
SDGE | Encina | 230 | 0 | 0 | 0 | 0 | 0 | 0 | 0 | 0 | 0 | 0 | 0 | 0 | 0 | 0 | 0 | 0 | 0 | 0 | 0 | 0 | 0 | 0 | 0 | 0 | 0 | 0 | 0 | 0 | 0 | 0 | 1 | 0 | 1 | 0 | 0 | 0 | 0 | 0 | 0 | 0 | 0 | 0 | 0 | 0 | 0 | 0 | 0 | 0 | 0 | 0 | 0 | 0 | 0 | 0 | 0 | 0 | 0 | 0 | 0 | 0 | 0 | 0 | 0 | 0 | 0 | 0 | 0 | 0 | 0 | 0 | 0 | 0 | 0 | 0 | 0 | 0 | 0 | 0 | 0 | 0 | 0 | 0 | 0 | 0 | 0 | 0 | 0 | 0 | 0 | 0 | 0 | 0 | 0 | 0 | 0 | 0 | 0 | 2 |  | 0 | 0 | 0 | 0 | 0 | 0 | 0 | 0 | 0 | 0 | 0 | 0 | 0 | 0 | 0 | 0 | 0 | 0 | 0 | 0 | 0 | 0 | 0 | 0 | 0 | 0 | 0 | 0 | 0 | 0 | 0 | 0 | 0 | 0 | 0 | 0 | 212.21 | 1790.805 | 8041.2844 | San Luis Rey-San Onofre 230 kV line constraint | San Luis Rey-San Onofre 230 kV line constraint | Encina - San Luis Rey 230 kV constraint |  | 0 | 0 | 0 | 0 | 0 | 0 | 212.21 | 1790.805 | 8041.2844 | San Luis Rey-San Onofre 230 kV line constraint | San Luis Rey-San Onofre 230 kV line constraint | Encina - San Luis Rey 230 kV constraint |  | 1 | 1 | NO | 1 | 1 | 1 | NO | 1
SDGE | Escondido | 230 | 0 | 0 | 0 | 0 | 0 | 0 | 0 | 0 | 0 | 0 | 0 | 0 | 0 | 0 | 0 | 0 | 0 | 0 | 0 | 0 | 0 | 0 | 0 | 0 | 0 | 1 | 0 | 0 | 1 | 0 | 1 | 0 | 1 | 0 | 0 | 0 | 0 | 1 | 0 | 0 | 0 | 0 | 0 | 0 | 0 | 0 | 0 | 0 | 0 | 0 | 0 | 0 | 0 | 0 | 0 | 0 | 0 | 0 | 0 | 0 | 0 | 0 | 0 | 0 | 0 | 0 | 0 | 0 | 0 | 0 | 0 | 0 | 0 | 0 | 0 | 0 | 0 | 0 | 0 | 0 | 0 | 0 | 0 | 0 | 0 | 0 | 0 | 0 | 0 | 0 | 0 | 0 | 0 | 0 | 0 | 0 | 0 | 3 |  | 0 | 0 | 0 | 0 | 0 | 0 | 0 | 0 | 0 | 0 | 0 | 0 | 50 | 0 | 1 | 0 | 0 | 0 | 0 | 0 | 0 | 0 | 0 | 0 | 0 | 0 | 0 | 250 | 0 | 1 | 0 | 0 | 0 | 0 | 0 | 0 | 212.21 | 722.035 | 1632.03 | San Luis Rey-San Onofre 230 kV line constraint | Talega 230 kV constraint | Talega 230 kV constraint |  | 0 | 0 | 0 | 0 | 0 | 0 | 212.21 | 722.035 | 1632.03 | San Luis Rey-San Onofre 230 kV line constraint | Talega 230 kV constraint | Talega 230 kV constraint |  | 1 | 1 | NO | 1 | 1 | 1 | NO | 1
SDGE | Escondido | 69 | 0 | 0 | 0 | 0 | 0 | 0 | 0 | 0 | 0 | 0 | 0 | 0 | 0 | 0 | 0 | 0 | 0 | 0 | 0 | 0 | 0 | 0 | 0 | 0 | 0 | 1 | 0 | 0 | 0 | 0 | 1 | 0 | 1 | 0 | 0 | 0 | 0 | 1 | 0 | 0 | 0 | 0 | 0 | 0 | 0 | 0 | 0 | 0 | 0 | 0 | 0 | 0 | 0 | 0 | 0 | 0 | 0 | 0 | 0 | 0 | 0 | 0 | 0 | 0 | 0 | 0 | 0 | 0 | 0 | 0 | 0 | 0 | 0 | 0 | 0 | 0 | 0 | 0 | 0 | 0 | 0 | 0 | 0 | 0 | 0 | 0 | 0 | 0 | 0 | 0 | 0 | 0 | 0 | 0 | 0 | 0 | 0 | 2 |  | 0 | 0 | 0 | 0 | 0 | 0 | 0 | 0 | 0 | 0 | 0 | -13 | 0 | 0 | 1 | 0 | 0 | 0 | 0 | 0 | 0 | 0 | 0 | 0 | 0 | 0 | 0 | 0 | 0 | 0 | 0 | 0 | 0 | 0 | 0 | 0 | 212.21 | 722.035 | 1632.03 | San Luis Rey-San Onofre 230 kV line constraint | Talega 230 kV constraint | Talega 230 kV constraint |  | 0 | 0 | 0 | 0 | 0 | 0 | 212.21 | 722.035 | 1632.03 | San Luis Rey-San Onofre 230 kV line constraint | Talega 230 kV constraint | Talega 230 kV constraint |  | 1 | 1 | NO | 1 | 1 | 1 | NO | 1
PG&E KERN | Estrella | 230 | 0 | 0 | 0 | 0 | 0 | 0 | 0 | 0 | 0 | 0 | 0 | 0 | 0 | 0 | 0 | 0 | 0 | 0 | 0 | 0 | 0 | 0 | 0 | 0 | 0 | 0 | 0 | 0 | 0 | 0 | 0 | 0 | 0 | 0 | 0 | 0 | 0 | 0 | 0 | 0 | 0 | 0 | 0 | 0 | 0 | 0 | 0 | 0 | 0 | 0 | 0 | 0 | 0 | 0 | 0 | 0 | 0 | 0 | 0 | 0 | 0 | 0 | 0 | 0 | 0 | 0 | 0 | 1 | 1 | 0 | 0 | 0 | 0 | 0 | 0 | 0 | 0 | 0 | 0 | 1 | 0 | 0 | 0 | 0 | 0 | 1 | 0 | 0 | 0 | 0 | 0 | 0 | 0 | 0 | 0 | 1 | 0 | 1 |  | 0 | 0 | 0 | 0 | 0 | 0 | 0 | 0 | 0 | 0 | 0 | 0 | 0 | 0 | 0 | 0 | 0 | 0 | 0 | 0 | 0 | 0 | 0 | 0 | 0 | 0 | 0 | 0 | 0 | 0 | 0 | 0 | 0 | 0 | 0 | 0 | 35.715 | 4.0117 | 3.675 | Cal Flat-Gates 230 kV line | Cal Flat-Gates 230 kV line | Cal Flat-Gates 230 kV line |  | 0 | 0 | 0 | 0 | 0 | 0 | 35.715 | 4.0117 | 3.675 | Cal Flat-Gates 230 kV line | Cal Flat-Gates 230 kV line | Cal Flat-Gates 230 kV line |  | 1 | 1 | NO | 1 | 1 | 1 | NO | 1
SCE Eastern | Etiwanda | 230 | 0 | 0 | 0 | 0 | 0 | 0 | 0 | 0 | 0 | 0 | 0 | 0 | 0 | 0 | 0 | 0 | 0 | 0 | 0 | 1 | 0 | 0 | 0 | 0 | 0 | 0 | 0 | 0 | 0 | 0 | 0 | 0 | 0 | 0 | 0 | 0 | 0 | 0 | 0 | 0 | 0 | 0 | 0 | 0 | 0 | 0 | 0 | 0 | 0 | 0 | 0 | 0 | 0 | 0 | 0 | 0 | 0 | 0 | 0 | 0 | 0 | 0 | 0 | 0 | 0 | 0 | 0 | 0 | 0 | 0 | 0 | 0 | 0 | 0 | 0 | 0 | 0 | 0 | 0 | 0 | 0 | 0 | 0 | 0 | 0 | 0 | 0 | 0 | 0 | 0 | 0 | 0 | 0 | 0 | 0 | 0 | 0 | 0 |  | 0 | 0 | 0 | 0 | 0 | 0 | 0 | 0 | 0 | 0 | 0 | 100 | 0 | 0 | 1 | 0 | 0 | 0 | 0 | 0 | 0 | 0 | 0 | 0 | 0 | 0 | 270 | 0 | 0 | 1 | 0 | 0 | 0 | 0 | 0 | 0 | 937 | 2439.375 | 8942.875 | Etiwanda-Rancho Vista Constraint | Etiwanda-Rancho Vista Constraint | Etiwanda-Rancho Vista Constraint |  | 0 | 0 | 0 | 0 | 0 | 0 | 937 | 2439.375 | 8942.875 | Etiwanda-Rancho Vista Constraint | Etiwanda-Rancho Vista Constraint | Etiwanda-Rancho Vista Constraint |  | 1 | 1 | NO | 1 | 1 | 1 | NO | 1
PG&E GBA | Evergreen | 115 | 0 | 0 | 0 | 0 | 0 | 0 | 0 | 0 | 0 | 0 | 0 | 0 | 0 | 0 | 0 | 0 | 0 | 0 | 0 | 0 | 0 | 0 | 0 | 0 | 0 | 0 | 0 | 0 | 0 | 0 | 0 | 0 | 0 | 0 | 0 | 0 | 0 | 0 | 0 | 0 | 0 | 0 | 0 | 0 | 0 | 0 | 0 | 0 | 0 | 0 | 0 | 0 | 0 | 0 | 0 | 1 | 0 | 0 | 0 | 1 | 0 | 0 | 0 | 0 | 0 | 0 | 0 | 0 | 0 | 0 | 0 | 0 | 0 | 0 | 0 | 0 | 0 | 0 | 0 | 0 | 0 | 0 | 0 | 0 | 0 | 0 | 0 | 0 | 0 | 0 | 0 | 0 | 0 | 0 | 0 | 0 | 0 | 0 |  | 0 | 0 | 0 | 0 | 0 | 0 | 0 | 0 | 0 | 0 | 0 | 0 | 0 | 0 | 0 | 0 | 0 | 0 | 0 | 0 | 0 | 0 | 0 | 0 | 0 | 0 | 0 | 0 | 0 | 0 | 2 | 0 | 0 | 0 | 0 | 0 | -1284.3465 | 756.7514 | 4410.527 | Tesla-Bellota 230 kV line | Tesla-Bellota 230 kV line | Tesla-Bellota 230 kV line |  | 0 | 1 | 0 | 0 | 0 | 0 | -984.3465 | 1056.7514 | 4410.527 | Tesla-Bellota 230 kV line | Tesla-Bellota 230 kV line | Tesla-Bellota 230 kV line |  | 5 | 4 | YES | 4 | 1 | 1 | NO | 1
PG&E GBA | Evergreen | 60 | 0 | 0 | 0 | 0 | 0 | 0 | 0 | 0 | 0 | 0 | 0 | 0 | 0 | 0 | 0 | 0 | 0 | 0 | 0 | 0 | 0 | 0 | 0 | 0 | 0 | 0 | 0 | 0 | 0 | 0 | 0 | 0 | 0 | 0 | 0 | 0 | 0 | 0 | 0 | 0 | 0 | 0 | 0 | 0 | 0 | 0 | 0 | 0 | 0 | 0 | 0 | 0 | 0 | 0 | 0 | 0 | 0 | 0 | 0 | 1 | 0 | 0 | 0 | 0 | 0 | 0 | 0 | 0 | 0 | 0 | 0 | 0 | 0 | 0 | 0 | 0 | 0 | 0 | 0 | 0 | 0 | 0 | 0 | 0 | 0 | 0 | 0 | 0 | 0 | 0 | 0 | 0 | 0 | 0 | 0 | 0 | 1 | 0 |  | 0 | 0 | 0 | 0 | 0 | 0 | 0 | 0 | 0 | 0 | 0 | 0 | 0 | 0 | 0 | 0 | 0 | 0 | 0 | 0 | 0 | 0 | 0 | 0 | 0 | 0 | 0 | 0 | 0 | 0 | 1 | 0 | 0 | 0 | 0 | 0 | -1284.3465 | 756.7514 | 4410.527 | Tesla-Bellota 230 kV line | Tesla-Bellota 230 kV line | Tesla-Bellota 230 kV line |  | 0 | 1 | 0 | 0 | 0 | 0 | -984.3465 | 1056.7514 | 4410.527 | Tesla-Bellota 230 kV line | Tesla-Bellota 230 kV line | Tesla-Bellota 230 kV line |  | 5 | 4 | YES | 4 | 1 | 1 | NO | 1
PG&E FRESNO | Excelsior | 115 | 0 | 0 | 0 | 0 | 0 | 0 | 0 | 0 | 0 | 0 | 0 | 0 | 0 | 0 | 0 | 0 | 0 | 0 | 0 | 0 | 0 | 0 | 0 | 0 | 0 | 0 | 0 | 0 | 0 | 0 | 0 | 0 | 0 | 0 | 0 | 0 | 0 | 0 | 0 | 0 | 0 | 0 | 0 | 0 | 0 | 1 | 0 | 0 | 0 | 0 | 0 | 0 | 0 | 0 | 0 | 0 | 0 | 0 | 0 | 0 | 0 | 0 | 0 | 0 | 0 | 0 | 0 | 0 | 0 | 0 | 0 | 0 | 0 | 0 | 0 | 0 | 0 | 0 | 1 | 1 | 1 | 1 | 1 | 0 | 0 | 1 | 1 | 1 | 0 | 0 | 0 | 0 | 0 | 0 | 0 | 0 | 0 | 1 |  | 0 | 0 | 0 | 0 | 0 | 0 | 0 | 0 | 0 | 0 | 0 | 0 | 0 | 0 | 0 | 0 | 0 | 0 | 0 | 0 | 0 | 0 | 0 | 0 | 0 | 0 | 0 | 0 | 0 | 0 | 1 | 0 | 1 | 0 | 0 | 0 | -699.0315 | -127.6091 | 50 | Bellota-Weber 230kV line | Bellota-Weber 230kV line | Schindler 115/70kV TB #1 |  | 0 | 1 | 0 | 0 | 0 | 0 | -239.0315 | 0 | 50 | Bellota-Weber 230kV line | Schindler 115/70kV TB #1 | Schindler 115/70kV TB #1 |  | 5 | 4 | YES | 4 | 1 | 1 | NO | 1
PG&E FRESNO | Exchequer | 115 | 0 | 0 | 0 | 0 | 0 | 0 | 0 | 0 | 0 | 0 | 0 | 0 | 0 | 0 | 0 | 0 | 0 | 0 | 0 | 0 | 0 | 0 | 0 | 0 | 0 | 0 | 0 | 0 | 0 | 0 | 0 | 0 | 0 | 0 | 0 | 0 | 0 | 0 | 0 | 0 | 0 | 0 | 0 | 0 | 0 | 1 | 0 | 0 | 0 | 0 | 0 | 0 | 0 | 0 | 0 | 0 | 0 | 0 | 0 | 1 | 0 | 0 | 0 | 0 | 0 | 0 | 0 | 0 | 0 | 0 | 0 | 0 | 0 | 0 | 0 | 0 | 0 | 0 | 1 | 0 | 0 | 1 | 1 | 1 | 1 | 1 | 0 | 1 | 1 | 1 | 1 | 0 | 1 | 0 | 0 | 0 | 0 | 2 |  | 0 | 0 | 0 | 0 | 0 | 0 | 0 | 0 | 0 | 0 | 0 | 0 | 0 | 0 | 0 | 0 | 2 | 0 | 0 | 0 | 0 | 0 | 0 | 0 | 0 | 0 | 0 | 0 | 0 | 1 | 4 | 0 | 3 | 0 | 2 | 0 | -1364.3 | -946.4 | -142.3574 | Borden-Storey #1 230kV line | Borden-Storey #1 230kV line | Chowchilla-Le grand 115kV Line |  | 0 | 3 | 0 | 0 | 0 | 0 | -984.3465 | 67.5 | 44.9626 | Tesla-Bellota 230 kV line | Merced 115/70kV TB#2 | Oro Loma-El Nido 115kV Line |  | 5 | 4 | YES | 4 | 5 | 1 | YES | 2
PG&E KERN | Fairway | 115 | 0 | 0 | 0 | 0 | 0 | 0 | 0 | 0 | 0 | 0 | 0 | 0 | 0 | 0 | 0 | 0 | 0 | 0 | 0 | 0 | 0 | 0 | 0 | 0 | 0 | 0 | 0 | 0 | 0 | 0 | 0 | 0 | 0 | 0 | 0 | 0 | 0 | 0 | 0 | 0 | 0 | 0 | 0 | 0 | 0 | 0 | 0 | 0 | 0 | 0 | 0 | 0 | 0 | 0 | 0 | 0 | 0 | 0 | 0 | 0 | 0 | 0 | 0 | 0 | 0 | 0 | 0 | 1 | 1 | 0 | 0 | 0 | 0 | 0 | 0 | 0 | 0 | 0 | 0 | 1 | 0 | 0 | 0 | 0 | 0 | 1 | 0 | 0 | 0 | 0 | 0 | 0 | 0 | 0 | 0 | 1 | 0 | 1 |  | 0 | 0 | 0 | 0 | 0 | 0 | 0 | 0 | 0 | 0 | 0 | 10 | 0 | 0 | 1 | 0 | 0 | 0 | 0 | 0 | 0 | 0 | 0 | 0 | 0 | 0 | 10 | 0 | 0 | 1 | 0 | 0 | 0 | 0 | 0 | 0 | 35.715 | 4.0117 | 3.675 | Cal Flat-Gates 230 kV line | Cal Flat-Gates 230 kV line | Cal Flat-Gates 230 kV line |  | 0 | 0 | 0 | 0 | 0 | 0 | 35.715 | 4.0117 | 3.675 | Cal Flat-Gates 230 kV line | Cal Flat-Gates 230 kV line | Cal Flat-Gates 230 kV line |  | 1 | 1 | NO | 1 | 1 | 1 | NO | 1
PG&E KERN | Famoso | 115 | 0 | 0 | 0 | 0 | 0 | 0 | 0 | 0 | 0 | 0 | 0 | 0 | 0 | 0 | 0 | 0 | 0 | 0 | 0 | 0 | 0 | 0 | 0 | 0 | 0 | 0 | 0 | 0 | 0 | 0 | 0 | 0 | 0 | 0 | 0 | 0 | 0 | 0 | 0 | 0 | 0 | 0 | 0 | 0 | 0 | 0 | 0 | 0 | 0 | 0 | 0 | 0 | 0 | 0 | 0 | 0 | 0 | 0 | 0 | 0 | 0 | 0 | 0 | 0 | 0 | 0 | 0 | 1 | 1 | 0 | 0 | 0 | 0 | 0 | 0 | 1 | 0 | 0 | 0 | 1 | 0 | 0 | 0 | 0 | 0 | 0 | 0 | 0 | 0 | 0 | 0 | 0 | 0 | 0 | 0 | 0 | 0 | 0 |  | 0 | 0 | 0 | 0 | 0 | 0 | 0 | 0 | 0 | 0 | 0 | 0 | 0 | 0 | 0 | 0 | 0 | 0 | 0 | 0 | 0 | 0 | 0 | 4 | 0 | 0 | 0 | 0 | 0 | 1 | 0 | 0 | 0 | 0 | 0 | 0 | 35.715 | 4.0117 | 3.675 | Cal Flat-Gates 230 kV line | Cal Flat-Gates 230 kV line | Cal Flat-Gates 230 kV line |  | 0 | 0 | 0 | 0 | 0 | 0 | 35.715 | 4.0117 | 3.675 | Cal Flat-Gates 230 kV line | Cal Flat-Gates 230 kV line | Cal Flat-Gates 230 kV line |  | 1 | 1 | NO | 1 | 1 | 1 | NO | 1
PG&E NGBA | Fern Road | 500 | 0 | 0 | 0 | 0 | 0 | 0 | 0 | 0 | 0 | 0 | 0 | 0 | 0 | 0 | 0 | 0 | 0 | 0 | 0 | 0 | 0 | 0 | 0 | 0 | 0 | 0 | 0 | 0 | 0 | 0 | 0 | 0 | 0 | 0 | 0 | 0 | 0 | 0 | 0 | 1 | 0 | 0 | 0 | 0 | 0 | 0 | 0 | 0 | 0 | 0 | 0 | 0 | 0 | 0 | 0 | 0 | 0 | 0 | 0 | 0 | 0 | 0 | 0 | 0 | 0 | 0 | 0 | 0 | 0 | 0 | 0 | 0 | 0 | 0 | 0 | 0 | 0 | 0 | 0 | 0 | 0 | 0 | 0 | 0 | 0 | 0 | 0 | 0 | 0 | 0 | 0 | 0 | 0 | 0 | 0 | 0 | 0 | 0 |  | 0 | 0 | 0 | 0 | 0 | 0 | 0 | 0 | 0 | 0 | 0 | 0 | 0 | 0 | 0 | 0 | 0 | 0 | 0 | 0 | 0 | 0 | 0 | 0 | 0 | 0 | 0 | 0 | 0 | 0 | 1 | 0 | 1 | 0 | 0 | 0 | -3003.69 | -263.757 | 4918.8858 | Collinsville-Tesla 500 kV Line | Collinsville-Tesla 500 kV Line | Collinsville-Tesla 500 kV Line |  | 0 | 0 | 0 | 0 | 0 | 0 | 5641.31 | 8381.243 | 4918.8858 | Collinsville-Tesla 500 kV Line | Collinsville-Tesla 500 kV Line | Collinsville-Tesla 500 kV Line |  | 5 | 1 | YES | 2 | 1 | 1 | NO | 1
PG&E GBA | Fibreboard (SPI Sonora) | 115 | 0 | 0 | 0 | 0 | 0 | 0 | 0 | 0 | 0 | 0 | 0 | 0 | 0 | 0 | 0 | 0 | 0 | 0 | 0 | 0 | 0 | 0 | 0 | 0 | 0 | 0 | 0 | 0 | 0 | 0 | 0 | 0 | 0 | 0 | 0 | 0 | 0 | 0 | 0 | 0 | 0 | 0 | 0 | 0 | 0 | 1 | 0 | 0 | 0 | 0 | 0 | 0 | 0 | 0 | 0 | 1 | 0 | 1 | 0 | 1 | 0 | 0 | 0 | 0 | 0 | 1 | 0 | 0 | 0 | 0 | 0 | 0 | 0 | 0 | 0 | 0 | 0 | 0 | 0 | 0 | 0 | 0 | 0 | 0 | 0 | 0 | 0 | 0 | 0 | 0 | 0 | 0 | 0 | 0 | 0 | 0 | 0 | 0 |  | 0 | 0 | 0 | 0 | 0 | 0 | 0 | 0 | 0 | 0 | 0 | 0 | 0 | 0 | 0 | 0 | 0 | 0 | 0 | 0 | 0 | 0 | 0 | 0 | 0 | 0 | 0 | 0 | 0 | 0 | 3 | 0 | 1 | 0 | 0 | 0 | -1284.3465 | -127.6091 | 692.3714 | Tesla-Bellota 230 kV line | Bellota-Weber 230kV line | Kasson Jct-Heinz 115 kV line |  | 0 | 2 | 0 | 0 | 0 | 0 | -984.3465 | 332.3909 | 692.3714 | Tesla-Bellota 230 kV line | Bellota-Weber 230kV line | Kasson Jct-Heinz 115 kV line |  | 5 | 4 | YES | 4 | 1 | 1 | NO | 1
PG&E FRESNO | Figarden | 230 | 0 | 0 | 0 | 0 | 0 | 0 | 0 | 0 | 0 | 0 | 0 | 0 | 0 | 0 | 0 | 0 | 0 | 0 | 0 | 0 | 0 | 0 | 0 | 0 | 0 | 0 | 0 | 0 | 0 | 0 | 0 | 0 | 0 | 0 | 0 | 0 | 0 | 0 | 0 | 0 | 0 | 0 | 0 | 0 | 0 | 0 | 0 | 0 | 0 | 0 | 0 | 0 | 0 | 0 | 0 | 0 | 0 | 0 | 0 | 1 | 0 | 0 | 0 | 0 | 0 | 0 | 0 | 0 | 0 | 0 | 0 | 0 | 0 | 0 | 0 | 0 | 0 | 0 | 0 | 1 | 0 | 1 | 1 | 1 | 0 | 1 | 0 | 1 | 0 | 0 | 0 | 0 | 1 | 0 | 0 | 0 | 0 | 1 |  | 0 | 0 | 0 | 0 | 0 | 0 | 0 | 0 | 0 | 0 | 0 | 0 | 0 | 0 | 0 | 0 | 0 | 0 | 0 | 0 | 0 | 0 | 0 | 0 | 0 | 0 | 0 | 0 | 0 | 0 | 2 | 0 | 1 | 0 | 1 | 0 | -1284.3465 | -306.9 | -142.3574 | Tesla-Bellota 230 kV line | Chowchilla-Le grand 115kV Line | Chowchilla-Le grand 115kV Line |  | 0 | 1 | 0 | 0 | 0 | 0 | -984.3465 | 355.1 | 44.9626 | Tesla-Bellota 230 kV line | Oro Loma-El Nido 115kV Line | Oro Loma-El Nido 115kV Line |  | 5 | 4 | YES | 4 | 5 | 1 | YES | 2
PG&E FRESNO | Fink | 230 | 0 | 0 | 0 | 0 | 0 | 0 | 0 | 0 | 0 | 0 | 0 | 0 | 0 | 0 | 0 | 0 | 0 | 0 | 0 | 0 | 0 | 0 | 0 | 0 | 0 | 0 | 0 | 0 | 0 | 0 | 0 | 0 | 0 | 0 | 0 | 0 | 0 | 0 | 0 | 0 | 0 | 0 | 0 | 0 | 0 | 0 | 0 | 0 | 0 | 0 | 0 | 0 | 0 | 0 | 0 | 0 | 0 | 0 | 0 | 0 | 0 | 0 | 0 | 0 | 0 | 0 | 0 | 0 | 0 | 0 | 0 | 0 | 0 | 0 | 0 | 0 | 0 | 0 | 0 | 0 | 0 | 0 | 0 | 0 | 0 | 1 | 0 | 0 | 0 | 0 | 0 | 0 | 0 | 0 | 0 | 0 | 0 | 1 |  | 0 | 0 | 0 | 0 | 0 | 0 | 0 | 0 | 0 | 50 | 0 | 5 | 0 | 0 | 1 | 0 | 0 | 0 | 0 | 0 | 0 | 0 | 0 | 0 | 80 | 110 | 162 | 0 | 0 | 1 | 0 | 0 | 0 | 0 | 0 | 0 | 3020.262 | 3598.796 | 4982.0821 | Los Banos 500/230kV TB | Los Banos 500/230kV TB | Los Banos 500/230kV TB |  | 0 | 0 | 0 | 0 | 0 | 0 | 3020.262 | 3598.796 | 4982.0821 | Los Banos 500/230kV TB | Los Banos 500/230kV TB | Los Banos 500/230kV TB |  | 1 | 1 | NO | 1 | 1 | 1 | NO | 1
PG&E NGBA | Fitch Mountain | 60 | 0 | 0 | 0 | 0 | 0 | 0 | 0 | 0 | 0 | 0 | 0 | 0 | 0 | 0 | 0 | 0 | 0 | 0 | 0 | 0 | 0 | 0 | 0 | 0 | 0 | 0 | 0 | 0 | 0 | 0 | 0 | 0 | 0 | 0 | 0 | 0 | 0 | 0 | 0 | 1 | 0 | 0 | 0 | 0 | 0 | 0 | 0 | 0 | 0 | 0 | 0 | 0 | 1 | 0 | 0 | 0 | 0 | 0 | 0 | 0 | 0 | 0 | 0 | 0 | 0 | 0 | 1 | 0 | 0 | 0 | 0 | 0 | 0 | 0 | 0 | 0 | 0 | 0 | 0 | 0 | 0 | 0 | 0 | 0 | 0 | 0 | 0 | 0 | 0 | 0 | 0 | 0 | 0 | 0 | 0 | 0 | 0 | 1 |  | 0 | 0 | 0 | 0 | 0 | 0 | 0 | 0 | 0 | 0 | 0 | 0 | 0 | 0 | 0 | 0 | 0 | 0 | 0 | 0 | 0 | 0 | 0 | 0 | 0 | 0 | 0 | 0 | 0 | 0 | 2 | 0 | 2 | 0 | 0 | 0 | -3003.69 | -263.757 | 745.85 | Collinsville-Tesla 500 kV Line | Collinsville-Tesla 500 kV Line | Birds Landing-Contra Costa 230kV Line |  | 0 | 0 | 0 | 0 | 0 | 0 | 1259.89 | 1593.344 | 745.85 | Birds Landing-Contra Costa 230kV Line | Birds Landing-Contra Costa 230kV Line | Birds Landing-Contra Costa 230kV Line |  | 5 | 1 | YES | 2 | 1 | 1 | NO | 1
PG&E GBA | FMC | 115 | 0 | 0 | 0 | 0 | 0 | 0 | 0 | 0 | 0 | 0 | 0 | 0 | 0 | 0 | 0 | 0 | 0 | 0 | 0 | 0 | 0 | 0 | 0 | 0 | 0 | 0 | 0 | 0 | 0 | 0 | 0 | 0 | 0 | 0 | 0 | 0 | 0 | 0 | 0 | 0 | 0 | 0 | 0 | 0 | 0 | 0 | 0 | 0 | 0 | 0 | 0 | 0 | 0 | 0 | 0 | 1 | 0 | 0 | 0 | 1 | 0 | 0 | 0 | 0 | 0 | 0 | 0 | 0 | 0 | 0 | 0 | 0 | 0 | 0 | 0 | 0 | 0 | 0 | 0 | 0 | 0 | 0 | 0 | 0 | 0 | 0 | 0 | 0 | 0 | 0 | 0 | 0 | 0 | 0 | 0 | 0 | 0 | 0 |  | 0 | 0 | 0 | 0 | 0 | 0 | 0 | 0 | 0 | 0 | 0 | 0 | 0 | 0 | 0 | 0 | 0 | 0 | 0 | 0 | 0 | 0 | 0 | 0 | 0 | 0 | 0 | 0 | 0 | 0 | 2 | 0 | 0 | 0 | 0 | 0 | -1284.3465 | 756.7514 | 4410.527 | Tesla-Bellota 230 kV line | Tesla-Bellota 230 kV line | Tesla-Bellota 230 kV line |  | 0 | 1 | 0 | 0 | 0 | 0 | -984.3465 | 1056.7514 | 4410.527 | Tesla-Bellota 230 kV line | Tesla-Bellota 230 kV line | Tesla-Bellota 230 kV line |  | 5 | 4 | YES | 4 | 1 | 1 | NO | 1
PG&E GBA | Fremont | 115 | 0 | 0 | 0 | 0 | 0 | 0 | 0 | 0 | 0 | 0 | 0 | 0 | 0 | 0 | 0 | 0 | 0 | 0 | 0 | 0 | 0 | 0 | 0 | 0 | 0 | 0 | 0 | 0 | 0 | 0 | 0 | 0 | 0 | 0 | 0 | 0 | 0 | 0 | 0 | 0 | 0 | 0 | 0 | 0 | 0 | 0 | 0 | 0 | 0 | 0 | 0 | 0 | 1 | 0 | 0 | 1 | 0 | 0 | 0 | 0 | 0 | 0 | 0 | 0 | 0 | 0 | 0 | 0 | 0 | 0 | 0 | 0 | 0 | 0 | 0 | 0 | 0 | 0 | 0 | 0 | 0 | 0 | 0 | 0 | 0 | 0 | 0 | 0 | 0 | 0 | 0 | 0 | 0 | 0 | 0 | 0 | 0 | 1 |  | 0 | 0 | 0 | 0 | 0 | 0 | 0 | 0 | 0 | 0 | 0 | 0 | 0 | 0 | 0 | 0 | 0 | 0 | 0 | 0 | 0 | 0 | 0 | 0 | 0 | 0 | 0 | 0 | 0 | 0 | 1 | 0 | 0 | 0 | 0 | 0 | -52.9465 | 2142.3794 | 5644.828 | Tesla-Tracy-Pump 230 kV line #2 | Tesla-Tracy-Pump 230 kV line #2 | Sobrante-Moraga 230 kV line |  | 0 | 0 | 0 | 0 | 0 | 0 | 2092.35 | 2528.83 | 5644.828 | Sobrante-Moraga 230 kV line | Sobrante-Moraga 230 kV line | Sobrante-Moraga 230 kV line |  | 5 | 1 | YES | 2 | 1 | 1 | NO | 1
PG&E GBA | French Camp | 60 | 0 | 0 | 0 | 0 | 0 | 0 | 0 | 0 | 0 | 0 | 0 | 0 | 0 | 0 | 0 | 0 | 0 | 0 | 0 | 0 | 0 | 0 | 0 | 0 | 0 | 0 | 0 | 0 | 0 | 0 | 0 | 0 | 0 | 0 | 0 | 0 | 0 | 0 | 0 | 0 | 0 | 0 | 0 | 0 | 0 | 1 | 0 | 0 | 0 | 0 | 0 | 0 | 0 | 0 | 0 | 0 | 0 | 0 | 0 | 1 | 0 | 0 | 0 | 0 | 0 | 0 | 0 | 0 | 0 | 0 | 0 | 0 | 0 | 0 | 0 | 0 | 0 | 0 | 0 | 0 | 0 | 0 | 0 | 0 | 0 | 1 | 0 | 0 | 0 | 0 | 0 | 0 | 0 | 0 | 0 | 0 | 0 | 1 |  | 0 | 0 | 0 | 0 | 0 | 0 | 0 | 0 | 0 | 0 | 0 | 0 | 0 | 0 | 0 | 0 | 0 | 0 | 0 | 0 | 0 | 0 | 0 | 0 | 0 | 0 | 0 | 0 | 0 | 0 | 2 | 0 | 1 | 0 | 0 | 0 | -1284.3465 | -127.6091 | 2364.9322 | Tesla-Bellota 230 kV line | Bellota-Weber 230kV line | Bellota-Weber 230kV line |  | 0 | 2 | 0 | 0 | 0 | 0 | -984.3465 | 332.3909 | 2364.9322 | Tesla-Bellota 230 kV line | Bellota-Weber 230kV line | Bellota-Weber 230kV line |  | 5 | 4 | YES | 4 | 1 | 1 | NO | 1
PG&E GBA | Frogtown | 115 | 0 | 0 | 0 | 0 | 0 | 0 | 0 | 0 | 0 | 0 | 0 | 0 | 0 | 0 | 0 | 0 | 0 | 0 | 0 | 0 | 0 | 0 | 0 | 0 | 0 | 0 | 0 | 0 | 0 | 0 | 0 | 0 | 0 | 0 | 0 | 0 | 0 | 0 | 0 | 0 | 0 | 0 | 0 | 0 | 0 | 1 | 0 | 0 | 0 | 0 | 0 | 0 | 0 | 0 | 0 | 1 | 0 | 0 | 0 | 1 | 0 | 0 | 0 | 0 | 0 | 0 | 0 | 0 | 0 | 0 | 0 | 0 | 0 | 0 | 0 | 0 | 0 | 0 | 0 | 0 | 0 | 0 | 0 | 0 | 0 | 0 | 0 | 0 | 0 | 0 | 0 | 0 | 0 | 0 | 0 | 0 | 0 | 0 |  | 0 | 0 | 0 | 0 | 0 | 0 | 0 | 0 | 0 | 0 | 0 | 0 | 0 | 0 | 0 | 0 | 0 | 0 | 0 | 0 | 0 | 0 | 0 | 0 | 0 | 0 | 0 | 0 | 0 | 0 | 3 | 0 | 1 | 0 | 0 | 0 | -1284.3465 | -127.6091 | 2364.9322 | Tesla-Bellota 230 kV line | Bellota-Weber 230kV line | Bellota-Weber 230kV line |  | 0 | 2 | 0 | 0 | 0 | 0 | -984.3465 | 332.3909 | 2364.9322 | Tesla-Bellota 230 kV line | Bellota-Weber 230kV line | Bellota-Weber 230kV line |  | 5 | 4 | YES | 4 | 1 | 1 | NO | 1
PG&E NGBA | Fulton | 115 | 0 | 0 | 0 | 0 | 0 | 0 | 0 | 0 | 0 | 0 | 0 | 0 | 0 | 0 | 0 | 0 | 0 | 0 | 0 | 0 | 0 | 0 | 0 | 0 | 0 | 0 | 0 | 0 | 0 | 0 | 0 | 0 | 0 | 0 | 0 | 0 | 0 | 0 | 0 | 1 | 0 | 1 | 0 | 0 | 0 | 0 | 0 | 0 | 0 | 0 | 0 | 1 | 1 | 1 | 1 | 1 | 0 | 0 | 0 | 1 | 0 | 0 | 0 | 0 | 0 | 1 | 1 | 0 | 0 | 0 | 0 | 0 | 0 | 0 | 0 | 0 | 0 | 0 | 0 | 0 | 0 | 0 | 0 | 0 | 0 | 0 | 0 | 0 | 0 | 0 | 0 | 0 | 0 | 0 | 0 | 0 | 0 | 2 |  | 0 | 0 | 0 | 0 | 0 | 0 | 0 | 0 | 0 | 0 | 0 | 0 | 0 | 0 | 0 | 0 | 0 | 0 | 0 | 0 | 0 | 0 | 0 | 0 | 0 | 0 | 0 | 0 | 0 | 0 | 6 | 0 | 3 | 0 | 0 | 0 | -3003.69 | -386.164 | 745.85 | Collinsville-Tesla 500 kV Line | Windmaster-Delta pumps 230 kV line | Birds Landing-Contra Costa 230kV Line |  | 0 | 1 | 0 | 0 | 0 | 0 | -984.3465 | 744.68 | 745.85 | Tesla-Bellota 230 kV line | Cortina-Eagle Rock 115 kV line | Birds Landing-Contra Costa 230kV Line |  | 5 | 4 | YES | 4 | 1 | 1 | NO | 1
PG&E NGBA | Fulton | 230 | 0 | 0 | 0 | 0 | 0 | 0 | 0 | 0 | 0 | 0 | 0 | 0 | 0 | 0 | 0 | 0 | 0 | 0 | 0 | 0 | 0 | 0 | 0 | 0 | 0 | 0 | 0 | 0 | 0 | 0 | 0 | 0 | 0 | 0 | 0 | 0 | 0 | 0 | 0 | 1 | 0 | 1 | 0 | 0 | 0 | 0 | 0 | 0 | 0 | 0 | 0 | 0 | 1 | 1 | 1 | 1 | 0 | 0 | 1 | 1 | 0 | 0 | 0 | 0 | 0 | 1 | 1 | 0 | 0 | 0 | 0 | 0 | 0 | 0 | 0 | 0 | 0 | 0 | 0 | 0 | 0 | 0 | 0 | 0 | 0 | 0 | 0 | 0 | 0 | 0 | 0 | 0 | 0 | 0 | 0 | 0 | 0 | 1 |  | -18 | 0 | 0 | 0 | 0 | 0 | 0 | 0 | 0 | 0 | 0 | 0 | 0 | 0 | 1 | 36 | 0 | 0 | 0 | 0 | 0 | 0 | 0 | 0 | 0 | 0 | 38 | 0 | 0 | 1 | 6 | 0 | 3 | 0 | 0 | 0 | -3003.69 | -386.164 | 745.85 | Collinsville-Tesla 500 kV Line | Windmaster-Delta pumps 230 kV line | Birds Landing-Contra Costa 230kV Line |  | 0 | 1 | 0 | 0 | 0 | 0 | -984.3465 | 744.68 | 745.85 | Tesla-Bellota 230 kV line | Cortina-Eagle Rock 115 kV line | Birds Landing-Contra Costa 230kV Line |  | 5 | 4 | YES | 4 | 1 | 1 | NO | 1
PG&E NGBA | Fulton | 60 | 0 | 0 | 0 | 0 | 0 | 0 | 0 | 0 | 0 | 0 | 0 | 0 | 0 | 0 | 0 | 0 | 0 | 0 | 0 | 0 | 0 | 0 | 0 | 0 | 0 | 0 | 0 | 0 | 0 | 0 | 0 | 0 | 0 | 0 | 0 | 0 | 0 | 0 | 0 | 1 | 0 | 0 | 0 | 0 | 0 | 0 | 0 | 0 | 0 | 0 | 0 | 0 | 1 | 0 | 0 | 0 | 0 | 0 | 0 | 0 | 0 | 0 | 0 | 0 | 0 | 0 | 1 | 0 | 0 | 0 | 0 | 0 | 0 | 0 | 0 | 0 | 0 | 0 | 0 | 0 | 0 | 0 | 0 | 0 | 0 | 0 | 0 | 0 | 0 | 0 | 0 | 0 | 0 | 0 | 0 | 0 | 0 | 1 |  | 0 | 0 | 0 | 0 | 0 | 0 | 0 | 0 | 0 | 0 | 0 | 0 | 0 | 0 | 0 | 0 | 0 | 0 | 0 | 0 | 0 | 0 | 0 | 0 | 0 | 0 | 0 | 0 | 0 | 0 | 2 | 0 | 2 | 0 | 0 | 0 | -3003.69 | -263.757 | 745.85 | Collinsville-Tesla 500 kV Line | Collinsville-Tesla 500 kV Line | Birds Landing-Contra Costa 230kV Line |  | 0 | 0 | 0 | 0 | 0 | 0 | 1259.89 | 1593.344 | 745.85 | Birds Landing-Contra Costa 230kV Line | Birds Landing-Contra Costa 230kV Line | Birds Landing-Contra Costa 230kV Line |  | 5 | 1 | YES | 2 | 1 | 1 | NO | 1
PG&E KERN | Ganso | 115 | 0 | 0 | 0 | 0 | 0 | 0 | 0 | 0 | 0 | 0 | 0 | 0 | 0 | 0 | 0 | 0 | 0 | 0 | 0 | 0 | 0 | 0 | 0 | 0 | 0 | 0 | 0 | 0 | 0 | 0 | 0 | 0 | 0 | 0 | 0 | 0 | 0 | 0 | 0 | 0 | 0 | 0 | 0 | 0 | 0 | 0 | 0 | 0 | 0 | 0 | 0 | 0 | 0 | 0 | 0 | 0 | 0 | 0 | 0 | 0 | 0 | 0 | 0 | 0 | 0 | 0 | 0 | 1 | 0 | 0 | 0 | 0 | 0 | 0 | 1 | 0 | 0 | 0 | 1 | 1 | 0 | 0 | 0 | 0 | 0 | 0 | 0 | 0 | 0 | 0 | 0 | 0 | 0 | 0 | 0 | 0 | 0 | 0 |  | 0 | 0 | 0 | 0 | 0 | 0 | 0 | 0 | 0 | 0 | 0 | 0 | 0 | 0 | 0 | 0 | 0.5 | 0 | 0 | 0 | 0 | 0 | 0 | 1.5 | 0 | 0 | 0 | 0 | 0 | 1 | 0 | 0 | 0 | 0 | 0 | 0 | 35.715 | 4.0117 | 3.675 | Cal Flat-Gates 230 kV line | Cal Flat-Gates 230 kV line | Cal Flat-Gates 230 kV line |  | 0 | 0 | 0 | 0 | 0 | 0 | 35.715 | 4.0117 | 3.675 | Cal Flat-Gates 230 kV line | Cal Flat-Gates 230 kV line | Cal Flat-Gates 230 kV line |  | 1 | 1 | NO | 1 | 1 | 1 | NO | 1
PG&E FRESNO | Gates | 230 | 0 | 0 | 0 | 0 | 0 | 0 | 0 | 0 | 0 | 0 | 0 | 0 | 0 | 0 | 0 | 0 | 0 | 0 | 0 | 0 | 0 | 0 | 0 | 0 | 0 | 0 | 0 | 0 | 0 | 0 | 0 | 0 | 0 | 0 | 0 | 0 | 0 | 0 | 0 | 0 | 0 | 0 | 0 | 0 | 0 | 0 | 0 | 0 | 0 | 0 | 0 | 0 | 0 | 0 | 0 | 0 | 0 | 0 | 0 | 0 | 0 | 0 | 0 | 0 | 0 | 0 | 0 | 1 | 0 | 0 | 0 | 0 | 0 | 0 | 0 | 0 | 0 | 0 | 1 | 1 | 0 | 1 | 0 | 0 | 0 | 1 | 0 | 0 | 0 | 0 | 0 | 0 | 0 | 0 | 1 | 1 | 0 | 1 |  | 0 | 0 | 0 | 0 | 0 | 0 | 0 | 0 | 0 | -406.5 | -143.5 | -497 | 0 | 0 | 1 | 0 | 0 | 0 | 0 | 0 | 0 | 0 | 0 | 3 | 453 | 867 | 256.25 | 160 | 100 | 1 | 1 | 0 | 0 | 0 | 0 | 1 | -1872.365 | 4.0117 | -2894.0969 | Mustang-Henrietta 230 kV line | Cal Flat-Gates 230 kV line | Mustang-Henrietta 230 kV line |  | 0 | 0 | 0 | 0 | 0 | 1 | 35.715 | 4.0117 | -415.0969 | Cal Flat-Gates 230 kV line | Cal Flat-Gates 230 kV line | Mustang-Henrietta 230 kV line |  | 5 | 1 | YES | 2 | 4 | 4 | NO | 4
PG&E FRESNO | Gates | 500 | 0 | 0 | 0 | 0 | 0 | 0 | 0 | 0 | 0 | 0 | 0 | 0 | 0 | 0 | 0 | 0 | 0 | 0 | 0 | 0 | 0 | 0 | 0 | 0 | 0 | 0 | 0 | 0 | 0 | 0 | 0 | 0 | 0 | 0 | 0 | 0 | 0 | 0 | 0 | 0 | 0 | 0 | 0 | 0 | 0 | 0 | 0 | 0 | 0 | 0 | 0 | 0 | 0 | 0 | 0 | 0 | 0 | 0 | 0 | 0 | 0 | 0 | 0 | 0 | 0 | 0 | 0 | 0 | 0 | 0 | 0 | 0 | 0 | 0 | 0 | 0 | 0 | 0 | 1 | 1 | 0 | 1 | 0 | 0 | 0 | 1 | 0 | 0 | 0 | 0 | 0 | 0 | 0 | 0 | 1 | 1 | 0 | 1 |  | 0 | 0 | 0 | 0 | 0 | 0 | 0 | 0 | 0 | 0 | 0 | 0 | 0 | 0 | 0 | 0 | 0 | 0 | 0 | 0 | 0 | 0 | 0 | 0 | 0 | 0 | 190 | 35 | 0 | 1 | 1 | 0 | 0 | 0 | 0 | 1 | -1872.365 | 158.2197 | -2894.0969 | Mustang-Henrietta 230 kV line | Mustang-Henrietta 230 kV line | Mustang-Henrietta 230 kV line |  | 0 | 0 | 0 | 0 | 0 | 1 | 58.6 | 603.945 | -415.0969 | Tranquility-Helm 230kV Line | Tranquility-Helm 230kV Line | Mustang-Henrietta 230 kV line |  | 5 | 1 | YES | 2 | 4 | 4 | NO | 4
PG&E NGBA | Geysers 12 | 230 | 0 | 0 | 0 | 0 | 0 | 0 | 0 | 0 | 0 | 0 | 0 | 0 | 0 | 0 | 0 | 0 | 0 | 0 | 0 | 0 | 0 | 0 | 0 | 0 | 0 | 0 | 0 | 0 | 0 | 0 | 0 | 0 | 0 | 0 | 0 | 0 | 0 | 0 | 0 | 1 | 0 | 1 | 0 | 0 | 0 | 0 | 0 | 0 | 0 | 0 | 0 | 0 | 1 | 1 | 1 | 1 | 0 | 0 | 1 | 1 | 0 | 0 | 0 | 0 | 0 | 1 | 1 | 0 | 0 | 0 | 0 | 0 | 0 | 0 | 0 | 0 | 0 | 0 | 0 | 0 | 0 | 0 | 0 | 0 | 0 | 0 | 0 | 0 | 0 | 0 | 0 | 0 | 0 | 0 | 0 | 0 | 0 | 1 |  | 0 | 0 | 0 | 0 | 0 | 0 | 0 | 0 | 0 | 0 | 0 | 0 | 0 | 0 | 0 | 0 | 0 | 0 | 0 | 0 | 0 | 0 | 0 | 0 | 0 | 0 | 0 | 0 | 0 | 0 | 6 | 0 | 3 | 0 | 0 | 0 | -3003.69 | -386.164 | 745.85 | Collinsville-Tesla 500 kV Line | Windmaster-Delta pumps 230 kV line | Birds Landing-Contra Costa 230kV Line |  | 0 | 1 | 0 | 0 | 0 | 0 | -984.3465 | 744.68 | 745.85 | Tesla-Bellota 230 kV line | Cortina-Eagle Rock 115 kV line | Birds Landing-Contra Costa 230kV Line |  | 5 | 4 | YES | 4 | 1 | 1 | NO | 1
PG&E NGBA | Geysers 17 | 230 | 0 | 0 | 0 | 0 | 0 | 0 | 0 | 0 | 0 | 0 | 0 | 0 | 0 | 0 | 0 | 0 | 0 | 0 | 0 | 0 | 0 | 0 | 0 | 0 | 0 | 0 | 0 | 0 | 0 | 0 | 0 | 0 | 0 | 0 | 0 | 0 | 0 | 0 | 0 | 1 | 0 | 1 | 0 | 0 | 0 | 0 | 0 | 0 | 0 | 0 | 0 | 0 | 1 | 1 | 1 | 1 | 0 | 0 | 1 | 1 | 0 | 0 | 0 | 0 | 0 | 1 | 1 | 0 | 0 | 0 | 0 | 0 | 0 | 0 | 0 | 0 | 0 | 0 | 0 | 0 | 0 | 0 | 0 | 0 | 0 | 0 | 0 | 0 | 0 | 0 | 0 | 0 | 0 | 0 | 0 | 0 | 0 | 1 |  | 0 | 0 | 0 | 0 | 0 | 0 | 0 | 0 | 0 | 0 | 0 | 0 | 0 | 0 | 0 | 19.5 | 0 | 0 | 0 | 0 | 0 | 0 | 0 | 0 | 0 | 0 | 0 | 0 | 0 | 1 | 6 | 0 | 3 | 0 | 0 | 0 | -3003.69 | -386.164 | 745.85 | Collinsville-Tesla 500 kV Line | Windmaster-Delta pumps 230 kV line | Birds Landing-Contra Costa 230kV Line |  | 0 | 1 | 0 | 0 | 0 | 0 | -984.3465 | 744.68 | 745.85 | Tesla-Bellota 230 kV line | Cortina-Eagle Rock 115 kV line | Birds Landing-Contra Costa 230kV Line |  | 5 | 4 | YES | 4 | 1 | 1 | NO | 1
PG&E NGBA | Geysers 3 | 115 | 0 | 0 | 0 | 0 | 0 | 0 | 0 | 0 | 0 | 0 | 0 | 0 | 0 | 0 | 0 | 0 | 0 | 0 | 0 | 0 | 0 | 0 | 0 | 0 | 0 | 0 | 0 | 0 | 0 | 0 | 0 | 0 | 0 | 0 | 0 | 0 | 0 | 0 | 0 | 1 | 0 | 1 | 0 | 0 | 0 | 0 | 0 | 0 | 0 | 0 | 0 | 0 | 1 | 0 | 1 | 1 | 0 | 0 | 0 | 0 | 0 | 0 | 0 | 0 | 0 | 0 | 1 | 0 | 0 | 0 | 0 | 0 | 0 | 0 | 0 | 0 | 0 | 0 | 0 | 0 | 0 | 0 | 0 | 0 | 0 | 0 | 0 | 0 | 0 | 0 | 0 | 0 | 0 | 0 | 0 | 0 | 0 | 1 |  | 0 | 0 | 0 | 0 | 0 | 0 | 0 | 0 | 0 | 0 | 0 | 0 | 0 | 0 | 0 | 0 | 0 | 0 | 0 | 0 | 0 | 0 | 0 | 0 | 0 | 0 | 0 | 0 | 0 | 0 | 4 | 0 | 2 | 0 | 0 | 0 | -3003.69 | -263.757 | 745.85 | Collinsville-Tesla 500 kV Line | Collinsville-Tesla 500 kV Line | Birds Landing-Contra Costa 230kV Line |  | 0 | 0 | 0 | 0 | 0 | 0 | 690.8 | 744.68 | 745.85 | Cortina-Eagle Rock 115 kV line | Cortina-Eagle Rock 115 kV line | Birds Landing-Contra Costa 230kV Line |  | 5 | 1 | YES | 2 | 1 | 1 | NO | 1
PG&E NGBA | Glenn | 230 | 0 | 0 | 0 | 0 | 0 | 0 | 0 | 0 | 0 | 0 | 0 | 0 | 0 | 0 | 0 | 0 | 0 | 0 | 0 | 0 | 0 | 0 | 0 | 0 | 0 | 0 | 0 | 0 | 0 | 0 | 0 | 0 | 0 | 0 | 0 | 0 | 0 | 0 | 0 | 1 | 0 | 0 | 0 | 0 | 0 | 0 | 0 | 0 | 0 | 0 | 0 | 0 | 0 | 0 | 0 | 0 | 0 | 0 | 0 | 0 | 0 | 0 | 0 | 0 | 0 | 0 | 0 | 0 | 0 | 0 | 0 | 0 | 0 | 0 | 0 | 0 | 0 | 0 | 0 | 0 | 0 | 0 | 0 | 0 | 0 | 0 | 0 | 0 | 0 | 0 | 0 | 0 | 0 | 0 | 0 | 0 | 0 | 0 |  | 0 | 0 | 0 | 0 | 0 | 0 | 0 | 0 | 0 | 0 | 0 | 0 | 0 | 0 | 0 | 0 | 0 | 166.5 | 36 | 0 | 0 | 0 | 0 | 0 | 100 | 170 | 0 | 60 | 0 | 1 | 1 | 0 | 1 | 0 | 0 | 0 | -3003.69 | -263.757 | 4918.8858 | Collinsville-Tesla 500 kV Line | Collinsville-Tesla 500 kV Line | Collinsville-Tesla 500 kV Line |  | 0 | 0 | 0 | 0 | 0 | 0 | 5641.31 | 8381.243 | 4918.8858 | Collinsville-Tesla 500 kV Line | Collinsville-Tesla 500 kV Line | Collinsville-Tesla 500 kV Line |  | 5 | 1 | YES | 2 | 1 | 1 | NO | 1
PG&E NGBA | Glenn | 60 | 0 | 0 | 0 | 0 | 0 | 0 | 0 | 0 | 0 | 0 | 0 | 0 | 0 | 0 | 0 | 0 | 0 | 0 | 0 | 0 | 0 | 0 | 0 | 0 | 0 | 0 | 0 | 0 | 0 | 0 | 0 | 0 | 0 | 0 | 0 | 0 | 0 | 0 | 0 | 1 | 0 | 0 | 0 | 0 | 0 | 0 | 0 | 0 | 0 | 0 | 0 | 0 | 0 | 0 | 0 | 0 | 0 | 0 | 0 | 0 | 0 | 0 | 0 | 0 | 0 | 0 | 0 | 0 | 0 | 0 | 0 | 0 | 0 | 0 | 0 | 0 | 0 | 0 | 0 | 0 | 0 | 0 | 0 | 0 | 0 | 0 | 0 | 0 | 0 | 0 | 0 | 0 | 0 | 0 | 0 | 0 | 0 | 0 |  | 0 | 0 | 0 | 0 | 0 | 0 | 0 | 0 | 0 | 0 | 0 | 0 | 0 | 0 | 0 | 0 | 0 | 0 | 0 | 0 | 0 | 0 | 0 | 0 | 0 | 0 | 0 | 0 | 0 | 0 | 1 | 0 | 1 | 0 | 0 | 0 | -3003.69 | -263.757 | 4918.8858 | Collinsville-Tesla 500 kV Line | Collinsville-Tesla 500 kV Line | Collinsville-Tesla 500 kV Line |  | 0 | 0 | 0 | 0 | 0 | 0 | 5641.31 | 8381.243 | 4918.8858 | Collinsville-Tesla 500 kV Line | Collinsville-Tesla 500 kV Line | Collinsville-Tesla 500 kV Line |  | 5 | 1 | YES | 2 | 1 | 1 | NO | 1
PG&E NGBA | Gold Hill | 115 | 0 | 0 | 0 | 0 | 0 | 0 | 0 | 0 | 0 | 0 | 0 | 0 | 0 | 0 | 0 | 0 | 0 | 0 | 0 | 0 | 0 | 0 | 0 | 0 | 0 | 0 | 0 | 0 | 0 | 0 | 0 | 0 | 0 | 0 | 0 | 0 | 0 | 0 | 0 | 1 | 0 | 0 | 0 | 0 | 0 | 1 | 0 | 1 | 0 | 0 | 0 | 0 | 0 | 0 | 0 | 0 | 0 | 0 | 0 | 1 | 1 | 0 | 0 | 0 | 0 | 0 | 0 | 0 | 0 | 0 | 0 | 0 | 0 | 0 | 0 | 0 | 0 | 0 | 0 | 0 | 0 | 0 | 0 | 0 | 0 | 0 | 0 | 0 | 0 | 0 | 0 | 0 | 0 | 0 | 0 | 0 | 0 | 0 |  | 0 | 0 | 0 | 0 | 0 | 0 | 0 | 0 | 0 | 0 | 0 | 0 | 0 | 0 | 0 | 0 | 0 | 0 | 0 | 0 | 0 | 0 | 0 | 0 | 0 | 0 | 0 | 0 | 0 | 0 | 3 | 0 | 2 | 0 | 0 | 0 | -3003.69 | -263.757 | 919.2036 | Collinsville-Tesla 500 kV Line | Collinsville-Tesla 500 kV Line | Rio Oso-Lockeford 230kV line |  | 0 | 2 | 0 | 0 | 0 | 0 | -984.3465 | 332.3909 | 919.2036 | Tesla-Bellota 230 kV line | Bellota-Weber 230kV line | Rio Oso-Lockeford 230kV line |  | 5 | 4 | YES | 4 | 1 | 1 | NO | 1
PG&E NGBA | Gold Hill | 230 | 0 | 0 | 0 | 0 | 0 | 0 | 0 | 0 | 0 | 0 | 0 | 0 | 0 | 0 | 0 | 0 | 0 | 0 | 0 | 0 | 0 | 0 | 0 | 0 | 0 | 0 | 0 | 0 | 0 | 0 | 0 | 0 | 0 | 0 | 0 | 0 | 0 | 0 | 0 | 1 | 0 | 0 | 0 | 0 | 0 | 1 | 1 | 1 | 0 | 0 | 0 | 0 | 0 | 0 | 0 | 0 | 0 | 0 | 0 | 1 | 1 | 0 | 0 | 0 | 0 | 0 | 0 | 0 | 0 | 0 | 0 | 0 | 0 | 0 | 0 | 0 | 0 | 0 | 0 | 0 | 0 | 0 | 0 | 0 | 0 | 0 | 0 | 0 | 0 | 0 | 0 | 0 | 0 | 0 | 0 | 0 | 0 | 0 |  | 0 | 0 | 0 | 0 | 0 | 0 | 0 | 0 | 0 | 0 | 0 | 0 | 0 | 0 | 0 | 0 | 0 | 0 | 0 | 0 | 0 | 0 | 0 | 0 | 0 | 0 | 0 | 0 | 0 | 0 | 3 | 0 | 2 | 0 | 0 | 0 | -3003.69 | -263.757 | 417.22 | Collinsville-Tesla 500 kV Line | Collinsville-Tesla 500 kV Line | Rio Oso-Brighton 230kV line |  | 0 | 2 | 0 | 0 | 0 | 0 | -984.3465 | 332.3909 | 417.22 | Tesla-Bellota 230 kV line | Bellota-Weber 230kV line | Rio Oso-Brighton 230kV line |  | 5 | 4 | YES | 4 | 1 | 1 | NO | 1
SCE Northern | Goleta | 230 | 0 | 0 | 1 | 0 | 1 | 0 | 0 | 0 | 0 | 0 | 0 | 0 | 0 | 0 | 0 | 0 | 0 | 0 | 0 | 0 | 0 | 0 | 0 | 0 | 1 | 0 | 0 | 0 | 0 | 0 | 0 | 0 | 0 | 0 | 0 | 0 | 0 | 0 | 0 | 0 | 0 | 0 | 0 | 0 | 0 | 0 | 0 | 0 | 0 | 0 | 0 | 0 | 0 | 0 | 0 | 0 | 0 | 0 | 0 | 0 | 0 | 0 | 0 | 0 | 0 | 0 | 0 | 0 | 0 | 0 | 0 | 0 | 0 | 0 | 0 | 0 | 0 | 0 | 0 | 0 | 0 | 0 | 0 | 0 | 0 | 0 | 0 | 0 | 0 | 0 | 0 | 0 | 0 | 0 | 0 | 0 | 0 | 0 |  | 0 | 0 | 0 | 0 | 0 | 0 | 0 | 0 | 0 | 0 | 0 | 0 | 0 | 0 | 0 | 0 | 0 | 0 | 0 | 0 | 0 | 0 | 0 | 0 | 0 | 0 | 70 | 0 | 0 | 1 | 1 | 0 | 0 | 0 | 0 | 0 | -1982.555 | 646.5 | 3256 | Lugo - Victorville area constraint | Moorpark-Pardee Constraint | Moorpark-Pardee Constraint |  | 0 | 0 | 0 | 0 | 0 | 0 | 339 | 646.5 | 3256 | Moorpark-Pardee Constraint | Moorpark-Pardee Constraint | Moorpark-Pardee Constraint |  | 5 | 1 | YES | 2 | 1 | 1 | NO | 1
SCE Metro | Goodrich | 230 | 0 | 0 | 0 | 0 | 0 | 0 | 0 | 0 | 0 | 1 | 0 | 0 | 0 | 0 | 0 | 0 | 0 | 0 | 0 | 0 | 0 | 0 | 0 | 0 | 0 | 0 | 0 | 0 | 0 | 0 | 0 | 0 | 0 | 0 | 0 | 0 | 0 | 0 | 0 | 0 | 0 | 0 | 0 | 0 | 0 | 0 | 0 | 0 | 0 | 0 | 0 | 0 | 0 | 0 | 0 | 0 | 0 | 0 | 0 | 0 | 0 | 0 | 0 | 0 | 0 | 0 | 0 | 0 | 0 | 0 | 0 | 0 | 0 | 0 | 0 | 0 | 0 | 0 | 0 | 0 | 0 | 0 | 0 | 0 | 0 | 0 | 0 | 0 | 0 | 0 | 0 | 0 | 0 | 0 | 0 | 0 | 0 | 0 |  | 0 | 0 | 0 | 0 | 0 | 0 | 0 | 0 | 0 | 0 | 0 | 0 | 0 | 0 | 0 | 0 | 0 | 0 | 0 | 0 | 0 | 0 | 0 | 0 | 0 | 0 | 0 | 0 | 0 | 0 | 0 | 0 | 0 | 0 | 0 | 0 | 9484.6 | 11247.7 | 14307.5055 | SCE Metro Area Default Constraint | SCE Metro Area Default Constraint | SCE Metro Area Default Constraint |  | 0 | 0 | 0 | 0 | 0 | 0 | 9484.6 | 11247.7 | 14307.5055 | SCE Metro Area Default Constraint | SCE Metro Area Default Constraint | SCE Metro Area Default Constraint |  | 1 | 1 | NO | 1 | 1 | 1 | NO | 1
PG&E KERN | Goose Lake | 115 | 0 | 0 | 0 | 0 | 0 | 0 | 0 | 0 | 0 | 0 | 0 | 0 | 0 | 0 | 0 | 0 | 0 | 0 | 0 | 0 | 0 | 0 | 0 | 0 | 0 | 0 | 0 | 0 | 0 | 0 | 0 | 0 | 0 | 0 | 0 | 0 | 0 | 0 | 0 | 0 | 0 | 0 | 0 | 0 | 0 | 0 | 0 | 0 | 0 | 0 | 0 | 0 | 0 | 0 | 0 | 0 | 0 | 0 | 0 | 0 | 0 | 0 | 0 | 0 | 0 | 0 | 0 | 1 | 1 | 0 | 0 | 0 | 0 | 0 | 0 | 1 | 0 | 0 | 0 | 1 | 0 | 0 | 0 | 0 | 0 | 0 | 0 | 0 | 0 | 0 | 0 | 0 | 0 | 0 | 0 | 0 | 0 | 0 |  | 0 | 0 | 0 | 0 | 0 | 0 | 0 | 0 | 0 | 0 | 0 | 0 | 0 | 0 | 0 | 0 | 3 | 0 | 0 | 0 | 0 | 0 | 0 | 0 | 0 | 0 | 0 | 0 | 0 | 1 | 0 | 0 | 0 | 0 | 0 | 0 | 35.715 | 4.0117 | 3.675 | Cal Flat-Gates 230 kV line | Cal Flat-Gates 230 kV line | Cal Flat-Gates 230 kV line |  | 0 | 0 | 0 | 0 | 0 | 0 | 35.715 | 4.0117 | 3.675 | Cal Flat-Gates 230 kV line | Cal Flat-Gates 230 kV line | Cal Flat-Gates 230 kV line |  | 1 | 1 | NO | 1 | 1 | 1 | NO | 1
SCE Metro | Gould | 230 | 0 | 0 | 0 | 0 | 0 | 0 | 0 | 0 | 0 | 1 | 0 | 0 | 0 | 0 | 0 | 0 | 0 | 0 | 0 | 0 | 0 | 0 | 0 | 0 | 0 | 0 | 0 | 0 | 0 | 0 | 0 | 0 | 0 | 0 | 0 | 0 | 0 | 0 | 0 | 0 | 0 | 0 | 0 | 0 | 0 | 0 | 0 | 0 | 0 | 0 | 0 | 0 | 0 | 0 | 0 | 0 | 0 | 0 | 0 | 0 | 0 | 0 | 0 | 0 | 0 | 0 | 0 | 0 | 0 | 0 | 0 | 0 | 0 | 0 | 0 | 0 | 0 | 0 | 0 | 0 | 0 | 0 | 0 | 0 | 0 | 0 | 0 | 0 | 0 | 0 | 0 | 0 | 0 | 0 | 0 | 0 | 0 | 0 |  | 0 | 0 | 0 | 0 | 0 | 0 | 0 | 0 | 0 | 0 | 0 | 0 | 0 | 0 | 0 | 0 | 0 | 0 | 0 | 0 | 0 | 0 | 0 | 0 | 0 | 0 | 0 | 0 | 0 | 0 | 0 | 0 | 0 | 0 | 0 | 0 | 9484.6 | 11247.7 | 14307.5055 | SCE Metro Area Default Constraint | SCE Metro Area Default Constraint | SCE Metro Area Default Constraint |  | 0 | 0 | 0 | 0 | 0 | 0 | 9484.6 | 11247.7 | 14307.5055 | SCE Metro Area Default Constraint | SCE Metro Area Default Constraint | SCE Metro Area Default Constraint |  | 1 | 1 | NO | 1 | 1 | 1 | NO | 1
PG&E NGBA | Grand Island | 115 | 0 | 0 | 0 | 0 | 0 | 0 | 0 | 0 | 0 | 0 | 0 | 0 | 0 | 0 | 0 | 0 | 0 | 0 | 0 | 0 | 0 | 0 | 0 | 0 | 0 | 0 | 0 | 0 | 0 | 0 | 0 | 0 | 0 | 0 | 0 | 0 | 0 | 0 | 0 | 1 | 0 | 0 | 0 | 0 | 1 | 1 | 0 | 1 | 0 | 0 | 0 | 0 | 0 | 0 | 0 | 0 | 0 | 0 | 0 | 1 | 1 | 0 | 0 | 0 | 0 | 0 | 0 | 0 | 0 | 0 | 0 | 0 | 0 | 0 | 0 | 0 | 0 | 0 | 0 | 0 | 0 | 0 | 0 | 0 | 0 | 0 | 0 | 0 | 0 | 0 | 0 | 0 | 0 | 0 | 0 | 0 | 0 | 0 |  | 0 | 0 | 0 | 0 | 0 | 0 | 0 | 0 | 0 | 0 | 0 | 0 | 0 | 0 | 0 | 0 | 0 | 0 | 0 | 0 | 0 | 0 | 0 | 2.73 | 0 | 0 | 0 | 0 | 0 | 1 | 3 | 0 | 2 | 0 | 0 | 0 | -3003.69 | -263.757 | 81.4956 | Collinsville-Tesla 500 kV Line | Collinsville-Tesla 500 kV Line | Rocklin-Pleaseant grove 115kV line |  | 0 | 2 | 0 | 0 | 0 | 0 | -984.3465 | 31.5 | 81.4956 | Tesla-Bellota 230 kV line | Rocklin-Pleaseant grove 115kV line | Rocklin-Pleaseant grove 115kV line |  | 5 | 4 | YES | 4 | 1 | 1 | NO | 1
SDGE | Granite | 69 | 0 | 0 | 0 | 0 | 0 | 0 | 0 | 0 | 0 | 0 | 0 | 0 | 0 | 0 | 0 | 0 | 0 | 0 | 0 | 0 | 0 | 0 | 0 | 0 | 0 | 0 | 0 | 1 | 0 | 0 | 1 | 0 | 1 | 0 | 0 | 0 | 0 | 0 | 0 | 0 | 0 | 0 | 0 | 0 | 0 | 0 | 0 | 0 | 0 | 0 | 0 | 0 | 0 | 0 | 0 | 0 | 0 | 0 | 0 | 0 | 0 | 0 | 0 | 0 | 0 | 0 | 0 | 0 | 0 | 0 | 0 | 0 | 0 | 0 | 0 | 0 | 0 | 0 | 0 | 0 | 0 | 0 | 0 | 0 | 0 | 0 | 0 | 0 | 0 | 0 | 0 | 0 | 0 | 0 | 0 | 0 | 0 | 2 |  | 0 | 0 | 0 | 0 | 0 | 0 | 0 | 0 | 0 | 0 | 0 | 0 | 0 | 0 | 0 | 0 | 0 | 0 | 0 | 0 | 0 | 0 | 0 | 0 | 0 | 0 | 4.5 | 0 | 0 | 1 | 0 | 0 | 0 | 0 | 0 | 0 | 212.21 | 366.23 | 481.7164 | San Luis Rey-San Onofre 230 kV line constraint | El Cajon 69 kV constraint | El Cajon 69 kV constraint |  | 0 | 0 | 0 | 0 | 0 | 0 | 212.21 | 366.23 | 481.7164 | San Luis Rey-San Onofre 230 kV line constraint | El Cajon 69 kV constraint | El Cajon 69 kV constraint |  | 1 | 1 | NO | 1 | 1 | 1 | NO | 1
PG&E GBA | Grant | 115 | 0 | 0 | 0 | 0 | 0 | 0 | 0 | 0 | 0 | 0 | 0 | 0 | 0 | 0 | 0 | 0 | 0 | 0 | 0 | 0 | 0 | 0 | 0 | 0 | 0 | 0 | 0 | 0 | 0 | 0 | 0 | 0 | 0 | 0 | 0 | 0 | 0 | 0 | 0 | 1 | 0 | 0 | 0 | 0 | 0 | 0 | 0 | 0 | 0 | 0 | 0 | 0 | 1 | 0 | 0 | 0 | 0 | 0 | 0 | 0 | 0 | 0 | 0 | 0 | 0 | 0 | 0 | 0 | 0 | 0 | 0 | 0 | 0 | 0 | 0 | 0 | 0 | 0 | 0 | 0 | 0 | 0 | 0 | 0 | 0 | 0 | 0 | 0 | 0 | 0 | 0 | 0 | 0 | 0 | 0 | 0 | 0 | 1 |  | 0 | 0 | 0 | 0 | 0 | 0 | 0 | 0 | 0 | 0 | 0 | 0 | 0 | 0 | 0 | 0 | 0 | 0 | 0 | 0 | 0 | 0 | 0 | 0 | 0 | 0 | 0 | 0 | 0 | 0 | 1 | 0 | 1 | 0 | 0 | 0 | -3003.69 | -263.757 | 4918.8858 | Collinsville-Tesla 500 kV Line | Collinsville-Tesla 500 kV Line | Collinsville-Tesla 500 kV Line |  | 0 | 0 | 0 | 0 | 0 | 0 | 2092.35 | 2528.83 | 4918.8858 | Sobrante-Moraga 230 kV line | Sobrante-Moraga 230 kV line | Collinsville-Tesla 500 kV Line |  | 5 | 1 | YES | 2 | 1 | 1 | NO | 1
PG&E GBA | Green Valley | 115 | 0 | 0 | 0 | 0 | 0 | 0 | 0 | 0 | 0 | 0 | 0 | 0 | 0 | 0 | 0 | 0 | 0 | 0 | 0 | 0 | 0 | 0 | 0 | 0 | 0 | 0 | 0 | 0 | 0 | 0 | 0 | 0 | 0 | 0 | 0 | 0 | 0 | 0 | 0 | 0 | 0 | 0 | 0 | 0 | 0 | 0 | 0 | 0 | 0 | 0 | 0 | 0 | 1 | 0 | 0 | 1 | 0 | 0 | 0 | 1 | 0 | 0 | 0 | 0 | 1 | 0 | 0 | 0 | 0 | 0 | 0 | 0 | 0 | 0 | 0 | 0 | 0 | 0 | 0 | 0 | 0 | 0 | 0 | 0 | 0 | 0 | 0 | 0 | 0 | 0 | 0 | 0 | 0 | 0 | 0 | 0 | 1 | 1 |  | 0 | 0 | 0 | 0 | 0 | 0 | 0 | 0 | 0 | 0 | 0 | 0 | 0 | 0 | 0 | 0 | 1.1 | 0 | 0 | 0 | 0 | 0 | 0 | 0 | 0 | 0 | 0 | 0 | 0 | 1 | 2 | 0 | 0 | 0 | 0 | 0 | -1284.3465 | 344.91 | 296.38 | Tesla-Bellota 230 kV line | Morganhill-Metcalf 115kV Line | Morganhill-Metcalf 115kV Line |  | 0 | 1 | 0 | 0 | 0 | 0 | -984.3465 | 344.91 | 296.38 | Tesla-Bellota 230 kV line | Morganhill-Metcalf 115kV Line | Morganhill-Metcalf 115kV Line |  | 5 | 4 | YES | 4 | 1 | 1 | NO | 1
PG&E NGBA | Greenleaf 1 | 115 | 0 | 0 | 0 | 0 | 0 | 0 | 0 | 0 | 0 | 0 | 0 | 0 | 0 | 0 | 0 | 0 | 0 | 0 | 0 | 0 | 0 | 0 | 0 | 0 | 0 | 0 | 0 | 0 | 0 | 0 | 0 | 0 | 0 | 0 | 0 | 0 | 0 | 0 | 0 | 1 | 0 | 0 | 0 | 0 | 1 | 1 | 1 | 1 | 0 | 0 | 0 | 0 | 0 | 0 | 0 | 0 | 0 | 0 | 0 | 1 | 1 | 0 | 0 | 0 | 0 | 0 | 0 | 0 | 0 | 0 | 0 | 0 | 0 | 0 | 0 | 0 | 0 | 0 | 0 | 0 | 0 | 0 | 0 | 0 | 0 | 0 | 0 | 0 | 0 | 0 | 0 | 0 | 0 | 0 | 0 | 0 | 0 | 0 |  | 0 | 0 | 0 | 0 | 0 | 0 | 0 | 0 | 0 | 0 | 0 | 0 | 0 | 0 | 0 | 0 | 0 | 0 | 0 | 0 | 0 | 0 | 0 | 0 | 0 | 0 | 0 | 0 | 0 | 0 | 3 | 0 | 2 | 0 | 0 | 0 | -3003.69 | -263.757 | 81.4956 | Collinsville-Tesla 500 kV Line | Collinsville-Tesla 500 kV Line | Rocklin-Pleaseant grove 115kV line |  | 0 | 2 | 0 | 0 | 0 | 0 | -984.3465 | 31.5 | 81.4956 | Tesla-Bellota 230 kV line | Rocklin-Pleaseant grove 115kV line | Rocklin-Pleaseant grove 115kV line |  | 5 | 4 | YES | 4 | 1 | 1 | NO | 1
PG&E FRESNO | Gregg | 230 | 0 | 0 | 0 | 0 | 0 | 0 | 0 | 0 | 0 | 0 | 0 | 0 | 0 | 0 | 0 | 0 | 0 | 0 | 0 | 0 | 0 | 0 | 0 | 0 | 0 | 0 | 0 | 0 | 0 | 0 | 0 | 0 | 0 | 0 | 0 | 0 | 0 | 0 | 0 | 0 | 0 | 0 | 0 | 0 | 0 | 1 | 0 | 0 | 0 | 0 | 0 | 0 | 0 | 0 | 0 | 0 | 0 | 0 | 0 | 0 | 0 | 0 | 0 | 0 | 0 | 0 | 0 | 0 | 0 | 0 | 0 | 0 | 0 | 0 | 0 | 0 | 0 | 0 | 1 | 1 | 0 | 1 | 1 | 1 | 0 | 1 | 0 | 1 | 1 | 1 | 0 | 0 | 0 | 0 | 0 | 0 | 0 | 1 |  | 0 | 0 | 0 | 0 | 0 | 0 | 0 | 0 | 0 | 0 | 0 | 0 | 0 | 0 | 0 | 0 | 0 | 0 | 0 | 0 | 0 | 0 | 0 | 0 | 0 | 0 | 0 | 0 | 140 | 1 | 3 | 0 | 3 | 0 | 2 | 0 | -1364.3 | -946.4 | -142.3574 | Borden-Storey #1 230kV line | Borden-Storey #1 230kV line | Chowchilla-Le grand 115kV Line |  | 0 | 2 | 0 | 0 | 0 | 0 | -239.0315 | 300.6 | 63.9052 | Bellota-Weber 230kV line | Borden-Storey #1 230kV line | Gates 500/230kV TB #12 |  | 5 | 4 | YES | 4 | 5 | 1 | YES | 2
PG&E FRESNO | Grimmway-Malaga | 115 | 0 | 0 | 0 | 0 | 0 | 0 | 0 | 0 | 0 | 0 | 0 | 0 | 0 | 0 | 0 | 0 | 0 | 0 | 0 | 0 | 0 | 0 | 0 | 0 | 0 | 0 | 0 | 0 | 0 | 0 | 0 | 0 | 0 | 0 | 0 | 0 | 0 | 0 | 0 | 0 | 0 | 0 | 0 | 0 | 0 | 1 | 0 | 0 | 0 | 0 | 0 | 0 | 0 | 0 | 0 | 0 | 0 | 0 | 0 | 0 | 0 | 0 | 0 | 0 | 0 | 0 | 0 | 0 | 0 | 0 | 0 | 0 | 0 | 0 | 0 | 0 | 0 | 0 | 1 | 1 | 0 | 1 | 0 | 0 | 0 | 1 | 0 | 0 | 0 | 1 | 0 | 0 | 0 | 0 | 0 | 0 | 0 | 1 |  | 0 | 0 | 0 | 0 | 0 | 0 | 0 | 0 | 0 | 0 | 0 | 0 | 0 | 0 | 0 | 0 | 0 | 0 | 0 | 0 | 0 | 0 | 0 | 0 | 0 | 0 | 0 | 0 | 0 | 0 | 2 | 0 | 2 | 0 | 1 | 0 | -1364.3 | -946.4 | -40.3424 | Borden-Storey #1 230kV line | Borden-Storey #1 230kV line | Borden-Storey #1 230kV line |  | 0 | 2 | 0 | 0 | 0 | 0 | -239.0315 | 300.6 | 63.9052 | Bellota-Weber 230kV line | Borden-Storey #1 230kV line | Gates 500/230kV TB #12 |  | 5 | 4 | YES | 4 | 5 | 1 | YES | 2
PG&E NGBA | Grizzly | 230 | 0 | 0 | 0 | 0 | 0 | 0 | 0 | 0 | 0 | 0 | 0 | 0 | 0 | 0 | 0 | 0 | 0 | 0 | 0 | 0 | 0 | 0 | 0 | 0 | 0 | 0 | 0 | 0 | 0 | 0 | 0 | 0 | 0 | 0 | 0 | 0 | 0 | 0 | 0 | 1 | 1 | 0 | 1 | 0 | 1 | 1 | 1 | 1 | 0 | 0 | 0 | 0 | 0 | 0 | 0 | 0 | 0 | 0 | 0 | 1 | 1 | 0 | 0 | 0 | 0 | 0 | 0 | 0 | 0 | 0 | 0 | 0 | 0 | 0 | 0 | 0 | 0 | 0 | 0 | 0 | 0 | 0 | 0 | 0 | 0 | 0 | 0 | 0 | 0 | 0 | 0 | 0 | 0 | 0 | 0 | 0 | 0 | 0 |  | 0 | 0 | 0 | 0 | 0 | 0 | 0 | 0 | 0 | 0 | 0 | 0 | 0 | 0 | 0 | 0 | 0 | 0 | 0 | 0 | 0 | 0 | 0 | 0 | 0 | 0 | 0 | 0 | 0 | 0 | 3 | 0 | 2 | 0 | 0 | 0 | -3003.69 | -263.757 | 32.84 | Collinsville-Tesla 500 kV Line | Collinsville-Tesla 500 kV Line | Woodland- Davis 115kV line |  | 0 | 2 | 0 | 0 | 0 | 0 | -984.3465 | 31.5 | 32.84 | Tesla-Bellota 230 kV line | Rocklin-Pleaseant grove 115kV line | Woodland- Davis 115kV line |  | 5 | 4 | YES | 4 | 1 | 1 | NO | 1
PG&E FRESNO | Guernsey | 70 | 0 | 0 | 0 | 0 | 0 | 0 | 0 | 0 | 0 | 0 | 0 | 0 | 0 | 0 | 0 | 0 | 0 | 0 | 0 | 0 | 0 | 0 | 0 | 0 | 0 | 0 | 0 | 0 | 0 | 0 | 0 | 0 | 0 | 0 | 0 | 0 | 0 | 0 | 0 | 0 | 0 | 0 | 0 | 0 | 0 | 1 | 0 | 0 | 0 | 0 | 0 | 0 | 0 | 0 | 0 | 0 | 0 | 0 | 0 | 0 | 0 | 0 | 0 | 0 | 0 | 0 | 0 | 0 | 0 | 0 | 0 | 0 | 0 | 0 | 0 | 0 | 0 | 0 | 1 | 1 | 0 | 1 | 0 | 0 | 0 | 1 | 0 | 0 | 0 | 1 | 0 | 0 | 0 | 0 | 1 | 0 | 0 | 1 |  | 0 | 0 | 0 | 0 | 0 | 0 | 0 | 0 | 0 | 0 | 0 | 0 | 0 | 0 | 0 | 0 | 0 | 0 | 0 | 0 | 0 | 0 | 0 | 7.5 | 0 | 0 | 0 | 0 | 0 | 1 | 3 | 0 | 2 | 0 | 1 | 1 | -1872.365 | -946.4 | -2894.0969 | Mustang-Henrietta 230 kV line | Borden-Storey #1 230kV line | Mustang-Henrietta 230 kV line |  | 0 | 2 | 0 | 0 | 0 | 1 | -239.0315 | 300.6 | -415.0969 | Bellota-Weber 230kV line | Borden-Storey #1 230kV line | Mustang-Henrietta 230 kV line |  | 5 | 4 | YES | 4 | 5 | 4 | YES | 4
PG&E FRESNO | GWF Hanford | 115 | 0 | 0 | 0 | 0 | 0 | 0 | 0 | 0 | 0 | 0 | 0 | 0 | 0 | 0 | 0 | 0 | 0 | 0 | 0 | 0 | 0 | 0 | 0 | 0 | 0 | 0 | 0 | 0 | 0 | 0 | 0 | 0 | 0 | 0 | 0 | 0 | 0 | 0 | 0 | 0 | 0 | 0 | 0 | 0 | 0 | 1 | 0 | 0 | 0 | 0 | 0 | 0 | 0 | 0 | 0 | 0 | 0 | 0 | 0 | 0 | 0 | 0 | 0 | 0 | 0 | 0 | 0 | 0 | 0 | 0 | 0 | 0 | 0 | 0 | 0 | 0 | 0 | 0 | 1 | 1 | 0 | 1 | 0 | 1 | 0 | 1 | 0 | 0 | 0 | 1 | 0 | 0 | 0 | 0 | 0 | 0 | 0 | 1 |  | 0 | 0 | 0 | 0 | 0 | 0 | 0 | 0 | 0 | 0 | 0 | -99.4 | 0 | 0 | 1 | 0 | 0 | 0 | 0 | 0 | 0 | 0 | 0 | 0 | 0 | 0 | 32 | 0 | 0 | 1 | 3 | 0 | 3 | 0 | 2 | 0 | -1364.3 | -946.4 | -142.3574 | Borden-Storey #1 230kV line | Borden-Storey #1 230kV line | Chowchilla-Le grand 115kV Line |  | 0 | 2 | 0 | 0 | 0 | 0 | -239.0315 | 300.6 | 63.9052 | Bellota-Weber 230kV line | Borden-Storey #1 230kV line | Gates 500/230kV TB #12 |  | 5 | 4 | YES | 4 | 5 | 1 | YES | 2
PG&E FRESNO | Haas | 230 | 0 | 0 | 0 | 0 | 0 | 0 | 0 | 0 | 0 | 0 | 0 | 0 | 0 | 0 | 0 | 0 | 0 | 0 | 0 | 0 | 0 | 0 | 0 | 0 | 0 | 0 | 0 | 0 | 0 | 0 | 0 | 0 | 0 | 0 | 0 | 0 | 0 | 0 | 0 | 0 | 0 | 0 | 0 | 0 | 0 | 1 | 0 | 0 | 0 | 0 | 0 | 0 | 0 | 0 | 0 | 0 | 0 | 0 | 0 | 0 | 0 | 0 | 0 | 0 | 0 | 0 | 0 | 0 | 0 | 0 | 0 | 0 | 0 | 0 | 0 | 0 | 0 | 0 | 1 | 1 | 0 | 1 | 0 | 0 | 0 | 1 | 0 | 0 | 0 | 1 | 0 | 0 | 0 | 0 | 0 | 0 | 0 | 1 |  | 0 | 0 | 0 | 0 | 0 | 0 | 0 | 0 | 0 | 0 | 0 | 0 | 0 | 0 | 0 | 0 | 0 | 0 | 0 | 0 | 0 | 0 | 0 | 0 | 0 | 0 | 0 | 0 | 0 | 0 | 2 | 0 | 2 | 0 | 1 | 0 | -1364.3 | -946.4 | -40.3424 | Borden-Storey #1 230kV line | Borden-Storey #1 230kV line | Borden-Storey #1 230kV line |  | 0 | 2 | 0 | 0 | 0 | 0 | -239.0315 | 300.6 | 63.9052 | Bellota-Weber 230kV line | Borden-Storey #1 230kV line | Gates 500/230kV TB #12 |  | 5 | 4 | YES | 4 | 5 | 1 | YES | 2
PG&E FRESNO | Hammonds | 115 | 0 | 0 | 0 | 0 | 0 | 0 | 0 | 0 | 0 | 0 | 0 | 0 | 0 | 0 | 0 | 0 | 0 | 0 | 0 | 0 | 0 | 0 | 0 | 0 | 0 | 0 | 0 | 0 | 0 | 0 | 0 | 0 | 0 | 0 | 0 | 0 | 0 | 0 | 0 | 0 | 0 | 0 | 0 | 0 | 0 | 0 | 0 | 0 | 0 | 0 | 0 | 0 | 0 | 0 | 0 | 0 | 0 | 0 | 0 | 0 | 0 | 0 | 0 | 0 | 0 | 0 | 0 | 0 | 0 | 0 | 0 | 0 | 0 | 0 | 0 | 0 | 0 | 0 | 0 | 1 | 0 | 0 | 0 | 0 | 0 | 1 | 0 | 1 | 0 | 0 | 0 | 0 | 1 | 0 | 0 | 0 | 0 | 1 |  | 0 | 0 | 0 | 0 | 0 | 0 | 0 | 0 | 0 | 0 | 0 | 0 | 0 | 0 | 0 | 0 | 0 | 0 | 0 | 0 | 0 | 0 | 0 | 0 | 0 | 0 | 0 | 0 | 0 | 0 | 0 | 0 | 0 | 0 | 0 | 0 | 234.1 | 355.1 | 44.9626 | Oro Loma-El Nido 115kV Line | Oro Loma-El Nido 115kV Line | Oro Loma-El Nido 115kV Line |  | 0 | 0 | 0 | 0 | 0 | 0 | 234.1 | 355.1 | 44.9626 | Oro Loma-El Nido 115kV Line | Oro Loma-El Nido 115kV Line | Oro Loma-El Nido 115kV Line |  | 1 | 1 | NO | 1 | 1 | 1 | NO | 1
SCE Metro | HarborGen | 230 | 0 | 0 | 0 | 0 | 0 | 0 | 0 | 0 | 0 | 1 | 0 | 0 | 0 | 0 | 0 | 0 | 0 | 0 | 0 | 0 | 0 | 0 | 0 | 0 | 0 | 0 | 0 | 0 | 0 | 0 | 0 | 0 | 0 | 0 | 0 | 0 | 0 | 0 | 0 | 0 | 0 | 0 | 0 | 0 | 0 | 0 | 0 | 0 | 0 | 0 | 0 | 0 | 0 | 0 | 0 | 0 | 0 | 0 | 0 | 0 | 0 | 0 | 0 | 0 | 0 | 0 | 0 | 0 | 0 | 0 | 0 | 0 | 0 | 0 | 0 | 0 | 0 | 0 | 0 | 0 | 0 | 0 | 0 | 0 | 0 | 0 | 0 | 0 | 0 | 0 | 0 | 0 | 0 | 0 | 0 | 0 | 0 | 0 |  | 0 | 0 | 0 | 0 | 0 | 0 | 0 | 0 | 0 | 0 | 0 | 0 | 0 | 0 | 0 | 0 | 0 | 0 | 0 | 0 | 0 | 0 | 0 | 0 | 0 | 0 | 0 | 0 | 0 | 0 | 0 | 0 | 0 | 0 | 0 | 0 | 9484.6 | 11247.7 | 14307.5055 | SCE Metro Area Default Constraint | SCE Metro Area Default Constraint | SCE Metro Area Default Constraint |  | 0 | 0 | 0 | 0 | 0 | 0 | 9484.6 | 11247.7 | 14307.5055 | SCE Metro Area Default Constraint | SCE Metro Area Default Constraint | SCE Metro Area Default Constraint |  | 1 | 1 | NO | 1 | 1 | 1 | NO | 1
PG&E NGBA | Harris | 60 | 0 | 0 | 0 | 0 | 0 | 0 | 0 | 0 | 0 | 0 | 0 | 0 | 0 | 0 | 0 | 0 | 0 | 0 | 0 | 0 | 0 | 0 | 0 | 0 | 0 | 0 | 0 | 0 | 0 | 0 | 0 | 0 | 0 | 0 | 0 | 0 | 0 | 0 | 0 | 1 | 0 | 0 | 0 | 0 | 0 | 0 | 0 | 0 | 0 | 0 | 0 | 0 | 0 | 0 | 0 | 0 | 0 | 0 | 0 | 0 | 0 | 0 | 0 | 0 | 0 | 0 | 0 | 0 | 0 | 0 | 0 | 0 | 0 | 0 | 0 | 0 | 0 | 0 | 0 | 0 | 0 | 0 | 0 | 0 | 0 | 0 | 0 | 0 | 0 | 0 | 0 | 0 | 0 | 0 | 0 | 0 | 0 | 0 |  | 0 | 0 | 0 | 0 | 0 | 0 | 0 | 0 | 0 | 0 | 0 | 0 | 0 | 0 | 0 | 0 | 0 | 0 | 0 | 0 | 0 | 0 | 0 | 0 | 0 | 0 | 0 | 0 | 0 | 0 | 1 | 0 | 1 | 0 | 0 | 0 | -3003.69 | -263.757 | 4918.8858 | Collinsville-Tesla 500 kV Line | Collinsville-Tesla 500 kV Line | Collinsville-Tesla 500 kV Line |  | 0 | 0 | 0 | 0 | 0 | 0 | 5641.31 | 8381.243 | 4918.8858 | Collinsville-Tesla 500 kV Line | Collinsville-Tesla 500 kV Line | Collinsville-Tesla 500 kV Line |  | 5 | 1 | YES | 2 | 1 | 1 | NO | 1
EOP | Harry Allen | 500 | 0 | 0 | 0 | 0 | 0 | 0 | 0 | 0 | 0 | 0 | 0 | 0 | 0 | 0 | 0 | 0 | 0 | 0 | 0 | 0 | 0 | 0 | 0 | 1 | 1 | 0 | 0 | 0 | 0 | 0 | 0 | 0 | 0 | 0 | 0 | 0 | 0 | 0 | 0 | 0 | 0 | 0 | 0 | 0 | 0 | 0 | 0 | 0 | 0 | 0 | 0 | 0 | 0 | 0 | 0 | 0 | 0 | 0 | 0 | 0 | 0 | 0 | 0 | 0 | 0 | 0 | 0 | 0 | 0 | 0 | 0 | 0 | 0 | 0 | 0 | 0 | 0 | 0 | 0 | 0 | 0 | 0 | 0 | 0 | 0 | 0 | 0 | 0 | 0 | 0 | 0 | 0 | 0 | 0 | 0 | 0 | 0 | 1 |  | 0 | 0 | 0 | 0 | 0 | 0 | 0 | 0 | 0 | 0 | 0 | 0 | 0 | 0 | 0 | 100 | 0 | 0 | 0 | 1060 | 0 | 0 | 0 | 0 | 0 | 0 | 0 | 0 | 0 | 1 | 1 | 1 | 0 | 0 | 0 | 0 | -1982.555 | 640.59 | 1134.96 | Lugo - Victorville area constraint | Sloan Canyon - Eldorado 500 kV constraint | Sloan Canyon - Eldorado 500 kV constraint |  | 0 | 1 | 0 | 0 | 0 | 0 | -68.75 | 640.59 | 1134.96 | Sloan Canyon - Eldorado 500 kV constraint | Sloan Canyon - Eldorado 500 kV constraint | Sloan Canyon - Eldorado 500 kV constraint |  | 5 | 3 | YES | 3 | 1 | 1 | NO | 1
PG&E NGBA | Hartley | 60 | 0 | 0 | 0 | 0 | 0 | 0 | 0 | 0 | 0 | 0 | 0 | 0 | 0 | 0 | 0 | 0 | 0 | 0 | 0 | 0 | 0 | 0 | 0 | 0 | 0 | 0 | 0 | 0 | 0 | 0 | 0 | 0 | 0 | 0 | 0 | 0 | 0 | 0 | 0 | 1 | 0 | 0 | 0 | 0 | 0 | 0 | 0 | 0 | 0 | 0 | 0 | 0 | 1 | 0 | 0 | 0 | 0 | 0 | 0 | 0 | 0 | 0 | 0 | 0 | 0 | 0 | 1 | 0 | 0 | 0 | 0 | 0 | 0 | 0 | 0 | 0 | 0 | 0 | 0 | 0 | 0 | 0 | 0 | 0 | 0 | 0 | 0 | 0 | 0 | 0 | 0 | 0 | 0 | 0 | 0 | 0 | 0 | 1 |  | 0 | 0 | 0 | 0 | 0 | 0 | 0 | 0 | 0 | 0 | 0 | 0 | 0 | 0 | 0 | 0 | 0 | 0 | 0 | 0 | 0 | 0 | 0 | 0 | 0 | 0 | 0 | 0 | 0 | 0 | 2 | 0 | 2 | 0 | 0 | 0 | -3003.69 | -263.757 | 745.85 | Collinsville-Tesla 500 kV Line | Collinsville-Tesla 500 kV Line | Birds Landing-Contra Costa 230kV Line |  | 0 | 0 | 0 | 0 | 0 | 0 | 1259.89 | 1593.344 | 745.85 | Birds Landing-Contra Costa 230kV Line | Birds Landing-Contra Costa 230kV Line | Birds Landing-Contra Costa 230kV Line |  | 5 | 1 | YES | 2 | 1 | 1 | NO | 1
SCE NOL | Harvard | 115 | 0 | 0 | 0 | 0 | 0 | 0 | 0 | 0 | 0 | 0 | 0 | 1 | 1 | 1 | 0 | 0 | 0 | 0 | 0 | 0 | 0 | 0 | 0 | 0 | 0 | 0 | 0 | 0 | 0 | 0 | 0 | 0 | 0 | 0 | 0 | 0 | 0 | 0 | 0 | 0 | 0 | 0 | 0 | 0 | 0 | 0 | 0 | 0 | 0 | 0 | 0 | 0 | 0 | 0 | 0 | 0 | 0 | 0 | 0 | 0 | 0 | 0 | 0 | 0 | 0 | 0 | 0 | 0 | 0 | 0 | 0 | 0 | 0 | 0 | 0 | 0 | 0 | 0 | 0 | 0 | 0 | 0 | 0 | 0 | 0 | 0 | 0 | 0 | 0 | 0 | 0 | 0 | 0 | 0 | 0 | 0 | 0 | 3 |  | 0 | 0 | 0 | 0 | 0 | 0 | 0 | 0 | 0 | 0 | 0 | 0 | 0 | 0 | 0 | 0 | 0 | 0 | 0 | 0 | 0 | 0 | 0 | 0 | 0 | 0 | 0 | 0 | 0 | 0 | 0 | 2 | 0 | 0 | 0 | 0 | -83.1 | 8.05 | 1104.2638 | South of Kramer Area Constraint | South of Kramer Area Constraint | South of Kramer Area Constraint |  | 0 | 2 | 0 | 0 | 0 | 0 | -83.1 | 8.05 | 1104.2638 | South of Kramer Area Constraint | South of Kramer Area Constraint | South of Kramer Area Constraint |  | 3 | 3 | NO | 3 | 1 | 1 | NO | 1
SDGE | Hassayampa | 500 | 0 | 0 | 0 | 0 | 0 | 0 | 0 | 0 | 0 | 0 | 0 | 0 | 0 | 0 | 0 | 0 | 0 | 1 | 0 | 0 | 0 | 0 | 0 | 0 | 1 | 0 | 0 | 0 | 0 | 0 | 0 | 1 | 0 | 0 | 0 | 0 | 0 | 0 | 0 | 0 | 0 | 0 | 0 | 0 | 0 | 0 | 0 | 0 | 0 | 0 | 0 | 0 | 0 | 0 | 0 | 0 | 0 | 0 | 0 | 0 | 0 | 0 | 0 | 0 | 0 | 0 | 0 | 0 | 0 | 0 | 0 | 0 | 0 | 0 | 0 | 0 | 0 | 0 | 0 | 0 | 0 | 0 | 0 | 0 | 0 | 0 | 0 | 0 | 0 | 0 | 0 | 0 | 0 | 0 | 0 | 0 | 0 | 2 |  | 0 | 0 | 0 | 0 | 0 | 0 | 0 | 0 | 0 | 0 | 0 | 0 | 0 | 0 | 0 | 0 | 0 | 0 | 0 | 0 | 0 | 0 | 0 | 0 | 300 | 380 | 95 | 90 | 0 | 1 | 1 | 0 | 0 | 0 | 0 | 0 | -1982.555 | 1305.277 | 3929.931 | Lugo - Victorville area constraint | Lugo - Victorville area constraint | Lugo - Victorville area constraint |  | 0 | 0 | 0 | 0 | 0 | 0 | 1387.322 | 2235.025 | 4022.377 | Devers-Red Bluff Constraint | East of Miguel constraint | Devers-Red Bluff Constraint |  | 5 | 1 | YES | 2 | 1 | 1 | NO | 1
PG&E FRESNO | Helm | 230 | 0 | 0 | 0 | 0 | 0 | 0 | 0 | 0 | 0 | 0 | 0 | 0 | 0 | 0 | 0 | 0 | 0 | 0 | 0 | 0 | 0 | 0 | 0 | 0 | 0 | 0 | 0 | 0 | 0 | 0 | 0 | 0 | 0 | 0 | 0 | 0 | 0 | 0 | 0 | 0 | 0 | 0 | 0 | 0 | 0 | 1 | 0 | 0 | 0 | 0 | 0 | 0 | 0 | 0 | 0 | 0 | 0 | 0 | 0 | 0 | 0 | 0 | 0 | 0 | 0 | 0 | 0 | 0 | 0 | 0 | 0 | 0 | 0 | 0 | 0 | 0 | 0 | 0 | 1 | 1 | 0 | 1 | 0 | 0 | 0 | 1 | 0 | 0 | 0 | 1 | 0 | 0 | 0 | 0 | 0 | 0 | 0 | 1 |  | 0 | 0 | 0 | 0 | 0 | 0 | 0 | 0 | 0 | 0 | 0 | 0 | 0 | 0 | 0 | 0 | 0 | 0 | 0 | 0 | 0 | 0 | 0 | 0 | 50 | 200 | 0 | 80 | 0 | 1 | 2 | 0 | 2 | 0 | 1 | 0 | -1364.3 | -946.4 | -40.3424 | Borden-Storey #1 230kV line | Borden-Storey #1 230kV line | Borden-Storey #1 230kV line |  | 0 | 2 | 0 | 0 | 0 | 0 | -239.0315 | 300.6 | 63.9052 | Bellota-Weber 230kV line | Borden-Storey #1 230kV line | Gates 500/230kV TB #12 |  | 5 | 4 | YES | 4 | 5 | 1 | YES | 2
PG&E FRESNO | Helm | 70 | 0 | 0 | 0 | 0 | 0 | 0 | 0 | 0 | 0 | 0 | 0 | 0 | 0 | 0 | 0 | 0 | 0 | 0 | 0 | 0 | 0 | 0 | 0 | 0 | 0 | 0 | 0 | 0 | 0 | 0 | 0 | 0 | 0 | 0 | 0 | 0 | 0 | 0 | 0 | 0 | 0 | 0 | 0 | 0 | 0 | 0 | 0 | 0 | 0 | 0 | 0 | 0 | 0 | 0 | 0 | 0 | 0 | 0 | 0 | 0 | 0 | 0 | 0 | 0 | 0 | 0 | 0 | 0 | 0 | 0 | 0 | 0 | 0 | 0 | 0 | 0 | 0 | 0 | 0 | 1 | 0 | 1 | 0 | 0 | 0 | 1 | 0 | 0 | 0 | 0 | 0 | 1 | 0 | 0 | 0 | 0 | 0 | 1 |  | 0 | 0 | 0 | 0 | 0 | 0 | 0 | 0 | 0 | 0 | 0 | 0 | 0 | 0 | 0 | 0 | 0 | 0 | 0 | 0 | 0 | 0 | 0 | 0 | 0 | 0 | 0 | 0 | 0 | 0 | 0 | 0 | 0 | 0 | 0 | 0 | 3 | 20.5 | 135.35 | Helm 230/70kV TB #1 | Helm 230/70kV TB #1 | Helm 230/70kV TB #1 |  | 0 | 0 | 0 | 0 | 0 | 0 | 3 | 20.5 | 135.35 | Helm 230/70kV TB #1 | Helm 230/70kV TB #1 | Helm 230/70kV TB #1 |  | 1 | 1 | NO | 1 | 1 | 1 | NO | 1
PG&E FRESNO | Henrietta | 115 | 0 | 0 | 0 | 0 | 0 | 0 | 0 | 0 | 0 | 0 | 0 | 0 | 0 | 0 | 0 | 0 | 0 | 0 | 0 | 0 | 0 | 0 | 0 | 0 | 0 | 0 | 0 | 0 | 0 | 0 | 0 | 0 | 0 | 0 | 0 | 0 | 0 | 0 | 0 | 0 | 0 | 0 | 0 | 0 | 0 | 0 | 0 | 0 | 0 | 0 | 0 | 0 | 0 | 0 | 0 | 0 | 0 | 0 | 0 | 0 | 0 | 0 | 0 | 0 | 0 | 0 | 0 | 0 | 1 | 0 | 0 | 0 | 0 | 0 | 0 | 0 | 0 | 0 | 0 | 1 | 0 | 1 | 0 | 0 | 0 | 1 | 0 | 0 | 0 | 0 | 0 | 0 | 0 | 0 | 0 | 0 | 0 | 1 |  | 0 | 0 | 0 | 0 | 0 | 0 | 0 | 0 | 0 | 0 | 0 | 0 | 0 | 0 | 0 | 0 | 0 | 0 | 0 | 0 | 0 | 0 | 0 | 0 | 0 | 0 | 0 | 0 | 0 | 0 | 0 | 0 | 0 | 0 | 0 | 0 | 58.6 | 603.945 | 834.4293 | Tranquility-Helm 230kV Line | Tranquility-Helm 230kV Line | Gates-Arco 230 kV Line |  | 0 | 0 | 0 | 0 | 0 | 0 | 58.6 | 603.945 | 834.4293 | Tranquility-Helm 230kV Line | Tranquility-Helm 230kV Line | Gates-Arco 230 kV Line |  | 1 | 1 | NO | 1 | 1 | 1 | NO | 1
PG&E FRESNO | Henrietta | 230 | 0 | 0 | 0 | 0 | 0 | 0 | 0 | 0 | 0 | 0 | 0 | 0 | 0 | 0 | 0 | 0 | 0 | 0 | 0 | 0 | 0 | 0 | 0 | 0 | 0 | 0 | 0 | 0 | 0 | 0 | 0 | 0 | 0 | 0 | 0 | 0 | 0 | 0 | 0 | 0 | 0 | 0 | 0 | 0 | 0 | 0 | 0 | 0 | 0 | 0 | 0 | 0 | 0 | 0 | 0 | 0 | 0 | 0 | 0 | 0 | 0 | 0 | 0 | 0 | 0 | 0 | 0 | 0 | 1 | 0 | 0 | 0 | 0 | 0 | 0 | 0 | 0 | 0 | 0 | 1 | 0 | 1 | 0 | 0 | 0 | 0 | 0 | 0 | 0 | 0 | 0 | 0 | 0 | 0 | 0 | 0 | 0 | 0 |  | 0 | 0 | 0 | 0 | 0 | 0 | 0 | 0 | 0 | 0 | 0 | 0 | 0 | 0 | 0 | 0 | 0 | 0 | 0 | 0 | 0 | 0 | 0 | 0 | 50 | 200 | 0 | 80 | 0 | 1 | 0 | 0 | 0 | 0 | 0 | 0 | 58.6 | 603.945 | 834.4293 | Tranquility-Helm 230kV Line | Tranquility-Helm 230kV Line | Gates-Arco 230 kV Line |  | 0 | 0 | 0 | 0 | 0 | 0 | 58.6 | 603.945 | 834.4293 | Tranquility-Helm 230kV Line | Tranquility-Helm 230kV Line | Gates-Arco 230 kV Line |  | 1 | 1 | NO | 1 | 1 | 1 | NO | 1
PG&E FRESNO | Henrietta | 70 | 0 | 0 | 0 | 0 | 0 | 0 | 0 | 0 | 0 | 0 | 0 | 0 | 0 | 0 | 0 | 0 | 0 | 0 | 0 | 0 | 0 | 0 | 0 | 0 | 0 | 0 | 0 | 0 | 0 | 0 | 0 | 0 | 0 | 0 | 0 | 0 | 0 | 0 | 0 | 0 | 0 | 0 | 0 | 0 | 0 | 1 | 0 | 0 | 0 | 0 | 0 | 0 | 0 | 0 | 0 | 0 | 0 | 0 | 0 | 0 | 0 | 0 | 0 | 0 | 0 | 0 | 0 | 0 | 0 | 0 | 0 | 0 | 0 | 0 | 0 | 0 | 0 | 0 | 1 | 0 | 0 | 1 | 0 | 0 | 0 | 1 | 0 | 0 | 0 | 1 | 0 | 0 | 0 | 0 | 1 | 0 | 0 | 1 |  | 0 | 0 | 0 | 0 | 0 | 0 | 0 | 0 | 0 | 0 | 0 | -99.4 | 0 | 0 | 1 | 0 | 0 | 0 | 0 | 0 | 0 | 0 | 0 | 3 | 0 | 0 | 73.8 | 0 | 0 | 1 | 3 | 0 | 2 | 0 | 1 | 1 | -1872.365 | -946.4 | -2894.0969 | Mustang-Henrietta 230 kV line | Borden-Storey #1 230kV line | Mustang-Henrietta 230 kV line |  | 0 | 2 | 0 | 0 | 0 | 1 | -239.0315 | 300.6 | -415.0969 | Bellota-Weber 230kV line | Borden-Storey #1 230kV line | Mustang-Henrietta 230 kV line |  | 5 | 4 | YES | 4 | 5 | 4 | YES | 4
PG&E FRESNO | Herndon | 115 | 0 | 0 | 0 | 0 | 0 | 0 | 0 | 0 | 0 | 0 | 0 | 0 | 0 | 0 | 0 | 0 | 0 | 0 | 0 | 0 | 0 | 0 | 0 | 0 | 0 | 0 | 0 | 0 | 0 | 0 | 0 | 0 | 0 | 0 | 0 | 0 | 0 | 0 | 0 | 0 | 0 | 0 | 0 | 0 | 0 | 0 | 0 | 0 | 0 | 0 | 0 | 0 | 0 | 0 | 0 | 0 | 0 | 0 | 0 | 0 | 0 | 0 | 0 | 0 | 0 | 0 | 0 | 0 | 0 | 0 | 0 | 0 | 0 | 0 | 0 | 0 | 0 | 0 | 0 | 1 | 0 | 1 | 1 | 1 | 0 | 1 | 0 | 1 | 0 | 0 | 0 | 0 | 1 | 0 | 0 | 0 | 0 | 1 |  | 0 | 0 | 0 | 0 | 0 | 0 | 0 | 0 | 0 | 0 | 0 | 0 | 0 | 0 | 0 | 0 | 0 | 0 | 0 | 0 | 0 | 0 | 0 | 0 | 0 | 0 | 0 | 0 | 0 | 0 | 1 | 0 | 1 | 0 | 1 | 0 | -435.4 | -306.9 | -142.3574 | Chowchilla-Le grand 115kV Line | Chowchilla-Le grand 115kV Line | Chowchilla-Le grand 115kV Line |  | 0 | 0 | 0 | 0 | 0 | 0 | 58.6 | 355.1 | 44.9626 | Tranquility-Helm 230kV Line | Oro Loma-El Nido 115kV Line | Oro Loma-El Nido 115kV Line |  | 5 | 1 | YES | 2 | 5 | 1 | YES | 2
PG&E FRESNO | Herndon | 230 | 0 | 0 | 0 | 0 | 0 | 0 | 0 | 0 | 0 | 0 | 0 | 0 | 0 | 0 | 0 | 0 | 0 | 0 | 0 | 0 | 0 | 0 | 0 | 0 | 0 | 0 | 0 | 0 | 0 | 0 | 0 | 0 | 0 | 0 | 0 | 0 | 0 | 0 | 0 | 0 | 0 | 0 | 0 | 0 | 0 | 0 | 0 | 0 | 0 | 0 | 0 | 0 | 0 | 0 | 0 | 0 | 0 | 0 | 0 | 1 | 0 | 0 | 0 | 0 | 0 | 0 | 0 | 0 | 0 | 0 | 0 | 0 | 0 | 0 | 0 | 0 | 0 | 0 | 0 | 1 | 0 | 1 | 1 | 1 | 0 | 1 | 0 | 1 | 0 | 0 | 0 | 0 | 1 | 0 | 0 | 0 | 0 | 1 |  | 0 | 1.9 | 0 | 0 | 0 | 0 | 0 | 0 | 0 | 0 | 0 | 0 | 0 | 0 | 1 | 0 | 1.9 | 0 | 0 | 0 | 0 | 0 | 0 | 0 | 0 | 0 | 0 | 0 | 0 | 1 | 2 | 0 | 1 | 0 | 1 | 0 | -1284.3465 | -306.9 | -142.3574 | Tesla-Bellota 230 kV line | Chowchilla-Le grand 115kV Line | Chowchilla-Le grand 115kV Line |  | 0 | 1 | 0 | 0 | 0 | 0 | -984.3465 | 355.1 | 44.9626 | Tesla-Bellota 230 kV line | Oro Loma-El Nido 115kV Line | Oro Loma-El Nido 115kV Line |  | 5 | 4 | YES | 4 | 5 | 1 | YES | 2
PG&E GBA | Hicks | 230 | 0 | 0 | 0 | 0 | 0 | 0 | 0 | 0 | 0 | 0 | 0 | 0 | 0 | 0 | 0 | 0 | 0 | 0 | 0 | 0 | 0 | 0 | 0 | 0 | 0 | 0 | 0 | 0 | 0 | 0 | 0 | 0 | 0 | 0 | 0 | 0 | 0 | 0 | 0 | 0 | 0 | 0 | 0 | 0 | 0 | 0 | 0 | 0 | 0 | 0 | 0 | 0 | 1 | 0 | 0 | 0 | 0 | 0 | 0 | 1 | 0 | 0 | 0 | 0 | 0 | 0 | 0 | 0 | 0 | 0 | 0 | 0 | 0 | 0 | 0 | 0 | 0 | 0 | 0 | 0 | 0 | 0 | 0 | 0 | 0 | 0 | 0 | 0 | 0 | 0 | 0 | 0 | 0 | 0 | 0 | 0 | 1 | 1 |  | 0 | 0 | 0 | 0 | 0 | 0 | 0 | 0 | 0 | 0 | 0 | 0 | 0 | 0 | 0 | 0 | 0 | 0 | 0 | 0 | 0 | 0 | 0 | 0 | 0 | 0 | 0 | 0 | 0 | 0 | 1 | 0 | 0 | 0 | 0 | 0 | -1284.3465 | 756.7514 | 4410.527 | Tesla-Bellota 230 kV line | Tesla-Bellota 230 kV line | Tesla-Bellota 230 kV line |  | 0 | 1 | 0 | 0 | 0 | 0 | -984.3465 | 1056.7514 | 4410.527 | Tesla-Bellota 230 kV line | Tesla-Bellota 230 kV line | Tesla-Bellota 230 kV line |  | 5 | 4 | YES | 4 | 1 | 1 | NO | 1
PG&E NGBA | Higgins | 115 | 0 | 0 | 0 | 0 | 0 | 0 | 0 | 0 | 0 | 0 | 0 | 0 | 0 | 0 | 0 | 0 | 0 | 0 | 0 | 0 | 0 | 0 | 0 | 0 | 0 | 0 | 0 | 0 | 0 | 0 | 0 | 0 | 0 | 0 | 0 | 0 | 0 | 0 | 0 | 1 | 0 | 0 | 1 | 0 | 0 | 1 | 1 | 1 | 0 | 0 | 0 | 0 | 0 | 0 | 0 | 0 | 0 | 0 | 0 | 1 | 1 | 0 | 0 | 0 | 0 | 0 | 0 | 0 | 0 | 0 | 0 | 0 | 0 | 0 | 0 | 0 | 0 | 0 | 0 | 0 | 0 | 0 | 0 | 0 | 0 | 0 | 0 | 0 | 0 | 0 | 0 | 0 | 0 | 0 | 0 | 0 | 0 | 0 |  | 0 | 0 | 0 | 0 | 0 | 0 | 0 | 0 | 0 | 0 | 0 | 0 | 0 | 0 | 0 | 0 | 0 | 0 | 0 | 0 | 0 | 0 | 0 | 0 | 0 | 0 | 0 | 0 | 0 | 0 | 3 | 0 | 2 | 0 | 0 | 0 | -3003.69 | -263.757 | 329.548 | Collinsville-Tesla 500 kV Line | Collinsville-Tesla 500 kV Line | Bell-Placer 115kV Line |  | 0 | 2 | 0 | 0 | 0 | 0 | -984.3465 | 297 | 329.548 | Tesla-Bellota 230 kV line | Bell-Placer 115kV Line | Bell-Placer 115kV Line |  | 5 | 4 | YES | 4 | 1 | 1 | NO | 1
PG&E NGBA | Hilltop | 345 | 0 | 0 | 0 | 0 | 0 | 0 | 0 | 0 | 0 | 0 | 0 | 0 | 0 | 0 | 0 | 0 | 0 | 0 | 0 | 0 | 0 | 0 | 0 | 0 | 0 | 0 | 0 | 0 | 0 | 0 | 0 | 0 | 0 | 0 | 0 | 0 | 0 | 0 | 0 | 1 | 0 | 0 | 0 | 0 | 0 | 0 | 0 | 0 | 0 | 0 | 0 | 0 | 0 | 0 | 0 | 0 | 0 | 0 | 0 | 0 | 0 | 0 | 0 | 0 | 0 | 0 | 0 | 0 | 0 | 0 | 0 | 0 | 0 | 0 | 0 | 0 | 0 | 0 | 0 | 0 | 0 | 0 | 0 | 0 | 0 | 0 | 0 | 0 | 0 | 0 | 0 | 0 | 0 | 0 | 0 | 0 | 0 | 0 |  | 0 | 0 | 0 | 0 | 0 | 0 | 0 | 0 | 0 | 0 | 0 | 0 | 0 | 0 | 0 | 100 | 0 | 0 | 0 | 0 | 0 | 0 | 0 | 0 | 0 | 0 | 0 | 0 | 0 | 1 | 1 | 0 | 1 | 0 | 0 | 0 | -3003.69 | -263.757 | 4918.8858 | Collinsville-Tesla 500 kV Line | Collinsville-Tesla 500 kV Line | Collinsville-Tesla 500 kV Line |  | 0 | 0 | 0 | 0 | 0 | 0 | 5641.31 | 8381.243 | 4918.8858 | Collinsville-Tesla 500 kV Line | Collinsville-Tesla 500 kV Line | Collinsville-Tesla 500 kV Line |  | 5 | 1 | YES | 2 | 1 | 1 | NO | 1
SCE Metro | Hinson | 230 | 0 | 0 | 0 | 0 | 0 | 0 | 0 | 0 | 1 | 1 | 0 | 0 | 0 | 0 | 0 | 0 | 0 | 0 | 0 | 0 | 0 | 0 | 0 | 0 | 0 | 0 | 0 | 0 | 0 | 0 | 0 | 0 | 0 | 0 | 0 | 0 | 0 | 0 | 0 | 0 | 0 | 0 | 0 | 0 | 0 | 0 | 0 | 0 | 0 | 0 | 0 | 0 | 0 | 0 | 0 | 0 | 0 | 0 | 0 | 0 | 0 | 0 | 0 | 0 | 0 | 0 | 0 | 0 | 0 | 0 | 0 | 0 | 0 | 0 | 0 | 0 | 0 | 0 | 0 | 0 | 0 | 0 | 0 | 0 | 0 | 0 | 0 | 0 | 0 | 0 | 0 | 0 | 0 | 0 | 0 | 0 | 0 | 0 |  | 0 | -5.6 | 0 | 0 | 0 | 0 | 0 | 0 | 0 | 0 | 0 | 0 | 0 | 0 | 1 | 0 | 0 | 0 | 0 | 0 | 0 | 0 | 0 | 3.08 | 0 | 0 | 525 | 0 | 0 | 1 | 0 | 0 | 0 | 0 | 0 | 0 | 1975 | 2337.5 | 3419.6408 | Hinson - Del Amo Constraint | Hinson - Del Amo Constraint | Hinson - Del Amo Constraint |  | 0 | 0 | 0 | 0 | 0 | 0 | 1975 | 2337.5 | 3419.6408 | Hinson - Del Amo Constraint | Hinson - Del Amo Constraint | Hinson - Del Amo Constraint |  | 1 | 1 | NO | 1 | 1 | 1 | NO | 1
PG&E GBA | Hollister | 115 | 0 | 0 | 0 | 0 | 0 | 0 | 0 | 0 | 0 | 0 | 0 | 0 | 0 | 0 | 0 | 0 | 0 | 0 | 0 | 0 | 0 | 0 | 0 | 0 | 0 | 0 | 0 | 0 | 0 | 0 | 0 | 0 | 0 | 0 | 0 | 0 | 0 | 0 | 0 | 0 | 0 | 0 | 0 | 0 | 0 | 0 | 0 | 0 | 0 | 0 | 0 | 0 | 0 | 0 | 0 | 1 | 0 | 0 | 0 | 1 | 0 | 0 | 0 | 0 | 1 | 0 | 0 | 0 | 0 | 0 | 0 | 0 | 0 | 0 | 0 | 0 | 0 | 0 | 0 | 0 | 0 | 0 | 0 | 0 | 0 | 0 | 0 | 0 | 0 | 0 | 0 | 0 | 0 | 0 | 0 | 0 | 1 | 0 |  | 0 | 0 | 0 | 0 | 0 | 0 | 0 | 0 | 0 | 0 | 0 | 0 | 0 | 0 | 0 | 0 | 0 | 0 | 0 | 0 | 0 | 0 | 0 | 0 | 0 | 0 | 0 | 10 | 0 | 1 | 2 | 0 | 0 | 0 | 0 | 0 | -1284.3465 | 344.91 | 296.38 | Tesla-Bellota 230 kV line | Morganhill-Metcalf 115kV Line | Morganhill-Metcalf 115kV Line |  | 0 | 1 | 0 | 0 | 0 | 0 | -984.3465 | 344.91 | 296.38 | Tesla-Bellota 230 kV line | Morganhill-Metcalf 115kV Line | Morganhill-Metcalf 115kV Line |  | 5 | 4 | YES | 4 | 1 | 1 | NO | 1
PG&E NGBA | Homestake | 115 | 0 | 0 | 0 | 0 | 0 | 0 | 0 | 0 | 0 | 0 | 0 | 0 | 0 | 0 | 0 | 0 | 0 | 0 | 0 | 0 | 0 | 0 | 0 | 0 | 0 | 0 | 0 | 0 | 0 | 0 | 0 | 0 | 0 | 0 | 0 | 0 | 0 | 0 | 0 | 1 | 0 | 1 | 0 | 0 | 0 | 0 | 0 | 0 | 0 | 0 | 0 | 0 | 1 | 0 | 1 | 1 | 0 | 0 | 0 | 0 | 0 | 0 | 0 | 0 | 0 | 0 | 1 | 0 | 0 | 0 | 0 | 0 | 0 | 0 | 0 | 0 | 0 | 0 | 0 | 0 | 0 | 0 | 0 | 0 | 0 | 0 | 0 | 0 | 0 | 0 | 0 | 0 | 0 | 0 | 0 | 0 | 0 | 1 |  | 0 | 0 | 0 | 0 | 0 | 0 | 0 | 0 | 0 | 0 | 0 | 0 | 0 | 0 | 0 | 0 | 0 | 0 | 0 | 0 | 0 | 0 | 0 | 0 | 0 | 0 | 0 | 0 | 0 | 0 | 4 | 0 | 2 | 0 | 0 | 0 | -3003.69 | -263.757 | 745.85 | Collinsville-Tesla 500 kV Line | Collinsville-Tesla 500 kV Line | Birds Landing-Contra Costa 230kV Line |  | 0 | 0 | 0 | 0 | 0 | 0 | 690.8 | 744.68 | 745.85 | Cortina-Eagle Rock 115 kV line | Cortina-Eagle Rock 115 kV line | Birds Landing-Contra Costa 230kV Line |  | 5 | 1 | YES | 2 | 1 | 1 | NO | 1
PG&E NGBA | Honcut | 115 | 0 | 0 | 0 | 0 | 0 | 0 | 0 | 0 | 0 | 0 | 0 | 0 | 0 | 0 | 0 | 0 | 0 | 0 | 0 | 0 | 0 | 0 | 0 | 0 | 0 | 0 | 0 | 0 | 0 | 0 | 0 | 0 | 0 | 0 | 0 | 0 | 0 | 0 | 0 | 1 | 0 | 0 | 0 | 0 | 1 | 1 | 1 | 1 | 0 | 0 | 0 | 0 | 0 | 0 | 0 | 0 | 0 | 0 | 0 | 1 | 1 | 0 | 0 | 0 | 0 | 0 | 0 | 0 | 0 | 0 | 0 | 0 | 0 | 0 | 0 | 0 | 0 | 0 | 0 | 0 | 0 | 0 | 0 | 0 | 0 | 0 | 0 | 0 | 0 | 0 | 0 | 0 | 0 | 0 | 0 | 0 | 0 | 0 |  | 0 | 0 | 0 | 0 | 0 | 0 | 0 | 0 | 0 | 0 | 0 | 0 | 0 | 0 | 0 | 0 | 0 | 0 | 0 | 0 | 0 | 0 | 0 | 0 | 0 | 0 | 0 | 0 | 0 | 0 | 3 | 0 | 2 | 0 | 0 | 0 | -3003.69 | -263.757 | 81.4956 | Collinsville-Tesla 500 kV Line | Collinsville-Tesla 500 kV Line | Rocklin-Pleaseant grove 115kV line |  | 0 | 2 | 0 | 0 | 0 | 0 | -984.3465 | 31.5 | 81.4956 | Tesla-Bellota 230 kV line | Rocklin-Pleaseant grove 115kV line | Rocklin-Pleaseant grove 115kV line |  | 5 | 4 | YES | 4 | 1 | 1 | NO | 1
SDGE | Hoodoo Wash | 500 | 0 | 0 | 0 | 0 | 0 | 0 | 0 | 0 | 0 | 0 | 0 | 0 | 0 | 0 | 0 | 0 | 0 | 0 | 0 | 0 | 0 | 0 | 0 | 0 | 1 | 0 | 0 | 0 | 0 | 0 | 0 | 1 | 1 | 0 | 0 | 0 | 0 | 0 | 0 | 0 | 0 | 0 | 0 | 0 | 0 | 0 | 0 | 0 | 0 | 0 | 0 | 0 | 0 | 0 | 0 | 0 | 0 | 0 | 0 | 0 | 0 | 0 | 0 | 0 | 0 | 0 | 0 | 0 | 0 | 0 | 0 | 0 | 0 | 0 | 0 | 0 | 0 | 0 | 0 | 0 | 0 | 0 | 0 | 0 | 0 | 0 | 0 | 0 | 0 | 0 | 0 | 0 | 0 | 0 | 0 | 0 | 0 | 2 |  | 0 | 0 | 0 | 0 | 0 | 0 | 0 | 0 | 0 | 0 | -200 | -100 | 0 | 0 | 1 | 0 | 0 | 0 | 0 | 0 | 0 | 0 | 0 | 0 | 247.5 | 719 | 447.5 | 50 | 0 | 1 | 1 | 0 | 0 | 0 | 0 | 0 | -1982.555 | 1305.277 | 3929.931 | Lugo - Victorville area constraint | Lugo - Victorville area constraint | Lugo - Victorville area constraint |  | 0 | 0 | 0 | 0 | 0 | 0 | 212.21 | 1790.805 | 4595.585 | San Luis Rey-San Onofre 230 kV line constraint | San Luis Rey-San Onofre 230 kV line constraint | East of Miguel constraint |  | 5 | 1 | YES | 2 | 1 | 1 | NO | 1
PG&E NGBA | Hopland | 115 | 0 | 0 | 0 | 0 | 0 | 0 | 0 | 0 | 0 | 0 | 0 | 0 | 0 | 0 | 0 | 0 | 0 | 0 | 0 | 0 | 0 | 0 | 0 | 0 | 0 | 0 | 0 | 0 | 0 | 0 | 0 | 0 | 0 | 0 | 0 | 0 | 0 | 0 | 0 | 1 | 0 | 0 | 0 | 0 | 0 | 0 | 0 | 0 | 0 | 0 | 0 | 0 | 1 | 0 | 0 | 0 | 0 | 0 | 0 | 0 | 0 | 0 | 0 | 0 | 0 | 0 | 1 | 0 | 0 | 0 | 0 | 0 | 0 | 0 | 0 | 0 | 0 | 0 | 0 | 0 | 0 | 0 | 0 | 0 | 0 | 0 | 0 | 0 | 0 | 0 | 0 | 0 | 0 | 0 | 0 | 0 | 0 | 1 |  | 0 | 0 | 0 | 0 | 0 | 0 | 0 | 0 | 0 | 0 | 0 | 0 | 0 | 0 | 0 | 0 | 0 | 0 | 0 | 0 | 0 | 0 | 0 | 0 | 0 | 0 | 0 | 0 | 0 | 0 | 2 | 0 | 2 | 0 | 0 | 0 | -3003.69 | -263.757 | 745.85 | Collinsville-Tesla 500 kV Line | Collinsville-Tesla 500 kV Line | Birds Landing-Contra Costa 230kV Line |  | 0 | 0 | 0 | 0 | 0 | 0 | 1259.89 | 1593.344 | 745.85 | Birds Landing-Contra Costa 230kV Line | Birds Landing-Contra Costa 230kV Line | Birds Landing-Contra Costa 230kV Line |  | 5 | 1 | YES | 2 | 1 | 1 | NO | 1
PG&E NGBA | Hopland | 60 | 0 | 0 | 0 | 0 | 0 | 0 | 0 | 0 | 0 | 0 | 0 | 0 | 0 | 0 | 0 | 0 | 0 | 0 | 0 | 0 | 0 | 0 | 0 | 0 | 0 | 0 | 0 | 0 | 0 | 0 | 0 | 0 | 0 | 0 | 0 | 0 | 0 | 0 | 0 | 1 | 0 | 0 | 0 | 0 | 0 | 0 | 0 | 0 | 0 | 0 | 0 | 0 | 1 | 0 | 0 | 0 | 0 | 0 | 0 | 0 | 0 | 0 | 0 | 0 | 0 | 0 | 1 | 0 | 0 | 0 | 0 | 0 | 0 | 0 | 0 | 0 | 0 | 0 | 0 | 0 | 0 | 0 | 0 | 0 | 0 | 0 | 0 | 0 | 0 | 0 | 0 | 0 | 0 | 0 | 0 | 0 | 0 | 1 |  | 0 | 0 | 0 | 0 | 0 | 0 | 0 | 0 | 0 | 0 | 0 | 0 | 0 | 0 | 0 | 0 | 0 | 0 | 0 | 0 | 0 | 0 | 0 | 0 | 0 | 0 | 0 | 0 | 0 | 0 | 2 | 0 | 2 | 0 | 0 | 0 | -3003.69 | -263.757 | 745.85 | Collinsville-Tesla 500 kV Line | Collinsville-Tesla 500 kV Line | Birds Landing-Contra Costa 230kV Line |  | 0 | 0 | 0 | 0 | 0 | 0 | 1259.89 | 1593.344 | 745.85 | Birds Landing-Contra Costa 230kV Line | Birds Landing-Contra Costa 230kV Line | Birds Landing-Contra Costa 230kV Line |  | 5 | 1 | YES | 2 | 1 | 1 | NO | 1
PG&E NGBA | Humboldt | 115 | 0 | 0 | 0 | 0 | 0 | 0 | 0 | 0 | 0 | 0 | 0 | 0 | 0 | 0 | 0 | 0 | 0 | 0 | 0 | 0 | 0 | 0 | 0 | 0 | 0 | 0 | 0 | 0 | 0 | 0 | 0 | 0 | 0 | 0 | 0 | 0 | 0 | 0 | 0 | 1 | 0 | 0 | 0 | 0 | 0 | 0 | 0 | 0 | 0 | 0 | 0 | 0 | 0 | 0 | 0 | 0 | 0 | 0 | 0 | 0 | 0 | 0 | 0 | 0 | 0 | 0 | 0 | 0 | 0 | 0 | 0 | 0 | 0 | 0 | 0 | 0 | 0 | 0 | 0 | 0 | 0 | 0 | 0 | 0 | 0 | 0 | 0 | 0 | 0 | 0 | 0 | 0 | 0 | 0 | 0 | 0 | 0 | 0 |  | 0 | 0 | 0 | 0 | 0 | 0 | 0 | 0 | 0 | 0 | 0 | 0 | 0 | 0 | 0 | 0 | 2.5 | 0 | 0 | 0 | 0 | 0 | 0 | 0 | 0 | 0 | 0 | 0 | 0 | 1 | 1 | 0 | 1 | 0 | 0 | 0 | -3003.69 | -263.757 | 4918.8858 | Collinsville-Tesla 500 kV Line | Collinsville-Tesla 500 kV Line | Collinsville-Tesla 500 kV Line |  | 0 | 0 | 0 | 0 | 0 | 0 | 5641.31 | 8381.243 | 4918.8858 | Collinsville-Tesla 500 kV Line | Collinsville-Tesla 500 kV Line | Collinsville-Tesla 500 kV Line |  | 5 | 1 | YES | 2 | 1 | 1 | NO | 1
PG&E NGBA | Humboldt | 60 | 0 | 0 | 0 | 0 | 0 | 0 | 0 | 0 | 0 | 0 | 0 | 0 | 0 | 0 | 0 | 0 | 0 | 0 | 0 | 0 | 0 | 0 | 0 | 0 | 0 | 0 | 0 | 0 | 0 | 0 | 0 | 0 | 0 | 0 | 0 | 0 | 0 | 0 | 0 | 1 | 0 | 0 | 0 | 0 | 0 | 0 | 0 | 0 | 0 | 0 | 0 | 0 | 0 | 0 | 0 | 0 | 0 | 0 | 0 | 0 | 0 | 0 | 0 | 0 | 0 | 0 | 0 | 0 | 0 | 0 | 0 | 0 | 0 | 0 | 0 | 0 | 0 | 0 | 0 | 0 | 0 | 0 | 0 | 0 | 0 | 0 | 0 | 0 | 0 | 0 | 0 | 0 | 0 | 0 | 0 | 0 | 0 | 0 |  | 0 | 0 | 0 | 0 | 0 | 0 | 0 | 0 | 0 | 0 | 0 | 0 | 0 | 0 | 0 | 0 | 0 | 0 | 0 | 0 | 0 | 0 | 0 | 1.999 | 0 | 0 | 17.25 | 0 | 0 | 1 | 1 | 0 | 1 | 0 | 0 | 0 | -3003.69 | -263.757 | 4918.8858 | Collinsville-Tesla 500 kV Line | Collinsville-Tesla 500 kV Line | Collinsville-Tesla 500 kV Line |  | 0 | 0 | 0 | 0 | 0 | 0 | 5641.31 | 8381.243 | 4918.8858 | Collinsville-Tesla 500 kV Line | Collinsville-Tesla 500 kV Line | Collinsville-Tesla 500 kV Line |  | 5 | 1 | YES | 2 | 1 | 1 | NO | 1
PG&E NGBA | Humboldt | 500 | 0 | 0 | 0 | 0 | 0 | 0 | 0 | 0 | 0 | 0 | 0 | 0 | 0 | 0 | 0 | 0 | 0 | 0 | 0 | 0 | 0 | 0 | 0 | 0 | 0 | 0 | 0 | 0 | 0 | 0 | 0 | 0 | 0 | 0 | 0 | 0 | 0 | 0 | 0 | 1 | 0 | 0 | 0 | 0 | 0 | 0 | 0 | 0 | 1 | 0 | 0 | 0 | 0 | 0 | 0 | 0 | 0 | 0 | 0 | 0 | 0 | 0 | 0 | 0 | 0 | 0 | 0 | 0 | 0 | 0 | 0 | 0 | 0 | 0 | 0 | 0 | 0 | 0 | 0 | 0 | 0 | 0 | 0 | 0 | 0 | 0 | 0 | 0 | 0 | 0 | 0 | 0 | 0 | 0 | 0 | 0 | 0 | 1 |  | 0 | 0 | 0 | 0 | 0 | 0 | 0 | 0 | 0 | 0 | 0 | 0 | 0 | 0 | 0 | 0 | 0 | 0 | 0 | 0 | 0 | 2680 | 0 | 0 | 0 | 0 | 0 | 0 | 0 | 1 | 1 | 1 | 1 | 0 | 1 | 0 | -3003.69 | -263.757 | -680 | Collinsville-Tesla 500 kV Line | Collinsville-Tesla 500 kV Line | Humboldt Offshore Wind constraint |  | 0 | 1 | 0 | 0 | 0 | 1 | -278 | 794 | -680 | Humboldt Offshore Wind constraint | Humboldt Offshore Wind constraint | Humboldt Offshore Wind constraint |  | 5 | 4 | YES | 4 | 5 | 4 | YES | 4
SCE Metro | Huntington Beach | 230 | 0 | 0 | 0 | 0 | 0 | 0 | 0 | 0 | 0 | 1 | 0 | 0 | 0 | 0 | 0 | 0 | 0 | 0 | 0 | 0 | 0 | 0 | 0 | 0 | 0 | 0 | 0 | 0 | 0 | 0 | 0 | 0 | 0 | 0 | 0 | 0 | 0 | 0 | 0 | 0 | 0 | 0 | 0 | 0 | 0 | 0 | 0 | 0 | 0 | 0 | 0 | 0 | 0 | 0 | 0 | 0 | 0 | 0 | 0 | 0 | 0 | 0 | 0 | 0 | 0 | 0 | 0 | 0 | 0 | 0 | 0 | 0 | 0 | 0 | 0 | 0 | 0 | 0 | 0 | 0 | 0 | 0 | 0 | 0 | 0 | 0 | 0 | 0 | 0 | 0 | 0 | 0 | 0 | 0 | 0 | 0 | 0 | 0 |  | 0 | 0 | 0 | 0 | 0 | 0 | 0 | 0 | 0 | 0 | 0 | 0 | 0 | 0 | 0 | 0 | 0 | 0 | 0 | 0 | 0 | 0 | 0 | 0 | 0 | 0 | 0 | 0 | 0 | 0 | 0 | 0 | 0 | 0 | 0 | 0 | 9484.6 | 11247.7 | 14307.5055 | SCE Metro Area Default Constraint | SCE Metro Area Default Constraint | SCE Metro Area Default Constraint |  | 0 | 0 | 0 | 0 | 0 | 0 | 9484.6 | 11247.7 | 14307.5055 | SCE Metro Area Default Constraint | SCE Metro Area Default Constraint | SCE Metro Area Default Constraint |  | 1 | 1 | NO | 1 | 1 | 1 | NO | 1
PG&E NGBA | Ignacio | 115 | 0 | 0 | 0 | 0 | 0 | 0 | 0 | 0 | 0 | 0 | 0 | 0 | 0 | 0 | 0 | 0 | 0 | 0 | 0 | 0 | 0 | 0 | 0 | 0 | 0 | 0 | 0 | 0 | 0 | 0 | 0 | 0 | 0 | 0 | 0 | 0 | 0 | 0 | 0 | 1 | 0 | 0 | 0 | 0 | 0 | 0 | 0 | 0 | 0 | 0 | 0 | 0 | 1 | 1 | 1 | 1 | 0 | 0 | 0 | 1 | 0 | 0 | 0 | 0 | 0 | 1 | 0 | 0 | 0 | 0 | 0 | 0 | 0 | 0 | 0 | 0 | 0 | 0 | 0 | 0 | 0 | 0 | 0 | 0 | 0 | 0 | 0 | 0 | 0 | 0 | 0 | 0 | 0 | 0 | 0 | 0 | 0 | 1 |  | 0 | 0 | 0 | 0 | 0 | 0 | 0 | 0 | 0 | 0 | 0 | 0 | 0 | 0 | 0 | 0 | 0.65 | 0 | 0 | 0 | 0 | 0 | 0 | 0 | 0 | 0 | 0 | 0 | 0 | 1 | 5 | 0 | 2 | 0 | 0 | 0 | -3003.69 | -386.164 | 3785.066 | Collinsville-Tesla 500 kV Line | Windmaster-Delta pumps 230 kV line | Contra Costa- Windmaster 230 kV line |  | 0 | 1 | 0 | 0 | 0 | 0 | -984.3465 | 1056.7514 | 3785.066 | Tesla-Bellota 230 kV line | Tesla-Bellota 230 kV line | Contra Costa- Windmaster 230 kV line |  | 5 | 4 | YES | 4 | 1 | 1 | NO | 1
PG&E NGBA | Ignacio | 230 | 0 | 0 | 0 | 0 | 0 | 0 | 0 | 0 | 0 | 0 | 0 | 0 | 0 | 0 | 0 | 0 | 0 | 0 | 0 | 0 | 0 | 0 | 0 | 0 | 0 | 0 | 0 | 0 | 0 | 0 | 0 | 0 | 0 | 0 | 0 | 0 | 0 | 0 | 0 | 1 | 0 | 0 | 0 | 0 | 0 | 0 | 0 | 0 | 0 | 0 | 0 | 0 | 1 | 0 | 0 | 0 | 0 | 0 | 0 | 0 | 0 | 0 | 0 | 0 | 0 | 0 | 1 | 0 | 0 | 0 | 0 | 0 | 0 | 0 | 0 | 0 | 0 | 0 | 0 | 0 | 0 | 0 | 0 | 0 | 0 | 0 | 0 | 0 | 0 | 0 | 0 | 0 | 0 | 0 | 0 | 0 | 0 | 1 |  | 0 | 0 | 0 | 0 | 0 | 0 | 0 | 0 | 0 | 0 | 0 | 0 | 0 | 0 | 0 | 0 | 0 | 0 | 0 | 0 | 0 | 0 | 0 | 0 | 0 | 0 | 0 | 0 | 0 | 0 | 2 | 0 | 2 | 0 | 0 | 0 | -3003.69 | -263.757 | 745.85 | Collinsville-Tesla 500 kV Line | Collinsville-Tesla 500 kV Line | Birds Landing-Contra Costa 230kV Line |  | 0 | 0 | 0 | 0 | 0 | 0 | 1259.89 | 1593.344 | 745.85 | Birds Landing-Contra Costa 230kV Line | Birds Landing-Contra Costa 230kV Line | Birds Landing-Contra Costa 230kV Line |  | 5 | 1 | YES | 2 | 1 | 1 | NO | 1
PG&E NGBA | Ignacio | 60 | 0 | 0 | 0 | 0 | 0 | 0 | 0 | 0 | 0 | 0 | 0 | 0 | 0 | 0 | 0 | 0 | 0 | 0 | 0 | 0 | 0 | 0 | 0 | 0 | 0 | 0 | 0 | 0 | 0 | 0 | 0 | 0 | 0 | 0 | 0 | 0 | 0 | 0 | 0 | 1 | 0 | 0 | 0 | 0 | 0 | 0 | 0 | 0 | 0 | 0 | 0 | 0 | 1 | 0 | 0 | 0 | 0 | 0 | 0 | 0 | 0 | 0 | 0 | 0 | 0 | 0 | 1 | 0 | 0 | 0 | 0 | 0 | 0 | 0 | 0 | 0 | 0 | 0 | 0 | 0 | 0 | 0 | 0 | 0 | 0 | 0 | 0 | 0 | 0 | 0 | 0 | 0 | 0 | 0 | 0 | 0 | 0 | 1 |  | 0 | 0 | 0 | 0 | 0 | 0 | 0 | 0 | 0 | 0 | 0 | 0 | 0 | 0 | 0 | 0 | 0 | 0 | 0 | 0 | 0 | 0 | 0 | 0 | 0 | 0 | 0 | 0 | 0 | 0 | 2 | 0 | 2 | 0 | 0 | 0 | -3003.69 | -263.757 | 745.85 | Collinsville-Tesla 500 kV Line | Collinsville-Tesla 500 kV Line | Birds Landing-Contra Costa 230kV Line |  | 0 | 0 | 0 | 0 | 0 | 0 | 1259.89 | 1593.344 | 745.85 | Birds Landing-Contra Costa 230kV Line | Birds Landing-Contra Costa 230kV Line | Birds Landing-Contra Costa 230kV Line |  | 5 | 1 | YES | 2 | 1 | 1 | NO | 1
SDGE | Imperial Beach | 69 | 0 | 0 | 0 | 0 | 0 | 0 | 0 | 0 | 0 | 0 | 0 | 0 | 0 | 0 | 0 | 0 | 0 | 0 | 0 | 0 | 0 | 0 | 0 | 0 | 0 | 0 | 0 | 0 | 0 | 0 | 1 | 0 | 1 | 0 | 0 | 1 | 1 | 0 | 0 | 0 | 0 | 0 | 0 | 0 | 0 | 0 | 0 | 0 | 0 | 0 | 0 | 0 | 0 | 0 | 0 | 0 | 0 | 0 | 0 | 0 | 0 | 0 | 0 | 0 | 0 | 0 | 0 | 0 | 0 | 0 | 0 | 0 | 0 | 0 | 0 | 0 | 0 | 0 | 0 | 0 | 0 | 0 | 0 | 0 | 0 | 0 | 0 | 0 | 0 | 0 | 0 | 0 | 0 | 0 | 0 | 0 | 0 | 4 |  | 0 | 0 | 0 | 0 | 0 | 0 | 0 | 0 | 0 | 0 | 0 | 0 | 0 | 0 | 0 | 0 | 0 | 0 | 0 | 0 | 0 | 0 | 0 | 0 | 0 | 0 | 3 | 0 | 0 | 1 | 0 | 0 | 0 | 0 | 0 | 0 | 212.21 | 1444.17 | 1805.9044 | San Luis Rey-San Onofre 230 kV line constraint | Silvergate-Old Town 230 kV constraint | Silvergate-Old Town 230 kV constraint |  | 0 | 0 | 0 | 0 | 0 | 0 | 212.21 | 1444.17 | 1805.9044 | San Luis Rey-San Onofre 230 kV line constraint | Silvergate-Old Town 230 kV constraint | Silvergate-Old Town 230 kV constraint |  | 1 | 1 | NO | 1 | 1 | 1 | NO | 1
SDGE | Imperial Valley | 230 | 0 | 0 | 0 | 0 | 0 | 0 | 0 | 0 | 0 | 0 | 0 | 0 | 0 | 0 | 0 | 0 | 0 | 0 | 0 | 0 | 0 | 0 | 0 | 0 | 0 | 0 | 0 | 0 | 1 | 0 | 1 | 1 | 1 | 0 | 0 | 1 | 1 | 0 | 0 | 0 | 0 | 0 | 0 | 0 | 0 | 0 | 0 | 0 | 0 | 0 | 0 | 0 | 0 | 0 | 0 | 0 | 0 | 0 | 0 | 0 | 0 | 0 | 0 | 0 | 0 | 0 | 0 | 0 | 0 | 0 | 0 | 0 | 0 | 0 | 0 | 0 | 0 | 0 | 0 | 0 | 0 | 0 | 0 | 0 | 0 | 0 | 0 | 0 | 0 | 0 | 0 | 0 | 0 | 0 | 0 | 0 | 0 | 6 |  | 25 | 0 | 0 | 0 | 0 | 0 | 0 | 0 | 0 | 0 | -50 | -50 | 0 | 0 | 1 | 165 | 0 | 0 | 0 | 0 | 0 | 0 | 0 | 0 | 0 | 442 | 528 | 150 | 0 | 1 | 0 | 0 | 0 | 0 | 0 | 0 | 212.21 | 1444.17 | 1805.9044 | San Luis Rey-San Onofre 230 kV line constraint | Silvergate-Old Town 230 kV constraint | Silvergate-Old Town 230 kV constraint |  | 0 | 0 | 0 | 0 | 0 | 0 | 212.21 | 1444.17 | 1805.9044 | San Luis Rey-San Onofre 230 kV line constraint | Silvergate-Old Town 230 kV constraint | Silvergate-Old Town 230 kV constraint |  | 1 | 1 | NO | 1 | 1 | 1 | NO | 1
SDGE | Imperial Valley | 500 | 0 | 0 | 0 | 0 | 0 | 0 | 0 | 0 | 0 | 0 | 0 | 0 | 0 | 0 | 0 | 0 | 0 | 0 | 0 | 0 | 0 | 0 | 0 | 0 | 0 | 0 | 0 | 0 | 1 | 0 | 1 | 1 | 1 | 0 | 0 | 1 | 1 | 0 | 0 | 0 | 0 | 0 | 0 | 0 | 0 | 0 | 0 | 0 | 0 | 0 | 0 | 0 | 0 | 0 | 0 | 0 | 0 | 0 | 0 | 0 | 0 | 0 | 0 | 0 | 0 | 0 | 0 | 0 | 0 | 0 | 0 | 0 | 0 | 0 | 0 | 0 | 0 | 0 | 0 | 0 | 0 | 0 | 0 | 0 | 0 | 0 | 0 | 0 | 0 | 0 | 0 | 0 | 0 | 0 | 0 | 0 | 0 | 6 |  | 0 | 0 | 0 | 0 | 0 | 0 | 0 | 0 | 0 | 0 | 0 | 0 | 0 | 0 | 0 | 0 | 0 | 0 | 0 | 0 | 0 | 0 | 0 | 0 | 0 | 0 | 0 | 0 | 0 | 0 | 0 | 0 | 0 | 0 | 0 | 0 | 212.21 | 1444.17 | 1805.9044 | San Luis Rey-San Onofre 230 kV line constraint | Silvergate-Old Town 230 kV constraint | Silvergate-Old Town 230 kV constraint |  | 0 | 0 | 0 | 0 | 0 | 0 | 212.21 | 1444.17 | 1805.9044 | San Luis Rey-San Onofre 230 kV line constraint | Silvergate-Old Town 230 kV constraint | Silvergate-Old Town 230 kV constraint |  | 1 | 1 | NO | 1 | 1 | 1 | NO | 1
EOP | Innovation | 138 | 0 | 0 | 0 | 0 | 0 | 0 | 0 | 0 | 0 | 0 | 0 | 0 | 0 | 0 | 0 | 0 | 0 | 0 | 0 | 0 | 0 | 0 | 1 | 1 | 1 | 0 | 0 | 0 | 0 | 0 | 0 | 0 | 0 | 0 | 0 | 0 | 0 | 0 | 0 | 0 | 0 | 0 | 0 | 0 | 0 | 0 | 0 | 0 | 0 | 0 | 0 | 0 | 0 | 0 | 0 | 0 | 0 | 0 | 0 | 0 | 0 | 0 | 0 | 0 | 0 | 0 | 0 | 0 | 0 | 0 | 0 | 0 | 0 | 0 | 0 | 0 | 0 | 0 | 0 | 0 | 0 | 0 | 0 | 0 | 0 | 0 | 0 | 0 | 0 | 0 | 0 | 0 | 0 | 0 | 0 | 0 | 0 | 2 |  | 0 | 0 | 0 | 0 | 0 | 0 | 0 | 0 | 0 | 0 | 0 | 0 | 0 | 0 | 0 | 0 | 0 | 0 | 0 | 0 | 0 | 0 | 0 | 0 | 0 | 0 | 0 | 0 | 0 | 0 | 1 | 1 | 0 | 0 | 0 | 0 | -1982.555 | 640.59 | 900.03 | Lugo - Victorville area constraint | Sloan Canyon - Eldorado 500 kV constraint | GLW 230kV area constraint |  | 0 | 1 | 0 | 0 | 0 | 0 | -68.75 | 640.59 | 900.03 | Sloan Canyon - Eldorado 500 kV constraint | Sloan Canyon - Eldorado 500 kV constraint | GLW 230kV area constraint |  | 5 | 3 | YES | 3 | 1 | 1 | NO | 1
EOP | Innovation | 230 | 0 | 0 | 0 | 0 | 0 | 0 | 0 | 0 | 0 | 0 | 0 | 0 | 0 | 0 | 0 | 0 | 0 | 0 | 0 | 0 | 0 | 0 | 1 | 1 | 1 | 0 | 0 | 0 | 0 | 0 | 0 | 0 | 0 | 0 | 0 | 0 | 0 | 0 | 0 | 0 | 0 | 0 | 0 | 0 | 0 | 0 | 0 | 0 | 0 | 0 | 0 | 0 | 0 | 0 | 0 | 0 | 0 | 0 | 0 | 0 | 0 | 0 | 0 | 0 | 0 | 0 | 0 | 0 | 0 | 0 | 0 | 0 | 0 | 0 | 0 | 0 | 0 | 0 | 0 | 0 | 0 | 0 | 0 | 0 | 0 | 0 | 0 | 0 | 0 | 0 | 0 | 0 | 0 | 0 | 0 | 0 | 0 | 2 |  | 0 | 0 | 0 | 0 | 0 | 0 | 0 | 0 | 0 | 0 | 0 | 0 | 0 | 0 | 0 | 0 | 0 | 0 | 0 | 0 | 0 | 0 | 0 | 0 | 300 | 300 | 0 | 50 | 0 | 1 | 1 | 1 | 0 | 0 | 0 | 0 | -1982.555 | 640.59 | 900.03 | Lugo - Victorville area constraint | Sloan Canyon - Eldorado 500 kV constraint | GLW 230kV area constraint |  | 0 | 1 | 0 | 0 | 0 | 0 | -68.75 | 640.59 | 900.03 | Sloan Canyon - Eldorado 500 kV constraint | Sloan Canyon - Eldorado 500 kV constraint | GLW 230kV area constraint |  | 5 | 3 | YES | 3 | 1 | 1 | NO | 1
SCE NOL | Inyokern | 115 | 0 | 0 | 0 | 0 | 0 | 0 | 0 | 0 | 0 | 0 | 0 | 1 | 1 | 1 | 0 | 0 | 0 | 0 | 0 | 0 | 0 | 0 | 0 | 0 | 0 | 0 | 0 | 0 | 0 | 0 | 0 | 0 | 0 | 0 | 0 | 0 | 0 | 0 | 0 | 0 | 0 | 0 | 0 | 0 | 0 | 0 | 0 | 0 | 0 | 0 | 0 | 0 | 0 | 0 | 0 | 0 | 0 | 0 | 0 | 0 | 0 | 0 | 0 | 0 | 0 | 0 | 0 | 0 | 0 | 0 | 0 | 0 | 0 | 0 | 0 | 0 | 0 | 0 | 0 | 0 | 0 | 0 | 0 | 0 | 0 | 0 | 0 | 0 | 0 | 0 | 0 | 0 | 0 | 0 | 0 | 0 | 0 | 3 |  | 0 | 0 | 0 | 0 | 0 | 0 | 0 | 0 | 0 | 0 | 0 | -25 | 0 | 0 | 1 | 0 | 1.5 | 0 | 0 | 0 | 0 | 0 | 0 | 0 | 0 | 31.8 | 0 | 0 | 0 | 1 | 0 | 2 | 0 | 0 | 0 | 0 | -83.1 | 8.05 | 1104.2638 | South of Kramer Area Constraint | South of Kramer Area Constraint | South of Kramer Area Constraint |  | 0 | 2 | 0 | 0 | 0 | 0 | -83.1 | 8.05 | 1104.2638 | South of Kramer Area Constraint | South of Kramer Area Constraint | South of Kramer Area Constraint |  | 3 | 3 | NO | 3 | 1 | 1 | NO | 1
EOP | IS Tap | 138 | 0 | 0 | 0 | 0 | 0 | 0 | 0 | 0 | 0 | 0 | 0 | 0 | 0 | 0 | 0 | 0 | 0 | 0 | 0 | 0 | 0 | 0 | 1 | 1 | 1 | 0 | 0 | 0 | 0 | 0 | 0 | 0 | 0 | 0 | 0 | 0 | 0 | 0 | 0 | 0 | 0 | 0 | 0 | 0 | 0 | 0 | 0 | 0 | 0 | 0 | 0 | 0 | 0 | 0 | 0 | 0 | 0 | 0 | 0 | 0 | 0 | 0 | 0 | 0 | 0 | 0 | 0 | 0 | 0 | 0 | 0 | 0 | 0 | 0 | 0 | 0 | 0 | 0 | 0 | 0 | 0 | 0 | 0 | 0 | 0 | 0 | 0 | 0 | 0 | 0 | 0 | 0 | 0 | 0 | 0 | 0 | 0 | 2 |  | 0 | 0 | 0 | 0 | 0 | 0 | 0 | 0 | 0 | 0 | 0 | 0 | 0 | 0 | 0 | 0 | 0 | 0 | 0 | 0 | 0 | 0 | 0 | 0 | 0 | 0 | 0 | 0 | 0 | 0 | 1 | 1 | 0 | 0 | 0 | 0 | -1982.555 | 640.59 | 900.03 | Lugo - Victorville area constraint | Sloan Canyon - Eldorado 500 kV constraint | GLW 230kV area constraint |  | 0 | 1 | 0 | 0 | 0 | 0 | -68.75 | 640.59 | 900.03 | Sloan Canyon - Eldorado 500 kV constraint | Sloan Canyon - Eldorado 500 kV constraint | GLW 230kV area constraint |  | 5 | 3 | YES | 3 | 1 | 1 | NO | 1
EOP | Ivanpah | 115 | 0 | 0 | 0 | 0 | 0 | 0 | 0 | 0 | 0 | 0 | 0 | 0 | 0 | 0 | 0 | 0 | 0 | 0 | 0 | 0 | 0 | 0 | 0 | 1 | 1 | 0 | 0 | 0 | 0 | 0 | 0 | 0 | 0 | 0 | 0 | 0 | 0 | 0 | 0 | 0 | 0 | 0 | 0 | 0 | 0 | 0 | 0 | 0 | 0 | 0 | 0 | 0 | 0 | 0 | 0 | 0 | 0 | 0 | 0 | 0 | 0 | 0 | 0 | 0 | 0 | 0 | 0 | 0 | 0 | 0 | 0 | 0 | 0 | 0 | 0 | 0 | 0 | 0 | 0 | 0 | 0 | 0 | 0 | 0 | 0 | 0 | 0 | 0 | 0 | 0 | 0 | 0 | 0 | 0 | 0 | 0 | 0 | 1 |  | 0 | 0 | 0 | 0 | 0 | 0 | 0 | 0 | 0 | 0 | 0 | 0 | 0 | 0 | 0 | 0 | 0 | 0 | 0 | 0 | 0 | 0 | 0 | 0 | 0 | 0 | 0 | 0 | 0 | 0 | 1 | 1 | 0 | 0 | 0 | 0 | -1982.555 | 640.59 | 1134.96 | Lugo - Victorville area constraint | Sloan Canyon - Eldorado 500 kV constraint | Sloan Canyon - Eldorado 500 kV constraint |  | 0 | 1 | 0 | 0 | 0 | 0 | -68.75 | 640.59 | 1134.96 | Sloan Canyon - Eldorado 500 kV constraint | Sloan Canyon - Eldorado 500 kV constraint | Sloan Canyon - Eldorado 500 kV constraint |  | 5 | 3 | YES | 3 | 1 | 1 | NO | 1
EOP | Ivanpah | 230 | 0 | 0 | 0 | 0 | 0 | 0 | 0 | 0 | 0 | 0 | 0 | 0 | 0 | 0 | 0 | 0 | 0 | 0 | 0 | 0 | 0 | 0 | 0 | 1 | 1 | 0 | 0 | 0 | 0 | 0 | 0 | 0 | 0 | 0 | 0 | 0 | 0 | 0 | 0 | 0 | 0 | 0 | 0 | 0 | 0 | 0 | 0 | 0 | 0 | 0 | 0 | 0 | 0 | 0 | 0 | 0 | 0 | 0 | 0 | 0 | 0 | 0 | 0 | 0 | 0 | 0 | 0 | 0 | 0 | 0 | 0 | 0 | 0 | 0 | 0 | 0 | 0 | 0 | 0 | 0 | 0 | 0 | 0 | 0 | 0 | 0 | 0 | 0 | 0 | 0 | 0 | 0 | 0 | 0 | 0 | 0 | 0 | 1 |  | 0 | 0 | 0 | 0 | 0 | 0 | 0 | 0 | 0 | 0 | 0 | 0 | 0 | 0 | 0 | 0 | 0 | 0 | 0 | 0 | 0 | 0 | 0 | 0 | 0 | 0 | 0 | 0 | 0 | 0 | 1 | 1 | 0 | 0 | 0 | 0 | -1982.555 | 640.59 | 1134.96 | Lugo - Victorville area constraint | Sloan Canyon - Eldorado 500 kV constraint | Sloan Canyon - Eldorado 500 kV constraint |  | 0 | 1 | 0 | 0 | 0 | 0 | -68.75 | 640.59 | 1134.96 | Sloan Canyon - Eldorado 500 kV constraint | Sloan Canyon - Eldorado 500 kV constraint | Sloan Canyon - Eldorado 500 kV constraint |  | 5 | 3 | YES | 3 | 1 | 1 | NO | 1
EOP | Jackass (DOE) | 138 | 0 | 0 | 0 | 0 | 0 | 0 | 0 | 0 | 0 | 0 | 0 | 0 | 0 | 0 | 0 | 0 | 0 | 0 | 0 | 0 | 0 | 0 | 1 | 1 | 1 | 0 | 0 | 0 | 0 | 0 | 0 | 0 | 0 | 0 | 0 | 0 | 0 | 0 | 0 | 0 | 0 | 0 | 0 | 0 | 0 | 0 | 0 | 0 | 0 | 0 | 0 | 0 | 0 | 0 | 0 | 0 | 0 | 0 | 0 | 0 | 0 | 0 | 0 | 0 | 0 | 0 | 0 | 0 | 0 | 0 | 0 | 0 | 0 | 0 | 0 | 0 | 0 | 0 | 0 | 0 | 0 | 0 | 0 | 0 | 0 | 0 | 0 | 0 | 0 | 0 | 0 | 0 | 0 | 0 | 0 | 0 | 0 | 2 |  | 0 | 0 | 0 | 0 | 0 | 0 | 0 | 0 | 0 | 0 | 0 | 0 | 0 | 0 | 0 | 0 | 0 | 0 | 0 | 0 | 0 | 0 | 0 | 0 | 0 | 0 | 0 | 0 | 0 | 0 | 1 | 1 | 0 | 0 | 0 | 0 | -1982.555 | 640.59 | 900.03 | Lugo - Victorville area constraint | Sloan Canyon - Eldorado 500 kV constraint | GLW 230kV area constraint |  | 0 | 1 | 0 | 0 | 0 | 0 | -68.75 | 640.59 | 900.03 | Sloan Canyon - Eldorado 500 kV constraint | Sloan Canyon - Eldorado 500 kV constraint | GLW 230kV area constraint |  | 5 | 3 | YES | 3 | 1 | 1 | NO | 1
PG&E NGBA | James B Black | 230 | 0 | 0 | 0 | 0 | 0 | 0 | 0 | 0 | 0 | 0 | 0 | 0 | 0 | 0 | 0 | 0 | 0 | 0 | 0 | 0 | 0 | 0 | 0 | 0 | 0 | 0 | 0 | 0 | 0 | 0 | 0 | 0 | 0 | 0 | 0 | 0 | 0 | 0 | 0 | 1 | 0 | 0 | 0 | 0 | 0 | 0 | 0 | 0 | 0 | 0 | 0 | 0 | 0 | 0 | 0 | 0 | 0 | 0 | 0 | 0 | 0 | 0 | 0 | 0 | 0 | 0 | 0 | 0 | 0 | 0 | 0 | 0 | 0 | 0 | 0 | 0 | 0 | 0 | 0 | 0 | 0 | 0 | 0 | 0 | 0 | 0 | 0 | 0 | 0 | 0 | 0 | 0 | 0 | 0 | 0 | 0 | 0 | 0 |  | 0 | 0 | 0 | 0 | 0 | 0 | 0 | 0 | 0 | 0 | 0 | 0 | 0 | 0 | 0 | 0 | 0 | 0 | 0 | 0 | 0 | 0 | 0 | 0 | 0 | 0 | 0 | 0 | 0 | 0 | 1 | 0 | 1 | 0 | 0 | 0 | -3003.69 | -263.757 | 4918.8858 | Collinsville-Tesla 500 kV Line | Collinsville-Tesla 500 kV Line | Collinsville-Tesla 500 kV Line |  | 0 | 0 | 0 | 0 | 0 | 0 | 5641.31 | 8381.243 | 4918.8858 | Collinsville-Tesla 500 kV Line | Collinsville-Tesla 500 kV Line | Collinsville-Tesla 500 kV Line |  | 5 | 1 | YES | 2 | 1 | 1 | NO | 1
PG&E GBA | Jefferson | 230 | 0 | 0 | 0 | 0 | 0 | 0 | 0 | 0 | 0 | 0 | 0 | 0 | 0 | 0 | 0 | 0 | 0 | 0 | 0 | 0 | 0 | 0 | 0 | 0 | 0 | 0 | 0 | 0 | 0 | 0 | 0 | 0 | 0 | 0 | 0 | 0 | 0 | 0 | 0 | 0 | 0 | 0 | 0 | 0 | 0 | 0 | 0 | 0 | 0 | 0 | 0 | 0 | 1 | 0 | 0 | 0 | 0 | 0 | 0 | 1 | 0 | 0 | 0 | 0 | 0 | 0 | 0 | 0 | 0 | 0 | 0 | 0 | 0 | 0 | 0 | 0 | 0 | 0 | 0 | 0 | 0 | 0 | 0 | 0 | 0 | 0 | 0 | 0 | 0 | 0 | 0 | 0 | 0 | 0 | 0 | 0 | 1 | 1 |  | 0 | 0 | 0 | 0 | 0 | 0 | 0 | 0 | 0 | 0 | 0 | 0 | 0 | 0 | 0 | 0 | 0 | 0 | 0 | 0 | 0 | 0 | 0 | 0 | 0 | 0 | 0 | 0 | 0 | 0 | 1 | 0 | 0 | 0 | 0 | 0 | -1284.3465 | 756.7514 | 4410.527 | Tesla-Bellota 230 kV line | Tesla-Bellota 230 kV line | Tesla-Bellota 230 kV line |  | 0 | 1 | 0 | 0 | 0 | 0 | -984.3465 | 1056.7514 | 4410.527 | Tesla-Bellota 230 kV line | Tesla-Bellota 230 kV line | Tesla-Bellota 230 kV line |  | 5 | 4 | YES | 4 | 1 | 1 | NO | 1
PG&E NGBA | Jessup | 115 | 0 | 0 | 0 | 0 | 0 | 0 | 0 | 0 | 0 | 0 | 0 | 0 | 0 | 0 | 0 | 0 | 0 | 0 | 0 | 0 | 0 | 0 | 0 | 0 | 0 | 0 | 0 | 0 | 0 | 0 | 0 | 0 | 0 | 0 | 0 | 0 | 0 | 0 | 0 | 1 | 0 | 0 | 0 | 0 | 0 | 0 | 0 | 0 | 0 | 0 | 0 | 0 | 0 | 0 | 0 | 0 | 0 | 0 | 0 | 0 | 0 | 0 | 0 | 0 | 0 | 0 | 0 | 0 | 0 | 0 | 0 | 0 | 0 | 0 | 0 | 0 | 0 | 0 | 0 | 0 | 0 | 0 | 0 | 0 | 0 | 0 | 0 | 0 | 0 | 0 | 0 | 0 | 0 | 0 | 0 | 0 | 0 | 0 |  | 0 | 0 | 0 | 0 | 0 | 0 | 0 | 0 | 0 | 0 | 0 | 0 | 0 | 0 | 0 | 0 | 17 | 0 | 0 | 0 | 0 | 0 | 0 | 0 | 0 | 0 | 0 | 0 | 0 | 1 | 1 | 0 | 1 | 0 | 0 | 0 | -3003.69 | -263.757 | 4918.8858 | Collinsville-Tesla 500 kV Line | Collinsville-Tesla 500 kV Line | Collinsville-Tesla 500 kV Line |  | 0 | 0 | 0 | 0 | 0 | 0 | 5641.31 | 8381.243 | 4918.8858 | Collinsville-Tesla 500 kV Line | Collinsville-Tesla 500 kV Line | Collinsville-Tesla 500 kV Line |  | 5 | 1 | YES | 2 | 1 | 1 | NO | 1
SCE Metro | Johanna | 230 | 0 | 0 | 0 | 0 | 0 | 0 | 0 | 0 | 0 | 1 | 0 | 0 | 0 | 0 | 0 | 0 | 0 | 0 | 0 | 0 | 0 | 0 | 0 | 0 | 0 | 0 | 0 | 0 | 0 | 0 | 0 | 0 | 0 | 0 | 0 | 0 | 0 | 0 | 0 | 0 | 0 | 0 | 0 | 0 | 0 | 0 | 0 | 0 | 0 | 0 | 0 | 0 | 0 | 0 | 0 | 0 | 0 | 0 | 0 | 0 | 0 | 0 | 0 | 0 | 0 | 0 | 0 | 0 | 0 | 0 | 0 | 0 | 0 | 0 | 0 | 0 | 0 | 0 | 0 | 0 | 0 | 0 | 0 | 0 | 0 | 0 | 0 | 0 | 0 | 0 | 0 | 0 | 0 | 0 | 0 | 0 | 0 | 0 |  | 0 | 0 | 0 | 0 | 0 | 0 | 0 | 0 | 0 | 0 | 0 | 1.4 | 0 | 0 | 1 | 0 | 0 | 0 | 0 | 0 | 0 | 0 | 0 | 0 | 0 | 0 | 1.4 | 0 | 0 | 1 | 0 | 0 | 0 | 0 | 0 | 0 | 9484.6 | 11247.7 | 14307.5055 | SCE Metro Area Default Constraint | SCE Metro Area Default Constraint | SCE Metro Area Default Constraint |  | 0 | 0 | 0 | 0 | 0 | 0 | 9484.6 | 11247.7 | 14307.5055 | SCE Metro Area Default Constraint | SCE Metro Area Default Constraint | SCE Metro Area Default Constraint |  | 1 | 1 | NO | 1 | 1 | 1 | NO | 1
SCE Eastern | Julian Hinds | 230 | 0 | 0 | 0 | 0 | 0 | 0 | 0 | 0 | 0 | 0 | 0 | 0 | 0 | 0 | 0 | 0 | 0 | 0 | 1 | 1 | 0 | 1 | 0 | 0 | 0 | 0 | 0 | 0 | 0 | 0 | 0 | 0 | 0 | 0 | 0 | 0 | 0 | 0 | 0 | 0 | 0 | 0 | 0 | 0 | 0 | 0 | 0 | 0 | 0 | 0 | 0 | 0 | 0 | 0 | 0 | 0 | 0 | 0 | 0 | 0 | 0 | 0 | 0 | 0 | 0 | 0 | 0 | 0 | 0 | 0 | 0 | 0 | 0 | 0 | 0 | 0 | 0 | 0 | 0 | 0 | 0 | 0 | 0 | 0 | 0 | 0 | 0 | 0 | 0 | 0 | 0 | 0 | 0 | 0 | 0 | 0 | 0 | 1 |  | 0 | 0 | 0 | 0 | 0 | 0 | 0 | 0 | 0 | 0 | 0 | 0 | 0 | 0 | 0 | 0 | 0 | 0 | 0 | 0 | 0 | 0 | 0 | 0 | 0 | 0 | 0 | 0 | 0 | 0 | 1 | 0 | 1 | 0 | 0 | 1 | -896.5 | -741.5 | -107.8 | Eagle Mountain Constraint | Eagle Mountain Constraint | Eagle Mountain Constraint |  | 0 | 1 | 0 | 1 | 0 | 1 | -296.5 | -141.5 | -107.8 | Eagle Mountain Constraint | Eagle Mountain Constraint | Eagle Mountain Constraint |  | 5 | 4 | YES | 4 | 3 | 3 | NO | 3
PG&E GBA | Kasson | 115 | 0 | 0 | 0 | 0 | 0 | 0 | 0 | 0 | 0 | 0 | 0 | 0 | 0 | 0 | 0 | 0 | 0 | 0 | 0 | 0 | 0 | 0 | 0 | 0 | 0 | 0 | 0 | 0 | 0 | 0 | 0 | 0 | 0 | 0 | 0 | 0 | 0 | 0 | 0 | 0 | 0 | 0 | 0 | 0 | 0 | 1 | 0 | 0 | 0 | 0 | 0 | 0 | 0 | 0 | 0 | 1 | 0 | 0 | 0 | 1 | 0 | 0 | 0 | 0 | 0 | 0 | 0 | 0 | 0 | 0 | 0 | 0 | 0 | 0 | 0 | 0 | 0 | 0 | 0 | 0 | 0 | 0 | 0 | 0 | 0 | 0 | 0 | 0 | 0 | 0 | 0 | 0 | 0 | 0 | 0 | 0 | 0 | 0 |  | 0 | 0 | 0 | 0 | 0 | 0 | 0 | 0 | 0 | 0 | 0 | 0 | 0 | 0 | 0 | 0 | 0 | 0 | 0 | 0 | 0 | 0 | 0 | 0 | 0 | 0 | 0 | 0 | 0 | 0 | 3 | 0 | 1 | 0 | 0 | 0 | -1284.3465 | -127.6091 | 2364.9322 | Tesla-Bellota 230 kV line | Bellota-Weber 230kV line | Bellota-Weber 230kV line |  | 0 | 2 | 0 | 0 | 0 | 0 | -984.3465 | 332.3909 | 2364.9322 | Tesla-Bellota 230 kV line | Bellota-Weber 230kV line | Bellota-Weber 230kV line |  | 5 | 4 | YES | 4 | 1 | 1 | NO | 1
PG&E GBA | Kasson | 60 | 0 | 0 | 0 | 0 | 0 | 0 | 0 | 0 | 0 | 0 | 0 | 0 | 0 | 0 | 0 | 0 | 0 | 0 | 0 | 0 | 0 | 0 | 0 | 0 | 0 | 0 | 0 | 0 | 0 | 0 | 0 | 0 | 0 | 0 | 0 | 0 | 0 | 0 | 0 | 0 | 0 | 0 | 0 | 0 | 0 | 1 | 0 | 0 | 0 | 0 | 0 | 0 | 0 | 0 | 0 | 1 | 0 | 0 | 0 | 1 | 0 | 0 | 0 | 1 | 0 | 0 | 0 | 0 | 0 | 0 | 0 | 0 | 0 | 0 | 0 | 0 | 0 | 0 | 0 | 0 | 0 | 0 | 0 | 0 | 0 | 0 | 0 | 0 | 0 | 0 | 0 | 0 | 0 | 0 | 0 | 0 | 0 | 0 |  | 0 | 0 | 0 | 0 | 0 | 0 | 0 | 0 | 0 | 0 | 0 | 0 | 0 | 0 | 0 | 0 | 0 | 0 | 0 | 0 | 0 | 0 | 0 | 0 | 0 | 0 | 0 | 0 | 0 | 0 | 3 | 0 | 1 | 0 | 0 | 0 | -1284.3465 | -127.6091 | 278.4144 | Tesla-Bellota 230 kV line | Bellota-Weber 230kV line | Tesla-Salado 115 kV line |  | 0 | 2 | 0 | 0 | 0 | 0 | -984.3465 | 117.5109 | 278.4144 | Tesla-Bellota 230 kV line | Tesla-Salado 115 kV line | Tesla-Salado 115 kV line |  | 5 | 4 | YES | 4 | 1 | 1 | NO | 1
PG&E FRESNO | Kearney | 230 | 0 | 0 | 0 | 0 | 0 | 0 | 0 | 0 | 0 | 0 | 0 | 0 | 0 | 0 | 0 | 0 | 0 | 0 | 0 | 0 | 0 | 0 | 0 | 0 | 0 | 0 | 0 | 0 | 0 | 0 | 0 | 0 | 0 | 0 | 0 | 0 | 0 | 0 | 0 | 0 | 0 | 0 | 0 | 0 | 0 | 1 | 0 | 0 | 0 | 0 | 0 | 0 | 0 | 0 | 0 | 0 | 0 | 0 | 0 | 0 | 0 | 0 | 0 | 0 | 0 | 0 | 0 | 0 | 0 | 0 | 0 | 0 | 0 | 0 | 0 | 0 | 0 | 0 | 1 | 1 | 0 | 1 | 1 | 1 | 0 | 1 | 0 | 1 | 0 | 1 | 0 | 0 | 0 | 0 | 0 | 0 | 0 | 1 |  | 0 | 0 | 0 | 0 | 0 | 0 | 0 | 0 | 0 | 0 | 0 | 0 | 0 | 0 | 0 | 0 | 0 | 0 | 0 | 0 | 0 | 0 | 0 | 10 | 0 | 0 | 0 | 0 | 0 | 1 | 3 | 0 | 3 | 0 | 2 | 0 | -1364.3 | -946.4 | -142.3574 | Borden-Storey #1 230kV line | Borden-Storey #1 230kV line | Chowchilla-Le grand 115kV Line |  | 0 | 2 | 0 | 0 | 0 | 0 | -239.0315 | 300.6 | 63.9052 | Bellota-Weber 230kV line | Borden-Storey #1 230kV line | Gates 500/230kV TB #12 |  | 5 | 4 | YES | 4 | 5 | 1 | YES | 2
PG&E FRESNO | Kearney | 70 | 0 | 0 | 0 | 0 | 0 | 0 | 0 | 0 | 0 | 0 | 0 | 0 | 0 | 0 | 0 | 0 | 0 | 0 | 0 | 0 | 0 | 0 | 0 | 0 | 0 | 0 | 0 | 0 | 0 | 0 | 0 | 0 | 0 | 0 | 0 | 0 | 0 | 0 | 0 | 0 | 0 | 0 | 0 | 0 | 0 | 1 | 0 | 0 | 0 | 0 | 0 | 0 | 0 | 0 | 0 | 0 | 0 | 0 | 0 | 0 | 0 | 0 | 0 | 0 | 0 | 0 | 0 | 0 | 0 | 0 | 0 | 0 | 0 | 0 | 0 | 0 | 0 | 0 | 1 | 0 | 0 | 1 | 1 | 1 | 1 | 1 | 0 | 1 | 1 | 1 | 0 | 0 | 1 | 0 | 0 | 0 | 0 | 2 |  | 0 | 0.5 | 0 | 0 | 0 | 0 | 0 | 0 | 0 | 0 | 0 | 0 | 0 | 0 | 1 | 0 | 0.5 | 0 | 0 | 0 | 0 | 0 | 0 | 0 | 0 | 0 | 0 | 0 | 0 | 1 | 3 | 0 | 3 | 0 | 2 | 0 | -1364.3 | -946.4 | -142.3574 | Borden-Storey #1 230kV line | Borden-Storey #1 230kV line | Chowchilla-Le grand 115kV Line |  | 0 | 2 | 0 | 0 | 0 | 0 | -239.0315 | 300.6 | 44.9626 | Bellota-Weber 230kV line | Borden-Storey #1 230kV line | Oro Loma-El Nido 115kV Line |  | 5 | 4 | YES | 4 | 5 | 1 | YES | 2
PG&E GBA | Kelso | 230 | 0 | 0 | 0 | 0 | 0 | 0 | 0 | 0 | 0 | 0 | 0 | 0 | 0 | 0 | 0 | 0 | 0 | 0 | 0 | 0 | 0 | 0 | 0 | 0 | 0 | 0 | 0 | 0 | 0 | 0 | 0 | 0 | 0 | 0 | 0 | 0 | 0 | 0 | 0 | 1 | 0 | 0 | 0 | 0 | 0 | 0 | 0 | 0 | 0 | 0 | 0 | 0 | 0 | 1 | 0 | 1 | 0 | 0 | 0 | 0 | 0 | 0 | 0 | 0 | 0 | 1 | 0 | 0 | 0 | 0 | 0 | 0 | 0 | 0 | 0 | 0 | 0 | 0 | 0 | 0 | 0 | 0 | 0 | 0 | 0 | 0 | 0 | 0 | 0 | 0 | 0 | 0 | 0 | 0 | 0 | 0 | 0 | 0 |  | 0 | 0 | 0 | 0 | 0 | 0 | 0 | 0 | 0 | 0 | 0 | 0 | 0 | 0 | 0 | 0 | 0 | 80.8 | 3.45 | 0 | 0 | 0 | 0 | 0 | 0 | 0 | 90.7 | 0 | 0 | 1 | 3 | 0 | 2 | 0 | 0 | 0 | -3003.69 | -386.164 | 4503.8695 | Collinsville-Tesla 500 kV Line | Windmaster-Delta pumps 230 kV line | Windmaster-Delta pumps 230 kV line |  | 0 | 0 | 0 | 0 | 0 | 0 | 3468.0535 | 5647.836 | 4503.8695 | Tesla-Tracy-Pump 230 kV line #2 | Windmaster-Delta pumps 230 kV line | Windmaster-Delta pumps 230 kV line |  | 5 | 1 | YES | 2 | 1 | 1 | NO | 1
PG&E FRESNO | Kerchoff 1 | 115 | 0 | 0 | 0 | 0 | 0 | 0 | 0 | 0 | 0 | 0 | 0 | 0 | 0 | 0 | 0 | 0 | 0 | 0 | 0 | 0 | 0 | 0 | 0 | 0 | 0 | 0 | 0 | 0 | 0 | 0 | 0 | 0 | 0 | 0 | 0 | 0 | 0 | 0 | 0 | 0 | 0 | 0 | 0 | 0 | 0 | 1 | 0 | 0 | 0 | 0 | 0 | 0 | 0 | 0 | 0 | 0 | 0 | 0 | 0 | 0 | 0 | 0 | 0 | 0 | 0 | 0 | 0 | 0 | 0 | 0 | 0 | 0 | 0 | 0 | 0 | 0 | 0 | 0 | 1 | 0 | 0 | 1 | 1 | 0 | 0 | 1 | 0 | 1 | 0 | 1 | 1 | 0 | 1 | 0 | 0 | 0 | 0 | 1 |  | 0 | 0 | 0 | 0 | 0 | 0 | 0 | 0 | 0 | 0 | 0 | 0 | 0 | 0 | 0 | 0 | 2 | 0 | 0 | 0 | 0 | 0 | 0 | 0 | 0 | 0 | 0 | 0 | 0 | 1 | 2 | 0 | 2 | 0 | 1 | 0 | -1364.3 | -946.4 | -40.3424 | Borden-Storey #1 230kV line | Borden-Storey #1 230kV line | Borden-Storey #1 230kV line |  | 0 | 2 | 0 | 0 | 0 | 0 | -239.0315 | 67.5 | 44.9626 | Bellota-Weber 230kV line | Merced 115/70kV TB#2 | Oro Loma-El Nido 115kV Line |  | 5 | 4 | YES | 4 | 5 | 1 | YES | 2
PG&E KERN | Kern Oil | 115 | 0 | 0 | 0 | 0 | 0 | 0 | 0 | 0 | 0 | 0 | 0 | 0 | 0 | 0 | 0 | 0 | 0 | 0 | 0 | 0 | 0 | 0 | 0 | 0 | 0 | 0 | 0 | 0 | 0 | 0 | 0 | 0 | 0 | 0 | 0 | 0 | 0 | 0 | 0 | 0 | 0 | 0 | 0 | 0 | 0 | 0 | 0 | 0 | 0 | 0 | 0 | 0 | 0 | 0 | 0 | 0 | 0 | 0 | 0 | 0 | 0 | 0 | 0 | 0 | 0 | 0 | 0 | 0 | 1 | 0 | 1 | 0 | 0 | 0 | 1 | 0 | 0 | 0 | 1 | 0 | 0 | 0 | 0 | 0 | 0 | 0 | 0 | 0 | 0 | 0 | 0 | 0 | 0 | 0 | 1 | 0 | 0 | 0 |  | 0 | 0 | 0 | 0 | 0 | 0 | 0 | 0 | 0 | 0 | 0 | 0 | 0 | 0 | 0 | 0 | 0 | 0 | 0 | 0 | 0 | 0 | 0 | 1 | 0 | 0 | 0 | 0 | 0 | 1 | 1 | 0 | 0 | 0 | 0 | 1 | -1872.365 | 158.2197 | -2894.0969 | Mustang-Henrietta 230 kV line | Mustang-Henrietta 230 kV line | Mustang-Henrietta 230 kV line |  | 0 | 0 | 0 | 0 | 0 | 1 | 606.635 | 1287.45 | -415.0969 | Mustang-Henrietta 230 kV line | Gates-Arco 230 kV Line | Mustang-Henrietta 230 kV line |  | 5 | 1 | YES | 2 | 4 | 4 | NO | 4
PG&E KERN | Kern PP | 115 | 0 | 0 | 0 | 0 | 0 | 0 | 0 | 0 | 0 | 0 | 0 | 0 | 0 | 0 | 0 | 0 | 0 | 0 | 0 | 0 | 0 | 0 | 0 | 0 | 0 | 0 | 0 | 0 | 0 | 0 | 0 | 0 | 0 | 0 | 0 | 0 | 0 | 0 | 0 | 0 | 0 | 0 | 0 | 0 | 0 | 0 | 0 | 0 | 0 | 0 | 0 | 0 | 0 | 0 | 0 | 0 | 0 | 0 | 0 | 0 | 0 | 0 | 0 | 0 | 0 | 0 | 0 | 0 | 1 | 0 | 1 | 0 | 0 | 0 | 0 | 0 | 0 | 0 | 1 | 1 | 0 | 0 | 0 | 0 | 0 | 0 | 0 | 0 | 0 | 0 | 0 | 0 | 0 | 0 | 1 | 0 | 0 | 0 |  | 0 | 0 | 0 | 0 | 0 | 0 | 0 | 0 | 0 | 0 | 0 | 0 | 0 | 0 | 0 | 0 | 0 | 0 | 0 | 0 | 0 | 0 | 0 | 0 | 0 | 0 | 0 | 0 | 0 | 0 | 1 | 0 | 0 | 0 | 0 | 1 | -1872.365 | 158.2197 | -2894.0969 | Mustang-Henrietta 230 kV line | Mustang-Henrietta 230 kV line | Mustang-Henrietta 230 kV line |  | 0 | 0 | 0 | 0 | 0 | 1 | 606.635 | 1202.3207 | -415.0969 | Mustang-Henrietta 230 kV line | Gates 500/230kV TB #11 | Mustang-Henrietta 230 kV line |  | 5 | 1 | YES | 2 | 4 | 4 | NO | 4
PG&E KERN | Kern PP | 230 | 0 | 0 | 0 | 0 | 0 | 0 | 0 | 0 | 0 | 0 | 0 | 0 | 0 | 0 | 0 | 0 | 0 | 0 | 0 | 0 | 0 | 0 | 0 | 0 | 0 | 0 | 0 | 0 | 0 | 0 | 0 | 0 | 0 | 0 | 0 | 0 | 0 | 0 | 0 | 0 | 0 | 0 | 0 | 0 | 0 | 0 | 0 | 0 | 0 | 0 | 0 | 0 | 0 | 0 | 0 | 0 | 0 | 0 | 0 | 0 | 0 | 0 | 0 | 0 | 0 | 0 | 0 | 1 | 0 | 0 | 0 | 0 | 0 | 0 | 0 | 0 | 0 | 0 | 1 | 1 | 0 | 0 | 0 | 0 | 0 | 0 | 0 | 0 | 0 | 0 | 0 | 0 | 0 | 0 | 1 | 0 | 0 | 0 |  | 0 | 0 | 0 | 0 | 0 | 0 | 0 | 0 | 0 | 0 | 0 | 0 | 0 | 0 | 0 | 0 | 0 | 0 | 0 | 0 | 0 | 0 | 0 | 0 | 0 | 0 | 0 | 0 | 0 | 0 | 1 | 0 | 0 | 0 | 0 | 1 | -1872.365 | 4.0117 | -2894.0969 | Mustang-Henrietta 230 kV line | Cal Flat-Gates 230 kV line | Mustang-Henrietta 230 kV line |  | 0 | 0 | 0 | 0 | 0 | 1 | 35.715 | 4.0117 | -415.0969 | Cal Flat-Gates 230 kV line | Cal Flat-Gates 230 kV line | Mustang-Henrietta 230 kV line |  | 5 | 1 | YES | 2 | 4 | 4 | NO | 4
PG&E KERN | Kern PP | 70 | 0 | 0 | 0 | 0 | 0 | 0 | 0 | 0 | 0 | 0 | 0 | 0 | 0 | 0 | 0 | 0 | 0 | 0 | 0 | 0 | 0 | 0 | 0 | 0 | 0 | 0 | 0 | 0 | 0 | 0 | 0 | 0 | 0 | 0 | 0 | 0 | 0 | 0 | 0 | 0 | 0 | 0 | 0 | 0 | 0 | 0 | 0 | 0 | 0 | 0 | 0 | 0 | 0 | 0 | 0 | 0 | 0 | 0 | 0 | 0 | 0 | 0 | 0 | 0 | 0 | 0 | 0 | 1 | 1 | 0 | 0 | 0 | 0 | 0 | 0 | 0 | 0 | 0 | 0 | 1 | 0 | 0 | 0 | 0 | 0 | 0 | 0 | 0 | 0 | 0 | 0 | 0 | 0 | 0 | 0 | 0 | 0 | 0 |  | 0 | 0 | 0 | 0 | 0 | 0 | 0 | 0 | 0 | 0 | 0 | 0 | 0 | 0 | 0 | 0 | 0 | 0 | 0 | 0 | 0 | 0 | 0 | 0 | 0 | 0 | 0 | 0 | 0 | 0 | 0 | 0 | 0 | 0 | 0 | 0 | 35.715 | 4.0117 | 3.675 | Cal Flat-Gates 230 kV line | Cal Flat-Gates 230 kV line | Cal Flat-Gates 230 kV line |  | 0 | 0 | 0 | 0 | 0 | 0 | 35.715 | 4.0117 | 3.675 | Cal Flat-Gates 230 kV line | Cal Flat-Gates 230 kV line | Cal Flat-Gates 230 kV line |  | 1 | 1 | NO | 1 | 1 | 1 | NO | 1
PG&E KERN | Kernridge | 115 | 0 | 0 | 0 | 0 | 0 | 0 | 0 | 0 | 0 | 0 | 0 | 0 | 0 | 0 | 0 | 0 | 0 | 0 | 0 | 0 | 0 | 0 | 0 | 0 | 0 | 0 | 0 | 0 | 0 | 0 | 0 | 0 | 0 | 0 | 0 | 0 | 0 | 0 | 0 | 0 | 0 | 0 | 0 | 0 | 0 | 0 | 0 | 0 | 0 | 0 | 0 | 0 | 0 | 0 | 0 | 0 | 0 | 0 | 0 | 0 | 0 | 0 | 0 | 0 | 0 | 0 | 0 | 1 | 1 | 0 | 0 | 0 | 0 | 0 | 1 | 0 | 0 | 0 | 1 | 0 | 0 | 0 | 0 | 0 | 0 | 0 | 0 | 0 | 0 | 0 | 0 | 0 | 0 | 0 | 1 | 0 | 0 | 0 |  | 0 | 0 | 0 | 0 | 0 | 0 | 0 | 0 | 0 | 0 | 0 | 0 | 0 | 0 | 0 | 0 | 0 | 0 | 0 | 0 | 0 | 0 | 0 | 0 | 0 | 0 | 0 | 0 | 0 | 0 | 1 | 0 | 0 | 0 | 0 | 1 | -1872.365 | 4.0117 | -2894.0969 | Mustang-Henrietta 230 kV line | Cal Flat-Gates 230 kV line | Mustang-Henrietta 230 kV line |  | 0 | 0 | 0 | 0 | 0 | 1 | 35.715 | 4.0117 | -415.0969 | Cal Flat-Gates 230 kV line | Cal Flat-Gates 230 kV line | Mustang-Henrietta 230 kV line |  | 5 | 1 | YES | 2 | 4 | 4 | NO | 4
PG&E FRESNO | Kingsburg | 115 | 0 | 0 | 0 | 0 | 0 | 0 | 0 | 0 | 0 | 0 | 0 | 0 | 0 | 0 | 0 | 0 | 0 | 0 | 0 | 0 | 0 | 0 | 0 | 0 | 0 | 0 | 0 | 0 | 0 | 0 | 0 | 0 | 0 | 0 | 0 | 0 | 0 | 0 | 0 | 0 | 0 | 0 | 0 | 0 | 0 | 1 | 0 | 0 | 0 | 0 | 0 | 0 | 0 | 0 | 0 | 0 | 0 | 0 | 0 | 0 | 0 | 0 | 0 | 0 | 0 | 0 | 0 | 0 | 0 | 0 | 0 | 0 | 0 | 0 | 0 | 0 | 0 | 0 | 1 | 0 | 0 | 1 | 0 | 1 | 1 | 1 | 0 | 0 | 0 | 1 | 0 | 0 | 0 | 0 | 1 | 0 | 0 | 2 |  | 0 | 0 | 0 | 0 | 0 | 0 | 0 | 0 | 0 | 0 | 0 | 0 | 0 | 0 | 0 | 0 | 0 | 0 | 0 | 0 | 0 | 0 | 0 | 0 | 0 | 0 | 0 | 0 | 0 | 0 | 4 | 0 | 3 | 0 | 2 | 1 | -1872.365 | -946.4 | -2894.0969 | Mustang-Henrietta 230 kV line | Borden-Storey #1 230kV line | Mustang-Henrietta 230 kV line |  | 0 | 2 | 0 | 0 | 0 | 1 | -239.0315 | 300.6 | -415.0969 | Bellota-Weber 230kV line | Borden-Storey #1 230kV line | Mustang-Henrietta 230 kV line |  | 5 | 4 | YES | 4 | 5 | 4 | YES | 4
PG&E GBA | Kirker | 115 | 0 | 0 | 0 | 0 | 0 | 0 | 0 | 0 | 0 | 0 | 0 | 0 | 0 | 0 | 0 | 0 | 0 | 0 | 0 | 0 | 0 | 0 | 0 | 0 | 0 | 0 | 0 | 0 | 0 | 0 | 0 | 0 | 0 | 0 | 0 | 0 | 0 | 0 | 0 | 1 | 0 | 0 | 0 | 0 | 0 | 0 | 0 | 0 | 0 | 0 | 0 | 0 | 0 | 0 | 0 | 0 | 0 | 0 | 0 | 0 | 0 | 0 | 0 | 0 | 0 | 0 | 0 | 0 | 0 | 0 | 0 | 0 | 0 | 0 | 0 | 0 | 0 | 0 | 0 | 0 | 0 | 0 | 0 | 0 | 0 | 0 | 0 | 0 | 0 | 0 | 0 | 0 | 0 | 0 | 0 | 0 | 0 | 0 |  | 0 | 0 | 0 | 0 | 0 | 0 | 0 | 0 | 0 | 0 | 0 | 0 | 0 | 0 | 0 | 0 | 0 | 0 | 0 | 0 | 0 | 0 | 0 | 2.9 | 0 | 0 | 0 | 0 | 0 | 1 | 1 | 0 | 1 | 0 | 0 | 0 | -3003.69 | -263.757 | 4918.8858 | Collinsville-Tesla 500 kV Line | Collinsville-Tesla 500 kV Line | Collinsville-Tesla 500 kV Line |  | 0 | 0 | 0 | 0 | 0 | 0 | 5641.31 | 8381.243 | 4918.8858 | Collinsville-Tesla 500 kV Line | Collinsville-Tesla 500 kV Line | Collinsville-Tesla 500 kV Line |  | 5 | 1 | YES | 2 | 1 | 1 | NO | 1
PG&E NGBA | Knights Landing | 115 | 0 | 0 | 0 | 0 | 0 | 0 | 0 | 0 | 0 | 0 | 0 | 0 | 0 | 0 | 0 | 0 | 0 | 0 | 0 | 0 | 0 | 0 | 0 | 0 | 0 | 0 | 0 | 0 | 0 | 0 | 0 | 0 | 0 | 0 | 0 | 0 | 0 | 0 | 0 | 1 | 1 | 0 | 1 | 0 | 1 | 1 | 0 | 1 | 0 | 0 | 0 | 0 | 0 | 0 | 0 | 0 | 0 | 0 | 0 | 1 | 1 | 0 | 0 | 0 | 0 | 0 | 0 | 0 | 0 | 0 | 0 | 0 | 0 | 0 | 0 | 0 | 0 | 0 | 0 | 0 | 0 | 0 | 0 | 0 | 0 | 0 | 0 | 0 | 0 | 0 | 0 | 0 | 0 | 0 | 0 | 0 | 0 | 0 |  | 0 | 0 | 0 | 0 | 0 | 0 | 0 | 0 | 0 | 0 | 0 | 0 | 0 | 0 | 0 | 0 | 0 | 0 | 0 | 0 | 0 | 0 | 0 | 0 | 0 | 0 | 0 | 0 | 0 | 0 | 3 | 0 | 2 | 0 | 0 | 0 | -3003.69 | -263.757 | 32.84 | Collinsville-Tesla 500 kV Line | Collinsville-Tesla 500 kV Line | Woodland- Davis 115kV line |  | 0 | 2 | 0 | 0 | 0 | 0 | -984.3465 | 31.5 | 32.84 | Tesla-Bellota 230 kV line | Rocklin-Pleaseant grove 115kV line | Woodland- Davis 115kV line |  | 5 | 4 | YES | 4 | 1 | 1 | NO | 1
PG&E NGBA | Konocti | 60 | 0 | 0 | 0 | 0 | 0 | 0 | 0 | 0 | 0 | 0 | 0 | 0 | 0 | 0 | 0 | 0 | 0 | 0 | 0 | 0 | 0 | 0 | 0 | 0 | 0 | 0 | 0 | 0 | 0 | 0 | 0 | 0 | 0 | 0 | 0 | 0 | 0 | 0 | 0 | 1 | 0 | 1 | 0 | 0 | 0 | 0 | 0 | 0 | 0 | 0 | 0 | 0 | 1 | 0 | 1 | 1 | 0 | 0 | 0 | 0 | 0 | 0 | 0 | 0 | 0 | 0 | 1 | 0 | 0 | 0 | 0 | 0 | 0 | 0 | 0 | 0 | 0 | 0 | 0 | 0 | 0 | 0 | 0 | 0 | 0 | 0 | 0 | 0 | 0 | 0 | 0 | 0 | 0 | 0 | 0 | 0 | 0 | 1 |  | 0 | 0 | 0 | 0 | 0 | 0 | 0 | 0 | 0 | 0 | 0 | 0 | 0 | 0 | 0 | 0 | 0.2 | 0 | 0 | 0 | 0 | 0 | 0 | 0 | 0 | 0 | 0 | 0 | 0 | 1 | 4 | 0 | 2 | 0 | 0 | 0 | -3003.69 | -263.757 | 745.85 | Collinsville-Tesla 500 kV Line | Collinsville-Tesla 500 kV Line | Birds Landing-Contra Costa 230kV Line |  | 0 | 0 | 0 | 0 | 0 | 0 | 690.8 | 744.68 | 745.85 | Cortina-Eagle Rock 115 kV line | Cortina-Eagle Rock 115 kV line | Birds Landing-Contra Costa 230kV Line |  | 5 | 1 | YES | 2 | 1 | 1 | NO | 1
SCE NOL | Kramer | 115 | 0 | 0 | 0 | 0 | 0 | 0 | 0 | 0 | 0 | 0 | 0 | 1 | 1 | 1 | 0 | 0 | 0 | 0 | 0 | 0 | 0 | 0 | 0 | 0 | 0 | 0 | 0 | 0 | 0 | 0 | 0 | 0 | 0 | 0 | 0 | 0 | 0 | 0 | 0 | 0 | 0 | 0 | 0 | 0 | 0 | 0 | 0 | 0 | 0 | 0 | 0 | 0 | 0 | 0 | 0 | 0 | 0 | 0 | 0 | 0 | 0 | 0 | 0 | 0 | 0 | 0 | 0 | 0 | 0 | 0 | 0 | 0 | 0 | 0 | 0 | 0 | 0 | 0 | 0 | 0 | 0 | 0 | 0 | 0 | 0 | 0 | 0 | 0 | 0 | 0 | 0 | 0 | 0 | 0 | 0 | 0 | 0 | 3 |  | 0 | 0 | 0 | 0 | 0 | 0 | 0 | 0 | 0 | 0 | 0 | 0 | 0 | 0 | 0 | 0 | 0 | 0 | 0 | 0 | 0 | 0 | 0 | 4 | 0 | 8 | 0 | 6 | 0 | 1 | 0 | 2 | 0 | 0 | 0 | 0 | -83.1 | 8.05 | 1104.2638 | South of Kramer Area Constraint | South of Kramer Area Constraint | South of Kramer Area Constraint |  | 0 | 2 | 0 | 0 | 0 | 0 | -83.1 | 8.05 | 1104.2638 | South of Kramer Area Constraint | South of Kramer Area Constraint | South of Kramer Area Constraint |  | 3 | 3 | NO | 3 | 1 | 1 | NO | 1
SCE NOL | Kramer | 230 | 0 | 0 | 0 | 0 | 0 | 0 | 0 | 0 | 0 | 0 | 0 | 1 | 1 | 1 | 0 | 0 | 0 | 0 | 0 | 0 | 0 | 0 | 0 | 0 | 0 | 0 | 0 | 0 | 0 | 0 | 0 | 0 | 0 | 0 | 0 | 0 | 0 | 0 | 0 | 0 | 0 | 0 | 0 | 0 | 0 | 0 | 0 | 0 | 0 | 0 | 0 | 0 | 0 | 0 | 0 | 0 | 0 | 0 | 0 | 0 | 0 | 0 | 0 | 0 | 0 | 0 | 0 | 0 | 0 | 0 | 0 | 0 | 0 | 0 | 0 | 0 | 0 | 0 | 0 | 0 | 0 | 0 | 0 | 0 | 0 | 0 | 0 | 0 | 0 | 0 | 0 | 0 | 0 | 0 | 0 | 0 | 0 | 3 |  | 0 | 0 | 0 | 0 | 0 | 0 | 0 | 0 | 0 | 75 | 0 | 17.5 | 0 | 0 | 1 | 0 | 0 | 0 | 0 | 0 | 0 | 0 | 0 | 0 | 150 | 200 | 286.2 | 0 | 0 | 1 | 0 | 2 | 0 | 0 | 0 | 0 | -83.1 | 8.05 | 1104.2638 | South of Kramer Area Constraint | South of Kramer Area Constraint | South of Kramer Area Constraint |  | 0 | 2 | 0 | 0 | 0 | 0 | -83.1 | 8.05 | 1104.2638 | South of Kramer Area Constraint | South of Kramer Area Constraint | South of Kramer Area Constraint |  | 3 | 3 | NO | 3 | 1 | 1 | NO | 1
SCE Metro | La Cienega | 230 | 0 | 0 | 0 | 0 | 0 | 0 | 0 | 0 | 1 | 1 | 0 | 0 | 0 | 0 | 0 | 0 | 0 | 0 | 0 | 0 | 0 | 0 | 0 | 0 | 0 | 0 | 0 | 0 | 0 | 0 | 0 | 0 | 0 | 0 | 0 | 0 | 0 | 0 | 0 | 0 | 0 | 0 | 0 | 0 | 0 | 0 | 0 | 0 | 0 | 0 | 0 | 0 | 0 | 0 | 0 | 0 | 0 | 0 | 0 | 0 | 0 | 0 | 0 | 0 | 0 | 0 | 0 | 0 | 0 | 0 | 0 | 0 | 0 | 0 | 0 | 0 | 0 | 0 | 0 | 0 | 0 | 0 | 0 | 0 | 0 | 0 | 0 | 0 | 0 | 0 | 0 | 0 | 0 | 0 | 0 | 0 | 0 | 0 |  | 0 | 0 | 0 | 0 | 0 | 0 | 0 | 0 | 0 | 0 | 0 | 0 | 0 | 0 | 0 | 0 | 0 | 0 | 0 | 0 | 0 | 0 | 0 | 0 | 0 | 0 | 0 | 0 | 0 | 0 | 0 | 0 | 0 | 0 | 0 | 0 | 1975 | 2337.5 | 3419.6408 | Hinson - Del Amo Constraint | Hinson - Del Amo Constraint | Hinson - Del Amo Constraint |  | 0 | 0 | 0 | 0 | 0 | 0 | 1975 | 2337.5 | 3419.6408 | Hinson - Del Amo Constraint | Hinson - Del Amo Constraint | Hinson - Del Amo Constraint |  | 1 | 1 | NO | 1 | 1 | 1 | NO | 1
SCE Metro | La Fresa | 230 | 0 | 0 | 0 | 0 | 0 | 0 | 0 | 0 | 1 | 1 | 0 | 0 | 0 | 0 | 0 | 0 | 0 | 0 | 0 | 0 | 0 | 0 | 0 | 0 | 0 | 0 | 0 | 0 | 0 | 0 | 0 | 0 | 0 | 0 | 0 | 0 | 0 | 0 | 0 | 0 | 0 | 0 | 0 | 0 | 0 | 0 | 0 | 0 | 0 | 0 | 0 | 0 | 0 | 0 | 0 | 0 | 0 | 0 | 0 | 0 | 0 | 0 | 0 | 0 | 0 | 0 | 0 | 0 | 0 | 0 | 0 | 0 | 0 | 0 | 0 | 0 | 0 | 0 | 0 | 0 | 0 | 0 | 0 | 0 | 0 | 0 | 0 | 0 | 0 | 0 | 0 | 0 | 0 | 0 | 0 | 0 | 0 | 0 |  | 0 | 0 | 0 | 0 | 0 | 0 | 0 | 0 | 0 | 0 | 0 | 0 | 0 | 0 | 0 | 0 | 0 | 0 | 0 | 0 | 0 | 0 | 0 | 0.64 | 0 | 0 | 0 | 0 | 0 | 1 | 0 | 0 | 0 | 0 | 0 | 0 | 1975 | 2337.5 | 3419.6408 | Hinson - Del Amo Constraint | Hinson - Del Amo Constraint | Hinson - Del Amo Constraint |  | 0 | 0 | 0 | 0 | 0 | 0 | 1975 | 2337.5 | 3419.6408 | Hinson - Del Amo Constraint | Hinson - Del Amo Constraint | Hinson - Del Amo Constraint |  | 1 | 1 | NO | 1 | 1 | 1 | NO | 1
SCE Metro | Laguna Bell | 230 | 0 | 0 | 0 | 0 | 0 | 0 | 0 | 0 | 0 | 1 | 0 | 0 | 0 | 0 | 0 | 0 | 0 | 0 | 0 | 0 | 0 | 0 | 0 | 0 | 0 | 0 | 0 | 0 | 0 | 0 | 0 | 0 | 0 | 0 | 0 | 0 | 0 | 0 | 0 | 0 | 0 | 0 | 0 | 0 | 0 | 0 | 0 | 0 | 0 | 0 | 0 | 0 | 0 | 0 | 0 | 0 | 0 | 0 | 0 | 0 | 0 | 0 | 0 | 0 | 0 | 0 | 0 | 0 | 0 | 0 | 0 | 0 | 0 | 0 | 0 | 0 | 0 | 0 | 0 | 0 | 0 | 0 | 0 | 0 | 0 | 0 | 0 | 0 | 0 | 0 | 0 | 0 | 0 | 0 | 0 | 0 | 0 | 0 |  | 0 | 0 | 0 | 0 | 0 | 0 | 0 | 0 | 0 | 0 | 0 | 0 | 0 | 0 | 0 | 0 | 0 | 0 | 0 | 0 | 0 | 0 | 0 | 3.27 | 0 | 0 | 350 | 150 | 0 | 1 | 0 | 0 | 0 | 0 | 0 | 0 | 9484.6 | 11247.7 | 14307.5055 | SCE Metro Area Default Constraint | SCE Metro Area Default Constraint | SCE Metro Area Default Constraint |  | 0 | 0 | 0 | 0 | 0 | 0 | 9484.6 | 11247.7 | 14307.5055 | SCE Metro Area Default Constraint | SCE Metro Area Default Constraint | SCE Metro Area Default Constraint |  | 1 | 1 | NO | 1 | 1 | 1 | NO | 1
PG&E KERN | Lakeview | 70 | 0 | 0 | 0 | 0 | 0 | 0 | 0 | 0 | 0 | 0 | 0 | 0 | 0 | 0 | 0 | 0 | 0 | 0 | 0 | 0 | 0 | 0 | 0 | 0 | 0 | 0 | 0 | 0 | 0 | 0 | 0 | 0 | 0 | 0 | 0 | 0 | 0 | 0 | 0 | 0 | 0 | 0 | 0 | 0 | 0 | 0 | 0 | 0 | 0 | 0 | 0 | 0 | 0 | 0 | 0 | 0 | 0 | 0 | 0 | 0 | 0 | 0 | 0 | 0 | 0 | 0 | 0 | 0 | 0 | 0 | 0 | 0 | 0 | 0 | 0 | 0 | 1 | 0 | 1 | 1 | 0 | 0 | 0 | 0 | 0 | 0 | 0 | 0 | 0 | 0 | 0 | 0 | 0 | 0 | 1 | 0 | 0 | 0 |  | 0 | 0 | 0 | 0 | 0 | 0 | 0 | 0 | 0 | 0 | 0 | 0 | 0 | 0 | 0 | 0 | 0 | 0 | 0 | 0 | 0 | 0 | 0 | 0 | 0 | 70 | 65.5 | 0 | 0 | 1 | 1 | 0 | 0 | 0 | 0 | 1 | -1872.365 | 129.25 | -2894.0969 | Mustang-Henrietta 230 kV line | Midway-Buena Vista Jct 230kV Line | Mustang-Henrietta 230 kV line |  | 0 | 0 | 0 | 0 | 0 | 1 | 168.5 | 129.25 | -415.0969 | Midway-Buena Vista Jct 230kV Line | Midway-Buena Vista Jct 230kV Line | Mustang-Henrietta 230 kV line |  | 5 | 1 | YES | 2 | 4 | 4 | NO | 4
PG&E NGBA | Lakeville | 230 | 0 | 0 | 0 | 0 | 0 | 0 | 0 | 0 | 0 | 0 | 0 | 0 | 0 | 0 | 0 | 0 | 0 | 0 | 0 | 0 | 0 | 0 | 0 | 0 | 0 | 0 | 0 | 0 | 0 | 0 | 0 | 0 | 0 | 0 | 0 | 0 | 0 | 0 | 0 | 1 | 0 | 0 | 0 | 0 | 0 | 0 | 0 | 0 | 0 | 0 | 0 | 1 | 1 | 1 | 1 | 1 | 0 | 0 | 1 | 1 | 0 | 0 | 0 | 0 | 0 | 1 | 1 | 0 | 0 | 0 | 0 | 0 | 0 | 0 | 0 | 0 | 0 | 0 | 0 | 0 | 0 | 0 | 0 | 0 | 0 | 0 | 0 | 0 | 0 | 0 | 0 | 0 | 0 | 0 | 0 | 0 | 0 | 2 |  | 0 | 0 | 0 | 0 | 0 | 0 | 0 | 0 | 0 | 0 | 0 | 0 | 0 | 0 | 0 | 0 | 0 | 0 | 0 | 0 | 0 | 0 | 0 | 0 | 0 | 0 | 0 | 0 | 0 | 0 | 6 | 0 | 3 | 0 | 0 | 0 | -3003.69 | -386.164 | 745.85 | Collinsville-Tesla 500 kV Line | Windmaster-Delta pumps 230 kV line | Birds Landing-Contra Costa 230kV Line |  | 0 | 1 | 0 | 0 | 0 | 0 | -984.3465 | 1056.7514 | 745.85 | Tesla-Bellota 230 kV line | Tesla-Bellota 230 kV line | Birds Landing-Contra Costa 230kV Line |  | 5 | 4 | YES | 4 | 1 | 1 | NO | 1
PG&E NGBA | Lakeville | 60 | 0 | 0 | 0 | 0 | 0 | 0 | 0 | 0 | 0 | 0 | 0 | 0 | 0 | 0 | 0 | 0 | 0 | 0 | 0 | 0 | 0 | 0 | 0 | 0 | 0 | 0 | 0 | 0 | 0 | 0 | 0 | 0 | 0 | 0 | 0 | 0 | 0 | 0 | 0 | 1 | 0 | 0 | 0 | 0 | 0 | 0 | 0 | 0 | 0 | 0 | 0 | 1 | 1 | 1 | 1 | 1 | 0 | 0 | 0 | 1 | 0 | 0 | 0 | 0 | 0 | 1 | 1 | 0 | 0 | 0 | 0 | 0 | 0 | 0 | 0 | 0 | 0 | 0 | 0 | 0 | 0 | 0 | 0 | 0 | 0 | 0 | 0 | 0 | 0 | 0 | 0 | 0 | 0 | 0 | 0 | 0 | 0 | 2 |  | 0 | 0 | 0 | 0 | 0 | 0 | 0 | 0 | 0 | 0 | 0 | 0 | 0 | 0 | 0 | 0 | 0 | 0 | 0 | 0 | 0 | 0 | 0 | 4 | 0 | 0 | 0 | 0 | 0 | 1 | 6 | 0 | 3 | 0 | 0 | 0 | -3003.69 | -386.164 | 745.85 | Collinsville-Tesla 500 kV Line | Windmaster-Delta pumps 230 kV line | Birds Landing-Contra Costa 230kV Line |  | 0 | 1 | 0 | 0 | 0 | 0 | -984.3465 | 1056.7514 | 745.85 | Tesla-Bellota 230 kV line | Tesla-Bellota 230 kV line | Birds Landing-Contra Costa 230kV Line |  | 5 | 4 | YES | 4 | 1 | 1 | NO | 1
PG&E NGBA | Lakeville | 115 | 0 | 0 | 0 | 0 | 0 | 0 | 0 | 0 | 0 | 0 | 0 | 0 | 0 | 0 | 0 | 0 | 0 | 0 | 0 | 0 | 0 | 0 | 0 | 0 | 0 | 0 | 0 | 0 | 0 | 0 | 0 | 0 | 0 | 0 | 0 | 0 | 0 | 0 | 0 | 1 | 0 | 0 | 0 | 0 | 0 | 0 | 0 | 0 | 0 | 0 | 0 | 1 | 1 | 1 | 1 | 1 | 0 | 0 | 0 | 1 | 0 | 0 | 0 | 0 | 0 | 1 | 1 | 0 | 0 | 0 | 0 | 0 | 0 | 0 | 0 | 0 | 0 | 0 | 0 | 0 | 0 | 0 | 0 | 0 | 0 | 0 | 0 | 0 | 0 | 0 | 0 | 0 | 0 | 0 | 0 | 0 | 0 | 2 |  | 0 | 0 | 0 | 0 | 0 | 0 | 0 | 0 | 0 | 0 | 0 | 0 | 0 | 0 | 0 | 0 | 0 | 0 | 0 | 0 | 0 | 0 | 0 | 0 | 0 | 0 | 50 | 0 | 0 | 1 | 6 | 0 | 3 | 0 | 0 | 0 | -3003.69 | -386.164 | 745.85 | Collinsville-Tesla 500 kV Line | Windmaster-Delta pumps 230 kV line | Birds Landing-Contra Costa 230kV Line |  | 0 | 1 | 0 | 0 | 0 | 0 | -984.3465 | 1056.7514 | 745.85 | Tesla-Bellota 230 kV line | Tesla-Bellota 230 kV line | Birds Landing-Contra Costa 230kV Line |  | 5 | 4 | YES | 4 | 1 | 1 | NO | 1
PG&E GBA | Lakewood | 115 | 0 | 0 | 0 | 0 | 0 | 0 | 0 | 0 | 0 | 0 | 0 | 0 | 0 | 0 | 0 | 0 | 0 | 0 | 0 | 0 | 0 | 0 | 0 | 0 | 0 | 0 | 0 | 0 | 0 | 0 | 0 | 0 | 0 | 0 | 0 | 0 | 0 | 0 | 0 | 1 | 0 | 0 | 0 | 0 | 0 | 0 | 0 | 0 | 0 | 0 | 0 | 0 | 0 | 0 | 0 | 0 | 0 | 0 | 0 | 0 | 0 | 0 | 0 | 0 | 0 | 0 | 0 | 0 | 0 | 0 | 0 | 0 | 0 | 0 | 0 | 0 | 0 | 0 | 0 | 0 | 0 | 0 | 0 | 0 | 0 | 0 | 0 | 0 | 0 | 0 | 0 | 0 | 0 | 0 | 0 | 0 | 0 | 0 |  | 0 | 0 | 0 | 0 | 0 | 0 | 0 | 0 | 0 | 0 | 0 | 0 | 0 | 0 | 0 | 0 | 0 | 0 | 0 | 0 | 0 | 0 | 0 | 0 | 0 | 0 | 0 | 0 | 0 | 0 | 1 | 0 | 1 | 0 | 0 | 0 | -3003.69 | -263.757 | 4918.8858 | Collinsville-Tesla 500 kV Line | Collinsville-Tesla 500 kV Line | Collinsville-Tesla 500 kV Line |  | 0 | 0 | 0 | 0 | 0 | 0 | 5641.31 | 8381.243 | 4918.8858 | Collinsville-Tesla 500 kV Line | Collinsville-Tesla 500 kV Line | Collinsville-Tesla 500 kV Line |  | 5 | 1 | YES | 2 | 1 | 1 | NO | 1
PG&E NGBA | Lambie | 230 | 0 | 0 | 0 | 0 | 0 | 0 | 0 | 0 | 0 | 0 | 0 | 0 | 0 | 0 | 0 | 0 | 0 | 0 | 0 | 0 | 0 | 0 | 0 | 0 | 0 | 0 | 0 | 0 | 0 | 0 | 0 | 0 | 0 | 0 | 0 | 0 | 0 | 0 | 0 | 1 | 0 | 0 | 0 | 0 | 0 | 0 | 0 | 0 | 0 | 0 | 0 | 0 | 0 | 1 | 1 | 1 | 0 | 0 | 1 | 1 | 0 | 0 | 0 | 0 | 0 | 1 | 1 | 0 | 0 | 0 | 0 | 0 | 0 | 0 | 0 | 0 | 0 | 0 | 0 | 0 | 0 | 0 | 0 | 0 | 0 | 0 | 0 | 0 | 0 | 0 | 0 | 0 | 0 | 0 | 0 | 0 | 0 | 0 |  | 0 | 0 | 0 | 0 | 0 | 0 | 0 | 0 | 0 | 0 | 0 | 0 | 0 | 0 | 0 | 0 | 0 | 0 | 0 | 0 | 0 | 0 | 0 | 0 | 0 | 0 | 0 | 0 | 0 | 0 | 6 | 0 | 3 | 0 | 0 | 0 | -3003.69 | -386.164 | 745.85 | Collinsville-Tesla 500 kV Line | Windmaster-Delta pumps 230 kV line | Birds Landing-Contra Costa 230kV Line |  | 0 | 1 | 0 | 0 | 0 | 0 | -984.3465 | 1056.7514 | 745.85 | Tesla-Bellota 230 kV line | Tesla-Bellota 230 kV line | Birds Landing-Contra Costa 230kV Line |  | 5 | 4 | YES | 4 | 1 | 1 | NO | 1
PG&E GBA | Lammers | 115 | 0 | 0 | 0 | 0 | 0 | 0 | 0 | 0 | 0 | 0 | 0 | 0 | 0 | 0 | 0 | 0 | 0 | 0 | 0 | 0 | 0 | 0 | 0 | 0 | 0 | 0 | 0 | 0 | 0 | 0 | 0 | 0 | 0 | 0 | 0 | 0 | 0 | 0 | 0 | 0 | 0 | 0 | 0 | 0 | 0 | 1 | 0 | 0 | 0 | 0 | 0 | 0 | 0 | 0 | 0 | 1 | 0 | 1 | 0 | 1 | 0 | 0 | 0 | 0 | 0 | 1 | 0 | 0 | 0 | 0 | 0 | 0 | 0 | 0 | 0 | 0 | 0 | 0 | 0 | 0 | 0 | 0 | 0 | 0 | 0 | 0 | 0 | 0 | 0 | 0 | 0 | 0 | 0 | 0 | 0 | 0 | 0 | 0 |  | 0 | 0 | 0 | 0 | 0 | 0 | 0 | 0 | 0 | 0 | 0 | 0 | 0 | 0 | 0 | 0 | 0 | 0 | 0 | 0 | 0 | 0 | 0 | 0 | 0 | 0 | 0 | 0 | 0 | 0 | 3 | 0 | 1 | 0 | 0 | 0 | -1284.3465 | -127.6091 | 692.3714 | Tesla-Bellota 230 kV line | Bellota-Weber 230kV line | Kasson Jct-Heinz 115 kV line |  | 0 | 2 | 0 | 0 | 0 | 0 | -984.3465 | 332.3909 | 692.3714 | Tesla-Bellota 230 kV line | Bellota-Weber 230kV line | Kasson Jct-Heinz 115 kV line |  | 5 | 4 | YES | 4 | 1 | 1 | NO | 1
PG&E KERN | Lamont | 115 | 0 | 0 | 0 | 0 | 0 | 0 | 0 | 0 | 0 | 0 | 0 | 0 | 0 | 0 | 0 | 0 | 0 | 0 | 0 | 0 | 0 | 0 | 0 | 0 | 0 | 0 | 0 | 0 | 0 | 0 | 0 | 0 | 0 | 0 | 0 | 0 | 0 | 0 | 0 | 0 | 0 | 0 | 0 | 0 | 0 | 0 | 0 | 0 | 0 | 0 | 0 | 0 | 0 | 0 | 0 | 0 | 0 | 0 | 0 | 0 | 0 | 0 | 0 | 0 | 0 | 0 | 0 | 0 | 0 | 0 | 1 | 0 | 0 | 1 | 0 | 0 | 0 | 0 | 1 | 1 | 0 | 0 | 0 | 0 | 0 | 0 | 0 | 0 | 0 | 0 | 0 | 0 | 0 | 0 | 1 | 0 | 0 | 0 |  | 0 | 0 | 0 | 0 | 0 | 0 | 0 | 0 | 0 | 0 | 0 | 0 | 0 | 0 | 0 | 0 | 5 | 0 | 0 | 0 | 0 | 0 | 0 | 4 | 30 | 170 | 0 | 55 | 0 | 1 | 1 | 0 | 0 | 0 | 0 | 1 | -1872.365 | 131 | -2894.0969 | Mustang-Henrietta 230 kV line | Kern-Tevis-Stockdale-Lamont 115kV line | Mustang-Henrietta 230 kV line |  | 0 | 0 | 0 | 0 | 0 | 1 | 120.3 | 131 | -415.0969 | Kern-Tevis-Stockdale-Lamont 115kV line | Kern-Tevis-Stockdale-Lamont 115kV line | Mustang-Henrietta 230 kV line |  | 5 | 1 | YES | 2 | 4 | 4 | NO | 4
PG&E FRESNO | Las Aguilas | 230 | 0 | 0 | 0 | 0 | 0 | 0 | 0 | 0 | 0 | 0 | 0 | 0 | 0 | 0 | 0 | 0 | 0 | 0 | 0 | 0 | 0 | 0 | 0 | 0 | 0 | 0 | 0 | 0 | 0 | 0 | 0 | 0 | 0 | 0 | 0 | 0 | 0 | 0 | 0 | 0 | 0 | 0 | 0 | 0 | 0 | 0 | 0 | 0 | 0 | 0 | 0 | 0 | 0 | 0 | 0 | 0 | 0 | 0 | 0 | 0 | 0 | 0 | 0 | 0 | 0 | 0 | 0 | 0 | 0 | 0 | 0 | 0 | 0 | 0 | 0 | 0 | 0 | 0 | 1 | 1 | 0 | 1 | 0 | 0 | 0 | 1 | 0 | 0 | 0 | 0 | 0 | 0 | 0 | 0 | 0 | 0 | 1 | 1 |  | 0 | 0 | 0 | 0 | 0 | 0 | 0 | 0 | 0 | 0 | 0 | 0 | 0 | 0 | 0 | 0 | 0 | 0 | 0 | 0 | 0 | 0 | 0 | 0 | 0 | 0 | 0 | 0 | 0 | 0 | 0 | 0 | 0 | 0 | 0 | 0 | 58.6 | 603.945 | 63.9052 | Tranquility-Helm 230kV Line | Tranquility-Helm 230kV Line | Gates 500/230kV TB #12 |  | 0 | 0 | 0 | 0 | 0 | 0 | 58.6 | 603.945 | 63.9052 | Tranquility-Helm 230kV Line | Tranquility-Helm 230kV Line | Gates 500/230kV TB #12 |  | 1 | 1 | NO | 1 | 1 | 1 | NO | 1
EOP | Lathrop | 138 | 0 | 0 | 0 | 0 | 0 | 0 | 0 | 0 | 0 | 0 | 0 | 0 | 0 | 0 | 0 | 0 | 0 | 0 | 0 | 0 | 0 | 0 | 1 | 1 | 1 | 0 | 0 | 0 | 0 | 0 | 0 | 0 | 0 | 0 | 0 | 0 | 0 | 0 | 0 | 0 | 0 | 0 | 0 | 0 | 0 | 0 | 0 | 0 | 0 | 0 | 0 | 0 | 0 | 0 | 0 | 0 | 0 | 0 | 0 | 0 | 0 | 0 | 0 | 0 | 0 | 0 | 0 | 0 | 0 | 0 | 0 | 0 | 0 | 0 | 0 | 0 | 0 | 0 | 0 | 0 | 0 | 0 | 0 | 0 | 0 | 0 | 0 | 0 | 0 | 0 | 0 | 0 | 0 | 0 | 0 | 0 | 0 | 2 |  | 0 | 0 | 0 | 0 | 0 | 0 | 0 | 0 | 0 | 0 | 0 | 0 | 0 | 0 | 0 | 0 | 0 | 0 | 0 | 0 | 0 | 0 | 0 | 0 | 0 | 0 | 0 | 0 | 0 | 0 | 1 | 1 | 0 | 0 | 0 | 0 | -1982.555 | 640.59 | 900.03 | Lugo - Victorville area constraint | Sloan Canyon - Eldorado 500 kV constraint | GLW 230kV area constraint |  | 0 | 1 | 0 | 0 | 0 | 0 | -68.75 | 640.59 | 900.03 | Sloan Canyon - Eldorado 500 kV constraint | Sloan Canyon - Eldorado 500 kV constraint | GLW 230kV area constraint |  | 5 | 3 | YES | 3 | 1 | 1 | NO | 1
EOP | Lathrop | 230 | 0 | 0 | 0 | 0 | 0 | 0 | 0 | 0 | 0 | 0 | 0 | 0 | 0 | 0 | 0 | 0 | 0 | 0 | 0 | 0 | 0 | 0 | 1 | 1 | 1 | 0 | 0 | 0 | 0 | 0 | 0 | 0 | 0 | 0 | 0 | 0 | 0 | 0 | 0 | 0 | 0 | 0 | 0 | 0 | 0 | 0 | 0 | 0 | 0 | 0 | 0 | 0 | 0 | 0 | 0 | 0 | 0 | 0 | 0 | 0 | 0 | 0 | 0 | 0 | 0 | 0 | 0 | 0 | 0 | 0 | 0 | 0 | 0 | 0 | 0 | 0 | 0 | 0 | 0 | 0 | 0 | 0 | 0 | 0 | 0 | 0 | 0 | 0 | 0 | 0 | 0 | 0 | 0 | 0 | 0 | 0 | 0 | 2 |  | 0 | 0 | 0 | 0 | 0 | 0 | 0 | 0 | 0 | 0 | 0 | 0 | 0 | 0 | 0 | 0 | 0 | 300 | 0 | 0 | 0 | 0 | 0 | 0 | 200 | 250 | 0 | 75 | 0 | 1 | 1 | 1 | 0 | 0 | 0 | 0 | -1982.555 | 640.59 | 900.03 | Lugo - Victorville area constraint | Sloan Canyon - Eldorado 500 kV constraint | GLW 230kV area constraint |  | 0 | 1 | 0 | 0 | 0 | 0 | -68.75 | 640.59 | 900.03 | Sloan Canyon - Eldorado 500 kV constraint | Sloan Canyon - Eldorado 500 kV constraint | GLW 230kV area constraint |  | 5 | 3 | YES | 3 | 1 | 1 | NO | 1
PG&E FRESNO | Le Grand | 115 | 0 | 0 | 0 | 0 | 0 | 0 | 0 | 0 | 0 | 0 | 0 | 0 | 0 | 0 | 0 | 0 | 0 | 0 | 0 | 0 | 0 | 0 | 0 | 0 | 0 | 0 | 0 | 0 | 0 | 0 | 0 | 0 | 0 | 0 | 0 | 0 | 0 | 0 | 0 | 0 | 0 | 0 | 0 | 0 | 0 | 1 | 0 | 0 | 0 | 0 | 0 | 0 | 0 | 0 | 0 | 0 | 0 | 0 | 0 | 0 | 0 | 0 | 0 | 0 | 0 | 0 | 0 | 0 | 0 | 0 | 0 | 0 | 0 | 0 | 0 | 0 | 0 | 0 | 1 | 1 | 0 | 1 | 1 | 1 | 1 | 1 | 0 | 1 | 1 | 1 | 1 | 0 | 1 | 0 | 0 | 0 | 0 | 2 |  | 0 | 0 | 0 | 0 | 0 | 0 | 0 | 0 | 0 | 0 | 0 | 0 | 0 | 0 | 0 | 0 | 0 | 0 | 0 | 0 | 0 | 0 | 0 | 0 | 50 | 100 | 0 | 30 | 0 | 1 | 3 | 0 | 3 | 0 | 2 | 0 | -1364.3 | -946.4 | -142.3574 | Borden-Storey #1 230kV line | Borden-Storey #1 230kV line | Chowchilla-Le grand 115kV Line |  | 0 | 2 | 0 | 0 | 0 | 0 | -239.0315 | 67.5 | 44.9626 | Bellota-Weber 230kV line | Merced 115/70kV TB#2 | Oro Loma-El Nido 115kV Line |  | 5 | 4 | YES | 4 | 5 | 1 | YES | 2
PG&E FRESNO | Lemoore | 70 | 0 | 0 | 0 | 0 | 0 | 0 | 0 | 0 | 0 | 0 | 0 | 0 | 0 | 0 | 0 | 0 | 0 | 0 | 0 | 0 | 0 | 0 | 0 | 0 | 0 | 0 | 0 | 0 | 0 | 0 | 0 | 0 | 0 | 0 | 0 | 0 | 0 | 0 | 0 | 0 | 0 | 0 | 0 | 0 | 0 | 0 | 0 | 0 | 0 | 0 | 0 | 0 | 0 | 0 | 0 | 0 | 0 | 0 | 0 | 0 | 0 | 0 | 0 | 0 | 0 | 0 | 0 | 0 | 1 | 0 | 0 | 0 | 0 | 0 | 0 | 0 | 0 | 0 | 0 | 1 | 0 | 1 | 0 | 0 | 0 | 0 | 0 | 0 | 0 | 0 | 0 | 0 | 0 | 0 | 0 | 0 | 0 | 0 |  | 0 | 0 | 0 | 0 | 0 | 0 | 0 | 0 | 0 | 0 | 0 | 0 | 0 | 0 | 0 | 0 | 0 | 0 | 0 | 0 | 0 | 0 | 0 | 0 | 0 | 22 | 0 | 0 | 0 | 1 | 0 | 0 | 0 | 0 | 0 | 0 | 58.6 | 603.945 | 834.4293 | Tranquility-Helm 230kV Line | Tranquility-Helm 230kV Line | Gates-Arco 230 kV Line |  | 0 | 0 | 0 | 0 | 0 | 0 | 58.6 | 603.945 | 834.4293 | Tranquility-Helm 230kV Line | Tranquility-Helm 230kV Line | Gates-Arco 230 kV Line |  | 1 | 1 | NO | 1 | 1 | 1 | NO | 1
PG&E KERN | Lerdo | 115 | 0 | 0 | 0 | 0 | 0 | 0 | 0 | 0 | 0 | 0 | 0 | 0 | 0 | 0 | 0 | 0 | 0 | 0 | 0 | 0 | 0 | 0 | 0 | 0 | 0 | 0 | 0 | 0 | 0 | 0 | 0 | 0 | 0 | 0 | 0 | 0 | 0 | 0 | 0 | 0 | 0 | 0 | 0 | 0 | 0 | 0 | 0 | 0 | 0 | 0 | 0 | 0 | 0 | 0 | 0 | 0 | 0 | 0 | 0 | 0 | 0 | 0 | 0 | 0 | 0 | 0 | 0 | 1 | 1 | 0 | 1 | 0 | 0 | 0 | 1 | 0 | 0 | 0 | 1 | 0 | 0 | 0 | 0 | 0 | 0 | 0 | 0 | 0 | 0 | 0 | 0 | 0 | 0 | 0 | 1 | 0 | 0 | 0 |  | 0 | 0 | 0 | 0 | 0 | 0 | 0 | 0 | 0 | 0 | 0 | 0 | 0 | 0 | 0 | 0 | 0 | 0 | 0 | 0 | 0 | 0 | 0 | 0 | 0 | 0 | 0 | 0 | 0 | 0 | 1 | 0 | 0 | 0 | 0 | 1 | -1872.365 | 4.0117 | -2894.0969 | Mustang-Henrietta 230 kV line | Cal Flat-Gates 230 kV line | Mustang-Henrietta 230 kV line |  | 0 | 0 | 0 | 0 | 0 | 1 | 35.715 | 4.0117 | -415.0969 | Cal Flat-Gates 230 kV line | Cal Flat-Gates 230 kV line | Mustang-Henrietta 230 kV line |  | 5 | 1 | YES | 2 | 4 | 4 | NO | 4
SCE Metro | Lewis | 230 | 0 | 0 | 0 | 0 | 0 | 0 | 0 | 0 | 0 | 1 | 0 | 0 | 0 | 0 | 0 | 0 | 0 | 0 | 0 | 0 | 0 | 0 | 0 | 0 | 0 | 0 | 0 | 0 | 0 | 0 | 0 | 0 | 0 | 0 | 0 | 0 | 0 | 0 | 0 | 0 | 0 | 0 | 0 | 0 | 0 | 0 | 0 | 0 | 0 | 0 | 0 | 0 | 0 | 0 | 0 | 0 | 0 | 0 | 0 | 0 | 0 | 0 | 0 | 0 | 0 | 0 | 0 | 0 | 0 | 0 | 0 | 0 | 0 | 0 | 0 | 0 | 0 | 0 | 0 | 0 | 0 | 0 | 0 | 0 | 0 | 0 | 0 | 0 | 0 | 0 | 0 | 0 | 0 | 0 | 0 | 0 | 0 | 0 |  | 0 | 0 | 0 | 0 | 0 | 0 | 0 | 0 | 0 | 0 | 0 | 0 | 0 | 0 | 0 | 0 | 0 | 0 | 0 | 0 | 0 | 0 | 0 | 0 | 0 | 0 | 0 | 0 | 0 | 0 | 0 | 0 | 0 | 0 | 0 | 0 | 9484.6 | 11247.7 | 14307.5055 | SCE Metro Area Default Constraint | SCE Metro Area Default Constraint | SCE Metro Area Default Constraint |  | 0 | 0 | 0 | 0 | 0 | 0 | 9484.6 | 11247.7 | 14307.5055 | SCE Metro Area Default Constraint | SCE Metro Area Default Constraint | SCE Metro Area Default Constraint |  | 1 | 1 | NO | 1 | 1 | 1 | NO | 1
SCE Metro | Lighthipe | 230 | 0 | 0 | 0 | 0 | 0 | 0 | 0 | 0 | 1 | 1 | 0 | 0 | 0 | 0 | 0 | 0 | 0 | 0 | 0 | 0 | 0 | 0 | 0 | 0 | 0 | 0 | 0 | 0 | 0 | 0 | 0 | 0 | 0 | 0 | 0 | 0 | 0 | 0 | 0 | 0 | 0 | 0 | 0 | 0 | 0 | 0 | 0 | 0 | 0 | 0 | 0 | 0 | 0 | 0 | 0 | 0 | 0 | 0 | 0 | 0 | 0 | 0 | 0 | 0 | 0 | 0 | 0 | 0 | 0 | 0 | 0 | 0 | 0 | 0 | 0 | 0 | 0 | 0 | 0 | 0 | 0 | 0 | 0 | 0 | 0 | 0 | 0 | 0 | 0 | 0 | 0 | 0 | 0 | 0 | 0 | 0 | 0 | 0 |  | 0 | 0 | 0 | 0 | 0 | 0 | 0 | 0 | 0 | 0 | 0 | 0 | 0 | 0 | 0 | 0 | 0 | 0 | 0 | 0 | 0 | 0 | 0 | 3.24 | 0 | 0 | 0 | 100 | 0 | 1 | 0 | 0 | 0 | 0 | 0 | 0 | 1975 | 2337.5 | 3419.6408 | Hinson - Del Amo Constraint | Hinson - Del Amo Constraint | Hinson - Del Amo Constraint |  | 0 | 0 | 0 | 0 | 0 | 0 | 1975 | 2337.5 | 3419.6408 | Hinson - Del Amo Constraint | Hinson - Del Amo Constraint | Hinson - Del Amo Constraint |  | 1 | 1 | NO | 1 | 1 | 1 | NO | 1
SDGE | Lilac | 69 | 0 | 0 | 0 | 0 | 0 | 0 | 0 | 0 | 0 | 0 | 0 | 0 | 0 | 0 | 0 | 0 | 0 | 0 | 0 | 0 | 0 | 0 | 0 | 0 | 0 | 1 | 0 | 0 | 0 | 0 | 1 | 0 | 1 | 1 | 0 | 0 | 0 | 1 | 0 | 0 | 0 | 0 | 0 | 0 | 0 | 0 | 0 | 0 | 0 | 0 | 0 | 0 | 0 | 0 | 0 | 0 | 0 | 0 | 0 | 0 | 0 | 0 | 0 | 0 | 0 | 0 | 0 | 0 | 0 | 0 | 0 | 0 | 0 | 0 | 0 | 0 | 0 | 0 | 0 | 0 | 0 | 0 | 0 | 0 | 0 | 0 | 0 | 0 | 0 | 0 | 0 | 0 | 0 | 0 | 0 | 0 | 0 | 2 |  | 0 | 0 | 0 | 0 | 0 | 0 | 0 | 0 | 0 | 0 | 0 | 0 | 0 | 0 | 0 | 0 | 0 | 0 | 0 | 0 | 0 | 0 | 0 | 0 | 0 | 0 | 0 | 0 | 0 | 0 | 0 | 0 | 0 | 0 | 0 | 0 | 94.4 | 149.2 | 313.6 | Ocean Ranch 69 kV constraint | Ocean Ranch 69 kV constraint | Ocean Ranch 69 kV constraint |  | 0 | 0 | 0 | 0 | 0 | 0 | 94.4 | 149.2 | 313.6 | Ocean Ranch 69 kV constraint | Ocean Ranch 69 kV constraint | Ocean Ranch 69 kV constraint |  | 1 | 1 | NO | 1 | 1 | 1 | NO | 1
PG&E NGBA | Lincoln | 115 | 0 | 0 | 0 | 0 | 0 | 0 | 0 | 0 | 0 | 0 | 0 | 0 | 0 | 0 | 0 | 0 | 0 | 0 | 0 | 0 | 0 | 0 | 0 | 0 | 0 | 0 | 0 | 0 | 0 | 0 | 0 | 0 | 0 | 0 | 0 | 0 | 0 | 0 | 0 | 1 | 1 | 0 | 1 | 0 | 1 | 1 | 1 | 1 | 0 | 0 | 0 | 0 | 0 | 0 | 0 | 0 | 0 | 0 | 0 | 1 | 1 | 0 | 0 | 0 | 0 | 0 | 0 | 0 | 0 | 0 | 0 | 0 | 0 | 0 | 0 | 0 | 0 | 0 | 0 | 0 | 0 | 0 | 0 | 0 | 0 | 0 | 0 | 0 | 0 | 0 | 0 | 0 | 0 | 0 | 0 | 0 | 0 | 0 |  | 0 | 0 | 0 | 0 | 0 | 0 | 0 | 0 | 0 | 0 | 0 | 0 | 0 | 0 | 0 | 0 | 0 | 0 | 0 | 0 | 0 | 0 | 0 | 0 | 0 | 0 | 0 | 0 | 0 | 0 | 3 | 0 | 2 | 0 | 0 | 0 | -3003.69 | -263.757 | 32.84 | Collinsville-Tesla 500 kV Line | Collinsville-Tesla 500 kV Line | Woodland- Davis 115kV line |  | 0 | 2 | 0 | 0 | 0 | 0 | -984.3465 | 31.5 | 32.84 | Tesla-Bellota 230 kV line | Rocklin-Pleaseant grove 115kV line | Woodland- Davis 115kV line |  | 5 | 4 | YES | 4 | 1 | 1 | NO | 1
PG&E KERN | Live Oak | 115 | 0 | 0 | 0 | 0 | 0 | 0 | 0 | 0 | 0 | 0 | 0 | 0 | 0 | 0 | 0 | 0 | 0 | 0 | 0 | 0 | 0 | 0 | 0 | 0 | 0 | 0 | 0 | 0 | 0 | 0 | 0 | 0 | 0 | 0 | 0 | 0 | 0 | 0 | 0 | 0 | 0 | 0 | 0 | 0 | 0 | 0 | 0 | 0 | 0 | 0 | 0 | 0 | 0 | 0 | 0 | 0 | 0 | 0 | 0 | 0 | 0 | 0 | 0 | 0 | 0 | 0 | 0 | 0 | 1 | 0 | 1 | 0 | 0 | 0 | 0 | 0 | 0 | 0 | 1 | 0 | 0 | 0 | 0 | 0 | 0 | 0 | 0 | 0 | 0 | 0 | 0 | 0 | 0 | 0 | 1 | 0 | 0 | 0 |  | 0 | 0 | 0 | 0 | 0 | 0 | 0 | 0 | 0 | 0 | 0 | 0 | 0 | 0 | 0 | 0 | 0 | 0 | 0 | 0 | 0 | 0 | 0 | 0 | 0 | 0 | 0 | 0 | 0 | 0 | 1 | 0 | 0 | 0 | 0 | 1 | -1872.365 | 158.2197 | -2894.0969 | Mustang-Henrietta 230 kV line | Mustang-Henrietta 230 kV line | Mustang-Henrietta 230 kV line |  | 0 | 0 | 0 | 0 | 0 | 1 | 606.635 | 1287.45 | -415.0969 | Mustang-Henrietta 230 kV line | Gates-Arco 230 kV Line | Mustang-Henrietta 230 kV line |  | 5 | 1 | YES | 2 | 4 | 4 | NO | 4
PG&E GBA | Llagas | 115 | 0 | 0 | 0 | 0 | 0 | 0 | 0 | 0 | 0 | 0 | 0 | 0 | 0 | 0 | 0 | 0 | 0 | 0 | 0 | 0 | 0 | 0 | 0 | 0 | 0 | 0 | 0 | 0 | 0 | 0 | 0 | 0 | 0 | 0 | 0 | 0 | 0 | 0 | 0 | 0 | 0 | 0 | 0 | 0 | 0 | 0 | 0 | 0 | 0 | 0 | 0 | 0 | 1 | 0 | 0 | 1 | 0 | 0 | 0 | 1 | 0 | 0 | 0 | 0 | 1 | 0 | 0 | 0 | 0 | 0 | 0 | 0 | 0 | 0 | 0 | 0 | 0 | 0 | 0 | 0 | 0 | 0 | 0 | 0 | 0 | 0 | 0 | 0 | 0 | 0 | 0 | 0 | 0 | 0 | 0 | 0 | 0 | 1 |  | 0 | 0 | 0 | 0 | 0 | 0 | 0 | 0 | 0 | 0 | 0 | 0 | 0 | 0 | 0 | 0 | 0 | 0 | 0 | 0 | 0 | 0 | 0 | 0 | 0 | 50 | 0 | 27.2 | 0 | 1 | 2 | 0 | 0 | 0 | 0 | 0 | -1284.3465 | 344.91 | 296.38 | Tesla-Bellota 230 kV line | Morganhill-Metcalf 115kV Line | Morganhill-Metcalf 115kV Line |  | 0 | 1 | 0 | 0 | 0 | 0 | -984.3465 | 344.91 | 296.38 | Tesla-Bellota 230 kV line | Morganhill-Metcalf 115kV Line | Morganhill-Metcalf 115kV Line |  | 5 | 4 | YES | 4 | 1 | 1 | NO | 1
PG&E GBA | Lockeford | 115 | 0 | 0 | 0 | 0 | 0 | 0 | 0 | 0 | 0 | 0 | 0 | 0 | 0 | 0 | 0 | 0 | 0 | 0 | 0 | 0 | 0 | 0 | 0 | 0 | 0 | 0 | 0 | 0 | 0 | 0 | 0 | 0 | 0 | 0 | 0 | 0 | 0 | 0 | 0 | 0 | 0 | 0 | 0 | 0 | 0 | 1 | 0 | 0 | 0 | 0 | 0 | 0 | 0 | 0 | 0 | 0 | 0 | 0 | 0 | 1 | 1 | 0 | 0 | 0 | 0 | 0 | 0 | 0 | 0 | 0 | 0 | 0 | 0 | 0 | 0 | 0 | 0 | 0 | 0 | 0 | 0 | 0 | 0 | 0 | 0 | 0 | 0 | 0 | 0 | 0 | 0 | 0 | 0 | 0 | 0 | 0 | 0 | 0 |  | 0 | 0 | 0 | 0 | 0 | 0 | 0 | 0 | 0 | 0 | 0 | 0 | 0 | 0 | 0 | 0 | 0 | 0 | 0 | 0 | 0 | 0 | 0 | 0 | 0 | 0 | 0 | 0 | 0 | 0 | 2 | 0 | 1 | 0 | 0 | 0 | -1284.3465 | -127.6091 | 2364.9322 | Tesla-Bellota 230 kV line | Bellota-Weber 230kV line | Bellota-Weber 230kV line |  | 0 | 2 | 0 | 0 | 0 | 0 | -984.3465 | 332.3909 | 2364.9322 | Tesla-Bellota 230 kV line | Bellota-Weber 230kV line | Bellota-Weber 230kV line |  | 5 | 4 | YES | 4 | 1 | 1 | NO | 1
PG&E GBA | Lockeford | 230 | 0 | 0 | 0 | 0 | 0 | 0 | 0 | 0 | 0 | 0 | 0 | 0 | 0 | 0 | 0 | 0 | 0 | 0 | 0 | 0 | 0 | 0 | 0 | 0 | 0 | 0 | 0 | 0 | 0 | 0 | 0 | 0 | 0 | 0 | 0 | 0 | 0 | 0 | 0 | 1 | 0 | 0 | 0 | 0 | 0 | 1 | 0 | 0 | 0 | 0 | 0 | 0 | 0 | 0 | 0 | 0 | 0 | 0 | 0 | 1 | 1 | 0 | 0 | 0 | 0 | 0 | 0 | 0 | 0 | 0 | 0 | 0 | 0 | 0 | 0 | 0 | 0 | 0 | 0 | 0 | 0 | 0 | 0 | 0 | 0 | 1 | 0 | 0 | 0 | 0 | 0 | 0 | 0 | 0 | 0 | 0 | 0 | 1 |  | 0 | 0 | 0 | 0 | 0 | 0 | 0 | 0 | 0 | 0 | 0 | 0 | 0 | 0 | 0 | 0 | 0 | 0 | 0 | 0 | 0 | 0 | 0 | 0 | 0 | 0 | 0 | 0 | 0 | 0 | 3 | 0 | 2 | 0 | 0 | 0 | -3003.69 | -263.757 | 2364.9322 | Collinsville-Tesla 500 kV Line | Collinsville-Tesla 500 kV Line | Bellota-Weber 230kV line |  | 0 | 2 | 0 | 0 | 0 | 0 | -984.3465 | 332.3909 | 2364.9322 | Tesla-Bellota 230 kV line | Bellota-Weber 230kV line | Bellota-Weber 230kV line |  | 5 | 4 | YES | 4 | 1 | 1 | NO | 1
PG&E GBA | Lockeford | 60 | 0 | 0 | 0 | 0 | 0 | 0 | 0 | 0 | 0 | 0 | 0 | 0 | 0 | 0 | 0 | 0 | 0 | 0 | 0 | 0 | 0 | 0 | 0 | 0 | 0 | 0 | 0 | 0 | 0 | 0 | 0 | 0 | 0 | 0 | 0 | 0 | 0 | 0 | 0 | 1 | 0 | 0 | 0 | 0 | 0 | 1 | 0 | 0 | 0 | 0 | 0 | 0 | 0 | 0 | 0 | 0 | 0 | 0 | 0 | 1 | 1 | 0 | 0 | 0 | 0 | 0 | 0 | 0 | 0 | 0 | 0 | 0 | 0 | 0 | 0 | 0 | 0 | 0 | 0 | 0 | 0 | 0 | 0 | 0 | 0 | 1 | 0 | 0 | 0 | 0 | 0 | 0 | 0 | 0 | 0 | 0 | 0 | 1 |  | 0 | 0 | 0 | 0 | 0 | 0 | 0 | 0 | 0 | 0 | 0 | 0 | 0 | 0 | 0 | 0 | 0 | 0 | 0 | 0 | 0 | 0 | 0 | 0 | 0 | 0 | 0 | 0 | 0 | 0 | 3 | 0 | 2 | 0 | 0 | 0 | -3003.69 | -263.757 | 2364.9322 | Collinsville-Tesla 500 kV Line | Collinsville-Tesla 500 kV Line | Bellota-Weber 230kV line |  | 0 | 2 | 0 | 0 | 0 | 0 | -984.3465 | 332.3909 | 2364.9322 | Tesla-Bellota 230 kV line | Bellota-Weber 230kV line | Bellota-Weber 230kV line |  | 5 | 4 | YES | 4 | 1 | 1 | NO | 1
PG&E GBA | Lodi | 230 | 0 | 0 | 0 | 0 | 0 | 0 | 0 | 0 | 0 | 0 | 0 | 0 | 0 | 0 | 0 | 0 | 0 | 0 | 0 | 0 | 0 | 0 | 0 | 0 | 0 | 0 | 0 | 0 | 0 | 0 | 0 | 0 | 0 | 0 | 0 | 0 | 0 | 0 | 0 | 1 | 0 | 0 | 0 | 0 | 0 | 1 | 0 | 1 | 0 | 0 | 0 | 0 | 0 | 0 | 0 | 0 | 0 | 0 | 0 | 1 | 1 | 0 | 0 | 0 | 0 | 0 | 0 | 0 | 0 | 0 | 0 | 0 | 0 | 0 | 0 | 0 | 0 | 0 | 0 | 0 | 0 | 0 | 0 | 0 | 0 | 0 | 0 | 0 | 0 | 0 | 0 | 0 | 0 | 0 | 0 | 0 | 0 | 0 |  | 0 | 0 | 0 | 0 | 0 | 0 | 0 | 0 | 0 | 0 | 0 | 0 | 0 | 0 | 0 | 0 | 0 | 0 | 0 | 0 | 0 | 0 | 0 | 0 | 0 | 0 | 0 | 0 | 0 | 0 | 3 | 0 | 2 | 0 | 0 | 0 | -3003.69 | -263.757 | 919.2036 | Collinsville-Tesla 500 kV Line | Collinsville-Tesla 500 kV Line | Rio Oso-Lockeford 230kV line |  | 0 | 2 | 0 | 0 | 0 | 0 | -984.3465 | 332.3909 | 919.2036 | Tesla-Bellota 230 kV line | Bellota-Weber 230kV line | Rio Oso-Lockeford 230kV line |  | 5 | 4 | YES | 4 | 1 | 1 | NO | 1
PG&E NGBA | Logan Creek | 230 | 0 | 0 | 0 | 0 | 0 | 0 | 0 | 0 | 0 | 0 | 0 | 0 | 0 | 0 | 0 | 0 | 0 | 0 | 0 | 0 | 0 | 0 | 0 | 0 | 0 | 0 | 0 | 0 | 0 | 0 | 0 | 0 | 0 | 0 | 0 | 0 | 0 | 0 | 0 | 1 | 0 | 0 | 0 | 0 | 0 | 0 | 0 | 0 | 0 | 0 | 0 | 0 | 0 | 0 | 0 | 0 | 0 | 0 | 0 | 0 | 0 | 0 | 0 | 0 | 0 | 0 | 1 | 0 | 0 | 0 | 0 | 0 | 0 | 0 | 0 | 0 | 0 | 0 | 0 | 0 | 0 | 0 | 0 | 0 | 0 | 0 | 0 | 0 | 0 | 0 | 0 | 0 | 0 | 0 | 0 | 0 | 0 | 0 |  | 0 | 0 | 0 | 0 | 0 | 0 | 0 | 0 | 0 | 0 | 0 | 0 | 0 | 0 | 0 | 0 | 0 | 0 | 0 | 0 | 0 | 0 | 0 | 0 | 0 | 0 | 0 | 0 | 0 | 0 | 2 | 0 | 2 | 0 | 0 | 0 | -3003.69 | -263.757 | 745.85 | Collinsville-Tesla 500 kV Line | Collinsville-Tesla 500 kV Line | Birds Landing-Contra Costa 230kV Line |  | 0 | 0 | 0 | 0 | 0 | 0 | 1259.89 | 1593.344 | 745.85 | Birds Landing-Contra Costa 230kV Line | Birds Landing-Contra Costa 230kV Line | Birds Landing-Contra Costa 230kV Line |  | 5 | 1 | YES | 2 | 1 | 1 | NO | 1
PG&E GBA | Lone Tree | 230 | 0 | 0 | 0 | 0 | 0 | 0 | 0 | 0 | 0 | 0 | 0 | 0 | 0 | 0 | 0 | 0 | 0 | 0 | 0 | 0 | 0 | 0 | 0 | 0 | 0 | 0 | 0 | 0 | 0 | 0 | 0 | 0 | 0 | 0 | 0 | 0 | 0 | 0 | 0 | 1 | 0 | 0 | 0 | 0 | 0 | 0 | 0 | 0 | 0 | 0 | 0 | 0 | 0 | 0 | 0 | 1 | 0 | 0 | 0 | 0 | 0 | 0 | 0 | 0 | 0 | 0 | 1 | 0 | 0 | 0 | 0 | 0 | 0 | 0 | 0 | 0 | 0 | 0 | 0 | 0 | 0 | 0 | 0 | 0 | 0 | 0 | 0 | 0 | 0 | 0 | 0 | 0 | 0 | 0 | 0 | 0 | 0 | 0 |  | 0 | 0 | 0 | 0 | 0 | 0 | 0 | 0 | 0 | 0 | 0 | 0 | 0 | 0 | 0 | 0 | 0 | 0 | 0 | 0 | 0 | 0 | 0 | 1.8 | 0 | 0 | 0 | 0 | 0 | 1 | 3 | 0 | 2 | 0 | 0 | 0 | -3003.69 | -263.757 | 745.85 | Collinsville-Tesla 500 kV Line | Collinsville-Tesla 500 kV Line | Birds Landing-Contra Costa 230kV Line |  | 0 | 0 | 0 | 0 | 0 | 0 | 1259.89 | 1593.344 | 745.85 | Birds Landing-Contra Costa 230kV Line | Birds Landing-Contra Costa 230kV Line | Birds Landing-Contra Costa 230kV Line |  | 5 | 1 | YES | 2 | 1 | 1 | NO | 1
PG&E FRESNO | Los Banos | 230 | 0 | 0 | 0 | 0 | 0 | 0 | 0 | 0 | 0 | 0 | 0 | 0 | 0 | 0 | 0 | 0 | 0 | 0 | 0 | 0 | 0 | 0 | 0 | 0 | 0 | 0 | 0 | 0 | 0 | 0 | 0 | 0 | 0 | 0 | 0 | 0 | 0 | 0 | 0 | 0 | 0 | 0 | 0 | 0 | 0 | 0 | 0 | 0 | 0 | 0 | 0 | 0 | 0 | 0 | 0 | 0 | 0 | 0 | 0 | 0 | 0 | 0 | 0 | 0 | 0 | 0 | 0 | 0 | 0 | 0 | 0 | 0 | 0 | 0 | 0 | 0 | 0 | 0 | 1 | 1 | 0 | 0 | 0 | 0 | 0 | 1 | 0 | 0 | 0 | 0 | 0 | 0 | 0 | 0 | 0 | 0 | 0 | 1 |  | 0 | 0 | 76.4 | 0 | 0 | 0 | 0 | 0 | 0 | 0 | 0 | 80 | 0 | 0 | 1 | 0 | 1.988 | 246.9 | 0 | 0 | 0 | 0 | 0 | 5.9 | 150 | 280 | 80.9 | 0 | 0 | 1 | 0 | 0 | 0 | 0 | 0 | 0 | 641.647 | 1202.3207 | 63.9052 | Gates 500/230kV TB #11 | Gates 500/230kV TB #11 | Gates 500/230kV TB #12 |  | 0 | 0 | 0 | 0 | 0 | 0 | 641.647 | 1202.3207 | 63.9052 | Gates 500/230kV TB #11 | Gates 500/230kV TB #11 | Gates 500/230kV TB #12 |  | 1 | 1 | NO | 1 | 1 | 1 | NO | 1
PG&E FRESNO | Los Banos | 500 | 0 | 0 | 0 | 0 | 0 | 0 | 0 | 0 | 0 | 0 | 0 | 0 | 0 | 0 | 0 | 0 | 0 | 0 | 0 | 0 | 0 | 0 | 0 | 0 | 0 | 0 | 0 | 0 | 0 | 0 | 0 | 0 | 0 | 0 | 0 | 0 | 0 | 0 | 0 | 0 | 0 | 0 | 0 | 0 | 0 | 0 | 0 | 0 | 0 | 0 | 0 | 0 | 0 | 0 | 0 | 0 | 0 | 0 | 0 | 0 | 0 | 0 | 0 | 0 | 0 | 0 | 0 | 0 | 0 | 0 | 0 | 0 | 0 | 0 | 0 | 0 | 0 | 0 | 0 | 0 | 0 | 0 | 0 | 0 | 0 | 0 | 0 | 0 | 0 | 0 | 0 | 0 | 0 | 0 | 0 | 0 | 1 | 0 |  | 0 | 0 | 0 | 0 | 0 | 0 | 0 | 0 | 0 | 0 | 0 | 0 | 0 | 0 | 0 | 0 | 0 | 0 | 0 | 0 | 0 | 0 | 0 | 0 | 200 | 500 | 0 | 200 | 0 | 1 | 0 | 0 | 0 | 0 | 0 | 0 | 936.65 | 1178.51 | 6122.99 | NEW-Metcalf-Mosslanding 500kV | NEW-Metcalf-Mosslanding 500kV | NEW-Metcalf-Mosslanding 500kV |  | 0 | 0 | 0 | 0 | 0 | 0 | 936.65 | 1178.51 | 6122.99 | NEW-Metcalf-Mosslanding 500kV | NEW-Metcalf-Mosslanding 500kV | NEW-Metcalf-Mosslanding 500kV |  | 1 | 1 | NO | 1 | 1 | 1 | NO | 1
SDGE | Los Coches | 138 | 0 | 0 | 0 | 0 | 0 | 0 | 0 | 0 | 0 | 0 | 0 | 0 | 0 | 0 | 0 | 0 | 0 | 0 | 0 | 0 | 0 | 0 | 0 | 0 | 0 | 0 | 1 | 1 | 0 | 0 | 1 | 0 | 1 | 0 | 0 | 0 | 0 | 0 | 0 | 0 | 0 | 0 | 0 | 0 | 0 | 0 | 0 | 0 | 0 | 0 | 0 | 0 | 0 | 0 | 0 | 0 | 0 | 0 | 0 | 0 | 0 | 0 | 0 | 0 | 0 | 0 | 0 | 0 | 0 | 0 | 0 | 0 | 0 | 0 | 0 | 0 | 0 | 0 | 0 | 0 | 0 | 0 | 0 | 0 | 0 | 0 | 0 | 0 | 0 | 0 | 0 | 0 | 0 | 0 | 0 | 0 | 0 | 2 |  | 0 | 0 | 0 | 0 | 0 | 0 | 0 | 0 | 0 | 0 | 0 | 0 | 0 | 0 | 0 | 0 | 0 | 0 | 0 | 0 | 0 | 0 | 0 | 0 | 0 | 0 | 0 | 0 | 0 | 0 | 1 | 0 | 0 | 0 | 0 | 0 | -86 | 69 | 481.7164 | Chicarita 138 kV constraint | Chicarita 138 kV constraint | El Cajon 69 kV constraint |  | 1 | 0 | 0 | 0 | 0 | 0 | -86 | 69 | 481.7164 | Chicarita 138 kV constraint | Chicarita 138 kV constraint | El Cajon 69 kV constraint |  | 5 | 5 | NO | 5 | 1 | 1 | NO | 1
SDGE | Los Coches | 69 | 0 | 0 | 0 | 0 | 0 | 0 | 0 | 0 | 0 | 0 | 0 | 0 | 0 | 0 | 0 | 0 | 0 | 0 | 0 | 0 | 0 | 0 | 0 | 0 | 0 | 0 | 0 | 1 | 0 | 0 | 1 | 0 | 1 | 0 | 0 | 0 | 0 | 0 | 0 | 0 | 0 | 0 | 0 | 0 | 0 | 0 | 0 | 0 | 0 | 0 | 0 | 0 | 0 | 0 | 0 | 0 | 0 | 0 | 0 | 0 | 0 | 0 | 0 | 0 | 0 | 0 | 0 | 0 | 0 | 0 | 0 | 0 | 0 | 0 | 0 | 0 | 0 | 0 | 0 | 0 | 0 | 0 | 0 | 0 | 0 | 0 | 0 | 0 | 0 | 0 | 0 | 0 | 0 | 0 | 0 | 0 | 0 | 2 |  | 0 | 0 | 0 | 0 | 0 | 0 | 0 | 0 | 0 | 0 | 0 | 0 | 0 | 0 | 0 | 0 | 0 | 0 | 0 | 0 | 0 | 0 | 0 | 0 | 0 | 0 | 1.5 | 0 | 0 | 1 | 0 | 0 | 0 | 0 | 0 | 0 | 212.21 | 366.23 | 481.7164 | San Luis Rey-San Onofre 230 kV line constraint | El Cajon 69 kV constraint | El Cajon 69 kV constraint |  | 0 | 0 | 0 | 0 | 0 | 0 | 212.21 | 366.23 | 481.7164 | San Luis Rey-San Onofre 230 kV line constraint | El Cajon 69 kV constraint | El Cajon 69 kV constraint |  | 1 | 1 | NO | 1 | 1 | 1 | NO | 1
PG&E GBA | Los Esteros | 115 | 0 | 0 | 0 | 0 | 0 | 0 | 0 | 0 | 0 | 0 | 0 | 0 | 0 | 0 | 0 | 0 | 0 | 0 | 0 | 0 | 0 | 0 | 0 | 0 | 0 | 0 | 0 | 0 | 0 | 0 | 0 | 0 | 0 | 0 | 0 | 0 | 0 | 0 | 0 | 0 | 0 | 0 | 0 | 0 | 0 | 0 | 0 | 0 | 0 | 0 | 0 | 0 | 0 | 0 | 0 | 1 | 0 | 0 | 0 | 1 | 0 | 0 | 0 | 0 | 0 | 1 | 0 | 0 | 0 | 0 | 0 | 0 | 0 | 0 | 0 | 0 | 0 | 0 | 0 | 0 | 0 | 0 | 0 | 0 | 0 | 0 | 0 | 0 | 0 | 0 | 0 | 0 | 0 | 0 | 0 | 0 | 0 | 0 |  | 0 | 0 | 0 | 0 | 0 | 0 | 0 | 0 | 0 | 0 | 0 | 0 | 0 | 0 | 0 | 0 | 0 | 0 | 0 | 0 | 0 | 0 | 0 | 0 | 0 | 0 | 3.3 | 0 | 0 | 1 | 2 | 0 | 0 | 0 | 0 | 0 | -1284.3465 | 756.7514 | 4410.527 | Tesla-Bellota 230 kV line | Tesla-Bellota 230 kV line | Tesla-Bellota 230 kV line |  | 0 | 1 | 0 | 0 | 0 | 0 | -984.3465 | 1056.7514 | 4410.527 | Tesla-Bellota 230 kV line | Tesla-Bellota 230 kV line | Tesla-Bellota 230 kV line |  | 5 | 4 | YES | 4 | 1 | 1 | NO | 1
PG&E GBA | Los Esteros | 230 | 0 | 0 | 0 | 0 | 0 | 0 | 0 | 0 | 0 | 0 | 0 | 0 | 0 | 0 | 0 | 0 | 0 | 0 | 0 | 0 | 0 | 0 | 0 | 0 | 0 | 0 | 0 | 0 | 0 | 0 | 0 | 0 | 0 | 0 | 0 | 0 | 0 | 0 | 0 | 0 | 0 | 0 | 0 | 0 | 0 | 0 | 0 | 0 | 0 | 0 | 0 | 0 | 0 | 0 | 0 | 1 | 0 | 0 | 0 | 1 | 0 | 0 | 0 | 0 | 0 | 1 | 0 | 0 | 0 | 0 | 0 | 0 | 0 | 0 | 0 | 0 | 0 | 0 | 0 | 0 | 0 | 0 | 0 | 0 | 0 | 0 | 0 | 0 | 0 | 0 | 0 | 0 | 0 | 0 | 0 | 0 | 0 | 0 |  | 0 | 0 | 0 | 0 | 0 | 0 | 0 | 0 | 0 | 0 | 0 | 0 | 0 | 0 | 0 | 0 | 0 | 0 | 0 | 0 | 0 | 0 | 0 | 0 | 0 | 0 | 0 | 100 | 0 | 1 | 2 | 0 | 0 | 0 | 0 | 0 | -1284.3465 | 756.7514 | 4410.527 | Tesla-Bellota 230 kV line | Tesla-Bellota 230 kV line | Tesla-Bellota 230 kV line |  | 0 | 1 | 0 | 0 | 0 | 0 | -984.3465 | 1056.7514 | 4410.527 | Tesla-Bellota 230 kV line | Tesla-Bellota 230 kV line | Tesla-Bellota 230 kV line |  | 5 | 4 | YES | 4 | 1 | 1 | NO | 1
PG&E GBA | Los Positas | 230 | 0 | 0 | 0 | 0 | 0 | 0 | 0 | 0 | 0 | 0 | 0 | 0 | 0 | 0 | 0 | 0 | 0 | 0 | 0 | 0 | 0 | 0 | 0 | 0 | 0 | 0 | 0 | 0 | 0 | 0 | 0 | 0 | 0 | 0 | 0 | 0 | 0 | 0 | 0 | 1 | 0 | 0 | 0 | 0 | 0 | 0 | 0 | 0 | 0 | 0 | 0 | 0 | 0 | 0 | 0 | 1 | 0 | 0 | 0 | 1 | 0 | 0 | 0 | 0 | 0 | 0 | 1 | 0 | 0 | 0 | 0 | 0 | 0 | 0 | 0 | 0 | 0 | 0 | 0 | 0 | 0 | 0 | 0 | 0 | 0 | 0 | 0 | 0 | 0 | 0 | 0 | 0 | 0 | 0 | 0 | 0 | 0 | 0 |  | 0 | 0 | 0 | 0 | 0 | 0 | 0 | 0 | 0 | 0 | 0 | 0 | 0 | 0 | 0 | 0 | 0 | 0 | 0 | 0 | 0 | 0 | 0 | 0 | 0 | 0 | 0 | 0 | 0 | 0 | 4 | 0 | 2 | 0 | 0 | 0 | -3003.69 | -263.757 | 745.85 | Collinsville-Tesla 500 kV Line | Collinsville-Tesla 500 kV Line | Birds Landing-Contra Costa 230kV Line |  | 0 | 1 | 0 | 0 | 0 | 0 | -984.3465 | 1056.7514 | 745.85 | Tesla-Bellota 230 kV line | Tesla-Bellota 230 kV line | Birds Landing-Contra Costa 230kV Line |  | 5 | 4 | YES | 4 | 1 | 1 | NO | 1
PG&E GBA | Los Positas | 60 | 0 | 0 | 0 | 0 | 0 | 0 | 0 | 0 | 0 | 0 | 0 | 0 | 0 | 0 | 0 | 0 | 0 | 0 | 0 | 0 | 0 | 0 | 0 | 0 | 0 | 0 | 0 | 0 | 0 | 0 | 0 | 0 | 0 | 0 | 0 | 0 | 0 | 0 | 0 | 1 | 0 | 0 | 0 | 0 | 0 | 0 | 0 | 0 | 0 | 0 | 0 | 0 | 0 | 0 | 0 | 1 | 0 | 0 | 0 | 0 | 0 | 0 | 0 | 0 | 0 | 0 | 1 | 0 | 0 | 0 | 0 | 0 | 0 | 0 | 0 | 0 | 0 | 0 | 0 | 0 | 0 | 0 | 0 | 0 | 0 | 0 | 0 | 0 | 0 | 0 | 0 | 0 | 0 | 0 | 0 | 0 | 0 | 0 |  | 0 | 0 | 0 | 0 | 0 | 0 | 0 | 0 | 0 | 0 | 0 | 0 | 0 | 0 | 0 | 0 | 0 | 0 | 0 | 0 | 0 | 0 | 0 | 0 | 0 | 0 | 0 | 0 | 0 | 0 | 3 | 0 | 2 | 0 | 0 | 0 | -3003.69 | -263.757 | 745.85 | Collinsville-Tesla 500 kV Line | Collinsville-Tesla 500 kV Line | Birds Landing-Contra Costa 230kV Line |  | 0 | 0 | 0 | 0 | 0 | 0 | 1259.89 | 1593.344 | 745.85 | Birds Landing-Contra Costa 230kV Line | Birds Landing-Contra Costa 230kV Line | Birds Landing-Contra Costa 230kV Line |  | 5 | 1 | YES | 2 | 1 | 1 | NO | 1
SDGE | Loveland | 69 | 0 | 0 | 0 | 0 | 0 | 0 | 0 | 0 | 0 | 0 | 0 | 0 | 0 | 0 | 0 | 0 | 0 | 0 | 0 | 0 | 0 | 0 | 0 | 0 | 0 | 0 | 0 | 1 | 0 | 1 | 1 | 0 | 1 | 0 | 0 | 0 | 1 | 0 | 0 | 0 | 0 | 0 | 0 | 0 | 0 | 0 | 0 | 0 | 0 | 0 | 0 | 0 | 0 | 0 | 0 | 0 | 0 | 0 | 0 | 0 | 0 | 0 | 0 | 0 | 0 | 0 | 0 | 0 | 0 | 0 | 0 | 0 | 0 | 0 | 0 | 0 | 0 | 0 | 0 | 0 | 0 | 0 | 0 | 0 | 0 | 0 | 0 | 0 | 0 | 0 | 0 | 0 | 0 | 0 | 0 | 0 | 0 | 3 |  | 0 | 0 | 0 | 0 | 0 | 0 | 0 | 0 | 0 | 0 | 0 | 0 | 0 | 0 | 0 | 0 | 0 | 0 | 0 | 0 | 0 | 0 | 0 | 4 | 0 | 0 | 0 | 0 | 0 | 1 | 0 | 0 | 0 | 0 | 0 | 0 | 159.09 | 195.045 | 299.0864 | Miguel 69 kV constraint | Miguel 69 kV constraint | Miguel 69 kV constraint |  | 0 | 0 | 0 | 0 | 0 | 0 | 159.09 | 195.045 | 299.0864 | Miguel 69 kV constraint | Miguel 69 kV constraint | Miguel 69 kV constraint |  | 1 | 1 | NO | 1 | 1 | 1 | NO | 1
SCE NOL | Lugo | 230 | 0 | 0 | 0 | 0 | 0 | 0 | 0 | 0 | 0 | 0 | 0 | 0 | 0 | 1 | 0 | 0 | 0 | 0 | 0 | 0 | 0 | 0 | 0 | 0 | 0 | 0 | 0 | 0 | 0 | 0 | 0 | 0 | 0 | 0 | 0 | 0 | 0 | 0 | 0 | 0 | 0 | 0 | 0 | 0 | 0 | 0 | 0 | 0 | 0 | 0 | 0 | 0 | 0 | 0 | 0 | 0 | 0 | 0 | 0 | 0 | 0 | 0 | 0 | 0 | 0 | 0 | 0 | 0 | 0 | 0 | 0 | 0 | 0 | 0 | 0 | 0 | 0 | 0 | 0 | 0 | 0 | 0 | 0 | 0 | 0 | 0 | 0 | 0 | 0 | 0 | 0 | 0 | 0 | 0 | 0 | 0 | 0 | 1 |  | 0 | 0 | 0 | 0 | 0 | 0 | 0 | 0 | 0 | 0 | 0 | 0 | 0 | 0 | 0 | 0 | 0 | 0 | 0 | 0 | 0 | 0 | 0 | 0 | 0 | 0 | 0 | 0 | 0 | 0 | 0 | 0 | 0 | 0 | 0 | 0 | 382.2 | 391.85 | 1848.4038 | Lugo Transformer Area Constraint | Lugo Transformer Area Constraint | Lugo Transformer Area Constraint |  | 0 | 0 | 0 | 0 | 0 | 0 | 382.2 | 391.85 | 1848.4038 | Lugo Transformer Area Constraint | Lugo Transformer Area Constraint | Lugo Transformer Area Constraint |  | 1 | 1 | NO | 1 | 1 | 1 | NO | 1
SCE Metro | Lugo | 500 | 0 | 0 | 0 | 0 | 0 | 0 | 0 | 0 | 0 | 1 | 0 | 0 | 0 | 0 | 0 | 0 | 0 | 0 | 0 | 0 | 0 | 0 | 0 | 0 | 0 | 0 | 0 | 0 | 0 | 0 | 0 | 0 | 0 | 0 | 0 | 0 | 0 | 0 | 0 | 0 | 0 | 0 | 0 | 0 | 0 | 0 | 0 | 0 | 0 | 0 | 0 | 0 | 0 | 0 | 0 | 0 | 0 | 0 | 0 | 0 | 0 | 0 | 0 | 0 | 0 | 0 | 0 | 0 | 0 | 0 | 0 | 0 | 0 | 0 | 0 | 0 | 0 | 0 | 0 | 0 | 0 | 0 | 0 | 0 | 0 | 0 | 0 | 0 | 0 | 0 | 0 | 0 | 0 | 0 | 0 | 0 | 0 | 0 |  | 33 | 0 | 0 | 0 | 0 | 0 | 0 | 0 | 0 | 0 | 0 | 0 | 0 | 0 | 1 | 422 | 0 | 0 | 0 | 1750 | 0 | 0 | 0 | 0 | 0 | 0 | 0 | 0 | 0 | 1 | 0 | 0 | 0 | 0 | 0 | 0 | 9484.6 | 11247.7 | 14307.5055 | SCE Metro Area Default Constraint | SCE Metro Area Default Constraint | SCE Metro Area Default Constraint |  | 0 | 0 | 0 | 0 | 0 | 0 | 9484.6 | 11247.7 | 14307.5055 | SCE Metro Area Default Constraint | SCE Metro Area Default Constraint | SCE Metro Area Default Constraint |  | 1 | 1 | NO | 1 | 1 | 1 | NO | 1
PG&E FRESNO | Madera | 70 | 0 | 0 | 0 | 0 | 0 | 0 | 0 | 0 | 0 | 0 | 0 | 0 | 0 | 0 | 0 | 0 | 0 | 0 | 0 | 0 | 0 | 0 | 0 | 0 | 0 | 0 | 0 | 0 | 0 | 0 | 0 | 0 | 0 | 0 | 0 | 0 | 0 | 0 | 0 | 0 | 0 | 0 | 0 | 0 | 0 | 1 | 0 | 0 | 0 | 0 | 0 | 0 | 0 | 0 | 0 | 0 | 0 | 0 | 0 | 1 | 0 | 0 | 0 | 0 | 0 | 0 | 0 | 0 | 0 | 0 | 0 | 0 | 0 | 0 | 0 | 0 | 0 | 0 | 0 | 1 | 0 | 1 | 1 | 1 | 0 | 1 | 0 | 1 | 0 | 0 | 0 | 0 | 1 | 0 | 0 | 0 | 0 | 1 |  | 0 | 0 | 0 | 0 | 0 | 0 | 0 | 0 | 0 | 0 | 0 | 0 | 0 | 0 | 0 | 0 | 0 | 0 | 0 | 0 | 0 | 0 | 0 | 0 | 0 | 0 | 0 | 0 | 0 | 0 | 3 | 0 | 2 | 0 | 1 | 0 | -1284.3465 | -306.9 | -142.3574 | Tesla-Bellota 230 kV line | Chowchilla-Le grand 115kV Line | Chowchilla-Le grand 115kV Line |  | 0 | 2 | 0 | 0 | 0 | 0 | -984.3465 | 332.3909 | 44.9626 | Tesla-Bellota 230 kV line | Bellota-Weber 230kV line | Oro Loma-El Nido 115kV Line |  | 5 | 4 | YES | 4 | 5 | 1 | YES | 2
PG&E NGBA | Madison | 115 | 0 | 0 | 0 | 0 | 0 | 0 | 0 | 0 | 0 | 0 | 0 | 0 | 0 | 0 | 0 | 0 | 0 | 0 | 0 | 0 | 0 | 0 | 0 | 0 | 0 | 0 | 0 | 0 | 0 | 0 | 0 | 0 | 0 | 0 | 0 | 0 | 0 | 0 | 0 | 1 | 0 | 0 | 0 | 0 | 0 | 0 | 0 | 0 | 0 | 0 | 0 | 0 | 0 | 1 | 1 | 1 | 0 | 0 | 0 | 0 | 0 | 0 | 0 | 0 | 0 | 0 | 1 | 0 | 0 | 0 | 0 | 0 | 0 | 0 | 0 | 0 | 0 | 0 | 0 | 0 | 0 | 0 | 0 | 0 | 0 | 0 | 0 | 0 | 0 | 0 | 0 | 0 | 0 | 0 | 0 | 0 | 0 | 0 |  | 0 | 0 | 0 | 0 | 0 | 0 | 0 | 0 | 0 | 0 | 0 | 0 | 0 | 0 | 0 | 0 | 0 | 0 | 0 | 0 | 0 | 0 | 0 | 0 | 0 | 13 | 10.2 | 0 | 0 | 1 | 5 | 0 | 3 | 0 | 0 | 0 | -3003.69 | -386.164 | 745.85 | Collinsville-Tesla 500 kV Line | Windmaster-Delta pumps 230 kV line | Birds Landing-Contra Costa 230kV Line |  | 0 | 0 | 0 | 0 | 0 | 0 | 1259.89 | 1593.344 | 745.85 | Birds Landing-Contra Costa 230kV Line | Birds Landing-Contra Costa 230kV Line | Birds Landing-Contra Costa 230kV Line |  | 5 | 1 | YES | 2 | 1 | 1 | NO | 1
PG&E KERN | Magunden | 115 | 0 | 0 | 0 | 0 | 0 | 0 | 0 | 0 | 0 | 0 | 0 | 0 | 0 | 0 | 0 | 0 | 0 | 0 | 0 | 0 | 0 | 0 | 0 | 0 | 0 | 0 | 0 | 0 | 0 | 0 | 0 | 0 | 0 | 0 | 0 | 0 | 0 | 0 | 0 | 0 | 0 | 0 | 0 | 0 | 0 | 0 | 0 | 0 | 0 | 0 | 0 | 0 | 0 | 0 | 0 | 0 | 0 | 0 | 0 | 0 | 0 | 0 | 0 | 0 | 0 | 0 | 0 | 0 | 0 | 0 | 1 | 0 | 0 | 0 | 0 | 0 | 0 | 0 | 1 | 1 | 0 | 0 | 0 | 0 | 0 | 0 | 0 | 0 | 0 | 0 | 0 | 0 | 0 | 0 | 1 | 0 | 0 | 0 |  | 0 | 0 | 0 | 0 | 0 | 0 | 0 | 0 | 0 | 0 | 0 | 0 | 0 | 0 | 0 | 0 | 0 | 0 | 0 | 0 | 0 | 0 | 0 | 0 | 0 | 0 | 0 | 0 | 0 | 0 | 1 | 0 | 0 | 0 | 0 | 1 | -1872.365 | 158.2197 | -2894.0969 | Mustang-Henrietta 230 kV line | Mustang-Henrietta 230 kV line | Mustang-Henrietta 230 kV line |  | 0 | 0 | 0 | 0 | 0 | 1 | 606.635 | 1202.3207 | -415.0969 | Mustang-Henrietta 230 kV line | Gates 500/230kV TB #11 | Mustang-Henrietta 230 kV line |  | 5 | 1 | YES | 2 | 4 | 4 | NO | 4
SCE Northern | Magunden | 230 | 1 | 0 | 1 | 0 | 0 | 0 | 1 | 0 | 0 | 0 | 0 | 0 | 0 | 0 | 0 | 0 | 0 | 0 | 0 | 0 | 0 | 0 | 0 | 0 | 0 | 0 | 0 | 0 | 0 | 0 | 0 | 0 | 0 | 0 | 0 | 0 | 0 | 0 | 0 | 0 | 0 | 0 | 0 | 0 | 0 | 0 | 0 | 0 | 0 | 0 | 0 | 0 | 0 | 0 | 0 | 0 | 0 | 0 | 0 | 0 | 0 | 0 | 0 | 0 | 0 | 0 | 0 | 0 | 0 | 0 | 0 | 0 | 0 | 0 | 0 | 0 | 0 | 0 | 0 | 0 | 0 | 0 | 0 | 0 | 0 | 0 | 0 | 0 | 0 | 0 | 0 | 0 | 0 | 0 | 0 | 0 | 0 | 0 |  | 0 | 0 | 0 | 0 | 0 | 0 | 0 | 0 | 0 | 0 | 0 | 0 | 0 | 0 | 0 | 0 | 0 | 0 | 0 | 0 | 0 | 0 | 0 | 0 | 0 | 0 | 0 | 0 | 0 | 0 | 0 | 0 | 0 | 0 | 0 | 0 | 69.65 | 86 | 1910.79 | South of Magunden Constraint | South of Magunden Constraint | South of Magunden Constraint |  | 0 | 0 | 0 | 0 | 0 | 0 | 69.65 | 86 | 1910.79 | South of Magunden Constraint | South of Magunden Constraint | South of Magunden Constraint |  | 1 | 1 | NO | 1 | 1 | 1 | NO | 1
PG&E FRESNO | Malaga | 115 | 0 | 0 | 0 | 0 | 0 | 0 | 0 | 0 | 0 | 0 | 0 | 0 | 0 | 0 | 0 | 0 | 0 | 0 | 0 | 0 | 0 | 0 | 0 | 0 | 0 | 0 | 0 | 0 | 0 | 0 | 0 | 0 | 0 | 0 | 0 | 0 | 0 | 0 | 0 | 0 | 0 | 0 | 0 | 0 | 0 | 1 | 0 | 0 | 0 | 0 | 0 | 0 | 0 | 0 | 0 | 0 | 0 | 0 | 0 | 0 | 0 | 0 | 0 | 0 | 0 | 0 | 0 | 0 | 0 | 0 | 0 | 0 | 0 | 0 | 0 | 0 | 0 | 0 | 1 | 0 | 0 | 1 | 0 | 1 | 1 | 1 | 0 | 0 | 0 | 1 | 0 | 0 | 0 | 0 | 1 | 0 | 0 | 2 |  | 0 | 0 | 0 | 0 | 0 | 0 | 0 | 0 | 0 | 0 | 0 | -97 | 0 | 0 | 1 | 0 | 0 | 0 | 0 | 0 | 0 | 0 | 0 | 0 | 0 | 0 | 0 | 0 | 0 | 0 | 4 | 0 | 3 | 0 | 2 | 1 | -1872.365 | -946.4 | -2894.0969 | Mustang-Henrietta 230 kV line | Borden-Storey #1 230kV line | Mustang-Henrietta 230 kV line |  | 0 | 2 | 0 | 0 | 0 | 1 | -239.0315 | 300.6 | -415.0969 | Bellota-Weber 230kV line | Borden-Storey #1 230kV line | Mustang-Henrietta 230 kV line |  | 5 | 4 | YES | 4 | 5 | 4 | YES | 4
PG&E NGBA | Malin | 500 | 0 | 0 | 0 | 0 | 0 | 0 | 0 | 0 | 0 | 0 | 0 | 0 | 0 | 0 | 0 | 0 | 0 | 0 | 0 | 0 | 0 | 0 | 0 | 0 | 0 | 0 | 0 | 0 | 0 | 0 | 0 | 0 | 0 | 0 | 0 | 0 | 0 | 0 | 0 | 1 | 0 | 0 | 0 | 0 | 0 | 0 | 0 | 0 | 0 | 0 | 0 | 0 | 0 | 0 | 0 | 0 | 0 | 0 | 0 | 0 | 0 | 0 | 0 | 0 | 0 | 0 | 0 | 0 | 0 | 0 | 0 | 0 | 0 | 0 | 0 | 0 | 0 | 0 | 0 | 0 | 0 | 0 | 0 | 0 | 0 | 0 | 0 | 0 | 0 | 0 | 0 | 0 | 0 | 0 | 0 | 0 | 0 | 0 |  | 0 | 0 | 0 | 0 | 0 | 0 | 0 | 0 | 0 | 0 | 0 | 0 | 0 | 0 | 0 | 100 | 0 | 0 | 0 | 0 | 0 | 0 | 0 | 0 | 0 | 0 | 0 | 0 | 315 | 1 | 1 | 0 | 1 | 0 | 0 | 0 | -3003.69 | -263.757 | 4918.8858 | Collinsville-Tesla 500 kV Line | Collinsville-Tesla 500 kV Line | Collinsville-Tesla 500 kV Line |  | 0 | 0 | 0 | 0 | 0 | 0 | 5641.31 | 8381.243 | 4918.8858 | Collinsville-Tesla 500 kV Line | Collinsville-Tesla 500 kV Line | Collinsville-Tesla 500 kV Line |  | 5 | 1 | YES | 2 | 1 | 1 | NO | 1
SCE Northern | Mandalay | 230 | 0 | 0 | 1 | 0 | 1 | 0 | 0 | 0 | 0 | 0 | 0 | 0 | 0 | 0 | 0 | 0 | 0 | 0 | 0 | 0 | 0 | 0 | 0 | 0 | 1 | 0 | 0 | 0 | 0 | 0 | 0 | 0 | 0 | 0 | 0 | 0 | 0 | 0 | 0 | 0 | 0 | 0 | 0 | 0 | 0 | 0 | 0 | 0 | 0 | 0 | 0 | 0 | 0 | 0 | 0 | 0 | 0 | 0 | 0 | 0 | 0 | 0 | 0 | 0 | 0 | 0 | 0 | 0 | 0 | 0 | 0 | 0 | 0 | 0 | 0 | 0 | 0 | 0 | 0 | 0 | 0 | 0 | 0 | 0 | 0 | 0 | 0 | 0 | 0 | 0 | 0 | 0 | 0 | 0 | 0 | 0 | 0 | 0 |  | 0 | 0 | 0 | 0 | 0 | 0 | 0 | 0 | 0 | 0 | 0 | 0 | 0 | 0 | 0 | 0 | 0 | 0 | 0 | 0 | 0 | 0 | 0 | 0 | 0 | 0 | 0 | 0 | 0 | 0 | 1 | 0 | 0 | 0 | 0 | 0 | -1982.555 | 646.5 | 3256 | Lugo - Victorville area constraint | Moorpark-Pardee Constraint | Moorpark-Pardee Constraint |  | 0 | 0 | 0 | 0 | 0 | 0 | 339 | 646.5 | 3256 | Moorpark-Pardee Constraint | Moorpark-Pardee Constraint | Moorpark-Pardee Constraint |  | 5 | 1 | YES | 2 | 1 | 1 | NO | 1
PG&E FRESNO | Manning | 230 | 0 | 0 | 0 | 0 | 0 | 0 | 0 | 0 | 0 | 0 | 0 | 0 | 0 | 0 | 0 | 0 | 0 | 0 | 0 | 0 | 0 | 0 | 0 | 0 | 0 | 0 | 0 | 0 | 0 | 0 | 0 | 0 | 0 | 0 | 0 | 0 | 0 | 0 | 0 | 0 | 0 | 0 | 0 | 0 | 0 | 0 | 0 | 0 | 0 | 0 | 0 | 0 | 0 | 0 | 0 | 0 | 0 | 0 | 0 | 0 | 0 | 0 | 0 | 0 | 0 | 0 | 0 | 0 | 0 | 0 | 0 | 0 | 0 | 0 | 0 | 0 | 0 | 0 | 0 | 1 | 0 | 1 | 0 | 0 | 0 | 0 | 0 | 0 | 0 | 0 | 0 | 0 | 0 | 0 | 0 | 0 | 0 | 0 |  | 0 | 0 | 0 | 0 | 0 | 0 | 0 | 0 | 0 | 0 | 0 | 0 | 0 | 0 | 0 | 0 | 0 | 0 | 0 | 0 | 0 | 0 | 0 | 0 | 50 | 200 | 0 | 65 | 0 | 1 | 0 | 0 | 0 | 0 | 0 | 0 | 58.6 | 603.945 | 839.5755 | Tranquility-Helm 230kV Line | Tranquility-Helm 230kV Line | Gates 500/230kV TB #11 |  | 0 | 0 | 0 | 0 | 0 | 0 | 58.6 | 603.945 | 839.5755 | Tranquility-Helm 230kV Line | Tranquility-Helm 230kV Line | Gates 500/230kV TB #11 |  | 1 | 1 | NO | 1 | 1 | 1 | NO | 1
PG&E FRESNO | Manning | 500 | 0 | 0 | 0 | 0 | 0 | 0 | 0 | 0 | 0 | 0 | 0 | 0 | 0 | 0 | 0 | 0 | 0 | 0 | 0 | 0 | 0 | 0 | 0 | 0 | 0 | 0 | 0 | 0 | 0 | 0 | 0 | 0 | 0 | 0 | 0 | 0 | 0 | 0 | 0 | 0 | 0 | 0 | 0 | 0 | 0 | 0 | 0 | 0 | 0 | 0 | 0 | 0 | 0 | 0 | 0 | 0 | 0 | 0 | 0 | 0 | 0 | 0 | 0 | 0 | 0 | 0 | 0 | 0 | 0 | 0 | 0 | 0 | 0 | 0 | 0 | 0 | 0 | 1 | 0 | 0 | 0 | 0 | 0 | 0 | 0 | 0 | 0 | 0 | 0 | 0 | 0 | 0 | 0 | 0 | 0 | 0 | 0 | 0 |  | 0 | 0 | 0 | 0 | 0 | 0 | 0 | 0 | 0 | 0 | 0 | 0 | 0 | 0 | 0 | 0 | 0 | 0 | 0 | 0 | 0 | 0 | 0 | 0 | 500 | 1000 | 0 | 200 | 200 | 1 | 0 | 0 | 0 | 0 | 0 | 0 | 1805 | 1725 | 1495 | Manning 500kV | Manning 500kV | Manning 500kV |  | 0 | 0 | 0 | 0 | 0 | 0 | 1805 | 1725 | 1495 | Manning 500kV | Manning 500kV | Manning 500kV |  | 1 | 1 | NO | 1 | 1 | 1 | NO | 1
PG&E GBA | Manteca | 115 | 0 | 0 | 0 | 0 | 0 | 0 | 0 | 0 | 0 | 0 | 0 | 0 | 0 | 0 | 0 | 0 | 0 | 0 | 0 | 0 | 0 | 0 | 0 | 0 | 0 | 0 | 0 | 0 | 0 | 0 | 0 | 0 | 0 | 0 | 0 | 0 | 0 | 0 | 0 | 0 | 0 | 0 | 0 | 0 | 0 | 1 | 0 | 0 | 0 | 0 | 0 | 0 | 0 | 0 | 0 | 1 | 0 | 1 | 0 | 1 | 0 | 0 | 0 | 0 | 0 | 1 | 0 | 1 | 0 | 0 | 0 | 0 | 0 | 0 | 0 | 0 | 0 | 0 | 1 | 1 | 0 | 0 | 0 | 0 | 0 | 0 | 0 | 0 | 0 | 0 | 0 | 0 | 0 | 0 | 1 | 1 | 0 | 0 |  | 0 | 0 | 0 | 0 | 0 | 0 | 0 | 0 | 0 | 0 | 0 | 0 | 0 | 0 | 0 | 0 | 0 | 0 | 0 | 0 | 0 | 0 | 0 | 1.5 | 0 | 0 | 0 | 0 | 0 | 1 | 4 | 0 | 1 | 0 | 0 | 1 | -1872.365 | -127.6091 | -2894.0969 | Mustang-Henrietta 230 kV line | Bellota-Weber 230kV line | Mustang-Henrietta 230 kV line |  | 0 | 2 | 0 | 0 | 0 | 1 | -984.3465 | 4.0117 | -415.0969 | Tesla-Bellota 230 kV line | Cal Flat-Gates 230 kV line | Mustang-Henrietta 230 kV line |  | 5 | 4 | YES | 4 | 4 | 4 | NO | 4
SDGE | Margarita | 138 | 0 | 0 | 0 | 0 | 0 | 0 | 0 | 0 | 0 | 0 | 0 | 0 | 0 | 0 | 0 | 0 | 0 | 0 | 0 | 0 | 0 | 0 | 0 | 0 | 0 | 1 | 0 | 0 | 0 | 0 | 0 | 0 | 0 | 0 | 0 | 0 | 0 | 1 | 1 | 0 | 0 | 0 | 0 | 0 | 0 | 0 | 0 | 0 | 0 | 0 | 0 | 0 | 0 | 0 | 0 | 0 | 0 | 0 | 0 | 0 | 0 | 0 | 0 | 0 | 0 | 0 | 0 | 0 | 0 | 0 | 0 | 0 | 0 | 0 | 0 | 0 | 0 | 0 | 0 | 0 | 0 | 0 | 0 | 0 | 0 | 0 | 0 | 0 | 0 | 0 | 0 | 0 | 0 | 0 | 0 | 0 | 0 | 0 |  | 0 | 0 | 0 | 0 | 0 | 0 | 0 | 0 | 0 | 0 | 0 | 0 | 0 | 0 | 0 | 0 | 0 | 0 | 0 | 0 | 0 | 0 | 0 | 0 | 0 | 0 | 0 | 0 | 0 | 0 | 0 | 0 | 0 | 0 | 0 | 0 | 302.87 | 466 | 571 | Capistrano-San Onofre 230 kV constraint | Trabuco-Capistrano 138 kV constraint | Trabuco-Capistrano 138 kV constraint |  | 0 | 0 | 0 | 0 | 0 | 0 | 302.87 | 466 | 571 | Capistrano-San Onofre 230 kV constraint | Trabuco-Capistrano 138 kV constraint | Trabuco-Capistrano 138 kV constraint |  | 1 | 1 | NO | 1 | 1 | 1 | NO | 1
PG&E GBA | Martin | 230 | 0 | 0 | 0 | 0 | 0 | 0 | 0 | 0 | 0 | 0 | 0 | 0 | 0 | 0 | 0 | 0 | 0 | 0 | 0 | 0 | 0 | 0 | 0 | 0 | 0 | 0 | 0 | 0 | 0 | 0 | 0 | 0 | 0 | 0 | 0 | 0 | 0 | 0 | 0 | 1 | 0 | 0 | 0 | 0 | 0 | 0 | 0 | 0 | 0 | 0 | 0 | 0 | 1 | 0 | 0 | 0 | 0 | 0 | 0 | 0 | 0 | 0 | 0 | 0 | 0 | 0 | 0 | 0 | 0 | 0 | 0 | 0 | 0 | 0 | 0 | 0 | 0 | 0 | 0 | 0 | 0 | 0 | 0 | 0 | 0 | 0 | 0 | 0 | 0 | 0 | 0 | 0 | 0 | 0 | 0 | 0 | 0 | 1 |  | 0 | 0 | 0 | 0 | 0 | 0 | 0 | 0 | 0 | 0 | 0 | 0 | 0 | 0 | 0 | 0 | 0 | 0 | 0 | 0 | 0 | 0 | 0 | 0 | 0 | 0 | 0 | 0 | 0 | 0 | 1 | 0 | 1 | 0 | 0 | 0 | -3003.69 | -263.757 | 4918.8858 | Collinsville-Tesla 500 kV Line | Collinsville-Tesla 500 kV Line | Collinsville-Tesla 500 kV Line |  | 0 | 0 | 0 | 0 | 0 | 0 | 2092.35 | 2528.83 | 4918.8858 | Sobrante-Moraga 230 kV line | Sobrante-Moraga 230 kV line | Collinsville-Tesla 500 kV Line |  | 5 | 1 | YES | 2 | 1 | 1 | NO | 1
PG&E GBA | Martin | 115 | 0 | 0 | 0 | 0 | 0 | 0 | 0 | 0 | 0 | 0 | 0 | 0 | 0 | 0 | 0 | 0 | 0 | 0 | 0 | 0 | 0 | 0 | 0 | 0 | 0 | 0 | 0 | 0 | 0 | 0 | 0 | 0 | 0 | 0 | 0 | 0 | 0 | 0 | 0 | 0 | 0 | 0 | 0 | 0 | 0 | 0 | 0 | 0 | 0 | 0 | 0 | 0 | 1 | 0 | 0 | 1 | 0 | 0 | 0 | 0 | 0 | 0 | 0 | 0 | 0 | 1 | 0 | 0 | 0 | 0 | 0 | 0 | 0 | 0 | 0 | 0 | 0 | 0 | 0 | 0 | 0 | 0 | 0 | 0 | 0 | 0 | 0 | 0 | 0 | 0 | 0 | 0 | 0 | 0 | 0 | 0 | 0 | 1 |  | 0 | 0 | 0 | 0 | 0 | 0 | 0 | 0 | 0 | 0 | 0 | 0 | 0 | 0 | 0 | 0 | 0 | 0 | 0 | 0 | 0 | 0 | 0 | 0 | 0 | 0 | 188 | 150 | 0 | 1 | 1 | 0 | 0 | 0 | 0 | 0 | -52.9465 | 2142.3794 | 5644.828 | Tesla-Tracy-Pump 230 kV line #2 | Tesla-Tracy-Pump 230 kV line #2 | Sobrante-Moraga 230 kV line |  | 0 | 0 | 0 | 0 | 0 | 0 | 2092.35 | 2528.83 | 5644.828 | Sobrante-Moraga 230 kV line | Sobrante-Moraga 230 kV line | Sobrante-Moraga 230 kV line |  | 5 | 1 | YES | 2 | 1 | 1 | NO | 1
PG&E GBA | Martinez | 115 | 0 | 0 | 0 | 0 | 0 | 0 | 0 | 0 | 0 | 0 | 0 | 0 | 0 | 0 | 0 | 0 | 0 | 0 | 0 | 0 | 0 | 0 | 0 | 0 | 0 | 0 | 0 | 0 | 0 | 0 | 0 | 0 | 0 | 0 | 0 | 0 | 0 | 0 | 0 | 1 | 0 | 0 | 0 | 0 | 0 | 0 | 0 | 0 | 0 | 1 | 0 | 0 | 1 | 1 | 1 | 1 | 0 | 0 | 1 | 1 | 0 | 0 | 0 | 0 | 0 | 1 | 0 | 0 | 0 | 0 | 0 | 0 | 0 | 0 | 0 | 0 | 0 | 0 | 0 | 0 | 0 | 0 | 0 | 0 | 0 | 0 | 0 | 0 | 0 | 0 | 0 | 0 | 0 | 0 | 0 | 0 | 0 | 2 |  | 0 | 0 | 0 | 0 | 0 | 0 | 0 | 0 | 0 | 0 | 0 | 0 | 0 | 0 | 0 | 0 | 0 | 0 | 0 | 0 | 0 | 0 | 0 | 0 | 0 | 0 | 0 | 0 | 0 | 0 | 5 | 0 | 2 | 0 | 0 | 0 | -3003.69 | -386.164 | 3785.066 | Collinsville-Tesla 500 kV Line | Windmaster-Delta pumps 230 kV line | Contra Costa- Windmaster 230 kV line |  | 0 | 1 | 0 | 0 | 0 | 0 | -984.3465 | 1056.7514 | 3785.066 | Tesla-Bellota 230 kV line | Tesla-Bellota 230 kV line | Contra Costa- Windmaster 230 kV line |  | 5 | 4 | YES | 4 | 1 | 1 | NO | 1
PG&E FRESNO | Mc Mullin | 230 | 0 | 0 | 0 | 0 | 0 | 0 | 0 | 0 | 0 | 0 | 0 | 0 | 0 | 0 | 0 | 0 | 0 | 0 | 0 | 0 | 0 | 0 | 0 | 0 | 0 | 0 | 0 | 0 | 0 | 0 | 0 | 0 | 0 | 0 | 0 | 0 | 0 | 0 | 0 | 0 | 0 | 0 | 0 | 0 | 0 | 1 | 0 | 0 | 0 | 0 | 0 | 0 | 0 | 0 | 0 | 0 | 0 | 0 | 0 | 0 | 0 | 0 | 0 | 0 | 0 | 0 | 0 | 0 | 0 | 0 | 0 | 0 | 0 | 0 | 0 | 0 | 0 | 0 | 1 | 1 | 0 | 1 | 0 | 0 | 0 | 1 | 0 | 0 | 0 | 1 | 0 | 0 | 0 | 0 | 0 | 0 | 0 | 1 |  | 0 | 0 | 0 | 0 | 0 | 0 | 0 | 0 | 0 | 0 | 0 | 0 | 0 | 0 | 0 | 0 | 0 | 0 | 0 | 0 | 0 | 0 | 0 | 0 | 100 | 200 | 0 | 60 | 0 | 1 | 2 | 0 | 2 | 0 | 1 | 0 | -1364.3 | -946.4 | -40.3424 | Borden-Storey #1 230kV line | Borden-Storey #1 230kV line | Borden-Storey #1 230kV line |  | 0 | 2 | 0 | 0 | 0 | 0 | -239.0315 | 300.6 | 63.9052 | Bellota-Weber 230kV line | Borden-Storey #1 230kV line | Gates 500/230kV TB #12 |  | 5 | 4 | YES | 4 | 5 | 1 | YES | 2
PG&E FRESNO | McCall | 115 | 0 | 0 | 0 | 0 | 0 | 0 | 0 | 0 | 0 | 0 | 0 | 0 | 0 | 0 | 0 | 0 | 0 | 0 | 0 | 0 | 0 | 0 | 0 | 0 | 0 | 0 | 0 | 0 | 0 | 0 | 0 | 0 | 0 | 0 | 0 | 0 | 0 | 0 | 0 | 0 | 0 | 0 | 0 | 0 | 0 | 1 | 0 | 0 | 0 | 0 | 0 | 0 | 0 | 0 | 0 | 0 | 0 | 0 | 0 | 0 | 0 | 0 | 0 | 0 | 0 | 0 | 0 | 0 | 0 | 0 | 0 | 0 | 0 | 0 | 0 | 0 | 0 | 0 | 1 | 0 | 0 | 1 | 0 | 1 | 0 | 1 | 0 | 0 | 0 | 1 | 0 | 0 | 0 | 0 | 0 | 0 | 0 | 1 |  | 0 | 0 | 0 | 0 | 0 | 0 | 0 | 0 | 0 | 0 | 0 | 0 | 0 | 0 | 0 | 0 | 0 | 0 | 0 | 0 | 0 | 0 | 0 | 1.5 | 0 | 0 | 0 | 0 | 0 | 1 | 3 | 0 | 3 | 0 | 2 | 0 | -1364.3 | -946.4 | -142.3574 | Borden-Storey #1 230kV line | Borden-Storey #1 230kV line | Chowchilla-Le grand 115kV Line |  | 0 | 2 | 0 | 0 | 0 | 0 | -239.0315 | 300.6 | 63.9052 | Bellota-Weber 230kV line | Borden-Storey #1 230kV line | Gates 500/230kV TB #12 |  | 5 | 4 | YES | 4 | 5 | 1 | YES | 2
PG&E FRESNO | McCall | 230 | 0 | 0 | 0 | 0 | 0 | 0 | 0 | 0 | 0 | 0 | 0 | 0 | 0 | 0 | 0 | 0 | 0 | 0 | 0 | 0 | 0 | 0 | 0 | 0 | 0 | 0 | 0 | 0 | 0 | 0 | 0 | 0 | 0 | 0 | 0 | 0 | 0 | 0 | 0 | 0 | 0 | 0 | 0 | 0 | 0 | 1 | 0 | 0 | 0 | 0 | 0 | 0 | 0 | 0 | 0 | 0 | 0 | 0 | 0 | 0 | 0 | 0 | 0 | 0 | 0 | 0 | 0 | 0 | 0 | 0 | 0 | 0 | 0 | 0 | 0 | 0 | 0 | 0 | 1 | 1 | 0 | 1 | 0 | 0 | 0 | 1 | 0 | 0 | 0 | 1 | 0 | 0 | 0 | 0 | 0 | 0 | 0 | 1 |  | 0 | 0 | 0 | 0 | 0 | 0 | 0 | 0 | 0 | 0 | 0 | 0 | 0 | 0 | 0 | 0 | 0 | 0 | 0 | 0 | 0 | 0 | 0 | 0 | 0 | 0 | 0 | 0 | 0 | 0 | 2 | 0 | 2 | 0 | 1 | 0 | -1364.3 | -946.4 | -40.3424 | Borden-Storey #1 230kV line | Borden-Storey #1 230kV line | Borden-Storey #1 230kV line |  | 0 | 2 | 0 | 0 | 0 | 0 | -239.0315 | 300.6 | 63.9052 | Bellota-Weber 230kV line | Borden-Storey #1 230kV line | Gates 500/230kV TB #12 |  | 5 | 4 | YES | 4 | 5 | 1 | YES | 2
PG&E GBA | Meadow Lane | 115 | 0 | 0 | 0 | 0 | 0 | 0 | 0 | 0 | 0 | 0 | 0 | 0 | 0 | 0 | 0 | 0 | 0 | 0 | 0 | 0 | 0 | 0 | 0 | 0 | 0 | 0 | 0 | 0 | 0 | 0 | 0 | 0 | 0 | 0 | 0 | 0 | 0 | 0 | 0 | 1 | 0 | 0 | 0 | 0 | 0 | 0 | 0 | 0 | 0 | 0 | 0 | 0 | 0 | 0 | 0 | 0 | 0 | 0 | 0 | 0 | 0 | 0 | 0 | 0 | 0 | 0 | 0 | 0 | 0 | 0 | 0 | 0 | 0 | 0 | 0 | 0 | 0 | 0 | 0 | 0 | 0 | 0 | 0 | 0 | 0 | 0 | 0 | 0 | 0 | 0 | 0 | 0 | 0 | 0 | 0 | 0 | 0 | 0 |  | 0 | 0 | 0 | 0 | 0 | 0 | 0 | 0 | 0 | 0 | 0 | 0 | 0 | 0 | 0 | 0 | 0 | 0 | 0 | 0 | 0 | 0 | 0 | 0 | 0 | 0 | 0 | 0 | 0 | 0 | 1 | 0 | 1 | 0 | 0 | 0 | -3003.69 | -263.757 | 4918.8858 | Collinsville-Tesla 500 kV Line | Collinsville-Tesla 500 kV Line | Collinsville-Tesla 500 kV Line |  | 0 | 0 | 0 | 0 | 0 | 0 | 5641.31 | 8381.243 | 4918.8858 | Collinsville-Tesla 500 kV Line | Collinsville-Tesla 500 kV Line | Collinsville-Tesla 500 kV Line |  | 5 | 1 | YES | 2 | 1 | 1 | NO | 1
PG&E GBA | Melones | 115 | 0 | 0 | 0 | 0 | 0 | 0 | 0 | 0 | 0 | 0 | 0 | 0 | 0 | 0 | 0 | 0 | 0 | 0 | 0 | 0 | 0 | 0 | 0 | 0 | 0 | 0 | 0 | 0 | 0 | 0 | 0 | 0 | 0 | 0 | 0 | 0 | 0 | 0 | 0 | 0 | 0 | 0 | 0 | 0 | 0 | 1 | 0 | 0 | 0 | 0 | 0 | 0 | 0 | 0 | 0 | 1 | 0 | 1 | 0 | 1 | 0 | 0 | 0 | 0 | 0 | 1 | 0 | 0 | 0 | 0 | 0 | 0 | 0 | 0 | 0 | 0 | 0 | 0 | 0 | 0 | 0 | 0 | 0 | 0 | 0 | 0 | 0 | 0 | 0 | 0 | 0 | 0 | 0 | 0 | 0 | 0 | 0 | 0 |  | 0 | 0 | 0 | 0 | 0 | 0 | 0 | 0 | 0 | 0 | 0 | 0 | 0 | 0 | 0 | 0 | 0 | 0 | 0 | 0 | 0 | 0 | 0 | 0 | 0 | 0 | 0 | 0 | 0 | 0 | 3 | 0 | 1 | 0 | 0 | 0 | -1284.3465 | -127.6091 | 692.3714 | Tesla-Bellota 230 kV line | Bellota-Weber 230kV line | Kasson Jct-Heinz 115 kV line |  | 0 | 2 | 0 | 0 | 0 | 0 | -984.3465 | 332.3909 | 692.3714 | Tesla-Bellota 230 kV line | Bellota-Weber 230kV line | Kasson Jct-Heinz 115 kV line |  | 5 | 4 | YES | 4 | 1 | 1 | NO | 1
PG&E GBA | Melones | 230 | 0 | 0 | 0 | 0 | 0 | 0 | 0 | 0 | 0 | 0 | 0 | 0 | 0 | 0 | 0 | 0 | 0 | 0 | 0 | 0 | 0 | 0 | 0 | 0 | 0 | 0 | 0 | 0 | 0 | 0 | 0 | 0 | 0 | 0 | 0 | 0 | 0 | 0 | 0 | 0 | 0 | 0 | 0 | 0 | 0 | 1 | 0 | 0 | 0 | 0 | 0 | 0 | 0 | 0 | 0 | 1 | 0 | 1 | 0 | 1 | 0 | 0 | 0 | 0 | 0 | 1 | 0 | 0 | 0 | 0 | 0 | 0 | 0 | 0 | 0 | 0 | 0 | 0 | 0 | 0 | 0 | 0 | 0 | 0 | 0 | 0 | 0 | 0 | 0 | 0 | 0 | 0 | 0 | 0 | 0 | 0 | 0 | 0 |  | 0 | 0 | 0 | 0 | 0 | 0 | 0 | 0 | 0 | 0 | 0 | 0 | 0 | 0 | 0 | 0 | 0 | 0 | 0 | 0 | 0 | 0 | 0 | 0 | 0 | 0 | 0 | 0 | 0 | 0 | 3 | 0 | 1 | 0 | 0 | 0 | -1284.3465 | -127.6091 | 692.3714 | Tesla-Bellota 230 kV line | Bellota-Weber 230kV line | Kasson Jct-Heinz 115 kV line |  | 0 | 2 | 0 | 0 | 0 | 0 | -984.3465 | 332.3909 | 692.3714 | Tesla-Bellota 230 kV line | Bellota-Weber 230kV line | Kasson Jct-Heinz 115 kV line |  | 5 | 4 | YES | 4 | 1 | 1 | NO | 1
SDGE | Melrose | 69 | 0 | 0 | 0 | 0 | 0 | 0 | 0 | 0 | 0 | 0 | 0 | 0 | 0 | 0 | 0 | 0 | 0 | 0 | 0 | 0 | 0 | 0 | 0 | 0 | 0 | 1 | 0 | 0 | 0 | 0 | 0 | 0 | 1 | 1 | 0 | 0 | 0 | 1 | 0 | 0 | 0 | 0 | 0 | 0 | 0 | 0 | 0 | 0 | 0 | 0 | 0 | 0 | 0 | 0 | 0 | 0 | 0 | 0 | 0 | 0 | 0 | 0 | 0 | 0 | 0 | 0 | 0 | 0 | 0 | 0 | 0 | 0 | 0 | 0 | 0 | 0 | 0 | 0 | 0 | 0 | 0 | 0 | 0 | 0 | 0 | 0 | 0 | 0 | 0 | 0 | 0 | 0 | 0 | 0 | 0 | 0 | 0 | 1 |  | 0 | 0 | 0 | 0 | 0 | 0 | 0 | 0 | 0 | 0 | 0 | 0 | 0 | 0 | 0 | 0 | 0 | 0 | 0 | 0 | 0 | 0 | 0 | 0 | 0 | 0 | 20 | 0 | 0 | 1 | 0 | 0 | 0 | 0 | 0 | 0 | 94.4 | 149.2 | 313.6 | Ocean Ranch 69 kV constraint | Ocean Ranch 69 kV constraint | Ocean Ranch 69 kV constraint |  | 0 | 0 | 0 | 0 | 0 | 0 | 94.4 | 149.2 | 313.6 | Ocean Ranch 69 kV constraint | Ocean Ranch 69 kV constraint | Ocean Ranch 69 kV constraint |  | 1 | 1 | NO | 1 | 1 | 1 | NO | 1
PG&E NGBA | Mendocino | 115 | 0 | 0 | 0 | 0 | 0 | 0 | 0 | 0 | 0 | 0 | 0 | 0 | 0 | 0 | 0 | 0 | 0 | 0 | 0 | 0 | 0 | 0 | 0 | 0 | 0 | 0 | 0 | 0 | 0 | 0 | 0 | 0 | 0 | 0 | 0 | 0 | 0 | 0 | 0 | 1 | 0 | 0 | 0 | 0 | 0 | 0 | 0 | 0 | 0 | 0 | 0 | 0 | 1 | 0 | 0 | 0 | 0 | 0 | 0 | 0 | 0 | 0 | 0 | 0 | 0 | 0 | 1 | 0 | 0 | 0 | 0 | 0 | 0 | 0 | 0 | 0 | 0 | 0 | 0 | 0 | 0 | 0 | 0 | 0 | 0 | 0 | 0 | 0 | 0 | 0 | 0 | 0 | 0 | 0 | 0 | 0 | 0 | 1 |  | 0 | 0 | 0 | 0 | 0 | 0 | 0 | 0 | 0 | 0 | 0 | 0 | 0 | 0 | 0 | 0 | 0 | 0 | 0 | 0 | 0 | 0 | 0 | 5 | 0 | 0 | 0 | 0 | 0 | 1 | 2 | 0 | 2 | 0 | 0 | 0 | -3003.69 | -263.757 | 745.85 | Collinsville-Tesla 500 kV Line | Collinsville-Tesla 500 kV Line | Birds Landing-Contra Costa 230kV Line |  | 0 | 0 | 0 | 0 | 0 | 0 | 1259.89 | 1593.344 | 745.85 | Birds Landing-Contra Costa 230kV Line | Birds Landing-Contra Costa 230kV Line | Birds Landing-Contra Costa 230kV Line |  | 5 | 1 | YES | 2 | 1 | 1 | NO | 1
PG&E NGBA | Mendocino | 60 | 0 | 0 | 0 | 0 | 0 | 0 | 0 | 0 | 0 | 0 | 0 | 0 | 0 | 0 | 0 | 0 | 0 | 0 | 0 | 0 | 0 | 0 | 0 | 0 | 0 | 0 | 0 | 0 | 0 | 0 | 0 | 0 | 0 | 0 | 0 | 0 | 0 | 0 | 0 | 1 | 0 | 1 | 0 | 0 | 0 | 0 | 0 | 0 | 0 | 0 | 0 | 0 | 1 | 0 | 1 | 1 | 0 | 0 | 0 | 0 | 0 | 0 | 0 | 0 | 0 | 0 | 1 | 0 | 0 | 0 | 0 | 0 | 0 | 0 | 0 | 0 | 0 | 0 | 0 | 0 | 0 | 0 | 0 | 0 | 0 | 0 | 0 | 0 | 0 | 0 | 0 | 0 | 0 | 0 | 0 | 0 | 0 | 1 |  | 0 | 0 | 0 | 0 | 0 | 0 | 0 | 0 | 0 | 0 | 0 | 0 | 0 | 0 | 0 | 0 | 3 | 0 | 0 | 0 | 0 | 0 | 0 | 0 | 0 | 0 | 0 | 0 | 5 | 1 | 4 | 0 | 2 | 0 | 0 | 0 | -3003.69 | -263.757 | 745.85 | Collinsville-Tesla 500 kV Line | Collinsville-Tesla 500 kV Line | Birds Landing-Contra Costa 230kV Line |  | 0 | 0 | 0 | 0 | 0 | 0 | 690.8 | 744.68 | 745.85 | Cortina-Eagle Rock 115 kV line | Cortina-Eagle Rock 115 kV line | Birds Landing-Contra Costa 230kV Line |  | 5 | 1 | YES | 2 | 1 | 1 | NO | 1
PG&E FRESNO | Mendota | 115 | 0 | 0 | 0 | 0 | 0 | 0 | 0 | 0 | 0 | 0 | 0 | 0 | 0 | 0 | 0 | 0 | 0 | 0 | 0 | 0 | 0 | 0 | 0 | 0 | 0 | 0 | 0 | 0 | 0 | 0 | 0 | 0 | 0 | 0 | 0 | 0 | 0 | 0 | 0 | 0 | 0 | 0 | 0 | 0 | 0 | 1 | 0 | 0 | 0 | 0 | 0 | 0 | 0 | 0 | 0 | 0 | 0 | 0 | 0 | 0 | 0 | 0 | 0 | 0 | 0 | 0 | 0 | 0 | 0 | 0 | 0 | 0 | 0 | 0 | 0 | 0 | 0 | 0 | 1 | 1 | 1 | 1 | 1 | 1 | 1 | 1 | 0 | 1 | 0 | 1 | 1 | 0 | 1 | 0 | 0 | 0 | 0 | 2 |  | 0 | 0 | 0 | 0 | 0 | 0 | 0 | 0 | 0 | 0 | 0 | 0 | 0 | 0 | 0 | 0 | 0 | 0 | 0 | 0 | 0 | 0 | 0 | 0 | 0 | 0 | 0 | 0 | 0 | 0 | 3 | 0 | 3 | 0 | 2 | 0 | -1364.3 | -946.4 | -142.3574 | Borden-Storey #1 230kV line | Borden-Storey #1 230kV line | Chowchilla-Le grand 115kV Line |  | 0 | 2 | 0 | 0 | 0 | 0 | -239.0315 | 67.5 | 44.9626 | Bellota-Weber 230kV line | Merced 115/70kV TB#2 | Oro Loma-El Nido 115kV Line |  | 5 | 4 | YES | 4 | 5 | 1 | YES | 2
PG&E GBA | Menlo | 60 | 0 | 0 | 0 | 0 | 0 | 0 | 0 | 0 | 0 | 0 | 0 | 0 | 0 | 0 | 0 | 0 | 0 | 0 | 0 | 0 | 0 | 0 | 0 | 0 | 0 | 0 | 0 | 0 | 0 | 0 | 0 | 0 | 0 | 0 | 0 | 0 | 0 | 0 | 0 | 1 | 0 | 0 | 0 | 0 | 0 | 0 | 0 | 0 | 0 | 0 | 0 | 0 | 1 | 0 | 0 | 1 | 0 | 0 | 0 | 0 | 0 | 0 | 0 | 0 | 0 | 0 | 0 | 0 | 0 | 0 | 0 | 0 | 0 | 0 | 0 | 0 | 0 | 0 | 0 | 0 | 0 | 0 | 0 | 0 | 0 | 0 | 0 | 0 | 0 | 0 | 0 | 0 | 0 | 0 | 0 | 0 | 0 | 1 |  | 0 | 0 | 0 | 0 | 0 | 0 | 0 | 0 | 0 | 0 | 0 | 0 | 0 | 0 | 0 | 0 | 0 | 0 | 0 | 0 | 0 | 0 | 0 | 0 | 0 | 0 | 0 | 0 | 0 | 0 | 2 | 0 | 1 | 0 | 0 | 0 | -3003.69 | -263.757 | 4918.8858 | Collinsville-Tesla 500 kV Line | Collinsville-Tesla 500 kV Line | Collinsville-Tesla 500 kV Line |  | 0 | 0 | 0 | 0 | 0 | 0 | 2092.35 | 2528.83 | 4918.8858 | Sobrante-Moraga 230 kV line | Sobrante-Moraga 230 kV line | Collinsville-Tesla 500 kV Line |  | 5 | 1 | YES | 2 | 1 | 1 | NO | 1
PG&E FRESNO | Merced | 115 | 0 | 0 | 0 | 0 | 0 | 0 | 0 | 0 | 0 | 0 | 0 | 0 | 0 | 0 | 0 | 0 | 0 | 0 | 0 | 0 | 0 | 0 | 0 | 0 | 0 | 0 | 0 | 0 | 0 | 0 | 0 | 0 | 0 | 0 | 0 | 0 | 0 | 0 | 0 | 0 | 0 | 0 | 0 | 0 | 0 | 1 | 0 | 0 | 0 | 0 | 0 | 0 | 0 | 0 | 0 | 0 | 0 | 0 | 0 | 1 | 0 | 0 | 0 | 0 | 0 | 0 | 0 | 0 | 0 | 0 | 0 | 0 | 0 | 0 | 0 | 0 | 0 | 0 | 1 | 1 | 0 | 1 | 1 | 1 | 1 | 1 | 0 | 1 | 1 | 1 | 0 | 0 | 1 | 0 | 0 | 0 | 0 | 2 |  | 0 | 0 | 0 | 0 | 0 | 0 | 0 | 0 | 0 | 0 | 0 | 0 | 0 | 0 | 0 | 0 | 0 | 0 | 0 | 0 | 0 | 0 | 0 | 4 | 0 | 0 | 0 | 0 | 0 | 1 | 4 | 0 | 3 | 0 | 2 | 0 | -1364.3 | -946.4 | -142.3574 | Borden-Storey #1 230kV line | Borden-Storey #1 230kV line | Chowchilla-Le grand 115kV Line |  | 0 | 3 | 0 | 0 | 0 | 0 | -984.3465 | 300.6 | 44.9626 | Tesla-Bellota 230 kV line | Borden-Storey #1 230kV line | Oro Loma-El Nido 115kV Line |  | 5 | 4 | YES | 4 | 5 | 1 | YES | 2
EOP | Mercury | 138 | 0 | 0 | 0 | 0 | 0 | 0 | 0 | 0 | 0 | 0 | 0 | 0 | 0 | 0 | 0 | 0 | 0 | 0 | 0 | 0 | 0 | 0 | 1 | 1 | 1 | 0 | 0 | 0 | 0 | 0 | 0 | 0 | 0 | 0 | 0 | 0 | 0 | 0 | 0 | 0 | 0 | 0 | 0 | 0 | 0 | 0 | 0 | 0 | 0 | 0 | 0 | 0 | 0 | 0 | 0 | 0 | 0 | 0 | 0 | 0 | 0 | 0 | 0 | 0 | 0 | 0 | 0 | 0 | 0 | 0 | 0 | 0 | 0 | 0 | 0 | 0 | 0 | 0 | 0 | 0 | 0 | 0 | 0 | 0 | 0 | 0 | 0 | 0 | 0 | 0 | 0 | 0 | 0 | 0 | 0 | 0 | 0 | 2 |  | 0 | 0 | 0 | 0 | 0 | 0 | 0 | 0 | 0 | 0 | 0 | 0 | 0 | 0 | 0 | 0 | 0 | 0 | 0 | 0 | 0 | 0 | 0 | 0 | 0 | 0 | 0 | 0 | 0 | 0 | 1 | 1 | 0 | 0 | 0 | 0 | -1982.555 | 640.59 | 900.03 | Lugo - Victorville area constraint | Sloan Canyon - Eldorado 500 kV constraint | GLW 230kV area constraint |  | 0 | 1 | 0 | 0 | 0 | 0 | -68.75 | 640.59 | 900.03 | Sloan Canyon - Eldorado 500 kV constraint | Sloan Canyon - Eldorado 500 kV constraint | GLW 230kV area constraint |  | 5 | 3 | YES | 3 | 1 | 1 | NO | 1
PG&E FRESNO | Mercy Springs | 70 | 0 | 0 | 0 | 0 | 0 | 0 | 0 | 0 | 0 | 0 | 0 | 0 | 0 | 0 | 0 | 0 | 0 | 0 | 0 | 0 | 0 | 0 | 0 | 0 | 0 | 0 | 0 | 0 | 0 | 0 | 0 | 0 | 0 | 0 | 0 | 0 | 0 | 0 | 0 | 0 | 0 | 0 | 0 | 0 | 0 | 0 | 0 | 0 | 0 | 0 | 0 | 0 | 0 | 0 | 0 | 0 | 0 | 0 | 0 | 0 | 0 | 0 | 0 | 0 | 0 | 0 | 0 | 0 | 0 | 0 | 0 | 0 | 0 | 0 | 0 | 0 | 0 | 0 | 1 | 1 | 0 | 0 | 0 | 0 | 0 | 1 | 0 | 0 | 0 | 0 | 0 | 0 | 0 | 0 | 0 | 0 | 0 | 1 |  | 0 | 0 | 0 | 0 | 0 | 0 | 0 | 0 | 0 | 0 | 0 | 0 | 0 | 0 | 0 | 0 | 2 | 0 | 0 | 0 | 0 | 0 | 0 | 0 | 0 | 75 | 78 | 0 | 0 | 1 | 0 | 0 | 0 | 0 | 0 | 0 | 641.647 | 1202.3207 | 63.9052 | Gates 500/230kV TB #11 | Gates 500/230kV TB #11 | Gates 500/230kV TB #12 |  | 0 | 0 | 0 | 0 | 0 | 0 | 641.647 | 1202.3207 | 63.9052 | Gates 500/230kV TB #11 | Gates 500/230kV TB #11 | Gates 500/230kV TB #12 |  | 1 | 1 | NO | 1 | 1 | 1 | NO | 1
PG&E NGBA | Meridian | 60 | 0 | 0 | 0 | 0 | 0 | 0 | 0 | 0 | 0 | 0 | 0 | 0 | 0 | 0 | 0 | 0 | 0 | 0 | 0 | 0 | 0 | 0 | 0 | 0 | 0 | 0 | 0 | 0 | 0 | 0 | 0 | 0 | 0 | 0 | 0 | 0 | 0 | 0 | 0 | 1 | 0 | 0 | 0 | 0 | 0 | 0 | 0 | 0 | 0 | 0 | 0 | 0 | 1 | 0 | 0 | 0 | 0 | 0 | 0 | 0 | 0 | 0 | 0 | 0 | 0 | 0 | 1 | 0 | 0 | 0 | 0 | 0 | 0 | 0 | 0 | 0 | 0 | 0 | 0 | 0 | 0 | 0 | 0 | 0 | 0 | 0 | 0 | 0 | 0 | 0 | 0 | 0 | 0 | 0 | 0 | 0 | 0 | 1 |  | 0 | 0 | 0 | 0 | 0 | 0 | 0 | 0 | 0 | 0 | 0 | 0 | 0 | 0 | 0 | 0 | 0 | 0 | 0 | 0 | 0 | 0 | 0 | 0 | 0 | 0 | 0 | 0 | 0 | 0 | 2 | 0 | 2 | 0 | 0 | 0 | -3003.69 | -263.757 | 745.85 | Collinsville-Tesla 500 kV Line | Collinsville-Tesla 500 kV Line | Birds Landing-Contra Costa 230kV Line |  | 0 | 0 | 0 | 0 | 0 | 0 | 1259.89 | 1593.344 | 745.85 | Birds Landing-Contra Costa 230kV Line | Birds Landing-Contra Costa 230kV Line | Birds Landing-Contra Costa 230kV Line |  | 5 | 1 | YES | 2 | 1 | 1 | NO | 1
PG&E KERN | Mesa (PGE) | 115 | 0 | 0 | 0 | 0 | 0 | 0 | 0 | 0 | 0 | 0 | 0 | 0 | 0 | 0 | 0 | 0 | 0 | 0 | 0 | 0 | 0 | 0 | 0 | 0 | 0 | 0 | 0 | 0 | 0 | 0 | 0 | 0 | 0 | 0 | 0 | 0 | 0 | 0 | 0 | 0 | 0 | 0 | 0 | 0 | 0 | 0 | 0 | 0 | 0 | 0 | 0 | 0 | 0 | 0 | 0 | 0 | 0 | 0 | 0 | 0 | 0 | 0 | 0 | 0 | 0 | 0 | 0 | 1 | 1 | 0 | 0 | 0 | 0 | 0 | 0 | 0 | 0 | 0 | 0 | 1 | 0 | 0 | 0 | 0 | 0 | 1 | 0 | 0 | 0 | 0 | 0 | 0 | 0 | 0 | 0 | 1 | 0 | 1 |  | 0 | 0 | 0 | 0 | 0 | 0 | 0 | 0 | 0 | 0 | 0 | 0 | 0 | 0 | 0 | 0 | 0 | 0 | 0 | 0 | 0 | 0 | 0 | 0 | 0 | 0 | 0 | 0 | 0 | 0 | 0 | 0 | 0 | 0 | 0 | 0 | 35.715 | 4.0117 | 3.675 | Cal Flat-Gates 230 kV line | Cal Flat-Gates 230 kV line | Cal Flat-Gates 230 kV line |  | 0 | 0 | 0 | 0 | 0 | 0 | 35.715 | 4.0117 | 3.675 | Cal Flat-Gates 230 kV line | Cal Flat-Gates 230 kV line | Cal Flat-Gates 230 kV line |  | 1 | 1 | NO | 1 | 1 | 1 | NO | 1
PG&E KERN | Mesa (PGE) | 230 | 0 | 0 | 0 | 0 | 0 | 0 | 0 | 0 | 0 | 0 | 0 | 0 | 0 | 0 | 0 | 0 | 0 | 0 | 0 | 0 | 0 | 0 | 0 | 0 | 0 | 0 | 0 | 0 | 0 | 0 | 0 | 0 | 0 | 0 | 0 | 0 | 0 | 0 | 0 | 0 | 0 | 0 | 0 | 0 | 0 | 0 | 0 | 0 | 0 | 0 | 0 | 0 | 0 | 0 | 0 | 0 | 0 | 0 | 0 | 0 | 0 | 0 | 0 | 0 | 0 | 0 | 0 | 1 | 0 | 0 | 0 | 0 | 0 | 0 | 0 | 0 | 0 | 0 | 1 | 1 | 0 | 0 | 0 | 0 | 0 | 0 | 0 | 0 | 0 | 0 | 0 | 0 | 0 | 0 | 1 | 1 | 0 | 0 |  | 0 | 0 | 0 | 0 | 0 | 0 | 0 | 0 | 0 | 0 | 0 | 0 | 0 | 0 | 0 | 0 | 0 | 0 | 0 | 0 | 0 | 0 | 0 | 0 | 0 | 0 | 0 | 0 | 0 | 0 | 1 | 0 | 0 | 0 | 0 | 1 | -1872.365 | 4.0117 | -2894.0969 | Mustang-Henrietta 230 kV line | Cal Flat-Gates 230 kV line | Mustang-Henrietta 230 kV line |  | 0 | 0 | 0 | 0 | 0 | 1 | 35.715 | 4.0117 | -415.0969 | Cal Flat-Gates 230 kV line | Cal Flat-Gates 230 kV line | Mustang-Henrietta 230 kV line |  | 5 | 1 | YES | 2 | 4 | 4 | NO | 4
SCE Metro | Mesa (SCE) | 230 | 0 | 0 | 0 | 0 | 0 | 0 | 0 | 0 | 0 | 1 | 0 | 0 | 0 | 0 | 0 | 0 | 0 | 0 | 0 | 0 | 0 | 0 | 0 | 0 | 0 | 0 | 0 | 0 | 0 | 0 | 0 | 0 | 0 | 0 | 0 | 0 | 0 | 0 | 0 | 0 | 0 | 0 | 0 | 0 | 0 | 0 | 0 | 0 | 0 | 0 | 0 | 0 | 0 | 0 | 0 | 0 | 0 | 0 | 0 | 0 | 0 | 0 | 0 | 0 | 0 | 0 | 0 | 0 | 0 | 0 | 0 | 0 | 0 | 0 | 0 | 0 | 0 | 0 | 0 | 0 | 0 | 0 | 0 | 0 | 0 | 0 | 0 | 0 | 0 | 0 | 0 | 0 | 0 | 0 | 0 | 0 | 0 | 0 |  | 0 | 0 | 0 | 0 | 0 | 0 | 0 | 0 | 0 | 0 | 0 | 99.7 | 0 | 0 | 1 | 0 | 0 | 0 | 0 | 0 | 0 | 0 | 0 | 2.62 | 0 | 0 | 106.2 | 0 | 0 | 1 | 0 | 0 | 0 | 0 | 0 | 0 | 9484.6 | 11247.7 | 14307.5055 | SCE Metro Area Default Constraint | SCE Metro Area Default Constraint | SCE Metro Area Default Constraint |  | 0 | 0 | 0 | 0 | 0 | 0 | 9484.6 | 11247.7 | 14307.5055 | SCE Metro Area Default Constraint | SCE Metro Area Default Constraint | SCE Metro Area Default Constraint |  | 1 | 1 | NO | 1 | 1 | 1 | NO | 1
SCE Metro | Mesa (SCE) | 500 | 0 | 0 | 0 | 0 | 0 | 0 | 0 | 0 | 0 | 1 | 0 | 0 | 0 | 0 | 0 | 0 | 0 | 0 | 0 | 0 | 0 | 0 | 0 | 0 | 0 | 0 | 0 | 0 | 0 | 0 | 0 | 0 | 0 | 0 | 0 | 0 | 0 | 0 | 0 | 0 | 0 | 0 | 0 | 0 | 0 | 0 | 0 | 0 | 0 | 0 | 0 | 0 | 0 | 0 | 0 | 0 | 0 | 0 | 0 | 0 | 0 | 0 | 0 | 0 | 0 | 0 | 0 | 0 | 0 | 0 | 0 | 0 | 0 | 0 | 0 | 0 | 0 | 0 | 0 | 0 | 0 | 0 | 0 | 0 | 0 | 0 | 0 | 0 | 0 | 0 | 0 | 0 | 0 | 0 | 0 | 0 | 0 | 0 |  | 0 | 0 | 0 | 0 | 0 | 0 | 0 | 0 | 0 | 0 | 0 | 0 | 0 | 0 | 0 | 0 | 0 | 0 | 0 | 0 | 0 | 0 | 0 | 0 | 0 | 0 | 0 | 0 | 0 | 0 | 0 | 0 | 0 | 0 | 0 | 0 | 9484.6 | 11247.7 | 14307.5055 | SCE Metro Area Default Constraint | SCE Metro Area Default Constraint | SCE Metro Area Default Constraint |  | 0 | 0 | 0 | 0 | 0 | 0 | 9484.6 | 11247.7 | 14307.5055 | SCE Metro Area Default Constraint | SCE Metro Area Default Constraint | SCE Metro Area Default Constraint |  | 1 | 1 | NO | 1 | 1 | 1 | NO | 1
SDGE | Mesa Heights | 69 | 0 | 0 | 0 | 0 | 0 | 0 | 0 | 0 | 0 | 0 | 0 | 0 | 0 | 0 | 0 | 0 | 0 | 0 | 0 | 0 | 0 | 0 | 0 | 0 | 0 | 0 | 0 | 0 | 0 | 0 | 0 | 0 | 1 | 0 | 0 | 0 | 0 | 0 | 0 | 0 | 0 | 0 | 0 | 0 | 0 | 0 | 0 | 0 | 0 | 0 | 0 | 0 | 0 | 0 | 0 | 0 | 0 | 0 | 0 | 0 | 0 | 0 | 0 | 0 | 0 | 0 | 0 | 0 | 0 | 0 | 0 | 0 | 0 | 0 | 0 | 0 | 0 | 0 | 0 | 0 | 0 | 0 | 0 | 0 | 0 | 0 | 0 | 0 | 0 | 0 | 0 | 0 | 0 | 0 | 0 | 0 | 0 | 1 |  | 0 | 0 | 0 | 0 | 0 | 0 | 0 | 0 | 0 | 0 | 0 | 0 | 0 | 0 | 0 | 0 | 0 | 0 | 0 | 0 | 0 | 0 | 0 | 0 | 0 | 0 | 10.5 | 0 | 0 | 1 | 0 | 0 | 0 | 0 | 0 | 0 | 212.21 | 1790.805 | 8124.9494 | San Luis Rey-San Onofre 230 kV line constraint | San Luis Rey-San Onofre 230 kV line constraint | San Luis Rey-San Onofre 230 kV line constraint |  | 0 | 0 | 0 | 0 | 0 | 0 | 212.21 | 1790.805 | 8124.9494 | San Luis Rey-San Onofre 230 kV line constraint | San Luis Rey-San Onofre 230 kV line constraint | San Luis Rey-San Onofre 230 kV line constraint |  | 1 | 1 | NO | 1 | 1 | 1 | NO | 1
PG&E GBA | Metcalf | 115 | 0 | 0 | 0 | 0 | 0 | 0 | 0 | 0 | 0 | 0 | 0 | 0 | 0 | 0 | 0 | 0 | 0 | 0 | 0 | 0 | 0 | 0 | 0 | 0 | 0 | 0 | 0 | 0 | 0 | 0 | 0 | 0 | 0 | 0 | 0 | 0 | 0 | 0 | 0 | 0 | 0 | 0 | 0 | 0 | 0 | 0 | 0 | 0 | 0 | 0 | 0 | 0 | 0 | 0 | 0 | 1 | 0 | 0 | 0 | 1 | 0 | 0 | 0 | 0 | 0 | 0 | 0 | 0 | 0 | 0 | 0 | 0 | 0 | 0 | 0 | 0 | 0 | 0 | 0 | 0 | 0 | 0 | 0 | 0 | 0 | 0 | 0 | 0 | 0 | 0 | 0 | 0 | 0 | 0 | 0 | 0 | 0 | 0 |  | 0 | 0 | 0 | 0 | 0 | 0 | 0 | 0 | 0 | 0 | 0 | 75 | 0 | 0 | 1 | 0 | 0 | 0 | 0 | 0 | 0 | 0 | 0 | 0 | 0 | 0 | 75 | 0 | 0 | 1 | 2 | 0 | 0 | 0 | 0 | 0 | -1284.3465 | 756.7514 | 4410.527 | Tesla-Bellota 230 kV line | Tesla-Bellota 230 kV line | Tesla-Bellota 230 kV line |  | 0 | 1 | 0 | 0 | 0 | 0 | -984.3465 | 1056.7514 | 4410.527 | Tesla-Bellota 230 kV line | Tesla-Bellota 230 kV line | Tesla-Bellota 230 kV line |  | 5 | 4 | YES | 4 | 1 | 1 | NO | 1
PG&E GBA | Metcalf | 230 | 0 | 0 | 0 | 0 | 0 | 0 | 0 | 0 | 0 | 0 | 0 | 0 | 0 | 0 | 0 | 0 | 0 | 0 | 0 | 0 | 0 | 0 | 0 | 0 | 0 | 0 | 0 | 0 | 0 | 0 | 0 | 0 | 0 | 0 | 0 | 0 | 0 | 0 | 0 | 0 | 0 | 0 | 0 | 0 | 0 | 0 | 0 | 0 | 0 | 0 | 0 | 0 | 0 | 0 | 0 | 1 | 0 | 0 | 0 | 1 | 0 | 0 | 0 | 0 | 0 | 0 | 0 | 0 | 0 | 0 | 0 | 0 | 0 | 0 | 0 | 0 | 0 | 0 | 0 | 0 | 0 | 0 | 0 | 0 | 0 | 0 | 0 | 0 | 0 | 0 | 0 | 0 | 0 | 0 | 0 | 0 | 0 | 0 |  | 0 | 0 | 0 | 0 | 0 | 0 | 0 | 0 | 0 | 0 | 0 | 0 | 0 | 0 | 0 | 0 | 0 | 0 | 0 | 0 | 0 | 0 | 0 | 0 | 0 | 0 | 0 | 251.075 | 0 | 1 | 2 | 0 | 0 | 0 | 0 | 0 | -1284.3465 | 756.7514 | 4410.527 | Tesla-Bellota 230 kV line | Tesla-Bellota 230 kV line | Tesla-Bellota 230 kV line |  | 0 | 1 | 0 | 0 | 0 | 0 | -984.3465 | 1056.7514 | 4410.527 | Tesla-Bellota 230 kV line | Tesla-Bellota 230 kV line | Tesla-Bellota 230 kV line |  | 5 | 4 | YES | 4 | 1 | 1 | NO | 1
PG&E GBA | Metcalf | 500 | 0 | 0 | 0 | 0 | 0 | 0 | 0 | 0 | 0 | 0 | 0 | 0 | 0 | 0 | 0 | 0 | 0 | 0 | 0 | 0 | 0 | 0 | 0 | 0 | 0 | 0 | 0 | 0 | 0 | 0 | 0 | 0 | 0 | 0 | 0 | 0 | 0 | 0 | 0 | 0 | 0 | 0 | 0 | 0 | 0 | 0 | 0 | 0 | 0 | 0 | 0 | 0 | 0 | 0 | 0 | 0 | 0 | 0 | 0 | 0 | 0 | 0 | 0 | 0 | 0 | 0 | 0 | 0 | 0 | 0 | 0 | 0 | 0 | 0 | 0 | 0 | 0 | 0 | 0 | 0 | 0 | 0 | 0 | 0 | 0 | 0 | 0 | 0 | 0 | 0 | 0 | 0 | 0 | 0 | 0 | 0 | 1 | 0 |  | 0 | 0 | 0 | 0 | 0 | 0 | 0 | 0 | 0 | 0 | 0 | 0 | 0 | 0 | 0 | 0 | 0 | 0 | 0 | 0 | 0 | 0 | 0 | 0 | 0 | 0 | 0 | 0 | 0 | 0 | 0 | 0 | 0 | 0 | 0 | 0 | 936.65 | 1178.51 | 6122.99 | NEW-Metcalf-Mosslanding 500kV | NEW-Metcalf-Mosslanding 500kV | NEW-Metcalf-Mosslanding 500kV |  | 0 | 0 | 0 | 0 | 0 | 0 | 936.65 | 1178.51 | 6122.99 | NEW-Metcalf-Mosslanding 500kV | NEW-Metcalf-Mosslanding 500kV | NEW-Metcalf-Mosslanding 500kV |  | 1 | 1 | NO | 1 | 1 | 1 | NO | 1
PG&E KERN | Midway | 115 | 0 | 0 | 0 | 0 | 0 | 0 | 0 | 0 | 0 | 0 | 0 | 0 | 0 | 0 | 0 | 0 | 0 | 0 | 0 | 0 | 0 | 0 | 0 | 0 | 0 | 0 | 0 | 0 | 0 | 0 | 0 | 0 | 0 | 0 | 0 | 0 | 0 | 0 | 0 | 0 | 0 | 0 | 0 | 0 | 0 | 0 | 0 | 0 | 0 | 0 | 0 | 0 | 0 | 0 | 0 | 0 | 0 | 0 | 0 | 0 | 0 | 0 | 0 | 0 | 0 | 0 | 0 | 1 | 1 | 0 | 0 | 0 | 0 | 0 | 1 | 0 | 0 | 0 | 1 | 1 | 0 | 0 | 0 | 0 | 0 | 0 | 0 | 0 | 0 | 0 | 0 | 0 | 0 | 0 | 1 | 0 | 0 | 0 |  | 0 | 0 | 0 | 0 | 0 | 0 | 0 | 0 | 0 | 0 | 0 | 0 | 0 | 0 | 0 | 0 | 0 | 0 | 0 | 0 | 0 | 0 | 0 | 0 | 205 | 180 | 0 | 60 | 0 | 1 | 1 | 0 | 0 | 0 | 0 | 1 | -1872.365 | 4.0117 | -2894.0969 | Mustang-Henrietta 230 kV line | Cal Flat-Gates 230 kV line | Mustang-Henrietta 230 kV line |  | 0 | 0 | 0 | 0 | 0 | 1 | 35.715 | 4.0117 | -415.0969 | Cal Flat-Gates 230 kV line | Cal Flat-Gates 230 kV line | Mustang-Henrietta 230 kV line |  | 5 | 1 | YES | 2 | 4 | 4 | NO | 4
PG&E KERN | Midway | 230 | 0 | 0 | 0 | 0 | 0 | 0 | 0 | 0 | 0 | 0 | 0 | 0 | 0 | 0 | 0 | 0 | 0 | 0 | 0 | 0 | 0 | 0 | 0 | 0 | 0 | 0 | 0 | 0 | 0 | 0 | 0 | 0 | 0 | 0 | 0 | 0 | 0 | 0 | 0 | 0 | 0 | 0 | 0 | 0 | 0 | 0 | 0 | 0 | 0 | 0 | 0 | 0 | 0 | 0 | 0 | 0 | 0 | 0 | 0 | 0 | 0 | 0 | 0 | 0 | 0 | 0 | 0 | 1 | 1 | 0 | 0 | 0 | 0 | 0 | 0 | 0 | 0 | 0 | 1 | 1 | 0 | 0 | 0 | 0 | 0 | 0 | 0 | 0 | 0 | 0 | 0 | 0 | 0 | 0 | 1 | 0 | 0 | 0 |  | 0 | 0 | 0 | 0 | 0 | 0 | 0 | 0 | 0 | 0 | 0 | 0 | 0 | 0 | 0 | 0 | 0 | 0 | 0 | 0 | 0 | 0 | 0 | 0 | 0 | 0 | 0 | 0 | 0 | 0 | 1 | 0 | 0 | 0 | 0 | 1 | -1872.365 | 4.0117 | -2894.0969 | Mustang-Henrietta 230 kV line | Cal Flat-Gates 230 kV line | Mustang-Henrietta 230 kV line |  | 0 | 0 | 0 | 0 | 0 | 1 | 35.715 | 4.0117 | -415.0969 | Cal Flat-Gates 230 kV line | Cal Flat-Gates 230 kV line | Mustang-Henrietta 230 kV line |  | 5 | 1 | YES | 2 | 4 | 4 | NO | 4
PG&E KERN | Midway | 500 | 0 | 0 | 0 | 0 | 0 | 0 | 0 | 0 | 0 | 0 | 0 | 0 | 0 | 0 | 0 | 0 | 0 | 0 | 0 | 0 | 0 | 0 | 0 | 0 | 0 | 0 | 0 | 0 | 0 | 0 | 0 | 0 | 0 | 0 | 0 | 0 | 0 | 0 | 0 | 0 | 0 | 0 | 0 | 0 | 0 | 0 | 0 | 0 | 0 | 0 | 0 | 0 | 0 | 0 | 0 | 0 | 0 | 0 | 0 | 0 | 0 | 0 | 0 | 0 | 0 | 0 | 0 | 0 | 0 | 0 | 0 | 0 | 0 | 0 | 0 | 0 | 0 | 0 | 0 | 0 | 0 | 0 | 0 | 0 | 0 | 0 | 0 | 0 | 0 | 0 | 0 | 0 | 0 | 0 | 1 | 0 | 0 | 0 |  | 0 | 0 | 0 | 0 | 0 | 0 | 0 | 0 | 0 | 0 | 0 | 0 | 0 | 0 | 0 | 0 | 0 | 0 | 0 | 0 | 0 | 0 | 0 | 0 | 300 | 800 | 0 | 400 | 0 | 1 | 1 | 0 | 0 | 0 | 0 | 1 | -1872.365 | 158.2197 | -2894.0969 | Mustang-Henrietta 230 kV line | Mustang-Henrietta 230 kV line | Mustang-Henrietta 230 kV line |  | 0 | 0 | 0 | 0 | 0 | 1 | 606.635 | 2637.2197 | -415.0969 | Mustang-Henrietta 230 kV line | Mustang-Henrietta 230 kV line | Mustang-Henrietta 230 kV line |  | 5 | 1 | YES | 2 | 4 | 4 | NO | 4
SDGE | Miguel | 230 | 0 | 0 | 0 | 0 | 0 | 0 | 0 | 0 | 0 | 0 | 0 | 0 | 0 | 0 | 0 | 0 | 0 | 0 | 0 | 0 | 0 | 0 | 0 | 0 | 0 | 0 | 0 | 0 | 1 | 0 | 1 | 0 | 1 | 0 | 0 | 1 | 1 | 0 | 0 | 0 | 0 | 0 | 0 | 0 | 0 | 0 | 0 | 0 | 0 | 0 | 0 | 0 | 0 | 0 | 0 | 0 | 0 | 0 | 0 | 0 | 0 | 0 | 0 | 0 | 0 | 0 | 0 | 0 | 0 | 0 | 0 | 0 | 0 | 0 | 0 | 0 | 0 | 0 | 0 | 0 | 0 | 0 | 0 | 0 | 0 | 0 | 0 | 0 | 0 | 0 | 0 | 0 | 0 | 0 | 0 | 0 | 0 | 5 |  | 0 | 0 | 0 | 0 | 0 | 0 | 0 | 0 | 0 | 0 | 0 | 0 | 0 | 0 | 0 | 0 | 0 | 0 | 0 | 0 | 0 | 0 | 0 | 0 | 0 | 0 | 0 | 0 | 0 | 0 | 0 | 0 | 0 | 0 | 0 | 0 | 212.21 | 1444.17 | 1805.9044 | San Luis Rey-San Onofre 230 kV line constraint | Silvergate-Old Town 230 kV constraint | Silvergate-Old Town 230 kV constraint |  | 0 | 0 | 0 | 0 | 0 | 0 | 212.21 | 1444.17 | 1805.9044 | San Luis Rey-San Onofre 230 kV line constraint | Silvergate-Old Town 230 kV constraint | Silvergate-Old Town 230 kV constraint |  | 1 | 1 | NO | 1 | 1 | 1 | NO | 1
SDGE | Miguel | 500 | 0 | 0 | 0 | 0 | 0 | 0 | 0 | 0 | 0 | 0 | 0 | 0 | 0 | 0 | 0 | 0 | 0 | 0 | 0 | 0 | 0 | 0 | 0 | 0 | 0 | 0 | 0 | 0 | 1 | 0 | 1 | 0 | 1 | 0 | 0 | 1 | 1 | 0 | 0 | 0 | 0 | 0 | 0 | 0 | 0 | 0 | 0 | 0 | 0 | 0 | 0 | 0 | 0 | 0 | 0 | 0 | 0 | 0 | 0 | 0 | 0 | 0 | 0 | 0 | 0 | 0 | 0 | 0 | 0 | 0 | 0 | 0 | 0 | 0 | 0 | 0 | 0 | 0 | 0 | 0 | 0 | 0 | 0 | 0 | 0 | 0 | 0 | 0 | 0 | 0 | 0 | 0 | 0 | 0 | 0 | 0 | 0 | 5 |  | 0 | 0 | 0 | 0 | 0 | 0 | 0 | 0 | 0 | 0 | 0 | 0 | 0 | 0 | 0 | 0 | 0 | 0 | 0 | 0 | 0 | 0 | 0 | 0 | 0 | 0 | 0 | 0 | 0 | 0 | 0 | 0 | 0 | 0 | 0 | 0 | 212.21 | 1444.17 | 1805.9044 | San Luis Rey-San Onofre 230 kV line constraint | Silvergate-Old Town 230 kV constraint | Silvergate-Old Town 230 kV constraint |  | 0 | 0 | 0 | 0 | 0 | 0 | 212.21 | 1444.17 | 1805.9044 | San Luis Rey-San Onofre 230 kV line constraint | Silvergate-Old Town 230 kV constraint | Silvergate-Old Town 230 kV constraint |  | 1 | 1 | NO | 1 | 1 | 1 | NO | 1
SDGE | Miguel | 69 | 0 | 0 | 0 | 0 | 0 | 0 | 0 | 0 | 0 | 0 | 0 | 0 | 0 | 0 | 0 | 0 | 0 | 0 | 0 | 0 | 0 | 0 | 0 | 0 | 0 | 0 | 0 | 1 | 0 | 1 | 1 | 0 | 1 | 0 | 0 | 1 | 1 | 0 | 0 | 0 | 0 | 0 | 0 | 0 | 0 | 0 | 0 | 0 | 0 | 0 | 0 | 0 | 0 | 0 | 0 | 0 | 0 | 0 | 0 | 0 | 0 | 0 | 0 | 0 | 0 | 0 | 0 | 0 | 0 | 0 | 0 | 0 | 0 | 0 | 0 | 0 | 0 | 0 | 0 | 0 | 0 | 0 | 0 | 0 | 0 | 0 | 0 | 0 | 0 | 0 | 0 | 0 | 0 | 0 | 0 | 0 | 0 | 4 |  | 0 | 0 | 0 | 0 | 0 | 0 | 0 | 0 | 0 | 0 | 0 | 0 | 0 | 0 | 0 | 0 | 0 | 0 | 0 | 0 | 0 | 0 | 0 | 0 | 0 | 0 | 9.75 | 0 | 0 | 1 | 0 | 0 | 0 | 0 | 0 | 0 | 159.09 | 195.045 | 299.0864 | Miguel 69 kV constraint | Miguel 69 kV constraint | Miguel 69 kV constraint |  | 0 | 0 | 0 | 0 | 0 | 0 | 159.09 | 195.045 | 299.0864 | Miguel 69 kV constraint | Miguel 69 kV constraint | Miguel 69 kV constraint |  | 1 | 1 | NO | 1 | 1 | 1 | NO | 1
PG&E GBA | Millbrae | 115 | 0 | 0 | 0 | 0 | 0 | 0 | 0 | 0 | 0 | 0 | 0 | 0 | 0 | 0 | 0 | 0 | 0 | 0 | 0 | 0 | 0 | 0 | 0 | 0 | 0 | 0 | 0 | 0 | 0 | 0 | 0 | 0 | 0 | 0 | 0 | 0 | 0 | 0 | 0 | 0 | 0 | 0 | 0 | 0 | 0 | 0 | 0 | 0 | 0 | 0 | 0 | 0 | 1 | 0 | 0 | 1 | 0 | 0 | 0 | 0 | 0 | 0 | 0 | 0 | 0 | 1 | 0 | 0 | 0 | 0 | 0 | 0 | 0 | 0 | 0 | 0 | 0 | 0 | 0 | 0 | 0 | 0 | 0 | 0 | 0 | 0 | 0 | 0 | 0 | 0 | 0 | 0 | 0 | 0 | 0 | 0 | 0 | 1 |  | 0 | 0 | 0 | 0 | 0 | 0 | 0 | 0 | 0 | 0 | 0 | 0 | 0 | 0 | 0 | 0 | 0 | 0 | 0 | 0 | 0 | 0 | 0 | 3.5 | 0 | 0 | 0 | 0 | 0 | 1 | 1 | 0 | 0 | 0 | 0 | 0 | -52.9465 | 2142.3794 | 5644.828 | Tesla-Tracy-Pump 230 kV line #2 | Tesla-Tracy-Pump 230 kV line #2 | Sobrante-Moraga 230 kV line |  | 0 | 0 | 0 | 0 | 0 | 0 | 2092.35 | 2528.83 | 5644.828 | Sobrante-Moraga 230 kV line | Sobrante-Moraga 230 kV line | Sobrante-Moraga 230 kV line |  | 5 | 1 | YES | 2 | 1 | 1 | NO | 1
PG&E GBA | Miller | 115 | 0 | 0 | 0 | 0 | 0 | 0 | 0 | 0 | 0 | 0 | 0 | 0 | 0 | 0 | 0 | 0 | 0 | 0 | 0 | 0 | 0 | 0 | 0 | 0 | 0 | 0 | 0 | 0 | 0 | 0 | 0 | 0 | 0 | 0 | 0 | 0 | 0 | 0 | 0 | 0 | 0 | 0 | 0 | 0 | 0 | 1 | 0 | 0 | 0 | 0 | 0 | 0 | 0 | 0 | 0 | 1 | 0 | 1 | 0 | 1 | 0 | 0 | 0 | 0 | 0 | 1 | 0 | 0 | 0 | 0 | 0 | 0 | 0 | 0 | 0 | 0 | 0 | 0 | 0 | 0 | 0 | 0 | 0 | 0 | 0 | 0 | 0 | 0 | 0 | 0 | 0 | 0 | 0 | 0 | 0 | 0 | 0 | 0 |  | 0 | 0 | 0 | 0 | 0 | 0 | 0 | 0 | 0 | 0 | 0 | 0 | 0 | 0 | 0 | 0 | 0 | 0 | 0 | 0 | 0 | 0 | 0 | 0 | 0 | 0 | 0 | 0 | 0 | 0 | 3 | 0 | 1 | 0 | 0 | 0 | -1284.3465 | -127.6091 | 692.3714 | Tesla-Bellota 230 kV line | Bellota-Weber 230kV line | Kasson Jct-Heinz 115 kV line |  | 0 | 2 | 0 | 0 | 0 | 0 | -984.3465 | 332.3909 | 692.3714 | Tesla-Bellota 230 kV line | Bellota-Weber 230kV line | Kasson Jct-Heinz 115 kV line |  | 5 | 4 | YES | 4 | 1 | 1 | NO | 1
SCE Metro | Mira Loma | 230 | 0 | 0 | 0 | 0 | 0 | 0 | 0 | 0 | 0 | 1 | 0 | 0 | 0 | 0 | 0 | 0 | 0 | 0 | 0 | 0 | 0 | 0 | 0 | 0 | 0 | 0 | 0 | 0 | 0 | 0 | 0 | 0 | 0 | 0 | 0 | 0 | 0 | 0 | 0 | 0 | 0 | 0 | 0 | 0 | 0 | 0 | 0 | 0 | 0 | 0 | 0 | 0 | 0 | 0 | 0 | 0 | 0 | 0 | 0 | 0 | 0 | 0 | 0 | 0 | 0 | 0 | 0 | 0 | 0 | 0 | 0 | 0 | 0 | 0 | 0 | 0 | 0 | 0 | 0 | 0 | 0 | 0 | 0 | 0 | 0 | 0 | 0 | 0 | 0 | 0 | 0 | 0 | 0 | 0 | 0 | 0 | 0 | 0 |  | 0 | 0 | 0 | 0 | 0 | 0 | 0 | 0 | 0 | 0 | 0 | 0 | 0 | 0 | 0 | 0 | 0 | 0 | 0 | 0 | 0 | 0 | 0 | 0 | 0 | 0 | 42 | 100 | 0 | 1 | 0 | 0 | 0 | 0 | 0 | 0 | 9484.6 | 11247.7 | 14307.5055 | SCE Metro Area Default Constraint | SCE Metro Area Default Constraint | SCE Metro Area Default Constraint |  | 0 | 0 | 0 | 0 | 0 | 0 | 9484.6 | 11247.7 | 14307.5055 | SCE Metro Area Default Constraint | SCE Metro Area Default Constraint | SCE Metro Area Default Constraint |  | 1 | 1 | NO | 1 | 1 | 1 | NO | 1
SCE Metro | Mira Loma | 500 | 0 | 0 | 0 | 0 | 0 | 0 | 0 | 0 | 0 | 1 | 0 | 0 | 0 | 0 | 0 | 0 | 0 | 0 | 0 | 0 | 0 | 0 | 0 | 0 | 0 | 0 | 0 | 0 | 0 | 0 | 0 | 0 | 0 | 0 | 0 | 0 | 0 | 0 | 0 | 0 | 0 | 0 | 0 | 0 | 0 | 0 | 0 | 0 | 0 | 0 | 0 | 0 | 0 | 0 | 0 | 0 | 0 | 0 | 0 | 0 | 0 | 0 | 0 | 0 | 0 | 0 | 0 | 0 | 0 | 0 | 0 | 0 | 0 | 0 | 0 | 0 | 0 | 0 | 0 | 0 | 0 | 0 | 0 | 0 | 0 | 0 | 0 | 0 | 0 | 0 | 0 | 0 | 0 | 0 | 0 | 0 | 0 | 0 |  | 0 | 0 | 0 | 0 | 0 | 0 | 0 | 0 | 0 | 0 | 0 | 0 | 0 | 0 | 0 | 0 | 0 | 0 | 0 | 0 | 0 | 0 | 0 | 0 | 0 | 0 | 0 | 0 | 0 | 0 | 0 | 0 | 0 | 0 | 0 | 0 | 9484.6 | 11247.7 | 14307.5055 | SCE Metro Area Default Constraint | SCE Metro Area Default Constraint | SCE Metro Area Default Constraint |  | 0 | 0 | 0 | 0 | 0 | 0 | 9484.6 | 11247.7 | 14307.5055 | SCE Metro Area Default Constraint | SCE Metro Area Default Constraint | SCE Metro Area Default Constraint |  | 1 | 1 | NO | 1 | 1 | 1 | NO | 1
SCE Eastern | Mirage | 115 | 0 | 0 | 0 | 0 | 0 | 0 | 0 | 0 | 0 | 0 | 0 | 0 | 0 | 0 | 0 | 0 | 0 | 0 | 1 | 1 | 0 | 1 | 0 | 0 | 0 | 0 | 0 | 0 | 0 | 0 | 0 | 0 | 0 | 0 | 0 | 0 | 0 | 0 | 0 | 0 | 0 | 0 | 0 | 0 | 0 | 0 | 0 | 0 | 0 | 0 | 0 | 0 | 0 | 0 | 0 | 0 | 0 | 0 | 0 | 0 | 0 | 0 | 0 | 0 | 0 | 0 | 0 | 0 | 0 | 0 | 0 | 0 | 0 | 0 | 0 | 0 | 0 | 0 | 0 | 0 | 0 | 0 | 0 | 0 | 0 | 0 | 0 | 0 | 0 | 0 | 0 | 0 | 0 | 0 | 0 | 0 | 0 | 1 |  | 0 | 0 | 0 | 0 | 0 | 0 | 0 | 0 | 0 | 0 | 0 | 0 | 0 | 0 | 0 | 0 | 0 | 0 | 0 | 0 | 0 | 0 | 0 | 0 | 0 | 0 | 0 | 0 | 0 | 0 | 1 | 0 | 1 | 0 | 0 | 1 | -896.5 | -741.5 | -107.8 | Eagle Mountain Constraint | Eagle Mountain Constraint | Eagle Mountain Constraint |  | 0 | 1 | 0 | 1 | 0 | 1 | -296.5 | -141.5 | -107.8 | Eagle Mountain Constraint | Eagle Mountain Constraint | Eagle Mountain Constraint |  | 5 | 4 | YES | 4 | 3 | 3 | NO | 3
SCE Eastern | Mirage | 230 | 0 | 0 | 0 | 0 | 0 | 0 | 0 | 0 | 0 | 0 | 0 | 0 | 0 | 0 | 0 | 0 | 0 | 0 | 1 | 1 | 0 | 1 | 0 | 0 | 0 | 0 | 0 | 0 | 0 | 0 | 0 | 0 | 0 | 0 | 0 | 0 | 0 | 0 | 0 | 0 | 0 | 0 | 0 | 0 | 0 | 0 | 0 | 0 | 0 | 0 | 0 | 0 | 0 | 0 | 0 | 0 | 0 | 0 | 0 | 0 | 0 | 0 | 0 | 0 | 0 | 0 | 0 | 0 | 0 | 0 | 0 | 0 | 0 | 0 | 0 | 0 | 0 | 0 | 0 | 0 | 0 | 0 | 0 | 0 | 0 | 0 | 0 | 0 | 0 | 0 | 0 | 0 | 0 | 0 | 0 | 0 | 0 | 1 |  | 30 | 0 | 0 | 0 | 0 | 0 | 0 | 0 | 0 | 0 | 130 | 100 | 0 | 0 | 1 | 586.5 | 0 | 0 | 0 | 0 | 0 | 0 | 0 | 0 | 0 | 130 | 150 | 0 | 0 | 1 | 1 | 0 | 1 | 0 | 0 | 1 | -896.5 | -741.5 | -107.8 | Eagle Mountain Constraint | Eagle Mountain Constraint | Eagle Mountain Constraint |  | 0 | 1 | 0 | 1 | 0 | 1 | -296.5 | -141.5 | -107.8 | Eagle Mountain Constraint | Eagle Mountain Constraint | Eagle Mountain Constraint |  | 5 | 4 | YES | 4 | 3 | 3 | NO | 3
SDGE | Mission | 138 | 0 | 0 | 0 | 0 | 0 | 0 | 0 | 0 | 0 | 0 | 0 | 0 | 0 | 0 | 0 | 0 | 0 | 0 | 0 | 0 | 0 | 0 | 0 | 0 | 0 | 0 | 0 | 0 | 0 | 0 | 1 | 0 | 1 | 0 | 0 | 0 | 0 | 0 | 0 | 0 | 0 | 0 | 0 | 0 | 0 | 0 | 0 | 0 | 0 | 0 | 0 | 0 | 0 | 0 | 0 | 0 | 0 | 0 | 0 | 0 | 0 | 0 | 0 | 0 | 0 | 0 | 0 | 0 | 0 | 0 | 0 | 0 | 0 | 0 | 0 | 0 | 0 | 0 | 0 | 0 | 0 | 0 | 0 | 0 | 0 | 0 | 0 | 0 | 0 | 0 | 0 | 0 | 0 | 0 | 0 | 0 | 0 | 2 |  | 0 | 0 | 0 | 0 | 0 | 0 | 0 | 0 | 0 | 0 | 0 | 0 | 0 | 0 | 0 | 0 | 0 | 0 | 0 | 0 | 0 | 0 | 0 | 0 | 0 | 0 | 0 | 0 | 0 | 0 | 0 | 0 | 0 | 0 | 0 | 0 | 212.21 | 1790.805 | 8041.2844 | San Luis Rey-San Onofre 230 kV line constraint | San Luis Rey-San Onofre 230 kV line constraint | Encina - San Luis Rey 230 kV constraint |  | 0 | 0 | 0 | 0 | 0 | 0 | 212.21 | 1790.805 | 8041.2844 | San Luis Rey-San Onofre 230 kV line constraint | San Luis Rey-San Onofre 230 kV line constraint | Encina - San Luis Rey 230 kV constraint |  | 1 | 1 | NO | 1 | 1 | 1 | NO | 1
SDGE | Mission | 230 | 0 | 0 | 0 | 0 | 0 | 0 | 0 | 0 | 0 | 0 | 0 | 0 | 0 | 0 | 0 | 0 | 0 | 0 | 0 | 0 | 0 | 0 | 0 | 0 | 0 | 0 | 0 | 0 | 1 | 0 | 1 | 0 | 1 | 0 | 0 | 0 | 0 | 0 | 0 | 0 | 0 | 0 | 0 | 0 | 0 | 0 | 0 | 0 | 0 | 0 | 0 | 0 | 0 | 0 | 0 | 0 | 0 | 0 | 0 | 0 | 0 | 0 | 0 | 0 | 0 | 0 | 0 | 0 | 0 | 0 | 0 | 0 | 0 | 0 | 0 | 0 | 0 | 0 | 0 | 0 | 0 | 0 | 0 | 0 | 0 | 0 | 0 | 0 | 0 | 0 | 0 | 0 | 0 | 0 | 0 | 0 | 0 | 3 |  | 0 | 0 | 0 | 0 | 0 | 0 | 0 | 0 | 0 | 0 | 0 | 0 | 0 | 0 | 0 | 0 | 0 | 0 | 0 | 0 | 0 | 0 | 0 | 0 | 0 | 0 | 0 | 0 | 0 | 0 | 0 | 0 | 0 | 0 | 0 | 0 | 212.21 | 1790.805 | 8041.2844 | San Luis Rey-San Onofre 230 kV line constraint | San Luis Rey-San Onofre 230 kV line constraint | Encina - San Luis Rey 230 kV constraint |  | 0 | 0 | 0 | 0 | 0 | 0 | 212.21 | 1790.805 | 8041.2844 | San Luis Rey-San Onofre 230 kV line constraint | San Luis Rey-San Onofre 230 kV line constraint | Encina - San Luis Rey 230 kV constraint |  | 1 | 1 | NO | 1 | 1 | 1 | NO | 1
SDGE | Mission | 69 | 0 | 0 | 0 | 0 | 0 | 0 | 0 | 0 | 0 | 0 | 0 | 0 | 0 | 0 | 0 | 0 | 0 | 0 | 0 | 0 | 0 | 0 | 0 | 0 | 0 | 0 | 0 | 0 | 0 | 0 | 1 | 0 | 1 | 0 | 0 | 0 | 0 | 0 | 0 | 0 | 0 | 0 | 0 | 0 | 0 | 0 | 0 | 0 | 0 | 0 | 0 | 0 | 0 | 0 | 0 | 0 | 0 | 0 | 0 | 0 | 0 | 0 | 0 | 0 | 0 | 0 | 0 | 0 | 0 | 0 | 0 | 0 | 0 | 0 | 0 | 0 | 0 | 0 | 0 | 0 | 0 | 0 | 0 | 0 | 0 | 0 | 0 | 0 | 0 | 0 | 0 | 0 | 0 | 0 | 0 | 0 | 0 | 2 |  | 0 | 0 | 0 | 0 | 0 | 0 | 0 | 0 | 0 | 0 | 0 | 0 | 0 | 0 | 0 | 0 | 0 | 0 | 0 | 0 | 0 | 0 | 0 | 0 | 0 | 0 | 0 | 0 | 0 | 0 | 0 | 0 | 0 | 0 | 0 | 0 | 212.21 | 1790.805 | 8041.2844 | San Luis Rey-San Onofre 230 kV line constraint | San Luis Rey-San Onofre 230 kV line constraint | Encina - San Luis Rey 230 kV constraint |  | 0 | 0 | 0 | 0 | 0 | 0 | 212.21 | 1790.805 | 8041.2844 | San Luis Rey-San Onofre 230 kV line constraint | San Luis Rey-San Onofre 230 kV line constraint | Encina - San Luis Rey 230 kV constraint |  | 1 | 1 | NO | 1 | 1 | 1 | NO | 1
PG&E GBA | Mi-Wuk | 115 | 0 | 0 | 0 | 0 | 0 | 0 | 0 | 0 | 0 | 0 | 0 | 0 | 0 | 0 | 0 | 0 | 0 | 0 | 0 | 0 | 0 | 0 | 0 | 0 | 0 | 0 | 0 | 0 | 0 | 0 | 0 | 0 | 0 | 0 | 0 | 0 | 0 | 0 | 0 | 0 | 0 | 0 | 0 | 0 | 0 | 1 | 0 | 0 | 0 | 0 | 0 | 0 | 0 | 0 | 0 | 1 | 0 | 1 | 0 | 1 | 0 | 0 | 0 | 0 | 0 | 1 | 0 | 0 | 0 | 0 | 0 | 0 | 0 | 0 | 0 | 0 | 0 | 0 | 0 | 0 | 0 | 0 | 0 | 0 | 0 | 0 | 0 | 0 | 0 | 0 | 0 | 0 | 0 | 0 | 0 | 0 | 0 | 0 |  | 0 | 0 | 0 | 0 | 0 | 0 | 0 | 0 | 0 | 0 | 0 | 0 | 0 | 0 | 0 | 0 | 0 | 0 | 0 | 0 | 0 | 0 | 0 | 0 | 0 | 0 | 0 | 0 | 0 | 0 | 3 | 0 | 1 | 0 | 0 | 0 | -1284.3465 | -127.6091 | 692.3714 | Tesla-Bellota 230 kV line | Bellota-Weber 230kV line | Kasson Jct-Heinz 115 kV line |  | 0 | 2 | 0 | 0 | 0 | 0 | -984.3465 | 332.3909 | 692.3714 | Tesla-Bellota 230 kV line | Bellota-Weber 230kV line | Kasson Jct-Heinz 115 kV line |  | 5 | 4 | YES | 4 | 1 | 1 | NO | 1
EOP | Mohave | 500 | 0 | 0 | 0 | 0 | 0 | 0 | 0 | 0 | 0 | 0 | 0 | 0 | 0 | 0 | 0 | 0 | 0 | 0 | 0 | 0 | 0 | 0 | 0 | 0 | 1 | 0 | 0 | 0 | 0 | 0 | 0 | 0 | 0 | 0 | 0 | 0 | 0 | 0 | 0 | 0 | 0 | 0 | 0 | 0 | 0 | 0 | 0 | 0 | 0 | 0 | 0 | 0 | 0 | 0 | 0 | 0 | 0 | 0 | 0 | 0 | 0 | 0 | 0 | 0 | 0 | 0 | 0 | 0 | 0 | 0 | 0 | 0 | 0 | 0 | 0 | 0 | 0 | 0 | 0 | 0 | 0 | 0 | 0 | 0 | 0 | 0 | 0 | 0 | 0 | 0 | 0 | 0 | 0 | 0 | 0 | 0 | 0 | 0 |  | 0 | 0 | 0 | 0 | 0 | 0 | 0 | 0 | 0 | 0 | 0 | 0 | 0 | 0 | 0 | 0 | 0 | 484.9 | 0 | 0 | 0 | 0 | 0 | 0 | 400 | 587 | 0 | 125 | 0 | 1 | 1 | 0 | 0 | 0 | 0 | 0 | -1982.555 | 1305.277 | 3929.931 | Lugo - Victorville area constraint | Lugo - Victorville area constraint | Lugo - Victorville area constraint |  | 0 | 0 | 0 | 0 | 0 | 0 | 4817.445 | 8105.277 | 10729.931 | Lugo - Victorville area constraint | Lugo - Victorville area constraint | Lugo - Victorville area constraint |  | 5 | 1 | YES | 2 | 1 | 1 | NO | 1
PG&E NGBA | Monroe | 115 | 0 | 0 | 0 | 0 | 0 | 0 | 0 | 0 | 0 | 0 | 0 | 0 | 0 | 0 | 0 | 0 | 0 | 0 | 0 | 0 | 0 | 0 | 0 | 0 | 0 | 0 | 0 | 0 | 0 | 0 | 0 | 0 | 0 | 0 | 0 | 0 | 0 | 0 | 0 | 1 | 0 | 0 | 0 | 0 | 0 | 0 | 0 | 0 | 0 | 0 | 0 | 0 | 1 | 0 | 0 | 0 | 0 | 0 | 0 | 0 | 0 | 0 | 0 | 0 | 0 | 0 | 1 | 0 | 0 | 0 | 0 | 0 | 0 | 0 | 0 | 0 | 0 | 0 | 0 | 0 | 0 | 0 | 0 | 0 | 0 | 0 | 0 | 0 | 0 | 0 | 0 | 0 | 0 | 0 | 0 | 0 | 0 | 1 |  | 0 | 0 | 0 | 0 | 0 | 0 | 0 | 0 | 0 | 0 | 0 | 0 | 0 | 0 | 0 | 0 | 0 | 0 | 0 | 0 | 0 | 0 | 0 | 0 | 0 | 0 | 0 | 0 | 0 | 0 | 2 | 0 | 2 | 0 | 0 | 0 | -3003.69 | -263.757 | 745.85 | Collinsville-Tesla 500 kV Line | Collinsville-Tesla 500 kV Line | Birds Landing-Contra Costa 230kV Line |  | 0 | 0 | 0 | 0 | 0 | 0 | 1259.89 | 1593.344 | 745.85 | Birds Landing-Contra Costa 230kV Line | Birds Landing-Contra Costa 230kV Line | Birds Landing-Contra Costa 230kV Line |  | 5 | 1 | YES | 2 | 1 | 1 | NO | 1
SDGE | Monserate | 69 | 0 | 0 | 0 | 0 | 0 | 0 | 0 | 0 | 0 | 0 | 0 | 0 | 0 | 0 | 0 | 0 | 0 | 0 | 0 | 0 | 0 | 0 | 0 | 0 | 0 | 1 | 0 | 0 | 0 | 0 | 0 | 0 | 1 | 1 | 0 | 0 | 0 | 1 | 0 | 0 | 0 | 0 | 0 | 0 | 0 | 0 | 0 | 0 | 0 | 0 | 0 | 0 | 0 | 0 | 0 | 0 | 0 | 0 | 0 | 0 | 0 | 0 | 0 | 0 | 0 | 0 | 0 | 0 | 0 | 0 | 0 | 0 | 0 | 0 | 0 | 0 | 0 | 0 | 0 | 0 | 0 | 0 | 0 | 0 | 0 | 0 | 0 | 0 | 0 | 0 | 0 | 0 | 0 | 0 | 0 | 0 | 0 | 1 |  | 0 | 0 | 0 | 0 | 0 | 0 | 0 | 0 | 0 | 0 | 0 | 0 | 0 | 0 | 0 | 0 | 0 | 0 | 0 | 0 | 0 | 0 | 0 | 0 | 0 | 0 | 0 | 0 | 0 | 0 | 0 | 0 | 0 | 0 | 0 | 0 | 94.4 | 149.2 | 313.6 | Ocean Ranch 69 kV constraint | Ocean Ranch 69 kV constraint | Ocean Ranch 69 kV constraint |  | 0 | 0 | 0 | 0 | 0 | 0 | 94.4 | 149.2 | 313.6 | Ocean Ranch 69 kV constraint | Ocean Ranch 69 kV constraint | Ocean Ranch 69 kV constraint |  | 1 | 1 | NO | 1 | 1 | 1 | NO | 1
PG&E GBA | Monta Vista | 115 | 0 | 0 | 0 | 0 | 0 | 0 | 0 | 0 | 0 | 0 | 0 | 0 | 0 | 0 | 0 | 0 | 0 | 0 | 0 | 0 | 0 | 0 | 0 | 0 | 0 | 0 | 0 | 0 | 0 | 0 | 0 | 0 | 0 | 0 | 0 | 0 | 0 | 0 | 0 | 0 | 0 | 0 | 0 | 0 | 0 | 0 | 0 | 0 | 0 | 0 | 0 | 0 | 1 | 0 | 0 | 0 | 0 | 0 | 0 | 1 | 0 | 0 | 0 | 0 | 0 | 0 | 0 | 0 | 0 | 0 | 0 | 0 | 0 | 0 | 0 | 0 | 0 | 0 | 0 | 0 | 0 | 0 | 0 | 0 | 0 | 0 | 0 | 0 | 0 | 0 | 0 | 0 | 0 | 0 | 0 | 0 | 1 | 1 |  | 0 | 0 | 0 | 0 | 0 | 0 | 0 | 0 | 0 | 0 | 0 | 0 | 0 | 0 | 0 | 0 | 0 | 0 | 0 | 0 | 0 | 0 | 0 | 0 | 0 | 0 | 0 | 0 | 0 | 0 | 1 | 0 | 0 | 0 | 0 | 0 | -1284.3465 | 756.7514 | 4410.527 | Tesla-Bellota 230 kV line | Tesla-Bellota 230 kV line | Tesla-Bellota 230 kV line |  | 0 | 1 | 0 | 0 | 0 | 0 | -984.3465 | 1056.7514 | 4410.527 | Tesla-Bellota 230 kV line | Tesla-Bellota 230 kV line | Tesla-Bellota 230 kV line |  | 5 | 4 | YES | 4 | 1 | 1 | NO | 1
PG&E GBA | Monta Vista | 230 | 0 | 0 | 0 | 0 | 0 | 0 | 0 | 0 | 0 | 0 | 0 | 0 | 0 | 0 | 0 | 0 | 0 | 0 | 0 | 0 | 0 | 0 | 0 | 0 | 0 | 0 | 0 | 0 | 0 | 0 | 0 | 0 | 0 | 0 | 0 | 0 | 0 | 0 | 0 | 0 | 0 | 0 | 0 | 0 | 0 | 0 | 0 | 0 | 0 | 0 | 0 | 0 | 1 | 0 | 0 | 0 | 0 | 0 | 0 | 1 | 0 | 0 | 0 | 0 | 0 | 0 | 0 | 0 | 0 | 0 | 0 | 0 | 0 | 0 | 0 | 0 | 0 | 0 | 0 | 0 | 0 | 0 | 0 | 0 | 0 | 0 | 0 | 0 | 0 | 0 | 0 | 0 | 0 | 0 | 0 | 0 | 0 | 1 |  | 0 | 0 | 0 | 0 | 0 | 0 | 0 | 0 | 0 | 0 | 0 | 0 | 0 | 0 | 0 | 0 | 0 | 0 | 0 | 0 | 0 | 0 | 0 | 0 | 0 | 0 | 0 | 0 | 0 | 0 | 1 | 0 | 0 | 0 | 0 | 0 | -1284.3465 | 756.7514 | 4410.527 | Tesla-Bellota 230 kV line | Tesla-Bellota 230 kV line | Tesla-Bellota 230 kV line |  | 0 | 1 | 0 | 0 | 0 | 0 | -984.3465 | 1056.7514 | 4410.527 | Tesla-Bellota 230 kV line | Tesla-Bellota 230 kV line | Tesla-Bellota 230 kV line |  | 5 | 4 | YES | 4 | 1 | 1 | NO | 1
PG&E GBA | Monta Vista | 60 | 0 | 0 | 0 | 0 | 0 | 0 | 0 | 0 | 0 | 0 | 0 | 0 | 0 | 0 | 0 | 0 | 0 | 0 | 0 | 0 | 0 | 0 | 0 | 0 | 0 | 0 | 0 | 0 | 0 | 0 | 0 | 0 | 0 | 0 | 0 | 0 | 0 | 0 | 0 | 0 | 0 | 0 | 0 | 0 | 0 | 0 | 0 | 0 | 0 | 0 | 0 | 0 | 1 | 0 | 0 | 0 | 0 | 0 | 0 | 1 | 0 | 0 | 0 | 0 | 0 | 0 | 0 | 0 | 0 | 0 | 0 | 0 | 0 | 0 | 0 | 0 | 0 | 0 | 0 | 0 | 0 | 0 | 0 | 0 | 0 | 0 | 0 | 0 | 0 | 0 | 0 | 0 | 0 | 0 | 0 | 0 | 1 | 1 |  | 0 | 0 | 0 | 0 | 0 | 0 | 0 | 0 | 0 | 0 | 0 | 0 | 0 | 0 | 0 | 0 | 0 | 0 | 0 | 0 | 0 | 0 | 0 | 0 | 0 | 0 | 0 | 0 | 0 | 0 | 1 | 0 | 0 | 0 | 0 | 0 | -1284.3465 | 756.7514 | 4410.527 | Tesla-Bellota 230 kV line | Tesla-Bellota 230 kV line | Tesla-Bellota 230 kV line |  | 0 | 1 | 0 | 0 | 0 | 0 | -984.3465 | 1056.7514 | 4410.527 | Tesla-Bellota 230 kV line | Tesla-Bellota 230 kV line | Tesla-Bellota 230 kV line |  | 5 | 4 | YES | 4 | 1 | 1 | NO | 1
PG&E NGBA | Monticello | 115 | 0 | 0 | 0 | 0 | 0 | 0 | 0 | 0 | 0 | 0 | 0 | 0 | 0 | 0 | 0 | 0 | 0 | 0 | 0 | 0 | 0 | 0 | 0 | 0 | 0 | 0 | 0 | 0 | 0 | 0 | 0 | 0 | 0 | 0 | 0 | 0 | 0 | 0 | 0 | 1 | 0 | 1 | 0 | 0 | 0 | 0 | 0 | 0 | 0 | 0 | 0 | 1 | 1 | 1 | 1 | 1 | 0 | 0 | 0 | 0 | 0 | 0 | 0 | 0 | 0 | 1 | 1 | 0 | 0 | 0 | 0 | 0 | 0 | 0 | 0 | 0 | 0 | 0 | 0 | 0 | 0 | 0 | 0 | 0 | 0 | 0 | 0 | 0 | 0 | 0 | 0 | 0 | 0 | 0 | 0 | 0 | 0 | 2 |  | 0 | 0 | 0 | 0 | 0 | 0 | 0 | 0 | 0 | 0 | 0 | 0 | 0 | 0 | 0 | 0 | 0 | 0 | 0 | 0 | 0 | 0 | 0 | 0 | 0 | 0 | 0 | 0 | 0 | 0 | 5 | 0 | 3 | 0 | 0 | 0 | -3003.69 | -386.164 | 745.85 | Collinsville-Tesla 500 kV Line | Windmaster-Delta pumps 230 kV line | Birds Landing-Contra Costa 230kV Line |  | 0 | 0 | 0 | 0 | 0 | 0 | 690.8 | 744.68 | 745.85 | Cortina-Eagle Rock 115 kV line | Cortina-Eagle Rock 115 kV line | Birds Landing-Contra Costa 230kV Line |  | 5 | 1 | YES | 2 | 1 | 1 | NO | 1
SCE Northern | Moorpark | 230 | 0 | 0 | 1 | 0 | 1 | 0 | 0 | 0 | 0 | 0 | 0 | 0 | 0 | 0 | 0 | 0 | 0 | 0 | 0 | 0 | 0 | 0 | 0 | 0 | 1 | 0 | 0 | 0 | 0 | 0 | 0 | 0 | 0 | 0 | 0 | 0 | 0 | 0 | 0 | 0 | 0 | 0 | 0 | 0 | 0 | 0 | 0 | 0 | 0 | 0 | 0 | 0 | 0 | 0 | 0 | 0 | 0 | 0 | 0 | 0 | 0 | 0 | 0 | 0 | 0 | 0 | 0 | 0 | 0 | 0 | 0 | 0 | 0 | 0 | 0 | 0 | 0 | 0 | 0 | 0 | 0 | 0 | 0 | 0 | 0 | 0 | 0 | 0 | 0 | 0 | 0 | 0 | 0 | 0 | 0 | 0 | 0 | 0 |  | 0 | 0 | 0 | 0 | 0 | 0 | 0 | 0 | 0 | 0 | 0 | 0 | 0 | 0 | 0 | 0 | 0 | 0 | 0 | 0 | 0 | 0 | 0 | 0 | 0 | 0 | 350 | 150 | 0 | 1 | 1 | 0 | 0 | 0 | 0 | 0 | -1982.555 | 646.5 | 3256 | Lugo - Victorville area constraint | Moorpark-Pardee Constraint | Moorpark-Pardee Constraint |  | 0 | 0 | 0 | 0 | 0 | 0 | 339 | 646.5 | 3256 | Moorpark-Pardee Constraint | Moorpark-Pardee Constraint | Moorpark-Pardee Constraint |  | 5 | 1 | YES | 2 | 1 | 1 | NO | 1
SCE Northern | Moorpark | 66 | 0 | 0 | 1 | 0 | 1 | 0 | 0 | 0 | 0 | 0 | 0 | 0 | 0 | 0 | 0 | 0 | 0 | 0 | 0 | 0 | 0 | 0 | 0 | 0 | 1 | 0 | 0 | 0 | 0 | 0 | 0 | 0 | 0 | 0 | 0 | 0 | 0 | 0 | 0 | 0 | 0 | 0 | 0 | 0 | 0 | 0 | 0 | 0 | 0 | 0 | 0 | 0 | 0 | 0 | 0 | 0 | 0 | 0 | 0 | 0 | 0 | 0 | 0 | 0 | 0 | 0 | 0 | 0 | 0 | 0 | 0 | 0 | 0 | 0 | 0 | 0 | 0 | 0 | 0 | 0 | 0 | 0 | 0 | 0 | 0 | 0 | 0 | 0 | 0 | 0 | 0 | 0 | 0 | 0 | 0 | 0 | 0 | 0 |  | 0 | 0 | 0 | 0 | 0 | 0 | 0 | 0 | 0 | 0 | 0 | 0 | 0 | 0 | 0 | 0 | 0 | 0 | 0 | 0 | 0 | 0 | 0 | 0 | 0 | 0 | 0 | 0 | 0 | 0 | 1 | 0 | 0 | 0 | 0 | 0 | -1982.555 | 646.5 | 3256 | Lugo - Victorville area constraint | Moorpark-Pardee Constraint | Moorpark-Pardee Constraint |  | 0 | 0 | 0 | 0 | 0 | 0 | 339 | 646.5 | 3256 | Moorpark-Pardee Constraint | Moorpark-Pardee Constraint | Moorpark-Pardee Constraint |  | 5 | 1 | YES | 2 | 1 | 1 | NO | 1
PG&E GBA | Moraga | 115 | 0 | 0 | 0 | 0 | 0 | 0 | 0 | 0 | 0 | 0 | 0 | 0 | 0 | 0 | 0 | 0 | 0 | 0 | 0 | 0 | 0 | 0 | 0 | 0 | 0 | 0 | 0 | 0 | 0 | 0 | 0 | 0 | 0 | 0 | 0 | 0 | 0 | 0 | 0 | 1 | 0 | 0 | 0 | 0 | 0 | 0 | 0 | 0 | 0 | 0 | 0 | 0 | 1 | 0 | 0 | 1 | 0 | 0 | 0 | 0 | 0 | 0 | 0 | 0 | 0 | 0 | 0 | 0 | 0 | 0 | 0 | 0 | 0 | 0 | 0 | 0 | 0 | 0 | 0 | 0 | 0 | 0 | 0 | 0 | 0 | 0 | 0 | 0 | 0 | 0 | 0 | 0 | 0 | 0 | 0 | 0 | 0 | 1 |  | 0 | 0 | 0 | 0 | 0 | 0 | 0 | 0 | 0 | 0 | 0 | 0 | 0 | 0 | 0 | 0 | 0 | 0 | 0 | 0 | 0 | 0 | 0 | 0 | 0 | 0 | 0 | 0 | 0 | 0 | 2 | 0 | 1 | 0 | 0 | 0 | -3003.69 | -263.757 | 4918.8858 | Collinsville-Tesla 500 kV Line | Collinsville-Tesla 500 kV Line | Collinsville-Tesla 500 kV Line |  | 0 | 0 | 0 | 0 | 0 | 0 | 2092.35 | 2528.83 | 4918.8858 | Sobrante-Moraga 230 kV line | Sobrante-Moraga 230 kV line | Collinsville-Tesla 500 kV Line |  | 5 | 1 | YES | 2 | 1 | 1 | NO | 1
PG&E GBA | Moraga | 230 | 0 | 0 | 0 | 0 | 0 | 0 | 0 | 0 | 0 | 0 | 0 | 0 | 0 | 0 | 0 | 0 | 0 | 0 | 0 | 0 | 0 | 0 | 0 | 0 | 0 | 0 | 0 | 0 | 0 | 0 | 0 | 0 | 0 | 0 | 0 | 0 | 0 | 0 | 0 | 1 | 0 | 0 | 0 | 0 | 0 | 0 | 0 | 0 | 0 | 0 | 0 | 0 | 1 | 1 | 1 | 1 | 0 | 0 | 0 | 1 | 0 | 1 | 0 | 0 | 0 | 1 | 0 | 0 | 0 | 0 | 0 | 0 | 0 | 0 | 0 | 0 | 0 | 0 | 0 | 0 | 0 | 0 | 0 | 0 | 0 | 0 | 0 | 0 | 0 | 0 | 0 | 0 | 0 | 0 | 0 | 0 | 0 | 1 |  | 0 | 0 | 0 | 0 | 0 | 0 | 0 | 0 | 0 | 0 | 0 | 0 | 0 | 0 | 0 | 0 | 0 | 0 | 0 | 0 | 0 | 0 | 0 | 0 | 0 | 0 | 0 | 0 | 0 | 0 | 5 | 0 | 2 | 0 | 0 | 0 | -3003.69 | -386.164 | 1214.56 | Collinsville-Tesla 500 kV Line | Windmaster-Delta pumps 230 kV line | Grant - Eastshore #2 line 115 kV |  | 0 | 1 | 0 | 0 | 0 | 0 | -984.3465 | 962.4 | 1214.56 | Tesla-Bellota 230 kV line | Grant - Eastshore #2 line 115 kV | Grant - Eastshore #2 line 115 kV |  | 5 | 4 | YES | 4 | 1 | 1 | NO | 1
PG&E GBA | Morgan Hill | 115 | 0 | 0 | 0 | 0 | 0 | 0 | 0 | 0 | 0 | 0 | 0 | 0 | 0 | 0 | 0 | 0 | 0 | 0 | 0 | 0 | 0 | 0 | 0 | 0 | 0 | 0 | 0 | 0 | 0 | 0 | 0 | 0 | 0 | 0 | 0 | 0 | 0 | 0 | 0 | 0 | 0 | 0 | 0 | 0 | 0 | 0 | 0 | 0 | 0 | 0 | 0 | 0 | 1 | 0 | 0 | 1 | 0 | 0 | 0 | 1 | 0 | 0 | 0 | 0 | 1 | 0 | 0 | 0 | 0 | 0 | 0 | 0 | 0 | 0 | 0 | 0 | 0 | 0 | 0 | 0 | 0 | 0 | 0 | 0 | 0 | 0 | 0 | 0 | 0 | 0 | 0 | 0 | 0 | 0 | 0 | 0 | 0 | 1 |  | 0 | 0 | 0 | 0 | 0 | 0 | 0 | 0 | 0 | 0 | 0 | 0 | 0 | 0 | 0 | 0 | 0 | 0 | 0 | 0 | 0 | 0 | 0 | 0 | 0 | 0 | 0 | 0 | 0 | 0 | 2 | 0 | 0 | 0 | 0 | 0 | -1284.3465 | 344.91 | 296.38 | Tesla-Bellota 230 kV line | Morganhill-Metcalf 115kV Line | Morganhill-Metcalf 115kV Line |  | 0 | 1 | 0 | 0 | 0 | 0 | -984.3465 | 344.91 | 296.38 | Tesla-Bellota 230 kV line | Morganhill-Metcalf 115kV Line | Morganhill-Metcalf 115kV Line |  | 5 | 4 | YES | 4 | 1 | 1 | NO | 1
PG&E KERN | Morro Bay | 115 | 0 | 0 | 0 | 0 | 0 | 0 | 0 | 0 | 0 | 0 | 0 | 0 | 0 | 0 | 0 | 0 | 0 | 0 | 0 | 0 | 0 | 0 | 0 | 0 | 0 | 0 | 0 | 0 | 0 | 0 | 0 | 0 | 0 | 0 | 0 | 0 | 0 | 0 | 0 | 0 | 0 | 0 | 0 | 0 | 0 | 0 | 0 | 0 | 0 | 0 | 0 | 0 | 0 | 0 | 0 | 0 | 0 | 0 | 0 | 0 | 0 | 0 | 0 | 0 | 0 | 0 | 0 | 1 | 1 | 0 | 0 | 0 | 0 | 0 | 0 | 0 | 0 | 0 | 0 | 1 | 0 | 0 | 0 | 0 | 0 | 1 | 0 | 0 | 0 | 0 | 0 | 0 | 0 | 0 | 0 | 1 | 0 | 1 |  | 0 | 0 | 0 | 0 | 0 | 0 | 0 | 0 | 0 | 0 | 0 | 0 | 0 | 0 | 0 | 0 | 0 | 0 | 0 | 0 | 0 | 0 | 0 | 0 | 0 | 0 | 0 | 0 | 0 | 0 | 0 | 0 | 0 | 0 | 0 | 0 | 35.715 | 4.0117 | 3.675 | Cal Flat-Gates 230 kV line | Cal Flat-Gates 230 kV line | Cal Flat-Gates 230 kV line |  | 0 | 0 | 0 | 0 | 0 | 0 | 35.715 | 4.0117 | 3.675 | Cal Flat-Gates 230 kV line | Cal Flat-Gates 230 kV line | Cal Flat-Gates 230 kV line |  | 1 | 1 | NO | 1 | 1 | 1 | NO | 1
PG&E KERN | Morro Bay | 230 | 0 | 0 | 0 | 0 | 0 | 0 | 0 | 0 | 0 | 0 | 0 | 0 | 0 | 0 | 0 | 0 | 0 | 0 | 0 | 0 | 0 | 0 | 0 | 0 | 0 | 0 | 0 | 0 | 0 | 0 | 0 | 0 | 0 | 0 | 0 | 0 | 0 | 0 | 0 | 0 | 0 | 0 | 0 | 0 | 0 | 0 | 0 | 0 | 0 | 0 | 0 | 0 | 0 | 0 | 0 | 0 | 0 | 0 | 0 | 0 | 0 | 0 | 0 | 0 | 0 | 0 | 0 | 1 | 0 | 0 | 0 | 0 | 0 | 0 | 0 | 0 | 0 | 0 | 1 | 1 | 0 | 0 | 0 | 0 | 0 | 0 | 0 | 0 | 0 | 0 | 0 | 0 | 0 | 0 | 1 | 1 | 0 | 0 |  | 0 | 0 | 0 | 0 | 0 | 0 | 0 | 0 | 0 | 0 | 0 | 0 | 0 | 0 | 0 | 0 | 0 | 0 | 0 | 0 | 0 | 0 | 0 | 0 | 0 | 0 | 0 | 0 | 0 | 0 | 1 | 0 | 0 | 0 | 0 | 1 | -1872.365 | 4.0117 | -2894.0969 | Mustang-Henrietta 230 kV line | Cal Flat-Gates 230 kV line | Mustang-Henrietta 230 kV line |  | 0 | 0 | 0 | 0 | 0 | 1 | 35.715 | 4.0117 | -415.0969 | Cal Flat-Gates 230 kV line | Cal Flat-Gates 230 kV line | Mustang-Henrietta 230 kV line |  | 5 | 1 | YES | 2 | 4 | 4 | NO | 4
PG&E KERN | Morro Bay | 500 | 0 | 0 | 0 | 0 | 0 | 0 | 0 | 0 | 0 | 0 | 0 | 0 | 0 | 0 | 0 | 0 | 0 | 0 | 0 | 0 | 0 | 0 | 0 | 0 | 0 | 0 | 0 | 0 | 0 | 0 | 0 | 0 | 0 | 0 | 0 | 0 | 0 | 0 | 0 | 0 | 0 | 0 | 0 | 0 | 0 | 0 | 0 | 0 | 0 | 0 | 0 | 0 | 0 | 0 | 0 | 0 | 0 | 0 | 0 | 0 | 0 | 0 | 0 | 0 | 0 | 0 | 0 | 0 | 0 | 0 | 0 | 0 | 0 | 0 | 0 | 0 | 0 | 0 | 0 | 0 | 0 | 0 | 0 | 0 | 0 | 0 | 0 | 0 | 0 | 0 | 0 | 0 | 0 | 1 | 1 | 0 | 0 | 0 |  | 0 | 0 | 0 | 0 | 0 | 0 | 0 | 0 | 0 | 0 | 0 | 0 | 0 | 0 | 0 | 0 | 0 | 0 | 0 | 0 | 0 | 2375 | 0 | 0 | 0 | 0 | 0 | 0 | 0 | 1 | 1 | 0 | 0 | 0 | 0 | 1 | -1872.365 | 158.2197 | -2894.0969 | Mustang-Henrietta 230 kV line | Mustang-Henrietta 230 kV line | Mustang-Henrietta 230 kV line |  | 0 | 0 | 0 | 0 | 0 | 1 | 606.635 | 2637.2197 | -415.0969 | Mustang-Henrietta 230 kV line | Mustang-Henrietta 230 kV line | Mustang-Henrietta 230 kV line |  | 5 | 1 | YES | 2 | 4 | 4 | NO | 4
PG&E GBA | Moss Landing | 115 | 0 | 0 | 0 | 0 | 0 | 0 | 0 | 0 | 0 | 0 | 0 | 0 | 0 | 0 | 0 | 0 | 0 | 0 | 0 | 0 | 0 | 0 | 0 | 0 | 0 | 0 | 0 | 0 | 0 | 0 | 0 | 0 | 0 | 0 | 0 | 0 | 0 | 0 | 0 | 0 | 0 | 0 | 0 | 0 | 0 | 0 | 0 | 0 | 0 | 0 | 0 | 0 | 0 | 0 | 0 | 1 | 0 | 0 | 0 | 1 | 0 | 0 | 0 | 0 | 1 | 0 | 0 | 0 | 0 | 0 | 0 | 0 | 0 | 0 | 0 | 0 | 0 | 0 | 0 | 0 | 0 | 0 | 0 | 0 | 0 | 0 | 0 | 0 | 0 | 0 | 0 | 0 | 0 | 0 | 0 | 0 | 1 | 0 |  | 0 | 0 | 0 | 0 | 0 | 0 | 0 | 0 | 0 | 0 | 0 | 0 | 0 | 0 | 0 | 0 | 0 | 0 | 0 | 0 | 0 | 0 | 0 | 0 | 0 | 0 | 0 | 0 | 0 | 0 | 2 | 0 | 0 | 0 | 0 | 0 | -1284.3465 | 344.91 | 296.38 | Tesla-Bellota 230 kV line | Morganhill-Metcalf 115kV Line | Morganhill-Metcalf 115kV Line |  | 0 | 1 | 0 | 0 | 0 | 0 | -984.3465 | 344.91 | 296.38 | Tesla-Bellota 230 kV line | Morganhill-Metcalf 115kV Line | Morganhill-Metcalf 115kV Line |  | 5 | 4 | YES | 4 | 1 | 1 | NO | 1
PG&E GBA | Moss Landing | 230 | 0 | 0 | 0 | 0 | 0 | 0 | 0 | 0 | 0 | 0 | 0 | 0 | 0 | 0 | 0 | 0 | 0 | 0 | 0 | 0 | 0 | 0 | 0 | 0 | 0 | 0 | 0 | 0 | 0 | 0 | 0 | 0 | 0 | 0 | 0 | 0 | 0 | 0 | 0 | 0 | 0 | 0 | 0 | 0 | 0 | 0 | 0 | 0 | 0 | 0 | 0 | 0 | 0 | 0 | 0 | 1 | 0 | 0 | 0 | 1 | 0 | 0 | 0 | 0 | 1 | 0 | 0 | 0 | 0 | 0 | 0 | 0 | 0 | 0 | 0 | 0 | 0 | 0 | 0 | 0 | 0 | 0 | 0 | 0 | 0 | 0 | 0 | 0 | 0 | 0 | 0 | 0 | 0 | 0 | 0 | 0 | 1 | 0 |  | 0 | 0 | 0 | 0 | 0 | 0 | 0 | 0 | 0 | 0 | 0 | 0 | 0 | 0 | 0 | 0 | 0 | 0 | 0 | 0 | 0 | 0 | 0 | 0 | 0 | 0 | 0 | 0 | 0 | 0 | 2 | 0 | 0 | 0 | 0 | 0 | -1284.3465 | 344.91 | 296.38 | Tesla-Bellota 230 kV line | Morganhill-Metcalf 115kV Line | Morganhill-Metcalf 115kV Line |  | 0 | 1 | 0 | 0 | 0 | 0 | -984.3465 | 344.91 | 296.38 | Tesla-Bellota 230 kV line | Morganhill-Metcalf 115kV Line | Morganhill-Metcalf 115kV Line |  | 5 | 4 | YES | 4 | 1 | 1 | NO | 1
PG&E GBA | Moss Landing | 500 | 0 | 0 | 0 | 0 | 0 | 0 | 0 | 0 | 0 | 0 | 0 | 0 | 0 | 0 | 0 | 0 | 0 | 0 | 0 | 0 | 0 | 0 | 0 | 0 | 0 | 0 | 0 | 0 | 0 | 0 | 0 | 0 | 0 | 0 | 0 | 0 | 0 | 0 | 0 | 1 | 0 | 0 | 0 | 0 | 0 | 0 | 0 | 0 | 0 | 0 | 0 | 0 | 0 | 0 | 0 | 1 | 0 | 0 | 0 | 1 | 0 | 0 | 0 | 0 | 0 | 0 | 0 | 0 | 0 | 0 | 0 | 0 | 0 | 0 | 0 | 0 | 0 | 0 | 0 | 0 | 0 | 0 | 0 | 0 | 0 | 0 | 0 | 0 | 0 | 0 | 0 | 0 | 0 | 0 | 0 | 0 | 1 | 0 |  | 0 | 0 | 0 | 0 | 0 | 0 | 0 | 0 | 0 | 0 | 0 | 0 | 0 | 0 | 0 | 0 | 0 | 0 | 0 | 0 | 0 | 0 | 0 | 0 | 0 | 0 | 0 | 400 | 0 | 1 | 3 | 0 | 1 | 0 | 0 | 0 | -3003.69 | -263.757 | 4410.527 | Collinsville-Tesla 500 kV Line | Collinsville-Tesla 500 kV Line | Tesla-Bellota 230 kV line |  | 0 | 1 | 0 | 0 | 0 | 0 | -984.3465 | 1056.7514 | 4410.527 | Tesla-Bellota 230 kV line | Tesla-Bellota 230 kV line | Tesla-Bellota 230 kV line |  | 5 | 4 | YES | 4 | 1 | 1 | NO | 1
EOP | Mountain Pass | 115 | 0 | 0 | 0 | 0 | 0 | 0 | 0 | 0 | 0 | 0 | 0 | 0 | 0 | 0 | 0 | 0 | 0 | 0 | 0 | 0 | 0 | 0 | 0 | 1 | 1 | 0 | 0 | 0 | 0 | 0 | 0 | 0 | 0 | 0 | 0 | 0 | 0 | 0 | 0 | 0 | 0 | 0 | 0 | 0 | 0 | 0 | 0 | 0 | 0 | 0 | 0 | 0 | 0 | 0 | 0 | 0 | 0 | 0 | 0 | 0 | 0 | 0 | 0 | 0 | 0 | 0 | 0 | 0 | 0 | 0 | 0 | 0 | 0 | 0 | 0 | 0 | 0 | 0 | 0 | 0 | 0 | 0 | 0 | 0 | 0 | 0 | 0 | 0 | 0 | 0 | 0 | 0 | 0 | 0 | 0 | 0 | 0 | 1 |  | 0 | 0 | 0 | 0 | 0 | 0 | 0 | 0 | 0 | 0 | 0 | 0 | 0 | 0 | 0 | 0 | 0 | 0 | 0 | 0 | 0 | 0 | 0 | 0 | 0 | 0 | 0 | 0 | 0 | 0 | 1 | 1 | 0 | 0 | 0 | 0 | -1982.555 | 640.59 | 1134.96 | Lugo - Victorville area constraint | Sloan Canyon - Eldorado 500 kV constraint | Sloan Canyon - Eldorado 500 kV constraint |  | 0 | 1 | 0 | 0 | 0 | 0 | -68.75 | 640.59 | 1134.96 | Sloan Canyon - Eldorado 500 kV constraint | Sloan Canyon - Eldorado 500 kV constraint | Sloan Canyon - Eldorado 500 kV constraint |  | 5 | 3 | YES | 3 | 1 | 1 | NO | 1
PG&E GBA | Mountain View | 115 | 0 | 0 | 0 | 0 | 0 | 0 | 0 | 0 | 0 | 0 | 0 | 0 | 0 | 0 | 0 | 0 | 0 | 0 | 0 | 0 | 0 | 0 | 0 | 0 | 0 | 0 | 0 | 0 | 0 | 0 | 0 | 0 | 0 | 0 | 0 | 0 | 0 | 0 | 0 | 0 | 0 | 0 | 0 | 0 | 0 | 0 | 0 | 0 | 0 | 0 | 0 | 0 | 1 | 0 | 0 | 1 | 0 | 0 | 0 | 0 | 0 | 0 | 0 | 0 | 0 | 0 | 0 | 0 | 0 | 0 | 0 | 0 | 0 | 0 | 0 | 0 | 0 | 0 | 0 | 0 | 0 | 0 | 0 | 0 | 0 | 0 | 0 | 0 | 0 | 0 | 0 | 0 | 0 | 0 | 0 | 0 | 1 | 1 |  | 0 | 0 | 0 | 0 | 0 | 0 | 0 | 0 | 0 | 0 | 0 | 0 | 0 | 0 | 0 | 0 | 0 | 0 | 0 | 0 | 0 | 0 | 0 | 0 | 0 | 0 | 0 | 0 | 0 | 0 | 1 | 0 | 0 | 0 | 0 | 0 | -52.9465 | 1178.51 | 5644.828 | Tesla-Tracy-Pump 230 kV line #2 | NEW-Metcalf-Mosslanding 500kV | Sobrante-Moraga 230 kV line |  | 0 | 0 | 0 | 0 | 0 | 0 | 936.65 | 1178.51 | 5644.828 | NEW-Metcalf-Mosslanding 500kV | NEW-Metcalf-Mosslanding 500kV | Sobrante-Moraga 230 kV line |  | 5 | 1 | YES | 2 | 1 | 1 | NO | 1
PG&E GBA | Mt Eden | 115 | 0 | 0 | 0 | 0 | 0 | 0 | 0 | 0 | 0 | 0 | 0 | 0 | 0 | 0 | 0 | 0 | 0 | 0 | 0 | 0 | 0 | 0 | 0 | 0 | 0 | 0 | 0 | 0 | 0 | 0 | 0 | 0 | 0 | 0 | 0 | 0 | 0 | 0 | 0 | 1 | 0 | 0 | 0 | 0 | 0 | 0 | 0 | 0 | 0 | 0 | 0 | 0 | 1 | 0 | 0 | 0 | 0 | 0 | 0 | 0 | 0 | 0 | 0 | 0 | 0 | 0 | 0 | 0 | 0 | 0 | 0 | 0 | 0 | 0 | 0 | 0 | 0 | 0 | 0 | 0 | 0 | 0 | 0 | 0 | 0 | 0 | 0 | 0 | 0 | 0 | 0 | 0 | 0 | 0 | 0 | 0 | 0 | 1 |  | 0 | 0 | 0 | 0 | 0 | 0 | 0 | 0 | 0 | 0 | 0 | 0 | 0 | 0 | 0 | 0 | 0 | 0 | 0 | 0 | 0 | 0 | 0 | 0 | 0 | 0 | 0 | 0 | 0 | 0 | 1 | 0 | 1 | 0 | 0 | 0 | -3003.69 | -263.757 | 4918.8858 | Collinsville-Tesla 500 kV Line | Collinsville-Tesla 500 kV Line | Collinsville-Tesla 500 kV Line |  | 0 | 0 | 0 | 0 | 0 | 0 | 2092.35 | 2528.83 | 4918.8858 | Sobrante-Moraga 230 kV line | Sobrante-Moraga 230 kV line | Collinsville-Tesla 500 kV Line |  | 5 | 1 | YES | 2 | 1 | 1 | NO | 1
PG&E KERN | Mt Poso | 115 | 0 | 0 | 0 | 0 | 0 | 0 | 0 | 0 | 0 | 0 | 0 | 0 | 0 | 0 | 0 | 0 | 0 | 0 | 0 | 0 | 0 | 0 | 0 | 0 | 0 | 0 | 0 | 0 | 0 | 0 | 0 | 0 | 0 | 0 | 0 | 0 | 0 | 0 | 0 | 0 | 0 | 0 | 0 | 0 | 0 | 0 | 0 | 0 | 0 | 0 | 0 | 0 | 0 | 0 | 0 | 0 | 0 | 0 | 0 | 0 | 0 | 0 | 0 | 0 | 0 | 0 | 0 | 1 | 1 | 0 | 0 | 0 | 0 | 0 | 0 | 1 | 0 | 0 | 0 | 1 | 0 | 0 | 0 | 0 | 0 | 0 | 0 | 0 | 0 | 0 | 0 | 0 | 0 | 0 | 0 | 0 | 0 | 0 |  | 0 | 0 | 0 | 0 | 0 | 0 | 0 | 0 | 0 | 0 | 0 | 0 | 0 | 0 | 0 | 0 | 0 | 0 | 0 | 0 | 0 | 0 | 0 | 0 | 0 | 0 | 0 | 0 | 0 | 0 | 0 | 0 | 0 | 0 | 0 | 0 | 35.715 | 4.0117 | 3.675 | Cal Flat-Gates 230 kV line | Cal Flat-Gates 230 kV line | Cal Flat-Gates 230 kV line |  | 0 | 0 | 0 | 0 | 0 | 0 | 35.715 | 4.0117 | 3.675 | Cal Flat-Gates 230 kV line | Cal Flat-Gates 230 kV line | Cal Flat-Gates 230 kV line |  | 1 | 1 | NO | 1 | 1 | 1 | NO | 1
SDGE | Murray | 69 | 0 | 0 | 0 | 0 | 0 | 0 | 0 | 0 | 0 | 0 | 0 | 0 | 0 | 0 | 0 | 0 | 0 | 0 | 0 | 0 | 0 | 0 | 0 | 0 | 0 | 0 | 0 | 0 | 0 | 0 | 1 | 0 | 1 | 0 | 0 | 0 | 0 | 0 | 0 | 0 | 0 | 0 | 0 | 0 | 0 | 0 | 0 | 0 | 0 | 0 | 0 | 0 | 0 | 0 | 0 | 0 | 0 | 0 | 0 | 0 | 0 | 0 | 0 | 0 | 0 | 0 | 0 | 0 | 0 | 0 | 0 | 0 | 0 | 0 | 0 | 0 | 0 | 0 | 0 | 0 | 0 | 0 | 0 | 0 | 0 | 0 | 0 | 0 | 0 | 0 | 0 | 0 | 0 | 0 | 0 | 0 | 0 | 2 |  | 0 | 0 | 0 | 0 | 0 | 0 | 0 | 0 | 0 | 0 | 0 | 0 | 0 | 0 | 0 | 0 | 0 | 0 | 0 | 0 | 0 | 0 | 0 | 0 | 0 | 0 | 9 | 0 | 0 | 1 | 0 | 0 | 0 | 0 | 0 | 0 | 212.21 | 1790.805 | 8041.2844 | San Luis Rey-San Onofre 230 kV line constraint | San Luis Rey-San Onofre 230 kV line constraint | Encina - San Luis Rey 230 kV constraint |  | 0 | 0 | 0 | 0 | 0 | 0 | 212.21 | 1790.805 | 8041.2844 | San Luis Rey-San Onofre 230 kV line constraint | San Luis Rey-San Onofre 230 kV line constraint | Encina - San Luis Rey 230 kV constraint |  | 1 | 1 | NO | 1 | 1 | 1 | NO | 1
PG&E FRESNO | Mustang | 230 | 0 | 0 | 0 | 0 | 0 | 0 | 0 | 0 | 0 | 0 | 0 | 0 | 0 | 0 | 0 | 0 | 0 | 0 | 0 | 0 | 0 | 0 | 0 | 0 | 0 | 0 | 0 | 0 | 0 | 0 | 0 | 0 | 0 | 0 | 0 | 0 | 0 | 0 | 0 | 0 | 0 | 0 | 0 | 0 | 0 | 0 | 0 | 0 | 0 | 0 | 0 | 0 | 0 | 0 | 0 | 0 | 0 | 0 | 0 | 0 | 0 | 0 | 0 | 0 | 0 | 0 | 0 | 0 | 0 | 0 | 0 | 0 | 0 | 0 | 0 | 0 | 0 | 0 | 1 | 1 | 0 | 1 | 0 | 0 | 0 | 1 | 0 | 0 | 0 | 1 | 0 | 0 | 0 | 0 | 1 | 1 | 0 | 1 |  | 0 | 0 | 0 | 0 | 0 | 0 | 0 | 0 | 0 | -106.5 | 0 | 0 | 0 | 0 | 1 | 0 | 0 | 0 | 0 | 0 | 0 | 0 | 0 | 0 | 50 | 300 | 0 | 100 | 0 | 1 | 2 | 0 | 1 | 0 | 1 | 1 | -1872.365 | -946.4 | -2894.0969 | Mustang-Henrietta 230 kV line | Borden-Storey #1 230kV line | Mustang-Henrietta 230 kV line |  | 0 | 1 | 0 | 0 | 0 | 1 | -117.3 | 300.6 | -415.0969 | Borden-Storey #1 230kV line | Borden-Storey #1 230kV line | Mustang-Henrietta 230 kV line |  | 5 | 3 | YES | 3 | 5 | 4 | YES | 4
SCE Northern | Neenach | 66 | 1 | 0 | 1 | 0 | 0 | 0 | 0 | 1 | 0 | 0 | 0 | 0 | 0 | 0 | 0 | 0 | 0 | 0 | 0 | 0 | 0 | 0 | 0 | 0 | 0 | 0 | 0 | 0 | 0 | 0 | 0 | 0 | 0 | 0 | 0 | 0 | 0 | 0 | 0 | 0 | 0 | 0 | 0 | 0 | 0 | 0 | 0 | 0 | 0 | 0 | 0 | 0 | 0 | 0 | 0 | 0 | 0 | 0 | 0 | 0 | 0 | 0 | 0 | 0 | 0 | 0 | 0 | 0 | 0 | 0 | 0 | 0 | 0 | 0 | 0 | 0 | 0 | 0 | 0 | 0 | 0 | 0 | 0 | 0 | 0 | 0 | 0 | 0 | 0 | 0 | 0 | 0 | 0 | 0 | 0 | 0 | 0 | 0 |  | 0 | 0 | 0 | 0 | 0 | 0 | 0 | 0 | 0 | 0 | 0 | 0 | 0 | 0 | 0 | 0 | 0 | 0 | 0 | 0 | 0 | 0 | 0 | 0 | 0 | 0 | 0 | 0 | 0 | 0 | 0 | 0 | 0 | 0 | 0 | 0 | 0 | 0 | 0 | Antelope-Neenach Constraint | Antelope-Neenach Constraint | Antelope-Neenach Constraint |  | 0 | 0 | 0 | 0 | 0 | 0 | 0 | 0 | 0 | Antelope-Neenach Constraint | Antelope-Neenach Constraint | Antelope-Neenach Constraint |  | 1 | 1 | NO | 1 | 1 | 1 | NO | 1
PG&E KERN | New Sub - Gates - Midway (Proposed) | 230 | 0 | 0 | 0 | 0 | 0 | 0 | 0 | 0 | 0 | 0 | 0 | 0 | 0 | 0 | 0 | 0 | 0 | 0 | 0 | 0 | 0 | 0 | 0 | 0 | 0 | 0 | 0 | 0 | 0 | 0 | 0 | 0 | 0 | 0 | 0 | 0 | 0 | 0 | 0 | 0 | 0 | 0 | 0 | 0 | 0 | 0 | 0 | 0 | 0 | 0 | 0 | 0 | 0 | 0 | 0 | 0 | 0 | 0 | 0 | 0 | 0 | 0 | 0 | 0 | 0 | 0 | 0 | 0 | 0 | 0 | 0 | 0 | 0 | 0 | 0 | 0 | 0 | 0 | 1 | 1 | 0 | 0 | 0 | 0 | 0 | 0 | 0 | 0 | 0 | 0 | 0 | 0 | 0 | 0 | 1 | 0 | 0 | 0 |  | 0 | 0 | 0 | 0 | 0 | 0 | 0 | 0 | 0 | 0 | 0 | 0 | 0 | 0 | 0 | 0 | 0 | 0 | 0 | 0 | 0 | 0 | 0 | 0 | 100 | 790 | 238.5 | 125 | 0 | 1 | 1 | 0 | 0 | 0 | 0 | 1 | -1872.365 | 158.2197 | -2894.0969 | Mustang-Henrietta 230 kV line | Mustang-Henrietta 230 kV line | Mustang-Henrietta 230 kV line |  | 0 | 0 | 0 | 0 | 0 | 1 | 606.635 | 1202.3207 | -415.0969 | Mustang-Henrietta 230 kV line | Gates 500/230kV TB #11 | Mustang-Henrietta 230 kV line |  | 5 | 1 | YES | 2 | 4 | 4 | NO | 4
PG&E KERN | New Sub - Gates - Templeton (Proposed) | 230 | 0 | 0 | 0 | 0 | 0 | 0 | 0 | 0 | 0 | 0 | 0 | 0 | 0 | 0 | 0 | 0 | 0 | 0 | 0 | 0 | 0 | 0 | 0 | 0 | 0 | 0 | 0 | 0 | 0 | 0 | 0 | 0 | 0 | 0 | 0 | 0 | 0 | 0 | 0 | 0 | 0 | 0 | 0 | 0 | 0 | 0 | 0 | 0 | 0 | 0 | 0 | 0 | 0 | 0 | 0 | 0 | 0 | 0 | 0 | 0 | 0 | 0 | 0 | 0 | 0 | 0 | 0 | 1 | 0 | 0 | 0 | 0 | 0 | 0 | 0 | 0 | 0 | 0 | 1 | 1 | 0 | 0 | 0 | 0 | 0 | 1 | 0 | 0 | 0 | 0 | 0 | 0 | 0 | 0 | 1 | 1 | 0 | 1 |  | 0 | 0 | 0 | 0 | 0 | 0 | 0 | 0 | 0 | 0 | 0 | 0 | 0 | 0 | 0 | 0 | 0 | 0 | 0 | 0 | 0 | 0 | 0 | 0 | 50 | 250 | 0 | 85 | 0 | 1 | 1 | 0 | 0 | 0 | 0 | 1 | -1872.365 | 4.0117 | -2894.0969 | Mustang-Henrietta 230 kV line | Cal Flat-Gates 230 kV line | Mustang-Henrietta 230 kV line |  | 0 | 0 | 0 | 0 | 0 | 1 | 35.715 | 4.0117 | -415.0969 | Cal Flat-Gates 230 kV line | Cal Flat-Gates 230 kV line | Mustang-Henrietta 230 kV line |  | 5 | 1 | YES | 2 | 4 | 4 | NO | 4
SCE NOL | New Sub - Kramer - Lugo (Proposed) | 230 | 0 | 0 | 0 | 0 | 0 | 0 | 0 | 0 | 0 | 0 | 0 | 1 | 1 | 1 | 0 | 0 | 0 | 0 | 0 | 0 | 0 | 0 | 0 | 0 | 0 | 0 | 0 | 0 | 0 | 0 | 0 | 0 | 0 | 0 | 0 | 0 | 0 | 0 | 0 | 0 | 0 | 0 | 0 | 0 | 0 | 0 | 0 | 0 | 0 | 0 | 0 | 0 | 0 | 0 | 0 | 0 | 0 | 0 | 0 | 0 | 0 | 0 | 0 | 0 | 0 | 0 | 0 | 0 | 0 | 0 | 0 | 0 | 0 | 0 | 0 | 0 | 0 | 0 | 0 | 0 | 0 | 0 | 0 | 0 | 0 | 0 | 0 | 0 | 0 | 0 | 0 | 0 | 0 | 0 | 0 | 0 | 0 | 3 |  | 0 | 0 | 0 | 0 | 0 | 0 | 0 | 0 | 0 | 0 | 0 | 0 | 0 | 0 | 0 | 0 | 0 | 0 | 0 | 0 | 0 | 0 | 0 | 0 | 0 | 0 | 0 | 0 | 0 | 0 | 0 | 2 | 0 | 0 | 0 | 0 | -83.1 | 8.05 | 1104.2638 | South of Kramer Area Constraint | South of Kramer Area Constraint | South of Kramer Area Constraint |  | 0 | 2 | 0 | 0 | 0 | 0 | -83.1 | 8.05 | 1104.2638 | South of Kramer Area Constraint | South of Kramer Area Constraint | South of Kramer Area Constraint |  | 3 | 3 | NO | 3 | 1 | 1 | NO | 1
PG&E FRESNO | New Sub - Los Banos - Midway (Proposed) | 500 | 0 | 0 | 0 | 0 | 0 | 0 | 0 | 0 | 0 | 0 | 0 | 0 | 0 | 0 | 0 | 0 | 0 | 0 | 0 | 0 | 0 | 0 | 0 | 0 | 0 | 0 | 0 | 0 | 0 | 0 | 0 | 0 | 0 | 0 | 0 | 0 | 0 | 0 | 0 | 0 | 0 | 0 | 0 | 0 | 0 | 0 | 0 | 0 | 0 | 0 | 0 | 0 | 0 | 0 | 0 | 0 | 0 | 0 | 0 | 0 | 0 | 0 | 0 | 0 | 0 | 0 | 0 | 0 | 0 | 0 | 0 | 0 | 0 | 0 | 0 | 0 | 0 | 0 | 0 | 0 | 0 | 0 | 0 | 0 | 0 | 0 | 0 | 0 | 0 | 0 | 0 | 0 | 0 | 0 | 1 | 0 | 0 | 0 |  | 0 | 0 | 0 | 0 | 0 | 0 | 0 | 0 | 0 | 0 | 0 | 0 | 0 | 0 | 0 | 0 | 0 | 0 | 0 | 0 | 0 | 0 | 0 | 0 | 600 | 400 | 0 | 175 | 0 | 1 | 1 | 0 | 0 | 0 | 0 | 1 | -1872.365 | 158.2197 | -2894.0969 | Mustang-Henrietta 230 kV line | Mustang-Henrietta 230 kV line | Mustang-Henrietta 230 kV line |  | 0 | 0 | 0 | 0 | 0 | 1 | 606.635 | 2637.2197 | -415.0969 | Mustang-Henrietta 230 kV line | Mustang-Henrietta 230 kV line | Mustang-Henrietta 230 kV line |  | 5 | 1 | YES | 2 | 4 | 4 | NO | 4
SCE NOL | New Sub - Lugo - Pisgah (Proposed) | 230 | 0 | 0 | 0 | 0 | 0 | 0 | 0 | 0 | 0 | 0 | 0 | 0 | 0 | 1 | 1 | 0 | 0 | 0 | 0 | 0 | 0 | 0 | 0 | 0 | 0 | 0 | 0 | 0 | 0 | 0 | 0 | 0 | 0 | 0 | 0 | 0 | 0 | 0 | 0 | 0 | 0 | 0 | 0 | 0 | 0 | 0 | 0 | 0 | 0 | 0 | 0 | 0 | 0 | 0 | 0 | 0 | 0 | 0 | 0 | 0 | 0 | 0 | 0 | 0 | 0 | 0 | 0 | 0 | 0 | 0 | 0 | 0 | 0 | 0 | 0 | 0 | 0 | 0 | 0 | 0 | 0 | 0 | 0 | 0 | 0 | 0 | 0 | 0 | 0 | 0 | 0 | 0 | 0 | 0 | 0 | 0 | 0 | 1 |  | 0 | 0 | 0 | 0 | 0 | 0 | 0 | 0 | 0 | 0 | 0 | 0 | 0 | 0 | 0 | 0 | 0 | 150 | 0 | 0 | 0 | 0 | 0 | 0 | 0 | 0 | 0 | 0 | 0 | 1 | 0 | 0 | 0 | 0 | 0 | 0 | 19 | 21.5 | 123.92 | Calcite to Lugo Area Constraint | Calcite to Lugo Area Constraint | Calcite to Lugo Area Constraint |  | 0 | 0 | 0 | 0 | 0 | 0 | 19 | 21.5 | 123.92 | Calcite to Lugo Area Constraint | Calcite to Lugo Area Constraint | Calcite to Lugo Area Constraint |  | 1 | 1 | NO | 1 | 1 | 1 | NO | 1
PG&E KERN | New Sub - Midway - Wheeler Ridge (Proposed) | 230 | 0 | 0 | 0 | 0 | 0 | 0 | 0 | 0 | 0 | 0 | 0 | 0 | 0 | 0 | 0 | 0 | 0 | 0 | 0 | 0 | 0 | 0 | 0 | 0 | 0 | 0 | 0 | 0 | 0 | 0 | 0 | 0 | 0 | 0 | 0 | 0 | 0 | 0 | 0 | 0 | 0 | 0 | 0 | 0 | 0 | 0 | 0 | 0 | 0 | 0 | 0 | 0 | 0 | 0 | 0 | 0 | 0 | 0 | 0 | 0 | 0 | 0 | 0 | 0 | 0 | 0 | 0 | 0 | 0 | 0 | 0 | 0 | 0 | 0 | 0 | 0 | 0 | 0 | 1 | 1 | 0 | 0 | 0 | 0 | 0 | 0 | 0 | 0 | 0 | 0 | 0 | 0 | 0 | 0 | 1 | 0 | 0 | 0 |  | 0 | 0 | 0 | 0 | 0 | 0 | 0 | 0 | 0 | 0 | 0 | 0 | 0 | 0 | 0 | 0 | 0 | 0 | 0 | 0 | 0 | 0 | 0 | 0 | 0 | 150 | 92 | 0 | 0 | 1 | 1 | 0 | 0 | 0 | 0 | 1 | -1872.365 | 158.2197 | -2894.0969 | Mustang-Henrietta 230 kV line | Mustang-Henrietta 230 kV line | Mustang-Henrietta 230 kV line |  | 0 | 0 | 0 | 0 | 0 | 1 | 606.635 | 1202.3207 | -415.0969 | Mustang-Henrietta 230 kV line | Gates 500/230kV TB #11 | Mustang-Henrietta 230 kV line |  | 5 | 1 | YES | 2 | 4 | 4 | NO | 4
PG&E NGBA | New Sub - Near existing Leavitt (PSREC) | 345 | 0 | 0 | 0 | 0 | 0 | 0 | 0 | 0 | 0 | 0 | 0 | 0 | 0 | 0 | 0 | 0 | 0 | 0 | 0 | 0 | 0 | 0 | 0 | 0 | 0 | 0 | 0 | 0 | 0 | 0 | 0 | 0 | 0 | 0 | 0 | 0 | 0 | 0 | 0 | 1 | 0 | 0 | 0 | 0 | 0 | 0 | 0 | 0 | 0 | 0 | 0 | 0 | 0 | 0 | 0 | 0 | 0 | 0 | 0 | 0 | 0 | 0 | 0 | 0 | 0 | 0 | 0 | 0 | 0 | 0 | 0 | 0 | 0 | 0 | 0 | 0 | 0 | 0 | 0 | 0 | 0 | 0 | 0 | 0 | 0 | 0 | 0 | 0 | 0 | 0 | 0 | 0 | 0 | 0 | 0 | 0 | 0 | 0 |  | 0 | 0 | 0 | 0 | 0 | 0 | 0 | 0 | 0 | 0 | 0 | 0 | 0 | 0 | 0 | 0 | 0 | 300 | 0 | 0 | 0 | 0 | 0 | 0 | 0 | 0 | 0 | 0 | 0 | 1 | 1 | 0 | 1 | 0 | 0 | 0 | -3003.69 | -263.757 | 4918.8858 | Collinsville-Tesla 500 kV Line | Collinsville-Tesla 500 kV Line | Collinsville-Tesla 500 kV Line |  | 0 | 0 | 0 | 0 | 0 | 0 | 5641.31 | 8381.243 | 4918.8858 | Collinsville-Tesla 500 kV Line | Collinsville-Tesla 500 kV Line | Collinsville-Tesla 500 kV Line |  | 5 | 1 | YES | 2 | 1 | 1 | NO | 1
PG&E NGBA | New Sub - Near existing Madeline (NVE) | 345 | 0 | 0 | 0 | 0 | 0 | 0 | 0 | 0 | 0 | 0 | 0 | 0 | 0 | 0 | 0 | 0 | 0 | 0 | 0 | 0 | 0 | 0 | 0 | 0 | 0 | 0 | 0 | 0 | 0 | 0 | 0 | 0 | 0 | 0 | 0 | 0 | 0 | 0 | 0 | 1 | 0 | 0 | 0 | 0 | 0 | 0 | 0 | 0 | 0 | 0 | 0 | 0 | 0 | 0 | 0 | 0 | 0 | 0 | 0 | 0 | 0 | 0 | 0 | 0 | 0 | 0 | 0 | 0 | 0 | 0 | 0 | 0 | 0 | 0 | 0 | 0 | 0 | 0 | 0 | 0 | 0 | 0 | 0 | 0 | 0 | 0 | 0 | 0 | 0 | 0 | 0 | 0 | 0 | 0 | 0 | 0 | 0 | 0 |  | 0 | 0 | 0 | 0 | 0 | 0 | 0 | 0 | 0 | 0 | 0 | 0 | 0 | 0 | 0 | 0 | 0 | 631.1 | 0 | 0 | 0 | 0 | 0 | 0 | 0 | 0 | 0 | 0 | 0 | 1 | 1 | 0 | 1 | 0 | 0 | 0 | -3003.69 | -263.757 | 4918.8858 | Collinsville-Tesla 500 kV Line | Collinsville-Tesla 500 kV Line | Collinsville-Tesla 500 kV Line |  | 0 | 0 | 0 | 0 | 0 | 0 | 5641.31 | 8381.243 | 4918.8858 | Collinsville-Tesla 500 kV Line | Collinsville-Tesla 500 kV Line | Collinsville-Tesla 500 kV Line |  | 5 | 1 | YES | 2 | 1 | 1 | NO | 1
SDGE | New Sub - North Gila - IV (Proposed) | 500 | 0 | 0 | 0 | 0 | 0 | 0 | 0 | 0 | 0 | 0 | 0 | 0 | 0 | 0 | 0 | 0 | 0 | 0 | 0 | 0 | 0 | 0 | 0 | 0 | 0 | 0 | 0 | 0 | 0 | 0 | 1 | 1 | 1 | 0 | 0 | 0 | 1 | 0 | 0 | 0 | 0 | 0 | 0 | 0 | 0 | 0 | 0 | 0 | 0 | 0 | 0 | 0 | 0 | 0 | 0 | 0 | 0 | 0 | 0 | 0 | 0 | 0 | 0 | 0 | 0 | 0 | 0 | 0 | 0 | 0 | 0 | 0 | 0 | 0 | 0 | 0 | 0 | 0 | 0 | 0 | 0 | 0 | 0 | 0 | 0 | 0 | 0 | 0 | 0 | 0 | 0 | 0 | 0 | 0 | 0 | 0 | 0 | 4 |  | 0 | 0 | 0 | 0 | 0 | 0 | 0 | 0 | 0 | 0 | 0 | 0 | 0 | 0 | 0 | 0 | 0 | 0 | 0 | 0 | 0 | 0 | 0 | 0 | 150 | 400 | 0 | 165 | 0 | 1 | 0 | 0 | 0 | 0 | 0 | 0 | 212.21 | 1444.17 | 1805.9044 | San Luis Rey-San Onofre 230 kV line constraint | Silvergate-Old Town 230 kV constraint | Silvergate-Old Town 230 kV constraint |  | 0 | 0 | 0 | 0 | 0 | 0 | 212.21 | 1444.17 | 1805.9044 | San Luis Rey-San Onofre 230 kV line constraint | Silvergate-Old Town 230 kV constraint | Silvergate-Old Town 230 kV constraint |  | 1 | 1 | NO | 1 | 1 | 1 | NO | 1
PG&E NGBA | New Sub - Pit 1 - Cottonwood (Proposed) | 230 | 0 | 0 | 0 | 0 | 0 | 0 | 0 | 0 | 0 | 0 | 0 | 0 | 0 | 0 | 0 | 0 | 0 | 0 | 0 | 0 | 0 | 0 | 0 | 0 | 0 | 0 | 0 | 0 | 0 | 0 | 0 | 0 | 0 | 0 | 0 | 0 | 0 | 0 | 0 | 1 | 0 | 0 | 0 | 1 | 0 | 0 | 0 | 0 | 0 | 0 | 0 | 0 | 0 | 0 | 0 | 0 | 0 | 0 | 0 | 0 | 0 | 0 | 0 | 0 | 0 | 0 | 0 | 0 | 0 | 0 | 0 | 0 | 0 | 0 | 0 | 0 | 0 | 0 | 0 | 0 | 0 | 0 | 0 | 0 | 0 | 0 | 0 | 0 | 0 | 0 | 0 | 0 | 0 | 0 | 0 | 0 | 0 | 0 |  | 0 | 0 | 0 | 0 | 0 | 0 | 0 | 0 | 0 | 0 | 0 | 0 | 0 | 0 | 0 | 0 | 0 | 200 | 6 | 0 | 0 | 0 | 0 | 0 | 0 | 0 | 0 | 0 | 0 | 1 | 2 | 0 | 2 | 0 | 0 | 1 | -3003.69 | -263.757 | -114.78 | Collinsville-Tesla 500 kV Line | Collinsville-Tesla 500 kV Line | Carberry-Round Mountain 230kV Line |  | 0 | 1 | 0 | 1 | 0 | 1 | -76.48 | -14.48 | -89.78 | Carberry-Round Mountain 230kV Line | Carberry-Round Mountain 230kV Line | Carberry-Round Mountain 230kV Line |  | 5 | 3 | YES | 3 | 3 | 3 | NO | 3
PG&E GBA | New Sub - Rancho Seco - Bellota (Proposed) | 230 | 0 | 0 | 0 | 0 | 0 | 0 | 0 | 0 | 0 | 0 | 0 | 0 | 0 | 0 | 0 | 0 | 0 | 0 | 0 | 0 | 0 | 0 | 0 | 0 | 0 | 0 | 0 | 0 | 0 | 0 | 0 | 0 | 0 | 0 | 0 | 0 | 0 | 0 | 0 | 0 | 0 | 0 | 0 | 0 | 0 | 1 | 0 | 0 | 0 | 0 | 0 | 0 | 0 | 0 | 0 | 0 | 0 | 0 | 0 | 1 | 1 | 0 | 0 | 0 | 0 | 0 | 0 | 0 | 0 | 0 | 0 | 0 | 0 | 0 | 0 | 0 | 0 | 0 | 0 | 0 | 0 | 0 | 0 | 0 | 0 | 0 | 0 | 0 | 0 | 0 | 0 | 0 | 0 | 0 | 0 | 0 | 0 | 0 |  | 0 | 0 | 0 | 0 | 0 | 0 | 0 | 0 | 0 | 0 | 0 | 0 | 0 | 0 | 0 | 0 | 0 | 0 | 0 | 0 | 0 | 0 | 0 | 0 | 0 | 0 | 0 | 0 | 0 | 0 | 2 | 0 | 1 | 0 | 0 | 0 | -1284.3465 | -127.6091 | 2364.9322 | Tesla-Bellota 230 kV line | Bellota-Weber 230kV line | Bellota-Weber 230kV line |  | 0 | 2 | 0 | 0 | 0 | 0 | -984.3465 | 332.3909 | 2364.9322 | Tesla-Bellota 230 kV line | Bellota-Weber 230kV line | Bellota-Weber 230kV line |  | 5 | 4 | YES | 4 | 1 | 1 | NO | 1
SDGE | New Sub - Suncrest - Ocotillo (Proposed) | 500 | 0 | 0 | 0 | 0 | 0 | 0 | 0 | 0 | 0 | 0 | 0 | 0 | 0 | 0 | 0 | 0 | 0 | 0 | 0 | 0 | 0 | 0 | 0 | 0 | 0 | 0 | 0 | 0 | 0 | 0 | 1 | 1 | 1 | 0 | 0 | 1 | 0 | 0 | 0 | 0 | 0 | 0 | 0 | 0 | 0 | 0 | 0 | 0 | 0 | 0 | 0 | 0 | 0 | 0 | 0 | 0 | 0 | 0 | 0 | 0 | 0 | 0 | 0 | 0 | 0 | 0 | 0 | 0 | 0 | 0 | 0 | 0 | 0 | 0 | 0 | 0 | 0 | 0 | 0 | 0 | 0 | 0 | 0 | 0 | 0 | 0 | 0 | 0 | 0 | 0 | 0 | 0 | 0 | 0 | 0 | 0 | 0 | 4 |  | 0 | 0 | 0 | 0 | 0 | 0 | 0 | 0 | 0 | 0 | 0 | 0 | 0 | 0 | 0 | 0 | 0 | 300 | 100 | 0 | 0 | 0 | 0 | 0 | 0 | 0 | 0 | 0 | 0 | 1 | 0 | 0 | 0 | 0 | 0 | 0 | 212.21 | 1790.805 | 4321.768 | San Luis Rey-San Onofre 230 kV line constraint | San Luis Rey-San Onofre 230 kV line constraint | Silvergate - Bay Blvd 230 kV constraint |  | 0 | 0 | 0 | 0 | 0 | 0 | 212.21 | 1790.805 | 4321.768 | San Luis Rey-San Onofre 230 kV line constraint | San Luis Rey-San Onofre 230 kV line constraint | Silvergate - Bay Blvd 230 kV constraint |  | 1 | 1 | NO | 1 | 1 | 1 | NO | 1
PG&E FRESNO | New Sub - Westley - Quinto (Proposed) | 230 | 0 | 0 | 0 | 0 | 0 | 0 | 0 | 0 | 0 | 0 | 0 | 0 | 0 | 0 | 0 | 0 | 0 | 0 | 0 | 0 | 0 | 0 | 0 | 0 | 0 | 0 | 0 | 0 | 0 | 0 | 0 | 0 | 0 | 0 | 0 | 0 | 0 | 0 | 0 | 0 | 0 | 0 | 0 | 0 | 0 | 0 | 0 | 0 | 0 | 0 | 0 | 0 | 0 | 0 | 0 | 0 | 0 | 0 | 0 | 0 | 0 | 0 | 0 | 0 | 0 | 0 | 0 | 0 | 0 | 0 | 0 | 0 | 0 | 0 | 0 | 0 | 0 | 0 | 0 | 0 | 0 | 0 | 0 | 0 | 0 | 1 | 0 | 0 | 0 | 0 | 0 | 0 | 0 | 0 | 0 | 0 | 0 | 1 |  | 0 | 0 | 0 | 0 | 0 | 0 | 0 | 0 | 0 | 0 | 0 | 0 | 0 | 0 | 0 | 0 | 0 | 0 | 0 | 0 | 0 | 0 | 0 | 0 | 0 | 0 | 0 | 0 | 0 | 0 | 0 | 0 | 0 | 0 | 0 | 0 | 3020.262 | 3598.796 | 4982.0821 | Los Banos 500/230kV TB | Los Banos 500/230kV TB | Los Banos 500/230kV TB |  | 0 | 0 | 0 | 0 | 0 | 0 | 3020.262 | 3598.796 | 4982.0821 | Los Banos 500/230kV TB | Los Banos 500/230kV TB | Los Banos 500/230kV TB |  | 1 | 1 | NO | 1 | 1 | 1 | NO | 1
PG&E GBA | Newark | 115 | 0 | 0 | 0 | 0 | 0 | 0 | 0 | 0 | 0 | 0 | 0 | 0 | 0 | 0 | 0 | 0 | 0 | 0 | 0 | 0 | 0 | 0 | 0 | 0 | 0 | 0 | 0 | 0 | 0 | 0 | 0 | 0 | 0 | 0 | 0 | 0 | 0 | 0 | 0 | 0 | 0 | 0 | 0 | 0 | 0 | 0 | 0 | 0 | 0 | 0 | 0 | 0 | 0 | 0 | 0 | 1 | 0 | 0 | 0 | 1 | 0 | 0 | 0 | 0 | 0 | 1 | 0 | 0 | 0 | 0 | 0 | 0 | 0 | 0 | 0 | 0 | 0 | 0 | 0 | 0 | 0 | 0 | 0 | 0 | 0 | 0 | 0 | 0 | 0 | 0 | 0 | 0 | 0 | 0 | 0 | 0 | 0 | 0 |  | 0 | 0 | 0 | 0 | 0 | 0 | 0 | 0 | 0 | 0 | 0 | 0 | 0 | 0 | 0 | 0 | 0 | 0 | 0 | 0 | 0 | 0 | 0 | 0 | 0 | 0 | 0 | 0 | 0 | 0 | 2 | 0 | 0 | 0 | 0 | 0 | -1284.3465 | 756.7514 | 4410.527 | Tesla-Bellota 230 kV line | Tesla-Bellota 230 kV line | Tesla-Bellota 230 kV line |  | 0 | 1 | 0 | 0 | 0 | 0 | -984.3465 | 1056.7514 | 4410.527 | Tesla-Bellota 230 kV line | Tesla-Bellota 230 kV line | Tesla-Bellota 230 kV line |  | 5 | 4 | YES | 4 | 1 | 1 | NO | 1
PG&E GBA | Newark | 230 | 0 | 0 | 0 | 0 | 0 | 0 | 0 | 0 | 0 | 0 | 0 | 0 | 0 | 0 | 0 | 0 | 0 | 0 | 0 | 0 | 0 | 0 | 0 | 0 | 0 | 0 | 0 | 0 | 0 | 0 | 0 | 0 | 0 | 0 | 0 | 0 | 0 | 0 | 0 | 0 | 0 | 0 | 0 | 0 | 0 | 0 | 0 | 0 | 0 | 0 | 0 | 0 | 0 | 0 | 0 | 1 | 0 | 0 | 1 | 1 | 0 | 0 | 0 | 0 | 0 | 1 | 0 | 0 | 0 | 0 | 0 | 0 | 0 | 0 | 0 | 0 | 0 | 0 | 0 | 0 | 0 | 0 | 0 | 0 | 0 | 0 | 0 | 0 | 0 | 0 | 0 | 0 | 0 | 0 | 0 | 0 | 0 | 0 |  | 0 | 0 | 0 | 0 | 0 | 0 | 0 | 0 | 0 | 0 | 0 | 0 | 0 | 0 | 0 | 0 | 0 | 0 | 0 | 0 | 0 | 0 | 0 | 0 | 0 | 0 | 0 | 0 | 0 | 0 | 2 | 0 | 0 | 0 | 0 | 0 | -1284.3465 | 756.7514 | 4410.527 | Tesla-Bellota 230 kV line | Tesla-Bellota 230 kV line | Tesla-Bellota 230 kV line |  | 0 | 1 | 0 | 0 | 0 | 0 | -984.3465 | 1056.7514 | 4410.527 | Tesla-Bellota 230 kV line | Tesla-Bellota 230 kV line | Tesla-Bellota 230 kV line |  | 5 | 4 | YES | 4 | 1 | 1 | NO | 1
PG&E GBA | Newark | 60 | 0 | 0 | 0 | 0 | 0 | 0 | 0 | 0 | 0 | 0 | 0 | 0 | 0 | 0 | 0 | 0 | 0 | 0 | 0 | 0 | 0 | 0 | 0 | 0 | 0 | 0 | 0 | 0 | 0 | 0 | 0 | 0 | 0 | 0 | 0 | 0 | 0 | 0 | 0 | 1 | 0 | 0 | 0 | 0 | 0 | 0 | 0 | 0 | 0 | 0 | 0 | 0 | 0 | 0 | 0 | 1 | 0 | 0 | 0 | 0 | 0 | 0 | 0 | 0 | 0 | 0 | 1 | 0 | 0 | 0 | 0 | 0 | 0 | 0 | 0 | 0 | 0 | 0 | 0 | 0 | 0 | 0 | 0 | 0 | 0 | 0 | 0 | 0 | 0 | 0 | 0 | 0 | 0 | 0 | 0 | 0 | 0 | 0 |  | 0 | 0 | 0 | 0 | 0 | 0 | 0 | 0 | 0 | 0 | 0 | 0 | 0 | 0 | 0 | 0 | 0 | 0 | 0 | 0 | 0 | 0 | 0 | 2.5 | 0 | 0 | 0 | 0 | 0 | 1 | 3 | 0 | 2 | 0 | 0 | 0 | -3003.69 | -263.757 | 745.85 | Collinsville-Tesla 500 kV Line | Collinsville-Tesla 500 kV Line | Birds Landing-Contra Costa 230kV Line |  | 0 | 0 | 0 | 0 | 0 | 0 | 1259.89 | 1593.344 | 745.85 | Birds Landing-Contra Costa 230kV Line | Birds Landing-Contra Costa 230kV Line | Birds Landing-Contra Costa 230kV Line |  | 5 | 1 | YES | 2 | 1 | 1 | NO | 1
PG&E FRESNO | Newhall | 115 | 0 | 0 | 0 | 0 | 0 | 0 | 0 | 0 | 0 | 0 | 0 | 0 | 0 | 0 | 0 | 0 | 0 | 0 | 0 | 0 | 0 | 0 | 0 | 0 | 0 | 0 | 0 | 0 | 0 | 0 | 0 | 0 | 0 | 0 | 0 | 0 | 0 | 0 | 0 | 0 | 0 | 0 | 0 | 0 | 0 | 1 | 0 | 0 | 0 | 0 | 0 | 0 | 0 | 0 | 0 | 0 | 0 | 0 | 0 | 0 | 0 | 0 | 0 | 0 | 0 | 0 | 0 | 0 | 0 | 0 | 0 | 0 | 0 | 0 | 0 | 0 | 0 | 0 | 0 | 1 | 0 | 1 | 1 | 1 | 0 | 1 | 0 | 1 | 0 | 0 | 0 | 0 | 1 | 0 | 0 | 0 | 0 | 1 |  | 0 | 0 | 0 | 0 | 0 | 0 | 0 | 0 | 0 | 0 | 0 | 0 | 0 | 0 | 0 | 0 | 0 | 0 | 0 | 0 | 0 | 0 | 0 | 0 | 0 | 0 | 0 | 0 | 0 | 0 | 2 | 0 | 2 | 0 | 1 | 0 | -699.0315 | -306.9 | -142.3574 | Bellota-Weber 230kV line | Chowchilla-Le grand 115kV Line | Chowchilla-Le grand 115kV Line |  | 0 | 1 | 0 | 0 | 0 | 0 | -239.0315 | 332.3909 | 44.9626 | Bellota-Weber 230kV line | Bellota-Weber 230kV line | Oro Loma-El Nido 115kV Line |  | 5 | 4 | YES | 4 | 5 | 1 | YES | 2
PG&E KERN | Norco | 115 | 0 | 0 | 0 | 0 | 0 | 0 | 0 | 0 | 0 | 0 | 0 | 0 | 0 | 0 | 0 | 0 | 0 | 0 | 0 | 0 | 0 | 0 | 0 | 0 | 0 | 0 | 0 | 0 | 0 | 0 | 0 | 0 | 0 | 0 | 0 | 0 | 0 | 0 | 0 | 0 | 0 | 0 | 0 | 0 | 0 | 0 | 0 | 0 | 0 | 0 | 0 | 0 | 0 | 0 | 0 | 0 | 0 | 0 | 0 | 0 | 0 | 0 | 0 | 0 | 0 | 0 | 0 | 1 | 0 | 0 | 0 | 0 | 0 | 0 | 1 | 0 | 0 | 0 | 1 | 0 | 0 | 0 | 0 | 0 | 0 | 0 | 0 | 0 | 0 | 0 | 0 | 0 | 0 | 0 | 1 | 0 | 0 | 0 |  | 0 | 0 | 0 | 0 | 0 | 0 | 0 | 0 | 0 | 0 | 0 | 0 | 0 | 0 | 0 | 0 | 0.8 | 0 | 0 | 0 | 0 | 0 | 0 | 0 | 0 | 0 | 0 | 0 | 0 | 1 | 1 | 0 | 0 | 0 | 0 | 1 | -1872.365 | 4.0117 | -2894.0969 | Mustang-Henrietta 230 kV line | Cal Flat-Gates 230 kV line | Mustang-Henrietta 230 kV line |  | 0 | 0 | 0 | 0 | 0 | 1 | 35.715 | 4.0117 | -415.0969 | Cal Flat-Gates 230 kV line | Cal Flat-Gates 230 kV line | Mustang-Henrietta 230 kV line |  | 5 | 1 | YES | 2 | 4 | 4 | NO | 4
PG&E GBA | Nortech | 115 | 0 | 0 | 0 | 0 | 0 | 0 | 0 | 0 | 0 | 0 | 0 | 0 | 0 | 0 | 0 | 0 | 0 | 0 | 0 | 0 | 0 | 0 | 0 | 0 | 0 | 0 | 0 | 0 | 0 | 0 | 0 | 0 | 0 | 0 | 0 | 0 | 0 | 0 | 0 | 0 | 0 | 0 | 0 | 0 | 0 | 0 | 0 | 0 | 0 | 0 | 0 | 0 | 1 | 0 | 0 | 1 | 0 | 0 | 0 | 1 | 0 | 0 | 0 | 0 | 0 | 0 | 0 | 0 | 0 | 0 | 0 | 0 | 0 | 0 | 0 | 0 | 0 | 0 | 0 | 0 | 0 | 0 | 0 | 0 | 0 | 0 | 0 | 0 | 0 | 0 | 0 | 0 | 0 | 0 | 0 | 0 | 0 | 1 |  | 0 | 0 | 0 | 0 | 0 | 0 | 0 | 0 | 0 | 0 | 0 | 0 | 0 | 0 | 0 | 0 | 0 | 0 | 0 | 0 | 0 | 0 | 0 | 0 | 0 | 0 | 0 | 0 | 0 | 0 | 2 | 0 | 0 | 0 | 0 | 0 | -1284.3465 | 756.7514 | 4410.527 | Tesla-Bellota 230 kV line | Tesla-Bellota 230 kV line | Tesla-Bellota 230 kV line |  | 0 | 1 | 0 | 0 | 0 | 0 | -984.3465 | 1056.7514 | 4410.527 | Tesla-Bellota 230 kV line | Tesla-Bellota 230 kV line | Tesla-Bellota 230 kV line |  | 5 | 4 | YES | 4 | 1 | 1 | NO | 1
SDGE | North City Metering | 138 | 0 | 0 | 0 | 0 | 0 | 0 | 0 | 0 | 0 | 0 | 0 | 0 | 0 | 0 | 0 | 0 | 0 | 0 | 0 | 0 | 0 | 0 | 0 | 0 | 0 | 0 | 0 | 0 | 1 | 0 | 1 | 0 | 1 | 0 | 0 | 0 | 0 | 0 | 0 | 0 | 0 | 0 | 0 | 0 | 0 | 0 | 0 | 0 | 0 | 0 | 0 | 0 | 0 | 0 | 0 | 0 | 0 | 0 | 0 | 0 | 0 | 0 | 0 | 0 | 0 | 0 | 0 | 0 | 0 | 0 | 0 | 0 | 0 | 0 | 0 | 0 | 0 | 0 | 0 | 0 | 0 | 0 | 0 | 0 | 0 | 0 | 0 | 0 | 0 | 0 | 0 | 0 | 0 | 0 | 0 | 0 | 0 | 3 |  | 0 | 0 | 0 | 0 | 0 | 0 | 0 | 0 | 0 | 0 | 0 | 0 | 0 | 0 | 0 | 0 | 0 | 0 | 0 | 0 | 0 | 0 | 0 | 0 | 0 | 0 | 0 | 0 | 0 | 0 | 0 | 0 | 0 | 0 | 0 | 0 | 212.21 | 1790.805 | 8041.2844 | San Luis Rey-San Onofre 230 kV line constraint | San Luis Rey-San Onofre 230 kV line constraint | Encina - San Luis Rey 230 kV constraint |  | 0 | 0 | 0 | 0 | 0 | 0 | 212.21 | 1790.805 | 8041.2844 | San Luis Rey-San Onofre 230 kV line constraint | San Luis Rey-San Onofre 230 kV line constraint | Encina - San Luis Rey 230 kV constraint |  | 1 | 1 | NO | 1 | 1 | 1 | NO | 1
PG&E GBA | North Dublin | 230 | 0 | 0 | 0 | 0 | 0 | 0 | 0 | 0 | 0 | 0 | 0 | 0 | 0 | 0 | 0 | 0 | 0 | 0 | 0 | 0 | 0 | 0 | 0 | 0 | 0 | 0 | 0 | 0 | 0 | 0 | 0 | 0 | 0 | 0 | 0 | 0 | 0 | 0 | 0 | 1 | 0 | 0 | 0 | 0 | 0 | 0 | 0 | 0 | 0 | 0 | 0 | 0 | 0 | 0 | 0 | 1 | 0 | 0 | 0 | 1 | 0 | 0 | 0 | 0 | 0 | 0 | 1 | 0 | 0 | 0 | 0 | 0 | 0 | 0 | 0 | 0 | 0 | 0 | 0 | 0 | 0 | 0 | 0 | 0 | 0 | 0 | 0 | 0 | 0 | 0 | 0 | 0 | 0 | 0 | 0 | 0 | 0 | 0 |  | 0 | 0 | 0 | 0 | 0 | 0 | 0 | 0 | 0 | 0 | 0 | 0 | 0 | 0 | 0 | 0 | 0 | 0 | 0 | 0 | 0 | 0 | 0 | 0 | 0 | 0 | 0 | 0 | 0 | 0 | 4 | 0 | 2 | 0 | 0 | 0 | -3003.69 | -263.757 | 745.85 | Collinsville-Tesla 500 kV Line | Collinsville-Tesla 500 kV Line | Birds Landing-Contra Costa 230kV Line |  | 0 | 1 | 0 | 0 | 0 | 0 | -984.3465 | 1056.7514 | 745.85 | Tesla-Bellota 230 kV line | Tesla-Bellota 230 kV line | Birds Landing-Contra Costa 230kV Line |  | 5 | 4 | YES | 4 | 1 | 1 | NO | 1
SDGE | North Gila | 500 | 0 | 0 | 0 | 0 | 0 | 0 | 0 | 0 | 0 | 0 | 0 | 0 | 0 | 0 | 0 | 0 | 0 | 0 | 0 | 0 | 0 | 0 | 0 | 0 | 0 | 0 | 0 | 0 | 0 | 0 | 1 | 1 | 1 | 0 | 0 | 0 | 0 | 0 | 0 | 0 | 0 | 0 | 0 | 0 | 0 | 0 | 0 | 0 | 0 | 0 | 0 | 0 | 0 | 0 | 0 | 0 | 0 | 0 | 0 | 0 | 0 | 0 | 0 | 0 | 0 | 0 | 0 | 0 | 0 | 0 | 0 | 0 | 0 | 0 | 0 | 0 | 0 | 0 | 0 | 0 | 0 | 0 | 0 | 0 | 0 | 0 | 0 | 0 | 0 | 0 | 0 | 0 | 0 | 0 | 0 | 0 | 0 | 3 |  | 0 | 0 | 0 | 0 | 0 | 0 | 0 | 0 | 0 | 0 | 0 | 0 | 0 | 0 | 0 | 0 | 0 | 0 | 0 | 0 | 0 | 0 | 0 | 0 | 0 | 0 | 0 | 0 | 0 | 0 | 0 | 0 | 0 | 0 | 0 | 0 | 212.21 | 1790.805 | 4595.585 | San Luis Rey-San Onofre 230 kV line constraint | San Luis Rey-San Onofre 230 kV line constraint | East of Miguel constraint |  | 0 | 0 | 0 | 0 | 0 | 0 | 212.21 | 1790.805 | 4595.585 | San Luis Rey-San Onofre 230 kV line constraint | San Luis Rey-San Onofre 230 kV line constraint | East of Miguel constraint |  | 1 | 1 | NO | 1 | 1 | 1 | NO | 1
SCE Metro | North of SONGS | 230 | 0 | 0 | 0 | 0 | 0 | 0 | 0 | 0 | 0 | 1 | 0 | 0 | 0 | 0 | 0 | 0 | 0 | 0 | 0 | 0 | 0 | 0 | 0 | 0 | 0 | 0 | 0 | 0 | 0 | 0 | 0 | 0 | 0 | 0 | 0 | 0 | 0 | 0 | 0 | 0 | 0 | 0 | 0 | 0 | 0 | 0 | 0 | 0 | 0 | 0 | 0 | 0 | 0 | 0 | 0 | 0 | 0 | 0 | 0 | 0 | 0 | 0 | 0 | 0 | 0 | 0 | 0 | 0 | 0 | 0 | 0 | 0 | 0 | 0 | 0 | 0 | 0 | 0 | 0 | 0 | 0 | 0 | 0 | 0 | 0 | 0 | 0 | 0 | 0 | 0 | 0 | 0 | 0 | 0 | 0 | 0 | 0 | 0 |  | 0 | 0 | 0 | 0 | 0 | 0 | 0 | 0 | 0 | 0 | 0 | 0 | 0 | 0 | 0 | 0 | 0 | 0 | 0 | 0 | 0 | 0 | 0 | 0 | 0 | 0 | 0 | 0 | 0 | 0 | 0 | 0 | 0 | 0 | 0 | 0 | 9484.6 | 11247.7 | 14307.5055 | SCE Metro Area Default Constraint | SCE Metro Area Default Constraint | SCE Metro Area Default Constraint |  | 0 | 0 | 0 | 0 | 0 | 0 | 9484.6 | 11247.7 | 14307.5055 | SCE Metro Area Default Constraint | SCE Metro Area Default Constraint | SCE Metro Area Default Constraint |  | 1 | 1 | NO | 1 | 1 | 1 | NO | 1
SCE Metro | North of SONGS | 500 | 0 | 0 | 0 | 0 | 0 | 0 | 0 | 0 | 0 | 1 | 0 | 0 | 0 | 0 | 0 | 0 | 0 | 0 | 0 | 0 | 0 | 0 | 0 | 0 | 0 | 0 | 0 | 0 | 0 | 0 | 0 | 0 | 0 | 0 | 0 | 0 | 0 | 0 | 0 | 0 | 0 | 0 | 0 | 0 | 0 | 0 | 0 | 0 | 0 | 0 | 0 | 0 | 0 | 0 | 0 | 0 | 0 | 0 | 0 | 0 | 0 | 0 | 0 | 0 | 0 | 0 | 0 | 0 | 0 | 0 | 0 | 0 | 0 | 0 | 0 | 0 | 0 | 0 | 0 | 0 | 0 | 0 | 0 | 0 | 0 | 0 | 0 | 0 | 0 | 0 | 0 | 0 | 0 | 0 | 0 | 0 | 0 | 0 |  | 0 | 0 | 0 | 0 | 0 | 0 | 0 | 0 | 0 | 0 | 0 | 0 | 0 | 0 | 0 | 0 | 0 | 0 | 0 | 0 | 0 | 0 | 0 | 0 | 0 | 0 | 0 | 0 | 0 | 0 | 0 | 0 | 0 | 0 | 0 | 0 | 9484.6 | 11247.7 | 14307.5055 | SCE Metro Area Default Constraint | SCE Metro Area Default Constraint | SCE Metro Area Default Constraint |  | 0 | 0 | 0 | 0 | 0 | 0 | 9484.6 | 11247.7 | 14307.5055 | SCE Metro Area Default Constraint | SCE Metro Area Default Constraint | SCE Metro Area Default Constraint |  | 1 | 1 | NO | 1 | 1 | 1 | NO | 1
PG&E NGBA | Notre Dame | 115 | 0 | 0 | 0 | 0 | 0 | 0 | 0 | 0 | 0 | 0 | 0 | 0 | 0 | 0 | 0 | 0 | 0 | 0 | 0 | 0 | 0 | 0 | 0 | 0 | 0 | 0 | 0 | 0 | 0 | 0 | 0 | 0 | 0 | 0 | 0 | 0 | 0 | 0 | 0 | 1 | 0 | 0 | 0 | 0 | 0 | 0 | 0 | 0 | 0 | 0 | 0 | 0 | 0 | 0 | 0 | 0 | 0 | 0 | 0 | 0 | 0 | 0 | 0 | 0 | 0 | 0 | 0 | 0 | 0 | 0 | 0 | 0 | 0 | 0 | 0 | 0 | 0 | 0 | 0 | 0 | 0 | 0 | 0 | 0 | 0 | 0 | 0 | 0 | 0 | 0 | 0 | 0 | 0 | 0 | 0 | 0 | 0 | 0 |  | 0 | 0 | 0 | 0 | 0 | 0 | 0 | 0 | 0 | 0 | 0 | 0 | 0 | 0 | 0 | 0 | 0 | 0 | 0 | 0 | 0 | 0 | 0 | 0 | 0 | 0 | 0 | 0 | 0 | 0 | 1 | 0 | 1 | 0 | 0 | 0 | -3003.69 | -263.757 | 4918.8858 | Collinsville-Tesla 500 kV Line | Collinsville-Tesla 500 kV Line | Collinsville-Tesla 500 kV Line |  | 0 | 0 | 0 | 0 | 0 | 0 | 5641.31 | 8381.243 | 4918.8858 | Collinsville-Tesla 500 kV Line | Collinsville-Tesla 500 kV Line | Collinsville-Tesla 500 kV Line |  | 5 | 1 | YES | 2 | 1 | 1 | NO | 1
PG&E GBA | Oakland C | 115 | 0 | 0 | 0 | 0 | 0 | 0 | 0 | 0 | 0 | 0 | 0 | 0 | 0 | 0 | 0 | 0 | 0 | 0 | 0 | 0 | 0 | 0 | 0 | 0 | 0 | 0 | 0 | 0 | 0 | 0 | 0 | 0 | 0 | 0 | 0 | 0 | 0 | 0 | 0 | 1 | 0 | 0 | 0 | 0 | 0 | 0 | 0 | 0 | 0 | 1 | 0 | 0 | 1 | 1 | 1 | 1 | 0 | 0 | 1 | 1 | 0 | 1 | 0 | 0 | 0 | 1 | 0 | 0 | 0 | 0 | 0 | 0 | 0 | 0 | 0 | 0 | 0 | 0 | 0 | 0 | 0 | 0 | 0 | 0 | 0 | 0 | 0 | 0 | 0 | 0 | 0 | 0 | 0 | 0 | 0 | 0 | 0 | 2 |  | 0 | 0 | 0 | 0 | 0 | 0 | 0 | 0 | 0 | 0 | 0 | 0 | 0 | 0 | 0 | 0 | 0 | 0 | 0 | 0 | 0 | 0 | 0 | 0 | 0 | 0 | 0 | 0 | 0 | 0 | 5 | 0 | 2 | 0 | 0 | 0 | -3003.69 | -386.164 | 1214.56 | Collinsville-Tesla 500 kV Line | Windmaster-Delta pumps 230 kV line | Grant - Eastshore #2 line 115 kV |  | 0 | 1 | 0 | 0 | 0 | 0 | -984.3465 | 962.4 | 1214.56 | Tesla-Bellota 230 kV line | Grant - Eastshore #2 line 115 kV | Grant - Eastshore #2 line 115 kV |  | 5 | 4 | YES | 4 | 1 | 1 | NO | 1
PG&E GBA | Oakland J | 115 | 0 | 0 | 0 | 0 | 0 | 0 | 0 | 0 | 0 | 0 | 0 | 0 | 0 | 0 | 0 | 0 | 0 | 0 | 0 | 0 | 0 | 0 | 0 | 0 | 0 | 0 | 0 | 0 | 0 | 0 | 0 | 0 | 0 | 0 | 0 | 0 | 0 | 0 | 0 | 1 | 0 | 0 | 0 | 0 | 0 | 0 | 0 | 0 | 0 | 0 | 0 | 0 | 1 | 0 | 0 | 1 | 0 | 0 | 0 | 0 | 0 | 0 | 0 | 0 | 0 | 0 | 0 | 0 | 0 | 0 | 0 | 0 | 0 | 0 | 0 | 0 | 0 | 0 | 0 | 0 | 0 | 0 | 0 | 0 | 0 | 0 | 0 | 0 | 0 | 0 | 0 | 0 | 0 | 0 | 0 | 0 | 0 | 1 |  | 0 | 0 | 0 | 0 | 0 | 0 | 0 | 0 | 0 | 0 | 0 | 0 | 0 | 0 | 0 | 0 | 0 | 0 | 0 | 0 | 0 | 0 | 0 | 0 | 0 | 0 | 0 | 0 | 0 | 0 | 2 | 0 | 1 | 0 | 0 | 0 | -3003.69 | -263.757 | 4918.8858 | Collinsville-Tesla 500 kV Line | Collinsville-Tesla 500 kV Line | Collinsville-Tesla 500 kV Line |  | 0 | 0 | 0 | 0 | 0 | 0 | 2092.35 | 2528.83 | 4918.8858 | Sobrante-Moraga 230 kV line | Sobrante-Moraga 230 kV line | Collinsville-Tesla 500 kV Line |  | 5 | 1 | YES | 2 | 1 | 1 | NO | 1
PG&E GBA | Oakland L | 115 | 0 | 0 | 0 | 0 | 0 | 0 | 0 | 0 | 0 | 0 | 0 | 0 | 0 | 0 | 0 | 0 | 0 | 0 | 0 | 0 | 0 | 0 | 0 | 0 | 0 | 0 | 0 | 0 | 0 | 0 | 0 | 0 | 0 | 0 | 0 | 0 | 0 | 0 | 0 | 1 | 0 | 0 | 0 | 0 | 0 | 0 | 0 | 0 | 0 | 0 | 0 | 0 | 1 | 0 | 0 | 1 | 0 | 0 | 0 | 0 | 0 | 0 | 0 | 0 | 0 | 0 | 0 | 0 | 0 | 0 | 0 | 0 | 0 | 0 | 0 | 0 | 0 | 0 | 0 | 0 | 0 | 0 | 0 | 0 | 0 | 0 | 0 | 0 | 0 | 0 | 0 | 0 | 0 | 0 | 0 | 0 | 0 | 1 |  | 0 | 0 | 0 | 0 | 0 | 0 | 0 | 0 | 0 | 0 | 0 | 0 | 0 | 0 | 0 | 0 | 0 | 0 | 0 | 0 | 0 | 0 | 0 | 0 | 0 | 0 | 0 | 0 | 0 | 0 | 2 | 0 | 1 | 0 | 0 | 0 | -3003.69 | -263.757 | 4918.8858 | Collinsville-Tesla 500 kV Line | Collinsville-Tesla 500 kV Line | Collinsville-Tesla 500 kV Line |  | 0 | 0 | 0 | 0 | 0 | 0 | 2092.35 | 2528.83 | 4918.8858 | Sobrante-Moraga 230 kV line | Sobrante-Moraga 230 kV line | Collinsville-Tesla 500 kV Line |  | 5 | 1 | YES | 2 | 1 | 1 | NO | 1
PG&E GBA | Oakland X | 115 | 0 | 0 | 0 | 0 | 0 | 0 | 0 | 0 | 0 | 0 | 0 | 0 | 0 | 0 | 0 | 0 | 0 | 0 | 0 | 0 | 0 | 0 | 0 | 0 | 0 | 0 | 0 | 0 | 0 | 0 | 0 | 0 | 0 | 0 | 0 | 0 | 0 | 0 | 0 | 1 | 0 | 0 | 0 | 0 | 0 | 0 | 0 | 0 | 0 | 0 | 0 | 0 | 1 | 0 | 0 | 1 | 0 | 0 | 0 | 0 | 0 | 0 | 0 | 0 | 0 | 0 | 0 | 0 | 0 | 0 | 0 | 0 | 0 | 0 | 0 | 0 | 0 | 0 | 0 | 0 | 0 | 0 | 0 | 0 | 0 | 0 | 0 | 0 | 0 | 0 | 0 | 0 | 0 | 0 | 0 | 0 | 0 | 1 |  | 0 | 0 | 0 | 0 | 0 | 0 | 0 | 0 | 0 | 0 | 0 | 0 | 0 | 0 | 0 | 0 | 0 | 0 | 0 | 0 | 0 | 0 | 0 | 0 | 0 | 0 | 0 | 0 | 0 | 0 | 2 | 0 | 1 | 0 | 0 | 0 | -3003.69 | -263.757 | 4918.8858 | Collinsville-Tesla 500 kV Line | Collinsville-Tesla 500 kV Line | Collinsville-Tesla 500 kV Line |  | 0 | 0 | 0 | 0 | 0 | 0 | 2092.35 | 2528.83 | 4918.8858 | Sobrante-Moraga 230 kV line | Sobrante-Moraga 230 kV line | Collinsville-Tesla 500 kV Line |  | 5 | 1 | YES | 2 | 1 | 1 | NO | 1
SDGE | Ocean Ranch | 69 | 0 | 0 | 0 | 0 | 0 | 0 | 0 | 0 | 0 | 0 | 0 | 0 | 0 | 0 | 0 | 0 | 0 | 0 | 0 | 0 | 0 | 0 | 0 | 0 | 0 | 1 | 0 | 0 | 0 | 0 | 0 | 0 | 1 | 1 | 0 | 0 | 0 | 1 | 0 | 0 | 0 | 0 | 0 | 0 | 0 | 0 | 0 | 0 | 0 | 0 | 0 | 0 | 0 | 0 | 0 | 0 | 0 | 0 | 0 | 0 | 0 | 0 | 0 | 0 | 0 | 0 | 0 | 0 | 0 | 0 | 0 | 0 | 0 | 0 | 0 | 0 | 0 | 0 | 0 | 0 | 0 | 0 | 0 | 0 | 0 | 0 | 0 | 0 | 0 | 0 | 0 | 0 | 0 | 0 | 0 | 0 | 0 | 1 |  | 0 | 0 | 0 | 0 | 0 | 0 | 0 | 0 | 0 | 0 | 0 | 0 | 0 | 0 | 0 | 0 | 0 | 0 | 0 | 0 | 0 | 0 | 0 | 0 | 0 | 0 | 0 | 0 | 0 | 0 | 0 | 0 | 0 | 0 | 0 | 0 | 94.4 | 149.2 | 313.6 | Ocean Ranch 69 kV constraint | Ocean Ranch 69 kV constraint | Ocean Ranch 69 kV constraint |  | 0 | 0 | 0 | 0 | 0 | 0 | 94.4 | 149.2 | 313.6 | Ocean Ranch 69 kV constraint | Ocean Ranch 69 kV constraint | Ocean Ranch 69 kV constraint |  | 1 | 1 | NO | 1 | 1 | 1 | NO | 1
PG&E KERN | Oceano | 115 | 0 | 0 | 0 | 0 | 0 | 0 | 0 | 0 | 0 | 0 | 0 | 0 | 0 | 0 | 0 | 0 | 0 | 0 | 0 | 0 | 0 | 0 | 0 | 0 | 0 | 0 | 0 | 0 | 0 | 0 | 0 | 0 | 0 | 0 | 0 | 0 | 0 | 0 | 0 | 0 | 0 | 0 | 0 | 0 | 0 | 0 | 0 | 0 | 0 | 0 | 0 | 0 | 0 | 0 | 0 | 0 | 0 | 0 | 0 | 0 | 0 | 0 | 0 | 0 | 0 | 0 | 0 | 1 | 1 | 0 | 0 | 0 | 0 | 0 | 0 | 0 | 0 | 0 | 0 | 1 | 0 | 0 | 0 | 0 | 0 | 1 | 0 | 0 | 0 | 0 | 0 | 0 | 0 | 0 | 0 | 1 | 0 | 1 |  | 0 | 0 | 0 | 0 | 0 | 0 | 0 | 0 | 0 | 0 | 0 | 0 | 0 | 0 | 0 | 0 | 0 | 0 | 0 | 0 | 0 | 0 | 0 | 0 | 0 | 0 | 0 | 0 | 0 | 0 | 0 | 0 | 0 | 0 | 0 | 0 | 35.715 | 4.0117 | 3.675 | Cal Flat-Gates 230 kV line | Cal Flat-Gates 230 kV line | Cal Flat-Gates 230 kV line |  | 0 | 0 | 0 | 0 | 0 | 0 | 35.715 | 4.0117 | 3.675 | Cal Flat-Gates 230 kV line | Cal Flat-Gates 230 kV line | Cal Flat-Gates 230 kV line |  | 1 | 1 | NO | 1 | 1 | 1 | NO | 1
SDGE | Ocotillo Express | 500 | 0 | 0 | 0 | 0 | 0 | 0 | 0 | 0 | 0 | 0 | 0 | 0 | 0 | 0 | 0 | 0 | 0 | 0 | 0 | 0 | 0 | 0 | 0 | 0 | 0 | 0 | 0 | 0 | 0 | 0 | 1 | 1 | 1 | 0 | 0 | 1 | 0 | 0 | 0 | 0 | 0 | 0 | 0 | 0 | 0 | 0 | 0 | 0 | 0 | 0 | 0 | 0 | 0 | 0 | 0 | 0 | 0 | 0 | 0 | 0 | 0 | 0 | 0 | 0 | 0 | 0 | 0 | 0 | 0 | 0 | 0 | 0 | 0 | 0 | 0 | 0 | 0 | 0 | 0 | 0 | 0 | 0 | 0 | 0 | 0 | 0 | 0 | 0 | 0 | 0 | 0 | 0 | 0 | 0 | 0 | 0 | 0 | 4 |  | 0 | 0 | 0 | 0 | 0 | 0 | 0 | 0 | 0 | 0 | 0 | 0 | 0 | 0 | 0 | 0 | 0 | 0 | 0 | 0 | 0 | 0 | 0 | 0 | 0 | 0 | 0 | 0 | 0 | 0 | 0 | 0 | 0 | 0 | 0 | 0 | 212.21 | 1790.805 | 4321.768 | San Luis Rey-San Onofre 230 kV line constraint | San Luis Rey-San Onofre 230 kV line constraint | Silvergate - Bay Blvd 230 kV constraint |  | 0 | 0 | 0 | 0 | 0 | 0 | 212.21 | 1790.805 | 4321.768 | San Luis Rey-San Onofre 230 kV line constraint | San Luis Rey-San Onofre 230 kV line constraint | Silvergate - Bay Blvd 230 kV constraint |  | 1 | 1 | NO | 1 | 1 | 1 | NO | 1
PG&E KERN | Old River | 70 | 0 | 0 | 0 | 0 | 0 | 0 | 0 | 0 | 0 | 0 | 0 | 0 | 0 | 0 | 0 | 0 | 0 | 0 | 0 | 0 | 0 | 0 | 0 | 0 | 0 | 0 | 0 | 0 | 0 | 0 | 0 | 0 | 0 | 0 | 0 | 0 | 0 | 0 | 0 | 0 | 0 | 0 | 0 | 0 | 0 | 0 | 0 | 0 | 0 | 0 | 0 | 0 | 0 | 0 | 0 | 0 | 0 | 0 | 0 | 0 | 0 | 0 | 0 | 0 | 0 | 0 | 0 | 1 | 0 | 0 | 1 | 1 | 1 | 0 | 1 | 0 | 0 | 0 | 1 | 0 | 0 | 0 | 0 | 0 | 0 | 0 | 0 | 0 | 0 | 0 | 0 | 0 | 0 | 0 | 1 | 0 | 0 | 0 |  | 0 | 0 | 0 | 0 | 0 | 0 | 0 | 0 | 0 | 0 | 0 | 0 | 0 | 0 | 0 | 0 | 0 | 0 | 0 | 0 | 0 | 0 | 0 | 2.4 | 0 | 0 | 0 | 0 | 0 | 1 | 1 | 0 | 0 | 0 | 0 | 1 | -1872.365 | 4.0117 | -2894.0969 | Mustang-Henrietta 230 kV line | Cal Flat-Gates 230 kV line | Mustang-Henrietta 230 kV line |  | 0 | 0 | 0 | 0 | 0 | 1 | 17.78 | 4.0117 | -415.0969 | Midway-Taft 115 kV line | Cal Flat-Gates 230 kV line | Mustang-Henrietta 230 kV line |  | 5 | 1 | YES | 2 | 4 | 4 | NO | 4
SDGE | Old Town | 230 | 0 | 0 | 0 | 0 | 0 | 0 | 0 | 0 | 0 | 0 | 0 | 0 | 0 | 0 | 0 | 0 | 0 | 0 | 0 | 0 | 0 | 0 | 0 | 0 | 0 | 0 | 0 | 0 | 0 | 0 | 1 | 0 | 1 | 0 | 0 | 0 | 0 | 0 | 0 | 0 | 0 | 0 | 0 | 0 | 0 | 0 | 0 | 0 | 0 | 0 | 0 | 0 | 0 | 0 | 0 | 0 | 0 | 0 | 0 | 0 | 0 | 0 | 0 | 0 | 0 | 0 | 0 | 0 | 0 | 0 | 0 | 0 | 0 | 0 | 0 | 0 | 0 | 0 | 0 | 0 | 0 | 0 | 0 | 0 | 0 | 0 | 0 | 0 | 0 | 0 | 0 | 0 | 0 | 0 | 0 | 0 | 0 | 2 |  | 0 | 0 | 0 | 0 | 0 | 0 | 0 | 0 | 0 | 0 | 0 | 0 | 0 | 0 | 0 | 0 | 0 | 0 | 0 | 0 | 0 | 0 | 0 | 0 | 0 | 0 | 0 | 0 | 0 | 0 | 0 | 0 | 0 | 0 | 0 | 0 | 212.21 | 1790.805 | 8041.2844 | San Luis Rey-San Onofre 230 kV line constraint | San Luis Rey-San Onofre 230 kV line constraint | Encina - San Luis Rey 230 kV constraint |  | 0 | 0 | 0 | 0 | 0 | 0 | 212.21 | 1790.805 | 8041.2844 | San Luis Rey-San Onofre 230 kV line constraint | San Luis Rey-San Onofre 230 kV line constraint | Encina - San Luis Rey 230 kV constraint |  | 1 | 1 | NO | 1 | 1 | 1 | NO | 1
SCE Metro | Olinda | 230 | 0 | 0 | 0 | 0 | 0 | 0 | 0 | 0 | 0 | 1 | 0 | 0 | 0 | 0 | 0 | 0 | 0 | 0 | 0 | 0 | 0 | 0 | 0 | 0 | 0 | 0 | 0 | 0 | 0 | 0 | 0 | 0 | 0 | 0 | 0 | 0 | 0 | 0 | 0 | 0 | 0 | 0 | 0 | 0 | 0 | 0 | 0 | 0 | 0 | 0 | 0 | 0 | 0 | 0 | 0 | 0 | 0 | 0 | 0 | 0 | 0 | 0 | 0 | 0 | 0 | 0 | 0 | 0 | 0 | 0 | 0 | 0 | 0 | 0 | 0 | 0 | 0 | 0 | 0 | 0 | 0 | 0 | 0 | 0 | 0 | 0 | 0 | 0 | 0 | 0 | 0 | 0 | 0 | 0 | 0 | 0 | 0 | 0 |  | 0 | 0 | 0 | 0 | 0 | 0 | 0 | 0 | 0 | 0 | 0 | 0 | 0 | 0 | 0 | 0 | 0 | 0 | 0 | 0 | 0 | 0 | 0 | 0 | 0 | 0 | 0 | 0 | 0 | 0 | 0 | 0 | 0 | 0 | 0 | 0 | 9484.6 | 11247.7 | 14307.5055 | SCE Metro Area Default Constraint | SCE Metro Area Default Constraint | SCE Metro Area Default Constraint |  | 0 | 0 | 0 | 0 | 0 | 0 | 9484.6 | 11247.7 | 14307.5055 | SCE Metro Area Default Constraint | SCE Metro Area Default Constraint | SCE Metro Area Default Constraint |  | 1 | 1 | NO | 1 | 1 | 1 | NO | 1
PG&E FRESNO | Olive | 115 | 0 | 0 | 0 | 0 | 0 | 0 | 0 | 0 | 0 | 0 | 0 | 0 | 0 | 0 | 0 | 0 | 0 | 0 | 0 | 0 | 0 | 0 | 0 | 0 | 0 | 0 | 0 | 0 | 0 | 0 | 0 | 0 | 0 | 0 | 0 | 0 | 0 | 0 | 0 | 0 | 0 | 0 | 0 | 0 | 0 | 0 | 0 | 0 | 0 | 0 | 0 | 0 | 0 | 0 | 0 | 0 | 0 | 0 | 0 | 0 | 0 | 0 | 0 | 0 | 0 | 0 | 0 | 1 | 0 | 1 | 1 | 0 | 0 | 0 | 1 | 1 | 0 | 0 | 1 | 1 | 0 | 0 | 0 | 0 | 0 | 0 | 0 | 0 | 0 | 0 | 0 | 0 | 0 | 0 | 1 | 0 | 0 | 0 |  | 0 | 0 | 0 | 0 | 0 | 0 | 0 | 0 | 0 | 0 | 0 | 0 | 0 | 0 | 0 | 0 | 0 | 0 | 0 | 0 | 0 | 0 | 0 | 0 | 40 | 0 | 20 | 0 | 0 | 1 | 1 | 0 | 0 | 0 | 0 | 1 | -1872.365 | 4.0117 | -2894.0969 | Mustang-Henrietta 230 kV line | Cal Flat-Gates 230 kV line | Mustang-Henrietta 230 kV line |  | 0 | 0 | 0 | 0 | 0 | 1 | 35.715 | 4.0117 | -415.0969 | Cal Flat-Gates 230 kV line | Cal Flat-Gates 230 kV line | Mustang-Henrietta 230 kV line |  | 5 | 1 | YES | 2 | 4 | 4 | NO | 4
PG&E NGBA | Olivehurst | 115 | 0 | 0 | 0 | 0 | 0 | 0 | 0 | 0 | 0 | 0 | 0 | 0 | 0 | 0 | 0 | 0 | 0 | 0 | 0 | 0 | 0 | 0 | 0 | 0 | 0 | 0 | 0 | 0 | 0 | 0 | 0 | 0 | 0 | 0 | 0 | 0 | 0 | 0 | 0 | 1 | 0 | 0 | 0 | 0 | 1 | 1 | 1 | 1 | 0 | 0 | 0 | 0 | 0 | 0 | 0 | 0 | 0 | 0 | 0 | 1 | 1 | 0 | 0 | 0 | 0 | 0 | 0 | 0 | 0 | 0 | 0 | 0 | 0 | 0 | 0 | 0 | 0 | 0 | 0 | 0 | 0 | 0 | 0 | 0 | 0 | 0 | 0 | 0 | 0 | 0 | 0 | 0 | 0 | 0 | 0 | 0 | 0 | 0 |  | 0 | 0 | 0 | 0 | 0 | 0 | 0 | 0 | 0 | 0 | 0 | 0 | 0 | 0 | 0 | 0 | 0 | 0 | 0 | 0 | 0 | 0 | 0 | 0 | 0 | 0 | 0 | 0 | 0 | 0 | 3 | 0 | 2 | 0 | 0 | 0 | -3003.69 | -263.757 | 81.4956 | Collinsville-Tesla 500 kV Line | Collinsville-Tesla 500 kV Line | Rocklin-Pleaseant grove 115kV line |  | 0 | 2 | 0 | 0 | 0 | 0 | -984.3465 | 31.5 | 81.4956 | Tesla-Bellota 230 kV line | Rocklin-Pleaseant grove 115kV line | Rocklin-Pleaseant grove 115kV line |  | 5 | 4 | YES | 4 | 1 | 1 | NO | 1
PG&E NGBA | Oregon Trail | 60 | 0 | 0 | 0 | 0 | 0 | 0 | 0 | 0 | 0 | 0 | 0 | 0 | 0 | 0 | 0 | 0 | 0 | 0 | 0 | 0 | 0 | 0 | 0 | 0 | 0 | 0 | 0 | 0 | 0 | 0 | 0 | 0 | 0 | 0 | 0 | 0 | 0 | 0 | 0 | 1 | 0 | 0 | 0 | 0 | 0 | 0 | 0 | 0 | 0 | 0 | 0 | 0 | 0 | 0 | 0 | 0 | 0 | 0 | 0 | 0 | 0 | 0 | 0 | 0 | 0 | 0 | 0 | 0 | 0 | 0 | 0 | 0 | 0 | 0 | 0 | 0 | 0 | 0 | 0 | 0 | 0 | 0 | 0 | 0 | 0 | 0 | 0 | 0 | 0 | 0 | 0 | 0 | 0 | 0 | 0 | 0 | 0 | 0 |  | 0 | 0 | 0 | 0 | 0 | 0 | 0 | 0 | 0 | 0 | 0 | 0 | 0 | 0 | 0 | 0 | 0 | 0 | 0 | 0 | 0 | 0 | 0 | 0 | 0 | 0 | 0 | 0 | 0 | 0 | 1 | 0 | 1 | 0 | 0 | 0 | -3003.69 | -263.757 | 4918.8858 | Collinsville-Tesla 500 kV Line | Collinsville-Tesla 500 kV Line | Collinsville-Tesla 500 kV Line |  | 0 | 0 | 0 | 0 | 0 | 0 | 5641.31 | 8381.243 | 4918.8858 | Collinsville-Tesla 500 kV Line | Collinsville-Tesla 500 kV Line | Collinsville-Tesla 500 kV Line |  | 5 | 1 | YES | 2 | 1 | 1 | NO | 1
SCE Northern | Ormond Beach | 230 | 0 | 0 | 1 | 0 | 1 | 0 | 0 | 0 | 0 | 0 | 0 | 0 | 0 | 0 | 0 | 0 | 0 | 0 | 0 | 0 | 0 | 0 | 0 | 0 | 1 | 0 | 0 | 0 | 0 | 0 | 0 | 0 | 0 | 0 | 0 | 0 | 0 | 0 | 0 | 0 | 0 | 0 | 0 | 0 | 0 | 0 | 0 | 0 | 0 | 0 | 0 | 0 | 0 | 0 | 0 | 0 | 0 | 0 | 0 | 0 | 0 | 0 | 0 | 0 | 0 | 0 | 0 | 0 | 0 | 0 | 0 | 0 | 0 | 0 | 0 | 0 | 0 | 0 | 0 | 0 | 0 | 0 | 0 | 0 | 0 | 0 | 0 | 0 | 0 | 0 | 0 | 0 | 0 | 0 | 0 | 0 | 0 | 0 |  | 0 | 0 | 0 | 0 | 0 | 0 | 0 | 0 | 0 | 0 | 0 | 0 | 0 | 0 | 0 | 0 | 0 | 0 | 0 | 0 | 0 | 0 | 0 | 0 | 0 | 0 | 0 | 0 | 0 | 0 | 1 | 0 | 0 | 0 | 0 | 0 | -1982.555 | 646.5 | 3256 | Lugo - Victorville area constraint | Moorpark-Pardee Constraint | Moorpark-Pardee Constraint |  | 0 | 0 | 0 | 0 | 0 | 0 | 339 | 646.5 | 3256 | Moorpark-Pardee Constraint | Moorpark-Pardee Constraint | Moorpark-Pardee Constraint |  | 5 | 1 | YES | 2 | 1 | 1 | NO | 1
PG&E FRESNO | Oro Loma | 115 | 0 | 0 | 0 | 0 | 0 | 0 | 0 | 0 | 0 | 0 | 0 | 0 | 0 | 0 | 0 | 0 | 0 | 0 | 0 | 0 | 0 | 0 | 0 | 0 | 0 | 0 | 0 | 0 | 0 | 0 | 0 | 0 | 0 | 0 | 0 | 0 | 0 | 0 | 0 | 0 | 0 | 0 | 0 | 0 | 0 | 0 | 0 | 0 | 0 | 0 | 0 | 0 | 0 | 0 | 0 | 0 | 0 | 0 | 0 | 0 | 0 | 0 | 0 | 0 | 0 | 0 | 0 | 0 | 0 | 0 | 0 | 0 | 0 | 0 | 0 | 0 | 0 | 0 | 0 | 1 | 0 | 1 | 0 | 0 | 0 | 1 | 0 | 1 | 0 | 0 | 0 | 0 | 1 | 0 | 0 | 0 | 0 | 1 |  | 0 | 0 | 0 | 0 | 0 | 0 | 0 | 0 | 0 | 0 | 0 | 0 | 0 | 0 | 0 | 0 | 0 | 0 | 0 | 0 | 0 | 0 | 0 | 0 | 0 | 0 | 0 | 0 | 0 | 0 | 0 | 0 | 0 | 0 | 0 | 0 | 58.6 | 355.1 | 44.9626 | Tranquility-Helm 230kV Line | Oro Loma-El Nido 115kV Line | Oro Loma-El Nido 115kV Line |  | 0 | 0 | 0 | 0 | 0 | 0 | 58.6 | 355.1 | 44.9626 | Tranquility-Helm 230kV Line | Oro Loma-El Nido 115kV Line | Oro Loma-El Nido 115kV Line |  | 1 | 1 | NO | 1 | 1 | 1 | NO | 1
PG&E FRESNO | Oro Loma | 70 | 0 | 0 | 0 | 0 | 0 | 0 | 0 | 0 | 0 | 0 | 0 | 0 | 0 | 0 | 0 | 0 | 0 | 0 | 0 | 0 | 0 | 0 | 0 | 0 | 0 | 0 | 0 | 0 | 0 | 0 | 0 | 0 | 0 | 0 | 0 | 0 | 0 | 0 | 0 | 0 | 0 | 0 | 0 | 0 | 0 | 0 | 0 | 0 | 0 | 0 | 0 | 0 | 0 | 0 | 0 | 0 | 0 | 0 | 0 | 0 | 0 | 0 | 0 | 0 | 0 | 0 | 0 | 0 | 0 | 0 | 0 | 0 | 0 | 0 | 0 | 0 | 0 | 0 | 0 | 1 | 0 | 0 | 0 | 0 | 0 | 1 | 0 | 1 | 0 | 0 | 0 | 0 | 1 | 0 | 0 | 0 | 0 | 1 |  | 0 | 0 | 0 | 0 | 0 | 0 | 0 | 0 | 0 | 0 | 0 | 0 | 0 | 0 | 0 | 0 | 0 | 0 | 0 | 0 | 0 | 0 | 0 | 5 | 0 | 0 | 0 | 0 | 0 | 1 | 0 | 0 | 0 | 0 | 0 | 0 | 234.1 | 355.1 | 44.9626 | Oro Loma-El Nido 115kV Line | Oro Loma-El Nido 115kV Line | Oro Loma-El Nido 115kV Line |  | 0 | 0 | 0 | 0 | 0 | 0 | 234.1 | 355.1 | 44.9626 | Oro Loma-El Nido 115kV Line | Oro Loma-El Nido 115kV Line | Oro Loma-El Nido 115kV Line |  | 1 | 1 | NO | 1 | 1 | 1 | NO | 1
PG&E FRESNO | Orosi | 70 | 0 | 0 | 0 | 0 | 0 | 0 | 0 | 0 | 0 | 0 | 0 | 0 | 0 | 0 | 0 | 0 | 0 | 0 | 0 | 0 | 0 | 0 | 0 | 0 | 0 | 0 | 0 | 0 | 0 | 0 | 0 | 0 | 0 | 0 | 0 | 0 | 0 | 0 | 0 | 0 | 0 | 0 | 0 | 0 | 0 | 0 | 0 | 0 | 0 | 0 | 0 | 0 | 0 | 0 | 0 | 0 | 0 | 0 | 0 | 0 | 0 | 0 | 0 | 0 | 0 | 0 | 0 | 0 | 1 | 0 | 0 | 0 | 0 | 0 | 0 | 0 | 0 | 0 | 0 | 1 | 0 | 1 | 0 | 1 | 0 | 1 | 0 | 0 | 0 | 0 | 0 | 0 | 0 | 0 | 0 | 0 | 0 | 1 |  | 0 | 0 | 0 | 0 | 0 | 0 | 0 | 0 | 0 | 0 | 0 | 0 | 0 | 0 | 0 | 0 | 0 | 0 | 0 | 0 | 0 | 0 | 0 | 0 | 0 | 0 | 0 | 0 | 0 | 0 | 1 | 0 | 1 | 0 | 1 | 0 | -435.4 | -306.9 | -142.3574 | Chowchilla-Le grand 115kV Line | Chowchilla-Le grand 115kV Line | Chowchilla-Le grand 115kV Line |  | 0 | 0 | 0 | 0 | 0 | 0 | 58.6 | 603.945 | 403.6426 | Tranquility-Helm 230kV Line | Tranquility-Helm 230kV Line | Chowchilla-Le grand 115kV Line |  | 5 | 1 | YES | 2 | 5 | 1 | YES | 2
SDGE | Otay | 69 | 0 | 0 | 0 | 0 | 0 | 0 | 0 | 0 | 0 | 0 | 0 | 0 | 0 | 0 | 0 | 0 | 0 | 0 | 0 | 0 | 0 | 0 | 0 | 0 | 0 | 0 | 0 | 0 | 0 | 1 | 1 | 0 | 1 | 0 | 0 | 1 | 1 | 0 | 0 | 0 | 0 | 0 | 0 | 0 | 0 | 0 | 0 | 0 | 0 | 0 | 0 | 0 | 0 | 0 | 0 | 0 | 0 | 0 | 0 | 0 | 0 | 0 | 0 | 0 | 0 | 0 | 0 | 0 | 0 | 0 | 0 | 0 | 0 | 0 | 0 | 0 | 0 | 0 | 0 | 0 | 0 | 0 | 0 | 0 | 0 | 0 | 0 | 0 | 0 | 0 | 0 | 0 | 0 | 0 | 0 | 0 | 0 | 4 |  | 0 | 0 | 0 | 0 | 0 | 0 | 0 | 0 | 0 | 0 | 0 | 6 | 0 | 0 | 1 | 0 | 0 | 0 | 0 | 0 | 0 | 0 | 0 | 0 | 0 | 0 | 55.7 | 0 | 0 | 1 | 0 | 0 | 0 | 0 | 0 | 0 | 159.09 | 195.045 | 299.0864 | Miguel 69 kV constraint | Miguel 69 kV constraint | Miguel 69 kV constraint |  | 0 | 0 | 0 | 0 | 0 | 0 | 159.09 | 195.045 | 299.0864 | Miguel 69 kV constraint | Miguel 69 kV constraint | Miguel 69 kV constraint |  | 1 | 1 | NO | 1 | 1 | 1 | NO | 1
SDGE | Otay Mesa | 230 | 0 | 0 | 0 | 0 | 0 | 0 | 0 | 0 | 0 | 0 | 0 | 0 | 0 | 0 | 0 | 0 | 0 | 0 | 0 | 0 | 0 | 0 | 0 | 0 | 0 | 0 | 0 | 0 | 1 | 0 | 1 | 0 | 1 | 0 | 1 | 1 | 1 | 0 | 0 | 0 | 0 | 0 | 0 | 0 | 0 | 0 | 0 | 0 | 0 | 0 | 0 | 0 | 0 | 0 | 0 | 0 | 0 | 0 | 0 | 0 | 0 | 0 | 0 | 0 | 0 | 0 | 0 | 0 | 0 | 0 | 0 | 0 | 0 | 0 | 0 | 0 | 0 | 0 | 0 | 0 | 0 | 0 | 0 | 0 | 0 | 0 | 0 | 0 | 0 | 0 | 0 | 0 | 0 | 0 | 0 | 0 | 0 | 5 |  | 0 | 0 | 0 | 0 | 0 | 0 | 0 | 0 | 0 | 0 | 0 | -65 | 0 | 0 | 1 | 0 | 0 | 0 | 0 | 0 | 0 | 0 | 0 | 0 | 0 | 0 | 0 | 0 | 0 | 0 | 0 | 0 | 0 | 0 | 0 | 0 | 212.21 | 1175 | 1175 | San Luis Rey-San Onofre 230 kV line constraint | Otay Mesa 230 kV constraint | Otay Mesa 230 kV constraint |  | 0 | 0 | 0 | 0 | 0 | 0 | 212.21 | 1175 | 1175 | San Luis Rey-San Onofre 230 kV line constraint | Otay Mesa 230 kV constraint | Otay Mesa 230 kV constraint |  | 1 | 1 | NO | 1 | 1 | 1 | NO | 1
PG&E FRESNO | Padre Flats SW STA | 230 | 0 | 0 | 0 | 0 | 0 | 0 | 0 | 0 | 0 | 0 | 0 | 0 | 0 | 0 | 0 | 0 | 0 | 0 | 0 | 0 | 0 | 0 | 0 | 0 | 0 | 0 | 0 | 0 | 0 | 0 | 0 | 0 | 0 | 0 | 0 | 0 | 0 | 0 | 0 | 0 | 0 | 0 | 0 | 0 | 0 | 0 | 0 | 0 | 0 | 0 | 0 | 0 | 0 | 0 | 0 | 0 | 0 | 0 | 0 | 0 | 0 | 0 | 0 | 0 | 0 | 0 | 0 | 0 | 0 | 0 | 0 | 0 | 0 | 0 | 0 | 0 | 0 | 0 | 0 | 1 | 0 | 0 | 0 | 0 | 0 | 1 | 0 | 0 | 0 | 0 | 0 | 0 | 0 | 0 | 0 | 0 | 0 | 1 |  | 0 | 0 | 0 | 0 | 0 | 0 | 0 | 0 | 0 | 0 | 0 | 0 | 0 | 0 | 0 | 0 | 0 | 0 | 0 | 0 | 0 | 0 | 0 | 0 | 0 | 0 | 0 | 0 | 0 | 0 | 0 | 0 | 0 | 0 | 0 | 0 | 641.647 | 1202.3207 | 839.5755 | Gates 500/230kV TB #11 | Gates 500/230kV TB #11 | Gates 500/230kV TB #11 |  | 0 | 0 | 0 | 0 | 0 | 0 | 641.647 | 1202.3207 | 839.5755 | Gates 500/230kV TB #11 | Gates 500/230kV TB #11 | Gates 500/230kV TB #11 |  | 1 | 1 | NO | 1 | 1 | 1 | NO | 1
EOP | Pahrump | 138 | 0 | 0 | 0 | 0 | 0 | 0 | 0 | 0 | 0 | 0 | 0 | 0 | 0 | 0 | 0 | 0 | 0 | 0 | 0 | 0 | 0 | 0 | 1 | 1 | 1 | 0 | 0 | 0 | 0 | 0 | 0 | 0 | 0 | 0 | 0 | 0 | 0 | 0 | 0 | 0 | 0 | 0 | 0 | 0 | 0 | 0 | 0 | 0 | 0 | 0 | 0 | 0 | 0 | 0 | 0 | 0 | 0 | 0 | 0 | 0 | 0 | 0 | 0 | 0 | 0 | 0 | 0 | 0 | 0 | 0 | 0 | 0 | 0 | 0 | 0 | 0 | 0 | 0 | 0 | 0 | 0 | 0 | 0 | 0 | 0 | 0 | 0 | 0 | 0 | 0 | 0 | 0 | 0 | 0 | 0 | 0 | 0 | 2 |  | 0 | 0 | 0 | 0 | 0 | 0 | 0 | 0 | 0 | 0 | 0 | 0 | 0 | 0 | 0 | 0 | 0 | 0 | 0 | 0 | 0 | 0 | 0 | 0 | 0 | 0 | 0 | 0 | 0 | 0 | 1 | 1 | 0 | 0 | 0 | 0 | -1982.555 | 640.59 | 900.03 | Lugo - Victorville area constraint | Sloan Canyon - Eldorado 500 kV constraint | GLW 230kV area constraint |  | 0 | 1 | 0 | 0 | 0 | 0 | -68.75 | 640.59 | 900.03 | Sloan Canyon - Eldorado 500 kV constraint | Sloan Canyon - Eldorado 500 kV constraint | GLW 230kV area constraint |  | 5 | 3 | YES | 3 | 1 | 1 | NO | 1
EOP | Pahrump | 230 | 0 | 0 | 0 | 0 | 0 | 0 | 0 | 0 | 0 | 0 | 0 | 0 | 0 | 0 | 0 | 0 | 0 | 0 | 0 | 0 | 0 | 0 | 1 | 1 | 1 | 0 | 0 | 0 | 0 | 0 | 0 | 0 | 0 | 0 | 0 | 0 | 0 | 0 | 0 | 0 | 0 | 0 | 0 | 0 | 0 | 0 | 0 | 0 | 0 | 0 | 0 | 0 | 0 | 0 | 0 | 0 | 0 | 0 | 0 | 0 | 0 | 0 | 0 | 0 | 0 | 0 | 0 | 0 | 0 | 0 | 0 | 0 | 0 | 0 | 0 | 0 | 0 | 0 | 0 | 0 | 0 | 0 | 0 | 0 | 0 | 0 | 0 | 0 | 0 | 0 | 0 | 0 | 0 | 0 | 0 | 0 | 0 | 2 |  | 0 | 0 | 0 | 0 | 0 | 0 | 0 | 0 | 0 | 0 | 0 | 0 | 0 | 0 | 0 | 0 | 0 | 0 | 0 | 0 | 0 | 0 | 0 | 0 | 0 | 0 | 0 | 0 | 0 | 0 | 1 | 1 | 0 | 0 | 0 | 0 | -1982.555 | 640.59 | 900.03 | Lugo - Victorville area constraint | Sloan Canyon - Eldorado 500 kV constraint | GLW 230kV area constraint |  | 0 | 1 | 0 | 0 | 0 | 0 | -68.75 | 640.59 | 900.03 | Sloan Canyon - Eldorado 500 kV constraint | Sloan Canyon - Eldorado 500 kV constraint | GLW 230kV area constraint |  | 5 | 3 | YES | 3 | 1 | 1 | NO | 1
SDGE | Pala | 69 | 0 | 0 | 0 | 0 | 0 | 0 | 0 | 0 | 0 | 0 | 0 | 0 | 0 | 0 | 0 | 0 | 0 | 0 | 0 | 0 | 0 | 0 | 0 | 0 | 0 | 1 | 0 | 0 | 1 | 0 | 1 | 0 | 1 | 1 | 0 | 0 | 0 | 1 | 0 | 0 | 0 | 0 | 0 | 0 | 0 | 0 | 0 | 0 | 0 | 0 | 0 | 0 | 0 | 0 | 0 | 0 | 0 | 0 | 0 | 0 | 0 | 0 | 0 | 0 | 0 | 0 | 0 | 0 | 0 | 0 | 0 | 0 | 0 | 0 | 0 | 0 | 0 | 0 | 0 | 0 | 0 | 0 | 0 | 0 | 0 | 0 | 0 | 0 | 0 | 0 | 0 | 0 | 0 | 0 | 0 | 0 | 0 | 3 |  | 0 | 0 | 0 | 0 | 0 | 0 | 0 | 0 | 0 | 0 | 0 | 0 | 0 | 0 | 0 | 0 | 0 | 0 | 0 | 0 | 0 | 0 | 0 | 0 | 0 | 0 | 10 | 0 | 0 | 1 | 0 | 0 | 0 | 0 | 0 | 0 | 94.4 | 149.2 | 313.6 | Ocean Ranch 69 kV constraint | Ocean Ranch 69 kV constraint | Ocean Ranch 69 kV constraint |  | 0 | 0 | 0 | 0 | 0 | 0 | 94.4 | 149.2 | 313.6 | Ocean Ranch 69 kV constraint | Ocean Ranch 69 kV constraint | Ocean Ranch 69 kV constraint |  | 1 | 1 | NO | 1 | 1 | 1 | NO | 1
PG&E NGBA | Palermo | 115 | 0 | 0 | 0 | 0 | 0 | 0 | 0 | 0 | 0 | 0 | 0 | 0 | 0 | 0 | 0 | 0 | 0 | 0 | 0 | 0 | 0 | 0 | 0 | 0 | 0 | 0 | 0 | 0 | 0 | 0 | 0 | 0 | 0 | 0 | 0 | 0 | 0 | 0 | 0 | 1 | 0 | 0 | 0 | 0 | 1 | 1 | 1 | 1 | 0 | 0 | 0 | 0 | 0 | 0 | 0 | 0 | 0 | 0 | 0 | 1 | 1 | 0 | 0 | 0 | 0 | 0 | 0 | 0 | 0 | 0 | 0 | 0 | 0 | 0 | 0 | 0 | 0 | 0 | 0 | 0 | 0 | 0 | 0 | 0 | 0 | 0 | 0 | 0 | 0 | 0 | 0 | 0 | 0 | 0 | 0 | 0 | 0 | 0 |  | 0 | 0 | 0 | 0 | 0 | 0 | 0 | 0 | 0 | 0 | 0 | 0 | 0 | 0 | 0 | 0 | 0 | 0 | 0 | 0 | 0 | 0 | 0 | 0 | 0 | 0 | 0 | 0 | 0 | 0 | 3 | 0 | 2 | 0 | 0 | 0 | -3003.69 | -263.757 | 81.4956 | Collinsville-Tesla 500 kV Line | Collinsville-Tesla 500 kV Line | Rocklin-Pleaseant grove 115kV line |  | 0 | 2 | 0 | 0 | 0 | 0 | -984.3465 | 31.5 | 81.4956 | Tesla-Bellota 230 kV line | Rocklin-Pleaseant grove 115kV line | Rocklin-Pleaseant grove 115kV line |  | 5 | 4 | YES | 4 | 1 | 1 | NO | 1
PG&E NGBA | Palermo | 230 | 0 | 0 | 0 | 0 | 0 | 0 | 0 | 0 | 0 | 0 | 0 | 0 | 0 | 0 | 0 | 0 | 0 | 0 | 0 | 0 | 0 | 0 | 0 | 0 | 0 | 0 | 0 | 0 | 0 | 0 | 0 | 0 | 0 | 0 | 0 | 0 | 0 | 0 | 0 | 1 | 0 | 0 | 0 | 0 | 0 | 1 | 1 | 1 | 0 | 0 | 0 | 0 | 0 | 0 | 0 | 0 | 0 | 0 | 0 | 1 | 1 | 0 | 0 | 0 | 0 | 0 | 0 | 0 | 0 | 0 | 0 | 0 | 0 | 0 | 0 | 0 | 0 | 0 | 0 | 0 | 0 | 0 | 0 | 0 | 0 | 0 | 0 | 0 | 0 | 0 | 0 | 0 | 0 | 0 | 0 | 0 | 0 | 0 |  | 0 | 0 | 0 | 0 | 0 | 0 | 0 | 0 | 0 | 0 | 0 | 0 | 0 | 0 | 0 | 0 | 0 | 0 | 0 | 0 | 0 | 0 | 0 | 0 | 0 | 0 | 0 | 0 | 0 | 0 | 3 | 0 | 2 | 0 | 0 | 0 | -3003.69 | -263.757 | 417.22 | Collinsville-Tesla 500 kV Line | Collinsville-Tesla 500 kV Line | Rio Oso-Brighton 230kV line |  | 0 | 2 | 0 | 0 | 0 | 0 | -984.3465 | 332.3909 | 417.22 | Tesla-Bellota 230 kV line | Bellota-Weber 230kV line | Rio Oso-Brighton 230kV line |  | 5 | 4 | YES | 4 | 1 | 1 | NO | 1
SCE Eastern | Palo Verde | 500 | 0 | 0 | 0 | 0 | 0 | 0 | 0 | 0 | 0 | 0 | 0 | 0 | 0 | 0 | 0 | 0 | 0 | 1 | 0 | 0 | 0 | 1 | 0 | 0 | 1 | 0 | 0 | 0 | 0 | 0 | 0 | 0 | 0 | 0 | 0 | 0 | 0 | 0 | 0 | 0 | 0 | 0 | 0 | 0 | 0 | 0 | 0 | 0 | 0 | 0 | 0 | 0 | 0 | 0 | 0 | 0 | 0 | 0 | 0 | 0 | 0 | 0 | 0 | 0 | 0 | 0 | 0 | 0 | 0 | 0 | 0 | 0 | 0 | 0 | 0 | 0 | 0 | 0 | 0 | 0 | 0 | 0 | 0 | 0 | 0 | 0 | 0 | 0 | 0 | 0 | 0 | 0 | 0 | 0 | 0 | 0 | 0 | 2 |  | 0 | 0 | 0 | 0 | 0 | 0 | 0 | 0 | 0 | 0 | 0 | 0 | 0 | 0 | 0 | 0 | 0 | 0 | 0 | 3028.4 | 0 | 0 | 0 | 0 | 0 | 0 | 0 | 0 | 0 | 1 | 1 | 0 | 0 | 0 | 0 | 0 | -1982.555 | 1305.277 | 3929.931 | Lugo - Victorville area constraint | Lugo - Victorville area constraint | Lugo - Victorville area constraint |  | 0 | 0 | 0 | 0 | 0 | 0 | 148.072 | 2786.36 | 4022.377 | Serrano-Alberhill-Valley Constraint | Devers-Red Bluff Constraint | Devers-Red Bluff Constraint |  | 5 | 1 | YES | 2 | 1 | 1 | NO | 1
SDGE | Palomar Energy | 230 | 0 | 0 | 0 | 0 | 0 | 0 | 0 | 0 | 0 | 0 | 0 | 0 | 0 | 0 | 0 | 0 | 0 | 0 | 0 | 0 | 0 | 0 | 0 | 0 | 0 | 1 | 0 | 0 | 1 | 0 | 1 | 0 | 1 | 0 | 0 | 0 | 0 | 1 | 0 | 0 | 0 | 0 | 0 | 0 | 0 | 0 | 0 | 0 | 0 | 0 | 0 | 0 | 0 | 0 | 0 | 0 | 0 | 0 | 0 | 0 | 0 | 0 | 0 | 0 | 0 | 0 | 0 | 0 | 0 | 0 | 0 | 0 | 0 | 0 | 0 | 0 | 0 | 0 | 0 | 0 | 0 | 0 | 0 | 0 | 0 | 0 | 0 | 0 | 0 | 0 | 0 | 0 | 0 | 0 | 0 | 0 | 0 | 3 |  | 0 | 0 | 0 | 0 | 0 | 0 | 0 | 0 | 0 | 0 | 0 | 0 | 0 | 0 | 0 | 0 | 0 | 0 | 0 | 0 | 0 | 0 | 0 | 0 | 0 | 0 | 0 | 0 | 0 | 0 | 0 | 0 | 0 | 0 | 0 | 0 | 212.21 | 722.035 | 1632.03 | San Luis Rey-San Onofre 230 kV line constraint | Talega 230 kV constraint | Talega 230 kV constraint |  | 0 | 0 | 0 | 0 | 0 | 0 | 212.21 | 722.035 | 1632.03 | San Luis Rey-San Onofre 230 kV line constraint | Talega 230 kV constraint | Talega 230 kV constraint |  | 1 | 1 | NO | 1 | 1 | 1 | NO | 1
PG&E KERN | Panama | 70 | 0 | 0 | 0 | 0 | 0 | 0 | 0 | 0 | 0 | 0 | 0 | 0 | 0 | 0 | 0 | 0 | 0 | 0 | 0 | 0 | 0 | 0 | 0 | 0 | 0 | 0 | 0 | 0 | 0 | 0 | 0 | 0 | 0 | 0 | 0 | 0 | 0 | 0 | 0 | 0 | 0 | 0 | 0 | 0 | 0 | 0 | 0 | 0 | 0 | 0 | 0 | 0 | 0 | 0 | 0 | 0 | 0 | 0 | 0 | 0 | 0 | 0 | 0 | 0 | 0 | 0 | 0 | 1 | 1 | 0 | 0 | 0 | 0 | 0 | 0 | 0 | 0 | 0 | 0 | 1 | 0 | 0 | 0 | 0 | 0 | 0 | 0 | 0 | 0 | 0 | 0 | 0 | 0 | 0 | 0 | 0 | 0 | 0 |  | 0 | 0 | 0 | 0 | 0 | 0 | 0 | 0 | 0 | 0 | 0 | 0 | 0 | 0 | 0 | 0 | 0 | 0 | 0 | 0 | 0 | 0 | 0 | 0 | 0 | 0 | 0 | 0 | 0 | 0 | 0 | 0 | 0 | 0 | 0 | 0 | 35.715 | 4.0117 | 3.675 | Cal Flat-Gates 230 kV line | Cal Flat-Gates 230 kV line | Cal Flat-Gates 230 kV line |  | 0 | 0 | 0 | 0 | 0 | 0 | 35.715 | 4.0117 | 3.675 | Cal Flat-Gates 230 kV line | Cal Flat-Gates 230 kV line | Cal Flat-Gates 230 kV line |  | 1 | 1 | NO | 1 | 1 | 1 | NO | 1
PG&E FRESNO | Panoche | 115 | 0 | 0 | 0 | 0 | 0 | 0 | 0 | 0 | 0 | 0 | 0 | 0 | 0 | 0 | 0 | 0 | 0 | 0 | 0 | 0 | 0 | 0 | 0 | 0 | 0 | 0 | 0 | 0 | 0 | 0 | 0 | 0 | 0 | 0 | 0 | 0 | 0 | 0 | 0 | 0 | 0 | 0 | 0 | 0 | 0 | 1 | 0 | 0 | 0 | 0 | 0 | 0 | 0 | 0 | 0 | 0 | 0 | 0 | 0 | 0 | 0 | 0 | 0 | 0 | 0 | 0 | 0 | 0 | 0 | 0 | 0 | 0 | 0 | 0 | 0 | 0 | 0 | 0 | 1 | 1 | 1 | 1 | 1 | 0 | 0 | 1 | 0 | 1 | 0 | 0 | 0 | 0 | 0 | 0 | 0 | 0 | 0 | 1 |  | 0 | 0 | 0 | 0 | 0 | 0 | 0 | 0 | 0 | 0 | 0 | 0 | 0 | 0 | 0 | 0 | 0 | 0 | 0 | 0 | 0 | 0 | 0 | 6.15 | 0 | 0 | 0 | 0 | 0 | 1 | 1 | 0 | 1 | 0 | 0 | 0 | -699.0315 | -127.6091 | 63.9052 | Bellota-Weber 230kV line | Bellota-Weber 230kV line | Gates 500/230kV TB #12 |  | 0 | 1 | 0 | 0 | 0 | 0 | -239.0315 | 300.67 | 63.9052 | Bellota-Weber 230kV line | Gates 230/70kV TB #5 | Gates 500/230kV TB #12 |  | 5 | 4 | YES | 4 | 1 | 1 | NO | 1
PG&E FRESNO | Panoche | 230 | 0 | 0 | 0 | 0 | 0 | 0 | 0 | 0 | 0 | 0 | 0 | 0 | 0 | 0 | 0 | 0 | 0 | 0 | 0 | 0 | 0 | 0 | 0 | 0 | 0 | 0 | 0 | 0 | 0 | 0 | 0 | 0 | 0 | 0 | 0 | 0 | 0 | 0 | 0 | 0 | 0 | 0 | 0 | 0 | 0 | 0 | 0 | 0 | 0 | 0 | 0 | 0 | 0 | 0 | 0 | 0 | 0 | 0 | 0 | 0 | 0 | 0 | 0 | 0 | 0 | 0 | 0 | 0 | 0 | 0 | 0 | 0 | 0 | 0 | 0 | 0 | 0 | 0 | 1 | 1 | 0 | 1 | 0 | 0 | 0 | 1 | 0 | 0 | 0 | 0 | 0 | 0 | 0 | 0 | 0 | 0 | 0 | 1 |  | 0 | 0 | 0 | 0 | 0 | 0 | 0 | 0 | 0 | 0 | 0 | 0 | 0 | 0 | 0 | 0 | 0 | 0 | 0 | 0 | 0 | 0 | 0 | 0 | 100 | 300 | 0 | 100 | 0 | 1 | 0 | 0 | 0 | 0 | 0 | 0 | 58.6 | 603.945 | 63.9052 | Tranquility-Helm 230kV Line | Tranquility-Helm 230kV Line | Gates 500/230kV TB #12 |  | 0 | 0 | 0 | 0 | 0 | 0 | 58.6 | 603.945 | 63.9052 | Tranquility-Helm 230kV Line | Tranquility-Helm 230kV Line | Gates 500/230kV TB #12 |  | 1 | 1 | NO | 1 | 1 | 1 | NO | 1
SCE Northern | Pardee | 230 | 0 | 0 | 1 | 0 | 0 | 0 | 0 | 0 | 0 | 0 | 0 | 0 | 0 | 0 | 0 | 0 | 0 | 0 | 0 | 0 | 0 | 0 | 0 | 0 | 1 | 0 | 0 | 0 | 0 | 0 | 0 | 0 | 0 | 0 | 0 | 0 | 0 | 0 | 0 | 0 | 0 | 0 | 0 | 0 | 0 | 0 | 0 | 0 | 0 | 0 | 0 | 0 | 0 | 0 | 0 | 0 | 0 | 0 | 0 | 0 | 0 | 0 | 0 | 0 | 0 | 0 | 0 | 0 | 0 | 0 | 0 | 0 | 0 | 0 | 0 | 0 | 0 | 0 | 0 | 0 | 0 | 0 | 0 | 0 | 0 | 0 | 0 | 0 | 0 | 0 | 0 | 0 | 0 | 0 | 0 | 0 | 0 | 0 |  | 0 | 0 | 0 | 0 | 0 | 0 | 0 | 0 | 0 | 0 | 0 | 80 | 0 | 0 | 1 | 0 | 0 | 0 | 0 | 0 | 0 | 0 | 0 | 0 | 0 | 0 | 95 | 0 | 0 | 1 | 1 | 0 | 0 | 0 | 0 | 0 | -1982.555 | 1305.277 | 3929.931 | Lugo - Victorville area constraint | Lugo - Victorville area constraint | Lugo - Victorville area constraint |  | 0 | 0 | 0 | 0 | 0 | 0 | 1912.65 | 2284 | 6908.79 | Pardee-Sylmar Constraint | Pardee-Sylmar Constraint | Pardee-Sylmar Constraint |  | 5 | 1 | YES | 2 | 1 | 1 | NO | 1
PG&E NGBA | Parkway | 230 | 0 | 0 | 0 | 0 | 0 | 0 | 0 | 0 | 0 | 0 | 0 | 0 | 0 | 0 | 0 | 0 | 0 | 0 | 0 | 0 | 0 | 0 | 0 | 0 | 0 | 0 | 0 | 0 | 0 | 0 | 0 | 0 | 0 | 0 | 0 | 0 | 0 | 0 | 0 | 1 | 0 | 0 | 0 | 0 | 0 | 0 | 0 | 0 | 0 | 0 | 0 | 0 | 0 | 0 | 0 | 1 | 0 | 0 | 0 | 0 | 0 | 0 | 0 | 0 | 0 | 0 | 1 | 0 | 0 | 0 | 0 | 0 | 0 | 0 | 0 | 0 | 0 | 0 | 0 | 0 | 0 | 0 | 0 | 0 | 0 | 0 | 0 | 0 | 0 | 0 | 0 | 0 | 0 | 0 | 0 | 0 | 0 | 0 |  | 0 | 0 | 0 | 0 | 0 | 0 | 0 | 0 | 0 | 0 | 0 | 0 | 0 | 0 | 0 | 0 | 3.8 | 0 | 0 | 0 | 0 | 0 | 0 | 0 | 0 | 0 | 0 | 0 | 0 | 1 | 3 | 0 | 2 | 0 | 0 | 0 | -3003.69 | -263.757 | 745.85 | Collinsville-Tesla 500 kV Line | Collinsville-Tesla 500 kV Line | Birds Landing-Contra Costa 230kV Line |  | 0 | 0 | 0 | 0 | 0 | 0 | 1259.89 | 1593.344 | 745.85 | Birds Landing-Contra Costa 230kV Line | Birds Landing-Contra Costa 230kV Line | Birds Landing-Contra Costa 230kV Line |  | 5 | 1 | YES | 2 | 1 | 1 | NO | 1
SCE Northern | Pastoria | 230 | 0 | 0 | 1 | 0 | 0 | 0 | 1 | 0 | 0 | 0 | 0 | 0 | 0 | 0 | 0 | 0 | 0 | 0 | 0 | 0 | 0 | 0 | 0 | 0 | 1 | 0 | 0 | 0 | 0 | 0 | 0 | 0 | 0 | 0 | 0 | 0 | 0 | 0 | 0 | 0 | 0 | 0 | 0 | 0 | 0 | 0 | 0 | 0 | 0 | 0 | 0 | 0 | 0 | 0 | 0 | 0 | 0 | 0 | 0 | 0 | 0 | 0 | 0 | 0 | 0 | 0 | 0 | 0 | 0 | 0 | 0 | 0 | 0 | 0 | 0 | 0 | 0 | 0 | 0 | 0 | 0 | 0 | 0 | 0 | 0 | 0 | 0 | 0 | 0 | 0 | 0 | 0 | 0 | 0 | 0 | 0 | 0 | 0 |  | 0 | 0 | 0 | 0 | 0 | 0 | 0 | 0 | 0 | 0 | 0 | 0 | 0 | 0 | 0 | 0 | 0 | 0 | 0 | 0 | 0 | 0 | 0 | 0 | 0 | 105 | 80 | 0 | 0 | 1 | 1 | 0 | 0 | 0 | 0 | 0 | -1982.555 | 86 | 1910.79 | Lugo - Victorville area constraint | South of Magunden Constraint | South of Magunden Constraint |  | 0 | 0 | 0 | 0 | 0 | 0 | 69.65 | 86 | 1910.79 | South of Magunden Constraint | South of Magunden Constraint | South of Magunden Constraint |  | 5 | 1 | YES | 2 | 1 | 1 | NO | 1
SCE Metro | Pauda | 230 | 0 | 0 | 0 | 0 | 0 | 0 | 0 | 0 | 0 | 1 | 0 | 0 | 0 | 0 | 0 | 0 | 0 | 0 | 0 | 0 | 0 | 0 | 0 | 0 | 0 | 0 | 0 | 0 | 0 | 0 | 0 | 0 | 0 | 0 | 0 | 0 | 0 | 0 | 0 | 0 | 0 | 0 | 0 | 0 | 0 | 0 | 0 | 0 | 0 | 0 | 0 | 0 | 0 | 0 | 0 | 0 | 0 | 0 | 0 | 0 | 0 | 0 | 0 | 0 | 0 | 0 | 0 | 0 | 0 | 0 | 0 | 0 | 0 | 0 | 0 | 0 | 0 | 0 | 0 | 0 | 0 | 0 | 0 | 0 | 0 | 0 | 0 | 0 | 0 | 0 | 0 | 0 | 0 | 0 | 0 | 0 | 0 | 0 |  | 0 | 0 | 0 | 0 | 0 | 0 | 0 | 0 | 0 | 0 | 0 | 0 | 0 | 0 | 0 | 0 | 0 | 0 | 0 | 0 | 0 | 0 | 0 | 0 | 0 | 0 | 120 | 0 | 0 | 1 | 0 | 0 | 0 | 0 | 0 | 0 | 9484.6 | 11247.7 | 14307.5055 | SCE Metro Area Default Constraint | SCE Metro Area Default Constraint | SCE Metro Area Default Constraint |  | 0 | 0 | 0 | 0 | 0 | 0 | 9484.6 | 11247.7 | 14307.5055 | SCE Metro Area Default Constraint | SCE Metro Area Default Constraint | SCE Metro Area Default Constraint |  | 1 | 1 | NO | 1 | 1 | 1 | NO | 1
PG&E GBA | Paul Sweet | 115 | 0 | 0 | 0 | 0 | 0 | 0 | 0 | 0 | 0 | 0 | 0 | 0 | 0 | 0 | 0 | 0 | 0 | 0 | 0 | 0 | 0 | 0 | 0 | 0 | 0 | 0 | 0 | 0 | 0 | 0 | 0 | 0 | 0 | 0 | 0 | 0 | 0 | 0 | 0 | 0 | 0 | 0 | 0 | 0 | 0 | 0 | 0 | 0 | 0 | 0 | 0 | 0 | 0 | 0 | 0 | 0 | 0 | 0 | 0 | 0 | 0 | 0 | 0 | 0 | 1 | 0 | 0 | 0 | 0 | 0 | 0 | 0 | 0 | 0 | 0 | 0 | 0 | 0 | 0 | 0 | 0 | 0 | 0 | 0 | 0 | 0 | 0 | 0 | 0 | 0 | 0 | 0 | 0 | 0 | 0 | 0 | 0 | 0 |  | 0 | 0 | 0 | 0 | 0 | 0 | 0 | 0 | 0 | 0 | 0 | 0 | 0 | 0 | 0 | 0 | 0 | 0 | 0 | 0 | 0 | 0 | 0 | 0 | 0 | 0 | 0 | 0 | 0 | 0 | 0 | 0 | 0 | 0 | 0 | 0 | 311.45 | 344.91 | 296.38 | Morganhill-Metcalf 115kV Line | Morganhill-Metcalf 115kV Line | Morganhill-Metcalf 115kV Line |  | 0 | 0 | 0 | 0 | 0 | 0 | 311.45 | 344.91 | 296.38 | Morganhill-Metcalf 115kV Line | Morganhill-Metcalf 115kV Line | Morganhill-Metcalf 115kV Line |  | 1 | 1 | NO | 1 | 1 | 1 | NO | 1
PG&E NGBA | Peabody | 230 | 0 | 0 | 0 | 0 | 0 | 0 | 0 | 0 | 0 | 0 | 0 | 0 | 0 | 0 | 0 | 0 | 0 | 0 | 0 | 0 | 0 | 0 | 0 | 0 | 0 | 0 | 0 | 0 | 0 | 0 | 0 | 0 | 0 | 0 | 0 | 0 | 0 | 0 | 0 | 1 | 0 | 0 | 0 | 0 | 0 | 0 | 0 | 0 | 0 | 0 | 0 | 0 | 0 | 1 | 1 | 1 | 0 | 0 | 0 | 0 | 0 | 0 | 0 | 0 | 0 | 1 | 1 | 0 | 0 | 0 | 0 | 0 | 0 | 0 | 0 | 0 | 0 | 0 | 0 | 0 | 0 | 0 | 0 | 0 | 0 | 0 | 0 | 0 | 0 | 0 | 0 | 0 | 0 | 0 | 0 | 0 | 0 | 0 |  | 0 | 0 | 0 | 0 | 0 | 0 | 0 | 0 | 0 | 0 | 0 | 0 | 0 | 0 | 0 | 0 | 0 | 0 | 0 | 0 | 0 | 0 | 0 | 8 | 0 | 0 | 0 | 0 | 0 | 1 | 5 | 0 | 3 | 0 | 0 | 0 | -3003.69 | -386.164 | 745.85 | Collinsville-Tesla 500 kV Line | Windmaster-Delta pumps 230 kV line | Birds Landing-Contra Costa 230kV Line |  | 0 | 0 | 0 | 0 | 0 | 0 | 1259.89 | 1593.344 | 745.85 | Birds Landing-Contra Costa 230kV Line | Birds Landing-Contra Costa 230kV Line | Birds Landing-Contra Costa 230kV Line |  | 5 | 1 | YES | 2 | 1 | 1 | NO | 1
PG&E NGBA | Pease | 115 | 0 | 0 | 0 | 0 | 0 | 0 | 0 | 0 | 0 | 0 | 0 | 0 | 0 | 0 | 0 | 0 | 0 | 0 | 0 | 0 | 0 | 0 | 0 | 0 | 0 | 0 | 0 | 0 | 0 | 0 | 0 | 0 | 0 | 0 | 0 | 0 | 0 | 0 | 0 | 1 | 0 | 0 | 0 | 0 | 1 | 1 | 1 | 1 | 0 | 0 | 0 | 0 | 0 | 0 | 0 | 0 | 0 | 0 | 0 | 1 | 1 | 0 | 0 | 0 | 0 | 0 | 0 | 0 | 0 | 0 | 0 | 0 | 0 | 0 | 0 | 0 | 0 | 0 | 0 | 0 | 0 | 0 | 0 | 0 | 0 | 0 | 0 | 0 | 0 | 0 | 0 | 0 | 0 | 0 | 0 | 0 | 0 | 0 |  | 0 | 0 | 0 | 0 | 0 | 0 | 0 | 0 | 0 | 0 | 0 | 0 | 0 | 0 | 0 | 0 | 0 | 0 | 0 | 0 | 0 | 0 | 0 | 0 | 0 | 0 | 0 | 0 | 0 | 0 | 3 | 0 | 2 | 0 | 0 | 0 | -3003.69 | -263.757 | 81.4956 | Collinsville-Tesla 500 kV Line | Collinsville-Tesla 500 kV Line | Rocklin-Pleaseant grove 115kV line |  | 0 | 2 | 0 | 0 | 0 | 0 | -984.3465 | 31.5 | 81.4956 | Tesla-Bellota 230 kV line | Rocklin-Pleaseant grove 115kV line | Rocklin-Pleaseant grove 115kV line |  | 5 | 4 | YES | 4 | 1 | 1 | NO | 1
PG&E NGBA | Pease | 60 | 0 | 0 | 0 | 0 | 0 | 0 | 0 | 0 | 0 | 0 | 0 | 0 | 0 | 0 | 0 | 0 | 0 | 0 | 0 | 0 | 0 | 0 | 0 | 0 | 0 | 0 | 0 | 0 | 0 | 0 | 0 | 0 | 0 | 0 | 0 | 0 | 0 | 0 | 0 | 1 | 0 | 0 | 0 | 0 | 1 | 1 | 1 | 1 | 0 | 0 | 0 | 0 | 0 | 0 | 0 | 0 | 0 | 0 | 0 | 1 | 1 | 0 | 0 | 0 | 0 | 0 | 0 | 0 | 0 | 0 | 0 | 0 | 0 | 0 | 0 | 0 | 0 | 0 | 0 | 0 | 0 | 0 | 0 | 0 | 0 | 0 | 0 | 0 | 0 | 0 | 0 | 0 | 0 | 0 | 0 | 0 | 0 | 0 |  | 0 | 0 | 0 | 0 | 0 | 0 | 0 | 0 | 0 | 0 | 0 | 0 | 0 | 0 | 0 | 0 | 0 | 0 | 0 | 0 | 0 | 0 | 0 | 3 | 0 | 0 | 0 | 0 | 0 | 1 | 3 | 0 | 2 | 0 | 0 | 0 | -3003.69 | -263.757 | 81.4956 | Collinsville-Tesla 500 kV Line | Collinsville-Tesla 500 kV Line | Rocklin-Pleaseant grove 115kV line |  | 0 | 2 | 0 | 0 | 0 | 0 | -984.3465 | 31.5 | 81.4956 | Tesla-Bellota 230 kV line | Rocklin-Pleaseant grove 115kV line | Rocklin-Pleaseant grove 115kV line |  | 5 | 4 | YES | 4 | 1 | 1 | NO | 1
SDGE | Penasquitos | 138 | 0 | 0 | 0 | 0 | 0 | 0 | 0 | 0 | 0 | 0 | 0 | 0 | 0 | 0 | 0 | 0 | 0 | 0 | 0 | 0 | 0 | 0 | 0 | 0 | 0 | 0 | 0 | 0 | 0 | 0 | 1 | 0 | 1 | 0 | 0 | 0 | 0 | 0 | 0 | 0 | 0 | 0 | 0 | 0 | 0 | 0 | 0 | 0 | 0 | 0 | 0 | 0 | 0 | 0 | 0 | 0 | 0 | 0 | 0 | 0 | 0 | 0 | 0 | 0 | 0 | 0 | 0 | 0 | 0 | 0 | 0 | 0 | 0 | 0 | 0 | 0 | 0 | 0 | 0 | 0 | 0 | 0 | 0 | 0 | 0 | 0 | 0 | 0 | 0 | 0 | 0 | 0 | 0 | 0 | 0 | 0 | 0 | 2 |  | 0 | 0 | 0 | 0 | 0 | 0 | 0 | 0 | 0 | 0 | 0 | 0 | 0 | 0 | 0 | 0 | 0 | 0 | 0 | 0 | 0 | 0 | 0 | 0 | 0 | 0 | 0 | 0 | 0 | 0 | 0 | 0 | 0 | 0 | 0 | 0 | 212.21 | 1790.805 | 8041.2844 | San Luis Rey-San Onofre 230 kV line constraint | San Luis Rey-San Onofre 230 kV line constraint | Encina - San Luis Rey 230 kV constraint |  | 0 | 0 | 0 | 0 | 0 | 0 | 212.21 | 1790.805 | 8041.2844 | San Luis Rey-San Onofre 230 kV line constraint | San Luis Rey-San Onofre 230 kV line constraint | Encina - San Luis Rey 230 kV constraint |  | 1 | 1 | NO | 1 | 1 | 1 | NO | 1
SDGE | Penasquitos | 230 | 0 | 0 | 0 | 0 | 0 | 0 | 0 | 0 | 0 | 0 | 0 | 0 | 0 | 0 | 0 | 0 | 0 | 0 | 0 | 0 | 0 | 0 | 0 | 0 | 0 | 0 | 0 | 0 | 0 | 0 | 1 | 0 | 1 | 0 | 0 | 0 | 0 | 0 | 0 | 0 | 0 | 0 | 0 | 0 | 0 | 0 | 0 | 0 | 0 | 0 | 0 | 0 | 0 | 0 | 0 | 0 | 0 | 0 | 0 | 0 | 0 | 0 | 0 | 0 | 0 | 0 | 0 | 0 | 0 | 0 | 0 | 0 | 0 | 0 | 0 | 0 | 0 | 0 | 0 | 0 | 0 | 0 | 0 | 0 | 0 | 0 | 0 | 0 | 0 | 0 | 0 | 0 | 0 | 0 | 0 | 0 | 0 | 2 |  | 0 | 0 | 0 | 0 | 0 | 0 | 0 | 0 | 0 | 0 | 0 | 0 | 0 | 0 | 0 | 0 | 0 | 0 | 0 | 0 | 0 | 0 | 0 | 0 | 0 | 0 | 0 | 0 | 0 | 0 | 0 | 0 | 0 | 0 | 0 | 0 | 212.21 | 1790.805 | 8041.2844 | San Luis Rey-San Onofre 230 kV line constraint | San Luis Rey-San Onofre 230 kV line constraint | Encina - San Luis Rey 230 kV constraint |  | 0 | 0 | 0 | 0 | 0 | 0 | 212.21 | 1790.805 | 8041.2844 | San Luis Rey-San Onofre 230 kV line constraint | San Luis Rey-San Onofre 230 kV line constraint | Encina - San Luis Rey 230 kV constraint |  | 1 | 1 | NO | 1 | 1 | 1 | NO | 1
SDGE | Penasquitos | 69 | 0 | 0 | 0 | 0 | 0 | 0 | 0 | 0 | 0 | 0 | 0 | 0 | 0 | 0 | 0 | 0 | 0 | 0 | 0 | 0 | 0 | 0 | 0 | 0 | 0 | 0 | 0 | 0 | 0 | 0 | 1 | 0 | 1 | 0 | 0 | 0 | 0 | 0 | 0 | 0 | 0 | 0 | 0 | 0 | 0 | 0 | 0 | 0 | 0 | 0 | 0 | 0 | 0 | 0 | 0 | 0 | 0 | 0 | 0 | 0 | 0 | 0 | 0 | 0 | 0 | 0 | 0 | 0 | 0 | 0 | 0 | 0 | 0 | 0 | 0 | 0 | 0 | 0 | 0 | 0 | 0 | 0 | 0 | 0 | 0 | 0 | 0 | 0 | 0 | 0 | 0 | 0 | 0 | 0 | 0 | 0 | 0 | 2 |  | 0 | 0 | 0 | 0 | 0 | 0 | 0 | 0 | 0 | 0 | 0 | 0 | 0 | 0 | 0 | 0 | 0 | 0 | 0 | 0 | 0 | 0 | 0 | 0 | 0 | 0 | 0 | 0 | 0 | 0 | 0 | 0 | 0 | 0 | 0 | 0 | 212.21 | 1790.805 | 8041.2844 | San Luis Rey-San Onofre 230 kV line constraint | San Luis Rey-San Onofre 230 kV line constraint | Encina - San Luis Rey 230 kV constraint |  | 0 | 0 | 0 | 0 | 0 | 0 | 212.21 | 1790.805 | 8041.2844 | San Luis Rey-San Onofre 230 kV line constraint | San Luis Rey-San Onofre 230 kV line constraint | Encina - San Luis Rey 230 kV constraint |  | 1 | 1 | NO | 1 | 1 | 1 | NO | 1
SDGE | Pendleton | 69 | 0 | 0 | 0 | 0 | 0 | 0 | 0 | 0 | 0 | 0 | 0 | 0 | 0 | 0 | 0 | 0 | 0 | 0 | 0 | 0 | 0 | 0 | 0 | 0 | 0 | 1 | 0 | 0 | 0 | 0 | 0 | 0 | 1 | 1 | 0 | 0 | 0 | 1 | 0 | 0 | 0 | 0 | 0 | 0 | 0 | 0 | 0 | 0 | 0 | 0 | 0 | 0 | 0 | 0 | 0 | 0 | 0 | 0 | 0 | 0 | 0 | 0 | 0 | 0 | 0 | 0 | 0 | 0 | 0 | 0 | 0 | 0 | 0 | 0 | 0 | 0 | 0 | 0 | 0 | 0 | 0 | 0 | 0 | 0 | 0 | 0 | 0 | 0 | 0 | 0 | 0 | 0 | 0 | 0 | 0 | 0 | 0 | 1 |  | 0 | 0 | 0 | 0 | 0 | 0 | 0 | 0 | 0 | 0 | 0 | 0 | 0 | 0 | 0 | 0 | 0 | 0 | 0 | 0 | 0 | 0 | 0 | 0 | 0 | 0 | 0 | 50 | 0 | 1 | 0 | 0 | 0 | 0 | 0 | 0 | 94.4 | 149.2 | 313.6 | Ocean Ranch 69 kV constraint | Ocean Ranch 69 kV constraint | Ocean Ranch 69 kV constraint |  | 0 | 0 | 0 | 0 | 0 | 0 | 94.4 | 149.2 | 313.6 | Ocean Ranch 69 kV constraint | Ocean Ranch 69 kV constraint | Ocean Ranch 69 kV constraint |  | 1 | 1 | NO | 1 | 1 | 1 | NO | 1
PG&E NGBA | Penngrove | 115 | 0 | 0 | 0 | 0 | 0 | 0 | 0 | 0 | 0 | 0 | 0 | 0 | 0 | 0 | 0 | 0 | 0 | 0 | 0 | 0 | 0 | 0 | 0 | 0 | 0 | 0 | 0 | 0 | 0 | 0 | 0 | 0 | 0 | 0 | 0 | 0 | 0 | 0 | 0 | 1 | 0 | 0 | 0 | 0 | 0 | 0 | 0 | 0 | 0 | 0 | 0 | 0 | 1 | 0 | 0 | 0 | 0 | 0 | 0 | 0 | 0 | 0 | 0 | 0 | 0 | 0 | 1 | 0 | 0 | 0 | 0 | 0 | 0 | 0 | 0 | 0 | 0 | 0 | 0 | 0 | 0 | 0 | 0 | 0 | 0 | 0 | 0 | 0 | 0 | 0 | 0 | 0 | 0 | 0 | 0 | 0 | 0 | 1 |  | 0 | 0 | 0 | 0 | 0 | 0 | 0 | 0 | 0 | 0 | 0 | 0 | 0 | 0 | 0 | 0 | 0 | 0 | 0 | 0 | 0 | 0 | 0 | 0 | 0 | 0 | 0 | 0 | 0 | 0 | 2 | 0 | 2 | 0 | 0 | 0 | -3003.69 | -263.757 | 745.85 | Collinsville-Tesla 500 kV Line | Collinsville-Tesla 500 kV Line | Birds Landing-Contra Costa 230kV Line |  | 0 | 0 | 0 | 0 | 0 | 0 | 1259.89 | 1593.344 | 745.85 | Birds Landing-Contra Costa 230kV Line | Birds Landing-Contra Costa 230kV Line | Birds Landing-Contra Costa 230kV Line |  | 5 | 1 | YES | 2 | 1 | 1 | NO | 1
PG&E GBA | Peoria | 115 | 0 | 0 | 0 | 0 | 0 | 0 | 0 | 0 | 0 | 0 | 0 | 0 | 0 | 0 | 0 | 0 | 0 | 0 | 0 | 0 | 0 | 0 | 0 | 0 | 0 | 0 | 0 | 0 | 0 | 0 | 0 | 0 | 0 | 0 | 0 | 0 | 0 | 0 | 0 | 0 | 0 | 0 | 0 | 0 | 0 | 1 | 0 | 0 | 0 | 0 | 0 | 0 | 0 | 0 | 0 | 1 | 0 | 1 | 0 | 1 | 0 | 0 | 0 | 0 | 0 | 1 | 0 | 0 | 0 | 0 | 0 | 0 | 0 | 0 | 0 | 0 | 0 | 0 | 0 | 0 | 0 | 0 | 0 | 0 | 0 | 0 | 0 | 0 | 0 | 0 | 0 | 0 | 0 | 0 | 0 | 0 | 0 | 0 |  | 0 | 0 | 0 | 0 | 0 | 0 | 0 | 0 | 0 | 0 | 0 | 10 | 0 | 0 | 1 | 0 | 1 | 0 | 0 | 0 | 0 | 0 | 0 | 0 | 0 | 0 | 10 | 0 | 0 | 1 | 3 | 0 | 1 | 0 | 0 | 0 | -1284.3465 | -127.6091 | 692.3714 | Tesla-Bellota 230 kV line | Bellota-Weber 230kV line | Kasson Jct-Heinz 115 kV line |  | 0 | 2 | 0 | 0 | 0 | 0 | -984.3465 | 332.3909 | 692.3714 | Tesla-Bellota 230 kV line | Bellota-Weber 230kV line | Kasson Jct-Heinz 115 kV line |  | 5 | 4 | YES | 4 | 1 | 1 | NO | 1
PG&E GBA | Piercy | 115 | 0 | 0 | 0 | 0 | 0 | 0 | 0 | 0 | 0 | 0 | 0 | 0 | 0 | 0 | 0 | 0 | 0 | 0 | 0 | 0 | 0 | 0 | 0 | 0 | 0 | 0 | 0 | 0 | 0 | 0 | 0 | 0 | 0 | 0 | 0 | 0 | 0 | 0 | 0 | 0 | 0 | 0 | 0 | 0 | 0 | 0 | 0 | 0 | 0 | 0 | 0 | 0 | 0 | 0 | 0 | 1 | 0 | 0 | 0 | 1 | 0 | 0 | 0 | 0 | 0 | 0 | 0 | 0 | 0 | 0 | 0 | 0 | 0 | 0 | 0 | 0 | 0 | 0 | 0 | 0 | 0 | 0 | 0 | 0 | 0 | 0 | 0 | 0 | 0 | 0 | 0 | 0 | 0 | 0 | 0 | 0 | 0 | 0 |  | 0 | 0 | 0 | 0 | 0 | 0 | 0 | 0 | 0 | 0 | 0 | 0 | 0 | 0 | 0 | 0 | 0 | 0 | 0 | 0 | 0 | 0 | 0 | 0 | 0 | 0 | 0 | 0 | 0 | 0 | 2 | 0 | 0 | 0 | 0 | 0 | -1284.3465 | 756.7514 | 4410.527 | Tesla-Bellota 230 kV line | Tesla-Bellota 230 kV line | Tesla-Bellota 230 kV line |  | 0 | 1 | 0 | 0 | 0 | 0 | -984.3465 | 1056.7514 | 4410.527 | Tesla-Bellota 230 kV line | Tesla-Bellota 230 kV line | Tesla-Bellota 230 kV line |  | 5 | 4 | YES | 4 | 1 | 1 | NO | 1
PG&E FRESNO | Pine Flat | 230 | 0 | 0 | 0 | 0 | 0 | 0 | 0 | 0 | 0 | 0 | 0 | 0 | 0 | 0 | 0 | 0 | 0 | 0 | 0 | 0 | 0 | 0 | 0 | 0 | 0 | 0 | 0 | 0 | 0 | 0 | 0 | 0 | 0 | 0 | 0 | 0 | 0 | 0 | 0 | 0 | 0 | 0 | 0 | 0 | 0 | 1 | 0 | 0 | 0 | 0 | 0 | 0 | 0 | 0 | 0 | 0 | 0 | 0 | 0 | 0 | 0 | 0 | 0 | 0 | 0 | 0 | 0 | 0 | 0 | 0 | 0 | 0 | 0 | 0 | 0 | 0 | 0 | 0 | 1 | 1 | 0 | 1 | 0 | 0 | 0 | 1 | 0 | 0 | 0 | 1 | 0 | 0 | 0 | 0 | 0 | 0 | 0 | 1 |  | 0 | 0 | 0 | 0 | 0 | 0 | 0 | 0 | 0 | 0 | 0 | 0 | 0 | 0 | 0 | 0 | 0 | 0 | 0 | 0 | 0 | 0 | 0 | 0 | 0 | 0 | 0 | 0 | 0 | 0 | 2 | 0 | 2 | 0 | 1 | 0 | -1364.3 | -946.4 | -40.3424 | Borden-Storey #1 230kV line | Borden-Storey #1 230kV line | Borden-Storey #1 230kV line |  | 0 | 2 | 0 | 0 | 0 | 0 | -239.0315 | 300.6 | 63.9052 | Bellota-Weber 230kV line | Borden-Storey #1 230kV line | Gates 500/230kV TB #12 |  | 5 | 4 | YES | 4 | 5 | 1 | YES | 2
SCE NOL | Pisgah | 230 | 0 | 0 | 0 | 0 | 0 | 0 | 0 | 0 | 0 | 0 | 0 | 0 | 0 | 1 | 1 | 0 | 0 | 0 | 0 | 0 | 0 | 0 | 0 | 0 | 0 | 0 | 0 | 0 | 0 | 0 | 0 | 0 | 0 | 0 | 0 | 0 | 0 | 0 | 0 | 0 | 0 | 0 | 0 | 0 | 0 | 0 | 0 | 0 | 0 | 0 | 0 | 0 | 0 | 0 | 0 | 0 | 0 | 0 | 0 | 0 | 0 | 0 | 0 | 0 | 0 | 0 | 0 | 0 | 0 | 0 | 0 | 0 | 0 | 0 | 0 | 0 | 0 | 0 | 0 | 0 | 0 | 0 | 0 | 0 | 0 | 0 | 0 | 0 | 0 | 0 | 0 | 0 | 0 | 0 | 0 | 0 | 0 | 1 |  | 0 | 0 | 0 | 0 | 0 | 0 | 0 | 0 | 0 | 0 | 0 | 0 | 0 | 0 | 0 | 0 | 0 | 0 | 0 | 0 | 0 | 0 | 0 | 0 | 0 | 250 | 0 | 80 | 0 | 1 | 0 | 0 | 0 | 0 | 0 | 0 | 19 | 21.5 | 123.92 | Calcite to Lugo Area Constraint | Calcite to Lugo Area Constraint | Calcite to Lugo Area Constraint |  | 0 | 0 | 0 | 0 | 0 | 0 | 19 | 21.5 | 123.92 | Calcite to Lugo Area Constraint | Calcite to Lugo Area Constraint | Calcite to Lugo Area Constraint |  | 1 | 1 | NO | 1 | 1 | 1 | NO | 1
PG&E NGBA | Pit 1 | 230 | 0 | 0 | 0 | 0 | 0 | 0 | 0 | 0 | 0 | 0 | 0 | 0 | 0 | 0 | 0 | 0 | 0 | 0 | 0 | 0 | 0 | 0 | 0 | 0 | 0 | 0 | 0 | 0 | 0 | 0 | 0 | 0 | 0 | 0 | 0 | 0 | 0 | 0 | 0 | 1 | 0 | 0 | 0 | 1 | 0 | 0 | 0 | 0 | 0 | 0 | 0 | 0 | 0 | 0 | 0 | 0 | 0 | 0 | 0 | 0 | 0 | 0 | 0 | 0 | 0 | 0 | 0 | 0 | 0 | 0 | 0 | 0 | 0 | 0 | 0 | 0 | 0 | 0 | 0 | 0 | 0 | 0 | 0 | 0 | 0 | 0 | 0 | 0 | 0 | 0 | 0 | 0 | 0 | 0 | 0 | 0 | 0 | 0 |  | 0 | 0 | 0 | 0 | 0 | 0 | 0 | 0 | 0 | 0 | 0 | 0 | 0 | 0 | 0 | 0 | 0 | 0 | 0 | 0 | 0 | 0 | 0 | 0 | 0 | 0 | 0 | 0 | 0 | 0 | 2 | 0 | 2 | 0 | 0 | 1 | -3003.69 | -263.757 | -114.78 | Collinsville-Tesla 500 kV Line | Collinsville-Tesla 500 kV Line | Carberry-Round Mountain 230kV Line |  | 0 | 1 | 0 | 1 | 0 | 1 | -76.48 | -14.48 | -89.78 | Carberry-Round Mountain 230kV Line | Carberry-Round Mountain 230kV Line | Carberry-Round Mountain 230kV Line |  | 5 | 3 | YES | 3 | 3 | 3 | NO | 3
PG&E NGBA | Pit 1 | 60 | 0 | 0 | 0 | 0 | 0 | 0 | 0 | 0 | 0 | 0 | 0 | 0 | 0 | 0 | 0 | 0 | 0 | 0 | 0 | 0 | 0 | 0 | 0 | 0 | 0 | 0 | 0 | 0 | 0 | 0 | 0 | 0 | 0 | 0 | 0 | 0 | 0 | 0 | 0 | 1 | 0 | 0 | 0 | 1 | 0 | 0 | 0 | 0 | 0 | 0 | 0 | 0 | 0 | 0 | 0 | 0 | 0 | 0 | 0 | 0 | 0 | 0 | 0 | 0 | 0 | 0 | 0 | 0 | 0 | 0 | 0 | 0 | 0 | 0 | 0 | 0 | 0 | 0 | 0 | 0 | 0 | 0 | 0 | 0 | 0 | 0 | 0 | 0 | 0 | 0 | 0 | 0 | 0 | 0 | 0 | 0 | 0 | 0 |  | 0 | 0 | 0 | 0 | 0 | 0 | 0 | 0 | 0 | 0 | 0 | 0 | 0 | 0 | 0 | 0 | 0 | 0 | 0 | 0 | 0 | 0 | 0 | 0 | 0 | 0 | 0 | 0 | 0 | 0 | 2 | 0 | 2 | 0 | 0 | 1 | -3003.69 | -263.757 | -114.78 | Collinsville-Tesla 500 kV Line | Collinsville-Tesla 500 kV Line | Carberry-Round Mountain 230kV Line |  | 0 | 1 | 0 | 1 | 0 | 1 | -76.48 | -14.48 | -89.78 | Carberry-Round Mountain 230kV Line | Carberry-Round Mountain 230kV Line | Carberry-Round Mountain 230kV Line |  | 5 | 3 | YES | 3 | 3 | 3 | NO | 3
PG&E NGBA | Pit 3 | 230 | 0 | 0 | 0 | 0 | 0 | 0 | 0 | 0 | 0 | 0 | 0 | 0 | 0 | 0 | 0 | 0 | 0 | 0 | 0 | 0 | 0 | 0 | 0 | 0 | 0 | 0 | 0 | 0 | 0 | 0 | 0 | 0 | 0 | 0 | 0 | 0 | 0 | 0 | 0 | 1 | 0 | 0 | 0 | 1 | 0 | 0 | 0 | 0 | 0 | 0 | 0 | 0 | 0 | 0 | 0 | 0 | 0 | 0 | 0 | 0 | 0 | 0 | 0 | 0 | 0 | 0 | 0 | 0 | 0 | 0 | 0 | 0 | 0 | 0 | 0 | 0 | 0 | 0 | 0 | 0 | 0 | 0 | 0 | 0 | 0 | 0 | 0 | 0 | 0 | 0 | 0 | 0 | 0 | 0 | 0 | 0 | 0 | 0 |  | 0 | 0 | 0 | 0 | 0 | 0 | 0 | 0 | 0 | 0 | 0 | 0 | 0 | 0 | 0 | 0 | 0 | 0 | 0 | 0 | 0 | 0 | 0 | 0 | 0 | 0 | 0 | 0 | 0 | 0 | 2 | 0 | 2 | 0 | 0 | 1 | -3003.69 | -263.757 | -114.78 | Collinsville-Tesla 500 kV Line | Collinsville-Tesla 500 kV Line | Carberry-Round Mountain 230kV Line |  | 0 | 1 | 0 | 1 | 0 | 1 | -76.48 | -14.48 | -89.78 | Carberry-Round Mountain 230kV Line | Carberry-Round Mountain 230kV Line | Carberry-Round Mountain 230kV Line |  | 5 | 3 | YES | 3 | 3 | 3 | NO | 3
PG&E NGBA | Pit 4 | 230 | 0 | 0 | 0 | 0 | 0 | 0 | 0 | 0 | 0 | 0 | 0 | 0 | 0 | 0 | 0 | 0 | 0 | 0 | 0 | 0 | 0 | 0 | 0 | 0 | 0 | 0 | 0 | 0 | 0 | 0 | 0 | 0 | 0 | 0 | 0 | 0 | 0 | 0 | 0 | 1 | 0 | 0 | 0 | 0 | 0 | 0 | 0 | 0 | 0 | 0 | 0 | 0 | 0 | 0 | 0 | 0 | 0 | 0 | 0 | 0 | 0 | 0 | 0 | 0 | 0 | 0 | 0 | 0 | 0 | 0 | 0 | 0 | 0 | 0 | 0 | 0 | 0 | 0 | 0 | 0 | 0 | 0 | 0 | 0 | 0 | 0 | 0 | 0 | 0 | 0 | 0 | 0 | 0 | 0 | 0 | 0 | 0 | 0 |  | 0 | 0 | 0 | 0 | 0 | 0 | 0 | 0 | 0 | 0 | 0 | 0 | 0 | 0 | 0 | 0 | 0 | 0 | 0 | 0 | 0 | 0 | 0 | 0 | 0 | 0 | 0 | 0 | 0 | 0 | 1 | 0 | 1 | 0 | 0 | 0 | -3003.69 | -263.757 | 4918.8858 | Collinsville-Tesla 500 kV Line | Collinsville-Tesla 500 kV Line | Collinsville-Tesla 500 kV Line |  | 0 | 0 | 0 | 0 | 0 | 0 | 5641.31 | 8381.243 | 4918.8858 | Collinsville-Tesla 500 kV Line | Collinsville-Tesla 500 kV Line | Collinsville-Tesla 500 kV Line |  | 5 | 1 | YES | 2 | 1 | 1 | NO | 1
PG&E GBA | Pittsburg | 115 | 0 | 0 | 0 | 0 | 0 | 0 | 0 | 0 | 0 | 0 | 0 | 0 | 0 | 0 | 0 | 0 | 0 | 0 | 0 | 0 | 0 | 0 | 0 | 0 | 0 | 0 | 0 | 0 | 0 | 0 | 0 | 0 | 0 | 0 | 0 | 0 | 0 | 0 | 0 | 1 | 0 | 0 | 0 | 0 | 0 | 0 | 0 | 0 | 0 | 1 | 0 | 0 | 1 | 1 | 0 | 1 | 0 | 0 | 1 | 1 | 0 | 0 | 0 | 0 | 0 | 1 | 0 | 0 | 0 | 0 | 0 | 0 | 0 | 0 | 0 | 0 | 0 | 0 | 0 | 0 | 0 | 0 | 0 | 0 | 0 | 0 | 0 | 0 | 0 | 0 | 0 | 0 | 0 | 0 | 0 | 0 | 0 | 2 |  | 0 | 0 | 0 | 0 | 0 | 0 | 0 | 0 | 0 | 0 | 0 | 0 | 0 | 0 | 0 | 0 | 0 | 0 | 0 | 0 | 0 | 0 | 0 | 0 | 0 | 0 | 0 | 75 | 0 | 1 | 4 | 0 | 2 | 0 | 0 | 0 | -3003.69 | -386.164 | 4072.56 | Collinsville-Tesla 500 kV Line | Windmaster-Delta pumps 230 kV line | Dumbarton-Newark 115 kV line |  | 0 | 1 | 0 | 0 | 0 | 0 | -984.3465 | 1056.7514 | 4072.56 | Tesla-Bellota 230 kV line | Tesla-Bellota 230 kV line | Dumbarton-Newark 115 kV line |  | 5 | 4 | YES | 4 | 1 | 1 | NO | 1
PG&E GBA | Pittsburg | 230 | 0 | 0 | 0 | 0 | 0 | 0 | 0 | 0 | 0 | 0 | 0 | 0 | 0 | 0 | 0 | 0 | 0 | 0 | 0 | 0 | 0 | 0 | 0 | 0 | 0 | 0 | 0 | 0 | 0 | 0 | 0 | 0 | 0 | 0 | 0 | 0 | 0 | 0 | 0 | 1 | 0 | 0 | 0 | 0 | 0 | 0 | 0 | 0 | 0 | 1 | 0 | 0 | 1 | 1 | 1 | 1 | 0 | 0 | 1 | 1 | 0 | 0 | 0 | 0 | 0 | 1 | 0 | 0 | 0 | 0 | 0 | 0 | 0 | 0 | 0 | 0 | 0 | 0 | 0 | 0 | 0 | 0 | 0 | 0 | 0 | 0 | 0 | 0 | 0 | 0 | 0 | 0 | 0 | 0 | 0 | 0 | 0 | 2 |  | 0 | 0 | 0 | 0 | 0 | 0 | 0 | 0 | 0 | 0 | 0 | 0 | 0 | 0 | 0 | 0 | 0 | 0 | 0 | 0 | 0 | 0 | 0 | 0 | 0 | 0 | 0 | 175 | 100 | 1 | 5 | 0 | 2 | 0 | 0 | 0 | -3003.69 | -386.164 | 3785.066 | Collinsville-Tesla 500 kV Line | Windmaster-Delta pumps 230 kV line | Contra Costa- Windmaster 230 kV line |  | 0 | 1 | 0 | 0 | 0 | 0 | -984.3465 | 1056.7514 | 3785.066 | Tesla-Bellota 230 kV line | Tesla-Bellota 230 kV line | Contra Costa- Windmaster 230 kV line |  | 5 | 4 | YES | 4 | 1 | 1 | NO | 1
PG&E NGBA | Pleasant Grove | 115 | 0 | 0 | 0 | 0 | 0 | 0 | 0 | 0 | 0 | 0 | 0 | 0 | 0 | 0 | 0 | 0 | 0 | 0 | 0 | 0 | 0 | 0 | 0 | 0 | 0 | 0 | 0 | 0 | 0 | 0 | 0 | 0 | 0 | 0 | 0 | 0 | 0 | 0 | 0 | 1 | 0 | 0 | 1 | 0 | 1 | 1 | 1 | 1 | 0 | 0 | 0 | 0 | 0 | 0 | 0 | 0 | 0 | 0 | 0 | 1 | 1 | 0 | 0 | 0 | 0 | 0 | 0 | 0 | 0 | 0 | 0 | 0 | 0 | 0 | 0 | 0 | 0 | 0 | 0 | 0 | 0 | 0 | 0 | 0 | 0 | 0 | 0 | 0 | 0 | 0 | 0 | 0 | 0 | 0 | 0 | 0 | 0 | 0 |  | 0 | 0 | 0 | 0 | 0 | 0 | 0 | 0 | 0 | 0 | 0 | 0 | 0 | 0 | 0 | 0 | 0 | 0 | 0 | 0 | 0 | 0 | 0 | 0 | 0 | 0 | 0 | 0 | 0 | 0 | 3 | 0 | 2 | 0 | 0 | 0 | -3003.69 | -263.757 | 81.4956 | Collinsville-Tesla 500 kV Line | Collinsville-Tesla 500 kV Line | Rocklin-Pleaseant grove 115kV line |  | 0 | 2 | 0 | 0 | 0 | 0 | -984.3465 | 31.5 | 81.4956 | Tesla-Bellota 230 kV line | Rocklin-Pleaseant grove 115kV line | Rocklin-Pleaseant grove 115kV line |  | 5 | 4 | YES | 4 | 1 | 1 | NO | 1
PG&E NGBA | POE | 230 | 0 | 0 | 0 | 0 | 0 | 0 | 0 | 0 | 0 | 0 | 0 | 0 | 0 | 0 | 0 | 0 | 0 | 0 | 0 | 0 | 0 | 0 | 0 | 0 | 0 | 0 | 0 | 0 | 0 | 0 | 0 | 0 | 0 | 0 | 0 | 0 | 0 | 0 | 0 | 1 | 1 | 0 | 1 | 0 | 1 | 1 | 1 | 1 | 0 | 0 | 0 | 0 | 0 | 0 | 0 | 0 | 0 | 0 | 0 | 1 | 1 | 0 | 0 | 0 | 0 | 0 | 0 | 0 | 0 | 0 | 0 | 0 | 0 | 0 | 0 | 0 | 0 | 0 | 0 | 0 | 0 | 0 | 0 | 0 | 0 | 0 | 0 | 0 | 0 | 0 | 0 | 0 | 0 | 0 | 0 | 0 | 0 | 0 |  | 0 | 0 | 0 | 0 | 0 | 0 | 0 | 0 | 0 | 0 | 0 | 0 | 0 | 0 | 0 | 0 | 0 | 0 | 0 | 0 | 0 | 0 | 0 | 0 | 0 | 0 | 0 | 0 | 0 | 0 | 3 | 0 | 2 | 0 | 0 | 0 | -3003.69 | -263.757 | 32.84 | Collinsville-Tesla 500 kV Line | Collinsville-Tesla 500 kV Line | Woodland- Davis 115kV line |  | 0 | 2 | 0 | 0 | 0 | 0 | -984.3465 | 31.5 | 32.84 | Tesla-Bellota 230 kV line | Rocklin-Pleaseant grove 115kV line | Woodland- Davis 115kV line |  | 5 | 4 | YES | 4 | 1 | 1 | NO | 1
SDGE | Point Loma | 69 | 0 | 0 | 0 | 0 | 0 | 0 | 0 | 0 | 0 | 0 | 0 | 0 | 0 | 0 | 0 | 0 | 0 | 0 | 0 | 0 | 0 | 0 | 0 | 0 | 0 | 0 | 0 | 0 | 1 | 0 | 1 | 0 | 1 | 0 | 0 | 0 | 0 | 0 | 0 | 0 | 0 | 0 | 0 | 0 | 0 | 0 | 0 | 0 | 0 | 0 | 0 | 0 | 0 | 0 | 0 | 0 | 0 | 0 | 0 | 0 | 0 | 0 | 0 | 0 | 0 | 0 | 0 | 0 | 0 | 0 | 0 | 0 | 0 | 0 | 0 | 0 | 0 | 0 | 0 | 0 | 0 | 0 | 0 | 0 | 0 | 0 | 0 | 0 | 0 | 0 | 0 | 0 | 0 | 0 | 0 | 0 | 0 | 3 |  | 0 | 0 | 0 | 0 | 0 | 0 | 0 | 0 | 0 | 0 | 0 | 0 | 0 | 0 | 0 | 0 | 0 | 0 | 0 | 0 | 0 | 0 | 0 | 0 | 0 | 0 | 0 | 0 | 0 | 0 | 0 | 0 | 0 | 0 | 0 | 0 | 212.21 | 1790.805 | 8041.2844 | San Luis Rey-San Onofre 230 kV line constraint | San Luis Rey-San Onofre 230 kV line constraint | Encina - San Luis Rey 230 kV constraint |  | 0 | 0 | 0 | 0 | 0 | 0 | 212.21 | 1790.805 | 8041.2844 | San Luis Rey-San Onofre 230 kV line constraint | San Luis Rey-San Onofre 230 kV line constraint | Encina - San Luis Rey 230 kV constraint |  | 1 | 1 | NO | 1 | 1 | 1 | NO | 1
SDGE | Pomerado | 69 | 0 | 0 | 0 | 0 | 0 | 0 | 0 | 0 | 0 | 0 | 0 | 0 | 0 | 0 | 0 | 0 | 0 | 0 | 0 | 0 | 0 | 0 | 0 | 0 | 0 | 1 | 0 | 0 | 1 | 0 | 1 | 0 | 1 | 0 | 0 | 0 | 0 | 1 | 0 | 0 | 0 | 0 | 0 | 0 | 0 | 0 | 0 | 0 | 0 | 0 | 0 | 0 | 0 | 0 | 0 | 0 | 0 | 0 | 0 | 0 | 0 | 0 | 0 | 0 | 0 | 0 | 0 | 0 | 0 | 0 | 0 | 0 | 0 | 0 | 0 | 0 | 0 | 0 | 0 | 0 | 0 | 0 | 0 | 0 | 0 | 0 | 0 | 0 | 0 | 0 | 0 | 0 | 0 | 0 | 0 | 0 | 0 | 3 |  | 0 | 0 | 0 | 0 | 0 | 0 | 0 | 0 | 0 | 0 | 0 | 0 | 0 | 0 | 0 | 0 | 0 | 0 | 0 | 0 | 0 | 0 | 0 | 0 | 0 | 0 | 100 | 0 | 0 | 1 | 0 | 0 | 0 | 0 | 0 | 0 | 212.21 | 722.035 | 1632.03 | San Luis Rey-San Onofre 230 kV line constraint | Talega 230 kV constraint | Talega 230 kV constraint |  | 0 | 0 | 0 | 0 | 0 | 0 | 212.21 | 722.035 | 1632.03 | San Luis Rey-San Onofre 230 kV line constraint | Talega 230 kV constraint | Talega 230 kV constraint |  | 1 | 1 | NO | 1 | 1 | 1 | NO | 1
PG&E KERN | Poso Mountain | 115 | 0 | 0 | 0 | 0 | 0 | 0 | 0 | 0 | 0 | 0 | 0 | 0 | 0 | 0 | 0 | 0 | 0 | 0 | 0 | 0 | 0 | 0 | 0 | 0 | 0 | 0 | 0 | 0 | 0 | 0 | 0 | 0 | 0 | 0 | 0 | 0 | 0 | 0 | 0 | 0 | 0 | 0 | 0 | 0 | 0 | 0 | 0 | 0 | 0 | 0 | 0 | 0 | 0 | 0 | 0 | 0 | 0 | 0 | 0 | 0 | 0 | 0 | 0 | 0 | 0 | 0 | 0 | 0 | 1 | 0 | 1 | 0 | 0 | 0 | 1 | 0 | 0 | 0 | 1 | 0 | 0 | 0 | 0 | 0 | 0 | 0 | 0 | 0 | 0 | 0 | 0 | 0 | 0 | 0 | 1 | 0 | 0 | 0 |  | 0 | 0 | 0 | 0 | 0 | 0 | 0 | 0 | 0 | 0 | 0 | 0 | 0 | 0 | 0 | 0 | 0 | 0 | 0 | 0 | 0 | 0 | 0 | 0 | 0 | 0 | 0 | 0 | 0 | 0 | 1 | 0 | 0 | 0 | 0 | 1 | -1872.365 | 158.2197 | -2894.0969 | Mustang-Henrietta 230 kV line | Mustang-Henrietta 230 kV line | Mustang-Henrietta 230 kV line |  | 0 | 0 | 0 | 0 | 0 | 1 | 606.635 | 1287.45 | -415.0969 | Mustang-Henrietta 230 kV line | Gates-Arco 230 kV Line | Mustang-Henrietta 230 kV line |  | 5 | 1 | YES | 2 | 4 | 4 | NO | 4
EOP | Primm | 230 | 0 | 0 | 0 | 0 | 0 | 0 | 0 | 0 | 0 | 0 | 0 | 0 | 0 | 0 | 0 | 0 | 0 | 0 | 0 | 0 | 0 | 0 | 0 | 1 | 1 | 0 | 0 | 0 | 0 | 0 | 0 | 0 | 0 | 0 | 0 | 0 | 0 | 0 | 0 | 0 | 0 | 0 | 0 | 0 | 0 | 0 | 0 | 0 | 0 | 0 | 0 | 0 | 0 | 0 | 0 | 0 | 0 | 0 | 0 | 0 | 0 | 0 | 0 | 0 | 0 | 0 | 0 | 0 | 0 | 0 | 0 | 0 | 0 | 0 | 0 | 0 | 0 | 0 | 0 | 0 | 0 | 0 | 0 | 0 | 0 | 0 | 0 | 0 | 0 | 0 | 0 | 0 | 0 | 0 | 0 | 0 | 0 | 1 |  | 0 | 0 | 0 | 0 | 0 | 0 | 0 | 0 | 0 | 0 | 0 | 0 | 0 | 0 | 0 | 0 | 0 | 0 | 0 | 0 | 0 | 0 | 0 | 0 | 0 | 0 | 200 | 0 | 0 | 1 | 1 | 1 | 0 | 0 | 0 | 0 | -1982.555 | 640.59 | 1134.96 | Lugo - Victorville area constraint | Sloan Canyon - Eldorado 500 kV constraint | Sloan Canyon - Eldorado 500 kV constraint |  | 0 | 1 | 0 | 0 | 0 | 0 | -68.75 | 640.59 | 1134.96 | Sloan Canyon - Eldorado 500 kV constraint | Sloan Canyon - Eldorado 500 kV constraint | Sloan Canyon - Eldorado 500 kV constraint |  | 5 | 3 | YES | 3 | 1 | 1 | NO | 1
PG&E NGBA | Putah Creek | 115 | 0 | 0 | 0 | 0 | 0 | 0 | 0 | 0 | 0 | 0 | 0 | 0 | 0 | 0 | 0 | 0 | 0 | 0 | 0 | 0 | 0 | 0 | 0 | 0 | 0 | 0 | 0 | 0 | 0 | 0 | 0 | 0 | 0 | 0 | 0 | 0 | 0 | 0 | 0 | 1 | 0 | 0 | 0 | 0 | 0 | 0 | 0 | 0 | 0 | 0 | 0 | 0 | 0 | 1 | 1 | 1 | 0 | 0 | 0 | 0 | 0 | 0 | 0 | 0 | 0 | 0 | 1 | 0 | 0 | 0 | 0 | 0 | 0 | 0 | 0 | 0 | 0 | 0 | 0 | 0 | 0 | 0 | 0 | 0 | 0 | 0 | 0 | 0 | 0 | 0 | 0 | 0 | 0 | 0 | 0 | 0 | 0 | 0 |  | 0 | 0 | 0 | 0 | 0 | 0 | 0 | 0 | 0 | 0 | -3 | -3 | 0 | 0 | 1 | 0 | 0 | 0 | 0 | 0 | 0 | 0 | 0 | 4.3 | 0 | 0 | 0 | 0 | 0 | 1 | 5 | 0 | 3 | 0 | 0 | 0 | -3003.69 | -386.164 | 745.85 | Collinsville-Tesla 500 kV Line | Windmaster-Delta pumps 230 kV line | Birds Landing-Contra Costa 230kV Line |  | 0 | 0 | 0 | 0 | 0 | 0 | 1259.89 | 1593.344 | 745.85 | Birds Landing-Contra Costa 230kV Line | Birds Landing-Contra Costa 230kV Line | Birds Landing-Contra Costa 230kV Line |  | 5 | 1 | YES | 2 | 1 | 1 | NO | 1
SDGE | Q1806 | 138 | 0 | 0 | 0 | 0 | 0 | 0 | 0 | 0 | 0 | 0 | 0 | 0 | 0 | 0 | 0 | 0 | 0 | 0 | 0 | 0 | 0 | 0 | 0 | 0 | 0 | 0 | 0 | 0 | 0 | 0 | 0 | 0 | 0 | 0 | 0 | 0 | 0 | 1 | 1 | 0 | 0 | 0 | 0 | 0 | 0 | 0 | 0 | 0 | 0 | 0 | 0 | 0 | 0 | 0 | 0 | 0 | 0 | 0 | 0 | 0 | 0 | 0 | 0 | 0 | 0 | 0 | 0 | 0 | 0 | 0 | 0 | 0 | 0 | 0 | 0 | 0 | 0 | 0 | 0 | 0 | 0 | 0 | 0 | 0 | 0 | 0 | 0 | 0 | 0 | 0 | 0 | 0 | 0 | 0 | 0 | 0 | 0 | 0 |  | 0 | 0 | 0 | 0 | 0 | 0 | 0 | 0 | 0 | 0 | 0 | 0 | 0 | 0 | 0 | 0 | 0 | 0 | 0 | 0 | 0 | 0 | 0 | 0 | 0 | 0 | 0 | 0 | 0 | 0 | 0 | 0 | 0 | 0 | 0 | 0 | 416.07 | 466 | 571 | Talega 230 kV constraint | Trabuco-Capistrano 138 kV constraint | Trabuco-Capistrano 138 kV constraint |  | 0 | 0 | 0 | 0 | 0 | 0 | 416.07 | 466 | 571 | Talega 230 kV constraint | Trabuco-Capistrano 138 kV constraint | Trabuco-Capistrano 138 kV constraint |  | 1 | 1 | NO | 1 | 1 | 1 | NO | 1
PG&E FRESNO | Quinto | 230 | 0 | 0 | 0 | 0 | 0 | 0 | 0 | 0 | 0 | 0 | 0 | 0 | 0 | 0 | 0 | 0 | 0 | 0 | 0 | 0 | 0 | 0 | 0 | 0 | 0 | 0 | 0 | 0 | 0 | 0 | 0 | 0 | 0 | 0 | 0 | 0 | 0 | 0 | 0 | 0 | 0 | 0 | 0 | 0 | 0 | 0 | 0 | 0 | 0 | 0 | 0 | 0 | 0 | 0 | 0 | 0 | 0 | 0 | 0 | 0 | 0 | 0 | 0 | 0 | 0 | 0 | 0 | 0 | 0 | 0 | 0 | 0 | 0 | 0 | 0 | 0 | 0 | 0 | 0 | 1 | 0 | 0 | 0 | 0 | 0 | 1 | 0 | 0 | 0 | 0 | 0 | 0 | 0 | 0 | 0 | 0 | 0 | 1 |  | 0 | 0 | 0 | 0 | 0 | 0 | 0 | 0 | 0 | 0 | 0 | 0 | 0 | 0 | 0 | 0 | 0 | 0 | 0 | 0 | 0 | 0 | 0 | 0 | 200 | 250 | 0 | 50 | 0 | 1 | 0 | 0 | 0 | 0 | 0 | 0 | 641.647 | 1202.3207 | 839.5755 | Gates 500/230kV TB #11 | Gates 500/230kV TB #11 | Gates 500/230kV TB #11 |  | 0 | 0 | 0 | 0 | 0 | 0 | 641.647 | 1202.3207 | 839.5755 | Gates 500/230kV TB #11 | Gates 500/230kV TB #11 | Gates 500/230kV TB #11 |  | 1 | 1 | NO | 1 | 1 | 1 | NO | 1
PG&E GBA | Race Track | 115 | 0 | 0 | 0 | 0 | 0 | 0 | 0 | 0 | 0 | 0 | 0 | 0 | 0 | 0 | 0 | 0 | 0 | 0 | 0 | 0 | 0 | 0 | 0 | 0 | 0 | 0 | 0 | 0 | 0 | 0 | 0 | 0 | 0 | 0 | 0 | 0 | 0 | 0 | 0 | 0 | 0 | 0 | 0 | 0 | 0 | 1 | 0 | 0 | 0 | 0 | 0 | 0 | 0 | 0 | 0 | 1 | 0 | 1 | 0 | 1 | 0 | 0 | 0 | 0 | 0 | 1 | 0 | 0 | 0 | 0 | 0 | 0 | 0 | 0 | 0 | 0 | 0 | 0 | 0 | 0 | 0 | 0 | 0 | 0 | 0 | 0 | 0 | 0 | 0 | 0 | 0 | 0 | 0 | 0 | 0 | 0 | 0 | 0 |  | 0 | 0 | 0 | 0 | 0 | 0 | 0 | 0 | 0 | 0 | 0 | 0 | 0 | 0 | 0 | 0 | 0 | 0 | 0 | 0 | 0 | 0 | 0 | 0 | 0 | 0 | 0 | 0 | 0 | 0 | 3 | 0 | 1 | 0 | 0 | 0 | -1284.3465 | -127.6091 | 692.3714 | Tesla-Bellota 230 kV line | Bellota-Weber 230kV line | Kasson Jct-Heinz 115 kV line |  | 0 | 2 | 0 | 0 | 0 | 0 | -984.3465 | 332.3909 | 692.3714 | Tesla-Bellota 230 kV line | Bellota-Weber 230kV line | Kasson Jct-Heinz 115 kV line |  | 5 | 4 | YES | 4 | 1 | 1 | NO | 1
SDGE | Rancho Mission Viejo | 138 | 0 | 0 | 0 | 0 | 0 | 0 | 0 | 0 | 0 | 0 | 0 | 0 | 0 | 0 | 0 | 0 | 0 | 0 | 0 | 0 | 0 | 0 | 0 | 0 | 0 | 1 | 0 | 0 | 0 | 0 | 0 | 0 | 0 | 0 | 0 | 0 | 0 | 1 | 1 | 0 | 0 | 0 | 0 | 0 | 0 | 0 | 0 | 0 | 0 | 0 | 0 | 0 | 0 | 0 | 0 | 0 | 0 | 0 | 0 | 0 | 0 | 0 | 0 | 0 | 0 | 0 | 0 | 0 | 0 | 0 | 0 | 0 | 0 | 0 | 0 | 0 | 0 | 0 | 0 | 0 | 0 | 0 | 0 | 0 | 0 | 0 | 0 | 0 | 0 | 0 | 0 | 0 | 0 | 0 | 0 | 0 | 0 | 0 |  | 0 | 0 | 0 | 0 | 0 | 0 | 0 | 0 | 0 | 0 | 0 | 0 | 0 | 0 | 0 | 0 | 0 | 0 | 0 | 0 | 0 | 0 | 0 | 0 | 0 | 0 | 0 | 0 | 0 | 0 | 0 | 0 | 0 | 0 | 0 | 0 | 302.87 | 466 | 571 | Capistrano-San Onofre 230 kV constraint | Trabuco-Capistrano 138 kV constraint | Trabuco-Capistrano 138 kV constraint |  | 0 | 0 | 0 | 0 | 0 | 0 | 302.87 | 466 | 571 | Capistrano-San Onofre 230 kV constraint | Trabuco-Capistrano 138 kV constraint | Trabuco-Capistrano 138 kV constraint |  | 1 | 1 | NO | 1 | 1 | 1 | NO | 1
PG&E GBA | Rancho Seco | 230 | 0 | 0 | 0 | 0 | 0 | 0 | 0 | 0 | 0 | 0 | 0 | 0 | 0 | 0 | 0 | 0 | 0 | 0 | 0 | 0 | 0 | 0 | 0 | 0 | 0 | 0 | 0 | 0 | 0 | 0 | 0 | 0 | 0 | 0 | 0 | 0 | 0 | 0 | 0 | 0 | 0 | 0 | 0 | 0 | 0 | 1 | 0 | 0 | 0 | 0 | 0 | 0 | 0 | 0 | 0 | 0 | 0 | 0 | 0 | 1 | 1 | 0 | 0 | 0 | 0 | 0 | 0 | 0 | 0 | 0 | 0 | 0 | 0 | 0 | 0 | 0 | 0 | 0 | 0 | 0 | 0 | 0 | 0 | 0 | 0 | 0 | 0 | 0 | 0 | 0 | 0 | 0 | 0 | 0 | 0 | 0 | 0 | 0 |  | 0 | 0 | 0 | 0 | 0 | 0 | 0 | 0 | 0 | 0 | 0 | 0 | 0 | 0 | 0 | 0 | 0 | 0 | 0 | 0 | 0 | 0 | 0 | 0 | 0 | 0 | 0 | 0 | 0 | 0 | 2 | 0 | 1 | 0 | 0 | 0 | -1284.3465 | -127.6091 | 2364.9322 | Tesla-Bellota 230 kV line | Bellota-Weber 230kV line | Bellota-Weber 230kV line |  | 0 | 2 | 0 | 0 | 0 | 0 | -984.3465 | 332.3909 | 2364.9322 | Tesla-Bellota 230 kV line | Bellota-Weber 230kV line | Bellota-Weber 230kV line |  | 5 | 4 | YES | 4 | 1 | 1 | NO | 1
SCE Metro | Rancho Vista | 230 | 0 | 0 | 0 | 0 | 0 | 0 | 0 | 0 | 0 | 1 | 0 | 0 | 0 | 0 | 0 | 0 | 0 | 0 | 0 | 0 | 0 | 0 | 0 | 0 | 0 | 0 | 0 | 0 | 0 | 0 | 0 | 0 | 0 | 0 | 0 | 0 | 0 | 0 | 0 | 0 | 0 | 0 | 0 | 0 | 0 | 0 | 0 | 0 | 0 | 0 | 0 | 0 | 0 | 0 | 0 | 0 | 0 | 0 | 0 | 0 | 0 | 0 | 0 | 0 | 0 | 0 | 0 | 0 | 0 | 0 | 0 | 0 | 0 | 0 | 0 | 0 | 0 | 0 | 0 | 0 | 0 | 0 | 0 | 0 | 0 | 0 | 0 | 0 | 0 | 0 | 0 | 0 | 0 | 0 | 0 | 0 | 0 | 0 |  | 0 | 0 | 0 | 0 | 0 | 0 | 0 | 0 | 0 | 0 | 0 | 0 | 0 | 0 | 0 | 0 | 0 | 0 | 0 | 0 | 0 | 0 | 0 | 0 | 0 | 0 | 0 | 0 | 0 | 0 | 0 | 0 | 0 | 0 | 0 | 0 | 9484.6 | 11247.7 | 14307.5055 | SCE Metro Area Default Constraint | SCE Metro Area Default Constraint | SCE Metro Area Default Constraint |  | 0 | 0 | 0 | 0 | 0 | 0 | 9484.6 | 11247.7 | 14307.5055 | SCE Metro Area Default Constraint | SCE Metro Area Default Constraint | SCE Metro Area Default Constraint |  | 1 | 1 | NO | 1 | 1 | 1 | NO | 1
SCE Metro | Rancho Vista | 500 | 0 | 0 | 0 | 0 | 0 | 0 | 0 | 0 | 0 | 1 | 0 | 0 | 0 | 0 | 0 | 0 | 0 | 0 | 0 | 0 | 0 | 0 | 0 | 0 | 0 | 0 | 0 | 0 | 0 | 0 | 0 | 0 | 0 | 0 | 0 | 0 | 0 | 0 | 0 | 0 | 0 | 0 | 0 | 0 | 0 | 0 | 0 | 0 | 0 | 0 | 0 | 0 | 0 | 0 | 0 | 0 | 0 | 0 | 0 | 0 | 0 | 0 | 0 | 0 | 0 | 0 | 0 | 0 | 0 | 0 | 0 | 0 | 0 | 0 | 0 | 0 | 0 | 0 | 0 | 0 | 0 | 0 | 0 | 0 | 0 | 0 | 0 | 0 | 0 | 0 | 0 | 0 | 0 | 0 | 0 | 0 | 0 | 0 |  | 0 | 0 | 0 | 0 | 0 | 0 | 0 | 0 | 0 | 0 | 0 | 0 | 0 | 0 | 0 | 0 | 0 | 0 | 0 | 0 | 0 | 0 | 0 | 0 | 0 | 0 | 0 | 0 | 0 | 0 | 0 | 0 | 0 | 0 | 0 | 0 | 9484.6 | 11247.7 | 14307.5055 | SCE Metro Area Default Constraint | SCE Metro Area Default Constraint | SCE Metro Area Default Constraint |  | 0 | 0 | 0 | 0 | 0 | 0 | 9484.6 | 11247.7 | 14307.5055 | SCE Metro Area Default Constraint | SCE Metro Area Default Constraint | SCE Metro Area Default Constraint |  | 1 | 1 | NO | 1 | 1 | 1 | NO | 1
SCE NOL | Ransburg | 115 | 0 | 0 | 0 | 0 | 0 | 0 | 0 | 0 | 0 | 0 | 0 | 1 | 1 | 1 | 0 | 0 | 0 | 0 | 0 | 0 | 0 | 0 | 0 | 0 | 0 | 0 | 0 | 0 | 0 | 0 | 0 | 0 | 0 | 0 | 0 | 0 | 0 | 0 | 0 | 0 | 0 | 0 | 0 | 0 | 0 | 0 | 0 | 0 | 0 | 0 | 0 | 0 | 0 | 0 | 0 | 0 | 0 | 0 | 0 | 0 | 0 | 0 | 0 | 0 | 0 | 0 | 0 | 0 | 0 | 0 | 0 | 0 | 0 | 0 | 0 | 0 | 0 | 0 | 0 | 0 | 0 | 0 | 0 | 0 | 0 | 0 | 0 | 0 | 0 | 0 | 0 | 0 | 0 | 0 | 0 | 0 | 0 | 3 |  | 0 | 0 | 0 | 0 | 0 | 0 | 0 | 0 | 0 | 0 | 0 | 0 | 0 | 0 | 0 | 0 | 0 | 0 | 0 | 0 | 0 | 0 | 0 | 3.3 | 0 | 0 | 0 | 0 | 0 | 1 | 0 | 2 | 0 | 0 | 0 | 0 | -83.1 | 8.05 | 1104.2638 | South of Kramer Area Constraint | South of Kramer Area Constraint | South of Kramer Area Constraint |  | 0 | 2 | 0 | 0 | 0 | 0 | -83.1 | 8.05 | 1104.2638 | South of Kramer Area Constraint | South of Kramer Area Constraint | South of Kramer Area Constraint |  | 3 | 3 | NO | 3 | 1 | 1 | NO | 1
PG&E GBA | Ravenswood | 115 | 0 | 0 | 0 | 0 | 0 | 0 | 0 | 0 | 0 | 0 | 0 | 0 | 0 | 0 | 0 | 0 | 0 | 0 | 0 | 0 | 0 | 0 | 0 | 0 | 0 | 0 | 0 | 0 | 0 | 0 | 0 | 0 | 0 | 0 | 0 | 0 | 0 | 0 | 0 | 1 | 0 | 0 | 0 | 0 | 0 | 0 | 0 | 0 | 0 | 0 | 0 | 0 | 1 | 0 | 0 | 1 | 0 | 0 | 0 | 0 | 0 | 0 | 0 | 0 | 0 | 0 | 0 | 0 | 0 | 0 | 0 | 0 | 0 | 0 | 0 | 0 | 0 | 0 | 0 | 0 | 0 | 0 | 0 | 0 | 0 | 0 | 0 | 0 | 0 | 0 | 0 | 0 | 0 | 0 | 0 | 0 | 0 | 1 |  | 0 | 0 | 0 | 0 | 0 | 0 | 0 | 0 | 0 | 0 | 0 | 0 | 0 | 0 | 0 | 0 | 0 | 0 | 0 | 0 | 0 | 0 | 0 | 0 | 0 | 0 | 0 | 0 | 0 | 0 | 2 | 0 | 1 | 0 | 0 | 0 | -3003.69 | -263.757 | 4918.8858 | Collinsville-Tesla 500 kV Line | Collinsville-Tesla 500 kV Line | Collinsville-Tesla 500 kV Line |  | 0 | 0 | 0 | 0 | 0 | 0 | 2092.35 | 2528.83 | 4918.8858 | Sobrante-Moraga 230 kV line | Sobrante-Moraga 230 kV line | Collinsville-Tesla 500 kV Line |  | 5 | 1 | YES | 2 | 1 | 1 | NO | 1
PG&E GBA | Ravenswood | 230 | 0 | 0 | 0 | 0 | 0 | 0 | 0 | 0 | 0 | 0 | 0 | 0 | 0 | 0 | 0 | 0 | 0 | 0 | 0 | 0 | 0 | 0 | 0 | 0 | 0 | 0 | 0 | 0 | 0 | 0 | 0 | 0 | 0 | 0 | 0 | 0 | 0 | 0 | 0 | 1 | 0 | 0 | 0 | 0 | 0 | 0 | 0 | 0 | 0 | 0 | 0 | 0 | 1 | 0 | 0 | 1 | 0 | 0 | 0 | 0 | 0 | 0 | 0 | 0 | 0 | 0 | 0 | 0 | 0 | 0 | 0 | 0 | 0 | 0 | 0 | 0 | 0 | 0 | 0 | 0 | 0 | 0 | 0 | 0 | 0 | 0 | 0 | 0 | 0 | 0 | 0 | 0 | 0 | 0 | 0 | 0 | 0 | 1 |  | 0 | 0 | 0 | 0 | 0 | 0 | 0 | 0 | 0 | 0 | 0 | 0 | 0 | 0 | 0 | 0 | 0 | 0 | 0 | 0 | 0 | 0 | 0 | 0 | 0 | 0 | 0 | 0 | 0 | 0 | 2 | 0 | 1 | 0 | 0 | 0 | -3003.69 | -263.757 | 4918.8858 | Collinsville-Tesla 500 kV Line | Collinsville-Tesla 500 kV Line | Collinsville-Tesla 500 kV Line |  | 0 | 0 | 0 | 0 | 0 | 0 | 2092.35 | 2528.83 | 4918.8858 | Sobrante-Moraga 230 kV line | Sobrante-Moraga 230 kV line | Collinsville-Tesla 500 kV Line |  | 5 | 1 | YES | 2 | 1 | 1 | NO | 1
SCE Northern | Rector | 230 | 1 | 0 | 1 | 0 | 0 | 1 | 1 | 0 | 0 | 0 | 0 | 0 | 0 | 0 | 0 | 0 | 0 | 0 | 0 | 0 | 0 | 0 | 0 | 0 | 0 | 0 | 0 | 0 | 0 | 0 | 0 | 0 | 0 | 0 | 0 | 0 | 0 | 0 | 0 | 0 | 0 | 0 | 0 | 0 | 0 | 0 | 0 | 0 | 0 | 0 | 0 | 0 | 0 | 0 | 0 | 0 | 0 | 0 | 0 | 0 | 0 | 0 | 0 | 0 | 0 | 0 | 0 | 0 | 0 | 0 | 0 | 0 | 0 | 0 | 0 | 0 | 0 | 0 | 0 | 0 | 0 | 0 | 0 | 0 | 0 | 0 | 0 | 0 | 0 | 0 | 0 | 0 | 0 | 0 | 0 | 0 | 0 | 0 |  | 0 | 0 | 0 | 0 | 0 | 0 | 0 | 0 | 0 | 0 | 0 | 0 | 0 | 0 | 0 | 0 | 0 | 0 | 0 | 0 | 0 | 0 | 0 | 15 | 0 | 200 | 0 | 50 | 0 | 1 | 0 | 0 | 0 | 0 | 0 | 0 | 48.65 | 25 | 1300.64 | North of Magunden Constraint | North of Magunden Constraint | North of Magunden Constraint |  | 0 | 0 | 0 | 0 | 0 | 0 | 48.65 | 25 | 1300.64 | North of Magunden Constraint | North of Magunden Constraint | North of Magunden Constraint |  | 1 | 1 | NO | 1 | 1 | 1 | NO | 1
SCE Eastern | Red Bluff | 230 | 0 | 0 | 0 | 0 | 0 | 0 | 0 | 0 | 0 | 0 | 0 | 0 | 0 | 0 | 0 | 0 | 0 | 1 | 0 | 1 | 1 | 1 | 0 | 0 | 0 | 0 | 0 | 0 | 0 | 0 | 0 | 0 | 0 | 0 | 0 | 0 | 0 | 0 | 0 | 0 | 0 | 0 | 0 | 0 | 0 | 0 | 0 | 0 | 0 | 0 | 0 | 0 | 0 | 0 | 0 | 0 | 0 | 0 | 0 | 0 | 0 | 0 | 0 | 0 | 0 | 0 | 0 | 0 | 0 | 0 | 0 | 0 | 0 | 0 | 0 | 0 | 0 | 0 | 0 | 0 | 0 | 0 | 0 | 0 | 0 | 0 | 0 | 0 | 0 | 0 | 0 | 0 | 0 | 0 | 0 | 0 | 0 | 2 |  | 0 | 0 | 0 | 0 | 0 | 0 | 0 | 0 | 0 | 0 | 0 | 0 | 0 | 0 | 0 | 0 | 0 | 0 | 0 | 0 | 0 | 0 | 0 | 0 | 0 | 463.5 | 446 | 0 | 0 | 1 | 0 | 0 | 0 | 0 | 0 | 0 | 148.072 | 1227 | 1692.105 | Serrano-Alberhill-Valley Constraint | Red Bluff 500/230 kV Constraint | Red Bluff 500/230 kV Constraint |  | 0 | 0 | 0 | 0 | 0 | 0 | 148.072 | 1227 | 1692.105 | Serrano-Alberhill-Valley Constraint | Red Bluff 500/230 kV Constraint | Red Bluff 500/230 kV Constraint |  | 1 | 1 | NO | 1 | 1 | 1 | NO | 1
SCE Eastern | Red Bluff | 500 | 0 | 0 | 0 | 0 | 0 | 0 | 0 | 0 | 0 | 0 | 0 | 0 | 0 | 0 | 0 | 0 | 0 | 1 | 0 | 1 | 0 | 1 | 0 | 0 | 0 | 0 | 0 | 0 | 0 | 0 | 0 | 0 | 0 | 0 | 0 | 0 | 0 | 0 | 0 | 0 | 0 | 0 | 0 | 0 | 0 | 0 | 0 | 0 | 0 | 0 | 0 | 0 | 0 | 0 | 0 | 0 | 0 | 0 | 0 | 0 | 0 | 0 | 0 | 0 | 0 | 0 | 0 | 0 | 0 | 0 | 0 | 0 | 0 | 0 | 0 | 0 | 0 | 0 | 0 | 0 | 0 | 0 | 0 | 0 | 0 | 0 | 0 | 0 | 0 | 0 | 0 | 0 | 0 | 0 | 0 | 0 | 0 | 2 |  | 0 | 0 | 0 | 0 | 0 | 0 | 0 | 0 | 0 | 0 | -250 | -125 | 0 | 0 | 1 | 0 | 0 | 0 | 0 | 0 | 0 | 0 | 0 | 0 | 175 | 0 | 100 | 77 | 0 | 1 | 0 | 0 | 0 | 0 | 0 | 0 | 148.072 | 2439.375 | 4022.377 | Serrano-Alberhill-Valley Constraint | Etiwanda-Rancho Vista Constraint | Devers-Red Bluff Constraint |  | 0 | 0 | 0 | 0 | 0 | 0 | 148.072 | 2439.375 | 4022.377 | Serrano-Alberhill-Valley Constraint | Etiwanda-Rancho Vista Constraint | Devers-Red Bluff Constraint |  | 1 | 1 | NO | 1 | 1 | 1 | NO | 1
PG&E NGBA | Redbud | 115 | 0 | 0 | 0 | 0 | 0 | 0 | 0 | 0 | 0 | 0 | 0 | 0 | 0 | 0 | 0 | 0 | 0 | 0 | 0 | 0 | 0 | 0 | 0 | 0 | 0 | 0 | 0 | 0 | 0 | 0 | 0 | 0 | 0 | 0 | 0 | 0 | 0 | 0 | 0 | 1 | 0 | 0 | 0 | 0 | 0 | 0 | 0 | 0 | 0 | 0 | 0 | 0 | 1 | 0 | 0 | 0 | 0 | 0 | 0 | 0 | 0 | 0 | 0 | 0 | 0 | 0 | 1 | 0 | 0 | 0 | 0 | 0 | 0 | 0 | 0 | 0 | 0 | 0 | 0 | 0 | 0 | 0 | 0 | 0 | 0 | 0 | 0 | 0 | 0 | 0 | 0 | 0 | 0 | 0 | 0 | 0 | 0 | 1 |  | 0 | 0 | 0 | 0 | 0 | 0 | 0 | 0 | 0 | 0 | 0 | 0 | 0 | 0 | 0 | 0 | 0 | 0 | 0 | 0 | 0 | 0 | 0 | 0 | 0 | 0 | 0 | 0 | 0 | 0 | 2 | 0 | 2 | 0 | 0 | 0 | -3003.69 | -263.757 | 745.85 | Collinsville-Tesla 500 kV Line | Collinsville-Tesla 500 kV Line | Birds Landing-Contra Costa 230kV Line |  | 0 | 0 | 0 | 0 | 0 | 0 | 1259.89 | 1593.344 | 745.85 | Birds Landing-Contra Costa 230kV Line | Birds Landing-Contra Costa 230kV Line | Birds Landing-Contra Costa 230kV Line |  | 5 | 1 | YES | 2 | 1 | 1 | NO | 1
SCE Metro | Redondo | 230 | 0 | 0 | 0 | 0 | 0 | 0 | 0 | 0 | 0 | 1 | 0 | 0 | 0 | 0 | 0 | 0 | 0 | 0 | 0 | 0 | 0 | 0 | 0 | 0 | 0 | 0 | 0 | 0 | 0 | 0 | 0 | 0 | 0 | 0 | 0 | 0 | 0 | 0 | 0 | 0 | 0 | 0 | 0 | 0 | 0 | 0 | 0 | 0 | 0 | 0 | 0 | 0 | 0 | 0 | 0 | 0 | 0 | 0 | 0 | 0 | 0 | 0 | 0 | 0 | 0 | 0 | 0 | 0 | 0 | 0 | 0 | 0 | 0 | 0 | 0 | 0 | 0 | 0 | 0 | 0 | 0 | 0 | 0 | 0 | 0 | 0 | 0 | 0 | 0 | 0 | 0 | 0 | 0 | 0 | 0 | 0 | 0 | 0 |  | 0 | 0 | 0 | 0 | 0 | 0 | 0 | 0 | 0 | 0 | 0 | 0 | 0 | 0 | 0 | 0 | 0 | 0 | 0 | 0 | 0 | 0 | 0 | 0 | 0 | 0 | 0 | 0 | 0 | 0 | 0 | 0 | 0 | 0 | 0 | 0 | 9484.6 | 11247.7 | 14307.5055 | SCE Metro Area Default Constraint | SCE Metro Area Default Constraint | SCE Metro Area Default Constraint |  | 0 | 0 | 0 | 0 | 0 | 0 | 9484.6 | 11247.7 | 14307.5055 | SCE Metro Area Default Constraint | SCE Metro Area Default Constraint | SCE Metro Area Default Constraint |  | 1 | 1 | NO | 1 | 1 | 1 | NO | 1
PG&E FRESNO | Reedley | 115 | 0 | 0 | 0 | 0 | 0 | 0 | 0 | 0 | 0 | 0 | 0 | 0 | 0 | 0 | 0 | 0 | 0 | 0 | 0 | 0 | 0 | 0 | 0 | 0 | 0 | 0 | 0 | 0 | 0 | 0 | 0 | 0 | 0 | 0 | 0 | 0 | 0 | 0 | 0 | 0 | 0 | 0 | 0 | 0 | 0 | 1 | 0 | 0 | 0 | 0 | 0 | 0 | 0 | 0 | 0 | 0 | 0 | 0 | 0 | 0 | 0 | 0 | 0 | 0 | 0 | 0 | 0 | 0 | 0 | 0 | 0 | 0 | 0 | 0 | 0 | 0 | 0 | 0 | 1 | 0 | 0 | 1 | 0 | 0 | 1 | 1 | 0 | 0 | 0 | 1 | 0 | 0 | 0 | 0 | 1 | 0 | 0 | 2 |  | 0 | 0 | 0 | 0 | 0 | 0 | 0 | 0 | 0 | 0 | 0 | 0 | 0 | 0 | 0 | 0 | 0 | 0 | 0 | 0 | 0 | 0 | 0 | 0 | 0 | 0 | 0 | 0 | 0 | 0 | 3 | 0 | 2 | 0 | 1 | 1 | -1872.365 | -946.4 | -2894.0969 | Mustang-Henrietta 230 kV line | Borden-Storey #1 230kV line | Mustang-Henrietta 230 kV line |  | 0 | 2 | 0 | 0 | 0 | 1 | -239.0315 | 300.6 | -415.0969 | Bellota-Weber 230kV line | Borden-Storey #1 230kV line | Mustang-Henrietta 230 kV line |  | 5 | 4 | YES | 4 | 5 | 4 | YES | 4
PG&E KERN | Renfro | 115 | 0 | 0 | 0 | 0 | 0 | 0 | 0 | 0 | 0 | 0 | 0 | 0 | 0 | 0 | 0 | 0 | 0 | 0 | 0 | 0 | 0 | 0 | 0 | 0 | 0 | 0 | 0 | 0 | 0 | 0 | 0 | 0 | 0 | 0 | 0 | 0 | 0 | 0 | 0 | 0 | 0 | 0 | 0 | 0 | 0 | 0 | 0 | 0 | 0 | 0 | 0 | 0 | 0 | 0 | 0 | 0 | 0 | 0 | 0 | 0 | 0 | 0 | 0 | 0 | 0 | 0 | 0 | 1 | 0 | 0 | 0 | 0 | 0 | 0 | 1 | 0 | 0 | 0 | 1 | 1 | 0 | 0 | 0 | 0 | 0 | 0 | 0 | 0 | 0 | 0 | 0 | 0 | 0 | 0 | 0 | 0 | 0 | 0 |  | 0 | 0 | 0 | 0 | 0 | 0 | 0 | 0 | 0 | 0 | 0 | 0 | 0 | 0 | 0 | 0 | 0 | 0 | 0 | 0 | 0 | 0 | 0 | 0 | 0 | 0 | 0 | 0 | 0 | 0 | 0 | 0 | 0 | 0 | 0 | 0 | 35.715 | 4.0117 | 3.675 | Cal Flat-Gates 230 kV line | Cal Flat-Gates 230 kV line | Cal Flat-Gates 230 kV line |  | 0 | 0 | 0 | 0 | 0 | 0 | 35.715 | 4.0117 | 3.675 | Cal Flat-Gates 230 kV line | Cal Flat-Gates 230 kV line | Cal Flat-Gates 230 kV line |  | 1 | 1 | NO | 1 | 1 | 1 | NO | 1
PG&E GBA | Richmond R | 115 | 0 | 0 | 0 | 0 | 0 | 0 | 0 | 0 | 0 | 0 | 0 | 0 | 0 | 0 | 0 | 0 | 0 | 0 | 0 | 0 | 0 | 0 | 0 | 0 | 0 | 0 | 0 | 0 | 0 | 0 | 0 | 0 | 0 | 0 | 0 | 0 | 0 | 0 | 0 | 1 | 0 | 0 | 0 | 0 | 0 | 0 | 0 | 0 | 0 | 1 | 0 | 0 | 1 | 1 | 1 | 1 | 0 | 0 | 1 | 1 | 0 | 1 | 0 | 0 | 0 | 1 | 0 | 0 | 0 | 0 | 0 | 0 | 0 | 0 | 0 | 0 | 0 | 0 | 0 | 0 | 0 | 0 | 0 | 0 | 0 | 0 | 0 | 0 | 0 | 0 | 0 | 0 | 0 | 0 | 0 | 0 | 0 | 2 |  | 0 | 0 | 0 | 0 | 0 | 0 | 0 | 0 | 0 | 0 | 0 | 0 | 0 | 0 | 0 | 0 | 0.5 | 0 | 0 | 0 | 0 | 0 | 0 | 8 | 0 | 0 | 0 | 0 | 0 | 1 | 5 | 0 | 2 | 0 | 0 | 0 | -3003.69 | -386.164 | 1214.56 | Collinsville-Tesla 500 kV Line | Windmaster-Delta pumps 230 kV line | Grant - Eastshore #2 line 115 kV |  | 0 | 1 | 0 | 0 | 0 | 0 | -984.3465 | 962.4 | 1214.56 | Tesla-Bellota 230 kV line | Grant - Eastshore #2 line 115 kV | Grant - Eastshore #2 line 115 kV |  | 5 | 4 | YES | 4 | 1 | 1 | NO | 1
PG&E NGBA | Rincon | 115 | 0 | 0 | 0 | 0 | 0 | 0 | 0 | 0 | 0 | 0 | 0 | 0 | 0 | 0 | 0 | 0 | 0 | 0 | 0 | 0 | 0 | 0 | 0 | 0 | 0 | 0 | 0 | 0 | 0 | 0 | 0 | 0 | 0 | 0 | 0 | 0 | 0 | 0 | 0 | 1 | 0 | 1 | 0 | 0 | 0 | 0 | 0 | 0 | 0 | 0 | 0 | 1 | 1 | 1 | 1 | 1 | 0 | 0 | 0 | 0 | 0 | 0 | 0 | 0 | 0 | 1 | 1 | 0 | 0 | 0 | 0 | 0 | 0 | 0 | 0 | 0 | 0 | 0 | 0 | 0 | 0 | 0 | 0 | 0 | 0 | 0 | 0 | 0 | 0 | 0 | 0 | 0 | 0 | 0 | 0 | 0 | 0 | 2 |  | 0 | 0 | 0 | 0 | 0 | 0 | 0 | 0 | 0 | 0 | 0 | 0 | 0 | 0 | 0 | 0 | 0 | 0 | 0 | 0 | 0 | 0 | 0 | 0 | 0 | 0 | 0 | 0 | 0 | 0 | 5 | 0 | 3 | 0 | 0 | 0 | -3003.69 | -386.164 | 745.85 | Collinsville-Tesla 500 kV Line | Windmaster-Delta pumps 230 kV line | Birds Landing-Contra Costa 230kV Line |  | 0 | 0 | 0 | 0 | 0 | 0 | 690.8 | 744.68 | 745.85 | Cortina-Eagle Rock 115 kV line | Cortina-Eagle Rock 115 kV line | Birds Landing-Contra Costa 230kV Line |  | 5 | 1 | YES | 2 | 1 | 1 | NO | 1
PG&E KERN | Rio Bravo | 115 | 0 | 0 | 0 | 0 | 0 | 0 | 0 | 0 | 0 | 0 | 0 | 0 | 0 | 0 | 0 | 0 | 0 | 0 | 0 | 0 | 0 | 0 | 0 | 0 | 0 | 0 | 0 | 0 | 0 | 0 | 0 | 0 | 0 | 0 | 0 | 0 | 0 | 0 | 0 | 0 | 0 | 0 | 0 | 0 | 0 | 0 | 0 | 0 | 0 | 0 | 0 | 0 | 0 | 0 | 0 | 0 | 0 | 0 | 0 | 0 | 0 | 0 | 0 | 0 | 0 | 0 | 0 | 1 | 0 | 0 | 0 | 0 | 0 | 0 | 1 | 0 | 0 | 0 | 1 | 1 | 0 | 0 | 0 | 0 | 0 | 0 | 0 | 0 | 0 | 0 | 0 | 0 | 0 | 0 | 0 | 0 | 0 | 0 |  | 0 | 0 | 0 | 0 | 0 | 0 | 0 | 0 | 0 | 0 | 0 | 0 | 0 | 0 | 0 | 0 | 0 | 0 | 0 | 0 | 0 | 0 | 0 | 0 | 0 | 0 | 0 | 0 | 0 | 0 | 0 | 0 | 0 | 0 | 0 | 0 | 35.715 | 4.0117 | 3.675 | Cal Flat-Gates 230 kV line | Cal Flat-Gates 230 kV line | Cal Flat-Gates 230 kV line |  | 0 | 0 | 0 | 0 | 0 | 0 | 35.715 | 4.0117 | 3.675 | Cal Flat-Gates 230 kV line | Cal Flat-Gates 230 kV line | Cal Flat-Gates 230 kV line |  | 1 | 1 | NO | 1 | 1 | 1 | NO | 1
SCE Metro | Rio Hondo | 230 | 0 | 0 | 0 | 0 | 0 | 0 | 0 | 0 | 0 | 1 | 0 | 0 | 0 | 0 | 0 | 0 | 0 | 0 | 0 | 0 | 0 | 0 | 0 | 0 | 0 | 0 | 0 | 0 | 0 | 0 | 0 | 0 | 0 | 0 | 0 | 0 | 0 | 0 | 0 | 0 | 0 | 0 | 0 | 0 | 0 | 0 | 0 | 0 | 0 | 0 | 0 | 0 | 0 | 0 | 0 | 0 | 0 | 0 | 0 | 0 | 0 | 0 | 0 | 0 | 0 | 0 | 0 | 0 | 0 | 0 | 0 | 0 | 0 | 0 | 0 | 0 | 0 | 0 | 0 | 0 | 0 | 0 | 0 | 0 | 0 | 0 | 0 | 0 | 0 | 0 | 0 | 0 | 0 | 0 | 0 | 0 | 0 | 0 |  | 0 | 0 | 0 | 0 | 0 | 0 | 0 | 0 | 0 | 0 | 0 | 0 | 0 | 0 | 0 | 0 | 0 | 0 | 0 | 0 | 0 | 0 | 0 | 0 | 0 | 0 | 265 | 10 | 0 | 1 | 0 | 0 | 0 | 0 | 0 | 0 | 9484.6 | 11247.7 | 14307.5055 | SCE Metro Area Default Constraint | SCE Metro Area Default Constraint | SCE Metro Area Default Constraint |  | 0 | 0 | 0 | 0 | 0 | 0 | 9484.6 | 11247.7 | 14307.5055 | SCE Metro Area Default Constraint | SCE Metro Area Default Constraint | SCE Metro Area Default Constraint |  | 1 | 1 | NO | 1 | 1 | 1 | NO | 1
PG&E NGBA | Rio Oso | 115 | 0 | 0 | 0 | 0 | 0 | 0 | 0 | 0 | 0 | 0 | 0 | 0 | 0 | 0 | 0 | 0 | 0 | 0 | 0 | 0 | 0 | 0 | 0 | 0 | 0 | 0 | 0 | 0 | 0 | 0 | 0 | 0 | 0 | 0 | 0 | 0 | 0 | 0 | 0 | 1 | 1 | 0 | 1 | 0 | 1 | 1 | 1 | 1 | 0 | 0 | 0 | 0 | 0 | 0 | 0 | 0 | 0 | 0 | 0 | 1 | 1 | 0 | 0 | 0 | 0 | 0 | 0 | 0 | 0 | 0 | 0 | 0 | 0 | 0 | 0 | 0 | 0 | 0 | 0 | 0 | 0 | 0 | 0 | 0 | 0 | 0 | 0 | 0 | 0 | 0 | 0 | 0 | 0 | 0 | 0 | 0 | 0 | 0 |  | 0 | 0 | 0 | 0 | 0 | 0 | 0 | 0 | 0 | 0 | 0 | 0 | 0 | 0 | 0 | 0 | 0 | 0 | 0 | 0 | 0 | 0 | 0 | 0 | 0 | 0 | 0 | 0 | 0 | 0 | 3 | 0 | 2 | 0 | 0 | 0 | -3003.69 | -263.757 | 32.84 | Collinsville-Tesla 500 kV Line | Collinsville-Tesla 500 kV Line | Woodland- Davis 115kV line |  | 0 | 2 | 0 | 0 | 0 | 0 | -984.3465 | 31.5 | 32.84 | Tesla-Bellota 230 kV line | Rocklin-Pleaseant grove 115kV line | Woodland- Davis 115kV line |  | 5 | 4 | YES | 4 | 1 | 1 | NO | 1
PG&E NGBA | Rio Oso | 230 | 0 | 0 | 0 | 0 | 0 | 0 | 0 | 0 | 0 | 0 | 0 | 0 | 0 | 0 | 0 | 0 | 0 | 0 | 0 | 0 | 0 | 0 | 0 | 0 | 0 | 0 | 0 | 0 | 0 | 0 | 0 | 0 | 0 | 0 | 0 | 0 | 0 | 0 | 0 | 1 | 1 | 0 | 1 | 0 | 1 | 1 | 1 | 1 | 0 | 0 | 0 | 0 | 0 | 0 | 0 | 0 | 0 | 0 | 0 | 1 | 1 | 0 | 0 | 0 | 0 | 0 | 0 | 0 | 0 | 0 | 0 | 0 | 0 | 0 | 0 | 0 | 0 | 0 | 0 | 0 | 0 | 0 | 0 | 0 | 0 | 0 | 0 | 0 | 0 | 0 | 0 | 0 | 0 | 0 | 0 | 0 | 0 | 0 |  | 0 | 0 | 0 | 0 | 0 | 0 | 0 | 0 | 0 | 0 | 0 | 0 | 0 | 0 | 0 | 0 | 0 | 0 | 0 | 0 | 0 | 0 | 0 | 0 | 0 | 0 | 0 | 0 | 0 | 0 | 3 | 0 | 2 | 0 | 0 | 0 | -3003.69 | -263.757 | 32.84 | Collinsville-Tesla 500 kV Line | Collinsville-Tesla 500 kV Line | Woodland- Davis 115kV line |  | 0 | 2 | 0 | 0 | 0 | 0 | -984.3465 | 31.5 | 32.84 | Tesla-Bellota 230 kV line | Rocklin-Pleaseant grove 115kV line | Woodland- Davis 115kV line |  | 5 | 4 | YES | 4 | 1 | 1 | NO | 1
PG&E GBA | Ripon | 115 | 0 | 0 | 0 | 0 | 0 | 0 | 0 | 0 | 0 | 0 | 0 | 0 | 0 | 0 | 0 | 0 | 0 | 0 | 0 | 0 | 0 | 0 | 0 | 0 | 0 | 0 | 0 | 0 | 0 | 0 | 0 | 0 | 0 | 0 | 0 | 0 | 0 | 0 | 0 | 0 | 0 | 0 | 0 | 0 | 0 | 1 | 0 | 0 | 0 | 0 | 0 | 0 | 0 | 0 | 0 | 1 | 0 | 1 | 0 | 1 | 0 | 0 | 0 | 1 | 0 | 1 | 0 | 0 | 0 | 0 | 0 | 0 | 0 | 0 | 0 | 0 | 0 | 0 | 0 | 0 | 0 | 0 | 0 | 0 | 0 | 0 | 0 | 0 | 0 | 0 | 0 | 0 | 0 | 0 | 0 | 0 | 0 | 0 |  | 0 | 0 | 0 | 0 | 0 | 0 | 0 | 0 | 0 | 0 | 0 | 0 | 0 | 0 | 0 | 0 | 0 | 0 | 0 | 0 | 0 | 0 | 0 | 2.6 | 0 | 0 | 99 | 0 | 0 | 1 | 3 | 0 | 1 | 0 | 0 | 0 | -1284.3465 | -127.6091 | 278.4144 | Tesla-Bellota 230 kV line | Bellota-Weber 230kV line | Tesla-Salado 115 kV line |  | 0 | 2 | 0 | 0 | 0 | 0 | -984.3465 | 117.5109 | 278.4144 | Tesla-Bellota 230 kV line | Tesla-Salado 115 kV line | Tesla-Salado 115 kV line |  | 5 | 4 | YES | 4 | 1 | 1 | NO | 1
PG&E GBA | Riverbank | 115 | 0 | 0 | 0 | 0 | 0 | 0 | 0 | 0 | 0 | 0 | 0 | 0 | 0 | 0 | 0 | 0 | 0 | 0 | 0 | 0 | 0 | 0 | 0 | 0 | 0 | 0 | 0 | 0 | 0 | 0 | 0 | 0 | 0 | 0 | 0 | 0 | 0 | 0 | 0 | 0 | 0 | 0 | 0 | 0 | 0 | 1 | 0 | 0 | 0 | 0 | 0 | 0 | 0 | 0 | 0 | 1 | 0 | 1 | 0 | 1 | 0 | 0 | 0 | 0 | 0 | 1 | 0 | 0 | 0 | 0 | 0 | 0 | 0 | 0 | 0 | 0 | 0 | 0 | 0 | 0 | 0 | 0 | 0 | 0 | 0 | 0 | 0 | 0 | 0 | 0 | 0 | 0 | 0 | 0 | 0 | 0 | 0 | 0 |  | 0 | 0 | 0 | 0 | 0 | 0 | 0 | 0 | 0 | 0 | 0 | 0 | 0 | 0 | 0 | 0 | 0 | 0 | 0 | 0 | 0 | 0 | 0 | 0 | 0 | 0 | 0 | 0 | 0 | 0 | 3 | 0 | 1 | 0 | 0 | 0 | -1284.3465 | -127.6091 | 692.3714 | Tesla-Bellota 230 kV line | Bellota-Weber 230kV line | Kasson Jct-Heinz 115 kV line |  | 0 | 2 | 0 | 0 | 0 | 0 | -984.3465 | 332.3909 | 692.3714 | Tesla-Bellota 230 kV line | Bellota-Weber 230kV line | Kasson Jct-Heinz 115 kV line |  | 5 | 4 | YES | 4 | 1 | 1 | NO | 1
SCE NOL | Roadway | 115 | 0 | 0 | 0 | 0 | 0 | 0 | 0 | 0 | 0 | 0 | 0 | 0 | 1 | 1 | 0 | 0 | 0 | 0 | 0 | 0 | 0 | 0 | 0 | 0 | 0 | 0 | 0 | 0 | 0 | 0 | 0 | 0 | 0 | 0 | 0 | 0 | 0 | 0 | 0 | 0 | 0 | 0 | 0 | 0 | 0 | 0 | 0 | 0 | 0 | 0 | 0 | 0 | 0 | 0 | 0 | 0 | 0 | 0 | 0 | 0 | 0 | 0 | 0 | 0 | 0 | 0 | 0 | 0 | 0 | 0 | 0 | 0 | 0 | 0 | 0 | 0 | 0 | 0 | 0 | 0 | 0 | 0 | 0 | 0 | 0 | 0 | 0 | 0 | 0 | 0 | 0 | 0 | 0 | 0 | 0 | 0 | 0 | 2 |  | 0 | 0 | 0 | 0 | 0 | 0 | 0 | 0 | 0 | 0 | 0 | 0 | 0 | 0 | 0 | 0 | 2.7 | 0 | 0 | 0 | 0 | 0 | 0 | 2 | 200 | 0 | 100 | 0 | 0 | 1 | 0 | 0 | 0 | 0 | 0 | 0 | 366.2 | 373.35 | 1727.4838 | Victor to Lugo Area Constraint | Victor to Lugo Area Constraint | Victor to Lugo Area Constraint |  | 0 | 0 | 0 | 0 | 0 | 0 | 366.2 | 373.35 | 1727.4838 | Victor to Lugo Area Constraint | Victor to Lugo Area Constraint | Victor to Lugo Area Constraint |  | 1 | 1 | NO | 1 | 1 | 1 | NO | 1
PG&E NGBA | Rock Creek 1 | 230 | 0 | 0 | 0 | 0 | 0 | 0 | 0 | 0 | 0 | 0 | 0 | 0 | 0 | 0 | 0 | 0 | 0 | 0 | 0 | 0 | 0 | 0 | 0 | 0 | 0 | 0 | 0 | 0 | 0 | 0 | 0 | 0 | 0 | 0 | 0 | 0 | 0 | 0 | 0 | 1 | 0 | 0 | 0 | 0 | 0 | 1 | 0 | 1 | 0 | 0 | 0 | 0 | 0 | 0 | 0 | 0 | 0 | 0 | 0 | 1 | 1 | 0 | 0 | 0 | 0 | 0 | 0 | 0 | 0 | 0 | 0 | 0 | 0 | 0 | 0 | 0 | 0 | 0 | 0 | 0 | 0 | 0 | 0 | 0 | 0 | 0 | 0 | 0 | 0 | 0 | 0 | 0 | 0 | 0 | 0 | 0 | 0 | 0 |  | 0 | 0 | 0 | 0 | 0 | 0 | 0 | 0 | 0 | 0 | 0 | 0 | 0 | 0 | 0 | 0 | 0 | 0 | 0 | 0 | 0 | 0 | 0 | 0 | 0 | 0 | 0 | 0 | 0 | 0 | 3 | 0 | 2 | 0 | 0 | 0 | -3003.69 | -263.757 | 919.2036 | Collinsville-Tesla 500 kV Line | Collinsville-Tesla 500 kV Line | Rio Oso-Lockeford 230kV line |  | 0 | 2 | 0 | 0 | 0 | 0 | -984.3465 | 332.3909 | 919.2036 | Tesla-Bellota 230 kV line | Bellota-Weber 230kV line | Rio Oso-Lockeford 230kV line |  | 5 | 4 | YES | 4 | 1 | 1 | NO | 1
SCE Northern | Rosamond | 66 | 1 | 0 | 1 | 0 | 0 | 0 | 0 | 0 | 0 | 0 | 0 | 0 | 0 | 0 | 0 | 0 | 0 | 0 | 0 | 0 | 0 | 0 | 0 | 0 | 0 | 0 | 0 | 0 | 0 | 0 | 0 | 0 | 0 | 0 | 0 | 0 | 0 | 0 | 0 | 0 | 0 | 0 | 0 | 0 | 0 | 0 | 0 | 0 | 0 | 0 | 0 | 0 | 0 | 0 | 0 | 0 | 0 | 0 | 0 | 0 | 0 | 0 | 0 | 0 | 0 | 0 | 0 | 0 | 0 | 0 | 0 | 0 | 0 | 0 | 0 | 0 | 0 | 0 | 0 | 0 | 0 | 0 | 0 | 0 | 0 | 0 | 0 | 0 | 0 | 0 | 0 | 0 | 0 | 0 | 0 | 0 | 0 | 0 |  | 0 | 0 | 0 | 0 | 0 | 0 | 0 | 0 | 0 | 0 | 0 | 0 | 0 | 0 | 0 | 0 | 0 | 0 | 0 | 0 | 0 | 0 | 0 | 0 | 0 | 0 | 0 | 0 | 0 | 0 | 0 | 0 | 0 | 0 | 0 | 0 | 1227.175 | 2284 | 6908.79 | Antelope-Vincent Constraint | Pardee-Sylmar Constraint | Pardee-Sylmar Constraint |  | 0 | 0 | 0 | 0 | 0 | 0 | 1227.175 | 2284 | 6908.79 | Antelope-Vincent Constraint | Pardee-Sylmar Constraint | Pardee-Sylmar Constraint |  | 1 | 1 | NO | 1 | 1 | 1 | NO | 1
PG&E GBA | Rossmoor | 230 | 0 | 0 | 0 | 0 | 0 | 0 | 0 | 0 | 0 | 0 | 0 | 0 | 0 | 0 | 0 | 0 | 0 | 0 | 0 | 0 | 0 | 0 | 0 | 0 | 0 | 0 | 0 | 0 | 0 | 0 | 0 | 0 | 0 | 0 | 0 | 0 | 0 | 0 | 0 | 1 | 0 | 0 | 0 | 0 | 0 | 0 | 0 | 0 | 0 | 0 | 0 | 0 | 0 | 0 | 0 | 1 | 0 | 0 | 0 | 0 | 0 | 0 | 0 | 0 | 0 | 0 | 1 | 0 | 0 | 0 | 0 | 0 | 0 | 0 | 0 | 0 | 0 | 0 | 0 | 0 | 0 | 0 | 0 | 0 | 0 | 0 | 0 | 0 | 0 | 0 | 0 | 0 | 0 | 0 | 0 | 0 | 0 | 0 |  | 0 | 0 | 0 | 0 | 0 | 0 | 0 | 0 | 0 | 0 | 0 | 0 | 0 | 0 | 0 | 0 | 0 | 0 | 0 | 0 | 0 | 0 | 0 | 0 | 0 | 0 | 0 | 0 | 0 | 0 | 3 | 0 | 2 | 0 | 0 | 0 | -3003.69 | -263.757 | 745.85 | Collinsville-Tesla 500 kV Line | Collinsville-Tesla 500 kV Line | Birds Landing-Contra Costa 230kV Line |  | 0 | 0 | 0 | 0 | 0 | 0 | 1259.89 | 1593.344 | 745.85 | Birds Landing-Contra Costa 230kV Line | Birds Landing-Contra Costa 230kV Line | Birds Landing-Contra Costa 230kV Line |  | 5 | 1 | YES | 2 | 1 | 1 | NO | 1
PG&E NGBA | Round Mountain | 230 | 0 | 0 | 0 | 0 | 0 | 0 | 0 | 0 | 0 | 0 | 0 | 0 | 0 | 0 | 0 | 0 | 0 | 0 | 0 | 0 | 0 | 0 | 0 | 0 | 0 | 0 | 0 | 0 | 0 | 0 | 0 | 0 | 0 | 0 | 0 | 0 | 0 | 0 | 0 | 1 | 0 | 0 | 0 | 0 | 0 | 0 | 0 | 0 | 0 | 0 | 0 | 0 | 0 | 0 | 0 | 0 | 0 | 0 | 0 | 0 | 0 | 0 | 0 | 0 | 0 | 0 | 0 | 0 | 0 | 0 | 0 | 0 | 0 | 0 | 0 | 0 | 0 | 0 | 0 | 0 | 0 | 0 | 0 | 0 | 0 | 0 | 0 | 0 | 0 | 0 | 0 | 0 | 0 | 0 | 0 | 0 | 0 | 0 |  | 0 | 0 | 0 | 0 | 0 | 0 | 0 | 0 | 0 | 0 | 0 | 0 | 0 | 0 | 0 | 0 | 0 | 0 | 0 | 0 | 0 | 0 | 0 | 0 | 0 | 0 | 0 | 0 | 0 | 0 | 1 | 0 | 1 | 0 | 0 | 0 | -3003.69 | -263.757 | 4918.8858 | Collinsville-Tesla 500 kV Line | Collinsville-Tesla 500 kV Line | Collinsville-Tesla 500 kV Line |  | 0 | 0 | 0 | 0 | 0 | 0 | 5641.31 | 8381.243 | 4918.8858 | Collinsville-Tesla 500 kV Line | Collinsville-Tesla 500 kV Line | Collinsville-Tesla 500 kV Line |  | 5 | 1 | YES | 2 | 1 | 1 | NO | 1
PG&E NGBA | Round Mountain | 500 | 0 | 0 | 0 | 0 | 0 | 0 | 0 | 0 | 0 | 0 | 0 | 0 | 0 | 0 | 0 | 0 | 0 | 0 | 0 | 0 | 0 | 0 | 0 | 0 | 0 | 0 | 0 | 0 | 0 | 0 | 0 | 0 | 0 | 0 | 0 | 0 | 0 | 0 | 0 | 1 | 0 | 0 | 0 | 0 | 0 | 0 | 0 | 0 | 0 | 0 | 0 | 0 | 0 | 0 | 0 | 0 | 0 | 0 | 0 | 0 | 0 | 0 | 0 | 0 | 0 | 0 | 0 | 0 | 0 | 0 | 0 | 0 | 0 | 0 | 0 | 0 | 0 | 0 | 0 | 0 | 0 | 0 | 0 | 0 | 0 | 0 | 0 | 0 | 0 | 0 | 0 | 0 | 0 | 0 | 0 | 0 | 0 | 0 |  | 0 | 0 | 0 | 0 | 0 | 0 | 0 | 0 | 0 | 0 | 0 | 0 | 0 | 0 | 0 | 0 | 0 | 0 | 0 | 0 | 0 | 0 | 0 | 0 | 0 | 0 | 0 | 0 | 0 | 0 | 1 | 0 | 1 | 0 | 0 | 0 | -3003.69 | -263.757 | 4918.8858 | Collinsville-Tesla 500 kV Line | Collinsville-Tesla 500 kV Line | Collinsville-Tesla 500 kV Line |  | 0 | 0 | 0 | 0 | 0 | 0 | 5641.31 | 8381.243 | 4918.8858 | Collinsville-Tesla 500 kV Line | Collinsville-Tesla 500 kV Line | Collinsville-Tesla 500 kV Line |  | 5 | 1 | YES | 2 | 1 | 1 | NO | 1
PG&E GBA | Salado | 115 | 0 | 0 | 0 | 0 | 0 | 0 | 0 | 0 | 0 | 0 | 0 | 0 | 0 | 0 | 0 | 0 | 0 | 0 | 0 | 0 | 0 | 0 | 0 | 0 | 0 | 0 | 0 | 0 | 0 | 0 | 0 | 0 | 0 | 0 | 0 | 0 | 0 | 0 | 0 | 0 | 0 | 0 | 0 | 0 | 0 | 0 | 0 | 0 | 0 | 0 | 0 | 0 | 0 | 0 | 0 | 1 | 0 | 0 | 0 | 1 | 0 | 0 | 0 | 1 | 0 | 0 | 0 | 0 | 0 | 0 | 0 | 0 | 0 | 0 | 0 | 0 | 0 | 0 | 0 | 0 | 0 | 0 | 0 | 0 | 0 | 0 | 0 | 0 | 0 | 0 | 0 | 0 | 0 | 0 | 0 | 0 | 0 | 0 |  | 0 | 0 | 0 | 0 | 0 | 0 | 0 | 0 | 0 | 0 | 0 | 0 | 0 | 0 | 0 | 0 | 0 | 0 | 0 | 0 | 0 | 0 | 0 | 0 | 0 | 0 | 0 | 0 | 0 | 0 | 2 | 0 | 0 | 0 | 0 | 0 | -1284.3465 | 117.5109 | 278.4144 | Tesla-Bellota 230 kV line | Tesla-Salado 115 kV line | Tesla-Salado 115 kV line |  | 0 | 1 | 0 | 0 | 0 | 0 | -984.3465 | 117.5109 | 278.4144 | Tesla-Bellota 230 kV line | Tesla-Salado 115 kV line | Tesla-Salado 115 kV line |  | 5 | 4 | YES | 4 | 1 | 1 | NO | 1
PG&E GBA | Salado | 60 | 0 | 0 | 0 | 0 | 0 | 0 | 0 | 0 | 0 | 0 | 0 | 0 | 0 | 0 | 0 | 0 | 0 | 0 | 0 | 0 | 0 | 0 | 0 | 0 | 0 | 0 | 0 | 0 | 0 | 0 | 0 | 0 | 0 | 0 | 0 | 0 | 0 | 0 | 0 | 0 | 0 | 0 | 0 | 0 | 0 | 0 | 0 | 0 | 0 | 0 | 0 | 0 | 0 | 0 | 0 | 1 | 0 | 0 | 0 | 1 | 0 | 0 | 0 | 1 | 0 | 0 | 0 | 0 | 0 | 0 | 0 | 0 | 0 | 0 | 0 | 0 | 0 | 0 | 0 | 0 | 0 | 0 | 0 | 0 | 0 | 0 | 0 | 0 | 0 | 0 | 0 | 0 | 0 | 0 | 0 | 0 | 0 | 0 |  | 0 | 0 | 0 | 0 | 0 | 0 | 0 | 0 | 0 | 0 | 0 | 0 | 0 | 0 | 0 | 0 | 0 | 0 | 0 | 0 | 0 | 0 | 0 | 0 | 0 | 0 | 0 | 0 | 0 | 0 | 2 | 0 | 0 | 0 | 0 | 0 | -1284.3465 | 117.5109 | 278.4144 | Tesla-Bellota 230 kV line | Tesla-Salado 115 kV line | Tesla-Salado 115 kV line |  | 0 | 1 | 0 | 0 | 0 | 0 | -984.3465 | 117.5109 | 278.4144 | Tesla-Bellota 230 kV line | Tesla-Salado 115 kV line | Tesla-Salado 115 kV line |  | 5 | 4 | YES | 4 | 1 | 1 | NO | 1
PG&E GBA | Salinas | 115 | 0 | 0 | 0 | 0 | 0 | 0 | 0 | 0 | 0 | 0 | 0 | 0 | 0 | 0 | 0 | 0 | 0 | 0 | 0 | 0 | 0 | 0 | 0 | 0 | 0 | 0 | 0 | 0 | 0 | 0 | 0 | 0 | 0 | 0 | 0 | 0 | 0 | 0 | 0 | 0 | 0 | 0 | 0 | 0 | 0 | 0 | 0 | 0 | 0 | 0 | 0 | 0 | 0 | 0 | 0 | 0 | 0 | 0 | 0 | 0 | 0 | 0 | 0 | 0 | 1 | 0 | 0 | 0 | 0 | 0 | 0 | 0 | 0 | 0 | 0 | 0 | 0 | 0 | 0 | 0 | 0 | 0 | 0 | 0 | 0 | 0 | 0 | 0 | 0 | 0 | 0 | 0 | 0 | 0 | 0 | 0 | 1 | 0 |  | 0 | 0 | 0 | 0 | 0 | 0 | 0 | 0 | 0 | 0 | 0 | 0 | 16 | 0 | 1 | 0 | 3.25 | 0 | 0 | 0 | 0 | 0 | 0 | 3 | 0 | 0 | 0 | 16 | 0 | 1 | 0 | 0 | 0 | 0 | 0 | 0 | 311.45 | 344.91 | 296.38 | Morganhill-Metcalf 115kV Line | Morganhill-Metcalf 115kV Line | Morganhill-Metcalf 115kV Line |  | 0 | 0 | 0 | 0 | 0 | 0 | 311.45 | 344.91 | 296.38 | Morganhill-Metcalf 115kV Line | Morganhill-Metcalf 115kV Line | Morganhill-Metcalf 115kV Line |  | 1 | 1 | NO | 1 | 1 | 1 | NO | 1
SDGE | Salt Creek | 69 | 0 | 0 | 0 | 0 | 0 | 0 | 0 | 0 | 0 | 0 | 0 | 0 | 0 | 0 | 0 | 0 | 0 | 0 | 0 | 0 | 0 | 0 | 0 | 0 | 0 | 0 | 0 | 1 | 1 | 1 | 1 | 0 | 1 | 0 | 0 | 1 | 1 | 0 | 0 | 0 | 0 | 0 | 0 | 0 | 0 | 0 | 0 | 0 | 0 | 0 | 0 | 0 | 0 | 0 | 0 | 0 | 0 | 0 | 0 | 0 | 0 | 0 | 0 | 0 | 0 | 0 | 0 | 0 | 0 | 0 | 0 | 0 | 0 | 0 | 0 | 0 | 0 | 0 | 0 | 0 | 0 | 0 | 0 | 0 | 0 | 0 | 0 | 0 | 0 | 0 | 0 | 0 | 0 | 0 | 0 | 0 | 0 | 5 |  | 0 | 0 | 0 | 0 | 0 | 0 | 0 | 0 | 0 | 0 | 0 | 0 | 0 | 0 | 0 | 0 | 0 | 0 | 0 | 0 | 0 | 0 | 0 | 0 | 0 | 0 | 0 | 0 | 0 | 0 | 0 | 0 | 0 | 0 | 0 | 0 | 159.09 | 195.045 | 299.0864 | Miguel 69 kV constraint | Miguel 69 kV constraint | Miguel 69 kV constraint |  | 0 | 0 | 0 | 0 | 0 | 0 | 159.09 | 195.045 | 299.0864 | Miguel 69 kV constraint | Miguel 69 kV constraint | Miguel 69 kV constraint |  | 1 | 1 | NO | 1 | 1 | 1 | NO | 1
SCE Eastern | San Bernardino | 230 | 0 | 0 | 0 | 0 | 0 | 0 | 0 | 0 | 0 | 0 | 0 | 0 | 0 | 0 | 0 | 0 | 0 | 0 | 0 | 1 | 0 | 1 | 0 | 0 | 0 | 0 | 0 | 0 | 0 | 0 | 0 | 0 | 0 | 0 | 0 | 0 | 0 | 0 | 0 | 0 | 0 | 0 | 0 | 0 | 0 | 0 | 0 | 0 | 0 | 0 | 0 | 0 | 0 | 0 | 0 | 0 | 0 | 0 | 0 | 0 | 0 | 0 | 0 | 0 | 0 | 0 | 0 | 0 | 0 | 0 | 0 | 0 | 0 | 0 | 0 | 0 | 0 | 0 | 0 | 0 | 0 | 0 | 0 | 0 | 0 | 0 | 0 | 0 | 0 | 0 | 0 | 0 | 0 | 0 | 0 | 0 | 0 | 1 |  | 0 | 0 | 0 | 0 | 0 | 0 | 0 | 0 | 0 | 0 | 0 | 0 | 0 | 0 | 0 | 0 | 5.25 | 0 | 0 | 0 | 0 | 0 | 0 | 0 | 0 | 0 | 0 | 0 | 0 | 1 | 0 | 0 | 0 | 0 | 0 | 0 | 148.072 | 2439.375 | 8942.875 | Serrano-Alberhill-Valley Constraint | Etiwanda-Rancho Vista Constraint | Etiwanda-Rancho Vista Constraint |  | 0 | 0 | 0 | 0 | 0 | 0 | 148.072 | 2439.375 | 8942.875 | Serrano-Alberhill-Valley Constraint | Etiwanda-Rancho Vista Constraint | Etiwanda-Rancho Vista Constraint |  | 1 | 1 | NO | 1 | 1 | 1 | NO | 1
PG&E GBA | SAN FRAN A (POTRERO PP) | 115 | 0 | 0 | 0 | 0 | 0 | 0 | 0 | 0 | 0 | 0 | 0 | 0 | 0 | 0 | 0 | 0 | 0 | 0 | 0 | 0 | 0 | 0 | 0 | 0 | 0 | 0 | 0 | 0 | 0 | 0 | 0 | 0 | 0 | 0 | 0 | 0 | 0 | 0 | 0 | 1 | 0 | 0 | 0 | 0 | 0 | 0 | 0 | 0 | 0 | 0 | 0 | 0 | 1 | 0 | 0 | 0 | 0 | 0 | 0 | 0 | 0 | 0 | 0 | 0 | 0 | 0 | 0 | 0 | 0 | 0 | 0 | 0 | 0 | 0 | 0 | 0 | 0 | 0 | 0 | 0 | 0 | 0 | 0 | 0 | 0 | 0 | 0 | 0 | 0 | 0 | 0 | 0 | 0 | 0 | 0 | 0 | 0 | 1 |  | 0 | 0 | 0 | 0 | 0 | 0 | 0 | 0 | 0 | 0 | 0 | 0 | 0 | 0 | 0 | 0 | 0 | 0 | 0 | 0 | 0 | 0 | 0 | 0 | 0 | 0 | 0 | 0 | 0 | 0 | 1 | 0 | 1 | 0 | 0 | 0 | -3003.69 | -263.757 | 4918.8858 | Collinsville-Tesla 500 kV Line | Collinsville-Tesla 500 kV Line | Collinsville-Tesla 500 kV Line |  | 0 | 0 | 0 | 0 | 0 | 0 | 2092.35 | 2528.83 | 4918.8858 | Sobrante-Moraga 230 kV line | Sobrante-Moraga 230 kV line | Collinsville-Tesla 500 kV Line |  | 5 | 1 | YES | 2 | 1 | 1 | NO | 1
PG&E GBA | SAN FRAN A (POTRERO PP) | 230 | 0 | 0 | 0 | 0 | 0 | 0 | 0 | 0 | 0 | 0 | 0 | 0 | 0 | 0 | 0 | 0 | 0 | 0 | 0 | 0 | 0 | 0 | 0 | 0 | 0 | 0 | 0 | 0 | 0 | 0 | 0 | 0 | 0 | 0 | 0 | 0 | 0 | 0 | 0 | 1 | 0 | 0 | 0 | 0 | 0 | 0 | 0 | 0 | 0 | 0 | 0 | 0 | 1 | 0 | 0 | 0 | 0 | 0 | 0 | 0 | 0 | 0 | 0 | 0 | 0 | 0 | 0 | 0 | 0 | 0 | 0 | 0 | 0 | 0 | 0 | 0 | 0 | 0 | 0 | 0 | 0 | 0 | 0 | 0 | 0 | 0 | 0 | 0 | 0 | 0 | 0 | 0 | 0 | 0 | 0 | 0 | 0 | 1 |  | 0 | 0 | 0 | 0 | 0 | 0 | 0 | 0 | 0 | 0 | 0 | 0 | 0 | 0 | 0 | 0 | 0 | 0 | 0 | 0 | 0 | 0 | 0 | 0 | 0 | 0 | 0 | 0 | 0 | 0 | 1 | 0 | 1 | 0 | 0 | 0 | -3003.69 | -263.757 | 4918.8858 | Collinsville-Tesla 500 kV Line | Collinsville-Tesla 500 kV Line | Collinsville-Tesla 500 kV Line |  | 0 | 0 | 0 | 0 | 0 | 0 | 2092.35 | 2528.83 | 4918.8858 | Sobrante-Moraga 230 kV line | Sobrante-Moraga 230 kV line | Collinsville-Tesla 500 kV Line |  | 5 | 1 | YES | 2 | 1 | 1 | NO | 1
PG&E GBA | San Jose A | 115 | 0 | 0 | 0 | 0 | 0 | 0 | 0 | 0 | 0 | 0 | 0 | 0 | 0 | 0 | 0 | 0 | 0 | 0 | 0 | 0 | 0 | 0 | 0 | 0 | 0 | 0 | 0 | 0 | 0 | 0 | 0 | 0 | 0 | 0 | 0 | 0 | 0 | 0 | 0 | 0 | 0 | 0 | 0 | 0 | 0 | 0 | 0 | 0 | 0 | 0 | 0 | 0 | 0 | 0 | 0 | 1 | 0 | 0 | 0 | 1 | 0 | 0 | 0 | 0 | 0 | 0 | 0 | 0 | 0 | 0 | 0 | 0 | 0 | 0 | 0 | 0 | 0 | 0 | 0 | 0 | 0 | 0 | 0 | 0 | 0 | 0 | 0 | 0 | 0 | 0 | 0 | 0 | 0 | 0 | 0 | 0 | 1 | 0 |  | 0 | 0 | 0 | 0 | 0 | 0 | 0 | 0 | 0 | 0 | 0 | 0 | 0 | 0 | 0 | 0 | 0 | 0 | 0 | 0 | 0 | 0 | 0 | 0 | 0 | 0 | 0 | 0 | 0 | 0 | 2 | 0 | 0 | 0 | 0 | 0 | -1284.3465 | 756.7514 | 4410.527 | Tesla-Bellota 230 kV line | Tesla-Bellota 230 kV line | Tesla-Bellota 230 kV line |  | 0 | 1 | 0 | 0 | 0 | 0 | -984.3465 | 1056.7514 | 4410.527 | Tesla-Bellota 230 kV line | Tesla-Bellota 230 kV line | Tesla-Bellota 230 kV line |  | 5 | 4 | YES | 4 | 1 | 1 | NO | 1
PG&E GBA | San Jose B | 115 | 0 | 0 | 0 | 0 | 0 | 0 | 0 | 0 | 0 | 0 | 0 | 0 | 0 | 0 | 0 | 0 | 0 | 0 | 0 | 0 | 0 | 0 | 0 | 0 | 0 | 0 | 0 | 0 | 0 | 0 | 0 | 0 | 0 | 0 | 0 | 0 | 0 | 0 | 0 | 0 | 0 | 0 | 0 | 0 | 0 | 0 | 0 | 0 | 0 | 0 | 0 | 0 | 0 | 0 | 0 | 1 | 0 | 0 | 0 | 1 | 0 | 0 | 0 | 0 | 0 | 0 | 0 | 0 | 0 | 0 | 0 | 0 | 0 | 0 | 0 | 0 | 0 | 0 | 0 | 0 | 0 | 0 | 0 | 0 | 0 | 0 | 0 | 0 | 0 | 0 | 0 | 0 | 0 | 0 | 0 | 0 | 0 | 0 |  | 0 | 0 | 0 | 0 | 0 | 0 | 0 | 0 | 0 | 0 | 0 | 0 | 0 | 0 | 0 | 0 | 0 | 0 | 0 | 0 | 0 | 0 | 0 | 0 | 0 | 0 | 0 | 0 | 0 | 0 | 2 | 0 | 0 | 0 | 0 | 0 | -1284.3465 | 756.7514 | 4410.527 | Tesla-Bellota 230 kV line | Tesla-Bellota 230 kV line | Tesla-Bellota 230 kV line |  | 0 | 1 | 0 | 0 | 0 | 0 | -984.3465 | 1056.7514 | 4410.527 | Tesla-Bellota 230 kV line | Tesla-Bellota 230 kV line | Tesla-Bellota 230 kV line |  | 5 | 4 | YES | 4 | 1 | 1 | NO | 1
PG&E GBA | San Leandro U | 115 | 0 | 0 | 0 | 0 | 0 | 0 | 0 | 0 | 0 | 0 | 0 | 0 | 0 | 0 | 0 | 0 | 0 | 0 | 0 | 0 | 0 | 0 | 0 | 0 | 0 | 0 | 0 | 0 | 0 | 0 | 0 | 0 | 0 | 0 | 0 | 0 | 0 | 0 | 0 | 1 | 0 | 0 | 0 | 0 | 0 | 0 | 0 | 0 | 0 | 0 | 0 | 0 | 1 | 0 | 0 | 1 | 0 | 0 | 0 | 0 | 0 | 0 | 0 | 0 | 0 | 0 | 0 | 0 | 0 | 0 | 0 | 0 | 0 | 0 | 0 | 0 | 0 | 0 | 0 | 0 | 0 | 0 | 0 | 0 | 0 | 0 | 0 | 0 | 0 | 0 | 0 | 0 | 0 | 0 | 0 | 0 | 0 | 1 |  | 0 | 0 | 0 | 0 | 0 | 0 | 0 | 0 | 0 | 0 | 0 | 0 | 0 | 0 | 0 | 0 | 0 | 0 | 0 | 0 | 0 | 0 | 0 | 0 | 0 | 0 | 0 | 0 | 0 | 0 | 2 | 0 | 1 | 0 | 0 | 0 | -3003.69 | -263.757 | 4918.8858 | Collinsville-Tesla 500 kV Line | Collinsville-Tesla 500 kV Line | Collinsville-Tesla 500 kV Line |  | 0 | 0 | 0 | 0 | 0 | 0 | 2092.35 | 2528.83 | 4918.8858 | Sobrante-Moraga 230 kV line | Sobrante-Moraga 230 kV line | Collinsville-Tesla 500 kV Line |  | 5 | 1 | YES | 2 | 1 | 1 | NO | 1
PG&E KERN | San Luis Obispo | 115 | 0 | 0 | 0 | 0 | 0 | 0 | 0 | 0 | 0 | 0 | 0 | 0 | 0 | 0 | 0 | 0 | 0 | 0 | 0 | 0 | 0 | 0 | 0 | 0 | 0 | 0 | 0 | 0 | 0 | 0 | 0 | 0 | 0 | 0 | 0 | 0 | 0 | 0 | 0 | 0 | 0 | 0 | 0 | 0 | 0 | 0 | 0 | 0 | 0 | 0 | 0 | 0 | 0 | 0 | 0 | 0 | 0 | 0 | 0 | 0 | 0 | 0 | 0 | 0 | 0 | 0 | 0 | 1 | 1 | 0 | 0 | 0 | 0 | 0 | 0 | 0 | 0 | 0 | 0 | 1 | 0 | 0 | 0 | 0 | 0 | 1 | 0 | 0 | 0 | 0 | 0 | 0 | 0 | 0 | 0 | 1 | 0 | 1 |  | 0 | 0 | 0 | 0 | 0 | 0 | 0 | 0 | 0 | 0 | 0 | 0 | 0 | 0 | 0 | 0 | 0 | 0 | 0 | 0 | 0 | 0 | 0 | 0 | 0 | 0 | 0 | 0 | 0 | 0 | 0 | 0 | 0 | 0 | 0 | 0 | 35.715 | 4.0117 | 3.675 | Cal Flat-Gates 230 kV line | Cal Flat-Gates 230 kV line | Cal Flat-Gates 230 kV line |  | 0 | 0 | 0 | 0 | 0 | 0 | 35.715 | 4.0117 | 3.675 | Cal Flat-Gates 230 kV line | Cal Flat-Gates 230 kV line | Cal Flat-Gates 230 kV line |  | 1 | 1 | NO | 1 | 1 | 1 | NO | 1
PG&E KERN | San Luis Obispo | 70 | 0 | 0 | 0 | 0 | 0 | 0 | 0 | 0 | 0 | 0 | 0 | 0 | 0 | 0 | 0 | 0 | 0 | 0 | 0 | 0 | 0 | 0 | 0 | 0 | 0 | 0 | 0 | 0 | 0 | 0 | 0 | 0 | 0 | 0 | 0 | 0 | 0 | 0 | 0 | 0 | 0 | 0 | 0 | 0 | 0 | 0 | 0 | 0 | 0 | 0 | 0 | 0 | 0 | 0 | 0 | 0 | 0 | 0 | 0 | 0 | 0 | 0 | 0 | 0 | 0 | 0 | 0 | 1 | 1 | 0 | 0 | 0 | 0 | 0 | 0 | 0 | 0 | 0 | 0 | 1 | 0 | 0 | 0 | 0 | 0 | 1 | 0 | 0 | 0 | 0 | 0 | 0 | 0 | 0 | 0 | 1 | 0 | 1 |  | 0 | 0 | 0 | 0 | 0 | 0 | 0 | 0 | 0 | 0 | 0 | 0 | 0 | 0 | 0 | 0 | 11 | 0 | 0 | 0 | 0 | 0 | 0 | 0 | 0 | 0 | 0 | 0 | 0 | 1 | 0 | 0 | 0 | 0 | 0 | 0 | 35.715 | 4.0117 | 3.675 | Cal Flat-Gates 230 kV line | Cal Flat-Gates 230 kV line | Cal Flat-Gates 230 kV line |  | 0 | 0 | 0 | 0 | 0 | 0 | 35.715 | 4.0117 | 3.675 | Cal Flat-Gates 230 kV line | Cal Flat-Gates 230 kV line | Cal Flat-Gates 230 kV line |  | 1 | 1 | NO | 1 | 1 | 1 | NO | 1
SDGE | San Luis Rey | 230 | 0 | 0 | 0 | 0 | 0 | 0 | 0 | 0 | 0 | 0 | 0 | 0 | 0 | 0 | 0 | 0 | 0 | 0 | 0 | 0 | 0 | 0 | 0 | 0 | 0 | 0 | 0 | 0 | 0 | 0 | 0 | 0 | 1 | 0 | 0 | 0 | 0 | 0 | 0 | 0 | 0 | 0 | 0 | 0 | 0 | 0 | 0 | 0 | 0 | 0 | 0 | 0 | 0 | 0 | 0 | 0 | 0 | 0 | 0 | 0 | 0 | 0 | 0 | 0 | 0 | 0 | 0 | 0 | 0 | 0 | 0 | 0 | 0 | 0 | 0 | 0 | 0 | 0 | 0 | 0 | 0 | 0 | 0 | 0 | 0 | 0 | 0 | 0 | 0 | 0 | 0 | 0 | 0 | 0 | 0 | 0 | 0 | 1 |  | 0 | 0 | 0 | 0 | 0 | 0 | 0 | 0 | 0 | 0 | 0 | 0 | 0 | 0 | 0 | 0 | 0 | 0 | 0 | 0 | 0 | 0 | 0 | 0 | 0 | 0 | 0 | 0 | 0 | 0 | 0 | 0 | 0 | 0 | 0 | 0 | 212.21 | 1790.805 | 8124.9494 | San Luis Rey-San Onofre 230 kV line constraint | San Luis Rey-San Onofre 230 kV line constraint | San Luis Rey-San Onofre 230 kV line constraint |  | 0 | 0 | 0 | 0 | 0 | 0 | 212.21 | 1790.805 | 8124.9494 | San Luis Rey-San Onofre 230 kV line constraint | San Luis Rey-San Onofre 230 kV line constraint | San Luis Rey-San Onofre 230 kV line constraint |  | 1 | 1 | NO | 1 | 1 | 1 | NO | 1
SDGE | San Luis Rey | 69 | 0 | 0 | 0 | 0 | 0 | 0 | 0 | 0 | 0 | 0 | 0 | 0 | 0 | 0 | 0 | 0 | 0 | 0 | 0 | 0 | 0 | 0 | 0 | 0 | 0 | 1 | 0 | 0 | 0 | 0 | 0 | 0 | 1 | 0 | 0 | 0 | 0 | 1 | 0 | 0 | 0 | 0 | 0 | 0 | 0 | 0 | 0 | 0 | 0 | 0 | 0 | 0 | 0 | 0 | 0 | 0 | 0 | 0 | 0 | 0 | 0 | 0 | 0 | 0 | 0 | 0 | 0 | 0 | 0 | 0 | 0 | 0 | 0 | 0 | 0 | 0 | 0 | 0 | 0 | 0 | 0 | 0 | 0 | 0 | 0 | 0 | 0 | 0 | 0 | 0 | 0 | 0 | 0 | 0 | 0 | 0 | 0 | 1 |  | 0 | 0 | 0 | 0 | 0 | 0 | 0 | 0 | 0 | 0 | 0 | 0 | 0 | 0 | 0 | 0 | 0 | 0 | 0 | 0 | 0 | 0 | 0 | 0 | 0 | 0 | 0 | 0 | 0 | 0 | 0 | 0 | 0 | 0 | 0 | 0 | 212.21 | 722.035 | 1632.03 | San Luis Rey-San Onofre 230 kV line constraint | Talega 230 kV constraint | Talega 230 kV constraint |  | 0 | 0 | 0 | 0 | 0 | 0 | 212.21 | 722.035 | 1632.03 | San Luis Rey-San Onofre 230 kV line constraint | Talega 230 kV constraint | Talega 230 kV constraint |  | 1 | 1 | NO | 1 | 1 | 1 | NO | 1
SDGE | San Marcos | 69 | 0 | 0 | 0 | 0 | 0 | 0 | 0 | 0 | 0 | 0 | 0 | 0 | 0 | 0 | 0 | 0 | 0 | 0 | 0 | 0 | 0 | 0 | 0 | 0 | 0 | 1 | 0 | 0 | 0 | 0 | 1 | 0 | 1 | 1 | 0 | 0 | 0 | 1 | 0 | 0 | 0 | 0 | 0 | 0 | 0 | 0 | 0 | 0 | 0 | 0 | 0 | 0 | 0 | 0 | 0 | 0 | 0 | 0 | 0 | 0 | 0 | 0 | 0 | 0 | 0 | 0 | 0 | 0 | 0 | 0 | 0 | 0 | 0 | 0 | 0 | 0 | 0 | 0 | 0 | 0 | 0 | 0 | 0 | 0 | 0 | 0 | 0 | 0 | 0 | 0 | 0 | 0 | 0 | 0 | 0 | 0 | 0 | 2 |  | 0 | 0 | 0 | 0 | 0 | 0 | 0 | 0 | 0 | 0 | 0 | 0 | 0 | 0 | 0 | 0 | 0 | 0 | 0 | 0 | 0 | 0 | 0 | 0 | 0 | 0 | 0 | 0 | 0 | 0 | 0 | 0 | 0 | 0 | 0 | 0 | 94.4 | 149.2 | 313.6 | Ocean Ranch 69 kV constraint | Ocean Ranch 69 kV constraint | Ocean Ranch 69 kV constraint |  | 0 | 0 | 0 | 0 | 0 | 0 | 94.4 | 149.2 | 313.6 | Ocean Ranch 69 kV constraint | Ocean Ranch 69 kV constraint | Ocean Ranch 69 kV constraint |  | 1 | 1 | NO | 1 | 1 | 1 | NO | 1
SCE Metro | San Onofre | 230 | 0 | 0 | 0 | 0 | 0 | 0 | 0 | 0 | 0 | 1 | 0 | 0 | 0 | 0 | 0 | 0 | 0 | 0 | 0 | 0 | 0 | 0 | 0 | 0 | 0 | 0 | 0 | 0 | 0 | 0 | 0 | 0 | 0 | 0 | 0 | 0 | 0 | 0 | 0 | 0 | 0 | 0 | 0 | 0 | 0 | 0 | 0 | 0 | 0 | 0 | 0 | 0 | 0 | 0 | 0 | 0 | 0 | 0 | 0 | 0 | 0 | 0 | 0 | 0 | 0 | 0 | 0 | 0 | 0 | 0 | 0 | 0 | 0 | 0 | 0 | 0 | 0 | 0 | 0 | 0 | 0 | 0 | 0 | 0 | 0 | 0 | 0 | 0 | 0 | 0 | 0 | 0 | 0 | 0 | 0 | 0 | 0 | 0 |  | 0 | 0 | 0 | 0 | 0 | 0 | 0 | 0 | 0 | 0 | 0 | 0 | 0 | 0 | 0 | 0 | 0 | 0 | 0 | 0 | 0 | 0 | 0 | 0 | 0 | 0 | 0 | 0 | 0 | 0 | 0 | 0 | 0 | 0 | 0 | 0 | 9484.6 | 11247.7 | 14307.5055 | SCE Metro Area Default Constraint | SCE Metro Area Default Constraint | SCE Metro Area Default Constraint |  | 0 | 0 | 0 | 0 | 0 | 0 | 9484.6 | 11247.7 | 14307.5055 | SCE Metro Area Default Constraint | SCE Metro Area Default Constraint | SCE Metro Area Default Constraint |  | 1 | 1 | NO | 1 | 1 | 1 | NO | 1
PG&E GBA | San Pablo | 115 | 0 | 0 | 0 | 0 | 0 | 0 | 0 | 0 | 0 | 0 | 0 | 0 | 0 | 0 | 0 | 0 | 0 | 0 | 0 | 0 | 0 | 0 | 0 | 0 | 0 | 0 | 0 | 0 | 0 | 0 | 0 | 0 | 0 | 0 | 0 | 0 | 0 | 0 | 0 | 1 | 0 | 0 | 0 | 0 | 0 | 0 | 0 | 0 | 0 | 1 | 0 | 0 | 1 | 1 | 1 | 1 | 0 | 0 | 1 | 1 | 0 | 1 | 0 | 0 | 0 | 1 | 0 | 0 | 0 | 0 | 0 | 0 | 0 | 0 | 0 | 0 | 0 | 0 | 0 | 0 | 0 | 0 | 0 | 0 | 0 | 0 | 0 | 0 | 0 | 0 | 0 | 0 | 0 | 0 | 0 | 0 | 0 | 2 |  | 0 | 0 | 0 | 0 | 0 | 0 | 0 | 0 | 0 | 0 | 0 | 0 | 0 | 0 | 0 | 0 | 0 | 0 | 0 | 0 | 0 | 0 | 0 | 0 | 0 | 0 | 0 | 0 | 0 | 0 | 5 | 0 | 2 | 0 | 0 | 0 | -3003.69 | -386.164 | 1214.56 | Collinsville-Tesla 500 kV Line | Windmaster-Delta pumps 230 kV line | Grant - Eastshore #2 line 115 kV |  | 0 | 1 | 0 | 0 | 0 | 0 | -984.3465 | 962.4 | 1214.56 | Tesla-Bellota 230 kV line | Grant - Eastshore #2 line 115 kV | Grant - Eastshore #2 line 115 kV |  | 5 | 4 | YES | 4 | 1 | 1 | NO | 1
PG&E GBA | San Ramon | 230 | 0 | 0 | 0 | 0 | 0 | 0 | 0 | 0 | 0 | 0 | 0 | 0 | 0 | 0 | 0 | 0 | 0 | 0 | 0 | 0 | 0 | 0 | 0 | 0 | 0 | 0 | 0 | 0 | 0 | 0 | 0 | 0 | 0 | 0 | 0 | 0 | 0 | 0 | 0 | 1 | 0 | 0 | 0 | 0 | 0 | 0 | 0 | 0 | 0 | 0 | 0 | 0 | 0 | 0 | 0 | 1 | 0 | 0 | 0 | 0 | 0 | 0 | 0 | 0 | 0 | 0 | 0 | 0 | 0 | 0 | 0 | 0 | 0 | 0 | 0 | 0 | 0 | 0 | 0 | 0 | 0 | 0 | 0 | 0 | 0 | 0 | 0 | 0 | 0 | 0 | 0 | 0 | 0 | 0 | 0 | 0 | 0 | 0 |  | 0 | 0 | 0 | 0 | 0 | 0 | 0 | 0 | 0 | 0 | 0 | 0 | 0 | 0 | 0 | 0 | 0 | 0 | 0 | 0 | 0 | 0 | 0 | 0 | 0 | 0 | 0 | 0 | 0 | 0 | 2 | 0 | 1 | 0 | 0 | 0 | -3003.69 | -263.757 | 4918.8858 | Collinsville-Tesla 500 kV Line | Collinsville-Tesla 500 kV Line | Collinsville-Tesla 500 kV Line |  | 0 | 0 | 0 | 0 | 0 | 0 | 3468.0535 | 5663.3794 | 4918.8858 | Tesla-Tracy-Pump 230 kV line #2 | Tesla-Tracy-Pump 230 kV line #2 | Collinsville-Tesla 500 kV Line |  | 5 | 1 | YES | 2 | 1 | 1 | NO | 1
SDGE | San Ysidro | 69 | 0 | 0 | 0 | 0 | 0 | 0 | 0 | 0 | 0 | 0 | 0 | 0 | 0 | 0 | 0 | 0 | 0 | 0 | 0 | 0 | 0 | 0 | 0 | 0 | 0 | 0 | 0 | 0 | 0 | 1 | 1 | 0 | 1 | 0 | 0 | 1 | 1 | 0 | 0 | 0 | 0 | 0 | 0 | 0 | 0 | 0 | 0 | 0 | 0 | 0 | 0 | 0 | 0 | 0 | 0 | 0 | 0 | 0 | 0 | 0 | 0 | 0 | 0 | 0 | 0 | 0 | 0 | 0 | 0 | 0 | 0 | 0 | 0 | 0 | 0 | 0 | 0 | 0 | 0 | 0 | 0 | 0 | 0 | 0 | 0 | 0 | 0 | 0 | 0 | 0 | 0 | 0 | 0 | 0 | 0 | 0 | 0 | 4 |  | 0 | 0 | 0 | 0 | 0 | 0 | 0 | 0 | 0 | 0 | 0 | 0 | 0 | 0 | 0 | 0 | 0 | 0 | 0 | 0 | 0 | 0 | 0 | 0 | 0 | 0 | 0 | 0 | 0 | 0 | 0 | 0 | 0 | 0 | 0 | 0 | 159.09 | 195.045 | 299.0864 | Miguel 69 kV constraint | Miguel 69 kV constraint | Miguel 69 kV constraint |  | 0 | 0 | 0 | 0 | 0 | 0 | 159.09 | 195.045 | 299.0864 | Miguel 69 kV constraint | Miguel 69 kV constraint | Miguel 69 kV constraint |  | 1 | 1 | NO | 1 | 1 | 1 | NO | 1
SCE NOL | Sandlot | 230 | 0 | 0 | 0 | 0 | 0 | 0 | 0 | 0 | 0 | 0 | 0 | 1 | 1 | 1 | 0 | 0 | 0 | 0 | 0 | 0 | 0 | 0 | 0 | 0 | 0 | 0 | 0 | 0 | 0 | 0 | 0 | 0 | 0 | 0 | 0 | 0 | 0 | 0 | 0 | 0 | 0 | 0 | 0 | 0 | 0 | 0 | 0 | 0 | 0 | 0 | 0 | 0 | 0 | 0 | 0 | 0 | 0 | 0 | 0 | 0 | 0 | 0 | 0 | 0 | 0 | 0 | 0 | 0 | 0 | 0 | 0 | 0 | 0 | 0 | 0 | 0 | 0 | 0 | 0 | 0 | 0 | 0 | 0 | 0 | 0 | 0 | 0 | 0 | 0 | 0 | 0 | 0 | 0 | 0 | 0 | 0 | 0 | 3 |  | 0 | 0 | 0 | 0 | 0 | 0 | 0 | 0 | 0 | 0 | 0 | 0 | 0 | 0 | 0 | 0 | 0 | 0 | 0 | 0 | 0 | 0 | 0 | 0 | 0 | 0 | 0 | 0 | 0 | 0 | 0 | 2 | 0 | 0 | 0 | 0 | -83.1 | 8.05 | 1104.2638 | South of Kramer Area Constraint | South of Kramer Area Constraint | South of Kramer Area Constraint |  | 0 | 2 | 0 | 0 | 0 | 0 | -83.1 | 8.05 | 1104.2638 | South of Kramer Area Constraint | South of Kramer Area Constraint | South of Kramer Area Constraint |  | 3 | 3 | NO | 3 | 1 | 1 | NO | 1
EOP | Sandy | 138 | 0 | 0 | 0 | 0 | 0 | 0 | 0 | 0 | 0 | 0 | 0 | 0 | 0 | 0 | 0 | 0 | 0 | 0 | 0 | 0 | 0 | 0 | 1 | 1 | 1 | 0 | 0 | 0 | 0 | 0 | 0 | 0 | 0 | 0 | 0 | 0 | 0 | 0 | 0 | 0 | 0 | 0 | 0 | 0 | 0 | 0 | 0 | 0 | 0 | 0 | 0 | 0 | 0 | 0 | 0 | 0 | 0 | 0 | 0 | 0 | 0 | 0 | 0 | 0 | 0 | 0 | 0 | 0 | 0 | 0 | 0 | 0 | 0 | 0 | 0 | 0 | 0 | 0 | 0 | 0 | 0 | 0 | 0 | 0 | 0 | 0 | 0 | 0 | 0 | 0 | 0 | 0 | 0 | 0 | 0 | 0 | 0 | 2 |  | 0 | 0 | 0 | 0 | 0 | 0 | 0 | 0 | 0 | 0 | 0 | 0 | 0 | 0 | 0 | 0 | 0 | 0 | 0 | 0 | 0 | 0 | 0 | 0 | 0 | 0 | 0 | 0 | 0 | 0 | 1 | 1 | 0 | 0 | 0 | 0 | -1982.555 | 640.59 | 900.03 | Lugo - Victorville area constraint | Sloan Canyon - Eldorado 500 kV constraint | GLW 230kV area constraint |  | 0 | 1 | 0 | 0 | 0 | 0 | -68.75 | 640.59 | 900.03 | Sloan Canyon - Eldorado 500 kV constraint | Sloan Canyon - Eldorado 500 kV constraint | GLW 230kV area constraint |  | 5 | 3 | YES | 3 | 1 | 1 | NO | 1
PG&E FRESNO | Sanger | 115 | 0 | 0 | 0 | 0 | 0 | 0 | 0 | 0 | 0 | 0 | 0 | 0 | 0 | 0 | 0 | 0 | 0 | 0 | 0 | 0 | 0 | 0 | 0 | 0 | 0 | 0 | 0 | 0 | 0 | 0 | 0 | 0 | 0 | 0 | 0 | 0 | 0 | 0 | 0 | 0 | 0 | 0 | 0 | 0 | 0 | 1 | 0 | 0 | 0 | 0 | 0 | 0 | 0 | 0 | 0 | 0 | 0 | 0 | 0 | 0 | 0 | 0 | 0 | 0 | 0 | 0 | 0 | 0 | 0 | 0 | 0 | 0 | 0 | 0 | 0 | 0 | 0 | 0 | 1 | 1 | 0 | 1 | 0 | 1 | 1 | 1 | 0 | 0 | 0 | 1 | 0 | 0 | 0 | 0 | 1 | 0 | 0 | 2 |  | 0 | 0 | 0 | 0 | 0 | 0 | 0 | 0 | 0 | 0 | 0 | 0 | 0 | 0 | 0 | 0 | 1.5 | 0 | 0 | 0 | 0 | 0 | 0 | 0 | 100 | 100 | 0 | 30 | 0 | 1 | 4 | 0 | 3 | 0 | 2 | 1 | -1872.365 | -946.4 | -2894.0969 | Mustang-Henrietta 230 kV line | Borden-Storey #1 230kV line | Mustang-Henrietta 230 kV line |  | 0 | 2 | 0 | 0 | 0 | 1 | -239.0315 | 300.6 | -415.0969 | Bellota-Weber 230kV line | Borden-Storey #1 230kV line | Mustang-Henrietta 230 kV line |  | 5 | 4 | YES | 4 | 5 | 4 | YES | 4
SCE Northern | Santa Clara | 230 | 0 | 0 | 1 | 0 | 1 | 0 | 0 | 0 | 0 | 0 | 0 | 0 | 0 | 0 | 0 | 0 | 0 | 0 | 0 | 0 | 0 | 0 | 0 | 0 | 1 | 0 | 0 | 0 | 0 | 0 | 0 | 0 | 0 | 0 | 0 | 0 | 0 | 0 | 0 | 0 | 0 | 0 | 0 | 0 | 0 | 0 | 0 | 0 | 0 | 0 | 0 | 0 | 0 | 0 | 0 | 0 | 0 | 0 | 0 | 0 | 0 | 0 | 0 | 0 | 0 | 0 | 0 | 0 | 0 | 0 | 0 | 0 | 0 | 0 | 0 | 0 | 0 | 0 | 0 | 0 | 0 | 0 | 0 | 0 | 0 | 0 | 0 | 0 | 0 | 0 | 0 | 0 | 0 | 0 | 0 | 0 | 0 | 0 |  | 0 | 0 | 0 | 0 | 0 | 0 | 0 | 0 | 0 | 0 | 0 | 15 | 0 | 0 | 1 | 0 | 0 | 0 | 0 | 0 | 0 | 0 | 0 | 0 | 0 | 0 | 15 | 0 | 0 | 1 | 1 | 0 | 0 | 0 | 0 | 0 | -1982.555 | 646.5 | 3256 | Lugo - Victorville area constraint | Moorpark-Pardee Constraint | Moorpark-Pardee Constraint |  | 0 | 0 | 0 | 0 | 0 | 0 | 339 | 646.5 | 3256 | Moorpark-Pardee Constraint | Moorpark-Pardee Constraint | Moorpark-Pardee Constraint |  | 5 | 1 | YES | 2 | 1 | 1 | NO | 1
PG&E NGBA | Santa Rosa A | 115 | 0 | 0 | 0 | 0 | 0 | 0 | 0 | 0 | 0 | 0 | 0 | 0 | 0 | 0 | 0 | 0 | 0 | 0 | 0 | 0 | 0 | 0 | 0 | 0 | 0 | 0 | 0 | 0 | 0 | 0 | 0 | 0 | 0 | 0 | 0 | 0 | 0 | 0 | 0 | 1 | 0 | 0 | 0 | 0 | 0 | 0 | 0 | 0 | 0 | 0 | 0 | 0 | 1 | 0 | 0 | 0 | 0 | 0 | 0 | 0 | 0 | 0 | 0 | 0 | 0 | 0 | 1 | 0 | 0 | 0 | 0 | 0 | 0 | 0 | 0 | 0 | 0 | 0 | 0 | 0 | 0 | 0 | 0 | 0 | 0 | 0 | 0 | 0 | 0 | 0 | 0 | 0 | 0 | 0 | 0 | 0 | 0 | 1 |  | 0 | 0 | 0 | 0 | 0 | 0 | 0 | 0 | 0 | 0 | 0 | 0 | 0 | 0 | 0 | 0 | 0 | 0 | 0 | 0 | 0 | 0 | 0 | 0 | 0 | 0 | 0 | 0 | 0 | 0 | 2 | 0 | 2 | 0 | 0 | 0 | -3003.69 | -263.757 | 745.85 | Collinsville-Tesla 500 kV Line | Collinsville-Tesla 500 kV Line | Birds Landing-Contra Costa 230kV Line |  | 0 | 0 | 0 | 0 | 0 | 0 | 1259.89 | 1593.344 | 745.85 | Birds Landing-Contra Costa 230kV Line | Birds Landing-Contra Costa 230kV Line | Birds Landing-Contra Costa 230kV Line |  | 5 | 1 | YES | 2 | 1 | 1 | NO | 1
PG&E GBA | Santa Teresa | 115 | 0 | 0 | 0 | 0 | 0 | 0 | 0 | 0 | 0 | 0 | 0 | 0 | 0 | 0 | 0 | 0 | 0 | 0 | 0 | 0 | 0 | 0 | 0 | 0 | 0 | 0 | 0 | 0 | 0 | 0 | 0 | 0 | 0 | 0 | 0 | 0 | 0 | 0 | 0 | 0 | 0 | 0 | 0 | 0 | 0 | 0 | 0 | 0 | 0 | 0 | 0 | 0 | 0 | 0 | 0 | 1 | 0 | 0 | 0 | 1 | 0 | 0 | 0 | 0 | 0 | 0 | 0 | 0 | 0 | 0 | 0 | 0 | 0 | 0 | 0 | 0 | 0 | 0 | 0 | 0 | 0 | 0 | 0 | 0 | 0 | 0 | 0 | 0 | 0 | 0 | 0 | 0 | 0 | 0 | 0 | 0 | 1 | 0 |  | 0 | 0 | 0 | 0 | 0 | 0 | 0 | 0 | 0 | 0 | 0 | 0 | 0 | 0 | 0 | 0 | 0 | 0 | 0 | 0 | 0 | 0 | 0 | 0 | 0 | 0 | 0 | 0 | 0 | 0 | 2 | 0 | 0 | 0 | 0 | 0 | -1284.3465 | 756.7514 | 4410.527 | Tesla-Bellota 230 kV line | Tesla-Bellota 230 kV line | Tesla-Bellota 230 kV line |  | 0 | 1 | 0 | 0 | 0 | 0 | -984.3465 | 1056.7514 | 4410.527 | Tesla-Bellota 230 kV line | Tesla-Bellota 230 kV line | Tesla-Bellota 230 kV line |  | 5 | 4 | YES | 4 | 1 | 1 | NO | 1
SDGE | Santee | 138 | 0 | 0 | 0 | 0 | 0 | 0 | 0 | 0 | 0 | 0 | 0 | 0 | 0 | 0 | 0 | 0 | 0 | 0 | 0 | 0 | 0 | 0 | 0 | 0 | 0 | 0 | 1 | 0 | 1 | 0 | 1 | 0 | 1 | 0 | 0 | 0 | 0 | 0 | 0 | 0 | 0 | 0 | 0 | 0 | 0 | 0 | 0 | 0 | 0 | 0 | 0 | 0 | 0 | 0 | 0 | 0 | 0 | 0 | 0 | 0 | 0 | 0 | 0 | 0 | 0 | 0 | 0 | 0 | 0 | 0 | 0 | 0 | 0 | 0 | 0 | 0 | 0 | 0 | 0 | 0 | 0 | 0 | 0 | 0 | 0 | 0 | 0 | 0 | 0 | 0 | 0 | 0 | 0 | 0 | 0 | 0 | 0 | 3 |  | 0 | 0 | 0 | 0 | 0 | 0 | 0 | 0 | 0 | 0 | 0 | 0 | 0 | 0 | 0 | 0 | 0 | 0 | 0 | 0 | 0 | 0 | 0 | 0 | 0 | 0 | 10 | 0 | 0 | 1 | 1 | 0 | 0 | 0 | 0 | 0 | -86 | 69 | 534 | Chicarita 138 kV constraint | Chicarita 138 kV constraint | Chicarita 138 kV constraint |  | 1 | 0 | 0 | 0 | 0 | 0 | -86 | 69 | 534 | Chicarita 138 kV constraint | Chicarita 138 kV constraint | Chicarita 138 kV constraint |  | 5 | 5 | NO | 5 | 1 | 1 | NO | 1
SCE Metro | Santiago | 230 | 0 | 0 | 0 | 0 | 0 | 0 | 0 | 0 | 0 | 1 | 0 | 0 | 0 | 0 | 0 | 0 | 0 | 0 | 0 | 0 | 0 | 0 | 0 | 0 | 0 | 0 | 0 | 0 | 0 | 0 | 0 | 0 | 0 | 0 | 0 | 0 | 0 | 0 | 0 | 0 | 0 | 0 | 0 | 0 | 0 | 0 | 0 | 0 | 0 | 0 | 0 | 0 | 0 | 0 | 0 | 0 | 0 | 0 | 0 | 0 | 0 | 0 | 0 | 0 | 0 | 0 | 0 | 0 | 0 | 0 | 0 | 0 | 0 | 0 | 0 | 0 | 0 | 0 | 0 | 0 | 0 | 0 | 0 | 0 | 0 | 0 | 0 | 0 | 0 | 0 | 0 | 0 | 0 | 0 | 0 | 0 | 0 | 0 |  | 0 | 0 | 0 | 0 | 0 | 0 | 0 | 0 | 0 | 0 | 0 | 0 | 0 | 0 | 0 | 0 | 0 | 0 | 0 | 0 | 0 | 0 | 0 | 0 | 0 | 0 | 0 | 0 | 0 | 0 | 0 | 0 | 0 | 0 | 0 | 0 | 9484.6 | 11247.7 | 14307.5055 | SCE Metro Area Default Constraint | SCE Metro Area Default Constraint | SCE Metro Area Default Constraint |  | 0 | 0 | 0 | 0 | 0 | 0 | 9484.6 | 11247.7 | 14307.5055 | SCE Metro Area Default Constraint | SCE Metro Area Default Constraint | SCE Metro Area Default Constraint |  | 1 | 1 | NO | 1 | 1 | 1 | NO | 1
PG&E GBA | Saratoga | 230 | 0 | 0 | 0 | 0 | 0 | 0 | 0 | 0 | 0 | 0 | 0 | 0 | 0 | 0 | 0 | 0 | 0 | 0 | 0 | 0 | 0 | 0 | 0 | 0 | 0 | 0 | 0 | 0 | 0 | 0 | 0 | 0 | 0 | 0 | 0 | 0 | 0 | 0 | 0 | 0 | 0 | 0 | 0 | 0 | 0 | 0 | 0 | 0 | 0 | 0 | 0 | 0 | 1 | 0 | 0 | 1 | 0 | 0 | 0 | 1 | 0 | 0 | 0 | 0 | 0 | 0 | 0 | 0 | 0 | 0 | 0 | 0 | 0 | 0 | 0 | 0 | 0 | 0 | 0 | 0 | 0 | 0 | 0 | 0 | 0 | 0 | 0 | 0 | 0 | 0 | 0 | 0 | 0 | 0 | 0 | 0 | 0 | 1 |  | 0 | 0 | 0 | 0 | 0 | 0 | 0 | 0 | 0 | 0 | 0 | 0 | 0 | 0 | 0 | 0 | 0 | 0 | 0 | 0 | 0 | 0 | 0 | 0 | 0 | 0 | 0 | 0 | 0 | 0 | 2 | 0 | 0 | 0 | 0 | 0 | -1284.3465 | 756.7514 | 4410.527 | Tesla-Bellota 230 kV line | Tesla-Bellota 230 kV line | Tesla-Bellota 230 kV line |  | 0 | 1 | 0 | 0 | 0 | 0 | -984.3465 | 1056.7514 | 4410.527 | Tesla-Bellota 230 kV line | Tesla-Bellota 230 kV line | Tesla-Bellota 230 kV line |  | 5 | 4 | YES | 4 | 1 | 1 | NO | 1
SCE Northern | Saugus | 230 | 0 | 0 | 0 | 0 | 0 | 0 | 0 | 0 | 0 | 0 | 0 | 0 | 0 | 0 | 0 | 0 | 0 | 0 | 0 | 0 | 0 | 0 | 0 | 0 | 1 | 0 | 0 | 0 | 0 | 0 | 0 | 0 | 0 | 0 | 0 | 0 | 0 | 0 | 0 | 0 | 0 | 0 | 0 | 0 | 0 | 0 | 0 | 0 | 0 | 0 | 0 | 0 | 0 | 0 | 0 | 0 | 0 | 0 | 0 | 0 | 0 | 0 | 0 | 0 | 0 | 0 | 0 | 0 | 0 | 0 | 0 | 0 | 0 | 0 | 0 | 0 | 0 | 0 | 0 | 0 | 0 | 0 | 0 | 0 | 0 | 0 | 0 | 0 | 0 | 0 | 0 | 0 | 0 | 0 | 0 | 0 | 0 | 0 |  | 0 | 0 | 0 | 0 | 0 | 0 | 0 | 0 | 0 | 0 | 0 | 0 | 0 | 0 | 0 | 0 | 0 | 0 | 0 | 0 | 0 | 0 | 0 | 0 | 0 | 0 | 0 | 0 | 0 | 0 | 1 | 0 | 0 | 0 | 0 | 0 | -1982.555 | 1305.277 | 3929.931 | Lugo - Victorville area constraint | Lugo - Victorville area constraint | Lugo - Victorville area constraint |  | 0 | 0 | 0 | 0 | 0 | 0 | 4817.445 | 8105.277 | 10729.931 | Lugo - Victorville area constraint | Lugo - Victorville area constraint | Lugo - Victorville area constraint |  | 5 | 1 | YES | 2 | 1 | 1 | NO | 1
PG&E FRESNO | Schindler | 115 | 0 | 0 | 0 | 0 | 0 | 0 | 0 | 0 | 0 | 0 | 0 | 0 | 0 | 0 | 0 | 0 | 0 | 0 | 0 | 0 | 0 | 0 | 0 | 0 | 0 | 0 | 0 | 0 | 0 | 0 | 0 | 0 | 0 | 0 | 0 | 0 | 0 | 0 | 0 | 0 | 0 | 0 | 0 | 0 | 0 | 0 | 0 | 0 | 0 | 0 | 0 | 0 | 0 | 0 | 0 | 0 | 0 | 0 | 0 | 0 | 0 | 0 | 0 | 0 | 0 | 0 | 0 | 0 | 0 | 0 | 0 | 0 | 0 | 0 | 0 | 0 | 0 | 0 | 0 | 1 | 0 | 0 | 0 | 0 | 0 | 0 | 0 | 1 | 0 | 0 | 0 | 0 | 0 | 0 | 0 | 0 | 0 | 0 |  | 0 | 0 | 0 | 0 | 0 | 0 | 0 | 0 | 0 | 0 | 0 | 0 | 0 | 0 | 0 | 0 | 0 | 0 | 0 | 0 | 0 | 0 | 0 | 0 | 100 | 0 | 0 | 40 | 0 | 1 | 0 | 0 | 0 | 0 | 0 | 0 | 641.647 | 1202.3207 | 839.5755 | Gates 500/230kV TB #11 | Gates 500/230kV TB #11 | Gates 500/230kV TB #11 |  | 0 | 0 | 0 | 0 | 0 | 0 | 641.647 | 1202.3207 | 839.5755 | Gates 500/230kV TB #11 | Gates 500/230kV TB #11 | Gates 500/230kV TB #11 |  | 1 | 1 | NO | 1 | 1 | 1 | NO | 1
PG&E FRESNO | Schindler | 70 | 0 | 0 | 0 | 0 | 0 | 0 | 0 | 0 | 0 | 0 | 0 | 0 | 0 | 0 | 0 | 0 | 0 | 0 | 0 | 0 | 0 | 0 | 0 | 0 | 0 | 0 | 0 | 0 | 0 | 0 | 0 | 0 | 0 | 0 | 0 | 0 | 0 | 0 | 0 | 0 | 0 | 0 | 0 | 0 | 0 | 0 | 0 | 0 | 0 | 0 | 0 | 0 | 0 | 0 | 0 | 0 | 0 | 0 | 0 | 0 | 0 | 0 | 0 | 0 | 0 | 0 | 0 | 0 | 0 | 0 | 0 | 0 | 0 | 0 | 0 | 0 | 0 | 0 | 1 | 0 | 1 | 1 | 1 | 0 | 0 | 1 | 0 | 1 | 0 | 0 | 0 | 0 | 0 | 0 | 0 | 0 | 0 | 1 |  | 0 | 0 | 0 | 0 | 0 | 0 | 0 | 0 | 0 | 0 | 0 | 0 | 0 | 0 | 0 | 0 | 0 | 0 | 0 | 0 | 0 | 0 | 0 | 0 | 0 | 0 | 0 | 0 | 0 | 0 | 0 | 0 | 0 | 0 | 0 | 0 | 58.6 | 300.67 | 63.9052 | Tranquility-Helm 230kV Line | Gates 230/70kV TB #5 | Gates 500/230kV TB #12 |  | 0 | 0 | 0 | 0 | 0 | 0 | 58.6 | 300.67 | 63.9052 | Tranquility-Helm 230kV Line | Gates 230/70kV TB #5 | Gates 500/230kV TB #12 |  | 1 | 1 | NO | 1 | 1 | 1 | NO | 1
PG&E GBA | Schulte | 115 | 0 | 0 | 0 | 0 | 0 | 0 | 0 | 0 | 0 | 0 | 0 | 0 | 0 | 0 | 0 | 0 | 0 | 0 | 0 | 0 | 0 | 0 | 0 | 0 | 0 | 0 | 0 | 0 | 0 | 0 | 0 | 0 | 0 | 0 | 0 | 0 | 0 | 0 | 0 | 0 | 0 | 0 | 0 | 0 | 0 | 1 | 0 | 0 | 0 | 0 | 0 | 0 | 0 | 0 | 0 | 0 | 0 | 1 | 0 | 1 | 0 | 0 | 0 | 0 | 0 | 1 | 0 | 0 | 0 | 0 | 0 | 0 | 0 | 0 | 0 | 0 | 0 | 0 | 0 | 0 | 0 | 0 | 0 | 0 | 0 | 0 | 0 | 0 | 0 | 0 | 0 | 0 | 0 | 0 | 0 | 0 | 0 | 0 |  | 0 | 0 | 0 | 0 | 0 | 0 | 0 | 0 | 0 | 0 | 0 | 0 | 0 | 0 | 0 | 0 | 0 | 0 | 0 | 0 | 0 | 0 | 0 | 0 | 0 | 0 | 0 | 0 | 0 | 0 | 2 | 0 | 1 | 0 | 0 | 0 | -1284.3465 | -127.6091 | 692.3714 | Tesla-Bellota 230 kV line | Bellota-Weber 230kV line | Kasson Jct-Heinz 115 kV line |  | 0 | 2 | 0 | 0 | 0 | 0 | -984.3465 | 332.3909 | 692.3714 | Tesla-Bellota 230 kV line | Bellota-Weber 230kV line | Kasson Jct-Heinz 115 kV line |  | 5 | 4 | YES | 4 | 1 | 1 | NO | 1
SDGE | Scripps | 69 | 0 | 0 | 0 | 0 | 0 | 0 | 0 | 0 | 0 | 0 | 0 | 0 | 0 | 0 | 0 | 0 | 0 | 0 | 0 | 0 | 0 | 0 | 0 | 0 | 0 | 1 | 0 | 0 | 0 | 0 | 1 | 0 | 1 | 0 | 0 | 0 | 0 | 0 | 0 | 0 | 0 | 0 | 0 | 0 | 0 | 0 | 0 | 0 | 0 | 0 | 0 | 0 | 0 | 0 | 0 | 0 | 0 | 0 | 0 | 0 | 0 | 0 | 0 | 0 | 0 | 0 | 0 | 0 | 0 | 0 | 0 | 0 | 0 | 0 | 0 | 0 | 0 | 0 | 0 | 0 | 0 | 0 | 0 | 0 | 0 | 0 | 0 | 0 | 0 | 0 | 0 | 0 | 0 | 0 | 0 | 0 | 0 | 2 |  | 0 | 0 | 0 | 0 | 0 | 0 | 0 | 0 | 0 | 0 | 0 | 0 | 0 | 0 | 0 | 0 | 0 | 0 | 0 | 0 | 0 | 0 | 0 | 0 | 0 | 0 | 0 | 0 | 0 | 0 | 0 | 0 | 0 | 0 | 0 | 0 | 212.21 | 813.435 | 2337.23 | San Luis Rey-San Onofre 230 kV line constraint | Capistrano-San Onofre 230 kV constraint | Capistrano-San Onofre 230 kV constraint |  | 0 | 0 | 0 | 0 | 0 | 0 | 212.21 | 813.435 | 2337.23 | San Luis Rey-San Onofre 230 kV line constraint | Capistrano-San Onofre 230 kV constraint | Capistrano-San Onofre 230 kV constraint |  | 1 | 1 | NO | 1 | 1 | 1 | NO | 1
PG&E KERN | Semitropic | 115 | 0 | 0 | 0 | 0 | 0 | 0 | 0 | 0 | 0 | 0 | 0 | 0 | 0 | 0 | 0 | 0 | 0 | 0 | 0 | 0 | 0 | 0 | 0 | 0 | 0 | 0 | 0 | 0 | 0 | 0 | 0 | 0 | 0 | 0 | 0 | 0 | 0 | 0 | 0 | 0 | 0 | 0 | 0 | 0 | 0 | 0 | 0 | 0 | 0 | 0 | 0 | 0 | 0 | 0 | 0 | 0 | 0 | 0 | 0 | 0 | 0 | 0 | 0 | 0 | 0 | 0 | 0 | 1 | 1 | 0 | 0 | 0 | 0 | 0 | 0 | 1 | 0 | 0 | 0 | 1 | 0 | 0 | 0 | 0 | 0 | 0 | 0 | 0 | 0 | 0 | 0 | 0 | 0 | 0 | 0 | 0 | 0 | 0 |  | 0 | 0 | 0 | 0 | 0 | 0 | 0 | 0 | 0 | 0 | 0 | 0 | 0 | 0 | 0 | 0 | 0 | 0 | 0 | 0 | 0 | 0 | 0 | 4.66 | 0 | 0 | 0 | 0 | 0 | 1 | 0 | 0 | 0 | 0 | 0 | 0 | 35.715 | 4.0117 | 3.675 | Cal Flat-Gates 230 kV line | Cal Flat-Gates 230 kV line | Cal Flat-Gates 230 kV line |  | 0 | 0 | 0 | 0 | 0 | 0 | 35.715 | 4.0117 | 3.675 | Cal Flat-Gates 230 kV line | Cal Flat-Gates 230 kV line | Cal Flat-Gates 230 kV line |  | 1 | 1 | NO | 1 | 1 | 1 | NO | 1
SCE Metro | Serrano | 230 | 0 | 0 | 0 | 0 | 0 | 0 | 0 | 0 | 0 | 1 | 0 | 0 | 0 | 0 | 0 | 0 | 0 | 0 | 0 | 0 | 0 | 0 | 0 | 0 | 0 | 0 | 0 | 0 | 0 | 0 | 0 | 0 | 0 | 0 | 0 | 0 | 0 | 0 | 0 | 0 | 0 | 0 | 0 | 0 | 0 | 0 | 0 | 0 | 0 | 0 | 0 | 0 | 0 | 0 | 0 | 0 | 0 | 0 | 0 | 0 | 0 | 0 | 0 | 0 | 0 | 0 | 0 | 0 | 0 | 0 | 0 | 0 | 0 | 0 | 0 | 0 | 0 | 0 | 0 | 0 | 0 | 0 | 0 | 0 | 0 | 0 | 0 | 0 | 0 | 0 | 0 | 0 | 0 | 0 | 0 | 0 | 0 | 0 |  | 0 | 0 | 0 | 0 | 0 | 0 | 0 | 0 | 0 | 0 | 0 | 0 | 0 | 0 | 0 | 0 | 0 | 0 | 0 | 0 | 0 | 0 | 0 | 0 | 0 | 0 | 0 | 0 | 0 | 0 | 0 | 0 | 0 | 0 | 0 | 0 | 9484.6 | 11247.7 | 14307.5055 | SCE Metro Area Default Constraint | SCE Metro Area Default Constraint | SCE Metro Area Default Constraint |  | 0 | 0 | 0 | 0 | 0 | 0 | 9484.6 | 11247.7 | 14307.5055 | SCE Metro Area Default Constraint | SCE Metro Area Default Constraint | SCE Metro Area Default Constraint |  | 1 | 1 | NO | 1 | 1 | 1 | NO | 1
SCE Metro | Serrano | 500 | 0 | 0 | 0 | 0 | 0 | 0 | 0 | 0 | 0 | 1 | 0 | 0 | 0 | 0 | 0 | 0 | 0 | 0 | 0 | 0 | 0 | 0 | 0 | 0 | 0 | 0 | 0 | 0 | 0 | 0 | 0 | 0 | 0 | 0 | 0 | 0 | 0 | 0 | 0 | 0 | 0 | 0 | 0 | 0 | 0 | 0 | 0 | 0 | 0 | 0 | 0 | 0 | 0 | 0 | 0 | 0 | 0 | 0 | 0 | 0 | 0 | 0 | 0 | 0 | 0 | 0 | 0 | 0 | 0 | 0 | 0 | 0 | 0 | 0 | 0 | 0 | 0 | 0 | 0 | 0 | 0 | 0 | 0 | 0 | 0 | 0 | 0 | 0 | 0 | 0 | 0 | 0 | 0 | 0 | 0 | 0 | 0 | 0 |  | 0 | 0 | 0 | 0 | 0 | 0 | 0 | 0 | 0 | 0 | 0 | 0 | 0 | 0 | 0 | 0 | 0 | 0 | 0 | 0 | 0 | 0 | 0 | 0 | 0 | 0 | 0 | 0 | 0 | 0 | 0 | 0 | 0 | 0 | 0 | 0 | 9484.6 | 11247.7 | 14307.5055 | SCE Metro Area Default Constraint | SCE Metro Area Default Constraint | SCE Metro Area Default Constraint |  | 0 | 0 | 0 | 0 | 0 | 0 | 9484.6 | 11247.7 | 14307.5055 | SCE Metro Area Default Constraint | SCE Metro Area Default Constraint | SCE Metro Area Default Constraint |  | 1 | 1 | NO | 1 | 1 | 1 | NO | 1
SDGE | Shadowridge | 138 | 0 | 0 | 0 | 0 | 0 | 0 | 0 | 0 | 0 | 0 | 0 | 0 | 0 | 0 | 0 | 0 | 0 | 0 | 0 | 0 | 0 | 0 | 0 | 0 | 0 | 0 | 0 | 0 | 1 | 0 | 1 | 0 | 1 | 0 | 0 | 0 | 0 | 0 | 0 | 0 | 0 | 0 | 0 | 0 | 0 | 0 | 0 | 0 | 0 | 0 | 0 | 0 | 0 | 0 | 0 | 0 | 0 | 0 | 0 | 0 | 0 | 0 | 0 | 0 | 0 | 0 | 0 | 0 | 0 | 0 | 0 | 0 | 0 | 0 | 0 | 0 | 0 | 0 | 0 | 0 | 0 | 0 | 0 | 0 | 0 | 0 | 0 | 0 | 0 | 0 | 0 | 0 | 0 | 0 | 0 | 0 | 0 | 3 |  | 0 | 0 | 0 | 0 | 0 | 0 | 0 | 0 | 0 | 0 | 0 | 0 | 0 | 0 | 0 | 0 | 0 | 0 | 0 | 0 | 0 | 0 | 0 | 0 | 0 | 0 | 0 | 0 | 0 | 0 | 0 | 0 | 0 | 0 | 0 | 0 | 212.21 | 1790.805 | 8041.2844 | San Luis Rey-San Onofre 230 kV line constraint | San Luis Rey-San Onofre 230 kV line constraint | Encina - San Luis Rey 230 kV constraint |  | 0 | 0 | 0 | 0 | 0 | 0 | 212.21 | 1790.805 | 8041.2844 | San Luis Rey-San Onofre 230 kV line constraint | San Luis Rey-San Onofre 230 kV line constraint | Encina - San Luis Rey 230 kV constraint |  | 1 | 1 | NO | 1 | 1 | 1 | NO | 1
PG&E KERN | Shafter | 115 | 0 | 0 | 0 | 0 | 0 | 0 | 0 | 0 | 0 | 0 | 0 | 0 | 0 | 0 | 0 | 0 | 0 | 0 | 0 | 0 | 0 | 0 | 0 | 0 | 0 | 0 | 0 | 0 | 0 | 0 | 0 | 0 | 0 | 0 | 0 | 0 | 0 | 0 | 0 | 0 | 0 | 0 | 0 | 0 | 0 | 0 | 0 | 0 | 0 | 0 | 0 | 0 | 0 | 0 | 0 | 0 | 0 | 0 | 0 | 0 | 0 | 0 | 0 | 0 | 0 | 0 | 0 | 1 | 0 | 0 | 0 | 0 | 0 | 0 | 1 | 0 | 0 | 0 | 1 | 1 | 0 | 0 | 0 | 0 | 0 | 0 | 0 | 0 | 0 | 0 | 0 | 0 | 0 | 0 | 1 | 0 | 0 | 0 |  | 0 | 0 | 0 | 0 | 0 | 0 | 0 | 0 | 0 | 0 | 0 | 0 | 0 | 0 | 0 | 0 | 0 | 0 | 0 | 0 | 0 | 0 | 0 | 2.25 | 0 | 0 | 0 | 0 | 0 | 1 | 1 | 0 | 0 | 0 | 0 | 1 | -1872.365 | 4.0117 | -2894.0969 | Mustang-Henrietta 230 kV line | Cal Flat-Gates 230 kV line | Mustang-Henrietta 230 kV line |  | 0 | 0 | 0 | 0 | 0 | 1 | 35.715 | 4.0117 | -415.0969 | Cal Flat-Gates 230 kV line | Cal Flat-Gates 230 kV line | Mustang-Henrietta 230 kV line |  | 5 | 1 | YES | 2 | 4 | 4 | NO | 4
PG&E NGBA | Silverado | 115 | 0 | 0 | 0 | 0 | 0 | 0 | 0 | 0 | 0 | 0 | 0 | 0 | 0 | 0 | 0 | 0 | 0 | 0 | 0 | 0 | 0 | 0 | 0 | 0 | 0 | 0 | 0 | 0 | 0 | 0 | 0 | 0 | 0 | 0 | 0 | 0 | 0 | 0 | 0 | 1 | 0 | 1 | 0 | 0 | 0 | 0 | 0 | 0 | 0 | 0 | 0 | 1 | 1 | 1 | 1 | 1 | 0 | 0 | 0 | 0 | 0 | 0 | 0 | 0 | 0 | 1 | 1 | 0 | 0 | 0 | 0 | 0 | 0 | 0 | 0 | 0 | 0 | 0 | 0 | 0 | 0 | 0 | 0 | 0 | 0 | 0 | 0 | 0 | 0 | 0 | 0 | 0 | 0 | 0 | 0 | 0 | 0 | 2 |  | 0 | 0 | 0 | 0 | 0 | 0 | 0 | 0 | 0 | 0 | 0 | 0 | 0 | 0 | 0 | 0 | 0 | 0 | 0 | 0 | 0 | 0 | 0 | 0 | 0 | 0 | 0 | 0 | 0 | 0 | 5 | 0 | 3 | 0 | 0 | 0 | -3003.69 | -386.164 | 745.85 | Collinsville-Tesla 500 kV Line | Windmaster-Delta pumps 230 kV line | Birds Landing-Contra Costa 230kV Line |  | 0 | 0 | 0 | 0 | 0 | 0 | 690.8 | 744.68 | 745.85 | Cortina-Eagle Rock 115 kV line | Cortina-Eagle Rock 115 kV line | Birds Landing-Contra Costa 230kV Line |  | 5 | 1 | YES | 2 | 1 | 1 | NO | 1
SDGE | Silvergate | 230 | 0 | 0 | 0 | 0 | 0 | 0 | 0 | 0 | 0 | 0 | 0 | 0 | 0 | 0 | 0 | 0 | 0 | 0 | 0 | 0 | 0 | 0 | 0 | 0 | 0 | 0 | 0 | 0 | 1 | 0 | 1 | 0 | 1 | 0 | 0 | 0 | 1 | 0 | 0 | 0 | 0 | 0 | 0 | 0 | 0 | 0 | 0 | 0 | 0 | 0 | 0 | 0 | 0 | 0 | 0 | 0 | 0 | 0 | 0 | 0 | 0 | 0 | 0 | 0 | 0 | 0 | 0 | 0 | 0 | 0 | 0 | 0 | 0 | 0 | 0 | 0 | 0 | 0 | 0 | 0 | 0 | 0 | 0 | 0 | 0 | 0 | 0 | 0 | 0 | 0 | 0 | 0 | 0 | 0 | 0 | 0 | 0 | 4 |  | 0 | 0 | 0 | 0 | 0 | 0 | 0 | 0 | 0 | 0 | 0 | 100 | 0 | 0 | 1 | 0 | 0 | 0 | 0 | 0 | 0 | 0 | 0 | 0 | 0 | 0 | 100 | 0 | 0 | 1 | 0 | 0 | 0 | 0 | 0 | 0 | 212.21 | 1444.17 | 1805.9044 | San Luis Rey-San Onofre 230 kV line constraint | Silvergate-Old Town 230 kV constraint | Silvergate-Old Town 230 kV constraint |  | 0 | 0 | 0 | 0 | 0 | 0 | 212.21 | 1444.17 | 1805.9044 | San Luis Rey-San Onofre 230 kV line constraint | Silvergate-Old Town 230 kV constraint | Silvergate-Old Town 230 kV constraint |  | 1 | 1 | NO | 1 | 1 | 1 | NO | 1
SDGE | Silvergate | 69 | 0 | 0 | 0 | 0 | 0 | 0 | 0 | 0 | 0 | 0 | 0 | 0 | 0 | 0 | 0 | 0 | 0 | 0 | 0 | 0 | 0 | 0 | 0 | 0 | 0 | 0 | 0 | 0 | 0 | 0 | 1 | 0 | 1 | 0 | 0 | 0 | 1 | 0 | 0 | 0 | 0 | 0 | 0 | 0 | 0 | 0 | 0 | 0 | 0 | 0 | 0 | 0 | 0 | 0 | 0 | 0 | 0 | 0 | 0 | 0 | 0 | 0 | 0 | 0 | 0 | 0 | 0 | 0 | 0 | 0 | 0 | 0 | 0 | 0 | 0 | 0 | 0 | 0 | 0 | 0 | 0 | 0 | 0 | 0 | 0 | 0 | 0 | 0 | 0 | 0 | 0 | 0 | 0 | 0 | 0 | 0 | 0 | 3 |  | 0 | 0 | 0 | 0 | 0 | 0 | 0 | 0 | 0 | 0 | 0 | 0 | 0 | 0 | 0 | 0 | 0 | 0 | 0 | 0 | 0 | 0 | 0 | 0 | 0 | 0 | 0 | 0 | 0 | 0 | 0 | 0 | 0 | 0 | 0 | 0 | 212.21 | 1444.17 | 1805.9044 | San Luis Rey-San Onofre 230 kV line constraint | Silvergate-Old Town 230 kV constraint | Silvergate-Old Town 230 kV constraint |  | 0 | 0 | 0 | 0 | 0 | 0 | 212.21 | 1444.17 | 1805.9044 | San Luis Rey-San Onofre 230 kV line constraint | Silvergate-Old Town 230 kV constraint | Silvergate-Old Town 230 kV constraint |  | 1 | 1 | NO | 1 | 1 | 1 | NO | 1
PG&E KERN | Sisquoc | 115 | 0 | 0 | 0 | 0 | 0 | 0 | 0 | 0 | 0 | 0 | 0 | 0 | 0 | 0 | 0 | 0 | 0 | 0 | 0 | 0 | 0 | 0 | 0 | 0 | 0 | 0 | 0 | 0 | 0 | 0 | 0 | 0 | 0 | 0 | 0 | 0 | 0 | 0 | 0 | 0 | 0 | 0 | 0 | 0 | 0 | 0 | 0 | 0 | 0 | 0 | 0 | 0 | 0 | 0 | 0 | 0 | 0 | 0 | 0 | 0 | 0 | 0 | 0 | 0 | 0 | 0 | 0 | 1 | 1 | 0 | 0 | 0 | 0 | 0 | 0 | 0 | 0 | 0 | 0 | 1 | 0 | 0 | 0 | 0 | 0 | 1 | 0 | 0 | 0 | 0 | 0 | 0 | 0 | 0 | 0 | 1 | 0 | 1 |  | 0 | 0 | 0 | 0 | 0 | 0 | 0 | 0 | 0 | 0 | 0 | 0 | 0 | 0 | 0 | 0 | 0 | 0 | 0 | 0 | 0 | 0 | 0 | 0 | 0 | 0 | 0 | 0 | 0 | 0 | 0 | 0 | 0 | 0 | 0 | 0 | 35.715 | 4.0117 | 3.675 | Cal Flat-Gates 230 kV line | Cal Flat-Gates 230 kV line | Cal Flat-Gates 230 kV line |  | 0 | 0 | 0 | 0 | 0 | 0 | 35.715 | 4.0117 | 3.675 | Cal Flat-Gates 230 kV line | Cal Flat-Gates 230 kV line | Cal Flat-Gates 230 kV line |  | 1 | 1 | NO | 1 | 1 | 1 | NO | 1
EOP | Sloan Canyon | 230 | 0 | 0 | 0 | 0 | 0 | 0 | 0 | 0 | 0 | 0 | 0 | 0 | 0 | 0 | 0 | 0 | 0 | 0 | 0 | 0 | 0 | 0 | 0 | 1 | 1 | 0 | 0 | 0 | 0 | 0 | 0 | 0 | 0 | 0 | 0 | 0 | 0 | 0 | 0 | 0 | 0 | 0 | 0 | 0 | 0 | 0 | 0 | 0 | 0 | 0 | 0 | 0 | 0 | 0 | 0 | 0 | 0 | 0 | 0 | 0 | 0 | 0 | 0 | 0 | 0 | 0 | 0 | 0 | 0 | 0 | 0 | 0 | 0 | 0 | 0 | 0 | 0 | 0 | 0 | 0 | 0 | 0 | 0 | 0 | 0 | 0 | 0 | 0 | 0 | 0 | 0 | 0 | 0 | 0 | 0 | 0 | 0 | 1 |  | 0 | 0 | 0 | 0 | 0 | 0 | 0 | 0 | 0 | 0 | 0 | 0 | 0 | 0 | 0 | 0 | 0 | 260 | 50 | 0 | 0 | 0 | 0 | 0 | 0 | 0 | 0 | 0 | 0 | 1 | 1 | 1 | 0 | 0 | 0 | 0 | -1982.555 | 640.59 | 1134.96 | Lugo - Victorville area constraint | Sloan Canyon - Eldorado 500 kV constraint | Sloan Canyon - Eldorado 500 kV constraint |  | 0 | 1 | 0 | 0 | 0 | 0 | -68.75 | 640.59 | 1134.96 | Sloan Canyon - Eldorado 500 kV constraint | Sloan Canyon - Eldorado 500 kV constraint | Sloan Canyon - Eldorado 500 kV constraint |  | 5 | 3 | YES | 3 | 1 | 1 | NO | 1
EOP | Sloan Canyon | 500 | 0 | 0 | 0 | 0 | 0 | 0 | 0 | 0 | 0 | 0 | 0 | 0 | 0 | 0 | 0 | 0 | 0 | 0 | 0 | 0 | 0 | 0 | 0 | 1 | 1 | 0 | 0 | 0 | 0 | 0 | 0 | 0 | 0 | 0 | 0 | 0 | 0 | 0 | 0 | 0 | 0 | 0 | 0 | 0 | 0 | 0 | 0 | 0 | 0 | 0 | 0 | 0 | 0 | 0 | 0 | 0 | 0 | 0 | 0 | 0 | 0 | 0 | 0 | 0 | 0 | 0 | 0 | 0 | 0 | 0 | 0 | 0 | 0 | 0 | 0 | 0 | 0 | 0 | 0 | 0 | 0 | 0 | 0 | 0 | 0 | 0 | 0 | 0 | 0 | 0 | 0 | 0 | 0 | 0 | 0 | 0 | 0 | 1 |  | 0 | 0 | 0 | 0 | 0 | 0 | 0 | 0 | 0 | 0 | 0 | 0 | 0 | 0 | 0 | 0 | 0 | 0 | 0 | 0 | 0 | 0 | 0 | 0 | 0 | 0 | 0 | 0 | 0 | 0 | 1 | 1 | 0 | 0 | 0 | 0 | -1982.555 | 640.59 | 1134.96 | Lugo - Victorville area constraint | Sloan Canyon - Eldorado 500 kV constraint | Sloan Canyon - Eldorado 500 kV constraint |  | 0 | 1 | 0 | 0 | 0 | 0 | -68.75 | 640.59 | 1134.96 | Sloan Canyon - Eldorado 500 kV constraint | Sloan Canyon - Eldorado 500 kV constraint | Sloan Canyon - Eldorado 500 kV constraint |  | 5 | 3 | YES | 3 | 1 | 1 | NO | 1
PG&E KERN | Smyrna | 115 | 0 | 0 | 0 | 0 | 0 | 0 | 0 | 0 | 0 | 0 | 0 | 0 | 0 | 0 | 0 | 0 | 0 | 0 | 0 | 0 | 0 | 0 | 0 | 0 | 0 | 0 | 0 | 0 | 0 | 0 | 0 | 0 | 0 | 0 | 0 | 0 | 0 | 0 | 0 | 0 | 0 | 0 | 0 | 0 | 0 | 0 | 0 | 0 | 0 | 0 | 0 | 0 | 0 | 0 | 0 | 0 | 0 | 0 | 0 | 0 | 0 | 0 | 0 | 0 | 0 | 0 | 0 | 1 | 0 | 1 | 1 | 0 | 0 | 0 | 1 | 1 | 0 | 0 | 1 | 0 | 0 | 0 | 0 | 0 | 0 | 0 | 0 | 0 | 0 | 0 | 0 | 0 | 0 | 0 | 1 | 0 | 0 | 0 |  | 0 | 0 | 0 | 0 | 0 | 0 | 0 | 0 | 0 | 0 | 0 | 0 | 0 | 0 | 0 | 0 | 0 | 0 | 0 | 0 | 0 | 0 | 0 | 6 | 0 | 0 | 0 | 0 | 0 | 1 | 1 | 0 | 0 | 0 | 0 | 1 | -1872.365 | 4.0117 | -2894.0969 | Mustang-Henrietta 230 kV line | Cal Flat-Gates 230 kV line | Mustang-Henrietta 230 kV line |  | 0 | 0 | 0 | 0 | 0 | 1 | 35.715 | 4.0117 | -415.0969 | Cal Flat-Gates 230 kV line | Cal Flat-Gates 230 kV line | Mustang-Henrietta 230 kV line |  | 5 | 1 | YES | 2 | 4 | 4 | NO | 4
PG&E GBA | Sobrante | 115 | 0 | 0 | 0 | 0 | 0 | 0 | 0 | 0 | 0 | 0 | 0 | 0 | 0 | 0 | 0 | 0 | 0 | 0 | 0 | 0 | 0 | 0 | 0 | 0 | 0 | 0 | 0 | 0 | 0 | 0 | 0 | 0 | 0 | 0 | 0 | 0 | 0 | 0 | 0 | 1 | 0 | 0 | 0 | 0 | 0 | 0 | 0 | 0 | 0 | 1 | 0 | 0 | 1 | 1 | 1 | 1 | 0 | 0 | 1 | 1 | 0 | 1 | 0 | 0 | 0 | 1 | 0 | 0 | 0 | 0 | 0 | 0 | 0 | 0 | 0 | 0 | 0 | 0 | 0 | 0 | 0 | 0 | 0 | 0 | 0 | 0 | 0 | 0 | 0 | 0 | 0 | 0 | 0 | 0 | 0 | 0 | 0 | 2 |  | 0 | 0 | 0 | 0 | 0 | 0 | 0 | 0 | 0 | 0 | 0 | 0 | 0 | 0 | 0 | 0 | 0 | 0 | 0 | 0 | 0 | 0 | 0 | 0 | 0 | 0 | 0 | 0 | 0 | 0 | 5 | 0 | 2 | 0 | 0 | 0 | -3003.69 | -386.164 | 1214.56 | Collinsville-Tesla 500 kV Line | Windmaster-Delta pumps 230 kV line | Grant - Eastshore #2 line 115 kV |  | 0 | 1 | 0 | 0 | 0 | 0 | -984.3465 | 962.4 | 1214.56 | Tesla-Bellota 230 kV line | Grant - Eastshore #2 line 115 kV | Grant - Eastshore #2 line 115 kV |  | 5 | 4 | YES | 4 | 1 | 1 | NO | 1
PG&E GBA | Sobrante | 230 | 0 | 0 | 0 | 0 | 0 | 0 | 0 | 0 | 0 | 0 | 0 | 0 | 0 | 0 | 0 | 0 | 0 | 0 | 0 | 0 | 0 | 0 | 0 | 0 | 0 | 0 | 0 | 0 | 0 | 0 | 0 | 0 | 0 | 0 | 0 | 0 | 0 | 0 | 0 | 1 | 0 | 0 | 0 | 0 | 0 | 0 | 0 | 0 | 0 | 1 | 0 | 0 | 1 | 1 | 1 | 1 | 0 | 0 | 1 | 1 | 0 | 0 | 0 | 0 | 0 | 1 | 0 | 0 | 0 | 0 | 0 | 0 | 0 | 0 | 0 | 0 | 0 | 0 | 0 | 0 | 0 | 0 | 0 | 0 | 0 | 0 | 0 | 0 | 0 | 0 | 0 | 0 | 0 | 0 | 0 | 0 | 0 | 2 |  | 0 | 0 | 0 | 0 | 0 | 0 | 0 | 0 | 0 | 0 | 0 | 0 | 0 | 0 | 0 | 0 | 0 | 0 | 0 | 0 | 0 | 0 | 0 | 0 | 0 | 0 | 0 | 0 | 0 | 0 | 5 | 0 | 2 | 0 | 0 | 0 | -3003.69 | -386.164 | 3785.066 | Collinsville-Tesla 500 kV Line | Windmaster-Delta pumps 230 kV line | Contra Costa- Windmaster 230 kV line |  | 0 | 1 | 0 | 0 | 0 | 0 | -984.3465 | 1056.7514 | 3785.066 | Tesla-Bellota 230 kV line | Tesla-Bellota 230 kV line | Contra Costa- Windmaster 230 kV line |  | 5 | 4 | YES | 4 | 1 | 1 | NO | 1
PG&E KERN | Solar | 230 | 0 | 0 | 0 | 0 | 0 | 0 | 0 | 0 | 0 | 0 | 0 | 0 | 0 | 0 | 0 | 0 | 0 | 0 | 0 | 0 | 0 | 0 | 0 | 0 | 0 | 0 | 0 | 0 | 0 | 0 | 0 | 0 | 0 | 0 | 0 | 0 | 0 | 0 | 0 | 0 | 0 | 0 | 0 | 0 | 0 | 0 | 0 | 0 | 0 | 0 | 0 | 0 | 0 | 0 | 0 | 0 | 0 | 0 | 0 | 0 | 0 | 0 | 0 | 0 | 0 | 0 | 0 | 1 | 0 | 0 | 0 | 0 | 0 | 0 | 0 | 0 | 0 | 0 | 1 | 1 | 0 | 0 | 0 | 0 | 0 | 0 | 0 | 0 | 0 | 0 | 0 | 0 | 0 | 0 | 1 | 1 | 0 | 0 |  | 0 | 0 | 0 | 0 | 0 | 0 | 0 | 0 | 0 | 0 | 0 | 0 | 0 | 0 | 0 | 0 | 0 | 0 | 0 | 0 | 0 | 0 | 0 | 0 | 0 | 0 | 0 | 0 | 0 | 0 | 1 | 0 | 0 | 0 | 0 | 1 | -1872.365 | 4.0117 | -2894.0969 | Mustang-Henrietta 230 kV line | Cal Flat-Gates 230 kV line | Mustang-Henrietta 230 kV line |  | 0 | 0 | 0 | 0 | 0 | 1 | 35.715 | 4.0117 | -415.0969 | Cal Flat-Gates 230 kV line | Cal Flat-Gates 230 kV line | Mustang-Henrietta 230 kV line |  | 5 | 1 | YES | 2 | 4 | 4 | NO | 4
PG&E GBA | Soledad | 115 | 0 | 0 | 0 | 0 | 0 | 0 | 0 | 0 | 0 | 0 | 0 | 0 | 0 | 0 | 0 | 0 | 0 | 0 | 0 | 0 | 0 | 0 | 0 | 0 | 0 | 0 | 0 | 0 | 0 | 0 | 0 | 0 | 0 | 0 | 0 | 0 | 0 | 0 | 0 | 0 | 0 | 0 | 0 | 0 | 0 | 0 | 0 | 0 | 0 | 0 | 0 | 0 | 0 | 0 | 0 | 0 | 0 | 0 | 0 | 0 | 0 | 0 | 0 | 0 | 1 | 0 | 0 | 0 | 0 | 0 | 0 | 0 | 0 | 0 | 0 | 0 | 0 | 0 | 0 | 0 | 0 | 0 | 0 | 0 | 0 | 0 | 0 | 0 | 0 | 0 | 0 | 0 | 0 | 0 | 0 | 0 | 1 | 0 |  | 0 | 0 | 0 | 0 | 0 | 0 | 0 | 0 | 0 | 0 | 0 | 0 | 0 | 0 | 0 | 0 | 0 | 0 | 0 | 0 | 0 | 0 | 0 | 0 | 0 | 0 | 0 | 0 | 0 | 0 | 0 | 0 | 0 | 0 | 0 | 0 | 311.45 | 344.91 | 296.38 | Morganhill-Metcalf 115kV Line | Morganhill-Metcalf 115kV Line | Morganhill-Metcalf 115kV Line |  | 0 | 0 | 0 | 0 | 0 | 0 | 311.45 | 344.91 | 296.38 | Morganhill-Metcalf 115kV Line | Morganhill-Metcalf 115kV Line | Morganhill-Metcalf 115kV Line |  | 1 | 1 | NO | 1 | 1 | 1 | NO | 1
PG&E GBA | Soledad | 60 | 0 | 0 | 0 | 0 | 0 | 0 | 0 | 0 | 0 | 0 | 0 | 0 | 0 | 0 | 0 | 0 | 0 | 0 | 0 | 0 | 0 | 0 | 0 | 0 | 0 | 0 | 0 | 0 | 0 | 0 | 0 | 0 | 0 | 0 | 0 | 0 | 0 | 0 | 0 | 0 | 0 | 0 | 0 | 0 | 0 | 0 | 0 | 0 | 0 | 0 | 0 | 0 | 0 | 0 | 0 | 1 | 0 | 0 | 0 | 1 | 0 | 0 | 0 | 0 | 1 | 0 | 0 | 0 | 0 | 0 | 0 | 0 | 0 | 0 | 0 | 0 | 0 | 0 | 0 | 0 | 0 | 0 | 0 | 0 | 0 | 0 | 0 | 0 | 0 | 0 | 0 | 0 | 0 | 0 | 0 | 0 | 1 | 0 |  | 0 | 0 | 0 | 0 | 0 | 0 | 0 | 0 | 0 | 0 | 0 | 0 | 10 | 0 | 1 | 0 | 0 | 6 | 0 | 0 | 0 | 0 | 0 | 0 | 0 | 0 | 0 | 10 | 0 | 1 | 2 | 0 | 0 | 0 | 0 | 0 | -1284.3465 | 344.91 | 296.38 | Tesla-Bellota 230 kV line | Morganhill-Metcalf 115kV Line | Morganhill-Metcalf 115kV Line |  | 0 | 1 | 0 | 0 | 0 | 0 | -984.3465 | 344.91 | 296.38 | Tesla-Bellota 230 kV line | Morganhill-Metcalf 115kV Line | Morganhill-Metcalf 115kV Line |  | 5 | 4 | YES | 4 | 1 | 1 | NO | 1
SDGE | Spring Valley | 69 | 0 | 0 | 0 | 0 | 0 | 0 | 0 | 0 | 0 | 0 | 0 | 0 | 0 | 0 | 0 | 0 | 0 | 0 | 0 | 0 | 0 | 0 | 0 | 0 | 0 | 0 | 0 | 1 | 0 | 0 | 1 | 0 | 1 | 0 | 0 | 0 | 1 | 0 | 0 | 0 | 0 | 0 | 0 | 0 | 0 | 0 | 0 | 0 | 0 | 0 | 0 | 0 | 0 | 0 | 0 | 0 | 0 | 0 | 0 | 0 | 0 | 0 | 0 | 0 | 0 | 0 | 0 | 0 | 0 | 0 | 0 | 0 | 0 | 0 | 0 | 0 | 0 | 0 | 0 | 0 | 0 | 0 | 0 | 0 | 0 | 0 | 0 | 0 | 0 | 0 | 0 | 0 | 0 | 0 | 0 | 0 | 0 | 3 |  | 0 | 0 | 0 | 0 | 0 | 0 | 0 | 0 | 0 | 0 | 0 | 0 | 0 | 0 | 0 | 0 | 0 | 0 | 0 | 0 | 0 | 0 | 0 | 0 | 0 | 0 | 0 | 0 | 0 | 0 | 0 | 0 | 0 | 0 | 0 | 0 | 212.21 | 366.23 | 481.7164 | San Luis Rey-San Onofre 230 kV line constraint | El Cajon 69 kV constraint | El Cajon 69 kV constraint |  | 0 | 0 | 0 | 0 | 0 | 0 | 212.21 | 366.23 | 481.7164 | San Luis Rey-San Onofre 230 kV line constraint | El Cajon 69 kV constraint | El Cajon 69 kV constraint |  | 1 | 1 | NO | 1 | 1 | 1 | NO | 1
SCE Northern | Springville | 230 | 1 | 0 | 1 | 0 | 0 | 1 | 1 | 0 | 0 | 0 | 0 | 0 | 0 | 0 | 0 | 0 | 0 | 0 | 0 | 0 | 0 | 0 | 0 | 0 | 0 | 0 | 0 | 0 | 0 | 0 | 0 | 0 | 0 | 0 | 0 | 0 | 0 | 0 | 0 | 0 | 0 | 0 | 0 | 0 | 0 | 0 | 0 | 0 | 0 | 0 | 0 | 0 | 0 | 0 | 0 | 0 | 0 | 0 | 0 | 0 | 0 | 0 | 0 | 0 | 0 | 0 | 0 | 0 | 0 | 0 | 0 | 0 | 0 | 0 | 0 | 0 | 0 | 0 | 0 | 0 | 0 | 0 | 0 | 0 | 0 | 0 | 0 | 0 | 0 | 0 | 0 | 0 | 0 | 0 | 0 | 0 | 0 | 0 |  | 0 | 0 | 0 | 0 | 0 | 0 | 0 | 0 | 0 | 0 | 0 | 0 | 0 | 0 | 0 | 0 | 0 | 0 | 0 | 0 | 0 | 0 | 0 | 3 | 170 | 180 | 225 | 50 | 0 | 1 | 0 | 0 | 0 | 0 | 0 | 0 | 48.65 | 25 | 1300.64 | North of Magunden Constraint | North of Magunden Constraint | North of Magunden Constraint |  | 0 | 0 | 0 | 0 | 0 | 0 | 48.65 | 25 | 1300.64 | North of Magunden Constraint | North of Magunden Constraint | North of Magunden Constraint |  | 1 | 1 | NO | 1 | 1 | 1 | NO | 1
PG&E GBA | Stagg | 230 | 0 | 0 | 0 | 0 | 0 | 0 | 0 | 0 | 0 | 0 | 0 | 0 | 0 | 0 | 0 | 0 | 0 | 0 | 0 | 0 | 0 | 0 | 0 | 0 | 0 | 0 | 0 | 0 | 0 | 0 | 0 | 0 | 0 | 0 | 0 | 0 | 0 | 0 | 0 | 1 | 0 | 0 | 0 | 0 | 0 | 1 | 0 | 0 | 0 | 0 | 0 | 0 | 0 | 0 | 0 | 0 | 0 | 0 | 0 | 1 | 1 | 0 | 0 | 0 | 0 | 1 | 0 | 0 | 0 | 0 | 0 | 0 | 0 | 0 | 0 | 0 | 0 | 0 | 0 | 0 | 0 | 0 | 0 | 0 | 0 | 0 | 0 | 0 | 0 | 0 | 0 | 0 | 0 | 0 | 0 | 0 | 0 | 0 |  | 0 | 0 | 0 | 0 | 0 | 0 | 0 | 0 | 0 | 0 | 0 | 0 | 0 | 0 | 0 | 0 | 0 | 0 | 0 | 0 | 0 | 0 | 0 | 0 | 0 | 0 | 0 | 0 | 0 | 0 | 3 | 0 | 2 | 0 | 0 | 0 | -3003.69 | -263.757 | 2364.9322 | Collinsville-Tesla 500 kV Line | Collinsville-Tesla 500 kV Line | Bellota-Weber 230kV line |  | 0 | 2 | 0 | 0 | 0 | 0 | -984.3465 | 332.3909 | 2364.9322 | Tesla-Bellota 230 kV line | Bellota-Weber 230kV line | Bellota-Weber 230kV line |  | 5 | 4 | YES | 4 | 1 | 1 | NO | 1
PG&E GBA | Standard Oil | 115 | 0 | 0 | 0 | 0 | 0 | 0 | 0 | 0 | 0 | 0 | 0 | 0 | 0 | 0 | 0 | 0 | 0 | 0 | 0 | 0 | 0 | 0 | 0 | 0 | 0 | 0 | 0 | 0 | 0 | 0 | 0 | 0 | 0 | 0 | 0 | 0 | 0 | 0 | 0 | 1 | 0 | 0 | 0 | 0 | 0 | 0 | 0 | 0 | 0 | 1 | 0 | 0 | 1 | 1 | 1 | 1 | 0 | 0 | 1 | 1 | 0 | 1 | 0 | 0 | 0 | 1 | 0 | 0 | 0 | 0 | 0 | 0 | 0 | 0 | 0 | 0 | 0 | 0 | 0 | 0 | 0 | 0 | 0 | 0 | 0 | 0 | 0 | 0 | 0 | 0 | 0 | 0 | 0 | 0 | 0 | 0 | 0 | 2 |  | 0 | 0 | 0 | 0 | 0 | 0 | 0 | 0 | 0 | 0 | 0 | 0 | 0 | 0 | 0 | 0 | 0 | 0 | 0 | 0 | 0 | 0 | 0 | 0 | 0 | 0 | 0 | 0 | 0 | 0 | 5 | 0 | 2 | 0 | 0 | 0 | -3003.69 | -386.164 | 1214.56 | Collinsville-Tesla 500 kV Line | Windmaster-Delta pumps 230 kV line | Grant - Eastshore #2 line 115 kV |  | 0 | 1 | 0 | 0 | 0 | 0 | -984.3465 | 962.4 | 1214.56 | Tesla-Bellota 230 kV line | Grant - Eastshore #2 line 115 kV | Grant - Eastshore #2 line 115 kV |  | 5 | 4 | YES | 4 | 1 | 1 | NO | 1
PG&E GBA | Stanislaus | 115 | 0 | 0 | 0 | 0 | 0 | 0 | 0 | 0 | 0 | 0 | 0 | 0 | 0 | 0 | 0 | 0 | 0 | 0 | 0 | 0 | 0 | 0 | 0 | 0 | 0 | 0 | 0 | 0 | 0 | 0 | 0 | 0 | 0 | 0 | 0 | 0 | 0 | 0 | 0 | 0 | 0 | 0 | 0 | 0 | 0 | 1 | 0 | 0 | 0 | 0 | 0 | 0 | 0 | 0 | 0 | 1 | 0 | 1 | 0 | 1 | 0 | 0 | 0 | 0 | 0 | 1 | 0 | 0 | 0 | 0 | 0 | 0 | 0 | 0 | 0 | 0 | 0 | 0 | 0 | 0 | 0 | 0 | 0 | 0 | 0 | 0 | 0 | 0 | 0 | 0 | 0 | 0 | 0 | 0 | 0 | 0 | 0 | 0 |  | 0 | 0 | 0 | 0 | 0 | 0 | 0 | 0 | 0 | 0 | 0 | 0 | 0 | 0 | 0 | 0 | 0 | 0 | 0 | 0 | 0 | 0 | 0 | 0 | 0 | 0 | 0 | 0 | 0 | 0 | 3 | 0 | 1 | 0 | 0 | 0 | -1284.3465 | -127.6091 | 692.3714 | Tesla-Bellota 230 kV line | Bellota-Weber 230kV line | Kasson Jct-Heinz 115 kV line |  | 0 | 2 | 0 | 0 | 0 | 0 | -984.3465 | 332.3909 | 692.3714 | Tesla-Bellota 230 kV line | Bellota-Weber 230kV line | Kasson Jct-Heinz 115 kV line |  | 5 | 4 | YES | 4 | 1 | 1 | NO | 1
PG&E KERN | Stockdale | 115 | 0 | 0 | 0 | 0 | 0 | 0 | 0 | 0 | 0 | 0 | 0 | 0 | 0 | 0 | 0 | 0 | 0 | 0 | 0 | 0 | 0 | 0 | 0 | 0 | 0 | 0 | 0 | 0 | 0 | 0 | 0 | 0 | 0 | 0 | 0 | 0 | 0 | 0 | 0 | 0 | 0 | 0 | 0 | 0 | 0 | 0 | 0 | 0 | 0 | 0 | 0 | 0 | 0 | 0 | 0 | 0 | 0 | 0 | 0 | 0 | 0 | 0 | 0 | 0 | 0 | 0 | 0 | 1 | 1 | 0 | 0 | 0 | 0 | 1 | 0 | 0 | 0 | 0 | 0 | 1 | 0 | 0 | 0 | 0 | 0 | 0 | 0 | 0 | 0 | 0 | 0 | 0 | 0 | 0 | 0 | 0 | 0 | 0 |  | 0 | 0 | 0 | 0 | 0 | 0 | 0 | 0 | 0 | 0 | 0 | 0 | 0 | 0 | 0 | 0 | 0 | 0 | 0 | 0 | 0 | 0 | 0 | 1.8 | 0 | 0 | 0 | 0 | 0 | 1 | 0 | 0 | 0 | 0 | 0 | 0 | 35.715 | 4.0117 | 1.418 | Cal Flat-Gates 230 kV line | Cal Flat-Gates 230 kV line | Kern-Tevis-Stockdale-Lamont 115kV line |  | 0 | 0 | 0 | 0 | 0 | 0 | 35.715 | 4.0117 | 1.418 | Cal Flat-Gates 230 kV line | Cal Flat-Gates 230 kV line | Kern-Tevis-Stockdale-Lamont 115kV line |  | 1 | 1 | NO | 1 | 1 | 1 | NO | 1
PG&E KERN | Stockdale | 230 | 0 | 0 | 0 | 0 | 0 | 0 | 0 | 0 | 0 | 0 | 0 | 0 | 0 | 0 | 0 | 0 | 0 | 0 | 0 | 0 | 0 | 0 | 0 | 0 | 0 | 0 | 0 | 0 | 0 | 0 | 0 | 0 | 0 | 0 | 0 | 0 | 0 | 0 | 0 | 0 | 0 | 0 | 0 | 0 | 0 | 0 | 0 | 0 | 0 | 0 | 0 | 0 | 0 | 0 | 0 | 0 | 0 | 0 | 0 | 0 | 0 | 0 | 0 | 0 | 0 | 0 | 0 | 1 | 1 | 0 | 0 | 0 | 0 | 0 | 0 | 0 | 0 | 0 | 0 | 1 | 0 | 0 | 0 | 0 | 0 | 0 | 0 | 0 | 0 | 0 | 0 | 0 | 0 | 0 | 0 | 0 | 0 | 0 |  | 0 | 0 | 0 | 0 | 0 | 0 | 0 | 0 | 0 | 0 | 0 | 0 | 0 | 0 | 0 | 0 | 0 | 0 | 0 | 0 | 0 | 0 | 0 | 0 | 0 | 0 | 0 | 0 | 0 | 0 | 0 | 0 | 0 | 0 | 0 | 0 | 35.715 | 4.0117 | 3.675 | Cal Flat-Gates 230 kV line | Cal Flat-Gates 230 kV line | Cal Flat-Gates 230 kV line |  | 0 | 0 | 0 | 0 | 0 | 0 | 35.715 | 4.0117 | 3.675 | Cal Flat-Gates 230 kV line | Cal Flat-Gates 230 kV line | Cal Flat-Gates 230 kV line |  | 1 | 1 | NO | 1 | 1 | 1 | NO | 1
PG&E GBA | Stockton A | 115 | 0 | 0 | 0 | 0 | 0 | 0 | 0 | 0 | 0 | 0 | 0 | 0 | 0 | 0 | 0 | 0 | 0 | 0 | 0 | 0 | 0 | 0 | 0 | 0 | 0 | 0 | 0 | 0 | 0 | 0 | 0 | 0 | 0 | 0 | 0 | 0 | 0 | 0 | 0 | 0 | 0 | 0 | 0 | 0 | 0 | 1 | 0 | 0 | 0 | 0 | 0 | 0 | 0 | 0 | 0 | 0 | 0 | 0 | 0 | 1 | 1 | 0 | 0 | 0 | 0 | 0 | 0 | 0 | 0 | 0 | 0 | 0 | 0 | 0 | 0 | 0 | 0 | 0 | 0 | 0 | 0 | 0 | 0 | 0 | 0 | 1 | 0 | 0 | 0 | 0 | 0 | 0 | 0 | 0 | 0 | 0 | 0 | 1 |  | 0 | 0 | 0 | 0 | 0 | 0 | 0 | 0 | 0 | 0 | 0 | 0 | 0 | 0 | 0 | 0 | 0 | 0 | 0 | 0 | 0 | 0 | 0 | 0 | 0 | 0 | 0 | 0 | 0 | 0 | 2 | 0 | 1 | 0 | 0 | 0 | -1284.3465 | -127.6091 | 2364.9322 | Tesla-Bellota 230 kV line | Bellota-Weber 230kV line | Bellota-Weber 230kV line |  | 0 | 2 | 0 | 0 | 0 | 0 | -984.3465 | 332.3909 | 2364.9322 | Tesla-Bellota 230 kV line | Bellota-Weber 230kV line | Bellota-Weber 230kV line |  | 5 | 4 | YES | 4 | 1 | 1 | NO | 1
PG&E GBA | Stone | 115 | 0 | 0 | 0 | 0 | 0 | 0 | 0 | 0 | 0 | 0 | 0 | 0 | 0 | 0 | 0 | 0 | 0 | 0 | 0 | 0 | 0 | 0 | 0 | 0 | 0 | 0 | 0 | 0 | 0 | 0 | 0 | 0 | 0 | 0 | 0 | 0 | 0 | 0 | 0 | 0 | 0 | 0 | 0 | 0 | 0 | 0 | 0 | 0 | 0 | 0 | 0 | 0 | 0 | 0 | 0 | 0 | 0 | 0 | 0 | 1 | 0 | 0 | 0 | 0 | 0 | 0 | 0 | 0 | 0 | 0 | 0 | 0 | 0 | 0 | 0 | 0 | 0 | 0 | 0 | 0 | 0 | 0 | 0 | 0 | 0 | 0 | 0 | 0 | 0 | 0 | 0 | 0 | 0 | 0 | 0 | 0 | 1 | 0 |  | 0 | 0 | 0 | 0 | 0 | 0 | 0 | 0 | 0 | 0 | 0 | 0 | 0 | 0 | 0 | 0 | 0 | 0 | 0 | 0 | 0 | 0 | 0 | 0 | 0 | 0 | 0 | 0 | 0 | 0 | 1 | 0 | 0 | 0 | 0 | 0 | -1284.3465 | 756.7514 | 4410.527 | Tesla-Bellota 230 kV line | Tesla-Bellota 230 kV line | Tesla-Bellota 230 kV line |  | 0 | 1 | 0 | 0 | 0 | 0 | -984.3465 | 1056.7514 | 4410.527 | Tesla-Bellota 230 kV line | Tesla-Bellota 230 kV line | Tesla-Bellota 230 kV line |  | 5 | 4 | YES | 4 | 1 | 1 | NO | 1
PG&E FRESNO | Storey | 230 | 0 | 0 | 0 | 0 | 0 | 0 | 0 | 0 | 0 | 0 | 0 | 0 | 0 | 0 | 0 | 0 | 0 | 0 | 0 | 0 | 0 | 0 | 0 | 0 | 0 | 0 | 0 | 0 | 0 | 0 | 0 | 0 | 0 | 0 | 0 | 0 | 0 | 0 | 0 | 0 | 0 | 0 | 0 | 0 | 0 | 1 | 0 | 0 | 0 | 0 | 0 | 0 | 0 | 0 | 0 | 0 | 0 | 0 | 0 | 0 | 0 | 0 | 0 | 0 | 0 | 0 | 0 | 0 | 0 | 0 | 0 | 0 | 0 | 0 | 0 | 0 | 0 | 0 | 1 | 1 | 0 | 1 | 1 | 1 | 1 | 1 | 0 | 1 | 1 | 1 | 0 | 0 | 1 | 0 | 1 | 0 | 0 | 2 |  | 0 | 0 | 0 | 0 | 0 | 0 | 0 | 0 | 0 | 0 | 0 | 0 | 0 | 0 | 0 | 0 | 0 | 0 | 0 | 0 | 0 | 0 | 0 | 0 | 0 | 0 | 0 | 0 | 0 | 0 | 4 | 0 | 3 | 0 | 2 | 1 | -1872.365 | -946.4 | -2894.0969 | Mustang-Henrietta 230 kV line | Borden-Storey #1 230kV line | Mustang-Henrietta 230 kV line |  | 0 | 2 | 0 | 0 | 0 | 1 | -239.0315 | 300.6 | -415.0969 | Bellota-Weber 230kV line | Borden-Storey #1 230kV line | Mustang-Henrietta 230 kV line |  | 5 | 4 | YES | 4 | 5 | 4 | YES | 4
PG&E NGBA | Summit | 115 | 0 | 0 | 0 | 0 | 0 | 0 | 0 | 0 | 0 | 0 | 0 | 0 | 0 | 0 | 0 | 0 | 0 | 0 | 0 | 0 | 0 | 0 | 0 | 0 | 0 | 0 | 0 | 0 | 0 | 0 | 0 | 0 | 0 | 0 | 0 | 0 | 0 | 0 | 0 | 1 | 1 | 0 | 1 | 0 | 0 | 1 | 1 | 1 | 0 | 0 | 0 | 0 | 0 | 0 | 0 | 0 | 0 | 0 | 0 | 1 | 1 | 0 | 0 | 0 | 0 | 0 | 0 | 0 | 0 | 0 | 0 | 0 | 0 | 0 | 0 | 0 | 0 | 0 | 0 | 0 | 0 | 0 | 0 | 0 | 0 | 0 | 0 | 0 | 0 | 0 | 0 | 0 | 0 | 0 | 0 | 0 | 0 | 0 |  | 40 | 0 | 0 | 0 | 0 | 0 | 0 | 0 | 0 | 0 | 0 | 0 | 0 | 0 | 1 | 40 | 0 | 0 | 0 | 0 | 0 | 0 | 0 | 0 | 0 | 0 | 0 | 0 | 0 | 1 | 3 | 0 | 2 | 0 | 0 | 0 | -3003.69 | -263.757 | 32.84 | Collinsville-Tesla 500 kV Line | Collinsville-Tesla 500 kV Line | Woodland- Davis 115kV line |  | 0 | 2 | 0 | 0 | 0 | 0 | -984.3465 | 50.45 | 32.84 | Tesla-Bellota 230 kV line | Woodland- Davis 115kV line | Woodland- Davis 115kV line |  | 5 | 4 | YES | 4 | 1 | 1 | NO | 1
SDGE | Suncrest | 230 | 0 | 0 | 0 | 0 | 0 | 0 | 0 | 0 | 0 | 0 | 0 | 0 | 0 | 0 | 0 | 0 | 0 | 0 | 0 | 0 | 0 | 0 | 0 | 0 | 0 | 0 | 0 | 0 | 0 | 0 | 1 | 0 | 1 | 0 | 0 | 1 | 0 | 0 | 0 | 0 | 0 | 0 | 0 | 0 | 0 | 0 | 0 | 0 | 0 | 0 | 0 | 0 | 0 | 0 | 0 | 0 | 0 | 0 | 0 | 0 | 0 | 0 | 0 | 0 | 0 | 0 | 0 | 0 | 0 | 0 | 0 | 0 | 0 | 0 | 0 | 0 | 0 | 0 | 0 | 0 | 0 | 0 | 0 | 0 | 0 | 0 | 0 | 0 | 0 | 0 | 0 | 0 | 0 | 0 | 0 | 0 | 0 | 3 |  | 0 | 0 | 0 | 0 | 0 | 0 | 0 | 0 | 0 | 0 | 0 | 0 | 0 | 0 | 0 | 0 | 0 | 0 | 0 | 0 | 0 | 0 | 0 | 0 | 0 | 0 | 0 | 0 | 0 | 0 | 0 | 0 | 0 | 0 | 0 | 0 | 212.21 | 1790.805 | 4321.768 | San Luis Rey-San Onofre 230 kV line constraint | San Luis Rey-San Onofre 230 kV line constraint | Silvergate - Bay Blvd 230 kV constraint |  | 0 | 0 | 0 | 0 | 0 | 0 | 212.21 | 1790.805 | 4321.768 | San Luis Rey-San Onofre 230 kV line constraint | San Luis Rey-San Onofre 230 kV line constraint | Silvergate - Bay Blvd 230 kV constraint |  | 1 | 1 | NO | 1 | 1 | 1 | NO | 1
SDGE | Suncrest | 500 | 0 | 0 | 0 | 0 | 0 | 0 | 0 | 0 | 0 | 0 | 0 | 0 | 0 | 0 | 0 | 0 | 0 | 0 | 0 | 0 | 0 | 0 | 0 | 0 | 0 | 0 | 0 | 0 | 0 | 0 | 1 | 0 | 1 | 0 | 0 | 1 | 0 | 0 | 0 | 0 | 0 | 0 | 0 | 0 | 0 | 0 | 0 | 0 | 0 | 0 | 0 | 0 | 0 | 0 | 0 | 0 | 0 | 0 | 0 | 0 | 0 | 0 | 0 | 0 | 0 | 0 | 0 | 0 | 0 | 0 | 0 | 0 | 0 | 0 | 0 | 0 | 0 | 0 | 0 | 0 | 0 | 0 | 0 | 0 | 0 | 0 | 0 | 0 | 0 | 0 | 0 | 0 | 0 | 0 | 0 | 0 | 0 | 3 |  | 0 | 0 | 0 | 0 | 0 | 0 | 0 | 0 | 0 | 0 | 0 | 0 | 0 | 0 | 0 | 0 | 0 | 0 | 0 | 0 | 0 | 0 | 0 | 0 | 0 | 0 | 0 | 0 | 0 | 0 | 0 | 0 | 0 | 0 | 0 | 0 | 212.21 | 1790.805 | 4321.768 | San Luis Rey-San Onofre 230 kV line constraint | San Luis Rey-San Onofre 230 kV line constraint | Silvergate - Bay Blvd 230 kV constraint |  | 0 | 0 | 0 | 0 | 0 | 0 | 212.21 | 1790.805 | 4321.768 | San Luis Rey-San Onofre 230 kV line constraint | San Luis Rey-San Onofre 230 kV line constraint | Silvergate - Bay Blvd 230 kV constraint |  | 1 | 1 | NO | 1 | 1 | 1 | NO | 1
PG&E KERN | Sunrise | 230 | 0 | 0 | 0 | 0 | 0 | 0 | 0 | 0 | 0 | 0 | 0 | 0 | 0 | 0 | 0 | 0 | 0 | 0 | 0 | 0 | 0 | 0 | 0 | 0 | 0 | 0 | 0 | 0 | 0 | 0 | 0 | 0 | 0 | 0 | 0 | 0 | 0 | 0 | 0 | 0 | 0 | 0 | 0 | 0 | 0 | 0 | 0 | 0 | 0 | 0 | 0 | 0 | 0 | 0 | 0 | 0 | 0 | 0 | 0 | 0 | 0 | 0 | 0 | 0 | 0 | 0 | 0 | 1 | 1 | 0 | 0 | 0 | 0 | 0 | 1 | 0 | 0 | 0 | 1 | 0 | 0 | 0 | 0 | 0 | 0 | 0 | 0 | 0 | 0 | 0 | 0 | 0 | 0 | 0 | 1 | 0 | 0 | 0 |  | 0 | 0 | 0 | 0 | 0 | 0 | 0 | 0 | 0 | 0 | 0 | 0 | 0 | 0 | 0 | 0 | 0 | 0 | 0 | 0 | 0 | 0 | 0 | 0 | 0 | 0 | 0 | 0 | 0 | 0 | 1 | 0 | 0 | 0 | 0 | 1 | -1872.365 | 4.0117 | -2894.0969 | Mustang-Henrietta 230 kV line | Cal Flat-Gates 230 kV line | Mustang-Henrietta 230 kV line |  | 0 | 0 | 0 | 0 | 0 | 1 | 35.715 | 4.0117 | -415.0969 | Cal Flat-Gates 230 kV line | Cal Flat-Gates 230 kV line | Mustang-Henrietta 230 kV line |  | 5 | 1 | YES | 2 | 4 | 4 | NO | 4
PG&E KERN | Sunset | 230 | 0 | 0 | 0 | 0 | 0 | 0 | 0 | 0 | 0 | 0 | 0 | 0 | 0 | 0 | 0 | 0 | 0 | 0 | 0 | 0 | 0 | 0 | 0 | 0 | 0 | 0 | 0 | 0 | 0 | 0 | 0 | 0 | 0 | 0 | 0 | 0 | 0 | 0 | 0 | 0 | 0 | 0 | 0 | 0 | 0 | 0 | 0 | 0 | 0 | 0 | 0 | 0 | 0 | 0 | 0 | 0 | 0 | 0 | 0 | 0 | 0 | 0 | 0 | 0 | 0 | 0 | 0 | 1 | 1 | 0 | 1 | 0 | 0 | 0 | 1 | 0 | 0 | 0 | 1 | 0 | 0 | 0 | 0 | 0 | 0 | 0 | 0 | 0 | 0 | 0 | 0 | 0 | 0 | 0 | 1 | 0 | 0 | 0 |  | 0 | 0 | 0 | 0 | 0 | 0 | 0 | 0 | 0 | 0 | 0 | 0 | 0 | 0 | 0 | 0 | 0 | 0 | 0 | 0 | 0 | 0 | 0 | 0 | 0 | 0 | 0 | 0 | 0 | 0 | 1 | 0 | 0 | 0 | 0 | 1 | -1872.365 | 4.0117 | -2894.0969 | Mustang-Henrietta 230 kV line | Cal Flat-Gates 230 kV line | Mustang-Henrietta 230 kV line |  | 0 | 0 | 0 | 0 | 0 | 1 | 35.715 | 4.0117 | -415.0969 | Cal Flat-Gates 230 kV line | Cal Flat-Gates 230 kV line | Mustang-Henrietta 230 kV line |  | 5 | 1 | YES | 2 | 4 | 4 | NO | 4
PG&E GBA | Swift | 115 | 0 | 0 | 0 | 0 | 0 | 0 | 0 | 0 | 0 | 0 | 0 | 0 | 0 | 0 | 0 | 0 | 0 | 0 | 0 | 0 | 0 | 0 | 0 | 0 | 0 | 0 | 0 | 0 | 0 | 0 | 0 | 0 | 0 | 0 | 0 | 0 | 0 | 0 | 0 | 0 | 0 | 0 | 0 | 0 | 0 | 0 | 0 | 0 | 0 | 0 | 0 | 0 | 0 | 0 | 0 | 1 | 0 | 0 | 0 | 1 | 0 | 0 | 0 | 0 | 0 | 0 | 0 | 0 | 0 | 0 | 0 | 0 | 0 | 0 | 0 | 0 | 0 | 0 | 0 | 0 | 0 | 0 | 0 | 0 | 0 | 0 | 0 | 0 | 0 | 0 | 0 | 0 | 0 | 0 | 0 | 0 | 0 | 0 |  | 0 | 0 | 0 | 0 | 0 | 0 | 0 | 0 | 0 | 0 | 0 | 0 | 0 | 0 | 0 | 0 | 0 | 0 | 0 | 0 | 0 | 0 | 0 | 0 | 0 | 0 | 0 | 0 | 0 | 0 | 2 | 0 | 0 | 0 | 0 | 0 | -1284.3465 | 756.7514 | 4410.527 | Tesla-Bellota 230 kV line | Tesla-Bellota 230 kV line | Tesla-Bellota 230 kV line |  | 0 | 1 | 0 | 0 | 0 | 0 | -984.3465 | 1056.7514 | 4410.527 | Tesla-Bellota 230 kV line | Tesla-Bellota 230 kV line | Tesla-Bellota 230 kV line |  | 5 | 4 | YES | 4 | 1 | 1 | NO | 1
SDGE | Sycamore Canyon | 138 | 0 | 0 | 0 | 0 | 0 | 0 | 0 | 0 | 0 | 0 | 0 | 0 | 0 | 0 | 0 | 0 | 0 | 0 | 0 | 0 | 0 | 0 | 0 | 0 | 0 | 0 | 1 | 0 | 1 | 0 | 1 | 0 | 1 | 0 | 0 | 0 | 0 | 0 | 0 | 0 | 0 | 0 | 0 | 0 | 0 | 0 | 0 | 0 | 0 | 0 | 0 | 0 | 0 | 0 | 0 | 0 | 0 | 0 | 0 | 0 | 0 | 0 | 0 | 0 | 0 | 0 | 0 | 0 | 0 | 0 | 0 | 0 | 0 | 0 | 0 | 0 | 0 | 0 | 0 | 0 | 0 | 0 | 0 | 0 | 0 | 0 | 0 | 0 | 0 | 0 | 0 | 0 | 0 | 0 | 0 | 0 | 0 | 3 |  | 0 | 0 | 0 | 0 | 0 | 0 | 0 | 0 | 0 | 0 | 0 | 300 | 0 | 0 | 1 | 0 | 0 | 0 | 0 | 0 | 0 | 0 | 0 | 0 | 0 | 0 | 300 | 0 | 0 | 1 | 1 | 0 | 0 | 0 | 0 | 0 | -86 | 69 | 534 | Chicarita 138 kV constraint | Chicarita 138 kV constraint | Chicarita 138 kV constraint |  | 1 | 0 | 0 | 0 | 0 | 0 | -86 | 69 | 534 | Chicarita 138 kV constraint | Chicarita 138 kV constraint | Chicarita 138 kV constraint |  | 5 | 5 | NO | 5 | 1 | 1 | NO | 1
SDGE | Sycamore Canyon | 230 | 0 | 0 | 0 | 0 | 0 | 0 | 0 | 0 | 0 | 0 | 0 | 0 | 0 | 0 | 0 | 0 | 0 | 0 | 0 | 0 | 0 | 0 | 0 | 0 | 0 | 1 | 0 | 0 | 1 | 0 | 1 | 0 | 1 | 0 | 0 | 0 | 0 | 0 | 0 | 0 | 0 | 0 | 0 | 0 | 0 | 0 | 0 | 0 | 0 | 0 | 0 | 0 | 0 | 0 | 0 | 0 | 0 | 0 | 0 | 0 | 0 | 0 | 0 | 0 | 0 | 0 | 0 | 0 | 0 | 0 | 0 | 0 | 0 | 0 | 0 | 0 | 0 | 0 | 0 | 0 | 0 | 0 | 0 | 0 | 0 | 0 | 0 | 0 | 0 | 0 | 0 | 0 | 0 | 0 | 0 | 0 | 0 | 3 |  | 0 | 0 | 0 | 0 | 0 | 0 | 0 | 0 | 0 | 0 | 0 | 0 | 0 | 0 | 0 | 0 | 0 | 0 | 0 | 0 | 0 | 0 | 0 | 0 | 0 | 0 | 0 | 0 | 409.2 | 1 | 0 | 0 | 0 | 0 | 0 | 0 | 212.21 | 813.435 | 2337.23 | San Luis Rey-San Onofre 230 kV line constraint | Capistrano-San Onofre 230 kV constraint | Capistrano-San Onofre 230 kV constraint |  | 0 | 0 | 0 | 0 | 0 | 0 | 212.21 | 813.435 | 2337.23 | San Luis Rey-San Onofre 230 kV line constraint | Capistrano-San Onofre 230 kV constraint | Capistrano-San Onofre 230 kV constraint |  | 1 | 1 | NO | 1 | 1 | 1 | NO | 1
SDGE | Sycamore Canyon | 69 | 0 | 0 | 0 | 0 | 0 | 0 | 0 | 0 | 0 | 0 | 0 | 0 | 0 | 0 | 0 | 0 | 0 | 0 | 0 | 0 | 0 | 0 | 0 | 0 | 0 | 1 | 0 | 0 | 0 | 0 | 1 | 0 | 1 | 0 | 0 | 0 | 0 | 0 | 0 | 0 | 0 | 0 | 0 | 0 | 0 | 0 | 0 | 0 | 0 | 0 | 0 | 0 | 0 | 0 | 0 | 0 | 0 | 0 | 0 | 0 | 0 | 0 | 0 | 0 | 0 | 0 | 0 | 0 | 0 | 0 | 0 | 0 | 0 | 0 | 0 | 0 | 0 | 0 | 0 | 0 | 0 | 0 | 0 | 0 | 0 | 0 | 0 | 0 | 0 | 0 | 0 | 0 | 0 | 0 | 0 | 0 | 0 | 2 |  | 0 | 0 | 0 | 0 | 0 | 0 | 0 | 0 | 0 | 0 | 0 | 0 | 0 | 0 | 0 | 0 | 0 | 0 | 0 | 0 | 0 | 0 | 0 | 0 | 0 | 0 | 0 | 0 | 0 | 0 | 0 | 0 | 0 | 0 | 0 | 0 | 212.21 | 813.435 | 2337.23 | San Luis Rey-San Onofre 230 kV line constraint | Capistrano-San Onofre 230 kV constraint | Capistrano-San Onofre 230 kV constraint |  | 0 | 0 | 0 | 0 | 0 | 0 | 212.21 | 813.435 | 2337.23 | San Luis Rey-San Onofre 230 kV line constraint | Capistrano-San Onofre 230 kV constraint | Capistrano-San Onofre 230 kV constraint |  | 1 | 1 | NO | 1 | 1 | 1 | NO | 1
SCE Northern | Sylmar | 230 | 0 | 0 | 0 | 0 | 0 | 0 | 0 | 0 | 0 | 0 | 0 | 0 | 0 | 0 | 0 | 0 | 0 | 0 | 0 | 0 | 0 | 0 | 0 | 0 | 1 | 0 | 0 | 0 | 0 | 0 | 0 | 0 | 0 | 0 | 0 | 0 | 0 | 0 | 0 | 0 | 0 | 0 | 0 | 0 | 0 | 0 | 0 | 0 | 0 | 0 | 0 | 0 | 0 | 0 | 0 | 0 | 0 | 0 | 0 | 0 | 0 | 0 | 0 | 0 | 0 | 0 | 0 | 0 | 0 | 0 | 0 | 0 | 0 | 0 | 0 | 0 | 0 | 0 | 0 | 0 | 0 | 0 | 0 | 0 | 0 | 0 | 0 | 0 | 0 | 0 | 0 | 0 | 0 | 0 | 0 | 0 | 0 | 0 |  | 0 | 0 | 0 | 0 | 0 | 0 | 0 | 0 | 0 | 0 | 0 | 0 | 0 | 0 | 0 | 0 | 0 | 0 | 0 | 0 | 0 | 0 | 0 | 0 | 0 | 0 | 0 | 0 | 0 | 0 | 1 | 0 | 0 | 0 | 0 | 0 | -1982.555 | 1305.277 | 3929.931 | Lugo - Victorville area constraint | Lugo - Victorville area constraint | Lugo - Victorville area constraint |  | 0 | 0 | 0 | 0 | 0 | 0 | 4817.445 | 8105.277 | 10729.931 | Lugo - Victorville area constraint | Lugo - Victorville area constraint | Lugo - Victorville area constraint |  | 5 | 1 | YES | 2 | 1 | 1 | NO | 1
PG&E NGBA | Table Mountain | 115 | 0 | 0 | 0 | 0 | 0 | 0 | 0 | 0 | 0 | 0 | 0 | 0 | 0 | 0 | 0 | 0 | 0 | 0 | 0 | 0 | 0 | 0 | 0 | 0 | 0 | 0 | 0 | 0 | 0 | 0 | 0 | 0 | 0 | 0 | 0 | 0 | 0 | 0 | 0 | 1 | 0 | 0 | 0 | 0 | 0 | 0 | 0 | 0 | 0 | 0 | 0 | 0 | 0 | 0 | 0 | 0 | 0 | 0 | 0 | 0 | 0 | 0 | 0 | 0 | 0 | 0 | 0 | 0 | 0 | 0 | 0 | 0 | 0 | 0 | 0 | 0 | 0 | 0 | 0 | 0 | 0 | 0 | 0 | 0 | 0 | 0 | 0 | 0 | 0 | 0 | 0 | 0 | 0 | 0 | 0 | 0 | 0 | 0 |  | 0 | 0 | 0 | 0 | 0 | 0 | 0 | 0 | 0 | 0 | 0 | 0 | 0 | 0 | 0 | 0 | 0 | 0 | 0 | 0 | 0 | 0 | 0 | 0 | 0 | 0 | 0 | 0 | 0 | 0 | 1 | 0 | 1 | 0 | 0 | 0 | -3003.69 | -263.757 | 4918.8858 | Collinsville-Tesla 500 kV Line | Collinsville-Tesla 500 kV Line | Collinsville-Tesla 500 kV Line |  | 0 | 0 | 0 | 0 | 0 | 0 | 5641.31 | 8381.243 | 4918.8858 | Collinsville-Tesla 500 kV Line | Collinsville-Tesla 500 kV Line | Collinsville-Tesla 500 kV Line |  | 5 | 1 | YES | 2 | 1 | 1 | NO | 1
PG&E NGBA | Table Mountain | 230 | 0 | 0 | 0 | 0 | 0 | 0 | 0 | 0 | 0 | 0 | 0 | 0 | 0 | 0 | 0 | 0 | 0 | 0 | 0 | 0 | 0 | 0 | 0 | 0 | 0 | 0 | 0 | 0 | 0 | 0 | 0 | 0 | 0 | 0 | 0 | 0 | 0 | 0 | 0 | 1 | 0 | 0 | 0 | 0 | 0 | 1 | 0 | 0 | 0 | 0 | 0 | 0 | 0 | 0 | 0 | 0 | 0 | 0 | 0 | 1 | 0 | 0 | 0 | 0 | 0 | 0 | 0 | 0 | 0 | 0 | 0 | 0 | 0 | 0 | 0 | 0 | 0 | 0 | 0 | 0 | 0 | 0 | 0 | 0 | 0 | 0 | 0 | 0 | 0 | 0 | 0 | 0 | 0 | 0 | 0 | 0 | 0 | 0 |  | 0 | 0 | 0 | 0 | 0 | 0 | 0 | 0 | 0 | 0 | 0 | 0 | 0 | 0 | 0 | 0 | 0 | 0 | 0 | 0 | 0 | 0 | 0 | 0 | 0 | 0 | 0 | 0 | 0 | 0 | 3 | 0 | 2 | 0 | 0 | 0 | -3003.69 | -263.757 | 2364.9322 | Collinsville-Tesla 500 kV Line | Collinsville-Tesla 500 kV Line | Bellota-Weber 230kV line |  | 0 | 2 | 0 | 0 | 0 | 0 | -984.3465 | 332.3909 | 2364.9322 | Tesla-Bellota 230 kV line | Bellota-Weber 230kV line | Bellota-Weber 230kV line |  | 5 | 4 | YES | 4 | 1 | 1 | NO | 1
PG&E NGBA | Table Mountain | 500 | 0 | 0 | 0 | 0 | 0 | 0 | 0 | 0 | 0 | 0 | 0 | 0 | 0 | 0 | 0 | 0 | 0 | 0 | 0 | 0 | 0 | 0 | 0 | 0 | 0 | 0 | 0 | 0 | 0 | 0 | 0 | 0 | 0 | 0 | 0 | 0 | 0 | 0 | 0 | 1 | 0 | 0 | 0 | 0 | 0 | 0 | 0 | 0 | 0 | 0 | 0 | 0 | 0 | 0 | 0 | 0 | 0 | 0 | 0 | 0 | 0 | 0 | 0 | 0 | 0 | 0 | 0 | 0 | 0 | 0 | 0 | 0 | 0 | 0 | 0 | 0 | 0 | 0 | 0 | 0 | 0 | 0 | 0 | 0 | 0 | 0 | 0 | 0 | 0 | 0 | 0 | 0 | 0 | 0 | 0 | 0 | 0 | 0 |  | 0 | 0 | 0 | 0 | 0 | 0 | 0 | 0 | 0 | 0 | 0 | 0 | 0 | 0 | 0 | 0 | 0 | 0 | 0 | 0 | 0 | 0 | 0 | 0 | 0 | 0 | 0 | 0 | 0 | 0 | 1 | 0 | 1 | 0 | 0 | 0 | -3003.69 | -263.757 | 4918.8858 | Collinsville-Tesla 500 kV Line | Collinsville-Tesla 500 kV Line | Collinsville-Tesla 500 kV Line |  | 0 | 0 | 0 | 0 | 0 | 0 | 5641.31 | 8381.243 | 4918.8858 | Collinsville-Tesla 500 kV Line | Collinsville-Tesla 500 kV Line | Collinsville-Tesla 500 kV Line |  | 5 | 1 | YES | 2 | 1 | 1 | NO | 1
PG&E NGBA | Table Mountain | 60 | 0 | 0 | 0 | 0 | 0 | 0 | 0 | 0 | 0 | 0 | 0 | 0 | 0 | 0 | 0 | 0 | 0 | 0 | 0 | 0 | 0 | 0 | 0 | 0 | 0 | 0 | 0 | 0 | 0 | 0 | 0 | 0 | 0 | 0 | 0 | 0 | 0 | 0 | 0 | 1 | 0 | 0 | 0 | 0 | 0 | 1 | 0 | 0 | 0 | 0 | 0 | 0 | 0 | 0 | 0 | 0 | 0 | 0 | 0 | 1 | 0 | 0 | 0 | 0 | 0 | 0 | 0 | 0 | 0 | 0 | 0 | 0 | 0 | 0 | 0 | 0 | 0 | 0 | 0 | 0 | 0 | 0 | 0 | 0 | 0 | 0 | 0 | 0 | 0 | 0 | 0 | 0 | 0 | 0 | 0 | 0 | 0 | 0 |  | 0 | 0 | 0 | 0 | 0 | 0 | 0 | 0 | 0 | 0 | 0 | 0 | 0 | 0 | 0 | 0 | 0 | 0 | 0 | 0 | 0 | 0 | 0 | 0 | 0 | 0 | 0 | 0 | 0 | 0 | 3 | 0 | 2 | 0 | 0 | 0 | -3003.69 | -263.757 | 2364.9322 | Collinsville-Tesla 500 kV Line | Collinsville-Tesla 500 kV Line | Bellota-Weber 230kV line |  | 0 | 2 | 0 | 0 | 0 | 0 | -984.3465 | 332.3909 | 2364.9322 | Tesla-Bellota 230 kV line | Bellota-Weber 230kV line | Bellota-Weber 230kV line |  | 5 | 4 | YES | 4 | 1 | 1 | NO | 1
PG&E KERN | Taft | 115 | 0 | 0 | 0 | 0 | 0 | 0 | 0 | 0 | 0 | 0 | 0 | 0 | 0 | 0 | 0 | 0 | 0 | 0 | 0 | 0 | 0 | 0 | 0 | 0 | 0 | 0 | 0 | 0 | 0 | 0 | 0 | 0 | 0 | 0 | 0 | 0 | 0 | 0 | 0 | 0 | 0 | 0 | 0 | 0 | 0 | 0 | 0 | 0 | 0 | 0 | 0 | 0 | 0 | 0 | 0 | 0 | 0 | 0 | 0 | 0 | 0 | 0 | 0 | 0 | 0 | 0 | 0 | 1 | 1 | 0 | 1 | 0 | 0 | 0 | 1 | 0 | 0 | 0 | 1 | 0 | 0 | 0 | 0 | 0 | 0 | 0 | 0 | 0 | 0 | 0 | 0 | 0 | 0 | 0 | 1 | 0 | 0 | 0 |  | 0 | 0 | 0 | 0 | 0 | 0 | 0 | 0 | 0 | 0 | 0 | 0 | 0 | 0 | 0 | 0 | 0 | 0 | 0 | 0 | 0 | 0 | 0 | 8 | 0 | 3 | 3 | 0 | 0 | 1 | 1 | 0 | 0 | 0 | 0 | 1 | -1872.365 | 4.0117 | -2894.0969 | Mustang-Henrietta 230 kV line | Cal Flat-Gates 230 kV line | Mustang-Henrietta 230 kV line |  | 0 | 0 | 0 | 0 | 0 | 1 | 35.715 | 4.0117 | -415.0969 | Cal Flat-Gates 230 kV line | Cal Flat-Gates 230 kV line | Mustang-Henrietta 230 kV line |  | 5 | 1 | YES | 2 | 4 | 4 | NO | 4
SDGE | Talega | 138 | 0 | 0 | 0 | 0 | 0 | 0 | 0 | 0 | 0 | 0 | 0 | 0 | 0 | 0 | 0 | 0 | 0 | 0 | 0 | 0 | 0 | 0 | 0 | 0 | 0 | 1 | 0 | 0 | 0 | 0 | 0 | 0 | 0 | 0 | 0 | 0 | 0 | 1 | 1 | 0 | 0 | 0 | 0 | 0 | 0 | 0 | 0 | 0 | 0 | 0 | 0 | 0 | 0 | 0 | 0 | 0 | 0 | 0 | 0 | 0 | 0 | 0 | 0 | 0 | 0 | 0 | 0 | 0 | 0 | 0 | 0 | 0 | 0 | 0 | 0 | 0 | 0 | 0 | 0 | 0 | 0 | 0 | 0 | 0 | 0 | 0 | 0 | 0 | 0 | 0 | 0 | 0 | 0 | 0 | 0 | 0 | 0 | 0 |  | 0 | 0 | 0 | 0 | 0 | 0 | 0 | 0 | 0 | 0 | 0 | 0 | 0 | 0 | 0 | 0 | 0 | 0 | 0 | 0 | 0 | 0 | 0 | 0 | 0 | 0 | 0 | 70 | 0 | 1 | 0 | 0 | 0 | 0 | 0 | 0 | 302.87 | 466 | 571 | Capistrano-San Onofre 230 kV constraint | Trabuco-Capistrano 138 kV constraint | Trabuco-Capistrano 138 kV constraint |  | 0 | 0 | 0 | 0 | 0 | 0 | 302.87 | 466 | 571 | Capistrano-San Onofre 230 kV constraint | Trabuco-Capistrano 138 kV constraint | Trabuco-Capistrano 138 kV constraint |  | 1 | 1 | NO | 1 | 1 | 1 | NO | 1
SDGE | Talega | 230 | 0 | 0 | 0 | 0 | 0 | 0 | 0 | 0 | 0 | 0 | 0 | 0 | 0 | 0 | 0 | 0 | 0 | 0 | 0 | 0 | 0 | 0 | 0 | 0 | 0 | 1 | 0 | 0 | 0 | 0 | 0 | 0 | 0 | 0 | 0 | 0 | 0 | 1 | 0 | 0 | 0 | 0 | 0 | 0 | 0 | 0 | 0 | 0 | 0 | 0 | 0 | 0 | 0 | 0 | 0 | 0 | 0 | 0 | 0 | 0 | 0 | 0 | 0 | 0 | 0 | 0 | 0 | 0 | 0 | 0 | 0 | 0 | 0 | 0 | 0 | 0 | 0 | 0 | 0 | 0 | 0 | 0 | 0 | 0 | 0 | 0 | 0 | 0 | 0 | 0 | 0 | 0 | 0 | 0 | 0 | 0 | 0 | 0 |  | 0 | 0 | 0 | 0 | 0 | 0 | 0 | 0 | 0 | 0 | 0 | 0 | 0 | 0 | 0 | 0 | 0 | 0 | 0 | 0 | 0 | 0 | 0 | 0 | 0 | 0 | 0 | 0 | 0 | 0 | 0 | 0 | 0 | 0 | 0 | 0 | 302.87 | 722.035 | 1632.03 | Capistrano-San Onofre 230 kV constraint | Talega 230 kV constraint | Talega 230 kV constraint |  | 0 | 0 | 0 | 0 | 0 | 0 | 302.87 | 722.035 | 1632.03 | Capistrano-San Onofre 230 kV constraint | Talega 230 kV constraint | Talega 230 kV constraint |  | 1 | 1 | NO | 1 | 1 | 1 | NO | 1
PG&E GBA | Tassajara | 230 | 0 | 0 | 0 | 0 | 0 | 0 | 0 | 0 | 0 | 0 | 0 | 0 | 0 | 0 | 0 | 0 | 0 | 0 | 0 | 0 | 0 | 0 | 0 | 0 | 0 | 0 | 0 | 0 | 0 | 0 | 0 | 0 | 0 | 0 | 0 | 0 | 0 | 0 | 0 | 1 | 0 | 0 | 0 | 0 | 0 | 0 | 0 | 0 | 0 | 0 | 0 | 0 | 0 | 0 | 0 | 0 | 0 | 0 | 0 | 0 | 0 | 0 | 0 | 0 | 0 | 0 | 0 | 0 | 0 | 0 | 0 | 0 | 0 | 0 | 0 | 0 | 0 | 0 | 0 | 0 | 0 | 0 | 0 | 0 | 0 | 0 | 0 | 0 | 0 | 0 | 0 | 0 | 0 | 0 | 0 | 0 | 0 | 0 |  | 0 | 0 | 0 | 0 | 0 | 0 | 0 | 0 | 0 | 0 | 0 | 0 | 0 | 0 | 0 | 0 | 0 | 0 | 0 | 0 | 0 | 0 | 0 | 0 | 0 | 0 | 0 | 0 | 0 | 0 | 1 | 0 | 1 | 0 | 0 | 0 | -3003.69 | -263.757 | 4918.8858 | Collinsville-Tesla 500 kV Line | Collinsville-Tesla 500 kV Line | Collinsville-Tesla 500 kV Line |  | 0 | 0 | 0 | 0 | 0 | 0 | 5641.31 | 8381.243 | 4918.8858 | Collinsville-Tesla 500 kV Line | Collinsville-Tesla 500 kV Line | Collinsville-Tesla 500 kV Line |  | 5 | 1 | YES | 2 | 1 | 1 | NO | 1
PG&E KERN | Tejon | 70 | 0 | 0 | 0 | 0 | 0 | 0 | 0 | 0 | 0 | 0 | 0 | 0 | 0 | 0 | 0 | 0 | 0 | 0 | 0 | 0 | 0 | 0 | 0 | 0 | 0 | 0 | 0 | 0 | 0 | 0 | 0 | 0 | 0 | 0 | 0 | 0 | 0 | 0 | 0 | 0 | 0 | 0 | 0 | 0 | 0 | 0 | 0 | 0 | 0 | 0 | 0 | 0 | 0 | 0 | 0 | 0 | 0 | 0 | 0 | 0 | 0 | 0 | 0 | 0 | 0 | 0 | 0 | 1 | 1 | 0 | 0 | 0 | 0 | 0 | 0 | 0 | 0 | 0 | 0 | 1 | 0 | 0 | 0 | 0 | 0 | 0 | 0 | 0 | 0 | 0 | 0 | 0 | 0 | 0 | 0 | 0 | 0 | 0 |  | 0 | 0 | 0 | 0 | 0 | 0 | 0 | 0 | 0 | 0 | 0 | 0 | 0 | 0 | 0 | 0 | 0 | 0 | 0 | 0 | 0 | 0 | 0 | 0 | 0 | 0 | 0 | 0 | 0 | 0 | 0 | 0 | 0 | 0 | 0 | 0 | 35.715 | 4.0117 | 3.675 | Cal Flat-Gates 230 kV line | Cal Flat-Gates 230 kV line | Cal Flat-Gates 230 kV line |  | 0 | 0 | 0 | 0 | 0 | 0 | 35.715 | 4.0117 | 3.675 | Cal Flat-Gates 230 kV line | Cal Flat-Gates 230 kV line | Cal Flat-Gates 230 kV line |  | 1 | 1 | NO | 1 | 1 | 1 | NO | 1
SDGE | Telegraph Canyon | 138 | 0 | 0 | 0 | 0 | 0 | 0 | 0 | 0 | 0 | 0 | 0 | 0 | 0 | 0 | 0 | 0 | 0 | 0 | 0 | 0 | 0 | 0 | 0 | 0 | 0 | 0 | 0 | 0 | 0 | 0 | 1 | 0 | 1 | 0 | 0 | 1 | 1 | 0 | 0 | 0 | 0 | 0 | 0 | 0 | 0 | 0 | 0 | 0 | 0 | 0 | 0 | 0 | 0 | 0 | 0 | 0 | 0 | 0 | 0 | 0 | 0 | 0 | 0 | 0 | 0 | 0 | 0 | 0 | 0 | 0 | 0 | 0 | 0 | 0 | 0 | 0 | 0 | 0 | 0 | 0 | 0 | 0 | 0 | 0 | 0 | 0 | 0 | 0 | 0 | 0 | 0 | 0 | 0 | 0 | 0 | 0 | 0 | 4 |  | 0 | 0 | 0 | 0 | 0 | 0 | 0 | 0 | 0 | 0 | 0 | 0 | 0 | 0 | 0 | 0 | 0 | 0 | 0 | 0 | 0 | 0 | 0 | 0 | 0 | 0 | 0 | 0 | 0 | 0 | 0 | 0 | 0 | 0 | 0 | 0 | 212.21 | 1444.17 | 1805.9044 | San Luis Rey-San Onofre 230 kV line constraint | Silvergate-Old Town 230 kV constraint | Silvergate-Old Town 230 kV constraint |  | 0 | 0 | 0 | 0 | 0 | 0 | 212.21 | 1444.17 | 1805.9044 | San Luis Rey-San Onofre 230 kV line constraint | Silvergate-Old Town 230 kV constraint | Silvergate-Old Town 230 kV constraint |  | 1 | 1 | NO | 1 | 1 | 1 | NO | 1
PG&E KERN | Temblor | 115 | 0 | 0 | 0 | 0 | 0 | 0 | 0 | 0 | 0 | 0 | 0 | 0 | 0 | 0 | 0 | 0 | 0 | 0 | 0 | 0 | 0 | 0 | 0 | 0 | 0 | 0 | 0 | 0 | 0 | 0 | 0 | 0 | 0 | 0 | 0 | 0 | 0 | 0 | 0 | 0 | 0 | 0 | 0 | 0 | 0 | 0 | 0 | 0 | 0 | 0 | 0 | 0 | 0 | 0 | 0 | 0 | 0 | 0 | 0 | 0 | 0 | 0 | 0 | 0 | 0 | 0 | 0 | 1 | 1 | 0 | 0 | 0 | 0 | 0 | 1 | 0 | 0 | 0 | 1 | 0 | 0 | 0 | 0 | 0 | 0 | 0 | 0 | 0 | 0 | 0 | 0 | 0 | 0 | 0 | 1 | 0 | 0 | 0 |  | 0 | 0 | 0 | 0 | 0 | 0 | 0 | 0 | 0 | 0 | 0 | 0 | 0 | 0 | 0 | 0 | 0 | 0 | 0 | 0 | 0 | 0 | 0 | 0 | 0 | 0 | 0 | 0 | 0 | 0 | 1 | 0 | 0 | 0 | 0 | 1 | -1872.365 | 4.0117 | -2894.0969 | Mustang-Henrietta 230 kV line | Cal Flat-Gates 230 kV line | Mustang-Henrietta 230 kV line |  | 0 | 0 | 0 | 0 | 0 | 1 | 35.715 | 4.0117 | -415.0969 | Cal Flat-Gates 230 kV line | Cal Flat-Gates 230 kV line | Mustang-Henrietta 230 kV line |  | 5 | 1 | YES | 2 | 4 | 4 | NO | 4
PG&E KERN | Templeton | 230 | 0 | 0 | 0 | 0 | 0 | 0 | 0 | 0 | 0 | 0 | 0 | 0 | 0 | 0 | 0 | 0 | 0 | 0 | 0 | 0 | 0 | 0 | 0 | 0 | 0 | 0 | 0 | 0 | 0 | 0 | 0 | 0 | 0 | 0 | 0 | 0 | 0 | 0 | 0 | 0 | 0 | 0 | 0 | 0 | 0 | 0 | 0 | 0 | 0 | 0 | 0 | 0 | 0 | 0 | 0 | 0 | 0 | 0 | 0 | 0 | 0 | 0 | 0 | 0 | 0 | 0 | 0 | 1 | 0 | 0 | 0 | 0 | 0 | 0 | 0 | 0 | 0 | 0 | 1 | 1 | 0 | 0 | 0 | 0 | 0 | 0 | 0 | 0 | 0 | 0 | 0 | 0 | 0 | 0 | 1 | 1 | 0 | 0 |  | 0 | 0 | 0 | 0 | 0 | 0 | 0 | 0 | 0 | 0 | 0 | 0 | 0 | 0 | 0 | 0 | 0 | 113.07 | 0 | 0 | 0 | 0 | 0 | 0 | 0 | 0 | 0 | 0 | 0 | 1 | 1 | 0 | 0 | 0 | 0 | 1 | -1872.365 | 4.0117 | -2894.0969 | Mustang-Henrietta 230 kV line | Cal Flat-Gates 230 kV line | Mustang-Henrietta 230 kV line |  | 0 | 0 | 0 | 0 | 0 | 1 | 35.715 | 4.0117 | -415.0969 | Cal Flat-Gates 230 kV line | Cal Flat-Gates 230 kV line | Mustang-Henrietta 230 kV line |  | 5 | 1 | YES | 2 | 4 | 4 | NO | 4
PG&E KERN | Templeton | 70 | 0 | 0 | 0 | 0 | 0 | 0 | 0 | 0 | 0 | 0 | 0 | 0 | 0 | 0 | 0 | 0 | 0 | 0 | 0 | 0 | 0 | 0 | 0 | 0 | 0 | 0 | 0 | 0 | 0 | 0 | 0 | 0 | 0 | 0 | 0 | 0 | 0 | 0 | 0 | 0 | 0 | 0 | 0 | 0 | 0 | 0 | 0 | 0 | 0 | 0 | 0 | 0 | 0 | 0 | 0 | 0 | 0 | 0 | 0 | 0 | 0 | 0 | 0 | 0 | 0 | 0 | 0 | 1 | 1 | 0 | 0 | 0 | 0 | 0 | 0 | 0 | 0 | 0 | 0 | 1 | 0 | 0 | 0 | 0 | 0 | 1 | 0 | 0 | 0 | 0 | 0 | 0 | 0 | 0 | 0 | 1 | 0 | 1 |  | 0 | 0 | 0 | 0 | 0 | 0 | 0 | 0 | 0 | 0 | 0 | 0 | 0 | 0 | 0 | 0 | 3 | 0 | 0 | 0 | 0 | 0 | 0 | 0 | 0 | 0 | 0 | 0 | 0 | 1 | 0 | 0 | 0 | 0 | 0 | 0 | 35.715 | 4.0117 | 3.675 | Cal Flat-Gates 230 kV line | Cal Flat-Gates 230 kV line | Cal Flat-Gates 230 kV line |  | 0 | 0 | 0 | 0 | 0 | 0 | 35.715 | 4.0117 | 3.675 | Cal Flat-Gates 230 kV line | Cal Flat-Gates 230 kV line | Cal Flat-Gates 230 kV line |  | 1 | 1 | NO | 1 | 1 | 1 | NO | 1
PG&E GBA | Tesla | 115 | 0 | 0 | 0 | 0 | 0 | 0 | 0 | 0 | 0 | 0 | 0 | 0 | 0 | 0 | 0 | 0 | 0 | 0 | 0 | 0 | 0 | 0 | 0 | 0 | 0 | 0 | 0 | 0 | 0 | 0 | 0 | 0 | 0 | 0 | 0 | 0 | 0 | 0 | 0 | 0 | 0 | 0 | 0 | 0 | 0 | 0 | 0 | 0 | 0 | 0 | 0 | 0 | 0 | 0 | 0 | 1 | 0 | 0 | 0 | 1 | 0 | 0 | 0 | 0 | 0 | 1 | 0 | 0 | 0 | 0 | 0 | 0 | 0 | 0 | 0 | 0 | 0 | 0 | 0 | 0 | 0 | 0 | 0 | 0 | 0 | 0 | 0 | 0 | 0 | 0 | 0 | 0 | 0 | 0 | 0 | 0 | 0 | 0 |  | 0 | 0 | 0 | 0 | 0 | 0 | 0 | 0 | 0 | 0 | 0 | 0 | 0 | 0 | 0 | 0 | 0 | 0 | 0 | 0 | 0 | 0 | 0 | 0 | 0 | 0 | 0 | 0 | 0 | 0 | 2 | 0 | 0 | 0 | 0 | 0 | -1284.3465 | 756.7514 | 4410.527 | Tesla-Bellota 230 kV line | Tesla-Bellota 230 kV line | Tesla-Bellota 230 kV line |  | 0 | 1 | 0 | 0 | 0 | 0 | -984.3465 | 1056.7514 | 4410.527 | Tesla-Bellota 230 kV line | Tesla-Bellota 230 kV line | Tesla-Bellota 230 kV line |  | 5 | 4 | YES | 4 | 1 | 1 | NO | 1
PG&E GBA | Tesla | 230 | 0 | 0 | 0 | 0 | 0 | 0 | 0 | 0 | 0 | 0 | 0 | 0 | 0 | 0 | 0 | 0 | 0 | 0 | 0 | 0 | 0 | 0 | 0 | 0 | 0 | 0 | 0 | 0 | 0 | 0 | 0 | 0 | 0 | 0 | 0 | 0 | 0 | 0 | 0 | 1 | 0 | 0 | 0 | 0 | 0 | 0 | 0 | 0 | 0 | 0 | 0 | 0 | 0 | 1 | 0 | 1 | 0 | 0 | 1 | 1 | 0 | 0 | 0 | 0 | 0 | 1 | 0 | 0 | 0 | 0 | 0 | 0 | 0 | 0 | 0 | 0 | 0 | 0 | 0 | 0 | 0 | 0 | 0 | 0 | 0 | 0 | 0 | 0 | 0 | 0 | 0 | 0 | 0 | 0 | 0 | 0 | 0 | 0 |  | 0 | 0 | 0 | 0 | 0 | 0 | 0 | 0 | 0 | 0 | 0 | 400 | 0 | 0 | 1 | 0 | 0 | 100 | 76.5 | 0 | 0 | 0 | 0 | 0 | 0 | 0 | 525 | 0 | 0 | 1 | 4 | 0 | 2 | 0 | 0 | 0 | -3003.69 | -386.164 | 4410.527 | Collinsville-Tesla 500 kV Line | Windmaster-Delta pumps 230 kV line | Tesla-Bellota 230 kV line |  | 0 | 1 | 0 | 0 | 0 | 0 | -984.3465 | 1056.7514 | 4410.527 | Tesla-Bellota 230 kV line | Tesla-Bellota 230 kV line | Tesla-Bellota 230 kV line |  | 5 | 4 | YES | 4 | 1 | 1 | NO | 1
PG&E GBA | Tesla | 500 | 0 | 0 | 0 | 0 | 0 | 0 | 0 | 0 | 0 | 0 | 0 | 0 | 0 | 0 | 0 | 0 | 0 | 0 | 0 | 0 | 0 | 0 | 0 | 0 | 0 | 0 | 0 | 0 | 0 | 0 | 0 | 0 | 0 | 0 | 0 | 0 | 0 | 0 | 0 | 0 | 0 | 0 | 0 | 0 | 0 | 0 | 0 | 0 | 0 | 0 | 0 | 0 | 0 | 0 | 0 | 1 | 0 | 0 | 1 | 1 | 0 | 0 | 0 | 0 | 0 | 1 | 0 | 0 | 0 | 0 | 0 | 0 | 0 | 0 | 0 | 0 | 0 | 0 | 0 | 0 | 0 | 0 | 0 | 0 | 0 | 0 | 0 | 0 | 0 | 0 | 0 | 0 | 0 | 0 | 0 | 0 | 0 | 0 |  | 0 | 0 | 0 | 0 | 0 | 0 | 0 | 0 | 0 | 0 | 0 | 0 | 0 | 0 | 0 | 0 | 0 | 300 | 0 | 1707 | 0 | 0 | 0 | 0 | 0 | 0 | 0 | 0 | 0 | 1 | 2 | 0 | 0 | 0 | 0 | 0 | -1284.3465 | 756.7514 | 4410.527 | Tesla-Bellota 230 kV line | Tesla-Bellota 230 kV line | Tesla-Bellota 230 kV line |  | 0 | 1 | 0 | 0 | 0 | 0 | -984.3465 | 1056.7514 | 4410.527 | Tesla-Bellota 230 kV line | Tesla-Bellota 230 kV line | Tesla-Bellota 230 kV line |  | 5 | 4 | YES | 4 | 1 | 1 | NO | 1
PG&E KERN | Tevis | 115 | 0 | 0 | 0 | 0 | 0 | 0 | 0 | 0 | 0 | 0 | 0 | 0 | 0 | 0 | 0 | 0 | 0 | 0 | 0 | 0 | 0 | 0 | 0 | 0 | 0 | 0 | 0 | 0 | 0 | 0 | 0 | 0 | 0 | 0 | 0 | 0 | 0 | 0 | 0 | 0 | 0 | 0 | 0 | 0 | 0 | 0 | 0 | 0 | 0 | 0 | 0 | 0 | 0 | 0 | 0 | 0 | 0 | 0 | 0 | 0 | 0 | 0 | 0 | 0 | 0 | 0 | 0 | 0 | 0 | 0 | 1 | 0 | 0 | 0 | 0 | 0 | 0 | 0 | 1 | 1 | 0 | 0 | 0 | 0 | 0 | 0 | 0 | 0 | 0 | 0 | 0 | 0 | 0 | 0 | 1 | 0 | 0 | 0 |  | 0 | 0 | 0 | 0 | 0 | 0 | 0 | 0 | 0 | 0 | 0 | 0 | 0 | 0 | 0 | 0 | 0 | 0 | 0 | 0 | 0 | 0 | 0 | 0 | 0 | 0 | 0 | 0 | 0 | 0 | 1 | 0 | 0 | 0 | 0 | 1 | -1872.365 | 158.2197 | -2894.0969 | Mustang-Henrietta 230 kV line | Mustang-Henrietta 230 kV line | Mustang-Henrietta 230 kV line |  | 0 | 0 | 0 | 0 | 0 | 1 | 606.635 | 1202.3207 | -415.0969 | Mustang-Henrietta 230 kV line | Gates 500/230kV TB #11 | Mustang-Henrietta 230 kV line |  | 5 | 1 | YES | 2 | 4 | 4 | NO | 4
EOP | Thousandaire | 138 | 0 | 0 | 0 | 0 | 0 | 0 | 0 | 0 | 0 | 0 | 0 | 0 | 0 | 0 | 0 | 0 | 0 | 0 | 0 | 0 | 0 | 0 | 1 | 1 | 1 | 0 | 0 | 0 | 0 | 0 | 0 | 0 | 0 | 0 | 0 | 0 | 0 | 0 | 0 | 0 | 0 | 0 | 0 | 0 | 0 | 0 | 0 | 0 | 0 | 0 | 0 | 0 | 0 | 0 | 0 | 0 | 0 | 0 | 0 | 0 | 0 | 0 | 0 | 0 | 0 | 0 | 0 | 0 | 0 | 0 | 0 | 0 | 0 | 0 | 0 | 0 | 0 | 0 | 0 | 0 | 0 | 0 | 0 | 0 | 0 | 0 | 0 | 0 | 0 | 0 | 0 | 0 | 0 | 0 | 0 | 0 | 0 | 2 |  | 0 | 0 | 0 | 0 | 0 | 0 | 0 | 0 | 0 | 0 | 0 | 0 | 0 | 0 | 0 | 0 | 0 | 0 | 0 | 0 | 0 | 0 | 0 | 0 | 0 | 0 | 0 | 0 | 0 | 0 | 1 | 1 | 0 | 0 | 0 | 0 | -1982.555 | 640.59 | 900.03 | Lugo - Victorville area constraint | Sloan Canyon - Eldorado 500 kV constraint | GLW 230kV area constraint |  | 0 | 1 | 0 | 0 | 0 | 0 | -68.75 | 640.59 | 900.03 | Sloan Canyon - Eldorado 500 kV constraint | Sloan Canyon - Eldorado 500 kV constraint | GLW 230kV area constraint |  | 5 | 3 | YES | 3 | 1 | 1 | NO | 1
PG&E KERN | Topaz | 230 | 0 | 0 | 0 | 0 | 0 | 0 | 0 | 0 | 0 | 0 | 0 | 0 | 0 | 0 | 0 | 0 | 0 | 0 | 0 | 0 | 0 | 0 | 0 | 0 | 0 | 0 | 0 | 0 | 0 | 0 | 0 | 0 | 0 | 0 | 0 | 0 | 0 | 0 | 0 | 0 | 0 | 0 | 0 | 0 | 0 | 0 | 0 | 0 | 0 | 0 | 0 | 0 | 0 | 0 | 0 | 0 | 0 | 0 | 0 | 0 | 0 | 0 | 0 | 0 | 0 | 0 | 0 | 1 | 0 | 0 | 0 | 0 | 0 | 0 | 0 | 0 | 0 | 0 | 1 | 1 | 0 | 0 | 0 | 0 | 0 | 0 | 0 | 0 | 0 | 0 | 0 | 0 | 0 | 0 | 1 | 1 | 0 | 0 |  | 0 | 0 | 0 | 0 | 0 | 0 | 0 | 0 | 0 | 0 | 0 | 0 | 0 | 0 | 0 | 0 | 0 | 0 | 0 | 0 | 0 | 0 | 0 | 0 | 0 | 0 | 0 | 0 | 0 | 0 | 1 | 0 | 0 | 0 | 0 | 1 | -1872.365 | 4.0117 | -2894.0969 | Mustang-Henrietta 230 kV line | Cal Flat-Gates 230 kV line | Mustang-Henrietta 230 kV line |  | 0 | 0 | 0 | 0 | 0 | 1 | 35.715 | 4.0117 | -415.0969 | Cal Flat-Gates 230 kV line | Cal Flat-Gates 230 kV line | Mustang-Henrietta 230 kV line |  | 5 | 1 | YES | 2 | 4 | 4 | NO | 4
SCE NOL | Tortilla | 115 | 0 | 0 | 0 | 0 | 0 | 0 | 0 | 0 | 0 | 0 | 0 | 1 | 1 | 1 | 0 | 0 | 0 | 0 | 0 | 0 | 0 | 0 | 0 | 0 | 0 | 0 | 0 | 0 | 0 | 0 | 0 | 0 | 0 | 0 | 0 | 0 | 0 | 0 | 0 | 0 | 0 | 0 | 0 | 0 | 0 | 0 | 0 | 0 | 0 | 0 | 0 | 0 | 0 | 0 | 0 | 0 | 0 | 0 | 0 | 0 | 0 | 0 | 0 | 0 | 0 | 0 | 0 | 0 | 0 | 0 | 0 | 0 | 0 | 0 | 0 | 0 | 0 | 0 | 0 | 0 | 0 | 0 | 0 | 0 | 0 | 0 | 0 | 0 | 0 | 0 | 0 | 0 | 0 | 0 | 0 | 0 | 0 | 3 |  | 0 | 0 | 0 | 0 | 0 | 0 | 0 | 0 | 0 | 0 | 0 | 0 | 0 | 0 | 0 | 0 | 0 | 0 | 0 | 0 | 0 | 0 | 0 | 3 | 0 | 0 | 0 | 0 | 0 | 1 | 0 | 2 | 0 | 0 | 0 | 0 | -83.1 | 8.05 | 1104.2638 | South of Kramer Area Constraint | South of Kramer Area Constraint | South of Kramer Area Constraint |  | 0 | 2 | 0 | 0 | 0 | 0 | -83.1 | 8.05 | 1104.2638 | South of Kramer Area Constraint | South of Kramer Area Constraint | South of Kramer Area Constraint |  | 3 | 3 | NO | 3 | 1 | 1 | NO | 1
SDGE | Trabuco | 138 | 0 | 0 | 0 | 0 | 0 | 0 | 0 | 0 | 0 | 0 | 0 | 0 | 0 | 0 | 0 | 0 | 0 | 0 | 0 | 0 | 0 | 0 | 0 | 0 | 0 | 1 | 0 | 0 | 0 | 0 | 0 | 0 | 0 | 0 | 0 | 0 | 0 | 1 | 1 | 0 | 0 | 0 | 0 | 0 | 0 | 0 | 0 | 0 | 0 | 0 | 0 | 0 | 0 | 0 | 0 | 0 | 0 | 0 | 0 | 0 | 0 | 0 | 0 | 0 | 0 | 0 | 0 | 0 | 0 | 0 | 0 | 0 | 0 | 0 | 0 | 0 | 0 | 0 | 0 | 0 | 0 | 0 | 0 | 0 | 0 | 0 | 0 | 0 | 0 | 0 | 0 | 0 | 0 | 0 | 0 | 0 | 0 | 0 |  | 0 | 0 | 0 | 0 | 0 | 0 | 0 | 0 | 0 | 0 | 0 | 0 | 0 | 0 | 0 | 0 | 0 | 0 | 0 | 0 | 0 | 0 | 0 | 0 | 0 | 0 | 0 | 0 | 0 | 0 | 0 | 0 | 0 | 0 | 0 | 0 | 302.87 | 466 | 571 | Capistrano-San Onofre 230 kV constraint | Trabuco-Capistrano 138 kV constraint | Trabuco-Capistrano 138 kV constraint |  | 0 | 0 | 0 | 0 | 0 | 0 | 302.87 | 466 | 571 | Capistrano-San Onofre 230 kV constraint | Trabuco-Capistrano 138 kV constraint | Trabuco-Capistrano 138 kV constraint |  | 1 | 1 | NO | 1 | 1 | 1 | NO | 1
PG&E GBA | Tracy | 115 | 0 | 0 | 0 | 0 | 0 | 0 | 0 | 0 | 0 | 0 | 0 | 0 | 0 | 0 | 0 | 0 | 0 | 0 | 0 | 0 | 0 | 0 | 0 | 0 | 0 | 0 | 0 | 0 | 0 | 0 | 0 | 0 | 0 | 0 | 0 | 0 | 0 | 0 | 0 | 0 | 0 | 0 | 0 | 0 | 0 | 1 | 0 | 0 | 0 | 0 | 0 | 0 | 0 | 0 | 0 | 1 | 0 | 0 | 0 | 1 | 0 | 0 | 0 | 0 | 0 | 0 | 0 | 0 | 0 | 0 | 0 | 0 | 0 | 0 | 0 | 0 | 0 | 0 | 0 | 0 | 0 | 0 | 0 | 0 | 0 | 0 | 0 | 0 | 0 | 0 | 0 | 0 | 0 | 0 | 0 | 0 | 0 | 0 |  | 0 | 0 | 0 | 0 | 0 | 0 | 0 | 0 | 0 | 0 | 0 | 0 | 0 | 0 | 0 | 0 | 3 | 0 | 0 | 0 | 0 | 0 | 0 | 0 | 0 | 0 | 0 | 0 | 0 | 1 | 3 | 0 | 1 | 0 | 0 | 0 | -1284.3465 | -127.6091 | 2364.9322 | Tesla-Bellota 230 kV line | Bellota-Weber 230kV line | Bellota-Weber 230kV line |  | 0 | 2 | 0 | 0 | 0 | 0 | -984.3465 | 332.3909 | 2364.9322 | Tesla-Bellota 230 kV line | Bellota-Weber 230kV line | Bellota-Weber 230kV line |  | 5 | 4 | YES | 4 | 1 | 1 | NO | 1
PG&E FRESNO | Tranquility | 230 | 0 | 0 | 0 | 0 | 0 | 0 | 0 | 0 | 0 | 0 | 0 | 0 | 0 | 0 | 0 | 0 | 0 | 0 | 0 | 0 | 0 | 0 | 0 | 0 | 0 | 0 | 0 | 0 | 0 | 0 | 0 | 0 | 0 | 0 | 0 | 0 | 0 | 0 | 0 | 0 | 0 | 0 | 0 | 0 | 0 | 1 | 0 | 0 | 0 | 0 | 0 | 0 | 0 | 0 | 0 | 0 | 0 | 0 | 0 | 0 | 0 | 0 | 0 | 0 | 0 | 0 | 0 | 0 | 0 | 0 | 0 | 0 | 0 | 0 | 0 | 0 | 0 | 0 | 1 | 1 | 0 | 1 | 0 | 0 | 0 | 1 | 0 | 0 | 0 | 1 | 0 | 0 | 0 | 0 | 0 | 0 | 0 | 1 |  | 0 | 0 | 0 | 0 | 0 | 0 | 0 | 0 | 0 | 200 | 0 | 40 | 0 | 0 | 1 | 0 | 0 | 0 | 0 | 0 | 0 | 0 | 0 | 0 | 400 | 900 | 702 | 125 | 0 | 1 | 2 | 0 | 2 | 0 | 1 | 0 | -1364.3 | -946.4 | -40.3424 | Borden-Storey #1 230kV line | Borden-Storey #1 230kV line | Borden-Storey #1 230kV line |  | 0 | 2 | 0 | 0 | 0 | 0 | -239.0315 | 300.6 | 63.9052 | Bellota-Weber 230kV line | Borden-Storey #1 230kV line | Gates 500/230kV TB #12 |  | 5 | 4 | YES | 4 | 5 | 1 | YES | 2
PG&E GBA | Trimble | 115 | 0 | 0 | 0 | 0 | 0 | 0 | 0 | 0 | 0 | 0 | 0 | 0 | 0 | 0 | 0 | 0 | 0 | 0 | 0 | 0 | 0 | 0 | 0 | 0 | 0 | 0 | 0 | 0 | 0 | 0 | 0 | 0 | 0 | 0 | 0 | 0 | 0 | 0 | 0 | 0 | 0 | 0 | 0 | 0 | 0 | 0 | 0 | 0 | 0 | 0 | 0 | 0 | 0 | 0 | 0 | 1 | 0 | 0 | 0 | 1 | 0 | 0 | 0 | 0 | 0 | 0 | 0 | 0 | 0 | 0 | 0 | 0 | 0 | 0 | 0 | 0 | 0 | 0 | 0 | 0 | 0 | 0 | 0 | 0 | 0 | 0 | 0 | 0 | 0 | 0 | 0 | 0 | 0 | 0 | 0 | 0 | 1 | 0 |  | 0 | 0 | 0 | 0 | 0 | 0 | 0 | 0 | 0 | 0 | 0 | 0 | 0 | 0 | 0 | 0 | 0 | 0 | 0 | 0 | 0 | 0 | 0 | 0 | 0 | 0 | 0 | 0 | 0 | 0 | 2 | 0 | 0 | 0 | 0 | 0 | -1284.3465 | 756.7514 | 4410.527 | Tesla-Bellota 230 kV line | Tesla-Bellota 230 kV line | Tesla-Bellota 230 kV line |  | 0 | 1 | 0 | 0 | 0 | 0 | -984.3465 | 1056.7514 | 4410.527 | Tesla-Bellota 230 kV line | Tesla-Bellota 230 kV line | Tesla-Bellota 230 kV line |  | 5 | 4 | YES | 4 | 1 | 1 | NO | 1
EOP | Trout Canyon | 230 | 0 | 0 | 0 | 0 | 0 | 0 | 0 | 0 | 0 | 0 | 0 | 0 | 0 | 0 | 0 | 0 | 0 | 0 | 0 | 0 | 0 | 0 | 1 | 1 | 1 | 0 | 0 | 0 | 0 | 0 | 0 | 0 | 0 | 0 | 0 | 0 | 0 | 0 | 0 | 0 | 0 | 0 | 0 | 0 | 0 | 0 | 0 | 0 | 0 | 0 | 0 | 0 | 0 | 0 | 0 | 0 | 0 | 0 | 0 | 0 | 0 | 0 | 0 | 0 | 0 | 0 | 0 | 0 | 0 | 0 | 0 | 0 | 0 | 0 | 0 | 0 | 0 | 0 | 0 | 0 | 0 | 0 | 0 | 0 | 0 | 0 | 0 | 0 | 0 | 0 | 0 | 0 | 0 | 0 | 0 | 0 | 0 | 2 |  | 0 | 0 | 0 | 0 | 0 | 0 | 0 | 0 | 0 | 0 | 0 | -15 | 0 | 0 | 1 | 0 | 0 | 0 | 0 | 0 | 0 | 0 | 0 | 0 | 816 | 1095 | 716 | 180 | 0 | 1 | 1 | 1 | 0 | 0 | 0 | 0 | -1982.555 | 640.59 | 900.03 | Lugo - Victorville area constraint | Sloan Canyon - Eldorado 500 kV constraint | GLW 230kV area constraint |  | 0 | 1 | 0 | 0 | 0 | 0 | -68.75 | 640.59 | 900.03 | Sloan Canyon - Eldorado 500 kV constraint | Sloan Canyon - Eldorado 500 kV constraint | GLW 230kV area constraint |  | 5 | 3 | YES | 3 | 1 | 1 | NO | 1
EOP | Trout Canyon | 500 | 0 | 0 | 0 | 0 | 0 | 0 | 0 | 0 | 0 | 0 | 0 | 0 | 0 | 0 | 0 | 0 | 0 | 0 | 0 | 0 | 0 | 0 | 1 | 1 | 1 | 0 | 0 | 0 | 0 | 0 | 0 | 0 | 0 | 0 | 0 | 0 | 0 | 0 | 0 | 0 | 0 | 0 | 0 | 0 | 0 | 0 | 0 | 0 | 0 | 0 | 0 | 0 | 0 | 0 | 0 | 0 | 0 | 0 | 0 | 0 | 0 | 0 | 0 | 0 | 0 | 0 | 0 | 0 | 0 | 0 | 0 | 0 | 0 | 0 | 0 | 0 | 0 | 0 | 0 | 0 | 0 | 0 | 0 | 0 | 0 | 0 | 0 | 0 | 0 | 0 | 0 | 0 | 0 | 0 | 0 | 0 | 0 | 2 |  | 0 | 0 | 0 | 0 | 0 | 0 | 0 | 0 | 0 | 0 | 0 | 0 | 0 | 0 | 0 | 0 | 0 | 0 | 0 | 0 | 0 | 0 | 0 | 0 | 0 | 0 | 0 | 0 | 0 | 0 | 1 | 1 | 0 | 0 | 0 | 0 | -1982.555 | 640.59 | 900.03 | Lugo - Victorville area constraint | Sloan Canyon - Eldorado 500 kV constraint | GLW 230kV area constraint |  | 0 | 1 | 0 | 0 | 0 | 0 | -68.75 | 640.59 | 900.03 | Sloan Canyon - Eldorado 500 kV constraint | Sloan Canyon - Eldorado 500 kV constraint | GLW 230kV area constraint |  | 5 | 3 | YES | 3 | 1 | 1 | NO | 1
PG&E NGBA | Tulucay | 230 | 0 | 0 | 0 | 0 | 0 | 0 | 0 | 0 | 0 | 0 | 0 | 0 | 0 | 0 | 0 | 0 | 0 | 0 | 0 | 0 | 0 | 0 | 0 | 0 | 0 | 0 | 0 | 0 | 0 | 0 | 0 | 0 | 0 | 0 | 0 | 0 | 0 | 0 | 0 | 1 | 0 | 0 | 0 | 0 | 0 | 0 | 0 | 0 | 0 | 0 | 0 | 0 | 1 | 0 | 0 | 0 | 0 | 0 | 0 | 0 | 0 | 0 | 0 | 0 | 0 | 0 | 1 | 0 | 0 | 0 | 0 | 0 | 0 | 0 | 0 | 0 | 0 | 0 | 0 | 0 | 0 | 0 | 0 | 0 | 0 | 0 | 0 | 0 | 0 | 0 | 0 | 0 | 0 | 0 | 0 | 0 | 0 | 1 |  | 0 | 0 | 0 | 0 | 0 | 0 | 0 | 0 | 0 | 0 | 0 | 0 | 0 | 0 | 0 | 0 | 0 | 0 | 0 | 0 | 0 | 0 | 0 | 0 | 0 | 0 | 0 | 0 | 0 | 0 | 2 | 0 | 2 | 0 | 0 | 0 | -3003.69 | -263.757 | 745.85 | Collinsville-Tesla 500 kV Line | Collinsville-Tesla 500 kV Line | Birds Landing-Contra Costa 230kV Line |  | 0 | 0 | 0 | 0 | 0 | 0 | 1259.89 | 1593.344 | 745.85 | Birds Landing-Contra Costa 230kV Line | Birds Landing-Contra Costa 230kV Line | Birds Landing-Contra Costa 230kV Line |  | 5 | 1 | YES | 2 | 1 | 1 | NO | 1
PG&E NGBA | Tulucay | 60 | 0 | 0 | 0 | 0 | 0 | 0 | 0 | 0 | 0 | 0 | 0 | 0 | 0 | 0 | 0 | 0 | 0 | 0 | 0 | 0 | 0 | 0 | 0 | 0 | 0 | 0 | 0 | 0 | 0 | 0 | 0 | 0 | 0 | 0 | 0 | 0 | 0 | 0 | 0 | 1 | 0 | 0 | 0 | 0 | 0 | 0 | 0 | 0 | 0 | 0 | 0 | 1 | 1 | 1 | 1 | 1 | 0 | 0 | 0 | 0 | 0 | 0 | 0 | 0 | 0 | 1 | 1 | 0 | 0 | 0 | 0 | 0 | 0 | 0 | 0 | 0 | 0 | 0 | 0 | 0 | 0 | 0 | 0 | 0 | 0 | 0 | 0 | 0 | 0 | 0 | 0 | 0 | 0 | 0 | 0 | 0 | 0 | 2 |  | 0 | 0 | 0 | 0 | 0 | 0 | 0 | 0 | 0 | 0 | 0 | 0 | 0 | 0 | 0 | 0 | 0 | 0 | 0 | 0 | 0 | 0 | 0 | 0 | 0 | 0 | 0 | 0 | 0 | 0 | 5 | 0 | 3 | 0 | 0 | 0 | -3003.69 | -386.164 | 745.85 | Collinsville-Tesla 500 kV Line | Windmaster-Delta pumps 230 kV line | Birds Landing-Contra Costa 230kV Line |  | 0 | 0 | 0 | 0 | 0 | 0 | 1259.89 | 1593.344 | 745.85 | Birds Landing-Contra Costa 230kV Line | Birds Landing-Contra Costa 230kV Line | Birds Landing-Contra Costa 230kV Line |  | 5 | 1 | YES | 2 | 1 | 1 | NO | 1
PG&E KERN | Tupman | 115 | 0 | 0 | 0 | 0 | 0 | 0 | 0 | 0 | 0 | 0 | 0 | 0 | 0 | 0 | 0 | 0 | 0 | 0 | 0 | 0 | 0 | 0 | 0 | 0 | 0 | 0 | 0 | 0 | 0 | 0 | 0 | 0 | 0 | 0 | 0 | 0 | 0 | 0 | 0 | 0 | 0 | 0 | 0 | 0 | 0 | 0 | 0 | 0 | 0 | 0 | 0 | 0 | 0 | 0 | 0 | 0 | 0 | 0 | 0 | 0 | 0 | 0 | 0 | 0 | 0 | 0 | 0 | 1 | 0 | 0 | 0 | 0 | 0 | 0 | 1 | 0 | 0 | 0 | 1 | 0 | 0 | 0 | 0 | 0 | 0 | 0 | 0 | 0 | 0 | 0 | 0 | 0 | 0 | 0 | 1 | 0 | 0 | 0 |  | 0 | 0 | 0 | 0 | 0 | 0 | 0 | 0 | 0 | 0 | 0 | 0 | 0 | 0 | 0 | 0 | 0 | 0 | 0 | 0 | 0 | 0 | 0 | 0 | 0 | 0 | 0 | 0 | 0 | 0 | 1 | 0 | 0 | 0 | 0 | 1 | -1872.365 | 4.0117 | -2894.0969 | Mustang-Henrietta 230 kV line | Cal Flat-Gates 230 kV line | Mustang-Henrietta 230 kV line |  | 0 | 0 | 0 | 0 | 0 | 1 | 35.715 | 4.0117 | -415.0969 | Cal Flat-Gates 230 kV line | Cal Flat-Gates 230 kV line | Mustang-Henrietta 230 kV line |  | 5 | 1 | YES | 2 | 4 | 4 | NO | 4
PG&E NGBA | Ukiah | 115 | 0 | 0 | 0 | 0 | 0 | 0 | 0 | 0 | 0 | 0 | 0 | 0 | 0 | 0 | 0 | 0 | 0 | 0 | 0 | 0 | 0 | 0 | 0 | 0 | 0 | 0 | 0 | 0 | 0 | 0 | 0 | 0 | 0 | 0 | 0 | 0 | 0 | 0 | 0 | 1 | 0 | 1 | 0 | 0 | 0 | 0 | 0 | 0 | 0 | 0 | 0 | 0 | 1 | 0 | 1 | 1 | 0 | 0 | 0 | 0 | 0 | 0 | 0 | 0 | 0 | 0 | 1 | 0 | 0 | 0 | 0 | 0 | 0 | 0 | 0 | 0 | 0 | 0 | 0 | 0 | 0 | 0 | 0 | 0 | 0 | 0 | 0 | 0 | 0 | 0 | 0 | 0 | 0 | 0 | 0 | 0 | 0 | 1 |  | 0 | 0 | 0 | 0 | 0 | 0 | 0 | 0 | 0 | 0 | 0 | 0 | 0 | 0 | 0 | 0 | 0 | 0 | 0 | 0 | 0 | 0 | 0 | 0 | 0 | 0 | 0 | 0 | 0 | 0 | 4 | 0 | 2 | 0 | 0 | 0 | -3003.69 | -263.757 | 745.85 | Collinsville-Tesla 500 kV Line | Collinsville-Tesla 500 kV Line | Birds Landing-Contra Costa 230kV Line |  | 0 | 0 | 0 | 0 | 0 | 0 | 690.8 | 744.68 | 745.85 | Cortina-Eagle Rock 115 kV line | Cortina-Eagle Rock 115 kV line | Birds Landing-Contra Costa 230kV Line |  | 5 | 1 | YES | 2 | 1 | 1 | NO | 1
PG&E KERN | Union (Estrella) | 70 | 0 | 0 | 0 | 0 | 0 | 0 | 0 | 0 | 0 | 0 | 0 | 0 | 0 | 0 | 0 | 0 | 0 | 0 | 0 | 0 | 0 | 0 | 0 | 0 | 0 | 0 | 0 | 0 | 0 | 0 | 0 | 0 | 0 | 0 | 0 | 0 | 0 | 0 | 0 | 0 | 0 | 0 | 0 | 0 | 0 | 0 | 0 | 0 | 0 | 0 | 0 | 0 | 0 | 0 | 0 | 0 | 0 | 0 | 0 | 0 | 0 | 0 | 0 | 0 | 0 | 0 | 0 | 1 | 1 | 0 | 0 | 0 | 0 | 0 | 0 | 0 | 0 | 0 | 0 | 1 | 0 | 0 | 0 | 0 | 0 | 1 | 0 | 0 | 0 | 0 | 0 | 0 | 0 | 0 | 0 | 1 | 0 | 1 |  | 0 | 0 | 0 | 0 | 0 | 0 | 0 | 0 | 0 | 0 | 0 | 0 | 0 | 0 | 0 | 0 | 0 | 0 | 0 | 0 | 0 | 0 | 0 | 0 | 0 | 0 | 0 | 0 | 0 | 0 | 0 | 0 | 0 | 0 | 0 | 0 | 35.715 | 4.0117 | 3.675 | Cal Flat-Gates 230 kV line | Cal Flat-Gates 230 kV line | Cal Flat-Gates 230 kV line |  | 0 | 0 | 0 | 0 | 0 | 0 | 35.715 | 4.0117 | 3.675 | Cal Flat-Gates 230 kV line | Cal Flat-Gates 230 kV line | Cal Flat-Gates 230 kV line |  | 1 | 1 | NO | 1 | 1 | 1 | NO | 1
PG&E NGBA | Vaca Dixon | 115 | 0 | 0 | 0 | 0 | 0 | 0 | 0 | 0 | 0 | 0 | 0 | 0 | 0 | 0 | 0 | 0 | 0 | 0 | 0 | 0 | 0 | 0 | 0 | 0 | 0 | 0 | 0 | 0 | 0 | 0 | 0 | 0 | 0 | 0 | 0 | 0 | 0 | 0 | 0 | 1 | 0 | 0 | 0 | 0 | 0 | 0 | 0 | 0 | 0 | 0 | 0 | 0 | 0 | 1 | 1 | 1 | 0 | 0 | 0 | 0 | 0 | 0 | 0 | 0 | 0 | 0 | 1 | 0 | 0 | 0 | 0 | 0 | 0 | 0 | 0 | 0 | 0 | 0 | 0 | 0 | 0 | 0 | 0 | 0 | 0 | 0 | 0 | 0 | 0 | 0 | 0 | 0 | 0 | 0 | 0 | 0 | 0 | 0 |  | 0 | 0 | 0 | 0 | 0 | 0 | 0 | 0 | 0 | 0 | 0 | 0 | 0 | 0 | 0 | 0 | 0 | 0 | 0 | 0 | 0 | 0 | 0 | 0 | 0 | 0 | 0 | 0 | 0 | 0 | 5 | 0 | 3 | 0 | 0 | 0 | -3003.69 | -386.164 | 745.85 | Collinsville-Tesla 500 kV Line | Windmaster-Delta pumps 230 kV line | Birds Landing-Contra Costa 230kV Line |  | 0 | 0 | 0 | 0 | 0 | 0 | 1259.89 | 1593.344 | 745.85 | Birds Landing-Contra Costa 230kV Line | Birds Landing-Contra Costa 230kV Line | Birds Landing-Contra Costa 230kV Line |  | 5 | 1 | YES | 2 | 1 | 1 | NO | 1
PG&E NGBA | Vaca Dixon | 230 | 0 | 0 | 0 | 0 | 0 | 0 | 0 | 0 | 0 | 0 | 0 | 0 | 0 | 0 | 0 | 0 | 0 | 0 | 0 | 0 | 0 | 0 | 0 | 0 | 0 | 0 | 0 | 0 | 0 | 0 | 0 | 0 | 0 | 0 | 0 | 0 | 0 | 0 | 0 | 1 | 0 | 0 | 0 | 0 | 0 | 0 | 0 | 0 | 0 | 0 | 0 | 0 | 0 | 1 | 1 | 0 | 0 | 0 | 0 | 0 | 0 | 0 | 0 | 0 | 0 | 0 | 1 | 0 | 0 | 0 | 0 | 0 | 0 | 0 | 0 | 0 | 0 | 0 | 0 | 0 | 0 | 0 | 0 | 0 | 0 | 0 | 0 | 0 | 0 | 0 | 0 | 0 | 0 | 0 | 0 | 0 | 0 | 0 |  | 0 | 0 | 0 | 0 | 0 | 0 | 0 | 0 | 0 | 0 | 0 | 300 | 0 | 0 | 1 | 0 | 0 | 0 | 0 | 0 | 0 | 0 | 0 | 0 | 0 | 0 | 300 | 0 | 0 | 1 | 4 | 0 | 3 | 0 | 0 | 0 | -3003.69 | -386.164 | 745.85 | Collinsville-Tesla 500 kV Line | Windmaster-Delta pumps 230 kV line | Birds Landing-Contra Costa 230kV Line |  | 0 | 0 | 0 | 0 | 0 | 0 | 1259.89 | 1593.344 | 745.85 | Birds Landing-Contra Costa 230kV Line | Birds Landing-Contra Costa 230kV Line | Birds Landing-Contra Costa 230kV Line |  | 5 | 1 | YES | 2 | 1 | 1 | NO | 1
PG&E NGBA | Vaca Dixon | 500 | 0 | 0 | 0 | 0 | 0 | 0 | 0 | 0 | 0 | 0 | 0 | 0 | 0 | 0 | 0 | 0 | 0 | 0 | 0 | 0 | 0 | 0 | 0 | 0 | 0 | 0 | 0 | 0 | 0 | 0 | 0 | 0 | 0 | 0 | 0 | 0 | 0 | 0 | 0 | 1 | 0 | 0 | 0 | 0 | 0 | 0 | 0 | 0 | 0 | 0 | 0 | 0 | 0 | 0 | 1 | 0 | 0 | 0 | 0 | 0 | 0 | 0 | 0 | 0 | 0 | 0 | 1 | 0 | 0 | 0 | 0 | 0 | 0 | 0 | 0 | 0 | 0 | 0 | 0 | 0 | 0 | 0 | 0 | 0 | 0 | 0 | 0 | 0 | 0 | 0 | 0 | 0 | 0 | 0 | 0 | 0 | 0 | 0 |  | 0 | 0 | 0 | 0 | 0 | 0 | 0 | 0 | 0 | 0 | 0 | 0 | 0 | 0 | 0 | 0 | 0 | 0 | 0 | 0 | 0 | 0 | 0 | 0 | 0 | 0 | 0 | 0 | 0 | 0 | 3 | 0 | 2 | 0 | 0 | 0 | -3003.69 | -263.757 | 745.85 | Collinsville-Tesla 500 kV Line | Collinsville-Tesla 500 kV Line | Birds Landing-Contra Costa 230kV Line |  | 0 | 0 | 0 | 0 | 0 | 0 | 1259.89 | 1593.344 | 745.85 | Birds Landing-Contra Costa 230kV Line | Birds Landing-Contra Costa 230kV Line | Birds Landing-Contra Costa 230kV Line |  | 5 | 1 | YES | 2 | 1 | 1 | NO | 1
PG&E NGBA | Vaca Dixon | 60 | 0 | 0 | 0 | 0 | 0 | 0 | 0 | 0 | 0 | 0 | 0 | 0 | 0 | 0 | 0 | 0 | 0 | 0 | 0 | 0 | 0 | 0 | 0 | 0 | 0 | 0 | 0 | 0 | 0 | 0 | 0 | 0 | 0 | 0 | 0 | 0 | 0 | 0 | 0 | 1 | 0 | 0 | 0 | 0 | 0 | 0 | 0 | 0 | 0 | 0 | 0 | 0 | 0 | 1 | 1 | 1 | 0 | 0 | 0 | 0 | 0 | 0 | 0 | 0 | 0 | 0 | 1 | 0 | 0 | 0 | 0 | 0 | 0 | 0 | 0 | 0 | 0 | 0 | 0 | 0 | 0 | 0 | 0 | 0 | 0 | 0 | 0 | 0 | 0 | 0 | 0 | 0 | 0 | 0 | 0 | 0 | 0 | 0 |  | 0 | 0 | 0 | 0 | 0 | 0 | 0 | 0 | 0 | 0 | 0 | 0 | 0 | 0 | 0 | 0 | 0 | 0 | 0 | 0 | 0 | 0 | 0 | 0 | 0 | 0 | 0 | 0 | 0 | 0 | 5 | 0 | 3 | 0 | 0 | 0 | -3003.69 | -386.164 | 745.85 | Collinsville-Tesla 500 kV Line | Windmaster-Delta pumps 230 kV line | Birds Landing-Contra Costa 230kV Line |  | 0 | 0 | 0 | 0 | 0 | 0 | 1259.89 | 1593.344 | 745.85 | Birds Landing-Contra Costa 230kV Line | Birds Landing-Contra Costa 230kV Line | Birds Landing-Contra Costa 230kV Line |  | 5 | 1 | YES | 2 | 1 | 1 | NO | 1
SCE Eastern | Valley (SCE) | 500 | 0 | 0 | 0 | 0 | 0 | 0 | 0 | 0 | 0 | 0 | 0 | 0 | 0 | 0 | 0 | 0 | 0 | 0 | 0 | 1 | 0 | 1 | 0 | 0 | 0 | 0 | 0 | 0 | 0 | 0 | 0 | 0 | 0 | 0 | 0 | 0 | 0 | 0 | 0 | 0 | 0 | 0 | 0 | 0 | 0 | 0 | 0 | 0 | 0 | 0 | 0 | 0 | 0 | 0 | 0 | 0 | 0 | 0 | 0 | 0 | 0 | 0 | 0 | 0 | 0 | 0 | 0 | 0 | 0 | 0 | 0 | 0 | 0 | 0 | 0 | 0 | 0 | 0 | 0 | 0 | 0 | 0 | 0 | 0 | 0 | 0 | 0 | 0 | 0 | 0 | 0 | 0 | 0 | 0 | 0 | 0 | 0 | 1 |  | 0 | 0 | 0 | 0 | 0 | 0 | 0 | 0 | 0 | 0 | 0 | 0 | 0 | 0 | 0 | 0 | 0 | 0 | 0 | 0 | 0 | 0 | 0 | 0 | 0 | 0 | 720 | 0 | 200 | 1 | 0 | 0 | 0 | 0 | 0 | 0 | 148.072 | 2439.375 | 8942.875 | Serrano-Alberhill-Valley Constraint | Etiwanda-Rancho Vista Constraint | Etiwanda-Rancho Vista Constraint |  | 0 | 0 | 0 | 0 | 0 | 0 | 148.072 | 2439.375 | 8942.875 | Serrano-Alberhill-Valley Constraint | Etiwanda-Rancho Vista Constraint | Etiwanda-Rancho Vista Constraint |  | 1 | 1 | NO | 1 | 1 | 1 | NO | 1
EOP | Valley (VEA) | 138 | 0 | 0 | 0 | 0 | 0 | 0 | 0 | 0 | 0 | 0 | 0 | 0 | 0 | 0 | 0 | 0 | 0 | 0 | 0 | 0 | 0 | 0 | 1 | 1 | 1 | 0 | 0 | 0 | 0 | 0 | 0 | 0 | 0 | 0 | 0 | 0 | 0 | 0 | 0 | 0 | 0 | 0 | 0 | 0 | 0 | 0 | 0 | 0 | 0 | 0 | 0 | 0 | 0 | 0 | 0 | 0 | 0 | 0 | 0 | 0 | 0 | 0 | 0 | 0 | 0 | 0 | 0 | 0 | 0 | 0 | 0 | 0 | 0 | 0 | 0 | 0 | 0 | 0 | 0 | 0 | 0 | 0 | 0 | 0 | 0 | 0 | 0 | 0 | 0 | 0 | 0 | 0 | 0 | 0 | 0 | 0 | 0 | 2 |  | 0 | 0 | 0 | 0 | 0 | 0 | 0 | 0 | 0 | 0 | 0 | 0 | 0 | 0 | 0 | 0 | 0 | 0 | 0 | 0 | 0 | 0 | 0 | 0 | 0 | 0 | 0 | 30 | 0 | 1 | 1 | 1 | 0 | 0 | 0 | 0 | -1982.555 | 640.59 | 900.03 | Lugo - Victorville area constraint | Sloan Canyon - Eldorado 500 kV constraint | GLW 230kV area constraint |  | 0 | 1 | 0 | 0 | 0 | 0 | -68.75 | 640.59 | 900.03 | Sloan Canyon - Eldorado 500 kV constraint | Sloan Canyon - Eldorado 500 kV constraint | GLW 230kV area constraint |  | 5 | 3 | YES | 3 | 1 | 1 | NO | 1
SDGE | Valley Center | 69 | 0 | 0 | 0 | 0 | 0 | 0 | 0 | 0 | 0 | 0 | 0 | 0 | 0 | 0 | 0 | 0 | 0 | 0 | 0 | 0 | 0 | 0 | 0 | 0 | 0 | 1 | 0 | 0 | 0 | 0 | 1 | 0 | 1 | 0 | 0 | 0 | 0 | 1 | 0 | 0 | 0 | 0 | 0 | 0 | 0 | 0 | 0 | 0 | 0 | 0 | 0 | 0 | 0 | 0 | 0 | 0 | 0 | 0 | 0 | 0 | 0 | 0 | 0 | 0 | 0 | 0 | 0 | 0 | 0 | 0 | 0 | 0 | 0 | 0 | 0 | 0 | 0 | 0 | 0 | 0 | 0 | 0 | 0 | 0 | 0 | 0 | 0 | 0 | 0 | 0 | 0 | 0 | 0 | 0 | 0 | 0 | 0 | 2 |  | 0 | 0 | 0 | 0 | 0 | 0 | 0 | 0 | 0 | 0 | 0 | 0 | 0 | 0 | 0 | 0 | 0 | 0 | 0 | 0 | 0 | 0 | 0 | 10 | 0 | 0 | 0 | 0 | 0 | 1 | 0 | 0 | 0 | 0 | 0 | 0 | 212.21 | 722.035 | 1632.03 | San Luis Rey-San Onofre 230 kV line constraint | Talega 230 kV constraint | Talega 230 kV constraint |  | 0 | 0 | 0 | 0 | 0 | 0 | 212.21 | 722.035 | 1632.03 | San Luis Rey-San Onofre 230 kV line constraint | Talega 230 kV constraint | Talega 230 kV constraint |  | 1 | 1 | NO | 1 | 1 | 1 | NO | 1
PG&E GBA | Valley Home | 115 | 0 | 0 | 0 | 0 | 0 | 0 | 0 | 0 | 0 | 0 | 0 | 0 | 0 | 0 | 0 | 0 | 0 | 0 | 0 | 0 | 0 | 0 | 0 | 0 | 0 | 0 | 0 | 0 | 0 | 0 | 0 | 0 | 0 | 0 | 0 | 0 | 0 | 0 | 0 | 0 | 0 | 0 | 0 | 0 | 0 | 1 | 0 | 0 | 0 | 0 | 0 | 0 | 0 | 0 | 0 | 1 | 0 | 0 | 0 | 1 | 0 | 0 | 0 | 1 | 0 | 0 | 0 | 0 | 0 | 0 | 0 | 0 | 0 | 0 | 0 | 0 | 0 | 0 | 0 | 0 | 0 | 0 | 0 | 0 | 0 | 0 | 0 | 0 | 0 | 0 | 0 | 0 | 0 | 0 | 0 | 0 | 0 | 0 |  | 0 | 0 | 0 | 0 | 0 | 0 | 0 | 0 | 0 | 0 | 0 | 0 | 0 | 0 | 0 | 0 | 0 | 0 | 0 | 0 | 0 | 0 | 0 | 0 | 0 | 0 | 0 | 0 | 0 | 0 | 3 | 0 | 1 | 0 | 0 | 0 | -1284.3465 | -127.6091 | 278.4144 | Tesla-Bellota 230 kV line | Bellota-Weber 230kV line | Tesla-Salado 115 kV line |  | 0 | 2 | 0 | 0 | 0 | 0 | -984.3465 | 117.5109 | 278.4144 | Tesla-Bellota 230 kV line | Tesla-Salado 115 kV line | Tesla-Salado 115 kV line |  | 5 | 4 | YES | 4 | 1 | 1 | NO | 1
PG&E GBA | Valley Springs | 230 | 0 | 0 | 0 | 0 | 0 | 0 | 0 | 0 | 0 | 0 | 0 | 0 | 0 | 0 | 0 | 0 | 0 | 0 | 0 | 0 | 0 | 0 | 0 | 0 | 0 | 0 | 0 | 0 | 0 | 0 | 0 | 0 | 0 | 0 | 0 | 0 | 0 | 0 | 0 | 0 | 0 | 0 | 0 | 0 | 0 | 1 | 0 | 0 | 0 | 0 | 0 | 0 | 0 | 0 | 0 | 0 | 0 | 0 | 0 | 1 | 1 | 0 | 0 | 0 | 0 | 0 | 0 | 0 | 0 | 0 | 0 | 0 | 0 | 0 | 0 | 0 | 0 | 0 | 0 | 0 | 0 | 0 | 0 | 0 | 0 | 1 | 0 | 0 | 0 | 0 | 0 | 0 | 0 | 0 | 0 | 0 | 0 | 1 |  | 0 | 0 | 0 | 0 | 0 | 0 | 0 | 0 | 0 | 0 | 0 | 0 | 0 | 0 | 0 | 0 | 3 | 0 | 0 | 0 | 0 | 0 | 0 | 0 | 0 | 0 | 0 | 0 | 0 | 1 | 2 | 0 | 1 | 0 | 0 | 0 | -1284.3465 | -127.6091 | 2364.9322 | Tesla-Bellota 230 kV line | Bellota-Weber 230kV line | Bellota-Weber 230kV line |  | 0 | 2 | 0 | 0 | 0 | 0 | -984.3465 | 332.3909 | 2364.9322 | Tesla-Bellota 230 kV line | Bellota-Weber 230kV line | Bellota-Weber 230kV line |  | 5 | 4 | YES | 4 | 1 | 1 | NO | 1
PG&E GBA | Valley Springs | 60 | 0 | 0 | 0 | 0 | 0 | 0 | 0 | 0 | 0 | 0 | 0 | 0 | 0 | 0 | 0 | 0 | 0 | 0 | 0 | 0 | 0 | 0 | 0 | 0 | 0 | 0 | 0 | 0 | 0 | 0 | 0 | 0 | 0 | 0 | 0 | 0 | 0 | 0 | 0 | 0 | 0 | 0 | 0 | 0 | 0 | 1 | 0 | 0 | 0 | 0 | 0 | 0 | 0 | 0 | 0 | 0 | 0 | 0 | 0 | 1 | 1 | 0 | 0 | 0 | 0 | 0 | 0 | 0 | 0 | 0 | 0 | 0 | 0 | 0 | 0 | 0 | 0 | 0 | 0 | 0 | 0 | 0 | 0 | 0 | 0 | 0 | 0 | 0 | 0 | 0 | 0 | 0 | 0 | 0 | 0 | 0 | 0 | 0 |  | 0 | 0 | 0 | 0 | 0 | 0 | 0 | 0 | 0 | 0 | 0 | 0 | 0 | 0 | 0 | 0 | 0 | 0 | 0 | 0 | 0 | 0 | 0 | 0 | 0 | 0 | 0 | 0 | 0 | 0 | 2 | 0 | 1 | 0 | 0 | 0 | -1284.3465 | -127.6091 | 2364.9322 | Tesla-Bellota 230 kV line | Bellota-Weber 230kV line | Bellota-Weber 230kV line |  | 0 | 2 | 0 | 0 | 0 | 0 | -984.3465 | 332.3909 | 2364.9322 | Tesla-Bellota 230 kV line | Bellota-Weber 230kV line | Bellota-Weber 230kV line |  | 5 | 4 | YES | 4 | 1 | 1 | NO | 1
EOP | Valley Switch | 138 | 0 | 0 | 0 | 0 | 0 | 0 | 0 | 0 | 0 | 0 | 0 | 0 | 0 | 0 | 0 | 0 | 0 | 0 | 0 | 0 | 0 | 0 | 1 | 1 | 1 | 0 | 0 | 0 | 0 | 0 | 0 | 0 | 0 | 0 | 0 | 0 | 0 | 0 | 0 | 0 | 0 | 0 | 0 | 0 | 0 | 0 | 0 | 0 | 0 | 0 | 0 | 0 | 0 | 0 | 0 | 0 | 0 | 0 | 0 | 0 | 0 | 0 | 0 | 0 | 0 | 0 | 0 | 0 | 0 | 0 | 0 | 0 | 0 | 0 | 0 | 0 | 0 | 0 | 0 | 0 | 0 | 0 | 0 | 0 | 0 | 0 | 0 | 0 | 0 | 0 | 0 | 0 | 0 | 0 | 0 | 0 | 0 | 2 |  | 0 | 0 | 0 | 0 | 0 | 0 | 0 | 0 | 0 | 0 | 0 | 0 | 0 | 0 | 0 | 0 | 0 | 0 | 0 | 0 | 0 | 0 | 0 | 0 | 0 | 0 | 0 | 0 | 0 | 0 | 1 | 1 | 0 | 0 | 0 | 0 | -1982.555 | 640.59 | 900.03 | Lugo - Victorville area constraint | Sloan Canyon - Eldorado 500 kV constraint | GLW 230kV area constraint |  | 0 | 1 | 0 | 0 | 0 | 0 | -68.75 | 640.59 | 900.03 | Sloan Canyon - Eldorado 500 kV constraint | Sloan Canyon - Eldorado 500 kV constraint | GLW 230kV area constraint |  | 5 | 3 | YES | 3 | 1 | 1 | NO | 1
EOP | Valley Switch | 230 | 0 | 0 | 0 | 0 | 0 | 0 | 0 | 0 | 0 | 0 | 0 | 0 | 0 | 0 | 0 | 0 | 0 | 0 | 0 | 0 | 0 | 0 | 1 | 1 | 1 | 0 | 0 | 0 | 0 | 0 | 0 | 0 | 0 | 0 | 0 | 0 | 0 | 0 | 0 | 0 | 0 | 0 | 0 | 0 | 0 | 0 | 0 | 0 | 0 | 0 | 0 | 0 | 0 | 0 | 0 | 0 | 0 | 0 | 0 | 0 | 0 | 0 | 0 | 0 | 0 | 0 | 0 | 0 | 0 | 0 | 0 | 0 | 0 | 0 | 0 | 0 | 0 | 0 | 0 | 0 | 0 | 0 | 0 | 0 | 0 | 0 | 0 | 0 | 0 | 0 | 0 | 0 | 0 | 0 | 0 | 0 | 0 | 2 |  | 0 | 0 | 0 | 0 | 0 | 0 | 0 | 0 | 0 | 0 | 0 | 0 | 0 | 0 | 0 | 0 | 0 | 0 | 0 | 0 | 0 | 0 | 0 | 0 | 0 | 0 | 0 | 0 | 0 | 0 | 1 | 1 | 0 | 0 | 0 | 0 | -1982.555 | 640.59 | 900.03 | Lugo - Victorville area constraint | Sloan Canyon - Eldorado 500 kV constraint | GLW 230kV area constraint |  | 0 | 1 | 0 | 0 | 0 | 0 | -68.75 | 640.59 | 900.03 | Sloan Canyon - Eldorado 500 kV constraint | Sloan Canyon - Eldorado 500 kV constraint | GLW 230kV area constraint |  | 5 | 3 | YES | 3 | 1 | 1 | NO | 1
PG&E GBA | Vasco | 230 | 0 | 0 | 0 | 0 | 0 | 0 | 0 | 0 | 0 | 0 | 0 | 0 | 0 | 0 | 0 | 0 | 0 | 0 | 0 | 0 | 0 | 0 | 0 | 0 | 0 | 0 | 0 | 0 | 0 | 0 | 0 | 0 | 0 | 0 | 0 | 0 | 0 | 0 | 0 | 1 | 0 | 0 | 0 | 0 | 0 | 0 | 0 | 0 | 0 | 0 | 0 | 0 | 0 | 0 | 0 | 1 | 0 | 0 | 0 | 1 | 0 | 0 | 0 | 0 | 0 | 0 | 1 | 0 | 0 | 0 | 0 | 0 | 0 | 0 | 0 | 0 | 0 | 0 | 0 | 0 | 0 | 0 | 0 | 0 | 0 | 0 | 0 | 0 | 0 | 0 | 0 | 0 | 0 | 0 | 0 | 0 | 0 | 0 |  | 0 | 0 | 0 | 0 | 0 | 0 | 0 | 0 | 0 | 0 | 0 | 0 | 0 | 0 | 0 | 0 | 0 | 0 | 0 | 0 | 0 | 0 | 0 | 0 | 0 | 0 | 0 | 0 | 0 | 0 | 4 | 0 | 2 | 0 | 0 | 0 | -3003.69 | -263.757 | 745.85 | Collinsville-Tesla 500 kV Line | Collinsville-Tesla 500 kV Line | Birds Landing-Contra Costa 230kV Line |  | 0 | 1 | 0 | 0 | 0 | 0 | -984.3465 | 1056.7514 | 745.85 | Tesla-Bellota 230 kV line | Tesla-Bellota 230 kV line | Birds Landing-Contra Costa 230kV Line |  | 5 | 4 | YES | 4 | 1 | 1 | NO | 1
PG&E GBA | Vasona | 230 | 0 | 0 | 0 | 0 | 0 | 0 | 0 | 0 | 0 | 0 | 0 | 0 | 0 | 0 | 0 | 0 | 0 | 0 | 0 | 0 | 0 | 0 | 0 | 0 | 0 | 0 | 0 | 0 | 0 | 0 | 0 | 0 | 0 | 0 | 0 | 0 | 0 | 0 | 0 | 0 | 0 | 0 | 0 | 0 | 0 | 0 | 0 | 0 | 0 | 0 | 0 | 0 | 1 | 0 | 0 | 0 | 0 | 0 | 0 | 1 | 0 | 0 | 0 | 0 | 0 | 0 | 0 | 0 | 0 | 0 | 0 | 0 | 0 | 0 | 0 | 0 | 0 | 0 | 0 | 0 | 0 | 0 | 0 | 0 | 0 | 0 | 0 | 0 | 0 | 0 | 0 | 0 | 0 | 0 | 0 | 0 | 1 | 1 |  | 0 | 0 | 0 | 0 | 0 | 0 | 0 | 0 | 0 | 0 | 0 | 0 | 0 | 0 | 0 | 0 | 0 | 0 | 0 | 0 | 0 | 0 | 0 | 0 | 0 | 0 | 0 | 0 | 0 | 0 | 1 | 0 | 0 | 0 | 0 | 0 | -1284.3465 | 756.7514 | 4410.527 | Tesla-Bellota 230 kV line | Tesla-Bellota 230 kV line | Tesla-Bellota 230 kV line |  | 0 | 1 | 0 | 0 | 0 | 0 | -984.3465 | 1056.7514 | 4410.527 | Tesla-Bellota 230 kV line | Tesla-Bellota 230 kV line | Tesla-Bellota 230 kV line |  | 5 | 4 | YES | 4 | 1 | 1 | NO | 1
SCE Northern | Vestal | 230 | 1 | 0 | 1 | 0 | 0 | 1 | 1 | 0 | 0 | 0 | 0 | 0 | 0 | 0 | 0 | 0 | 0 | 0 | 0 | 0 | 0 | 0 | 0 | 0 | 0 | 0 | 0 | 0 | 0 | 0 | 0 | 0 | 0 | 0 | 0 | 0 | 0 | 0 | 0 | 0 | 0 | 0 | 0 | 0 | 0 | 0 | 0 | 0 | 0 | 0 | 0 | 0 | 0 | 0 | 0 | 0 | 0 | 0 | 0 | 0 | 0 | 0 | 0 | 0 | 0 | 0 | 0 | 0 | 0 | 0 | 0 | 0 | 0 | 0 | 0 | 0 | 0 | 0 | 0 | 0 | 0 | 0 | 0 | 0 | 0 | 0 | 0 | 0 | 0 | 0 | 0 | 0 | 0 | 0 | 0 | 0 | 0 | 0 |  | 0 | 0 | 0 | 0 | 0 | 0 | 0 | 0 | 0 | 300 | 0 | 180 | 0 | 0 | 1 | 0 | 0 | 0 | 0 | 0 | 0 | 0 | 0 | 0 | 425 | 275 | 290 | 55 | 0 | 1 | 0 | 0 | 0 | 0 | 0 | 0 | 48.65 | 25 | 1300.64 | North of Magunden Constraint | North of Magunden Constraint | North of Magunden Constraint |  | 0 | 0 | 0 | 0 | 0 | 0 | 48.65 | 25 | 1300.64 | North of Magunden Constraint | North of Magunden Constraint | North of Magunden Constraint |  | 1 | 1 | NO | 1 | 1 | 1 | NO | 1
SCE Northern | Vestal | 66 | 1 | 0 | 1 | 0 | 0 | 1 | 1 | 0 | 0 | 0 | 0 | 0 | 0 | 0 | 0 | 0 | 0 | 0 | 0 | 0 | 0 | 0 | 0 | 0 | 0 | 0 | 0 | 0 | 0 | 0 | 0 | 0 | 0 | 0 | 0 | 0 | 0 | 0 | 0 | 0 | 0 | 0 | 0 | 0 | 0 | 0 | 0 | 0 | 0 | 0 | 0 | 0 | 0 | 0 | 0 | 0 | 0 | 0 | 0 | 0 | 0 | 0 | 0 | 0 | 0 | 0 | 0 | 0 | 0 | 0 | 0 | 0 | 0 | 0 | 0 | 0 | 0 | 0 | 0 | 0 | 0 | 0 | 0 | 0 | 0 | 0 | 0 | 0 | 0 | 0 | 0 | 0 | 0 | 0 | 0 | 0 | 0 | 0 |  | 0 | 0 | 0 | 0 | 0 | 0 | 0 | 0 | 0 | 0 | 0 | 0 | 0 | 0 | 0 | 0 | 0 | 0 | 0 | 0 | 0 | 0 | 0 | 0 | 0 | 0 | 80 | 0 | 0 | 1 | 0 | 0 | 0 | 0 | 0 | 0 | 48.65 | 25 | 1300.64 | North of Magunden Constraint | North of Magunden Constraint | North of Magunden Constraint |  | 0 | 0 | 0 | 0 | 0 | 0 | 48.65 | 25 | 1300.64 | North of Magunden Constraint | North of Magunden Constraint | North of Magunden Constraint |  | 1 | 1 | NO | 1 | 1 | 1 | NO | 1
SCE NOL | Victor | 115 | 0 | 0 | 0 | 0 | 0 | 0 | 0 | 0 | 0 | 0 | 0 | 0 | 1 | 1 | 0 | 0 | 0 | 0 | 0 | 0 | 0 | 0 | 0 | 0 | 0 | 0 | 0 | 0 | 0 | 0 | 0 | 0 | 0 | 0 | 0 | 0 | 0 | 0 | 0 | 0 | 0 | 0 | 0 | 0 | 0 | 0 | 0 | 0 | 0 | 0 | 0 | 0 | 0 | 0 | 0 | 0 | 0 | 0 | 0 | 0 | 0 | 0 | 0 | 0 | 0 | 0 | 0 | 0 | 0 | 0 | 0 | 0 | 0 | 0 | 0 | 0 | 0 | 0 | 0 | 0 | 0 | 0 | 0 | 0 | 0 | 0 | 0 | 0 | 0 | 0 | 0 | 0 | 0 | 0 | 0 | 0 | 0 | 2 |  | 0 | 0 | 0 | 0 | 0 | 0 | 0 | 0 | 0 | 0 | 0 | 0 | 0 | 0 | 0 | 0 | 0 | 0 | 0 | 0 | 0 | 0 | 0 | 7 | 0 | 0 | 0 | 0 | 0 | 1 | 0 | 0 | 0 | 0 | 0 | 0 | 366.2 | 373.35 | 1727.4838 | Victor to Lugo Area Constraint | Victor to Lugo Area Constraint | Victor to Lugo Area Constraint |  | 0 | 0 | 0 | 0 | 0 | 0 | 366.2 | 373.35 | 1727.4838 | Victor to Lugo Area Constraint | Victor to Lugo Area Constraint | Victor to Lugo Area Constraint |  | 1 | 1 | NO | 1 | 1 | 1 | NO | 1
SCE NOL | Victor | 230 | 0 | 0 | 0 | 0 | 0 | 0 | 0 | 0 | 0 | 0 | 0 | 0 | 1 | 1 | 0 | 0 | 0 | 0 | 0 | 0 | 0 | 0 | 0 | 0 | 0 | 0 | 0 | 0 | 0 | 0 | 0 | 0 | 0 | 0 | 0 | 0 | 0 | 0 | 0 | 0 | 0 | 0 | 0 | 0 | 0 | 0 | 0 | 0 | 0 | 0 | 0 | 0 | 0 | 0 | 0 | 0 | 0 | 0 | 0 | 0 | 0 | 0 | 0 | 0 | 0 | 0 | 0 | 0 | 0 | 0 | 0 | 0 | 0 | 0 | 0 | 0 | 0 | 0 | 0 | 0 | 0 | 0 | 0 | 0 | 0 | 0 | 0 | 0 | 0 | 0 | 0 | 0 | 0 | 0 | 0 | 0 | 0 | 2 |  | 0 | 0 | 0 | 0 | 0 | 0 | 0 | 0 | 0 | 0 | 0 | 0 | 0 | 0 | 0 | 0 | 0 | 0 | 0 | 0 | 0 | 0 | 0 | 5 | 0 | 0 | 0 | 0 | 0 | 1 | 0 | 0 | 0 | 0 | 0 | 0 | 366.2 | 373.35 | 1727.4838 | Victor to Lugo Area Constraint | Victor to Lugo Area Constraint | Victor to Lugo Area Constraint |  | 0 | 0 | 0 | 0 | 0 | 0 | 366.2 | 373.35 | 1727.4838 | Victor to Lugo Area Constraint | Victor to Lugo Area Constraint | Victor to Lugo Area Constraint |  | 1 | 1 | NO | 1 | 1 | 1 | NO | 1
SCE Metro | Viejo | 230 | 0 | 0 | 0 | 0 | 0 | 0 | 0 | 0 | 0 | 1 | 0 | 0 | 0 | 0 | 0 | 0 | 0 | 0 | 0 | 0 | 0 | 0 | 0 | 0 | 0 | 0 | 0 | 0 | 0 | 0 | 0 | 0 | 0 | 0 | 0 | 0 | 0 | 0 | 0 | 0 | 0 | 0 | 0 | 0 | 0 | 0 | 0 | 0 | 0 | 0 | 0 | 0 | 0 | 0 | 0 | 0 | 0 | 0 | 0 | 0 | 0 | 0 | 0 | 0 | 0 | 0 | 0 | 0 | 0 | 0 | 0 | 0 | 0 | 0 | 0 | 0 | 0 | 0 | 0 | 0 | 0 | 0 | 0 | 0 | 0 | 0 | 0 | 0 | 0 | 0 | 0 | 0 | 0 | 0 | 0 | 0 | 0 | 0 |  | 0 | 0 | 0 | 0 | 0 | 0 | 0 | 0 | 0 | 0 | 0 | 0 | 0 | 0 | 0 | 0 | 0 | 0 | 0 | 0 | 0 | 0 | 0 | 0 | 0 | 0 | 0 | 0 | 0 | 0 | 0 | 0 | 0 | 0 | 0 | 0 | 9484.6 | 11247.7 | 14307.5055 | SCE Metro Area Default Constraint | SCE Metro Area Default Constraint | SCE Metro Area Default Constraint |  | 0 | 0 | 0 | 0 | 0 | 0 | 9484.6 | 11247.7 | 14307.5055 | SCE Metro Area Default Constraint | SCE Metro Area Default Constraint | SCE Metro Area Default Constraint |  | 1 | 1 | NO | 1 | 1 | 1 | NO | 1
PG&E GBA | Vierra | 115 | 0 | 0 | 0 | 0 | 0 | 0 | 0 | 0 | 0 | 0 | 0 | 0 | 0 | 0 | 0 | 0 | 0 | 0 | 0 | 0 | 0 | 0 | 0 | 0 | 0 | 0 | 0 | 0 | 0 | 0 | 0 | 0 | 0 | 0 | 0 | 0 | 0 | 0 | 0 | 0 | 0 | 0 | 0 | 0 | 0 | 1 | 0 | 0 | 0 | 0 | 0 | 0 | 0 | 0 | 0 | 1 | 0 | 1 | 0 | 1 | 0 | 0 | 0 | 0 | 0 | 1 | 0 | 0 | 0 | 0 | 0 | 0 | 0 | 0 | 0 | 0 | 0 | 0 | 0 | 0 | 0 | 0 | 0 | 0 | 0 | 0 | 0 | 0 | 0 | 0 | 0 | 0 | 0 | 0 | 0 | 0 | 0 | 0 |  | 0 | 0 | 0 | 0 | 0 | 0 | 0 | 0 | 0 | 0 | 0 | 0 | 0 | 0 | 0 | 0 | 0 | 0 | 0 | 0 | 0 | 0 | 0 | 2.975 | 0 | 0 | 92 | 0 | 0 | 1 | 3 | 0 | 1 | 0 | 0 | 0 | -1284.3465 | -127.6091 | 692.3714 | Tesla-Bellota 230 kV line | Bellota-Weber 230kV line | Kasson Jct-Heinz 115 kV line |  | 0 | 2 | 0 | 0 | 0 | 0 | -984.3465 | 332.3909 | 692.3714 | Tesla-Bellota 230 kV line | Bellota-Weber 230kV line | Kasson Jct-Heinz 115 kV line |  | 5 | 4 | YES | 4 | 1 | 1 | NO | 1
SCE Metro | Villa Park | 230 | 0 | 0 | 0 | 0 | 0 | 0 | 0 | 0 | 0 | 1 | 0 | 0 | 0 | 0 | 0 | 0 | 0 | 0 | 0 | 0 | 0 | 0 | 0 | 0 | 0 | 0 | 0 | 0 | 0 | 0 | 0 | 0 | 0 | 0 | 0 | 0 | 0 | 0 | 0 | 0 | 0 | 0 | 0 | 0 | 0 | 0 | 0 | 0 | 0 | 0 | 0 | 0 | 0 | 0 | 0 | 0 | 0 | 0 | 0 | 0 | 0 | 0 | 0 | 0 | 0 | 0 | 0 | 0 | 0 | 0 | 0 | 0 | 0 | 0 | 0 | 0 | 0 | 0 | 0 | 0 | 0 | 0 | 0 | 0 | 0 | 0 | 0 | 0 | 0 | 0 | 0 | 0 | 0 | 0 | 0 | 0 | 0 | 0 |  | 0 | 0 | 0 | 0 | 0 | 0 | 0 | 0 | 0 | 0 | 0 | 0 | 0 | 0 | 0 | 0 | 0 | 0 | 0 | 0 | 0 | 0 | 0 | 0 | 0 | 0 | 0 | 0 | 0 | 0 | 0 | 0 | 0 | 0 | 0 | 0 | 9484.6 | 11247.7 | 14307.5055 | SCE Metro Area Default Constraint | SCE Metro Area Default Constraint | SCE Metro Area Default Constraint |  | 0 | 0 | 0 | 0 | 0 | 0 | 9484.6 | 11247.7 | 14307.5055 | SCE Metro Area Default Constraint | SCE Metro Area Default Constraint | SCE Metro Area Default Constraint |  | 1 | 1 | NO | 1 | 1 | 1 | NO | 1
SCE Northern | Vincent | 230 | 0 | 1 | 0 | 0 | 0 | 0 | 0 | 0 | 0 | 0 | 0 | 0 | 0 | 0 | 0 | 0 | 0 | 0 | 0 | 0 | 0 | 0 | 0 | 0 | 0 | 0 | 0 | 0 | 0 | 0 | 0 | 0 | 0 | 0 | 0 | 0 | 0 | 0 | 0 | 0 | 0 | 0 | 0 | 0 | 0 | 0 | 0 | 0 | 0 | 0 | 0 | 0 | 0 | 0 | 0 | 0 | 0 | 0 | 0 | 0 | 0 | 0 | 0 | 0 | 0 | 0 | 0 | 0 | 0 | 0 | 0 | 0 | 0 | 0 | 0 | 0 | 0 | 0 | 0 | 0 | 0 | 0 | 0 | 0 | 0 | 0 | 0 | 0 | 0 | 0 | 0 | 0 | 0 | 0 | 0 | 0 | 0 | 0 |  | 0 | 0 | 0 | 0 | 0 | 0 | 0 | 0 | 0 | 0 | 0 | 0 | 0 | 0 | 0 | 0 | 0 | 0 | 0 | 0 | 0 | 0 | 0 | 0 | 0 | 780 | 399 | 349 | 0 | 1 | 0 | 0 | 0 | 0 | 0 | 0 | 2132.895 | 3619.16 | 9476.595 | Vincent-Lugo Constraint | Vincent-Lugo Constraint | Vincent-Lugo Constraint |  | 0 | 0 | 0 | 0 | 0 | 0 | 2132.895 | 3619.16 | 9476.595 | Vincent-Lugo Constraint | Vincent-Lugo Constraint | Vincent-Lugo Constraint |  | 1 | 1 | NO | 1 | 1 | 1 | NO | 1
SCE Northern | Vincent | 500 | 0 | 1 | 0 | 0 | 0 | 0 | 0 | 0 | 0 | 0 | 0 | 0 | 0 | 0 | 0 | 0 | 0 | 0 | 0 | 0 | 0 | 0 | 0 | 0 | 0 | 0 | 0 | 0 | 0 | 0 | 0 | 0 | 0 | 0 | 0 | 0 | 0 | 0 | 0 | 0 | 0 | 0 | 0 | 0 | 0 | 0 | 0 | 0 | 0 | 0 | 0 | 0 | 0 | 0 | 0 | 0 | 0 | 0 | 0 | 0 | 0 | 0 | 0 | 0 | 0 | 0 | 0 | 0 | 0 | 0 | 0 | 0 | 0 | 0 | 0 | 0 | 0 | 0 | 0 | 0 | 0 | 0 | 0 | 0 | 0 | 0 | 0 | 0 | 0 | 0 | 0 | 0 | 0 | 0 | 0 | 0 | 0 | 0 |  | 0 | 0 | 0 | 0 | 0 | 0 | 0 | 0 | 0 | 0 | 0 | 0 | 0 | 0 | 0 | 0 | 0 | 0 | 0 | 0 | 0 | 0 | 0 | 0 | 0 | 0 | 0 | 0 | 0 | 0 | 0 | 0 | 0 | 0 | 0 | 0 | 2132.895 | 3619.16 | 9476.595 | Vincent-Lugo Constraint | Vincent-Lugo Constraint | Vincent-Lugo Constraint |  | 0 | 0 | 0 | 0 | 0 | 0 | 2132.895 | 3619.16 | 9476.595 | Vincent-Lugo Constraint | Vincent-Lugo Constraint | Vincent-Lugo Constraint |  | 1 | 1 | NO | 1 | 1 | 1 | NO | 1
PG&E GBA | Vineyard | 230 | 0 | 0 | 0 | 0 | 0 | 0 | 0 | 0 | 0 | 0 | 0 | 0 | 0 | 0 | 0 | 0 | 0 | 0 | 0 | 0 | 0 | 0 | 0 | 0 | 0 | 0 | 0 | 0 | 0 | 0 | 0 | 0 | 0 | 0 | 0 | 0 | 0 | 0 | 0 | 1 | 0 | 0 | 0 | 0 | 0 | 0 | 0 | 0 | 0 | 0 | 0 | 0 | 0 | 0 | 0 | 1 | 0 | 0 | 0 | 1 | 0 | 0 | 0 | 0 | 0 | 0 | 1 | 0 | 0 | 0 | 0 | 0 | 0 | 0 | 0 | 0 | 0 | 0 | 0 | 0 | 0 | 0 | 0 | 0 | 0 | 0 | 0 | 0 | 0 | 0 | 0 | 0 | 0 | 0 | 0 | 0 | 0 | 0 |  | 0 | 0 | 0 | 0 | 0 | 0 | 0 | 0 | 0 | 0 | 0 | 0 | 0 | 0 | 0 | 0 | 0 | 0 | 0 | 0 | 0 | 0 | 0 | 0 | 0 | 0 | 0 | 0 | 0 | 0 | 4 | 0 | 2 | 0 | 0 | 0 | -3003.69 | -263.757 | 745.85 | Collinsville-Tesla 500 kV Line | Collinsville-Tesla 500 kV Line | Birds Landing-Contra Costa 230kV Line |  | 0 | 1 | 0 | 0 | 0 | 0 | -984.3465 | 1056.7514 | 745.85 | Tesla-Bellota 230 kV line | Tesla-Bellota 230 kV line | Birds Landing-Contra Costa 230kV Line |  | 5 | 4 | YES | 4 | 1 | 1 | NO | 1
SDGE | Vineyard | 69 | 0 | 0 | 0 | 0 | 0 | 0 | 0 | 0 | 0 | 0 | 0 | 0 | 0 | 0 | 0 | 0 | 0 | 0 | 0 | 0 | 0 | 0 | 0 | 0 | 0 | 0 | 0 | 0 | 0 | 0 | 1 | 0 | 1 | 0 | 0 | 0 | 1 | 0 | 0 | 0 | 0 | 0 | 0 | 0 | 0 | 0 | 0 | 0 | 0 | 0 | 0 | 0 | 0 | 0 | 0 | 0 | 0 | 0 | 0 | 0 | 0 | 0 | 0 | 0 | 0 | 0 | 0 | 0 | 0 | 0 | 0 | 0 | 0 | 0 | 0 | 0 | 0 | 0 | 0 | 0 | 0 | 0 | 0 | 0 | 0 | 0 | 0 | 0 | 0 | 0 | 0 | 0 | 0 | 0 | 0 | 0 | 0 | 3 |  | 0 | 0 | 0 | 0 | 0 | 0 | 0 | 0 | 0 | 0 | 0 | 0 | 0 | 0 | 0 | 0 | 0 | 0 | 0 | 0 | 0 | 0 | 0 | 0 | 0 | 0 | 0 | 0 | 0 | 0 | 0 | 0 | 0 | 0 | 0 | 0 | 212.21 | 1444.17 | 1805.9044 | San Luis Rey-San Onofre 230 kV line constraint | Silvergate-Old Town 230 kV constraint | Silvergate-Old Town 230 kV constraint |  | 0 | 0 | 0 | 0 | 0 | 0 | 212.21 | 1444.17 | 1805.9044 | San Luis Rey-San Onofre 230 kV line constraint | Silvergate-Old Town 230 kV constraint | Silvergate-Old Town 230 kV constraint |  | 1 | 1 | NO | 1 | 1 | 1 | NO | 1
SCE Eastern | Vista (SCE) | 230 | 0 | 0 | 0 | 0 | 0 | 0 | 0 | 0 | 0 | 0 | 0 | 0 | 0 | 0 | 0 | 0 | 0 | 0 | 0 | 1 | 0 | 1 | 0 | 0 | 0 | 0 | 0 | 0 | 0 | 0 | 0 | 0 | 0 | 0 | 0 | 0 | 0 | 0 | 0 | 0 | 0 | 0 | 0 | 0 | 0 | 0 | 0 | 0 | 0 | 0 | 0 | 0 | 0 | 0 | 0 | 0 | 0 | 0 | 0 | 0 | 0 | 0 | 0 | 0 | 0 | 0 | 0 | 0 | 0 | 0 | 0 | 0 | 0 | 0 | 0 | 0 | 0 | 0 | 0 | 0 | 0 | 0 | 0 | 0 | 0 | 0 | 0 | 0 | 0 | 0 | 0 | 0 | 0 | 0 | 0 | 0 | 0 | 1 |  | 0 | -2.6 | 0 | 0 | 0 | 0 | 0 | 0 | 0 | 0 | 0 | 0 | 0 | 0 | 1 | 0 | 0 | 0 | 0 | 0 | 0 | 0 | 0 | 0 | 0 | 0 | 200 | 0 | 0 | 1 | 0 | 0 | 0 | 0 | 0 | 0 | 148.072 | 2439.375 | 8942.875 | Serrano-Alberhill-Valley Constraint | Etiwanda-Rancho Vista Constraint | Etiwanda-Rancho Vista Constraint |  | 0 | 0 | 0 | 0 | 0 | 0 | 148.072 | 2439.375 | 8942.875 | Serrano-Alberhill-Valley Constraint | Etiwanda-Rancho Vista Constraint | Etiwanda-Rancho Vista Constraint |  | 1 | 1 | NO | 1 | 1 | 1 | NO | 1
EOP | Vista (VEA) | 138 | 0 | 0 | 0 | 0 | 0 | 0 | 0 | 0 | 0 | 0 | 0 | 0 | 0 | 0 | 0 | 0 | 0 | 0 | 0 | 0 | 0 | 0 | 1 | 1 | 1 | 0 | 0 | 0 | 0 | 0 | 0 | 0 | 0 | 0 | 0 | 0 | 0 | 0 | 0 | 0 | 0 | 0 | 0 | 0 | 0 | 0 | 0 | 0 | 0 | 0 | 0 | 0 | 0 | 0 | 0 | 0 | 0 | 0 | 0 | 0 | 0 | 0 | 0 | 0 | 0 | 0 | 0 | 0 | 0 | 0 | 0 | 0 | 0 | 0 | 0 | 0 | 0 | 0 | 0 | 0 | 0 | 0 | 0 | 0 | 0 | 0 | 0 | 0 | 0 | 0 | 0 | 0 | 0 | 0 | 0 | 0 | 0 | 2 |  | 0 | 0 | 0 | 0 | 0 | 0 | 0 | 0 | 0 | 0 | 0 | 0 | 0 | 0 | 0 | 0 | 0 | 0 | 0 | 0 | 0 | 0 | 0 | 0 | 0 | 0 | 0 | 0 | 0 | 0 | 1 | 1 | 0 | 0 | 0 | 0 | -1982.555 | 640.59 | 900.03 | Lugo - Victorville area constraint | Sloan Canyon - Eldorado 500 kV constraint | GLW 230kV area constraint |  | 0 | 1 | 0 | 0 | 0 | 0 | -68.75 | 640.59 | 900.03 | Sloan Canyon - Eldorado 500 kV constraint | Sloan Canyon - Eldorado 500 kV constraint | GLW 230kV area constraint |  | 5 | 3 | YES | 3 | 1 | 1 | NO | 1
EOP | Vista (VEA) | 230 | 0 | 0 | 0 | 0 | 0 | 0 | 0 | 0 | 0 | 0 | 0 | 0 | 0 | 0 | 0 | 0 | 0 | 0 | 0 | 0 | 0 | 0 | 1 | 1 | 1 | 0 | 0 | 0 | 0 | 0 | 0 | 0 | 0 | 0 | 0 | 0 | 0 | 0 | 0 | 0 | 0 | 0 | 0 | 0 | 0 | 0 | 0 | 0 | 0 | 0 | 0 | 0 | 0 | 0 | 0 | 0 | 0 | 0 | 0 | 0 | 0 | 0 | 0 | 0 | 0 | 0 | 0 | 0 | 0 | 0 | 0 | 0 | 0 | 0 | 0 | 0 | 0 | 0 | 0 | 0 | 0 | 0 | 0 | 0 | 0 | 0 | 0 | 0 | 0 | 0 | 0 | 0 | 0 | 0 | 0 | 0 | 0 | 2 |  | 0 | 0 | 0 | 0 | 0 | 0 | 0 | 0 | 0 | 0 | 0 | 0 | 0 | 0 | 0 | 0 | 0 | 0 | 0 | 0 | 0 | 0 | 0 | 0 | 50 | 150 | 0 | 40 | 0 | 1 | 1 | 1 | 0 | 0 | 0 | 0 | -1982.555 | 640.59 | 900.03 | Lugo - Victorville area constraint | Sloan Canyon - Eldorado 500 kV constraint | GLW 230kV area constraint |  | 0 | 1 | 0 | 0 | 0 | 0 | -68.75 | 640.59 | 900.03 | Sloan Canyon - Eldorado 500 kV constraint | Sloan Canyon - Eldorado 500 kV constraint | GLW 230kV area constraint |  | 5 | 3 | YES | 3 | 1 | 1 | NO | 1
PG&E FRESNO | Wahtoke | 115 | 0 | 0 | 0 | 0 | 0 | 0 | 0 | 0 | 0 | 0 | 0 | 0 | 0 | 0 | 0 | 0 | 0 | 0 | 0 | 0 | 0 | 0 | 0 | 0 | 0 | 0 | 0 | 0 | 0 | 0 | 0 | 0 | 0 | 0 | 0 | 0 | 0 | 0 | 0 | 0 | 0 | 0 | 0 | 0 | 0 | 0 | 0 | 0 | 0 | 0 | 0 | 0 | 0 | 0 | 0 | 0 | 0 | 0 | 0 | 0 | 0 | 0 | 0 | 0 | 0 | 0 | 0 | 0 | 1 | 0 | 0 | 0 | 0 | 0 | 0 | 0 | 0 | 0 | 0 | 1 | 0 | 1 | 0 | 1 | 0 | 1 | 0 | 0 | 0 | 0 | 0 | 0 | 0 | 0 | 0 | 0 | 0 | 1 |  | 0 | 0 | 0 | 0 | 0 | 0 | 0 | 0 | 0 | 0 | 0 | 0 | 0 | 0 | 0 | 0 | 0 | 0 | 0 | 0 | 0 | 0 | 0 | 0 | 0 | 0 | 0 | 0 | 0 | 0 | 1 | 0 | 1 | 0 | 1 | 0 | -435.4 | -306.9 | -142.3574 | Chowchilla-Le grand 115kV Line | Chowchilla-Le grand 115kV Line | Chowchilla-Le grand 115kV Line |  | 0 | 0 | 0 | 0 | 0 | 0 | 58.6 | 603.945 | 403.6426 | Tranquility-Helm 230kV Line | Tranquility-Helm 230kV Line | Chowchilla-Le grand 115kV Line |  | 5 | 1 | YES | 2 | 5 | 1 | YES | 2
SCE Northern | Wakefield | 66 | 0 | 0 | 1 | 0 | 1 | 0 | 0 | 0 | 0 | 0 | 0 | 0 | 0 | 0 | 0 | 0 | 0 | 0 | 0 | 0 | 0 | 0 | 0 | 0 | 1 | 0 | 0 | 0 | 0 | 0 | 0 | 0 | 0 | 0 | 0 | 0 | 0 | 0 | 0 | 0 | 0 | 0 | 0 | 0 | 0 | 0 | 0 | 0 | 0 | 0 | 0 | 0 | 0 | 0 | 0 | 0 | 0 | 0 | 0 | 0 | 0 | 0 | 0 | 0 | 0 | 0 | 0 | 0 | 0 | 0 | 0 | 0 | 0 | 0 | 0 | 0 | 0 | 0 | 0 | 0 | 0 | 0 | 0 | 0 | 0 | 0 | 0 | 0 | 0 | 0 | 0 | 0 | 0 | 0 | 0 | 0 | 0 | 0 |  | 0 | 0 | 0 | 0 | 0 | 0 | 0 | 0 | 0 | 0 | 0 | 15 | 0 | 0 | 1 | 0 | 0 | 0 | 0 | 0 | 0 | 0 | 0 | 0 | 0 | 0 | 30 | 0 | 0 | 1 | 1 | 0 | 0 | 0 | 0 | 0 | -1982.555 | 646.5 | 3256 | Lugo - Victorville area constraint | Moorpark-Pardee Constraint | Moorpark-Pardee Constraint |  | 0 | 0 | 0 | 0 | 0 | 0 | 339 | 646.5 | 3256 | Moorpark-Pardee Constraint | Moorpark-Pardee Constraint | Moorpark-Pardee Constraint |  | 5 | 1 | YES | 2 | 1 | 1 | NO | 1
SCE Metro | Walnut | 230 | 0 | 0 | 0 | 0 | 0 | 0 | 0 | 0 | 0 | 1 | 0 | 0 | 0 | 0 | 0 | 0 | 0 | 0 | 0 | 0 | 0 | 0 | 0 | 0 | 0 | 0 | 0 | 0 | 0 | 0 | 0 | 0 | 0 | 0 | 0 | 0 | 0 | 0 | 0 | 0 | 0 | 0 | 0 | 0 | 0 | 0 | 0 | 0 | 0 | 0 | 0 | 0 | 0 | 0 | 0 | 0 | 0 | 0 | 0 | 0 | 0 | 0 | 0 | 0 | 0 | 0 | 0 | 0 | 0 | 0 | 0 | 0 | 0 | 0 | 0 | 0 | 0 | 0 | 0 | 0 | 0 | 0 | 0 | 0 | 0 | 0 | 0 | 0 | 0 | 0 | 0 | 0 | 0 | 0 | 0 | 0 | 0 | 0 |  | 0 | 0 | 0 | 0 | 0 | 0 | 0 | 0 | 0 | 0 | 0 | 0 | 0 | 0 | 0 | 0 | 0 | 0 | 0 | 0 | 0 | 0 | 0 | 0 | 0 | 0 | 400 | 50 | 0 | 1 | 0 | 0 | 0 | 0 | 0 | 0 | 9484.6 | 11247.7 | 14307.5055 | SCE Metro Area Default Constraint | SCE Metro Area Default Constraint | SCE Metro Area Default Constraint |  | 0 | 0 | 0 | 0 | 0 | 0 | 9484.6 | 11247.7 | 14307.5055 | SCE Metro Area Default Constraint | SCE Metro Area Default Constraint | SCE Metro Area Default Constraint |  | 1 | 1 | NO | 1 | 1 | 1 | NO | 1
SCE Northern | Warne | 230 | 0 | 0 | 1 | 0 | 0 | 0 | 1 | 0 | 0 | 0 | 0 | 0 | 0 | 0 | 0 | 0 | 0 | 0 | 0 | 0 | 0 | 0 | 0 | 0 | 1 | 0 | 0 | 0 | 0 | 0 | 0 | 0 | 0 | 0 | 0 | 0 | 0 | 0 | 0 | 0 | 0 | 0 | 0 | 0 | 0 | 0 | 0 | 0 | 0 | 0 | 0 | 0 | 0 | 0 | 0 | 0 | 0 | 0 | 0 | 0 | 0 | 0 | 0 | 0 | 0 | 0 | 0 | 0 | 0 | 0 | 0 | 0 | 0 | 0 | 0 | 0 | 0 | 0 | 0 | 0 | 0 | 0 | 0 | 0 | 0 | 0 | 0 | 0 | 0 | 0 | 0 | 0 | 0 | 0 | 0 | 0 | 0 | 0 |  | 0 | 0 | 0 | 0 | 0 | 0 | 0 | 0 | 0 | 0 | 0 | 0 | 0 | 0 | 0 | 0 | 0 | 0 | 0 | 0 | 0 | 0 | 0 | 0 | 0 | 0 | 0 | 0 | 0 | 0 | 1 | 0 | 0 | 0 | 0 | 0 | -1982.555 | 86 | 1910.79 | Lugo - Victorville area constraint | South of Magunden Constraint | South of Magunden Constraint |  | 0 | 0 | 0 | 0 | 0 | 0 | 69.65 | 86 | 1910.79 | South of Magunden Constraint | South of Magunden Constraint | South of Magunden Constraint |  | 5 | 1 | YES | 2 | 1 | 1 | NO | 1
PG&E GBA | Warnerville | 230 | 0 | 0 | 0 | 0 | 0 | 0 | 0 | 0 | 0 | 0 | 0 | 0 | 0 | 0 | 0 | 0 | 0 | 0 | 0 | 0 | 0 | 0 | 0 | 0 | 0 | 0 | 0 | 0 | 0 | 0 | 0 | 0 | 0 | 0 | 0 | 0 | 0 | 0 | 0 | 0 | 0 | 0 | 0 | 0 | 0 | 1 | 0 | 0 | 0 | 0 | 0 | 0 | 0 | 0 | 0 | 0 | 0 | 0 | 0 | 1 | 1 | 0 | 0 | 0 | 0 | 0 | 0 | 0 | 0 | 0 | 0 | 0 | 0 | 0 | 0 | 0 | 0 | 0 | 1 | 1 | 0 | 1 | 1 | 0 | 1 | 0 | 0 | 1 | 1 | 1 | 0 | 0 | 1 | 0 | 0 | 0 | 0 | 1 |  | 0 | 0 | 0 | 0 | 0 | 0 | 0 | 0 | 0 | 0 | 0 | 0 | 0 | 0 | 0 | 0 | 0 | 0 | 0 | 0 | 0 | 0 | 0 | 0 | 0 | 0 | 0 | 0 | 0 | 0 | 3 | 0 | 2 | 0 | 1 | 0 | -1364.3 | -946.4 | -40.3424 | Borden-Storey #1 230kV line | Borden-Storey #1 230kV line | Borden-Storey #1 230kV line |  | 0 | 3 | 0 | 0 | 0 | 0 | -984.3465 | 300.6 | 44.9626 | Tesla-Bellota 230 kV line | Borden-Storey #1 230kV line | Oro Loma-El Nido 115kV Line |  | 5 | 4 | YES | 4 | 5 | 1 | YES | 2
PG&E FRESNO | Waukena | 115 | 0 | 0 | 0 | 0 | 0 | 0 | 0 | 0 | 0 | 0 | 0 | 0 | 0 | 0 | 0 | 0 | 0 | 0 | 0 | 0 | 0 | 0 | 0 | 0 | 0 | 0 | 0 | 0 | 0 | 0 | 0 | 0 | 0 | 0 | 0 | 0 | 0 | 0 | 0 | 0 | 0 | 0 | 0 | 0 | 0 | 0 | 0 | 0 | 0 | 0 | 0 | 0 | 0 | 0 | 0 | 0 | 0 | 0 | 0 | 0 | 0 | 0 | 0 | 0 | 0 | 0 | 0 | 0 | 1 | 0 | 0 | 0 | 0 | 0 | 0 | 0 | 0 | 0 | 0 | 1 | 0 | 1 | 0 | 1 | 0 | 1 | 0 | 0 | 0 | 0 | 0 | 0 | 0 | 0 | 0 | 0 | 0 | 1 |  | 0 | 0 | 0 | 0 | 0 | 0 | 0 | 0 | 0 | 0 | 0 | 0 | 0 | 0 | 0 | 0 | 0 | 0 | 0 | 0 | 0 | 0 | 0 | 0 | 0 | 0 | 0 | 0 | 0 | 0 | 1 | 0 | 1 | 0 | 1 | 0 | -435.4 | -306.9 | -142.3574 | Chowchilla-Le grand 115kV Line | Chowchilla-Le grand 115kV Line | Chowchilla-Le grand 115kV Line |  | 0 | 0 | 0 | 0 | 0 | 0 | 58.6 | 603.945 | 403.6426 | Tranquility-Helm 230kV Line | Tranquility-Helm 230kV Line | Chowchilla-Le grand 115kV Line |  | 5 | 1 | YES | 2 | 5 | 1 | YES | 2
PG&E GBA | Weber | 230 | 0 | 0 | 0 | 0 | 0 | 0 | 0 | 0 | 0 | 0 | 0 | 0 | 0 | 0 | 0 | 0 | 0 | 0 | 0 | 0 | 0 | 0 | 0 | 0 | 0 | 0 | 0 | 0 | 0 | 0 | 0 | 0 | 0 | 0 | 0 | 0 | 0 | 0 | 0 | 0 | 0 | 0 | 0 | 0 | 0 | 1 | 0 | 0 | 0 | 0 | 0 | 0 | 0 | 0 | 0 | 0 | 0 | 0 | 0 | 1 | 1 | 0 | 0 | 0 | 0 | 0 | 0 | 0 | 0 | 0 | 0 | 0 | 0 | 0 | 0 | 0 | 0 | 0 | 0 | 0 | 0 | 0 | 0 | 0 | 0 | 0 | 0 | 0 | 0 | 0 | 0 | 0 | 0 | 0 | 0 | 0 | 0 | 0 |  | 0 | 0 | 0 | 0 | 0 | 0 | 0 | 0 | 0 | 0 | 0 | 0 | 0 | 0 | 0 | 0 | 0 | 0 | 0 | 0 | 0 | 0 | 0 | 0 | 0 | 0 | 0 | 0 | 0 | 0 | 2 | 0 | 1 | 0 | 0 | 0 | -1284.3465 | -127.6091 | 2364.9322 | Tesla-Bellota 230 kV line | Bellota-Weber 230kV line | Bellota-Weber 230kV line |  | 0 | 2 | 0 | 0 | 0 | 0 | -984.3465 | 332.3909 | 2364.9322 | Tesla-Bellota 230 kV line | Bellota-Weber 230kV line | Bellota-Weber 230kV line |  | 5 | 4 | YES | 4 | 1 | 1 | NO | 1
PG&E GBA | Weber | 60 | 0 | 0 | 0 | 0 | 0 | 0 | 0 | 0 | 0 | 0 | 0 | 0 | 0 | 0 | 0 | 0 | 0 | 0 | 0 | 0 | 0 | 0 | 0 | 0 | 0 | 0 | 0 | 0 | 0 | 0 | 0 | 0 | 0 | 0 | 0 | 0 | 0 | 0 | 0 | 0 | 0 | 0 | 0 | 0 | 0 | 1 | 0 | 0 | 0 | 0 | 0 | 0 | 0 | 0 | 0 | 0 | 0 | 0 | 0 | 1 | 1 | 0 | 0 | 0 | 0 | 0 | 0 | 0 | 0 | 0 | 0 | 0 | 0 | 0 | 0 | 0 | 0 | 0 | 0 | 0 | 0 | 0 | 0 | 0 | 0 | 0 | 0 | 0 | 0 | 0 | 0 | 0 | 0 | 0 | 0 | 0 | 0 | 0 |  | 0 | 0 | 0 | 0 | 0 | 0 | 0 | 0 | 0 | 0 | 0 | 0 | 0 | 0 | 0 | 0 | 0 | 0 | 0 | 0 | 0 | 0 | 0 | 4 | 0 | 0 | 20 | 0 | 0 | 1 | 2 | 0 | 1 | 0 | 0 | 0 | -1284.3465 | -127.6091 | 2364.9322 | Tesla-Bellota 230 kV line | Bellota-Weber 230kV line | Bellota-Weber 230kV line |  | 0 | 2 | 0 | 0 | 0 | 0 | -984.3465 | 332.3909 | 2364.9322 | Tesla-Bellota 230 kV line | Bellota-Weber 230kV line | Bellota-Weber 230kV line |  | 5 | 4 | YES | 4 | 1 | 1 | NO | 1
PG&E FRESNO | West Fresno | 115 | 0 | 0 | 0 | 0 | 0 | 0 | 0 | 0 | 0 | 0 | 0 | 0 | 0 | 0 | 0 | 0 | 0 | 0 | 0 | 0 | 0 | 0 | 0 | 0 | 0 | 0 | 0 | 0 | 0 | 0 | 0 | 0 | 0 | 0 | 0 | 0 | 0 | 0 | 0 | 0 | 0 | 0 | 0 | 0 | 0 | 1 | 0 | 0 | 0 | 0 | 0 | 0 | 0 | 0 | 0 | 0 | 0 | 0 | 0 | 0 | 0 | 0 | 0 | 0 | 0 | 0 | 0 | 0 | 0 | 0 | 0 | 0 | 0 | 0 | 0 | 0 | 0 | 0 | 1 | 1 | 0 | 1 | 0 | 0 | 0 | 1 | 0 | 0 | 0 | 1 | 0 | 0 | 0 | 0 | 0 | 0 | 0 | 1 |  | 0 | 0 | 0 | 0 | 0 | 0 | 0 | 0 | 0 | 0 | 0 | 0 | 0 | 0 | 0 | 0 | 0 | 0 | 0 | 0 | 0 | 0 | 0 | 0 | 0 | 0 | 0 | 0 | 0 | 0 | 2 | 0 | 2 | 0 | 1 | 0 | -1364.3 | -946.4 | -40.3424 | Borden-Storey #1 230kV line | Borden-Storey #1 230kV line | Borden-Storey #1 230kV line |  | 0 | 2 | 0 | 0 | 0 | 0 | -239.0315 | 300.6 | 63.9052 | Bellota-Weber 230kV line | Borden-Storey #1 230kV line | Gates 500/230kV TB #12 |  | 5 | 4 | YES | 4 | 5 | 1 | YES | 2
PG&E FRESNO | Westley | 230 | 0 | 0 | 0 | 0 | 0 | 0 | 0 | 0 | 0 | 0 | 0 | 0 | 0 | 0 | 0 | 0 | 0 | 0 | 0 | 0 | 0 | 0 | 0 | 0 | 0 | 0 | 0 | 0 | 0 | 0 | 0 | 0 | 0 | 0 | 0 | 0 | 0 | 0 | 0 | 0 | 0 | 0 | 0 | 0 | 0 | 0 | 0 | 0 | 0 | 0 | 0 | 0 | 0 | 0 | 0 | 0 | 0 | 0 | 0 | 0 | 0 | 0 | 0 | 0 | 0 | 0 | 0 | 0 | 0 | 0 | 0 | 0 | 0 | 0 | 0 | 0 | 0 | 0 | 0 | 0 | 0 | 0 | 0 | 0 | 0 | 1 | 0 | 0 | 0 | 0 | 0 | 0 | 0 | 0 | 0 | 0 | 0 | 1 |  | 0 | 0 | 0 | 0 | 0 | 0 | 0 | 0 | 0 | 0 | 0 | 0 | 0 | 0 | 0 | 0 | 0 | 0 | 0 | 0 | 0 | 0 | 0 | 0 | 0 | 0 | 0 | 0 | 0 | 0 | 0 | 0 | 0 | 0 | 0 | 0 | 3020.262 | 3598.796 | 4982.0821 | Los Banos 500/230kV TB | Los Banos 500/230kV TB | Los Banos 500/230kV TB |  | 0 | 0 | 0 | 0 | 0 | 0 | 3020.262 | 3598.796 | 4982.0821 | Los Banos 500/230kV TB | Los Banos 500/230kV TB | Los Banos 500/230kV TB |  | 1 | 1 | NO | 1 | 1 | 1 | NO | 1
PG&E KERN | Westpark | 115 | 0 | 0 | 0 | 0 | 0 | 0 | 0 | 0 | 0 | 0 | 0 | 0 | 0 | 0 | 0 | 0 | 0 | 0 | 0 | 0 | 0 | 0 | 0 | 0 | 0 | 0 | 0 | 0 | 0 | 0 | 0 | 0 | 0 | 0 | 0 | 0 | 0 | 0 | 0 | 0 | 0 | 0 | 0 | 0 | 0 | 0 | 0 | 0 | 0 | 0 | 0 | 0 | 0 | 0 | 0 | 0 | 0 | 0 | 0 | 0 | 0 | 0 | 0 | 0 | 0 | 0 | 0 | 1 | 1 | 0 | 0 | 0 | 0 | 0 | 0 | 0 | 0 | 0 | 0 | 1 | 0 | 0 | 0 | 0 | 0 | 0 | 0 | 0 | 0 | 0 | 0 | 0 | 0 | 0 | 0 | 0 | 0 | 0 |  | 0 | 0 | 0 | 0 | 0 | 0 | 0 | 0 | 0 | 0 | 0 | 0 | 0 | 0 | 0 | 0 | 0 | 0 | 0 | 0 | 0 | 0 | 0 | 0 | 0 | 0 | 0 | 0 | 0 | 0 | 0 | 0 | 0 | 0 | 0 | 0 | 35.715 | 4.0117 | 3.675 | Cal Flat-Gates 230 kV line | Cal Flat-Gates 230 kV line | Cal Flat-Gates 230 kV line |  | 0 | 0 | 0 | 0 | 0 | 0 | 35.715 | 4.0117 | 3.675 | Cal Flat-Gates 230 kV line | Cal Flat-Gates 230 kV line | Cal Flat-Gates 230 kV line |  | 1 | 1 | NO | 1 | 1 | 1 | NO | 1
PG&E KERN | Wheeler Ridge | 230 | 0 | 0 | 0 | 0 | 0 | 0 | 0 | 0 | 0 | 0 | 0 | 0 | 0 | 0 | 0 | 0 | 0 | 0 | 0 | 0 | 0 | 0 | 0 | 0 | 0 | 0 | 0 | 0 | 0 | 0 | 0 | 0 | 0 | 0 | 0 | 0 | 0 | 0 | 0 | 0 | 0 | 0 | 0 | 0 | 0 | 0 | 0 | 0 | 0 | 0 | 0 | 0 | 0 | 0 | 0 | 0 | 0 | 0 | 0 | 0 | 0 | 0 | 0 | 0 | 0 | 0 | 0 | 0 | 0 | 0 | 0 | 0 | 0 | 0 | 0 | 0 | 1 | 0 | 1 | 1 | 0 | 0 | 0 | 0 | 0 | 0 | 0 | 0 | 0 | 0 | 0 | 0 | 0 | 0 | 1 | 0 | 0 | 0 |  | 0 | 0 | 0 | 0 | 0 | 0 | 0 | 0 | 0 | 0 | 0 | 0 | 0 | 0 | 0 | 0 | 0 | 0 | 0 | 0 | 0 | 0 | 0 | 0 | 200 | 300 | 0 | 100 | 0 | 1 | 1 | 0 | 0 | 0 | 0 | 1 | -1872.365 | 129.25 | -2894.0969 | Mustang-Henrietta 230 kV line | Midway-Buena Vista Jct 230kV Line | Mustang-Henrietta 230 kV line |  | 0 | 0 | 0 | 0 | 0 | 1 | 168.5 | 129.25 | -415.0969 | Midway-Buena Vista Jct 230kV Line | Midway-Buena Vista Jct 230kV Line | Mustang-Henrietta 230 kV line |  | 5 | 1 | YES | 2 | 4 | 4 | NO | 4
PG&E KERN | Wheeler Ridge | 115 | 0 | 0 | 0 | 0 | 0 | 0 | 0 | 0 | 0 | 0 | 0 | 0 | 0 | 0 | 0 | 0 | 0 | 0 | 0 | 0 | 0 | 0 | 0 | 0 | 0 | 0 | 0 | 0 | 0 | 0 | 0 | 0 | 0 | 0 | 0 | 0 | 0 | 0 | 0 | 0 | 0 | 0 | 0 | 0 | 0 | 0 | 0 | 0 | 0 | 0 | 0 | 0 | 0 | 0 | 0 | 0 | 0 | 0 | 0 | 0 | 0 | 0 | 0 | 0 | 0 | 0 | 0 | 1 | 1 | 0 | 0 | 0 | 0 | 0 | 0 | 0 | 0 | 0 | 0 | 1 | 0 | 0 | 0 | 0 | 0 | 0 | 0 | 0 | 0 | 0 | 0 | 0 | 0 | 0 | 0 | 0 | 0 | 0 |  | 0 | 0 | 0 | 0 | 0 | 0 | 0 | 0 | 0 | 0 | 0 | 0 | 0 | 0 | 0 | 0 | 0 | 0 | 0 | 0 | 0 | 0 | 0 | 0 | 0 | 0 | 0 | 0 | 0 | 0 | 0 | 0 | 0 | 0 | 0 | 0 | 35.715 | 4.0117 | 3.675 | Cal Flat-Gates 230 kV line | Cal Flat-Gates 230 kV line | Cal Flat-Gates 230 kV line |  | 0 | 0 | 0 | 0 | 0 | 0 | 35.715 | 4.0117 | 3.675 | Cal Flat-Gates 230 kV line | Cal Flat-Gates 230 kV line | Cal Flat-Gates 230 kV line |  | 1 | 1 | NO | 1 | 1 | 1 | NO | 1
PG&E KERN | Wheeler Ridge | 70 | 0 | 0 | 0 | 0 | 0 | 0 | 0 | 0 | 0 | 0 | 0 | 0 | 0 | 0 | 0 | 0 | 0 | 0 | 0 | 0 | 0 | 0 | 0 | 0 | 0 | 0 | 0 | 0 | 0 | 0 | 0 | 0 | 0 | 0 | 0 | 0 | 0 | 0 | 0 | 0 | 0 | 0 | 0 | 0 | 0 | 0 | 0 | 0 | 0 | 0 | 0 | 0 | 0 | 0 | 0 | 0 | 0 | 0 | 0 | 0 | 0 | 0 | 0 | 0 | 0 | 0 | 0 | 0 | 0 | 0 | 0 | 0 | 0 | 0 | 0 | 0 | 1 | 0 | 1 | 1 | 0 | 0 | 0 | 0 | 0 | 0 | 0 | 0 | 0 | 0 | 0 | 0 | 0 | 0 | 1 | 0 | 0 | 0 |  | 0 | 0 | 0 | 0 | 0 | 0 | 0 | 0 | 0 | 100 | 0 | 0 | 0 | 0 | 1 | 0 | 0 | 0 | 0 | 0 | 0 | 0 | 0 | 0 | 100 | 0 | 92 | 0 | 0 | 1 | 1 | 0 | 0 | 0 | 0 | 1 | -1872.365 | 129.25 | -2894.0969 | Mustang-Henrietta 230 kV line | Midway-Buena Vista Jct 230kV Line | Mustang-Henrietta 230 kV line |  | 0 | 0 | 0 | 0 | 0 | 1 | 168.5 | 129.25 | -415.0969 | Midway-Buena Vista Jct 230kV Line | Midway-Buena Vista Jct 230kV Line | Mustang-Henrietta 230 kV line |  | 5 | 1 | YES | 2 | 4 | 4 | NO | 4
SCE Northern | Whirlwind | 230 | 1 | 1 | 0 | 0 | 0 | 0 | 0 | 0 | 0 | 0 | 0 | 0 | 0 | 0 | 0 | 0 | 0 | 0 | 0 | 0 | 0 | 0 | 0 | 0 | 0 | 0 | 0 | 0 | 0 | 0 | 0 | 0 | 0 | 0 | 0 | 0 | 0 | 0 | 0 | 0 | 0 | 0 | 0 | 0 | 0 | 0 | 0 | 0 | 0 | 0 | 0 | 0 | 0 | 0 | 0 | 0 | 0 | 0 | 0 | 0 | 0 | 0 | 0 | 0 | 0 | 0 | 0 | 0 | 0 | 0 | 0 | 0 | 0 | 0 | 0 | 0 | 0 | 0 | 0 | 0 | 0 | 0 | 0 | 0 | 0 | 0 | 0 | 0 | 0 | 0 | 0 | 0 | 0 | 0 | 0 | 0 | 0 | 0 |  | 0 | 0 | 0 | 0 | 0 | 0 | 0 | 0 | 0 | -174 | 0 | 0 | 69 | 0 | 1 | 0 | 0 | 300 | 0 | 0 | 0 | 0 | 0 | 0 | 144 | 588 | 837 | 673 | 900 | 1 | 0 | 0 | 0 | 0 | 0 | 0 | 1227.175 | 2359.04 | 9335.93 | Antelope-Vincent Constraint | Antelope-Vincent Constraint | Antelope-Vincent Constraint |  | 0 | 0 | 0 | 0 | 0 | 0 | 1227.175 | 2359.04 | 9335.93 | Antelope-Vincent Constraint | Antelope-Vincent Constraint | Antelope-Vincent Constraint |  | 1 | 1 | NO | 1 | 1 | 1 | NO | 1
SCE Northern | Whirlwind | 500 | 1 | 1 | 0 | 0 | 0 | 0 | 0 | 0 | 0 | 0 | 0 | 0 | 0 | 0 | 0 | 0 | 0 | 0 | 0 | 0 | 0 | 0 | 0 | 0 | 0 | 0 | 0 | 0 | 0 | 0 | 0 | 0 | 0 | 0 | 0 | 0 | 0 | 0 | 0 | 0 | 0 | 0 | 0 | 0 | 0 | 0 | 0 | 0 | 0 | 0 | 0 | 0 | 0 | 0 | 0 | 0 | 0 | 0 | 0 | 0 | 0 | 0 | 0 | 0 | 0 | 0 | 0 | 0 | 0 | 0 | 0 | 0 | 0 | 0 | 0 | 0 | 0 | 0 | 0 | 0 | 0 | 0 | 0 | 0 | 0 | 0 | 0 | 0 | 0 | 0 | 0 | 0 | 0 | 0 | 0 | 0 | 0 | 0 |  | 0 | 0 | 0 | 0 | 0 | 0 | 0 | 0 | 0 | 0 | 0 | 0 | 0 | 0 | 0 | 0 | 0 | 0 | 0 | 0 | 0 | 0 | 0 | 0 | 0 | 0 | 0 | 0 | 0 | 0 | 0 | 0 | 0 | 0 | 0 | 0 | 1227.175 | 2359.04 | 9335.93 | Antelope-Vincent Constraint | Antelope-Vincent Constraint | Antelope-Vincent Constraint |  | 0 | 0 | 0 | 0 | 0 | 0 | 1227.175 | 2359.04 | 9335.93 | Antelope-Vincent Constraint | Antelope-Vincent Constraint | Antelope-Vincent Constraint |  | 1 | 1 | NO | 1 | 1 | 1 | NO | 1
PG&E GBA | Whisman | 115 | 0 | 0 | 0 | 0 | 0 | 0 | 0 | 0 | 0 | 0 | 0 | 0 | 0 | 0 | 0 | 0 | 0 | 0 | 0 | 0 | 0 | 0 | 0 | 0 | 0 | 0 | 0 | 0 | 0 | 0 | 0 | 0 | 0 | 0 | 0 | 0 | 0 | 0 | 0 | 0 | 0 | 0 | 0 | 0 | 0 | 0 | 0 | 0 | 0 | 0 | 0 | 0 | 1 | 0 | 0 | 1 | 0 | 0 | 0 | 0 | 0 | 0 | 0 | 0 | 0 | 0 | 0 | 0 | 0 | 0 | 0 | 0 | 0 | 0 | 0 | 0 | 0 | 0 | 0 | 0 | 0 | 0 | 0 | 0 | 0 | 0 | 0 | 0 | 0 | 0 | 0 | 0 | 0 | 0 | 0 | 0 | 1 | 1 |  | 0 | 0 | 0 | 0 | 0 | 0 | 0 | 0 | 0 | 0 | 0 | 0 | 0 | 0 | 0 | 0 | 0 | 0 | 0 | 0 | 0 | 0 | 0 | 0 | 0 | 0 | 0 | 0 | 0 | 0 | 1 | 0 | 0 | 0 | 0 | 0 | -52.9465 | 1178.51 | 5644.828 | Tesla-Tracy-Pump 230 kV line #2 | NEW-Metcalf-Mosslanding 500kV | Sobrante-Moraga 230 kV line |  | 0 | 0 | 0 | 0 | 0 | 0 | 936.65 | 1178.51 | 5644.828 | NEW-Metcalf-Mosslanding 500kV | NEW-Metcalf-Mosslanding 500kV | Sobrante-Moraga 230 kV line |  | 5 | 1 | YES | 2 | 1 | 1 | NO | 1
SCE Eastern | Wildlife | 230 | 0 | 0 | 0 | 0 | 0 | 0 | 0 | 0 | 0 | 0 | 0 | 0 | 0 | 0 | 0 | 0 | 0 | 0 | 0 | 1 | 0 | 1 | 0 | 0 | 0 | 0 | 0 | 0 | 0 | 0 | 0 | 0 | 0 | 0 | 0 | 0 | 0 | 0 | 0 | 0 | 0 | 0 | 0 | 0 | 0 | 0 | 0 | 0 | 0 | 0 | 0 | 0 | 0 | 0 | 0 | 0 | 0 | 0 | 0 | 0 | 0 | 0 | 0 | 0 | 0 | 0 | 0 | 0 | 0 | 0 | 0 | 0 | 0 | 0 | 0 | 0 | 0 | 0 | 0 | 0 | 0 | 0 | 0 | 0 | 0 | 0 | 0 | 0 | 0 | 0 | 0 | 0 | 0 | 0 | 0 | 0 | 0 | 1 |  | 0 | 0 | 0 | 0 | 0 | 0 | 0 | 0 | 0 | 0 | 0 | 0 | 0 | 0 | 0 | 0 | 0 | 0 | 0 | 0 | 0 | 0 | 0 | 0 | 0 | 0 | 0 | 0 | 0 | 0 | 0 | 0 | 0 | 0 | 0 | 0 | 148.072 | 2439.375 | 8942.875 | Serrano-Alberhill-Valley Constraint | Etiwanda-Rancho Vista Constraint | Etiwanda-Rancho Vista Constraint |  | 0 | 0 | 0 | 0 | 0 | 0 | 148.072 | 2439.375 | 8942.875 | Serrano-Alberhill-Valley Constraint | Etiwanda-Rancho Vista Constraint | Etiwanda-Rancho Vista Constraint |  | 1 | 1 | NO | 1 | 1 | 1 | NO | 1
PG&E FRESNO | Wilson | 115 | 0 | 0 | 0 | 0 | 0 | 0 | 0 | 0 | 0 | 0 | 0 | 0 | 0 | 0 | 0 | 0 | 0 | 0 | 0 | 0 | 0 | 0 | 0 | 0 | 0 | 0 | 0 | 0 | 0 | 0 | 0 | 0 | 0 | 0 | 0 | 0 | 0 | 0 | 0 | 0 | 0 | 0 | 0 | 0 | 0 | 1 | 0 | 0 | 0 | 0 | 0 | 0 | 0 | 0 | 0 | 0 | 0 | 0 | 0 | 1 | 0 | 0 | 0 | 0 | 0 | 0 | 0 | 0 | 0 | 0 | 0 | 0 | 0 | 0 | 0 | 0 | 0 | 0 | 1 | 1 | 0 | 1 | 1 | 0 | 1 | 1 | 0 | 1 | 1 | 1 | 0 | 0 | 1 | 0 | 0 | 0 | 0 | 2 |  | 0 | 0 | 0 | 0 | 0 | 0 | 0 | 0 | 0 | 0 | 0 | 0 | 0 | 0 | 0 | 0 | 0 | 0 | 0 | 0 | 0 | 0 | 0 | 0 | 0 | 0 | 0 | 25 | 0 | 1 | 3 | 0 | 2 | 0 | 1 | 0 | -1364.3 | -946.4 | -40.3424 | Borden-Storey #1 230kV line | Borden-Storey #1 230kV line | Borden-Storey #1 230kV line |  | 0 | 3 | 0 | 0 | 0 | 0 | -984.3465 | 300.6 | 44.9626 | Tesla-Bellota 230 kV line | Borden-Storey #1 230kV line | Oro Loma-El Nido 115kV Line |  | 5 | 4 | YES | 4 | 5 | 1 | YES | 2
PG&E FRESNO | Wilson | 230 | 0 | 0 | 0 | 0 | 0 | 0 | 0 | 0 | 0 | 0 | 0 | 0 | 0 | 0 | 0 | 0 | 0 | 0 | 0 | 0 | 0 | 0 | 0 | 0 | 0 | 0 | 0 | 0 | 0 | 0 | 0 | 0 | 0 | 0 | 0 | 0 | 0 | 0 | 0 | 0 | 0 | 0 | 0 | 0 | 0 | 1 | 0 | 0 | 0 | 0 | 0 | 0 | 0 | 0 | 0 | 0 | 0 | 0 | 0 | 1 | 0 | 0 | 0 | 0 | 0 | 0 | 0 | 0 | 0 | 0 | 0 | 0 | 0 | 0 | 0 | 0 | 0 | 0 | 1 | 1 | 0 | 1 | 1 | 1 | 1 | 1 | 0 | 1 | 1 | 1 | 0 | 0 | 1 | 0 | 1 | 0 | 0 | 2 |  | 0 | 0 | 0 | 0 | 0 | 0 | 0 | 0 | 0 | 0 | 0 | 0 | 0 | 0 | 0 | 0 | 0 | 150 | 50 | 0 | 0 | 0 | 0 | 0 | 0 | 0 | 0 | 0 | 0 | 1 | 5 | 0 | 3 | 0 | 2 | 1 | -1872.365 | -946.4 | -2894.0969 | Mustang-Henrietta 230 kV line | Borden-Storey #1 230kV line | Mustang-Henrietta 230 kV line |  | 0 | 3 | 0 | 0 | 0 | 1 | -984.3465 | 300.6 | -415.0969 | Tesla-Bellota 230 kV line | Borden-Storey #1 230kV line | Mustang-Henrietta 230 kV line |  | 5 | 4 | YES | 4 | 5 | 4 | YES | 4
SCE Northern | Windhub | 230 | 1 | 1 | 0 | 1 | 0 | 0 | 0 | 0 | 0 | 0 | 0 | 0 | 0 | 0 | 0 | 0 | 0 | 0 | 0 | 0 | 0 | 0 | 0 | 0 | 0 | 0 | 0 | 0 | 0 | 0 | 0 | 0 | 0 | 0 | 0 | 0 | 0 | 0 | 0 | 0 | 0 | 0 | 0 | 0 | 0 | 0 | 0 | 0 | 0 | 0 | 0 | 0 | 0 | 0 | 0 | 0 | 0 | 0 | 0 | 0 | 0 | 0 | 0 | 0 | 0 | 0 | 0 | 0 | 0 | 0 | 0 | 0 | 0 | 0 | 0 | 0 | 0 | 0 | 0 | 0 | 0 | 0 | 0 | 0 | 0 | 0 | 0 | 0 | 0 | 0 | 0 | 0 | 0 | 0 | 0 | 0 | 0 | 0 |  | 0 | 0 | 0 | 0 | 0 | 0 | 0 | 0 | 0 | 0 | 0 | 0 | 0 | 0 | 0 | 0 | 0 | 174 | 0 | 0 | 0 | 0 | 0 | 0 | 130 | 1220 | 1000 | 20 | 0 | 1 | 0 | 0 | 0 | 0 | 0 | 0 | 1120.375 | 1031.12 | 1732.795 | Windhub Constraint | Windhub Constraint | Windhub Constraint |  | 0 | 0 | 0 | 0 | 0 | 0 | 1120.375 | 1031.12 | 1732.795 | Windhub Constraint | Windhub Constraint | Windhub Constraint |  | 1 | 1 | NO | 1 | 1 | 1 | NO | 1
SCE Northern | Windhub | 500 | 1 | 1 | 0 | 1 | 0 | 0 | 0 | 0 | 0 | 0 | 0 | 0 | 0 | 0 | 0 | 0 | 0 | 0 | 0 | 0 | 0 | 0 | 0 | 0 | 0 | 0 | 0 | 0 | 0 | 0 | 0 | 0 | 0 | 0 | 0 | 0 | 0 | 0 | 0 | 0 | 0 | 0 | 0 | 0 | 0 | 0 | 0 | 0 | 0 | 0 | 0 | 0 | 0 | 0 | 0 | 0 | 0 | 0 | 0 | 0 | 0 | 0 | 0 | 0 | 0 | 0 | 0 | 0 | 0 | 0 | 0 | 0 | 0 | 0 | 0 | 0 | 0 | 0 | 0 | 0 | 0 | 0 | 0 | 0 | 0 | 0 | 0 | 0 | 0 | 0 | 0 | 0 | 0 | 0 | 0 | 0 | 0 | 0 |  | 0 | 0 | 0 | 0 | 0 | 0 | 0 | 0 | 0 | 0 | 0 | 0 | 0 | 0 | 0 | 0 | 0 | 0 | 0 | 0 | 0 | 0 | 0 | 0 | 878.5 | 200 | 15 | 30 | 0 | 1 | 0 | 0 | 0 | 0 | 0 | 0 | 1120.375 | 1031.12 | 1732.795 | Windhub Constraint | Windhub Constraint | Windhub Constraint |  | 0 | 0 | 0 | 0 | 0 | 0 | 1120.375 | 1031.12 | 1732.795 | Windhub Constraint | Windhub Constraint | Windhub Constraint |  | 1 | 1 | NO | 1 | 1 | 1 | NO | 1
PG&E GBA | Windmaster | 230 | 0 | 0 | 0 | 0 | 0 | 0 | 0 | 0 | 0 | 0 | 0 | 0 | 0 | 0 | 0 | 0 | 0 | 0 | 0 | 0 | 0 | 0 | 0 | 0 | 0 | 0 | 0 | 0 | 0 | 0 | 0 | 0 | 0 | 0 | 0 | 0 | 0 | 0 | 0 | 1 | 0 | 0 | 0 | 0 | 0 | 0 | 0 | 0 | 0 | 0 | 0 | 0 | 0 | 1 | 0 | 1 | 0 | 0 | 0 | 0 | 0 | 0 | 0 | 0 | 0 | 1 | 0 | 0 | 0 | 0 | 0 | 0 | 0 | 0 | 0 | 0 | 0 | 0 | 0 | 0 | 0 | 0 | 0 | 0 | 0 | 0 | 0 | 0 | 0 | 0 | 0 | 0 | 0 | 0 | 0 | 0 | 0 | 0 |  | 0 | 0 | 0 | 0 | 0 | 0 | 0 | 0 | 0 | 0 | 0 | 0 | 0 | 0 | 0 | 0 | 0 | 0 | 0 | 0 | 0 | 0 | 0 | 0 | 0 | 0 | 0 | 0 | 0 | 0 | 3 | 0 | 2 | 0 | 0 | 0 | -3003.69 | -386.164 | 4503.8695 | Collinsville-Tesla 500 kV Line | Windmaster-Delta pumps 230 kV line | Windmaster-Delta pumps 230 kV line |  | 0 | 0 | 0 | 0 | 0 | 0 | 3468.0535 | 5647.836 | 4503.8695 | Tesla-Tracy-Pump 230 kV line #2 | Windmaster-Delta pumps 230 kV line | Windmaster-Delta pumps 230 kV line |  | 5 | 1 | YES | 2 | 1 | 1 | NO | 1
PG&E NGBA | Windsor | 60 | 0 | 0 | 0 | 0 | 0 | 0 | 0 | 0 | 0 | 0 | 0 | 0 | 0 | 0 | 0 | 0 | 0 | 0 | 0 | 0 | 0 | 0 | 0 | 0 | 0 | 0 | 0 | 0 | 0 | 0 | 0 | 0 | 0 | 0 | 0 | 0 | 0 | 0 | 0 | 1 | 0 | 0 | 0 | 0 | 0 | 0 | 0 | 0 | 0 | 0 | 0 | 0 | 1 | 0 | 0 | 0 | 0 | 0 | 0 | 0 | 0 | 0 | 0 | 0 | 0 | 0 | 1 | 0 | 0 | 0 | 0 | 0 | 0 | 0 | 0 | 0 | 0 | 0 | 0 | 0 | 0 | 0 | 0 | 0 | 0 | 0 | 0 | 0 | 0 | 0 | 0 | 0 | 0 | 0 | 0 | 0 | 0 | 1 |  | 0 | 0 | 0 | 0 | 0 | 0 | 0 | 0 | 0 | 0 | 0 | 0 | 0 | 0 | 0 | 0 | 0 | 0 | 0 | 0 | 0 | 0 | 0 | 0 | 0 | 0 | 0 | 0 | 0 | 0 | 2 | 0 | 2 | 0 | 0 | 0 | -3003.69 | -263.757 | 745.85 | Collinsville-Tesla 500 kV Line | Collinsville-Tesla 500 kV Line | Birds Landing-Contra Costa 230kV Line |  | 0 | 0 | 0 | 0 | 0 | 0 | 1259.89 | 1593.344 | 745.85 | Birds Landing-Contra Costa 230kV Line | Birds Landing-Contra Costa 230kV Line | Birds Landing-Contra Costa 230kV Line |  | 5 | 1 | YES | 2 | 1 | 1 | NO | 1
PG&E NGBA | Woodland | 115 | 0 | 0 | 0 | 0 | 0 | 0 | 0 | 0 | 0 | 0 | 0 | 0 | 0 | 0 | 0 | 0 | 0 | 0 | 0 | 0 | 0 | 0 | 0 | 0 | 0 | 0 | 0 | 0 | 0 | 0 | 0 | 0 | 0 | 0 | 0 | 0 | 0 | 0 | 0 | 1 | 1 | 0 | 1 | 0 | 1 | 1 | 0 | 1 | 0 | 0 | 0 | 0 | 0 | 0 | 0 | 0 | 0 | 0 | 0 | 1 | 1 | 0 | 0 | 0 | 0 | 0 | 0 | 0 | 0 | 0 | 0 | 0 | 0 | 0 | 0 | 0 | 0 | 0 | 0 | 0 | 0 | 0 | 0 | 0 | 0 | 0 | 0 | 0 | 0 | 0 | 0 | 0 | 0 | 0 | 0 | 0 | 0 | 0 |  | 0 | 0 | 0 | 0 | 0 | 0 | 0 | 0 | 0 | 0 | 0 | 0 | 0 | 0 | 0 | 0 | 0 | 0 | 0 | 0 | 0 | 0 | 0 | 0 | 0 | 12 | 0 | 0 | 0 | 1 | 3 | 0 | 2 | 0 | 0 | 0 | -3003.69 | -263.757 | 32.84 | Collinsville-Tesla 500 kV Line | Collinsville-Tesla 500 kV Line | Woodland- Davis 115kV line |  | 0 | 2 | 0 | 0 | 0 | 0 | -984.3465 | 31.5 | 32.84 | Tesla-Bellota 230 kV line | Rocklin-Pleaseant grove 115kV line | Woodland- Davis 115kV line |  | 5 | 4 | YES | 4 | 1 | 1 | NO | 1
PG&E FRESNO | Woodward | 115 | 0 | 0 | 0 | 0 | 0 | 0 | 0 | 0 | 0 | 0 | 0 | 0 | 0 | 0 | 0 | 0 | 0 | 0 | 0 | 0 | 0 | 0 | 0 | 0 | 0 | 0 | 0 | 0 | 0 | 0 | 0 | 0 | 0 | 0 | 0 | 0 | 0 | 0 | 0 | 0 | 0 | 0 | 0 | 0 | 0 | 0 | 0 | 0 | 0 | 0 | 0 | 0 | 0 | 0 | 0 | 0 | 0 | 0 | 0 | 0 | 0 | 0 | 0 | 0 | 0 | 0 | 0 | 0 | 0 | 0 | 0 | 0 | 0 | 0 | 0 | 0 | 0 | 0 | 0 | 1 | 0 | 1 | 1 | 1 | 0 | 1 | 0 | 1 | 0 | 0 | 0 | 0 | 1 | 0 | 0 | 0 | 0 | 1 |  | 0 | 0 | 0 | 0 | 0 | 0 | 0 | 0 | 0 | 0 | 0 | 0 | 0 | 0 | 0 | 0 | 0 | 0 | 0 | 0 | 0 | 0 | 0 | 0 | 0 | 0 | 0 | 0 | 0 | 0 | 1 | 0 | 1 | 0 | 1 | 0 | -435.4 | -306.9 | -142.3574 | Chowchilla-Le grand 115kV Line | Chowchilla-Le grand 115kV Line | Chowchilla-Le grand 115kV Line |  | 0 | 0 | 0 | 0 | 0 | 0 | 58.6 | 355.1 | 44.9626 | Tranquility-Helm 230kV Line | Oro Loma-El Nido 115kV Line | Oro Loma-El Nido 115kV Line |  | 5 | 1 | YES | 2 | 5 | 1 | YES | 2
PG&E NGBA | Wyandotte | 115 | 0 | 0 | 0 | 0 | 0 | 0 | 0 | 0 | 0 | 0 | 0 | 0 | 0 | 0 | 0 | 0 | 0 | 0 | 0 | 0 | 0 | 0 | 0 | 0 | 0 | 0 | 0 | 0 | 0 | 0 | 0 | 0 | 0 | 0 | 0 | 0 | 0 | 0 | 0 | 1 | 0 | 0 | 0 | 0 | 1 | 1 | 1 | 1 | 0 | 0 | 0 | 0 | 0 | 0 | 0 | 0 | 0 | 0 | 0 | 1 | 1 | 0 | 0 | 0 | 0 | 0 | 0 | 0 | 0 | 0 | 0 | 0 | 0 | 0 | 0 | 0 | 0 | 0 | 0 | 0 | 0 | 0 | 0 | 0 | 0 | 0 | 0 | 0 | 0 | 0 | 0 | 0 | 0 | 0 | 0 | 0 | 0 | 0 |  | 0 | 0 | 0 | 0 | 0 | 0 | 0 | 0 | 0 | 0 | 0 | 0 | 0 | 0 | 0 | 0 | 10 | 0 | 0 | 0 | 0 | 0 | 0 | 3.6 | 0 | 0 | 0 | 0 | 0 | 1 | 3 | 0 | 2 | 0 | 0 | 0 | -3003.69 | -263.757 | 81.4956 | Collinsville-Tesla 500 kV Line | Collinsville-Tesla 500 kV Line | Rocklin-Pleaseant grove 115kV line |  | 0 | 2 | 0 | 0 | 0 | 0 | -984.3465 | 31.5 | 81.4956 | Tesla-Bellota 230 kV line | Rocklin-Pleaseant grove 115kV line | Rocklin-Pleaseant grove 115kV line |  | 5 | 4 | YES | 4 | 1 | 1 | NO | 1

## Tx_Calculator_2040
|  | CAISO Study Area | SCE Northern Area | [7 empty] | SCE Metro Area |  | SCE North of Lugo Area |  |  |  |  | SCE Eastern Area | [6 empty] | East of Pisgah Area |  |  | SDG&E Study Area | [13 empty] | PG&E North of Greater Bay Area | [9 empty] | PG&E Greater Bay Area | [17 empty] | PG&E Kern Area | [9 empty] | PG&E Fresno Area
White Paper Constraint Info |  | White Paper Name | Antelope-Vincent Constraint | Vincent-Lugo Constraint | Pardee-Sylmar Constraint | Windhub Constraint | Moorpark-Pardee Constraint | North of Magunden Constraint | South of Magunden Constraint | Antelope-Neenach Constraint | Hinson - Del Amo Constraint | SCE Metro Area Default Constraint | Control to Inyokern area constraint | South of Kramer Area Constraint | Victor to Lugo Area Constraint | Lugo Transformer Area Constraint | Calcite to Lugo Area Constraint | Colorado River 500/230 kV Constraint | DCRT Constraint | Devers-Red Bluff Constraint | Eagle Mountain Constraint | Etiwanda-Rancho Vista Constraint | Red Bluff 500/230 kV Constraint | Serrano-Alberhill-Valley Constraint | GLW 230kV area constraint | Sloan Canyon - Eldorado 500 kV constraint | Lugo - Victorville area constraint | Capistrano-San Onofre 230 kV constraint | Chicarita 138 kV constraint | El Cajon 69 kV constraint | Internal San Diego Area constraint | Miguel 69 kV constraint | Encina - San Luis Rey 230 kV constraint | East of Miguel constraint | San Luis Rey-San Onofre 230 kV line constraint | Ocean Ranch 69 kV constraint | Otay Mesa 230 kV constraint | Silvergate - Bay Blvd 230 kV constraint | Silvergate-Old Town 230 kV constraint | Talega 230 kV constraint | Trabuco-Capistrano 138 kV constraint | Collinsville-Tesla 500 kV Line | Woodland- Davis 115kV line | Cortina-Eagle Rock 115 kV line | Bell-Placer 115kV Line | Carberry-Round Mountain 230kV Line | Rocklin-Pleaseant grove 115kV line | Bellota-Weber 230kV line | Rio Oso-Brighton 230kV line | Rio Oso-Lockeford 230kV line | Humboldt Offshore Wind constraint | Dumbarton-Newark 115 kV line | Eastshore-San Mateo 230 kV line | Lakeville-Ignacio 230 kV line | Sobrante-Moraga 230 kV line | Windmaster-Delta pumps 230 kV line | Contra Costa- Windmaster 230 kV line | Tesla-Tracy-Pump 230 kV line #2 | Contra Costa #1 115kV Line | Kasson Jct-Heinz 115 kV line | Newark-Newark Distribution 115 kV line | Tesla-Bellota 230 kV line | Eight Mile-Tesla 230 kV line | Grant - Eastshore #2 line 115 kV | Salado-Crow Creek Sw Sta 60 kV line | Tesla-Salado 115 kV line | Morganhill-Metcalf 115kV Line | Tesla-Tracy Pump 230 kV Line #1 | Birds Landing-Contra Costa 230kV Line | Cal Flat-Gates 230 kV line | Gates-Arco 230 kV Line | Smyrna-Atwell Jct 115kV Line | Kern 230/115kV TB #4 | Maricopa-Copus 70 kV line | Midway-Taft 115 kV line | Kern-Tevis-Stockdale-Lamont 115kV line | Midway 230/115kV TB #3 | Semitropic-Midway 115kV Line | Midway-Buena Vista Jct 230kV Line | Manning 500kV | Gates 500/230kV TB #12 | Gates 500/230kV TB #11 | Gates 230/70kV TB #5 | Tranquility-Helm 230kV Line | Dairyland-Chowchilla 115kV Line | Chowchilla-Le grand 115kV Line | NEW- Melones-Cottle 230kV line | Los Banos 500/230kV TB | Schindler 115/70kV TB #1 | Panoche- Mendota 115 kV line | Panoche-Oro Loma 115kV Line | Borden-Storey #1 230kV line | Merced 115/70kV TB#2 | Helm 230/70kV TB #1 | Oro Loma-El Nido 115kV Line | Diablo-Gates 500 kV line | Mustang-Henrietta 230 kV line | Gates-Panoche 230 kV #1 and #2 Lines | NEW-Metcalf-Mosslanding 500kV
|  | PTO area | SCE | SCE | SCE | SCE | SCE | SCE | SCE | SCE | SCE | SCE | SCE | SCE | SCE | SCE | SCE | SCE | SCE | SCE | SCE | SCE | SCE | SCE | VEA | VEA | SCE | SDGE | SDGE | SDGE | SDGE | SDGE | SDGE | SDGE | SDGE | SDGE | SDGE | SDGE | SDGE | SDGE | SDGE | PGE | PGE | PGE | PGE | PGE | PGE | PGE | PGE | PGE | PGE | PGE | PGE | PGE | PGE | PGE | PGE | PGE | PGE | PGE | PGE | PGE | PGE | PGE | PGE | PGE | PGE | PGE | PGE | PGE | PGE | PGE | PGE | PGE | PGE | PGE | PGE | PGE | PGE | PGE | PGE | PGE | PGE | PGE | PGE | PGE | PGE | PGE | PGE | PGE | PGE | PGE | PGE | PGE | PGE | PGE | PGE | PGE | PGE
|  | Wind/Solar Designation Area | Solar | Solar | Solar | Solar | Solar | Solar | Solar | Solar | Solar | Solar | Solar | Solar | Solar | Solar | Solar | Solar | Solar | Solar | Solar | Solar | Solar | Solar | Solar | Solar | Solar | Solar | Solar | Solar | Solar | Solar | Solar | Solar | Solar | Solar | Solar | Solar | Solar | Solar | Solar | Wind | Wind | Wind | Wind | Wind | Wind | Wind | Wind | Wind | Wind | Wind | Wind | Wind | Wind | Wind | Wind | Wind | Wind | Wind | Wind | Wind | Wind | Wind | Wind | Wind | Wind | Wind | Wind | Solar | Solar | Solar | Solar | Solar | Solar | Solar | Solar | Solar | Solar | Solar | Solar | Solar | Solar | Solar | Solar | Solar | Solar | Solar | Solar | Solar | Solar | Solar | Solar | Solar | Solar | Solar | Solar | Solar | Solar
White Paper Constraint Initial Capacity |  | FCDS | 6149.12 | 6733.24 | 3530 | 2400 | 954 | 876 | 977 | 0 | 2700 | 13500 | 0 | 256 | 1034 | 1328 | 297 | 1160 | 2300 | 6133 | 0 | 4824 | 1450 | 6651 | 3372 | 4032 | 10105 | 1324 | 224 | 406 | 602 | 231 | 1832.4 | 1035 | 1677.4 | 204 | 1175 | 2169.2 | 682.4 | 1028 | 501 | 3379 | 90.45 | 971 | 347 | 15 | 50 | 1661 | 423 | 1042 | 0 | 1290 | 2146 | 2257 | 3140 | 546 | 1233 | 4574 | 32 | 298 | 8054 | 3154 | 926 | 962.9 | 102.97 | 178.92 | 382 | 9287 | 656 | 927 | 1562 | 231 | 1912 | 94.45 | 17.78 | 184.8 | 1592 | 240 | 471 | 2280 | 5406 | 5336.9 | 300.67 | 2921 | 1110.5 | 0 | 687 | 6411 | 0 | 1985 | 1782 | 412 | 122 | 38 | 528 | 5161 | 5581 | 4562 | 1666
|  | FCDS Limit Type | Actual | Actual | Actual | Actual | Actual | Actual | Actual | Actual | Actual | Default | Actual | Default | Default | Default | Actual | Actual | Actual | Default | Actual | Actual | Actual | Default | Actual | Actual | Actual | Actual | Actual | Actual | Actual | Actual | Actual | Actual | Actual | Actual | Actual | Actual | Actual | Actual | Actual | Actual | Actual | Actual | Actual | Actual | Actual | Actual | Actual | Actual | Actual | Actual | Actual | Actual | Actual | Actual | Actual | Actual | Actual | Actual | Actual | Actual | Actual | Actual | Actual | Actual | Actual | Actual | Actual | Actual | Actual | Actual | Actual | Actual | Actual | Actual | Actual | Actual | Actual | Default | Actual | Actual | Actual | Actual | Actual | Actual | Actual | Actual | Actual | Actual | Actual | Actual | Actual | Actual | Actual | Actual | Actual | Actual | Default
|  | EODS | 8920.36 | 8496.34 | 6426 | 2614.3 | 2641 | 1527 | 2138 | 0 | 2700 | 13500 | 120 | 1190 | 1878 | 2427 | 552 | 2202 | 2300 | 7328 | 392 | 7313 | 1603 | 10182 | 3642 | 4302 | 12605 | 1324 | 224 | 406 | 602 | 231 | 5579 | 1377 | 5624 | 204 | 1175 | 2169.2 | 2369 | 1028 | 501 | 7706 | 81 | 1422 | 379 | 15 | 96 | 2539 | 463 | 975 | 0 | 3728 | 4811 | 768 | 5136 | 3673 | 3667 | 10136 | 77 | 495 | 7290 | 4254 | 3909 | 1220 | 102.97 | 180 | 273 | 9538 | 1176 | 1005 | 1226 | 144 | 1928 | 58 | 270 | 109 | 1377 | 255 | 471 | 2280 | 3581 | 5027 | 272 | 2777 | 1066 | 158 | 945 | 7216 | 50 | 1216 | 1903 | 780 | 156 | 128 | 308 | 5581 | 5617 | 4589 | 6083
|  | EODS Limit Type | Default | Default | Default | Default | Default | Default | Actual | Actual | Default | Default | Default | Default | Default | Default | Default | Actual | Default | Default | Default | Default | Actual | Default | Actual | Actual | Default | Default | Default | Default | Actual | Default | Actual | Actual | Actual | Default | Default | Actual | Default | Default | Default | Default | Default | Default | Default | Default | Default | Default | Default | Default | Actual | Default | Default | Default | Default | Default | Default | Default | Default | Default | Default | Default | Default | Default | Default | Default | Default | Default | Default | Actual | Actual | Actual | Default | Actual | Default | Actual | Actual | Actual | Default | Default | Actual | Actual | Actual | Actual | Actual | Actual | Actual | Actual | Actual | Actual | Default | Actual | Actual | Actual | Actual | Actual | Default | Default | Actual
White Paper Transmission Upgrade Info |  | FCDS AMOUNT | 1500 | 2000 | 1800 | 2500 | 900 | 500 | 2000 | 2000 | 800 | N/A | 186 | 200 | N/A | N/A | 1046 | 1370 | 3000 | 532 | 600 | 3350 | 1200 | 1522 | N/A | N/A | 6800 | 920 | 700 | 547 | 9999 | 431 | 2047.6 | 2823 | 2208.6 | 692 | 2189 | 548 | 1686.8 | 2201 | 556 | 8645 | 109 | 50 | 480 | 26 | 707 | 460 | 574 | 485 | 2000 | N/A | N/A | N/A | N/A | 6034 | 5601 | 3521 | 131 | 1255 | 831 | 300 | 163 | 290 | 74 | 70 | 712 | 4344 | 1766 | 1418 | 16891 | 687 | 179 | 206 | 9 | 367 | 784 | 637 | 234 | N/A | 14825 | 10038 | 47 | 2274 | 1211 | 1211 | N/A | N/A | 3160 | 2019 | 588 | 1247 | 358 | 60 | 3192 | 4125 | 2479 | 8379 | N/A
|  | Est. Cost (millions): | 13.2 | 85.9 | 660 | 612 | 600 | 1253 | 4358 | 100 | 28 | - | 329 | N/A | N/A | N/A | 239 | 67 | 463 | N/A | 1182 | 89 | 69 | N/A | N/A | N/A | 2165 | 58.1 | 100 | 14.7 | N/A | 671.054 | N/A | N/A | N/A | 28.3 | 79.91 | N/A | N/A | 210.6 | 103.366 | 2851.848 | 9.329 | 50 | 185 | 180 | 125 | 400 | 0 | 0 | N/A | N/A | 0 | 0 | 0 | 417.332 | 0 | 0 | 185 | 1700 | 0 | 0 | 0 | 125 | 400 | 0 | 380 | 25 | 700 | 1008.032 | 940 | 220 | 30 | 620 | 0 | 120 | 150 | 760 | 100 | N/A | 35 | 0 | 110 | 1500 | 250 | 550 | N/A | N/A | 370 | 0 | 0 | 50 | 125 | 135 | 330 | 830 | 0 | 214 | 200
|  | Est. In Service Date: | 2028 | 2030 | 2035 | 2035 | 2035 | 2035 | 2035 | 2028 | 2028 | 0 | 2035 | 2033 | 0 | 0 | 2035 | 2030 | 2032 | 2034 | 2036 | 2029 | 2030 | 2034 | 0 | 0 | 2036 | 2031 | 2030 | 2030 | 2032 | 2030 | 2034 | 2034 | 2034 | 2030 | 2031 | 2034 | 2034 | 2031 | 2030 | 2038 | 2031 | 2031 | 2036 | 2033 | 2033 | 2036 | 2036 | 2036 | 2034 | 2028 | 2028 | 2028 | 2028 | 2033 | 2033 | 2033 | 2036 | 2044 | 2044 | 2044 | 2044 | 2033 | 2038 | 2038 | 2038 | 2031 | 2038 | 2034 | 2038 | 2034 | 2031 | 2037 | 2037 | 2033 | 2034 | 2038 | 2032 | 0 | 2030 | 2030 | 2034 | 2041 | 2036 | 2041 | 2028 | 2028 | 2036 | 2036 | 2033 | 2033 | 2038 | 2033 | 2036 | 2034 | 2034 | 2033 | 0
|  | EODS AMOUNT | N/A | N/A | N/A | N/A | N/A | N/A | 2000 | 15 | N/A | N/A | N/A | N/A | N/A | N/A | N/A | 1299 | N/A | 532 | N/A | N/A | 1200 | 1522 | N/A | N/A | 6800 | N/A | N/A | N/A | 9999 | N/A | 2048 | 4680 | 2209 | N/A | N/A | 2724.8 | N/A | N/A | N/A | N/A | N/A | N/A | N/A | 25 | N/A | N/A | N/A | N/A | 2000 | N/A | N/A | N/A | N/A | N/A | N/A | N/A | N/A | N/A | N/A | N/A | N/A | N/A | N/A | N/A | N/A | N/A | N/A | 230 | 962 | 632 | N/A | 67.7 | N/A | 106.58 | 1477 | 475 | N/A | N/A | 6843 | 6343 | 390 | 607 | 122 | 546 | N/A | N/A | 87 | 302 | N/A | 2047 | 291 | 226 | 65 | 4125 | 2479 | N/A | N/A
|  | Est. Cost (millions): | N/A | N/A | N/A | N/A | N/A | N/A | 66 | 45 | N/A | N/A | N/A | N/A | N/A | N/A | N/A | 67 | N/A | N/A | N/A | N/A | 69 | N/A | N/A | N/A | 2165 | N/A | N/A | N/A | N/A | N/A | N/A | N/A | N/A | N/A | N/A | N/A | N/A | N/A | N/A | N/A | N/A | N/A | N/A | 180 | N/A | N/A | N/A | N/A | N/A | N/A | N/A | N/A | N/A | N/A | N/A | N/A | N/A | N/A | N/A | N/A | N/A | N/A | N/A | N/A | N/A | N/A | N/A | 1008.032 | 940 | 220 | N/A | 620 | 0 | 120 | 150 | 760 | 100 | N/A | 35 | 0 | 110 | 1500 | 250 | 550 | N/A | N/A | 370 | 0 | N/A | N/A | 125 | 135 | 330 | 830 | 0 | N/A | N/A
|  | Est. In Service Date: | 0 | 0 | 0 | 0 | 0 | 0 | 2035 | 2029 | 0 | 0 | 0 | 2033 | 0 | 0 | 0 | 2029 | 0 | 2034 | 0 | 0 | 0 | 2034 | 0 | 0 | 2036 | 0 | 0 | 0 | 2032 | 0 | 2034 | 2034 | 2034 | 0 | 0 | 2034 | 0 | 0 | 0 | 0 | 0 | 0 | 0 | 2033 | 0 | 0 | 0 | 0 | 2034 | 0 | 0 | 0 | 0 | 0 | 0 | 0 | 0 | 0 | 0 | 0 | 0 | 0 | 0 | 0 | 0 | 0 | 0 | 2034 | 2038 | 2034 | 0 | 2037 | 2037 | 2033 | 2034 | 2038 | 2032 | 0 | 2030 | 2030 | 2034 | 2041 | 2036 | 2041 | 2028 | 2028 | 2036 | 2036 | 0 | 2033 | 2038 | 2033 | 2036 | 2034 | 2034 | 0 | 0
|  | Upgrades are same | None | None | None | None | None | None | No | No | None | None | None | Yes | None | None | None | Yes | None | Yes | None | None | Yes | Yes | Yes | Yes | Yes | None | None | None | Yes | None | Yes | Yes | YES | None | None | Yes | None | None | None | None | None | None | None | Yes | None | None | None | None | Yes | None | None | None | None | None | None | None | None | None | None | None | None | None | None | None | None | None | None | Yes | Yes | Yes | None | Yes | Yes | Yes | Yes | Yes | Yes | None | Yes | Yes | Yes | Yes | Yes | Yes | Yes | Yes | Yes | Yes | None | Yes | Yes | Yes | Yes | Yes | Yes | None | No
|  | Upgrade approved | No | No | No | No | No | No | No | No | No | No | No | Yes | Yes | Yes | No | No | No | Yes | No | No | No | Yes | Yes | Yes | No | No | No | No | Yes | No | Yes | Yes | Yes | No | No | Yes | Yes | No | No | No | No | No | No | No | No | No | No | No | Yes | Yes | Yes | Yes | Yes | No | No | No | No | No | No | No | No | No | No | No | No | No | No | No | No | No | No | No | No | No | No | No | No | No | No | No | No | No | No | No | Yes | Yes | No | No | No | No | No | No | No | No | No | No | No
Tx Calculations for Mapped Portfolio Resources
FCDS | Mapped MWs
|  | Geothermal | 0 | 0 | 0 | 0 | 0 | 0 | 0 | 0 | 0 | 422 | 13 | 13 | 13 | 13 | 0 | 0 | 0 | 0 | 586.5 | 586.5 | 0 | 586.5 | 450 | 723.3 | 723.3 | 0 | 0 | 0 | 165 | 0 | 165 | 165 | 165 | 0 | 0 | 165 | 165 | 0 | 0 | 405.5 | 40 | 165.5 | 40 | 0 | 0 | 40 | 40 | 40 | 0 | 0 | 0 | 0 | 165.5 | 55.5 | 165.5 | 165.5 | 0 | 0 | 55.5 | 95.5 | 40 | 0 | 0 | 0 | 0 | 55.5 | 165.5 | 0 | 0 | 0 | 0 | 0 | 0 | 0 | 0 | 0 | 0 | 0 | 0 | 0 | 0 | 0 | 0 | 0 | 0 | 0 | 0 | 0 | 0 | 0 | 0 | 0 | 0 | 0 | 0 | 0 | 0
|  | Biomass | 0 | 0 | 0 | 0 | 0 | 0 | 0 | 0 | 0 | 0 | 0 | 1.5 | 4.2 | 4.2 | 0 | 0 | 0 | 0 | 0 | 5.25 | 0 | 5.25 | 0 | 0 | 0 | 0 | 0 | 0 | 0 | 0 | 0 | 0 | 0 | 0 | 0 | 0 | 0 | 0 | 0 | 112.13 | 0 | 18.7 | 10 | 17.48 | 18.5 | 44.3 | 18.5 | 28.5 | 0 | 0.5 | 0 | 0 | 20.95 | 1.15 | 19.85 | 33.75 | 0 | 3.8 | 0.5 | 54.45 | 34.3 | 0.5 | 0 | 0 | 4.35 | 2.15 | 27.5 | 18.3 | 17 | 0 | 5 | 0 | 0 | 5 | 1.3 | 3 | 0 | 0 | 16.288 | 29.888 | 0 | 7.9 | 6.4 | 5.9 | 4 | 28.888 | 0 | 6.4 | 2.5 | 6 | 4 | 0 | 6.4 | 0 | 7.3 | 14 | 4.35
|  | Wind | 674 | 474 | 0 | 174 | 0 | 0 | 0 | 0 | 0 | 0 | 0 | 180 | 180 | 330 | 150 | 0 | 0 | 0 | 0 | 287.5 | 0 | 287.5 | 300 | 560 | 1044.9 | 0 | 0 | 0 | 900 | 0 | 1260 | 1200 | 1260 | 0 | 0 | 1260 | 960 | 0 | 0 | 1816.2 | 0 | 98 | 0 | 200 | 0 | 150 | 0 | 0 | 0 | 0 | 0 | 0 | 98 | 415.6 | 332.8 | 924.6 | 0 | 0 | 634.8 | 890.8 | 0 | 0 | 0 | 0 | 6 | 720.6 | 332.8 | 113.07 | 0 | 0 | 0 | 0 | 0 | 0 | 0 | 0 | 0 | 0 | 609.97 | 609.97 | 0 | 150 | 150 | 150 | 150 | 496.9 | 0 | 150 | 150 | 150 | 0 | 0 | 150 | 0 | 263.07 | 113.07 | 106
|  | OOS Wind | 0 | 0 | 0 | 0 | 0 | 0 | 0 | 0 | 0 | 1750 | 0 | 0 | 0 | 0 | 0 | 0 | 0 | 3028.4 | 0 | 0 | 0 | 3028.4 | 0 | 1111 | 7034.4 | 0 | 0 | 0 | 0 | 0 | 0 | 0 | 0 | 0 | 0 | 0 | 0 | 0 | 0 | 0 | 0 | 0 | 0 | 0 | 0 | 0 | 0 | 0 | 0 | 0 | 0 | 0 | 0 | 0 | 0 | 1707 | 0 | 0 | 1707 | 1707 | 0 | 0 | 0 | 0 | 0 | 1707 | 0 | 0 | 0 | 0 | 0 | 0 | 0 | 0 | 0 | 0 | 0 | 0 | 0 | 0 | 0 | 0 | 0 | 0 | 0 | 0 | 0 | 0 | 0 | 0 | 0 | 0 | 0 | 0 | 0 | 0 | 0
|  | Offshore Wind | 0 | 0 | 0 | 0 | 0 | 0 | 0 | 0 | 0 | 0 | 0 | 0 | 0 | 0 | 0 | 0 | 0 | 0 | 0 | 0 | 0 | 0 | 0 | 0 | 0 | 0 | 0 | 0 | 0 | 0 | 0 | 0 | 0 | 0 | 0 | 0 | 0 | 0 | 0 | 2680 | 0 | 0 | 0 | 0 | 0 | 0 | 0 | 0 | 2680 | 0 | 0 | 0 | 0 | 0 | 0 | 0 | 0 | 0 | 0 | 0 | 0 | 0 | 0 | 0 | 0 | 0 | 0 | 0 | 0 | 0 | 0 | 0 | 0 | 0 | 0 | 0 | 0 | 0 | 0 | 0 | 0 | 0 | 0 | 0 | 0 | 0 | 0 | 0 | 0 | 0 | 0 | 0 | 0 | 4875 | 4875 | 0 | 0
|  | Solar | 1872.5 | 1152.5 | 595 | 1008.5 | 0 | 595 | 595 | 0 | 0 | 10 | 0 | 250 | 450 | 650 | 200 | 500 | 650 | 1625 | 0 | 225 | 0 | 1375 | 1616 | 1616 | 3213.5 | 0 | 0 | 0 | 0 | 0 | 150 | 697.5 | 397.5 | 0 | 0 | 0 | 150 | 0 | 0 | 369.4 | 0 | 0 | 0 | 0 | 0 | 906.21 | 0 | 0 | 0 | 0 | 0 | 0 | 0 | 20 | 20 | 76.21 | 0 | 6.21 | 0 | 206.21 | 200 | 0 | 6.21 | 6.21 | 0 | 6.21 | 269.4 | 748 | 255 | 40 | 70 | 0 | 0 | 30 | 245 | 40 | 300 | 500 | 2448.2 | 2848.2 | 0 | 1403 | 50 | 150 | 150 | 1783 | 0 | 150 | 50 | 750 | 50 | 0 | 50 | 0 | 2498.2 | 553 | 200
|  | Battery_4hr | 2527 | 2251 | 1235 | 1015 | 465 | 595 | 675 | 0 | 525 | 1909.6 | 0 | 399.7 | 499.7 | 499.7 | 0 | 180 | 1549.4 | 2370.4 | 310 | 2671 | 446 | 4130.4 | 716 | 1195 | 3926.9 | 166.93 | 310 | 79.54 | 1137.35 | 71.91 | 1302.14 | 1230.5 | 1969.74 | 59.6 | 0 | 693.6 | 800.06 | 166.93 | 0 | 1138.45 | 0 | 42 | 0 | 0 | 0 | 1078.8 | 0 | 0 | 0 | 0 | 0 | 50 | 280 | 1114.7 | 503 | 1301 | 0 | 216 | 663.8 | 1028.1 | 20 | 0 | 15 | 114 | 0 | 1211.8 | 402.2 | 299.25 | 13 | 30 | 33 | 0 | 0 | 0 | 33 | 30 | 157.5 | 0 | 2033.95 | 1967.15 | 0 | 1289.05 | 0 | 32 | 0 | 1619.95 | 0 | 0 | 0 | 842.8 | 0 | 35 | 0 | 0 | 1106.05 | 456.25 | 0
|  | Battery_8hr | 928 | 1072 | 305 | 50 | 150 | 155 | 155 | 0 | 200 | 510 | 0 | 6 | 6 | 186 | 180 | 150 | 350 | 667 | 0 | 257 | 0 | 757 | 790 | 1040 | 1805 | 445 | 0 | 0 | 400 | 0 | 565 | 455 | 665 | 50 | 0 | 150 | 315 | 445 | 70 | 995.1 | 0 | 0 | 0 | 0 | 0 | 500 | 0 | 0 | 0 | 250 | 0 | 0 | 427.2 | 350 | 275 | 1404.275 | 0 | 0 | 315 | 1194.275 | 50 | 0 | 0 | 0 | 63.2 | 580 | 285.1 | 305 | 140 | 0 | 55 | 0 | 0 | 55 | 60 | 0 | 100 | 200 | 1491 | 1726 | 0 | 1040 | 205 | 160 | 235 | 986 | 0 | 245 | 205 | 600 | 30 | 0 | 205 | 0 | 1590 | 380 | 642
|  | LDES | 900 | 900 | 0 | 0 | 0 | 0 | 0 | 0 | 0 | 0 | 0 | 0 | 0 | 0 | 0 | 0 | 0 | 0 | 0 | 200 | 0 | 200 | 0 | 0 | 0 | 409.2 | 0 | 0 | 409.2 | 0 | 409.2 | 0 | 409.2 | 0 | 0 | 0 | 0 | 0 | 0 | 490 | 0 | 5 | 0 | 0 | 0 | 486 | 0 | 0 | 0 | 100 | 0 | 0 | 105 | 100 | 105 | 105 | 0 | 0 | 100 | 446 | 346 | 0 | 0 | 0 | 0 | 100 | 75 | 100 | 0 | 0 | 0 | 0 | 0 | 0 | 0 | 0 | 0 | 200 | 240 | 240 | 0 | 240 | 140 | 140 | 0 | 240 | 0 | 140 | 140 | 140 | 0 | 0 | 0 | 0 | 100 | 100 | 0
EODS | Mapped MWs
|  | Wind | 0 | 0 | 0 | 0 | 0 | 0 | 0 | 0 | 0 | 0 | 0 | 32.18 | 32.18 | 32.18 | 0 | 0 | 0 | 0 | 0 | 37 | 0 | 37 | 0 | 50 | 50 | 0 | 0 | 0 | 452.5 | 0 | 555.8 | 552.5 | 555.8 | 0 | 0 | 555.8 | 455.8 | 0 | 0 | 262.15 | 0 | 33.2 | 0 | 6 | 0 | 50 | 0 | 0 | 0 | 0 | 0 | 0 | 33.2 | 186.95 | 140.2 | 220.15 | 0 | 0 | 183.5 | 233.5 | 0 | 0 | 0 | 0 | 0 | 186.95 | 140.2 | 0 | 0 | 0 | 0 | 0 | 0 | 0 | 0 | 0 | 0 | 0 | 50 | 50 | 0 | 50 | 50 | 50 | 50 | 50 | 0 | 50 | 50 | 50 | 0 | 0 | 50 | 0 | 50 | 0 | 0
|  | OOS Wind | 0 | 0 | 0 | 0 | 0 | 0 | 0 | 0 | 0 | 0 | 0 | 0 | 0 | 0 | 0 | 0 | 0 | 0 | 0 | 0 | 0 | 0 | 0 | 0 | 0 | 0 | 0 | 0 | 0 | 0 | 0 | 0 | 0 | 0 | 0 | 0 | 0 | 0 | 0 | 0 | 0 | 0 | 0 | 0 | 0 | 0 | 0 | 0 | 0 | 0 | 0 | 0 | 0 | 0 | 0 | 0 | 0 | 0 | 0 | 0 | 0 | 0 | 0 | 0 | 0 | 0 | 0 | 0 | 0 | 0 | 0 | 0 | 0 | 0 | 0 | 0 | 0 | 0 | 0 | 0 | 0 | 0 | 0 | 0 | 0 | 0 | 0 | 0 | 0 | 0 | 0 | 0 | 0 | 0 | 0 | 0 | 0
|  | Offshore Wind | 0 | 0 | 0 | 0 | 0 | 0 | 0 | 0 | 0 | 0 | 0 | 0 | 0 | 0 | 0 | 0 | 0 | 0 | 0 | 0 | 0 | 0 | 0 | 0 | 0 | 0 | 0 | 0 | 0 | 0 | 0 | 0 | 0 | 0 | 0 | 0 | 0 | 0 | 0 | 0 | 0 | 0 | 0 | 0 | 0 | 0 | 0 | 0 | 0 | 0 | 0 | 0 | 0 | 0 | 0 | 0 | 0 | 0 | 0 | 0 | 0 | 0 | 0 | 0 | 0 | 0 | 0 | 0 | 0 | 0 | 0 | 0 | 0 | 0 | 0 | 0 | 0 | 0 | 0 | 0 | 0 | 0 | 0 | 0 | 0 | 0 | 0 | 0 | 0 | 0 | 0 | 0 | 0 | 0 | 0 | 0 | 0
|  | Distributed Solar | 25.5 | 0 | 18 | 0 | 0 | 18 | 18 | 0 | 6.96 | 12.85 | 0 | 10.3 | 24.3 | 24.3 | 0 | 0 | 0 | 0 | 0 | 0 | 0 | 0 | 0 | 0 | 0 | 10 | 0 | 4.84 | 0 | 4.84 | 14.84 | 0 | 14.84 | 0 | 0 | 0 | 4.84 | 10 | 0 | 69.429 | 0 | 4 | 1.9 | 0 | 9.33 | 81.015 | 8.5 | 11.23 | 0 | 8 | 0 | 4 | 31.2 | 26.3 | 30.3 | 49.175 | 0 | 7.075 | 10 | 47.605 | 15.23 | 8 | 0 | 2.6 | 3 | 32.575 | 29.6 | 47.98 | 29.33 | 9 | 29.65 | 2.4 | 2.4 | 5.8 | 29.4 | 22.28 | 0 | 0 | 103.3 | 95.73 | 6.15 | 61.71 | 42.21 | 39.06 | 23.56 | 75.61 | 0 | 47.21 | 19.06 | 45.56 | 7.56 | 0 | 31.06 | 0 | 60.69 | 4.5 | 3
|  | Solar | 2833 | 2788 | 760 | 1420 | 0 | 655 | 760 | 0 | 0 | 0 | 0 | 239.8 | 239.8 | 743.8 | 504 | 950 | 2875 | 4668.5 | 290 | 773.5 | 463.5 | 4598.5 | 3145 | 3145 | 7811 | 0 | 0 | 0 | 442 | 0 | 972 | 2101 | 1851 | 0 | 0 | 572 | 972 | 0 | 0 | 1055 | 12 | 0 | 12 | 0 | 12 | 2061.11 | 0 | 12 | 0 | 0 | 0 | 0 | 50 | 393 | 393 | 537.11 | 0 | 14.11 | 300 | 576.11 | 212 | 0 | 14.11 | 14.11 | 50 | 314.11 | 773 | 1300 | 405 | 0 | 173 | 0 | 0 | 170 | 183 | 0 | 370 | 1000 | 6298.7 | 6967.7 | 0 | 3724 | 400 | 500 | 500 | 4267 | 0 | 400 | 400 | 2135 | 100 | 35 | 400 | 0 | 5408.7 | 1417 | 500
| HSN Output | HSN
|  | Geothermal | 0 | 0 | 0 | 0 | 0 | 0 | 0 | 0 | 0 | 422 | 13 | 13 | 13 | 13 | 0 | 0 | 0 | 0 | 586.5 | 586.5 | 0 | 586.5 | 450 | 723.3 | 723.3 | 0 | 0 | 0 | 165 | 0 | 165 | 165 | 165 | 0 | 0 | 165 | 165 | 0 | 0 | 405.5 | 40 | 165.5 | 40 | 0 | 0 | 40 | 40 | 40 | 0 | 0 | 0 | 0 | 165.5 | 55.5 | 165.5 | 165.5 | 0 | 0 | 55.5 | 95.5 | 40 | 0 | 0 | 0 | 0 | 55.5 | 165.5 | 0 | 0 | 0 | 0 | 0 | 0 | 0 | 0 | 0 | 0 | 0 | 0 | 0 | 0 | 0 | 0 | 0 | 0 | 0 | 0 | 0 | 0 | 0 | 0 | 0 | 0 | 0 | 0 | 0 | 0
|  | Biomass | 0 | 0 | 0 | 0 | 0 | 0 | 0 | 0 | 0 | 0 | 0 | 1.5 | 4.2 | 4.2 | 0 | 0 | 0 | 0 | 0 | 5.25 | 0 | 5.25 | 0 | 0 | 0 | 0 | 0 | 0 | 0 | 0 | 0 | 0 | 0 | 0 | 0 | 0 | 0 | 0 | 0 | 112.13 | 0 | 18.7 | 10 | 17.48 | 18.5 | 44.3 | 18.5 | 28.5 | 0 | 0.5 | 0 | 0 | 20.95 | 1.15 | 19.85 | 33.75 | 0 | 3.8 | 0.5 | 54.45 | 34.3 | 0.5 | 0 | 0 | 4.35 | 2.15 | 27.5 | 18.3 | 17 | 0 | 5 | 0 | 0 | 5 | 1.3 | 3 | 0 | 0 | 16.288 | 29.888 | 0 | 7.9 | 6.4 | 5.9 | 4 | 28.888 | 0 | 6.4 | 2.5 | 6 | 4 | 0 | 6.4 | 0 | 7.3 | 14 | 4.35
|  | Wind | 323.52 | 227.52 | 0 | 83.52 | 0 | 0 | 0 | 0 | 0 | 0 | 0 | 86.4 | 86.4 | 158.4 | 72 | 0 | 0 | 0 | 0 | 138 | 0 | 138 | 144 | 268.8 | 501.552 | 0 | 0 | 0 | 315 | 0 | 441 | 420 | 441 | 0 | 0 | 441 | 336 | 0 | 0 | 908.1 | 0 | 49 | 0 | 100 | 0 | 75 | 0 | 0 | 0 | 0 | 0 | 0 | 49 | 207.8 | 166.4 | 462.3 | 0 | 0 | 317.4 | 445.4 | 0 | 0 | 0 | 0 | 3 | 360.3 | 166.4 | 56.535 | 0 | 0 | 0 | 0 | 0 | 0 | 0 | 0 | 0 | 0 | 304.985 | 304.985 | 0 | 75 | 75 | 75 | 75 | 248.45 | 0 | 75 | 75 | 75 | 0 | 0 | 75 | 0 | 131.535 | 56.535 | 53
|  | OOS Wind | 0 | 0 | 0 | 0 | 0 | 0 | 0 | 0 | 0 | 1172.5 | 0 | 0 | 0 | 0 | 0 | 0 | 0 | 2029.028 | 0 | 0 | 0 | 2029.028 | 0 | 744.37 | 4713.048 | 0 | 0 | 0 | 0 | 0 | 0 | 0 | 0 | 0 | 0 | 0 | 0 | 0 | 0 | 0 | 0 | 0 | 0 | 0 | 0 | 0 | 0 | 0 | 0 | 0 | 0 | 0 | 0 | 0 | 0 | 1143.69 | 0 | 0 | 1143.69 | 1143.69 | 0 | 0 | 0 | 0 | 0 | 1143.69 | 0 | 0 | 0 | 0 | 0 | 0 | 0 | 0 | 0 | 0 | 0 | 0 | 0 | 0 | 0 | 0 | 0 | 0 | 0 | 0 | 0 | 0 | 0 | 0 | 0 | 0 | 0 | 0 | 0 | 0 | 0
|  | Offshore Wind | 0 | 0 | 0 | 0 | 0 | 0 | 0 | 0 | 0 | 0 | 0 | 0 | 0 | 0 | 0 | 0 | 0 | 0 | 0 | 0 | 0 | 0 | 0 | 0 | 0 | 0 | 0 | 0 | 0 | 0 | 0 | 0 | 0 | 0 | 0 | 0 | 0 | 0 | 0 | 2278 | 0 | 0 | 0 | 0 | 0 | 0 | 0 | 0 | 2278 | 0 | 0 | 0 | 0 | 0 | 0 | 0 | 0 | 0 | 0 | 0 | 0 | 0 | 0 | 0 | 0 | 0 | 0 | 0 | 0 | 0 | 0 | 0 | 0 | 0 | 0 | 0 | 0 | 0 | 0 | 0 | 0 | 0 | 0 | 0 | 0 | 0 | 0 | 0 | 0 | 0 | 0 | 0 | 0 | 4143.75 | 4143.75 | 0 | 0
|  | Solar | 243.425 | 149.825 | 77.35 | 131.105 | 0 | 77.35 | 77.35 | 0 | 0 | 1.3 | 0 | 32.5 | 58.5 | 84.5 | 26 | 65 | 84.5 | 211.25 | 0 | 29.25 | 0 | 178.75 | 129.28 | 129.28 | 417.755 | 0 | 0 | 0 | 0 | 0 | 9 | 41.85 | 23.85 | 0 | 0 | 0 | 9 | 0 | 0 | 55.41 | 0 | 0 | 0 | 0 | 0 | 135.9315 | 0 | 0 | 0 | 0 | 0 | 0 | 0 | 3 | 3 | 11.4315 | 0 | 0.9315 | 0 | 30.9315 | 30 | 0 | 0.9315 | 0.9315 | 0 | 0.9315 | 40.41 | 112.2 | 38.25 | 6 | 10.5 | 0 | 0 | 4.5 | 36.75 | 6 | 45 | 75 | 367.23 | 427.23 | 0 | 210.45 | 7.5 | 22.5 | 22.5 | 267.45 | 0 | 22.5 | 7.5 | 112.5 | 7.5 | 0 | 7.5 | 0 | 374.73 | 82.95 | 30
|  | Battery_4hr | 2527 | 2251 | 1235 | 1015 | 465 | 595 | 675 | 0 | 525 | 1909.6 | 0 | 399.7 | 499.7 | 499.7 | 0 | 180 | 1549.4 | 2370.4 | 310 | 2671 | 446 | 4130.4 | 716 | 1195 | 3926.9 | 166.93 | 310 | 79.54 | 1137.35 | 71.91 | 1302.14 | 1230.5 | 1969.74 | 59.6 | 0 | 693.6 | 800.06 | 166.93 | 0 | 1138.45 | 0 | 42 | 0 | 0 | 0 | 1078.8 | 0 | 0 | 0 | 0 | 0 | 50 | 280 | 1114.7 | 503 | 1301 | 0 | 216 | 663.8 | 1028.1 | 20 | 0 | 15 | 114 | 0 | 1211.8 | 402.2 | 299.25 | 13 | 30 | 33 | 0 | 0 | 0 | 33 | 30 | 157.5 | 0 | 2033.95 | 1967.15 | 0 | 1289.05 | 0 | 32 | 0 | 1619.95 | 0 | 0 | 0 | 842.8 | 0 | 35 | 0 | 0 | 1106.05 | 456.25 | 0
|  | Battery_8hr | 928 | 1072 | 305 | 50 | 150 | 155 | 155 | 0 | 200 | 510 | 0 | 6 | 6 | 186 | 180 | 150 | 350 | 667 | 0 | 257 | 0 | 757 | 790 | 1040 | 1805 | 445 | 0 | 0 | 400 | 0 | 565 | 455 | 665 | 50 | 0 | 150 | 315 | 445 | 70 | 995.1 | 0 | 0 | 0 | 0 | 0 | 500 | 0 | 0 | 0 | 250 | 0 | 0 | 427.2 | 350 | 275 | 1404.275 | 0 | 0 | 315 | 1194.275 | 50 | 0 | 0 | 0 | 63.2 | 580 | 285.1 | 305 | 140 | 0 | 55 | 0 | 0 | 55 | 60 | 0 | 100 | 200 | 1491 | 1726 | 0 | 1040 | 205 | 160 | 235 | 986 | 0 | 245 | 205 | 600 | 30 | 0 | 205 | 0 | 1590 | 380 | 642
|  | LDES | 900 | 900 | 0 | 0 | 0 | 0 | 0 | 0 | 0 | 0 | 0 | 0 | 0 | 0 | 0 | 0 | 0 | 0 | 0 | 200 | 0 | 200 | 0 | 0 | 0 | 409.2 | 0 | 0 | 409.2 | 0 | 409.2 | 0 | 409.2 | 0 | 0 | 0 | 0 | 0 | 0 | 490 | 0 | 5 | 0 | 0 | 0 | 486 | 0 | 0 | 0 | 100 | 0 | 0 | 105 | 100 | 105 | 105 | 0 | 0 | 100 | 446 | 346 | 0 | 0 | 0 | 0 | 100 | 75 | 100 | 0 | 0 | 0 | 0 | 0 | 0 | 0 | 0 | 0 | 200 | 240 | 240 | 0 | 240 | 140 | 140 | 0 | 240 | 0 | 140 | 140 | 140 | 0 | 0 | 0 | 0 | 100 | 100 | 0
|  | Total | 4921.945 | 4600.345 | 1617.35 | 1279.625 | 615 | 827.35 | 907.35 | 0 | 725 | 4015.4 | 13 | 539.1 | 667.8 | 945.8 | 278 | 395 | 1983.9 | 5277.678 | 896.5 | 3887 | 446 | 8024.928 | 2229.28 | 4100.75 | 12087.555 | 1021.13 | 310 | 79.54 | 2426.55 | 71.91 | 2891.34 | 2312.35 | 3673.79 | 109.6 | 0 | 1449.6 | 1625.06 | 611.93 | 70 | 6382.69 | 40 | 280.2 | 50 | 117.48 | 18.5 | 2360.0315 | 58.5 | 68.5 | 2278 | 350.5 | 0 | 50 | 1047.65 | 1832.15 | 1237.75 | 4626.9465 | 0 | 220.7315 | 2595.89 | 4438.3465 | 520.3 | 0.5 | 15.9315 | 114.9315 | 70.55 | 3454.3715 | 1162.11 | 891.285 | 208.25 | 36 | 103.5 | 0 | 0 | 64.5 | 131.05 | 39 | 302.5 | 475 | 4453.453 | 4695.253 | 0 | 2862.4 | 433.9 | 435.4 | 336.5 | 3390.738 | 0 | 488.9 | 430 | 1776.3 | 41.5 | 35 | 293.9 | 4143.75 | 7453.365 | 1089.735 | 729.35
| SSN Output | SSN
|  | Geothermal | 0 | 0 | 0 | 0 | 0 | 0 | 0 | 0 | 0 | 422 | 13 | 13 | 13 | 13 | 0 | 0 | 0 | 0 | 586.5 | 586.5 | 0 | 586.5 | 450 | 723.3 | 723.3 | 0 | 0 | 0 | 165 | 0 | 165 | 165 | 165 | 0 | 0 | 165 | 165 | 0 | 0 | 405.5 | 40 | 165.5 | 40 | 0 | 0 | 40 | 40 | 40 | 0 | 0 | 0 | 0 | 165.5 | 55.5 | 165.5 | 165.5 | 0 | 0 | 55.5 | 95.5 | 40 | 0 | 0 | 0 | 0 | 55.5 | 165.5 | 0 | 0 | 0 | 0 | 0 | 0 | 0 | 0 | 0 | 0 | 0 | 0 | 0 | 0 | 0 | 0 | 0 | 0 | 0 | 0 | 0 | 0 | 0 | 0 | 0 | 0 | 0 | 0 | 0 | 0
|  | Biomass | 0 | 0 | 0 | 0 | 0 | 0 | 0 | 0 | 0 | 0 | 0 | 1.5 | 4.2 | 4.2 | 0 | 0 | 0 | 0 | 0 | 5.25 | 0 | 5.25 | 0 | 0 | 0 | 0 | 0 | 0 | 0 | 0 | 0 | 0 | 0 | 0 | 0 | 0 | 0 | 0 | 0 | 112.13 | 0 | 18.7 | 10 | 17.48 | 18.5 | 44.3 | 18.5 | 28.5 | 0 | 0.5 | 0 | 0 | 20.95 | 1.15 | 19.85 | 33.75 | 0 | 3.8 | 0.5 | 54.45 | 34.3 | 0.5 | 0 | 0 | 4.35 | 2.15 | 27.5 | 18.3 | 17 | 0 | 5 | 0 | 0 | 5 | 1.3 | 3 | 0 | 0 | 16.288 | 29.888 | 0 | 7.9 | 6.4 | 5.9 | 4 | 28.888 | 0 | 6.4 | 2.5 | 6 | 4 | 0 | 6.4 | 0 | 7.3 | 14 | 4.35
|  | Wind | 114.58 | 80.58 | 0 | 29.58 | 0 | 0 | 0 | 0 | 0 | 0 | 0 | 30.6 | 30.6 | 56.1 | 25.5 | 0 | 0 | 0 | 0 | 48.875 | 0 | 48.875 | 51 | 95.2 | 177.633 | 0 | 0 | 0 | 90 | 0 | 126 | 120 | 126 | 0 | 0 | 126 | 96 | 0 | 0 | 345.078 | 0 | 18.62 | 0 | 38 | 0 | 28.5 | 0 | 0 | 0 | 0 | 0 | 0 | 18.62 | 78.964 | 63.232 | 175.674 | 0 | 0 | 120.612 | 169.252 | 0 | 0 | 0 | 0 | 1.14 | 136.914 | 63.232 | 21.4833 | 0 | 0 | 0 | 0 | 0 | 0 | 0 | 0 | 0 | 0 | 115.8943 | 115.8943 | 0 | 28.5 | 28.5 | 28.5 | 28.5 | 94.411 | 0 | 28.5 | 28.5 | 28.5 | 0 | 0 | 28.5 | 0 | 49.9833 | 21.4833 | 20.14
|  | OOS Wind | 0 | 0 | 0 | 0 | 0 | 0 | 0 | 0 | 0 | 612.5 | 0 | 0 | 0 | 0 | 0 | 0 | 0 | 1059.94 | 0 | 0 | 0 | 1059.94 | 0 | 388.85 | 2462.04 | 0 | 0 | 0 | 0 | 0 | 0 | 0 | 0 | 0 | 0 | 0 | 0 | 0 | 0 | 0 | 0 | 0 | 0 | 0 | 0 | 0 | 0 | 0 | 0 | 0 | 0 | 0 | 0 | 0 | 0 | 597.45 | 0 | 0 | 597.45 | 597.45 | 0 | 0 | 0 | 0 | 0 | 597.45 | 0 | 0 | 0 | 0 | 0 | 0 | 0 | 0 | 0 | 0 | 0 | 0 | 0 | 0 | 0 | 0 | 0 | 0 | 0 | 0 | 0 | 0 | 0 | 0 | 0 | 0 | 0 | 0 | 0 | 0 | 0
|  | Offshore Wind | 0 | 0 | 0 | 0 | 0 | 0 | 0 | 0 | 0 | 0 | 0 | 0 | 0 | 0 | 0 | 0 | 0 | 0 | 0 | 0 | 0 | 0 | 0 | 0 | 0 | 0 | 0 | 0 | 0 | 0 | 0 | 0 | 0 | 0 | 0 | 0 | 0 | 0 | 0 | 1206 | 0 | 0 | 0 | 0 | 0 | 0 | 0 | 0 | 1206 | 0 | 0 | 0 | 0 | 0 | 0 | 0 | 0 | 0 | 0 | 0 | 0 | 0 | 0 | 0 | 0 | 0 | 0 | 0 | 0 | 0 | 0 | 0 | 0 | 0 | 0 | 0 | 0 | 0 | 0 | 0 | 0 | 0 | 0 | 0 | 0 | 0 | 0 | 0 | 0 | 0 | 0 | 0 | 0 | 2193.75 | 2193.75 | 0 | 0
|  | Solar | 1498 | 922 | 476 | 806.8 | 0 | 476 | 476 | 0 | 0 | 8 | 0 | 200 | 360 | 520 | 160 | 400 | 520 | 1300 | 0 | 180 | 0 | 1100 | 1066.56 | 1066.56 | 2570.8 | 0 | 0 | 0 | 0 | 0 | 106.5 | 495.225 | 282.225 | 0 | 0 | 0 | 106.5 | 0 | 0 | 262.274 | 0 | 0 | 0 | 0 | 0 | 643.4091 | 0 | 0 | 0 | 0 | 0 | 0 | 0 | 14.2 | 14.2 | 54.1091 | 0 | 4.4091 | 0 | 146.4091 | 142 | 0 | 4.4091 | 4.4091 | 0 | 4.4091 | 191.274 | 531.08 | 181.05 | 28.4 | 49.7 | 0 | 0 | 21.3 | 173.95 | 28.4 | 213 | 355 | 1738.222 | 2022.222 | 0 | 996.13 | 35.5 | 106.5 | 106.5 | 1265.93 | 0 | 106.5 | 35.5 | 532.5 | 35.5 | 0 | 35.5 | 0 | 1773.722 | 392.63 | 142
|  | Battery_4hr | 1263.5 | 1125.5 | 617.5 | 507.5 | 232.5 | 297.5 | 337.5 | 0 | 262.5 | 954.8 | 0 | 199.85 | 249.85 | 249.85 | 0 | 90 | 774.7 | 1185.2 | 155 | 1335.5 | 223 | 2065.2 | 358 | 597.5 | 1963.45 | 83.465 | 155 | 39.77 | 568.675 | 35.955 | 651.07 | 615.25 | 984.87 | 29.8 | 0 | 346.8 | 400.03 | 83.465 | 0 | 569.225 | 0 | 21 | 0 | 0 | 0 | 539.4 | 0 | 0 | 0 | 0 | 0 | 25 | 140 | 557.35 | 251.5 | 650.5 | 0 | 108 | 331.9 | 514.05 | 10 | 0 | 7.5 | 57 | 0 | 605.9 | 201.1 | 149.625 | 6.5 | 15 | 16.5 | 0 | 0 | 0 | 16.5 | 15 | 78.75 | 0 | 1016.975 | 983.575 | 0 | 644.525 | 0 | 16 | 0 | 809.975 | 0 | 0 | 0 | 421.4 | 0 | 17.5 | 0 | 0 | 553.025 | 228.125 | 0
|  | Battery_8hr | 464 | 536 | 152.5 | 25 | 75 | 77.5 | 77.5 | 0 | 100 | 255 | 0 | 3 | 3 | 93 | 90 | 75 | 175 | 333.5 | 0 | 128.5 | 0 | 378.5 | 395 | 520 | 902.5 | 222.5 | 0 | 0 | 200 | 0 | 282.5 | 227.5 | 332.5 | 25 | 0 | 75 | 157.5 | 222.5 | 35 | 497.55 | 0 | 0 | 0 | 0 | 0 | 250 | 0 | 0 | 0 | 125 | 0 | 0 | 213.6 | 175 | 137.5 | 702.1375 | 0 | 0 | 157.5 | 597.1375 | 25 | 0 | 0 | 0 | 31.6 | 290 | 142.55 | 152.5 | 70 | 0 | 27.5 | 0 | 0 | 27.5 | 30 | 0 | 50 | 100 | 745.5 | 863 | 0 | 520 | 102.5 | 80 | 117.5 | 493 | 0 | 122.5 | 102.5 | 300 | 15 | 0 | 102.5 | 0 | 795 | 190 | 321
|  | LDES | 450 | 450 | 0 | 0 | 0 | 0 | 0 | 0 | 0 | 0 | 0 | 0 | 0 | 0 | 0 | 0 | 0 | 0 | 0 | 100 | 0 | 100 | 0 | 0 | 0 | 204.6 | 0 | 0 | 204.6 | 0 | 204.6 | 0 | 204.6 | 0 | 0 | 0 | 0 | 0 | 0 | 245 | 0 | 2.5 | 0 | 0 | 0 | 243 | 0 | 0 | 0 | 50 | 0 | 0 | 52.5 | 50 | 52.5 | 52.5 | 0 | 0 | 50 | 223 | 173 | 0 | 0 | 0 | 0 | 50 | 37.5 | 50 | 0 | 0 | 0 | 0 | 0 | 0 | 0 | 0 | 0 | 100 | 120 | 120 | 0 | 120 | 70 | 70 | 0 | 120 | 0 | 70 | 70 | 70 | 0 | 0 | 0 | 0 | 50 | 50 | 0
|  | Total | 3790.08 | 3114.08 | 1246 | 1368.88 | 307.5 | 851 | 891 | 0 | 362.5 | 2252.3 | 13 | 447.95 | 660.65 | 936.15 | 275.5 | 565 | 1469.7 | 3878.64 | 741.5 | 2384.625 | 223 | 5344.265 | 2320.56 | 3391.41 | 8799.723 | 510.565 | 155 | 39.77 | 1228.275 | 35.955 | 1535.67 | 1622.975 | 2095.195 | 54.8 | 0 | 712.8 | 925.03 | 305.965 | 35 | 3642.757 | 40 | 226.32 | 50 | 55.48 | 18.5 | 1788.6091 | 58.5 | 68.5 | 1206 | 175.5 | 0 | 25 | 611.17 | 932.164 | 704.282 | 2431.6206 | 0 | 116.2091 | 1313.462 | 2397.2486 | 424.3 | 0.5 | 11.9091 | 61.4091 | 37.09 | 1742.3231 | 828.656 | 922.9883 | 274.55 | 43.4 | 98.7 | 0 | 0 | 53.8 | 221.75 | 46.4 | 341.75 | 555 | 3752.8793 | 4134.5793 | 0 | 2317.055 | 242.9 | 306.9 | 256.5 | 2812.204 | 0 | 333.9 | 239 | 1358.4 | 54.5 | 17.5 | 172.9 | 2193.75 | 5422.7803 | 896.2383 | 487.49
| EODS Output | EODS
|  | Geothermal | 0 | 0 | 0 | 0 | 0 | 0 | 0 | 0 | 0 | 422 | 13 | 13 | 13 | 13 | 0 | 0 | 0 | 0 | 586.5 | 586.5 | 0 | 586.5 | 450 | 723.3 | 723.3 | 0 | 0 | 0 | 165 | 0 | 165 | 165 | 165 | 0 | 0 | 165 | 165 | 0 | 0 | 405.5 | 40 | 165.5 | 40 | 0 | 0 | 40 | 40 | 40 | 0 | 0 | 0 | 0 | 165.5 | 55.5 | 165.5 | 165.5 | 0 | 0 | 55.5 | 95.5 | 40 | 0 | 0 | 0 | 0 | 55.5 | 165.5 | 0 | 0 | 0 | 0 | 0 | 0 | 0 | 0 | 0 | 0 | 0 | 0 | 0 | 0 | 0 | 0 | 0 | 0 | 0 | 0 | 0 | 0 | 0 | 0 | 0 | 0 | 0 | 0 | 0 | 0
|  | Biomass | 0 | 0 | 0 | 0 | 0 | 0 | 0 | 0 | 0 | 0 | 0 | 0 | 0 | 0 | 0 | 0 | 0 | 0 | 0 | 0 | 0 | 0 | 0 | 0 | 0 | 0 | 0 | 0 | 0 | 0 | 0 | 0 | 0 | 0 | 0 | 0 | 0 | 0 | 0 | 0 | 0 | 0 | 0 | 0 | 0 | 0 | 0 | 0 | 0 | 0 | 0 | 0 | 0 | 0 | 0 | 0 | 0 | 0 | 0 | 0 | 0 | 0 | 0 | 0 | 0 | 0 | 0 | 0 | 0 | 0 | 0 | 0 | 0 | 0 | 0 | 0 | 0 | 0 | 0 | 0 | 0 | 0 | 0 | 0 | 0 | 0 | 0 | 0 | 0 | 0 | 0 | 0 | 0 | 0 | 0 | 0 | 0
|  | Wind | 296.56 | 208.56 | 0 | 76.56 | 0 | 0 | 0 | 0 | 0 | 0 | 0 | 93.3592 | 93.3592 | 159.3592 | 66 | 0 | 0 | 0 | 0 | 142.78 | 0 | 142.78 | 132 | 268.4 | 481.756 | 0 | 0 | 0 | 595.1 | 0 | 798.952 | 771.1 | 798.952 | 0 | 0 | 798.952 | 622.952 | 0 | 0 | 1309.3605 | 0 | 82.656 | 0 | 129.78 | 0 | 126 | 0 | 0 | 0 | 0 | 0 | 0 | 82.656 | 379.6065 | 297.99 | 721.1925 | 0 | 0 | 515.529 | 708.309 | 0 | 0 | 0 | 0 | 3.78 | 571.7565 | 297.99 | 49.7508 | 0 | 0 | 0 | 0 | 0 | 0 | 0 | 0 | 0 | 0 | 290.3868 | 290.3868 | 0 | 88 | 88 | 88 | 88 | 240.636 | 0 | 88 | 88 | 88 | 0 | 0 | 88 | 0 | 137.7508 | 49.7508 | 46.64
|  | OOS Wind | 0 | 0 | 0 | 0 | 0 | 0 | 0 | 0 | 0 | 1172.5 | 0 | 0 | 0 | 0 | 0 | 0 | 0 | 2029.028 | 0 | 0 | 0 | 2029.028 | 0 | 744.37 | 4713.048 | 0 | 0 | 0 | 0 | 0 | 0 | 0 | 0 | 0 | 0 | 0 | 0 | 0 | 0 | 0 | 0 | 0 | 0 | 0 | 0 | 0 | 0 | 0 | 0 | 0 | 0 | 0 | 0 | 0 | 0 | 1143.69 | 0 | 0 | 1143.69 | 1143.69 | 0 | 0 | 0 | 0 | 0 | 1143.69 | 0 | 0 | 0 | 0 | 0 | 0 | 0 | 0 | 0 | 0 | 0 | 0 | 0 | 0 | 0 | 0 | 0 | 0 | 0 | 0 | 0 | 0 | 0 | 0 | 0 | 0 | 0 | 0 | 0 | 0 | 0
|  | Offshore Wind | 0 | 0 | 0 | 0 | 0 | 0 | 0 | 0 | 0 | 0 | 0 | 0 | 0 | 0 | 0 | 0 | 0 | 0 | 0 | 0 | 0 | 0 | 0 | 0 | 0 | 0 | 0 | 0 | 0 | 0 | 0 | 0 | 0 | 0 | 0 | 0 | 0 | 0 | 0 | 2680 | 0 | 0 | 0 | 0 | 0 | 0 | 0 | 0 | 2680 | 0 | 0 | 0 | 0 | 0 | 0 | 0 | 0 | 0 | 0 | 0 | 0 | 0 | 0 | 0 | 0 | 0 | 0 | 0 | 0 | 0 | 0 | 0 | 0 | 0 | 0 | 0 | 0 | 0 | 0 | 0 | 0 | 0 | 0 | 0 | 0 | 0 | 0 | 0 | 0 | 0 | 0 | 0 | 0 | 4875 | 4875 | 0 | 0
|  | Distributed Solar | 19.635 | 0 | 13.86 | 0 | 0 | 13.86 | 13.86 | 0 | 5.3592 | 9.8945 | 0 | 7.931 | 18.711 | 18.711 | 0 | 0 | 0 | 0 | 0 | 0 | 0 | 0 | 0 | 0 | 0 | 7.9 | 0 | 3.8236 | 0 | 3.8236 | 11.7236 | 0 | 11.7236 | 0 | 0 | 0 | 3.8236 | 7.9 | 0 | 47.2117 | 0 | 2.72 | 1.292 | 0 | 6.3444 | 55.0902 | 5.78 | 7.6364 | 0 | 5.44 | 0 | 2.72 | 21.216 | 17.884 | 20.604 | 33.439 | 0 | 4.811 | 6.8 | 32.3714 | 10.3564 | 5.44 | 0 | 1.768 | 2.04 | 22.151 | 20.128 | 37.9042 | 23.1707 | 7.11 | 23.4235 | 1.896 | 1.896 | 4.582 | 23.226 | 17.6012 | 0 | 0 | 81.607 | 75.6267 | 4.8585 | 48.7509 | 33.3459 | 30.8574 | 18.6124 | 59.7319 | 0 | 37.2959 | 15.0574 | 35.9924 | 5.9724 | 0 | 24.5374 | 0 | 47.9451 | 3.555 | 2.37
|  | Solar | 3623.235 | 3034.185 | 1043.35 | 1869.945 | 0 | 962.5 | 1043.35 | 0 | 0 | 7.7 | 0 | 377.146 | 531.146 | 1073.226 | 542.08 | 1116.5 | 2714.25 | 4845.995 | 223.3 | 768.845 | 356.895 | 4599.595 | 3665.97 | 3665.97 | 8488.865 | 0 | 0 | 0 | 349.18 | 0 | 886.38 | 2210.815 | 1776.315 | 0 | 0 | 451.88 | 886.38 | 0 | 0 | 968.592 | 8.16 | 0 | 8.16 | 0 | 8.16 | 2017.7776 | 0 | 8.16 | 0 | 0 | 0 | 0 | 34 | 280.84 | 280.84 | 417.0576 | 0 | 13.8176 | 204 | 531.9776 | 280.16 | 0 | 13.8176 | 13.8176 | 34 | 217.8176 | 708.832 | 1617.92 | 521.4 | 31.6 | 191.97 | 0 | 0 | 158 | 338.12 | 31.6 | 529.3 | 1185 | 6910.051 | 7754.561 | 0 | 4050.33 | 355.5 | 513.5 | 513.5 | 4779.5 | 0 | 434.5 | 355.5 | 2279.15 | 118.5 | 27.65 | 355.5 | 0 | 6246.451 | 1556.3 | 553
|  | Battery_4hr | -2527 | -2251 | -1235 | -1015 | -465 | -595 | -675 | 0 | -525 | -1909.6 | 0 | -399.7 | -499.7 | -499.7 | 0 | -180 | -1549.4 | -2370.4 | -310 | -2671 | -446 | -4130.4 | -716 | -1195 | -3926.9 | -166.93 | -310 | -79.54 | -1137.35 | -71.91 | -1302.14 | -1230.5 | -1969.74 | -59.6 | 0 | -693.6 | -800.06 | -166.93 | 0 | -1138.45 | 0 | -42 | 0 | 0 | 0 | -1078.8 | 0 | 0 | 0 | 0 | 0 | -50 | -280 | -1114.7 | -503 | -1301 | 0 | -216 | -663.8 | -1028.1 | -20 | 0 | -15 | -114 | 0 | -1211.8 | -402.2 | -299.25 | -13 | -30 | -33 | 0 | 0 | 0 | -33 | -30 | -157.5 | 0 | -2033.95 | -1967.15 | 0 | -1289.05 | 0 | -32 | 0 | -1619.95 | 0 | 0 | 0 | -842.8 | 0 | -35 | 0 | 0 | -1106.05 | -456.25 | 0
|  | Battery_8hr | -928 | -1072 | -305 | -50 | -150 | -155 | -155 | 0 | -200 | -510 | 0 | -6 | -6 | -186 | -180 | -150 | -350 | -667 | 0 | -257 | 0 | -757 | -790 | -1040 | -1805 | -445 | 0 | 0 | -400 | 0 | -565 | -455 | -665 | -50 | 0 | -150 | -315 | -445 | -70 | -995.1 | 0 | 0 | 0 | 0 | 0 | -500 | 0 | 0 | 0 | -250 | 0 | 0 | -427.2 | -350 | -275 | -1404.275 | 0 | 0 | -315 | -1194.275 | -50 | 0 | 0 | 0 | -63.2 | -580 | -285.1 | -305 | -140 | 0 | -55 | 0 | 0 | -55 | -60 | 0 | -100 | -200 | -1491 | -1726 | 0 | -1040 | -205 | -160 | -235 | -986 | 0 | -245 | -205 | -600 | -30 | 0 | -205 | 0 | -1590 | -380 | -642
|  | LDES | -900 | -900 | 0 | 0 | 0 | 0 | 0 | 0 | 0 | 0 | 0 | 0 | 0 | 0 | 0 | 0 | 0 | 0 | 0 | -200 | 0 | -200 | 0 | 0 | 0 | -409.2 | 0 | 0 | -409.2 | 0 | -409.2 | 0 | -409.2 | 0 | 0 | 0 | 0 | 0 | 0 | -490 | 0 | -5 | 0 | 0 | 0 | -486 | 0 | 0 | 0 | -100 | 0 | 0 | -105 | -100 | -105 | -105 | 0 | 0 | -100 | -446 | -346 | 0 | 0 | 0 | 0 | -100 | -75 | -100 | 0 | 0 | 0 | 0 | 0 | 0 | 0 | 0 | 0 | -200 | -240 | -240 | 0 | -240 | -140 | -140 | 0 | -240 | 0 | -140 | -140 | -140 | 0 | 0 | 0 | 0 | -100 | -100 | 0
|  | Total | -415.57 | -980.255 | -482.79 | 881.505 | -615 | 226.36 | 227.21 | 0 | -719.6408 | -807.5055 | 13 | 85.7362 | 150.5162 | 578.5962 | 428.08 | 786.5 | 814.85 | 3837.623 | 499.8 | -1629.875 | -89.105 | 2270.503 | 2741.97 | 3167.04 | 8675.069 | -1013.23 | -310 | -75.7164 | -837.27 | -68.0864 | -414.2844 | 1461.415 | -291.9494 | -109.6 | 0 | 572.232 | 563.0956 | -604.03 | -70 | 2787.1142 | 48.16 | 203.876 | 49.452 | 129.78 | 14.5044 | 174.0678 | 45.78 | 55.7964 | 2680 | -344.56 | 0 | -47.28 | -508.828 | -830.8695 | -118.066 | -329.3959 | 0 | -197.3714 | 846.719 | -156.527 | -85.4836 | 5.44 | -1.1824 | -98.4144 | -23.38 | 119.1151 | 430.15 | 1001.325 | 391.5707 | 8.71 | 127.3935 | 1.896 | 1.896 | 107.582 | 268.346 | 19.2012 | 271.8 | 785 | 3517.0948 | 4187.4245 | 4.8585 | 1618.0309 | 131.8459 | 300.3574 | 385.1124 | 2233.9179 | 0 | 174.7959 | 113.5574 | 820.3424 | 94.4724 | -7.35 | 263.0374 | 4875 | 8511.0969 | 673.3558 | -39.99
Incorporates Approved Upgrades
| Remaining Tx Headroom | HSN | 1227.175 | 2132.895 | 1912.65 | 1120.375 | 339 | 48.65 | 69.65 | 0 | 1975 | 9484.6 | -13 | -83.1 | 366.2 | 382.2 | 19 | 765 | 316.1 | 1387.322 | -896.5 | 937 | 1004 | 148.072 | 1142.72 | -68.75 | -1982.555 | 302.87 | -86 | 326.46 | 8174.45 | 159.09 | 988.66 | 1545.65 | 212.21 | 94.4 | 1175 | 1267.6 | 744.14 | 416.07 | 431 | -3003.69 | 50.45 | 690.8 | 297 | -102.48 | 31.5 | -699.0315 | 364.5 | 973.5 | -278 | 939.5 | 2146 | 2207 | 2092.35 | -1286.15 | -4.75 | -52.9465 | 32 | 77.2685 | 5458.11 | -1284.3465 | 405.7 | 962.4 | 87.0385 | 63.9885 | 311.45 | 5832.6285 | -506.11 | 35.715 | 1353.75 | 195 | 1808.5 | 94.45 | 17.78 | 120.3 | 1460.95 | 201 | 168.5 | 1805 | 952.547 | 641.647 | 300.67 | 58.6 | 676.6 | -435.4 | 350.5 | 3020.262 | 0 | 1496.1 | 1352 | -1364.3 | 80.5 | 3 | 234.1 | 1017.25 | -1872.365 | 3472.265 | 936.65
|  | SSN | 2359.04 | 3619.16 | 2284 | 1031.12 | 646.5 | 25 | 86 | 0 | 2337.5 | 11247.7 | -13 | 8.05 | 373.35 | 391.85 | 21.5 | 595 | 830.3 | 2786.36 | -741.5 | 2439.375 | 1227 | 2828.735 | 1051.44 | 640.59 | 1305.277 | 813.435 | 69 | 366.23 | 9372.725 | 195.045 | 2344.33 | 2235.025 | 1790.805 | 149.2 | 1175 | 2004.4 | 1444.17 | 722.035 | 466 | -263.757 | 50.45 | 744.68 | 297 | -40.48 | 31.5 | -127.6091 | 364.5 | 973.5 | 794 | 1114.5 | 2146 | 2232 | 2528.83 | -386.164 | 528.718 | 2142.3794 | 32 | 181.7909 | 6740.538 | 756.7514 | 501.7 | 962.4 | 91.0609 | 117.5109 | 344.91 | 7544.6769 | -172.656 | 4.0117 | 1287.45 | 187.6 | 1813.3 | 94.45 | 17.78 | 131 | 1370.25 | 193.6 | 129.25 | 1725 | 1653.1207 | 1202.3207 | 300.67 | 603.945 | 867.6 | -306.9 | 430.5 | 3598.796 | 0 | 1651.1 | 1543 | -946.4 | 67.5 | 20.5 | 355.1 | 2967.25 | 158.2197 | 3665.7617 | 1178.51
|  | EODS | 9335.93 | 9476.595 | 6908.79 | 1732.795 | 3256 | 1300.64 | 1910.79 | 0 | 3419.6408 | 14307.5055 | 107 | 1104.2638 | 1727.4838 | 1848.4038 | 123.92 | 1415.5 | 1485.15 | 4022.377 | -107.8 | 8942.875 | 1692.105 | 9433.497 | 900.03 | 1134.96 | 3929.931 | 2337.23 | 534 | 481.7164 | 11438.27 | 299.0864 | 8041.2844 | 4595.585 | 8124.9494 | 313.6 | 1175 | 4321.768 | 1805.9044 | 1632.03 | 571 | 4918.8858 | 32.84 | 1218.124 | 329.548 | -114.78 | 81.4956 | 2364.9322 | 417.22 | 919.2036 | -680 | 4072.56 | 4811 | 815.28 | 5644.828 | 4503.8695 | 3785.066 | 10465.3959 | 77 | 692.3714 | 6443.281 | 4410.527 | 3994.4836 | 1214.56 | 104.1524 | 278.4144 | 296.38 | 9418.8849 | 745.85 | 3.675 | 834.4293 | 135.29 | 1800.6065 | 56.104 | 268.104 | 1.418 | 1108.654 | 235.7988 | 199.2 | 1495 | 63.9052 | 839.5755 | 267.1415 | 1158.9691 | 934.1541 | -142.3574 | 559.8876 | 4982.0821 | 50 | 1041.2041 | 1789.4426 | -40.3424 | 61.5276 | 135.35 | 44.9626 | 706 | -2894.0969 | 3915.6442 | 6122.99
|  | Trigger FCDS Upgrade | [18 empty] | YES | [5 empty] | YES | [14 empty] | YES |  |  |  | YES |  | YES | [7 empty] | YES | YES | YES |  | YES | YES | YES | YES | [5 empty] | YES | [16 empty] | YES | [5 empty] | YES |  |  |  | YES | YES
Trigger EODS Upgrade
Final Tx Exceedances
Incorporates Triggered Upgrades
| Remaining Tx Headroom | HSN | 1227.175 | 2132.895 | 1912.65 | 1120.375 | 339 | 48.65 | 69.65 | 0 | 1975 | 9484.6 | -13 | -83.1 | 366.2 | 382.2 | 19 | 765 | 316.1 | 1387.322 | -296.5 | 937 | 1004 | 148.072 | 1142.72 | -68.75 | 4817.445 | 302.87 | -86 | 326.46 | 8174.45 | 159.09 | 988.66 | 1545.65 | 212.21 | 94.4 | 1175 | 1267.6 | 744.14 | 416.07 | 431 | 5641.31 | 50.45 | 690.8 | 297 | -76.48 | 31.5 | -239.0315 | 364.5 | 973.5 | -278 | 939.5 | 2146 | 2207 | 2092.35 | 4747.85 | 5596.25 | 3468.0535 | 32 | 1332.2685 | 6289.11 | -984.3465 | 568.7 | 962.4 | 87.0385 | 63.9885 | 311.45 | 5832.6285 | 1259.89 | 35.715 | 1353.75 | 195 | 1808.5 | 94.45 | 17.78 | 120.3 | 1460.95 | 201 | 168.5 | 1805 | 952.547 | 641.647 | 300.67 | 58.6 | 676.6 | 775.6 | 350.5 | 3020.262 | 0 | 1496.1 | 1352 | -117.3 | 80.5 | 3 | 234.1 | 5142.25 | 606.635 | 3472.265 | 936.65
|  | SSN | 2359.04 | 3619.16 | 2284 | 1031.12 | 646.5 | 25 | 86 | 0 | 2337.5 | 11247.7 | -13 | 8.05 | 373.35 | 391.85 | 21.5 | 595 | 830.3 | 2786.36 | -141.5 | 2439.375 | 1227 | 2828.735 | 1051.44 | 640.59 | 8105.277 | 813.435 | 69 | 366.23 | 9372.725 | 195.045 | 2344.33 | 2235.025 | 1790.805 | 149.2 | 1175 | 2004.4 | 1444.17 | 722.035 | 466 | 8381.243 | 50.45 | 744.68 | 297 | -14.48 | 31.5 | 332.3909 | 364.5 | 973.5 | 794 | 1114.5 | 2146 | 2232 | 2528.83 | 5647.836 | 6129.718 | 5663.3794 | 32 | 1436.7909 | 7571.538 | 1056.7514 | 664.7 | 962.4 | 91.0609 | 117.5109 | 344.91 | 7544.6769 | 1593.344 | 4.0117 | 1287.45 | 187.6 | 1813.3 | 94.45 | 17.78 | 131 | 1370.25 | 193.6 | 129.25 | 1725 | 1653.1207 | 1202.3207 | 300.67 | 603.945 | 867.6 | 904.1 | 430.5 | 3598.796 | 0 | 1651.1 | 1543 | 300.6 | 67.5 | 20.5 | 355.1 | 7092.25 | 2637.2197 | 3665.7617 | 1178.51
|  | EODS | 9335.93 | 9476.595 | 6908.79 | 1732.795 | 3256 | 1300.64 | 1910.79 | 0 | 3419.6408 | 14307.5055 | 107 | 1104.2638 | 1727.4838 | 1848.4038 | 123.92 | 1415.5 | 1485.15 | 4022.377 | -107.8 | 8942.875 | 1692.105 | 9433.497 | 900.03 | 1134.96 | 10729.931 | 2337.23 | 534 | 481.7164 | 11438.27 | 299.0864 | 8041.2844 | 4595.585 | 8124.9494 | 313.6 | 1175 | 4321.768 | 1805.9044 | 1632.03 | 571 | 4918.8858 | 32.84 | 1218.124 | 329.548 | -89.78 | 81.4956 | 2364.9322 | 417.22 | 919.2036 | -680 | 4072.56 | 4811 | 815.28 | 5644.828 | 4503.8695 | 3785.066 | 10465.3959 | 77 | 692.3714 | 6443.281 | 4410.527 | 3994.4836 | 1214.56 | 104.1524 | 278.4144 | 296.38 | 9418.8849 | 745.85 | 3.675 | 834.4293 | 135.29 | 1800.6065 | 56.104 | 268.104 | 1.418 | 1108.654 | 235.7988 | 199.2 | 1495 | 63.9052 | 839.5755 | 267.1415 | 1158.9691 | 934.1541 | 403.6426 | 559.8876 | 4982.0821 | 50 | 1041.2041 | 1789.4426 | 2006.6576 | 61.5276 | 135.35 | 44.9626 | 4831 | -415.0969 | 3915.6442 | 6122.99

## TxCapabilityEstimates_2024
CAISO 2024 White Paper: Transmission capability estimates for use in the CPUC's IRP process - Revised 8/28/2024
Transmission Constraint | Affected Resource Locations | Condition Under Which Constraint is Binding (On-peak and/or Off-peak) | Estimated FCDS Capability Based on On-peak Study Resource Output (MW)* |  | ADNU & Cost Estimate ($million) |  | Estimated EODS Capability Based on Off-peak Study Resource Output (MW)* |  | AOPNU & Cost Estimate ($million) |  | Wind/Solar Area Designation | Type of FCDS Limit (Actual or Default) | Type of OPDS Limit (Actual or Default) | PTO Area | EODS Upgrade Same as FCDS | Project Already Approved | FCDS Estimated ISD | EODS Estimated ISD
|  |  | Transmission Plan Capability** | Incremental due to ADNU | ADNU (Time to Construct or ISD) | Cost (2022$) | Transmission Plan Capability** | Incremental due to AOPNU | AOPNU (Time to Construct) | Cost (2022$)
SCE Northern Interconnection Area Constraints
Antelope-Vincent Constraint | Tehachapi, Big Creek | On-Peak | 6149.12 | 1500 | Upgrade Antelope-Vincent No.1 and 2 500 kV Lines (2 yrs) | 13.2 | 8920.36 | N/A | N/A | N/A | Solar | Actual | Default | SCE | None | No | 2028
Vincent-Lugo Constraint | Tehachapi | On-Peak | 6733.24 | 2000 | Upgrade Vincent-Lugo No.1 and 2 500 kV Lines (4 yrs) | 85.9 | 8496.34 | N/A | N/A | N/A | Solar | Actual | Default | SCE | None | No | 2030
Pardee-Sylmar Constraint | Big Creek, Ventura | On-Peak | 3530 | 1800 | Install Phase Shifters at Pardee on the Pardee-Sylmar No. 1 and No. 2 230 kV Lines, Reconductor Pardee-Vincent No. 2 220 kV line (9 yrs) | 660 | 6426 | N/A | N/A | N/A | Solar | Actual | Default | SCE | None | No | 2035
Windhub Constraint | Tehachapi | On-Peak | 1333.6 | 2500 | New 500 kV Transmission Line from Whirlwind to Windhub 500 kV (9 yrs) | 612 | 2614.3 | N/A | N/A | N/A | Solar | Actual | Default | SCE | None | No | 2035
Moorpark-Pardee Constraint | Ventura | On-Peak | 954 | 900 | Upgrade the Moorpark-Pardee #2 and #3 220 kV and Santa Clara-Vincent 220 kV lines (9 yrs) | 600 | 2641 | N/A | N/A | N/A | Solar | Actual | Default | SCE | None | No | 2035
North of Magunden Constraint | Big Creek | On-Peak | 876 | 500 | Rebuild Magunden - Vestal No.2 230 kV and Magunden - Springville No.2 230 kV Lines (9 yrs) | 1253 | 1527 | N/A | N/A | N/A | Solar | Actual | Default | SCE | None | No | 2035
South of Magunden Constraint | Big Creek, Ventura | On-Peak, Off-Peak | 977 | 2000 | Rebuild various SOM lines (9 yrs) | 4358 | 2138 | 2000 | Rebuild Magunden-Pastoria 230 kV line (9 yrs) | 66 | Solar | Actual | Actual | SCE | No | No | 2035 | 2035
Antelope-Neenach Constraint | Antelope/Bailey/Pastoria area | On-Peak, Off-Peak | 0 | 2000 | Reconductor Antelope-Bailey 66 kV lines (2 yrs) | 100 | 0 | 15 | Bailey-Neenach-Westpac 66 kV line upgrade | 45 | Solar | Actual | Actual | SCE | No | No | 2028 | 2029
SCE Metro Interconnection Area Constraints
Hinson - Del Amo Constraint | LA Basin | On-Peak | 2700 | 800 | Upgrade the Hinson - Del Amo 220 kV Transmission Line (27 months) | 28 | 2700 | N/A | N/A | N/A | Solar | Actual | Default | SCE | None | No | 2028
SCE Metro Area Default Constraint | LA Basin | None | 13500 | N/A | N/A | - | 13500 | N/A | N/A | N/A | Solar | Default | Default | SCE | None | No
SCE North of Lugo (NOL) Interconnection Area Constraints
Control to Inyokern area constraint | Inyokern_North | On-Peak | 0 | 186 | Build a new, series compensated Control-Inyokern 115 kV line and upgrade Inyo Phase Shifter (105 months) | 329 | 120 | N/A | N/A | N/A | Solar | Actual | Default | SCE | None | No | 2035
South of Kramer Area Constraint | Inyokern_North_Kramer Victor | On-Peak | 256 | 200 | Approved Project: Convert Kramer - Victor 115 kV lines to 230 kV (120 months) | N/A | 1190 | N/A | N/A | N/A | Solar | Default | Default | SCE | Yes | Yes | 2033 | 2033
Victor to Lugo Area Constraint | Inyokern_North_Kramer Victor | On-Peak | 1034 | N/A | Approved project:Re-conductor the four Lugo-Victor 230 kV lines (54 months) | N/A | 1878 | N/A | N/A | N/A | Solar | Default | Default | SCE | None | Yes
Lugo Transformer Area Constraint | Inyokern_North_Kramer, Victor, Pisgah | On-Peak | 1328 | N/A | Approved project: Add a third 500/230 kV transformer at Lugo Substation (54 months) | N/A | 2427 | N/A | N/A | N/A | Solar | Default | Default | SCE | None | Yes
Calcite to Lugo Area Constraint | Pisgah | On-Peak | 297 | 1046 | Rebuild Calcite-Lugo 220 kV Transmission Line (105 months) | 239 | 552 | N/A | N/A | N/A | Solar | Actual | Default | SCE | None | No | 2035
SCE Eastern Interconnection Area Constraints
Colorado River 500/230 kV Constraint | Colorado River 230 kV | On-Peak, Off-Peak | 1160 | 1370 | New Colorado River No. 3 500/230 kV transformer (4 years) | 67 | 2202 | 1299 | Same as ADNU | 67 | Solar | Actual | Actual | SCE | Yes | No | 2030 | 2029
DCRT Constraint | Cielo Azul, Delaney | On-Peak | 2300 | 3000 | New Cielo Azul - Colorado River No. 2 500 kV line, Upgrade the series cap on Cielo Azul - Colorado River No.1 500 kV line to match the conductor rating (6 years) | 463 | 2300 | N/A | N/A | N/A | Solar | Actual | Default | SCE | None | No | 2032
Devers-Red Bluff Constraint | SCE Eastern (east of Red Bluff), East of Pisgah, and SDG&E areas | On-Peak, Off-Peak | 6133 | 532 | Approved projects: Devers-Red Bluff 500 kV 1 and 2 Line Upgrade (2028) and Southern Area Reinforcement Project (2034) | N/A | 7328 | 532 | Same as ADNU | N/A | Solar | Default | Default | SCE | Yes | Yes | 2034 | 2034
Eagle Mountain Constraint | Eagle Mountain, Julian Hinds, Mirage | On-Peak | 0 | 600 | New Devers-Julian Hinds 220 kV line (10 years) | 1182 | 392 | N/A | N/A | N/A | Solar | Actual | Default | SCE | None | No | 2036
Etiwanda-Rancho Vista Constraint | SCE Eastern area | On-Peak | 4824 | 3350 | Upgrade Etiwanda-Rancho Vista No. 1 & No. 2 220 kV lines, New Etiwanda-Rancho Vista No. 3 220 kV line (3 years) | 89 | 7313 | N/A | N/A | N/A | Solar | Actual | Default | SCE | None | No | 2029
Red Bluff 500/230 kV Constraint | Red Bluff 230 kV | On-Peak, Off-Peak | 1450 | 1200 | New Red Bluff No. 3 500/230 kV transformer (4 years) | 69 | 1603 | 1200 | Same as ADNU | 69 | Solar | Actual | Actual | SCE | Yes | No | 2030
Serrano-Alberhill-Valley Constraint | SCE Eastern and SDG&E areas | On-Peak, Off-Peak | 6651 | 1522 | Approved projects: • Southern California Transmission Reinforcement Project (2034) • Serrano-Alberhill-Valley 500 kV 1 Line Upgrade (2028) • Mira Loma-Mesa 500kV UG Cable Upgrade (2026) • Devers-Valley 500 kV 1 Line Upgrade (2028) • San Bernardino-Etiwanda 230 kV 1 Line Upgrade (2031) • San Bernardino-Vista 230 kV 1 Line Upgrade (2026) • Vista-Etiwanda 230 kV 1 Line Upgrade (2031) | N/A | 10182 | 1522 | Approved projects: • Southern Area Reinforcement Project (2034) • Devers-Valley 500 kV 1 Line Upgrade (2028) • Serrano-Alberhill-Valley 500 kV 1 Line Upgrade (2028) • San Bernardino-Etiwanda 230 kV 1 Line Upgrade (2031) • San Bernardino-Vista 230 kV 1 Line Upgrade (2028) • Vista-Etiwanda 230 kV 1 Line Upgrade (2031) • Mira Loma-Mesa 500kV Underground Third Cable (2026) | N/A | Solar | Default | Default | SCE | Yes | Yes | 2034 | 2034
East of Pisgah (EOP) Interconnection Area Constraints (SCE, GLW, VEA)
GLW 230kV area constraint | VEA 138kV and GLW 230kV buses | On-Peak, Off-Peak | 3372 | N/A | GLW Core Upgrade and Beatty 230kV Project (2022-23 TPP) (2027) | N/A | 3642 | N/A | N/A | N/A | Solar | Actual | Actual | VEA | Yes | Yes
Sloan Canyon - Eldorado 500 kV constraint | VEA 138kV, GLW 230kV and Eldorado 230kV buses | On-Peak, Off-Peak | 4032 | N/A | N/A | N/A | 4302 | N/A | N/A | N/A | Solar | Actual | Actual | VEA | Yes | Yes
Lugo - Victorville area constraint | East of Pisgah, SCE Eastern,SDG&E and SCE Northern areas | On-peak | 10105 | 6800 | Eldorado - Lugo 500kV No.2 line (10 years) | 2165 | 12605 | 6800 | Same as ADNU | 2165 | Solar | Actual | Default | SCE | Yes | No | 2036 | 2036
SDG&E Interconnection Area Constraints
Capistrano-San Onofre 230 kV constraint | SDGE local area | On-peak | 1324 | 920 | Capistrano-San Onofre 230 kV upgrade (60 months) | 58.1 | 1324 | N/A | N/A | N/A | Solar | Actual | Default | SDGE | None | No | 2031
Chicarita 138 kV constraint | Baja, Imperial, SDGE local area | On-peak | 224 | 700 | Chicarita 138 kV Upgrades (48 months) | 100 | 224 | N/A | N/A | N/A | Solar | Actual | Default | SDGE | None | No | 2030
El Cajon 69 kV constraint | SDGE local area | On-peak | 406 | 547 | El Cajon 69 kV Upgrade (48 months) | 14.7 | 406 | N/A | N/A | N/A | Solar | Actual | Default | SDGE | None | No | 2030
Internal San Diego Area constraint | Baja, Imperial, SDGE local area | On-Peak, Off-Peak | 602 | 9999 | Approved project: Rearrange TL23013 PQ-OT and TL6959 PQ-Mira Sorrento; Reconductor TLC680C San Marcos-Melrose Tap (ISD - 2032) | N/A | 602 | 9999 | Same as ADNU | N/A | Solar | Actual | Actual | SDGE | Yes | Yes | 2032 | 2032
Miguel 69 kV constraint | SDGE local area | On-peak | 231 | 431 | Miguel 69 kV upgrades (48 months) | 671.054 | 231 | N/A | N/A | N/A | Solar | Actual | Default | SDGE | None | No | 2030
Encina - San Luis Rey 230 kV constraint | Baja, Imperial, Arizona, SDGE local area | On-Peak, Off-Peak | 1832.4 | 2047.6 | Approved project: Southern California 500 kV Transmission Reinforcement Project; 30 minute emergency rating on Encina Tap-San Luis Rey 230 kV Line (ISD - 2034) | N/A | 5579 | 2048 | Same as ADNU | N/A | Solar | Actual | Actual | SDGE | Yes | Yes | 2034 | 2034
|  |  |  | 3914 | New Encina - San Luis Rey 230 kV line (120 months) | 84.103 |  | 5879.6 | Same as ADNU | 84.103 | Solar |  |  |  | Yes | No | 2036 | 2036
East of Miguel constraint | Baja, Imperial, Arizona, Riverside East | On-Peak, Off-Peak | 1035 | 2823 | Approved Project: Southern California 500 kV Transmission Reinforcement (ISD - 2034) | N/A | 1377 | 4680 | Same as ADNU | N/A | Solar | Actual | Actual | SDGE | Yes | Yes | 2034 | 2034
San Luis Rey-San Onofre 230 kV line constraint | Baja, Imperial, Arizona, SDGE local area | On-Peak, Off-Peak | 1677.4 | 2208.6 | Approved Project: Southern California 500 kV Transmission Reinforcement (ISD - 2034) | N/A | 5624 | 2209 | Same as ADNU | N/A | Solar | Actual | Actual | SDGE | YES | Yes | 2034 | 2034
|  |  |  | 3435 | New San Luis Rey-San Onofre 230 kV line (120 months) | 106.635 |  | 4254 | New San Luis Rey-San Onofre 230 kV line (120 months) | 106.635 | Solar |  |  |  | Yes | No | 2036 | 2036
Ocean Ranch 69 kV constraint | SDGE local area | On-peak | 204 | 692 | Ocean Ranch 69 kV upgrade (48 months) | 28.3 | 204 | N/A | N/A | N/A | Solar | Actual | Default | SDGE | None | No | 2030
Otay Mesa 230 kV constraint | Imperial, SDGE local area | On-peak | 1175 | 2189 | Otay Mesa 230 kV upgrade (60 months) | 79.91 | 1175 | N/A | N/A | N/A | Solar | Actual | Default | SDGE | None | No | 2031
Silvergate - Bay Blvd 230 kV constraint | Baja, Imperial, SDGE local area | On-Peak, Off-Peak | 2169.2 | 548 | Approved Project: Southern California 500 kV Transmission Reinforcement (ISD - 2034); 2 hour emergency rating on Silvergate-Bay Boulevard 230 kV line | N/A | 2169.2 | 2724.8 | Same as ADNU | N/A | Solar | Actual | Actual | SDGE | Yes | Yes | 2034 | 2034
Silvergate-Old Town 230 kV constraint | Baja, Imperial, SDGE local area | On-peak | 682.4 | 1686.8 | Approved Project: Southern California 500 kV Transmission Reinforcement (ISD - 2034); 30 min emergency rating for Silvergate-Old Town and Silvergate-Old Town Tap 230 kV lines | N/A | 2369 | N/A | N/A | N/A | Solar | Actual | Default | SDGE | None | Yes | 2034
Talega 230 kV constraint | SDGE local area | On-peak | 1028 | 2201 | Talega 230 kV Upgrades (60 months) | 210.6 | 1028 | N/A | N/A | N/A | Solar | Actual | Default | SDGE | None | No | 2031
Trabuco-Capistrano 138 kV constraint | SDGE local area | On-peak | 501 | 556 | Trabuco-Capistrano 138 kV upgrade (48 months) | 103.366 | 501 | N/A | N/A | N/A | Solar | Actual | Default | SDGE | None | No | 2030
PG&E North of Greater Bay Interconnection Area Constraints
Collinsville-Tesla 500 kV Line | Greater Bay Area, North of Greater Bay Area and PG&E South 500 kV | On-Peak | 3379 | 8645 | 500kV Delevan (144 months) | 2851.848 | 7706 | N/A | N/A | N/A | Wind | Actual | Default | PGE | None | No | 2038
Woodland- Davis 115kV line | North of Greater Bay Area | On-Peak | 90.45 | 109 | Reconductor Q653F-Davis 115 kV Line (60 months) | 9.329 | 81 | N/A | N/A | N/A | Wind | Actual | Default | PGE | None | No | 2031
Cortina-Eagle Rock 115 kV line | North of Greater Bay Area | On-Peak | 971 | 50 | Re-conductor Q1284 Sw Sta-Lower Lake Sw Sta/Eagle Rock 115 kV Line (Q1284 Sw Sta-Cache Jct 1) (60 months) | 50 | 1422 | N/A | N/A | N/A | Wind | Actual | Default | PGE | None | No | 2031
Bell-Placer 115kV Line | North of Greater Bay Area | On-Peak | 347 | 480 | Re-conductor Higgins-Bell and Bell-Placer 115 kV Lines (120 months) | 185 | 379 | N/A | N/A | N/A | Wind | Actual | Default | PGE | None | No | 2036
Carberry-Round Mountain 230kV Line | North of Greater Bay Area | On-Peak, Off-Peak | 15 | 26 | Re-conductor Pit 3-Carberry and Carberry-Round mountain 230 kV Lines (84 months) | 180 | 15 | 25 | Same as ADNU | 180 | Wind | Actual | Default | PGE | Yes | No | 2033 | 2033
Rocklin-Pleaseant grove 115kV line | North of Greater Bay Area | On-Peak | 50 | 707 | Re-conductor Rio Oso-Lincoln 115 kV Line and Lincoln-Pleasant Grove 115 kV Line (72 months) | 125 | 96 | N/A | N/A | N/A | Wind | Actual | Default | PGE | None | No | 2033
Bellota-Weber 230kV line | Greater Bay Area, North of Greater Bay Area and Fresno | On-Peak | 1661 | 460 | Subacco (120 months) | 400 | 2539 | N/A | N/A | N/A | Wind | Actual | Default | PGE | None | No | 2036
Rio Oso-Brighton 230kV line |  | On-Peak | 423 | 574 |  |  | 463 | N/A | N/A | N/A | Wind | Actual | Default | PGE | None | No | 2036
Rio Oso-Lockeford 230kV line |  | On-Peak | 1042 | 485 |  |  | 975 | N/A | N/A | N/A | Wind | Actual | Default | PGE | None | No | 2036
Humboldt Offshore Wind constraint | North of Greater Bay Area | On-Peak | 0 | 2000 | Approved in 23-24 TPP: New Transmission Lines to North Coast CPUC staff estimated capability (120 months) | N/A | 0 | 2000 | Same as ADNU | N/A | Wind | Actual | Actual | PGE | Yes | Yes | 2034 | 2034
PG&E Greater Bay Interconnection Area Constraints
Dumbarton-Newark 115 kV line | Greater Bay Area and North of Greater Bay Area | On-Peak | 1290 | N/A | Approved New Collinsville 500/230 kV Substation Project (2028) | N/A | 3728 | N/A | N/A | N/A | Wind | Actual | Default | PGE | None | Yes | 2028
Eastshore-San Mateo 230 kV line |  | On-Peak | 2146 | N/A |  |  | 4811 | N/A | N/A | N/A | Wind | Actual | Default | PGE | None | Yes | 2028
Lakeville-Ignacio 230 kV line |  | On-Peak | 2257 | N/A |  |  | 768 | N/A | N/A | N/A | Wind | Actual | Default | PGE | None | Yes | 2028
Sobrante-Moraga 230 kV line |  | On-Peak | 3140 | N/A |  |  | 5136 | N/A | N/A | N/A | Wind | Actual | Default | PGE | None | Yes | 2028
Windmaster-Delta pumps 230 kV line | Greater Bay Area and North of Greater Bay Area | On-Peak | 546 | 6034 | Contra Costa to Tesla and Newark 230 kV lines and Birds Landing series reactors( Bay Area ADNU) (86 months) | 417.332 | 3673 | N/A | N/A | N/A | Wind | Actual | Default | PGE | None | No | 2033
Contra Costa- Windmaster 230 kV line |  | On-Peak | 1233 | 5601 |  |  | 3667 | N/A | N/A | N/A | Wind | Actual | Default | PGE | None | No | 2033
Tesla-Tracy-Pump 230 kV line #2 |  | On-Peak | 4574 | 3521 |  |  | 10136 | N/A | N/A | N/A | Wind | Actual | Default | PGE | None | No | 2033
Contra Costa #1 115kV Line | Greater Bay Area | On-Peak | 32 | 131 | Contra Costa 115kV, 60kV reconductors and Bank Replacement (120 months) | 185 | 77 | N/A | N/A | N/A | Wind | Actual | Default | PGE | None | No | 2036
Kasson Jct-Heinz 115 kV line | Greater Bay Area, North of Greater Bay Area and Fresno | On-Peak | 298 | 1255 | Nikola (216 months) | 1700 | 495 | N/A | N/A | N/A | Wind | Actual | Default | PGE | None | No | 2044
Newark-Newark Distribution 115 kV line |  | On-Peak | 8054 | 831 |  |  | 7290 | N/A | N/A | N/A | Wind | Actual | Default | PGE | None | No | 2044
Tesla-Bellota 230 kV line |  | On-Peak | 3154 | 300 |  |  | 4254 | N/A | N/A | N/A | Wind | Actual | Default | PGE | None | No | 2044
Eight Mile-Tesla 230 kV line |  | On-Peak | 926 | 163 |  |  | 3909 | N/A | N/A | N/A | Wind | Actual | Default | PGE | None | No | 2044
Grant - Eastshore #2 line 115 kV | Greater Bay Area | On-Peak | 962.9 | 290 | Reconductor 1869-Eastshore #1 and #2 115 kV lines (84 months) | 125 | 1220 | N/A | N/A | N/A | Wind | Actual | Default | PGE | None | No | 2033
Salado-Crow Creek Sw Sta 60 kV line | Greater Bay Area | On-Peak | 102.97 | 74 | Reconductor Salado 115kV and 60kV Area (144 months) | 400 | 102.97 | N/A | N/A | N/A | Wind | Actual | Default | PGE | None | No | 2038
Tesla-Salado 115 kV line |  | On-Peak | 178.92 | 70 |  |  | 180 | N/A | N/A | N/A | Wind | Actual | Default | PGE | None | No | 2038
Morganhill-Metcalf 115kV Line | Greater Bay Area | On-Peak | 382 | 712 | Metcalf-Morgan Hill 115kV reconductoring (144 months) | 380 | 273 | N/A | N/A | N/A | Wind | Actual | Default | PGE | None | No | 2038
Tesla-Tracy Pump 230 kV Line #1 | Greater Bay Area and North of Greater Bay Area | On-Peak | 9287 | 4344 | Re-conductor 1883 Sw Sta-Tracy Pmp (2.9 miles) (60 months) | 25 | 9538 | N/A | N/A | N/A | Wind | Actual | Default | PGE | None | No | 2031
Birds Landing-Contra Costa 230kV Line | Greater Bay Area and North of Greater Bay Area | On-Peak | 656 | 1766 | New double circuit line from Vaca-Contra Costa 230 kV (144 months) | 700 | 1176 | N/A | N/A | N/A | Wind | Actual | Default | PGE | None | No | 2038
PG&E Kern Interconnection Area Constraints
Cal Flat-Gates 230 kV line | Kern, Los Padres | On-Peak, Off-Peak | 927 | 1418 | Morro Bay Looping (98 months) | 1008.032 | 1005 | 230 | Same as ADNU | 1008.032 | Solar | Actual | Actual | PGE | Yes | No | 2034 | 2034
Gates-Arco 230 kV Line | Kern | On-Peak, Off-Peak | 1562 | 16891 | Re-conductor and reconfigure Gates-Arco-Midway 230 kV Lines (144 months) | 940 | 1226 | 962 | Same as ADNU | 940 | Solar | Actual | Actual | PGE | Yes | No | 2038 | 2038
Smyrna-Atwell Jct 115kV Line | Kern | On-Peak, Off-Peak | 231 | 687 | Alpaugh-Semitropic Reconductor(96 months) | 220 | 144 | 632 | Same as ADNU | 220 | Solar | Actual | Actual | PGE | Yes | No | 2034 | 2034
Kern 230/115kV TB #4 | Kern | On-Peak | 1912 | 179 | Add New Kern 230/115kV Transformer Bank ( 54 months) | 30 | 1928 | N/A | N/A | N/A | Solar | Actual | Default | PGE | None | No | 2031
Maricopa-Copus 70 kV line | Kern | On-Peak, Off-Peak | 94.45 | 206 | Reconductor Kern-Old River 115 and 70 kV (132 months) | 620 | 58 | 67.7 | Same as ADNU | 620 | Solar | Actual | Actual | PGE | Yes | No | 2037 | 2037
Midway-Taft 115 kV line | Kern | On-Peak | 17.78 | 9 |  |  | 270 | N/A |  |  | Solar | Actual | Default | PGE | Yes | No | 2037 | 2037
Kern-Tevis-Stockdale-Lamont 115kV line | Kern | On-Peak, Off-Peak | 184.8 | 367 | Reconductor Kern-Stockdale-Lamont 115 kV (84 months) | 120 | 109 | 106.58 | Same as ADNU | 120 | Solar | Actual | Actual | PGE | Yes | No | 2033 | 2033
Midway 230/115kV TB #3 | Kern | On-Peak, Off-Peak | 1592 | 784 | Add new Midway 230/115 kV Transformer Bank (96 months) | 150 | 1377 | 1477 | Same as ADNU | 150 | Solar | Actual | Actual | PGE | Yes | No | 2034 | 2034
Semitropic-Midway 115kV Line | Kern | On-Peak, Off-Peak | 240 | 637 | Reconductor Semitropic-Midway-Kern 115 kV and 70 kV Lines (144 months) | 760 | 255 | 475 | Same as ADNU | 760 | Solar | Actual | Actual | PGE | Yes | No | 2038 | 2038
Midway-Buena Vista Jct 230kV Line | Kern | On-Peak | 471 | 234 | Reconductor Midway-Q2011 230 kV Line (72 months) | 100 | 471 | N/A | Same as ADNU | 100 | Solar | Actual | Default | PGE | Yes | No | 2032 | 2032
PG&E Fresno Interconnection Area Constraints
Manning 500kV | Fresno | On-Peak, Off-Peak | 2280 | N/A | N/A | N/A | 2280 | N/A | N/A | N/A | Solar | Default | Default | PGE | None | No
Gates 500/230kV TB #12 | Fresno, Kern | On-Peak, Off-Peak | 5406 | 14825 | Gates Bank 500/230kV Bank #13 (48 months) | 35 | 3581 | 6843 | Same as ADNU | 35 | Solar | Actual | Actual | PGE | Yes | No | 2030 | 2030
Gates 500/230kV TB #11 | Fresno, Kern | On-Peak, Off-Peak | 5336.9 | 10038 |  |  | 5027 | 6343 |  |  | Solar | Actual | Actual | PGE | Yes | No | 2030 | 2030
Gates 230/70kV TB #5 | Fresno | On-Peak, Off-Peak | 300.67 | 47 | New Gates #6 230/70kV (96 months) | 110 | 272 | 390 | Same as ADNU | 110 | Solar | Actual | Actual | PGE | Yes | No | 2034 | 2034
Tranquility-Helm 230kV Line | Fresno | On-Peak, Off-Peak | 2921 | 2274 | Gregg 500kV (180 months) | 1500 | 2777 | 607 | Same as ADNU | 1500 | Solar | Actual | Actual | PGE | Yes | No | 2041 | 2041
Dairyland-Chowchilla 115kV Line | Fresno | On-Peak, Off-Peak | 1110.5 | 1211 | Mendota 230 kV Conversion (120 months) | 250 | 1066 | 122 | Same as ADNU | 250 | Solar | Actual | Actual | PGE | Yes | No | 2036 | 2036
Chowchilla-Le grand 115kV Line | Fresno | On-Peak, Off-Peak | 0 | 1211 | Le Grand 230 kV Station Conversion (180 months) | 550 | 158 | 546 | Same as ADNU | 550 | Solar | Actual | Actual | PGE | Yes | No | 2041 | 2041
NEW- Melones-Cottle 230kV line | Fresno | On Peak | 687 | N/A | Approved New Manning 500/230 kV Substation Project (2028) | N/A | 945 | N/A | N/A | N/A | Solar | Actual | Actual | PGE | Yes | Yes | 2028 | 2028
Los Banos 500/230kV TB | Fresno | On-Peak, Off-Peak | 6411 | N/A |  | N/A | 7216 | N/A | N/A | N/A | Solar | Actual | Actual | PGE | Yes | Yes | 2028 | 2028
Schindler 115/70kV TB #1 | Fresno | On-Peak, Off-Peak | 0 | 3160 | Manning 115 kV Addition (120 months) | 370 | 50 | 87 | Same as ADNU | 370 | Solar | Actual | Actual | PGE | Yes | No | 2036 | 2036
Panoche- Mendota 115 kV line | Fresno | On-Peak, Off-Peak | 1985 | 2019 |  |  | 1216 | 302 |  |  | Solar | Actual | Actual | PGE | Yes | No | 2036 | 2036
Panoche-Oro Loma 115kV Line | Fresno | On-Peak | 1782 | 588 | Reconductor Oro Loma-Panoche 115 kV Lines (86 months) | 0 | 1903 | N/A | N/A | N/A | Solar | Actual | Default | PGE | None | No | 2033
Borden-Storey #1 230kV line | Fresno | On-Peak, Off-Peak | 412 | 1247 | Reconductor Wilson-Storey 230 kV Lines (86 months) | 50 | 780 | 2047 | Reconductor Wilson-Storey 230 kV Lines (86 months) | N/A | Solar | Actual | Actual | PGE | Yes | No | 2033 | 2033
Merced 115/70kV TB#2 | Fresno | On-Peak, Off-Peak | 122 | 358 | Replace Bank, and Reconductor Lines at Merced (144 months) | 125 | 156 | 291 | Same as ADNU | 125 | Solar | Actual | Actual | PGE | Yes | No | 2038 | 2038
Helm 230/70kV TB #1 | Fresno | On-Peak, Off-Peak | 38 | 60 | Helm 230/70 kV Transformer Bank replacement (84 months) | 135 | 128 | 226 | Same as ADNU | 135 | Solar | Actual | Actual | PGE | Yes | No | 2033 | 2033
Oro Loma-El Nido 115kV Line | Fresno | On-Peak, Off-Peak | 528 | 3192 | Oro-loma- El nido-Wilson Reconductor (120 months) | 330 | 308 | 65 | Same as ADNU | 330 | Solar | Actual | Actual | PGE | Yes | No | 2036 | 2036
Diablo-Gates 500 kV line | Kern, Fresno | On-Peak, Off-Peak | 5161 | 4125 | New Diablo-Midway #4 500 kV Line (98 months) | 830 | 5581 | 4125 | Same as ADNU | 830 | Solar | Actual | Actual | PGE | Yes | No | 2034 | 2034
Mustang-Henrietta 230 kV line | Fresno | On-Peak | 5581 | 2479 |  |  | 5617 | 2479 |  |  | Solar | Actual | Default | PGE | Yes | No | 2034 | 2034
Gates-Panoche 230 kV #1 and #2 Lines | Fresno | On-Peak | 4562 | 8379 | Reconductor Gates-Panoche #1 and #2 230 kV Lines (86 months) | 214 | 4589 | N/A | N/A | N/A | Solar | Actual | Default | PGE | None | No | 2033
NEW-Metcalf-Mosslanding 500kV | Fresno | On-Peak | 1666 | N/A | (72 months) | 200 | 6083 | N/A | N/A | N/A | Solar | Default | Actual | PGE | No | No
* The transmission capability estimates are based on the resource-type specific output assumptions that are used in deliverbility studies rather than the resources’ installed capacity. The values can be translated into any combination of resource types by applying the currently applicable deliverability study resource output factor.
**The transmission capability estimates are over and above the resource amounts that were online as at January 1, 2024. The CPUC will need to adjust the estimates to account for resources that came online since then. Retirement of Diablo Canyon is accounted for in the estimates assuming the replacements are at the same or similar location
For already approved upgrades with CODs after 2030, CPUC staff attempted to keep the upgrades and their capacity expansion amounts from applying to the constraint's Tx capacity before it's scheduled online date. CPUC staff used the CAISO's 2024 TPD Report's Study Amount TPD in 2030 number as the available transmision capacity prior to the year of the last Tx upgrade's COD.

## CAISO_Output_Factors
Summary of output factors from the CAISO's 2024 Transmission Capability Estimates White Paper for use in the transmission constraint calculations.
FCDS Output Factors used in FCDS capability estimates
FCDS output table | [8 empty] | FCDS Output Factors
Resource Type | HSN | HSN | HSN | HSN | SSN | SSN | SSN | SSN | Resource type | HSN |  |  |  | SSN
| SDGE | SCE | PGE | VEA | SDGE | SCE | PGE | VEA |  | SDG&E | SCE | PG&E | VEA | SDG&E | SCE | PG&E | VEA
Solar | 0.06 | 0.13 | 0.15 | 0.08 | 0.71 | 0.8 | 0.71 | 0.66 | Solar | 6% | 13% | 15% | 8% | 71% | 80% | 71% | 66%
Distributed Solar | 0.06 | 0.13 | 0.15 | 0.08 | 0.71 | 0.8 | 0.71 | 0.66 | Wind | 35% | 48% | 50% | 48% | 10% | 17% | 19% | 17%
Wind | 0.35 | 0.48 | 0.5 | 0.48 | 0.1 | 0.17 | 0.19 | 0.17 | Non-Intermittent resources | 100%
Biomass | 1 | 1 | 1 | 1 | 1 | 1 | 1 | 1 | Energy storage | 100% if duration is ≥ 4-hour or ISC*(duration/4) if duration is < 4-hour |  |  |  | 50% if duration is ≥ 4-hour or ISC*(duration/4) if duration is < 4-hour
Geothermal | 1 | 1 | 1 | 1 | 1 | 1 | 1 | 1 | Hybrid | The lesser of 100% of combined ISC or (100% of 4-hour storage capacity plus study amount of paired resource)/ISC
Battery_4hr | 1 | 1 | 1 | 1 | 0.5 | 0.5 | 0.5 | 0.5 | New Mexico Wind | 67% |  |  |  | 35%
Battery_8hr | 1 | 1 | 1 | 1 | 0.5 | 0.5 | 0.5 | 0.5 | Wyoming/Idaho Wind | 67% |  |  |  | 35%
LDES | 1 | 1 | 1 | 1 | 0.5 | 0.5 | 0.5 | 0.5 | Diablo OSW | 85% |  |  |  | 45%
OOS Wind | 0.67 | 0.67 | 0.67 | 0.67 | 0.35 | 0.35 | 0.35 | 0.35 | Morro Bay OSW | 85% |  |  |  | 45%
Offshore Wind | 0.85 | 0.85 | 0.85 | 0.85 | 0.45 | 0.45 | 0.45 | 0.45 | Humboldt Bay OSW | 85% |  |  |  | 45%
EODS output table | [8 empty] | Resource output factors used in EODS capability estimates
Resource type | Wind | Wind | Wind | Wind | Solar | Solar | Solar | Solar | Resource type | Wind Area |  |  |  | Solar Area
| SDGE | SCE | PGE | VEA | SDGE | SCE | PGE | VEA |  | SDG&E | SCE | PG&E | VEA | SDG&E | SCE | PG&E | VEA
Solar | 0.68 | 0.68 | 0.68 | 0.68 | 0.79 | 0.77 | 0.79 | 0.77 | Solar | 68% |  |  |  | 79% | 77% | 79% | 77%
Distributed Solar | 0.68 | 0.68 | 0.68 | 0.68 | 0.79 | 0.77 | 0.79 | 0.77 | Wind | 69% | 64% | 63% | 64% | 44%
Wind | 0.69 | 0.64 | 0.63 | 0.64 | 0.44 | 0.44 | 0.44 | 0.44 | Hydro | 30%
Biomass | 0 | 0 | 0 | 0 | 0 | 0 | 0 | 0 | Offshore Wind | 100%
Geothermal | 1 | 1 | 1 | 1 | 1 | 1 | 1 | 1 | New Mexico Wind | 67%
Battery_4hr | -1 | -1 | -1 | -1 | -1 | -1 | -1 | -1 | Wyoming/Idaho Wind | 67%
Battery_8hr | -1 | -1 | -1 | -1 | -1 | -1 | -1 | -1 | Thermal | 0%5
PSH | -1 | -1 | -1 | -1 | -1 | -1 | -1 | -1 | Energy storage | 100% in charging mode if duration is ≥ 4-hour or 4-hour equivalent if duration is less than 4-hour6
OOS Wind | 0.67 | 0.67 | 0.67 | 0.67 | 0.67 | 0.67 | 0.67 | 0.67 | 5 Thermal resources are initially dispatched at 15% in off-peak deliverability assessments but can be reduced to 0% to mitigate constraints
Offshore Wind | 1 | 1 | 1 | 1 | 1 | 1 | 1 | 1 | 6 Energy storage is initially initially swiched off in off-peak deliverability assessments but can be dispatched incharging mode at 100% of its capacity if duration is ≥ 4-hour or 4-hour equivalent capacity if duration is less than 4-hour to mitigate constraints.
Ouput Factor Tables taken the CAISO 2024 Transmission Capability Estimates White Paper issued August 28, 2024.
SSN values taken from Deliverability Assessment Dispatch Methodology Update for Solar and Wind 06/24/24 Stakeholder Call

## Tx_Baseline_Reconcile
Data taken from BaselineReconcilation_25-26TPP_PD.xlsx workbook. Summarizes by substation, 1) resources in baseline that need to be included in Tx calculations because they have online dates after 1/1/2024; 2) resources not in baseline with online dates before 1/1/2024, these are mapped in the portfolio but not included in Tx calculations.
|  |  | IRP-ERM baseline resources online after 1/1/2024 so not included in Tx constraints baseline | [14 empty] | Rresources not in IRP baseline but in transmission constraints baseline (e.g., resources online before 1/1/24 or in-development resources using existing interconnection deliverability)
|  |  | These Resources need to be included in transmission utilization calculations | [14 empty] | These resources are included in the portfolio mapping but need to be excluded from transmission utlization calculations
|  |  | Geothermal | Biomass | Wind | Wind | OOS Wind | OOS Wind | Offshore Wind | Offshore Wind | Distributed Solar | Solar | Solar | Battery_4hr | Battery_8hr | LDES | Has | Geothermal | Biomass | Wind | Wind | OOS Wind | OOS Wind | Offshore Wind | Offshore Wind | Distributed Solar | Solar | Solar | Battery_4hr | Battery_8hr | LDES | Has
CAISO Study Area | Substation | Voltage | FCDS | FCDS | FCDS | EODS | FCDS | EODS | FCDS | EODS | EODS | FCDS | EODS | FCDS | FCDS | FCDS | Res | FCDS | FCDS | FCDS | EODS | FCDS | EODS | FCDS | EODS | EODS | FCDS | EODS | FCDS | FCDS | FCDS | Res
PG&E KERN | 7th Standard | 115 | 0 | 0 | 0 | 0 |  |  |  |  | 0 | 0 | 0 | 0 | 0 | 0 |  | 0 | 0 | 0 | 0 | 0 |  |  |  | 0 | 0 | 0 | 0 | 0 | 0
SCE Metro | Alamitos | 230 | 0 | 0 | 0 | 0 |  |  |  |  | 0 | 0 | 0 | 0 | 0 | 0 |  | 0 | 0 | 0 | 0 | 0 |  |  |  | 0 | 0 | 0 | 82 | 0 | 0
SCE Eastern | Alberhill | 115 | 0 | 0 | 0 | 0 |  |  |  |  | 0 | 0 | 0 | 0 | 0 | 0 |  | 0 | 0 | 0 | 0 | 0 |  |  |  | 0 | 0 | 0 | 0 | 0 | 0
SCE Eastern | Alberhill | 500 | 0 | 0 | 0 | 0 |  |  |  |  | 0 | 0 | 0 | 0 | 0 | 0 |  | 0 | 0 | 0 | 0 | 0 |  |  |  | 0 | 0 | 0 | 0 | 0 | 0
PG&E GBA | Alhambra | 115 | 0 | 0 | 0 | 0 |  |  |  |  | 0 | 0 | 0 | 0 | 0 | 0 |  | 0 | 0 | 0 | 0 | 0 |  |  |  | 0 | 0 | 0 | 0 | 0 | 0
PG&E FRESNO | Alpaugh | 115 | 0 | 0 | 0 | 0 |  |  |  |  | 0 | 0 | 0 | 0 | 0 | 0 |  | 0 | 0 | 0 | 0 | 0 |  |  |  | 0 | 0 | 0 | 0 | 0 | 0
SDGE | Alpine | 69 | 0 | 0 | 0 | 0 |  |  |  |  | 0 | 0 | 0 | 0 | 0 | 0 |  | 0 | 0 | 0 | 0 | 0 |  |  |  | 0 | 0 | 0 | 0 | 0 | 0
PG&E GBA | Altamont Midway (Sandhill) | 230 | 0 | 0 | 0 | 0 |  |  |  |  | 0 | 0 | 0 | 0 | 0 | 0 |  | 0 | 0 | 0 | 0 | 0 |  |  |  | 0 | 0 | 0 | 0 | 0 | 0
SCE Northern | Antelope | 66 | 0 | 0 | 0 | 0 |  |  |  |  | 2.5 | 0 | 0 | 0 | 0 | 0 |  | 0 | 0 | 0 | 0 | 0 |  |  |  | 0 | 0 | 0 | 0 | 0 | 0
SCE Northern | Antelope | 230 | 0 | 0 | 0 | 0 |  |  |  |  | 0 | 125 | 0 | 80 | 0 | 0 |  | 0 | 0 | 0 | 0 | 0 |  |  |  | 1 | 56 | 0 | 28 | 0 | 0
SCE Northern | Antelope | 500 | 0 | 0 | 0 | 0 |  |  |  |  | 0 | 0 | 0 | 0 | 0 | 0 |  | 0 | 0 | 0 | 0 | 0 |  |  |  | 0 | 0 | 0 | 0 | 0 | 0
PG&E NGBA | Arcata | 60 | 0 | 0 | 0 | 0 |  |  |  |  | 0 | 0 | 0 | 0 | 0 | 0 |  | 0 | 0 | 0 | 0 | 0 |  |  |  | 0 | 0 | 0 | 0 | 0 | 0
PG&E KERN | Arco | 230 | 0 | 0 | 0 | 0 |  |  |  |  | 0 | 43.2 | 21.7 | 25 | 0 | 0 |  | 0 | 0 | 0 | 0 | 0 |  |  |  | 0 | 0 | 0 | 0 | 0 | 0
PG&E KERN | Arco | 70 | 0 | 0 | 0 | 0 |  |  |  |  | 0 | 27 | 33 | 38 | 0 | 0 |  | 0 | 0 | 0 | 0 | 0 |  |  |  | 0 | 0 | 0 | 0 | 0 | 0
SCE Metro | ArcoGen | 230 | 0 | 0 | 0 | 0 |  |  |  |  | 0 | 0 | 0 | 0 | 0 | 0 |  | 0 | 0 | 0 | 0 | 0 |  |  |  | 0 | 0 | 0 | 0 | 0 | 0
SDGE | Artesian | 230 | 0 | 0 | 0 | 0 |  |  |  |  | 0 | 0 | 0 | 0 | 0 | 0 |  | 0 | 0 | 0 | 0 | 0 |  |  |  | 0 | 0 | 0 | 0 | 0 | 0
SDGE | Artesian | 69 | 0 | 0 | 0 | 0 |  |  |  |  | 0 | 0 | 0 | 0 | 0 | 0 |  | 0 | 0 | 0 | 0 | 0 |  |  |  | 0 | 0 | 0 | 0 | 0 | 0
PG&E FRESNO | Ashlan | 230 | 0 | 0 | 0 | 0 |  |  |  |  | 0 | 0 | 0 | 0 | 0 | 0 |  | 0 | 0 | 0 | 0 | 0 |  |  |  | 0 | 0 | 0 | 0 | 0 | 0
PG&E NGBA | Atlantic | 115 | 0 | 0 | 0 | 0 |  |  |  |  | 0 | 0 | 0 | 0 | 0 | 0 |  | 0 | 0 | 0 | 0 | 0 |  |  |  | 0 | 0 | 0 | 0 | 0 | 0
PG&E NGBA | Atlantic | 230 | 0 | 0 | 0 | 0 |  |  |  |  | 0 | 0 | 0 | 0 | 0 | 0 |  | 0 | 0 | 0 | 0 | 0 |  |  |  | 0 | 0 | 0 | 0 | 0 | 0
PG&E NGBA | Atlantic | 60 | 0 | 0 | 0 | 0 |  |  |  |  | 0 | 0 | 0 | 0 | 0 | 0 |  | 0 | 0 | 0 | 0 | 0 |  |  |  | 0 | 0 | 0 | 0 | 0 | 0
PG&E FRESNO | Atwater | 115 | 0 | 0 | 0 | 0 |  |  |  |  | 0 | 0 | 0 | 0 | 0 | 0 |  | 0 | 0 | 0 | 0 | 0 |  |  |  | 0 | 0 | 0 | 0 | 0 | 0
PG&E GBA | Avena | 115 | 0 | 0 | 0 | 0 |  |  |  |  | 0 | 0 | 0 | 0 | 0 | 0 |  | 0 | 0 | 0 | 0 | 0 |  |  |  | 0 | 0 | 0 | 0 | 0 | 0
SDGE | Avocado | 69 | 0 | 0 | 0 | 0 |  |  |  |  | 0 | 0 | 0 | 0 | 0 | 0 |  | 0 | 0 | 0 | 0 | 0 |  |  |  | 0 | 0 | 0 | 0 | 0 | 0
PG&E NGBA | Bahia | 230 | 0 | 0 | 0 | 0 |  |  |  |  | 0 | 0 | 0 | 0 | 0 | 0 |  | 0 | 0 | 0 | 0 | 0 |  |  |  | 0 | 0 | 0 | 0 | 0 | 0
SCE Northern | Bailey | 230 | 0 | 0 | 0 | 0 |  |  |  |  | 0 | 0 | 0 | 0 | 0 | 0 |  | 0 | 0 | 0 | 0 | 0 |  |  |  | 0 | 0 | 0 | 0 | 0 | 0
SCE NOL | Baker | 115 | 0 | 0 | 0 | 0 |  |  |  |  | 0 | 0 | 0 | 0 | 0 | 0 |  | 0 | 0 | 0 | 0 | 0 |  |  |  | 0 | 0 | 0 | 0 | 0 | 0
PG&E KERN | Bakersfield | 230 | 0 | 0 | 0 | 0 |  |  |  |  | 0 | 0 | 0 | 0 | 0 | 0 |  | 0 | 0 | 0 | 0 | 0 |  |  |  | 0 | 0 | 0 | 0 | 0 | 0
PG&E FRESNO | Balch | 230 | 0 | 0 | 0 | 0 |  |  |  |  | 0 | 0 | 0 | 0 | 0 | 0 |  | 0 | 0 | 0 | 0 | 0 |  |  |  | 0 | 0 | 0 | 0 | 0 | 0
SCE Eastern | Bannister | 230 | 0 | 0 | 0 | 0 |  |  |  |  | 0 | 0 | 0 | 0 | 0 | 0 |  | 0 | 0 | 0 | 0 | 0 |  |  |  | 0 | 0 | 0 | 0 | 0 | 0
SCE Metro | Barre | 230 | 0 | 0 | 0 | 0 |  |  |  |  | 0 | 0 | 0 | 0 | 0 | 0 |  | 0 | 0 | 0 | 0 | 0 |  |  |  | 0 | 0 | 10 | 0 | 0 | 0
SDGE | Bay Boulevard | 69 | 0 | 0 | 0 | 0 |  |  |  |  | 0 | 0 | 0 | 0 | 0 | 0 |  | 0 | 0 | 0 | 0 | 0 |  |  |  | 0 | 0 | 0 | 0 | 0 | 0
SDGE | Bay Boulevard | 230 | 0 | 0 | 0 | 0 |  |  |  |  | 0 | 0 | 0 | 0 | 0 | 0 |  | 0 | 0 | 0 | 0 | 0 |  |  |  | 0 | 0 | 0 | 0 | 0 | 0
SCE EOP | Beatty | 138 | 0 | 0 | 0 | 0 |  |  |  |  | 0 | 0 | 0 | 0 | 0 | 0 |  | 0 | 0 | 0 | 0 | 0 |  |  |  | 0 | 0 | 0 | 0 | 0 | 0
SCE EOP | Beatty | 230 | 0 | 0 | 0 | 0 |  |  |  |  | 0 | 0 | 0 | 0 | 0 | 0 |  | 0 | 0 | 0 | 0 | 0 |  |  |  | 0 | 0 | 0 | 0 | 0 | 0
PG&E NGBA | Belden | 230 | 0 | 0 | 0 | 0 |  |  |  |  | 0 | 0 | 0 | 0 | 0 | 0 |  | 0 | 0 | 0 | 0 | 0 |  |  |  | 0 | 0 | 0 | 0 | 0 | 0
PG&E NGBA | Bell | 115 | 0 | 0 | 0 | 0 |  |  |  |  | 0 | 0 | 0 | 0 | 0 | 0 |  | 0 | 0 | 0 | 0 | 0 |  |  |  | 0 | 0 | 0 | 0 | 0 | 0
PG&E NGBA | Bellevue | 115 | 0 | 0 | 0 | 0 |  |  |  |  | 0 | 0 | 0 | 0 | 0 | 0 |  | 0 | 0 | 0 | 0 | 0 |  |  |  | 0 | 0 | 0 | 0 | 0 | 0
PG&E GBA | Bellota | 115 | 0 | 2.8 | 0 | 0 |  |  |  |  | 0 | 0 | 0 | 0 | 0 | 0 |  | 0 | 0 | 0 | 0 | 0 |  |  |  | 0 | 0 | 0 | 0 | 0 | 0
PG&E GBA | Bellota | 230 | 0 | 0 | 0 | 0 |  |  |  |  | 0 | 0 | 0 | 0 | 0 | 0 |  | 0 | 0 | 0 | 0 | 0 |  |  |  | 0 | 0 | 0 | 0 | 0 | 0
SCE Northern | Big Creek | 230 | 0 | 0 | 0 | 0 |  |  |  |  | 0 | 0 | 0 | 0 | 0 | 0 |  | 0 | 0 | 0 | 0 | 0 |  |  |  | 0 | 0 | 0 | 0 | 0 | 0
PG&E FRESNO | Biola | 70 | 0 | 0 | 0 | 0 |  |  |  |  | 0 | 0 | 0 | 0 | 0 | 0 |  | 0 | 0 | 0 | 0 | 0 |  |  |  | 0 | 0 | 0 | 0 | 0 | 0
PG&E GBA | Birds Landing | 230 | 0 | 0 | 0 | 0 |  |  |  |  | 0 | 0 | 0 | 0 | 0 | 0 |  | 0 | 0 | 0 | 0 | 0 |  |  |  | 0 | 0 | 0 | 0 | 0 | 0
SCE Northern | Bliss | 66 | 0 | 0 | 0 | 0 |  |  |  |  | 0 | 0 | 0 | 0 | 0 | 0 |  | 0 | 0 | 0 | 0 | 0 |  |  |  | 0 | 0 | 0 | 0 | 0 | 0
SCE Eastern | Blythe | 161 | 0 | 0 | 0 | 0 |  |  |  |  | 0 | 0 | 0 | 0 | 0 | 0 |  | 0 | 0 | 0 | 0 | 0 |  |  |  | 0 | 0 | 0 | 0 | 0 | 0
PG&E NGBA | Bogue | 115 | 0 | 0 | 0 | 0 |  |  |  |  | 0 | 0 | 0 | 0 | 0 | 0 |  | 0 | 0 | 0 | 0 | 0 |  |  |  | 0 | 0 | 0 | 0 | 0 | 0
PG&E FRESNO | Borden | 230 | 0 | 0 | 0 | 0 |  |  |  |  | 0 | 0 | 0 | 0 | 0 | 0 |  | 0 | 0 | 0 | 0 | 0 |  |  |  | 0 | 0 | 0 | 0 | 0 | 0
PG&E FRESNO | Borden | 70 | 0 | 0 | 0 | 0 |  |  |  |  | 0 | 0 | 0 | 0 | 0 | 0 |  | 0 | 0 | 0 | 0 | 0 |  |  |  | 0 | 0 | 0 | 0 | 0 | 0
SDGE | Boulevard East | 138 | 0 | 0 | 0 | 0 |  |  |  |  | 0 | 0 | 0 | 0 | 0 | 0 |  | 0 | 0 | 0 | 0 | 0 |  |  |  | 0 | 0 | 0 | 0 | 0 | 0
SDGE | Boulevard East | 69 | 0 | 0 | 0 | 0 |  |  |  |  | 0 | 0 | 0 | 0 | 0 | 0 |  | 0 | 0 | 0 | 0 | 0 |  |  |  | 0 | 0 | 0 | 0 | 0 | 0
PG&E GBA | Brentwood | 230 | 0 | 0 | 0 | 0 |  |  |  |  | 0 | 0 | 0 | 0 | 0 | 0 |  | 0 | 0 | 0 | 0 | 0 |  |  |  | 0 | 0 | 0 | 0 | 0 | 0
PG&E NGBA | Bridgeville | 115 | 0 | 0 | 0 | 0 |  |  |  |  | 0 | 0 | 0 | 0 | 0 | 0 |  | 0 | 0 | 0 | 0 | 0 |  |  |  | 0 | 0 | 0 | 0 | 0 | 0
PG&E NGBA | Brighton | 115 | 0 | 0 | 0 | 0 |  |  |  |  | 0 | 0 | 0 | 0 | 0 | 0 |  | 0 | 0 | 0 | 0 | 0 |  |  |  | 0 | 0 | 0 | 0 | 0 | 0
PG&E NGBA | Brighton | 230 | 0 | 0 | 0 | 0 |  |  |  |  | 0 | 0 | 0 | 0 | 0 | 0 |  | 0 | 0 | 0 | 0 | 0 |  |  |  | 0 | 0 | 0 | 0 | 0 | 0
PG&E NGBA | Brunswick | 115 | 0 | 0 | 0 | 0 |  |  |  |  | 0 | 0 | 0 | 0 | 0 | 0 |  | 0 | 0 | 0 | 0 | 0 |  |  |  | 0 | 0 | 0 | 0 | 0 | 0
PG&E NGBA | Bucks Creek | 230 | 0 | 0 | 0 | 0 |  |  |  |  | 0 | 0 | 0 | 0 | 0 | 0 |  | 0 | 0 | 0 | 0 | 0 |  |  |  | 0 | 0 | 0 | 0 | 0 | 0
PG&E KERN | Buena Vista | 230 | 0 | 0 | 0 | 0 |  |  |  |  | 0 | 0 | 0 | 0 | 0 | 0 |  | 0 | 0 | 0 | 0 | 0 |  |  |  | 0 | 0 | 0 | 0 | 0 | 0
PG&E FRESNO | Bullard | 115 | 0 | 0 | 0 | 0 |  |  |  |  | 0 | 0 | 0 | 0 | 0 | 0 |  | 0 | 0 | 0 | 0 | 0 |  |  |  | 0 | 0 | 0 | 0 | 0 | 0
PG&E GBA | Burlingame | 115 | 0 | 0 | 0 | 0 |  |  |  |  | 0 | 0 | 0 | 0 | 0 | 0 |  | 0 | 0 | 0 | 0 | 0 |  |  |  | 0 | 0 | 0 | 0 | 0 | 0
PG&E NGBA | Burney Forest | 230 | 0 | 2.88 | 0 | 0 |  |  |  |  | 0 | 0 | 0 | 0 | 0 | 0 |  | 0 | 0 | 0 | 0 | 0 |  |  |  | 0 | 0 | 0 | 0 | 0 | 0
PG&E NGBA | Butte | 115 | 0 | 0 | 0 | 0 |  |  |  |  | 0 | 0 | 0 | 0 | 0 | 0 |  | 0 | 0 | 0 | 0 | 0 |  |  |  | 0 | 0 | 0 | 0 | 0 | 0
PG&E KERN | Cabrillo | 115 | 0 | 0 | 0 | 0 |  |  |  |  | 0 | 0 | 0 | 0 | 0 | 0 |  | 0 | 0 | 0 | 0 | 0 |  |  |  | 0 | 0 | 0 | 0 | 0 | 0
PG&E FRESNO | Cal Flats | 230 | 0 | 0 | 0 | 0 |  |  |  |  | 0 | 0 | 0 | 0 | 0 | 0 |  | 0 | 0 | 0 | 0 | 0 |  |  |  | 0 | 0 | 0 | 0 | 0 | 0
SCE NOL | Calcite | 230 | 0 | 0 | 0 | 0 |  |  |  |  | 0 | 0 | 0 | 0 | 0 | 0 |  | 0 | 0 | 0 | 0 | 0 |  |  |  | 0 | 0 | 0 | 0 | 0 | 0
PG&E KERN | Caliente | 230 | 0 | 0 | 0 | 0 |  |  |  |  | 0 | 0 | 0 | 0 | 0 | 0 |  | 0 | 0 | 0 | 0 | 0 |  |  |  | 0 | 0 | 0 | 0 | 0 | 0
PG&E FRESNO | California Ave | 115 | 0 | 0 | 0 | 0 |  |  |  |  | 0 | 0 | 0 | 0 | 0 | 0 |  | 0 | 0 | 0 | 0 | 0 |  |  |  | 0 | 0 | 0 | 0 | 0 | 0
PG&E KERN | Callender | 115 | 0 | 0 | 0 | 0 |  |  |  |  | 0 | 0 | 0 | 0 | 0 | 0 |  | 0 | 0 | 0 | 0 | 0 |  |  |  | 0 | 0 | 0 | 0 | 0 | 0
PG&E NGBA | Calpella | 115 | 0 | 0 | 0 | 0 |  |  |  |  | 0 | 0 | 0 | 0 | 0 | 0 |  | 0 | 0 | 0 | 0 | 0 |  |  |  | 0 | 0 | 0 | 0 | 0 | 0
PG&E GBA | Camanche | 230 | 0 | 0 | 0 | 0 |  |  |  |  | 0 | 0 | 0 | 0 | 0 | 0 |  | 0 | 0 | 0 | 0 | 0 |  |  |  | 0 | 0 | 0 | 0 | 0 | 0
SDGE | Cameron | 69 | 0 | 0 | 0 | 0 |  |  |  |  | 0 | 0 | 0 | 0 | 0 | 0 |  | 0 | 0 | 0 | 0 | 0 |  |  |  | 0 | 0 | 0 | 0 | 0 | 0
SDGE | Cannon | 69 | 0 | 0 | 0 | 0 |  |  |  |  | 0 | 0 | 0 | 0 | 0 | 0 |  | 0 | 0 | 0 | 0 | 0 |  |  |  | 0 | 0 | 0 | 0 | 0 | 0
PG&E FRESNO | Cantua | 115 | 0 | 0 | 0 | 0 |  |  |  |  | 0 | 0 | 0 | 0 | 0 | 0 |  | 0 | 0 | 0 | 0 | 0 |  |  |  | 0 | 0 | 0 | 0 | 0 | 0
SDGE | Capistrano | 138 | 0 | 0 | 0 | 0 |  |  |  |  | 0 | 0 | 0 | 0 | 0 | 0 |  | 0 | 0 | 0 | 0 | 0 |  |  |  | 0 | 0 | 0 | 0 | 0 | 0
SDGE | Capistrano | 230 | 0 | 0 | 0 | 0 |  |  |  |  | 0 | 0 | 0 | 0 | 0 | 0 |  | 0 | 0 | 0 | 0 | 0 |  |  |  | 0 | 0 | 0 | 0 | 0 | 0
PG&E NGBA | Carberry | 230 | 0 | 0 | 0 | 0 |  |  |  |  | 0 | 0 | 0 | 0 | 0 | 0 |  | 0 | 0 | 0 | 0 | 0 |  |  |  | 0 | 0 | 0 | 0 | 0 | 0
SCE Eastern | Cardiff | 66 | 0 | 0 | 0 | 0 |  |  |  |  | 0 | 0 | 0 | 0 | 0 | 0 |  | 0 | 0 | 0 | 0 | 0 |  |  |  | 0 | 0 | 0 | 0 | 0 | 0
PG&E NGBA | Caribou | 60 | 0 | 0 | 0 | 0 |  |  |  |  | 0 | 0 | 0 | 0 | 0 | 0 |  | 0 | 0 | 0 | 0 | 0 |  |  |  | 0 | 0 | 0 | 0 | 0 | 0
PG&E NGBA | Caribou | 115 | 0 | 0 | 0 | 0 |  |  |  |  | 0 | 0 | 0 | 0 | 0 | 0 |  | 0 | 0 | 0 | 0 | 0 |  |  |  | 0 | 0 | 0 | 0 | 0 | 0
PG&E NGBA | Caribou | 230 | 0 | 0 | 0 | 0 |  |  |  |  | 0 | 0 | 0 | 0 | 0 | 0 |  | 0 | 0 | 0 | 0 | 0 |  |  |  | 0 | 0 | 0 | 0 | 0 | 0
SCE EOP | Carpenter Canyon (fka Gamebird) | 138 | 0 | 0 | 0 | 0 |  |  |  |  | 0 | 0 | 0 | 0 | 0 | 0 |  | 0 | 0 | 0 | 0 | 0 |  |  |  | 0 | 0 | 0 | 0 | 0 | 0
SCE EOP | Carpenter Canyon (fka Gamebird) | 230 | 0 | 0 | 0 | 0 |  |  |  |  | 0 | 0 | 0 | 0 | 0 | 0 |  | 0 | 0 | 0 | 0 | 0 |  |  |  | 0 | 0 | 0 | 0 | 0 | 0
PG&E NGBA | Carquinez | 115 | 0 | 0 | 0 | 0 |  |  |  |  | 0 | 0 | 0 | 0 | 0 | 0 |  | 0 | 0 | 0 | 0 | 0 |  |  |  | 0 | 0 | 0 | 0 | 0 | 0
SDGE | Carrizo Gorge | 138 | 0 | 0 | 0 | 0 |  |  |  |  | 0 | 0 | 0 | 0 | 0 | 0 |  | 0 | 0 | 0 | 0 | 0 |  |  |  | 0 | 0 | 0 | 0 | 0 | 0
PG&E KERN | Carrizo Plains | 115 | 0 | 0 | 0 | 0 |  |  |  |  | 0 | 0 | 0 | 0 | 0 | 0 |  | 0 | 0 | 0 | 0 | 0 |  |  |  | 0 | 0 | 0 | 0 | 0 | 0
PG&E KERN | Casaloma | 230 | 0 | 0 | 0 | 0 |  |  |  |  | 0 | 0 | 0 | 0 | 0 | 0 |  | 0 | 0 | 0 | 0 | 0 |  |  |  | 0 | 0 | 0 | 0 | 0 | 0
PG&E GBA | Castro Valley | 230 | 0 | 0 | 0 | 0 |  |  |  |  | 0 | 0 | 0 | 0 | 0 | 0 |  | 0 | 0 | 0 | 0 | 0 |  |  |  | 0 | 0 | 0 | 0 | 0 | 0
PG&E GBA | Cayetano | 230 | 0 | 0 | 0 | 0 |  |  |  |  | 0 | 0 | 0 | 0 | 0 | 0 |  | 0 | 0 | 0 | 0 | 0 |  |  |  | 0 | 0 | 0 | 0 | 0 | 0
SCE Metro | Center | 230 | 0 | 0 | 0 | 0 |  |  |  |  | 0 | 0 | 0 | 0 | 0 | 0 |  | 0 | 0 | 0 | 0 | 0 |  |  |  | 0 | 0 | 0 | 0 | 0 | 0
PG&E KERN | Charca | 115 | 0 | 0 | 0 | 0 |  |  |  |  | 0 | 0 | 0 | 0 | 0 | 0 |  | 0 | 0 | 0 | 0 | 0 |  |  |  | 0 | 0 | 0 | 0 | 0 | 0
SCE EOP | Charleston | 138 | 0 | 0 | 0 | 0 |  |  |  |  | 0 | 0 | 0 | 0 | 0 | 0 |  | 0 | 0 | 0 | 0 | 0 |  |  |  | 0 | 0 | 0 | 0 | 0 | 0
SCE Metro | Chevmain | 230 | 0 | 0 | 0 | 0 |  |  |  |  | 0 | 0 | 0 | 0 | 0 | 0 |  | 0 | 0 | 0 | 0 | 0 |  |  |  | 0 | 0 | 0 | 0 | 0 | 0
SDGE | Chicarita | 138 | 0 | 0 | 0 | 0 |  |  |  |  | 0 | 0 | 0 | 0 | 0 | 0 |  | 0 | 0 | 0 | 0 | 0 |  |  |  | 0 | 0 | 0 | 0 | 0 | 0
SCE Metro | Chino | 230 | 0 | 0 | 0 | 0 |  |  |  |  | 0 | 0 | 0 | 0 | 0 | 0 |  | 0 | 0 | 0 | 0 | 0 |  |  |  | 0 | 0 | 0 | 0 | 0 | 0
PG&E FRESNO | Chowchilla | 115 | 0 | 0 | 0 | 0 |  |  |  |  | 0 | 0 | 0 | 0 | 0 | 0 |  | 0 | 0 | 0 | 0 | 0 |  |  |  | 0 | 0 | 0 | 0 | 0 | 0
PG&E GBA | Christie | 60 | 0 | 0 | 0 | 0 |  |  |  |  | 0 | 0 | 0 | 0 | 0 | 0 |  | 0 | 0 | 0 | 0 | 0 |  |  |  | 0 | 0 | 0 | 0 | 0 | 0
PG&E GBA | Christie | 115 | 0 | 0 | 0 | 0 |  |  |  |  | 0 | 0 | 0 | 0 | 0 | 0 |  | 0 | 0 | 0 | 0 | 0 |  |  |  | 0 | 0 | 0 | 0 | 0 | 0
SCE Eastern | Cielo Azul | 500 | 0 | 0 | 0 | 0 |  |  |  |  | 0 | 0 | 0 | 0 | 0 | 0 |  | 0 | 0 | 0 | 0 | 0 |  |  |  | 0 | 0 | 0 | 0 | 0 | 0
PG&E GBA | Clay | 60 | 0 | 0 | 0 | 0 |  |  |  |  | 0 | 0 | 0 | 0 | 0 | 0 |  | 0 | 0 | 0 | 0 | 0 |  |  |  | 0 | 0 | 0 | 0 | 0 | 0
PG&E GBA | Clayton | 115 | 0 | 0 | 0 | 0 |  |  |  |  | 0 | 0 | 0 | 0 | 0 | 0 |  | 0 | 0 | 0 | 0 | 0 |  |  |  | 0 | 0 | 0 | 0 | 0 | 0
PG&E NGBA | Cloverdale | 115 | 25 | 0 | 0 | 0 |  |  |  |  | 0 | 0 | 0 | 0 | 0 | 0 |  | 0 | 0 | 0 | 0 | 0 |  |  |  | 0 | 0 | 0 | 0 | 0 | 0
PG&E FRESNO | Clovis | 115 | 0 | 0 | 0 | 0 |  |  |  |  | 0 | 0 | 0 | 0 | 0 | 0 |  | 0 | 0 | 0 | 0 | 0 |  |  |  | 0 | 0 | 0 | 0 | 0 | 0
PG&E GBA | Coburn | 230 | 0 | 0 | 0 | 0 |  |  |  |  | 0 | 0 | 0 | 0 | 0 | 0 |  | 0 | 0 | 0 | 0 | 0 |  |  |  | 0 | 0 | 0 | 0 | 0 | 0
PG&E GBA | Coburn | 60 | 0 | 0 | 0 | 0 |  |  |  |  | 0 | 0 | 0 | 0 | 6 | 0 |  | 0 | 0 | 0 | 0 | 0 |  |  |  | 0 | 0 | 0 | 0 | 0 | 0
PG&E NGBA | Colgate | 230 | 0 | 0 | 0 | 0 |  |  |  |  | 0 | 0 | 0 | 0 | 0 | 0 |  | 0 | 0 | 0 | 0 | 0 |  |  |  | 0 | 0 | 0 | 0 | 0 | 0
PG&E GBA | Collierville | 230 | 0 | 0 | 0 | 0 |  |  |  |  | 0 | 0 | 0 | 0 | 0 | 0 |  | 0 | 0 | 0 | 0 | 0 |  |  |  | 0 | 0 | 0 | 0 | 0 | 0
PG&E GBA | Collinsville | 230 | 0 | 0 | 0 | 0 |  |  |  |  | 0 | 0 | 0 | 0 | 0 | 0 |  | 0 | 0 | 0 | 0 | 0 |  |  |  | 0 | 0 | 0 | 0 | 0 | 0
PG&E GBA | Collinsville | 500 | 0 | 0 | 0 | 0 |  |  |  |  | 0 | 0 | 0 | 0 | 0 | 0 |  | 0 | 0 | 0 | 0 | 0 |  |  |  | 0 | 0 | 0 | 0 | 0 | 0
SCE Eastern | Colorado River | 230 | 0 | 0 | 0 | 0 |  |  |  |  | 0 | 0 | 0 | 0 | 0 | 0 |  | 0 | 0 | 0 | 0 | 0 |  |  |  | 0 | 0 | 0 | 0 | 0 | 0
SCE Eastern | Colorado River | 500 | 0 | 0 | 0 | 0 |  |  |  |  | 0 | 0 | 0 | 0 | 0 | 0 |  | 0 | 0 | 0 | 0 | 0 |  |  |  | 0 | 0 | 0 | 0 | 0 | 0
PG&E KERN | Columbus | 115 | 0 | 0 | 0 | 0 |  |  |  |  | 0 | 0 | 0 | 0 | 0 | 0 |  | 0 | 0 | 0 | 0 | 0 |  |  |  | 0 | 0 | 0 | 0 | 0 | 0
PG&E GBA | Contra Costa | 115 | 0 | 0 | 0 | 0 |  |  |  |  | 0 | 0 | 0 | 0 | 0 | 0 |  | 0 | 0 | 0 | 0 | 0 |  |  |  | 0 | 0 | 0 | 0 | 0 | 0
PG&E GBA | Contra Costa | 230 | 0 | 0 | 0 | 0 |  |  |  |  | 0 | 0 | 0 | 0 | 0 | 0 |  | 0 | 0 | 0 | 0 | 0 |  |  |  | 0 | 0 | 0 | 0 | 0 | 0
PG&E GBA | Contra Costa PP | 230 | 0 | 0 | 0 | 0 |  |  |  |  | 0 | 0 | 0 | 0 | 0 | 0 |  | 0 | 0 | 0 | 0 | 0 |  |  |  | 0 | 0 | 0 | 0 | 0 | 0
SCE NOL | Control | 115 | 13 | 0 | 0 | 0 |  |  |  |  | 0 | 0 | 0 | 0 | 0 | 0 |  | 9.7 | 0 | 0 | 0 | 0 |  |  |  | 0 | 0 | 0 | 0 | 0 | 0
SCE NOL | Control | 55 | 0 | 0 | 0 | 0 |  |  |  |  | 0 | 0 | 0 | 0 | 0 | 0 |  | 0 | 0 | 0 | 0 | 0 |  |  |  | 0 | 0 | 0 | 0 | 0 | 0
PG&E GBA | Cooley Landing | 115 | 0 | 0 | 0 | 0 |  |  |  |  | 0 | 0 | 0 | 0 | 0 | 0 |  | 0 | 0 | 0 | 0 | 0 |  |  |  | 0 | 0 | 0 | 0 | 0 | 0
PG&E GBA | Cooley Landing | 60 | 0 | 0 | 0 | 0 |  |  |  |  | 0 | 0 | 0 | 0 | 0 | 0 |  | 0 | 0 | 0 | 0 | 0 |  |  |  | 0 | 0 | 0 | 0 | 0 | 0
SCE NOL | Coolwater | 230 | 0 | 0 | 0 | 0 |  |  |  |  | 0 | 0 | 0 | 0 | 0 | 0 |  | 0 | 0 | 0 | 0 | 0 |  |  |  | 0 | 0 | 0 | 0 | 0 | 0
SCE NOL | Coolwater | 115 | 0 | 0 | 0 | 0 |  |  |  |  | 0 | 0 | 0 | 0 | 0 | 0 |  | 0 | 0 | 0 | 0 | 0 |  |  |  | 0 | 0 | 0 | 0 | 0 | 0
PG&E KERN | Copus | 70 | 0 | 0 | 0 | 0 |  |  |  |  | 0 | 0 | 0 | 0 | 0 | 0 |  | 0 | 0 | 0 | 0 | 0 |  |  |  | 0 | 0 | 0 | 0 | 0 | 0
PG&E FRESNO | Corcoran | 70 | 0 | 0 | 0 | 0 |  |  |  |  | 0 | 0 | 0 | 0 | 0 | 0 |  | 0 | 0 | 0 | 0 | 0 |  |  |  | 0 | 0 | 0 | 0 | 0 | 0
PG&E FRESNO | Corcoran | 115 | 0 | 0 | 0 | 0 |  |  |  |  | 0 | 0 | 0 | 0 | 0 | 0 |  | 0 | 0 | 0 | 0 | 0 |  |  |  | 0 | 0 | 0 | 0 | 0 | 0
PG&E NGBA | Corona | 115 | 0 | 0 | 0 | 0 |  |  |  |  | 0 | 0 | 0 | 0 | 0 | 0 |  | 0 | 0 | 0 | 0 | 0 |  |  |  | 0 | 0 | 0 | 0 | 0 | 0
PG&E NGBA | Cortina | 230 | 0 | 0 | 0 | 0 |  |  |  |  | 0 | 0 | 0 | 0 | 0 | 0 |  | 0 | 0 | 0 | 0 | 0 |  |  |  | 0 | 0 | 0 | 0 | 0 | 0
PG&E NGBA | Cortina | 115 | 0 | 0 | 0 | 0 |  |  |  |  | 0 | 0 | 0 | 0 | 0 | 0 |  | 0 | 0 | 0 | 0 | 0 |  |  |  | 0 | 0 | 0 | 0 | 0 | 0
PG&E GBA | Cottle | 230 | 0 | 0 | 0 | 0 |  |  |  |  | 0 | 0 | 0 | 0 | 0 | 0 |  | 0 | 0 | 0 | 0 | 0 |  |  |  | 0 | 0 | 0 | 0 | 0 | 0
PG&E NGBA | Cottonwood | 115 | 0 | 0 | 0 | 0 |  |  |  |  | 0 | 0 | 0 | 0 | 0 | 0 |  | 0 | 0 | 0 | 0 | 0 |  |  |  | 0 | 0 | 0 | 0 | 0 | 0
PG&E NGBA | Cottonwood | 230 | 0 | 0 | 0 | 0 |  |  |  |  | 0 | 0 | 0 | 0 | 0 | 0 |  | 0 | 0 | 0 | 0 | 0 |  |  |  | 0 | 0 | 0 | 0 | 0 | 0
PG&E NGBA | Cottonwood | 60 | 0 | 0 | 0 | 0 |  |  |  |  | 0 | 0 | 0 | 0 | 0 | 0 |  | 0 | 0 | 0 | 0 | 0 |  |  |  | 0 | 0 | 0 | 0 | 0 | 0
PG&E NGBA | Cove Road | 230 | 0 | 0 | 0 | 0 |  |  |  |  | 0 | 0 | 0 | 0 | 0 | 0 |  | 0 | 0 | 0 | 0 | 0 |  |  |  | 0 | 0 | 0 | 0 | 0 | 0
PG&E GBA | Coyote | 230 | 0 | 0 | 0 | 0 |  |  |  |  | 0 | 0 | 0 | 0 | 0 | 0 |  | 0 | 0 | 0 | 0 | 0 |  |  |  | 0 | 0 | 0 | 0 | 0 | 0
PG&E GBA | Crazy Horse Canyon | 115 | 0 | 0 | 0 | 0 |  |  |  |  | 0 | 0 | 0 | 0 | 0 | 0 |  | 0 | 0 | 0 | 0 | 0 |  |  |  | 0 | 0 | 0 | 0 | 0 | 0
SDGE | Creelman | 69 | 0 | 0 | 0 | 0 |  |  |  |  | 0 | 0 | 0 | 0 | 0 | 0 |  | 0 | 0 | 0 | 0 | 0 |  |  |  | 0 | 0 | 0 | 0.47 | 0 | 0
PG&E FRESNO | Crescent | 70 | 0 | 0 | 0 | 0 |  |  |  |  | 0 | 0 | 0 | 0 | 0 | 0 |  | 0 | 0 | 0 | 0 | 0 |  |  |  | 0 | 0 | 0 | 0 | 0 | 0
PG&E FRESNO | Cressey | 115 | 0 | 0 | 0 | 0 |  |  |  |  | 0 | 0 | 0 | 0 | 0 | 0 |  | 0 | 0 | 0 | 0 | 0 |  |  |  | 0 | 0 | 0 | 0 | 0 | 0
PG&E NGBA | Cresta | 230 | 0 | 0 | 0 | 0 |  |  |  |  | 0 | 0 | 0 | 0 | 0 | 0 |  | 0 | 0 | 0 | 0 | 0 |  |  |  | 0 | 0 | 0 | 0 | 0 | 0
SDGE | Crestwood | 69 | 0 | 0 | 0 | 0 |  |  |  |  | 0 | 0 | 0 | 0 | 0 | 0 |  | 0 | 0 | 0 | 0 | 0 |  |  |  | 0 | 0 | 0 | 0 | 0 | 0
PG&E GBA | Crow Creek | 60 | 0 | 0 | 0 | 0 |  |  |  |  | 0 | 6.21 | 14.11 | 15 | 0 | 0 |  | 0 | 0 | 0 | 0 | 0 |  |  |  | 0 | 0 | 0 | 0 | 0 | 0
PG&E GBA | Crows Landing | 60 | 0 | 0 | 0 | 0 |  |  |  |  | 0 | 0 | 0 | 0 | 0 | 0 |  | 0 | 0 | 0 | 0 | 0 |  |  |  | 0 | 0 | 0 | 0 | 0 | 0
PG&E GBA | Curtis | 115 | 0 | 0 | 0 | 0 |  |  |  |  | 0 | 0 | 0 | 0 | 0 | 0 |  | 0 | 0 | 0 | 0 | 0 |  |  |  | 0 | 0 | 0 | 0 | 0 | 0
PG&E FRESNO | Dairyland | 115 | 0 | 0 | 0 | 0 |  |  |  |  | 0 | 0 | 0 | 0 | 0 | 0 |  | 0 | 0 | 0 | 0 | 0 |  |  |  | 0 | 0 | 0 | 0 | 0 | 0
PG&E NGBA | Davis | 115 | 0 | 0 | 0 | 0 |  |  |  |  | 0 | 0 | 0 | 0 | 0 | 0 |  | 0 | 0 | 0 | 0 | 0 |  |  |  | 0 | 0 | 0 | 0 | 0 | 0
SCE Metro | Del Amo | 500 | 0 | 0 | 0 | 0 |  |  |  |  | 0 | 0 | 0 | 0 | 0 | 0 |  | 0 | 0 | 0 | 0 | 0 |  |  |  | 0 | 0 | 0 | 0 | 0 | 0
SCE Metro | Del Amo | 230 | 0 | 0 | 0 | 0 |  |  |  |  | 0 | 0 | 0 | 0 | 0 | 0 |  | 0 | 0 | 0 | 0 | 0 |  |  |  | 0 | 0 | 0 | 0 | 0 | 0
SCE Eastern | Delaney | 500 | 0 | 0 | 0 | 0 |  |  |  |  | 0 | 0 | 0 | 0 | 0 | 0 |  | 0 | 0 | 0 | 0 | 0 |  |  |  | 0 | 0 | 0 | 0 | 0 | 0
PG&E NGBA | Delevan | 230 | 0 | 0 | 0 | 0 |  |  |  |  | 0 | 0 | 0 | 0 | 0 | 0 |  | 0 | 0 | 0 | 0 | 0 |  |  |  | 0 | 0 | 0 | 0 | 0 | 0
PG&E GBA | Delta PP | 230 | 0 | 0 | 0 | 0 |  |  |  |  | 0 | 0 | 0 | 0 | 0 | 0 |  | 0 | 0 | 0 | 0 | 0 |  |  |  | 0 | 0 | 0 | 0 | 0 | 0
SCE EOP | Desert View | 230 | 0 | 0 | 0 | 0 |  |  |  |  | 0 | 0 | 0 | 0 | 0 | 0 |  | 0 | 0 | 0 | 0 | 0 |  |  |  | 0 | 0 | 0 | 0 | 0 | 0
SCE Eastern | Devers | 230 | 0 | 0 | 0 | 0 |  |  |  |  | 0 | 0 | 0 | 400 | 0 | 0 |  | 0 | 0 | 0 | 0 | 0 |  |  |  | 0 | 0 | 0 | 0 | 0 | 0
SCE Eastern | Devers | 500 | 0 | 0 | 0 | 0 |  |  |  |  | 0 | 0 | 0 | 0 | 0 | 0 |  | 0 | 0 | 0 | 0 | 0 |  |  |  | 0 | 0 | 0 | 0 | 0 | 0
PG&E KERN | Diablo Canyon | 230 | 0 | 0 | 0 | 0 |  |  |  |  | 0 | 0 | 0 | 0 | 0 | 0 |  | 0 | 0 | 0 | 0 | 0 |  |  |  | 0 | 0 | 0 | 0 | 0 | 0
PG&E KERN | Diablo Canyon | 500 | 0 | 0 | 0 | 0 |  |  |  |  | 0 | 0 | 0 | 0 | 0 | 0 |  | 0 | 0 | 0 | 0 | 0 |  |  |  | 0 | 0 | 0 | 0 | 0 | 0
PG&E KERN | Divide | 115 | 0 | 0 | 0 | 0 |  |  |  |  | 0 | 0 | 0 | 0 | 0 | 0 |  | 0 | 0 | 0 | 0 | 0 |  |  |  | 0 | 0 | 0 | 0 | 0 | 0
PG&E GBA | Dixon Landing | 115 | 0 | 0 | 0 | 0 |  |  |  |  | 0 | 0 | 0 | 0 | 0 | 0 |  | 0 | 0 | 0 | 0 | 0 |  |  |  | 0 | 0 | 0 | 0 | 0 | 0
PG&E FRESNO | Dos Amigos | 230 | 0 | 0 | 0 | 0 |  |  |  |  | 0 | 0 | 0 | 0 | 0 | 0 |  | 0 | 0 | 0 | 0 | 0 |  |  |  | 0 | 0 | 0 | 0 | 0 | 0
PG&E NGBA | Drum | 115 | 0 | 0 | 0 | 0 |  |  |  |  | 0 | 0 | 0 | 0 | 0 | 0 |  | 0 | 0 | 0 | 0 | 0 |  |  |  | 0 | 0 | 0 | 0 | 0 | 0
PG&E GBA | Dumbarton | 115 | 0 | 0 | 0 | 0 |  |  |  |  | 0 | 0 | 0 | 0 | 0 | 0 |  | 0 | 0 | 0 | 0 | 0 |  |  |  | 0 | 0 | 0 | 0 | 0 | 0
SCE NOL | Dunn Siding | 115 | 0 | 0 | 0 | 0 |  |  |  |  | 0 | 0 | 0 | 0 | 0 | 0 |  | 0 | 0 | 0 | 0 | 0 |  |  |  | 0 | 0 | 0 | 0 | 0 | 0
SCE Eastern | Eagle Mountain | 230 | 0 | 0 | 0 | 0 |  |  |  |  | 0 | 0 | 0 | 0 | 0 | 0 |  | 0 | 0 | 0 | 0 | 0 |  |  |  | 0 | 0 | 0 | 0 | 0 | 0
PG&E NGBA | Eagle Rock (PGE) | 60 | 0 | 0 | 0 | 0 |  |  |  |  | 0 | 0 | 0 | 0 | 0 | 0 |  | 0 | 0 | 0 | 0 | 0 |  |  |  | 0 | 0 | 0 | 0 | 0 | 0
PG&E NGBA | Eagle Rock (PGE) | 115 | 0 | 0 | 0 | 0 |  |  |  |  | 0 | 0 | 0 | 0 | 0 | 0 |  | 7 | 0 | 0 | 0 | 0 |  |  |  | 0 | 0 | 0 | 0 | 0 | 0
SCE Metro | Eagle Rock (SCE) | 230 | 0 | 0 | 0 | 0 |  |  |  |  | 0 | 0 | 0 | 0 | 0 | 0 |  | 0 | 0 | 0 | 0 | 0 |  |  |  | 0 | 0 | 0 | 0 | 0 | 0
PG&E NGBA | East Marysville | 115 | 0 | 0 | 0 | 0 |  |  |  |  | 0 | 0 | 0 | 0 | 0 | 0 |  | 0 | 0 | 0 | 0 | 0 |  |  |  | 0 | 0 | 0 | 0 | 0 | 0
PG&E NGBA | East Nicolaus | 115 | 0 | 0 | 0 | 0 |  |  |  |  | 0 | 0 | 0 | 0 | 0 | 0 |  | 0 | 0 | 0 | 0 | 0 |  |  |  | 0 | 0 | 0 | 0 | 0 | 0
PG&E NGBA | East Nicolaus | 60 | 0 | 0 | 0 | 0 |  |  |  |  | 0 | 0 | 0 | 0 | 0 | 0 |  | 0 | 0 | 0 | 0 | 0 |  |  |  | 0 | 0 | 0 | 0 | 0 | 0
PG&E GBA | Eastshore | 115 | 0 | 0 | 0 | 0 |  |  |  |  | 0 | 0 | 0 | 0 | 0 | 0 |  | 0 | 0 | 0 | 0 | 0 |  |  |  | 0 | 0 | 0 | 0 | 0 | 0
PG&E GBA | Eastshore | 230 | 0 | 0 | 0 | 0 |  |  |  |  | 0 | 0 | 0 | 0 | 0 | 0 |  | 0 | 0 | 0 | 0 | 0 |  |  |  | 0 | 0 | 0 | 0 | 0 | 0
SDGE | ECO | 138 | 0 | 0 | 0 | 0 |  |  |  |  | 0 | 0 | 0 | 0 | 0 | 0 |  | 0 | 0 | 0 | 0 | 0 |  |  |  | 0 | 0 | 0 | 0 | 0 | 0
SDGE | ECO | 230 | 0 | 0 | 0 | 0 |  |  |  |  | 0 | 0 | 0 | 0 | 0 | 0 |  | 0 | 0 | 0 | 0 | 0 |  |  |  | 0 | 0 | 0 | 0 | 0 | 0
SDGE | ECO | 500 | 0 | 0 | 0 | 0 |  |  |  |  | 0 | 0 | 0 | 0 | 0 | 0 |  | 0 | 0 | 0 | 0 | 0 |  |  |  | 0 | 0 | 0 | 0 | 0 | 0
PG&E GBA | Edenvale | 115 | 0 | 0 | 0 | 0 |  |  |  |  | 0 | 0 | 0 | 0 | 0 | 0 |  | 0 | 0 | 0 | 0 | 0 |  |  |  | 0 | 0 | 0 | 0 | 0 | 0
PG&E GBA | Edes | 115 | 0 | 0 | 0 | 0 |  |  |  |  | 0 | 0 | 0 | 0 | 0 | 0 |  | 0 | 0 | 0 | 0 | 0 |  |  |  | 0 | 0 | 0 | 0 | 0 | 0
PG&E GBA | Eight Mile | 230 | 0 | 0 | 0 | 0 |  |  |  |  | 0 | 0 | 0 | 0 | 0 | 0 |  | 0 | 0 | 0 | 0 | 0 |  |  |  | 0 | 0 | 0 | 0 | 0 | 0
SDGE | El Cajon | 69 | 0 | 0 | 0 | 0 |  |  |  |  | 0 | 0 | 0 | 0 | 0 | 0 |  | 0 | 0 | 0 | 0 | 0 |  |  |  | 0 | 0 | 0 | 0 | 0 | 0
SCE Eastern | El Casco | 230 | 0 | 0 | 0 | 0 |  |  |  |  | 0 | 0 | 0 | 100 | 0 | 0 |  | 0 | 0 | 0 | 0 | 0 |  |  |  | 0 | 0 | 0 | 0 | 0 | 0
PG&E GBA | El Cerrito G | 115 | 0 | 0 | 0 | 0 |  |  |  |  | 0 | 0 | 0 | 0 | 0 | 0 |  | 0 | 0 | 0 | 0 | 0 |  |  |  | 0 | 0 | 0 | 0 | 0 | 0
PG&E NGBA | El Dorado PH | 115 | 0 | 0 | 0 | 0 |  |  |  |  | 0 | 0 | 0 | 0 | 0 | 0 |  | 0 | 0 | 0 | 0 | 0 |  |  |  | 0 | 0 | 0 | 0 | 0 | 0
PG&E FRESNO | El Nido (PGE) | 115 | 0 | 0 | 0 | 0 |  |  |  |  | 0 | 0 | 0 | 0 | 0 | 0 |  | 0 | 0 | 0 | 0 | 0 |  |  |  | 0 | 0 | 0 | 0 | 0 | 0
SCE Metro | El Nido (SCE) | 230 | 0 | 0 | 0 | 0 |  |  |  |  | 0 | 0 | 0 | 0 | 0 | 0 |  | 0 | 0 | 0 | 0 | 0 |  |  |  | 0 | 0 | 0 | 0 | 0 | 0
PG&E GBA | El Patio | 115 | 0 | 0 | 0 | 0 |  |  |  |  | 0 | 0 | 0 | 0 | 0 | 0 |  | 0 | 0 | 0 | 0 | 0 |  |  |  | 0 | 0 | 0 | 0 | 0 | 0
SCE Metro | El Segundo | 230 | 0 | 0 | 0 | 0 |  |  |  |  | 0 | 0 | 0 | 0 | 0 | 0 |  | 0 | 0 | 0 | 0 | 0 |  |  |  | 0 | 0 | 0 | 0 | 0 | 0
SCE EOP | Eldorado | 230 | 45 | 0 | 0 | 0 |  |  |  |  | 0 | 0 | 0 | 0 | 0 | 0 |  | 0 | 0 | 0 | 0 | 0 |  |  |  | 0 | 0 | 0 | 0 | 0 | 0
SCE EOP | Eldorado | 500 | 0 | 0 | 0 | 0 |  |  |  |  | 0 | 0 | 0 | 0 | 0 | 0 |  | 0 | 0 | 0 | 0 | 0 |  |  |  | 0 | 0 | 0 | 0 | 0 | 0
SCE Northern | Elizabeth Lake | 66 | 0 | 0 | 0 | 0 |  |  |  |  | 0 | 0 | 0 | 0 | 0 | 0 |  | 0 | 0 | 0 | 0 | 0 |  |  |  | 0 | 0 | 0 | 0 | 0 | 0
PG&E KERN | Elk Hills | 230 | 0 | 0 | 0 | 0 |  |  |  |  | 0 | 0 | 0 | 0 | 0 | 0 |  | 0 | 0 | 0 | 0 | 0 |  |  |  | 0 | 0 | 0 | 0 | 0 | 0
SDGE | Elliot | 69 | 0 | 0 | 0 | 0 |  |  |  |  | 0 | 0 | 0 | 0 | 0 | 0 |  | 0 | 0 | 0 | 0 | 0 |  |  |  | 0 | 0 | 0 | 0 | 0 | 0
SCE Metro | Ellis | 230 | 0 | 0 | 0 | 0 |  |  |  |  | 0 | 0 | 0 | 0 | 0 | 0 |  | 0 | 0 | 0 | 0 | 0 |  |  |  | 0 | 0 | 0 | 0 | 0 | 0
SDGE | Encina | 138 | 0 | 0 | 0 | 0 |  |  |  |  | 0 | 0 | 0 | 0 | 0 | 0 |  | 0 | 0 | 0 | 0 | 0 |  |  |  | 0 | 0 | 0 | 0 | 0 | 0
SDGE | Encina | 230 | 0 | 0 | 0 | 0 |  |  |  |  | 0 | 0 | 0 | 0 | 0 | 0 |  | 0 | 0 | 0 | 0 | 0 |  |  |  | 0 | 0 | 0 | 0 | 0 | 0
SDGE | Escondido | 230 | 0 | 0 | 0 | 0 |  |  |  |  | 0 | 0 | 0 | 0 | 50 | 0 |  | 0 | 0 | 0 | 0 | 0 |  |  |  | 0 | 0 | 0 | 0 | 0 | 0
SDGE | Escondido | 69 | 0 | 0 | 0 | 0 |  |  |  |  | 0 | 0 | 0 | 0 | 0 | 0 |  | 0 | 0 | 0 | 0 | 0 |  |  |  | 0 | 0 | 0 | 13 | 0 | 0
PG&E KERN | Estrella | 230 | 0 | 0 | 0 | 0 |  |  |  |  | 0 | 0 | 0 | 0 | 0 | 0 |  | 0 | 0 | 0 | 0 | 0 |  |  |  | 0 | 0 | 0 | 0 | 0 | 0
SCE Eastern | Etiwanda | 230 | 0 | 0 | 0 | 0 |  |  |  |  | 0 | 0 | 0 | 100 | 0 | 0 |  | 0 | 0 | 0 | 0 | 0 |  |  |  | 0 | 0 | 0 | 0 | 0 | 0
PG&E GBA | Evergreen | 115 | 0 | 0 | 0 | 0 |  |  |  |  | 0 | 0 | 0 | 0 | 0 | 0 |  | 0 | 0 | 0 | 0 | 0 |  |  |  | 0 | 0 | 0 | 0 | 0 | 0
PG&E GBA | Evergreen | 60 | 0 | 0 | 0 | 0 |  |  |  |  | 0 | 0 | 0 | 0 | 0 | 0 |  | 0 | 0 | 0 | 0 | 0 |  |  |  | 0 | 0 | 0 | 0 | 0 | 0
PG&E FRESNO | Excelsior | 115 | 0 | 0 | 0 | 0 |  |  |  |  | 0 | 0 | 0 | 0 | 0 | 0 |  | 0 | 0 | 0 | 0 | 0 |  |  |  | 0 | 0 | 0 | 0 | 0 | 0
PG&E FRESNO | Exchequer | 115 | 0 | 0 | 0 | 0 |  |  |  |  | 0 | 0 | 0 | 0 | 0 | 0 |  | 0 | 0 | 0 | 0 | 0 |  |  |  | 0 | 0 | 0 | 0 | 0 | 0
PG&E KERN | Fairway | 115 | 0 | 0 | 0 | 0 |  |  |  |  | 0 | 0 | 0 | 10 | 0 | 0 |  | 0 | 0 | 0 | 0 | 0 |  |  |  | 0 | 0 | 0 | 0 | 0 | 0
PG&E KERN | Famoso | 115 | 0 | 0 | 0 | 0 |  |  |  |  | 0 | 0 | 0 | 0 | 0 | 0 |  | 0 | 0 | 0 | 0 | 0 |  |  |  | 0 | 0 | 0 | 0 | 0 | 0
PG&E NGBA | Fern Road | 500 | 0 | 0 | 0 | 0 |  |  |  |  | 0 | 0 | 0 | 0 | 0 | 0 |  | 0 | 0 | 0 | 0 | 0 |  |  |  | 0 | 0 | 0 | 0 | 0 | 0
PG&E GBA | Fibreboard (SPI Sonora) | 115 | 0 | 0 | 0 | 0 |  |  |  |  | 0 | 0 | 0 | 0 | 0 | 0 |  | 0 | 0 | 0 | 0 | 0 |  |  |  | 0 | 0 | 0 | 0 | 0 | 0
PG&E FRESNO | Figarden | 230 | 0 | 0 | 0 | 0 |  |  |  |  | 0 | 0 | 0 | 0 | 0 | 0 |  | 0 | 0 | 0 | 0 | 0 |  |  |  | 0 | 0 | 0 | 0 | 0 | 0
PG&E FRESNO | Fink | 230 | 0 | 0 | 0 | 0 |  |  |  |  | 0 | 50 | 0 | 5 | 0 | 0 |  | 0 | 0 | 0 | 0 | 0 |  |  |  | 0 | 0 | 0 | 0 | 0 | 0
PG&E NGBA | Fitch Mountain | 60 | 0 | 0 | 0 | 0 |  |  |  |  | 0 | 0 | 0 | 0 | 0 | 0 |  | 0 | 0 | 0 | 0 | 0 |  |  |  | 0 | 0 | 0 | 0 | 0 | 0
PG&E GBA | FMC | 115 | 0 | 0 | 0 | 0 |  |  |  |  | 0 | 0 | 0 | 0 | 0 | 0 |  | 0 | 0 | 0 | 0 | 0 |  |  |  | 0 | 0 | 0 | 0 | 0 | 0
PG&E GBA | Fremont | 115 | 0 | 0 | 0 | 0 |  |  |  |  | 0 | 0 | 0 | 0 | 0 | 0 |  | 0 | 0 | 0 | 0 | 0 |  |  |  | 0 | 0 | 0 | 0 | 0 | 0
PG&E GBA | French Camp | 60 | 0 | 0 | 0 | 0 |  |  |  |  | 0 | 0 | 0 | 0 | 0 | 0 |  | 0 | 0 | 0 | 0 | 0 |  |  |  | 0 | 0 | 0 | 0 | 0 | 0
PG&E GBA | Frogtown | 115 | 0 | 0 | 0 | 0 |  |  |  |  | 0 | 0 | 0 | 0 | 0 | 0 |  | 0 | 0 | 0 | 0 | 0 |  |  |  | 0 | 0 | 0 | 0 | 0 | 0
PG&E NGBA | Fulton | 115 | 0 | 0 | 0 | 0 |  |  |  |  | 0 | 0 | 0 | 0 | 0 | 0 |  | 0 | 0 | 0 | 0 | 0 |  |  |  | 0 | 0 | 0 | 0 | 0 | 0
PG&E NGBA | Fulton | 230 | 0 | 0 | 0 | 0 |  |  |  |  | 0 | 0 | 0 | 0 | 0 | 0 |  | 18 | 0 | 0 | 0 | 0 |  |  |  | 0 | 0 | 0 | 0 | 0 | 0
PG&E NGBA | Fulton | 60 | 0 | 0 | 0 | 0 |  |  |  |  | 0 | 0 | 0 | 0 | 0 | 0 |  | 0 | 0 | 0 | 0 | 0 |  |  |  | 0 | 0 | 0 | 0 | 0 | 0
PG&E KERN | Ganso | 115 | 0 | 0 | 0 | 0 |  |  |  |  | 0 | 0 | 0 | 0 | 0 | 0 |  | 0 | 0 | 0 | 0 | 0 |  |  |  | 0 | 0 | 0 | 0 | 0 | 0
PG&E FRESNO | Gates | 230 | 0 | 0 | 0 | 0 |  |  |  |  | 0 | 0 | 0 | 0 | 0 | 0 |  | 0 | 0 | 0 | 0 | 0 |  |  |  | 0 | 406.5 | 143.5 | 497 | 0 | 0
PG&E FRESNO | Gates | 500 | 0 | 0 | 0 | 0 |  |  |  |  | 0 | 0 | 0 | 0 | 0 | 0 |  | 0 | 0 | 0 | 0 | 0 |  |  |  | 0 | 0 | 0 | 0 | 0 | 0
PG&E NGBA | Geysers 12 | 230 | 0 | 0 | 0 | 0 |  |  |  |  | 0 | 0 | 0 | 0 | 0 | 0 |  | 0 | 0 | 0 | 0 | 0 |  |  |  | 0 | 0 | 0 | 0 | 0 | 0
PG&E NGBA | Geysers 17 | 230 | 0 | 0 | 0 | 0 |  |  |  |  | 0 | 0 | 0 | 0 | 0 | 0 |  | 0 | 0 | 0 | 0 | 0 |  |  |  | 0 | 0 | 0 | 0 | 0 | 0
PG&E NGBA | Geysers 3 | 115 | 0 | 0 | 0 | 0 |  |  |  |  | 0 | 0 | 0 | 0 | 0 | 0 |  | 0 | 0 | 0 | 0 | 0 |  |  |  | 0 | 0 | 0 | 0 | 0 | 0
PG&E NGBA | Glenn | 230 | 0 | 0 | 0 | 0 |  |  |  |  | 0 | 0 | 0 | 0 | 0 | 0 |  | 0 | 0 | 0 | 0 | 0 |  |  |  | 0 | 0 | 0 | 0 | 0 | 0
PG&E NGBA | Glenn | 60 | 0 | 0 | 0 | 0 |  |  |  |  | 0 | 0 | 0 | 0 | 0 | 0 |  | 0 | 0 | 0 | 0 | 0 |  |  |  | 0 | 0 | 0 | 0 | 0 | 0
PG&E NGBA | Gold Hill | 115 | 0 | 0 | 0 | 0 |  |  |  |  | 0 | 0 | 0 | 0 | 0 | 0 |  | 0 | 0 | 0 | 0 | 0 |  |  |  | 0 | 0 | 0 | 0 | 0 | 0
PG&E NGBA | Gold Hill | 230 | 0 | 0 | 0 | 0 |  |  |  |  | 0 | 0 | 0 | 0 | 0 | 0 |  | 0 | 0 | 0 | 0 | 0 |  |  |  | 0 | 0 | 0 | 0 | 0 | 0
SCE Northern | Goleta | 230 | 0 | 0 | 0 | 0 |  |  |  |  | 0 | 0 | 0 | 0 | 0 | 0 |  | 0 | 0 | 0 | 0 | 0 |  |  |  | 0 | 0 | 0 | 0 | 0 | 0
SCE Metro | Goodrich | 230 | 0 | 0 | 0 | 0 |  |  |  |  | 0 | 0 | 0 | 0 | 0 | 0 |  | 0 | 0 | 0 | 0 | 0 |  |  |  | 0 | 0 | 0 | 0 | 0 | 0
PG&E KERN | Goose Lake | 115 | 0 | 0 | 0 | 0 |  |  |  |  | 0 | 0 | 0 | 0 | 0 | 0 |  | 0 | 0 | 0 | 0 | 0 |  |  |  | 0 | 0 | 0 | 0 | 0 | 0
SCE Metro | Gould | 230 | 0 | 0 | 0 | 0 |  |  |  |  | 0 | 0 | 0 | 0 | 0 | 0 |  | 0 | 0 | 0 | 0 | 0 |  |  |  | 0 | 0 | 0 | 0 | 0 | 0
PG&E NGBA | Grand Island | 115 | 0 | 0 | 0 | 0 |  |  |  |  | 0 | 0 | 0 | 0 | 0 | 0 |  | 0 | 0 | 0 | 0 | 0 |  |  |  | 0 | 0 | 0 | 0 | 0 | 0
SDGE | Granite | 69 | 0 | 0 | 0 | 0 |  |  |  |  | 0 | 0 | 0 | 0 | 0 | 0 |  | 0 | 0 | 0 | 0 | 0 |  |  |  | 0 | 0 | 0 | 0 | 0 | 0
PG&E GBA | Grant | 115 | 0 | 0 | 0 | 0 |  |  |  |  | 0 | 0 | 0 | 0 | 0 | 0 |  | 0 | 0 | 0 | 0 | 0 |  |  |  | 0 | 0 | 0 | 0 | 0 | 0
PG&E GBA | Green Valley | 115 | 0 | 0 | 0 | 0 |  |  |  |  | 0 | 0 | 0 | 0 | 0 | 0 |  | 0 | 0 | 0 | 0 | 0 |  |  |  | 0 | 0 | 0 | 0 | 0 | 0
PG&E NGBA | Greenleaf 1 | 115 | 0 | 0 | 0 | 0 |  |  |  |  | 0 | 0 | 0 | 0 | 0 | 0 |  | 0 | 0 | 0 | 0 | 0 |  |  |  | 0 | 0 | 0 | 0 | 0 | 0
PG&E FRESNO | Gregg | 230 | 0 | 0 | 0 | 0 |  |  |  |  | 0 | 0 | 0 | 0 | 0 | 0 |  | 0 | 0 | 0 | 0 | 0 |  |  |  | 0 | 0 | 0 | 0 | 0 | 0
PG&E FRESNO | Grimmway-Malaga | 115 | 0 | 0 | 0 | 0 |  |  |  |  | 0 | 0 | 0 | 0 | 0 | 0 |  | 0 | 0 | 0 | 0 | 0 |  |  |  | 0 | 0 | 0 | 0 | 0 | 0
PG&E NGBA | Grizzly | 230 | 0 | 0 | 0 | 0 |  |  |  |  | 0 | 0 | 0 | 0 | 0 | 0 |  | 0 | 0 | 0 | 0 | 0 |  |  |  | 0 | 0 | 0 | 0 | 0 | 0
PG&E FRESNO | Guernsey | 70 | 0 | 0 | 0 | 0 |  |  |  |  | 0 | 0 | 0 | 0 | 0 | 0 |  | 0 | 0 | 0 | 0 | 0 |  |  |  | 0 | 0 | 0 | 0 | 0 | 0
PG&E FRESNO | GWF Hanford | 115 | 0 | 0 | 0 | 0 |  |  |  |  | 0 | 0 | 0 | 0 | 0 | 0 |  | 0 | 0 | 0 | 0 | 0 |  |  |  | 0 | 0 | 0 | 99.4 | 0 | 0
PG&E FRESNO | Haas | 230 | 0 | 0 | 0 | 0 |  |  |  |  | 0 | 0 | 0 | 0 | 0 | 0 |  | 0 | 0 | 0 | 0 | 0 |  |  |  | 0 | 0 | 0 | 0 | 0 | 0
PG&E FRESNO | Hammonds | 115 | 0 | 0 | 0 | 0 |  |  |  |  | 0 | 0 | 0 | 0 | 0 | 0 |  | 0 | 0 | 0 | 0 | 0 |  |  |  | 0 | 0 | 0 | 0 | 0 | 0
SCE Metro | HarborGen | 230 | 0 | 0 | 0 | 0 |  |  |  |  | 0 | 0 | 0 | 0 | 0 | 0 |  | 0 | 0 | 0 | 0 | 0 |  |  |  | 0 | 0 | 0 | 0 | 0 | 0
PG&E NGBA | Harris | 60 | 0 | 0 | 0 | 0 |  |  |  |  | 0 | 0 | 0 | 0 | 0 | 0 |  | 0 | 0 | 0 | 0 | 0 |  |  |  | 0 | 0 | 0 | 0 | 0 | 0
SCE EOP | Harry Allen | 500 | 0 | 0 | 0 | 0 |  |  |  |  | 0 | 0 | 0 | 0 | 0 | 0 |  | 0 | 0 | 0 | 0 | 0 |  |  |  | 0 | 0 | 0 | 0 | 0 | 0
PG&E NGBA | Hartley | 60 | 0 | 0 | 0 | 0 |  |  |  |  | 0 | 0 | 0 | 0 | 0 | 0 |  | 0 | 0 | 0 | 0 | 0 |  |  |  | 0 | 0 | 0 | 0 | 0 | 0
SCE NOL | Harvard | 115 | 0 | 0 | 0 | 0 |  |  |  |  | 0 | 0 | 0 | 0 | 0 | 0 |  | 0 | 0 | 0 | 0 | 0 |  |  |  | 0 | 0 | 0 | 0 | 0 | 0
SDGE | Hassayampa | 500 | 0 | 0 | 0 | 0 |  |  |  |  | 0 | 0 | 0 | 0 | 0 | 0 |  | 0 | 0 | 0 | 0 | 0 |  |  |  | 0 | 0 | 0 | 0 | 0 | 0
PG&E FRESNO | Helm | 230 | 0 | 0 | 0 | 0 |  |  |  |  | 0 | 0 | 0 | 0 | 0 | 0 |  | 0 | 0 | 0 | 0 | 0 |  |  |  | 0 | 0 | 0 | 0 | 0 | 0
PG&E FRESNO | Helm | 70 | 0 | 0 | 0 | 0 |  |  |  |  | 0 | 0 | 0 | 0 | 0 | 0 |  | 0 | 0 | 0 | 0 | 0 |  |  |  | 0 | 0 | 0 | 0 | 0 | 0
PG&E FRESNO | Henrietta | 115 | 0 | 0 | 0 | 0 |  |  |  |  | 0 | 0 | 0 | 0 | 0 | 0 |  | 0 | 0 | 0 | 0 | 0 |  |  |  | 0 | 0 | 0 | 0 | 0 | 0
PG&E FRESNO | Henrietta | 230 | 0 | 0 | 0 | 0 |  |  |  |  | 0 | 0 | 0 | 0 | 0 | 0 |  | 0 | 0 | 0 | 0 | 0 |  |  |  | 0 | 0 | 0 | 0 | 0 | 0
PG&E FRESNO | Henrietta | 70 | 0 | 0 | 0 | 0 |  |  |  |  | 0 | 0 | 0 | 0 | 0 | 0 |  | 0 | 0 | 0 | 0 | 0 |  |  |  | 0 | 0 | 0 | 99.4 | 0 | 0
PG&E FRESNO | Herndon | 115 | 0 | 0 | 0 | 0 |  |  |  |  | 0 | 0 | 0 | 0 | 0 | 0 |  | 0 | 0 | 0 | 0 | 0 |  |  |  | 0 | 0 | 0 | 0 | 0 | 0
PG&E FRESNO | Herndon | 230 | 0 | 1.9 | 0 | 0 |  |  |  |  | 0 | 0 | 0 | 0 | 0 | 0 |  | 0 | 0 | 0 | 0 | 0 |  |  |  | 0 | 0 | 0 | 0 | 0 | 0
PG&E GBA | Hicks | 230 | 0 | 0 | 0 | 0 |  |  |  |  | 0 | 0 | 0 | 0 | 0 | 0 |  | 0 | 0 | 0 | 0 | 0 |  |  |  | 0 | 0 | 0 | 0 | 0 | 0
PG&E NGBA | Higgins | 115 | 0 | 0 | 0 | 0 |  |  |  |  | 0 | 0 | 0 | 0 | 0 | 0 |  | 0 | 0 | 0 | 0 | 0 |  |  |  | 0 | 0 | 0 | 0 | 0 | 0
PG&E NGBA | Hilltop | 345 | 0 | 0 | 0 | 0 |  |  |  |  | 0 | 0 | 0 | 0 | 0 | 0 |  | 0 | 0 | 0 | 0 | 0 |  |  |  | 0 | 0 | 0 | 0 | 0 | 0
SCE Metro | Hinson | 230 | 0 | 0 | 0 | 0 |  |  |  |  | 0 | 0 | 0 | 0 | 0 | 0 |  | 0 | 5.6 | 0 | 0 | 0 |  |  |  | 0 | 0 | 0 | 0 | 0 | 0
PG&E GBA | Hollister | 115 | 0 | 0 | 0 | 0 |  |  |  |  | 0 | 0 | 0 | 0 | 0 | 0 |  | 0 | 0 | 0 | 0 | 0 |  |  |  | 0 | 0 | 0 | 0 | 0 | 0
PG&E NGBA | Homestake | 115 | 0 | 0 | 0 | 0 |  |  |  |  | 0 | 0 | 0 | 0 | 0 | 0 |  | 0 | 0 | 0 | 0 | 0 |  |  |  | 0 | 0 | 0 | 0 | 0 | 0
PG&E NGBA | Honcut | 115 | 0 | 0 | 0 | 0 |  |  |  |  | 0 | 0 | 0 | 0 | 0 | 0 |  | 0 | 0 | 0 | 0 | 0 |  |  |  | 0 | 0 | 0 | 0 | 0 | 0
SDGE | Hoodoo Wash | 500 | 0 | 0 | 0 | 0 |  |  |  |  | 0 | 0 | 0 | 0 | 0 | 0 |  | 0 | 0 | 0 | 0 | 0 |  |  |  | 0 | 0 | 200 | 100 | 0 | 0
PG&E NGBA | Hopland | 115 | 0 | 0 | 0 | 0 |  |  |  |  | 0 | 0 | 0 | 0 | 0 | 0 |  | 0 | 0 | 0 | 0 | 0 |  |  |  | 0 | 0 | 0 | 0 | 0 | 0
PG&E NGBA | Hopland | 60 | 0 | 0 | 0 | 0 |  |  |  |  | 0 | 0 | 0 | 0 | 0 | 0 |  | 0 | 0 | 0 | 0 | 0 |  |  |  | 0 | 0 | 0 | 0 | 0 | 0
PG&E NGBA | Humboldt | 115 | 0 | 0 | 0 | 0 |  |  |  |  | 0 | 0 | 0 | 0 | 0 | 0 |  | 0 | 0 | 0 | 0 | 0 |  |  |  | 0 | 0 | 0 | 0 | 0 | 0
PG&E NGBA | Humboldt | 60 | 0 | 0 | 0 | 0 |  |  |  |  | 0 | 0 | 0 | 0 | 0 | 0 |  | 0 | 0 | 0 | 0 | 0 |  |  |  | 0 | 0 | 0 | 0 | 0 | 0
PG&E NGBA | Humboldt | 500 | 0 | 0 | 0 | 0 |  |  |  |  | 0 | 0 | 0 | 0 | 0 | 0 |  | 0 | 0 | 0 | 0 | 0 |  |  |  | 0 | 0 | 0 | 0 | 0 | 0
SCE Metro | Huntington Beach | 230 | 0 | 0 | 0 | 0 |  |  |  |  | 0 | 0 | 0 | 0 | 0 | 0 |  | 0 | 0 | 0 | 0 | 0 |  |  |  | 0 | 0 | 0 | 0 | 0 | 0
PG&E NGBA | Ignacio | 115 | 0 | 0 | 0 | 0 |  |  |  |  | 0 | 0 | 0 | 0 | 0 | 0 |  | 0 | 0 | 0 | 0 | 0 |  |  |  | 0 | 0 | 0 | 0 | 0 | 0
PG&E NGBA | Ignacio | 230 | 0 | 0 | 0 | 0 |  |  |  |  | 0 | 0 | 0 | 0 | 0 | 0 |  | 0 | 0 | 0 | 0 | 0 |  |  |  | 0 | 0 | 0 | 0 | 0 | 0
PG&E NGBA | Ignacio | 60 | 0 | 0 | 0 | 0 |  |  |  |  | 0 | 0 | 0 | 0 | 0 | 0 |  | 0 | 0 | 0 | 0 | 0 |  |  |  | 0 | 0 | 0 | 0 | 0 | 0
SDGE | Imperial Beach | 69 | 0 | 0 | 0 | 0 |  |  |  |  | 0 | 0 | 0 | 0 | 0 | 0 |  | 0 | 0 | 0 | 0 | 0 |  |  |  | 0 | 0 | 0 | 0 | 0 | 0
SDGE | Imperial Valley | 230 | 25 | 0 | 0 | 0 |  |  |  |  | 0 | 0 | 0 | 0 | 0 | 0 |  | 0 | 0 | 0 | 0 | 0 |  |  |  | 0 | 0 | 50 | 50 | 0 | 0
SDGE | Imperial Valley | 500 | 0 | 0 | 0 | 0 |  |  |  |  | 0 | 0 | 0 | 0 | 0 | 0 |  | 0 | 0 | 0 | 0 | 0 |  |  |  | 0 | 0 | 0 | 0 | 0 | 0
SCE EOP | Innovation | 138 | 0 | 0 | 0 | 0 |  |  |  |  | 0 | 0 | 0 | 0 | 0 | 0 |  | 0 | 0 | 0 | 0 | 0 |  |  |  | 0 | 0 | 0 | 0 | 0 | 0
SCE EOP | Innovation | 230 | 0 | 0 | 0 | 0 |  |  |  |  | 0 | 0 | 0 | 0 | 0 | 0 |  | 0 | 0 | 0 | 0 | 0 |  |  |  | 0 | 0 | 0 | 0 | 0 | 0
SCE NOL | Inyokern | 115 | 0 | 0 | 0 | 0 |  |  |  |  | 0 | 0 | 0 | 0 | 0 | 0 |  | 0 | 0 | 0 | 0 | 0 |  |  |  | 0 | 0 | 0 | 25 | 0 | 0
SCE EOP | IS Tap | 138 | 0 | 0 | 0 | 0 |  |  |  |  | 0 | 0 | 0 | 0 | 0 | 0 |  | 0 | 0 | 0 | 0 | 0 |  |  |  | 0 | 0 | 0 | 0 | 0 | 0
SCE EOP | Ivanpah | 115 | 0 | 0 | 0 | 0 |  |  |  |  | 0 | 0 | 0 | 0 | 0 | 0 |  | 0 | 0 | 0 | 0 | 0 |  |  |  | 0 | 0 | 0 | 0 | 0 | 0
SCE EOP | Ivanpah | 230 | 0 | 0 | 0 | 0 |  |  |  |  | 0 | 0 | 0 | 0 | 0 | 0 |  | 0 | 0 | 0 | 0 | 0 |  |  |  | 0 | 0 | 0 | 0 | 0 | 0
SCE EOP | Jackass (DOE) | 138 | 0 | 0 | 0 | 0 |  |  |  |  | 0 | 0 | 0 | 0 | 0 | 0 |  | 0 | 0 | 0 | 0 | 0 |  |  |  | 0 | 0 | 0 | 0 | 0 | 0
PG&E NGBA | James B Black | 230 | 0 | 0 | 0 | 0 |  |  |  |  | 0 | 0 | 0 | 0 | 0 | 0 |  | 0 | 0 | 0 | 0 | 0 |  |  |  | 0 | 0 | 0 | 0 | 0 | 0
PG&E GBA | Jefferson | 230 | 0 | 0 | 0 | 0 |  |  |  |  | 0 | 0 | 0 | 0 | 0 | 0 |  | 0 | 0 | 0 | 0 | 0 |  |  |  | 0 | 0 | 0 | 0 | 0 | 0
PG&E NGBA | Jessup | 115 | 0 | 0 | 0 | 0 |  |  |  |  | 0 | 0 | 0 | 0 | 0 | 0 |  | 0 | 0 | 0 | 0 | 0 |  |  |  | 0 | 0 | 0 | 0 | 0 | 0
SCE Metro | Johanna | 230 | 0 | 0 | 0 | 0 |  |  |  |  | 0 | 0 | 0 | 1.4 | 0 | 0 |  | 0 | 0 | 0 | 0 | 0 |  |  |  | 0 | 0 | 0 | 0 | 0 | 0
SCE Eastern | Julian Hinds | 230 | 0 | 0 | 0 | 0 |  |  |  |  | 0 | 0 | 0 | 0 | 0 | 0 |  | 0 | 0 | 0 | 0 | 0 |  |  |  | 0 | 0 | 0 | 0 | 0 | 0
PG&E GBA | Kasson | 115 | 0 | 0 | 0 | 0 |  |  |  |  | 0 | 0 | 0 | 0 | 0 | 0 |  | 0 | 0 | 0 | 0 | 0 |  |  |  | 0 | 0 | 0 | 0 | 0 | 0
PG&E GBA | Kasson | 60 | 0 | 0 | 0 | 0 |  |  |  |  | 0 | 0 | 0 | 0 | 0 | 0 |  | 0 | 0 | 0 | 0 | 0 |  |  |  | 0 | 0 | 0 | 0 | 0 | 0
PG&E FRESNO | Kearney | 230 | 0 | 0 | 0 | 0 |  |  |  |  | 0 | 0 | 0 | 0 | 0 | 0 |  | 0 | 0 | 0 | 0 | 0 |  |  |  | 0 | 0 | 0 | 0 | 0 | 0
PG&E FRESNO | Kearney | 70 | 0 | 0.5 | 0 | 0 |  |  |  |  | 0 | 0 | 0 | 0 | 0 | 0 |  | 0 | 0 | 0 | 0 | 0 |  |  |  | 0 | 0 | 0 | 0 | 0 | 0
PG&E GBA | Kelso | 230 | 0 | 0 | 0 | 0 |  |  |  |  | 0 | 0 | 0 | 0 | 0 | 0 |  | 0 | 0 | 0 | 0 | 0 |  |  |  | 0 | 0 | 0 | 0 | 0 | 0
PG&E FRESNO | Kerchoff 1 | 115 | 0 | 0 | 0 | 0 |  |  |  |  | 0 | 0 | 0 | 0 | 0 | 0 |  | 0 | 0 | 0 | 0 | 0 |  |  |  | 0 | 0 | 0 | 0 | 0 | 0
PG&E KERN | Kern Oil | 115 | 0 | 0 | 0 | 0 |  |  |  |  | 0 | 0 | 0 | 0 | 0 | 0 |  | 0 | 0 | 0 | 0 | 0 |  |  |  | 0 | 0 | 0 | 0 | 0 | 0
PG&E KERN | Kern PP | 115 | 0 | 0 | 0 | 0 |  |  |  |  | 0 | 0 | 0 | 0 | 0 | 0 |  | 0 | 0 | 0 | 0 | 0 |  |  |  | 0 | 0 | 0 | 0 | 0 | 0
PG&E KERN | Kern PP | 230 | 0 | 0 | 0 | 0 |  |  |  |  | 0 | 0 | 0 | 0 | 0 | 0 |  | 0 | 0 | 0 | 0 | 0 |  |  |  | 0 | 0 | 0 | 0 | 0 | 0
PG&E KERN | Kern PP | 70 | 0 | 0 | 0 | 0 |  |  |  |  | 0 | 0 | 0 | 0 | 0 | 0 |  | 0 | 0 | 0 | 0 | 0 |  |  |  | 0 | 0 | 0 | 0 | 0 | 0
PG&E KERN | Kernridge | 115 | 0 | 0 | 0 | 0 |  |  |  |  | 0 | 0 | 0 | 0 | 0 | 0 |  | 0 | 0 | 0 | 0 | 0 |  |  |  | 0 | 0 | 0 | 0 | 0 | 0
PG&E FRESNO | Kingsburg | 115 | 0 | 0 | 0 | 0 |  |  |  |  | 0 | 0 | 0 | 0 | 0 | 0 |  | 0 | 0 | 0 | 0 | 0 |  |  |  | 0 | 0 | 0 | 0 | 0 | 0
PG&E GBA | Kirker | 115 | 0 | 0 | 0 | 0 |  |  |  |  | 0 | 0 | 0 | 0 | 0 | 0 |  | 0 | 0 | 0 | 0 | 0 |  |  |  | 0 | 0 | 0 | 0 | 0 | 0
PG&E NGBA | Knights Landing | 115 | 0 | 0 | 0 | 0 |  |  |  |  | 0 | 0 | 0 | 0 | 0 | 0 |  | 0 | 0 | 0 | 0 | 0 |  |  |  | 0 | 0 | 0 | 0 | 0 | 0
PG&E NGBA | Konocti | 60 | 0 | 0 | 0 | 0 |  |  |  |  | 0 | 0 | 0 | 0 | 0 | 0 |  | 0 | 0 | 0 | 0 | 0 |  |  |  | 0 | 0 | 0 | 0 | 0 | 0
SCE NOL | Kramer | 115 | 0 | 0 | 0 | 0 |  |  |  |  | 0 | 0 | 0 | 0 | 0 | 0 |  | 0 | 0 | 0 | 0 | 0 |  |  |  | 0 | 0 | 0 | 0 | 0 | 0
SCE NOL | Kramer | 230 | 0 | 0 | 0 | 0 |  |  |  |  | 0 | 150 | 0 | 37.5 | 0 | 0 |  | 0 | 0 | 0 | 0 | 0 |  |  |  | 0 | 75 | 0 | 20 | 0 | 0
SCE Metro | La Cienega | 230 | 0 | 0 | 0 | 0 |  |  |  |  | 0 | 0 | 0 | 0 | 0 | 0 |  | 0 | 0 | 0 | 0 | 0 |  |  |  | 0 | 0 | 0 | 0 | 0 | 0
SCE Metro | La Fresa | 230 | 0 | 0 | 0 | 0 |  |  |  |  | 0 | 0 | 0 | 0 | 0 | 0 |  | 0 | 0 | 0 | 0 | 0 |  |  |  | 0 | 0 | 0 | 0 | 0 | 0
SCE Metro | Laguna Bell | 230 | 0 | 0 | 0 | 0 |  |  |  |  | 0 | 0 | 0 | 0 | 0 | 0 |  | 0 | 0 | 0 | 0 | 0 |  |  |  | 0 | 0 | 0 | 0 | 0 | 0
PG&E KERN | Lakeview | 70 | 0 | 0 | 0 | 0 |  |  |  |  | 0 | 0 | 0 | 0 | 0 | 0 |  | 0 | 0 | 0 | 0 | 0 |  |  |  | 0 | 0 | 0 | 0 | 0 | 0
PG&E NGBA | Lakeville | 230 | 0 | 0 | 0 | 0 |  |  |  |  | 0 | 0 | 0 | 0 | 0 | 0 |  | 0 | 0 | 0 | 0 | 0 |  |  |  | 0 | 0 | 0 | 0 | 0 | 0
PG&E NGBA | Lakeville | 60 | 0 | 0 | 0 | 0 |  |  |  |  | 0 | 0 | 0 | 0 | 0 | 0 |  | 0 | 0 | 0 | 0 | 0 |  |  |  | 0 | 0 | 0 | 0 | 0 | 0
PG&E NGBA | Lakeville | 115 | 0 | 0 | 0 | 0 |  |  |  |  | 0 | 0 | 0 | 0 | 0 | 0 |  | 0 | 0 | 0 | 0 | 0 |  |  |  | 0 | 0 | 0 | 0 | 0 | 0
PG&E GBA | Lakewood | 115 | 0 | 0 | 0 | 0 |  |  |  |  | 0 | 0 | 0 | 0 | 0 | 0 |  | 0 | 0 | 0 | 0 | 0 |  |  |  | 0 | 0 | 0 | 0 | 0 | 0
PG&E NGBA | Lambie | 230 | 0 | 0 | 0 | 0 |  |  |  |  | 0 | 0 | 0 | 0 | 0 | 0 |  | 0 | 0 | 0 | 0 | 0 |  |  |  | 0 | 0 | 0 | 0 | 0 | 0
PG&E GBA | Lammers | 115 | 0 | 0 | 0 | 0 |  |  |  |  | 0 | 0 | 0 | 0 | 0 | 0 |  | 0 | 0 | 0 | 0 | 0 |  |  |  | 0 | 0 | 0 | 0 | 0 | 0
PG&E KERN | Lamont | 115 | 0 | 0 | 0 | 0 |  |  |  |  | 0 | 0 | 0 | 0 | 0 | 0 |  | 0 | 0 | 0 | 0 | 0 |  |  |  | 0 | 0 | 0 | 0 | 0 | 0
PG&E FRESNO | Las Aguilas | 230 | 0 | 0 | 0 | 0 |  |  |  |  | 0 | 0 | 0 | 0 | 0 | 0 |  | 0 | 0 | 0 | 0 | 0 |  |  |  | 0 | 0 | 0 | 0 | 0 | 0
SCE EOP | Lathrop | 138 | 0 | 0 | 0 | 0 |  |  |  |  | 0 | 0 | 0 | 0 | 0 | 0 |  | 0 | 0 | 0 | 0 | 0 |  |  |  | 0 | 0 | 0 | 0 | 0 | 0
SCE EOP | Lathrop | 230 | 0 | 0 | 0 | 0 |  |  |  |  | 0 | 0 | 0 | 0 | 0 | 0 |  | 0 | 0 | 0 | 0 | 0 |  |  |  | 0 | 0 | 0 | 0 | 0 | 0
PG&E FRESNO | Le Grand | 115 | 0 | 0 | 0 | 0 |  |  |  |  | 0 | 0 | 0 | 0 | 0 | 0 |  | 0 | 0 | 0 | 0 | 0 |  |  |  | 0 | 0 | 0 | 0 | 0 | 0
PG&E FRESNO | Lemoore | 70 | 0 | 0 | 0 | 0 |  |  |  |  | 0 | 0 | 0 | 0 | 0 | 0 |  | 0 | 0 | 0 | 0 | 0 |  |  |  | 0 | 0 | 0 | 0 | 0 | 0
PG&E KERN | Lerdo | 115 | 0 | 0 | 0 | 0 |  |  |  |  | 0 | 0 | 0 | 0 | 0 | 0 |  | 0 | 0 | 0 | 0 | 0 |  |  |  | 0 | 0 | 0 | 0 | 0 | 0
SCE Metro | Lewis | 230 | 0 | 0 | 0 | 0 |  |  |  |  | 0 | 0 | 0 | 0 | 0 | 0 |  | 0 | 0 | 0 | 0 | 0 |  |  |  | 0 | 0 | 0 | 0 | 0 | 0
SCE Metro | Lighthipe | 230 | 0 | 0 | 0 | 0 |  |  |  |  | 0 | 0 | 0 | 0 | 0 | 0 |  | 0 | 0 | 0 | 0 | 0 |  |  |  | 0 | 0 | 0 | 0 | 0 | 0
SDGE | Lilac | 69 | 0 | 0 | 0 | 0 |  |  |  |  | 0 | 0 | 0 | 0 | 0 | 0 |  | 0 | 0 | 0 | 0 | 0 |  |  |  | 0 | 0 | 0 | 0 | 0 | 0
PG&E NGBA | Lincoln | 115 | 0 | 0 | 0 | 0 |  |  |  |  | 0 | 0 | 0 | 0 | 0 | 0 |  | 0 | 0 | 0 | 0 | 0 |  |  |  | 0 | 0 | 0 | 0 | 0 | 0
PG&E KERN | Live Oak | 115 | 0 | 0 | 0 | 0 |  |  |  |  | 0 | 0 | 0 | 0 | 0 | 0 |  | 0 | 0 | 0 | 0 | 0 |  |  |  | 0 | 0 | 0 | 0 | 0 | 0
PG&E GBA | Llagas | 115 | 0 | 0 | 0 | 0 |  |  |  |  | 0 | 0 | 0 | 0 | 0 | 0 |  | 0 | 0 | 0 | 0 | 0 |  |  |  | 0 | 0 | 0 | 0 | 0 | 0
PG&E GBA | Lockeford | 115 | 0 | 0 | 0 | 0 |  |  |  |  | 0 | 0 | 0 | 0 | 0 | 0 |  | 0 | 0 | 0 | 0 | 0 |  |  |  | 0 | 0 | 0 | 0 | 0 | 0
PG&E GBA | Lockeford | 230 | 0 | 0 | 0 | 0 |  |  |  |  | 0 | 0 | 0 | 0 | 0 | 0 |  | 0 | 0 | 0 | 0 | 0 |  |  |  | 0 | 0 | 0 | 0 | 0 | 0
PG&E GBA | Lockeford | 60 | 0 | 0 | 0 | 0 |  |  |  |  | 0 | 0 | 0 | 0 | 0 | 0 |  | 0 | 0 | 0 | 0 | 0 |  |  |  | 0 | 0 | 0 | 0 | 0 | 0
PG&E GBA | Lodi | 230 | 0 | 0 | 0 | 0 |  |  |  |  | 0 | 0 | 0 | 0 | 0 | 0 |  | 0 | 0 | 0 | 0 | 0 |  |  |  | 0 | 0 | 0 | 0 | 0 | 0
PG&E NGBA | Logan Creek | 230 | 0 | 0 | 0 | 0 |  |  |  |  | 0 | 0 | 0 | 0 | 0 | 0 |  | 0 | 0 | 0 | 0 | 0 |  |  |  | 0 | 0 | 0 | 0 | 0 | 0
PG&E GBA | Lone Tree | 230 | 0 | 0 | 0 | 0 |  |  |  |  | 0 | 0 | 0 | 0 | 0 | 0 |  | 0 | 0 | 0 | 0 | 0 |  |  |  | 0 | 0 | 0 | 0 | 0 | 0
PG&E FRESNO | Los Banos | 230 | 0 | 0 | 76.4 | 0 |  |  |  |  | 0 | 0 | 0 | 80 | 0 | 0 |  | 0 | 0 | 0 | 0 | 0 |  |  |  | 0 | 0 | 0 | 0 | 0 | 0
PG&E FRESNO | Los Banos | 500 | 0 | 0 | 0 | 0 |  |  |  |  | 0 | 0 | 0 | 0 | 0 | 0 |  | 0 | 0 | 0 | 0 | 0 |  |  |  | 0 | 0 | 0 | 0 | 0 | 0
SDGE | Los Coches | 138 | 0 | 0 | 0 | 0 |  |  |  |  | 0 | 0 | 0 | 0 | 0 | 0 |  | 0 | 0 | 0 | 0 | 0 |  |  |  | 0 | 0 | 0 | 0 | 0 | 0
SDGE | Los Coches | 69 | 0 | 0 | 0 | 0 |  |  |  |  | 0 | 0 | 0 | 0 | 0 | 0 |  | 0 | 0 | 0 | 0 | 0 |  |  |  | 0 | 0 | 0 | 0 | 0 | 0
PG&E GBA | Los Esteros | 115 | 0 | 0 | 0 | 0 |  |  |  |  | 0 | 0 | 0 | 0 | 0 | 0 |  | 0 | 0 | 0 | 0 | 0 |  |  |  | 0 | 0 | 0 | 0 | 0 | 0
PG&E GBA | Los Esteros | 230 | 0 | 0 | 0 | 0 |  |  |  |  | 0 | 0 | 0 | 0 | 0 | 0 |  | 0 | 0 | 0 | 0 | 0 |  |  |  | 0 | 0 | 0 | 0 | 0 | 0
PG&E GBA | Los Positas | 230 | 0 | 0 | 0 | 0 |  |  |  |  | 0 | 0 | 0 | 0 | 0 | 0 |  | 0 | 0 | 0 | 0 | 0 |  |  |  | 0 | 0 | 0 | 0 | 0 | 0
PG&E GBA | Los Positas | 60 | 0 | 0 | 0 | 0 |  |  |  |  | 0 | 0 | 0 | 0 | 0 | 0 |  | 0 | 0 | 0 | 0 | 0 |  |  |  | 0 | 0 | 0 | 0 | 0 | 0
SDGE | Loveland | 69 | 0 | 0 | 0 | 0 |  |  |  |  | 0 | 0 | 0 | 0 | 0 | 0 |  | 0 | 0 | 0 | 0 | 0 |  |  |  | 0 | 0 | 0 | 0 | 0 | 0
SCE NOL | Lugo | 230 | 0 | 0 | 0 | 0 |  |  |  |  | 0 | 0 | 0 | 0 | 0 | 0 |  | 0 | 0 | 0 | 0 | 0 |  |  |  | 0 | 0 | 0 | 0 | 0 | 0
SCE Metro | Lugo | 500 | 33 | 0 | 0 | 0 |  |  |  |  | 0 | 0 | 0 | 0 | 0 | 0 |  | 0 | 0 | 0 | 0 | 0 |  |  |  | 0 | 0 | 0 | 0 | 0 | 0
PG&E FRESNO | Madera | 70 | 0 | 0 | 0 | 0 |  |  |  |  | 0 | 0 | 0 | 0 | 0 | 0 |  | 0 | 0 | 0 | 0 | 0 |  |  |  | 0 | 0 | 0 | 0 | 0 | 0
PG&E NGBA | Madison | 115 | 0 | 0 | 0 | 0 |  |  |  |  | 0 | 0 | 0 | 0 | 0 | 0 |  | 0 | 0 | 0 | 0 | 0 |  |  |  | 0 | 0 | 0 | 0 | 0 | 0
PG&E KERN | Magunden | 115 | 0 | 0 | 0 | 0 |  |  |  |  | 0 | 0 | 0 | 0 | 0 | 0 |  | 0 | 0 | 0 | 0 | 0 |  |  |  | 0 | 0 | 0 | 0 | 0 | 0
SCE Northern | Magunden | 230 | 0 | 0 | 0 | 0 |  |  |  |  | 0 | 0 | 0 | 0 | 0 | 0 |  | 0 | 0 | 0 | 0 | 0 |  |  |  | 0 | 0 | 0 | 0 | 0 | 0
PG&E FRESNO | Malaga | 115 | 0 | 0 | 0 | 0 |  |  |  |  | 0 | 0 | 0 | 0 | 0 | 0 |  | 0 | 0 | 0 | 0 | 0 |  |  |  | 0 | 0 | 0 | 97 | 0 | 0
PG&E NGBA | Malin | 500 | 0 | 0 | 0 | 0 |  |  |  |  | 0 | 0 | 0 | 0 | 0 | 0 |  | 0 | 0 | 0 | 0 | 0 |  |  |  | 0 | 0 | 0 | 0 | 0 | 0
SCE Northern | Mandalay | 230 | 0 | 0 | 0 | 0 |  |  |  |  | 0 | 0 | 0 | 0 | 0 | 0 |  | 0 | 0 | 0 | 0 | 0 |  |  |  | 0 | 0 | 0 | 0 | 0 | 0
PG&E FRESNO | Manning | 230 | 0 | 0 | 0 | 0 |  |  |  |  | 0 | 0 | 0 | 0 | 0 | 0 |  | 0 | 0 | 0 | 0 | 0 |  |  |  | 0 | 0 | 0 | 0 | 0 | 0
PG&E FRESNO | Manning | 500 | 0 | 0 | 0 | 0 |  |  |  |  | 0 | 0 | 0 | 0 | 0 | 0 |  | 0 | 0 | 0 | 0 | 0 |  |  |  | 0 | 0 | 0 | 0 | 0 | 0
PG&E GBA | Manteca | 115 | 0 | 0 | 0 | 0 |  |  |  |  | 0 | 0 | 0 | 0 | 0 | 0 |  | 0 | 0 | 0 | 0 | 0 |  |  |  | 0 | 0 | 0 | 0 | 0 | 0
SDGE | Margarita | 138 | 0 | 0 | 0 | 0 |  |  |  |  | 0 | 0 | 0 | 0 | 0 | 0 |  | 0 | 0 | 0 | 0 | 0 |  |  |  | 0 | 0 | 0 | 0 | 0 | 0
PG&E GBA | Martin | 230 | 0 | 0 | 0 | 0 |  |  |  |  | 0 | 0 | 0 | 0 | 0 | 0 |  | 0 | 0 | 0 | 0 | 0 |  |  |  | 0 | 0 | 0 | 0 | 0 | 0
PG&E GBA | Martin | 115 | 0 | 0 | 0 | 0 |  |  |  |  | 0 | 0 | 0 | 0 | 0 | 0 |  | 0 | 0 | 0 | 0 | 0 |  |  |  | 0 | 0 | 0 | 0 | 0 | 0
PG&E GBA | Martinez | 115 | 0 | 0 | 0 | 0 |  |  |  |  | 0 | 0 | 0 | 0 | 0 | 0 |  | 0 | 0 | 0 | 0 | 0 |  |  |  | 0 | 0 | 0 | 0 | 0 | 0
PG&E FRESNO | Mc Mullin | 230 | 0 | 0 | 0 | 0 |  |  |  |  | 0 | 0 | 0 | 0 | 0 | 0 |  | 0 | 0 | 0 | 0 | 0 |  |  |  | 0 | 0 | 0 | 0 | 0 | 0
PG&E FRESNO | McCall | 115 | 0 | 0 | 0 | 0 |  |  |  |  | 0 | 0 | 0 | 0 | 0 | 0 |  | 0 | 0 | 0 | 0 | 0 |  |  |  | 0 | 0 | 0 | 0 | 0 | 0
PG&E FRESNO | McCall | 230 | 0 | 0 | 0 | 0 |  |  |  |  | 0 | 0 | 0 | 0 | 0 | 0 |  | 0 | 0 | 0 | 0 | 0 |  |  |  | 0 | 0 | 0 | 0 | 0 | 0
PG&E GBA | Meadow Lane | 115 | 0 | 0 | 0 | 0 |  |  |  |  | 0 | 0 | 0 | 0 | 0 | 0 |  | 0 | 0 | 0 | 0 | 0 |  |  |  | 0 | 0 | 0 | 0 | 0 | 0
PG&E GBA | Melones | 115 | 0 | 0 | 0 | 0 |  |  |  |  | 0 | 0 | 0 | 0 | 0 | 0 |  | 0 | 0 | 0 | 0 | 0 |  |  |  | 0 | 0 | 0 | 0 | 0 | 0
PG&E GBA | Melones | 230 | 0 | 0 | 0 | 0 |  |  |  |  | 0 | 0 | 0 | 0 | 0 | 0 |  | 0 | 0 | 0 | 0 | 0 |  |  |  | 0 | 0 | 0 | 0 | 0 | 0
SDGE | Melrose | 69 | 0 | 0 | 0 | 0 |  |  |  |  | 0 | 0 | 0 | 0 | 0 | 0 |  | 0 | 0 | 0 | 0 | 0 |  |  |  | 0 | 0 | 0 | 0 | 0 | 0
PG&E NGBA | Mendocino | 115 | 0 | 0 | 0 | 0 |  |  |  |  | 0 | 0 | 0 | 0 | 0 | 0 |  | 0 | 0 | 0 | 0 | 0 |  |  |  | 0 | 0 | 0 | 0 | 0 | 0
PG&E NGBA | Mendocino | 60 | 0 | 0 | 0 | 0 |  |  |  |  | 0 | 0 | 0 | 0 | 0 | 0 |  | 0 | 0 | 0 | 0 | 0 |  |  |  | 0 | 0 | 0 | 0 | 0 | 0
PG&E FRESNO | Mendota | 115 | 0 | 0 | 0 | 0 |  |  |  |  | 0 | 0 | 0 | 0 | 0 | 0 |  | 0 | 0 | 0 | 0 | 0 |  |  |  | 0 | 0 | 0 | 0 | 0 | 0
PG&E GBA | Menlo | 60 | 0 | 0 | 0 | 0 |  |  |  |  | 0 | 0 | 0 | 0 | 0 | 0 |  | 0 | 0 | 0 | 0 | 0 |  |  |  | 0 | 0 | 0 | 0 | 0 | 0
PG&E FRESNO | Merced | 115 | 0 | 0 | 0 | 0 |  |  |  |  | 0 | 0 | 0 | 0 | 0 | 0 |  | 0 | 0 | 0 | 0 | 0 |  |  |  | 0 | 0 | 0 | 0 | 0 | 0
SCE EOP | Mercury | 138 | 0 | 0 | 0 | 0 |  |  |  |  | 0 | 0 | 0 | 0 | 0 | 0 |  | 0 | 0 | 0 | 0 | 0 |  |  |  | 0 | 0 | 0 | 0 | 0 | 0
PG&E FRESNO | Mercy Springs | 70 | 0 | 0 | 0 | 0 |  |  |  |  | 0 | 0 | 0 | 0 | 0 | 0 |  | 0 | 0 | 0 | 0 | 0 |  |  |  | 0 | 0 | 0 | 0 | 0 | 0
PG&E NGBA | Meridian | 60 | 0 | 0 | 0 | 0 |  |  |  |  | 0 | 0 | 0 | 0 | 0 | 0 |  | 0 | 0 | 0 | 0 | 0 |  |  |  | 0 | 0 | 0 | 0 | 0 | 0
PG&E KERN | Mesa (PGE) | 115 | 0 | 0 | 0 | 0 |  |  |  |  | 0 | 0 | 0 | 0 | 0 | 0 |  | 0 | 0 | 0 | 0 | 0 |  |  |  | 0 | 0 | 0 | 0 | 0 | 0
PG&E KERN | Mesa (PGE) | 230 | 0 | 0 | 0 | 0 |  |  |  |  | 0 | 0 | 0 | 0 | 0 | 0 |  | 0 | 0 | 0 | 0 | 0 |  |  |  | 0 | 0 | 0 | 0 | 0 | 0
SCE Metro | Mesa (SCE) | 230 | 0 | 0 | 0 | 0 |  |  |  |  | 0 | 0 | 0 | 99.7 | 0 | 0 |  | 0 | 0 | 0 | 0 | 0 |  |  |  | 0 | 0 | 0 | 0 | 0 | 0
SCE Metro | Mesa (SCE) | 500 | 0 | 0 | 0 | 0 |  |  |  |  | 0 | 0 | 0 | 0 | 0 | 0 |  | 0 | 0 | 0 | 0 | 0 |  |  |  | 0 | 0 | 0 | 0 | 0 | 0
SDGE | Mesa Heights | 69 | 0 | 0 | 0 | 0 |  |  |  |  | 0 | 0 | 0 | 0 | 0 | 0 |  | 0 | 0 | 0 | 0 | 0 |  |  |  | 0 | 0 | 0 | 0 | 0 | 0
PG&E GBA | Metcalf | 115 | 0 | 0 | 0 | 0 |  |  |  |  | 0 | 0 | 0 | 75 | 0 | 0 |  | 0 | 0 | 0 | 0 | 0 |  |  |  | 0 | 0 | 0 | 0 | 0 | 0
PG&E GBA | Metcalf | 230 | 0 | 0 | 0 | 0 |  |  |  |  | 0 | 0 | 0 | 0 | 0 | 0 |  | 0 | 0 | 0 | 0 | 0 |  |  |  | 0 | 0 | 0 | 0 | 0 | 0
PG&E GBA | Metcalf | 500 | 0 | 0 | 0 | 0 |  |  |  |  | 0 | 0 | 0 | 0 | 0 | 0 |  | 0 | 0 | 0 | 0 | 0 |  |  |  | 0 | 0 | 0 | 0 | 0 | 0
PG&E KERN | Midway | 115 | 0 | 0 | 0 | 0 |  |  |  |  | 0 | 0 | 0 | 0 | 0 | 0 |  | 0 | 0 | 0 | 0 | 0 |  |  |  | 0 | 0 | 0 | 0 | 0 | 0
PG&E KERN | Midway | 230 | 0 | 0 | 0 | 0 |  |  |  |  | 0 | 0 | 0 | 0 | 0 | 0 |  | 0 | 0 | 0 | 0 | 0 |  |  |  | 0 | 0 | 0 | 0 | 0 | 0
PG&E KERN | Midway | 500 | 0 | 0 | 0 | 0 |  |  |  |  | 0 | 0 | 0 | 0 | 0 | 0 |  | 0 | 0 | 0 | 0 | 0 |  |  |  | 0 | 0 | 0 | 0 | 0 | 0
SDGE | Miguel | 230 | 0 | 0 | 0 | 0 |  |  |  |  | 0 | 0 | 0 | 0 | 0 | 0 |  | 0 | 0 | 0 | 0 | 0 |  |  |  | 0 | 0 | 0 | 0 | 0 | 0
SDGE | Miguel | 500 | 0 | 0 | 0 | 0 |  |  |  |  | 0 | 0 | 0 | 0 | 0 | 0 |  | 0 | 0 | 0 | 0 | 0 |  |  |  | 0 | 0 | 0 | 0 | 0 | 0
SDGE | Miguel | 69 | 0 | 0 | 0 | 0 |  |  |  |  | 0 | 0 | 0 | 0 | 0 | 0 |  | 0 | 0 | 0 | 0 | 0 |  |  |  | 0 | 0 | 0 | 0 | 0 | 0
PG&E GBA | Millbrae | 115 | 0 | 0 | 0 | 0 |  |  |  |  | 0 | 0 | 0 | 0 | 0 | 0 |  | 0 | 0 | 0 | 0 | 0 |  |  |  | 0 | 0 | 0 | 0 | 0 | 0
PG&E GBA | Miller | 115 | 0 | 0 | 0 | 0 |  |  |  |  | 0 | 0 | 0 | 0 | 0 | 0 |  | 0 | 0 | 0 | 0 | 0 |  |  |  | 0 | 0 | 0 | 0 | 0 | 0
SCE Metro | Mira Loma | 230 | 0 | 0 | 0 | 0 |  |  |  |  | 0 | 0 | 0 | 0 | 0 | 0 |  | 0 | 0 | 0 | 0 | 0 |  |  |  | 0 | 0 | 0 | 0 | 0 | 0
SCE Metro | Mira Loma | 500 | 0 | 0 | 0 | 0 |  |  |  |  | 0 | 0 | 0 | 0 | 0 | 0 |  | 0 | 0 | 0 | 0 | 0 |  |  |  | 0 | 0 | 0 | 0 | 0 | 0
SCE Eastern | Mirage | 115 | 0 | 0 | 0 | 0 |  |  |  |  | 0 | 0 | 0 | 0 | 0 | 0 |  | 0 | 0 | 0 | 0 | 0 |  |  |  | 0 | 0 | 0 | 0 | 0 | 0
SCE Eastern | Mirage | 230 | 30 | 0 | 0 | 0 |  |  |  |  | 0 | 0 | 130 | 100 | 0 | 0 |  | 0 | 0 | 0 | 0 | 0 |  |  |  | 0 | 0 | 0 | 0 | 0 | 0
SDGE | Mission | 138 | 0 | 0 | 0 | 0 |  |  |  |  | 0 | 0 | 0 | 0 | 0 | 0 |  | 0 | 0 | 0 | 0 | 0 |  |  |  | 0 | 0 | 0 | 0 | 0 | 0
SDGE | Mission | 230 | 0 | 0 | 0 | 0 |  |  |  |  | 0 | 0 | 0 | 0 | 0 | 0 |  | 0 | 0 | 0 | 0 | 0 |  |  |  | 0 | 0 | 0 | 0 | 0 | 0
SDGE | Mission | 69 | 0 | 0 | 0 | 0 |  |  |  |  | 0 | 0 | 0 | 0 | 0 | 0 |  | 0 | 0 | 0 | 0 | 0 |  |  |  | 0 | 0 | 0 | 0 | 0 | 0
PG&E GBA | Mi-Wuk | 115 | 0 | 0 | 0 | 0 |  |  |  |  | 0 | 0 | 0 | 0 | 0 | 0 |  | 0 | 0 | 0 | 0 | 0 |  |  |  | 0 | 0 | 0 | 0 | 0 | 0
SCE EOP | Mohave | 500 | 0 | 0 | 0 | 0 |  |  |  |  | 0 | 0 | 0 | 0 | 0 | 0 |  | 0 | 0 | 0 | 0 | 0 |  |  |  | 0 | 0 | 0 | 0 | 0 | 0
PG&E NGBA | Monroe | 115 | 0 | 0 | 0 | 0 |  |  |  |  | 0 | 0 | 0 | 0 | 0 | 0 |  | 0 | 0 | 0 | 0 | 0 |  |  |  | 0 | 0 | 0 | 0 | 0 | 0
SDGE | Monserate | 69 | 0 | 0 | 0 | 0 |  |  |  |  | 0 | 0 | 0 | 0 | 0 | 0 |  | 0 | 0 | 0 | 0 | 0 |  |  |  | 0 | 0 | 0 | 0 | 0 | 0
PG&E GBA | Monta Vista | 115 | 0 | 0 | 0 | 0 |  |  |  |  | 0 | 0 | 0 | 0 | 0 | 0 |  | 0 | 0 | 0 | 0 | 0 |  |  |  | 0 | 0 | 0 | 0 | 0 | 0
PG&E GBA | Monta Vista | 230 | 0 | 0 | 0 | 0 |  |  |  |  | 0 | 0 | 0 | 0 | 0 | 0 |  | 0 | 0 | 0 | 0 | 0 |  |  |  | 0 | 0 | 0 | 0 | 0 | 0
PG&E GBA | Monta Vista | 60 | 0 | 0 | 0 | 0 |  |  |  |  | 0 | 0 | 0 | 0 | 0 | 0 |  | 0 | 0 | 0 | 0 | 0 |  |  |  | 0 | 0 | 0 | 0 | 0 | 0
PG&E NGBA | Monticello | 115 | 0 | 0 | 0 | 0 |  |  |  |  | 0 | 0 | 0 | 0 | 0 | 0 |  | 0 | 0 | 0 | 0 | 0 |  |  |  | 0 | 0 | 0 | 0 | 0 | 0
SCE Northern | Moorpark | 230 | 0 | 0 | 0 | 0 |  |  |  |  | 0 | 0 | 0 | 0 | 0 | 0 |  | 0 | 0 | 0 | 0 | 0 |  |  |  | 0 | 0 | 0 | 0 | 0 | 0
SCE Northern | Moorpark | 66 | 0 | 0 | 0 | 0 |  |  |  |  | 0 | 0 | 0 | 0 | 0 | 0 |  | 0 | 0 | 0 | 0 | 0 |  |  |  | 0 | 0 | 0 | 0 | 0 | 0
PG&E GBA | Moraga | 115 | 0 | 0 | 0 | 0 |  |  |  |  | 0 | 0 | 0 | 0 | 0 | 0 |  | 0 | 0 | 0 | 0 | 0 |  |  |  | 0 | 0 | 0 | 0 | 0 | 0
PG&E GBA | Moraga | 230 | 0 | 0 | 0 | 0 |  |  |  |  | 0 | 0 | 0 | 0 | 0 | 0 |  | 0 | 0 | 0 | 0 | 0 |  |  |  | 0 | 0 | 0 | 0 | 0 | 0
PG&E GBA | Morgan Hill | 115 | 0 | 0 | 0 | 0 |  |  |  |  | 0 | 0 | 0 | 0 | 0 | 0 |  | 0 | 0 | 0 | 0 | 0 |  |  |  | 0 | 0 | 0 | 0 | 0 | 0
PG&E KERN | Morro Bay | 115 | 0 | 0 | 0 | 0 |  |  |  |  | 0 | 0 | 0 | 0 | 0 | 0 |  | 0 | 0 | 0 | 0 | 0 |  |  |  | 0 | 0 | 0 | 0 | 0 | 0
PG&E KERN | Morro Bay | 230 | 0 | 0 | 0 | 0 |  |  |  |  | 0 | 0 | 0 | 0 | 0 | 0 |  | 0 | 0 | 0 | 0 | 0 |  |  |  | 0 | 0 | 0 | 0 | 0 | 0
PG&E KERN | Morro Bay | 500 | 0 | 0 | 0 | 0 |  |  |  |  | 0 | 0 | 0 | 0 | 0 | 0 |  | 0 | 0 | 0 | 0 | 0 |  |  |  | 0 | 0 | 0 | 0 | 0 | 0
PG&E GBA | Moss Landing | 115 | 0 | 0 | 0 | 0 |  |  |  |  | 0 | 0 | 0 | 0 | 0 | 0 |  | 0 | 0 | 0 | 0 | 0 |  |  |  | 0 | 0 | 0 | 0 | 0 | 0
PG&E GBA | Moss Landing | 230 | 0 | 0 | 0 | 0 |  |  |  |  | 0 | 0 | 0 | 0 | 0 | 0 |  | 0 | 0 | 0 | 0 | 0 |  |  |  | 0 | 0 | 0 | 0 | 0 | 0
PG&E GBA | Moss Landing | 500 | 0 | 0 | 0 | 0 |  |  |  |  | 0 | 0 | 0 | 0 | 0 | 0 |  | 0 | 0 | 0 | 0 | 0 |  |  |  | 0 | 0 | 0 | 0 | 0 | 0
SCE EOP | Mountain Pass | 115 | 0 | 0 | 0 | 0 |  |  |  |  | 0 | 0 | 0 | 0 | 0 | 0 |  | 0 | 0 | 0 | 0 | 0 |  |  |  | 0 | 0 | 0 | 0 | 0 | 0
PG&E GBA | Mountain View | 115 | 0 | 0 | 0 | 0 |  |  |  |  | 0 | 0 | 0 | 0 | 0 | 0 |  | 0 | 0 | 0 | 0 | 0 |  |  |  | 0 | 0 | 0 | 0 | 0 | 0
PG&E GBA | Mt Eden | 115 | 0 | 0 | 0 | 0 |  |  |  |  | 0 | 0 | 0 | 0 | 0 | 0 |  | 0 | 0 | 0 | 0 | 0 |  |  |  | 0 | 0 | 0 | 0 | 0 | 0
PG&E KERN | Mt Poso | 115 | 0 | 0 | 0 | 0 |  |  |  |  | 0 | 0 | 0 | 0 | 0 | 0 |  | 0 | 0 | 0 | 0 | 0 |  |  |  | 0 | 0 | 0 | 0 | 0 | 0
SDGE | Murray | 69 | 0 | 0 | 0 | 0 |  |  |  |  | 0 | 0 | 0 | 0 | 0 | 0 |  | 0 | 0 | 0 | 0 | 0 |  |  |  | 0 | 0 | 0 | 0 | 0 | 0
PG&E FRESNO | Mustang | 230 | 0 | 0 | 0 | 0 |  |  |  |  | 0 | 0 | 0 | 0 | 0 | 0 |  | 0 | 0 | 0 | 0 | 0 |  |  |  | 0 | 106.5 | 0 | 0 | 0 | 0
SCE Northern | Neenach | 66 | 0 | 0 | 0 | 0 |  |  |  |  | 0 | 0 | 0 | 0 | 0 | 0 |  | 0 | 0 | 0 | 0 | 0 |  |  |  | 0 | 0 | 0 | 0 | 0 | 0
PG&E KERN | New Sub - Gates - Midway (Proposed) | 230 | 0 | 0 | 0 | 0 |  |  |  |  | 0 | 0 | 0 | 0 | 0 | 0 |  | 0 | 0 | 0 | 0 | 0 |  |  |  | 0 | 0 | 0 | 0 | 0 | 0
PG&E KERN | New Sub - Gates - Templeton (Proposed) | 230 | 0 | 0 | 0 | 0 |  |  |  |  | 0 | 0 | 0 | 0 | 0 | 0 |  | 0 | 0 | 0 | 0 | 0 |  |  |  | 0 | 0 | 0 | 0 | 0 | 0
SCE NOL | New Sub - Kramer - Lugo (Proposed) | 230 | 0 | 0 | 0 | 0 |  |  |  |  | 0 | 0 | 0 | 0 | 0 | 0 |  | 0 | 0 | 0 | 0 | 0 |  |  |  | 0 | 0 | 0 | 0 | 0 | 0
PG&E FRESNO | New Sub - Los Banos - Midway (Proposed) | 500 | 0 | 0 | 0 | 0 |  |  |  |  | 0 | 0 | 0 | 0 | 0 | 0 |  | 0 | 0 | 0 | 0 | 0 |  |  |  | 0 | 0 | 0 | 0 | 0 | 0
SCE NOL | New Sub - Lugo - Pisgah (Proposed) | 230 | 0 | 0 | 0 | 0 |  |  |  |  | 0 | 0 | 0 | 0 | 0 | 0 |  | 0 | 0 | 0 | 0 | 0 |  |  |  | 0 | 0 | 0 | 0 | 0 | 0
PG&E KERN | New Sub - Midway - Wheeler Ridge (Proposed) | 230 | 0 | 0 | 0 | 0 |  |  |  |  | 0 | 0 | 0 | 0 | 0 | 0 |  | 0 | 0 | 0 | 0 | 0 |  |  |  | 0 | 0 | 0 | 0 | 0 | 0
PG&E NGBA | New Sub - Near existing Leavitt (PSREC) | 345 | 0 | 0 | 0 | 0 |  |  |  |  | 0 | 0 | 0 | 0 | 0 | 0 |  | 0 | 0 | 0 | 0 | 0 |  |  |  | 0 | 0 | 0 | 0 | 0 | 0
PG&E NGBA | New Sub - Near existing Madeline (NVE) | 345 | 0 | 0 | 0 | 0 |  |  |  |  | 0 | 0 | 0 | 0 | 0 | 0 |  | 0 | 0 | 0 | 0 | 0 |  |  |  | 0 | 0 | 0 | 0 | 0 | 0
SDGE | New Sub - North Gila - IV (Proposed) | 500 | 0 | 0 | 0 | 0 |  |  |  |  | 0 | 0 | 0 | 0 | 0 | 0 |  | 0 | 0 | 0 | 0 | 0 |  |  |  | 0 | 0 | 0 | 0 | 0 | 0
PG&E NGBA | New Sub - Pit 1 - Cottonwood (Proposed) | 230 | 0 | 0 | 0 | 0 |  |  |  |  | 0 | 0 | 0 | 0 | 0 | 0 |  | 0 | 0 | 0 | 0 | 0 |  |  |  | 0 | 0 | 0 | 0 | 0 | 0
PG&E GBA | New Sub - Rancho Seco - Bellota (Proposed) | 230 | 0 | 0 | 0 | 0 |  |  |  |  | 0 | 0 | 0 | 0 | 0 | 0 |  | 0 | 0 | 0 | 0 | 0 |  |  |  | 0 | 0 | 0 | 0 | 0 | 0
SDGE | New Sub - Suncrest - Ocotillo (Proposed) | 500 | 0 | 0 | 0 | 0 |  |  |  |  | 0 | 0 | 0 | 0 | 0 | 0 |  | 0 | 0 | 0 | 0 | 0 |  |  |  | 0 | 0 | 0 | 0 | 0 | 0
PG&E FRESNO | New Sub - Westley - Quinto (Proposed) | 230 | 0 | 0 | 0 | 0 |  |  |  |  | 0 | 0 | 0 | 0 | 0 | 0 |  | 0 | 0 | 0 | 0 | 0 |  |  |  | 0 | 0 | 0 | 0 | 0 | 0
PG&E GBA | Newark | 115 | 0 | 0 | 0 | 0 |  |  |  |  | 0 | 0 | 0 | 0 | 0 | 0 |  | 0 | 0 | 0 | 0 | 0 |  |  |  | 0 | 0 | 0 | 0 | 0 | 0
PG&E GBA | Newark | 230 | 0 | 0 | 0 | 0 |  |  |  |  | 0 | 0 | 0 | 0 | 0 | 0 |  | 0 | 0 | 0 | 0 | 0 |  |  |  | 0 | 0 | 0 | 0 | 0 | 0
PG&E GBA | Newark | 60 | 0 | 0 | 0 | 0 |  |  |  |  | 0 | 0 | 0 | 0 | 0 | 0 |  | 0 | 0 | 0 | 0 | 0 |  |  |  | 0 | 0 | 0 | 0 | 0 | 0
PG&E FRESNO | Newhall | 115 | 0 | 0 | 0 | 0 |  |  |  |  | 0 | 0 | 0 | 0 | 0 | 0 |  | 0 | 0 | 0 | 0 | 0 |  |  |  | 0 | 0 | 0 | 0 | 0 | 0
PG&E KERN | Norco | 115 | 0 | 0 | 0 | 0 |  |  |  |  | 0 | 0 | 0 | 0 | 0 | 0 |  | 0 | 0 | 0 | 0 | 0 |  |  |  | 0 | 0 | 0 | 0 | 0 | 0
PG&E GBA | Nortech | 115 | 0 | 0 | 0 | 0 |  |  |  |  | 0 | 0 | 0 | 0 | 0 | 0 |  | 0 | 0 | 0 | 0 | 0 |  |  |  | 0 | 0 | 0 | 0 | 0 | 0
SDGE | North City Metering | 138 | 0 | 0 | 0 | 0 |  |  |  |  | 0 | 0 | 0 | 0 | 0 | 0 |  | 0 | 0 | 0 | 0 | 0 |  |  |  | 0 | 0 | 0 | 0 | 0 | 0
PG&E GBA | North Dublin | 230 | 0 | 0 | 0 | 0 |  |  |  |  | 0 | 0 | 0 | 0 | 0 | 0 |  | 0 | 0 | 0 | 0 | 0 |  |  |  | 0 | 0 | 0 | 0 | 0 | 0
SDGE | North Gila | 500 | 0 | 0 | 0 | 0 |  |  |  |  | 0 | 0 | 0 | 0 | 0 | 0 |  | 0 | 0 | 0 | 0 | 0 |  |  |  | 0 | 0 | 0 | 0 | 0 | 0
SCE Metro | North of SONGS | 230 | 0 | 0 | 0 | 0 |  |  |  |  | 0 | 0 | 0 | 0 | 0 | 0 |  | 0 | 0 | 0 | 0 | 0 |  |  |  | 0 | 0 | 0 | 0 | 0 | 0
SCE Metro | North of SONGS | 500 | 0 | 0 | 0 | 0 |  |  |  |  | 0 | 0 | 0 | 0 | 0 | 0 |  | 0 | 0 | 0 | 0 | 0 |  |  |  | 0 | 0 | 0 | 0 | 0 | 0
PG&E NGBA | Notre Dame | 115 | 0 | 0 | 0 | 0 |  |  |  |  | 0 | 0 | 0 | 0 | 0 | 0 |  | 0 | 0 | 0 | 0 | 0 |  |  |  | 0 | 0 | 0 | 0 | 0 | 0
PG&E GBA | Oakland C | 115 | 0 | 0 | 0 | 0 |  |  |  |  | 0 | 0 | 0 | 0 | 0 | 0 |  | 0 | 0 | 0 | 0 | 0 |  |  |  | 0 | 0 | 0 | 0 | 0 | 0
PG&E GBA | Oakland J | 115 | 0 | 0 | 0 | 0 |  |  |  |  | 0 | 0 | 0 | 0 | 0 | 0 |  | 0 | 0 | 0 | 0 | 0 |  |  |  | 0 | 0 | 0 | 0 | 0 | 0
PG&E GBA | Oakland L | 115 | 0 | 0 | 0 | 0 |  |  |  |  | 0 | 0 | 0 | 0 | 0 | 0 |  | 0 | 0 | 0 | 0 | 0 |  |  |  | 0 | 0 | 0 | 0 | 0 | 0
PG&E GBA | Oakland X | 115 | 0 | 0 | 0 | 0 |  |  |  |  | 0 | 0 | 0 | 0 | 0 | 0 |  | 0 | 0 | 0 | 0 | 0 |  |  |  | 0 | 0 | 0 | 0 | 0 | 0
SDGE | Ocean Ranch | 69 | 0 | 0 | 0 | 0 |  |  |  |  | 0 | 0 | 0 | 0 | 0 | 0 |  | 0 | 0 | 0 | 0 | 0 |  |  |  | 0 | 0 | 0 | 0 | 0 | 0
PG&E KERN | Oceano | 115 | 0 | 0 | 0 | 0 |  |  |  |  | 0 | 0 | 0 | 0 | 0 | 0 |  | 0 | 0 | 0 | 0 | 0 |  |  |  | 0 | 0 | 0 | 0 | 0 | 0
SDGE | Ocotillo Express | 500 | 0 | 0 | 0 | 0 |  |  |  |  | 0 | 0 | 0 | 0 | 0 | 0 |  | 0 | 0 | 0 | 0 | 0 |  |  |  | 0 | 0 | 0 | 0 | 0 | 0
PG&E KERN | Old River | 70 | 0 | 0 | 0 | 0 |  |  |  |  | 0 | 0 | 0 | 0 | 0 | 0 |  | 0 | 0 | 0 | 0 | 0 |  |  |  | 0 | 0 | 0 | 0 | 0 | 0
SDGE | Old Town | 230 | 0 | 0 | 0 | 0 |  |  |  |  | 0 | 0 | 0 | 0 | 0 | 0 |  | 0 | 0 | 0 | 0 | 0 |  |  |  | 0 | 0 | 0 | 0 | 0 | 0
SCE Metro | Olinda | 230 | 0 | 0 | 0 | 0 |  |  |  |  | 0 | 0 | 0 | 0 | 0 | 0 |  | 0 | 0 | 0 | 0 | 0 |  |  |  | 0 | 0 | 0 | 0 | 0 | 0
PG&E FRESNO | Olive | 115 | 0 | 0 | 0 | 0 |  |  |  |  | 0 | 0 | 0 | 0 | 0 | 0 |  | 0 | 0 | 0 | 0 | 0 |  |  |  | 0 | 0 | 0 | 0 | 0 | 0
PG&E NGBA | Olivehurst | 115 | 0 | 0 | 0 | 0 |  |  |  |  | 0 | 0 | 0 | 0 | 0 | 0 |  | 0 | 0 | 0 | 0 | 0 |  |  |  | 0 | 0 | 0 | 0 | 0 | 0
PG&E NGBA | Oregon Trail | 60 | 0 | 0 | 0 | 0 |  |  |  |  | 0 | 0 | 0 | 0 | 0 | 0 |  | 0 | 0 | 0 | 0 | 0 |  |  |  | 0 | 0 | 0 | 0 | 0 | 0
SCE Northern | Ormond Beach | 230 | 0 | 0 | 0 | 0 |  |  |  |  | 0 | 0 | 0 | 0 | 0 | 0 |  | 0 | 0 | 0 | 0 | 0 |  |  |  | 0 | 0 | 0 | 0 | 0 | 0
PG&E FRESNO | Oro Loma | 115 | 0 | 0 | 0 | 0 |  |  |  |  | 0 | 0 | 0 | 0 | 0 | 0 |  | 0 | 0 | 0 | 0 | 0 |  |  |  | 0 | 0 | 0 | 0 | 0 | 0
PG&E FRESNO | Oro Loma | 70 | 0 | 0 | 0 | 0 |  |  |  |  | 0 | 0 | 0 | 0 | 0 | 0 |  | 0 | 0 | 0 | 0 | 0 |  |  |  | 0 | 0 | 0 | 0 | 0 | 0
PG&E FRESNO | Orosi | 70 | 0 | 0 | 0 | 0 |  |  |  |  | 0 | 0 | 0 | 0 | 0 | 0 |  | 0 | 0 | 0 | 0 | 0 |  |  |  | 0 | 0 | 0 | 0 | 0 | 0
SDGE | Otay | 69 | 0 | 0 | 0 | 0 |  |  |  |  | 0 | 0 | 0 | 6 | 0 | 0 |  | 0 | 0 | 0 | 0 | 0 |  |  |  | 0 | 0 | 0 | 0 | 0 | 0
SDGE | Otay Mesa | 230 | 0 | 0 | 0 | 0 |  |  |  |  | 0 | 0 | 0 | 0 | 0 | 0 |  | 0 | 0 | 0 | 0 | 0 |  |  |  | 0 | 0 | 0 | 65 | 0 | 0
PG&E FRESNO | Padre Flats SW STA | 230 | 0 | 0 | 0 | 0 |  |  |  |  | 0 | 0 | 0 | 0 | 0 | 0 |  | 0 | 0 | 0 | 0 | 0 |  |  |  | 0 | 0 | 0 | 0 | 0 | 0
SCE EOP | Pahrump | 138 | 0 | 0 | 0 | 0 |  |  |  |  | 0 | 0 | 0 | 0 | 0 | 0 |  | 0 | 0 | 0 | 0 | 0 |  |  |  | 0 | 0 | 0 | 0 | 0 | 0
SCE EOP | Pahrump | 230 | 0 | 0 | 0 | 0 |  |  |  |  | 0 | 0 | 0 | 0 | 0 | 0 |  | 0 | 0 | 0 | 0 | 0 |  |  |  | 0 | 0 | 0 | 0 | 0 | 0
SDGE | Pala | 69 | 0 | 0 | 0 | 0 |  |  |  |  | 0 | 0 | 0 | 0 | 0 | 0 |  | 0 | 0 | 0 | 0 | 0 |  |  |  | 0 | 0 | 0 | 0 | 0 | 0
PG&E NGBA | Palermo | 115 | 0 | 0 | 0 | 0 |  |  |  |  | 0 | 0 | 0 | 0 | 0 | 0 |  | 0 | 0 | 0 | 0 | 0 |  |  |  | 0 | 0 | 0 | 0 | 0 | 0
PG&E NGBA | Palermo | 230 | 0 | 0 | 0 | 0 |  |  |  |  | 0 | 0 | 0 | 0 | 0 | 0 |  | 0 | 0 | 0 | 0 | 0 |  |  |  | 0 | 0 | 0 | 0 | 0 | 0
SCE Eastern | Palo Verde | 500 | 0 | 0 | 0 | 0 |  |  |  |  | 0 | 0 | 0 | 0 | 0 | 0 |  | 0 | 0 | 0 | 0 | 0 |  |  |  | 0 | 0 | 0 | 0 | 0 | 0
SDGE | Palomar Energy | 230 | 0 | 0 | 0 | 0 |  |  |  |  | 0 | 0 | 0 | 0 | 0 | 0 |  | 0 | 0 | 0 | 0 | 0 |  |  |  | 0 | 0 | 0 | 0 | 0 | 0
PG&E KERN | Panama | 70 | 0 | 0 | 0 | 0 |  |  |  |  | 0 | 0 | 0 | 0 | 0 | 0 |  | 0 | 0 | 0 | 0 | 0 |  |  |  | 0 | 0 | 0 | 0 | 0 | 0
PG&E FRESNO | Panoche | 115 | 0 | 0 | 0 | 0 |  |  |  |  | 0 | 0 | 0 | 0 | 0 | 0 |  | 0 | 0 | 0 | 0 | 0 |  |  |  | 0 | 0 | 0 | 0 | 0 | 0
PG&E FRESNO | Panoche | 230 | 0 | 0 | 0 | 0 |  |  |  |  | 0 | 0 | 0 | 0 | 0 | 0 |  | 0 | 0 | 0 | 0 | 0 |  |  |  | 0 | 0 | 0 | 0 | 0 | 0
SCE Northern | Pardee | 230 | 0 | 0 | 0 | 0 |  |  |  |  | 0 | 0 | 0 | 80 | 0 | 0 |  | 0 | 0 | 0 | 0 | 0 |  |  |  | 0 | 0 | 0 | 0 | 0 | 0
PG&E NGBA | Parkway | 230 | 0 | 0 | 0 | 0 |  |  |  |  | 0 | 0 | 0 | 0 | 0 | 0 |  | 0 | 0 | 0 | 0 | 0 |  |  |  | 0 | 0 | 0 | 0 | 0 | 0
SCE Northern | Pastoria | 230 | 0 | 0 | 0 | 0 |  |  |  |  | 0 | 0 | 0 | 0 | 0 | 0 |  | 0 | 0 | 0 | 0 | 0 |  |  |  | 0 | 0 | 0 | 0 | 0 | 0
SCE Metro | Pauda | 230 | 0 | 0 | 0 | 0 |  |  |  |  | 0 | 0 | 0 | 0 | 0 | 0 |  | 0 | 0 | 0 | 0 | 0 |  |  |  | 0 | 0 | 0 | 0 | 0 | 0
PG&E GBA | Paul Sweet | 115 | 0 | 0 | 0 | 0 |  |  |  |  | 0 | 0 | 0 | 0 | 0 | 0 |  | 0 | 0 | 0 | 0 | 0 |  |  |  | 0 | 0 | 0 | 0 | 0 | 0
PG&E NGBA | Peabody | 230 | 0 | 0 | 0 | 0 |  |  |  |  | 0 | 0 | 0 | 0 | 0 | 0 |  | 0 | 0 | 0 | 0 | 0 |  |  |  | 0 | 0 | 0 | 0 | 0 | 0
PG&E NGBA | Pease | 115 | 0 | 0 | 0 | 0 |  |  |  |  | 0 | 0 | 0 | 0 | 0 | 0 |  | 0 | 0 | 0 | 0 | 0 |  |  |  | 0 | 0 | 0 | 0 | 0 | 0
PG&E NGBA | Pease | 60 | 0 | 0 | 0 | 0 |  |  |  |  | 0 | 0 | 0 | 0 | 0 | 0 |  | 0 | 0 | 0 | 0 | 0 |  |  |  | 0 | 0 | 0 | 0 | 0 | 0
SDGE | Penasquitos | 138 | 0 | 0 | 0 | 0 |  |  |  |  | 0 | 0 | 0 | 0 | 0 | 0 |  | 0 | 0 | 0 | 0 | 0 |  |  |  | 0 | 0 | 0 | 0 | 0 | 0
SDGE | Penasquitos | 230 | 0 | 0 | 0 | 0 |  |  |  |  | 0 | 0 | 0 | 0 | 0 | 0 |  | 0 | 0 | 0 | 0 | 0 |  |  |  | 0 | 0 | 0 | 0 | 0 | 0
SDGE | Penasquitos | 69 | 0 | 0 | 0 | 0 |  |  |  |  | 0 | 0 | 0 | 0 | 0 | 0 |  | 0 | 0 | 0 | 0 | 0 |  |  |  | 0 | 0 | 0 | 0 | 0 | 0
SDGE | Pendleton | 69 | 0 | 0 | 0 | 0 |  |  |  |  | 0 | 0 | 0 | 0 | 0 | 0 |  | 0 | 0 | 0 | 0 | 0 |  |  |  | 0 | 0 | 0 | 0 | 0 | 0
PG&E NGBA | Penngrove | 115 | 0 | 0 | 0 | 0 |  |  |  |  | 0 | 0 | 0 | 0 | 0 | 0 |  | 0 | 0 | 0 | 0 | 0 |  |  |  | 0 | 0 | 0 | 0 | 0 | 0
PG&E GBA | Peoria | 115 | 0 | 0 | 0 | 0 |  |  |  |  | 0 | 0 | 0 | 10 | 0 | 0 |  | 0 | 0 | 0 | 0 | 0 |  |  |  | 0 | 0 | 0 | 0 | 0 | 0
PG&E GBA | Piercy | 115 | 0 | 0 | 0 | 0 |  |  |  |  | 0 | 0 | 0 | 0 | 0 | 0 |  | 0 | 0 | 0 | 0 | 0 |  |  |  | 0 | 0 | 0 | 0 | 0 | 0
PG&E FRESNO | Pine Flat | 230 | 0 | 0 | 0 | 0 |  |  |  |  | 0 | 0 | 0 | 0 | 0 | 0 |  | 0 | 0 | 0 | 0 | 0 |  |  |  | 0 | 0 | 0 | 0 | 0 | 0
SCE NOL | Pisgah | 230 | 0 | 0 | 0 | 0 |  |  |  |  | 0 | 0 | 0 | 0 | 0 | 0 |  | 0 | 0 | 0 | 0 | 0 |  |  |  | 0 | 0 | 0 | 0 | 0 | 0
PG&E NGBA | Pit 1 | 230 | 0 | 0 | 0 | 0 |  |  |  |  | 0 | 0 | 0 | 0 | 0 | 0 |  | 0 | 0 | 0 | 0 | 0 |  |  |  | 0 | 0 | 0 | 0 | 0 | 0
PG&E NGBA | Pit 1 | 60 | 0 | 0 | 0 | 0 |  |  |  |  | 0 | 0 | 0 | 0 | 0 | 0 |  | 0 | 0 | 0 | 0 | 0 |  |  |  | 0 | 0 | 0 | 0 | 0 | 0
PG&E NGBA | Pit 3 | 230 | 0 | 0 | 0 | 0 |  |  |  |  | 0 | 0 | 0 | 0 | 0 | 0 |  | 0 | 0 | 0 | 0 | 0 |  |  |  | 0 | 0 | 0 | 0 | 0 | 0
PG&E NGBA | Pit 4 | 230 | 0 | 0 | 0 | 0 |  |  |  |  | 0 | 0 | 0 | 0 | 0 | 0 |  | 0 | 0 | 0 | 0 | 0 |  |  |  | 0 | 0 | 0 | 0 | 0 | 0
PG&E GBA | Pittsburg | 115 | 0 | 0 | 0 | 0 |  |  |  |  | 0 | 0 | 0 | 0 | 0 | 0 |  | 0 | 0 | 0 | 0 | 0 |  |  |  | 0 | 0 | 0 | 0 | 0 | 0
PG&E GBA | Pittsburg | 230 | 0 | 0 | 0 | 0 |  |  |  |  | 0 | 0 | 0 | 0 | 0 | 0 |  | 0 | 0 | 0 | 0 | 0 |  |  |  | 0 | 0 | 0 | 0 | 0 | 0
PG&E NGBA | Pleasant Grove | 115 | 0 | 0 | 0 | 0 |  |  |  |  | 0 | 0 | 0 | 0 | 0 | 0 |  | 0 | 0 | 0 | 0 | 0 |  |  |  | 0 | 0 | 0 | 0 | 0 | 0
PG&E NGBA | POE | 230 | 0 | 0 | 0 | 0 |  |  |  |  | 0 | 0 | 0 | 0 | 0 | 0 |  | 0 | 0 | 0 | 0 | 0 |  |  |  | 0 | 0 | 0 | 0 | 0 | 0
SDGE | Point Loma | 69 | 0 | 0 | 0 | 0 |  |  |  |  | 0 | 0 | 0 | 0 | 0 | 0 |  | 0 | 0 | 0 | 0 | 0 |  |  |  | 0 | 0 | 0 | 0 | 0 | 0
SDGE | Pomerado | 69 | 0 | 0 | 0 | 0 |  |  |  |  | 0 | 0 | 0 | 0 | 0 | 0 |  | 0 | 0 | 0 | 0 | 0 |  |  |  | 0 | 0 | 0 | 0 | 0 | 0
PG&E KERN | Poso Mountain | 115 | 0 | 0 | 0 | 0 |  |  |  |  | 0 | 0 | 0 | 0 | 0 | 0 |  | 0 | 0 | 0 | 0 | 0 |  |  |  | 0 | 0 | 0 | 0 | 0 | 0
SCE EOP | Primm | 230 | 0 | 0 | 0 | 0 |  |  |  |  | 0 | 0 | 0 | 0 | 0 | 0 |  | 0 | 0 | 0 | 0 | 0 |  |  |  | 0 | 0 | 0 | 0 | 0 | 0
PG&E NGBA | Putah Creek | 115 | 0 | 0 | 0 | 0 |  |  |  |  | 0 | 0 | 0 | 0 | 0 | 0 |  | 0 | 0 | 0 | 0 | 0 |  |  |  | 0 | 0 | 3 | 3 | 0 | 0
SDGE | Q1806 | 138 | 0 | 0 | 0 | 0 |  |  |  |  | 0 | 0 | 0 | 0 | 0 | 0 |  | 0 | 0 | 0 | 0 | 0 |  |  |  | 0 | 0 | 0 | 0 | 0 | 0
PG&E FRESNO | Quinto | 230 | 0 | 0 | 0 | 0 |  |  |  |  | 0 | 0 | 0 | 0 | 0 | 0 |  | 0 | 0 | 0 | 0 | 0 |  |  |  | 0 | 0 | 0 | 0 | 0 | 0
PG&E GBA | Race Track | 115 | 0 | 0 | 0 | 0 |  |  |  |  | 0 | 0 | 0 | 0 | 0 | 0 |  | 0 | 0 | 0 | 0 | 0 |  |  |  | 0 | 0 | 0 | 0 | 0 | 0
SDGE | Rancho Mission Viejo | 138 | 0 | 0 | 0 | 0 |  |  |  |  | 0 | 0 | 0 | 0 | 0 | 0 |  | 0 | 0 | 0 | 0 | 0 |  |  |  | 0 | 0 | 0 | 0 | 0 | 0
PG&E GBA | Rancho Seco | 230 | 0 | 0 | 0 | 0 |  |  |  |  | 0 | 0 | 0 | 0 | 0 | 0 |  | 0 | 0 | 0 | 0 | 0 |  |  |  | 0 | 0 | 0 | 0 | 0 | 0
SCE Metro | Rancho Vista | 230 | 0 | 0 | 0 | 0 |  |  |  |  | 0 | 0 | 0 | 0 | 0 | 0 |  | 0 | 0 | 0 | 0 | 0 |  |  |  | 0 | 0 | 0 | 0 | 0 | 0
SCE Metro | Rancho Vista | 500 | 0 | 0 | 0 | 0 |  |  |  |  | 0 | 0 | 0 | 0 | 0 | 0 |  | 0 | 0 | 0 | 0 | 0 |  |  |  | 0 | 0 | 0 | 0 | 0 | 0
SCE NOL | Ransburg | 115 | 0 | 0 | 0 | 0 |  |  |  |  | 0 | 0 | 0 | 0 | 0 | 0 |  | 0 | 0 | 0 | 0 | 0 |  |  |  | 0 | 0 | 0 | 0 | 0 | 0
PG&E GBA | Ravenswood | 115 | 0 | 0 | 0 | 0 |  |  |  |  | 0 | 0 | 0 | 0 | 0 | 0 |  | 0 | 0 | 0 | 0 | 0 |  |  |  | 0 | 0 | 0 | 0 | 0 | 0
PG&E GBA | Ravenswood | 230 | 0 | 0 | 0 | 0 |  |  |  |  | 0 | 0 | 0 | 0 | 0 | 0 |  | 0 | 0 | 0 | 0 | 0 |  |  |  | 0 | 0 | 0 | 0 | 0 | 0
SCE Northern | Rector | 230 | 0 | 0 | 0 | 0 |  |  |  |  | 0 | 0 | 0 | 0 | 0 | 0 |  | 0 | 0 | 0 | 0 | 0 |  |  |  | 0 | 0 | 0 | 0 | 0 | 0
SCE Eastern | Red Bluff | 230 | 0 | 0 | 0 | 0 |  |  |  |  | 0 | 0 | 0 | 0 | 0 | 0 |  | 0 | 0 | 0 | 0 | 0 |  |  |  | 0 | 0 | 0 | 0 | 0 | 0
SCE Eastern | Red Bluff | 500 | 0 | 0 | 0 | 0 |  |  |  |  | 0 | 0 | 0 | 0 | 0 | 0 |  | 0 | 0 | 0 | 0 | 0 |  |  |  | 0 | 0 | 250 | 125 | 0 | 0
PG&E NGBA | Redbud | 115 | 0 | 0 | 0 | 0 |  |  |  |  | 0 | 0 | 0 | 0 | 0 | 0 |  | 0 | 0 | 0 | 0 | 0 |  |  |  | 0 | 0 | 0 | 0 | 0 | 0
SCE Metro | Redondo | 230 | 0 | 0 | 0 | 0 |  |  |  |  | 0 | 0 | 0 | 0 | 0 | 0 |  | 0 | 0 | 0 | 0 | 0 |  |  |  | 0 | 0 | 0 | 0 | 0 | 0
PG&E FRESNO | Reedley | 115 | 0 | 0 | 0 | 0 |  |  |  |  | 0 | 0 | 0 | 0 | 0 | 0 |  | 0 | 0 | 0 | 0 | 0 |  |  |  | 0 | 0 | 0 | 0 | 0 | 0
PG&E KERN | Renfro | 115 | 0 | 0 | 0 | 0 |  |  |  |  | 0 | 0 | 0 | 0 | 0 | 0 |  | 0 | 0 | 0 | 0 | 0 |  |  |  | 0 | 0 | 0 | 0 | 0 | 0
PG&E GBA | Richmond R | 115 | 0 | 0 | 0 | 0 |  |  |  |  | 0 | 0 | 0 | 0 | 0 | 0 |  | 0 | 0 | 0 | 0 | 0 |  |  |  | 0 | 0 | 0 | 0 | 0 | 0
PG&E NGBA | Rincon | 115 | 0 | 0 | 0 | 0 |  |  |  |  | 0 | 0 | 0 | 0 | 0 | 0 |  | 0 | 0 | 0 | 0 | 0 |  |  |  | 0 | 0 | 0 | 0 | 0 | 0
PG&E KERN | Rio Bravo | 115 | 0 | 0 | 0 | 0 |  |  |  |  | 0 | 0 | 0 | 0 | 0 | 0 |  | 0 | 0 | 0 | 0 | 0 |  |  |  | 0 | 0 | 0 | 0 | 0 | 0
SCE Metro | Rio Hondo | 230 | 0 | 0 | 0 | 0 |  |  |  |  | 0 | 0 | 0 | 0 | 0 | 0 |  | 0 | 0 | 0 | 0 | 0 |  |  |  | 0 | 0 | 0 | 0 | 0 | 0
PG&E NGBA | Rio Oso | 115 | 0 | 0 | 0 | 0 |  |  |  |  | 0 | 0 | 0 | 0 | 0 | 0 |  | 0 | 0 | 0 | 0 | 0 |  |  |  | 0 | 0 | 0 | 0 | 0 | 0
PG&E NGBA | Rio Oso | 230 | 0 | 0 | 0 | 0 |  |  |  |  | 0 | 0 | 0 | 0 | 0 | 0 |  | 0 | 0 | 0 | 0 | 0 |  |  |  | 0 | 0 | 0 | 0 | 0 | 0
PG&E GBA | Ripon | 115 | 0 | 0 | 0 | 0 |  |  |  |  | 0 | 0 | 0 | 0 | 0 | 0 |  | 0 | 0 | 0 | 0 | 0 |  |  |  | 0 | 0 | 0 | 0 | 0 | 0
PG&E GBA | Riverbank | 115 | 0 | 0 | 0 | 0 |  |  |  |  | 0 | 0 | 0 | 0 | 0 | 0 |  | 0 | 0 | 0 | 0 | 0 |  |  |  | 0 | 0 | 0 | 0 | 0 | 0
SCE NOL | Roadway | 115 | 0 | 0 | 0 | 0 |  |  |  |  | 0 | 0 | 0 | 0 | 0 | 0 |  | 0 | 0 | 0 | 0 | 0 |  |  |  | 0 | 0 | 0 | 0 | 0 | 0
PG&E NGBA | Rock Creek 1 | 230 | 0 | 0 | 0 | 0 |  |  |  |  | 0 | 0 | 0 | 0 | 0 | 0 |  | 0 | 0 | 0 | 0 | 0 |  |  |  | 0 | 0 | 0 | 0 | 0 | 0
SCE Northern | Rosamond | 66 | 0 | 0 | 0 | 0 |  |  |  |  | 0 | 0 | 0 | 0 | 0 | 0 |  | 0 | 0 | 0 | 0 | 0 |  |  |  | 0 | 0 | 0 | 0 | 0 | 0
PG&E GBA | Rossmoor | 230 | 0 | 0 | 0 | 0 |  |  |  |  | 0 | 0 | 0 | 0 | 0 | 0 |  | 0 | 0 | 0 | 0 | 0 |  |  |  | 0 | 0 | 0 | 0 | 0 | 0
PG&E NGBA | Round Mountain | 230 | 0 | 0 | 0 | 0 |  |  |  |  | 0 | 0 | 0 | 0 | 0 | 0 |  | 0 | 0 | 0 | 0 | 0 |  |  |  | 0 | 0 | 0 | 0 | 0 | 0
PG&E NGBA | Round Mountain | 500 | 0 | 0 | 0 | 0 |  |  |  |  | 0 | 0 | 0 | 0 | 0 | 0 |  | 0 | 0 | 0 | 0 | 0 |  |  |  | 0 | 0 | 0 | 0 | 0 | 0
PG&E GBA | Salado | 115 | 0 | 0 | 0 | 0 |  |  |  |  | 0 | 0 | 0 | 0 | 0 | 0 |  | 0 | 0 | 0 | 0 | 0 |  |  |  | 0 | 0 | 0 | 0 | 0 | 0
PG&E GBA | Salado | 60 | 0 | 0 | 0 | 0 |  |  |  |  | 0 | 0 | 0 | 0 | 0 | 0 |  | 0 | 0 | 0 | 0 | 0 |  |  |  | 0 | 0 | 0 | 0 | 0 | 0
PG&E GBA | Salinas | 115 | 0 | 0 | 0 | 0 |  |  |  |  | 0 | 0 | 0 | 0 | 16 | 0 |  | 0 | 0 | 0 | 0 | 0 |  |  |  | 0 | 0 | 0 | 0 | 0 | 0
SDGE | Salt Creek | 69 | 0 | 0 | 0 | 0 |  |  |  |  | 0 | 0 | 0 | 0 | 0 | 0 |  | 0 | 0 | 0 | 0 | 0 |  |  |  | 0 | 0 | 0 | 0 | 0 | 0
SCE Eastern | San Bernardino | 230 | 0 | 0 | 0 | 0 |  |  |  |  | 0 | 0 | 0 | 0 | 0 | 0 |  | 0 | 0 | 0 | 0 | 0 |  |  |  | 0 | 0 | 0 | 0 | 0 | 0
PG&E GBA | SAN FRAN A (POTRERO PP) | 115 | 0 | 0 | 0 | 0 |  |  |  |  | 0 | 0 | 0 | 0 | 0 | 0 |  | 0 | 0 | 0 | 0 | 0 |  |  |  | 0 | 0 | 0 | 0 | 0 | 0
PG&E GBA | SAN FRAN A (POTRERO PP) | 230 | 0 | 0 | 0 | 0 |  |  |  |  | 0 | 0 | 0 | 0 | 0 | 0 |  | 0 | 0 | 0 | 0 | 0 |  |  |  | 0 | 0 | 0 | 0 | 0 | 0
PG&E GBA | San Jose A | 115 | 0 | 0 | 0 | 0 |  |  |  |  | 0 | 0 | 0 | 0 | 0 | 0 |  | 0 | 0 | 0 | 0 | 0 |  |  |  | 0 | 0 | 0 | 0 | 0 | 0
PG&E GBA | San Jose B | 115 | 0 | 0 | 0 | 0 |  |  |  |  | 0 | 0 | 0 | 0 | 0 | 0 |  | 0 | 0 | 0 | 0 | 0 |  |  |  | 0 | 0 | 0 | 0 | 0 | 0
PG&E GBA | San Leandro U | 115 | 0 | 0 | 0 | 0 |  |  |  |  | 0 | 0 | 0 | 0 | 0 | 0 |  | 0 | 0 | 0 | 0 | 0 |  |  |  | 0 | 0 | 0 | 0 | 0 | 0
PG&E KERN | San Luis Obispo | 115 | 0 | 0 | 0 | 0 |  |  |  |  | 0 | 0 | 0 | 0 | 0 | 0 |  | 0 | 0 | 0 | 0 | 0 |  |  |  | 0 | 0 | 0 | 0 | 0 | 0
PG&E KERN | San Luis Obispo | 70 | 0 | 0 | 0 | 0 |  |  |  |  | 0 | 0 | 0 | 0 | 0 | 0 |  | 0 | 0 | 0 | 0 | 0 |  |  |  | 0 | 0 | 0 | 0 | 0 | 0
SDGE | San Luis Rey | 230 | 0 | 0 | 0 | 0 |  |  |  |  | 0 | 0 | 0 | 0 | 0 | 0 |  | 0 | 0 | 0 | 0 | 0 |  |  |  | 0 | 0 | 0 | 0 | 0 | 0
SDGE | San Luis Rey | 69 | 0 | 0 | 0 | 0 |  |  |  |  | 0 | 0 | 0 | 0 | 0 | 0 |  | 0 | 0 | 0 | 0 | 0 |  |  |  | 0 | 0 | 0 | 0 | 0 | 0
SDGE | San Marcos | 69 | 0 | 0 | 0 | 0 |  |  |  |  | 0 | 0 | 0 | 0 | 0 | 0 |  | 0 | 0 | 0 | 0 | 0 |  |  |  | 0 | 0 | 0 | 0 | 0 | 0
SCE Metro | San Onofre | 230 | 0 | 0 | 0 | 0 |  |  |  |  | 0 | 0 | 0 | 0 | 0 | 0 |  | 0 | 0 | 0 | 0 | 0 |  |  |  | 0 | 0 | 0 | 0 | 0 | 0
PG&E GBA | San Pablo | 115 | 0 | 0 | 0 | 0 |  |  |  |  | 0 | 0 | 0 | 0 | 0 | 0 |  | 0 | 0 | 0 | 0 | 0 |  |  |  | 0 | 0 | 0 | 0 | 0 | 0
PG&E GBA | San Ramon | 230 | 0 | 0 | 0 | 0 |  |  |  |  | 0 | 0 | 0 | 0 | 0 | 0 |  | 0 | 0 | 0 | 0 | 0 |  |  |  | 0 | 0 | 0 | 0 | 0 | 0
SDGE | San Ysidro | 69 | 0 | 0 | 0 | 0 |  |  |  |  | 0 | 0 | 0 | 0 | 0 | 0 |  | 0 | 0 | 0 | 0 | 0 |  |  |  | 0 | 0 | 0 | 0 | 0 | 0
SCE NOL | Sandlot | 230 | 0 | 0 | 0 | 0 |  |  |  |  | 0 | 0 | 0 | 0 | 0 | 0 |  | 0 | 0 | 0 | 0 | 0 |  |  |  | 0 | 0 | 0 | 0 | 0 | 0
SCE EOP | Sandy | 138 | 0 | 0 | 0 | 0 |  |  |  |  | 0 | 0 | 0 | 0 | 0 | 0 |  | 0 | 0 | 0 | 0 | 0 |  |  |  | 0 | 0 | 0 | 0 | 0 | 0
PG&E FRESNO | Sanger | 115 | 0 | 0 | 0 | 0 |  |  |  |  | 0 | 0 | 0 | 0 | 0 | 0 |  | 0 | 0 | 0 | 0 | 0 |  |  |  | 0 | 0 | 0 | 0 | 0 | 0
SCE Northern | Santa Clara | 230 | 0 | 0 | 0 | 0 |  |  |  |  | 0 | 0 | 0 | 15 | 0 | 0 |  | 0 | 0 | 0 | 0 | 0 |  |  |  | 0 | 0 | 0 | 0 | 0 | 0
PG&E NGBA | Santa Rosa A | 115 | 0 | 0 | 0 | 0 |  |  |  |  | 0 | 0 | 0 | 0 | 0 | 0 |  | 0 | 0 | 0 | 0 | 0 |  |  |  | 0 | 0 | 0 | 0 | 0 | 0
PG&E GBA | Santa Teresa | 115 | 0 | 0 | 0 | 0 |  |  |  |  | 0 | 0 | 0 | 0 | 0 | 0 |  | 0 | 0 | 0 | 0 | 0 |  |  |  | 0 | 0 | 0 | 0 | 0 | 0
SDGE | Santee | 138 | 0 | 0 | 0 | 0 |  |  |  |  | 0 | 0 | 0 | 0 | 0 | 0 |  | 0 | 0 | 0 | 0 | 0 |  |  |  | 0 | 0 | 0 | 0 | 0 | 0
SCE Metro | Santiago | 230 | 0 | 0 | 0 | 0 |  |  |  |  | 0 | 0 | 0 | 0 | 0 | 0 |  | 0 | 0 | 0 | 0 | 0 |  |  |  | 0 | 0 | 0 | 0 | 0 | 0
PG&E GBA | Saratoga | 230 | 0 | 0 | 0 | 0 |  |  |  |  | 0 | 0 | 0 | 0 | 0 | 0 |  | 0 | 0 | 0 | 0 | 0 |  |  |  | 0 | 0 | 0 | 0 | 0 | 0
SCE Northern | Saugus | 230 | 0 | 0 | 0 | 0 |  |  |  |  | 0 | 0 | 0 | 0 | 0 | 0 |  | 0 | 0 | 0 | 0 | 0 |  |  |  | 0 | 0 | 0 | 0 | 0 | 0
PG&E FRESNO | Schindler | 115 | 0 | 0 | 0 | 0 |  |  |  |  | 0 | 0 | 0 | 0 | 0 | 0 |  | 0 | 0 | 0 | 0 | 0 |  |  |  | 0 | 0 | 0 | 0 | 0 | 0
PG&E FRESNO | Schindler | 70 | 0 | 0 | 0 | 0 |  |  |  |  | 0 | 0 | 0 | 0 | 0 | 0 |  | 0 | 0 | 0 | 0 | 0 |  |  |  | 0 | 0 | 0 | 0 | 0 | 0
PG&E GBA | Schulte | 115 | 0 | 0 | 0 | 0 |  |  |  |  | 0 | 0 | 0 | 0 | 0 | 0 |  | 0 | 0 | 0 | 0 | 0 |  |  |  | 0 | 0 | 0 | 0 | 0 | 0
SDGE | Scripps | 69 | 0 | 0 | 0 | 0 |  |  |  |  | 0 | 0 | 0 | 0 | 0 | 0 |  | 0 | 0 | 0 | 0 | 0 |  |  |  | 0 | 0 | 0 | 0 | 0 | 0
PG&E KERN | Semitropic | 115 | 0 | 0 | 0 | 0 |  |  |  |  | 0 | 0 | 0 | 0 | 0 | 0 |  | 0 | 0 | 0 | 0 | 0 |  |  |  | 0 | 0 | 0 | 0 | 0 | 0
SCE Metro | Serrano | 230 | 0 | 0 | 0 | 0 |  |  |  |  | 0 | 0 | 0 | 0 | 0 | 0 |  | 0 | 0 | 0 | 0 | 0 |  |  |  | 0 | 0 | 0 | 0 | 0 | 0
SCE Metro | Serrano | 500 | 0 | 0 | 0 | 0 |  |  |  |  | 0 | 0 | 0 | 0 | 0 | 0 |  | 0 | 0 | 0 | 0 | 0 |  |  |  | 0 | 0 | 0 | 0 | 0 | 0
SDGE | Shadowridge | 138 | 0 | 0 | 0 | 0 |  |  |  |  | 0 | 0 | 0 | 0 | 0 | 0 |  | 0 | 0 | 0 | 0 | 0 |  |  |  | 0 | 0 | 0 | 0 | 0 | 0
PG&E KERN | Shafter | 115 | 0 | 0 | 0 | 0 |  |  |  |  | 0 | 0 | 0 | 0 | 0 | 0 |  | 0 | 0 | 0 | 0 | 0 |  |  |  | 0 | 0 | 0 | 0 | 0 | 0
PG&E NGBA | Silverado | 115 | 0 | 0 | 0 | 0 |  |  |  |  | 0 | 0 | 0 | 0 | 0 | 0 |  | 0 | 0 | 0 | 0 | 0 |  |  |  | 0 | 0 | 0 | 0 | 0 | 0
SDGE | Silvergate | 230 | 0 | 0 | 0 | 0 |  |  |  |  | 0 | 0 | 0 | 100 | 0 | 0 |  | 0 | 0 | 0 | 0 | 0 |  |  |  | 0 | 0 | 0 | 0 | 0 | 0
SDGE | Silvergate | 69 | 0 | 0 | 0 | 0 |  |  |  |  | 0 | 0 | 0 | 0 | 0 | 0 |  | 0 | 0 | 0 | 0 | 0 |  |  |  | 0 | 0 | 0 | 0 | 0 | 0
PG&E KERN | Sisquoc | 115 | 0 | 0 | 0 | 0 |  |  |  |  | 0 | 0 | 0 | 0 | 0 | 0 |  | 0 | 0 | 0 | 0 | 0 |  |  |  | 0 | 0 | 0 | 0 | 0 | 0
SCE EOP | Sloan Canyon | 230 | 0 | 0 | 0 | 0 |  |  |  |  | 0 | 0 | 0 | 0 | 0 | 0 |  | 0 | 0 | 0 | 0 | 0 |  |  |  | 0 | 0 | 0 | 0 | 0 | 0
SCE EOP | Sloan Canyon | 500 | 0 | 0 | 0 | 0 |  |  |  |  | 0 | 0 | 0 | 0 | 0 | 0 |  | 0 | 0 | 0 | 0 | 0 |  |  |  | 0 | 0 | 0 | 0 | 0 | 0
PG&E KERN | Smyrna | 115 | 0 | 0 | 0 | 0 |  |  |  |  | 0 | 0 | 0 | 0 | 0 | 0 |  | 0 | 0 | 0 | 0 | 0 |  |  |  | 0 | 0 | 0 | 0 | 0 | 0
PG&E GBA | Sobrante | 115 | 0 | 0 | 0 | 0 |  |  |  |  | 0 | 0 | 0 | 0 | 0 | 0 |  | 0 | 0 | 0 | 0 | 0 |  |  |  | 0 | 0 | 0 | 0 | 0 | 0
PG&E GBA | Sobrante | 230 | 0 | 0 | 0 | 0 |  |  |  |  | 0 | 0 | 0 | 0 | 0 | 0 |  | 0 | 0 | 0 | 0 | 0 |  |  |  | 0 | 0 | 0 | 0 | 0 | 0
PG&E KERN | Solar | 230 | 0 | 0 | 0 | 0 |  |  |  |  | 0 | 0 | 0 | 0 | 0 | 0 |  | 0 | 0 | 0 | 0 | 0 |  |  |  | 0 | 0 | 0 | 0 | 0 | 0
PG&E GBA | Soledad | 115 | 0 | 0 | 0 | 0 |  |  |  |  | 0 | 0 | 0 | 0 | 0 | 0 |  | 0 | 0 | 0 | 0 | 0 |  |  |  | 0 | 0 | 0 | 0 | 0 | 0
PG&E GBA | Soledad | 60 | 0 | 0 | 0 | 0 |  |  |  |  | 0 | 0 | 0 | 0 | 10 | 0 |  | 0 | 0 | 0 | 0 | 0 |  |  |  | 0 | 0 | 0 | 0 | 0 | 0
SDGE | Spring Valley | 69 | 0 | 0 | 0 | 0 |  |  |  |  | 0 | 0 | 0 | 0 | 0 | 0 |  | 0 | 0 | 0 | 0 | 0 |  |  |  | 0 | 0 | 0 | 0 | 0 | 0
SCE Northern | Springville | 230 | 0 | 0 | 0 | 0 |  |  |  |  | 0 | 0 | 0 | 0 | 0 | 0 |  | 0 | 0 | 0 | 0 | 0 |  |  |  | 0 | 0 | 0 | 0 | 0 | 0
PG&E GBA | Stagg | 230 | 0 | 0 | 0 | 0 |  |  |  |  | 0 | 0 | 0 | 0 | 0 | 0 |  | 0 | 0 | 0 | 0 | 0 |  |  |  | 0 | 0 | 0 | 0 | 0 | 0
PG&E GBA | Standard Oil | 115 | 0 | 0 | 0 | 0 |  |  |  |  | 0 | 0 | 0 | 0 | 0 | 0 |  | 0 | 0 | 0 | 0 | 0 |  |  |  | 0 | 0 | 0 | 0 | 0 | 0
PG&E GBA | Stanislaus | 115 | 0 | 0 | 0 | 0 |  |  |  |  | 0 | 0 | 0 | 0 | 0 | 0 |  | 0 | 0 | 0 | 0 | 0 |  |  |  | 0 | 0 | 0 | 0 | 0 | 0
PG&E KERN | Stockdale | 115 | 0 | 0 | 0 | 0 |  |  |  |  | 0 | 0 | 0 | 0 | 0 | 0 |  | 0 | 0 | 0 | 0 | 0 |  |  |  | 0 | 0 | 0 | 0 | 0 | 0
PG&E KERN | Stockdale | 230 | 0 | 0 | 0 | 0 |  |  |  |  | 0 | 0 | 0 | 0 | 0 | 0 |  | 0 | 0 | 0 | 0 | 0 |  |  |  | 0 | 0 | 0 | 0 | 0 | 0
PG&E GBA | Stockton A | 115 | 0 | 0 | 0 | 0 |  |  |  |  | 0 | 0 | 0 | 0 | 0 | 0 |  | 0 | 0 | 0 | 0 | 0 |  |  |  | 0 | 0 | 0 | 0 | 0 | 0
PG&E GBA | Stone | 115 | 0 | 0 | 0 | 0 |  |  |  |  | 0 | 0 | 0 | 0 | 0 | 0 |  | 0 | 0 | 0 | 0 | 0 |  |  |  | 0 | 0 | 0 | 0 | 0 | 0
PG&E FRESNO | Storey | 230 | 0 | 0 | 0 | 0 |  |  |  |  | 0 | 0 | 0 | 0 | 0 | 0 |  | 0 | 0 | 0 | 0 | 0 |  |  |  | 0 | 0 | 0 | 0 | 0 | 0
PG&E NGBA | Summit | 115 | 40 | 0 | 0 | 0 |  |  |  |  | 0 | 0 | 0 | 0 | 0 | 0 |  | 0 | 0 | 0 | 0 | 0 |  |  |  | 0 | 0 | 0 | 0 | 0 | 0
SDGE | Suncrest | 230 | 0 | 0 | 0 | 0 |  |  |  |  | 0 | 0 | 0 | 0 | 0 | 0 |  | 0 | 0 | 0 | 0 | 0 |  |  |  | 0 | 0 | 0 | 0 | 0 | 0
SDGE | Suncrest | 500 | 0 | 0 | 0 | 0 |  |  |  |  | 0 | 0 | 0 | 0 | 0 | 0 |  | 0 | 0 | 0 | 0 | 0 |  |  |  | 0 | 0 | 0 | 0 | 0 | 0
PG&E KERN | Sunrise | 230 | 0 | 0 | 0 | 0 |  |  |  |  | 0 | 0 | 0 | 0 | 0 | 0 |  | 0 | 0 | 0 | 0 | 0 |  |  |  | 0 | 0 | 0 | 0 | 0 | 0
PG&E KERN | Sunset | 230 | 0 | 0 | 0 | 0 |  |  |  |  | 0 | 0 | 0 | 0 | 0 | 0 |  | 0 | 0 | 0 | 0 | 0 |  |  |  | 0 | 0 | 0 | 0 | 0 | 0
PG&E GBA | Swift | 115 | 0 | 0 | 0 | 0 |  |  |  |  | 0 | 0 | 0 | 0 | 0 | 0 |  | 0 | 0 | 0 | 0 | 0 |  |  |  | 0 | 0 | 0 | 0 | 0 | 0
SDGE | Sycamore Canyon | 138 | 0 | 0 | 0 | 0 |  |  |  |  | 0 | 0 | 0 | 300 | 0 | 0 |  | 0 | 0 | 0 | 0 | 0 |  |  |  | 0 | 0 | 0 | 0 | 0 | 0
SDGE | Sycamore Canyon | 230 | 0 | 0 | 0 | 0 |  |  |  |  | 0 | 0 | 0 | 0 | 0 | 0 |  | 0 | 0 | 0 | 0 | 0 |  |  |  | 0 | 0 | 0 | 0 | 0 | 0
SDGE | Sycamore Canyon | 69 | 0 | 0 | 0 | 0 |  |  |  |  | 0 | 0 | 0 | 0 | 0 | 0 |  | 0 | 0 | 0 | 0 | 0 |  |  |  | 0 | 0 | 0 | 0 | 0 | 0
SCE Northern | Sylmar | 230 | 0 | 0 | 0 | 0 |  |  |  |  | 0 | 0 | 0 | 0 | 0 | 0 |  | 0 | 0 | 0 | 0 | 0 |  |  |  | 0 | 0 | 0 | 0 | 0 | 0
PG&E NGBA | Table Mountain | 115 | 0 | 0 | 0 | 0 |  |  |  |  | 0 | 0 | 0 | 0 | 0 | 0 |  | 0 | 0 | 0 | 0 | 0 |  |  |  | 0 | 0 | 0 | 0 | 0 | 0
PG&E NGBA | Table Mountain | 230 | 0 | 0 | 0 | 0 |  |  |  |  | 0 | 0 | 0 | 0 | 0 | 0 |  | 0 | 0 | 0 | 0 | 0 |  |  |  | 0 | 0 | 0 | 0 | 0 | 0
PG&E NGBA | Table Mountain | 500 | 0 | 0 | 0 | 0 |  |  |  |  | 0 | 0 | 0 | 0 | 0 | 0 |  | 0 | 0 | 0 | 0 | 0 |  |  |  | 0 | 0 | 0 | 0 | 0 | 0
PG&E NGBA | Table Mountain | 60 | 0 | 0 | 0 | 0 |  |  |  |  | 0 | 0 | 0 | 0 | 0 | 0 |  | 0 | 0 | 0 | 0 | 0 |  |  |  | 0 | 0 | 0 | 0 | 0 | 0
PG&E KERN | Taft | 115 | 0 | 0 | 0 | 0 |  |  |  |  | 0 | 0 | 0 | 0 | 0 | 0 |  | 0 | 0 | 0 | 0 | 0 |  |  |  | 0 | 0 | 0 | 0 | 0 | 0
SDGE | Talega | 138 | 0 | 0 | 0 | 0 |  |  |  |  | 0 | 0 | 0 | 0 | 0 | 0 |  | 0 | 0 | 0 | 0 | 0 |  |  |  | 0 | 0 | 0 | 0 | 0 | 0
SDGE | Talega | 230 | 0 | 0 | 0 | 0 |  |  |  |  | 0 | 0 | 0 | 0 | 0 | 0 |  | 0 | 0 | 0 | 0 | 0 |  |  |  | 0 | 0 | 0 | 0 | 0 | 0
PG&E GBA | Tassajara | 230 | 0 | 0 | 0 | 0 |  |  |  |  | 0 | 0 | 0 | 0 | 0 | 0 |  | 0 | 0 | 0 | 0 | 0 |  |  |  | 0 | 0 | 0 | 0 | 0 | 0
PG&E KERN | Tejon | 70 | 0 | 0 | 0 | 0 |  |  |  |  | 0 | 0 | 0 | 0 | 0 | 0 |  | 0 | 0 | 0 | 0 | 0 |  |  |  | 0 | 0 | 0 | 0 | 0 | 0
SDGE | Telegraph Canyon | 138 | 0 | 0 | 0 | 0 |  |  |  |  | 0 | 0 | 0 | 0 | 0 | 0 |  | 0 | 0 | 0 | 0 | 0 |  |  |  | 0 | 0 | 0 | 0 | 0 | 0
PG&E KERN | Temblor | 115 | 0 | 0 | 0 | 0 |  |  |  |  | 0 | 0 | 0 | 0 | 0 | 0 |  | 0 | 0 | 0 | 0 | 0 |  |  |  | 0 | 0 | 0 | 0 | 0 | 0
PG&E KERN | Templeton | 230 | 0 | 0 | 0 | 0 |  |  |  |  | 0 | 0 | 0 | 0 | 0 | 0 |  | 0 | 0 | 0 | 0 | 0 |  |  |  | 0 | 0 | 0 | 0 | 0 | 0
PG&E KERN | Templeton | 70 | 0 | 0 | 0 | 0 |  |  |  |  | 0 | 0 | 0 | 0 | 0 | 0 |  | 0 | 0 | 0 | 0 | 0 |  |  |  | 0 | 0 | 0 | 0 | 0 | 0
PG&E GBA | Tesla | 115 | 0 | 0 | 0 | 0 |  |  |  |  | 0 | 0 | 0 | 0 | 0 | 0 |  | 0 | 0 | 0 | 0 | 0 |  |  |  | 0 | 0 | 0 | 0 | 0 | 0
PG&E GBA | Tesla | 230 | 0 | 0 | 0 | 0 |  |  |  |  | 0 | 0 | 0 | 400 | 0 | 0 |  | 0 | 0 | 0 | 0 | 0 |  |  |  | 0 | 0 | 0 | 0 | 0 | 0
PG&E GBA | Tesla | 500 | 0 | 0 | 0 | 0 |  |  |  |  | 0 | 0 | 0 | 0 | 0 | 0 |  | 0 | 0 | 0 | 0 | 0 |  |  |  | 0 | 0 | 0 | 0 | 0 | 0
PG&E KERN | Tevis | 115 | 0 | 0 | 0 | 0 |  |  |  |  | 0 | 0 | 0 | 0 | 0 | 0 |  | 0 | 0 | 0 | 0 | 0 |  |  |  | 0 | 0 | 0 | 0 | 0 | 0
SCE EOP | Thousandaire | 138 | 0 | 0 | 0 | 0 |  |  |  |  | 0 | 0 | 0 | 0 | 0 | 0 |  | 0 | 0 | 0 | 0 | 0 |  |  |  | 0 | 0 | 0 | 0 | 0 | 0
PG&E KERN | Topaz | 230 | 0 | 0 | 0 | 0 |  |  |  |  | 0 | 0 | 0 | 0 | 0 | 0 |  | 0 | 0 | 0 | 0 | 0 |  |  |  | 0 | 0 | 0 | 0 | 0 | 0
SCE NOL | Tortilla | 115 | 0 | 0 | 0 | 0 |  |  |  |  | 0 | 0 | 0 | 0 | 0 | 0 |  | 0 | 0 | 0 | 0 | 0 |  |  |  | 0 | 0 | 0 | 0 | 0 | 0
SDGE | Trabuco | 138 | 0 | 0 | 0 | 0 |  |  |  |  | 0 | 0 | 0 | 0 | 0 | 0 |  | 0 | 0 | 0 | 0 | 0 |  |  |  | 0 | 0 | 0 | 0 | 0 | 0
PG&E GBA | Tracy | 115 | 0 | 0 | 0 | 0 |  |  |  |  | 0 | 0 | 0 | 0 | 0 | 0 |  | 0 | 0 | 0 | 0 | 0 |  |  |  | 0 | 0 | 0 | 0 | 0 | 0
PG&E FRESNO | Tranquility | 230 | 0 | 0 | 0 | 0 |  |  |  |  | 0 | 200 | 0 | 40 | 0 | 0 |  | 0 | 0 | 0 | 0 | 0 |  |  |  | 0 | 0 | 0 | 0 | 0 | 0
PG&E GBA | Trimble | 115 | 0 | 0 | 0 | 0 |  |  |  |  | 0 | 0 | 0 | 0 | 0 | 0 |  | 0 | 0 | 0 | 0 | 0 |  |  |  | 0 | 0 | 0 | 0 | 0 | 0
SCE EOP | Trout Canyon | 230 | 0 | 0 | 0 | 0 |  |  |  |  | 0 | 0 | 0 | 0 | 0 | 0 |  | 0 | 0 | 0 | 0 | 0 |  |  |  | 0 | 0 | 0 | 15 | 0 | 0
SCE EOP | Trout Canyon | 500 | 0 | 0 | 0 | 0 |  |  |  |  | 0 | 0 | 0 | 0 | 0 | 0 |  | 0 | 0 | 0 | 0 | 0 |  |  |  | 0 | 0 | 0 | 0 | 0 | 0
PG&E NGBA | Tulucay | 230 | 0 | 0 | 0 | 0 |  |  |  |  | 0 | 0 | 0 | 0 | 0 | 0 |  | 0 | 0 | 0 | 0 | 0 |  |  |  | 0 | 0 | 0 | 0 | 0 | 0
PG&E NGBA | Tulucay | 60 | 0 | 0 | 0 | 0 |  |  |  |  | 0 | 0 | 0 | 0 | 0 | 0 |  | 0 | 0 | 0 | 0 | 0 |  |  |  | 0 | 0 | 0 | 0 | 0 | 0
PG&E KERN | Tupman | 115 | 0 | 0 | 0 | 0 |  |  |  |  | 0 | 0 | 0 | 0 | 0 | 0 |  | 0 | 0 | 0 | 0 | 0 |  |  |  | 0 | 0 | 0 | 0 | 0 | 0
PG&E NGBA | Ukiah | 115 | 0 | 0 | 0 | 0 |  |  |  |  | 0 | 0 | 0 | 0 | 0 | 0 |  | 0 | 0 | 0 | 0 | 0 |  |  |  | 0 | 0 | 0 | 0 | 0 | 0
PG&E KERN | Union (Estrella) | 70 | 0 | 0 | 0 | 0 |  |  |  |  | 0 | 0 | 0 | 0 | 0 | 0 |  | 0 | 0 | 0 | 0 | 0 |  |  |  | 0 | 0 | 0 | 0 | 0 | 0
PG&E NGBA | Vaca Dixon | 115 | 0 | 0 | 0 | 0 |  |  |  |  | 0 | 0 | 0 | 0 | 0 | 0 |  | 0 | 0 | 0 | 0 | 0 |  |  |  | 0 | 0 | 0 | 0 | 0 | 0
PG&E NGBA | Vaca Dixon | 230 | 0 | 0 | 0 | 0 |  |  |  |  | 0 | 0 | 0 | 300 | 0 | 0 |  | 0 | 0 | 0 | 0 | 0 |  |  |  | 0 | 0 | 0 | 0 | 0 | 0
PG&E NGBA | Vaca Dixon | 500 | 0 | 0 | 0 | 0 |  |  |  |  | 0 | 0 | 0 | 0 | 0 | 0 |  | 0 | 0 | 0 | 0 | 0 |  |  |  | 0 | 0 | 0 | 0 | 0 | 0
PG&E NGBA | Vaca Dixon | 60 | 0 | 0 | 0 | 0 |  |  |  |  | 0 | 0 | 0 | 0 | 0 | 0 |  | 0 | 0 | 0 | 0 | 0 |  |  |  | 0 | 0 | 0 | 0 | 0 | 0
SCE Eastern | Valley (SCE) | 500 | 0 | 0 | 0 | 0 |  |  |  |  | 0 | 0 | 0 | 0 | 0 | 0 |  | 0 | 0 | 0 | 0 | 0 |  |  |  | 0 | 0 | 0 | 0 | 0 | 0
SCE EOP | Valley (VEA) | 138 | 0 | 0 | 0 | 0 |  |  |  |  | 0 | 0 | 0 | 0 | 0 | 0 |  | 0 | 0 | 0 | 0 | 0 |  |  |  | 0 | 0 | 0 | 0 | 0 | 0
SDGE | Valley Center | 69 | 0 | 0 | 0 | 0 |  |  |  |  | 0 | 0 | 0 | 0 | 0 | 0 |  | 0 | 0 | 0 | 0 | 0 |  |  |  | 0 | 0 | 0 | 0 | 0 | 0
PG&E GBA | Valley Home | 115 | 0 | 0 | 0 | 0 |  |  |  |  | 0 | 0 | 0 | 0 | 0 | 0 |  | 0 | 0 | 0 | 0 | 0 |  |  |  | 0 | 0 | 0 | 0 | 0 | 0
PG&E GBA | Valley Springs | 230 | 0 | 0 | 0 | 0 |  |  |  |  | 0 | 0 | 0 | 0 | 0 | 0 |  | 0 | 0 | 0 | 0 | 0 |  |  |  | 0 | 0 | 0 | 0 | 0 | 0
PG&E GBA | Valley Springs | 60 | 0 | 0 | 0 | 0 |  |  |  |  | 0 | 0 | 0 | 0 | 0 | 0 |  | 0 | 0 | 0 | 0 | 0 |  |  |  | 0 | 0 | 0 | 0 | 0 | 0
SCE EOP | Valley Switch | 138 | 0 | 0 | 0 | 0 |  |  |  |  | 0 | 0 | 0 | 0 | 0 | 0 |  | 0 | 0 | 0 | 0 | 0 |  |  |  | 0 | 0 | 0 | 0 | 0 | 0
SCE EOP | Valley Switch | 230 | 0 | 0 | 0 | 0 |  |  |  |  | 0 | 0 | 0 | 0 | 0 | 0 |  | 0 | 0 | 0 | 0 | 0 |  |  |  | 0 | 0 | 0 | 0 | 0 | 0
PG&E GBA | Vasco | 230 | 0 | 0 | 0 | 0 |  |  |  |  | 0 | 0 | 0 | 0 | 0 | 0 |  | 0 | 0 | 0 | 0 | 0 |  |  |  | 0 | 0 | 0 | 0 | 0 | 0
PG&E GBA | Vasona | 230 | 0 | 0 | 0 | 0 |  |  |  |  | 0 | 0 | 0 | 0 | 0 | 0 |  | 0 | 0 | 0 | 0 | 0 |  |  |  | 0 | 0 | 0 | 0 | 0 | 0
SCE Northern | Vestal | 230 | 0 | 0 | 0 | 0 |  |  |  |  | 0 | 300 | 0 | 180 | 0 | 0 |  | 0 | 0 | 0 | 0 | 0 |  |  |  | 0 | 0 | 0 | 0 | 0 | 0
SCE Northern | Vestal | 66 | 0 | 0 | 0 | 0 |  |  |  |  | 0 | 0 | 0 | 0 | 0 | 0 |  | 0 | 0 | 0 | 0 | 0 |  |  |  | 0 | 0 | 0 | 0 | 0 | 0
SCE NOL | Victor | 115 | 0 | 0 | 0 | 0 |  |  |  |  | 0 | 0 | 0 | 0 | 0 | 0 |  | 0 | 0 | 0 | 0 | 0 |  |  |  | 0 | 0 | 0 | 0 | 0 | 0
SCE NOL | Victor | 230 | 0 | 0 | 0 | 0 |  |  |  |  | 0 | 0 | 0 | 0 | 0 | 0 |  | 0 | 0 | 0 | 0 | 0 |  |  |  | 0 | 0 | 0 | 0 | 0 | 0
SCE Metro | Viejo | 230 | 0 | 0 | 0 | 0 |  |  |  |  | 0 | 0 | 0 | 0 | 0 | 0 |  | 0 | 0 | 0 | 0 | 0 |  |  |  | 0 | 0 | 0 | 0 | 0 | 0
PG&E GBA | Vierra | 115 | 0 | 0 | 0 | 0 |  |  |  |  | 0 | 0 | 0 | 0 | 0 | 0 |  | 0 | 0 | 0 | 0 | 0 |  |  |  | 0 | 0 | 0 | 0 | 0 | 0
SCE Metro | Villa Park | 230 | 0 | 0 | 0 | 0 |  |  |  |  | 0 | 0 | 0 | 0 | 0 | 0 |  | 0 | 0 | 0 | 0 | 0 |  |  |  | 0 | 0 | 0 | 0 | 0 | 0
SCE Northern | Vincent | 230 | 0 | 0 | 0 | 0 |  |  |  |  | 0 | 0 | 0 | 0 | 0 | 0 |  | 0 | 0 | 0 | 0 | 0 |  |  |  | 0 | 0 | 0 | 0 | 0 | 0
SCE Northern | Vincent | 500 | 0 | 0 | 0 | 0 |  |  |  |  | 0 | 0 | 0 | 0 | 0 | 0 |  | 0 | 0 | 0 | 0 | 0 |  |  |  | 0 | 0 | 0 | 0 | 0 | 0
PG&E GBA | Vineyard | 230 | 0 | 0 | 0 | 0 |  |  |  |  | 0 | 0 | 0 | 0 | 0 | 0 |  | 0 | 0 | 0 | 0 | 0 |  |  |  | 0 | 0 | 0 | 0 | 0 | 0
SDGE | Vineyard | 69 | 0 | 0 | 0 | 0 |  |  |  |  | 0 | 0 | 0 | 0 | 0 | 0 |  | 0 | 0 | 0 | 0 | 0 |  |  |  | 0 | 0 | 0 | 0 | 0 | 0
SCE Eastern | Vista (SCE) | 230 | 0 | 0 | 0 | 0 |  |  |  |  | 0 | 0 | 0 | 0 | 0 | 0 |  | 0 | 2.6 | 0 | 0 | 0 |  |  |  | 0 | 0 | 0 | 0 | 0 | 0
SCE EOP | Vista (VEA) | 138 | 0 | 0 | 0 | 0 |  |  |  |  | 0 | 0 | 0 | 0 | 0 | 0 |  | 0 | 0 | 0 | 0 | 0 |  |  |  | 0 | 0 | 0 | 0 | 0 | 0
SCE EOP | Vista (VEA) | 230 | 0 | 0 | 0 | 0 |  |  |  |  | 0 | 0 | 0 | 0 | 0 | 0 |  | 0 | 0 | 0 | 0 | 0 |  |  |  | 0 | 0 | 0 | 0 | 0 | 0
PG&E FRESNO | Wahtoke | 115 | 0 | 0 | 0 | 0 |  |  |  |  | 0 | 0 | 0 | 0 | 0 | 0 |  | 0 | 0 | 0 | 0 | 0 |  |  |  | 0 | 0 | 0 | 0 | 0 | 0
SCE Northern | Wakefield | 66 | 0 | 0 | 0 | 0 |  |  |  |  | 0 | 0 | 0 | 15 | 0 | 0 |  | 0 | 0 | 0 | 0 | 0 |  |  |  | 0 | 0 | 0 | 0 | 0 | 0
SCE Metro | Walnut | 230 | 0 | 0 | 0 | 0 |  |  |  |  | 0 | 0 | 0 | 0 | 0 | 0 |  | 0 | 0 | 0 | 0 | 0 |  |  |  | 0 | 0 | 0 | 0 | 0 | 0
SCE Northern | Warne | 230 | 0 | 0 | 0 | 0 |  |  |  |  | 0 | 0 | 0 | 0 | 0 | 0 |  | 0 | 0 | 0 | 0 | 0 |  |  |  | 0 | 0 | 0 | 0 | 0 | 0
PG&E GBA | Warnerville | 230 | 0 | 0 | 0 | 0 |  |  |  |  | 0 | 0 | 0 | 0 | 0 | 0 |  | 0 | 0 | 0 | 0 | 0 |  |  |  | 0 | 0 | 0 | 0 | 0 | 0
PG&E FRESNO | Waukena | 115 | 0 | 0 | 0 | 0 |  |  |  |  | 0 | 0 | 0 | 0 | 0 | 0 |  | 0 | 0 | 0 | 0 | 0 |  |  |  | 0 | 0 | 0 | 0 | 0 | 0
PG&E GBA | Weber | 230 | 0 | 0 | 0 | 0 |  |  |  |  | 0 | 0 | 0 | 0 | 0 | 0 |  | 0 | 0 | 0 | 0 | 0 |  |  |  | 0 | 0 | 0 | 0 | 0 | 0
PG&E GBA | Weber | 60 | 0 | 0 | 0 | 0 |  |  |  |  | 0 | 0 | 0 | 0 | 0 | 0 |  | 0 | 0 | 0 | 0 | 0 |  |  |  | 0 | 0 | 0 | 0 | 0 | 0
PG&E FRESNO | West Fresno | 115 | 0 | 0 | 0 | 0 |  |  |  |  | 0 | 0 | 0 | 0 | 0 | 0 |  | 0 | 0 | 0 | 0 | 0 |  |  |  | 0 | 0 | 0 | 0 | 0 | 0
PG&E FRESNO | Westley | 230 | 0 | 0 | 0 | 0 |  |  |  |  | 0 | 0 | 0 | 0 | 0 | 0 |  | 0 | 0 | 0 | 0 | 0 |  |  |  | 0 | 0 | 0 | 0 | 0 | 0
PG&E KERN | Westpark | 115 | 0 | 0 | 0 | 0 |  |  |  |  | 0 | 0 | 0 | 0 | 0 | 0 |  | 0 | 0 | 0 | 0 | 0 |  |  |  | 0 | 0 | 0 | 0 | 0 | 0
PG&E KERN | Wheeler Ridge | 230 | 0 | 0 | 0 | 0 |  |  |  |  | 0 | 0 | 0 | 0 | 0 | 0 |  | 0 | 0 | 0 | 0 | 0 |  |  |  | 0 | 0 | 0 | 0 | 0 | 0
PG&E KERN | Wheeler Ridge | 115 | 0 | 0 | 0 | 0 |  |  |  |  | 0 | 0 | 0 | 0 | 0 | 0 |  | 0 | 0 | 0 | 0 | 0 |  |  |  | 0 | 0 | 0 | 0 | 0 | 0
PG&E KERN | Wheeler Ridge | 70 | 0 | 0 | 0 | 0 |  |  |  |  | 0 | 100 | 0 | 0 | 0 | 0 |  | 0 | 0 | 0 | 0 | 0 |  |  |  | 0 | 0 | 0 | 0 | 0 | 0
SCE Northern | Whirlwind | 230 | 0 | 0 | 0 | 0 |  |  |  |  | 0 | 0 | 0 | 0 | 69 | 0 |  | 0 | 0 | 0 | 0 | 0 |  |  |  | 0 | 174 | 0 | 0 | 0 | 0
SCE Northern | Whirlwind | 500 | 0 | 0 | 0 | 0 |  |  |  |  | 0 | 0 | 0 | 0 | 0 | 0 |  | 0 | 0 | 0 | 0 | 0 |  |  |  | 0 | 0 | 0 | 0 | 0 | 0
PG&E GBA | Whisman | 115 | 0 | 0 | 0 | 0 |  |  |  |  | 0 | 0 | 0 | 0 | 0 | 0 |  | 0 | 0 | 0 | 0 | 0 |  |  |  | 0 | 0 | 0 | 0 | 0 | 0
SCE Eastern | Wildlife | 230 | 0 | 0 | 0 | 0 |  |  |  |  | 0 | 0 | 0 | 0 | 0 | 0 |  | 0 | 0 | 0 | 0 | 0 |  |  |  | 0 | 0 | 0 | 0 | 0 | 0
PG&E FRESNO | Wilson | 115 | 0 | 0 | 0 | 0 |  |  |  |  | 0 | 0 | 0 | 0 | 0 | 0 |  | 0 | 0 | 0 | 0 | 0 |  |  |  | 0 | 0 | 0 | 0 | 0 | 0
PG&E FRESNO | Wilson | 230 | 0 | 0 | 0 | 0 |  |  |  |  | 0 | 0 | 0 | 0 | 0 | 0 |  | 0 | 0 | 0 | 0 | 0 |  |  |  | 0 | 0 | 0 | 0 | 0 | 0
SCE Northern | Windhub | 230 | 0 | 0 | 0 | 0 |  |  |  |  | 0 | 0 | 0 | 0 | 0 | 0 |  | 0 | 0 | 0 | 0 | 0 |  |  |  | 0 | 0 | 0 | 0 | 0 | 0
SCE Northern | Windhub | 500 | 0 | 0 | 0 | 0 |  |  |  |  | 0 | 0 | 0 | 0 | 0 | 0 |  | 0 | 0 | 0 | 0 | 0 |  |  |  | 0 | 0 | 0 | 0 | 0 | 0
PG&E GBA | Windmaster | 230 | 0 | 0 | 0 | 0 |  |  |  |  | 0 | 0 | 0 | 0 | 0 | 0 |  | 0 | 0 | 0 | 0 | 0 |  |  |  | 0 | 0 | 0 | 0 | 0 | 0
PG&E NGBA | Windsor | 60 | 0 | 0 | 0 | 0 |  |  |  |  | 0 | 0 | 0 | 0 | 0 | 0 |  | 0 | 0 | 0 | 0 | 0 |  |  |  | 0 | 0 | 0 | 0 | 0 | 0
PG&E NGBA | Woodland | 115 | 0 | 0 | 0 | 0 |  |  |  |  | 0 | 0 | 0 | 0 | 0 | 0 |  | 0 | 0 | 0 | 0 | 0 |  |  |  | 0 | 0 | 0 | 0 | 0 | 0
PG&E FRESNO | Woodward | 115 | 0 | 0 | 0 | 0 |  |  |  |  | 0 | 0 | 0 | 0 | 0 | 0 |  | 0 | 0 | 0 | 0 | 0 |  |  |  | 0 | 0 | 0 | 0 | 0 | 0
PG&E NGBA | Wyandotte | 115 | 0 | 0 | 0 | 0 |  |  |  |  | 0 | 0 | 0 | 0 | 0 | 0 |  | 0 | 0 | 0 | 0 | 0 |  |  |  | 0 | 0 | 0 | 0 | 0 | 0

## Interconnection_Criteria_README
2. Substation level interconnection viability
Criteria Purpose | Mapped candidate resources should fall within a viable distance of transmission, from economic, land-use, and environmental perspectives and be able to interconnect to transmission of an appropriate voltage in a viable and cost-effective manner.
Application of Criteria | Staff have only implemented the Distance to interconnection point and Interconnection voltage criteria analysis, currently. Staff will be working with CAISO and PTO staff to assess additional interconnection feasibility information for key substations with significant amounts of mapped resources, including fault duty limits, availability of interconnection bays, ability/options/limitations for substation expansion.
Criteria Definition | See pages 30 and 31 of the Busbar Mapping Methodology document (see README tab) for detail on criteria alignment levels for substation level interconnection viability, including both Distance to interconnection point (page 30) and Interconnection Voltage (page 31).
Criteria Alignment levels for Distance to interconnection |  |  |  |  | Criteria Alignment MW amount of Resources per substation voltage level. For high voltage sub, lower limit is per resources (e.g. 50 MW of wind) while upper limit is for total interconnection to bus (e.g. 50 MW, 400 MW solar, 200 MW storage)
| Wind &Geothermal |  | Solar
Level | < 200 MW | 200 MW or more | < 400 MW | 400 MW or more | Level | Less than 100 kV | 100 - 200 kV | 230 or 345 kV | 500 kV
1 | <10 mi | <10 mi | <5 mi | <10 mi | 1 | - | <50 MW | >200 MW & <1,500 MW | >400 MW & <2,000 MW
2 | <15 mi | <20 mi | <10 mi | <15 mi | 2 | - | <100 MW | >50 MW & <2,000 MW | >200 MW & <3,000 MW
3 | <20 mi | <30 mi | <15 mi | <20 mi | 3 | <50 MW | <200 MW | >50 MW & <3,000 MW | >200 MW & <4,000 MW
4 | <30 mi | >30 mi | <20 mi | <30 mi | 4 | <100 MW | <400 MW | >3,000 MW | <200 MW or >4,000 MW
5 | >30 mi | - | >20 mi | >30 mi | 5 | >100 MW | >400 MW | <50 MW | <100 MW
Tabs for Analysis
Ix_Summary_byArea |  |  | Summary of final mapping results for solar, wind, and geothermal by RESOVLE resource area and distance to interconnection
Distance_to_Tx |  |  | Calculates alignment with Distance to transmission for mapped solar, wind, and geothermal resources.
Voltage_Ix |  |  | Calculates Interconnection voltage alignment for mapped solar, wind, and battery.

## Ix_Summary_byArea
Interconnection viability criteria summmary by CAISO study areas for the 2040 portfolio. Shows the criteria alignment for the distance to transmission and interconnection to bus of appropriate voltage.
|  | 5 | 10 | 15 | 20 | 1 | 2 | 3 | 4 |  | 100 | 200 | 500 | 500 | 1 | 2 | 3 | 4 | 5
| Interconnection Distance Criteria | Maximum Distance from Substation |  |  |  | Criteria Alignment Flag |  |  |  | Interconnection Voltage Criteria | Interconnection Bus Voltage |  |  |  | Criteria Alignment Flag
| Solar Generic MWs Mapped (2040) | 5 mi | 10 mi | 15 mi | 20 mi | 1 | 2 | 3 | 4 | Solar & Battery Generic MWs Mapped (2040) | <100 kV | 100-200 kV | 230 kV /345 kV | 500 kV | 1 | 2 | 3 | 4 | 5
PG&E NGBA | PG&E North of Greater Bay Study Area | 0 | 1099.4 | 0 | 0 | 599.4 | 500 | 0 | 0 | PG&E North of Greater Bay Study Area | 0 | 350 | 1029.5 | 0 | 1029.5 | 0 | 135 | 215 | 0
PG&E GBA | PG&E Greater Bay Study Area | 0 | 650 | 0 | 0 | 400 | 250 | 0 | 0 | PG&E Greater Bay Study Area | 15 | 312.2 | 1241.075 | 400 | 1326.075 | 477.2 | 15 | 150 | 0
PG&E FRESNO | PG&E Fresno Study Area | 0 | 3372 | 4725 | 0 | 1450 | 6397 | 250 | 0 | PG&E Fresno Study Area | 22 | 575 | 5345 | 3775 | 7415 | 625 | 1447 | 230 | 0
PG&E KERN | PG&E Kern Study Area | 0 | 1250 | 2359 | 0 | 450 | 2774 | 385 | 0 | PG&E Kern Study Area | 0 | 700 | 2399 | 1500 | 2285 | 1614 | 0 | 255 | 445
SCE Northern | SCE Northern Area | 0 | 1550 | 2035.5 | 0 | 500 | 2755.5 | 330 | 0 | SCE Northern Area | 0 | 0 | 3534 | 955.5 | 2360.5 | 1129 | 1000 | 0 | 0
SCE Metro | SCE Metro Study Area | 0 | 0 | 0 | 0 | 0 | 0 | 0 | 0 | SCE Metro Study Area | 0 | 0 | 500 | 0 | 200 | 300 | 0 | 0 | 0
SCE NOL | SCE North of Lugo Study Area | 0 | 554 | 250 | 0 | 454 | 100 | 250 | 0 | SCE North of Lugo Study Area | 0 | 100 | 884 | 0 | 884 | 0 | 0 | 0 | 100
EOP | East of Pisgah Study Area | 600 | 2837 | 1536 | 0 | 3237 | 1736 | 0 | 0 | East of Pisgah Study Area | 0 | 30 | 4996 | 1112 | 4822 | 0 | 1316 | 0 | 0
SCE Eastern | SCE Eastern Study Area | 0 | 1730 | 650 | 0 | 1500 | 880 | 0 | 0 | SCE Eastern Study Area | 0 | 0 | 1110 | 1927 | 887 | 800 | 0 | 1350 | 0
SDGE | SDG&E Study Area | 955 | 22.6 | 850 | 0 | 955 | 572.6 | 300 | 0 | SDG&E Study Area | 22.6 | 145 | 650 | 1810 | 2010 | 595 | 0 | 22.6 | 0
| Total Generic | 1555 | 13065 | 12405.5 | 0 | 9545.4 | 15965.1 | 1515 | 0 | Total Generic | 59.6 | 2212.2 | 21688.575 | 11479.5 | 23219.075 | 5540.2 | 3913 | 2222.6 | 545
|  | 10 | 15 | 20 | 30
| Interconnection Distance Criteria | Maximum Distance from Substation |  |  |  | Criteria Alignment Flag |  |  |  | Interconnection Voltage Criteria | Interconnection Bus Voltage |  |  |  | Criteria Alignment Flag
| In-CAISO Wind Generic MWs Mapped (2040) | 10 mi | 15 mi | 20 mi | 30 mi | 1 | 2 | 3 | 4 | In-CAISO Wind Generic MWs Mapped (2040) | <100 kV | 100-200 kV | 230 kV /345 kV | 500 kV | 1 | 2 | 3 | 4 | 5
PG&E NGBA | PG&E North of Greater Bay Study Area | 202.5 | 337.2 | 931.1 | 0 | 202.5 | 1268.3 | 0 | 0 | PG&E North of Greater Bay Study Area | 0 | 131.2 | 1339.6 | 0 | 1339.6 | 0 | 131.2 | 0 | 0
PG&E GBA | PG&E Greater Bay Study Area | 195.25 | 727.5 | 0 | 0 | 195.25 | 727.5 | 0 | 0 | PG&E Greater Bay Study Area | 6 | 0 | 616.75 | 300 | 251 | 660.75 | 6 | 0 | 5
PG&E FRESNO | PG&E Fresno Study Area | 0 | 110 | 200 | 0 | 0 | 310 | 0 | 0 | PG&E Fresno Study Area | 0 | 0 | 310 | 0 | 200 | 110 | 0 | 0 | 0
PG&E KERN | PG&E Kern Study Area | 113.07 | 0 | 0 | 0 | 113.07 | 0 | 0 | 0 | PG&E Kern Study Area | 0 | 0 | 113.07 | 0 | 0 | 113.07 | 0 | 0 | 0
SCE Northern | SCE Northern Area | 674 | 0 | 0 | 0 | 674 | 0 | 0 | 0 | SCE Northern Area | 0 | 0 | 674 | 0 | 200 | 0 | 474 | 0 | 0
SCE Metro | SCE Metro Study Area | 0 | 0 | 0 | 0 | 0 | 0 | 0 | 0 | SCE Metro Study Area | 0 | 0 | 0 | 0 | 0 | 0 | 0 | 0 | 0
SCE NOL | SCE North of Lugo Study Area | 0 | 150 | 212.18 | 0 | 0 | 362.18 | 0 | 0 | SCE North of Lugo Study Area | 0 | 212.18 | 150 | 0 | 0 | 150 | 0 | 0 | 212.18
EOP | East of Pisgah Study Area | 0 | 300 | 794.9 | 0 | 0 | 1094.9 | 0 | 0 | East of Pisgah Study Area | 0 | 0 | 610 | 484.9 | 1094.9 | 0 | 0 | 0 | 0
SCE Eastern | SCE Eastern Study Area | 0 | 0 | 267.5 | 0 | 0 | 267.5 | 0 | 0 | SCE Eastern Study Area | 0 | 0 | 267.5 | 0 | 267.5 | 0 | 0 | 0 | 0
SDGE | SDG&E Study Area | 63.3 | 0 | 1452.5 | 0 | 63.3 | 1400 | 52.5 | 0 | SDG&E Study Area | 0 | 63.3 | 52.5 | 1400 | 1452.5 | 63.3 | 0 | 0 | 0
| Total Generic | 1248.12 | 1624.7 | 3858.18 | 0 | 1248.12 | 5430.38 | 52.5 | 0 | Total Generic | 6 | 406.68 | 4133.42 | 2184.9 | 4805.5 | 1097.12 | 611.2 | 0 | 217.18
|  | 10 | 15 | 20 | >30
| Interconnection Distance Criteria | Maximum Distance from Substation |  |  |  | Criteria Alignment Flag
| Geothermal Generic MWs Mapped (2040) | 10 mi | 15 mi | 20 mi | >30 mi | 1 | 2 | 3 | 4
PG&E NGBA | PG&E North of Greater Bay Study Area | 0 | 140.5 | 0 | 0 | 0 | 140.5 | 0 | 0
PG&E GBA | PG&E Greater Bay Study Area | 0 | 0 | 0 | 0 | 0 | 0 | 0 | 0
PG&E FRESNO | PG&E Fresno Study Area | 0 | 0 | 0 | 0 | 0 | 0 | 0 | 0
PG&E KERN | PG&E Kern Study Area | 0 | 0 | 0 | 0 | 0 | 0 | 0 | 0
SCE Northern | SCE Northern Area | 0 | 0 | 0 | 0 | 0 | 0 | 0 | 0
SCE Metro | SCE Metro Study Area | 0 | 0 | 0 | 0 | 0 | 0 | 0 | 0
SCE NOL | SCE North of Lugo Study Area | 0 | 0 | 0 | 0 | 0 | 0 | 0 | 0
EOP | East of Pisgah Study Area | 0 | 0 | 0 | 450 | 0 | 0 | 0 | 450
SCE Eastern | SCE Eastern Study Area | 556.5 | 0 | 0 | 0 | 556.5 | 0 | 0 | 0
SDGE | SDG&E Study Area | 140 | 0 | 0 | 0 | 140 | 0 | 0 | 0
| Total Generic | 696.5 | 140.5 | 0 | 450 | 696.5 | 140.5 | 0 | 450

## Distance_to_Tx
Distance to interconnection analysis for onshore wind, solar, and geothermal resources mapped to in-CAISO substations in both the 2035 and 2040 mapped portfolios.
|  |  | 2035 - Mapped Generic Resources | [13 empty] | 2040 - Mapped Generic Resources | [13 empty] | Criteria Flags Table
|  |  | Wind | Wind | Onshore Wind | Solar | Solar | Solar | Geothermal | Has | Wind Distance | Wind | Solar Distance | Solar | Geothermal Distance | Geothermal Flag | Wind | Wind | Onshore Wind | Solar | Solar | Solar | Geothermal | Has | Wind Distance | Wind | Solar Distance | Solar | Geothermal Distance | Geothermal Flag | Flag | Wind &Geothermal |  | Solar
CAISO Study Area | Substation | Voltage | FCDS | EODS | Total | FCDS | EODS | Total | FCDS | Res | < miles | Flag | < miles | Flag | < miles | Flag | FCDS | EODS | Total | FCDS | EODS | Total | FCDS | Res | < miles | Flag | < miles | Flag | < miles | Flag |  | < 200MW | 200 or more | < 400 MW | 400 or more
PG&E KERN | 7th Standard | 115 | 0 | 0 | 0 | 0 | 0 | 0 | 0 | 0 | 0 | 1 | 10 | 2 |  |  | 0 | 0 | 0 | 0 | 0 | 0 | 0 | 0 | 0 | 1 | 10 | 2 |  |  | 1 | <10 mi | <10 mi | <5 | <10
SCE Metro | Alamitos | 230 | 0 | 0 | 0 | 0 | 0 | 0 | 0 | 0 | 0 | 1 | 10 | 2 |  |  | 0 | 0 | 0 | 0 | 0 | 0 | 0 | 0 | 0 | 1 | 10 | 2 |  |  | 2 | <15 | <20 | <10 | <15
SCE Eastern | Alberhill | 115 | 0 | 0 | 0 | 0 | 0 | 0 | 0 | 0 | 0 | 1 | 10 | 2 |  |  | 0 | 0 | 0 | 0 | 0 | 0 | 0 | 0 | 0 | 1 | 10 | 2 |  |  | 3 | <20 | <30 | <15 | <20
SCE Eastern | Alberhill | 500 | 0 | 0 | 0 | 0 | 0 | 0 | 0 | 0 | 0 | 1 | 10 | 2 |  |  | 0 | 0 | 0 | 0 | 0 | 0 | 0 | 0 | 0 | 1 | 10 | 2 |  |  | 4 | <30 | >30 | <20 | <30
PG&E GBA | Alhambra | 115 | 0 | 0 | 0 | 0 | 0 | 0 | 0 | 0 | 0 | 1 | 10 | 2 |  |  | 0 | 0 | 0 | 0 | 0 | 0 | 0 | 0 | 0 | 1 | 10 | 2 |  |  | 5 | >30 | 0 | >20 | >30
PG&E FRESNO | Alpaugh | 115 | 0 | 0 | 0 | 0 | 0 | 0 | 0 | 0 | 10 | 1 | 10 | 2 |  |  | 0 | 0 | 0 | 0 | 0 | 0 | 0 | 0 | 10 | 1 | 10 | 2
SDGE | Alpine | 69 | 0 | 0 | 0 | 0 | 0 | 0 | 0 | 0 | 0 | 1 | 10 | 2 |  |  | 0 | 0 | 0 | 0 | 0 | 0 | 0 | 0 | 0 | 1 | 10 | 2
PG&E GBA | Altamont Midway (Sandhill) | 230 | 5 | 0 | 5 | 0 | 0 | 0 | 0 | 1 | 10 | 1 | 10 | 2 |  |  | 5 | 0 | 5 | 0 | 0 | 0 | 0 | 1 | 10 | 1 | 10 | 2
SCE Northern | Antelope | 66 | 0 | 0 | 0 | 0 | 0 | 0 | 0 | 0 | 0 | 1 | 10 | 2 |  |  | 0 | 0 | 0 | 0 | 0 | 0 | 0 | 0 | 0 | 1 | 10 | 2
SCE Northern | Antelope | 230 | 200 | 0 | 200 | 0 | 0 | 0 | 0 | 1 | 10 | 1 | 10 | 2 |  |  | 200 | 0 | 200 | 0 | 150 | 150 | 0 | 1 | 10 | 1 | 10 | 2
SCE Northern | Antelope | 500 | 0 | 0 | 0 | 0 | 0 | 0 | 0 | 0 | 0 | 1 | 10 | 2 |  |  | 0 | 0 | 0 | 0 | 0 | 0 | 0 | 0 | 0 | 1 | 10 | 2
PG&E NGBA | Arcata | 60 | 0 | 0 | 0 | 0 | 0 | 0 | 0 | 0 | 0 | 1 | 10 | 2 |  |  | 0 | 0 | 0 | 0 | 0 | 0 | 0 | 0 | 0 | 1 | 10 | 2
PG&E KERN | Arco | 230 | 0 | 0 | 0 | 125 | 225 | 350 | 0 | 1 | 0 | 1 | 10 | 2 |  |  | 0 | 0 | 0 | 200 | 674 | 874 | 0 | 1 | 0 | 1 | 15 | 2
PG&E KERN | Arco | 70 | 0 | 0 | 0 | 0 | 0 | 0 | 0 | 0 | 0 | 1 | 10 | 2 |  |  | 0 | 0 | 0 | 0 | 0 | 0 | 0 | 0 | 0 | 1 | 10 | 2
SCE Metro | ArcoGen | 230 | 0 | 0 | 0 | 0 | 0 | 0 | 0 | 0 | 0 | 1 | 10 | 2 |  |  | 0 | 0 | 0 | 0 | 0 | 0 | 0 | 0 | 0 | 1 | 10 | 2
SDGE | Artesian | 230 | 0 | 0 | 0 | 0 | 0 | 0 | 0 | 0 | 0 | 1 | 10 | 2 |  |  | 0 | 0 | 0 | 0 | 0 | 0 | 0 | 0 | 0 | 1 | 10 | 2
SDGE | Artesian | 69 | 0 | 0 | 0 | 0 | 0 | 0 | 0 | 0 | 0 | 1 | 10 | 2 |  |  | 0 | 0 | 0 | 0 | 0 | 0 | 0 | 0 | 0 | 1 | 10 | 2
PG&E FRESNO | Ashlan | 230 | 0 | 0 | 0 | 0 | 0 | 0 | 0 | 0 | 0 | 1 | 10 | 2 |  |  | 0 | 0 | 0 | 0 | 0 | 0 | 0 | 0 | 0 | 1 | 10 | 2
PG&E NGBA | Atlantic | 115 | 0 | 0 | 0 | 0 | 0 | 0 | 0 | 0 | 0 | 1 | 10 | 2 |  |  | 0 | 0 | 0 | 0 | 0 | 0 | 0 | 0 | 0 | 1 | 10 | 2
PG&E NGBA | Atlantic | 230 | 0 | 0 | 0 | 0 | 0 | 0 | 0 | 0 | 0 | 1 | 10 | 2 |  |  | 0 | 0 | 0 | 0 | 0 | 0 | 0 | 0 | 0 | 1 | 10 | 2
PG&E NGBA | Atlantic | 60 | 0 | 0 | 0 | 0 | 0 | 0 | 0 | 0 | 0 | 1 | 10 | 2 |  |  | 0 | 0 | 0 | 0 | 0 | 0 | 0 | 0 | 0 | 1 | 10 | 2
PG&E FRESNO | Atwater | 115 | 0 | 0 | 0 | 0 | 0 | 0 | 0 | 0 | 0 | 1 | 10 | 2 |  |  | 0 | 0 | 0 | 0 | 0 | 0 | 0 | 0 | 0 | 1 | 10 | 2
PG&E GBA | Avena | 115 | 0 | 0 | 0 | 0 | 0 | 0 | 0 | 0 | 0 | 1 | 10 | 2 |  |  | 0 | 0 | 0 | 0 | 0 | 0 | 0 | 0 | 0 | 1 | 10 | 2
SDGE | Avocado | 69 | 0 | 0 | 0 | 0 | 0 | 0 | 0 | 0 | 0 | 1 | 10 | 2 |  |  | 0 | 0 | 0 | 0 | 0 | 0 | 0 | 0 | 0 | 1 | 10 | 2
PG&E NGBA | Bahia | 230 | 0 | 0 | 0 | 0 | 0 | 0 | 0 | 0 | 0 | 1 | 10 | 2 |  |  | 0 | 0 | 0 | 0 | 0 | 0 | 0 | 0 | 0 | 1 | 10 | 2
SCE Northern | Bailey | 230 | 0 | 0 | 0 | 0 | 0 | 0 | 0 | 0 | 0 | 1 | 10 | 2 |  |  | 0 | 0 | 0 | 0 | 0 | 0 | 0 | 0 | 0 | 1 | 10 | 2
SCE NOL | Baker | 115 | 0 | 0 | 0 | 0 | 0 | 0 | 0 | 0 | 0 | 1 | 10 | 2 |  |  | 0 | 0 | 0 | 0 | 0 | 0 | 0 | 0 | 0 | 1 | 10 | 2
PG&E KERN | Bakersfield | 230 | 0 | 0 | 0 | 0 | 0 | 0 | 0 | 0 | 0 | 1 | 10 | 2 |  |  | 0 | 0 | 0 | 0 | 0 | 0 | 0 | 0 | 0 | 1 | 10 | 2
PG&E FRESNO | Balch | 230 | 0 | 0 | 0 | 0 | 0 | 0 | 0 | 0 | 15 | 2 | 10 | 2 |  |  | 0 | 0 | 0 | 0 | 0 | 0 | 0 | 0 | 15 | 2 | 10 | 2
SCE Eastern | Bannister | 230 | 0 | 0 | 0 | 0 | 0 | 0 | 0 | 0 | 0 | 1 | 10 | 2 |  |  | 0 | 0 | 0 | 0 | 0 | 0 | 0 | 0 | 0 | 1 | 10 | 2
SCE Metro | Barre | 230 | 0 | 0 | 0 | 0 | 0 | 0 | 0 | 0 | 0 | 1 | 10 | 2 |  |  | 0 | 0 | 0 | 0 | 0 | 0 | 0 | 0 | 0 | 1 | 10 | 2
SDGE | Bay Boulevard | 69 | 0 | 0 | 0 | 0 | 0 | 0 | 0 | 0 | 0 | 1 | 10 | 2 |  |  | 0 | 0 | 0 | 0 | 0 | 0 | 0 | 0 | 0 | 1 | 10 | 2
SDGE | Bay Boulevard | 230 | 0 | 0 | 0 | 0 | 0 | 0 | 0 | 0 | 0 | 1 | 10 | 2 |  |  | 0 | 0 | 0 | 0 | 0 | 0 | 0 | 0 | 0 | 1 | 10 | 2
EOP | Beatty | 138 | 0 | 0 | 0 | 0 | 0 | 0 | 0 | 0 | 0 | 1 | 10 | 2 |  |  | 0 | 0 | 0 | 0 | 0 | 0 | 0 | 0 | 0 | 1 | 10 | 2
EOP | Beatty | 230 | 0 | 0 | 0 | 0 | 0 | 0 | 450 | 1 | 0 | 1 | 10 | 2 | 80 | 4 | 0 | 0 | 0 | 100 | 400 | 500 | 450 | 1 | 0 | 1 | 10 | 1 | 80 | 4
PG&E NGBA | Belden | 230 | 0 | 0 | 0 | 0 | 0 | 0 | 0 | 0 | 0 | 1 | 10 | 2 |  |  | 0 | 0 | 0 | 0 | 0 | 0 | 0 | 0 | 0 | 1 | 10 | 2
PG&E NGBA | Bell | 115 | 0 | 0 | 0 | 0 | 0 | 0 | 0 | 0 | 0 | 1 | 10 | 2 |  |  | 0 | 0 | 0 | 0 | 0 | 0 | 0 | 0 | 0 | 1 | 10 | 2
PG&E NGBA | Bellevue | 115 | 0 | 0 | 0 | 0 | 0 | 0 | 0 | 0 | 0 | 1 | 10 | 2 |  |  | 0 | 0 | 0 | 0 | 0 | 0 | 0 | 0 | 0 | 1 | 10 | 2
PG&E GBA | Bellota | 115 | 0 | 0 | 0 | 0 | 0 | 0 | 0 | 0 | 15 | 2 | 10 | 2 |  |  | 0 | 0 | 0 | 0 | 0 | 0 | 0 | 0 | 15 | 2 | 10 | 2
PG&E GBA | Bellota | 230 | 0 | 0 | 0 | 0 | 0 | 0 | 0 | 0 | 0 | 1 | 10 | 2 |  |  | 0 | 0 | 0 | 200 | 200 | 400 | 0 | 1 | 0 | 1 | 10 | 1
SCE Northern | Big Creek | 230 | 0 | 0 | 0 | 0 | 0 | 0 | 0 | 0 | 0 | 1 | 10 | 2 |  |  | 0 | 0 | 0 | 0 | 0 | 0 | 0 | 0 | 0 | 1 | 10 | 2
PG&E FRESNO | Biola | 70 | 0 | 0 | 0 | 0 | 0 | 0 | 0 | 0 | 0 | 1 | 10 | 2 |  |  | 0 | 0 | 0 | 0 | 0 | 0 | 0 | 0 | 0 | 1 | 10 | 2
PG&E GBA | Birds Landing | 230 | 144 | 107 | 251 | 0 | 0 | 0 | 0 | 1 | 15 | 2 | 10 | 2 |  |  | 144 | 107 | 251 | 0 | 200 | 200 | 0 | 1 | 15 | 2 | 10 | 2
SCE Northern | Bliss | 66 | 0 | 0 | 0 | 0 | 0 | 0 | 0 | 0 | 0 | 1 | 10 | 2 |  |  | 0 | 0 | 0 | 0 | 0 | 0 | 0 | 0 | 0 | 1 | 10 | 2
SCE Eastern | Blythe | 161 | 0 | 0 | 0 | 0 | 0 | 0 | 0 | 0 | 0 | 1 | 10 | 2 |  |  | 0 | 0 | 0 | 0 | 0 | 0 | 0 | 0 | 0 | 1 | 10 | 2
PG&E NGBA | Bogue | 115 | 0 | 0 | 0 | 0 | 0 | 0 | 0 | 0 | 0 | 1 | 10 | 2 |  |  | 0 | 0 | 0 | 0 | 0 | 0 | 0 | 0 | 0 | 1 | 10 | 2
PG&E FRESNO | Borden | 230 | 0 | 0 | 0 | 0 | 0 | 0 | 0 | 0 | 0 | 1 | 10 | 2 |  |  | 0 | 0 | 0 | 0 | 300 | 300 | 0 | 1 | 0 | 1 | 10 | 2
PG&E FRESNO | Borden | 70 | 0 | 0 | 0 | 0 | 0 | 0 | 0 | 0 | 0 | 1 | 10 | 2 |  |  | 0 | 0 | 0 | 0 | 0 | 0 | 0 | 0 | 0 | 1 | 10 | 2
SDGE | Boulevard East | 138 | 60 | 3.3 | 63.3 | 0 | 0 | 0 | 0 | 1 | 10 | 1 | 10 | 2 |  |  | 60 | 3.3 | 63.3 | 0 | 0 | 0 | 0 | 1 | 10 | 1 | 10 | 2
SDGE | Boulevard East | 69 | 0 | 0 | 0 | 0 | 0 | 0 | 0 | 0 | 0 | 1 | 10 | 2 |  |  | 0 | 0 | 0 | 0 | 22.6 | 22.6 | 0 | 1 | 0 | 1 | 10 | 2
PG&E GBA | Brentwood | 230 | 0 | 0 | 0 | 0 | 0 | 0 | 0 | 0 | 0 | 1 | 10 | 2 |  |  | 0 | 0 | 0 | 0 | 0 | 0 | 0 | 0 | 0 | 1 | 10 | 2
PG&E NGBA | Bridgeville | 115 | 0 | 0 | 0 | 0 | 0 | 0 | 0 | 0 | 0 | 1 | 10 | 2 |  |  | 0 | 0 | 0 | 0 | 0 | 0 | 0 | 0 | 0 | 1 | 10 | 2
PG&E NGBA | Brighton | 115 | 0 | 0 | 0 | 0 | 0 | 0 | 0 | 0 | 0 | 1 | 10 | 2 |  |  | 0 | 0 | 0 | 0 | 0 | 0 | 0 | 0 | 0 | 1 | 10 | 2
PG&E NGBA | Brighton | 230 | 0 | 0 | 0 | 0 | 0 | 0 | 0 | 0 | 0 | 1 | 10 | 2 |  |  | 0 | 0 | 0 | 0 | 0 | 0 | 0 | 0 | 0 | 1 | 10 | 2
PG&E NGBA | Brunswick | 115 | 0 | 0 | 0 | 0 | 0 | 0 | 0 | 0 | 0 | 1 | 10 | 2 |  |  | 0 | 0 | 0 | 0 | 0 | 0 | 0 | 0 | 0 | 1 | 10 | 2
PG&E NGBA | Bucks Creek | 230 | 0 | 0 | 0 | 0 | 0 | 0 | 0 | 0 | 0 | 1 | 10 | 2 |  |  | 0 | 0 | 0 | 0 | 0 | 0 | 0 | 0 | 0 | 1 | 10 | 2
PG&E KERN | Buena Vista | 230 | 0 | 0 | 0 | 0 | 0 | 0 | 0 | 0 | 0 | 1 | 10 | 2 |  |  | 0 | 0 | 0 | 0 | 0 | 0 | 0 | 0 | 0 | 1 | 10 | 2
PG&E FRESNO | Bullard | 115 | 0 | 0 | 0 | 0 | 0 | 0 | 0 | 0 | 0 | 1 | 10 | 2 |  |  | 0 | 0 | 0 | 0 | 0 | 0 | 0 | 0 | 0 | 1 | 10 | 2
PG&E GBA | Burlingame | 115 | 0 | 0 | 0 | 0 | 0 | 0 | 0 | 0 | 0 | 1 | 10 | 2 |  |  | 0 | 0 | 0 | 0 | 0 | 0 | 0 | 0 | 0 | 1 | 10 | 2
PG&E NGBA | Burney Forest | 230 | 0 | 0 | 0 | 0 | 0 | 0 | 0 | 0 | 0 | 1 | 10 | 2 |  |  | 0 | 0 | 0 | 0 | 0 | 0 | 0 | 0 | 0 | 1 | 10 | 2
PG&E NGBA | Butte | 115 | 0 | 0 | 0 | 0 | 0 | 0 | 0 | 0 | 0 | 1 | 10 | 2 |  |  | 0 | 0 | 0 | 0 | 0 | 0 | 0 | 0 | 0 | 1 | 10 | 2
PG&E KERN | Cabrillo | 115 | 0 | 0 | 0 | 0 | 0 | 0 | 0 | 0 | 10 | 1 | 10 | 2 |  |  | 0 | 0 | 0 | 0 | 0 | 0 | 0 | 0 | 10 | 1 | 10 | 2
PG&E FRESNO | Cal Flats | 230 | 0 | 0 | 0 | 0 | 0 | 0 | 0 | 0 | 0 | 1 | 10 | 2 |  |  | 0 | 0 | 0 | 0 | 0 | 0 | 0 | 0 | 0 | 1 | 10 | 2
SCE NOL | Calcite | 230 | 0 | 0 | 0 | 200 | 150 | 350 | 0 | 1 | 0 | 1 | 10 | 2 |  |  | 0 | 0 | 0 | 200 | 254 | 454 | 0 | 1 | 0 | 1 | 10 | 1
PG&E KERN | Caliente | 230 | 0 | 0 | 0 | 0 | 0 | 0 | 0 | 0 | 10 | 1 | 10 | 2 |  |  | 0 | 0 | 0 | 0 | 0 | 0 | 0 | 0 | 0 | 1 | 10 | 2
PG&E FRESNO | California Ave | 115 | 0 | 0 | 0 | 0 | 0 | 0 | 0 | 0 | 10 | 1 | 10 | 2 |  |  | 0 | 0 | 0 | 0 | 0 | 0 | 0 | 0 | 10 | 1 | 10 | 2
PG&E KERN | Callender | 115 | 0 | 0 | 0 | 0 | 0 | 0 | 0 | 0 | 0 | 1 | 10 | 2 |  |  | 0 | 0 | 0 | 0 | 0 | 0 | 0 | 0 | 0 | 1 | 10 | 2
PG&E NGBA | Calpella | 115 | 0 | 0 | 0 | 0 | 0 | 0 | 0 | 0 | 0 | 1 | 10 | 2 |  |  | 0 | 0 | 0 | 0 | 0 | 0 | 0 | 0 | 0 | 1 | 10 | 2
PG&E GBA | Camanche | 230 | 0 | 0 | 0 | 0 | 0 | 0 | 0 | 0 | 0 | 1 | 10 | 2 |  |  | 0 | 0 | 0 | 0 | 0 | 0 | 0 | 0 | 0 | 1 | 10 | 2
SDGE | Cameron | 69 | 0 | 0 | 0 | 0 | 0 | 0 | 0 | 0 | 0 | 1 | 10 | 2 |  |  | 0 | 0 | 0 | 0 | 0 | 0 | 0 | 0 | 0 | 1 | 10 | 2
SDGE | Cannon | 69 | 0 | 0 | 0 | 0 | 0 | 0 | 0 | 0 | 0 | 1 | 10 | 2 |  |  | 0 | 0 | 0 | 0 | 0 | 0 | 0 | 0 | 0 | 1 | 10 | 2
PG&E FRESNO | Cantua | 115 | 0 | 0 | 0 | 0 | 0 | 0 | 0 | 0 | 0 | 1 | 10 | 2 |  |  | 0 | 0 | 0 | 0 | 0 | 0 | 0 | 0 | 0 | 1 | 10 | 2
SDGE | Capistrano | 138 | 0 | 0 | 0 | 0 | 0 | 0 | 0 | 0 | 0 | 1 | 10 | 2 |  |  | 0 | 0 | 0 | 0 | 0 | 0 | 0 | 0 | 0 | 1 | 10 | 2
SDGE | Capistrano | 230 | 0 | 0 | 0 | 0 | 0 | 0 | 0 | 0 | 0 | 1 | 10 | 2 |  |  | 0 | 0 | 0 | 0 | 0 | 0 | 0 | 0 | 0 | 1 | 10 | 2
PG&E NGBA | Carberry | 230 | 0 | 0 | 0 | 0 | 0 | 0 | 0 | 0 | 0 | 1 | 10 | 2 |  |  | 0 | 0 | 0 | 0 | 0 | 0 | 0 | 0 | 0 | 1 | 10 | 2
SCE Eastern | Cardiff | 66 | 0 | 0 | 0 | 0 | 0 | 0 | 0 | 0 | 0 | 1 | 10 | 2 |  |  | 0 | 0 | 0 | 0 | 0 | 0 | 0 | 0 | 0 | 1 | 10 | 2
PG&E NGBA | Caribou | 60 | 0 | 0 | 0 | 0 | 0 | 0 | 0 | 0 | 15 | 2 | 10 | 2 |  |  | 0 | 0 | 0 | 0 | 0 | 0 | 0 | 0 | 15 | 2 | 10 | 2
PG&E NGBA | Caribou | 115 | 0 | 0 | 0 | 0 | 0 | 0 | 0 | 0 | 0 | 1 | 10 | 2 |  |  | 0 | 0 | 0 | 0 | 0 | 0 | 0 | 0 | 0 | 1 | 10 | 2
PG&E NGBA | Caribou | 230 | 0 | 0 | 0 | 0 | 0 | 0 | 0 | 0 | 0 | 1 | 10 | 2 |  |  | 0 | 0 | 0 | 0 | 0 | 0 | 0 | 0 | 0 | 1 | 10 | 2
EOP | Carpenter Canyon (fka Gamebird) | 138 | 0 | 0 | 0 | 0 | 0 | 0 | 0 | 0 | 0 | 1 | 10 | 2 |  |  | 0 | 0 | 0 | 0 | 0 | 0 | 0 | 0 | 0 | 1 | 10 | 2
EOP | Carpenter Canyon (fka Gamebird) | 230 | 0 | 0 | 0 | 0 | 158 | 158 | 0 | 1 | 0 | 1 | 10 | 2 |  |  | 0 | 0 | 0 | 150 | 550 | 700 | 0 | 1 | 0 | 1 | 10 | 1
PG&E NGBA | Carquinez | 115 | 0 | 0 | 0 | 0 | 0 | 0 | 0 | 0 | 0 | 1 | 10 | 2 |  |  | 0 | 0 | 0 | 0 | 0 | 0 | 0 | 0 | 0 | 1 | 10 | 2
SDGE | Carrizo Gorge | 138 | 0 | 0 | 0 | 0 | 0 | 0 | 0 | 0 | 0 | 1 | 10 | 2 |  |  | 0 | 0 | 0 | 0 | 0 | 0 | 0 | 0 | 0 | 1 | 10 | 2
PG&E KERN | Carrizo Plains | 115 | 0 | 0 | 0 | 0 | 0 | 0 | 0 | 0 | 0 | 1 | 10 | 2 |  |  | 0 | 0 | 0 | 0 | 0 | 0 | 0 | 0 | 0 | 1 | 10 | 2
PG&E KERN | Casaloma | 230 | 0 | 0 | 0 | 0 | 0 | 0 | 0 | 0 | 0 | 1 | 10 | 2 |  |  | 0 | 0 | 0 | 0 | 0 | 0 | 0 | 0 | 0 | 1 | 10 | 2
PG&E GBA | Castro Valley | 230 | 0 | 0 | 0 | 0 | 0 | 0 | 0 | 0 | 0 | 1 | 10 | 2 |  |  | 0 | 0 | 0 | 0 | 0 | 0 | 0 | 0 | 0 | 1 | 10 | 2
PG&E GBA | Cayetano | 230 | 0 | 0 | 0 | 0 | 0 | 0 | 0 | 0 | 0 | 1 | 10 | 2 |  |  | 0 | 0 | 0 | 0 | 0 | 0 | 0 | 0 | 0 | 1 | 10 | 2
SCE Metro | Center | 230 | 0 | 0 | 0 | 0 | 0 | 0 | 0 | 0 | 0 | 1 | 10 | 2 |  |  | 0 | 0 | 0 | 0 | 0 | 0 | 0 | 0 | 0 | 1 | 10 | 2
PG&E KERN | Charca | 115 | 0 | 0 | 0 | 0 | 0 | 0 | 0 | 0 | 0 | 1 | 10 | 2 |  |  | 0 | 0 | 0 | 0 | 0 | 0 | 0 | 0 | 0 | 1 | 10 | 2
EOP | Charleston | 138 | 0 | 0 | 0 | 0 | 0 | 0 | 0 | 0 | 0 | 1 | 10 | 2 |  |  | 0 | 0 | 0 | 0 | 0 | 0 | 0 | 0 | 0 | 1 | 10 | 2
SCE Metro | Chevmain | 230 | 0 | 0 | 0 | 0 | 0 | 0 | 0 | 0 | 0 | 1 | 10 | 2 |  |  | 0 | 0 | 0 | 0 | 0 | 0 | 0 | 0 | 0 | 1 | 10 | 2
SDGE | Chicarita | 138 | 0 | 0 | 0 | 0 | 0 | 0 | 0 | 0 | 0 | 1 | 10 | 2 |  |  | 0 | 0 | 0 | 0 | 0 | 0 | 0 | 0 | 0 | 1 | 10 | 2
SCE Metro | Chino | 230 | 0 | 0 | 0 | 0 | 0 | 0 | 0 | 0 | 10 | 1 | 10 | 2 |  |  | 0 | 0 | 0 | 0 | 0 | 0 | 0 | 0 | 10 | 1 | 10 | 2
PG&E FRESNO | Chowchilla | 115 | 0 | 0 | 0 | 0 | 0 | 0 | 0 | 0 | 0 | 1 | 10 | 2 |  |  | 0 | 0 | 0 | 0 | 0 | 0 | 0 | 0 | 0 | 1 | 10 | 2
PG&E GBA | Christie | 60 | 0 | 0 | 0 | 0 | 0 | 0 | 0 | 0 | 0 | 1 | 10 | 2 |  |  | 0 | 0 | 0 | 0 | 0 | 0 | 0 | 0 | 0 | 1 | 10 | 2
PG&E GBA | Christie | 115 | 0 | 0 | 0 | 0 | 0 | 0 | 0 | 0 | 20 | 3 | 10 | 2 |  |  | 0 | 0 | 0 | 0 | 0 | 0 | 0 | 0 | 20 | 3 | 10 | 2
SCE Eastern | Cielo Azul | 500 | 0 | 0 | 0 | 0 | 0 | 0 | 0 | 0 | 0 | 1 | 10 | 2 |  |  | 0 | 0 | 0 | 500 | 600 | 1100 | 0 | 1 | 0 | 1 | 10 | 1
PG&E GBA | Clay | 60 | 0 | 0 | 0 | 0 | 0 | 0 | 0 | 0 | 0 | 1 | 10 | 2 |  |  | 0 | 0 | 0 | 0 | 0 | 0 | 0 | 0 | 0 | 1 | 10 | 2
PG&E GBA | Clayton | 115 | 0 | 0 | 0 | 0 | 0 | 0 | 0 | 0 | 0 | 1 | 10 | 2 |  |  | 0 | 0 | 0 | 0 | 0 | 0 | 0 | 0 | 0 | 1 | 10 | 2
PG&E NGBA | Cloverdale | 115 | 0 | 0 | 0 | 0 | 0 | 0 | 46 | 1 | 0 | 1 | 10 | 2 | 15 | 2 | 0 | 0 | 0 | 0 | 0 | 0 | 46 | 1 | 0 | 1 | 10 | 2 | 15 | 2
PG&E FRESNO | Clovis | 115 | 0 | 0 | 0 | 0 | 0 | 0 | 0 | 0 | 0 | 1 | 10 | 2 |  |  | 0 | 0 | 0 | 0 | 0 | 0 | 0 | 0 | 0 | 1 | 10 | 2
PG&E GBA | Coburn | 230 | 100 | 0 | 100 | 0 | 0 | 0 | 0 | 1 | 10 | 1 | 10 | 2 |  |  | 100 | 0 | 100 | 0 | 0 | 0 | 0 | 1 | 10 | 1 | 10 | 2
PG&E GBA | Coburn | 60 | 0 | 0 | 0 | 0 | 0 | 0 | 0 | 0 | 0 | 1 | 10 | 2 |  |  | 0 | 0 | 0 | 0 | 0 | 0 | 0 | 0 | 0 | 1 | 10 | 2
PG&E NGBA | Colgate | 230 | 0 | 0 | 0 | 0 | 0 | 0 | 0 | 0 | 0 | 1 | 10 | 2 |  |  | 0 | 0 | 0 | 0 | 0 | 0 | 0 | 0 | 0 | 1 | 10 | 2
PG&E GBA | Collierville | 230 | 0 | 0 | 0 | 0 | 0 | 0 | 0 | 0 | 15 | 2 | 10 | 2 |  |  | 0 | 0 | 0 | 0 | 0 | 0 | 0 | 0 | 15 | 2 | 10 | 2
PG&E GBA | Collinsville | 230 | 0 | 0 | 0 | 0 | 0 | 0 | 0 | 0 | 0 | 1 | 10 | 2 |  |  | 0 | 0 | 0 | 0 | 0 | 0 | 0 | 0 | 0 | 1 | 10 | 2
PG&E GBA | Collinsville | 500 | 0 | 0 | 0 | 0 | 0 | 0 | 0 | 0 | 0 | 1 | 10 | 2 |  |  | 0 | 0 | 0 | 0 | 0 | 0 | 0 | 0 | 0 | 1 | 10 | 2
SCE Eastern | Colorado River | 230 | 0 | 0 | 0 | 0 | 0 | 0 | 0 | 0 | 0 | 1 | 15 | 3 |  |  | 0 | 0 | 0 | 200 | 450 | 650 | 0 | 1 | 0 | 1 | 15 | 2
SCE Eastern | Colorado River | 500 | 0 | 0 | 0 | 0 | 0 | 0 | 0 | 0 | 0 | 1 | 10 | 2 |  |  | 0 | 0 | 0 | 0 | 0 | 0 | 0 | 0 | 0 | 1 | 10 | 2
PG&E KERN | Columbus | 115 | 0 | 0 | 0 | 0 | 0 | 0 | 0 | 0 | 15 | 2 | 10 | 2 |  |  | 0 | 0 | 0 | 0 | 0 | 0 | 0 | 0 | 15 | 2 | 10 | 2
PG&E GBA | Contra Costa | 115 | 0 | 0 | 0 | 0 | 0 | 0 | 0 | 0 | 15 | 2 | 10 | 2 |  |  | 0 | 0 | 0 | 0 | 0 | 0 | 0 | 0 | 15 | 2 | 10 | 2
PG&E GBA | Contra Costa | 230 | 0 | 0 | 0 | 0 | 0 | 0 | 0 | 0 | 15 | 2 | 10 | 2 |  |  | 0 | 0 | 0 | 0 | 0 | 0 | 0 | 0 | 15 | 2 | 10 | 2
PG&E GBA | Contra Costa PP | 230 | 0 | 0 | 0 | 0 | 0 | 0 | 0 | 0 | 0 | 1 | 10 | 2 |  |  | 0 | 0 | 0 | 0 | 0 | 0 | 0 | 0 | 0 | 1 | 10 | 2
SCE NOL | Control | 115 | 0 | 0 | 0 | 0 | 0 | 0 | 0 | 0 | 0 | 1 | 10 | 2 |  |  | 0 | 0 | 0 | 0 | 0 | 0 | 0 | 0 | 0 | 1 | 10 | 2
SCE NOL | Control | 55 | 0 | 0 | 0 | 0 | 0 | 0 | 0 | 0 | 0 | 1 | 10 | 2 |  |  | 0 | 0 | 0 | 0 | 0 | 0 | 0 | 0 | 0 | 1 | 10 | 2
PG&E GBA | Cooley Landing | 115 | 0 | 0 | 0 | 0 | 0 | 0 | 0 | 0 | 20 | 3 | 10 | 2 |  |  | 0 | 0 | 0 | 0 | 0 | 0 | 0 | 0 | 20 | 3 | 10 | 2
PG&E GBA | Cooley Landing | 60 | 0 | 0 | 0 | 0 | 0 | 0 | 0 | 0 | 0 | 1 | 10 | 2 |  |  | 0 | 0 | 0 | 0 | 0 | 0 | 0 | 0 | 0 | 1 | 10 | 2
SCE NOL | Coolwater | 230 | 0 | 0 | 0 | 0 | 0 | 0 | 0 | 0 | 0 | 1 | 10 | 2 |  |  | 0 | 0 | 0 | 0 | 0 | 0 | 0 | 0 | 0 | 1 | 10 | 2
SCE NOL | Coolwater | 115 | 180 | 32.18 | 212.18 | 100 | 0 | 100 | 0 | 1 | 20 | 2 | 10 | 2 |  |  | 180 | 32.18 | 212.18 | 100 | 0 | 100 | 0 | 1 | 20 | 2 | 10 | 2
PG&E KERN | Copus | 70 | 0 | 0 | 0 | 0 | 0 | 0 | 0 | 0 | 0 | 1 | 10 | 2 |  |  | 0 | 0 | 0 | 0 | 0 | 0 | 0 | 0 | 0 | 1 | 10 | 2
PG&E FRESNO | Corcoran | 70 | 0 | 0 | 0 | 0 | 0 | 0 | 0 | 0 | 0 | 1 | 10 | 2 |  |  | 0 | 0 | 0 | 0 | 0 | 0 | 0 | 0 | 0 | 1 | 10 | 2
PG&E FRESNO | Corcoran | 115 | 0 | 0 | 0 | 0 | 0 | 0 | 0 | 0 | 0 | 1 | 10 | 2 |  |  | 0 | 0 | 0 | 0 | 0 | 0 | 0 | 0 | 0 | 1 | 10 | 2
PG&E NGBA | Corona | 115 | 0 | 0 | 0 | 0 | 0 | 0 | 0 | 0 | 0 | 1 | 10 | 2 |  |  | 0 | 0 | 0 | 0 | 0 | 0 | 0 | 0 | 0 | 1 | 10 | 2
PG&E NGBA | Cortina | 230 | 0 | 0 | 0 | 0 | 0 | 0 | 0 | 0 | 0 | 1 | 10 | 2 |  |  | 0 | 0 | 0 | 0 | 0 | 0 | 0 | 0 | 0 | 1 | 10 | 2
PG&E NGBA | Cortina | 115 | 0 | 0 | 0 | 0 | 80 | 80 | 0 | 1 | 0 | 1 | 5 | 1 |  |  | 0 | 0 | 0 | 50 | 80 | 130 | 0 | 1 | 0 | 1 | 10 | 2
PG&E GBA | Cottle | 230 | 0 | 0 | 0 | 0 | 0 | 0 | 0 | 0 | 0 | 1 | 10 | 2 |  |  | 0 | 0 | 0 | 0 | 0 | 0 | 0 | 0 | 0 | 1 | 10 | 2
PG&E NGBA | Cottonwood | 115 | 0 | 0 | 0 | 0 | 0 | 0 | 0 | 0 | 0 | 1 | 10 | 2 |  |  | 0 | 0 | 0 | 0 | 0 | 0 | 0 | 0 | 0 | 1 | 10 | 2
PG&E NGBA | Cottonwood | 230 | 0 | 0 | 0 | 0 | 0 | 0 | 0 | 0 | 0 | 1 | 10 | 2 |  |  | 0 | 0 | 0 | 0 | 0 | 0 | 0 | 0 | 0 | 1 | 10 | 2
PG&E NGBA | Cottonwood | 60 | 0 | 0 | 0 | 0 | 0 | 0 | 0 | 0 | 0 | 1 | 10 | 2 |  |  | 0 | 0 | 0 | 0 | 0 | 0 | 0 | 0 | 0 | 1 | 10 | 2
PG&E NGBA | Cove Road | 230 | 0 | 0 | 0 | 0 | 0 | 0 | 0 | 0 | 0 | 1 | 10 | 2 |  |  | 0 | 0 | 0 | 0 | 0 | 0 | 0 | 0 | 0 | 1 | 10 | 2
PG&E GBA | Coyote | 230 | 0 | 0 | 0 | 0 | 0 | 0 | 0 | 0 | 0 | 1 | 10 | 2 |  |  | 0 | 0 | 0 | 0 | 0 | 0 | 0 | 0 | 0 | 1 | 10 | 2
PG&E GBA | Crazy Horse Canyon | 115 | 0 | 0 | 0 | 0 | 0 | 0 | 0 | 0 | 0 | 1 | 10 | 2 |  |  | 0 | 0 | 0 | 0 | 0 | 0 | 0 | 0 | 0 | 1 | 10 | 2
SDGE | Creelman | 69 | 0 | 0 | 0 | 0 | 0 | 0 | 0 | 0 | 0 | 1 | 10 | 2 |  |  | 0 | 0 | 0 | 0 | 0 | 0 | 0 | 0 | 0 | 1 | 10 | 2
PG&E FRESNO | Crescent | 70 | 0 | 0 | 0 | 0 | 0 | 0 | 0 | 0 | 0 | 1 | 10 | 2 |  |  | 0 | 0 | 0 | 0 | 0 | 0 | 0 | 0 | 0 | 1 | 10 | 2
PG&E FRESNO | Cressey | 115 | 0 | 0 | 0 | 0 | 0 | 0 | 0 | 0 | 0 | 1 | 10 | 2 |  |  | 0 | 0 | 0 | 0 | 0 | 0 | 0 | 0 | 0 | 1 | 10 | 2
PG&E NGBA | Cresta | 230 | 0 | 0 | 0 | 0 | 0 | 0 | 0 | 0 | 0 | 1 | 10 | 2 |  |  | 0 | 0 | 0 | 0 | 0 | 0 | 0 | 0 | 0 | 1 | 10 | 2
SDGE | Crestwood | 69 | 0 | 0 | 0 | 0 | 0 | 0 | 0 | 0 | 0 | 1 | 10 | 2 |  |  | 0 | 0 | 0 | 0 | 0 | 0 | 0 | 0 | 0 | 1 | 10 | 2
PG&E GBA | Crow Creek | 60 | 0 | 0 | 0 | 0 | 0 | 0 | 0 | 0 | 0 | 1 | 10 | 2 |  |  | 0 | 0 | 0 | 0 | 0 | 0 | 0 | 0 | 0 | 1 | 10 | 2
PG&E GBA | Crows Landing | 60 | 0 | 0 | 0 | 0 | 0 | 0 | 0 | 0 | 0 | 1 | 10 | 2 |  |  | 0 | 0 | 0 | 0 | 0 | 0 | 0 | 0 | 0 | 1 | 10 | 2
PG&E GBA | Curtis | 115 | 0 | 0 | 0 | 0 | 0 | 0 | 0 | 0 | 0 | 1 | 10 | 2 |  |  | 0 | 0 | 0 | 0 | 0 | 0 | 0 | 0 | 0 | 1 | 10 | 2
PG&E FRESNO | Dairyland | 115 | 0 | 0 | 0 | 0 | 0 | 0 | 0 | 0 | 0 | 1 | 10 | 2 |  |  | 0 | 0 | 0 | 0 | 0 | 0 | 0 | 0 | 0 | 1 | 10 | 2
PG&E NGBA | Davis | 115 | 0 | 0 | 0 | 0 | 0 | 0 | 0 | 0 | 0 | 1 | 10 | 2 |  |  | 0 | 0 | 0 | 20 | 80 | 100 | 0 | 1 | 0 | 1 | 10 | 2
SCE Metro | Del Amo | 500 | 0 | 0 | 0 | 0 | 0 | 0 | 0 | 0 | 0 | 1 | 10 | 2 |  |  | 0 | 0 | 0 | 0 | 0 | 0 | 0 | 0 | 0 | 1 | 10 | 2
SCE Metro | Del Amo | 230 | 0 | 0 | 0 | 0 | 0 | 0 | 0 | 0 | 0 | 1 | 10 | 2 |  |  | 0 | 0 | 0 | 0 | 0 | 0 | 0 | 0 | 0 | 1 | 10 | 2
SCE Eastern | Delaney | 500 | 0 | 0 | 0 | 0 | 0 | 0 | 0 | 0 | 0 | 1 | 10 | 2 |  |  | 0 | 0 | 0 | 150 | 250 | 400 | 0 | 1 | 0 | 1 | 10 | 1
PG&E NGBA | Delevan | 230 | 0 | 0 | 0 | 50 | 150 | 200 | 0 | 1 | 0 | 1 | 10 | 2 |  |  | 0 | 0 | 0 | 199.4 | 400 | 599.4 | 0 | 1 | 0 | 1 | 10 | 1
PG&E GBA | Delta PP | 230 | 0 | 0 | 0 | 0 | 0 | 0 | 0 | 0 | 0 | 1 | 10 | 2 |  |  | 0 | 0 | 0 | 0 | 0 | 0 | 0 | 0 | 0 | 1 | 10 | 2
EOP | Desert View | 230 | 0 | 0 | 0 | 0 | 0 | 0 | 0 | 0 | 0 | 1 | 10 | 2 |  |  | 0 | 0 | 0 | 0 | 400 | 400 | 0 | 1 | 0 | 1 | 15 | 2
SCE Eastern | Devers | 230 | 230.5 | 37 | 267.5 | 0 | 0 | 0 | 0 | 1 | 20 | 2 | 10 | 2 |  |  | 230.5 | 37 | 267.5 | 50 | 180 | 230 | 0 | 1 | 20 | 2 | 10 | 2
SCE Eastern | Devers | 500 | 0 | 0 | 0 | 0 | 0 | 0 | 0 | 0 | 0 | 1 | 10 | 2 |  |  | 0 | 0 | 0 | 0 | 0 | 0 | 0 | 0 | 0 | 1 | 10 | 2
PG&E KERN | Diablo Canyon | 230 | 0 | 0 | 0 | 0 | 0 | 0 | 0 | 0 | 0 | 1 | 10 | 2 |  |  | 0 | 0 | 0 | 0 | 0 | 0 | 0 | 0 | 0 | 1 | 10 | 2
PG&E KERN | Diablo Canyon | 500 | 0 | 0 | 0 | 0 | 0 | 0 | 0 | 0 | 0 | 1 | 10 | 2 |  |  | 0 | 0 | 0 | 0 | 0 | 0 | 0 | 0 | 0 | 1 | 10 | 2
PG&E KERN | Divide | 115 | 0 | 0 | 0 | 0 | 0 | 0 | 0 | 0 | 10 | 1 | 10 | 2 |  |  | 0 | 0 | 0 | 0 | 0 | 0 | 0 | 0 | 10 | 1 | 10 | 2
PG&E GBA | Dixon Landing | 115 | 0 | 0 | 0 | 0 | 0 | 0 | 0 | 0 | 0 | 1 | 10 | 2 |  |  | 0 | 0 | 0 | 0 | 0 | 0 | 0 | 0 | 0 | 1 | 10 | 2
PG&E FRESNO | Dos Amigos | 230 | 0 | 0 | 0 | 0 | 0 | 0 | 0 | 0 | 0 | 1 | 10 | 2 |  |  | 0 | 0 | 0 | 0 | 0 | 0 | 0 | 0 | 0 | 1 | 10 | 2
PG&E NGBA | Drum | 115 | 0 | 0 | 0 | 0 | 0 | 0 | 0 | 0 | 0 | 1 | 10 | 2 |  |  | 0 | 0 | 0 | 0 | 0 | 0 | 0 | 0 | 0 | 1 | 10 | 2
PG&E GBA | Dumbarton | 115 | 0 | 0 | 0 | 0 | 0 | 0 | 0 | 0 | 0 | 1 | 10 | 2 |  |  | 0 | 0 | 0 | 0 | 0 | 0 | 0 | 0 | 0 | 1 | 10 | 2
SCE NOL | Dunn Siding | 115 | 0 | 0 | 0 | 0 | 0 | 0 | 0 | 0 | 0 | 1 | 10 | 2 |  |  | 0 | 0 | 0 | 0 | 0 | 0 | 0 | 0 | 0 | 1 | 10 | 2
SCE Eastern | Eagle Mountain | 230 | 0 | 0 | 0 | 0 | 0 | 0 | 0 | 0 | 0 | 1 | 10 | 2 |  |  | 0 | 0 | 0 | 0 | 0 | 0 | 0 | 0 | 0 | 1 | 10 | 2
PG&E NGBA | Eagle Rock (PGE) | 60 | 0 | 0 | 0 | 0 | 0 | 0 | 0 | 0 | 0 | 1 | 10 | 2 |  |  | 0 | 0 | 0 | 0 | 0 | 0 | 0 | 0 | 0 | 1 | 10 | 2
PG&E NGBA | Eagle Rock (PGE) | 115 | 0 | 0 | 0 | 0 | 0 | 0 | 39 | 1 | 15 | 2 | 10 | 2 | 15 | 2 | 98 | 33.2 | 131.2 | 0 | 0 | 0 | 39 | 1 | 15 | 2 | 10 | 2 | 15 | 2
SCE Metro | Eagle Rock (SCE) | 230 | 0 | 0 | 0 | 0 | 0 | 0 | 0 | 0 | 10 | 1 | 10 | 2 |  |  | 0 | 0 | 0 | 0 | 0 | 0 | 0 | 0 | 10 | 1 | 10 | 2
PG&E NGBA | East Marysville | 115 | 0 | 0 | 0 | 0 | 0 | 0 | 0 | 0 | 0 | 1 | 10 | 2 |  |  | 0 | 0 | 0 | 0 | 0 | 0 | 0 | 0 | 0 | 1 | 10 | 2
PG&E NGBA | East Nicolaus | 115 | 0 | 0 | 0 | 0 | 0 | 0 | 0 | 0 | 0 | 1 | 10 | 2 |  |  | 0 | 0 | 0 | 0 | 0 | 0 | 0 | 0 | 0 | 1 | 10 | 2
PG&E NGBA | East Nicolaus | 60 | 0 | 0 | 0 | 0 | 0 | 0 | 0 | 0 | 0 | 1 | 10 | 2 |  |  | 0 | 0 | 0 | 0 | 0 | 0 | 0 | 0 | 0 | 1 | 10 | 2
PG&E GBA | Eastshore | 115 | 0 | 0 | 0 | 0 | 0 | 0 | 0 | 0 | 0 | 1 | 10 | 2 |  |  | 0 | 0 | 0 | 0 | 0 | 0 | 0 | 0 | 0 | 1 | 10 | 2
PG&E GBA | Eastshore | 230 | 0 | 0 | 0 | 0 | 0 | 0 | 0 | 0 | 0 | 1 | 10 | 2 |  |  | 0 | 0 | 0 | 0 | 0 | 0 | 0 | 0 | 0 | 1 | 10 | 2
SDGE | ECO | 138 | 0 | 0 | 0 | 0 | 0 | 0 | 0 | 0 | 0 | 1 | 10 | 2 |  |  | 0 | 0 | 0 | 0 | 0 | 0 | 0 | 0 | 0 | 1 | 10 | 2
SDGE | ECO | 230 | 0 | 52.5 | 52.5 | 0 | 0 | 0 | 0 | 1 | 20 | 3 | 10 | 2 |  |  | 0 | 52.5 | 52.5 | 0 | 0 | 0 | 0 | 1 | 20 | 3 | 10 | 2
SDGE | ECO | 500 | 600 | 400 | 1000 | 0 | 0 | 0 | 0 | 1 | 20 | 2 | 10 | 2 |  |  | 600 | 400 | 1000 | 0 | 0 | 0 | 0 | 1 | 20 | 2 | 10 | 2
PG&E GBA | Edenvale | 115 | 0 | 0 | 0 | 0 | 0 | 0 | 0 | 0 | 0 | 1 | 10 | 2 |  |  | 0 | 0 | 0 | 0 | 0 | 0 | 0 | 0 | 0 | 1 | 10 | 2
PG&E GBA | Edes | 115 | 0 | 0 | 0 | 0 | 0 | 0 | 0 | 0 | 0 | 1 | 10 | 2 |  |  | 0 | 0 | 0 | 0 | 0 | 0 | 0 | 0 | 0 | 1 | 10 | 2
PG&E GBA | Eight Mile | 230 | 0 | 0 | 0 | 0 | 0 | 0 | 0 | 0 | 0 | 1 | 10 | 2 |  |  | 0 | 0 | 0 | 0 | 0 | 0 | 0 | 0 | 0 | 1 | 10 | 2
SDGE | El Cajon | 69 | 0 | 0 | 0 | 0 | 0 | 0 | 0 | 0 | 0 | 1 | 10 | 2 |  |  | 0 | 0 | 0 | 0 | 0 | 0 | 0 | 0 | 0 | 1 | 10 | 2
SCE Eastern | El Casco | 230 | 0 | 0 | 0 | 0 | 0 | 0 | 0 | 0 | 0 | 1 | 10 | 2 |  |  | 0 | 0 | 0 | 0 | 0 | 0 | 0 | 0 | 0 | 1 | 10 | 2
PG&E GBA | El Cerrito G | 115 | 0 | 0 | 0 | 0 | 0 | 0 | 0 | 0 | 0 | 1 | 10 | 2 |  |  | 0 | 0 | 0 | 0 | 0 | 0 | 0 | 0 | 0 | 1 | 10 | 2
PG&E NGBA | El Dorado PH | 115 | 0 | 0 | 0 | 0 | 0 | 0 | 0 | 0 | 0 | 1 | 10 | 2 |  |  | 0 | 0 | 0 | 0 | 0 | 0 | 0 | 0 | 0 | 1 | 10 | 2
PG&E FRESNO | El Nido (PGE) | 115 | 0 | 0 | 0 | 0 | 0 | 0 | 0 | 0 | 0 | 1 | 10 | 2 |  |  | 0 | 0 | 0 | 0 | 0 | 0 | 0 | 0 | 0 | 1 | 10 | 2
SCE Metro | El Nido (SCE) | 230 | 0 | 0 | 0 | 0 | 0 | 0 | 0 | 0 | 0 | 1 | 10 | 2 |  |  | 0 | 0 | 0 | 0 | 0 | 0 | 0 | 0 | 0 | 1 | 10 | 2
PG&E GBA | El Patio | 115 | 0 | 0 | 0 | 0 | 0 | 0 | 0 | 0 | 0 | 1 | 10 | 2 |  |  | 0 | 0 | 0 | 0 | 0 | 0 | 0 | 0 | 0 | 1 | 10 | 2
SCE Metro | El Segundo | 230 | 0 | 0 | 0 | 0 | 0 | 0 | 0 | 0 | 0 | 1 | 10 | 2 |  |  | 0 | 0 | 0 | 0 | 0 | 0 | 0 | 0 | 0 | 1 | 10 | 2
EOP | Eldorado | 230 | 0 | 0 | 0 | 0 | 0 | 0 | 128.3 | 1 | 0 | 1 | 10 | 2 | N/A | N/A | 0 | 0 | 0 | 0 | 0 | 0 | 128.3 | 1 | 0 | 1 | 10 | 2 | N/A | N/A
EOP | Eldorado | 500 | 0 | 0 | 0 | 0 | 0 | 0 | 0 | 0 | 0 | 1 | 10 | 2 |  |  | 0 | 0 | 0 | 0 | 0 | 0 | 0 | 0 | 0 | 1 | 10 | 2
SCE Northern | Elizabeth Lake | 66 | 0 | 0 | 0 | 0 | 0 | 0 | 0 | 0 | 0 | 1 | 10 | 2 |  |  | 0 | 0 | 0 | 0 | 0 | 0 | 0 | 0 | 0 | 1 | 10 | 2
PG&E KERN | Elk Hills | 230 | 0 | 0 | 0 | 0 | 0 | 0 | 0 | 0 | 0 | 1 | 10 | 2 |  |  | 0 | 0 | 0 | 0 | 0 | 0 | 0 | 0 | 0 | 1 | 10 | 2
SDGE | Elliot | 69 | 0 | 0 | 0 | 0 | 0 | 0 | 0 | 0 | 0 | 1 | 10 | 2 |  |  | 0 | 0 | 0 | 0 | 0 | 0 | 0 | 0 | 0 | 1 | 10 | 2
SCE Metro | Ellis | 230 | 0 | 0 | 0 | 0 | 0 | 0 | 0 | 0 | 0 | 1 | 10 | 2 |  |  | 0 | 0 | 0 | 0 | 0 | 0 | 0 | 0 | 0 | 1 | 10 | 2
SDGE | Encina | 138 | 0 | 0 | 0 | 0 | 0 | 0 | 0 | 0 | 0 | 1 | 10 | 2 |  |  | 0 | 0 | 0 | 0 | 0 | 0 | 0 | 0 | 0 | 1 | 10 | 2
SDGE | Encina | 230 | 0 | 0 | 0 | 0 | 0 | 0 | 0 | 0 | 10 | 1 | 10 | 2 |  |  | 0 | 0 | 0 | 0 | 0 | 0 | 0 | 0 | 10 | 1 | 10 | 2
SDGE | Escondido | 230 | 0 | 0 | 0 | 0 | 0 | 0 | 0 | 0 | 0 | 1 | 10 | 2 |  |  | 0 | 0 | 0 | 0 | 0 | 0 | 0 | 0 | 0 | 1 | 10 | 2
SDGE | Escondido | 69 | 0 | 0 | 0 | 0 | 0 | 0 | 0 | 0 | 0 | 1 | 10 | 2 |  |  | 0 | 0 | 0 | 0 | 0 | 0 | 0 | 0 | 0 | 1 | 10 | 2
PG&E KERN | Estrella | 230 | 0 | 0 | 0 | 0 | 0 | 0 | 0 | 0 | 0 | 1 | 10 | 2 |  |  | 0 | 0 | 0 | 0 | 0 | 0 | 0 | 0 | 0 | 1 | 10 | 2
SCE Eastern | Etiwanda | 230 | 0 | 0 | 0 | 0 | 0 | 0 | 0 | 0 | 0 | 1 | 10 | 2 |  |  | 0 | 0 | 0 | 0 | 0 | 0 | 0 | 0 | 0 | 1 | 10 | 2
PG&E GBA | Evergreen | 115 | 0 | 0 | 0 | 0 | 0 | 0 | 0 | 0 | 0 | 1 | 10 | 2 |  |  | 0 | 0 | 0 | 0 | 0 | 0 | 0 | 0 | 0 | 1 | 10 | 2
PG&E GBA | Evergreen | 60 | 0 | 0 | 0 | 0 | 0 | 0 | 0 | 0 | 0 | 1 | 10 | 2 |  |  | 0 | 0 | 0 | 0 | 0 | 0 | 0 | 0 | 0 | 1 | 10 | 2
PG&E FRESNO | Excelsior | 115 | 0 | 0 | 0 | 0 | 0 | 0 | 0 | 0 | 0 | 1 | 10 | 2 |  |  | 0 | 0 | 0 | 0 | 0 | 0 | 0 | 0 | 0 | 1 | 10 | 2
PG&E FRESNO | Exchequer | 115 | 0 | 0 | 0 | 0 | 0 | 0 | 0 | 0 | 0 | 1 | 10 | 2 |  |  | 0 | 0 | 0 | 0 | 0 | 0 | 0 | 0 | 0 | 1 | 10 | 2
PG&E KERN | Fairway | 115 | 0 | 0 | 0 | 0 | 0 | 0 | 0 | 0 | 0 | 1 | 10 | 2 |  |  | 0 | 0 | 0 | 0 | 0 | 0 | 0 | 0 | 0 | 1 | 10 | 2
PG&E KERN | Famoso | 115 | 0 | 0 | 0 | 0 | 0 | 0 | 0 | 0 | 0 | 1 | 10 | 2 |  |  | 0 | 0 | 0 | 0 | 0 | 0 | 0 | 0 | 0 | 1 | 10 | 2
PG&E NGBA | Fern Road | 500 | 0 | 0 | 0 | 0 | 0 | 0 | 0 | 0 | 0 | 1 | 10 | 2 |  |  | 0 | 0 | 0 | 0 | 0 | 0 | 0 | 0 | 0 | 1 | 10 | 2
PG&E GBA | Fibreboard (SPI Sonora) | 115 | 0 | 0 | 0 | 0 | 0 | 0 | 0 | 0 | 15 | 2 | 10 | 2 |  |  | 0 | 0 | 0 | 0 | 0 | 0 | 0 | 0 | 15 | 2 | 10 | 2
PG&E FRESNO | Figarden | 230 | 0 | 0 | 0 | 0 | 0 | 0 | 0 | 0 | 0 | 1 | 10 | 2 |  |  | 0 | 0 | 0 | 0 | 0 | 0 | 0 | 0 | 0 | 1 | 10 | 2
PG&E FRESNO | Fink | 230 | 0 | 0 | 0 | 0 | 0 | 0 | 0 | 0 | 0 | 1 | 10 | 2 |  |  | 0 | 0 | 0 | 0 | 0 | 0 | 0 | 0 | 0 | 1 | 10 | 2
PG&E NGBA | Fitch Mountain | 60 | 0 | 0 | 0 | 0 | 0 | 0 | 0 | 0 | 0 | 1 | 10 | 2 |  |  | 0 | 0 | 0 | 0 | 0 | 0 | 0 | 0 | 0 | 1 | 10 | 2
PG&E GBA | FMC | 115 | 0 | 0 | 0 | 0 | 0 | 0 | 0 | 0 | 0 | 1 | 10 | 2 |  |  | 0 | 0 | 0 | 0 | 0 | 0 | 0 | 0 | 0 | 1 | 10 | 2
PG&E GBA | Fremont | 115 | 0 | 0 | 0 | 0 | 0 | 0 | 0 | 0 | 0 | 1 | 10 | 2 |  |  | 0 | 0 | 0 | 0 | 0 | 0 | 0 | 0 | 0 | 1 | 10 | 2
PG&E GBA | French Camp | 60 | 0 | 0 | 0 | 0 | 0 | 0 | 0 | 0 | 0 | 1 | 10 | 2 |  |  | 0 | 0 | 0 | 0 | 0 | 0 | 0 | 0 | 0 | 1 | 10 | 2
PG&E GBA | Frogtown | 115 | 0 | 0 | 0 | 0 | 0 | 0 | 0 | 0 | 0 | 1 | 10 | 2 |  |  | 0 | 0 | 0 | 0 | 0 | 0 | 0 | 0 | 0 | 1 | 10 | 2
PG&E NGBA | Fulton | 115 | 0 | 0 | 0 | 0 | 0 | 0 | 0 | 0 | 0 | 1 | 10 | 2 |  |  | 0 | 0 | 0 | 0 | 0 | 0 | 0 | 0 | 0 | 1 | 10 | 2
PG&E NGBA | Fulton | 230 | 0 | 0 | 0 | 0 | 0 | 0 | 36 | 1 | 0 | 1 | 10 | 2 | 15 | 2 | 0 | 0 | 0 | 0 | 0 | 0 | 36 | 1 | 0 | 1 | 10 | 2 | 15 | 2
PG&E NGBA | Fulton | 60 | 0 | 0 | 0 | 0 | 0 | 0 | 0 | 0 | 0 | 1 | 10 | 2 |  |  | 0 | 0 | 0 | 0 | 0 | 0 | 0 | 0 | 0 | 1 | 10 | 2
PG&E KERN | Ganso | 115 | 0 | 0 | 0 | 0 | 0 | 0 | 0 | 0 | 0 | 1 | 10 | 2 |  |  | 0 | 0 | 0 | 0 | 0 | 0 | 0 | 0 | 0 | 1 | 10 | 2
PG&E FRESNO | Gates | 230 | 0 | 0 | 0 | 145 | 250 | 395 | 0 | 1 | 0 | 1 | 10 | 2 |  |  | 0 | 0 | 0 | 245 | 700 | 945 | 0 | 1 | 0 | 1 | 15 | 2
PG&E FRESNO | Gates | 500 | 0 | 0 | 0 | 0 | 0 | 0 | 0 | 0 | 0 | 1 | 10 | 2 |  |  | 0 | 0 | 0 | 0 | 0 | 0 | 0 | 0 | 0 | 1 | 10 | 2
PG&E NGBA | Geysers 12 | 230 | 0 | 0 | 0 | 0 | 0 | 0 | 0 | 0 | 0 | 1 | 10 | 2 |  |  | 0 | 0 | 0 | 0 | 0 | 0 | 0 | 0 | 0 | 1 | 10 | 2
PG&E NGBA | Geysers 17 | 230 | 0 | 0 | 0 | 0 | 0 | 0 | 19.5 | 1 | 0 | 1 | 10 | 2 | 15 | 2 | 0 | 0 | 0 | 0 | 0 | 0 | 19.5 | 1 | 0 | 1 | 10 | 2 | 15 | 2
PG&E NGBA | Geysers 3 | 115 | 0 | 0 | 0 | 0 | 0 | 0 | 0 | 0 | 0 | 1 | 10 | 2 |  |  | 0 | 0 | 0 | 0 | 0 | 0 | 0 | 0 | 0 | 1 | 10 | 2
PG&E NGBA | Glenn | 230 | 166.5 | 36 | 202.5 | 0 | 0 | 0 | 0 | 1 | 10 | 1 | 10 | 2 |  |  | 166.5 | 36 | 202.5 | 100 | 170 | 270 | 0 | 1 | 10 | 1 | 10 | 2
PG&E NGBA | Glenn | 60 | 0 | 0 | 0 | 0 | 0 | 0 | 0 | 0 | 0 | 1 | 10 | 2 |  |  | 0 | 0 | 0 | 0 | 0 | 0 | 0 | 0 | 0 | 1 | 10 | 2
PG&E NGBA | Gold Hill | 115 | 0 | 0 | 0 | 0 | 0 | 0 | 0 | 0 | 0 | 1 | 10 | 2 |  |  | 0 | 0 | 0 | 0 | 0 | 0 | 0 | 0 | 0 | 1 | 10 | 2
PG&E NGBA | Gold Hill | 230 | 0 | 0 | 0 | 0 | 0 | 0 | 0 | 0 | 10 | 1 | 10 | 2 |  |  | 0 | 0 | 0 | 0 | 0 | 0 | 0 | 0 | 10 | 1 | 10 | 2
SCE Northern | Goleta | 230 | 0 | 0 | 0 | 0 | 0 | 0 | 0 | 0 | 0 | 1 | 10 | 2 |  |  | 0 | 0 | 0 | 0 | 0 | 0 | 0 | 0 | 0 | 1 | 10 | 2
SCE Metro | Goodrich | 230 | 0 | 0 | 0 | 0 | 0 | 0 | 0 | 0 | 0 | 1 | 10 | 2 |  |  | 0 | 0 | 0 | 0 | 0 | 0 | 0 | 0 | 0 | 1 | 10 | 2
PG&E KERN | Goose Lake | 115 | 0 | 0 | 0 | 0 | 0 | 0 | 0 | 0 | 0 | 1 | 10 | 2 |  |  | 0 | 0 | 0 | 0 | 0 | 0 | 0 | 0 | 0 | 1 | 10 | 2
SCE Metro | Gould | 230 | 0 | 0 | 0 | 0 | 0 | 0 | 0 | 0 | 0 | 1 | 10 | 2 |  |  | 0 | 0 | 0 | 0 | 0 | 0 | 0 | 0 | 0 | 1 | 10 | 2
PG&E NGBA | Grand Island | 115 | 0 | 0 | 0 | 0 | 0 | 0 | 0 | 0 | 0 | 1 | 10 | 2 |  |  | 0 | 0 | 0 | 0 | 0 | 0 | 0 | 0 | 0 | 1 | 10 | 2
SDGE | Granite | 69 | 0 | 0 | 0 | 0 | 0 | 0 | 0 | 0 | 0 | 1 | 10 | 2 |  |  | 0 | 0 | 0 | 0 | 0 | 0 | 0 | 0 | 0 | 1 | 10 | 2
PG&E GBA | Grant | 115 | 0 | 0 | 0 | 0 | 0 | 0 | 0 | 0 | 0 | 1 | 10 | 2 |  |  | 0 | 0 | 0 | 0 | 0 | 0 | 0 | 0 | 0 | 1 | 10 | 2
PG&E GBA | Green Valley | 115 | 0 | 0 | 0 | 0 | 0 | 0 | 0 | 0 | 0 | 1 | 10 | 2 |  |  | 0 | 0 | 0 | 0 | 0 | 0 | 0 | 0 | 0 | 1 | 10 | 2
PG&E NGBA | Greenleaf 1 | 115 | 0 | 0 | 0 | 0 | 0 | 0 | 0 | 0 | 0 | 1 | 10 | 2 |  |  | 0 | 0 | 0 | 0 | 0 | 0 | 0 | 0 | 0 | 1 | 10 | 2
PG&E FRESNO | Gregg | 230 | 0 | 0 | 0 | 0 | 0 | 0 | 0 | 0 | 10 | 1 | 10 | 2 |  |  | 0 | 0 | 0 | 0 | 0 | 0 | 0 | 0 | 10 | 1 | 10 | 2
PG&E FRESNO | Grimmway-Malaga | 115 | 0 | 0 | 0 | 0 | 0 | 0 | 0 | 0 | 0 | 1 | 10 | 2 |  |  | 0 | 0 | 0 | 0 | 0 | 0 | 0 | 0 | 0 | 1 | 10 | 2
PG&E NGBA | Grizzly | 230 | 0 | 0 | 0 | 0 | 0 | 0 | 0 | 0 | 15 | 2 | 10 | 2 |  |  | 0 | 0 | 0 | 0 | 0 | 0 | 0 | 0 | 15 | 2 | 10 | 2
PG&E FRESNO | Guernsey | 70 | 0 | 0 | 0 | 0 | 0 | 0 | 0 | 0 | 0 | 1 | 10 | 2 |  |  | 0 | 0 | 0 | 0 | 0 | 0 | 0 | 0 | 0 | 1 | 10 | 2
PG&E FRESNO | GWF Hanford | 115 | 0 | 0 | 0 | 0 | 0 | 0 | 0 | 0 | 0 | 1 | 10 | 2 |  |  | 0 | 0 | 0 | 0 | 0 | 0 | 0 | 0 | 0 | 1 | 10 | 2
PG&E FRESNO | Haas | 230 | 0 | 0 | 0 | 0 | 0 | 0 | 0 | 0 | 0 | 1 | 10 | 2 |  |  | 0 | 0 | 0 | 0 | 0 | 0 | 0 | 0 | 0 | 1 | 10 | 2
PG&E FRESNO | Hammonds | 115 | 0 | 0 | 0 | 0 | 0 | 0 | 0 | 0 | 0 | 1 | 10 | 2 |  |  | 0 | 0 | 0 | 0 | 0 | 0 | 0 | 0 | 0 | 1 | 10 | 2
SCE Metro | HarborGen | 230 | 0 | 0 | 0 | 0 | 0 | 0 | 0 | 0 | 0 | 1 | 10 | 2 |  |  | 0 | 0 | 0 | 0 | 0 | 0 | 0 | 0 | 0 | 1 | 10 | 2
PG&E NGBA | Harris | 60 | 0 | 0 | 0 | 0 | 0 | 0 | 0 | 0 | 0 | 1 | 10 | 2 |  |  | 0 | 0 | 0 | 0 | 0 | 0 | 0 | 0 | 0 | 1 | 10 | 2
EOP | Harry Allen | 500 | 0 | 0 | 0 | 0 | 0 | 0 | 100 | 1 | 0 | 1 | 10 | 2 |  |  | 0 | 0 | 0 | 0 | 0 | 0 | 100 | 1 | 0 | 1 | 10 | 2
PG&E NGBA | Hartley | 60 | 0 | 0 | 0 | 0 | 0 | 0 | 0 | 0 | 10 | 1 | 10 | 2 |  |  | 0 | 0 | 0 | 0 | 0 | 0 | 0 | 0 | 10 | 1 | 10 | 2
SCE NOL | Harvard | 115 | 0 | 0 | 0 | 0 | 0 | 0 | 0 | 0 | 0 | 1 | 10 | 2 |  |  | 0 | 0 | 0 | 0 | 0 | 0 | 0 | 0 | 0 | 1 | 10 | 2
SDGE | Hassayampa | 500 | 0 | 0 | 0 | 119.5 | 0 | 119.5 | 0 | 1 | 0 | 1 | 5 | 1 |  |  | 0 | 0 | 0 | 247.5 | 220 | 467.5 | 0 | 1 | 0 | 1 | 5 | 1
PG&E FRESNO | Helm | 230 | 0 | 0 | 0 | 0 | 0 | 0 | 0 | 0 | 0 | 1 | 10 | 2 |  |  | 0 | 0 | 0 | 50 | 200 | 250 | 0 | 1 | 0 | 1 | 10 | 2
PG&E FRESNO | Helm | 70 | 0 | 0 | 0 | 0 | 0 | 0 | 0 | 0 | 0 | 1 | 10 | 2 |  |  | 0 | 0 | 0 | 0 | 0 | 0 | 0 | 0 | 0 | 1 | 10 | 2
PG&E FRESNO | Henrietta | 115 | 0 | 0 | 0 | 0 | 0 | 0 | 0 | 0 | 0 | 1 | 10 | 2 |  |  | 0 | 0 | 0 | 0 | 0 | 0 | 0 | 0 | 0 | 1 | 10 | 2
PG&E FRESNO | Henrietta | 230 | 0 | 0 | 0 | 0 | 0 | 0 | 0 | 0 | 0 | 1 | 10 | 2 |  |  | 0 | 0 | 0 | 50 | 200 | 250 | 0 | 1 | 0 | 1 | 10 | 2
PG&E FRESNO | Henrietta | 70 | 0 | 0 | 0 | 0 | 0 | 0 | 0 | 0 | 0 | 1 | 10 | 2 |  |  | 0 | 0 | 0 | 0 | 0 | 0 | 0 | 0 | 0 | 1 | 10 | 2
PG&E FRESNO | Herndon | 115 | 0 | 0 | 0 | 0 | 0 | 0 | 0 | 0 | 0 | 1 | 10 | 2 |  |  | 0 | 0 | 0 | 0 | 0 | 0 | 0 | 0 | 0 | 1 | 10 | 2
PG&E FRESNO | Herndon | 230 | 0 | 0 | 0 | 0 | 0 | 0 | 0 | 0 | 0 | 1 | 10 | 2 |  |  | 0 | 0 | 0 | 0 | 0 | 0 | 0 | 0 | 0 | 1 | 10 | 2
PG&E GBA | Hicks | 230 | 0 | 0 | 0 | 0 | 0 | 0 | 0 | 0 | 0 | 1 | 10 | 2 |  |  | 0 | 0 | 0 | 0 | 0 | 0 | 0 | 0 | 0 | 1 | 10 | 2
PG&E NGBA | Higgins | 115 | 0 | 0 | 0 | 0 | 0 | 0 | 0 | 0 | 0 | 1 | 10 | 2 |  |  | 0 | 0 | 0 | 0 | 0 | 0 | 0 | 0 | 0 | 1 | 10 | 2
PG&E NGBA | Hilltop | 345 | 0 | 0 | 0 | 0 | 0 | 0 | 100 | 1 | 20 | 3 | 10 | 2 |  |  | 0 | 0 | 0 | 0 | 0 | 0 | 100 | 1 | 20 | 3 | 10 | 2
SCE Metro | Hinson | 230 | 0 | 0 | 0 | 0 | 0 | 0 | 0 | 0 | 0 | 1 | 10 | 2 |  |  | 0 | 0 | 0 | 0 | 0 | 0 | 0 | 0 | 0 | 1 | 10 | 2
PG&E GBA | Hollister | 115 | 0 | 0 | 0 | 0 | 0 | 0 | 0 | 0 | 0 | 1 | 10 | 2 |  |  | 0 | 0 | 0 | 0 | 0 | 0 | 0 | 0 | 0 | 1 | 10 | 2
PG&E NGBA | Homestake | 115 | 0 | 0 | 0 | 0 | 0 | 0 | 0 | 0 | 0 | 1 | 10 | 2 |  |  | 0 | 0 | 0 | 0 | 0 | 0 | 0 | 0 | 0 | 1 | 10 | 2
PG&E NGBA | Honcut | 115 | 0 | 0 | 0 | 0 | 0 | 0 | 0 | 0 | 0 | 1 | 10 | 2 |  |  | 0 | 0 | 0 | 0 | 0 | 0 | 0 | 0 | 0 | 1 | 10 | 2
SDGE | Hoodoo Wash | 500 | 0 | 0 | 0 | 247.5 | 0 | 247.5 | 0 | 1 | 0 | 1 | 5 | 1 |  |  | 0 | 0 | 0 | 247.5 | 240 | 487.5 | 0 | 1 | 0 | 1 | 5 | 1
PG&E NGBA | Hopland | 115 | 0 | 0 | 0 | 0 | 0 | 0 | 0 | 0 | 0 | 1 | 10 | 2 |  |  | 0 | 0 | 0 | 0 | 0 | 0 | 0 | 0 | 0 | 1 | 10 | 2
PG&E NGBA | Hopland | 60 | 0 | 0 | 0 | 0 | 0 | 0 | 0 | 0 | 0 | 1 | 10 | 2 |  |  | 0 | 0 | 0 | 0 | 0 | 0 | 0 | 0 | 0 | 1 | 10 | 2
PG&E NGBA | Humboldt | 115 | 0 | 0 | 0 | 0 | 0 | 0 | 0 | 0 | 0 | 1 | 10 | 2 |  |  | 0 | 0 | 0 | 0 | 0 | 0 | 0 | 0 | 0 | 1 | 10 | 2
PG&E NGBA | Humboldt | 60 | 0 | 0 | 0 | 0 | 0 | 0 | 0 | 0 | 0 | 1 | 10 | 2 |  |  | 0 | 0 | 0 | 0 | 0 | 0 | 0 | 0 | 0 | 1 | 10 | 2
PG&E NGBA | Humboldt | 500 | 0 | 0 | 0 | 0 | 0 | 0 | 0 | 0 | 0 | 1 | 10 | 2 |  |  | 0 | 0 | 0 | 0 | 0 | 0 | 0 | 0 | 0 | 1 | 10 | 2
SCE Metro | Huntington Beach | 230 | 0 | 0 | 0 | 0 | 0 | 0 | 0 | 0 | 0 | 1 | 10 | 2 |  |  | 0 | 0 | 0 | 0 | 0 | 0 | 0 | 0 | 0 | 1 | 10 | 2
PG&E NGBA | Ignacio | 115 | 0 | 0 | 0 | 0 | 0 | 0 | 0 | 0 | 0 | 1 | 10 | 2 |  |  | 0 | 0 | 0 | 0 | 0 | 0 | 0 | 0 | 0 | 1 | 10 | 2
PG&E NGBA | Ignacio | 230 | 0 | 0 | 0 | 0 | 0 | 0 | 0 | 0 | 0 | 1 | 10 | 2 |  |  | 0 | 0 | 0 | 0 | 0 | 0 | 0 | 0 | 0 | 1 | 10 | 2
PG&E NGBA | Ignacio | 60 | 0 | 0 | 0 | 0 | 0 | 0 | 0 | 0 | 0 | 1 | 10 | 2 |  |  | 0 | 0 | 0 | 0 | 0 | 0 | 0 | 0 | 0 | 1 | 10 | 2
SDGE | Imperial Beach | 69 | 0 | 0 | 0 | 0 | 0 | 0 | 0 | 0 | 0 | 1 | 10 | 2 |  |  | 0 | 0 | 0 | 0 | 0 | 0 | 0 | 0 | 0 | 1 | 10 | 2
SDGE | Imperial Valley | 230 | 0 | 0 | 0 | 0 | 0 | 0 | 140 | 1 | 0 | 1 | 5 | 1 | 10 | 1 | 0 | 0 | 0 | 0 | 300 | 300 | 140 | 1 | 0 | 1 | 15 | 3 | 10 | 1
SDGE | Imperial Valley | 500 | 0 | 0 | 0 | 0 | 0 | 0 | 0 | 0 | 0 | 1 | 10 | 2 |  |  | 0 | 0 | 0 | 0 | 0 | 0 | 0 | 0 | 0 | 1 | 15 | 3
EOP | Innovation | 138 | 0 | 0 | 0 | 0 | 0 | 0 | 0 | 0 | 0 | 1 | 10 | 2 |  |  | 0 | 0 | 0 | 0 | 0 | 0 | 0 | 0 | 0 | 1 | 10 | 2
EOP | Innovation | 230 | 0 | 0 | 0 | 300 | 0 | 300 | 0 | 1 | 0 | 1 | 5 | 1 |  |  | 0 | 0 | 0 | 300 | 300 | 600 | 0 | 1 | 0 | 1 | 5 | 1
SCE NOL | Inyokern | 115 | 0 | 0 | 0 | 0 | 0 | 0 | 0 | 0 | 0 | 1 | 10 | 2 |  |  | 0 | 0 | 0 | 0 | 0 | 0 | 0 | 0 | 0 | 1 | 10 | 2
EOP | IS Tap | 138 | 0 | 0 | 0 | 0 | 0 | 0 | 0 | 0 | 0 | 1 | 10 | 2 |  |  | 0 | 0 | 0 | 0 | 0 | 0 | 0 | 0 | 0 | 1 | 10 | 2
EOP | Ivanpah | 115 | 0 | 0 | 0 | 0 | 0 | 0 | 0 | 0 | 0 | 1 | 10 | 2 |  |  | 0 | 0 | 0 | 0 | 0 | 0 | 0 | 0 | 0 | 1 | 10 | 2
EOP | Ivanpah | 230 | 0 | 0 | 0 | 0 | 0 | 0 | 0 | 0 | 0 | 1 | 10 | 2 |  |  | 0 | 0 | 0 | 0 | 0 | 0 | 0 | 0 | 0 | 1 | 10 | 2
EOP | Jackass (DOE) | 138 | 0 | 0 | 0 | 0 | 0 | 0 | 0 | 0 | 0 | 1 | 10 | 2 |  |  | 0 | 0 | 0 | 0 | 0 | 0 | 0 | 0 | 0 | 1 | 10 | 2
PG&E NGBA | James B Black | 230 | 0 | 0 | 0 | 0 | 0 | 0 | 0 | 0 | 0 | 1 | 10 | 2 |  |  | 0 | 0 | 0 | 0 | 0 | 0 | 0 | 0 | 0 | 1 | 10 | 2
PG&E GBA | Jefferson | 230 | 0 | 0 | 0 | 0 | 0 | 0 | 0 | 0 | 0 | 1 | 10 | 2 |  |  | 0 | 0 | 0 | 0 | 0 | 0 | 0 | 0 | 0 | 1 | 10 | 2
PG&E NGBA | Jessup | 115 | 0 | 0 | 0 | 0 | 0 | 0 | 0 | 0 | 0 | 1 | 10 | 2 |  |  | 0 | 0 | 0 | 0 | 0 | 0 | 0 | 0 | 0 | 1 | 10 | 2
SCE Metro | Johanna | 230 | 0 | 0 | 0 | 0 | 0 | 0 | 0 | 0 | 0 | 1 | 10 | 2 |  |  | 0 | 0 | 0 | 0 | 0 | 0 | 0 | 0 | 0 | 1 | 10 | 2
SCE Eastern | Julian Hinds | 230 | 0 | 0 | 0 | 0 | 0 | 0 | 0 | 0 | 20 | 3 | 10 | 2 |  |  | 0 | 0 | 0 | 0 | 0 | 0 | 0 | 0 | 20 | 3 | 10 | 2
PG&E GBA | Kasson | 115 | 0 | 0 | 0 | 0 | 0 | 0 | 0 | 0 | 0 | 1 | 10 | 2 |  |  | 0 | 0 | 0 | 0 | 0 | 0 | 0 | 0 | 0 | 1 | 10 | 2
PG&E GBA | Kasson | 60 | 0 | 0 | 0 | 0 | 0 | 0 | 0 | 0 | 0 | 1 | 10 | 2 |  |  | 0 | 0 | 0 | 0 | 0 | 0 | 0 | 0 | 0 | 1 | 10 | 2
PG&E FRESNO | Kearney | 230 | 0 | 0 | 0 | 0 | 0 | 0 | 0 | 0 | 0 | 1 | 10 | 2 |  |  | 0 | 0 | 0 | 0 | 0 | 0 | 0 | 0 | 0 | 1 | 10 | 2
PG&E FRESNO | Kearney | 70 | 0 | 0 | 0 | 0 | 0 | 0 | 0 | 0 | 0 | 1 | 10 | 2 |  |  | 0 | 0 | 0 | 0 | 0 | 0 | 0 | 0 | 0 | 1 | 10 | 2
PG&E GBA | Kelso | 230 | 80.8 | 3.45 | 84.25 | 0 | 0 | 0 | 0 | 1 | 10 | 1 | 10 | 2 |  |  | 80.8 | 3.45 | 84.25 | 0 | 0 | 0 | 0 | 1 | 10 | 1 | 10 | 2
PG&E FRESNO | Kerchoff 1 | 115 | 0 | 0 | 0 | 0 | 0 | 0 | 0 | 0 | 0 | 1 | 10 | 2 |  |  | 0 | 0 | 0 | 0 | 0 | 0 | 0 | 0 | 0 | 1 | 10 | 2
PG&E KERN | Kern Oil | 115 | 0 | 0 | 0 | 0 | 0 | 0 | 0 | 0 | 0 | 1 | 10 | 2 |  |  | 0 | 0 | 0 | 0 | 0 | 0 | 0 | 0 | 0 | 1 | 10 | 2
PG&E KERN | Kern PP | 115 | 0 | 0 | 0 | 0 | 0 | 0 | 0 | 0 | 0 | 1 | 10 | 2 |  |  | 0 | 0 | 0 | 0 | 0 | 0 | 0 | 0 | 0 | 1 | 10 | 2
PG&E KERN | Kern PP | 230 | 0 | 0 | 0 | 0 | 0 | 0 | 0 | 0 | 0 | 1 | 10 | 2 |  |  | 0 | 0 | 0 | 0 | 0 | 0 | 0 | 0 | 0 | 1 | 10 | 2
PG&E KERN | Kern PP | 70 | 0 | 0 | 0 | 0 | 0 | 0 | 0 | 0 | 0 | 1 | 10 | 2 |  |  | 0 | 0 | 0 | 0 | 0 | 0 | 0 | 0 | 0 | 1 | 10 | 2
PG&E KERN | Kernridge | 115 | 0 | 0 | 0 | 0 | 0 | 0 | 0 | 0 | 0 | 1 | 10 | 2 |  |  | 0 | 0 | 0 | 0 | 0 | 0 | 0 | 0 | 0 | 1 | 10 | 2
PG&E FRESNO | Kingsburg | 115 | 0 | 0 | 0 | 0 | 0 | 0 | 0 | 0 | 0 | 1 | 10 | 2 |  |  | 0 | 0 | 0 | 0 | 0 | 0 | 0 | 0 | 0 | 1 | 10 | 2
PG&E GBA | Kirker | 115 | 0 | 0 | 0 | 0 | 0 | 0 | 0 | 0 | 0 | 1 | 10 | 2 |  |  | 0 | 0 | 0 | 0 | 0 | 0 | 0 | 0 | 0 | 1 | 10 | 2
PG&E NGBA | Knights Landing | 115 | 0 | 0 | 0 | 0 | 0 | 0 | 0 | 0 | 0 | 1 | 10 | 2 |  |  | 0 | 0 | 0 | 0 | 0 | 0 | 0 | 0 | 0 | 1 | 10 | 2
PG&E NGBA | Konocti | 60 | 0 | 0 | 0 | 0 | 0 | 0 | 0 | 0 | 0 | 1 | 10 | 2 |  |  | 0 | 0 | 0 | 0 | 0 | 0 | 0 | 0 | 0 | 1 | 10 | 2
SCE NOL | Kramer | 115 | 0 | 0 | 0 | 0 | 0 | 0 | 0 | 0 | 0 | 1 | 10 | 2 |  |  | 0 | 0 | 0 | 0 | 0 | 0 | 0 | 0 | 0 | 1 | 10 | 2
SCE NOL | Kramer | 230 | 0 | 0 | 0 | 0 | 0 | 0 | 0 | 0 | 0 | 1 | 10 | 2 |  |  | 0 | 0 | 0 | 0 | 0 | 0 | 0 | 0 | 0 | 1 | 10 | 2
SCE Metro | La Cienega | 230 | 0 | 0 | 0 | 0 | 0 | 0 | 0 | 0 | 0 | 1 | 10 | 2 |  |  | 0 | 0 | 0 | 0 | 0 | 0 | 0 | 0 | 0 | 1 | 10 | 2
SCE Metro | La Fresa | 230 | 0 | 0 | 0 | 0 | 0 | 0 | 0 | 0 | 0 | 1 | 10 | 2 |  |  | 0 | 0 | 0 | 0 | 0 | 0 | 0 | 0 | 0 | 1 | 10 | 2
SCE Metro | Laguna Bell | 230 | 0 | 0 | 0 | 0 | 0 | 0 | 0 | 0 | 0 | 1 | 10 | 2 |  |  | 0 | 0 | 0 | 0 | 0 | 0 | 0 | 0 | 0 | 1 | 10 | 2
PG&E KERN | Lakeview | 70 | 0 | 0 | 0 | 0 | 0 | 0 | 0 | 0 | 0 | 1 | 10 | 2 |  |  | 0 | 0 | 0 | 0 | 0 | 0 | 0 | 0 | 0 | 1 | 10 | 2
PG&E NGBA | Lakeville | 230 | 0 | 0 | 0 | 0 | 0 | 0 | 0 | 0 | 0 | 1 | 10 | 2 |  |  | 0 | 0 | 0 | 0 | 0 | 0 | 0 | 0 | 0 | 1 | 10 | 2
PG&E NGBA | Lakeville | 60 | 0 | 0 | 0 | 0 | 0 | 0 | 0 | 0 | 0 | 1 | 10 | 2 |  |  | 0 | 0 | 0 | 0 | 0 | 0 | 0 | 0 | 0 | 1 | 10 | 2
PG&E NGBA | Lakeville | 115 | 0 | 0 | 0 | 0 | 0 | 0 | 0 | 0 | 0 | 1 | 10 | 2 |  |  | 0 | 0 | 0 | 0 | 0 | 0 | 0 | 0 | 0 | 1 | 10 | 2
PG&E GBA | Lakewood | 115 | 0 | 0 | 0 | 0 | 0 | 0 | 0 | 0 | 0 | 1 | 10 | 2 |  |  | 0 | 0 | 0 | 0 | 0 | 0 | 0 | 0 | 0 | 1 | 10 | 2
PG&E NGBA | Lambie | 230 | 0 | 0 | 0 | 0 | 0 | 0 | 0 | 0 | 0 | 1 | 10 | 2 |  |  | 0 | 0 | 0 | 0 | 0 | 0 | 0 | 0 | 0 | 1 | 10 | 2
PG&E GBA | Lammers | 115 | 0 | 0 | 0 | 0 | 0 | 0 | 0 | 0 | 0 | 1 | 10 | 2 |  |  | 0 | 0 | 0 | 0 | 0 | 0 | 0 | 0 | 0 | 1 | 10 | 2
PG&E KERN | Lamont | 115 | 0 | 0 | 0 | 0 | 80 | 80 | 0 | 1 | 0 | 1 | 10 | 2 |  |  | 0 | 0 | 0 | 30 | 170 | 200 | 0 | 1 | 0 | 1 | 10 | 2
PG&E FRESNO | Las Aguilas | 230 | 0 | 0 | 0 | 0 | 0 | 0 | 0 | 0 | 0 | 1 | 10 | 2 |  |  | 0 | 0 | 0 | 0 | 0 | 0 | 0 | 0 | 0 | 1 | 10 | 2
EOP | Lathrop | 138 | 0 | 0 | 0 | 0 | 0 | 0 | 0 | 0 | 0 | 1 | 10 | 2 |  |  | 0 | 0 | 0 | 0 | 0 | 0 | 0 | 0 | 0 | 1 | 10 | 2
EOP | Lathrop | 230 | 300 | 0 | 300 | 0 | 0 | 0 | 0 | 1 | 15 | 2 | 10 | 2 |  |  | 300 | 0 | 300 | 200 | 250 | 450 | 0 | 1 | 15 | 2 | 10 | 1
PG&E FRESNO | Le Grand | 115 | 0 | 0 | 0 | 0 | 0 | 0 | 0 | 0 | 0 | 1 | 10 | 2 |  |  | 0 | 0 | 0 | 50 | 100 | 150 | 0 | 1 | 0 | 1 | 10 | 2
PG&E FRESNO | Lemoore | 70 | 0 | 0 | 0 | 0 | 22 | 22 | 0 | 1 | 0 | 1 | 10 | 2 |  |  | 0 | 0 | 0 | 0 | 22 | 22 | 0 | 1 | 0 | 1 | 10 | 2
PG&E KERN | Lerdo | 115 | 0 | 0 | 0 | 0 | 0 | 0 | 0 | 0 | 0 | 1 | 10 | 2 |  |  | 0 | 0 | 0 | 0 | 0 | 0 | 0 | 0 | 0 | 1 | 10 | 2
SCE Metro | Lewis | 230 | 0 | 0 | 0 | 0 | 0 | 0 | 0 | 0 | 0 | 1 | 10 | 2 |  |  | 0 | 0 | 0 | 0 | 0 | 0 | 0 | 0 | 0 | 1 | 10 | 2
SCE Metro | Lighthipe | 230 | 0 | 0 | 0 | 0 | 0 | 0 | 0 | 0 | 0 | 1 | 10 | 2 |  |  | 0 | 0 | 0 | 0 | 0 | 0 | 0 | 0 | 0 | 1 | 10 | 2
SDGE | Lilac | 69 | 0 | 0 | 0 | 0 | 0 | 0 | 0 | 0 | 0 | 1 | 10 | 2 |  |  | 0 | 0 | 0 | 0 | 0 | 0 | 0 | 0 | 0 | 1 | 10 | 2
PG&E NGBA | Lincoln | 115 | 0 | 0 | 0 | 0 | 0 | 0 | 0 | 0 | 0 | 1 | 10 | 2 |  |  | 0 | 0 | 0 | 0 | 0 | 0 | 0 | 0 | 0 | 1 | 10 | 2
PG&E KERN | Live Oak | 115 | 0 | 0 | 0 | 0 | 0 | 0 | 0 | 0 | 0 | 1 | 10 | 2 |  |  | 0 | 0 | 0 | 0 | 0 | 0 | 0 | 0 | 0 | 1 | 10 | 2
PG&E GBA | Llagas | 115 | 0 | 0 | 0 | 0 | 0 | 0 | 0 | 0 | 0 | 1 | 10 | 2 |  |  | 0 | 0 | 0 | 0 | 50 | 50 | 0 | 1 | 0 | 1 | 10 | 2
PG&E GBA | Lockeford | 115 | 0 | 0 | 0 | 0 | 0 | 0 | 0 | 0 | 0 | 1 | 10 | 2 |  |  | 0 | 0 | 0 | 0 | 0 | 0 | 0 | 0 | 0 | 1 | 10 | 2
PG&E GBA | Lockeford | 230 | 0 | 0 | 0 | 0 | 0 | 0 | 0 | 0 | 0 | 1 | 10 | 2 |  |  | 0 | 0 | 0 | 0 | 0 | 0 | 0 | 0 | 0 | 1 | 10 | 2
PG&E GBA | Lockeford | 60 | 0 | 0 | 0 | 0 | 0 | 0 | 0 | 0 | 0 | 1 | 10 | 2 |  |  | 0 | 0 | 0 | 0 | 0 | 0 | 0 | 0 | 0 | 1 | 10 | 2
PG&E GBA | Lodi | 230 | 0 | 0 | 0 | 0 | 0 | 0 | 0 | 0 | 0 | 1 | 10 | 2 |  |  | 0 | 0 | 0 | 0 | 0 | 0 | 0 | 0 | 0 | 1 | 10 | 2
PG&E NGBA | Logan Creek | 230 | 0 | 0 | 0 | 0 | 0 | 0 | 0 | 0 | 0 | 1 | 10 | 2 |  |  | 0 | 0 | 0 | 0 | 0 | 0 | 0 | 0 | 0 | 1 | 10 | 2
PG&E GBA | Lone Tree | 230 | 0 | 0 | 0 | 0 | 0 | 0 | 0 | 0 | 0 | 1 | 10 | 2 |  |  | 0 | 0 | 0 | 0 | 0 | 0 | 0 | 0 | 0 | 1 | 10 | 2
PG&E FRESNO | Los Banos | 230 | 110 | 0 | 110 | 150 | 280 | 430 | 0 | 1 | 15 | 2 | 10 | 1 |  |  | 110 | 0 | 110 | 150 | 280 | 430 | 0 | 1 | 15 | 2 | 15 | 2
PG&E FRESNO | Los Banos | 500 | 0 | 0 | 0 | 0 | 0 | 0 | 0 | 0 | 0 | 1 | 10 | 2 |  |  | 0 | 0 | 0 | 200 | 500 | 700 | 0 | 1 | 0 | 1 | 15 | 2
SDGE | Los Coches | 138 | 0 | 0 | 0 | 0 | 0 | 0 | 0 | 0 | 0 | 1 | 10 | 2 |  |  | 0 | 0 | 0 | 0 | 0 | 0 | 0 | 0 | 0 | 1 | 10 | 2
SDGE | Los Coches | 69 | 0 | 0 | 0 | 0 | 0 | 0 | 0 | 0 | 0 | 1 | 10 | 2 |  |  | 0 | 0 | 0 | 0 | 0 | 0 | 0 | 0 | 0 | 1 | 10 | 2
PG&E GBA | Los Esteros | 115 | 0 | 0 | 0 | 0 | 0 | 0 | 0 | 0 | 0 | 1 | 10 | 2 |  |  | 0 | 0 | 0 | 0 | 0 | 0 | 0 | 0 | 0 | 1 | 10 | 2
PG&E GBA | Los Esteros | 230 | 0 | 0 | 0 | 0 | 0 | 0 | 0 | 0 | 0 | 1 | 10 | 2 |  |  | 0 | 0 | 0 | 0 | 0 | 0 | 0 | 0 | 0 | 1 | 10 | 2
PG&E GBA | Los Positas | 230 | 0 | 0 | 0 | 0 | 0 | 0 | 0 | 0 | 0 | 1 | 10 | 2 |  |  | 0 | 0 | 0 | 0 | 0 | 0 | 0 | 0 | 0 | 1 | 10 | 2
PG&E GBA | Los Positas | 60 | 0 | 0 | 0 | 0 | 0 | 0 | 0 | 0 | 0 | 1 | 10 | 2 |  |  | 0 | 0 | 0 | 0 | 0 | 0 | 0 | 0 | 0 | 1 | 10 | 2
SDGE | Loveland | 69 | 0 | 0 | 0 | 0 | 0 | 0 | 0 | 0 | 0 | 1 | 10 | 2 |  |  | 0 | 0 | 0 | 0 | 0 | 0 | 0 | 0 | 0 | 1 | 10 | 2
SCE NOL | Lugo | 230 | 0 | 0 | 0 | 0 | 0 | 0 | 0 | 0 | 0 | 1 | 10 | 2 |  |  | 0 | 0 | 0 | 0 | 0 | 0 | 0 | 0 | 0 | 1 | 10 | 2
SCE Metro | Lugo | 500 | 0 | 0 | 0 | 0 | 0 | 0 | 23 | 1 | 20 | 3 | 10 | 2 | N/A | N/A | 0 | 0 | 0 | 0 | 0 | 0 | 23 | 1 | 20 | 3 | 10 | 2 | N/A | N/A
PG&E FRESNO | Madera | 70 | 0 | 0 | 0 | 0 | 0 | 0 | 0 | 0 | 0 | 1 | 10 | 2 |  |  | 0 | 0 | 0 | 0 | 0 | 0 | 0 | 0 | 0 | 1 | 10 | 2
PG&E NGBA | Madison | 115 | 0 | 0 | 0 | 0 | 0 | 0 | 0 | 0 | 20 | 3 | 5 | 1 |  |  | 0 | 0 | 0 | 0 | 0 | 0 | 0 | 0 | 20 | 3 | 5 | 1
PG&E KERN | Magunden | 115 | 0 | 0 | 0 | 0 | 0 | 0 | 0 | 0 | 0 | 1 | 10 | 2 |  |  | 0 | 0 | 0 | 0 | 0 | 0 | 0 | 0 | 0 | 1 | 10 | 2
SCE Northern | Magunden | 230 | 0 | 0 | 0 | 0 | 0 | 0 | 0 | 0 | 0 | 1 | 10 | 2 |  |  | 0 | 0 | 0 | 0 | 0 | 0 | 0 | 0 | 0 | 1 | 10 | 2
PG&E FRESNO | Malaga | 115 | 0 | 0 | 0 | 0 | 0 | 0 | 0 | 0 | 0 | 1 | 10 | 2 |  |  | 0 | 0 | 0 | 0 | 0 | 0 | 0 | 0 | 0 | 1 | 10 | 2
PG&E NGBA | Malin | 500 | 0 | 0 | 0 | 0 | 0 | 0 | 100 | 1 | 0 | 1 | 10 | 2 |  |  | 0 | 0 | 0 | 0 | 0 | 0 | 100 | 1 | 0 | 1 | 10 | 2
SCE Northern | Mandalay | 230 | 0 | 0 | 0 | 0 | 0 | 0 | 0 | 0 | 0 | 1 | 10 | 2 |  |  | 0 | 0 | 0 | 0 | 0 | 0 | 0 | 0 | 0 | 1 | 10 | 2
PG&E FRESNO | Manning | 230 | 0 | 0 | 0 | 0 | 0 | 0 | 0 | 0 | 0 | 1 | 10 | 2 |  |  | 0 | 0 | 0 | 50 | 200 | 250 | 0 | 1 | 0 | 1 | 15 | 3
PG&E FRESNO | Manning | 500 | 0 | 0 | 0 | 0 | 600 | 600 | 0 | 1 | 0 | 1 | 10 | 1 |  |  | 0 | 0 | 0 | 500 | 1000 | 1500 | 0 | 1 | 0 | 1 | 15 | 2
PG&E GBA | Manteca | 115 | 0 | 0 | 0 | 0 | 0 | 0 | 0 | 0 | 0 | 1 | 10 | 2 |  |  | 0 | 0 | 0 | 0 | 0 | 0 | 0 | 0 | 0 | 1 | 10 | 2
SDGE | Margarita | 138 | 0 | 0 | 0 | 0 | 0 | 0 | 0 | 0 | 0 | 1 | 10 | 2 |  |  | 0 | 0 | 0 | 0 | 0 | 0 | 0 | 0 | 0 | 1 | 10 | 2
PG&E GBA | Martin | 230 | 0 | 0 | 0 | 0 | 0 | 0 | 0 | 0 | 0 | 1 | 10 | 2 |  |  | 0 | 0 | 0 | 0 | 0 | 0 | 0 | 0 | 0 | 1 | 10 | 2
PG&E GBA | Martin | 115 | 0 | 0 | 0 | 0 | 0 | 0 | 0 | 0 | 0 | 1 | 10 | 2 |  |  | 0 | 0 | 0 | 0 | 0 | 0 | 0 | 0 | 0 | 1 | 10 | 2
PG&E GBA | Martinez | 115 | 0 | 0 | 0 | 0 | 0 | 0 | 0 | 0 | 0 | 1 | 10 | 2 |  |  | 0 | 0 | 0 | 0 | 0 | 0 | 0 | 0 | 0 | 1 | 10 | 2
PG&E FRESNO | Mc Mullin | 230 | 0 | 0 | 0 | 0 | 0 | 0 | 0 | 0 | 0 | 1 | 10 | 2 |  |  | 0 | 0 | 0 | 100 | 200 | 300 | 0 | 1 | 0 | 1 | 10 | 2
PG&E FRESNO | McCall | 115 | 0 | 0 | 0 | 0 | 0 | 0 | 0 | 0 | 0 | 1 | 10 | 2 |  |  | 0 | 0 | 0 | 0 | 0 | 0 | 0 | 0 | 0 | 1 | 10 | 2
PG&E FRESNO | McCall | 230 | 0 | 0 | 0 | 0 | 0 | 0 | 0 | 0 | 0 | 1 | 10 | 2 |  |  | 0 | 0 | 0 | 0 | 0 | 0 | 0 | 0 | 0 | 1 | 10 | 2
PG&E GBA | Meadow Lane | 115 | 0 | 0 | 0 | 0 | 0 | 0 | 0 | 0 | 0 | 1 | 10 | 2 |  |  | 0 | 0 | 0 | 0 | 0 | 0 | 0 | 0 | 0 | 1 | 10 | 2
PG&E GBA | Melones | 115 | 0 | 0 | 0 | 0 | 0 | 0 | 0 | 0 | 0 | 1 | 10 | 2 |  |  | 0 | 0 | 0 | 0 | 0 | 0 | 0 | 0 | 0 | 1 | 10 | 2
PG&E GBA | Melones | 230 | 0 | 0 | 0 | 0 | 0 | 0 | 0 | 0 | 0 | 1 | 10 | 2 |  |  | 0 | 0 | 0 | 0 | 0 | 0 | 0 | 0 | 0 | 1 | 10 | 2
SDGE | Melrose | 69 | 0 | 0 | 0 | 0 | 0 | 0 | 0 | 0 | 0 | 1 | 10 | 2 |  |  | 0 | 0 | 0 | 0 | 0 | 0 | 0 | 0 | 0 | 1 | 10 | 2
PG&E NGBA | Mendocino | 115 | 0 | 0 | 0 | 0 | 0 | 0 | 0 | 0 | 0 | 1 | 10 | 2 |  |  | 0 | 0 | 0 | 0 | 0 | 0 | 0 | 0 | 0 | 1 | 10 | 2
PG&E NGBA | Mendocino | 60 | 0 | 0 | 0 | 0 | 0 | 0 | 0 | 0 | 0 | 1 | 10 | 2 |  |  | 0 | 0 | 0 | 0 | 0 | 0 | 0 | 0 | 0 | 1 | 10 | 2
PG&E FRESNO | Mendota | 115 | 0 | 0 | 0 | 0 | 0 | 0 | 0 | 0 | 0 | 1 | 10 | 2 |  |  | 0 | 0 | 0 | 0 | 0 | 0 | 0 | 0 | 0 | 1 | 10 | 2
PG&E GBA | Menlo | 60 | 0 | 0 | 0 | 0 | 0 | 0 | 0 | 0 | 0 | 1 | 10 | 2 |  |  | 0 | 0 | 0 | 0 | 0 | 0 | 0 | 0 | 0 | 1 | 10 | 2
PG&E FRESNO | Merced | 115 | 0 | 0 | 0 | 0 | 0 | 0 | 0 | 0 | 0 | 1 | 10 | 2 |  |  | 0 | 0 | 0 | 0 | 0 | 0 | 0 | 0 | 0 | 1 | 10 | 2
EOP | Mercury | 138 | 0 | 0 | 0 | 0 | 0 | 0 | 0 | 0 | 0 | 1 | 10 | 2 |  |  | 0 | 0 | 0 | 0 | 0 | 0 | 0 | 0 | 0 | 1 | 10 | 2
PG&E FRESNO | Mercy Springs | 70 | 0 | 0 | 0 | 0 | 0 | 0 | 0 | 0 | 0 | 1 | 5 | 1 |  |  | 0 | 0 | 0 | 0 | 0 | 0 | 0 | 0 | 0 | 1 | 5 | 1
PG&E NGBA | Meridian | 60 | 0 | 0 | 0 | 0 | 0 | 0 | 0 | 0 | 0 | 1 | 10 | 2 |  |  | 0 | 0 | 0 | 0 | 0 | 0 | 0 | 0 | 0 | 1 | 10 | 2
PG&E KERN | Mesa (PGE) | 115 | 0 | 0 | 0 | 0 | 0 | 0 | 0 | 0 | 0 | 1 | 10 | 2 |  |  | 0 | 0 | 0 | 0 | 0 | 0 | 0 | 0 | 0 | 1 | 10 | 2
PG&E KERN | Mesa (PGE) | 230 | 0 | 0 | 0 | 0 | 0 | 0 | 0 | 0 | 0 | 1 | 10 | 2 |  |  | 0 | 0 | 0 | 0 | 0 | 0 | 0 | 0 | 0 | 1 | 10 | 2
SCE Metro | Mesa (SCE) | 230 | 0 | 0 | 0 | 0 | 0 | 0 | 0 | 0 | 0 | 1 | 10 | 2 |  |  | 0 | 0 | 0 | 0 | 0 | 0 | 0 | 0 | 0 | 1 | 10 | 2
SCE Metro | Mesa (SCE) | 500 | 0 | 0 | 0 | 0 | 0 | 0 | 0 | 0 | 0 | 1 | 10 | 2 |  |  | 0 | 0 | 0 | 0 | 0 | 0 | 0 | 0 | 0 | 1 | 10 | 2
SDGE | Mesa Heights | 69 | 0 | 0 | 0 | 0 | 0 | 0 | 0 | 0 | 0 | 1 | 10 | 2 |  |  | 0 | 0 | 0 | 0 | 0 | 0 | 0 | 0 | 0 | 1 | 10 | 2
PG&E GBA | Metcalf | 115 | 0 | 0 | 0 | 0 | 0 | 0 | 0 | 0 | 0 | 1 | 10 | 2 |  |  | 0 | 0 | 0 | 0 | 0 | 0 | 0 | 0 | 0 | 1 | 10 | 2
PG&E GBA | Metcalf | 230 | 0 | 0 | 0 | 0 | 0 | 0 | 0 | 0 | 0 | 1 | 10 | 2 |  |  | 0 | 0 | 0 | 0 | 0 | 0 | 0 | 0 | 0 | 1 | 10 | 2
PG&E GBA | Metcalf | 500 | 0 | 0 | 0 | 0 | 0 | 0 | 0 | 0 | 0 | 1 | 10 | 2 |  |  | 0 | 0 | 0 | 0 | 0 | 0 | 0 | 0 | 0 | 1 | 10 | 2
PG&E KERN | Midway | 115 | 0 | 0 | 0 | 204 | 120 | 324 | 0 | 1 | 20 | 3 | 15 | 3 |  |  | 0 | 0 | 0 | 205 | 180 | 385 | 0 | 1 | 20 | 3 | 15 | 3
PG&E KERN | Midway | 230 | 0 | 0 | 0 | 0 | 0 | 0 | 0 | 0 | 0 | 1 | 10 | 2 |  |  | 0 | 0 | 0 | 0 | 0 | 0 | 0 | 0 | 0 | 1 | 10 | 2
PG&E KERN | Midway | 500 | 0 | 0 | 0 | 300 | 350 | 650 | 0 | 1 | 0 | 1 | 15 | 2 |  |  | 0 | 0 | 0 | 300 | 800 | 1100 | 0 | 1 | 0 | 1 | 15 | 2
SDGE | Miguel | 230 | 0 | 0 | 0 | 0 | 0 | 0 | 0 | 0 | 0 | 1 | 10 | 2 |  |  | 0 | 0 | 0 | 0 | 0 | 0 | 0 | 0 | 0 | 1 | 10 | 2
SDGE | Miguel | 500 | 0 | 0 | 0 | 0 | 0 | 0 | 0 | 0 | 0 | 1 | 10 | 2 |  |  | 0 | 0 | 0 | 0 | 0 | 0 | 0 | 0 | 0 | 1 | 10 | 2
SDGE | Miguel | 69 | 0 | 0 | 0 | 0 | 0 | 0 | 0 | 0 | 0 | 1 | 10 | 2 |  |  | 0 | 0 | 0 | 0 | 0 | 0 | 0 | 0 | 0 | 1 | 10 | 2
PG&E GBA | Millbrae | 115 | 0 | 0 | 0 | 0 | 0 | 0 | 0 | 0 | 0 | 1 | 10 | 2 |  |  | 0 | 0 | 0 | 0 | 0 | 0 | 0 | 0 | 0 | 1 | 10 | 2
PG&E GBA | Miller | 115 | 0 | 0 | 0 | 0 | 0 | 0 | 0 | 0 | 0 | 1 | 10 | 2 |  |  | 0 | 0 | 0 | 0 | 0 | 0 | 0 | 0 | 0 | 1 | 10 | 2
SCE Metro | Mira Loma | 230 | 0 | 0 | 0 | 0 | 0 | 0 | 0 | 0 | 0 | 1 | 10 | 2 |  |  | 0 | 0 | 0 | 0 | 0 | 0 | 0 | 0 | 0 | 1 | 10 | 2
SCE Metro | Mira Loma | 500 | 0 | 0 | 0 | 0 | 0 | 0 | 0 | 0 | 0 | 1 | 10 | 2 |  |  | 0 | 0 | 0 | 0 | 0 | 0 | 0 | 0 | 0 | 1 | 10 | 2
SCE Eastern | Mirage | 115 | 0 | 0 | 0 | 0 | 0 | 0 | 0 | 0 | 0 | 1 | 10 | 2 |  |  | 0 | 0 | 0 | 0 | 0 | 0 | 0 | 0 | 0 | 1 | 10 | 2
SCE Eastern | Mirage | 230 | 0 | 0 | 0 | 0 | 0 | 0 | 556.5 | 1 | 0 | 1 | 10 | 2 | 10 | 1 | 0 | 0 | 0 | 0 | 0 | 0 | 556.5 | 1 | 0 | 1 | 10 | 2 | 10 | 1
SDGE | Mission | 138 | 0 | 0 | 0 | 0 | 0 | 0 | 0 | 0 | 0 | 1 | 10 | 2 |  |  | 0 | 0 | 0 | 0 | 0 | 0 | 0 | 0 | 0 | 1 | 10 | 2
SDGE | Mission | 230 | 0 | 0 | 0 | 0 | 0 | 0 | 0 | 0 | 0 | 1 | 10 | 2 |  |  | 0 | 0 | 0 | 0 | 0 | 0 | 0 | 0 | 0 | 1 | 10 | 2
SDGE | Mission | 69 | 0 | 0 | 0 | 0 | 0 | 0 | 0 | 0 | 0 | 1 | 10 | 2 |  |  | 0 | 0 | 0 | 0 | 0 | 0 | 0 | 0 | 0 | 1 | 10 | 2
PG&E GBA | Mi-Wuk | 115 | 0 | 0 | 0 | 0 | 0 | 0 | 0 | 0 | 0 | 1 | 10 | 2 |  |  | 0 | 0 | 0 | 0 | 0 | 0 | 0 | 0 | 0 | 1 | 10 | 2
EOP | Mohave | 500 | 300 | 0 | 300 | 400 | 0 | 400 | 0 | 1 | 20 | 2 | 10 | 1 |  |  | 484.9 | 0 | 484.9 | 400 | 587 | 987 | 0 | 1 | 20 | 2 | 10 | 1
PG&E NGBA | Monroe | 115 | 0 | 0 | 0 | 0 | 0 | 0 | 0 | 0 | 0 | 1 | 10 | 2 |  |  | 0 | 0 | 0 | 0 | 0 | 0 | 0 | 0 | 0 | 1 | 10 | 2
SDGE | Monserate | 69 | 0 | 0 | 0 | 0 | 0 | 0 | 0 | 0 | 0 | 1 | 10 | 2 |  |  | 0 | 0 | 0 | 0 | 0 | 0 | 0 | 0 | 0 | 1 | 10 | 2
PG&E GBA | Monta Vista | 115 | 0 | 0 | 0 | 0 | 0 | 0 | 0 | 0 | 0 | 1 | 10 | 2 |  |  | 0 | 0 | 0 | 0 | 0 | 0 | 0 | 0 | 0 | 1 | 10 | 2
PG&E GBA | Monta Vista | 230 | 0 | 0 | 0 | 0 | 0 | 0 | 0 | 0 | 0 | 1 | 10 | 2 |  |  | 0 | 0 | 0 | 0 | 0 | 0 | 0 | 0 | 0 | 1 | 10 | 2
PG&E GBA | Monta Vista | 60 | 0 | 0 | 0 | 0 | 0 | 0 | 0 | 0 | 0 | 1 | 10 | 2 |  |  | 0 | 0 | 0 | 0 | 0 | 0 | 0 | 0 | 0 | 1 | 10 | 2
PG&E NGBA | Monticello | 115 | 0 | 0 | 0 | 0 | 0 | 0 | 0 | 0 | 0 | 1 | 10 | 2 |  |  | 0 | 0 | 0 | 0 | 0 | 0 | 0 | 0 | 0 | 1 | 10 | 2
SCE Northern | Moorpark | 230 | 0 | 0 | 0 | 0 | 0 | 0 | 0 | 0 | 0 | 1 | 10 | 2 |  |  | 0 | 0 | 0 | 0 | 0 | 0 | 0 | 0 | 0 | 1 | 10 | 2
SCE Northern | Moorpark | 66 | 0 | 0 | 0 | 0 | 0 | 0 | 0 | 0 | 0 | 1 | 10 | 2 |  |  | 0 | 0 | 0 | 0 | 0 | 0 | 0 | 0 | 0 | 1 | 10 | 2
PG&E GBA | Moraga | 115 | 0 | 0 | 0 | 0 | 0 | 0 | 0 | 0 | 0 | 1 | 10 | 2 |  |  | 0 | 0 | 0 | 0 | 0 | 0 | 0 | 0 | 0 | 1 | 10 | 2
PG&E GBA | Moraga | 230 | 0 | 0 | 0 | 0 | 0 | 0 | 0 | 0 | 0 | 1 | 10 | 2 |  |  | 0 | 0 | 0 | 0 | 0 | 0 | 0 | 0 | 0 | 1 | 10 | 2
PG&E GBA | Morgan Hill | 115 | 0 | 0 | 0 | 0 | 0 | 0 | 0 | 0 | 0 | 1 | 10 | 2 |  |  | 0 | 0 | 0 | 0 | 0 | 0 | 0 | 0 | 0 | 1 | 10 | 2
PG&E KERN | Morro Bay | 115 | 0 | 0 | 0 | 0 | 0 | 0 | 0 | 0 | 0 | 1 | 10 | 2 |  |  | 0 | 0 | 0 | 0 | 0 | 0 | 0 | 0 | 0 | 1 | 10 | 2
PG&E KERN | Morro Bay | 230 | 0 | 0 | 0 | 0 | 0 | 0 | 0 | 0 | 0 | 1 | 10 | 2 |  |  | 0 | 0 | 0 | 0 | 0 | 0 | 0 | 0 | 0 | 1 | 10 | 2
PG&E KERN | Morro Bay | 500 | 0 | 0 | 0 | 0 | 0 | 0 | 0 | 0 | 0 | 1 | 10 | 2 |  |  | 0 | 0 | 0 | 0 | 0 | 0 | 0 | 0 | 0 | 1 | 10 | 2
PG&E GBA | Moss Landing | 115 | 0 | 0 | 0 | 0 | 0 | 0 | 0 | 0 | 0 | 1 | 10 | 2 |  |  | 0 | 0 | 0 | 0 | 0 | 0 | 0 | 0 | 0 | 1 | 10 | 2
PG&E GBA | Moss Landing | 230 | 0 | 0 | 0 | 0 | 0 | 0 | 0 | 0 | 20 | 3 | 10 | 2 |  |  | 0 | 0 | 0 | 0 | 0 | 0 | 0 | 0 | 20 | 3 | 10 | 2
PG&E GBA | Moss Landing | 500 | 0 | 0 | 0 | 0 | 0 | 0 | 0 | 0 | 0 | 1 | 10 | 2 |  |  | 0 | 0 | 0 | 0 | 0 | 0 | 0 | 0 | 0 | 1 | 10 | 2
EOP | Mountain Pass | 115 | 0 | 0 | 0 | 0 | 0 | 0 | 0 | 0 | 0 | 1 | 10 | 2 |  |  | 0 | 0 | 0 | 0 | 0 | 0 | 0 | 0 | 0 | 1 | 10 | 2
PG&E GBA | Mountain View | 115 | 0 | 0 | 0 | 0 | 0 | 0 | 0 | 0 | 0 | 1 | 10 | 2 |  |  | 0 | 0 | 0 | 0 | 0 | 0 | 0 | 0 | 0 | 1 | 10 | 2
PG&E GBA | Mt Eden | 115 | 0 | 0 | 0 | 0 | 0 | 0 | 0 | 0 | 0 | 1 | 10 | 2 |  |  | 0 | 0 | 0 | 0 | 0 | 0 | 0 | 0 | 0 | 1 | 10 | 2
PG&E KERN | Mt Poso | 115 | 0 | 0 | 0 | 0 | 0 | 0 | 0 | 0 | 0 | 1 | 10 | 2 |  |  | 0 | 0 | 0 | 0 | 0 | 0 | 0 | 0 | 0 | 1 | 10 | 2
SDGE | Murray | 69 | 0 | 0 | 0 | 0 | 0 | 0 | 0 | 0 | 0 | 1 | 10 | 2 |  |  | 0 | 0 | 0 | 0 | 0 | 0 | 0 | 0 | 0 | 1 | 10 | 2
PG&E FRESNO | Mustang | 230 | 0 | 0 | 0 | 0 | 149.5 | 149.5 | 0 | 1 | 0 | 1 | 10 | 2 |  |  | 0 | 0 | 0 | 50 | 300 | 350 | 0 | 1 | 0 | 1 | 10 | 2
SCE Northern | Neenach | 66 | 0 | 0 | 0 | 0 | 0 | 0 | 0 | 0 | 0 | 1 | 10 | 2 |  |  | 0 | 0 | 0 | 0 | 0 | 0 | 0 | 0 | 0 | 1 | 10 | 2
PG&E KERN | New Sub - Gates - Midway (Proposed) | 230 | 0 | 0 | 0 | 0 | 0 | 0 | 0 | 0 | 0 | 1 | 10 | 2 |  |  | 0 | 0 | 0 | 100 | 350 | 450 | 0 | 1 | 0 | 1 | 10 | 1
PG&E KERN | New Sub - Gates - Templeton (Proposed) | 230 | 0 | 0 | 0 | 0 | 0 | 0 | 0 | 0 | 0 | 1 | 10 | 2 |  |  | 0 | 0 | 0 | 50 | 250 | 300 | 0 | 1 | 0 | 1 | 10 | 2
SCE NOL | New Sub - Kramer - Lugo (Proposed) | 230 | 0 | 0 | 0 | 0 | 0 | 0 | 0 | 0 | 0 | 1 | 10 | 2 |  |  | 0 | 0 | 0 | 0 | 0 | 0 | 0 | 0 | 0 | 1 | 10 | 2
PG&E FRESNO | New Sub - Los Banos - Midway (Proposed) | 500 | 0 | 0 | 0 | 0 | 0 | 0 | 0 | 0 | 0 | 1 | 10 | 2 |  |  | 0 | 0 | 0 | 600 | 400 | 1000 | 0 | 1 | 0 | 1 | 10 | 1
SCE NOL | New Sub - Lugo - Pisgah (Proposed) | 230 | 150 | 0 | 150 | 0 | 0 | 0 | 0 | 1 | 15 | 2 | 10 | 2 |  |  | 150 | 0 | 150 | 0 | 0 | 0 | 0 | 1 | 15 | 2 | 10 | 2
PG&E KERN | New Sub - Midway - Wheeler Ridge (Proposed) | 230 | 0 | 0 | 0 | 0 | 0 | 0 | 0 | 0 | 0 | 1 | 10 | 2 |  |  | 0 | 0 | 0 | 0 | 0 | 0 | 0 | 0 | 0 | 1 | 10 | 2
PG&E NGBA | New Sub - Near existing Leavitt (PSREC) | 345 | 300 | 0 | 300 | 0 | 0 | 0 | 0 | 1 | 20 | 2 | 10 | 2 |  |  | 300 | 0 | 300 | 0 | 0 | 0 | 0 | 1 | 20 | 2 | 10 | 2
PG&E NGBA | New Sub - Near existing Madeline (NVE) | 345 | 631.1 | 0 | 631.1 | 0 | 0 | 0 | 0 | 1 | 20 | 2 | 10 | 2 |  |  | 631.1 | 0 | 631.1 | 0 | 0 | 0 | 0 | 1 | 20 | 2 | 10 | 2
SDGE | New Sub - North Gila - IV (Proposed) | 500 | 0 | 0 | 0 | 0 | 0 | 0 | 0 | 0 | 0 | 1 | 10 | 2 |  |  | 0 | 0 | 0 | 150 | 400 | 550 | 0 | 1 | 0 | 1 | 15 | 2
PG&E NGBA | New Sub - Pit 1 - Cottonwood (Proposed) | 230 | 200 | 6 | 206 | 0 | 0 | 0 | 0 | 1 | 15 | 2 | 10 | 2 |  |  | 200 | 6 | 206 | 0 | 0 | 0 | 0 | 1 | 15 | 2 | 10 | 2
PG&E GBA | New Sub - Rancho Seco - Bellota (Proposed) | 230 | 0 | 0 | 0 | 0 | 0 | 0 | 0 | 0 | 0 | 1 | 10 | 2 |  |  | 0 | 0 | 0 | 0 | 0 | 0 | 0 | 0 | 0 | 1 | 10 | 2
SDGE | New Sub - Suncrest - Ocotillo (Proposed) | 500 | 300 | 100 | 400 | 0 | 0 | 0 | 0 | 1 | 20 | 2 | 10 | 2 |  |  | 300 | 100 | 400 | 0 | 0 | 0 | 0 | 1 | 20 | 2 | 10 | 2
PG&E FRESNO | New Sub - Westley - Quinto (Proposed) | 230 | 0 | 0 | 0 | 0 | 0 | 0 | 0 | 0 | 0 | 1 | 10 | 2 |  |  | 0 | 0 | 0 | 0 | 0 | 0 | 0 | 0 | 0 | 1 | 10 | 2
PG&E GBA | Newark | 115 | 0 | 0 | 0 | 0 | 0 | 0 | 0 | 0 | 0 | 1 | 10 | 2 |  |  | 0 | 0 | 0 | 0 | 0 | 0 | 0 | 0 | 0 | 1 | 10 | 2
PG&E GBA | Newark | 230 | 0 | 0 | 0 | 0 | 0 | 0 | 0 | 0 | 0 | 1 | 10 | 2 |  |  | 0 | 0 | 0 | 0 | 0 | 0 | 0 | 0 | 0 | 1 | 10 | 2
PG&E GBA | Newark | 60 | 0 | 0 | 0 | 0 | 0 | 0 | 0 | 0 | 0 | 1 | 10 | 2 |  |  | 0 | 0 | 0 | 0 | 0 | 0 | 0 | 0 | 0 | 1 | 10 | 2
PG&E FRESNO | Newhall | 115 | 0 | 0 | 0 | 0 | 0 | 0 | 0 | 0 | 0 | 1 | 10 | 2 |  |  | 0 | 0 | 0 | 0 | 0 | 0 | 0 | 0 | 0 | 1 | 10 | 2
PG&E KERN | Norco | 115 | 0 | 0 | 0 | 0 | 0 | 0 | 0 | 0 | 15 | 2 | 10 | 2 |  |  | 0 | 0 | 0 | 0 | 0 | 0 | 0 | 0 | 15 | 2 | 10 | 2
PG&E GBA | Nortech | 115 | 0 | 0 | 0 | 0 | 0 | 0 | 0 | 0 | 15 | 2 | 10 | 2 |  |  | 0 | 0 | 0 | 0 | 0 | 0 | 0 | 0 | 15 | 2 | 10 | 2
SDGE | North City Metering | 138 | 0 | 0 | 0 | 0 | 0 | 0 | 0 | 0 | 15 | 2 | 10 | 2 |  |  | 0 | 0 | 0 | 0 | 0 | 0 | 0 | 0 | 15 | 2 | 10 | 2
PG&E GBA | North Dublin | 230 | 0 | 0 | 0 | 0 | 0 | 0 | 0 | 0 | 0 | 1 | 10 | 2 |  |  | 0 | 0 | 0 | 0 | 0 | 0 | 0 | 0 | 0 | 1 | 10 | 2
SDGE | North Gila | 500 | 0 | 0 | 0 | 0 | 0 | 0 | 0 | 0 | 0 | 1 | 10 | 2 |  |  | 0 | 0 | 0 | 0 | 0 | 0 | 0 | 0 | 0 | 1 | 10 | 2
SCE Metro | North of SONGS | 230 | 0 | 0 | 0 | 0 | 0 | 0 | 0 | 0 | 0 | 1 | 10 | 2 |  |  | 0 | 0 | 0 | 0 | 0 | 0 | 0 | 0 | 0 | 1 | 10 | 2
SCE Metro | North of SONGS | 500 | 0 | 0 | 0 | 0 | 0 | 0 | 0 | 0 | 0 | 1 | 10 | 2 |  |  | 0 | 0 | 0 | 0 | 0 | 0 | 0 | 0 | 0 | 1 | 10 | 2
PG&E NGBA | Notre Dame | 115 | 0 | 0 | 0 | 0 | 0 | 0 | 0 | 0 | 0 | 1 | 10 | 2 |  |  | 0 | 0 | 0 | 0 | 0 | 0 | 0 | 0 | 0 | 1 | 10 | 2
PG&E GBA | Oakland C | 115 | 0 | 0 | 0 | 0 | 0 | 0 | 0 | 0 | 0 | 1 | 10 | 2 |  |  | 0 | 0 | 0 | 0 | 0 | 0 | 0 | 0 | 0 | 1 | 10 | 2
PG&E GBA | Oakland J | 115 | 0 | 0 | 0 | 0 | 0 | 0 | 0 | 0 | 10 | 1 | 10 | 2 |  |  | 0 | 0 | 0 | 0 | 0 | 0 | 0 | 0 | 10 | 1 | 10 | 2
PG&E GBA | Oakland L | 115 | 0 | 0 | 0 | 0 | 0 | 0 | 0 | 0 | 0 | 1 | 10 | 2 |  |  | 0 | 0 | 0 | 0 | 0 | 0 | 0 | 0 | 0 | 1 | 10 | 2
PG&E GBA | Oakland X | 115 | 0 | 0 | 0 | 0 | 0 | 0 | 0 | 0 | 0 | 1 | 10 | 2 |  |  | 0 | 0 | 0 | 0 | 0 | 0 | 0 | 0 | 0 | 1 | 10 | 2
SDGE | Ocean Ranch | 69 | 0 | 0 | 0 | 0 | 0 | 0 | 0 | 0 | 0 | 1 | 10 | 2 |  |  | 0 | 0 | 0 | 0 | 0 | 0 | 0 | 0 | 0 | 1 | 10 | 2
PG&E KERN | Oceano | 115 | 0 | 0 | 0 | 0 | 0 | 0 | 0 | 0 | 0 | 1 | 10 | 2 |  |  | 0 | 0 | 0 | 0 | 0 | 0 | 0 | 0 | 0 | 1 | 10 | 2
SDGE | Ocotillo Express | 500 | 0 | 0 | 0 | 0 | 0 | 0 | 0 | 0 | 0 | 1 | 10 | 2 |  |  | 0 | 0 | 0 | 0 | 0 | 0 | 0 | 0 | 0 | 1 | 10 | 2
PG&E KERN | Old River | 70 | 0 | 0 | 0 | 0 | 0 | 0 | 0 | 0 | 0 | 1 | 10 | 2 |  |  | 0 | 0 | 0 | 0 | 0 | 0 | 0 | 0 | 0 | 1 | 10 | 2
SDGE | Old Town | 230 | 0 | 0 | 0 | 0 | 0 | 0 | 0 | 0 | 0 | 1 | 10 | 2 |  |  | 0 | 0 | 0 | 0 | 0 | 0 | 0 | 0 | 0 | 1 | 10 | 2
SCE Metro | Olinda | 230 | 0 | 0 | 0 | 0 | 0 | 0 | 0 | 0 | 0 | 1 | 10 | 2 |  |  | 0 | 0 | 0 | 0 | 0 | 0 | 0 | 0 | 0 | 1 | 10 | 2
PG&E FRESNO | Olive | 115 | 0 | 0 | 0 | 0 | 0 | 0 | 0 | 0 | 0 | 1 | 5 | 1 |  |  | 0 | 0 | 0 | 0 | 0 | 0 | 0 | 0 | 0 | 1 | 5 | 1
PG&E NGBA | Olivehurst | 115 | 0 | 0 | 0 | 0 | 0 | 0 | 0 | 0 | 0 | 1 | 10 | 2 |  |  | 0 | 0 | 0 | 0 | 0 | 0 | 0 | 0 | 0 | 1 | 10 | 2
PG&E NGBA | Oregon Trail | 60 | 0 | 0 | 0 | 0 | 0 | 0 | 0 | 0 | 0 | 1 | 10 | 2 |  |  | 0 | 0 | 0 | 0 | 0 | 0 | 0 | 0 | 0 | 1 | 10 | 2
SCE Northern | Ormond Beach | 230 | 0 | 0 | 0 | 0 | 0 | 0 | 0 | 0 | 0 | 1 | 10 | 2 |  |  | 0 | 0 | 0 | 0 | 0 | 0 | 0 | 0 | 0 | 1 | 10 | 2
PG&E FRESNO | Oro Loma | 115 | 0 | 0 | 0 | 0 | 0 | 0 | 0 | 0 | 0 | 1 | 10 | 2 |  |  | 0 | 0 | 0 | 0 | 0 | 0 | 0 | 0 | 0 | 1 | 10 | 2
PG&E FRESNO | Oro Loma | 70 | 0 | 0 | 0 | 0 | 0 | 0 | 0 | 0 | 0 | 1 | 10 | 2 |  |  | 0 | 0 | 0 | 0 | 0 | 0 | 0 | 0 | 0 | 1 | 10 | 2
PG&E FRESNO | Orosi | 70 | 0 | 0 | 0 | 0 | 0 | 0 | 0 | 0 | 0 | 1 | 10 | 2 |  |  | 0 | 0 | 0 | 0 | 0 | 0 | 0 | 0 | 0 | 1 | 10 | 2
SDGE | Otay | 69 | 0 | 0 | 0 | 0 | 0 | 0 | 0 | 0 | 0 | 1 | 10 | 2 |  |  | 0 | 0 | 0 | 0 | 0 | 0 | 0 | 0 | 0 | 1 | 10 | 2
SDGE | Otay Mesa | 230 | 0 | 0 | 0 | 0 | 0 | 0 | 0 | 0 | 0 | 1 | 10 | 2 |  |  | 0 | 0 | 0 | 0 | 0 | 0 | 0 | 0 | 0 | 1 | 10 | 2
PG&E FRESNO | Padre Flats SW STA | 230 | 0 | 0 | 0 | 0 | 0 | 0 | 0 | 0 | 0 | 1 | 10 | 2 |  |  | 0 | 0 | 0 | 0 | 0 | 0 | 0 | 0 | 0 | 1 | 10 | 2
EOP | Pahrump | 138 | 0 | 0 | 0 | 0 | 0 | 0 | 0 | 0 | 0 | 1 | 10 | 2 |  |  | 0 | 0 | 0 | 0 | 0 | 0 | 0 | 0 | 0 | 1 | 10 | 2
EOP | Pahrump | 230 | 0 | 0 | 0 | 0 | 0 | 0 | 0 | 0 | 0 | 1 | 10 | 2 |  |  | 0 | 0 | 0 | 0 | 0 | 0 | 0 | 0 | 0 | 1 | 10 | 2
SDGE | Pala | 69 | 0 | 0 | 0 | 0 | 0 | 0 | 0 | 0 | 0 | 1 | 10 | 2 |  |  | 0 | 0 | 0 | 0 | 0 | 0 | 0 | 0 | 0 | 1 | 10 | 2
PG&E NGBA | Palermo | 115 | 0 | 0 | 0 | 0 | 0 | 0 | 0 | 0 | 0 | 1 | 10 | 2 |  |  | 0 | 0 | 0 | 0 | 0 | 0 | 0 | 0 | 0 | 1 | 10 | 2
PG&E NGBA | Palermo | 230 | 0 | 0 | 0 | 0 | 0 | 0 | 0 | 0 | 0 | 1 | 10 | 2 |  |  | 0 | 0 | 0 | 0 | 0 | 0 | 0 | 0 | 0 | 1 | 10 | 2
SCE Eastern | Palo Verde | 500 | 0 | 0 | 0 | 0 | 0 | 0 | 0 | 0 | 0 | 1 | 10 | 2 |  |  | 0 | 0 | 0 | 0 | 0 | 0 | 0 | 0 | 0 | 1 | 10 | 2
SDGE | Palomar Energy | 230 | 0 | 0 | 0 | 0 | 0 | 0 | 0 | 0 | 0 | 1 | 10 | 2 |  |  | 0 | 0 | 0 | 0 | 0 | 0 | 0 | 0 | 0 | 1 | 10 | 2
PG&E KERN | Panama | 70 | 0 | 0 | 0 | 0 | 0 | 0 | 0 | 0 | 0 | 1 | 10 | 2 |  |  | 0 | 0 | 0 | 0 | 0 | 0 | 0 | 0 | 0 | 1 | 10 | 2
PG&E FRESNO | Panoche | 115 | 0 | 0 | 0 | 0 | 0 | 0 | 0 | 0 | 0 | 1 | 10 | 2 |  |  | 0 | 0 | 0 | 0 | 0 | 0 | 0 | 0 | 0 | 1 | 10 | 2
PG&E FRESNO | Panoche | 230 | 0 | 0 | 0 | 0 | 0 | 0 | 0 | 0 | 0 | 1 | 10 | 2 |  |  | 0 | 0 | 0 | 100 | 300 | 400 | 0 | 1 | 0 | 1 | 15 | 2
SCE Northern | Pardee | 230 | 0 | 0 | 0 | 0 | 0 | 0 | 0 | 0 | 0 | 1 | 10 | 2 |  |  | 0 | 0 | 0 | 0 | 0 | 0 | 0 | 0 | 0 | 1 | 10 | 2
PG&E NGBA | Parkway | 230 | 0 | 0 | 0 | 0 | 0 | 0 | 0 | 0 | 0 | 1 | 10 | 2 |  |  | 0 | 0 | 0 | 0 | 0 | 0 | 0 | 0 | 0 | 1 | 10 | 2
SCE Northern | Pastoria | 230 | 0 | 0 | 0 | 0 | 0 | 0 | 0 | 0 | 0 | 1 | 10 | 2 |  |  | 0 | 0 | 0 | 0 | 0 | 0 | 0 | 0 | 0 | 1 | 10 | 2
SCE Metro | Pauda | 230 | 0 | 0 | 0 | 0 | 0 | 0 | 0 | 0 | 0 | 1 | 10 | 2 |  |  | 0 | 0 | 0 | 0 | 0 | 0 | 0 | 0 | 0 | 1 | 10 | 2
PG&E GBA | Paul Sweet | 115 | 0 | 0 | 0 | 0 | 0 | 0 | 0 | 0 | 0 | 1 | 10 | 2 |  |  | 0 | 0 | 0 | 0 | 0 | 0 | 0 | 0 | 0 | 1 | 10 | 2
PG&E NGBA | Peabody | 230 | 0 | 0 | 0 | 0 | 0 | 0 | 0 | 0 | 0 | 1 | 10 | 2 |  |  | 0 | 0 | 0 | 0 | 0 | 0 | 0 | 0 | 0 | 1 | 10 | 2
PG&E NGBA | Pease | 115 | 0 | 0 | 0 | 0 | 0 | 0 | 0 | 0 | 0 | 1 | 10 | 2 |  |  | 0 | 0 | 0 | 0 | 0 | 0 | 0 | 0 | 0 | 1 | 10 | 2
PG&E NGBA | Pease | 60 | 0 | 0 | 0 | 0 | 0 | 0 | 0 | 0 | 0 | 1 | 10 | 2 |  |  | 0 | 0 | 0 | 0 | 0 | 0 | 0 | 0 | 0 | 1 | 10 | 2
SDGE | Penasquitos | 138 | 0 | 0 | 0 | 0 | 0 | 0 | 0 | 0 | 10 | 1 | 10 | 2 |  |  | 0 | 0 | 0 | 0 | 0 | 0 | 0 | 0 | 10 | 1 | 10 | 2
SDGE | Penasquitos | 230 | 0 | 0 | 0 | 0 | 0 | 0 | 0 | 0 | 0 | 1 | 10 | 2 |  |  | 0 | 0 | 0 | 0 | 0 | 0 | 0 | 0 | 0 | 1 | 10 | 2
SDGE | Penasquitos | 69 | 0 | 0 | 0 | 0 | 0 | 0 | 0 | 0 | 30 | 4 | 10 | 2 |  |  | 0 | 0 | 0 | 0 | 0 | 0 | 0 | 0 | 30 | 4 | 10 | 2
SDGE | Pendleton | 69 | 0 | 0 | 0 | 0 | 0 | 0 | 0 | 0 | 0 | 1 | 10 | 2 |  |  | 0 | 0 | 0 | 0 | 0 | 0 | 0 | 0 | 0 | 1 | 10 | 2
PG&E NGBA | Penngrove | 115 | 0 | 0 | 0 | 0 | 0 | 0 | 0 | 0 | 0 | 1 | 10 | 2 |  |  | 0 | 0 | 0 | 0 | 0 | 0 | 0 | 0 | 0 | 1 | 10 | 2
PG&E GBA | Peoria | 115 | 0 | 0 | 0 | 0 | 0 | 0 | 0 | 0 | 15 | 2 | 10 | 2 |  |  | 0 | 0 | 0 | 0 | 0 | 0 | 0 | 0 | 15 | 2 | 10 | 2
PG&E GBA | Piercy | 115 | 0 | 0 | 0 | 0 | 0 | 0 | 0 | 0 | 0 | 1 | 10 | 2 |  |  | 0 | 0 | 0 | 0 | 0 | 0 | 0 | 0 | 0 | 1 | 10 | 2
PG&E FRESNO | Pine Flat | 230 | 0 | 0 | 0 | 0 | 0 | 0 | 0 | 0 | 0 | 1 | 10 | 2 |  |  | 0 | 0 | 0 | 0 | 0 | 0 | 0 | 0 | 0 | 1 | 10 | 2
SCE NOL | Pisgah | 230 | 0 | 0 | 0 | 0 | 0 | 0 | 0 | 0 | 0 | 1 | 10 | 2 |  |  | 0 | 0 | 0 | 0 | 250 | 250 | 0 | 1 | 0 | 1 | 15 | 3
PG&E NGBA | Pit 1 | 230 | 0 | 0 | 0 | 0 | 0 | 0 | 0 | 0 | 0 | 1 | 10 | 2 |  |  | 0 | 0 | 0 | 0 | 0 | 0 | 0 | 0 | 0 | 1 | 10 | 2
PG&E NGBA | Pit 1 | 60 | 0 | 0 | 0 | 0 | 0 | 0 | 0 | 0 | 0 | 1 | 10 | 2 |  |  | 0 | 0 | 0 | 0 | 0 | 0 | 0 | 0 | 0 | 1 | 10 | 2
PG&E NGBA | Pit 3 | 230 | 0 | 0 | 0 | 0 | 0 | 0 | 0 | 0 | 0 | 1 | 10 | 2 |  |  | 0 | 0 | 0 | 0 | 0 | 0 | 0 | 0 | 0 | 1 | 10 | 2
PG&E NGBA | Pit 4 | 230 | 0 | 0 | 0 | 0 | 0 | 0 | 0 | 0 | 0 | 1 | 10 | 2 |  |  | 0 | 0 | 0 | 0 | 0 | 0 | 0 | 0 | 0 | 1 | 10 | 2
PG&E GBA | Pittsburg | 115 | 0 | 0 | 0 | 0 | 0 | 0 | 0 | 0 | 0 | 1 | 10 | 2 |  |  | 0 | 0 | 0 | 0 | 0 | 0 | 0 | 0 | 0 | 1 | 10 | 2
PG&E GBA | Pittsburg | 230 | 0 | 0 | 0 | 0 | 0 | 0 | 0 | 0 | 0 | 1 | 10 | 2 |  |  | 0 | 0 | 0 | 0 | 0 | 0 | 0 | 0 | 0 | 1 | 10 | 2
PG&E NGBA | Pleasant Grove | 115 | 0 | 0 | 0 | 0 | 0 | 0 | 0 | 0 | 0 | 1 | 10 | 2 |  |  | 0 | 0 | 0 | 0 | 0 | 0 | 0 | 0 | 0 | 1 | 10 | 2
PG&E NGBA | POE | 230 | 0 | 0 | 0 | 0 | 0 | 0 | 0 | 0 | 0 | 1 | 10 | 2 |  |  | 0 | 0 | 0 | 0 | 0 | 0 | 0 | 0 | 0 | 1 | 10 | 2
SDGE | Point Loma | 69 | 0 | 0 | 0 | 0 | 0 | 0 | 0 | 0 | 0 | 1 | 10 | 2 |  |  | 0 | 0 | 0 | 0 | 0 | 0 | 0 | 0 | 0 | 1 | 10 | 2
SDGE | Pomerado | 69 | 0 | 0 | 0 | 0 | 0 | 0 | 0 | 0 | 0 | 1 | 10 | 2 |  |  | 0 | 0 | 0 | 0 | 0 | 0 | 0 | 0 | 0 | 1 | 10 | 2
PG&E KERN | Poso Mountain | 115 | 0 | 0 | 0 | 0 | 0 | 0 | 0 | 0 | 0 | 1 | 10 | 2 |  |  | 0 | 0 | 0 | 0 | 0 | 0 | 0 | 0 | 0 | 1 | 10 | 2
EOP | Primm | 230 | 0 | 0 | 0 | 0 | 0 | 0 | 0 | 0 | 0 | 1 | 10 | 2 |  |  | 0 | 0 | 0 | 0 | 0 | 0 | 0 | 0 | 0 | 1 | 10 | 2
PG&E NGBA | Putah Creek | 115 | 0 | 0 | 0 | 0 | 0 | 0 | 0 | 0 | 0 | 1 | 5 | 1 |  |  | 0 | 0 | 0 | 0 | 0 | 0 | 0 | 0 | 0 | 1 | 5 | 1
SDGE | Q1806 | 138 | 0 | 0 | 0 | 0 | 0 | 0 | 0 | 0 | 0 | 1 | 10 | 2 |  |  | 0 | 0 | 0 | 0 | 0 | 0 | 0 | 0 | 0 | 1 | 10 | 2
PG&E FRESNO | Quinto | 230 | 0 | 0 | 0 | 0 | 140 | 140 | 0 | 1 | 0 | 1 | 10 | 2 |  |  | 0 | 0 | 0 | 200 | 250 | 450 | 0 | 1 | 0 | 1 | 10 | 1
PG&E GBA | Race Track | 115 | 0 | 0 | 0 | 0 | 0 | 0 | 0 | 0 | 0 | 1 | 10 | 2 |  |  | 0 | 0 | 0 | 0 | 0 | 0 | 0 | 0 | 0 | 1 | 10 | 2
SDGE | Rancho Mission Viejo | 138 | 0 | 0 | 0 | 0 | 0 | 0 | 0 | 0 | 0 | 1 | 10 | 2 |  |  | 0 | 0 | 0 | 0 | 0 | 0 | 0 | 0 | 0 | 1 | 10 | 2
PG&E GBA | Rancho Seco | 230 | 0 | 0 | 0 | 0 | 0 | 0 | 0 | 0 | 0 | 1 | 10 | 2 |  |  | 0 | 0 | 0 | 0 | 0 | 0 | 0 | 0 | 0 | 1 | 10 | 2
SCE Metro | Rancho Vista | 230 | 0 | 0 | 0 | 0 | 0 | 0 | 0 | 0 | 0 | 1 | 10 | 2 |  |  | 0 | 0 | 0 | 0 | 0 | 0 | 0 | 0 | 0 | 1 | 10 | 2
SCE Metro | Rancho Vista | 500 | 0 | 0 | 0 | 0 | 0 | 0 | 0 | 0 | 0 | 1 | 10 | 2 |  |  | 0 | 0 | 0 | 0 | 0 | 0 | 0 | 0 | 0 | 1 | 10 | 2
SCE NOL | Ransburg | 115 | 0 | 0 | 0 | 0 | 0 | 0 | 0 | 0 | 0 | 1 | 10 | 2 |  |  | 0 | 0 | 0 | 0 | 0 | 0 | 0 | 0 | 0 | 1 | 10 | 2
PG&E GBA | Ravenswood | 115 | 0 | 0 | 0 | 0 | 0 | 0 | 0 | 0 | 0 | 1 | 10 | 2 |  |  | 0 | 0 | 0 | 0 | 0 | 0 | 0 | 0 | 0 | 1 | 10 | 2
PG&E GBA | Ravenswood | 230 | 0 | 0 | 0 | 0 | 0 | 0 | 0 | 0 | 0 | 1 | 10 | 2 |  |  | 0 | 0 | 0 | 0 | 0 | 0 | 0 | 0 | 0 | 1 | 10 | 2
SCE Northern | Rector | 230 | 0 | 0 | 0 | 0 | 0 | 0 | 0 | 0 | 0 | 1 | 10 | 2 |  |  | 0 | 0 | 0 | 0 | 200 | 200 | 0 | 1 | 0 | 1 | 10 | 2
SCE Eastern | Red Bluff | 230 | 0 | 0 | 0 | 0 | 0 | 0 | 0 | 0 | 0 | 1 | 15 | 3 |  |  | 0 | 0 | 0 | 0 | 0 | 0 | 0 | 0 | 0 | 1 | 15 | 3
SCE Eastern | Red Bluff | 500 | 0 | 0 | 0 | 0 | 0 | 0 | 0 | 0 | 0 | 1 | 15 | 3 |  |  | 0 | 0 | 0 | 0 | 0 | 0 | 0 | 0 | 0 | 1 | 15 | 3
PG&E NGBA | Redbud | 115 | 0 | 0 | 0 | 0 | 0 | 0 | 0 | 0 | 0 | 1 | 10 | 2 |  |  | 0 | 0 | 0 | 0 | 0 | 0 | 0 | 0 | 0 | 1 | 10 | 2
SCE Metro | Redondo | 230 | 0 | 0 | 0 | 0 | 0 | 0 | 0 | 0 | 0 | 1 | 10 | 2 |  |  | 0 | 0 | 0 | 0 | 0 | 0 | 0 | 0 | 0 | 1 | 10 | 2
PG&E FRESNO | Reedley | 115 | 0 | 0 | 0 | 0 | 0 | 0 | 0 | 0 | 0 | 1 | 10 | 2 |  |  | 0 | 0 | 0 | 0 | 0 | 0 | 0 | 0 | 0 | 1 | 10 | 2
PG&E KERN | Renfro | 115 | 0 | 0 | 0 | 0 | 0 | 0 | 0 | 0 | 0 | 1 | 10 | 2 |  |  | 0 | 0 | 0 | 0 | 0 | 0 | 0 | 0 | 0 | 1 | 10 | 2
PG&E GBA | Richmond R | 115 | 0 | 0 | 0 | 0 | 0 | 0 | 0 | 0 | 0 | 1 | 10 | 2 |  |  | 0 | 0 | 0 | 0 | 0 | 0 | 0 | 0 | 0 | 1 | 10 | 2
PG&E NGBA | Rincon | 115 | 0 | 0 | 0 | 0 | 0 | 0 | 0 | 0 | 0 | 1 | 10 | 2 |  |  | 0 | 0 | 0 | 0 | 0 | 0 | 0 | 0 | 0 | 1 | 10 | 2
PG&E KERN | Rio Bravo | 115 | 0 | 0 | 0 | 0 | 0 | 0 | 0 | 0 | 0 | 1 | 10 | 2 |  |  | 0 | 0 | 0 | 0 | 0 | 0 | 0 | 0 | 0 | 1 | 10 | 2
SCE Metro | Rio Hondo | 230 | 0 | 0 | 0 | 0 | 0 | 0 | 0 | 0 | 0 | 1 | 10 | 2 |  |  | 0 | 0 | 0 | 0 | 0 | 0 | 0 | 0 | 0 | 1 | 10 | 2
PG&E NGBA | Rio Oso | 115 | 0 | 0 | 0 | 0 | 0 | 0 | 0 | 0 | 0 | 1 | 10 | 2 |  |  | 0 | 0 | 0 | 0 | 0 | 0 | 0 | 0 | 0 | 1 | 10 | 2
PG&E NGBA | Rio Oso | 230 | 0 | 0 | 0 | 0 | 0 | 0 | 0 | 0 | 0 | 1 | 10 | 2 |  |  | 0 | 0 | 0 | 0 | 0 | 0 | 0 | 0 | 0 | 1 | 10 | 2
PG&E GBA | Ripon | 115 | 0 | 0 | 0 | 0 | 0 | 0 | 0 | 0 | 0 | 1 | 10 | 2 |  |  | 0 | 0 | 0 | 0 | 0 | 0 | 0 | 0 | 0 | 1 | 10 | 2
PG&E GBA | Riverbank | 115 | 0 | 0 | 0 | 0 | 0 | 0 | 0 | 0 | 0 | 1 | 10 | 2 |  |  | 0 | 0 | 0 | 0 | 0 | 0 | 0 | 0 | 0 | 1 | 10 | 2
SCE NOL | Roadway | 115 | 0 | 0 | 0 | 0 | 0 | 0 | 0 | 0 | 0 | 1 | 10 | 2 |  |  | 0 | 0 | 0 | 0 | 0 | 0 | 0 | 0 | 0 | 1 | 10 | 2
PG&E NGBA | Rock Creek 1 | 230 | 0 | 0 | 0 | 0 | 0 | 0 | 0 | 0 | 0 | 1 | 10 | 2 |  |  | 0 | 0 | 0 | 0 | 0 | 0 | 0 | 0 | 0 | 1 | 10 | 2
SCE Northern | Rosamond | 66 | 0 | 0 | 0 | 0 | 0 | 0 | 0 | 0 | 0 | 1 | 10 | 2 |  |  | 0 | 0 | 0 | 0 | 0 | 0 | 0 | 0 | 0 | 1 | 10 | 2
PG&E GBA | Rossmoor | 230 | 0 | 0 | 0 | 0 | 0 | 0 | 0 | 0 | 0 | 1 | 10 | 2 |  |  | 0 | 0 | 0 | 0 | 0 | 0 | 0 | 0 | 0 | 1 | 10 | 2
PG&E NGBA | Round Mountain | 230 | 0 | 0 | 0 | 0 | 0 | 0 | 0 | 0 | 10 | 1 | 10 | 2 |  |  | 0 | 0 | 0 | 0 | 0 | 0 | 0 | 0 | 10 | 1 | 10 | 2
PG&E NGBA | Round Mountain | 500 | 0 | 0 | 0 | 0 | 0 | 0 | 0 | 0 | 0 | 1 | 10 | 2 |  |  | 0 | 0 | 0 | 0 | 0 | 0 | 0 | 0 | 0 | 1 | 10 | 2
PG&E GBA | Salado | 115 | 0 | 0 | 0 | 0 | 0 | 0 | 0 | 0 | 0 | 1 | 10 | 2 |  |  | 0 | 0 | 0 | 0 | 0 | 0 | 0 | 0 | 0 | 1 | 10 | 2
PG&E GBA | Salado | 60 | 0 | 0 | 0 | 0 | 0 | 0 | 0 | 0 | 0 | 1 | 10 | 2 |  |  | 0 | 0 | 0 | 0 | 0 | 0 | 0 | 0 | 0 | 1 | 10 | 2
PG&E GBA | Salinas | 115 | 0 | 0 | 0 | 0 | 0 | 0 | 0 | 0 | 0 | 1 | 10 | 2 |  |  | 0 | 0 | 0 | 0 | 0 | 0 | 0 | 0 | 0 | 1 | 10 | 2
SDGE | Salt Creek | 69 | 0 | 0 | 0 | 0 | 0 | 0 | 0 | 0 | 0 | 1 | 10 | 2 |  |  | 0 | 0 | 0 | 0 | 0 | 0 | 0 | 0 | 0 | 1 | 10 | 2
SCE Eastern | San Bernardino | 230 | 0 | 0 | 0 | 0 | 0 | 0 | 0 | 0 | 0 | 1 | 10 | 2 |  |  | 0 | 0 | 0 | 0 | 0 | 0 | 0 | 0 | 0 | 1 | 10 | 2
PG&E GBA | SAN FRAN A (POTRERO PP) | 115 | 0 | 0 | 0 | 0 | 0 | 0 | 0 | 0 | 0 | 1 | 10 | 2 |  |  | 0 | 0 | 0 | 0 | 0 | 0 | 0 | 0 | 0 | 1 | 10 | 2
PG&E GBA | SAN FRAN A (POTRERO PP) | 230 | 0 | 0 | 0 | 0 | 0 | 0 | 0 | 0 | 0 | 1 | 10 | 2 |  |  | 0 | 0 | 0 | 0 | 0 | 0 | 0 | 0 | 0 | 1 | 10 | 2
PG&E GBA | San Jose A | 115 | 0 | 0 | 0 | 0 | 0 | 0 | 0 | 0 | 0 | 1 | 10 | 2 |  |  | 0 | 0 | 0 | 0 | 0 | 0 | 0 | 0 | 0 | 1 | 10 | 2
PG&E GBA | San Jose B | 115 | 0 | 0 | 0 | 0 | 0 | 0 | 0 | 0 | 0 | 1 | 10 | 2 |  |  | 0 | 0 | 0 | 0 | 0 | 0 | 0 | 0 | 0 | 1 | 10 | 2
PG&E GBA | San Leandro U | 115 | 0 | 0 | 0 | 0 | 0 | 0 | 0 | 0 | 0 | 1 | 10 | 2 |  |  | 0 | 0 | 0 | 0 | 0 | 0 | 0 | 0 | 0 | 1 | 10 | 2
PG&E KERN | San Luis Obispo | 115 | 0 | 0 | 0 | 0 | 0 | 0 | 0 | 0 | 0 | 1 | 10 | 2 |  |  | 0 | 0 | 0 | 0 | 0 | 0 | 0 | 0 | 0 | 1 | 10 | 2
PG&E KERN | San Luis Obispo | 70 | 0 | 0 | 0 | 0 | 0 | 0 | 0 | 0 | 0 | 1 | 10 | 2 |  |  | 0 | 0 | 0 | 0 | 0 | 0 | 0 | 0 | 0 | 1 | 10 | 2
SDGE | San Luis Rey | 230 | 0 | 0 | 0 | 0 | 0 | 0 | 0 | 0 | 0 | 1 | 10 | 2 |  |  | 0 | 0 | 0 | 0 | 0 | 0 | 0 | 0 | 0 | 1 | 10 | 2
SDGE | San Luis Rey | 69 | 0 | 0 | 0 | 0 | 0 | 0 | 0 | 0 | 0 | 1 | 10 | 2 |  |  | 0 | 0 | 0 | 0 | 0 | 0 | 0 | 0 | 0 | 1 | 10 | 2
SDGE | San Marcos | 69 | 0 | 0 | 0 | 0 | 0 | 0 | 0 | 0 | 0 | 1 | 10 | 2 |  |  | 0 | 0 | 0 | 0 | 0 | 0 | 0 | 0 | 0 | 1 | 10 | 2
SCE Metro | San Onofre | 230 | 0 | 0 | 0 | 0 | 0 | 0 | 0 | 0 | 0 | 1 | 10 | 2 |  |  | 0 | 0 | 0 | 0 | 0 | 0 | 0 | 0 | 0 | 1 | 10 | 2
PG&E GBA | San Pablo | 115 | 0 | 0 | 0 | 0 | 0 | 0 | 0 | 0 | 0 | 1 | 10 | 2 |  |  | 0 | 0 | 0 | 0 | 0 | 0 | 0 | 0 | 0 | 1 | 10 | 2
PG&E GBA | San Ramon | 230 | 0 | 0 | 0 | 0 | 0 | 0 | 0 | 0 | 0 | 1 | 10 | 2 |  |  | 0 | 0 | 0 | 0 | 0 | 0 | 0 | 0 | 0 | 1 | 10 | 2
SDGE | San Ysidro | 69 | 0 | 0 | 0 | 0 | 0 | 0 | 0 | 0 | 0 | 1 | 10 | 2 |  |  | 0 | 0 | 0 | 0 | 0 | 0 | 0 | 0 | 0 | 1 | 10 | 2
SCE NOL | Sandlot | 230 | 0 | 0 | 0 | 0 | 0 | 0 | 0 | 0 | 0 | 1 | 10 | 2 |  |  | 0 | 0 | 0 | 0 | 0 | 0 | 0 | 0 | 0 | 1 | 10 | 2
EOP | Sandy | 138 | 0 | 0 | 0 | 0 | 0 | 0 | 0 | 0 | 0 | 1 | 10 | 2 |  |  | 0 | 0 | 0 | 0 | 0 | 0 | 0 | 0 | 0 | 1 | 10 | 2
PG&E FRESNO | Sanger | 115 | 0 | 0 | 0 | 0 | 0 | 0 | 0 | 0 | 0 | 1 | 10 | 2 |  |  | 0 | 0 | 0 | 100 | 100 | 200 | 0 | 1 | 0 | 1 | 10 | 2
SCE Northern | Santa Clara | 230 | 0 | 0 | 0 | 0 | 0 | 0 | 0 | 0 | 0 | 1 | 10 | 2 |  |  | 0 | 0 | 0 | 0 | 0 | 0 | 0 | 0 | 0 | 1 | 10 | 2
PG&E NGBA | Santa Rosa A | 115 | 0 | 0 | 0 | 0 | 0 | 0 | 0 | 0 | 0 | 1 | 10 | 2 |  |  | 0 | 0 | 0 | 0 | 0 | 0 | 0 | 0 | 0 | 1 | 10 | 2
PG&E GBA | Santa Teresa | 115 | 0 | 0 | 0 | 0 | 0 | 0 | 0 | 0 | 0 | 1 | 10 | 2 |  |  | 0 | 0 | 0 | 0 | 0 | 0 | 0 | 0 | 0 | 1 | 10 | 2
SDGE | Santee | 138 | 0 | 0 | 0 | 0 | 0 | 0 | 0 | 0 | 0 | 1 | 10 | 2 |  |  | 0 | 0 | 0 | 0 | 0 | 0 | 0 | 0 | 0 | 1 | 10 | 2
SCE Metro | Santiago | 230 | 0 | 0 | 0 | 0 | 0 | 0 | 0 | 0 | 0 | 1 | 10 | 2 |  |  | 0 | 0 | 0 | 0 | 0 | 0 | 0 | 0 | 0 | 1 | 10 | 2
PG&E GBA | Saratoga | 230 | 0 | 0 | 0 | 0 | 0 | 0 | 0 | 0 | 0 | 1 | 10 | 2 |  |  | 0 | 0 | 0 | 0 | 0 | 0 | 0 | 0 | 0 | 1 | 10 | 2
SCE Northern | Saugus | 230 | 0 | 0 | 0 | 0 | 0 | 0 | 0 | 0 | 0 | 1 | 10 | 2 |  |  | 0 | 0 | 0 | 0 | 0 | 0 | 0 | 0 | 0 | 1 | 10 | 2
PG&E FRESNO | Schindler | 115 | 0 | 0 | 0 | 0 | 0 | 0 | 0 | 0 | 0 | 1 | 10 | 2 |  |  | 0 | 0 | 0 | 100 | 0 | 100 | 0 | 1 | 0 | 1 | 10 | 2
PG&E FRESNO | Schindler | 70 | 0 | 0 | 0 | 0 | 0 | 0 | 0 | 0 | 0 | 1 | 10 | 2 |  |  | 0 | 0 | 0 | 0 | 0 | 0 | 0 | 0 | 0 | 1 | 10 | 2
PG&E GBA | Schulte | 115 | 0 | 0 | 0 | 0 | 0 | 0 | 0 | 0 | 0 | 1 | 10 | 2 |  |  | 0 | 0 | 0 | 0 | 0 | 0 | 0 | 0 | 0 | 1 | 10 | 2
SDGE | Scripps | 69 | 0 | 0 | 0 | 0 | 0 | 0 | 0 | 0 | 0 | 1 | 10 | 2 |  |  | 0 | 0 | 0 | 0 | 0 | 0 | 0 | 0 | 0 | 1 | 10 | 2
PG&E KERN | Semitropic | 115 | 0 | 0 | 0 | 0 | 0 | 0 | 0 | 0 | 0 | 1 | 10 | 2 |  |  | 0 | 0 | 0 | 0 | 0 | 0 | 0 | 0 | 0 | 1 | 10 | 2
SCE Metro | Serrano | 230 | 0 | 0 | 0 | 0 | 0 | 0 | 0 | 0 | 0 | 1 | 10 | 2 |  |  | 0 | 0 | 0 | 0 | 0 | 0 | 0 | 0 | 0 | 1 | 10 | 2
SCE Metro | Serrano | 500 | 0 | 0 | 0 | 0 | 0 | 0 | 0 | 0 | 0 | 1 | 10 | 2 |  |  | 0 | 0 | 0 | 0 | 0 | 0 | 0 | 0 | 0 | 1 | 10 | 2
SDGE | Shadowridge | 138 | 0 | 0 | 0 | 0 | 0 | 0 | 0 | 0 | 0 | 1 | 10 | 2 |  |  | 0 | 0 | 0 | 0 | 0 | 0 | 0 | 0 | 0 | 1 | 10 | 2
PG&E KERN | Shafter | 115 | 0 | 0 | 0 | 0 | 0 | 0 | 0 | 0 | 0 | 1 | 10 | 2 |  |  | 0 | 0 | 0 | 0 | 0 | 0 | 0 | 0 | 0 | 1 | 10 | 2
PG&E NGBA | Silverado | 115 | 0 | 0 | 0 | 0 | 0 | 0 | 0 | 0 | 0 | 1 | 10 | 2 |  |  | 0 | 0 | 0 | 0 | 0 | 0 | 0 | 0 | 0 | 1 | 10 | 2
SDGE | Silvergate | 230 | 0 | 0 | 0 | 0 | 0 | 0 | 0 | 0 | 0 | 1 | 10 | 2 |  |  | 0 | 0 | 0 | 0 | 0 | 0 | 0 | 0 | 0 | 1 | 10 | 2
SDGE | Silvergate | 69 | 0 | 0 | 0 | 0 | 0 | 0 | 0 | 0 | 0 | 1 | 10 | 2 |  |  | 0 | 0 | 0 | 0 | 0 | 0 | 0 | 0 | 0 | 1 | 10 | 2
PG&E KERN | Sisquoc | 115 | 0 | 0 | 0 | 0 | 0 | 0 | 0 | 0 | 0 | 1 | 10 | 2 |  |  | 0 | 0 | 0 | 0 | 0 | 0 | 0 | 0 | 0 | 1 | 10 | 2
EOP | Sloan Canyon | 230 | 260 | 50 | 310 | 0 | 0 | 0 | 0 | 1 | 20 | 2 | 10 | 2 |  |  | 260 | 50 | 310 | 0 | 0 | 0 | 0 | 1 | 20 | 2 | 10 | 2
EOP | Sloan Canyon | 500 | 0 | 0 | 0 | 0 | 0 | 0 | 0 | 0 | 0 | 1 | 10 | 2 |  |  | 0 | 0 | 0 | 0 | 0 | 0 | 0 | 0 | 0 | 1 | 10 | 2
PG&E KERN | Smyrna | 115 | 0 | 0 | 0 | 0 | 0 | 0 | 0 | 0 | 0 | 1 | 10 | 2 |  |  | 0 | 0 | 0 | 0 | 0 | 0 | 0 | 0 | 0 | 1 | 10 | 2
PG&E GBA | Sobrante | 115 | 0 | 0 | 0 | 0 | 0 | 0 | 0 | 0 | 0 | 1 | 10 | 2 |  |  | 0 | 0 | 0 | 0 | 0 | 0 | 0 | 0 | 0 | 1 | 10 | 2
PG&E GBA | Sobrante | 230 | 0 | 0 | 0 | 0 | 0 | 0 | 0 | 0 | 0 | 1 | 10 | 2 |  |  | 0 | 0 | 0 | 0 | 0 | 0 | 0 | 0 | 0 | 1 | 10 | 2
PG&E KERN | Solar | 230 | 0 | 0 | 0 | 0 | 0 | 0 | 0 | 0 | 0 | 1 | 10 | 2 |  |  | 0 | 0 | 0 | 0 | 0 | 0 | 0 | 0 | 0 | 1 | 10 | 2
PG&E GBA | Soledad | 115 | 0 | 0 | 0 | 0 | 0 | 0 | 0 | 0 | 0 | 1 | 10 | 2 |  |  | 0 | 0 | 0 | 0 | 0 | 0 | 0 | 0 | 0 | 1 | 10 | 2
PG&E GBA | Soledad | 60 | 6 | 0 | 6 | 0 | 0 | 0 | 0 | 1 | 10 | 1 | 10 | 2 |  |  | 6 | 0 | 6 | 0 | 0 | 0 | 0 | 1 | 10 | 1 | 10 | 2
SDGE | Spring Valley | 69 | 0 | 0 | 0 | 0 | 0 | 0 | 0 | 0 | 0 | 1 | 10 | 2 |  |  | 0 | 0 | 0 | 0 | 0 | 0 | 0 | 0 | 0 | 1 | 10 | 2
SCE Northern | Springville | 230 | 0 | 0 | 0 | 0 | 0 | 0 | 0 | 0 | 0 | 1 | 10 | 2 |  |  | 0 | 0 | 0 | 170 | 180 | 350 | 0 | 1 | 0 | 1 | 10 | 2
PG&E GBA | Stagg | 230 | 0 | 0 | 0 | 0 | 0 | 0 | 0 | 0 | 0 | 1 | 10 | 2 |  |  | 0 | 0 | 0 | 0 | 0 | 0 | 0 | 0 | 0 | 1 | 10 | 2
PG&E GBA | Standard Oil | 115 | 0 | 0 | 0 | 0 | 0 | 0 | 0 | 0 | 0 | 1 | 10 | 2 |  |  | 0 | 0 | 0 | 0 | 0 | 0 | 0 | 0 | 0 | 1 | 10 | 2
PG&E GBA | Stanislaus | 115 | 0 | 0 | 0 | 0 | 0 | 0 | 0 | 0 | 0 | 1 | 10 | 2 |  |  | 0 | 0 | 0 | 0 | 0 | 0 | 0 | 0 | 0 | 1 | 10 | 2
PG&E KERN | Stockdale | 115 | 0 | 0 | 0 | 0 | 0 | 0 | 0 | 0 | 0 | 1 | 10 | 2 |  |  | 0 | 0 | 0 | 0 | 0 | 0 | 0 | 0 | 0 | 1 | 10 | 2
PG&E KERN | Stockdale | 230 | 0 | 0 | 0 | 0 | 0 | 0 | 0 | 0 | 0 | 1 | 10 | 2 |  |  | 0 | 0 | 0 | 0 | 0 | 0 | 0 | 0 | 0 | 1 | 10 | 2
PG&E GBA | Stockton A | 115 | 0 | 0 | 0 | 0 | 0 | 0 | 0 | 0 | 0 | 1 | 10 | 2 |  |  | 0 | 0 | 0 | 0 | 0 | 0 | 0 | 0 | 0 | 1 | 10 | 2
PG&E GBA | Stone | 115 | 0 | 0 | 0 | 0 | 0 | 0 | 0 | 0 | 0 | 1 | 10 | 2 |  |  | 0 | 0 | 0 | 0 | 0 | 0 | 0 | 0 | 0 | 1 | 10 | 2
PG&E FRESNO | Storey | 230 | 0 | 0 | 0 | 0 | 0 | 0 | 0 | 0 | 0 | 1 | 10 | 2 |  |  | 0 | 0 | 0 | 0 | 0 | 0 | 0 | 0 | 0 | 1 | 10 | 2
PG&E NGBA | Summit | 115 | 0 | 0 | 0 | 0 | 0 | 0 | 0 | 0 | 0 | 1 | 10 | 2 |  |  | 0 | 0 | 0 | 0 | 0 | 0 | 0 | 0 | 0 | 1 | 10 | 2
SDGE | Suncrest | 230 | 0 | 0 | 0 | 0 | 0 | 0 | 0 | 0 | 0 | 1 | 10 | 2 |  |  | 0 | 0 | 0 | 0 | 0 | 0 | 0 | 0 | 0 | 1 | 10 | 2
SDGE | Suncrest | 500 | 0 | 0 | 0 | 0 | 0 | 0 | 0 | 0 | 0 | 1 | 10 | 2 |  |  | 0 | 0 | 0 | 0 | 0 | 0 | 0 | 0 | 0 | 1 | 10 | 2
PG&E KERN | Sunrise | 230 | 0 | 0 | 0 | 0 | 0 | 0 | 0 | 0 | 0 | 1 | 10 | 2 |  |  | 0 | 0 | 0 | 0 | 0 | 0 | 0 | 0 | 0 | 1 | 10 | 2
PG&E KERN | Sunset | 230 | 0 | 0 | 0 | 0 | 0 | 0 | 0 | 0 | 0 | 1 | 10 | 2 |  |  | 0 | 0 | 0 | 0 | 0 | 0 | 0 | 0 | 0 | 1 | 10 | 2
PG&E GBA | Swift | 115 | 0 | 0 | 0 | 0 | 0 | 0 | 0 | 0 | 0 | 1 | 10 | 2 |  |  | 0 | 0 | 0 | 0 | 0 | 0 | 0 | 0 | 0 | 1 | 10 | 2
SDGE | Sycamore Canyon | 138 | 0 | 0 | 0 | 0 | 0 | 0 | 0 | 0 | 0 | 1 | 10 | 2 |  |  | 0 | 0 | 0 | 0 | 0 | 0 | 0 | 0 | 0 | 1 | 10 | 2
SDGE | Sycamore Canyon | 230 | 0 | 0 | 0 | 0 | 0 | 0 | 0 | 0 | 0 | 1 | 10 | 2 |  |  | 0 | 0 | 0 | 0 | 0 | 0 | 0 | 0 | 0 | 1 | 10 | 2
SDGE | Sycamore Canyon | 69 | 0 | 0 | 0 | 0 | 0 | 0 | 0 | 0 | 0 | 1 | 10 | 2 |  |  | 0 | 0 | 0 | 0 | 0 | 0 | 0 | 0 | 0 | 1 | 10 | 2
SCE Northern | Sylmar | 230 | 0 | 0 | 0 | 0 | 0 | 0 | 0 | 0 | 0 | 1 | 10 | 2 |  |  | 0 | 0 | 0 | 0 | 0 | 0 | 0 | 0 | 0 | 1 | 10 | 2
PG&E NGBA | Table Mountain | 115 | 0 | 0 | 0 | 0 | 0 | 0 | 0 | 0 | 0 | 1 | 10 | 2 |  |  | 0 | 0 | 0 | 0 | 0 | 0 | 0 | 0 | 0 | 1 | 10 | 2
PG&E NGBA | Table Mountain | 230 | 0 | 0 | 0 | 0 | 0 | 0 | 0 | 0 | 10 | 1 | 10 | 2 |  |  | 0 | 0 | 0 | 0 | 0 | 0 | 0 | 0 | 10 | 1 | 10 | 2
PG&E NGBA | Table Mountain | 500 | 0 | 0 | 0 | 0 | 0 | 0 | 0 | 0 | 0 | 1 | 10 | 2 |  |  | 0 | 0 | 0 | 0 | 0 | 0 | 0 | 0 | 0 | 1 | 10 | 2
PG&E NGBA | Table Mountain | 60 | 0 | 0 | 0 | 0 | 0 | 0 | 0 | 0 | 0 | 1 | 10 | 2 |  |  | 0 | 0 | 0 | 0 | 0 | 0 | 0 | 0 | 0 | 1 | 10 | 2
PG&E KERN | Taft | 115 | 0 | 0 | 0 | 0 | 0 | 0 | 0 | 0 | 0 | 1 | 10 | 2 |  |  | 0 | 0 | 0 | 0 | 0 | 0 | 0 | 0 | 0 | 1 | 10 | 2
SDGE | Talega | 138 | 0 | 0 | 0 | 0 | 0 | 0 | 0 | 0 | 0 | 1 | 10 | 2 |  |  | 0 | 0 | 0 | 0 | 0 | 0 | 0 | 0 | 0 | 1 | 10 | 2
SDGE | Talega | 230 | 0 | 0 | 0 | 0 | 0 | 0 | 0 | 0 | 0 | 1 | 10 | 2 |  |  | 0 | 0 | 0 | 0 | 0 | 0 | 0 | 0 | 0 | 1 | 10 | 2
PG&E GBA | Tassajara | 230 | 0 | 0 | 0 | 0 | 0 | 0 | 0 | 0 | 0 | 1 | 10 | 2 |  |  | 0 | 0 | 0 | 0 | 0 | 0 | 0 | 0 | 0 | 1 | 10 | 2
PG&E KERN | Tejon | 70 | 0 | 0 | 0 | 0 | 0 | 0 | 0 | 0 | 0 | 1 | 10 | 2 |  |  | 0 | 0 | 0 | 0 | 0 | 0 | 0 | 0 | 0 | 1 | 10 | 2
SDGE | Telegraph Canyon | 138 | 0 | 0 | 0 | 0 | 0 | 0 | 0 | 0 | 0 | 1 | 10 | 2 |  |  | 0 | 0 | 0 | 0 | 0 | 0 | 0 | 0 | 0 | 1 | 10 | 2
PG&E KERN | Temblor | 115 | 0 | 0 | 0 | 0 | 0 | 0 | 0 | 0 | 0 | 1 | 10 | 2 |  |  | 0 | 0 | 0 | 0 | 0 | 0 | 0 | 0 | 0 | 1 | 10 | 2
PG&E KERN | Templeton | 230 | 113.07 | 0 | 113.07 | 0 | 0 | 0 | 0 | 1 | 10 | 1 | 10 | 2 |  |  | 113.07 | 0 | 113.07 | 0 | 0 | 0 | 0 | 1 | 10 | 1 | 10 | 2
PG&E KERN | Templeton | 70 | 0 | 0 | 0 | 0 | 0 | 0 | 0 | 0 | 0 | 1 | 10 | 2 |  |  | 0 | 0 | 0 | 0 | 0 | 0 | 0 | 0 | 0 | 1 | 10 | 2
PG&E GBA | Tesla | 115 | 0 | 0 | 0 | 0 | 0 | 0 | 0 | 0 | 0 | 1 | 10 | 2 |  |  | 0 | 0 | 0 | 0 | 0 | 0 | 0 | 0 | 0 | 1 | 10 | 2
PG&E GBA | Tesla | 230 | 100 | 76.5 | 176.5 | 0 | 0 | 0 | 0 | 1 | 15 | 2 | 10 | 2 |  |  | 100 | 76.5 | 176.5 | 0 | 0 | 0 | 0 | 1 | 15 | 2 | 10 | 2
PG&E GBA | Tesla | 500 | 300 | 0 | 300 | 0 | 0 | 0 | 0 | 1 | 15 | 2 | 10 | 2 |  |  | 300 | 0 | 300 | 0 | 0 | 0 | 0 | 1 | 15 | 2 | 10 | 2
PG&E KERN | Tevis | 115 | 0 | 0 | 0 | 0 | 0 | 0 | 0 | 0 | 0 | 1 | 10 | 2 |  |  | 0 | 0 | 0 | 0 | 0 | 0 | 0 | 0 | 0 | 1 | 10 | 2
EOP | Thousandaire | 138 | 0 | 0 | 0 | 0 | 0 | 0 | 0 | 0 | 0 | 1 | 10 | 2 |  |  | 0 | 0 | 0 | 0 | 0 | 0 | 0 | 0 | 0 | 1 | 10 | 2
PG&E KERN | Topaz | 230 | 0 | 0 | 0 | 0 | 0 | 0 | 0 | 0 | 0 | 1 | 10 | 2 |  |  | 0 | 0 | 0 | 0 | 0 | 0 | 0 | 0 | 0 | 1 | 10 | 2
SCE NOL | Tortilla | 115 | 0 | 0 | 0 | 0 | 0 | 0 | 0 | 0 | 0 | 1 | 10 | 2 |  |  | 0 | 0 | 0 | 0 | 0 | 0 | 0 | 0 | 0 | 1 | 10 | 2
SDGE | Trabuco | 138 | 0 | 0 | 0 | 0 | 0 | 0 | 0 | 0 | 0 | 1 | 10 | 2 |  |  | 0 | 0 | 0 | 0 | 0 | 0 | 0 | 0 | 0 | 1 | 10 | 2
PG&E GBA | Tracy | 115 | 0 | 0 | 0 | 0 | 0 | 0 | 0 | 0 | 0 | 1 | 10 | 2 |  |  | 0 | 0 | 0 | 0 | 0 | 0 | 0 | 0 | 0 | 1 | 10 | 2
PG&E FRESNO | Tranquility | 230 | 0 | 0 | 0 | 0 | 0 | 0 | 0 | 0 | 0 | 1 | 10 | 2 |  |  | 0 | 0 | 0 | 200 | 300 | 500 | 0 | 1 | 0 | 1 | 15 | 2
PG&E GBA | Trimble | 115 | 0 | 0 | 0 | 0 | 0 | 0 | 0 | 0 | 0 | 1 | 10 | 2 |  |  | 0 | 0 | 0 | 0 | 0 | 0 | 0 | 0 | 0 | 1 | 10 | 2
EOP | Trout Canyon | 230 | 0 | 0 | 0 | 441 | 95 | 536 | 0 | 1 | 20 | 3 | 15 | 2 |  |  | 0 | 0 | 0 | 691 | 445 | 1136 | 0 | 1 | 20 | 3 | 15 | 2
EOP | Trout Canyon | 500 | 0 | 0 | 0 | 0 | 0 | 0 | 0 | 0 | 0 | 1 | 10 | 2 |  |  | 0 | 0 | 0 | 0 | 0 | 0 | 0 | 0 | 0 | 1 | 10 | 2
PG&E NGBA | Tulucay | 230 | 0 | 0 | 0 | 0 | 0 | 0 | 0 | 0 | 0 | 1 | 10 | 2 |  |  | 0 | 0 | 0 | 0 | 0 | 0 | 0 | 0 | 0 | 1 | 10 | 2
PG&E NGBA | Tulucay | 60 | 0 | 0 | 0 | 0 | 0 | 0 | 0 | 0 | 0 | 1 | 10 | 2 |  |  | 0 | 0 | 0 | 0 | 0 | 0 | 0 | 0 | 0 | 1 | 10 | 2
PG&E KERN | Tupman | 115 | 0 | 0 | 0 | 0 | 0 | 0 | 0 | 0 | 0 | 1 | 10 | 2 |  |  | 0 | 0 | 0 | 0 | 0 | 0 | 0 | 0 | 0 | 1 | 10 | 2
PG&E NGBA | Ukiah | 115 | 0 | 0 | 0 | 0 | 0 | 0 | 0 | 0 | 0 | 1 | 10 | 2 |  |  | 0 | 0 | 0 | 0 | 0 | 0 | 0 | 0 | 0 | 1 | 10 | 2
PG&E KERN | Union (Estrella) | 70 | 0 | 0 | 0 | 0 | 0 | 0 | 0 | 0 | 0 | 1 | 10 | 2 |  |  | 0 | 0 | 0 | 0 | 0 | 0 | 0 | 0 | 0 | 1 | 10 | 2
PG&E NGBA | Vaca Dixon | 115 | 0 | 0 | 0 | 0 | 0 | 0 | 0 | 0 | 0 | 1 | 10 | 2 |  |  | 0 | 0 | 0 | 0 | 0 | 0 | 0 | 0 | 0 | 1 | 10 | 2
PG&E NGBA | Vaca Dixon | 230 | 0 | 0 | 0 | 0 | 0 | 0 | 0 | 0 | 0 | 1 | 10 | 2 |  |  | 0 | 0 | 0 | 0 | 0 | 0 | 0 | 0 | 0 | 1 | 10 | 2
PG&E NGBA | Vaca Dixon | 500 | 0 | 0 | 0 | 0 | 0 | 0 | 0 | 0 | 0 | 1 | 10 | 2 |  |  | 0 | 0 | 0 | 0 | 0 | 0 | 0 | 0 | 0 | 1 | 10 | 2
PG&E NGBA | Vaca Dixon | 60 | 0 | 0 | 0 | 0 | 0 | 0 | 0 | 0 | 0 | 1 | 10 | 2 |  |  | 0 | 0 | 0 | 0 | 0 | 0 | 0 | 0 | 0 | 1 | 10 | 2
SCE Eastern | Valley (SCE) | 500 | 0 | 0 | 0 | 0 | 0 | 0 | 0 | 0 | 0 | 1 | 10 | 2 |  |  | 0 | 0 | 0 | 0 | 0 | 0 | 0 | 0 | 0 | 1 | 10 | 2
EOP | Valley (VEA) | 138 | 0 | 0 | 0 | 0 | 0 | 0 | 0 | 0 | 0 | 1 | 10 | 2 |  |  | 0 | 0 | 0 | 0 | 0 | 0 | 0 | 0 | 0 | 1 | 10 | 2
SDGE | Valley Center | 69 | 0 | 0 | 0 | 0 | 0 | 0 | 0 | 0 | 0 | 1 | 10 | 2 |  |  | 0 | 0 | 0 | 0 | 0 | 0 | 0 | 0 | 0 | 1 | 10 | 2
PG&E GBA | Valley Home | 115 | 0 | 0 | 0 | 0 | 0 | 0 | 0 | 0 | 0 | 1 | 10 | 2 |  |  | 0 | 0 | 0 | 0 | 0 | 0 | 0 | 0 | 0 | 1 | 10 | 2
PG&E GBA | Valley Springs | 230 | 0 | 0 | 0 | 0 | 0 | 0 | 0 | 0 | 0 | 1 | 10 | 2 |  |  | 0 | 0 | 0 | 0 | 0 | 0 | 0 | 0 | 0 | 1 | 10 | 2
PG&E GBA | Valley Springs | 60 | 0 | 0 | 0 | 0 | 0 | 0 | 0 | 0 | 0 | 1 | 10 | 2 |  |  | 0 | 0 | 0 | 0 | 0 | 0 | 0 | 0 | 0 | 1 | 10 | 2
EOP | Valley Switch | 138 | 0 | 0 | 0 | 0 | 0 | 0 | 0 | 0 | 0 | 1 | 10 | 2 |  |  | 0 | 0 | 0 | 0 | 0 | 0 | 0 | 0 | 0 | 1 | 10 | 2
EOP | Valley Switch | 230 | 0 | 0 | 0 | 0 | 0 | 0 | 0 | 0 | 0 | 1 | 10 | 2 |  |  | 0 | 0 | 0 | 0 | 0 | 0 | 0 | 0 | 0 | 1 | 10 | 2
PG&E GBA | Vasco | 230 | 0 | 0 | 0 | 0 | 0 | 0 | 0 | 0 | 0 | 1 | 10 | 2 |  |  | 0 | 0 | 0 | 0 | 0 | 0 | 0 | 0 | 0 | 1 | 10 | 2
PG&E GBA | Vasona | 230 | 0 | 0 | 0 | 0 | 0 | 0 | 0 | 0 | 0 | 1 | 10 | 2 |  |  | 0 | 0 | 0 | 0 | 0 | 0 | 0 | 0 | 0 | 1 | 10 | 2
SCE Northern | Vestal | 230 | 0 | 0 | 0 | 125 | 125 | 250 | 0 | 1 | 0 | 1 | 10 | 2 |  |  | 0 | 0 | 0 | 125 | 225 | 350 | 0 | 1 | 0 | 1 | 10 | 2
SCE Northern | Vestal | 66 | 0 | 0 | 0 | 0 | 0 | 0 | 0 | 0 | 0 | 1 | 10 | 2 |  |  | 0 | 0 | 0 | 0 | 0 | 0 | 0 | 0 | 0 | 1 | 10 | 2
SCE NOL | Victor | 115 | 0 | 0 | 0 | 0 | 0 | 0 | 0 | 0 | 0 | 1 | 10 | 2 |  |  | 0 | 0 | 0 | 0 | 0 | 0 | 0 | 0 | 0 | 1 | 10 | 2
SCE NOL | Victor | 230 | 0 | 0 | 0 | 0 | 0 | 0 | 0 | 0 | 0 | 1 | 10 | 2 |  |  | 0 | 0 | 0 | 0 | 0 | 0 | 0 | 0 | 0 | 1 | 10 | 2
SCE Metro | Viejo | 230 | 0 | 0 | 0 | 0 | 0 | 0 | 0 | 0 | 0 | 1 | 10 | 2 |  |  | 0 | 0 | 0 | 0 | 0 | 0 | 0 | 0 | 0 | 1 | 10 | 2
PG&E GBA | Vierra | 115 | 0 | 0 | 0 | 0 | 0 | 0 | 0 | 0 | 0 | 1 | 10 | 2 |  |  | 0 | 0 | 0 | 0 | 0 | 0 | 0 | 0 | 0 | 1 | 10 | 2
SCE Metro | Villa Park | 230 | 0 | 0 | 0 | 0 | 0 | 0 | 0 | 0 | 0 | 1 | 10 | 2 |  |  | 0 | 0 | 0 | 0 | 0 | 0 | 0 | 0 | 0 | 1 | 10 | 2
SCE Northern | Vincent | 230 | 0 | 0 | 0 | 0 | 0 | 0 | 0 | 0 | 0 | 1 | 10 | 2 |  |  | 0 | 0 | 0 | 0 | 780 | 780 | 0 | 1 | 0 | 1 | 15 | 2
SCE Northern | Vincent | 500 | 0 | 0 | 0 | 0 | 0 | 0 | 0 | 0 | 0 | 1 | 10 | 2 |  |  | 0 | 0 | 0 | 0 | 0 | 0 | 0 | 0 | 0 | 1 | 10 | 2
PG&E GBA | Vineyard | 230 | 0 | 0 | 0 | 0 | 0 | 0 | 0 | 0 | 0 | 1 | 10 | 2 |  |  | 0 | 0 | 0 | 0 | 0 | 0 | 0 | 0 | 0 | 1 | 10 | 2
SDGE | Vineyard | 69 | 0 | 0 | 0 | 0 | 0 | 0 | 0 | 0 | 0 | 1 | 10 | 2 |  |  | 0 | 0 | 0 | 0 | 0 | 0 | 0 | 0 | 0 | 1 | 10 | 2
SCE Eastern | Vista (SCE) | 230 | 0 | 0 | 0 | 0 | 0 | 0 | 0 | 0 | 0 | 1 | 10 | 2 |  |  | 0 | 0 | 0 | 0 | 0 | 0 | 0 | 0 | 0 | 1 | 10 | 2
EOP | Vista (VEA) | 138 | 0 | 0 | 0 | 0 | 0 | 0 | 0 | 0 | 0 | 1 | 10 | 2 |  |  | 0 | 0 | 0 | 0 | 0 | 0 | 0 | 0 | 0 | 1 | 10 | 2
EOP | Vista (VEA) | 230 | 0 | 0 | 0 | 0 | 0 | 0 | 0 | 0 | 0 | 1 | 10 | 2 |  |  | 0 | 0 | 0 | 50 | 150 | 200 | 0 | 1 | 0 | 1 | 10 | 2
PG&E FRESNO | Wahtoke | 115 | 0 | 0 | 0 | 0 | 0 | 0 | 0 | 0 | 0 | 1 | 10 | 2 |  |  | 0 | 0 | 0 | 0 | 0 | 0 | 0 | 0 | 0 | 1 | 10 | 2
SCE Northern | Wakefield | 66 | 0 | 0 | 0 | 0 | 0 | 0 | 0 | 0 | 0 | 1 | 10 | 2 |  |  | 0 | 0 | 0 | 0 | 0 | 0 | 0 | 0 | 0 | 1 | 10 | 2
SCE Metro | Walnut | 230 | 0 | 0 | 0 | 0 | 0 | 0 | 0 | 0 | 0 | 1 | 10 | 2 |  |  | 0 | 0 | 0 | 0 | 0 | 0 | 0 | 0 | 0 | 1 | 10 | 2
SCE Northern | Warne | 230 | 0 | 0 | 0 | 0 | 0 | 0 | 0 | 0 | 0 | 1 | 10 | 2 |  |  | 0 | 0 | 0 | 0 | 0 | 0 | 0 | 0 | 0 | 1 | 10 | 2
PG&E GBA | Warnerville | 230 | 0 | 0 | 0 | 0 | 0 | 0 | 0 | 0 | 0 | 1 | 10 | 2 |  |  | 0 | 0 | 0 | 0 | 0 | 0 | 0 | 0 | 0 | 1 | 10 | 2
PG&E FRESNO | Waukena | 115 | 0 | 0 | 0 | 0 | 0 | 0 | 0 | 0 | 0 | 1 | 10 | 2 |  |  | 0 | 0 | 0 | 0 | 0 | 0 | 0 | 0 | 0 | 1 | 10 | 2
PG&E GBA | Weber | 230 | 0 | 0 | 0 | 0 | 0 | 0 | 0 | 0 | 0 | 1 | 10 | 2 |  |  | 0 | 0 | 0 | 0 | 0 | 0 | 0 | 0 | 0 | 1 | 10 | 2
PG&E GBA | Weber | 60 | 0 | 0 | 0 | 0 | 0 | 0 | 0 | 0 | 0 | 1 | 10 | 2 |  |  | 0 | 0 | 0 | 0 | 0 | 0 | 0 | 0 | 0 | 1 | 10 | 2
PG&E FRESNO | West Fresno | 115 | 0 | 0 | 0 | 0 | 0 | 0 | 0 | 0 | 0 | 1 | 10 | 2 |  |  | 0 | 0 | 0 | 0 | 0 | 0 | 0 | 0 | 0 | 1 | 10 | 2
PG&E FRESNO | Westley | 230 | 0 | 0 | 0 | 0 | 0 | 0 | 0 | 0 | 0 | 1 | 10 | 2 |  |  | 0 | 0 | 0 | 0 | 0 | 0 | 0 | 0 | 0 | 1 | 10 | 2
PG&E KERN | Westpark | 115 | 0 | 0 | 0 | 0 | 0 | 0 | 0 | 0 | 0 | 1 | 10 | 2 |  |  | 0 | 0 | 0 | 0 | 0 | 0 | 0 | 0 | 0 | 1 | 10 | 2
PG&E KERN | Wheeler Ridge | 230 | 0 | 0 | 0 | 0 | 0 | 0 | 0 | 0 | 0 | 1 | 10 | 2 |  |  | 0 | 0 | 0 | 0 | 300 | 300 | 0 | 1 | 0 | 1 | 10 | 2
PG&E KERN | Wheeler Ridge | 115 | 0 | 0 | 0 | 0 | 0 | 0 | 0 | 0 | 0 | 1 | 10 | 2 |  |  | 0 | 0 | 0 | 0 | 0 | 0 | 0 | 0 | 0 | 1 | 10 | 2
PG&E KERN | Wheeler Ridge | 70 | 0 | 0 | 0 | 0 | 0 | 0 | 0 | 0 | 0 | 1 | 10 | 2 |  |  | 0 | 0 | 0 | 0 | 0 | 0 | 0 | 0 | 0 | 1 | 10 | 2
SCE Northern | Whirlwind | 230 | 300 | 0 | 300 | 0 | 0 | 0 | 0 | 1 | 10 | 1 | 10 | 2 |  |  | 300 | 0 | 300 | 100 | 400 | 500 | 0 | 1 | 10 | 1 | 10 | 1
SCE Northern | Whirlwind | 500 | 0 | 0 | 0 | 0 | 0 | 0 | 0 | 0 | 0 | 1 | 10 | 2 |  |  | 0 | 0 | 0 | 0 | 0 | 0 | 0 | 0 | 0 | 1 | 10 | 2
PG&E GBA | Whisman | 115 | 0 | 0 | 0 | 0 | 0 | 0 | 0 | 0 | 0 | 1 | 10 | 2 |  |  | 0 | 0 | 0 | 0 | 0 | 0 | 0 | 0 | 0 | 1 | 10 | 2
SCE Eastern | Wildlife | 230 | 0 | 0 | 0 | 0 | 0 | 0 | 0 | 0 | 0 | 1 | 10 | 2 |  |  | 0 | 0 | 0 | 0 | 0 | 0 | 0 | 0 | 0 | 1 | 10 | 2
PG&E FRESNO | Wilson | 115 | 0 | 0 | 0 | 0 | 0 | 0 | 0 | 0 | 0 | 1 | 10 | 2 |  |  | 0 | 0 | 0 | 0 | 0 | 0 | 0 | 0 | 0 | 1 | 10 | 2
PG&E FRESNO | Wilson | 230 | 150 | 50 | 200 | 0 | 0 | 0 | 0 | 1 | 20 | 2 | 10 | 2 |  |  | 150 | 50 | 200 | 0 | 0 | 0 | 0 | 1 | 20 | 2 | 10 | 2
SCE Northern | Windhub | 230 | 174 | 0 | 174 | 0 | 0 | 0 | 0 | 1 | 10 | 1 | 15 | 3 |  |  | 174 | 0 | 174 | 130 | 200 | 330 | 0 | 1 | 10 | 1 | 15 | 3
SCE Northern | Windhub | 500 | 0 | 0 | 0 | 499.5 | 0 | 499.5 | 0 | 1 | 0 | 1 | 15 | 2 |  |  | 0 | 0 | 0 | 725.5 | 200 | 925.5 | 0 | 1 | 0 | 1 | 15 | 2
PG&E GBA | Windmaster | 230 | 0 | 0 | 0 | 0 | 0 | 0 | 0 | 0 | 0 | 1 | 10 | 2 |  |  | 0 | 0 | 0 | 0 | 0 | 0 | 0 | 0 | 0 | 1 | 10 | 2
PG&E NGBA | Windsor | 60 | 0 | 0 | 0 | 0 | 0 | 0 | 0 | 0 | 0 | 1 | 10 | 2 |  |  | 0 | 0 | 0 | 0 | 0 | 0 | 0 | 0 | 0 | 1 | 10 | 2
PG&E NGBA | Woodland | 115 | 0 | 0 | 0 | 0 | 0 | 0 | 0 | 0 | 0 | 1 | 5 | 1 |  |  | 0 | 0 | 0 | 0 | 0 | 0 | 0 | 0 | 0 | 1 | 5 | 1
PG&E FRESNO | Woodward | 115 | 0 | 0 | 0 | 0 | 0 | 0 | 0 | 0 | 0 | 1 | 10 | 2 |  |  | 0 | 0 | 0 | 0 | 0 | 0 | 0 | 0 | 0 | 1 | 10 | 2
PG&E NGBA | Wyandotte | 115 | 0 | 0 | 0 | 0 | 0 | 0 | 0 | 0 | 0 | 1 | 10 | 2 |  |  | 0 | 0 | 0 | 0 | 0 | 0 | 0 | 0 | 0 | 1 | 10 | 2

## Voltage_Ix
Interconnection voltage analysis for onshore wind, solar, and battery storage mapped to in-CAISO substations in both the 2035 and 2040 mapped portfolios.
|  |  | 2035 In-Dev and Generic | [11 empty] | 2040 Generic Only | [8 empty] | 2040 In-Dev and Generic
|  |  | Wind | Wind | Wind | Solar | Solar | Battery_4hr | Battery_8hr | Solar&Battery | All Resources | Total MW Voltage | Wind Voltage | Solar & Storage Voltage | Wind | Wind | Wind | Solar | Solar | Battery_4hr | Battery_8hr | Solar&Battery | All Resources | Wind | Wind | Wind | Solar | Solar | Battery_4hr | Battery_8hr | Solar&Battery | All Resources | Total MW (Res Max)Voltage | Wind Only Voltage | Solar & Storage Only Voltage |  | <100 KV |  | 100-200 kV | 230 or 345 kV (Res Min) | 230 or 345 kV total Max | 500 kV (Res Min) | 500 kV (Total Max)
CAISO Study Area | Substation | Voltage | FCDS | EODS | Total | FCDS | EODS | FCDS | FCDS | Total | Total | Flag | Flag | Flag | FCDS | EODS | Total | FCDS | EODS | FCDS | FCDS | Total | Total | FCDS | EODS | Total | FCDS | EODS | FCDS | FCDS | Total | Total | Flag | Flag | Flag | 1 |  | 1. less than | 50 | 200 | 1000 | 400 | 2000
PG&E KERN | 7th Standard | 115 | 0 | 0 | 0 | 0 | 0 | 0 | 0 | 0 | 0 | 1 | 1 | 1 | 0 | 0 | 0 | 0 | 0 | 0 | 0 | 0 | 0 | 0 | 0 | 0 | 0 | 0 | 0 | 0 | 0 | 0 | 1 | 1 | 1 | 2 |  | 2. less than | 100 | 50 | 2000 | 200 | 3000
SCE Metro | Alamitos | 230 | 0 | 0 | 0 | 0 | 0 | 82 | 0 | 82 | 82 | 1 | 1 | 2 | 0 | 0 | 0 | 0 | 0 | 0 | 0 | 0 | 0 | 0 | 0 | 0 | 0 | 0 | 82 | 0 | 82 | 82 | 1 | 1 | 2 | 3. Less than | 50 | 3. less than | 200 | 50 | 3000 | 200 | 4000
SCE Eastern | Alberhill | 115 | 0 | 0 | 0 | 0 | 0 | 0 | 0 | 0 | 0 | 1 | 1 | 1 | 0 | 0 | 0 | 0 | 0 | 0 | 0 | 0 | 0 | 0 | 0 | 0 | 0 | 0 | 0 | 0 | 0 | 0 | 1 | 1 | 1 | 4. less than | 100 | 4. less than | 400 |  | 3000 | 100 | 4000
SCE Eastern | Alberhill | 500 | 0 | 0 | 0 | 0 | 0 | 0 | 0 | 0 | 0 | 1 | 1 | 1 | 0 | 0 | 0 | 0 | 0 | 0 | 0 | 0 | 0 | 0 | 0 | 0 | 0 | 0 | 0 | 0 | 0 | 0 | 1 | 1 | 1 | 5. greater than | 100 | 5. greater than | 400 | 50 |  | 100
PG&E GBA | Alhambra | 115 | 0 | 0 | 0 | 0 | 0 | 0 | 0 | 0 | 0 | 1 | 1 | 1 | 0 | 0 | 0 | 0 | 0 | 0 | 0 | 0 | 0 | 0 | 0 | 0 | 0 | 0 | 0 | 0 | 0 | 0 | 1 | 1 | 1
PG&E FRESNO | Alpaugh | 115 | 0 | 0 | 0 | 0 | 0 | 10 | 0 | 10 | 10 | 1 | 1 | 1 | 0 | 0 | 0 | 0 | 0 | 0 | 0 | 0 | 0 | 0 | 0 | 0 | 0 | 0 | 10 | 0 | 10 | 10 | 1 | 1 | 1
SDGE | Alpine | 69 | 0 | 0 | 0 | 0 | 0 | 6 | 0 | 6 | 6 | 3 | 1 | 3 | 0 | 0 | 0 | 0 | 0 | 0 | 0 | 0 | 0 | 0 | 0 | 0 | 0 | 0 | 6 | 0 | 6 | 6 | 3 | 1 | 3
PG&E GBA | Altamont Midway (Sandhill) | 230 | 5 | 0 | 5 | 0 | 0 | 0 | 0 | 0 | 5 | 1 | 5 | 1 | 5 | 0 | 5 | 0 | 0 | 0 | 0 | 0 | 5 | 5 | 0 | 5 | 0 | 0 | 0 | 0 | 0 | 5 | 1 | 5 | 1
SCE Northern | Antelope | 66 | 0 | 0 | 0 | 0 | 20 | 0 | 0 | 20 | 20 | 3 | 1 | 3 | 0 | 0 | 0 | 0 | 0 | 0 | 0 | 0 | 0 | 0 | 0 | 0 | 0 | 20 | 0 | 0 | 20 | 20 | 3 | 1 | 3
SCE Northern | Antelope | 230 | 200 | 0 | 200 | 56 | 0 | 28 | 0 | 84 | 284 | 1 | 1 | 2 | 200 | 0 | 200 | 0 | 150 | 0 | 50 | 200 | 400 | 200 | 0 | 200 | 56 | 150 | 28 | 50 | 284 | 484 | 1 | 1 | 1
SCE Northern | Antelope | 500 | 0 | 0 | 0 | 0 | 0 | 0 | 0 | 0 | 0 | 1 | 1 | 1 | 0 | 0 | 0 | 0 | 0 | 0 | 0 | 0 | 0 | 0 | 0 | 0 | 0 | 0 | 0 | 0 | 0 | 0 | 1 | 1 | 1
PG&E NGBA | Arcata | 60 | 0 | 0 | 0 | 0 | 0 | 2.5 | 0 | 2.5 | 2.5 | 3 | 1 | 3 | 0 | 0 | 0 | 0 | 0 | 0 | 0 | 0 | 0 | 0 | 0 | 0 | 0 | 0 | 2.5 | 0 | 2.5 | 2.5 | 3 | 1 | 3
PG&E KERN | Arco | 230 | 0 | 0 | 0 | 125 | 225 | 0 | 0 | 350 | 350 | 1 | 1 | 1 | 0 | 0 | 0 | 200 | 674 | 0 | 165 | 1039 | 1039 | 0 | 0 | 0 | 200 | 674 | 0 | 165 | 1039 | 1039 | 2 | 1 | 2
PG&E KERN | Arco | 70 | 0 | 0 | 0 | 0 | 0 | 2 | 0 | 2 | 2 | 3 | 1 | 3 | 0 | 0 | 0 | 0 | 0 | 0 | 0 | 0 | 0 | 0 | 0 | 0 | 0 | 0 | 2 | 0 | 2 | 2 | 3 | 1 | 3
SCE Metro | ArcoGen | 230 | 0 | 0 | 0 | 0 | 0 | 0 | 0 | 0 | 0 | 1 | 1 | 1 | 0 | 0 | 0 | 0 | 0 | 0 | 0 | 0 | 0 | 0 | 0 | 0 | 0 | 0 | 0 | 0 | 0 | 0 | 1 | 1 | 1
SDGE | Artesian | 230 | 0 | 0 | 0 | 0 | 0 | 0 | 0 | 0 | 0 | 1 | 1 | 1 | 0 | 0 | 0 | 0 | 0 | 0 | 0 | 0 | 0 | 0 | 0 | 0 | 0 | 0 | 0 | 0 | 0 | 0 | 1 | 1 | 1
SDGE | Artesian | 69 | 0 | 0 | 0 | 0 | 0 | 0 | 0 | 0 | 0 | 1 | 1 | 1 | 0 | 0 | 0 | 0 | 0 | 0 | 0 | 0 | 0 | 0 | 0 | 0 | 0 | 0 | 0 | 0 | 0 | 0 | 1 | 1 | 1
PG&E FRESNO | Ashlan | 230 | 0 | 0 | 0 | 0 | 0 | 0 | 0 | 0 | 0 | 1 | 1 | 1 | 0 | 0 | 0 | 0 | 0 | 0 | 0 | 0 | 0 | 0 | 0 | 0 | 0 | 0 | 0 | 0 | 0 | 0 | 1 | 1 | 1
PG&E NGBA | Atlantic | 115 | 0 | 0 | 0 | 0 | 0 | 0 | 0 | 0 | 0 | 1 | 1 | 1 | 0 | 0 | 0 | 0 | 0 | 0 | 0 | 0 | 0 | 0 | 0 | 0 | 0 | 0 | 0 | 0 | 0 | 0 | 1 | 1 | 1
PG&E NGBA | Atlantic | 230 | 0 | 0 | 0 | 0 | 0 | 0 | 0 | 0 | 0 | 1 | 1 | 1 | 0 | 0 | 0 | 0 | 0 | 0 | 0 | 0 | 0 | 0 | 0 | 0 | 0 | 0 | 0 | 0 | 0 | 0 | 1 | 1 | 1
PG&E NGBA | Atlantic | 60 | 0 | 0 | 0 | 0 | 0 | 0 | 0 | 0 | 0 | 1 | 1 | 1 | 0 | 0 | 0 | 0 | 0 | 0 | 0 | 0 | 0 | 0 | 0 | 0 | 0 | 0 | 0 | 0 | 0 | 0 | 1 | 1 | 1
PG&E FRESNO | Atwater | 115 | 0 | 0 | 0 | 0 | 0 | 0 | 0 | 0 | 0 | 1 | 1 | 1 | 0 | 0 | 0 | 0 | 0 | 0 | 0 | 0 | 0 | 0 | 0 | 0 | 0 | 0 | 0 | 0 | 0 | 0 | 1 | 1 | 1
PG&E GBA | Avena | 115 | 0 | 0 | 0 | 0 | 0 | 0 | 0 | 0 | 0 | 1 | 1 | 1 | 0 | 0 | 0 | 0 | 0 | 0 | 0 | 0 | 0 | 0 | 0 | 0 | 0 | 0 | 0 | 0 | 0 | 0 | 1 | 1 | 1
SDGE | Avocado | 69 | 0 | 0 | 0 | 0 | 0 | 29.6 | 0 | 29.6 | 29.6 | 3 | 1 | 3 | 0 | 0 | 0 | 0 | 0 | 0 | 0 | 0 | 0 | 0 | 0 | 0 | 0 | 0 | 29.6 | 0 | 29.6 | 29.6 | 3 | 1 | 3
PG&E NGBA | Bahia | 230 | 0 | 0 | 0 | 0 | 0 | 0 | 0 | 0 | 0 | 1 | 1 | 1 | 0 | 0 | 0 | 0 | 0 | 0 | 0 | 0 | 0 | 0 | 0 | 0 | 0 | 0 | 0 | 0 | 0 | 0 | 1 | 1 | 1
SCE Northern | Bailey | 230 | 0 | 0 | 0 | 0 | 0 | 0 | 0 | 0 | 0 | 1 | 1 | 1 | 0 | 0 | 0 | 0 | 0 | 0 | 0 | 0 | 0 | 0 | 0 | 0 | 0 | 0 | 0 | 0 | 0 | 0 | 1 | 1 | 1
SCE NOL | Baker | 115 | 0 | 0 | 0 | 0 | 0 | 0 | 0 | 0 | 0 | 1 | 1 | 1 | 0 | 0 | 0 | 0 | 0 | 0 | 0 | 0 | 0 | 0 | 0 | 0 | 0 | 0 | 0 | 0 | 0 | 0 | 1 | 1 | 1
PG&E KERN | Bakersfield | 230 | 0 | 0 | 0 | 0 | 0 | 0 | 0 | 0 | 0 | 1 | 1 | 1 | 0 | 0 | 0 | 0 | 0 | 0 | 0 | 0 | 0 | 0 | 0 | 0 | 0 | 0 | 0 | 0 | 0 | 0 | 1 | 1 | 1
PG&E FRESNO | Balch | 230 | 0 | 0 | 0 | 0 | 0 | 0 | 0 | 0 | 0 | 1 | 1 | 1 | 0 | 0 | 0 | 0 | 0 | 0 | 0 | 0 | 0 | 0 | 0 | 0 | 0 | 0 | 0 | 0 | 0 | 0 | 1 | 1 | 1
SCE Eastern | Bannister | 230 | 0 | 0 | 0 | 0 | 0 | 0 | 0 | 0 | 0 | 1 | 1 | 1 | 0 | 0 | 0 | 0 | 0 | 0 | 0 | 0 | 0 | 0 | 0 | 0 | 0 | 0 | 0 | 0 | 0 | 0 | 1 | 1 | 1
SCE Metro | Barre | 230 | 0 | 0 | 0 | 10 | 10 | 10 | 0 | 30 | 30 | 1 | 1 | 5 | 0 | 0 | 0 | 0 | 0 | 0 | 0 | 0 | 0 | 0 | 0 | 0 | 10 | 10 | 10 | 0 | 30 | 30 | 1 | 1 | 5
SDGE | Bay Boulevard | 69 | 0 | 0 | 0 | 0 | 0 | 0 | 0 | 0 | 0 | 1 | 1 | 1 | 0 | 0 | 0 | 0 | 0 | 0 | 0 | 0 | 0 | 0 | 0 | 0 | 0 | 0 | 0 | 0 | 0 | 0 | 1 | 1 | 1
SDGE | Bay Boulevard | 230 | 0 | 0 | 0 | 0 | 0 | 0 | 0 | 0 | 0 | 1 | 1 | 1 | 0 | 0 | 0 | 0 | 0 | 0 | 0 | 0 | 0 | 0 | 0 | 0 | 0 | 0 | 0 | 0 | 0 | 0 | 1 | 1 | 1
EOP | Beatty | 138 | 0 | 0 | 0 | 0 | 0 | 0 | 0 | 0 | 0 | 1 | 1 | 1 | 0 | 0 | 0 | 0 | 0 | 0 | 0 | 0 | 0 | 0 | 0 | 0 | 0 | 0 | 0 | 0 | 0 | 0 | 1 | 1 | 1
EOP | Beatty | 230 | 0 | 0 | 0 | 0 | 0 | 0 | 0 | 0 | 0 | 1 | 1 | 1 | 0 | 0 | 0 | 100 | 400 | 0 | 125 | 625 | 625 | 0 | 0 | 0 | 100 | 400 | 0 | 125 | 625 | 625 | 1 | 1 | 1
PG&E NGBA | Belden | 230 | 0 | 0 | 0 | 0 | 0 | 0 | 0 | 0 | 0 | 1 | 1 | 1 | 0 | 0 | 0 | 0 | 0 | 0 | 0 | 0 | 0 | 0 | 0 | 0 | 0 | 0 | 0 | 0 | 0 | 0 | 1 | 1 | 1
PG&E NGBA | Bell | 115 | 0 | 0 | 0 | 0 | 0 | 0 | 0 | 0 | 0 | 1 | 1 | 1 | 0 | 0 | 0 | 0 | 0 | 0 | 0 | 0 | 0 | 0 | 0 | 0 | 0 | 0 | 0 | 0 | 0 | 0 | 1 | 1 | 1
PG&E NGBA | Bellevue | 115 | 0 | 0 | 0 | 0 | 0 | 0 | 0 | 0 | 0 | 1 | 1 | 1 | 0 | 0 | 0 | 0 | 0 | 0 | 0 | 0 | 0 | 0 | 0 | 0 | 0 | 0 | 0 | 0 | 0 | 0 | 1 | 1 | 1
PG&E GBA | Bellota | 115 | 0 | 0 | 0 | 0 | 0 | 0 | 0 | 0 | 0 | 1 | 1 | 1 | 0 | 0 | 0 | 0 | 0 | 0 | 0 | 0 | 0 | 0 | 0 | 0 | 0 | 0 | 0 | 0 | 0 | 0 | 1 | 1 | 1
PG&E GBA | Bellota | 230 | 0 | 0 | 0 | 0 | 0 | 0 | 0 | 0 | 0 | 1 | 1 | 1 | 0 | 0 | 0 | 200 | 200 | 0 | 0 | 400 | 400 | 0 | 0 | 0 | 200 | 200 | 0 | 0 | 400 | 400 | 1 | 1 | 1
SCE Northern | Big Creek | 230 | 0 | 0 | 0 | 0 | 0 | 0 | 0 | 0 | 0 | 1 | 1 | 1 | 0 | 0 | 0 | 0 | 0 | 0 | 0 | 0 | 0 | 0 | 0 | 0 | 0 | 0 | 0 | 0 | 0 | 0 | 1 | 1 | 1
PG&E FRESNO | Biola | 70 | 0 | 0 | 0 | 0 | 0 | 0 | 0 | 0 | 0 | 1 | 1 | 1 | 0 | 0 | 0 | 0 | 0 | 0 | 0 | 0 | 0 | 0 | 0 | 0 | 0 | 0 | 0 | 0 | 0 | 0 | 1 | 1 | 1
PG&E GBA | Birds Landing | 230 | 234.8 | 107 | 341.8 | 0 | 0 | 0 | 0 | 0 | 341.8 | 1 | 1 | 1 | 144 | 107 | 251 | 0 | 200 | 0 | 65 | 265 | 516 | 234.8 | 107 | 341.8 | 0 | 200 | 0 | 65 | 265 | 606.8 | 1 | 1 | 1
SCE Northern | Bliss | 66 | 0 | 0 | 0 | 0 | 0 | 0 | 0 | 0 | 0 | 1 | 1 | 1 | 0 | 0 | 0 | 0 | 0 | 0 | 0 | 0 | 0 | 0 | 0 | 0 | 0 | 0 | 0 | 0 | 0 | 0 | 1 | 1 | 1
SCE Eastern | Blythe | 161 | 0 | 0 | 0 | 0 | 160 | 160 | 0 | 320 | 320 | 4 | 1 | 4 | 0 | 0 | 0 | 0 | 0 | 0 | 0 | 0 | 0 | 0 | 0 | 0 | 0 | 160 | 160 | 0 | 320 | 320 | 4 | 1 | 4
PG&E NGBA | Bogue | 115 | 0 | 0 | 0 | 0 | 0 | 0 | 0 | 0 | 0 | 1 | 1 | 1 | 0 | 0 | 0 | 0 | 0 | 0 | 0 | 0 | 0 | 0 | 0 | 0 | 0 | 0 | 0 | 0 | 0 | 0 | 1 | 1 | 1
PG&E FRESNO | Borden | 230 | 0 | 0 | 0 | 0 | 0 | 0 | 0 | 0 | 0 | 1 | 1 | 1 | 0 | 0 | 0 | 0 | 300 | 0 | 100 | 400 | 400 | 0 | 0 | 0 | 0 | 300 | 0 | 100 | 400 | 400 | 1 | 1 | 1
PG&E FRESNO | Borden | 70 | 0 | 0 | 0 | 0 | 0 | 0 | 0 | 0 | 0 | 1 | 1 | 1 | 0 | 0 | 0 | 0 | 0 | 0 | 0 | 0 | 0 | 0 | 0 | 0 | 0 | 0 | 0 | 0 | 0 | 0 | 1 | 1 | 1
SDGE | Boulevard East | 138 | 60 | 3.3 | 63.3 | 0 | 0 | 0 | 0 | 0 | 63.3 | 2 | 2 | 1 | 60 | 3.3 | 63.3 | 0 | 0 | 0 | 0 | 0 | 63.3 | 60 | 3.3 | 63.3 | 0 | 0 | 0 | 0 | 0 | 63.3 | 2 | 2 | 1
SDGE | Boulevard East | 69 | 0 | 0 | 0 | 0 | 17.4 | 27.15 | 0 | 44.55 | 44.55 | 3 | 1 | 3 | 0 | 0 | 0 | 0 | 22.6 | 0 | 0 | 22.6 | 22.6 | 0 | 0 | 0 | 0 | 40 | 27.15 | 0 | 67.15 | 67.15 | 4 | 1 | 4
PG&E GBA | Brentwood | 230 | 0 | 0 | 0 | 0 | 0 | 0.8 | 0 | 0.8 | 0.8 | 1 | 1 | 5 | 0 | 0 | 0 | 0 | 0 | 0 | 0 | 0 | 0 | 0 | 0 | 0 | 0 | 0 | 0.8 | 0 | 0.8 | 0.8 | 1 | 1 | 5
PG&E NGBA | Bridgeville | 115 | 0 | 0 | 0 | 0 | 0 | 0 | 0 | 0 | 0 | 1 | 1 | 1 | 0 | 0 | 0 | 0 | 0 | 0 | 0 | 0 | 0 | 0 | 0 | 0 | 0 | 0 | 0 | 0 | 0 | 0 | 1 | 1 | 1
PG&E NGBA | Brighton | 115 | 0 | 0 | 0 | 0 | 0 | 0 | 0 | 0 | 0 | 1 | 1 | 1 | 0 | 0 | 0 | 0 | 0 | 0 | 0 | 0 | 0 | 0 | 0 | 0 | 0 | 0 | 0 | 0 | 0 | 0 | 1 | 1 | 1
PG&E NGBA | Brighton | 230 | 0 | 0 | 0 | 0 | 0 | 0 | 0 | 0 | 0 | 1 | 1 | 1 | 0 | 0 | 0 | 0 | 0 | 0 | 0 | 0 | 0 | 0 | 0 | 0 | 0 | 0 | 0 | 0 | 0 | 0 | 1 | 1 | 1
PG&E NGBA | Brunswick | 115 | 0 | 0 | 0 | 0 | 0 | 0 | 0 | 0 | 0 | 1 | 1 | 1 | 0 | 0 | 0 | 0 | 0 | 0 | 0 | 0 | 0 | 0 | 0 | 0 | 0 | 0 | 0 | 0 | 0 | 0 | 1 | 1 | 1
PG&E NGBA | Bucks Creek | 230 | 0 | 0 | 0 | 0 | 0 | 0 | 0 | 0 | 0 | 1 | 1 | 1 | 0 | 0 | 0 | 0 | 0 | 0 | 0 | 0 | 0 | 0 | 0 | 0 | 0 | 0 | 0 | 0 | 0 | 0 | 1 | 1 | 1
PG&E KERN | Buena Vista | 230 | 0 | 0 | 0 | 0 | 0 | 0 | 0 | 0 | 0 | 1 | 1 | 1 | 0 | 0 | 0 | 0 | 0 | 0 | 0 | 0 | 0 | 0 | 0 | 0 | 0 | 0 | 0 | 0 | 0 | 0 | 1 | 1 | 1
PG&E FRESNO | Bullard | 115 | 0 | 0 | 0 | 0 | 0 | 0 | 0 | 0 | 0 | 1 | 1 | 1 | 0 | 0 | 0 | 0 | 0 | 0 | 0 | 0 | 0 | 0 | 0 | 0 | 0 | 0 | 0 | 0 | 0 | 0 | 1 | 1 | 1
PG&E GBA | Burlingame | 115 | 0 | 0 | 0 | 0 | 0 | 0 | 0 | 0 | 0 | 1 | 1 | 1 | 0 | 0 | 0 | 0 | 0 | 0 | 0 | 0 | 0 | 0 | 0 | 0 | 0 | 0 | 0 | 0 | 0 | 0 | 1 | 1 | 1
PG&E NGBA | Burney Forest | 230 | 0 | 0 | 0 | 0 | 0 | 0 | 0 | 0 | 0 | 1 | 1 | 1 | 0 | 0 | 0 | 0 | 0 | 0 | 0 | 0 | 0 | 0 | 0 | 0 | 0 | 0 | 0 | 0 | 0 | 0 | 1 | 1 | 1
PG&E NGBA | Butte | 115 | 0 | 0 | 0 | 0 | 0 | 0 | 0 | 0 | 0 | 1 | 1 | 1 | 0 | 0 | 0 | 0 | 0 | 0 | 0 | 0 | 0 | 0 | 0 | 0 | 0 | 0 | 0 | 0 | 0 | 0 | 1 | 1 | 1
PG&E KERN | Cabrillo | 115 | 0 | 0 | 0 | 0 | 0 | 0 | 0 | 0 | 0 | 1 | 1 | 1 | 0 | 0 | 0 | 0 | 0 | 0 | 0 | 0 | 0 | 0 | 0 | 0 | 0 | 0 | 0 | 0 | 0 | 0 | 1 | 1 | 1
PG&E FRESNO | Cal Flats | 230 | 0 | 0 | 0 | 0 | 0 | 0 | 0 | 0 | 0 | 1 | 1 | 1 | 0 | 0 | 0 | 0 | 0 | 0 | 0 | 0 | 0 | 0 | 0 | 0 | 0 | 0 | 0 | 0 | 0 | 0 | 1 | 1 | 1
SCE NOL | Calcite | 230 | 0 | 0 | 0 | 200 | 150 | 0 | 0 | 350 | 350 | 1 | 1 | 1 | 0 | 0 | 0 | 200 | 254 | 0 | 100 | 554 | 554 | 0 | 0 | 0 | 200 | 254 | 0 | 100 | 554 | 554 | 1 | 1 | 1
PG&E KERN | Caliente | 230 | 0 | 0 | 0 | 0 | 0 | 0 | 0 | 0 | 0 | 1 | 1 | 1 | 0 | 0 | 0 | 0 | 0 | 0 | 0 | 0 | 0 | 0 | 0 | 0 | 0 | 0 | 0 | 0 | 0 | 0 | 1 | 1 | 1
PG&E FRESNO | California Ave | 115 | 0 | 0 | 0 | 0 | 0 | 0 | 0 | 0 | 0 | 1 | 1 | 1 | 0 | 0 | 0 | 0 | 0 | 0 | 0 | 0 | 0 | 0 | 0 | 0 | 0 | 0 | 0 | 0 | 0 | 0 | 1 | 1 | 1
PG&E KERN | Callender | 115 | 0 | 0 | 0 | 0 | 0 | 0 | 0 | 0 | 0 | 1 | 1 | 1 | 0 | 0 | 0 | 0 | 0 | 0 | 0 | 0 | 0 | 0 | 0 | 0 | 0 | 0 | 0 | 0 | 0 | 0 | 1 | 1 | 1
PG&E NGBA | Calpella | 115 | 0 | 0 | 0 | 0 | 0 | 4 | 0 | 4 | 4 | 1 | 1 | 1 | 0 | 0 | 0 | 0 | 0 | 0 | 0 | 0 | 0 | 0 | 0 | 0 | 0 | 0 | 4 | 0 | 4 | 4 | 1 | 1 | 1
PG&E GBA | Camanche | 230 | 0 | 0 | 0 | 0 | 0 | 0 | 0 | 0 | 0 | 1 | 1 | 1 | 0 | 0 | 0 | 0 | 0 | 0 | 0 | 0 | 0 | 0 | 0 | 0 | 0 | 0 | 0 | 0 | 0 | 0 | 1 | 1 | 1
SDGE | Cameron | 69 | 0 | 0 | 0 | 0 | 0 | 0.46 | 0 | 0.46 | 0.46 | 3 | 1 | 3 | 0 | 0 | 0 | 0 | 0 | 0 | 0 | 0 | 0 | 0 | 0 | 0 | 0 | 0 | 0.46 | 0 | 0.46 | 0.46 | 3 | 1 | 3
SDGE | Cannon | 69 | 0 | 0 | 0 | 0 | 0 | 0 | 0 | 0 | 0 | 1 | 1 | 1 | 0 | 0 | 0 | 0 | 0 | 0 | 0 | 0 | 0 | 0 | 0 | 0 | 0 | 0 | 0 | 0 | 0 | 0 | 1 | 1 | 1
PG&E FRESNO | Cantua | 115 | 0 | 0 | 0 | 0 | 0 | 0 | 0 | 0 | 0 | 1 | 1 | 1 | 0 | 0 | 0 | 0 | 0 | 0 | 0 | 0 | 0 | 0 | 0 | 0 | 0 | 0 | 0 | 0 | 0 | 0 | 1 | 1 | 1
SDGE | Capistrano | 138 | 0 | 0 | 0 | 0 | 0 | 0 | 0 | 0 | 0 | 1 | 1 | 1 | 0 | 0 | 0 | 0 | 0 | 0 | 75 | 75 | 75 | 0 | 0 | 0 | 0 | 0 | 0 | 75 | 75 | 75 | 2 | 1 | 2
SDGE | Capistrano | 230 | 0 | 0 | 0 | 0 | 0 | 0 | 0 | 0 | 0 | 1 | 1 | 1 | 0 | 0 | 0 | 0 | 0 | 0 | 0 | 0 | 0 | 0 | 0 | 0 | 0 | 0 | 0 | 0 | 0 | 0 | 1 | 1 | 1
PG&E NGBA | Carberry | 230 | 0 | 0 | 0 | 0 | 0 | 0 | 0 | 0 | 0 | 1 | 1 | 1 | 0 | 0 | 0 | 0 | 0 | 0 | 0 | 0 | 0 | 0 | 0 | 0 | 0 | 0 | 0 | 0 | 0 | 0 | 1 | 1 | 1
SCE Eastern | Cardiff | 66 | 0 | 0 | 0 | 0 | 0 | 0 | 0 | 0 | 0 | 1 | 1 | 1 | 0 | 0 | 0 | 0 | 0 | 0 | 0 | 0 | 0 | 0 | 0 | 0 | 0 | 0 | 0 | 0 | 0 | 0 | 1 | 1 | 1
PG&E NGBA | Caribou | 60 | 0 | 0 | 0 | 0 | 0 | 0 | 0 | 0 | 0 | 1 | 1 | 1 | 0 | 0 | 0 | 0 | 0 | 0 | 0 | 0 | 0 | 0 | 0 | 0 | 0 | 0 | 0 | 0 | 0 | 0 | 1 | 1 | 1
PG&E NGBA | Caribou | 115 | 0 | 0 | 0 | 0 | 0 | 0 | 0 | 0 | 0 | 1 | 1 | 1 | 0 | 0 | 0 | 0 | 0 | 0 | 0 | 0 | 0 | 0 | 0 | 0 | 0 | 0 | 0 | 0 | 0 | 0 | 1 | 1 | 1
PG&E NGBA | Caribou | 230 | 0 | 0 | 0 | 0 | 0 | 0 | 0 | 0 | 0 | 1 | 1 | 1 | 0 | 0 | 0 | 0 | 0 | 0 | 0 | 0 | 0 | 0 | 0 | 0 | 0 | 0 | 0 | 0 | 0 | 0 | 1 | 1 | 1
EOP | Carpenter Canyon (fka Gamebird) | 138 | 0 | 0 | 0 | 0 | 0 | 0 | 0 | 0 | 0 | 1 | 1 | 1 | 0 | 0 | 0 | 0 | 0 | 0 | 0 | 0 | 0 | 0 | 0 | 0 | 0 | 0 | 0 | 0 | 0 | 0 | 1 | 1 | 1
EOP | Carpenter Canyon (fka Gamebird) | 230 | 0 | 0 | 0 | 0 | 158 | 0 | 0 | 158 | 158 | 1 | 1 | 2 | 0 | 0 | 0 | 150 | 550 | 0 | 140 | 840 | 840 | 0 | 0 | 0 | 150 | 550 | 0 | 140 | 840 | 840 | 1 | 1 | 1
PG&E NGBA | Carquinez | 115 | 0 | 0 | 0 | 0 | 0 | 0 | 0 | 0 | 0 | 1 | 1 | 1 | 0 | 0 | 0 | 0 | 0 | 0 | 0 | 0 | 0 | 0 | 0 | 0 | 0 | 0 | 0 | 0 | 0 | 0 | 1 | 1 | 1
SDGE | Carrizo Gorge | 138 | 0 | 0 | 0 | 0 | 90 | 70 | 0 | 160 | 160 | 3 | 1 | 3 | 0 | 0 | 0 | 0 | 0 | 0 | 0 | 0 | 0 | 0 | 0 | 0 | 0 | 90 | 70 | 0 | 160 | 160 | 3 | 1 | 3
PG&E KERN | Carrizo Plains | 115 | 0 | 0 | 0 | 0 | 0 | 0 | 0 | 0 | 0 | 1 | 1 | 1 | 0 | 0 | 0 | 0 | 0 | 0 | 0 | 0 | 0 | 0 | 0 | 0 | 0 | 0 | 0 | 0 | 0 | 0 | 1 | 1 | 1
PG&E KERN | Casaloma | 230 | 0 | 0 | 0 | 0 | 0 | 0 | 0 | 0 | 0 | 1 | 1 | 1 | 0 | 0 | 0 | 0 | 0 | 0 | 0 | 0 | 0 | 0 | 0 | 0 | 0 | 0 | 0 | 0 | 0 | 0 | 1 | 1 | 1
PG&E GBA | Castro Valley | 230 | 0 | 0 | 0 | 0 | 0 | 0 | 0 | 0 | 0 | 1 | 1 | 1 | 0 | 0 | 0 | 0 | 0 | 0 | 0 | 0 | 0 | 0 | 0 | 0 | 0 | 0 | 0 | 0 | 0 | 0 | 1 | 1 | 1
PG&E GBA | Cayetano | 230 | 0 | 0 | 0 | 0 | 100 | 100 | 0 | 200 | 200 | 1 | 1 | 1 | 0 | 0 | 0 | 0 | 0 | 0 | 0 | 0 | 0 | 0 | 0 | 0 | 0 | 100 | 100 | 0 | 200 | 200 | 1 | 1 | 1
SCE Metro | Center | 230 | 0 | 0 | 0 | 0 | 0 | 90 | 0 | 90 | 90 | 1 | 1 | 2 | 0 | 0 | 0 | 0 | 0 | 0 | 0 | 0 | 0 | 0 | 0 | 0 | 0 | 0 | 90 | 0 | 90 | 90 | 1 | 1 | 2
PG&E KERN | Charca | 115 | 0 | 0 | 0 | 0 | 0 | 0 | 0 | 0 | 0 | 1 | 1 | 1 | 0 | 0 | 0 | 0 | 0 | 0 | 0 | 0 | 0 | 0 | 0 | 0 | 0 | 0 | 0 | 0 | 0 | 0 | 1 | 1 | 1
EOP | Charleston | 138 | 0 | 0 | 0 | 0 | 0 | 0 | 0 | 0 | 0 | 1 | 1 | 1 | 0 | 0 | 0 | 0 | 0 | 0 | 0 | 0 | 0 | 0 | 0 | 0 | 0 | 0 | 0 | 0 | 0 | 0 | 1 | 1 | 1
SCE Metro | Chevmain | 230 | 0 | 0 | 0 | 0 | 0 | 0 | 0 | 0 | 0 | 1 | 1 | 1 | 0 | 0 | 0 | 0 | 0 | 0 | 0 | 0 | 0 | 0 | 0 | 0 | 0 | 0 | 0 | 0 | 0 | 0 | 1 | 1 | 1
SDGE | Chicarita | 138 | 0 | 0 | 0 | 0 | 0 | 0 | 0 | 0 | 0 | 1 | 1 | 1 | 0 | 0 | 0 | 0 | 0 | 0 | 0 | 0 | 0 | 0 | 0 | 0 | 0 | 0 | 0 | 0 | 0 | 0 | 1 | 1 | 1
SCE Metro | Chino | 230 | 0 | 0 | 0 | 0 | 0 | 0 | 0 | 0 | 0 | 1 | 1 | 1 | 0 | 0 | 0 | 0 | 0 | 0 | 0 | 0 | 0 | 0 | 0 | 0 | 0 | 0 | 0 | 0 | 0 | 0 | 1 | 1 | 1
PG&E FRESNO | Chowchilla | 115 | 0 | 0 | 0 | 0 | 0 | 0 | 0 | 0 | 0 | 1 | 1 | 1 | 0 | 0 | 0 | 0 | 0 | 0 | 0 | 0 | 0 | 0 | 0 | 0 | 0 | 0 | 0 | 0 | 0 | 0 | 1 | 1 | 1
PG&E GBA | Christie | 60 | 0 | 0 | 0 | 0 | 0 | 0 | 0 | 0 | 0 | 1 | 1 | 1 | 0 | 0 | 0 | 0 | 0 | 0 | 0 | 0 | 0 | 0 | 0 | 0 | 0 | 0 | 0 | 0 | 0 | 0 | 1 | 1 | 1
PG&E GBA | Christie | 115 | 0 | 0 | 0 | 0 | 0 | 0 | 0 | 0 | 0 | 1 | 1 | 1 | 0 | 0 | 0 | 0 | 0 | 0 | 0 | 0 | 0 | 0 | 0 | 0 | 0 | 0 | 0 | 0 | 0 | 0 | 1 | 1 | 1
SCE Eastern | Cielo Azul | 500 | 0 | 0 | 0 | 0 | 2025 | 1549.4 | 0 | 3574.4 | 3574.4 | 3 | 1 | 3 | 0 | 0 | 0 | 500 | 600 | 0 | 250 | 1350 | 1350 | 0 | 0 | 0 | 500 | 2625 | 1549.4 | 250 | 4924.4 | 4924.4 | 4 | 1 | 4
PG&E GBA | Clay | 60 | 0 | 0 | 0 | 0 | 0 | 0 | 0 | 0 | 0 | 1 | 1 | 1 | 0 | 0 | 0 | 0 | 0 | 0 | 0 | 0 | 0 | 0 | 0 | 0 | 0 | 0 | 0 | 0 | 0 | 0 | 1 | 1 | 1
PG&E GBA | Clayton | 115 | 0 | 0 | 0 | 0 | 0 | 0 | 0 | 0 | 0 | 1 | 1 | 1 | 0 | 0 | 0 | 0 | 0 | 0 | 0 | 0 | 0 | 0 | 0 | 0 | 0 | 0 | 0 | 0 | 0 | 0 | 1 | 1 | 1
PG&E NGBA | Cloverdale | 115 | 0 | 0 | 0 | 0 | 0 | 0 | 0 | 0 | 0 | 1 | 1 | 1 | 0 | 0 | 0 | 0 | 0 | 0 | 0 | 0 | 0 | 0 | 0 | 0 | 0 | 0 | 0 | 0 | 0 | 0 | 1 | 1 | 1
PG&E FRESNO | Clovis | 115 | 0 | 0 | 0 | 0 | 0 | 0 | 0 | 0 | 0 | 1 | 1 | 1 | 0 | 0 | 0 | 0 | 0 | 0 | 0 | 0 | 0 | 0 | 0 | 0 | 0 | 0 | 0 | 0 | 0 | 0 | 1 | 1 | 1
PG&E GBA | Coburn | 230 | 100 | 0 | 100 | 0 | 0 | 0 | 0 | 0 | 100 | 1 | 2 | 1 | 100 | 0 | 100 | 0 | 0 | 0 | 0 | 0 | 100 | 100 | 0 | 100 | 0 | 0 | 0 | 0 | 0 | 100 | 1 | 2 | 1
PG&E GBA | Coburn | 60 | 0 | 0 | 0 | 0 | 0 | 0 | 0 | 0 | 0 | 1 | 1 | 1 | 0 | 0 | 0 | 0 | 0 | 0 | 0 | 0 | 0 | 0 | 0 | 0 | 0 | 0 | 0 | 0 | 0 | 0 | 1 | 1 | 1
PG&E NGBA | Colgate | 230 | 0 | 0 | 0 | 0 | 0 | 0 | 0 | 0 | 0 | 1 | 1 | 1 | 0 | 0 | 0 | 0 | 0 | 0 | 0 | 0 | 0 | 0 | 0 | 0 | 0 | 0 | 0 | 0 | 0 | 0 | 1 | 1 | 1
PG&E GBA | Collierville | 230 | 0 | 0 | 0 | 0 | 0 | 0 | 0 | 0 | 0 | 1 | 1 | 1 | 0 | 0 | 0 | 0 | 0 | 0 | 0 | 0 | 0 | 0 | 0 | 0 | 0 | 0 | 0 | 0 | 0 | 0 | 1 | 1 | 1
PG&E GBA | Collinsville | 230 | 0 | 0 | 0 | 0 | 0 | 0 | 0 | 0 | 0 | 1 | 1 | 1 | 0 | 0 | 0 | 0 | 0 | 0 | 0 | 0 | 0 | 0 | 0 | 0 | 0 | 0 | 0 | 0 | 0 | 0 | 1 | 1 | 1
PG&E GBA | Collinsville | 500 | 0 | 0 | 0 | 0 | 0 | 0 | 0 | 0 | 0 | 1 | 1 | 1 | 0 | 0 | 0 | 0 | 0 | 0 | 0 | 0 | 0 | 0 | 0 | 0 | 0 | 0 | 0 | 0 | 0 | 0 | 1 | 1 | 1
SCE Eastern | Colorado River | 230 | 0 | 0 | 0 | 300 | 500 | 180 | 0 | 980 | 980 | 1 | 1 | 1 | 0 | 0 | 0 | 200 | 450 | 0 | 150 | 800 | 800 | 0 | 0 | 0 | 500 | 950 | 180 | 150 | 1780 | 1780 | 2 | 1 | 2
SCE Eastern | Colorado River | 500 | 0 | 0 | 0 | 0 | 0 | 0 | 0 | 0 | 0 | 1 | 1 | 1 | 0 | 0 | 0 | 0 | 0 | 0 | 0 | 0 | 0 | 0 | 0 | 0 | 0 | 0 | 0 | 0 | 0 | 0 | 1 | 1 | 1
PG&E KERN | Columbus | 115 | 0 | 0 | 0 | 0 | 0 | 0 | 0 | 0 | 0 | 1 | 1 | 1 | 0 | 0 | 0 | 0 | 0 | 0 | 0 | 0 | 0 | 0 | 0 | 0 | 0 | 0 | 0 | 0 | 0 | 0 | 1 | 1 | 1
PG&E GBA | Contra Costa | 115 | 0 | 0 | 0 | 0 | 0 | 0 | 0 | 0 | 0 | 1 | 1 | 1 | 0 | 0 | 0 | 0 | 0 | 0 | 0 | 0 | 0 | 0 | 0 | 0 | 0 | 0 | 0 | 0 | 0 | 0 | 1 | 1 | 1
PG&E GBA | Contra Costa | 230 | 0 | 0 | 0 | 0 | 0 | 0 | 0 | 0 | 0 | 1 | 1 | 1 | 0 | 0 | 0 | 0 | 0 | 0 | 0 | 0 | 0 | 0 | 0 | 0 | 0 | 0 | 0 | 0 | 0 | 0 | 1 | 1 | 1
PG&E GBA | Contra Costa PP | 230 | 0 | 0 | 0 | 0 | 0 | 0 | 0 | 0 | 0 | 1 | 1 | 1 | 0 | 0 | 0 | 0 | 0 | 0 | 0 | 0 | 0 | 0 | 0 | 0 | 0 | 0 | 0 | 0 | 0 | 0 | 1 | 1 | 1
SCE NOL | Control | 115 | 0 | 0 | 0 | 0 | 0 | 0 | 0 | 0 | 0 | 1 | 1 | 1 | 0 | 0 | 0 | 0 | 0 | 0 | 0 | 0 | 0 | 0 | 0 | 0 | 0 | 0 | 0 | 0 | 0 | 0 | 1 | 1 | 1
SCE NOL | Control | 55 | 0 | 0 | 0 | 0 | 0 | 0 | 0 | 0 | 0 | 1 | 1 | 1 | 0 | 0 | 0 | 0 | 0 | 0 | 0 | 0 | 0 | 0 | 0 | 0 | 0 | 0 | 0 | 0 | 0 | 0 | 1 | 1 | 1
PG&E GBA | Cooley Landing | 115 | 0 | 0 | 0 | 0 | 0 | 0 | 0 | 0 | 0 | 1 | 1 | 1 | 0 | 0 | 0 | 0 | 0 | 0 | 0 | 0 | 0 | 0 | 0 | 0 | 0 | 0 | 0 | 0 | 0 | 0 | 1 | 1 | 1
PG&E GBA | Cooley Landing | 60 | 0 | 0 | 0 | 0 | 0 | 0 | 0 | 0 | 0 | 1 | 1 | 1 | 0 | 0 | 0 | 0 | 0 | 0 | 15 | 15 | 15 | 0 | 0 | 0 | 0 | 0 | 0 | 15 | 15 | 15 | 3 | 1 | 3
SCE NOL | Coolwater | 230 | 0 | 0 | 0 | 0 | 0 | 0 | 0 | 0 | 0 | 1 | 1 | 1 | 0 | 0 | 0 | 0 | 0 | 0 | 0 | 0 | 0 | 0 | 0 | 0 | 0 | 0 | 0 | 0 | 0 | 0 | 1 | 1 | 1
SCE NOL | Coolwater | 115 | 180 | 32.18 | 212.18 | 100 | 0 | 113.5 | 0 | 213.5 | 425.68 | 5 | 5 | 5 | 180 | 32.18 | 212.18 | 100 | 0 | 0 | 0 | 100 | 312.18 | 180 | 32.18 | 212.18 | 100 | 0 | 113.5 | 0 | 213.5 | 425.68 | 5 | 5 | 5
PG&E KERN | Copus | 70 | 0 | 0 | 0 | 0 | 0 | 0 | 0 | 0 | 0 | 1 | 1 | 1 | 0 | 0 | 0 | 0 | 0 | 0 | 0 | 0 | 0 | 0 | 0 | 0 | 0 | 0 | 0 | 0 | 0 | 0 | 1 | 1 | 1
PG&E FRESNO | Corcoran | 70 | 0 | 0 | 0 | 0 | 0 | 0 | 0 | 0 | 0 | 1 | 1 | 1 | 0 | 0 | 0 | 0 | 0 | 0 | 0 | 0 | 0 | 0 | 0 | 0 | 0 | 0 | 0 | 0 | 0 | 0 | 1 | 1 | 1
PG&E FRESNO | Corcoran | 115 | 0 | 0 | 0 | 0 | 0 | 0 | 0 | 0 | 0 | 1 | 1 | 1 | 0 | 0 | 0 | 0 | 0 | 0 | 0 | 0 | 0 | 0 | 0 | 0 | 0 | 0 | 0 | 0 | 0 | 0 | 1 | 1 | 1
PG&E NGBA | Corona | 115 | 0 | 0 | 0 | 0 | 0 | 0 | 0 | 0 | 0 | 1 | 1 | 1 | 0 | 0 | 0 | 0 | 0 | 0 | 0 | 0 | 0 | 0 | 0 | 0 | 0 | 0 | 0 | 0 | 0 | 0 | 1 | 1 | 1
PG&E NGBA | Cortina | 230 | 0 | 0 | 0 | 0 | 0 | 0 | 0 | 0 | 0 | 1 | 1 | 1 | 0 | 0 | 0 | 0 | 0 | 0 | 0 | 0 | 0 | 0 | 0 | 0 | 0 | 0 | 0 | 0 | 0 | 0 | 1 | 1 | 1
PG&E NGBA | Cortina | 115 | 0 | 0 | 0 | 0 | 80 | 0 | 45 | 125 | 125 | 3 | 1 | 3 | 0 | 0 | 0 | 50 | 80 | 0 | 85 | 215 | 215 | 0 | 0 | 0 | 50 | 80 | 0 | 85 | 215 | 215 | 4 | 1 | 4
PG&E GBA | Cottle | 230 | 0 | 0 | 0 | 0 | 0 | 0 | 50 | 50 | 50 | 1 | 1 | 2 | 0 | 0 | 0 | 0 | 0 | 0 | 50 | 50 | 50 | 0 | 0 | 0 | 0 | 0 | 0 | 50 | 50 | 50 | 1 | 1 | 2
PG&E NGBA | Cottonwood | 115 | 0 | 0 | 0 | 0 | 0 | 0 | 0 | 0 | 0 | 1 | 1 | 1 | 0 | 0 | 0 | 0 | 0 | 0 | 0 | 0 | 0 | 0 | 0 | 0 | 0 | 0 | 0 | 0 | 0 | 0 | 1 | 1 | 1
PG&E NGBA | Cottonwood | 230 | 0 | 0 | 0 | 0 | 0 | 0 | 0 | 0 | 0 | 1 | 1 | 1 | 0 | 0 | 0 | 0 | 0 | 0 | 0 | 0 | 0 | 0 | 0 | 0 | 0 | 0 | 0 | 0 | 0 | 0 | 1 | 1 | 1
PG&E NGBA | Cottonwood | 60 | 0 | 0 | 0 | 0 | 0 | 0 | 0 | 0 | 0 | 1 | 1 | 1 | 0 | 0 | 0 | 0 | 0 | 0 | 0 | 0 | 0 | 0 | 0 | 0 | 0 | 0 | 0 | 0 | 0 | 0 | 1 | 1 | 1
PG&E NGBA | Cove Road | 230 | 0 | 0 | 0 | 0 | 0 | 0 | 0 | 0 | 0 | 1 | 1 | 1 | 0 | 0 | 0 | 0 | 0 | 0 | 0 | 0 | 0 | 0 | 0 | 0 | 0 | 0 | 0 | 0 | 0 | 0 | 1 | 1 | 1
PG&E GBA | Coyote | 230 | 0 | 0 | 0 | 0 | 0 | 0 | 0 | 0 | 0 | 1 | 1 | 1 | 0 | 0 | 0 | 0 | 0 | 0 | 0 | 0 | 0 | 0 | 0 | 0 | 0 | 0 | 0 | 0 | 0 | 0 | 1 | 1 | 1
PG&E GBA | Crazy Horse Canyon | 115 | 0 | 0 | 0 | 0 | 0 | 0 | 0 | 0 | 0 | 1 | 1 | 1 | 0 | 0 | 0 | 0 | 0 | 0 | 0 | 0 | 0 | 0 | 0 | 0 | 0 | 0 | 0 | 0 | 0 | 0 | 1 | 1 | 1
SDGE | Creelman | 69 | 0 | 0 | 0 | 0 | 0 | 7.8 | 0 | 7.8 | 7.8 | 3 | 1 | 3 | 0 | 0 | 0 | 0 | 0 | 0 | 0 | 0 | 0 | 0 | 0 | 0 | 0 | 0 | 7.8 | 0 | 7.8 | 7.8 | 3 | 1 | 3
PG&E FRESNO | Crescent | 70 | 0 | 0 | 0 | 0 | 35 | 35 | 0 | 70 | 70 | 4 | 1 | 4 | 0 | 0 | 0 | 0 | 0 | 0 | 0 | 0 | 0 | 0 | 0 | 0 | 0 | 35 | 35 | 0 | 70 | 70 | 4 | 1 | 4
PG&E FRESNO | Cressey | 115 | 0 | 0 | 0 | 0 | 0 | 0 | 0 | 0 | 0 | 1 | 1 | 1 | 0 | 0 | 0 | 0 | 0 | 0 | 0 | 0 | 0 | 0 | 0 | 0 | 0 | 0 | 0 | 0 | 0 | 0 | 1 | 1 | 1
PG&E NGBA | Cresta | 230 | 0 | 0 | 0 | 0 | 0 | 0 | 0 | 0 | 0 | 1 | 1 | 1 | 0 | 0 | 0 | 0 | 0 | 0 | 0 | 0 | 0 | 0 | 0 | 0 | 0 | 0 | 0 | 0 | 0 | 0 | 1 | 1 | 1
SDGE | Crestwood | 69 | 0 | 0 | 0 | 0 | 0 | 0 | 0 | 0 | 0 | 1 | 1 | 1 | 0 | 0 | 0 | 0 | 0 | 0 | 0 | 0 | 0 | 0 | 0 | 0 | 0 | 0 | 0 | 0 | 0 | 0 | 1 | 1 | 1
PG&E GBA | Crow Creek | 60 | 0 | 0 | 0 | 0 | 0 | 0 | 0 | 0 | 0 | 1 | 1 | 1 | 0 | 0 | 0 | 0 | 0 | 0 | 0 | 0 | 0 | 0 | 0 | 0 | 0 | 0 | 0 | 0 | 0 | 0 | 1 | 1 | 1
PG&E GBA | Crows Landing | 60 | 0 | 0 | 0 | 0 | 0 | 0 | 0 | 0 | 0 | 1 | 1 | 1 | 0 | 0 | 0 | 0 | 0 | 0 | 0 | 0 | 0 | 0 | 0 | 0 | 0 | 0 | 0 | 0 | 0 | 0 | 1 | 1 | 1
PG&E GBA | Curtis | 115 | 0 | 0 | 0 | 0 | 0 | 0 | 0 | 0 | 0 | 1 | 1 | 1 | 0 | 0 | 0 | 0 | 0 | 0 | 0 | 0 | 0 | 0 | 0 | 0 | 0 | 0 | 0 | 0 | 0 | 0 | 1 | 1 | 1
PG&E FRESNO | Dairyland | 115 | 0 | 0 | 0 | 0 | 0 | 0 | 0 | 0 | 0 | 1 | 1 | 1 | 0 | 0 | 0 | 0 | 0 | 0 | 0 | 0 | 0 | 0 | 0 | 0 | 0 | 0 | 0 | 0 | 0 | 0 | 1 | 1 | 1
PG&E NGBA | Davis | 115 | 0 | 0 | 0 | 0 | 0 | 0 | 0 | 0 | 0 | 1 | 1 | 1 | 0 | 0 | 0 | 20 | 80 | 0 | 35 | 135 | 135 | 0 | 0 | 0 | 20 | 80 | 0 | 35 | 135 | 135 | 3 | 1 | 3
SCE Metro | Del Amo | 500 | 0 | 0 | 0 | 0 | 0 | 0 | 0 | 0 | 0 | 1 | 1 | 1 | 0 | 0 | 0 | 0 | 0 | 0 | 0 | 0 | 0 | 0 | 0 | 0 | 0 | 0 | 0 | 0 | 0 | 0 | 1 | 1 | 1
SCE Metro | Del Amo | 230 | 0 | 0 | 0 | 0 | 0 | 0 | 0 | 0 | 0 | 1 | 1 | 1 | 0 | 0 | 0 | 0 | 0 | 0 | 0 | 0 | 0 | 0 | 0 | 0 | 0 | 0 | 0 | 0 | 0 | 0 | 1 | 1 | 1
SCE Eastern | Delaney | 500 | 0 | 0 | 0 | 0 | 0 | 0 | 0 | 0 | 0 | 1 | 1 | 1 | 0 | 0 | 0 | 150 | 250 | 0 | 100 | 500 | 500 | 0 | 0 | 0 | 150 | 250 | 0 | 100 | 500 | 500 | 1 | 1 | 1
PG&E NGBA | Delevan | 230 | 0 | 0 | 0 | 50 | 150 | 0 | 50 | 250 | 250 | 1 | 1 | 1 | 0 | 0 | 0 | 199.4 | 400 | 0 | 100.1 | 699.5 | 699.5 | 0 | 0 | 0 | 199.4 | 400 | 0 | 100.1 | 699.5 | 699.5 | 1 | 1 | 1
PG&E GBA | Delta PP | 230 | 0 | 0 | 0 | 0 | 0 | 0 | 0 | 0 | 0 | 1 | 1 | 1 | 0 | 0 | 0 | 0 | 0 | 0 | 0 | 0 | 0 | 0 | 0 | 0 | 0 | 0 | 0 | 0 | 0 | 0 | 1 | 1 | 1
EOP | Desert View | 230 | 0 | 0 | 0 | 0 | 0 | 0 | 0 | 0 | 0 | 1 | 1 | 1 | 0 | 0 | 0 | 0 | 400 | 0 | 150 | 550 | 550 | 0 | 0 | 0 | 0 | 400 | 0 | 150 | 550 | 550 | 1 | 1 | 1
SCE Eastern | Devers | 230 | 287.5 | 37 | 324.5 | 0 | 0 | 220 | 100 | 320 | 644.5 | 1 | 1 | 1 | 230.5 | 37 | 267.5 | 50 | 180 | 0 | 80 | 310 | 577.5 | 287.5 | 37 | 324.5 | 50 | 180 | 220 | 180 | 630 | 954.5 | 1 | 1 | 1
SCE Eastern | Devers | 500 | 0 | 0 | 0 | 0 | 0 | 0 | 0 | 0 | 0 | 1 | 1 | 1 | 0 | 0 | 0 | 0 | 0 | 0 | 0 | 0 | 0 | 0 | 0 | 0 | 0 | 0 | 0 | 0 | 0 | 0 | 1 | 1 | 1
PG&E KERN | Diablo Canyon | 230 | 0 | 0 | 0 | 0 | 0 | 0 | 0 | 0 | 0 | 1 | 1 | 1 | 0 | 0 | 0 | 0 | 0 | 0 | 0 | 0 | 0 | 0 | 0 | 0 | 0 | 0 | 0 | 0 | 0 | 0 | 1 | 1 | 1
PG&E KERN | Diablo Canyon | 500 | 0 | 0 | 0 | 0 | 0 | 0 | 0 | 0 | 0 | 1 | 1 | 1 | 0 | 0 | 0 | 0 | 0 | 0 | 0 | 0 | 0 | 0 | 0 | 0 | 0 | 0 | 0 | 0 | 0 | 0 | 1 | 1 | 1
PG&E KERN | Divide | 115 | 0 | 0 | 0 | 0 | 0 | 0 | 0 | 0 | 0 | 1 | 1 | 1 | 0 | 0 | 0 | 0 | 0 | 0 | 0 | 0 | 0 | 0 | 0 | 0 | 0 | 0 | 0 | 0 | 0 | 0 | 1 | 1 | 1
PG&E GBA | Dixon Landing | 115 | 0 | 0 | 0 | 0 | 0 | 0 | 0 | 0 | 0 | 1 | 1 | 1 | 0 | 0 | 0 | 0 | 0 | 0 | 0 | 0 | 0 | 0 | 0 | 0 | 0 | 0 | 0 | 0 | 0 | 0 | 1 | 1 | 1
PG&E FRESNO | Dos Amigos | 230 | 0 | 0 | 0 | 0 | 0 | 0 | 0 | 0 | 0 | 1 | 1 | 1 | 0 | 0 | 0 | 0 | 0 | 0 | 0 | 0 | 0 | 0 | 0 | 0 | 0 | 0 | 0 | 0 | 0 | 0 | 1 | 1 | 1
PG&E NGBA | Drum | 115 | 0 | 0 | 0 | 0 | 0 | 0 | 0 | 0 | 0 | 1 | 1 | 1 | 0 | 0 | 0 | 0 | 0 | 0 | 0 | 0 | 0 | 0 | 0 | 0 | 0 | 0 | 0 | 0 | 0 | 0 | 1 | 1 | 1
PG&E GBA | Dumbarton | 115 | 0 | 0 | 0 | 0 | 0 | 0 | 0 | 0 | 0 | 1 | 1 | 1 | 0 | 0 | 0 | 0 | 0 | 0 | 0 | 0 | 0 | 0 | 0 | 0 | 0 | 0 | 0 | 0 | 0 | 0 | 1 | 1 | 1
SCE NOL | Dunn Siding | 115 | 0 | 0 | 0 | 0 | 0 | 0 | 0 | 0 | 0 | 1 | 1 | 1 | 0 | 0 | 0 | 0 | 0 | 0 | 0 | 0 | 0 | 0 | 0 | 0 | 0 | 0 | 0 | 0 | 0 | 0 | 1 | 1 | 1
SCE Eastern | Eagle Mountain | 230 | 0 | 0 | 0 | 0 | 0 | 0 | 0 | 0 | 0 | 1 | 1 | 1 | 0 | 0 | 0 | 0 | 0 | 0 | 0 | 0 | 0 | 0 | 0 | 0 | 0 | 0 | 0 | 0 | 0 | 0 | 1 | 1 | 1
PG&E NGBA | Eagle Rock (PGE) | 60 | 0 | 0 | 0 | 0 | 0 | 0 | 0 | 0 | 0 | 1 | 1 | 1 | 0 | 0 | 0 | 0 | 0 | 0 | 0 | 0 | 0 | 0 | 0 | 0 | 0 | 0 | 0 | 0 | 0 | 0 | 1 | 1 | 1
PG&E NGBA | Eagle Rock (PGE) | 115 | 0 | 0 | 0 | 0 | 0 | 0 | 0 | 0 | 0 | 1 | 1 | 1 | 98 | 33.2 | 131.2 | 0 | 0 | 0 | 0 | 0 | 131.2 | 98 | 33.2 | 131.2 | 0 | 0 | 0 | 0 | 0 | 131.2 | 3 | 3 | 1
SCE Metro | Eagle Rock (SCE) | 230 | 0 | 0 | 0 | 0 | 0 | 0 | 0 | 0 | 0 | 1 | 1 | 1 | 0 | 0 | 0 | 0 | 0 | 0 | 0 | 0 | 0 | 0 | 0 | 0 | 0 | 0 | 0 | 0 | 0 | 0 | 1 | 1 | 1
PG&E NGBA | East Marysville | 115 | 0 | 0 | 0 | 0 | 0 | 0 | 0 | 0 | 0 | 1 | 1 | 1 | 0 | 0 | 0 | 0 | 0 | 0 | 0 | 0 | 0 | 0 | 0 | 0 | 0 | 0 | 0 | 0 | 0 | 0 | 1 | 1 | 1
PG&E NGBA | East Nicolaus | 115 | 0 | 0 | 0 | 0 | 0 | 0 | 0 | 0 | 0 | 1 | 1 | 1 | 0 | 0 | 0 | 0 | 0 | 0 | 0 | 0 | 0 | 0 | 0 | 0 | 0 | 0 | 0 | 0 | 0 | 0 | 1 | 1 | 1
PG&E NGBA | East Nicolaus | 60 | 0 | 0 | 0 | 0 | 0 | 0 | 0 | 0 | 0 | 1 | 1 | 1 | 0 | 0 | 0 | 0 | 0 | 0 | 0 | 0 | 0 | 0 | 0 | 0 | 0 | 0 | 0 | 0 | 0 | 0 | 1 | 1 | 1
PG&E GBA | Eastshore | 115 | 0 | 0 | 0 | 0 | 0 | 0 | 0 | 0 | 0 | 1 | 1 | 1 | 0 | 0 | 0 | 0 | 0 | 0 | 0 | 0 | 0 | 0 | 0 | 0 | 0 | 0 | 0 | 0 | 0 | 0 | 1 | 1 | 1
PG&E GBA | Eastshore | 230 | 0 | 0 | 0 | 0 | 0 | 0 | 0 | 0 | 0 | 1 | 1 | 1 | 0 | 0 | 0 | 0 | 0 | 0 | 0 | 0 | 0 | 0 | 0 | 0 | 0 | 0 | 0 | 0 | 0 | 0 | 1 | 1 | 1
SDGE | ECO | 138 | 0 | 0 | 0 | 0 | 0 | 0 | 0 | 0 | 0 | 1 | 1 | 1 | 0 | 0 | 0 | 0 | 0 | 0 | 0 | 0 | 0 | 0 | 0 | 0 | 0 | 0 | 0 | 0 | 0 | 0 | 1 | 1 | 1
SDGE | ECO | 230 | 300 | 52.5 | 352.5 | 0 | 0 | 0 | 0 | 0 | 352.5 | 1 | 1 | 1 | 0 | 52.5 | 52.5 | 0 | 0 | 0 | 0 | 0 | 52.5 | 300 | 52.5 | 352.5 | 0 | 0 | 0 | 0 | 0 | 352.5 | 1 | 1 | 1
SDGE | ECO | 500 | 600 | 400 | 1000 | 0 | 0 | 0 | 0 | 0 | 1000 | 1 | 1 | 1 | 600 | 400 | 1000 | 0 | 0 | 0 | 0 | 0 | 1000 | 600 | 400 | 1000 | 0 | 0 | 0 | 0 | 0 | 1000 | 1 | 1 | 1
PG&E GBA | Edenvale | 115 | 0 | 0 | 0 | 0 | 0 | 0 | 0 | 0 | 0 | 1 | 1 | 1 | 0 | 0 | 0 | 0 | 0 | 0 | 0 | 0 | 0 | 0 | 0 | 0 | 0 | 0 | 0 | 0 | 0 | 0 | 1 | 1 | 1
PG&E GBA | Edes | 115 | 0 | 0 | 0 | 0 | 0 | 0 | 0 | 0 | 0 | 1 | 1 | 1 | 0 | 0 | 0 | 0 | 0 | 0 | 0 | 0 | 0 | 0 | 0 | 0 | 0 | 0 | 0 | 0 | 0 | 0 | 1 | 1 | 1
PG&E GBA | Eight Mile | 230 | 0 | 0 | 0 | 0 | 0 | 0 | 0 | 0 | 0 | 1 | 1 | 1 | 0 | 0 | 0 | 0 | 0 | 0 | 0 | 0 | 0 | 0 | 0 | 0 | 0 | 0 | 0 | 0 | 0 | 0 | 1 | 1 | 1
SDGE | El Cajon | 69 | 0 | 0 | 0 | 0 | 0 | 50 | 0 | 50 | 50 | 4 | 1 | 4 | 0 | 0 | 0 | 0 | 0 | 0 | 0 | 0 | 0 | 0 | 0 | 0 | 0 | 0 | 50 | 0 | 50 | 50 | 4 | 1 | 4
SCE Eastern | El Casco | 230 | 0 | 0 | 0 | 0 | 0 | 65 | 0 | 65 | 65 | 1 | 1 | 2 | 0 | 0 | 0 | 0 | 0 | 0 | 0 | 0 | 0 | 0 | 0 | 0 | 0 | 0 | 65 | 0 | 65 | 65 | 1 | 1 | 2
PG&E GBA | El Cerrito G | 115 | 0 | 0 | 0 | 0 | 0 | 0 | 0 | 0 | 0 | 1 | 1 | 1 | 0 | 0 | 0 | 0 | 0 | 0 | 0 | 0 | 0 | 0 | 0 | 0 | 0 | 0 | 0 | 0 | 0 | 0 | 1 | 1 | 1
PG&E NGBA | El Dorado PH | 115 | 0 | 0 | 0 | 0 | 0 | 0 | 0 | 0 | 0 | 1 | 1 | 1 | 0 | 0 | 0 | 0 | 0 | 0 | 0 | 0 | 0 | 0 | 0 | 0 | 0 | 0 | 0 | 0 | 0 | 0 | 1 | 1 | 1
PG&E FRESNO | El Nido (PGE) | 115 | 0 | 0 | 0 | 0 | 0 | 0 | 0 | 0 | 0 | 1 | 1 | 1 | 0 | 0 | 0 | 0 | 0 | 0 | 0 | 0 | 0 | 0 | 0 | 0 | 0 | 0 | 0 | 0 | 0 | 0 | 1 | 1 | 1
SCE Metro | El Nido (SCE) | 230 | 0 | 0 | 0 | 0 | 0 | 0 | 0 | 0 | 0 | 1 | 1 | 1 | 0 | 0 | 0 | 0 | 0 | 0 | 100 | 100 | 100 | 0 | 0 | 0 | 0 | 0 | 0 | 100 | 100 | 100 | 1 | 1 | 2
PG&E GBA | El Patio | 115 | 0 | 0 | 0 | 0 | 0 | 0 | 0 | 0 | 0 | 1 | 1 | 1 | 0 | 0 | 0 | 0 | 0 | 0 | 0 | 0 | 0 | 0 | 0 | 0 | 0 | 0 | 0 | 0 | 0 | 0 | 1 | 1 | 1
SCE Metro | El Segundo | 230 | 0 | 0 | 0 | 0 | 0 | 0 | 0 | 0 | 0 | 1 | 1 | 1 | 0 | 0 | 0 | 0 | 0 | 0 | 0 | 0 | 0 | 0 | 0 | 0 | 0 | 0 | 0 | 0 | 0 | 0 | 1 | 1 | 1
EOP | Eldorado | 230 | 0 | 0 | 0 | 0 | 0 | 279 | 0 | 279 | 279 | 1 | 1 | 1 | 0 | 0 | 0 | 0 | 0 | 0 | 250 | 250 | 250 | 0 | 0 | 0 | 0 | 0 | 279 | 250 | 529 | 529 | 1 | 1 | 1
EOP | Eldorado | 500 | 0 | 0 | 0 | 0 | 0 | 0 | 0 | 0 | 0 | 1 | 1 | 1 | 0 | 0 | 0 | 0 | 0 | 0 | 0 | 0 | 0 | 0 | 0 | 0 | 0 | 0 | 0 | 0 | 0 | 0 | 1 | 1 | 1
SCE Northern | Elizabeth Lake | 66 | 0 | 0 | 0 | 0 | 0 | 0 | 0 | 0 | 0 | 1 | 1 | 1 | 0 | 0 | 0 | 0 | 0 | 0 | 0 | 0 | 0 | 0 | 0 | 0 | 0 | 0 | 0 | 0 | 0 | 0 | 1 | 1 | 1
PG&E KERN | Elk Hills | 230 | 0 | 0 | 0 | 0 | 0 | 0 | 0 | 0 | 0 | 1 | 1 | 1 | 0 | 0 | 0 | 0 | 0 | 0 | 0 | 0 | 0 | 0 | 0 | 0 | 0 | 0 | 0 | 0 | 0 | 0 | 1 | 1 | 1
SDGE | Elliot | 69 | 0 | 0 | 0 | 0 | 0 | 9.75 | 0 | 9.75 | 9.75 | 3 | 1 | 3 | 0 | 0 | 0 | 0 | 0 | 0 | 0 | 0 | 0 | 0 | 0 | 0 | 0 | 0 | 9.75 | 0 | 9.75 | 9.75 | 3 | 1 | 3
SCE Metro | Ellis | 230 | 0 | 0 | 0 | 0 | 0 | 0 | 0 | 0 | 0 | 1 | 1 | 1 | 0 | 0 | 0 | 0 | 0 | 0 | 0 | 0 | 0 | 0 | 0 | 0 | 0 | 0 | 0 | 0 | 0 | 0 | 1 | 1 | 1
SDGE | Encina | 138 | 0 | 0 | 0 | 0 | 0 | 0 | 0 | 0 | 0 | 1 | 1 | 1 | 0 | 0 | 0 | 0 | 0 | 0 | 0 | 0 | 0 | 0 | 0 | 0 | 0 | 0 | 0 | 0 | 0 | 0 | 1 | 1 | 1
SDGE | Encina | 230 | 0 | 0 | 0 | 0 | 0 | 0 | 0 | 0 | 0 | 1 | 1 | 1 | 0 | 0 | 0 | 0 | 0 | 0 | 0 | 0 | 0 | 0 | 0 | 0 | 0 | 0 | 0 | 0 | 0 | 0 | 1 | 1 | 1
SDGE | Escondido | 230 | 0 | 0 | 0 | 0 | 0 | 0 | 0 | 0 | 0 | 1 | 1 | 1 | 0 | 0 | 0 | 0 | 0 | 0 | 200 | 200 | 200 | 0 | 0 | 0 | 0 | 0 | 0 | 200 | 200 | 200 | 1 | 1 | 1
SDGE | Escondido | 69 | 0 | 0 | 0 | 0 | 0 | 13 | 0 | 13 | 13 | 3 | 1 | 3 | 0 | 0 | 0 | 0 | 0 | 0 | 0 | 0 | 0 | 0 | 0 | 0 | 0 | 0 | 13 | 0 | 13 | 13 | 3 | 1 | 3
PG&E KERN | Estrella | 230 | 0 | 0 | 0 | 0 | 0 | 0 | 0 | 0 | 0 | 1 | 1 | 1 | 0 | 0 | 0 | 0 | 0 | 0 | 0 | 0 | 0 | 0 | 0 | 0 | 0 | 0 | 0 | 0 | 0 | 0 | 1 | 1 | 1
SCE Eastern | Etiwanda | 230 | 0 | 0 | 0 | 0 | 0 | 170 | 0 | 170 | 170 | 1 | 1 | 2 | 0 | 0 | 0 | 0 | 0 | 0 | 0 | 0 | 0 | 0 | 0 | 0 | 0 | 0 | 170 | 0 | 170 | 170 | 1 | 1 | 2
PG&E GBA | Evergreen | 115 | 0 | 0 | 0 | 0 | 0 | 0 | 0 | 0 | 0 | 1 | 1 | 1 | 0 | 0 | 0 | 0 | 0 | 0 | 0 | 0 | 0 | 0 | 0 | 0 | 0 | 0 | 0 | 0 | 0 | 0 | 1 | 1 | 1
PG&E GBA | Evergreen | 60 | 0 | 0 | 0 | 0 | 0 | 0 | 0 | 0 | 0 | 1 | 1 | 1 | 0 | 0 | 0 | 0 | 0 | 0 | 0 | 0 | 0 | 0 | 0 | 0 | 0 | 0 | 0 | 0 | 0 | 0 | 1 | 1 | 1
PG&E FRESNO | Excelsior | 115 | 0 | 0 | 0 | 0 | 0 | 0 | 0 | 0 | 0 | 1 | 1 | 1 | 0 | 0 | 0 | 0 | 0 | 0 | 0 | 0 | 0 | 0 | 0 | 0 | 0 | 0 | 0 | 0 | 0 | 0 | 1 | 1 | 1
PG&E FRESNO | Exchequer | 115 | 0 | 0 | 0 | 0 | 0 | 0 | 0 | 0 | 0 | 1 | 1 | 1 | 0 | 0 | 0 | 0 | 0 | 0 | 0 | 0 | 0 | 0 | 0 | 0 | 0 | 0 | 0 | 0 | 0 | 0 | 1 | 1 | 1
PG&E KERN | Fairway | 115 | 0 | 0 | 0 | 0 | 0 | 0 | 0 | 0 | 0 | 1 | 1 | 1 | 0 | 0 | 0 | 0 | 0 | 0 | 0 | 0 | 0 | 0 | 0 | 0 | 0 | 0 | 0 | 0 | 0 | 0 | 1 | 1 | 1
PG&E KERN | Famoso | 115 | 0 | 0 | 0 | 0 | 0 | 0 | 0 | 0 | 0 | 1 | 1 | 1 | 0 | 0 | 0 | 0 | 0 | 0 | 0 | 0 | 0 | 0 | 0 | 0 | 0 | 0 | 0 | 0 | 0 | 0 | 1 | 1 | 1
PG&E NGBA | Fern Road | 500 | 0 | 0 | 0 | 0 | 0 | 0 | 0 | 0 | 0 | 1 | 1 | 1 | 0 | 0 | 0 | 0 | 0 | 0 | 0 | 0 | 0 | 0 | 0 | 0 | 0 | 0 | 0 | 0 | 0 | 0 | 1 | 1 | 1
PG&E GBA | Fibreboard (SPI Sonora) | 115 | 0 | 0 | 0 | 0 | 0 | 0 | 0 | 0 | 0 | 1 | 1 | 1 | 0 | 0 | 0 | 0 | 0 | 0 | 0 | 0 | 0 | 0 | 0 | 0 | 0 | 0 | 0 | 0 | 0 | 0 | 1 | 1 | 1
PG&E FRESNO | Figarden | 230 | 0 | 0 | 0 | 0 | 0 | 0 | 0 | 0 | 0 | 1 | 1 | 1 | 0 | 0 | 0 | 0 | 0 | 0 | 0 | 0 | 0 | 0 | 0 | 0 | 0 | 0 | 0 | 0 | 0 | 0 | 1 | 1 | 1
PG&E FRESNO | Fink | 230 | 0 | 0 | 0 | 30 | 110 | 157 | 0 | 297 | 297 | 1 | 1 | 1 | 0 | 0 | 0 | 0 | 0 | 0 | 0 | 0 | 0 | 0 | 0 | 0 | 30 | 110 | 157 | 0 | 297 | 297 | 1 | 1 | 1
PG&E NGBA | Fitch Mountain | 60 | 0 | 0 | 0 | 0 | 0 | 0 | 0 | 0 | 0 | 1 | 1 | 1 | 0 | 0 | 0 | 0 | 0 | 0 | 0 | 0 | 0 | 0 | 0 | 0 | 0 | 0 | 0 | 0 | 0 | 0 | 1 | 1 | 1
PG&E GBA | FMC | 115 | 0 | 0 | 0 | 0 | 0 | 0 | 0 | 0 | 0 | 1 | 1 | 1 | 0 | 0 | 0 | 0 | 0 | 0 | 0 | 0 | 0 | 0 | 0 | 0 | 0 | 0 | 0 | 0 | 0 | 0 | 1 | 1 | 1
PG&E GBA | Fremont | 115 | 0 | 0 | 0 | 0 | 0 | 0 | 0 | 0 | 0 | 1 | 1 | 1 | 0 | 0 | 0 | 0 | 0 | 0 | 0 | 0 | 0 | 0 | 0 | 0 | 0 | 0 | 0 | 0 | 0 | 0 | 1 | 1 | 1
PG&E GBA | French Camp | 60 | 0 | 0 | 0 | 0 | 0 | 0 | 0 | 0 | 0 | 1 | 1 | 1 | 0 | 0 | 0 | 0 | 0 | 0 | 0 | 0 | 0 | 0 | 0 | 0 | 0 | 0 | 0 | 0 | 0 | 0 | 1 | 1 | 1
PG&E GBA | Frogtown | 115 | 0 | 0 | 0 | 0 | 0 | 0 | 0 | 0 | 0 | 1 | 1 | 1 | 0 | 0 | 0 | 0 | 0 | 0 | 0 | 0 | 0 | 0 | 0 | 0 | 0 | 0 | 0 | 0 | 0 | 0 | 1 | 1 | 1
PG&E NGBA | Fulton | 115 | 0 | 0 | 0 | 0 | 0 | 0 | 0 | 0 | 0 | 1 | 1 | 1 | 0 | 0 | 0 | 0 | 0 | 0 | 0 | 0 | 0 | 0 | 0 | 0 | 0 | 0 | 0 | 0 | 0 | 0 | 1 | 1 | 1
PG&E NGBA | Fulton | 230 | 0 | 0 | 0 | 0 | 0 | 38 | 0 | 38 | 38 | 1 | 1 | 5 | 0 | 0 | 0 | 0 | 0 | 0 | 0 | 0 | 0 | 0 | 0 | 0 | 0 | 0 | 38 | 0 | 38 | 38 | 1 | 1 | 5
PG&E NGBA | Fulton | 60 | 0 | 0 | 0 | 0 | 0 | 0 | 0 | 0 | 0 | 1 | 1 | 1 | 0 | 0 | 0 | 0 | 0 | 0 | 0 | 0 | 0 | 0 | 0 | 0 | 0 | 0 | 0 | 0 | 0 | 0 | 1 | 1 | 1
PG&E KERN | Ganso | 115 | 0 | 0 | 0 | 0 | 0 | 0 | 0 | 0 | 0 | 1 | 1 | 1 | 0 | 0 | 0 | 0 | 0 | 0 | 0 | 0 | 0 | 0 | 0 | 0 | 0 | 0 | 0 | 0 | 0 | 0 | 1 | 1 | 1
PG&E FRESNO | Gates | 230 | 0 | 0 | 0 | 759.5 | 560.5 | 753.25 | 0 | 2073.25 | 2073.25 | 3 | 1 | 3 | 0 | 0 | 0 | 245 | 700 | 0 | 160 | 1105 | 1105 | 0 | 0 | 0 | 859.5 | 1010.5 | 753.25 | 160 | 2783.25 | 2783.25 | 3 | 1 | 3
PG&E FRESNO | Gates | 500 | 0 | 0 | 0 | 0 | 0 | 190 | 35 | 225 | 225 | 1 | 1 | 2 | 0 | 0 | 0 | 0 | 0 | 0 | 0 | 0 | 0 | 0 | 0 | 0 | 0 | 0 | 190 | 35 | 225 | 225 | 1 | 1 | 2
PG&E NGBA | Geysers 12 | 230 | 0 | 0 | 0 | 0 | 0 | 0 | 0 | 0 | 0 | 1 | 1 | 1 | 0 | 0 | 0 | 0 | 0 | 0 | 0 | 0 | 0 | 0 | 0 | 0 | 0 | 0 | 0 | 0 | 0 | 0 | 1 | 1 | 1
PG&E NGBA | Geysers 17 | 230 | 0 | 0 | 0 | 0 | 0 | 0 | 0 | 0 | 0 | 1 | 1 | 1 | 0 | 0 | 0 | 0 | 0 | 0 | 0 | 0 | 0 | 0 | 0 | 0 | 0 | 0 | 0 | 0 | 0 | 0 | 1 | 1 | 1
PG&E NGBA | Geysers 3 | 115 | 0 | 0 | 0 | 0 | 0 | 0 | 0 | 0 | 0 | 1 | 1 | 1 | 0 | 0 | 0 | 0 | 0 | 0 | 0 | 0 | 0 | 0 | 0 | 0 | 0 | 0 | 0 | 0 | 0 | 0 | 1 | 1 | 1
PG&E NGBA | Glenn | 230 | 166.5 | 36 | 202.5 | 0 | 0 | 0 | 0 | 0 | 202.5 | 1 | 1 | 1 | 166.5 | 36 | 202.5 | 100 | 170 | 0 | 60 | 330 | 532.5 | 166.5 | 36 | 202.5 | 100 | 170 | 0 | 60 | 330 | 532.5 | 1 | 1 | 1
PG&E NGBA | Glenn | 60 | 0 | 0 | 0 | 0 | 0 | 0 | 0 | 0 | 0 | 1 | 1 | 1 | 0 | 0 | 0 | 0 | 0 | 0 | 0 | 0 | 0 | 0 | 0 | 0 | 0 | 0 | 0 | 0 | 0 | 0 | 1 | 1 | 1
PG&E NGBA | Gold Hill | 115 | 0 | 0 | 0 | 0 | 0 | 0 | 0 | 0 | 0 | 1 | 1 | 1 | 0 | 0 | 0 | 0 | 0 | 0 | 0 | 0 | 0 | 0 | 0 | 0 | 0 | 0 | 0 | 0 | 0 | 0 | 1 | 1 | 1
PG&E NGBA | Gold Hill | 230 | 0 | 0 | 0 | 0 | 0 | 0 | 0 | 0 | 0 | 1 | 1 | 1 | 0 | 0 | 0 | 0 | 0 | 0 | 0 | 0 | 0 | 0 | 0 | 0 | 0 | 0 | 0 | 0 | 0 | 0 | 1 | 1 | 1
SCE Northern | Goleta | 230 | 0 | 0 | 0 | 0 | 0 | 70 | 0 | 70 | 70 | 1 | 1 | 2 | 0 | 0 | 0 | 0 | 0 | 0 | 0 | 0 | 0 | 0 | 0 | 0 | 0 | 0 | 70 | 0 | 70 | 70 | 1 | 1 | 2
SCE Metro | Goodrich | 230 | 0 | 0 | 0 | 0 | 0 | 0 | 0 | 0 | 0 | 1 | 1 | 1 | 0 | 0 | 0 | 0 | 0 | 0 | 0 | 0 | 0 | 0 | 0 | 0 | 0 | 0 | 0 | 0 | 0 | 0 | 1 | 1 | 1
PG&E KERN | Goose Lake | 115 | 0 | 0 | 0 | 0 | 0 | 0 | 0 | 0 | 0 | 1 | 1 | 1 | 0 | 0 | 0 | 0 | 0 | 0 | 0 | 0 | 0 | 0 | 0 | 0 | 0 | 0 | 0 | 0 | 0 | 0 | 1 | 1 | 1
SCE Metro | Gould | 230 | 0 | 0 | 0 | 0 | 0 | 0 | 0 | 0 | 0 | 1 | 1 | 1 | 0 | 0 | 0 | 0 | 0 | 0 | 0 | 0 | 0 | 0 | 0 | 0 | 0 | 0 | 0 | 0 | 0 | 0 | 1 | 1 | 1
PG&E NGBA | Grand Island | 115 | 0 | 0 | 0 | 0 | 0 | 0 | 0 | 0 | 0 | 1 | 1 | 1 | 0 | 0 | 0 | 0 | 0 | 0 | 0 | 0 | 0 | 0 | 0 | 0 | 0 | 0 | 0 | 0 | 0 | 0 | 1 | 1 | 1
SDGE | Granite | 69 | 0 | 0 | 0 | 0 | 0 | 4.5 | 0 | 4.5 | 4.5 | 3 | 1 | 3 | 0 | 0 | 0 | 0 | 0 | 0 | 0 | 0 | 0 | 0 | 0 | 0 | 0 | 0 | 4.5 | 0 | 4.5 | 4.5 | 3 | 1 | 3
PG&E GBA | Grant | 115 | 0 | 0 | 0 | 0 | 0 | 0 | 0 | 0 | 0 | 1 | 1 | 1 | 0 | 0 | 0 | 0 | 0 | 0 | 0 | 0 | 0 | 0 | 0 | 0 | 0 | 0 | 0 | 0 | 0 | 0 | 1 | 1 | 1
PG&E GBA | Green Valley | 115 | 0 | 0 | 0 | 0 | 0 | 0 | 0 | 0 | 0 | 1 | 1 | 1 | 0 | 0 | 0 | 0 | 0 | 0 | 0 | 0 | 0 | 0 | 0 | 0 | 0 | 0 | 0 | 0 | 0 | 0 | 1 | 1 | 1
PG&E NGBA | Greenleaf 1 | 115 | 0 | 0 | 0 | 0 | 0 | 0 | 0 | 0 | 0 | 1 | 1 | 1 | 0 | 0 | 0 | 0 | 0 | 0 | 0 | 0 | 0 | 0 | 0 | 0 | 0 | 0 | 0 | 0 | 0 | 0 | 1 | 1 | 1
PG&E FRESNO | Gregg | 230 | 0 | 0 | 0 | 0 | 0 | 0 | 0 | 0 | 0 | 1 | 1 | 1 | 0 | 0 | 0 | 0 | 0 | 0 | 0 | 0 | 0 | 0 | 0 | 0 | 0 | 0 | 0 | 0 | 0 | 0 | 1 | 1 | 1
PG&E FRESNO | Grimmway-Malaga | 115 | 0 | 0 | 0 | 0 | 0 | 0 | 0 | 0 | 0 | 1 | 1 | 1 | 0 | 0 | 0 | 0 | 0 | 0 | 0 | 0 | 0 | 0 | 0 | 0 | 0 | 0 | 0 | 0 | 0 | 0 | 1 | 1 | 1
PG&E NGBA | Grizzly | 230 | 0 | 0 | 0 | 0 | 0 | 0 | 0 | 0 | 0 | 1 | 1 | 1 | 0 | 0 | 0 | 0 | 0 | 0 | 0 | 0 | 0 | 0 | 0 | 0 | 0 | 0 | 0 | 0 | 0 | 0 | 1 | 1 | 1
PG&E FRESNO | Guernsey | 70 | 0 | 0 | 0 | 0 | 0 | 0 | 0 | 0 | 0 | 1 | 1 | 1 | 0 | 0 | 0 | 0 | 0 | 0 | 0 | 0 | 0 | 0 | 0 | 0 | 0 | 0 | 0 | 0 | 0 | 0 | 1 | 1 | 1
PG&E FRESNO | GWF Hanford | 115 | 0 | 0 | 0 | 0 | 0 | 131.4 | 0 | 131.4 | 131.4 | 3 | 1 | 3 | 0 | 0 | 0 | 0 | 0 | 0 | 0 | 0 | 0 | 0 | 0 | 0 | 0 | 0 | 131.4 | 0 | 131.4 | 131.4 | 3 | 1 | 3
PG&E FRESNO | Haas | 230 | 0 | 0 | 0 | 0 | 0 | 0 | 0 | 0 | 0 | 1 | 1 | 1 | 0 | 0 | 0 | 0 | 0 | 0 | 0 | 0 | 0 | 0 | 0 | 0 | 0 | 0 | 0 | 0 | 0 | 0 | 1 | 1 | 1
PG&E FRESNO | Hammonds | 115 | 0 | 0 | 0 | 0 | 0 | 0 | 0 | 0 | 0 | 1 | 1 | 1 | 0 | 0 | 0 | 0 | 0 | 0 | 0 | 0 | 0 | 0 | 0 | 0 | 0 | 0 | 0 | 0 | 0 | 0 | 1 | 1 | 1
SCE Metro | HarborGen | 230 | 0 | 0 | 0 | 0 | 0 | 0 | 0 | 0 | 0 | 1 | 1 | 1 | 0 | 0 | 0 | 0 | 0 | 0 | 0 | 0 | 0 | 0 | 0 | 0 | 0 | 0 | 0 | 0 | 0 | 0 | 1 | 1 | 1
PG&E NGBA | Harris | 60 | 0 | 0 | 0 | 0 | 0 | 0 | 0 | 0 | 0 | 1 | 1 | 1 | 0 | 0 | 0 | 0 | 0 | 0 | 0 | 0 | 0 | 0 | 0 | 0 | 0 | 0 | 0 | 0 | 0 | 0 | 1 | 1 | 1
EOP | Harry Allen | 500 | 0 | 0 | 0 | 0 | 0 | 0 | 0 | 0 | 0 | 1 | 1 | 1 | 0 | 0 | 0 | 0 | 0 | 0 | 0 | 0 | 0 | 0 | 0 | 0 | 0 | 0 | 0 | 0 | 0 | 0 | 1 | 1 | 1
PG&E NGBA | Hartley | 60 | 0 | 0 | 0 | 0 | 0 | 0 | 0 | 0 | 0 | 1 | 1 | 1 | 0 | 0 | 0 | 0 | 0 | 0 | 0 | 0 | 0 | 0 | 0 | 0 | 0 | 0 | 0 | 0 | 0 | 0 | 1 | 1 | 1
SCE NOL | Harvard | 115 | 0 | 0 | 0 | 0 | 0 | 0 | 0 | 0 | 0 | 1 | 1 | 1 | 0 | 0 | 0 | 0 | 0 | 0 | 0 | 0 | 0 | 0 | 0 | 0 | 0 | 0 | 0 | 0 | 0 | 0 | 1 | 1 | 1
SDGE | Hassayampa | 500 | 0 | 0 | 0 | 172 | 160 | 95 | 0 | 427 | 427 | 1 | 1 | 1 | 0 | 0 | 0 | 247.5 | 220 | 0 | 90 | 557.5 | 557.5 | 0 | 0 | 0 | 300 | 380 | 95 | 90 | 865 | 865 | 1 | 1 | 1
PG&E FRESNO | Helm | 230 | 0 | 0 | 0 | 0 | 0 | 0 | 0 | 0 | 0 | 1 | 1 | 1 | 0 | 0 | 0 | 50 | 200 | 0 | 80 | 330 | 330 | 0 | 0 | 0 | 50 | 200 | 0 | 80 | 330 | 330 | 1 | 1 | 1
PG&E FRESNO | Helm | 70 | 0 | 0 | 0 | 0 | 0 | 0 | 0 | 0 | 0 | 1 | 1 | 1 | 0 | 0 | 0 | 0 | 0 | 0 | 0 | 0 | 0 | 0 | 0 | 0 | 0 | 0 | 0 | 0 | 0 | 0 | 1 | 1 | 1
PG&E FRESNO | Henrietta | 115 | 0 | 0 | 0 | 0 | 0 | 0 | 0 | 0 | 0 | 1 | 1 | 1 | 0 | 0 | 0 | 0 | 0 | 0 | 0 | 0 | 0 | 0 | 0 | 0 | 0 | 0 | 0 | 0 | 0 | 0 | 1 | 1 | 1
PG&E FRESNO | Henrietta | 230 | 0 | 0 | 0 | 0 | 0 | 0 | 0 | 0 | 0 | 1 | 1 | 1 | 0 | 0 | 0 | 50 | 200 | 0 | 80 | 330 | 330 | 0 | 0 | 0 | 50 | 200 | 0 | 80 | 330 | 330 | 1 | 1 | 1
PG&E FRESNO | Henrietta | 70 | 0 | 0 | 0 | 0 | 0 | 173.2 | 0 | 173.2 | 173.2 | 5 | 1 | 5 | 0 | 0 | 0 | 0 | 0 | 0 | 0 | 0 | 0 | 0 | 0 | 0 | 0 | 0 | 173.2 | 0 | 173.2 | 173.2 | 5 | 1 | 5
PG&E FRESNO | Herndon | 115 | 0 | 0 | 0 | 0 | 0 | 0 | 0 | 0 | 0 | 1 | 1 | 1 | 0 | 0 | 0 | 0 | 0 | 0 | 0 | 0 | 0 | 0 | 0 | 0 | 0 | 0 | 0 | 0 | 0 | 0 | 1 | 1 | 1
PG&E FRESNO | Herndon | 230 | 0 | 0 | 0 | 0 | 0 | 0 | 0 | 0 | 0 | 1 | 1 | 1 | 0 | 0 | 0 | 0 | 0 | 0 | 0 | 0 | 0 | 0 | 0 | 0 | 0 | 0 | 0 | 0 | 0 | 0 | 1 | 1 | 1
PG&E GBA | Hicks | 230 | 0 | 0 | 0 | 0 | 0 | 0 | 0 | 0 | 0 | 1 | 1 | 1 | 0 | 0 | 0 | 0 | 0 | 0 | 0 | 0 | 0 | 0 | 0 | 0 | 0 | 0 | 0 | 0 | 0 | 0 | 1 | 1 | 1
PG&E NGBA | Higgins | 115 | 0 | 0 | 0 | 0 | 0 | 0 | 0 | 0 | 0 | 1 | 1 | 1 | 0 | 0 | 0 | 0 | 0 | 0 | 0 | 0 | 0 | 0 | 0 | 0 | 0 | 0 | 0 | 0 | 0 | 0 | 1 | 1 | 1
PG&E NGBA | Hilltop | 345 | 0 | 0 | 0 | 0 | 0 | 0 | 0 | 0 | 0 | 1 | 1 | 1 | 0 | 0 | 0 | 0 | 0 | 0 | 0 | 0 | 0 | 0 | 0 | 0 | 0 | 0 | 0 | 0 | 0 | 0 | 1 | 1 | 1
SCE Metro | Hinson | 230 | 0 | 0 | 0 | 0 | 0 | 525 | 0 | 525 | 525 | 1 | 1 | 1 | 0 | 0 | 0 | 0 | 0 | 0 | 0 | 0 | 0 | 0 | 0 | 0 | 0 | 0 | 525 | 0 | 525 | 525 | 1 | 1 | 1
PG&E GBA | Hollister | 115 | 0 | 0 | 0 | 0 | 0 | 0 | 10 | 10 | 10 | 1 | 1 | 1 | 0 | 0 | 0 | 0 | 0 | 0 | 10 | 10 | 10 | 0 | 0 | 0 | 0 | 0 | 0 | 10 | 10 | 10 | 1 | 1 | 1
PG&E NGBA | Homestake | 115 | 0 | 0 | 0 | 0 | 0 | 0 | 0 | 0 | 0 | 1 | 1 | 1 | 0 | 0 | 0 | 0 | 0 | 0 | 0 | 0 | 0 | 0 | 0 | 0 | 0 | 0 | 0 | 0 | 0 | 0 | 1 | 1 | 1
PG&E NGBA | Honcut | 115 | 0 | 0 | 0 | 0 | 0 | 0 | 0 | 0 | 0 | 1 | 1 | 1 | 0 | 0 | 0 | 0 | 0 | 0 | 0 | 0 | 0 | 0 | 0 | 0 | 0 | 0 | 0 | 0 | 0 | 0 | 1 | 1 | 1
SDGE | Hoodoo Wash | 500 | 0 | 0 | 0 | 247.5 | 679 | 547.5 | 0 | 1474 | 1474 | 1 | 1 | 1 | 0 | 0 | 0 | 247.5 | 240 | 0 | 50 | 537.5 | 537.5 | 0 | 0 | 0 | 247.5 | 919 | 547.5 | 50 | 1764 | 1764 | 1 | 1 | 1
PG&E NGBA | Hopland | 115 | 0 | 0 | 0 | 0 | 0 | 0 | 0 | 0 | 0 | 1 | 1 | 1 | 0 | 0 | 0 | 0 | 0 | 0 | 0 | 0 | 0 | 0 | 0 | 0 | 0 | 0 | 0 | 0 | 0 | 0 | 1 | 1 | 1
PG&E NGBA | Hopland | 60 | 0 | 0 | 0 | 0 | 0 | 0 | 0 | 0 | 0 | 1 | 1 | 1 | 0 | 0 | 0 | 0 | 0 | 0 | 0 | 0 | 0 | 0 | 0 | 0 | 0 | 0 | 0 | 0 | 0 | 0 | 1 | 1 | 1
PG&E NGBA | Humboldt | 115 | 0 | 0 | 0 | 0 | 0 | 0 | 0 | 0 | 0 | 1 | 1 | 1 | 0 | 0 | 0 | 0 | 0 | 0 | 0 | 0 | 0 | 0 | 0 | 0 | 0 | 0 | 0 | 0 | 0 | 0 | 1 | 1 | 1
PG&E NGBA | Humboldt | 60 | 0 | 0 | 0 | 0 | 0 | 17.25 | 0 | 17.25 | 17.25 | 3 | 1 | 3 | 0 | 0 | 0 | 0 | 0 | 0 | 0 | 0 | 0 | 0 | 0 | 0 | 0 | 0 | 17.25 | 0 | 17.25 | 17.25 | 3 | 1 | 3
PG&E NGBA | Humboldt | 500 | 0 | 0 | 0 | 0 | 0 | 0 | 0 | 0 | 0 | 1 | 1 | 1 | 0 | 0 | 0 | 0 | 0 | 0 | 0 | 0 | 0 | 0 | 0 | 0 | 0 | 0 | 0 | 0 | 0 | 0 | 1 | 1 | 1
SCE Metro | Huntington Beach | 230 | 0 | 0 | 0 | 0 | 0 | 0 | 0 | 0 | 0 | 1 | 1 | 1 | 0 | 0 | 0 | 0 | 0 | 0 | 0 | 0 | 0 | 0 | 0 | 0 | 0 | 0 | 0 | 0 | 0 | 0 | 1 | 1 | 1
PG&E NGBA | Ignacio | 115 | 0 | 0 | 0 | 0 | 0 | 0 | 0 | 0 | 0 | 1 | 1 | 1 | 0 | 0 | 0 | 0 | 0 | 0 | 0 | 0 | 0 | 0 | 0 | 0 | 0 | 0 | 0 | 0 | 0 | 0 | 1 | 1 | 1
PG&E NGBA | Ignacio | 230 | 0 | 0 | 0 | 0 | 0 | 0 | 0 | 0 | 0 | 1 | 1 | 1 | 0 | 0 | 0 | 0 | 0 | 0 | 0 | 0 | 0 | 0 | 0 | 0 | 0 | 0 | 0 | 0 | 0 | 0 | 1 | 1 | 1
PG&E NGBA | Ignacio | 60 | 0 | 0 | 0 | 0 | 0 | 0 | 0 | 0 | 0 | 1 | 1 | 1 | 0 | 0 | 0 | 0 | 0 | 0 | 0 | 0 | 0 | 0 | 0 | 0 | 0 | 0 | 0 | 0 | 0 | 0 | 1 | 1 | 1
SDGE | Imperial Beach | 69 | 0 | 0 | 0 | 0 | 0 | 3 | 0 | 3 | 3 | 3 | 1 | 3 | 0 | 0 | 0 | 0 | 0 | 0 | 0 | 0 | 0 | 0 | 0 | 0 | 0 | 0 | 3 | 0 | 3 | 3 | 3 | 1 | 3
SDGE | Imperial Valley | 230 | 0 | 0 | 0 | 0 | 192 | 578 | 0 | 770 | 770 | 1 | 1 | 1 | 0 | 0 | 0 | 0 | 300 | 0 | 150 | 450 | 450 | 0 | 0 | 0 | 0 | 492 | 578 | 150 | 1220 | 1220 | 2 | 1 | 2
SDGE | Imperial Valley | 500 | 0 | 0 | 0 | 0 | 0 | 0 | 0 | 0 | 0 | 1 | 1 | 1 | 0 | 0 | 0 | 0 | 0 | 0 | 0 | 0 | 0 | 0 | 0 | 0 | 0 | 0 | 0 | 0 | 0 | 0 | 1 | 1 | 1
EOP | Innovation | 138 | 0 | 0 | 0 | 0 | 0 | 0 | 0 | 0 | 0 | 1 | 1 | 1 | 0 | 0 | 0 | 0 | 0 | 0 | 0 | 0 | 0 | 0 | 0 | 0 | 0 | 0 | 0 | 0 | 0 | 0 | 1 | 1 | 1
EOP | Innovation | 230 | 0 | 0 | 0 | 300 | 0 | 0 | 0 | 300 | 300 | 1 | 1 | 1 | 0 | 0 | 0 | 300 | 300 | 0 | 50 | 650 | 650 | 0 | 0 | 0 | 300 | 300 | 0 | 50 | 650 | 650 | 1 | 1 | 1
SCE NOL | Inyokern | 115 | 0 | 0 | 0 | 0 | 31.8 | 25 | 0 | 56.8 | 56.8 | 2 | 1 | 2 | 0 | 0 | 0 | 0 | 0 | 0 | 0 | 0 | 0 | 0 | 0 | 0 | 0 | 31.8 | 25 | 0 | 56.8 | 56.8 | 2 | 1 | 2
EOP | IS Tap | 138 | 0 | 0 | 0 | 0 | 0 | 0 | 0 | 0 | 0 | 1 | 1 | 1 | 0 | 0 | 0 | 0 | 0 | 0 | 0 | 0 | 0 | 0 | 0 | 0 | 0 | 0 | 0 | 0 | 0 | 0 | 1 | 1 | 1
EOP | Ivanpah | 115 | 0 | 0 | 0 | 0 | 0 | 0 | 0 | 0 | 0 | 1 | 1 | 1 | 0 | 0 | 0 | 0 | 0 | 0 | 0 | 0 | 0 | 0 | 0 | 0 | 0 | 0 | 0 | 0 | 0 | 0 | 1 | 1 | 1
EOP | Ivanpah | 230 | 0 | 0 | 0 | 0 | 0 | 0 | 0 | 0 | 0 | 1 | 1 | 1 | 0 | 0 | 0 | 0 | 0 | 0 | 0 | 0 | 0 | 0 | 0 | 0 | 0 | 0 | 0 | 0 | 0 | 0 | 1 | 1 | 1
EOP | Jackass (DOE) | 138 | 0 | 0 | 0 | 0 | 0 | 0 | 0 | 0 | 0 | 1 | 1 | 1 | 0 | 0 | 0 | 0 | 0 | 0 | 0 | 0 | 0 | 0 | 0 | 0 | 0 | 0 | 0 | 0 | 0 | 0 | 1 | 1 | 1
PG&E NGBA | James B Black | 230 | 0 | 0 | 0 | 0 | 0 | 0 | 0 | 0 | 0 | 1 | 1 | 1 | 0 | 0 | 0 | 0 | 0 | 0 | 0 | 0 | 0 | 0 | 0 | 0 | 0 | 0 | 0 | 0 | 0 | 0 | 1 | 1 | 1
PG&E GBA | Jefferson | 230 | 0 | 0 | 0 | 0 | 0 | 0 | 0 | 0 | 0 | 1 | 1 | 1 | 0 | 0 | 0 | 0 | 0 | 0 | 0 | 0 | 0 | 0 | 0 | 0 | 0 | 0 | 0 | 0 | 0 | 0 | 1 | 1 | 1
PG&E NGBA | Jessup | 115 | 0 | 0 | 0 | 0 | 0 | 0 | 0 | 0 | 0 | 1 | 1 | 1 | 0 | 0 | 0 | 0 | 0 | 0 | 0 | 0 | 0 | 0 | 0 | 0 | 0 | 0 | 0 | 0 | 0 | 0 | 1 | 1 | 1
SCE Metro | Johanna | 230 | 0 | 0 | 0 | 0 | 0 | 0 | 0 | 0 | 0 | 1 | 1 | 1 | 0 | 0 | 0 | 0 | 0 | 0 | 0 | 0 | 0 | 0 | 0 | 0 | 0 | 0 | 0 | 0 | 0 | 0 | 1 | 1 | 1
SCE Eastern | Julian Hinds | 230 | 0 | 0 | 0 | 0 | 0 | 0 | 0 | 0 | 0 | 1 | 1 | 1 | 0 | 0 | 0 | 0 | 0 | 0 | 0 | 0 | 0 | 0 | 0 | 0 | 0 | 0 | 0 | 0 | 0 | 0 | 1 | 1 | 1
PG&E GBA | Kasson | 115 | 0 | 0 | 0 | 0 | 0 | 0 | 0 | 0 | 0 | 1 | 1 | 1 | 0 | 0 | 0 | 0 | 0 | 0 | 0 | 0 | 0 | 0 | 0 | 0 | 0 | 0 | 0 | 0 | 0 | 0 | 1 | 1 | 1
PG&E GBA | Kasson | 60 | 0 | 0 | 0 | 0 | 0 | 0 | 0 | 0 | 0 | 1 | 1 | 1 | 0 | 0 | 0 | 0 | 0 | 0 | 0 | 0 | 0 | 0 | 0 | 0 | 0 | 0 | 0 | 0 | 0 | 0 | 1 | 1 | 1
PG&E FRESNO | Kearney | 230 | 0 | 0 | 0 | 0 | 0 | 0 | 0 | 0 | 0 | 1 | 1 | 1 | 0 | 0 | 0 | 0 | 0 | 0 | 0 | 0 | 0 | 0 | 0 | 0 | 0 | 0 | 0 | 0 | 0 | 0 | 1 | 1 | 1
PG&E FRESNO | Kearney | 70 | 0 | 0 | 0 | 0 | 0 | 0 | 0 | 0 | 0 | 1 | 1 | 1 | 0 | 0 | 0 | 0 | 0 | 0 | 0 | 0 | 0 | 0 | 0 | 0 | 0 | 0 | 0 | 0 | 0 | 0 | 1 | 1 | 1
PG&E GBA | Kelso | 230 | 80.8 | 3.45 | 84.25 | 0 | 0 | 90.7 | 0 | 90.7 | 174.95 | 1 | 2 | 2 | 80.8 | 3.45 | 84.25 | 0 | 0 | 0 | 0 | 0 | 84.25 | 80.8 | 3.45 | 84.25 | 0 | 0 | 90.7 | 0 | 90.7 | 174.95 | 1 | 2 | 2
PG&E FRESNO | Kerchoff 1 | 115 | 0 | 0 | 0 | 0 | 0 | 0 | 0 | 0 | 0 | 1 | 1 | 1 | 0 | 0 | 0 | 0 | 0 | 0 | 0 | 0 | 0 | 0 | 0 | 0 | 0 | 0 | 0 | 0 | 0 | 0 | 1 | 1 | 1
PG&E KERN | Kern Oil | 115 | 0 | 0 | 0 | 0 | 0 | 0 | 0 | 0 | 0 | 1 | 1 | 1 | 0 | 0 | 0 | 0 | 0 | 0 | 0 | 0 | 0 | 0 | 0 | 0 | 0 | 0 | 0 | 0 | 0 | 0 | 1 | 1 | 1
PG&E KERN | Kern PP | 115 | 0 | 0 | 0 | 0 | 0 | 0 | 0 | 0 | 0 | 1 | 1 | 1 | 0 | 0 | 0 | 0 | 0 | 0 | 0 | 0 | 0 | 0 | 0 | 0 | 0 | 0 | 0 | 0 | 0 | 0 | 1 | 1 | 1
PG&E KERN | Kern PP | 230 | 0 | 0 | 0 | 0 | 0 | 0 | 0 | 0 | 0 | 1 | 1 | 1 | 0 | 0 | 0 | 0 | 0 | 0 | 0 | 0 | 0 | 0 | 0 | 0 | 0 | 0 | 0 | 0 | 0 | 0 | 1 | 1 | 1
PG&E KERN | Kern PP | 70 | 0 | 0 | 0 | 0 | 0 | 0 | 0 | 0 | 0 | 1 | 1 | 1 | 0 | 0 | 0 | 0 | 0 | 0 | 0 | 0 | 0 | 0 | 0 | 0 | 0 | 0 | 0 | 0 | 0 | 0 | 1 | 1 | 1
PG&E KERN | Kernridge | 115 | 0 | 0 | 0 | 0 | 0 | 0 | 0 | 0 | 0 | 1 | 1 | 1 | 0 | 0 | 0 | 0 | 0 | 0 | 0 | 0 | 0 | 0 | 0 | 0 | 0 | 0 | 0 | 0 | 0 | 0 | 1 | 1 | 1
PG&E FRESNO | Kingsburg | 115 | 0 | 0 | 0 | 0 | 0 | 0 | 0 | 0 | 0 | 1 | 1 | 1 | 0 | 0 | 0 | 0 | 0 | 0 | 0 | 0 | 0 | 0 | 0 | 0 | 0 | 0 | 0 | 0 | 0 | 0 | 1 | 1 | 1
PG&E GBA | Kirker | 115 | 0 | 0 | 0 | 0 | 0 | 0 | 0 | 0 | 0 | 1 | 1 | 1 | 0 | 0 | 0 | 0 | 0 | 0 | 0 | 0 | 0 | 0 | 0 | 0 | 0 | 0 | 0 | 0 | 0 | 0 | 1 | 1 | 1
PG&E NGBA | Knights Landing | 115 | 0 | 0 | 0 | 0 | 0 | 0 | 0 | 0 | 0 | 1 | 1 | 1 | 0 | 0 | 0 | 0 | 0 | 0 | 0 | 0 | 0 | 0 | 0 | 0 | 0 | 0 | 0 | 0 | 0 | 0 | 1 | 1 | 1
PG&E NGBA | Konocti | 60 | 0 | 0 | 0 | 0 | 0 | 0 | 0 | 0 | 0 | 1 | 1 | 1 | 0 | 0 | 0 | 0 | 0 | 0 | 0 | 0 | 0 | 0 | 0 | 0 | 0 | 0 | 0 | 0 | 0 | 0 | 1 | 1 | 1
SCE NOL | Kramer | 115 | 0 | 0 | 0 | 0 | 8 | 0 | 6 | 14 | 14 | 1 | 1 | 1 | 0 | 0 | 0 | 0 | 0 | 0 | 0 | 0 | 0 | 0 | 0 | 0 | 0 | 8 | 0 | 6 | 14 | 14 | 1 | 1 | 1
SCE NOL | Kramer | 230 | 0 | 0 | 0 | 75 | 200 | 268.7 | 0 | 543.7 | 543.7 | 1 | 1 | 1 | 0 | 0 | 0 | 0 | 0 | 0 | 0 | 0 | 0 | 0 | 0 | 0 | 75 | 200 | 268.7 | 0 | 543.7 | 543.7 | 1 | 1 | 1
SCE Metro | La Cienega | 230 | 0 | 0 | 0 | 0 | 0 | 0 | 0 | 0 | 0 | 1 | 1 | 1 | 0 | 0 | 0 | 0 | 0 | 0 | 0 | 0 | 0 | 0 | 0 | 0 | 0 | 0 | 0 | 0 | 0 | 0 | 1 | 1 | 1
SCE Metro | La Fresa | 230 | 0 | 0 | 0 | 0 | 0 | 0 | 0 | 0 | 0 | 1 | 1 | 1 | 0 | 0 | 0 | 0 | 0 | 0 | 0 | 0 | 0 | 0 | 0 | 0 | 0 | 0 | 0 | 0 | 0 | 0 | 1 | 1 | 1
SCE Metro | Laguna Bell | 230 | 0 | 0 | 0 | 0 | 0 | 350 | 0 | 350 | 350 | 1 | 1 | 1 | 0 | 0 | 0 | 0 | 0 | 0 | 150 | 150 | 150 | 0 | 0 | 0 | 0 | 0 | 350 | 150 | 500 | 500 | 1 | 1 | 1
PG&E KERN | Lakeview | 70 | 0 | 0 | 0 | 0 | 70 | 65.5 | 0 | 135.5 | 135.5 | 5 | 1 | 5 | 0 | 0 | 0 | 0 | 0 | 0 | 0 | 0 | 0 | 0 | 0 | 0 | 0 | 70 | 65.5 | 0 | 135.5 | 135.5 | 5 | 1 | 5
PG&E NGBA | Lakeville | 230 | 0 | 0 | 0 | 0 | 0 | 0 | 0 | 0 | 0 | 1 | 1 | 1 | 0 | 0 | 0 | 0 | 0 | 0 | 0 | 0 | 0 | 0 | 0 | 0 | 0 | 0 | 0 | 0 | 0 | 0 | 1 | 1 | 1
PG&E NGBA | Lakeville | 60 | 0 | 0 | 0 | 0 | 0 | 0 | 0 | 0 | 0 | 1 | 1 | 1 | 0 | 0 | 0 | 0 | 0 | 0 | 0 | 0 | 0 | 0 | 0 | 0 | 0 | 0 | 0 | 0 | 0 | 0 | 1 | 1 | 1
PG&E NGBA | Lakeville | 115 | 0 | 0 | 0 | 0 | 0 | 50 | 0 | 50 | 50 | 2 | 1 | 2 | 0 | 0 | 0 | 0 | 0 | 0 | 0 | 0 | 0 | 0 | 0 | 0 | 0 | 0 | 50 | 0 | 50 | 50 | 2 | 1 | 2
PG&E GBA | Lakewood | 115 | 0 | 0 | 0 | 0 | 0 | 0 | 0 | 0 | 0 | 1 | 1 | 1 | 0 | 0 | 0 | 0 | 0 | 0 | 0 | 0 | 0 | 0 | 0 | 0 | 0 | 0 | 0 | 0 | 0 | 0 | 1 | 1 | 1
PG&E NGBA | Lambie | 230 | 0 | 0 | 0 | 0 | 0 | 0 | 0 | 0 | 0 | 1 | 1 | 1 | 0 | 0 | 0 | 0 | 0 | 0 | 0 | 0 | 0 | 0 | 0 | 0 | 0 | 0 | 0 | 0 | 0 | 0 | 1 | 1 | 1
PG&E GBA | Lammers | 115 | 0 | 0 | 0 | 0 | 0 | 0 | 0 | 0 | 0 | 1 | 1 | 1 | 0 | 0 | 0 | 0 | 0 | 0 | 0 | 0 | 0 | 0 | 0 | 0 | 0 | 0 | 0 | 0 | 0 | 0 | 1 | 1 | 1
PG&E KERN | Lamont | 115 | 0 | 0 | 0 | 0 | 80 | 0 | 0 | 80 | 80 | 2 | 1 | 2 | 0 | 0 | 0 | 30 | 170 | 0 | 55 | 255 | 255 | 0 | 0 | 0 | 30 | 170 | 0 | 55 | 255 | 255 | 4 | 1 | 4
PG&E FRESNO | Las Aguilas | 230 | 0 | 0 | 0 | 0 | 0 | 0 | 0 | 0 | 0 | 1 | 1 | 1 | 0 | 0 | 0 | 0 | 0 | 0 | 0 | 0 | 0 | 0 | 0 | 0 | 0 | 0 | 0 | 0 | 0 | 0 | 1 | 1 | 1
EOP | Lathrop | 138 | 0 | 0 | 0 | 0 | 0 | 0 | 0 | 0 | 0 | 1 | 1 | 1 | 0 | 0 | 0 | 0 | 0 | 0 | 0 | 0 | 0 | 0 | 0 | 0 | 0 | 0 | 0 | 0 | 0 | 0 | 1 | 1 | 1
EOP | Lathrop | 230 | 300 | 0 | 300 | 0 | 0 | 0 | 0 | 0 | 300 | 1 | 1 | 1 | 300 | 0 | 300 | 200 | 250 | 0 | 75 | 525 | 825 | 300 | 0 | 300 | 200 | 250 | 0 | 75 | 525 | 825 | 1 | 1 | 1
PG&E FRESNO | Le Grand | 115 | 0 | 0 | 0 | 0 | 0 | 0 | 0 | 0 | 0 | 1 | 1 | 1 | 0 | 0 | 0 | 50 | 100 | 0 | 30 | 180 | 180 | 0 | 0 | 0 | 50 | 100 | 0 | 30 | 180 | 180 | 3 | 1 | 3
PG&E FRESNO | Lemoore | 70 | 0 | 0 | 0 | 0 | 22 | 0 | 0 | 22 | 22 | 3 | 1 | 3 | 0 | 0 | 0 | 0 | 22 | 0 | 0 | 22 | 22 | 0 | 0 | 0 | 0 | 22 | 0 | 0 | 22 | 22 | 3 | 1 | 3
PG&E KERN | Lerdo | 115 | 0 | 0 | 0 | 0 | 0 | 0 | 0 | 0 | 0 | 1 | 1 | 1 | 0 | 0 | 0 | 0 | 0 | 0 | 0 | 0 | 0 | 0 | 0 | 0 | 0 | 0 | 0 | 0 | 0 | 0 | 1 | 1 | 1
SCE Metro | Lewis | 230 | 0 | 0 | 0 | 0 | 0 | 0 | 0 | 0 | 0 | 1 | 1 | 1 | 0 | 0 | 0 | 0 | 0 | 0 | 0 | 0 | 0 | 0 | 0 | 0 | 0 | 0 | 0 | 0 | 0 | 0 | 1 | 1 | 1
SCE Metro | Lighthipe | 230 | 0 | 0 | 0 | 0 | 0 | 0 | 0 | 0 | 0 | 1 | 1 | 1 | 0 | 0 | 0 | 0 | 0 | 0 | 100 | 100 | 100 | 0 | 0 | 0 | 0 | 0 | 0 | 100 | 100 | 100 | 1 | 1 | 2
SDGE | Lilac | 69 | 0 | 0 | 0 | 0 | 0 | 0 | 0 | 0 | 0 | 1 | 1 | 1 | 0 | 0 | 0 | 0 | 0 | 0 | 0 | 0 | 0 | 0 | 0 | 0 | 0 | 0 | 0 | 0 | 0 | 0 | 1 | 1 | 1
PG&E NGBA | Lincoln | 115 | 0 | 0 | 0 | 0 | 0 | 0 | 0 | 0 | 0 | 1 | 1 | 1 | 0 | 0 | 0 | 0 | 0 | 0 | 0 | 0 | 0 | 0 | 0 | 0 | 0 | 0 | 0 | 0 | 0 | 0 | 1 | 1 | 1
PG&E KERN | Live Oak | 115 | 0 | 0 | 0 | 0 | 0 | 0 | 0 | 0 | 0 | 1 | 1 | 1 | 0 | 0 | 0 | 0 | 0 | 0 | 0 | 0 | 0 | 0 | 0 | 0 | 0 | 0 | 0 | 0 | 0 | 0 | 1 | 1 | 1
PG&E GBA | Llagas | 115 | 0 | 0 | 0 | 0 | 0 | 0 | 0 | 0 | 0 | 1 | 1 | 1 | 0 | 0 | 0 | 0 | 50 | 0 | 27.2 | 77.2 | 77.2 | 0 | 0 | 0 | 0 | 50 | 0 | 27.2 | 77.2 | 77.2 | 2 | 1 | 2
PG&E GBA | Lockeford | 115 | 0 | 0 | 0 | 0 | 0 | 0 | 0 | 0 | 0 | 1 | 1 | 1 | 0 | 0 | 0 | 0 | 0 | 0 | 0 | 0 | 0 | 0 | 0 | 0 | 0 | 0 | 0 | 0 | 0 | 0 | 1 | 1 | 1
PG&E GBA | Lockeford | 230 | 0 | 0 | 0 | 0 | 0 | 0 | 0 | 0 | 0 | 1 | 1 | 1 | 0 | 0 | 0 | 0 | 0 | 0 | 0 | 0 | 0 | 0 | 0 | 0 | 0 | 0 | 0 | 0 | 0 | 0 | 1 | 1 | 1
PG&E GBA | Lockeford | 60 | 0 | 0 | 0 | 0 | 0 | 0 | 0 | 0 | 0 | 1 | 1 | 1 | 0 | 0 | 0 | 0 | 0 | 0 | 0 | 0 | 0 | 0 | 0 | 0 | 0 | 0 | 0 | 0 | 0 | 0 | 1 | 1 | 1
PG&E GBA | Lodi | 230 | 0 | 0 | 0 | 0 | 0 | 0 | 0 | 0 | 0 | 1 | 1 | 1 | 0 | 0 | 0 | 0 | 0 | 0 | 0 | 0 | 0 | 0 | 0 | 0 | 0 | 0 | 0 | 0 | 0 | 0 | 1 | 1 | 1
PG&E NGBA | Logan Creek | 230 | 0 | 0 | 0 | 0 | 0 | 0 | 0 | 0 | 0 | 1 | 1 | 1 | 0 | 0 | 0 | 0 | 0 | 0 | 0 | 0 | 0 | 0 | 0 | 0 | 0 | 0 | 0 | 0 | 0 | 0 | 1 | 1 | 1
PG&E GBA | Lone Tree | 230 | 0 | 0 | 0 | 0 | 0 | 0 | 0 | 0 | 0 | 1 | 1 | 1 | 0 | 0 | 0 | 0 | 0 | 0 | 0 | 0 | 0 | 0 | 0 | 0 | 0 | 0 | 0 | 0 | 0 | 0 | 1 | 1 | 1
PG&E FRESNO | Los Banos | 230 | 170.5 | 0 | 170.5 | 150 | 280 | 0.9 | 0 | 430.9 | 601.4 | 1 | 2 | 1 | 110 | 0 | 110 | 150 | 280 | 0 | 0 | 430 | 540 | 170.5 | 0 | 170.5 | 150 | 280 | 0.9 | 0 | 430.9 | 601.4 | 1 | 2 | 1
PG&E FRESNO | Los Banos | 500 | 0 | 0 | 0 | 0 | 0 | 0 | 0 | 0 | 0 | 1 | 1 | 1 | 0 | 0 | 0 | 200 | 500 | 0 | 200 | 900 | 900 | 0 | 0 | 0 | 200 | 500 | 0 | 200 | 900 | 900 | 1 | 1 | 1
SDGE | Los Coches | 138 | 0 | 0 | 0 | 0 | 0 | 0 | 0 | 0 | 0 | 1 | 1 | 1 | 0 | 0 | 0 | 0 | 0 | 0 | 0 | 0 | 0 | 0 | 0 | 0 | 0 | 0 | 0 | 0 | 0 | 0 | 1 | 1 | 1
SDGE | Los Coches | 69 | 0 | 0 | 0 | 0 | 0 | 1.5 | 0 | 1.5 | 1.5 | 3 | 1 | 3 | 0 | 0 | 0 | 0 | 0 | 0 | 0 | 0 | 0 | 0 | 0 | 0 | 0 | 0 | 1.5 | 0 | 1.5 | 1.5 | 3 | 1 | 3
PG&E GBA | Los Esteros | 115 | 0 | 0 | 0 | 0 | 0 | 3.3 | 0 | 3.3 | 3.3 | 1 | 1 | 1 | 0 | 0 | 0 | 0 | 0 | 0 | 0 | 0 | 0 | 0 | 0 | 0 | 0 | 0 | 3.3 | 0 | 3.3 | 3.3 | 1 | 1 | 1
PG&E GBA | Los Esteros | 230 | 0 | 0 | 0 | 0 | 0 | 0 | 100 | 100 | 100 | 1 | 1 | 2 | 0 | 0 | 0 | 0 | 0 | 0 | 100 | 100 | 100 | 0 | 0 | 0 | 0 | 0 | 0 | 100 | 100 | 100 | 1 | 1 | 2
PG&E GBA | Los Positas | 230 | 0 | 0 | 0 | 0 | 0 | 0 | 0 | 0 | 0 | 1 | 1 | 1 | 0 | 0 | 0 | 0 | 0 | 0 | 0 | 0 | 0 | 0 | 0 | 0 | 0 | 0 | 0 | 0 | 0 | 0 | 1 | 1 | 1
PG&E GBA | Los Positas | 60 | 0 | 0 | 0 | 0 | 0 | 0 | 0 | 0 | 0 | 1 | 1 | 1 | 0 | 0 | 0 | 0 | 0 | 0 | 0 | 0 | 0 | 0 | 0 | 0 | 0 | 0 | 0 | 0 | 0 | 0 | 1 | 1 | 1
SDGE | Loveland | 69 | 0 | 0 | 0 | 0 | 0 | 0 | 0 | 0 | 0 | 1 | 1 | 1 | 0 | 0 | 0 | 0 | 0 | 0 | 0 | 0 | 0 | 0 | 0 | 0 | 0 | 0 | 0 | 0 | 0 | 0 | 1 | 1 | 1
SCE NOL | Lugo | 230 | 0 | 0 | 0 | 0 | 0 | 0 | 0 | 0 | 0 | 1 | 1 | 1 | 0 | 0 | 0 | 0 | 0 | 0 | 0 | 0 | 0 | 0 | 0 | 0 | 0 | 0 | 0 | 0 | 0 | 0 | 1 | 1 | 1
SCE Metro | Lugo | 500 | 0 | 0 | 0 | 0 | 0 | 0 | 0 | 0 | 0 | 1 | 1 | 1 | 0 | 0 | 0 | 0 | 0 | 0 | 0 | 0 | 0 | 0 | 0 | 0 | 0 | 0 | 0 | 0 | 0 | 0 | 1 | 1 | 1
PG&E FRESNO | Madera | 70 | 0 | 0 | 0 | 0 | 0 | 0 | 0 | 0 | 0 | 1 | 1 | 1 | 0 | 0 | 0 | 0 | 0 | 0 | 0 | 0 | 0 | 0 | 0 | 0 | 0 | 0 | 0 | 0 | 0 | 0 | 1 | 1 | 1
PG&E NGBA | Madison | 115 | 0 | 0 | 0 | 0 | 13 | 10.2 | 0 | 23.2 | 23.2 | 1 | 1 | 1 | 0 | 0 | 0 | 0 | 0 | 0 | 0 | 0 | 0 | 0 | 0 | 0 | 0 | 13 | 10.2 | 0 | 23.2 | 23.2 | 1 | 1 | 1
PG&E KERN | Magunden | 115 | 0 | 0 | 0 | 0 | 0 | 0 | 0 | 0 | 0 | 1 | 1 | 1 | 0 | 0 | 0 | 0 | 0 | 0 | 0 | 0 | 0 | 0 | 0 | 0 | 0 | 0 | 0 | 0 | 0 | 0 | 1 | 1 | 1
SCE Northern | Magunden | 230 | 0 | 0 | 0 | 0 | 0 | 0 | 0 | 0 | 0 | 1 | 1 | 1 | 0 | 0 | 0 | 0 | 0 | 0 | 0 | 0 | 0 | 0 | 0 | 0 | 0 | 0 | 0 | 0 | 0 | 0 | 1 | 1 | 1
PG&E FRESNO | Malaga | 115 | 0 | 0 | 0 | 0 | 0 | 97 | 0 | 97 | 97 | 2 | 1 | 2 | 0 | 0 | 0 | 0 | 0 | 0 | 0 | 0 | 0 | 0 | 0 | 0 | 0 | 0 | 97 | 0 | 97 | 97 | 2 | 1 | 2
PG&E NGBA | Malin | 500 | 0 | 0 | 0 | 0 | 0 | 0 | 0 | 0 | 0 | 1 | 1 | 1 | 0 | 0 | 0 | 0 | 0 | 0 | 0 | 0 | 0 | 0 | 0 | 0 | 0 | 0 | 0 | 0 | 0 | 0 | 1 | 1 | 1
SCE Northern | Mandalay | 230 | 0 | 0 | 0 | 0 | 0 | 0 | 0 | 0 | 0 | 1 | 1 | 1 | 0 | 0 | 0 | 0 | 0 | 0 | 0 | 0 | 0 | 0 | 0 | 0 | 0 | 0 | 0 | 0 | 0 | 0 | 1 | 1 | 1
PG&E FRESNO | Manning | 230 | 0 | 0 | 0 | 0 | 0 | 0 | 0 | 0 | 0 | 1 | 1 | 1 | 0 | 0 | 0 | 50 | 200 | 0 | 65 | 315 | 315 | 0 | 0 | 0 | 50 | 200 | 0 | 65 | 315 | 315 | 1 | 1 | 1
PG&E FRESNO | Manning | 500 | 0 | 0 | 0 | 0 | 600 | 0 | 0 | 600 | 600 | 1 | 1 | 1 | 0 | 0 | 0 | 500 | 1000 | 0 | 200 | 1700 | 1700 | 0 | 0 | 0 | 500 | 1000 | 0 | 200 | 1700 | 1700 | 1 | 1 | 1
PG&E GBA | Manteca | 115 | 0 | 0 | 0 | 0 | 0 | 0 | 0 | 0 | 0 | 1 | 1 | 1 | 0 | 0 | 0 | 0 | 0 | 0 | 0 | 0 | 0 | 0 | 0 | 0 | 0 | 0 | 0 | 0 | 0 | 0 | 1 | 1 | 1
SDGE | Margarita | 138 | 0 | 0 | 0 | 0 | 0 | 0 | 0 | 0 | 0 | 1 | 1 | 1 | 0 | 0 | 0 | 0 | 0 | 0 | 0 | 0 | 0 | 0 | 0 | 0 | 0 | 0 | 0 | 0 | 0 | 0 | 1 | 1 | 1
PG&E GBA | Martin | 230 | 0 | 0 | 0 | 0 | 0 | 0 | 0 | 0 | 0 | 1 | 1 | 1 | 0 | 0 | 0 | 0 | 0 | 0 | 0 | 0 | 0 | 0 | 0 | 0 | 0 | 0 | 0 | 0 | 0 | 0 | 1 | 1 | 1
PG&E GBA | Martin | 115 | 0 | 0 | 0 | 0 | 0 | 188 | 0 | 188 | 188 | 3 | 1 | 3 | 0 | 0 | 0 | 0 | 0 | 0 | 150 | 150 | 150 | 0 | 0 | 0 | 0 | 0 | 188 | 150 | 338 | 338 | 4 | 1 | 4
PG&E GBA | Martinez | 115 | 0 | 0 | 0 | 0 | 0 | 0 | 0 | 0 | 0 | 1 | 1 | 1 | 0 | 0 | 0 | 0 | 0 | 0 | 0 | 0 | 0 | 0 | 0 | 0 | 0 | 0 | 0 | 0 | 0 | 0 | 1 | 1 | 1
PG&E FRESNO | Mc Mullin | 230 | 0 | 0 | 0 | 0 | 0 | 0 | 0 | 0 | 0 | 1 | 1 | 1 | 0 | 0 | 0 | 100 | 200 | 0 | 60 | 360 | 360 | 0 | 0 | 0 | 100 | 200 | 0 | 60 | 360 | 360 | 1 | 1 | 1
PG&E FRESNO | McCall | 115 | 0 | 0 | 0 | 0 | 0 | 0 | 0 | 0 | 0 | 1 | 1 | 1 | 0 | 0 | 0 | 0 | 0 | 0 | 0 | 0 | 0 | 0 | 0 | 0 | 0 | 0 | 0 | 0 | 0 | 0 | 1 | 1 | 1
PG&E FRESNO | McCall | 230 | 0 | 0 | 0 | 0 | 0 | 0 | 0 | 0 | 0 | 1 | 1 | 1 | 0 | 0 | 0 | 0 | 0 | 0 | 0 | 0 | 0 | 0 | 0 | 0 | 0 | 0 | 0 | 0 | 0 | 0 | 1 | 1 | 1
PG&E GBA | Meadow Lane | 115 | 0 | 0 | 0 | 0 | 0 | 0 | 0 | 0 | 0 | 1 | 1 | 1 | 0 | 0 | 0 | 0 | 0 | 0 | 0 | 0 | 0 | 0 | 0 | 0 | 0 | 0 | 0 | 0 | 0 | 0 | 1 | 1 | 1
PG&E GBA | Melones | 115 | 0 | 0 | 0 | 0 | 0 | 0 | 0 | 0 | 0 | 1 | 1 | 1 | 0 | 0 | 0 | 0 | 0 | 0 | 0 | 0 | 0 | 0 | 0 | 0 | 0 | 0 | 0 | 0 | 0 | 0 | 1 | 1 | 1
PG&E GBA | Melones | 230 | 0 | 0 | 0 | 0 | 0 | 0 | 0 | 0 | 0 | 1 | 1 | 1 | 0 | 0 | 0 | 0 | 0 | 0 | 0 | 0 | 0 | 0 | 0 | 0 | 0 | 0 | 0 | 0 | 0 | 0 | 1 | 1 | 1
SDGE | Melrose | 69 | 0 | 0 | 0 | 0 | 0 | 20 | 0 | 20 | 20 | 3 | 1 | 3 | 0 | 0 | 0 | 0 | 0 | 0 | 0 | 0 | 0 | 0 | 0 | 0 | 0 | 0 | 20 | 0 | 20 | 20 | 3 | 1 | 3
PG&E NGBA | Mendocino | 115 | 0 | 0 | 0 | 0 | 0 | 0 | 0 | 0 | 0 | 1 | 1 | 1 | 0 | 0 | 0 | 0 | 0 | 0 | 0 | 0 | 0 | 0 | 0 | 0 | 0 | 0 | 0 | 0 | 0 | 0 | 1 | 1 | 1
PG&E NGBA | Mendocino | 60 | 0 | 0 | 0 | 0 | 0 | 0 | 0 | 0 | 0 | 1 | 1 | 1 | 0 | 0 | 0 | 0 | 0 | 0 | 0 | 0 | 0 | 0 | 0 | 0 | 0 | 0 | 0 | 0 | 0 | 0 | 1 | 1 | 1
PG&E FRESNO | Mendota | 115 | 0 | 0 | 0 | 0 | 0 | 0 | 0 | 0 | 0 | 1 | 1 | 1 | 0 | 0 | 0 | 0 | 0 | 0 | 0 | 0 | 0 | 0 | 0 | 0 | 0 | 0 | 0 | 0 | 0 | 0 | 1 | 1 | 1
PG&E GBA | Menlo | 60 | 0 | 0 | 0 | 0 | 0 | 0 | 0 | 0 | 0 | 1 | 1 | 1 | 0 | 0 | 0 | 0 | 0 | 0 | 0 | 0 | 0 | 0 | 0 | 0 | 0 | 0 | 0 | 0 | 0 | 0 | 1 | 1 | 1
PG&E FRESNO | Merced | 115 | 0 | 0 | 0 | 0 | 0 | 0 | 0 | 0 | 0 | 1 | 1 | 1 | 0 | 0 | 0 | 0 | 0 | 0 | 0 | 0 | 0 | 0 | 0 | 0 | 0 | 0 | 0 | 0 | 0 | 0 | 1 | 1 | 1
EOP | Mercury | 138 | 0 | 0 | 0 | 0 | 0 | 0 | 0 | 0 | 0 | 1 | 1 | 1 | 0 | 0 | 0 | 0 | 0 | 0 | 0 | 0 | 0 | 0 | 0 | 0 | 0 | 0 | 0 | 0 | 0 | 0 | 1 | 1 | 1
PG&E FRESNO | Mercy Springs | 70 | 0 | 0 | 0 | 0 | 75 | 78 | 0 | 153 | 153 | 5 | 1 | 5 | 0 | 0 | 0 | 0 | 0 | 0 | 0 | 0 | 0 | 0 | 0 | 0 | 0 | 75 | 78 | 0 | 153 | 153 | 5 | 1 | 5
PG&E NGBA | Meridian | 60 | 0 | 0 | 0 | 0 | 0 | 0 | 0 | 0 | 0 | 1 | 1 | 1 | 0 | 0 | 0 | 0 | 0 | 0 | 0 | 0 | 0 | 0 | 0 | 0 | 0 | 0 | 0 | 0 | 0 | 0 | 1 | 1 | 1
PG&E KERN | Mesa (PGE) | 115 | 0 | 0 | 0 | 0 | 0 | 0 | 0 | 0 | 0 | 1 | 1 | 1 | 0 | 0 | 0 | 0 | 0 | 0 | 0 | 0 | 0 | 0 | 0 | 0 | 0 | 0 | 0 | 0 | 0 | 0 | 1 | 1 | 1
PG&E KERN | Mesa (PGE) | 230 | 0 | 0 | 0 | 0 | 0 | 0 | 0 | 0 | 0 | 1 | 1 | 1 | 0 | 0 | 0 | 0 | 0 | 0 | 0 | 0 | 0 | 0 | 0 | 0 | 0 | 0 | 0 | 0 | 0 | 0 | 1 | 1 | 1
SCE Metro | Mesa (SCE) | 230 | 0 | 0 | 0 | 0 | 0 | 6.5 | 0 | 6.5 | 6.5 | 1 | 1 | 5 | 0 | 0 | 0 | 0 | 0 | 0 | 0 | 0 | 0 | 0 | 0 | 0 | 0 | 0 | 6.5 | 0 | 6.5 | 6.5 | 1 | 1 | 5
SCE Metro | Mesa (SCE) | 500 | 0 | 0 | 0 | 0 | 0 | 0 | 0 | 0 | 0 | 1 | 1 | 1 | 0 | 0 | 0 | 0 | 0 | 0 | 0 | 0 | 0 | 0 | 0 | 0 | 0 | 0 | 0 | 0 | 0 | 0 | 1 | 1 | 1
SDGE | Mesa Heights | 69 | 0 | 0 | 0 | 0 | 0 | 10.5 | 0 | 10.5 | 10.5 | 3 | 1 | 3 | 0 | 0 | 0 | 0 | 0 | 0 | 0 | 0 | 0 | 0 | 0 | 0 | 0 | 0 | 10.5 | 0 | 10.5 | 10.5 | 3 | 1 | 3
PG&E GBA | Metcalf | 115 | 0 | 0 | 0 | 0 | 0 | 0 | 0 | 0 | 0 | 1 | 1 | 1 | 0 | 0 | 0 | 0 | 0 | 0 | 0 | 0 | 0 | 0 | 0 | 0 | 0 | 0 | 0 | 0 | 0 | 0 | 1 | 1 | 1
PG&E GBA | Metcalf | 230 | 0 | 0 | 0 | 0 | 0 | 0 | 101.075 | 101.075 | 101.075 | 1 | 1 | 2 | 0 | 0 | 0 | 0 | 0 | 0 | 251.075 | 251.075 | 251.075 | 0 | 0 | 0 | 0 | 0 | 0 | 251.075 | 251.075 | 251.075 | 1 | 1 | 1
PG&E GBA | Metcalf | 500 | 0 | 0 | 0 | 0 | 0 | 0 | 0 | 0 | 0 | 1 | 1 | 1 | 0 | 0 | 0 | 0 | 0 | 0 | 0 | 0 | 0 | 0 | 0 | 0 | 0 | 0 | 0 | 0 | 0 | 0 | 1 | 1 | 1
PG&E KERN | Midway | 115 | 0 | 0 | 0 | 204 | 120 | 0 | 0 | 324 | 324 | 4 | 1 | 4 | 0 | 0 | 0 | 205 | 180 | 0 | 60 | 445 | 445 | 0 | 0 | 0 | 205 | 180 | 0 | 60 | 445 | 445 | 5 | 1 | 5
PG&E KERN | Midway | 230 | 0 | 0 | 0 | 0 | 0 | 0 | 0 | 0 | 0 | 1 | 1 | 1 | 0 | 0 | 0 | 0 | 0 | 0 | 0 | 0 | 0 | 0 | 0 | 0 | 0 | 0 | 0 | 0 | 0 | 0 | 1 | 1 | 1
PG&E KERN | Midway | 500 | 0 | 0 | 0 | 300 | 350 | 0 | 0 | 650 | 650 | 1 | 1 | 1 | 0 | 0 | 0 | 300 | 800 | 0 | 400 | 1500 | 1500 | 0 | 0 | 0 | 300 | 800 | 0 | 400 | 1500 | 1500 | 1 | 1 | 1
SDGE | Miguel | 230 | 0 | 0 | 0 | 0 | 0 | 0 | 0 | 0 | 0 | 1 | 1 | 1 | 0 | 0 | 0 | 0 | 0 | 0 | 0 | 0 | 0 | 0 | 0 | 0 | 0 | 0 | 0 | 0 | 0 | 0 | 1 | 1 | 1
SDGE | Miguel | 500 | 0 | 0 | 0 | 0 | 0 | 0 | 0 | 0 | 0 | 1 | 1 | 1 | 0 | 0 | 0 | 0 | 0 | 0 | 0 | 0 | 0 | 0 | 0 | 0 | 0 | 0 | 0 | 0 | 0 | 0 | 1 | 1 | 1
SDGE | Miguel | 69 | 0 | 0 | 0 | 0 | 0 | 9.75 | 0 | 9.75 | 9.75 | 3 | 1 | 3 | 0 | 0 | 0 | 0 | 0 | 0 | 0 | 0 | 0 | 0 | 0 | 0 | 0 | 0 | 9.75 | 0 | 9.75 | 9.75 | 3 | 1 | 3
PG&E GBA | Millbrae | 115 | 0 | 0 | 0 | 0 | 0 | 0 | 0 | 0 | 0 | 1 | 1 | 1 | 0 | 0 | 0 | 0 | 0 | 0 | 0 | 0 | 0 | 0 | 0 | 0 | 0 | 0 | 0 | 0 | 0 | 0 | 1 | 1 | 1
PG&E GBA | Miller | 115 | 0 | 0 | 0 | 0 | 0 | 0 | 0 | 0 | 0 | 1 | 1 | 1 | 0 | 0 | 0 | 0 | 0 | 0 | 0 | 0 | 0 | 0 | 0 | 0 | 0 | 0 | 0 | 0 | 0 | 0 | 1 | 1 | 1
SCE Metro | Mira Loma | 230 | 0 | 0 | 0 | 0 | 0 | 42 | 0 | 42 | 42 | 1 | 1 | 5 | 0 | 0 | 0 | 0 | 0 | 0 | 100 | 100 | 100 | 0 | 0 | 0 | 0 | 0 | 42 | 100 | 142 | 142 | 1 | 1 | 2
SCE Metro | Mira Loma | 500 | 0 | 0 | 0 | 0 | 0 | 0 | 0 | 0 | 0 | 1 | 1 | 1 | 0 | 0 | 0 | 0 | 0 | 0 | 0 | 0 | 0 | 0 | 0 | 0 | 0 | 0 | 0 | 0 | 0 | 0 | 1 | 1 | 1
SCE Eastern | Mirage | 115 | 0 | 0 | 0 | 0 | 0 | 0 | 0 | 0 | 0 | 1 | 1 | 1 | 0 | 0 | 0 | 0 | 0 | 0 | 0 | 0 | 0 | 0 | 0 | 0 | 0 | 0 | 0 | 0 | 0 | 0 | 1 | 1 | 1
SCE Eastern | Mirage | 230 | 0 | 0 | 0 | 0 | 0 | 50 | 0 | 50 | 50 | 1 | 1 | 2 | 0 | 0 | 0 | 0 | 0 | 0 | 0 | 0 | 0 | 0 | 0 | 0 | 0 | 0 | 50 | 0 | 50 | 50 | 1 | 1 | 2
SDGE | Mission | 138 | 0 | 0 | 0 | 0 | 0 | 0 | 0 | 0 | 0 | 1 | 1 | 1 | 0 | 0 | 0 | 0 | 0 | 0 | 0 | 0 | 0 | 0 | 0 | 0 | 0 | 0 | 0 | 0 | 0 | 0 | 1 | 1 | 1
SDGE | Mission | 230 | 0 | 0 | 0 | 0 | 0 | 0 | 0 | 0 | 0 | 1 | 1 | 1 | 0 | 0 | 0 | 0 | 0 | 0 | 0 | 0 | 0 | 0 | 0 | 0 | 0 | 0 | 0 | 0 | 0 | 0 | 1 | 1 | 1
SDGE | Mission | 69 | 0 | 0 | 0 | 0 | 0 | 0 | 0 | 0 | 0 | 1 | 1 | 1 | 0 | 0 | 0 | 0 | 0 | 0 | 0 | 0 | 0 | 0 | 0 | 0 | 0 | 0 | 0 | 0 | 0 | 0 | 1 | 1 | 1
PG&E GBA | Mi-Wuk | 115 | 0 | 0 | 0 | 0 | 0 | 0 | 0 | 0 | 0 | 1 | 1 | 1 | 0 | 0 | 0 | 0 | 0 | 0 | 0 | 0 | 0 | 0 | 0 | 0 | 0 | 0 | 0 | 0 | 0 | 0 | 1 | 1 | 1
EOP | Mohave | 500 | 300 | 0 | 300 | 400 | 0 | 0 | 0 | 400 | 700 | 1 | 2 | 1 | 484.9 | 0 | 484.9 | 400 | 587 | 0 | 125 | 1112 | 1596.9 | 484.9 | 0 | 484.9 | 400 | 587 | 0 | 125 | 1112 | 1596.9 | 1 | 1 | 1
PG&E NGBA | Monroe | 115 | 0 | 0 | 0 | 0 | 0 | 0 | 0 | 0 | 0 | 1 | 1 | 1 | 0 | 0 | 0 | 0 | 0 | 0 | 0 | 0 | 0 | 0 | 0 | 0 | 0 | 0 | 0 | 0 | 0 | 0 | 1 | 1 | 1
SDGE | Monserate | 69 | 0 | 0 | 0 | 0 | 0 | 0 | 0 | 0 | 0 | 1 | 1 | 1 | 0 | 0 | 0 | 0 | 0 | 0 | 0 | 0 | 0 | 0 | 0 | 0 | 0 | 0 | 0 | 0 | 0 | 0 | 1 | 1 | 1
PG&E GBA | Monta Vista | 115 | 0 | 0 | 0 | 0 | 0 | 0 | 0 | 0 | 0 | 1 | 1 | 1 | 0 | 0 | 0 | 0 | 0 | 0 | 0 | 0 | 0 | 0 | 0 | 0 | 0 | 0 | 0 | 0 | 0 | 0 | 1 | 1 | 1
PG&E GBA | Monta Vista | 230 | 0 | 0 | 0 | 0 | 0 | 0 | 0 | 0 | 0 | 1 | 1 | 1 | 0 | 0 | 0 | 0 | 0 | 0 | 0 | 0 | 0 | 0 | 0 | 0 | 0 | 0 | 0 | 0 | 0 | 0 | 1 | 1 | 1
PG&E GBA | Monta Vista | 60 | 0 | 0 | 0 | 0 | 0 | 0 | 0 | 0 | 0 | 1 | 1 | 1 | 0 | 0 | 0 | 0 | 0 | 0 | 0 | 0 | 0 | 0 | 0 | 0 | 0 | 0 | 0 | 0 | 0 | 0 | 1 | 1 | 1
PG&E NGBA | Monticello | 115 | 0 | 0 | 0 | 0 | 0 | 0 | 0 | 0 | 0 | 1 | 1 | 1 | 0 | 0 | 0 | 0 | 0 | 0 | 0 | 0 | 0 | 0 | 0 | 0 | 0 | 0 | 0 | 0 | 0 | 0 | 1 | 1 | 1
SCE Northern | Moorpark | 230 | 0 | 0 | 0 | 0 | 0 | 350 | 0 | 350 | 350 | 1 | 1 | 1 | 0 | 0 | 0 | 0 | 0 | 0 | 150 | 150 | 150 | 0 | 0 | 0 | 0 | 0 | 350 | 150 | 500 | 500 | 1 | 1 | 1
SCE Northern | Moorpark | 66 | 0 | 0 | 0 | 0 | 0 | 0 | 0 | 0 | 0 | 1 | 1 | 1 | 0 | 0 | 0 | 0 | 0 | 0 | 0 | 0 | 0 | 0 | 0 | 0 | 0 | 0 | 0 | 0 | 0 | 0 | 1 | 1 | 1
PG&E GBA | Moraga | 115 | 0 | 0 | 0 | 0 | 0 | 0 | 0 | 0 | 0 | 1 | 1 | 1 | 0 | 0 | 0 | 0 | 0 | 0 | 0 | 0 | 0 | 0 | 0 | 0 | 0 | 0 | 0 | 0 | 0 | 0 | 1 | 1 | 1
PG&E GBA | Moraga | 230 | 0 | 0 | 0 | 0 | 0 | 0 | 0 | 0 | 0 | 1 | 1 | 1 | 0 | 0 | 0 | 0 | 0 | 0 | 0 | 0 | 0 | 0 | 0 | 0 | 0 | 0 | 0 | 0 | 0 | 0 | 1 | 1 | 1
PG&E GBA | Morgan Hill | 115 | 0 | 0 | 0 | 0 | 0 | 0 | 0 | 0 | 0 | 1 | 1 | 1 | 0 | 0 | 0 | 0 | 0 | 0 | 0 | 0 | 0 | 0 | 0 | 0 | 0 | 0 | 0 | 0 | 0 | 0 | 1 | 1 | 1
PG&E KERN | Morro Bay | 115 | 0 | 0 | 0 | 0 | 0 | 0 | 0 | 0 | 0 | 1 | 1 | 1 | 0 | 0 | 0 | 0 | 0 | 0 | 0 | 0 | 0 | 0 | 0 | 0 | 0 | 0 | 0 | 0 | 0 | 0 | 1 | 1 | 1
PG&E KERN | Morro Bay | 230 | 0 | 0 | 0 | 0 | 0 | 0 | 0 | 0 | 0 | 1 | 1 | 1 | 0 | 0 | 0 | 0 | 0 | 0 | 0 | 0 | 0 | 0 | 0 | 0 | 0 | 0 | 0 | 0 | 0 | 0 | 1 | 1 | 1
PG&E KERN | Morro Bay | 500 | 0 | 0 | 0 | 0 | 0 | 0 | 0 | 0 | 0 | 1 | 1 | 1 | 0 | 0 | 0 | 0 | 0 | 0 | 0 | 0 | 0 | 0 | 0 | 0 | 0 | 0 | 0 | 0 | 0 | 0 | 1 | 1 | 1
PG&E GBA | Moss Landing | 115 | 0 | 0 | 0 | 0 | 0 | 0 | 0 | 0 | 0 | 1 | 1 | 1 | 0 | 0 | 0 | 0 | 0 | 0 | 0 | 0 | 0 | 0 | 0 | 0 | 0 | 0 | 0 | 0 | 0 | 0 | 1 | 1 | 1
PG&E GBA | Moss Landing | 230 | 0 | 0 | 0 | 0 | 0 | 0 | 0 | 0 | 0 | 1 | 1 | 1 | 0 | 0 | 0 | 0 | 0 | 0 | 0 | 0 | 0 | 0 | 0 | 0 | 0 | 0 | 0 | 0 | 0 | 0 | 1 | 1 | 1
PG&E GBA | Moss Landing | 500 | 0 | 0 | 0 | 0 | 0 | 0 | 0 | 0 | 0 | 1 | 1 | 1 | 0 | 0 | 0 | 0 | 0 | 0 | 400 | 400 | 400 | 0 | 0 | 0 | 0 | 0 | 0 | 400 | 400 | 400 | 1 | 1 | 1
EOP | Mountain Pass | 115 | 0 | 0 | 0 | 0 | 0 | 0 | 0 | 0 | 0 | 1 | 1 | 1 | 0 | 0 | 0 | 0 | 0 | 0 | 0 | 0 | 0 | 0 | 0 | 0 | 0 | 0 | 0 | 0 | 0 | 0 | 1 | 1 | 1
PG&E GBA | Mountain View | 115 | 0 | 0 | 0 | 0 | 0 | 0 | 0 | 0 | 0 | 1 | 1 | 1 | 0 | 0 | 0 | 0 | 0 | 0 | 0 | 0 | 0 | 0 | 0 | 0 | 0 | 0 | 0 | 0 | 0 | 0 | 1 | 1 | 1
PG&E GBA | Mt Eden | 115 | 0 | 0 | 0 | 0 | 0 | 0 | 0 | 0 | 0 | 1 | 1 | 1 | 0 | 0 | 0 | 0 | 0 | 0 | 0 | 0 | 0 | 0 | 0 | 0 | 0 | 0 | 0 | 0 | 0 | 0 | 1 | 1 | 1
PG&E KERN | Mt Poso | 115 | 0 | 0 | 0 | 0 | 0 | 0 | 0 | 0 | 0 | 1 | 1 | 1 | 0 | 0 | 0 | 0 | 0 | 0 | 0 | 0 | 0 | 0 | 0 | 0 | 0 | 0 | 0 | 0 | 0 | 0 | 1 | 1 | 1
SDGE | Murray | 69 | 0 | 0 | 0 | 0 | 0 | 9 | 0 | 9 | 9 | 3 | 1 | 3 | 0 | 0 | 0 | 0 | 0 | 0 | 0 | 0 | 0 | 0 | 0 | 0 | 0 | 0 | 9 | 0 | 9 | 9 | 3 | 1 | 3
PG&E FRESNO | Mustang | 230 | 0 | 0 | 0 | 106.5 | 149.5 | 0 | 0 | 256 | 256 | 1 | 1 | 1 | 0 | 0 | 0 | 50 | 300 | 0 | 100 | 450 | 450 | 0 | 0 | 0 | 156.5 | 300 | 0 | 100 | 556.5 | 556.5 | 1 | 1 | 1
SCE Northern | Neenach | 66 | 0 | 0 | 0 | 0 | 0 | 0 | 0 | 0 | 0 | 1 | 1 | 1 | 0 | 0 | 0 | 0 | 0 | 0 | 0 | 0 | 0 | 0 | 0 | 0 | 0 | 0 | 0 | 0 | 0 | 0 | 1 | 1 | 1
PG&E KERN | New Sub - Gates - Midway (Proposed) | 230 | 0 | 0 | 0 | 0 | 440 | 238.5 | 0 | 678.5 | 678.5 | 1 | 1 | 1 | 0 | 0 | 0 | 100 | 350 | 0 | 125 | 575 | 575 | 0 | 0 | 0 | 100 | 790 | 238.5 | 125 | 1253.5 | 1253.5 | 2 | 1 | 2
PG&E KERN | New Sub - Gates - Templeton (Proposed) | 230 | 0 | 0 | 0 | 0 | 0 | 0 | 0 | 0 | 0 | 1 | 1 | 1 | 0 | 0 | 0 | 50 | 250 | 0 | 85 | 385 | 385 | 0 | 0 | 0 | 50 | 250 | 0 | 85 | 385 | 385 | 1 | 1 | 1
SCE NOL | New Sub - Kramer - Lugo (Proposed) | 230 | 0 | 0 | 0 | 0 | 0 | 0 | 0 | 0 | 0 | 1 | 1 | 1 | 0 | 0 | 0 | 0 | 0 | 0 | 0 | 0 | 0 | 0 | 0 | 0 | 0 | 0 | 0 | 0 | 0 | 0 | 1 | 1 | 1
PG&E FRESNO | New Sub - Los Banos - Midway (Proposed) | 500 | 0 | 0 | 0 | 0 | 0 | 0 | 0 | 0 | 0 | 1 | 1 | 1 | 0 | 0 | 0 | 600 | 400 | 0 | 175 | 1175 | 1175 | 0 | 0 | 0 | 600 | 400 | 0 | 175 | 1175 | 1175 | 1 | 1 | 1
SCE NOL | New Sub - Lugo - Pisgah (Proposed) | 230 | 150 | 0 | 150 | 0 | 0 | 0 | 0 | 0 | 150 | 1 | 2 | 1 | 150 | 0 | 150 | 0 | 0 | 0 | 0 | 0 | 150 | 150 | 0 | 150 | 0 | 0 | 0 | 0 | 0 | 150 | 1 | 2 | 1
PG&E KERN | New Sub - Midway - Wheeler Ridge (Proposed) | 230 | 0 | 0 | 0 | 0 | 150 | 92 | 0 | 242 | 242 | 1 | 1 | 1 | 0 | 0 | 0 | 0 | 0 | 0 | 0 | 0 | 0 | 0 | 0 | 0 | 0 | 150 | 92 | 0 | 242 | 242 | 1 | 1 | 1
PG&E NGBA | New Sub - Near existing Leavitt (PSREC) | 345 | 300 | 0 | 300 | 0 | 0 | 0 | 0 | 0 | 300 | 1 | 1 | 1 | 300 | 0 | 300 | 0 | 0 | 0 | 0 | 0 | 300 | 300 | 0 | 300 | 0 | 0 | 0 | 0 | 0 | 300 | 1 | 1 | 1
PG&E NGBA | New Sub - Near existing Madeline (NVE) | 345 | 631.1 | 0 | 631.1 | 0 | 0 | 0 | 0 | 0 | 631.1 | 1 | 1 | 1 | 631.1 | 0 | 631.1 | 0 | 0 | 0 | 0 | 0 | 631.1 | 631.1 | 0 | 631.1 | 0 | 0 | 0 | 0 | 0 | 631.1 | 1 | 1 | 1
SDGE | New Sub - North Gila - IV (Proposed) | 500 | 0 | 0 | 0 | 0 | 0 | 0 | 0 | 0 | 0 | 1 | 1 | 1 | 0 | 0 | 0 | 150 | 400 | 0 | 165 | 715 | 715 | 0 | 0 | 0 | 150 | 400 | 0 | 165 | 715 | 715 | 1 | 1 | 1
PG&E NGBA | New Sub - Pit 1 - Cottonwood (Proposed) | 230 | 200 | 6 | 206 | 0 | 0 | 0 | 0 | 0 | 206 | 1 | 1 | 1 | 200 | 6 | 206 | 0 | 0 | 0 | 0 | 0 | 206 | 200 | 6 | 206 | 0 | 0 | 0 | 0 | 0 | 206 | 1 | 1 | 1
PG&E GBA | New Sub - Rancho Seco - Bellota (Proposed) | 230 | 0 | 0 | 0 | 0 | 0 | 0 | 0 | 0 | 0 | 1 | 1 | 1 | 0 | 0 | 0 | 0 | 0 | 0 | 0 | 0 | 0 | 0 | 0 | 0 | 0 | 0 | 0 | 0 | 0 | 0 | 1 | 1 | 1
SDGE | New Sub - Suncrest - Ocotillo (Proposed) | 500 | 300 | 100 | 400 | 0 | 0 | 0 | 0 | 0 | 400 | 1 | 1 | 1 | 300 | 100 | 400 | 0 | 0 | 0 | 0 | 0 | 400 | 300 | 100 | 400 | 0 | 0 | 0 | 0 | 0 | 400 | 1 | 1 | 1
PG&E FRESNO | New Sub - Westley - Quinto (Proposed) | 230 | 0 | 0 | 0 | 0 | 0 | 0 | 0 | 0 | 0 | 1 | 1 | 1 | 0 | 0 | 0 | 0 | 0 | 0 | 0 | 0 | 0 | 0 | 0 | 0 | 0 | 0 | 0 | 0 | 0 | 0 | 1 | 1 | 1
PG&E GBA | Newark | 115 | 0 | 0 | 0 | 0 | 0 | 0 | 0 | 0 | 0 | 1 | 1 | 1 | 0 | 0 | 0 | 0 | 0 | 0 | 0 | 0 | 0 | 0 | 0 | 0 | 0 | 0 | 0 | 0 | 0 | 0 | 1 | 1 | 1
PG&E GBA | Newark | 230 | 0 | 0 | 0 | 0 | 0 | 0 | 0 | 0 | 0 | 1 | 1 | 1 | 0 | 0 | 0 | 0 | 0 | 0 | 0 | 0 | 0 | 0 | 0 | 0 | 0 | 0 | 0 | 0 | 0 | 0 | 1 | 1 | 1
PG&E GBA | Newark | 60 | 0 | 0 | 0 | 0 | 0 | 0 | 0 | 0 | 0 | 1 | 1 | 1 | 0 | 0 | 0 | 0 | 0 | 0 | 0 | 0 | 0 | 0 | 0 | 0 | 0 | 0 | 0 | 0 | 0 | 0 | 1 | 1 | 1
PG&E FRESNO | Newhall | 115 | 0 | 0 | 0 | 0 | 0 | 0 | 0 | 0 | 0 | 1 | 1 | 1 | 0 | 0 | 0 | 0 | 0 | 0 | 0 | 0 | 0 | 0 | 0 | 0 | 0 | 0 | 0 | 0 | 0 | 0 | 1 | 1 | 1
PG&E KERN | Norco | 115 | 0 | 0 | 0 | 0 | 0 | 0 | 0 | 0 | 0 | 1 | 1 | 1 | 0 | 0 | 0 | 0 | 0 | 0 | 0 | 0 | 0 | 0 | 0 | 0 | 0 | 0 | 0 | 0 | 0 | 0 | 1 | 1 | 1
PG&E GBA | Nortech | 115 | 0 | 0 | 0 | 0 | 0 | 0 | 0 | 0 | 0 | 1 | 1 | 1 | 0 | 0 | 0 | 0 | 0 | 0 | 0 | 0 | 0 | 0 | 0 | 0 | 0 | 0 | 0 | 0 | 0 | 0 | 1 | 1 | 1
SDGE | North City Metering | 138 | 0 | 0 | 0 | 0 | 0 | 0 | 0 | 0 | 0 | 1 | 1 | 1 | 0 | 0 | 0 | 0 | 0 | 0 | 0 | 0 | 0 | 0 | 0 | 0 | 0 | 0 | 0 | 0 | 0 | 0 | 1 | 1 | 1
PG&E GBA | North Dublin | 230 | 0 | 0 | 0 | 0 | 0 | 0 | 0 | 0 | 0 | 1 | 1 | 1 | 0 | 0 | 0 | 0 | 0 | 0 | 0 | 0 | 0 | 0 | 0 | 0 | 0 | 0 | 0 | 0 | 0 | 0 | 1 | 1 | 1
SDGE | North Gila | 500 | 0 | 0 | 0 | 0 | 0 | 0 | 0 | 0 | 0 | 1 | 1 | 1 | 0 | 0 | 0 | 0 | 0 | 0 | 0 | 0 | 0 | 0 | 0 | 0 | 0 | 0 | 0 | 0 | 0 | 0 | 1 | 1 | 1
SCE Metro | North of SONGS | 230 | 0 | 0 | 0 | 0 | 0 | 0 | 0 | 0 | 0 | 1 | 1 | 1 | 0 | 0 | 0 | 0 | 0 | 0 | 0 | 0 | 0 | 0 | 0 | 0 | 0 | 0 | 0 | 0 | 0 | 0 | 1 | 1 | 1
SCE Metro | North of SONGS | 500 | 0 | 0 | 0 | 0 | 0 | 0 | 0 | 0 | 0 | 1 | 1 | 1 | 0 | 0 | 0 | 0 | 0 | 0 | 0 | 0 | 0 | 0 | 0 | 0 | 0 | 0 | 0 | 0 | 0 | 0 | 1 | 1 | 1
PG&E NGBA | Notre Dame | 115 | 0 | 0 | 0 | 0 | 0 | 0 | 0 | 0 | 0 | 1 | 1 | 1 | 0 | 0 | 0 | 0 | 0 | 0 | 0 | 0 | 0 | 0 | 0 | 0 | 0 | 0 | 0 | 0 | 0 | 0 | 1 | 1 | 1
PG&E GBA | Oakland C | 115 | 0 | 0 | 0 | 0 | 0 | 0 | 0 | 0 | 0 | 1 | 1 | 1 | 0 | 0 | 0 | 0 | 0 | 0 | 0 | 0 | 0 | 0 | 0 | 0 | 0 | 0 | 0 | 0 | 0 | 0 | 1 | 1 | 1
PG&E GBA | Oakland J | 115 | 0 | 0 | 0 | 0 | 0 | 0 | 0 | 0 | 0 | 1 | 1 | 1 | 0 | 0 | 0 | 0 | 0 | 0 | 0 | 0 | 0 | 0 | 0 | 0 | 0 | 0 | 0 | 0 | 0 | 0 | 1 | 1 | 1
PG&E GBA | Oakland L | 115 | 0 | 0 | 0 | 0 | 0 | 0 | 0 | 0 | 0 | 1 | 1 | 1 | 0 | 0 | 0 | 0 | 0 | 0 | 0 | 0 | 0 | 0 | 0 | 0 | 0 | 0 | 0 | 0 | 0 | 0 | 1 | 1 | 1
PG&E GBA | Oakland X | 115 | 0 | 0 | 0 | 0 | 0 | 0 | 0 | 0 | 0 | 1 | 1 | 1 | 0 | 0 | 0 | 0 | 0 | 0 | 0 | 0 | 0 | 0 | 0 | 0 | 0 | 0 | 0 | 0 | 0 | 0 | 1 | 1 | 1
SDGE | Ocean Ranch | 69 | 0 | 0 | 0 | 0 | 0 | 0 | 0 | 0 | 0 | 1 | 1 | 1 | 0 | 0 | 0 | 0 | 0 | 0 | 0 | 0 | 0 | 0 | 0 | 0 | 0 | 0 | 0 | 0 | 0 | 0 | 1 | 1 | 1
PG&E KERN | Oceano | 115 | 0 | 0 | 0 | 0 | 0 | 0 | 0 | 0 | 0 | 1 | 1 | 1 | 0 | 0 | 0 | 0 | 0 | 0 | 0 | 0 | 0 | 0 | 0 | 0 | 0 | 0 | 0 | 0 | 0 | 0 | 1 | 1 | 1
SDGE | Ocotillo Express | 500 | 0 | 0 | 0 | 0 | 0 | 0 | 0 | 0 | 0 | 1 | 1 | 1 | 0 | 0 | 0 | 0 | 0 | 0 | 0 | 0 | 0 | 0 | 0 | 0 | 0 | 0 | 0 | 0 | 0 | 0 | 1 | 1 | 1
PG&E KERN | Old River | 70 | 0 | 0 | 0 | 0 | 0 | 0 | 0 | 0 | 0 | 1 | 1 | 1 | 0 | 0 | 0 | 0 | 0 | 0 | 0 | 0 | 0 | 0 | 0 | 0 | 0 | 0 | 0 | 0 | 0 | 0 | 1 | 1 | 1
SDGE | Old Town | 230 | 0 | 0 | 0 | 0 | 0 | 0 | 0 | 0 | 0 | 1 | 1 | 1 | 0 | 0 | 0 | 0 | 0 | 0 | 0 | 0 | 0 | 0 | 0 | 0 | 0 | 0 | 0 | 0 | 0 | 0 | 1 | 1 | 1
SCE Metro | Olinda | 230 | 0 | 0 | 0 | 0 | 0 | 0 | 0 | 0 | 0 | 1 | 1 | 1 | 0 | 0 | 0 | 0 | 0 | 0 | 0 | 0 | 0 | 0 | 0 | 0 | 0 | 0 | 0 | 0 | 0 | 0 | 1 | 1 | 1
PG&E FRESNO | Olive | 115 | 0 | 0 | 0 | 40 | 0 | 20 | 0 | 60 | 60 | 2 | 1 | 2 | 0 | 0 | 0 | 0 | 0 | 0 | 0 | 0 | 0 | 0 | 0 | 0 | 40 | 0 | 20 | 0 | 60 | 60 | 2 | 1 | 2
PG&E NGBA | Olivehurst | 115 | 0 | 0 | 0 | 0 | 0 | 0 | 0 | 0 | 0 | 1 | 1 | 1 | 0 | 0 | 0 | 0 | 0 | 0 | 0 | 0 | 0 | 0 | 0 | 0 | 0 | 0 | 0 | 0 | 0 | 0 | 1 | 1 | 1
PG&E NGBA | Oregon Trail | 60 | 0 | 0 | 0 | 0 | 0 | 0 | 0 | 0 | 0 | 1 | 1 | 1 | 0 | 0 | 0 | 0 | 0 | 0 | 0 | 0 | 0 | 0 | 0 | 0 | 0 | 0 | 0 | 0 | 0 | 0 | 1 | 1 | 1
SCE Northern | Ormond Beach | 230 | 0 | 0 | 0 | 0 | 0 | 0 | 0 | 0 | 0 | 1 | 1 | 1 | 0 | 0 | 0 | 0 | 0 | 0 | 0 | 0 | 0 | 0 | 0 | 0 | 0 | 0 | 0 | 0 | 0 | 0 | 1 | 1 | 1
PG&E FRESNO | Oro Loma | 115 | 0 | 0 | 0 | 0 | 0 | 0 | 0 | 0 | 0 | 1 | 1 | 1 | 0 | 0 | 0 | 0 | 0 | 0 | 0 | 0 | 0 | 0 | 0 | 0 | 0 | 0 | 0 | 0 | 0 | 0 | 1 | 1 | 1
PG&E FRESNO | Oro Loma | 70 | 0 | 0 | 0 | 0 | 0 | 0 | 0 | 0 | 0 | 1 | 1 | 1 | 0 | 0 | 0 | 0 | 0 | 0 | 0 | 0 | 0 | 0 | 0 | 0 | 0 | 0 | 0 | 0 | 0 | 0 | 1 | 1 | 1
PG&E FRESNO | Orosi | 70 | 0 | 0 | 0 | 0 | 0 | 0 | 0 | 0 | 0 | 1 | 1 | 1 | 0 | 0 | 0 | 0 | 0 | 0 | 0 | 0 | 0 | 0 | 0 | 0 | 0 | 0 | 0 | 0 | 0 | 0 | 1 | 1 | 1
SDGE | Otay | 69 | 0 | 0 | 0 | 0 | 0 | 49.7 | 0 | 49.7 | 49.7 | 3 | 1 | 3 | 0 | 0 | 0 | 0 | 0 | 0 | 0 | 0 | 0 | 0 | 0 | 0 | 0 | 0 | 49.7 | 0 | 49.7 | 49.7 | 3 | 1 | 3
SDGE | Otay Mesa | 230 | 0 | 0 | 0 | 0 | 0 | 65 | 0 | 65 | 65 | 1 | 1 | 2 | 0 | 0 | 0 | 0 | 0 | 0 | 0 | 0 | 0 | 0 | 0 | 0 | 0 | 0 | 65 | 0 | 65 | 65 | 1 | 1 | 2
PG&E FRESNO | Padre Flats SW STA | 230 | 0 | 0 | 0 | 0 | 0 | 0 | 0 | 0 | 0 | 1 | 1 | 1 | 0 | 0 | 0 | 0 | 0 | 0 | 0 | 0 | 0 | 0 | 0 | 0 | 0 | 0 | 0 | 0 | 0 | 0 | 1 | 1 | 1
EOP | Pahrump | 138 | 0 | 0 | 0 | 0 | 0 | 0 | 0 | 0 | 0 | 1 | 1 | 1 | 0 | 0 | 0 | 0 | 0 | 0 | 0 | 0 | 0 | 0 | 0 | 0 | 0 | 0 | 0 | 0 | 0 | 0 | 1 | 1 | 1
EOP | Pahrump | 230 | 0 | 0 | 0 | 0 | 0 | 0 | 0 | 0 | 0 | 1 | 1 | 1 | 0 | 0 | 0 | 0 | 0 | 0 | 0 | 0 | 0 | 0 | 0 | 0 | 0 | 0 | 0 | 0 | 0 | 0 | 1 | 1 | 1
SDGE | Pala | 69 | 0 | 0 | 0 | 0 | 0 | 10 | 0 | 10 | 10 | 3 | 1 | 3 | 0 | 0 | 0 | 0 | 0 | 0 | 0 | 0 | 0 | 0 | 0 | 0 | 0 | 0 | 10 | 0 | 10 | 10 | 3 | 1 | 3
PG&E NGBA | Palermo | 115 | 0 | 0 | 0 | 0 | 0 | 0 | 0 | 0 | 0 | 1 | 1 | 1 | 0 | 0 | 0 | 0 | 0 | 0 | 0 | 0 | 0 | 0 | 0 | 0 | 0 | 0 | 0 | 0 | 0 | 0 | 1 | 1 | 1
PG&E NGBA | Palermo | 230 | 0 | 0 | 0 | 0 | 0 | 0 | 0 | 0 | 0 | 1 | 1 | 1 | 0 | 0 | 0 | 0 | 0 | 0 | 0 | 0 | 0 | 0 | 0 | 0 | 0 | 0 | 0 | 0 | 0 | 0 | 1 | 1 | 1
SCE Eastern | Palo Verde | 500 | 0 | 0 | 0 | 0 | 0 | 0 | 0 | 0 | 0 | 1 | 1 | 1 | 0 | 0 | 0 | 0 | 0 | 0 | 0 | 0 | 0 | 0 | 0 | 0 | 0 | 0 | 0 | 0 | 0 | 0 | 1 | 1 | 1
SDGE | Palomar Energy | 230 | 0 | 0 | 0 | 0 | 0 | 0 | 0 | 0 | 0 | 1 | 1 | 1 | 0 | 0 | 0 | 0 | 0 | 0 | 0 | 0 | 0 | 0 | 0 | 0 | 0 | 0 | 0 | 0 | 0 | 0 | 1 | 1 | 1
PG&E KERN | Panama | 70 | 0 | 0 | 0 | 0 | 0 | 0 | 0 | 0 | 0 | 1 | 1 | 1 | 0 | 0 | 0 | 0 | 0 | 0 | 0 | 0 | 0 | 0 | 0 | 0 | 0 | 0 | 0 | 0 | 0 | 0 | 1 | 1 | 1
PG&E FRESNO | Panoche | 115 | 0 | 0 | 0 | 0 | 0 | 0 | 0 | 0 | 0 | 1 | 1 | 1 | 0 | 0 | 0 | 0 | 0 | 0 | 0 | 0 | 0 | 0 | 0 | 0 | 0 | 0 | 0 | 0 | 0 | 0 | 1 | 1 | 1
PG&E FRESNO | Panoche | 230 | 0 | 0 | 0 | 0 | 0 | 0 | 0 | 0 | 0 | 1 | 1 | 1 | 0 | 0 | 0 | 100 | 300 | 0 | 100 | 500 | 500 | 0 | 0 | 0 | 100 | 300 | 0 | 100 | 500 | 500 | 1 | 1 | 1
SCE Northern | Pardee | 230 | 0 | 0 | 0 | 0 | 0 | 15 | 0 | 15 | 15 | 1 | 1 | 5 | 0 | 0 | 0 | 0 | 0 | 0 | 0 | 0 | 0 | 0 | 0 | 0 | 0 | 0 | 15 | 0 | 15 | 15 | 1 | 1 | 5
PG&E NGBA | Parkway | 230 | 0 | 0 | 0 | 0 | 0 | 0 | 0 | 0 | 0 | 1 | 1 | 1 | 0 | 0 | 0 | 0 | 0 | 0 | 0 | 0 | 0 | 0 | 0 | 0 | 0 | 0 | 0 | 0 | 0 | 0 | 1 | 1 | 1
SCE Northern | Pastoria | 230 | 0 | 0 | 0 | 0 | 105 | 80 | 0 | 185 | 185 | 1 | 1 | 2 | 0 | 0 | 0 | 0 | 0 | 0 | 0 | 0 | 0 | 0 | 0 | 0 | 0 | 105 | 80 | 0 | 185 | 185 | 1 | 1 | 2
SCE Metro | Pauda | 230 | 0 | 0 | 0 | 0 | 0 | 120 | 0 | 120 | 120 | 1 | 1 | 2 | 0 | 0 | 0 | 0 | 0 | 0 | 0 | 0 | 0 | 0 | 0 | 0 | 0 | 0 | 120 | 0 | 120 | 120 | 1 | 1 | 2
PG&E GBA | Paul Sweet | 115 | 0 | 0 | 0 | 0 | 0 | 0 | 0 | 0 | 0 | 1 | 1 | 1 | 0 | 0 | 0 | 0 | 0 | 0 | 0 | 0 | 0 | 0 | 0 | 0 | 0 | 0 | 0 | 0 | 0 | 0 | 1 | 1 | 1
PG&E NGBA | Peabody | 230 | 0 | 0 | 0 | 0 | 0 | 0 | 0 | 0 | 0 | 1 | 1 | 1 | 0 | 0 | 0 | 0 | 0 | 0 | 0 | 0 | 0 | 0 | 0 | 0 | 0 | 0 | 0 | 0 | 0 | 0 | 1 | 1 | 1
PG&E NGBA | Pease | 115 | 0 | 0 | 0 | 0 | 0 | 0 | 0 | 0 | 0 | 1 | 1 | 1 | 0 | 0 | 0 | 0 | 0 | 0 | 0 | 0 | 0 | 0 | 0 | 0 | 0 | 0 | 0 | 0 | 0 | 0 | 1 | 1 | 1
PG&E NGBA | Pease | 60 | 0 | 0 | 0 | 0 | 0 | 0 | 0 | 0 | 0 | 1 | 1 | 1 | 0 | 0 | 0 | 0 | 0 | 0 | 0 | 0 | 0 | 0 | 0 | 0 | 0 | 0 | 0 | 0 | 0 | 0 | 1 | 1 | 1
SDGE | Penasquitos | 138 | 0 | 0 | 0 | 0 | 0 | 0 | 0 | 0 | 0 | 1 | 1 | 1 | 0 | 0 | 0 | 0 | 0 | 0 | 0 | 0 | 0 | 0 | 0 | 0 | 0 | 0 | 0 | 0 | 0 | 0 | 1 | 1 | 1
SDGE | Penasquitos | 230 | 0 | 0 | 0 | 0 | 0 | 0 | 0 | 0 | 0 | 1 | 1 | 1 | 0 | 0 | 0 | 0 | 0 | 0 | 0 | 0 | 0 | 0 | 0 | 0 | 0 | 0 | 0 | 0 | 0 | 0 | 1 | 1 | 1
SDGE | Penasquitos | 69 | 0 | 0 | 0 | 0 | 0 | 0 | 0 | 0 | 0 | 1 | 1 | 1 | 0 | 0 | 0 | 0 | 0 | 0 | 0 | 0 | 0 | 0 | 0 | 0 | 0 | 0 | 0 | 0 | 0 | 0 | 1 | 1 | 1
SDGE | Pendleton | 69 | 0 | 0 | 0 | 0 | 0 | 0 | 50 | 50 | 50 | 4 | 1 | 4 | 0 | 0 | 0 | 0 | 0 | 0 | 0 | 0 | 0 | 0 | 0 | 0 | 0 | 0 | 0 | 50 | 50 | 50 | 4 | 1 | 4
PG&E NGBA | Penngrove | 115 | 0 | 0 | 0 | 0 | 0 | 0 | 0 | 0 | 0 | 1 | 1 | 1 | 0 | 0 | 0 | 0 | 0 | 0 | 0 | 0 | 0 | 0 | 0 | 0 | 0 | 0 | 0 | 0 | 0 | 0 | 1 | 1 | 1
PG&E GBA | Peoria | 115 | 0 | 0 | 0 | 0 | 0 | 0 | 0 | 0 | 0 | 1 | 1 | 1 | 0 | 0 | 0 | 0 | 0 | 0 | 0 | 0 | 0 | 0 | 0 | 0 | 0 | 0 | 0 | 0 | 0 | 0 | 1 | 1 | 1
PG&E GBA | Piercy | 115 | 0 | 0 | 0 | 0 | 0 | 0 | 0 | 0 | 0 | 1 | 1 | 1 | 0 | 0 | 0 | 0 | 0 | 0 | 0 | 0 | 0 | 0 | 0 | 0 | 0 | 0 | 0 | 0 | 0 | 0 | 1 | 1 | 1
PG&E FRESNO | Pine Flat | 230 | 0 | 0 | 0 | 0 | 0 | 0 | 0 | 0 | 0 | 1 | 1 | 1 | 0 | 0 | 0 | 0 | 0 | 0 | 0 | 0 | 0 | 0 | 0 | 0 | 0 | 0 | 0 | 0 | 0 | 0 | 1 | 1 | 1
SCE NOL | Pisgah | 230 | 0 | 0 | 0 | 0 | 0 | 0 | 0 | 0 | 0 | 1 | 1 | 1 | 0 | 0 | 0 | 0 | 250 | 0 | 80 | 330 | 330 | 0 | 0 | 0 | 0 | 250 | 0 | 80 | 330 | 330 | 1 | 1 | 1
PG&E NGBA | Pit 1 | 230 | 0 | 0 | 0 | 0 | 0 | 0 | 0 | 0 | 0 | 1 | 1 | 1 | 0 | 0 | 0 | 0 | 0 | 0 | 0 | 0 | 0 | 0 | 0 | 0 | 0 | 0 | 0 | 0 | 0 | 0 | 1 | 1 | 1
PG&E NGBA | Pit 1 | 60 | 0 | 0 | 0 | 0 | 0 | 0 | 0 | 0 | 0 | 1 | 1 | 1 | 0 | 0 | 0 | 0 | 0 | 0 | 0 | 0 | 0 | 0 | 0 | 0 | 0 | 0 | 0 | 0 | 0 | 0 | 1 | 1 | 1
PG&E NGBA | Pit 3 | 230 | 0 | 0 | 0 | 0 | 0 | 0 | 0 | 0 | 0 | 1 | 1 | 1 | 0 | 0 | 0 | 0 | 0 | 0 | 0 | 0 | 0 | 0 | 0 | 0 | 0 | 0 | 0 | 0 | 0 | 0 | 1 | 1 | 1
PG&E NGBA | Pit 4 | 230 | 0 | 0 | 0 | 0 | 0 | 0 | 0 | 0 | 0 | 1 | 1 | 1 | 0 | 0 | 0 | 0 | 0 | 0 | 0 | 0 | 0 | 0 | 0 | 0 | 0 | 0 | 0 | 0 | 0 | 0 | 1 | 1 | 1
PG&E GBA | Pittsburg | 115 | 0 | 0 | 0 | 0 | 0 | 0 | 0 | 0 | 0 | 1 | 1 | 1 | 0 | 0 | 0 | 0 | 0 | 0 | 75 | 75 | 75 | 0 | 0 | 0 | 0 | 0 | 0 | 75 | 75 | 75 | 2 | 1 | 2
PG&E GBA | Pittsburg | 230 | 0 | 0 | 0 | 0 | 0 | 0 | 0 | 0 | 0 | 1 | 1 | 1 | 0 | 0 | 0 | 0 | 0 | 0 | 175 | 175 | 175 | 0 | 0 | 0 | 0 | 0 | 0 | 175 | 175 | 175 | 1 | 1 | 2
PG&E NGBA | Pleasant Grove | 115 | 0 | 0 | 0 | 0 | 0 | 0 | 0 | 0 | 0 | 1 | 1 | 1 | 0 | 0 | 0 | 0 | 0 | 0 | 0 | 0 | 0 | 0 | 0 | 0 | 0 | 0 | 0 | 0 | 0 | 0 | 1 | 1 | 1
PG&E NGBA | POE | 230 | 0 | 0 | 0 | 0 | 0 | 0 | 0 | 0 | 0 | 1 | 1 | 1 | 0 | 0 | 0 | 0 | 0 | 0 | 0 | 0 | 0 | 0 | 0 | 0 | 0 | 0 | 0 | 0 | 0 | 0 | 1 | 1 | 1
SDGE | Point Loma | 69 | 0 | 0 | 0 | 0 | 0 | 0 | 0 | 0 | 0 | 1 | 1 | 1 | 0 | 0 | 0 | 0 | 0 | 0 | 0 | 0 | 0 | 0 | 0 | 0 | 0 | 0 | 0 | 0 | 0 | 0 | 1 | 1 | 1
SDGE | Pomerado | 69 | 0 | 0 | 0 | 0 | 0 | 100 | 0 | 100 | 100 | 5 | 1 | 5 | 0 | 0 | 0 | 0 | 0 | 0 | 0 | 0 | 0 | 0 | 0 | 0 | 0 | 0 | 100 | 0 | 100 | 100 | 5 | 1 | 5
PG&E KERN | Poso Mountain | 115 | 0 | 0 | 0 | 0 | 0 | 0 | 0 | 0 | 0 | 1 | 1 | 1 | 0 | 0 | 0 | 0 | 0 | 0 | 0 | 0 | 0 | 0 | 0 | 0 | 0 | 0 | 0 | 0 | 0 | 0 | 1 | 1 | 1
EOP | Primm | 230 | 0 | 0 | 0 | 0 | 0 | 200 | 0 | 200 | 200 | 1 | 1 | 1 | 0 | 0 | 0 | 0 | 0 | 0 | 0 | 0 | 0 | 0 | 0 | 0 | 0 | 0 | 200 | 0 | 200 | 200 | 1 | 1 | 1
PG&E NGBA | Putah Creek | 115 | 0 | 0 | 0 | 0 | 3 | 3 | 0 | 6 | 6 | 1 | 1 | 1 | 0 | 0 | 0 | 0 | 0 | 0 | 0 | 0 | 0 | 0 | 0 | 0 | 0 | 3 | 3 | 0 | 6 | 6 | 1 | 1 | 1
SDGE | Q1806 | 138 | 0 | 0 | 0 | 0 | 0 | 0 | 0 | 0 | 0 | 1 | 1 | 1 | 0 | 0 | 0 | 0 | 0 | 0 | 0 | 0 | 0 | 0 | 0 | 0 | 0 | 0 | 0 | 0 | 0 | 0 | 1 | 1 | 1
PG&E FRESNO | Quinto | 230 | 0 | 0 | 0 | 0 | 140 | 0 | 0 | 140 | 140 | 1 | 1 | 2 | 0 | 0 | 0 | 200 | 250 | 0 | 50 | 500 | 500 | 0 | 0 | 0 | 200 | 250 | 0 | 50 | 500 | 500 | 1 | 1 | 1
PG&E GBA | Race Track | 115 | 0 | 0 | 0 | 0 | 0 | 0 | 0 | 0 | 0 | 1 | 1 | 1 | 0 | 0 | 0 | 0 | 0 | 0 | 0 | 0 | 0 | 0 | 0 | 0 | 0 | 0 | 0 | 0 | 0 | 0 | 1 | 1 | 1
SDGE | Rancho Mission Viejo | 138 | 0 | 0 | 0 | 0 | 0 | 0 | 0 | 0 | 0 | 1 | 1 | 1 | 0 | 0 | 0 | 0 | 0 | 0 | 0 | 0 | 0 | 0 | 0 | 0 | 0 | 0 | 0 | 0 | 0 | 0 | 1 | 1 | 1
PG&E GBA | Rancho Seco | 230 | 0 | 0 | 0 | 0 | 0 | 0 | 0 | 0 | 0 | 1 | 1 | 1 | 0 | 0 | 0 | 0 | 0 | 0 | 0 | 0 | 0 | 0 | 0 | 0 | 0 | 0 | 0 | 0 | 0 | 0 | 1 | 1 | 1
SCE Metro | Rancho Vista | 230 | 0 | 0 | 0 | 0 | 0 | 0 | 0 | 0 | 0 | 1 | 1 | 1 | 0 | 0 | 0 | 0 | 0 | 0 | 0 | 0 | 0 | 0 | 0 | 0 | 0 | 0 | 0 | 0 | 0 | 0 | 1 | 1 | 1
SCE Metro | Rancho Vista | 500 | 0 | 0 | 0 | 0 | 0 | 0 | 0 | 0 | 0 | 1 | 1 | 1 | 0 | 0 | 0 | 0 | 0 | 0 | 0 | 0 | 0 | 0 | 0 | 0 | 0 | 0 | 0 | 0 | 0 | 0 | 1 | 1 | 1
SCE NOL | Ransburg | 115 | 0 | 0 | 0 | 0 | 0 | 0 | 0 | 0 | 0 | 1 | 1 | 1 | 0 | 0 | 0 | 0 | 0 | 0 | 0 | 0 | 0 | 0 | 0 | 0 | 0 | 0 | 0 | 0 | 0 | 0 | 1 | 1 | 1
PG&E GBA | Ravenswood | 115 | 0 | 0 | 0 | 0 | 0 | 0 | 0 | 0 | 0 | 1 | 1 | 1 | 0 | 0 | 0 | 0 | 0 | 0 | 0 | 0 | 0 | 0 | 0 | 0 | 0 | 0 | 0 | 0 | 0 | 0 | 1 | 1 | 1
PG&E GBA | Ravenswood | 230 | 0 | 0 | 0 | 0 | 0 | 0 | 0 | 0 | 0 | 1 | 1 | 1 | 0 | 0 | 0 | 0 | 0 | 0 | 0 | 0 | 0 | 0 | 0 | 0 | 0 | 0 | 0 | 0 | 0 | 0 | 1 | 1 | 1
SCE Northern | Rector | 230 | 0 | 0 | 0 | 0 | 0 | 0 | 0 | 0 | 0 | 1 | 1 | 1 | 0 | 0 | 0 | 0 | 200 | 0 | 50 | 250 | 250 | 0 | 0 | 0 | 0 | 200 | 0 | 50 | 250 | 250 | 1 | 1 | 1
SCE Eastern | Red Bluff | 230 | 0 | 0 | 0 | 0 | 463.5 | 446 | 0 | 909.5 | 909.5 | 1 | 1 | 1 | 0 | 0 | 0 | 0 | 0 | 0 | 0 | 0 | 0 | 0 | 0 | 0 | 0 | 463.5 | 446 | 0 | 909.5 | 909.5 | 1 | 1 | 1
SCE Eastern | Red Bluff | 500 | 0 | 0 | 0 | 175 | 250 | 225 | 0 | 650 | 650 | 1 | 1 | 1 | 0 | 0 | 0 | 0 | 0 | 0 | 77 | 77 | 77 | 0 | 0 | 0 | 175 | 250 | 225 | 77 | 727 | 727 | 1 | 1 | 1
PG&E NGBA | Redbud | 115 | 0 | 0 | 0 | 0 | 0 | 0 | 0 | 0 | 0 | 1 | 1 | 1 | 0 | 0 | 0 | 0 | 0 | 0 | 0 | 0 | 0 | 0 | 0 | 0 | 0 | 0 | 0 | 0 | 0 | 0 | 1 | 1 | 1
SCE Metro | Redondo | 230 | 0 | 0 | 0 | 0 | 0 | 0 | 0 | 0 | 0 | 1 | 1 | 1 | 0 | 0 | 0 | 0 | 0 | 0 | 0 | 0 | 0 | 0 | 0 | 0 | 0 | 0 | 0 | 0 | 0 | 0 | 1 | 1 | 1
PG&E FRESNO | Reedley | 115 | 0 | 0 | 0 | 0 | 0 | 0 | 0 | 0 | 0 | 1 | 1 | 1 | 0 | 0 | 0 | 0 | 0 | 0 | 0 | 0 | 0 | 0 | 0 | 0 | 0 | 0 | 0 | 0 | 0 | 0 | 1 | 1 | 1
PG&E KERN | Renfro | 115 | 0 | 0 | 0 | 0 | 0 | 0 | 0 | 0 | 0 | 1 | 1 | 1 | 0 | 0 | 0 | 0 | 0 | 0 | 0 | 0 | 0 | 0 | 0 | 0 | 0 | 0 | 0 | 0 | 0 | 0 | 1 | 1 | 1
PG&E GBA | Richmond R | 115 | 0 | 0 | 0 | 0 | 0 | 0 | 0 | 0 | 0 | 1 | 1 | 1 | 0 | 0 | 0 | 0 | 0 | 0 | 0 | 0 | 0 | 0 | 0 | 0 | 0 | 0 | 0 | 0 | 0 | 0 | 1 | 1 | 1
PG&E NGBA | Rincon | 115 | 0 | 0 | 0 | 0 | 0 | 0 | 0 | 0 | 0 | 1 | 1 | 1 | 0 | 0 | 0 | 0 | 0 | 0 | 0 | 0 | 0 | 0 | 0 | 0 | 0 | 0 | 0 | 0 | 0 | 0 | 1 | 1 | 1
PG&E KERN | Rio Bravo | 115 | 0 | 0 | 0 | 0 | 0 | 0 | 0 | 0 | 0 | 1 | 1 | 1 | 0 | 0 | 0 | 0 | 0 | 0 | 0 | 0 | 0 | 0 | 0 | 0 | 0 | 0 | 0 | 0 | 0 | 0 | 1 | 1 | 1
SCE Metro | Rio Hondo | 230 | 0 | 0 | 0 | 0 | 0 | 265 | 10 | 275 | 275 | 1 | 1 | 1 | 0 | 0 | 0 | 0 | 0 | 0 | 0 | 0 | 0 | 0 | 0 | 0 | 0 | 0 | 265 | 10 | 275 | 275 | 1 | 1 | 1
PG&E NGBA | Rio Oso | 115 | 0 | 0 | 0 | 0 | 0 | 0 | 0 | 0 | 0 | 1 | 1 | 1 | 0 | 0 | 0 | 0 | 0 | 0 | 0 | 0 | 0 | 0 | 0 | 0 | 0 | 0 | 0 | 0 | 0 | 0 | 1 | 1 | 1
PG&E NGBA | Rio Oso | 230 | 0 | 0 | 0 | 0 | 0 | 0 | 0 | 0 | 0 | 1 | 1 | 1 | 0 | 0 | 0 | 0 | 0 | 0 | 0 | 0 | 0 | 0 | 0 | 0 | 0 | 0 | 0 | 0 | 0 | 0 | 1 | 1 | 1
PG&E GBA | Ripon | 115 | 0 | 0 | 0 | 0 | 0 | 99 | 0 | 99 | 99 | 2 | 1 | 2 | 0 | 0 | 0 | 0 | 0 | 0 | 0 | 0 | 0 | 0 | 0 | 0 | 0 | 0 | 99 | 0 | 99 | 99 | 2 | 1 | 2
PG&E GBA | Riverbank | 115 | 0 | 0 | 0 | 0 | 0 | 0 | 0 | 0 | 0 | 1 | 1 | 1 | 0 | 0 | 0 | 0 | 0 | 0 | 0 | 0 | 0 | 0 | 0 | 0 | 0 | 0 | 0 | 0 | 0 | 0 | 1 | 1 | 1
SCE NOL | Roadway | 115 | 0 | 0 | 0 | 200 | 0 | 100 | 0 | 300 | 300 | 4 | 1 | 4 | 0 | 0 | 0 | 0 | 0 | 0 | 0 | 0 | 0 | 0 | 0 | 0 | 200 | 0 | 100 | 0 | 300 | 300 | 4 | 1 | 4
PG&E NGBA | Rock Creek 1 | 230 | 0 | 0 | 0 | 0 | 0 | 0 | 0 | 0 | 0 | 1 | 1 | 1 | 0 | 0 | 0 | 0 | 0 | 0 | 0 | 0 | 0 | 0 | 0 | 0 | 0 | 0 | 0 | 0 | 0 | 0 | 1 | 1 | 1
SCE Northern | Rosamond | 66 | 0 | 0 | 0 | 0 | 0 | 0 | 0 | 0 | 0 | 1 | 1 | 1 | 0 | 0 | 0 | 0 | 0 | 0 | 0 | 0 | 0 | 0 | 0 | 0 | 0 | 0 | 0 | 0 | 0 | 0 | 1 | 1 | 1
PG&E GBA | Rossmoor | 230 | 0 | 0 | 0 | 0 | 0 | 0 | 0 | 0 | 0 | 1 | 1 | 1 | 0 | 0 | 0 | 0 | 0 | 0 | 0 | 0 | 0 | 0 | 0 | 0 | 0 | 0 | 0 | 0 | 0 | 0 | 1 | 1 | 1
PG&E NGBA | Round Mountain | 230 | 0 | 0 | 0 | 0 | 0 | 0 | 0 | 0 | 0 | 1 | 1 | 1 | 0 | 0 | 0 | 0 | 0 | 0 | 0 | 0 | 0 | 0 | 0 | 0 | 0 | 0 | 0 | 0 | 0 | 0 | 1 | 1 | 1
PG&E NGBA | Round Mountain | 500 | 0 | 0 | 0 | 0 | 0 | 0 | 0 | 0 | 0 | 1 | 1 | 1 | 0 | 0 | 0 | 0 | 0 | 0 | 0 | 0 | 0 | 0 | 0 | 0 | 0 | 0 | 0 | 0 | 0 | 0 | 1 | 1 | 1
PG&E GBA | Salado | 115 | 0 | 0 | 0 | 0 | 0 | 0 | 0 | 0 | 0 | 1 | 1 | 1 | 0 | 0 | 0 | 0 | 0 | 0 | 0 | 0 | 0 | 0 | 0 | 0 | 0 | 0 | 0 | 0 | 0 | 0 | 1 | 1 | 1
PG&E GBA | Salado | 60 | 0 | 0 | 0 | 0 | 0 | 0 | 0 | 0 | 0 | 1 | 1 | 1 | 0 | 0 | 0 | 0 | 0 | 0 | 0 | 0 | 0 | 0 | 0 | 0 | 0 | 0 | 0 | 0 | 0 | 0 | 1 | 1 | 1
PG&E GBA | Salinas | 115 | 0 | 0 | 0 | 0 | 0 | 0 | 0 | 0 | 0 | 1 | 1 | 1 | 0 | 0 | 0 | 0 | 0 | 0 | 0 | 0 | 0 | 0 | 0 | 0 | 0 | 0 | 0 | 0 | 0 | 0 | 1 | 1 | 1
SDGE | Salt Creek | 69 | 0 | 0 | 0 | 0 | 0 | 0 | 0 | 0 | 0 | 1 | 1 | 1 | 0 | 0 | 0 | 0 | 0 | 0 | 0 | 0 | 0 | 0 | 0 | 0 | 0 | 0 | 0 | 0 | 0 | 0 | 1 | 1 | 1
SCE Eastern | San Bernardino | 230 | 0 | 0 | 0 | 0 | 0 | 0 | 0 | 0 | 0 | 1 | 1 | 1 | 0 | 0 | 0 | 0 | 0 | 0 | 0 | 0 | 0 | 0 | 0 | 0 | 0 | 0 | 0 | 0 | 0 | 0 | 1 | 1 | 1
PG&E GBA | SAN FRAN A (POTRERO PP) | 115 | 0 | 0 | 0 | 0 | 0 | 0 | 0 | 0 | 0 | 1 | 1 | 1 | 0 | 0 | 0 | 0 | 0 | 0 | 0 | 0 | 0 | 0 | 0 | 0 | 0 | 0 | 0 | 0 | 0 | 0 | 1 | 1 | 1
PG&E GBA | SAN FRAN A (POTRERO PP) | 230 | 0 | 0 | 0 | 0 | 0 | 0 | 0 | 0 | 0 | 1 | 1 | 1 | 0 | 0 | 0 | 0 | 0 | 0 | 0 | 0 | 0 | 0 | 0 | 0 | 0 | 0 | 0 | 0 | 0 | 0 | 1 | 1 | 1
PG&E GBA | San Jose A | 115 | 0 | 0 | 0 | 0 | 0 | 0 | 0 | 0 | 0 | 1 | 1 | 1 | 0 | 0 | 0 | 0 | 0 | 0 | 0 | 0 | 0 | 0 | 0 | 0 | 0 | 0 | 0 | 0 | 0 | 0 | 1 | 1 | 1
PG&E GBA | San Jose B | 115 | 0 | 0 | 0 | 0 | 0 | 0 | 0 | 0 | 0 | 1 | 1 | 1 | 0 | 0 | 0 | 0 | 0 | 0 | 0 | 0 | 0 | 0 | 0 | 0 | 0 | 0 | 0 | 0 | 0 | 0 | 1 | 1 | 1
PG&E GBA | San Leandro U | 115 | 0 | 0 | 0 | 0 | 0 | 0 | 0 | 0 | 0 | 1 | 1 | 1 | 0 | 0 | 0 | 0 | 0 | 0 | 0 | 0 | 0 | 0 | 0 | 0 | 0 | 0 | 0 | 0 | 0 | 0 | 1 | 1 | 1
PG&E KERN | San Luis Obispo | 115 | 0 | 0 | 0 | 0 | 0 | 0 | 0 | 0 | 0 | 1 | 1 | 1 | 0 | 0 | 0 | 0 | 0 | 0 | 0 | 0 | 0 | 0 | 0 | 0 | 0 | 0 | 0 | 0 | 0 | 0 | 1 | 1 | 1
PG&E KERN | San Luis Obispo | 70 | 0 | 0 | 0 | 0 | 0 | 0 | 0 | 0 | 0 | 1 | 1 | 1 | 0 | 0 | 0 | 0 | 0 | 0 | 0 | 0 | 0 | 0 | 0 | 0 | 0 | 0 | 0 | 0 | 0 | 0 | 1 | 1 | 1
SDGE | San Luis Rey | 230 | 0 | 0 | 0 | 0 | 0 | 0 | 0 | 0 | 0 | 1 | 1 | 1 | 0 | 0 | 0 | 0 | 0 | 0 | 0 | 0 | 0 | 0 | 0 | 0 | 0 | 0 | 0 | 0 | 0 | 0 | 1 | 1 | 1
SDGE | San Luis Rey | 69 | 0 | 0 | 0 | 0 | 0 | 0 | 0 | 0 | 0 | 1 | 1 | 1 | 0 | 0 | 0 | 0 | 0 | 0 | 0 | 0 | 0 | 0 | 0 | 0 | 0 | 0 | 0 | 0 | 0 | 0 | 1 | 1 | 1
SDGE | San Marcos | 69 | 0 | 0 | 0 | 0 | 0 | 0 | 0 | 0 | 0 | 1 | 1 | 1 | 0 | 0 | 0 | 0 | 0 | 0 | 0 | 0 | 0 | 0 | 0 | 0 | 0 | 0 | 0 | 0 | 0 | 0 | 1 | 1 | 1
SCE Metro | San Onofre | 230 | 0 | 0 | 0 | 0 | 0 | 0 | 0 | 0 | 0 | 1 | 1 | 1 | 0 | 0 | 0 | 0 | 0 | 0 | 0 | 0 | 0 | 0 | 0 | 0 | 0 | 0 | 0 | 0 | 0 | 0 | 1 | 1 | 1
PG&E GBA | San Pablo | 115 | 0 | 0 | 0 | 0 | 0 | 0 | 0 | 0 | 0 | 1 | 1 | 1 | 0 | 0 | 0 | 0 | 0 | 0 | 0 | 0 | 0 | 0 | 0 | 0 | 0 | 0 | 0 | 0 | 0 | 0 | 1 | 1 | 1
PG&E GBA | San Ramon | 230 | 0 | 0 | 0 | 0 | 0 | 0 | 0 | 0 | 0 | 1 | 1 | 1 | 0 | 0 | 0 | 0 | 0 | 0 | 0 | 0 | 0 | 0 | 0 | 0 | 0 | 0 | 0 | 0 | 0 | 0 | 1 | 1 | 1
SDGE | San Ysidro | 69 | 0 | 0 | 0 | 0 | 0 | 0 | 0 | 0 | 0 | 1 | 1 | 1 | 0 | 0 | 0 | 0 | 0 | 0 | 0 | 0 | 0 | 0 | 0 | 0 | 0 | 0 | 0 | 0 | 0 | 0 | 1 | 1 | 1
SCE NOL | Sandlot | 230 | 0 | 0 | 0 | 0 | 0 | 0 | 0 | 0 | 0 | 1 | 1 | 1 | 0 | 0 | 0 | 0 | 0 | 0 | 0 | 0 | 0 | 0 | 0 | 0 | 0 | 0 | 0 | 0 | 0 | 0 | 1 | 1 | 1
EOP | Sandy | 138 | 0 | 0 | 0 | 0 | 0 | 0 | 0 | 0 | 0 | 1 | 1 | 1 | 0 | 0 | 0 | 0 | 0 | 0 | 0 | 0 | 0 | 0 | 0 | 0 | 0 | 0 | 0 | 0 | 0 | 0 | 1 | 1 | 1
PG&E FRESNO | Sanger | 115 | 0 | 0 | 0 | 0 | 0 | 0 | 0 | 0 | 0 | 1 | 1 | 1 | 0 | 0 | 0 | 100 | 100 | 0 | 30 | 230 | 230 | 0 | 0 | 0 | 100 | 100 | 0 | 30 | 230 | 230 | 4 | 1 | 4
SCE Northern | Santa Clara | 230 | 0 | 0 | 0 | 0 | 0 | 0 | 0 | 0 | 0 | 1 | 1 | 1 | 0 | 0 | 0 | 0 | 0 | 0 | 0 | 0 | 0 | 0 | 0 | 0 | 0 | 0 | 0 | 0 | 0 | 0 | 1 | 1 | 1
PG&E NGBA | Santa Rosa A | 115 | 0 | 0 | 0 | 0 | 0 | 0 | 0 | 0 | 0 | 1 | 1 | 1 | 0 | 0 | 0 | 0 | 0 | 0 | 0 | 0 | 0 | 0 | 0 | 0 | 0 | 0 | 0 | 0 | 0 | 0 | 1 | 1 | 1
PG&E GBA | Santa Teresa | 115 | 0 | 0 | 0 | 0 | 0 | 0 | 0 | 0 | 0 | 1 | 1 | 1 | 0 | 0 | 0 | 0 | 0 | 0 | 0 | 0 | 0 | 0 | 0 | 0 | 0 | 0 | 0 | 0 | 0 | 0 | 1 | 1 | 1
SDGE | Santee | 138 | 0 | 0 | 0 | 0 | 0 | 10 | 0 | 10 | 10 | 1 | 1 | 1 | 0 | 0 | 0 | 0 | 0 | 0 | 0 | 0 | 0 | 0 | 0 | 0 | 0 | 0 | 10 | 0 | 10 | 10 | 1 | 1 | 1
SCE Metro | Santiago | 230 | 0 | 0 | 0 | 0 | 0 | 0 | 0 | 0 | 0 | 1 | 1 | 1 | 0 | 0 | 0 | 0 | 0 | 0 | 0 | 0 | 0 | 0 | 0 | 0 | 0 | 0 | 0 | 0 | 0 | 0 | 1 | 1 | 1
PG&E GBA | Saratoga | 230 | 0 | 0 | 0 | 0 | 0 | 0 | 0 | 0 | 0 | 1 | 1 | 1 | 0 | 0 | 0 | 0 | 0 | 0 | 0 | 0 | 0 | 0 | 0 | 0 | 0 | 0 | 0 | 0 | 0 | 0 | 1 | 1 | 1
SCE Northern | Saugus | 230 | 0 | 0 | 0 | 0 | 0 | 0 | 0 | 0 | 0 | 1 | 1 | 1 | 0 | 0 | 0 | 0 | 0 | 0 | 0 | 0 | 0 | 0 | 0 | 0 | 0 | 0 | 0 | 0 | 0 | 0 | 1 | 1 | 1
PG&E FRESNO | Schindler | 115 | 0 | 0 | 0 | 0 | 0 | 0 | 0 | 0 | 0 | 1 | 1 | 1 | 0 | 0 | 0 | 100 | 0 | 0 | 40 | 140 | 140 | 0 | 0 | 0 | 100 | 0 | 0 | 40 | 140 | 140 | 3 | 1 | 3
PG&E FRESNO | Schindler | 70 | 0 | 0 | 0 | 0 | 0 | 0 | 0 | 0 | 0 | 1 | 1 | 1 | 0 | 0 | 0 | 0 | 0 | 0 | 0 | 0 | 0 | 0 | 0 | 0 | 0 | 0 | 0 | 0 | 0 | 0 | 1 | 1 | 1
PG&E GBA | Schulte | 115 | 0 | 0 | 0 | 0 | 0 | 0 | 0 | 0 | 0 | 1 | 1 | 1 | 0 | 0 | 0 | 0 | 0 | 0 | 0 | 0 | 0 | 0 | 0 | 0 | 0 | 0 | 0 | 0 | 0 | 0 | 1 | 1 | 1
SDGE | Scripps | 69 | 0 | 0 | 0 | 0 | 0 | 0 | 0 | 0 | 0 | 1 | 1 | 1 | 0 | 0 | 0 | 0 | 0 | 0 | 0 | 0 | 0 | 0 | 0 | 0 | 0 | 0 | 0 | 0 | 0 | 0 | 1 | 1 | 1
PG&E KERN | Semitropic | 115 | 0 | 0 | 0 | 0 | 0 | 0 | 0 | 0 | 0 | 1 | 1 | 1 | 0 | 0 | 0 | 0 | 0 | 0 | 0 | 0 | 0 | 0 | 0 | 0 | 0 | 0 | 0 | 0 | 0 | 0 | 1 | 1 | 1
SCE Metro | Serrano | 230 | 0 | 0 | 0 | 0 | 0 | 0 | 0 | 0 | 0 | 1 | 1 | 1 | 0 | 0 | 0 | 0 | 0 | 0 | 0 | 0 | 0 | 0 | 0 | 0 | 0 | 0 | 0 | 0 | 0 | 0 | 1 | 1 | 1
SCE Metro | Serrano | 500 | 0 | 0 | 0 | 0 | 0 | 0 | 0 | 0 | 0 | 1 | 1 | 1 | 0 | 0 | 0 | 0 | 0 | 0 | 0 | 0 | 0 | 0 | 0 | 0 | 0 | 0 | 0 | 0 | 0 | 0 | 1 | 1 | 1
SDGE | Shadowridge | 138 | 0 | 0 | 0 | 0 | 0 | 0 | 0 | 0 | 0 | 1 | 1 | 1 | 0 | 0 | 0 | 0 | 0 | 0 | 0 | 0 | 0 | 0 | 0 | 0 | 0 | 0 | 0 | 0 | 0 | 0 | 1 | 1 | 1
PG&E KERN | Shafter | 115 | 0 | 0 | 0 | 0 | 0 | 0 | 0 | 0 | 0 | 1 | 1 | 1 | 0 | 0 | 0 | 0 | 0 | 0 | 0 | 0 | 0 | 0 | 0 | 0 | 0 | 0 | 0 | 0 | 0 | 0 | 1 | 1 | 1
PG&E NGBA | Silverado | 115 | 0 | 0 | 0 | 0 | 0 | 0 | 0 | 0 | 0 | 1 | 1 | 1 | 0 | 0 | 0 | 0 | 0 | 0 | 0 | 0 | 0 | 0 | 0 | 0 | 0 | 0 | 0 | 0 | 0 | 0 | 1 | 1 | 1
SDGE | Silvergate | 230 | 0 | 0 | 0 | 0 | 0 | 0 | 0 | 0 | 0 | 1 | 1 | 1 | 0 | 0 | 0 | 0 | 0 | 0 | 0 | 0 | 0 | 0 | 0 | 0 | 0 | 0 | 0 | 0 | 0 | 0 | 1 | 1 | 1
SDGE | Silvergate | 69 | 0 | 0 | 0 | 0 | 0 | 0 | 0 | 0 | 0 | 1 | 1 | 1 | 0 | 0 | 0 | 0 | 0 | 0 | 0 | 0 | 0 | 0 | 0 | 0 | 0 | 0 | 0 | 0 | 0 | 0 | 1 | 1 | 1
PG&E KERN | Sisquoc | 115 | 0 | 0 | 0 | 0 | 0 | 0 | 0 | 0 | 0 | 1 | 1 | 1 | 0 | 0 | 0 | 0 | 0 | 0 | 0 | 0 | 0 | 0 | 0 | 0 | 0 | 0 | 0 | 0 | 0 | 0 | 1 | 1 | 1
EOP | Sloan Canyon | 230 | 260 | 50 | 310 | 0 | 0 | 0 | 0 | 0 | 310 | 1 | 1 | 1 | 260 | 50 | 310 | 0 | 0 | 0 | 0 | 0 | 310 | 260 | 50 | 310 | 0 | 0 | 0 | 0 | 0 | 310 | 1 | 1 | 1
EOP | Sloan Canyon | 500 | 0 | 0 | 0 | 0 | 0 | 0 | 0 | 0 | 0 | 1 | 1 | 1 | 0 | 0 | 0 | 0 | 0 | 0 | 0 | 0 | 0 | 0 | 0 | 0 | 0 | 0 | 0 | 0 | 0 | 0 | 1 | 1 | 1
PG&E KERN | Smyrna | 115 | 0 | 0 | 0 | 0 | 0 | 0 | 0 | 0 | 0 | 1 | 1 | 1 | 0 | 0 | 0 | 0 | 0 | 0 | 0 | 0 | 0 | 0 | 0 | 0 | 0 | 0 | 0 | 0 | 0 | 0 | 1 | 1 | 1
PG&E GBA | Sobrante | 115 | 0 | 0 | 0 | 0 | 0 | 0 | 0 | 0 | 0 | 1 | 1 | 1 | 0 | 0 | 0 | 0 | 0 | 0 | 0 | 0 | 0 | 0 | 0 | 0 | 0 | 0 | 0 | 0 | 0 | 0 | 1 | 1 | 1
PG&E GBA | Sobrante | 230 | 0 | 0 | 0 | 0 | 0 | 0 | 0 | 0 | 0 | 1 | 1 | 1 | 0 | 0 | 0 | 0 | 0 | 0 | 0 | 0 | 0 | 0 | 0 | 0 | 0 | 0 | 0 | 0 | 0 | 0 | 1 | 1 | 1
PG&E KERN | Solar | 230 | 0 | 0 | 0 | 0 | 0 | 0 | 0 | 0 | 0 | 1 | 1 | 1 | 0 | 0 | 0 | 0 | 0 | 0 | 0 | 0 | 0 | 0 | 0 | 0 | 0 | 0 | 0 | 0 | 0 | 0 | 1 | 1 | 1
PG&E GBA | Soledad | 115 | 0 | 0 | 0 | 0 | 0 | 0 | 0 | 0 | 0 | 1 | 1 | 1 | 0 | 0 | 0 | 0 | 0 | 0 | 0 | 0 | 0 | 0 | 0 | 0 | 0 | 0 | 0 | 0 | 0 | 0 | 1 | 1 | 1
PG&E GBA | Soledad | 60 | 6 | 0 | 6 | 0 | 0 | 0 | 0 | 0 | 6 | 3 | 3 | 1 | 6 | 0 | 6 | 0 | 0 | 0 | 0 | 0 | 6 | 6 | 0 | 6 | 0 | 0 | 0 | 0 | 0 | 6 | 3 | 3 | 1
SDGE | Spring Valley | 69 | 0 | 0 | 0 | 0 | 0 | 0 | 0 | 0 | 0 | 1 | 1 | 1 | 0 | 0 | 0 | 0 | 0 | 0 | 0 | 0 | 0 | 0 | 0 | 0 | 0 | 0 | 0 | 0 | 0 | 0 | 1 | 1 | 1
SCE Northern | Springville | 230 | 0 | 0 | 0 | 0 | 0 | 225 | 0 | 225 | 225 | 1 | 1 | 1 | 0 | 0 | 0 | 170 | 180 | 0 | 50 | 400 | 400 | 0 | 0 | 0 | 170 | 180 | 225 | 50 | 625 | 625 | 1 | 1 | 1
PG&E GBA | Stagg | 230 | 0 | 0 | 0 | 0 | 0 | 0 | 0 | 0 | 0 | 1 | 1 | 1 | 0 | 0 | 0 | 0 | 0 | 0 | 0 | 0 | 0 | 0 | 0 | 0 | 0 | 0 | 0 | 0 | 0 | 0 | 1 | 1 | 1
PG&E GBA | Standard Oil | 115 | 0 | 0 | 0 | 0 | 0 | 0 | 0 | 0 | 0 | 1 | 1 | 1 | 0 | 0 | 0 | 0 | 0 | 0 | 0 | 0 | 0 | 0 | 0 | 0 | 0 | 0 | 0 | 0 | 0 | 0 | 1 | 1 | 1
PG&E GBA | Stanislaus | 115 | 0 | 0 | 0 | 0 | 0 | 0 | 0 | 0 | 0 | 1 | 1 | 1 | 0 | 0 | 0 | 0 | 0 | 0 | 0 | 0 | 0 | 0 | 0 | 0 | 0 | 0 | 0 | 0 | 0 | 0 | 1 | 1 | 1
PG&E KERN | Stockdale | 115 | 0 | 0 | 0 | 0 | 0 | 0 | 0 | 0 | 0 | 1 | 1 | 1 | 0 | 0 | 0 | 0 | 0 | 0 | 0 | 0 | 0 | 0 | 0 | 0 | 0 | 0 | 0 | 0 | 0 | 0 | 1 | 1 | 1
PG&E KERN | Stockdale | 230 | 0 | 0 | 0 | 0 | 0 | 0 | 0 | 0 | 0 | 1 | 1 | 1 | 0 | 0 | 0 | 0 | 0 | 0 | 0 | 0 | 0 | 0 | 0 | 0 | 0 | 0 | 0 | 0 | 0 | 0 | 1 | 1 | 1
PG&E GBA | Stockton A | 115 | 0 | 0 | 0 | 0 | 0 | 0 | 0 | 0 | 0 | 1 | 1 | 1 | 0 | 0 | 0 | 0 | 0 | 0 | 0 | 0 | 0 | 0 | 0 | 0 | 0 | 0 | 0 | 0 | 0 | 0 | 1 | 1 | 1
PG&E GBA | Stone | 115 | 0 | 0 | 0 | 0 | 0 | 0 | 0 | 0 | 0 | 1 | 1 | 1 | 0 | 0 | 0 | 0 | 0 | 0 | 0 | 0 | 0 | 0 | 0 | 0 | 0 | 0 | 0 | 0 | 0 | 0 | 1 | 1 | 1
PG&E FRESNO | Storey | 230 | 0 | 0 | 0 | 0 | 0 | 0 | 0 | 0 | 0 | 1 | 1 | 1 | 0 | 0 | 0 | 0 | 0 | 0 | 0 | 0 | 0 | 0 | 0 | 0 | 0 | 0 | 0 | 0 | 0 | 0 | 1 | 1 | 1
PG&E NGBA | Summit | 115 | 0 | 0 | 0 | 0 | 0 | 0 | 0 | 0 | 0 | 1 | 1 | 1 | 0 | 0 | 0 | 0 | 0 | 0 | 0 | 0 | 0 | 0 | 0 | 0 | 0 | 0 | 0 | 0 | 0 | 0 | 1 | 1 | 1
SDGE | Suncrest | 230 | 0 | 0 | 0 | 0 | 0 | 0 | 0 | 0 | 0 | 1 | 1 | 1 | 0 | 0 | 0 | 0 | 0 | 0 | 0 | 0 | 0 | 0 | 0 | 0 | 0 | 0 | 0 | 0 | 0 | 0 | 1 | 1 | 1
SDGE | Suncrest | 500 | 0 | 0 | 0 | 0 | 0 | 0 | 0 | 0 | 0 | 1 | 1 | 1 | 0 | 0 | 0 | 0 | 0 | 0 | 0 | 0 | 0 | 0 | 0 | 0 | 0 | 0 | 0 | 0 | 0 | 0 | 1 | 1 | 1
PG&E KERN | Sunrise | 230 | 0 | 0 | 0 | 0 | 0 | 0 | 0 | 0 | 0 | 1 | 1 | 1 | 0 | 0 | 0 | 0 | 0 | 0 | 0 | 0 | 0 | 0 | 0 | 0 | 0 | 0 | 0 | 0 | 0 | 0 | 1 | 1 | 1
PG&E KERN | Sunset | 230 | 0 | 0 | 0 | 0 | 0 | 0 | 0 | 0 | 0 | 1 | 1 | 1 | 0 | 0 | 0 | 0 | 0 | 0 | 0 | 0 | 0 | 0 | 0 | 0 | 0 | 0 | 0 | 0 | 0 | 0 | 1 | 1 | 1
PG&E GBA | Swift | 115 | 0 | 0 | 0 | 0 | 0 | 0 | 0 | 0 | 0 | 1 | 1 | 1 | 0 | 0 | 0 | 0 | 0 | 0 | 0 | 0 | 0 | 0 | 0 | 0 | 0 | 0 | 0 | 0 | 0 | 0 | 1 | 1 | 1
SDGE | Sycamore Canyon | 138 | 0 | 0 | 0 | 0 | 0 | 0 | 0 | 0 | 0 | 1 | 1 | 1 | 0 | 0 | 0 | 0 | 0 | 0 | 0 | 0 | 0 | 0 | 0 | 0 | 0 | 0 | 0 | 0 | 0 | 0 | 1 | 1 | 1
SDGE | Sycamore Canyon | 230 | 0 | 0 | 0 | 0 | 0 | 0 | 0 | 0 | 0 | 1 | 1 | 1 | 0 | 0 | 0 | 0 | 0 | 0 | 0 | 0 | 0 | 0 | 0 | 0 | 0 | 0 | 0 | 0 | 0 | 0 | 1 | 1 | 1
SDGE | Sycamore Canyon | 69 | 0 | 0 | 0 | 0 | 0 | 0 | 0 | 0 | 0 | 1 | 1 | 1 | 0 | 0 | 0 | 0 | 0 | 0 | 0 | 0 | 0 | 0 | 0 | 0 | 0 | 0 | 0 | 0 | 0 | 0 | 1 | 1 | 1
SCE Northern | Sylmar | 230 | 0 | 0 | 0 | 0 | 0 | 0 | 0 | 0 | 0 | 1 | 1 | 1 | 0 | 0 | 0 | 0 | 0 | 0 | 0 | 0 | 0 | 0 | 0 | 0 | 0 | 0 | 0 | 0 | 0 | 0 | 1 | 1 | 1
PG&E NGBA | Table Mountain | 115 | 0 | 0 | 0 | 0 | 0 | 0 | 0 | 0 | 0 | 1 | 1 | 1 | 0 | 0 | 0 | 0 | 0 | 0 | 0 | 0 | 0 | 0 | 0 | 0 | 0 | 0 | 0 | 0 | 0 | 0 | 1 | 1 | 1
PG&E NGBA | Table Mountain | 230 | 0 | 0 | 0 | 0 | 0 | 0 | 0 | 0 | 0 | 1 | 1 | 1 | 0 | 0 | 0 | 0 | 0 | 0 | 0 | 0 | 0 | 0 | 0 | 0 | 0 | 0 | 0 | 0 | 0 | 0 | 1 | 1 | 1
PG&E NGBA | Table Mountain | 500 | 0 | 0 | 0 | 0 | 0 | 0 | 0 | 0 | 0 | 1 | 1 | 1 | 0 | 0 | 0 | 0 | 0 | 0 | 0 | 0 | 0 | 0 | 0 | 0 | 0 | 0 | 0 | 0 | 0 | 0 | 1 | 1 | 1
PG&E NGBA | Table Mountain | 60 | 0 | 0 | 0 | 0 | 0 | 0 | 0 | 0 | 0 | 1 | 1 | 1 | 0 | 0 | 0 | 0 | 0 | 0 | 0 | 0 | 0 | 0 | 0 | 0 | 0 | 0 | 0 | 0 | 0 | 0 | 1 | 1 | 1
PG&E KERN | Taft | 115 | 0 | 0 | 0 | 0 | 3 | 3 | 0 | 6 | 6 | 1 | 1 | 1 | 0 | 0 | 0 | 0 | 0 | 0 | 0 | 0 | 0 | 0 | 0 | 0 | 0 | 3 | 3 | 0 | 6 | 6 | 1 | 1 | 1
SDGE | Talega | 138 | 0 | 0 | 0 | 0 | 0 | 0 | 0 | 0 | 0 | 1 | 1 | 1 | 0 | 0 | 0 | 0 | 0 | 0 | 70 | 70 | 70 | 0 | 0 | 0 | 0 | 0 | 0 | 70 | 70 | 70 | 2 | 1 | 2
SDGE | Talega | 230 | 0 | 0 | 0 | 0 | 0 | 0 | 0 | 0 | 0 | 1 | 1 | 1 | 0 | 0 | 0 | 0 | 0 | 0 | 0 | 0 | 0 | 0 | 0 | 0 | 0 | 0 | 0 | 0 | 0 | 0 | 1 | 1 | 1
PG&E GBA | Tassajara | 230 | 0 | 0 | 0 | 0 | 0 | 0 | 0 | 0 | 0 | 1 | 1 | 1 | 0 | 0 | 0 | 0 | 0 | 0 | 0 | 0 | 0 | 0 | 0 | 0 | 0 | 0 | 0 | 0 | 0 | 0 | 1 | 1 | 1
PG&E KERN | Tejon | 70 | 0 | 0 | 0 | 0 | 0 | 0 | 0 | 0 | 0 | 1 | 1 | 1 | 0 | 0 | 0 | 0 | 0 | 0 | 0 | 0 | 0 | 0 | 0 | 0 | 0 | 0 | 0 | 0 | 0 | 0 | 1 | 1 | 1
SDGE | Telegraph Canyon | 138 | 0 | 0 | 0 | 0 | 0 | 0 | 0 | 0 | 0 | 1 | 1 | 1 | 0 | 0 | 0 | 0 | 0 | 0 | 0 | 0 | 0 | 0 | 0 | 0 | 0 | 0 | 0 | 0 | 0 | 0 | 1 | 1 | 1
PG&E KERN | Temblor | 115 | 0 | 0 | 0 | 0 | 0 | 0 | 0 | 0 | 0 | 1 | 1 | 1 | 0 | 0 | 0 | 0 | 0 | 0 | 0 | 0 | 0 | 0 | 0 | 0 | 0 | 0 | 0 | 0 | 0 | 0 | 1 | 1 | 1
PG&E KERN | Templeton | 230 | 113.07 | 0 | 113.07 | 0 | 0 | 0 | 0 | 0 | 113.07 | 1 | 2 | 1 | 113.07 | 0 | 113.07 | 0 | 0 | 0 | 0 | 0 | 113.07 | 113.07 | 0 | 113.07 | 0 | 0 | 0 | 0 | 0 | 113.07 | 1 | 2 | 1
PG&E KERN | Templeton | 70 | 0 | 0 | 0 | 0 | 0 | 0 | 0 | 0 | 0 | 1 | 1 | 1 | 0 | 0 | 0 | 0 | 0 | 0 | 0 | 0 | 0 | 0 | 0 | 0 | 0 | 0 | 0 | 0 | 0 | 0 | 1 | 1 | 1
PG&E GBA | Tesla | 115 | 0 | 0 | 0 | 0 | 0 | 0 | 0 | 0 | 0 | 1 | 1 | 1 | 0 | 0 | 0 | 0 | 0 | 0 | 0 | 0 | 0 | 0 | 0 | 0 | 0 | 0 | 0 | 0 | 0 | 0 | 1 | 1 | 1
PG&E GBA | Tesla | 230 | 100 | 76.5 | 176.5 | 0 | 0 | 125 | 0 | 125 | 301.5 | 1 | 2 | 2 | 100 | 76.5 | 176.5 | 0 | 0 | 0 | 0 | 0 | 176.5 | 100 | 76.5 | 176.5 | 0 | 0 | 125 | 0 | 125 | 301.5 | 1 | 2 | 2
PG&E GBA | Tesla | 500 | 300 | 0 | 300 | 0 | 0 | 0 | 0 | 0 | 300 | 1 | 2 | 1 | 300 | 0 | 300 | 0 | 0 | 0 | 0 | 0 | 300 | 300 | 0 | 300 | 0 | 0 | 0 | 0 | 0 | 300 | 1 | 2 | 1
PG&E KERN | Tevis | 115 | 0 | 0 | 0 | 0 | 0 | 0 | 0 | 0 | 0 | 1 | 1 | 1 | 0 | 0 | 0 | 0 | 0 | 0 | 0 | 0 | 0 | 0 | 0 | 0 | 0 | 0 | 0 | 0 | 0 | 0 | 1 | 1 | 1
EOP | Thousandaire | 138 | 0 | 0 | 0 | 0 | 0 | 0 | 0 | 0 | 0 | 1 | 1 | 1 | 0 | 0 | 0 | 0 | 0 | 0 | 0 | 0 | 0 | 0 | 0 | 0 | 0 | 0 | 0 | 0 | 0 | 0 | 1 | 1 | 1
PG&E KERN | Topaz | 230 | 0 | 0 | 0 | 0 | 0 | 0 | 0 | 0 | 0 | 1 | 1 | 1 | 0 | 0 | 0 | 0 | 0 | 0 | 0 | 0 | 0 | 0 | 0 | 0 | 0 | 0 | 0 | 0 | 0 | 0 | 1 | 1 | 1
SCE NOL | Tortilla | 115 | 0 | 0 | 0 | 0 | 0 | 0 | 0 | 0 | 0 | 1 | 1 | 1 | 0 | 0 | 0 | 0 | 0 | 0 | 0 | 0 | 0 | 0 | 0 | 0 | 0 | 0 | 0 | 0 | 0 | 0 | 1 | 1 | 1
SDGE | Trabuco | 138 | 0 | 0 | 0 | 0 | 0 | 0 | 0 | 0 | 0 | 1 | 1 | 1 | 0 | 0 | 0 | 0 | 0 | 0 | 0 | 0 | 0 | 0 | 0 | 0 | 0 | 0 | 0 | 0 | 0 | 0 | 1 | 1 | 1
PG&E GBA | Tracy | 115 | 0 | 0 | 0 | 0 | 0 | 0 | 0 | 0 | 0 | 1 | 1 | 1 | 0 | 0 | 0 | 0 | 0 | 0 | 0 | 0 | 0 | 0 | 0 | 0 | 0 | 0 | 0 | 0 | 0 | 0 | 1 | 1 | 1
PG&E FRESNO | Tranquility | 230 | 0 | 0 | 0 | 0 | 600 | 662 | 0 | 1262 | 1262 | 2 | 1 | 2 | 0 | 0 | 0 | 200 | 300 | 0 | 125 | 625 | 625 | 0 | 0 | 0 | 200 | 900 | 662 | 125 | 1887 | 1887 | 2 | 1 | 2
PG&E GBA | Trimble | 115 | 0 | 0 | 0 | 0 | 0 | 0 | 0 | 0 | 0 | 1 | 1 | 1 | 0 | 0 | 0 | 0 | 0 | 0 | 0 | 0 | 0 | 0 | 0 | 0 | 0 | 0 | 0 | 0 | 0 | 0 | 1 | 1 | 1
EOP | Trout Canyon | 230 | 0 | 0 | 0 | 566 | 745 | 731 | 0 | 2042 | 2042 | 3 | 1 | 3 | 0 | 0 | 0 | 691 | 445 | 0 | 180 | 1316 | 1316 | 0 | 0 | 0 | 816 | 1095 | 731 | 180 | 2822 | 2822 | 3 | 1 | 3
EOP | Trout Canyon | 500 | 0 | 0 | 0 | 0 | 0 | 0 | 0 | 0 | 0 | 1 | 1 | 1 | 0 | 0 | 0 | 0 | 0 | 0 | 0 | 0 | 0 | 0 | 0 | 0 | 0 | 0 | 0 | 0 | 0 | 0 | 1 | 1 | 1
PG&E NGBA | Tulucay | 230 | 0 | 0 | 0 | 0 | 0 | 0 | 0 | 0 | 0 | 1 | 1 | 1 | 0 | 0 | 0 | 0 | 0 | 0 | 0 | 0 | 0 | 0 | 0 | 0 | 0 | 0 | 0 | 0 | 0 | 0 | 1 | 1 | 1
PG&E NGBA | Tulucay | 60 | 0 | 0 | 0 | 0 | 0 | 0 | 0 | 0 | 0 | 1 | 1 | 1 | 0 | 0 | 0 | 0 | 0 | 0 | 0 | 0 | 0 | 0 | 0 | 0 | 0 | 0 | 0 | 0 | 0 | 0 | 1 | 1 | 1
PG&E KERN | Tupman | 115 | 0 | 0 | 0 | 0 | 0 | 0 | 0 | 0 | 0 | 1 | 1 | 1 | 0 | 0 | 0 | 0 | 0 | 0 | 0 | 0 | 0 | 0 | 0 | 0 | 0 | 0 | 0 | 0 | 0 | 0 | 1 | 1 | 1
PG&E NGBA | Ukiah | 115 | 0 | 0 | 0 | 0 | 0 | 0 | 0 | 0 | 0 | 1 | 1 | 1 | 0 | 0 | 0 | 0 | 0 | 0 | 0 | 0 | 0 | 0 | 0 | 0 | 0 | 0 | 0 | 0 | 0 | 0 | 1 | 1 | 1
PG&E KERN | Union (Estrella) | 70 | 0 | 0 | 0 | 0 | 0 | 0 | 0 | 0 | 0 | 1 | 1 | 1 | 0 | 0 | 0 | 0 | 0 | 0 | 0 | 0 | 0 | 0 | 0 | 0 | 0 | 0 | 0 | 0 | 0 | 0 | 1 | 1 | 1
PG&E NGBA | Vaca Dixon | 115 | 0 | 0 | 0 | 0 | 0 | 0 | 0 | 0 | 0 | 1 | 1 | 1 | 0 | 0 | 0 | 0 | 0 | 0 | 0 | 0 | 0 | 0 | 0 | 0 | 0 | 0 | 0 | 0 | 0 | 0 | 1 | 1 | 1
PG&E NGBA | Vaca Dixon | 230 | 0 | 0 | 0 | 0 | 0 | 0 | 0 | 0 | 0 | 1 | 1 | 1 | 0 | 0 | 0 | 0 | 0 | 0 | 0 | 0 | 0 | 0 | 0 | 0 | 0 | 0 | 0 | 0 | 0 | 0 | 1 | 1 | 1
PG&E NGBA | Vaca Dixon | 500 | 0 | 0 | 0 | 0 | 0 | 0 | 0 | 0 | 0 | 1 | 1 | 1 | 0 | 0 | 0 | 0 | 0 | 0 | 0 | 0 | 0 | 0 | 0 | 0 | 0 | 0 | 0 | 0 | 0 | 0 | 1 | 1 | 1
PG&E NGBA | Vaca Dixon | 60 | 0 | 0 | 0 | 0 | 0 | 0 | 0 | 0 | 0 | 1 | 1 | 1 | 0 | 0 | 0 | 0 | 0 | 0 | 0 | 0 | 0 | 0 | 0 | 0 | 0 | 0 | 0 | 0 | 0 | 0 | 1 | 1 | 1
SCE Eastern | Valley (SCE) | 500 | 0 | 0 | 0 | 0 | 0 | 720 | 0 | 720 | 720 | 1 | 1 | 1 | 0 | 0 | 0 | 0 | 0 | 0 | 0 | 0 | 0 | 0 | 0 | 0 | 0 | 0 | 720 | 0 | 720 | 720 | 1 | 1 | 1
EOP | Valley (VEA) | 138 | 0 | 0 | 0 | 0 | 0 | 0 | 0 | 0 | 0 | 1 | 1 | 1 | 0 | 0 | 0 | 0 | 0 | 0 | 30 | 30 | 30 | 0 | 0 | 0 | 0 | 0 | 0 | 30 | 30 | 30 | 1 | 1 | 1
SDGE | Valley Center | 69 | 0 | 0 | 0 | 0 | 0 | 0 | 0 | 0 | 0 | 1 | 1 | 1 | 0 | 0 | 0 | 0 | 0 | 0 | 0 | 0 | 0 | 0 | 0 | 0 | 0 | 0 | 0 | 0 | 0 | 0 | 1 | 1 | 1
PG&E GBA | Valley Home | 115 | 0 | 0 | 0 | 0 | 0 | 0 | 0 | 0 | 0 | 1 | 1 | 1 | 0 | 0 | 0 | 0 | 0 | 0 | 0 | 0 | 0 | 0 | 0 | 0 | 0 | 0 | 0 | 0 | 0 | 0 | 1 | 1 | 1
PG&E GBA | Valley Springs | 230 | 0 | 0 | 0 | 0 | 0 | 0 | 0 | 0 | 0 | 1 | 1 | 1 | 0 | 0 | 0 | 0 | 0 | 0 | 0 | 0 | 0 | 0 | 0 | 0 | 0 | 0 | 0 | 0 | 0 | 0 | 1 | 1 | 1
PG&E GBA | Valley Springs | 60 | 0 | 0 | 0 | 0 | 0 | 0 | 0 | 0 | 0 | 1 | 1 | 1 | 0 | 0 | 0 | 0 | 0 | 0 | 0 | 0 | 0 | 0 | 0 | 0 | 0 | 0 | 0 | 0 | 0 | 0 | 1 | 1 | 1
EOP | Valley Switch | 138 | 0 | 0 | 0 | 0 | 0 | 0 | 0 | 0 | 0 | 1 | 1 | 1 | 0 | 0 | 0 | 0 | 0 | 0 | 0 | 0 | 0 | 0 | 0 | 0 | 0 | 0 | 0 | 0 | 0 | 0 | 1 | 1 | 1
EOP | Valley Switch | 230 | 0 | 0 | 0 | 0 | 0 | 0 | 0 | 0 | 0 | 1 | 1 | 1 | 0 | 0 | 0 | 0 | 0 | 0 | 0 | 0 | 0 | 0 | 0 | 0 | 0 | 0 | 0 | 0 | 0 | 0 | 1 | 1 | 1
PG&E GBA | Vasco | 230 | 0 | 0 | 0 | 0 | 0 | 0 | 0 | 0 | 0 | 1 | 1 | 1 | 0 | 0 | 0 | 0 | 0 | 0 | 0 | 0 | 0 | 0 | 0 | 0 | 0 | 0 | 0 | 0 | 0 | 0 | 1 | 1 | 1
PG&E GBA | Vasona | 230 | 0 | 0 | 0 | 0 | 0 | 0 | 0 | 0 | 0 | 1 | 1 | 1 | 0 | 0 | 0 | 0 | 0 | 0 | 0 | 0 | 0 | 0 | 0 | 0 | 0 | 0 | 0 | 0 | 0 | 0 | 1 | 1 | 1
SCE Northern | Vestal | 230 | 0 | 0 | 0 | 125 | 175 | 110 | 0 | 410 | 410 | 1 | 1 | 1 | 0 | 0 | 0 | 125 | 225 | 0 | 55 | 405 | 405 | 0 | 0 | 0 | 125 | 275 | 110 | 55 | 565 | 565 | 1 | 1 | 1
SCE Northern | Vestal | 66 | 0 | 0 | 0 | 0 | 0 | 80 | 0 | 80 | 80 | 4 | 1 | 4 | 0 | 0 | 0 | 0 | 0 | 0 | 0 | 0 | 0 | 0 | 0 | 0 | 0 | 0 | 80 | 0 | 80 | 80 | 4 | 1 | 4
SCE NOL | Victor | 115 | 0 | 0 | 0 | 0 | 0 | 0 | 0 | 0 | 0 | 1 | 1 | 1 | 0 | 0 | 0 | 0 | 0 | 0 | 0 | 0 | 0 | 0 | 0 | 0 | 0 | 0 | 0 | 0 | 0 | 0 | 1 | 1 | 1
SCE NOL | Victor | 230 | 0 | 0 | 0 | 0 | 0 | 0 | 0 | 0 | 0 | 1 | 1 | 1 | 0 | 0 | 0 | 0 | 0 | 0 | 0 | 0 | 0 | 0 | 0 | 0 | 0 | 0 | 0 | 0 | 0 | 0 | 1 | 1 | 1
SCE Metro | Viejo | 230 | 0 | 0 | 0 | 0 | 0 | 0 | 0 | 0 | 0 | 1 | 1 | 1 | 0 | 0 | 0 | 0 | 0 | 0 | 0 | 0 | 0 | 0 | 0 | 0 | 0 | 0 | 0 | 0 | 0 | 0 | 1 | 1 | 1
PG&E GBA | Vierra | 115 | 0 | 0 | 0 | 0 | 0 | 92 | 0 | 92 | 92 | 2 | 1 | 2 | 0 | 0 | 0 | 0 | 0 | 0 | 0 | 0 | 0 | 0 | 0 | 0 | 0 | 0 | 92 | 0 | 92 | 92 | 2 | 1 | 2
SCE Metro | Villa Park | 230 | 0 | 0 | 0 | 0 | 0 | 0 | 0 | 0 | 0 | 1 | 1 | 1 | 0 | 0 | 0 | 0 | 0 | 0 | 0 | 0 | 0 | 0 | 0 | 0 | 0 | 0 | 0 | 0 | 0 | 0 | 1 | 1 | 1
SCE Northern | Vincent | 230 | 0 | 0 | 0 | 0 | 0 | 399 | 0 | 399 | 399 | 1 | 1 | 1 | 0 | 0 | 0 | 0 | 780 | 0 | 349 | 1129 | 1129 | 0 | 0 | 0 | 0 | 780 | 399 | 349 | 1528 | 1528 | 2 | 1 | 2
SCE Northern | Vincent | 500 | 0 | 0 | 0 | 0 | 0 | 0 | 0 | 0 | 0 | 1 | 1 | 1 | 0 | 0 | 0 | 0 | 0 | 0 | 0 | 0 | 0 | 0 | 0 | 0 | 0 | 0 | 0 | 0 | 0 | 0 | 1 | 1 | 1
PG&E GBA | Vineyard | 230 | 0 | 0 | 0 | 0 | 0 | 0 | 0 | 0 | 0 | 1 | 1 | 1 | 0 | 0 | 0 | 0 | 0 | 0 | 0 | 0 | 0 | 0 | 0 | 0 | 0 | 0 | 0 | 0 | 0 | 0 | 1 | 1 | 1
SDGE | Vineyard | 69 | 0 | 0 | 0 | 0 | 0 | 0 | 0 | 0 | 0 | 1 | 1 | 1 | 0 | 0 | 0 | 0 | 0 | 0 | 0 | 0 | 0 | 0 | 0 | 0 | 0 | 0 | 0 | 0 | 0 | 0 | 1 | 1 | 1
SCE Eastern | Vista (SCE) | 230 | 0 | 0 | 0 | 0 | 0 | 200 | 0 | 200 | 200 | 1 | 1 | 1 | 0 | 0 | 0 | 0 | 0 | 0 | 0 | 0 | 0 | 0 | 0 | 0 | 0 | 0 | 200 | 0 | 200 | 200 | 1 | 1 | 1
EOP | Vista (VEA) | 138 | 0 | 0 | 0 | 0 | 0 | 0 | 0 | 0 | 0 | 1 | 1 | 1 | 0 | 0 | 0 | 0 | 0 | 0 | 0 | 0 | 0 | 0 | 0 | 0 | 0 | 0 | 0 | 0 | 0 | 0 | 1 | 1 | 1
EOP | Vista (VEA) | 230 | 0 | 0 | 0 | 0 | 0 | 0 | 0 | 0 | 0 | 1 | 1 | 1 | 0 | 0 | 0 | 50 | 150 | 0 | 40 | 240 | 240 | 0 | 0 | 0 | 50 | 150 | 0 | 40 | 240 | 240 | 1 | 1 | 1
PG&E FRESNO | Wahtoke | 115 | 0 | 0 | 0 | 0 | 0 | 0 | 0 | 0 | 0 | 1 | 1 | 1 | 0 | 0 | 0 | 0 | 0 | 0 | 0 | 0 | 0 | 0 | 0 | 0 | 0 | 0 | 0 | 0 | 0 | 0 | 1 | 1 | 1
SCE Northern | Wakefield | 66 | 0 | 0 | 0 | 0 | 0 | 15 | 0 | 15 | 15 | 3 | 1 | 3 | 0 | 0 | 0 | 0 | 0 | 0 | 0 | 0 | 0 | 0 | 0 | 0 | 0 | 0 | 15 | 0 | 15 | 15 | 3 | 1 | 3
SCE Metro | Walnut | 230 | 0 | 0 | 0 | 0 | 0 | 400 | 0 | 400 | 400 | 1 | 1 | 1 | 0 | 0 | 0 | 0 | 0 | 0 | 50 | 50 | 50 | 0 | 0 | 0 | 0 | 0 | 400 | 50 | 450 | 450 | 1 | 1 | 1
SCE Northern | Warne | 230 | 0 | 0 | 0 | 0 | 0 | 0 | 0 | 0 | 0 | 1 | 1 | 1 | 0 | 0 | 0 | 0 | 0 | 0 | 0 | 0 | 0 | 0 | 0 | 0 | 0 | 0 | 0 | 0 | 0 | 0 | 1 | 1 | 1
PG&E GBA | Warnerville | 230 | 0 | 0 | 0 | 0 | 0 | 0 | 0 | 0 | 0 | 1 | 1 | 1 | 0 | 0 | 0 | 0 | 0 | 0 | 0 | 0 | 0 | 0 | 0 | 0 | 0 | 0 | 0 | 0 | 0 | 0 | 1 | 1 | 1
PG&E FRESNO | Waukena | 115 | 0 | 0 | 0 | 0 | 0 | 0 | 0 | 0 | 0 | 1 | 1 | 1 | 0 | 0 | 0 | 0 | 0 | 0 | 0 | 0 | 0 | 0 | 0 | 0 | 0 | 0 | 0 | 0 | 0 | 0 | 1 | 1 | 1
PG&E GBA | Weber | 230 | 0 | 0 | 0 | 0 | 0 | 0 | 0 | 0 | 0 | 1 | 1 | 1 | 0 | 0 | 0 | 0 | 0 | 0 | 0 | 0 | 0 | 0 | 0 | 0 | 0 | 0 | 0 | 0 | 0 | 0 | 1 | 1 | 1
PG&E GBA | Weber | 60 | 0 | 0 | 0 | 0 | 0 | 20 | 0 | 20 | 20 | 3 | 1 | 3 | 0 | 0 | 0 | 0 | 0 | 0 | 0 | 0 | 0 | 0 | 0 | 0 | 0 | 0 | 20 | 0 | 20 | 20 | 3 | 1 | 3
PG&E FRESNO | West Fresno | 115 | 0 | 0 | 0 | 0 | 0 | 0 | 0 | 0 | 0 | 1 | 1 | 1 | 0 | 0 | 0 | 0 | 0 | 0 | 0 | 0 | 0 | 0 | 0 | 0 | 0 | 0 | 0 | 0 | 0 | 0 | 1 | 1 | 1
PG&E FRESNO | Westley | 230 | 0 | 0 | 0 | 0 | 0 | 0 | 0 | 0 | 0 | 1 | 1 | 1 | 0 | 0 | 0 | 0 | 0 | 0 | 0 | 0 | 0 | 0 | 0 | 0 | 0 | 0 | 0 | 0 | 0 | 0 | 1 | 1 | 1
PG&E KERN | Westpark | 115 | 0 | 0 | 0 | 0 | 0 | 0 | 0 | 0 | 0 | 1 | 1 | 1 | 0 | 0 | 0 | 0 | 0 | 0 | 0 | 0 | 0 | 0 | 0 | 0 | 0 | 0 | 0 | 0 | 0 | 0 | 1 | 1 | 1
PG&E KERN | Wheeler Ridge | 230 | 0 | 0 | 0 | 200 | 0 | 0 | 0 | 200 | 200 | 1 | 1 | 1 | 0 | 0 | 0 | 0 | 300 | 0 | 100 | 400 | 400 | 0 | 0 | 0 | 200 | 300 | 0 | 100 | 600 | 600 | 1 | 1 | 1
PG&E KERN | Wheeler Ridge | 115 | 0 | 0 | 0 | 0 | 0 | 0 | 0 | 0 | 0 | 1 | 1 | 1 | 0 | 0 | 0 | 0 | 0 | 0 | 0 | 0 | 0 | 0 | 0 | 0 | 0 | 0 | 0 | 0 | 0 | 0 | 1 | 1 | 1
PG&E KERN | Wheeler Ridge | 70 | 0 | 0 | 0 | 0 | 0 | 92 | 0 | 92 | 92 | 4 | 1 | 4 | 0 | 0 | 0 | 0 | 0 | 0 | 0 | 0 | 0 | 0 | 0 | 0 | 0 | 0 | 92 | 0 | 92 | 92 | 4 | 1 | 4
SCE Northern | Whirlwind | 230 | 300 | 0 | 300 | 218 | 188 | 837 | 454 | 1697 | 1997 | 2 | 2 | 2 | 300 | 0 | 300 | 100 | 400 | 0 | 150 | 650 | 950 | 300 | 0 | 300 | 318 | 588 | 837 | 604 | 2347 | 2647 | 3 | 3 | 3
SCE Northern | Whirlwind | 500 | 0 | 0 | 0 | 0 | 0 | 0 | 0 | 0 | 0 | 1 | 1 | 1 | 0 | 0 | 0 | 0 | 0 | 0 | 0 | 0 | 0 | 0 | 0 | 0 | 0 | 0 | 0 | 0 | 0 | 0 | 1 | 1 | 1
PG&E GBA | Whisman | 115 | 0 | 0 | 0 | 0 | 0 | 0 | 0 | 0 | 0 | 1 | 1 | 1 | 0 | 0 | 0 | 0 | 0 | 0 | 0 | 0 | 0 | 0 | 0 | 0 | 0 | 0 | 0 | 0 | 0 | 0 | 1 | 1 | 1
SCE Eastern | Wildlife | 230 | 0 | 0 | 0 | 0 | 0 | 0 | 0 | 0 | 0 | 1 | 1 | 1 | 0 | 0 | 0 | 0 | 0 | 0 | 0 | 0 | 0 | 0 | 0 | 0 | 0 | 0 | 0 | 0 | 0 | 0 | 1 | 1 | 1
PG&E FRESNO | Wilson | 115 | 0 | 0 | 0 | 0 | 0 | 0 | 0 | 0 | 0 | 1 | 1 | 1 | 0 | 0 | 0 | 0 | 0 | 0 | 25 | 25 | 25 | 0 | 0 | 0 | 0 | 0 | 0 | 25 | 25 | 25 | 1 | 1 | 1
PG&E FRESNO | Wilson | 230 | 150 | 50 | 200 | 0 | 0 | 0 | 0 | 0 | 200 | 1 | 1 | 1 | 150 | 50 | 200 | 0 | 0 | 0 | 0 | 0 | 200 | 150 | 50 | 200 | 0 | 0 | 0 | 0 | 0 | 200 | 1 | 1 | 1
SCE Northern | Windhub | 230 | 174 | 0 | 174 | 0 | 1020 | 1000 | 0 | 2020 | 2194 | 3 | 3 | 3 | 174 | 0 | 174 | 130 | 200 | 0 | 20 | 350 | 524 | 174 | 0 | 174 | 130 | 1220 | 1000 | 20 | 2370 | 2544 | 3 | 3 | 3
SCE Northern | Windhub | 500 | 0 | 0 | 0 | 652.5 | 0 | 15 | 0 | 667.5 | 667.5 | 1 | 1 | 1 | 0 | 0 | 0 | 725.5 | 200 | 0 | 30 | 955.5 | 955.5 | 0 | 0 | 0 | 878.5 | 200 | 15 | 30 | 1123.5 | 1123.5 | 1 | 1 | 1
PG&E GBA | Windmaster | 230 | 0 | 0 | 0 | 0 | 0 | 0 | 0 | 0 | 0 | 1 | 1 | 1 | 0 | 0 | 0 | 0 | 0 | 0 | 0 | 0 | 0 | 0 | 0 | 0 | 0 | 0 | 0 | 0 | 0 | 0 | 1 | 1 | 1
PG&E NGBA | Windsor | 60 | 0 | 0 | 0 | 0 | 0 | 0 | 0 | 0 | 0 | 1 | 1 | 1 | 0 | 0 | 0 | 0 | 0 | 0 | 0 | 0 | 0 | 0 | 0 | 0 | 0 | 0 | 0 | 0 | 0 | 0 | 1 | 1 | 1
PG&E NGBA | Woodland | 115 | 0 | 0 | 0 | 0 | 12 | 0 | 0 | 12 | 12 | 1 | 1 | 1 | 0 | 0 | 0 | 0 | 0 | 0 | 0 | 0 | 0 | 0 | 0 | 0 | 0 | 12 | 0 | 0 | 12 | 12 | 1 | 1 | 1
PG&E FRESNO | Woodward | 115 | 0 | 0 | 0 | 0 | 0 | 0 | 0 | 0 | 0 | 1 | 1 | 1 | 0 | 0 | 0 | 0 | 0 | 0 | 0 | 0 | 0 | 0 | 0 | 0 | 0 | 0 | 0 | 0 | 0 | 0 | 1 | 1 | 1
PG&E NGBA | Wyandotte | 115 | 0 | 0 | 0 | 0 | 0 | 0 | 0 | 0 | 0 | 1 | 1 | 1 | 0 | 0 | 0 | 0 | 0 | 0 | 0 | 0 | 0 | 0 | 0 | 0 | 0 | 0 | 0 | 0 | 0 | 0 | 1 | 1 | 1

## LandUse_Env_Criteria_README
3. Land-use implications and feasibility & 4. Environmental (conservation and biological) impact factors
Criteria Purpose | Resources allocated should not exceed available land area to accommodate the resources within the viable distance of the substation and should limit the potential implications, i.e., potential impacts to or conflicts with existing and future land use applications. Mapping will prioritize areas of lower potential land-use implications and higher feasibility for resource development, while seeking to limit locating resources to areas of high potential implications and likely more difficult development potential.
Criteria Application | 3. & 4. Criteria datasets are applied to mapped utility-scale solar, onshore in-CAISO & in-state wind, and in-state geothermal. Note the parcelization, CEC Cropland, and overdrafted groundwater datasets analysis are only applied to utility-scale solar. For out-of-state resources but in-CAISO, only the WECC environmental and land-use screen is applied. Out-of-CAISO resources are included at their CAISO intertie point but land-use analysis is currently not applied. For resources mapped to Baja California, Mexico, staff also have not applied any land-use analysis.
Distance from Sub | Land-use implications and environmental impacts analysis for onshore wind and solar is done for the resource potential around substations within a series of distances. For solar the analysis currently includes 5, 10, 15, and 20 mile analysis. For on-shore wind analysis includes 10, 15, and 20 mile analysis with select substations also having 30 mile analysis where alternative substations are more than 30 miles away.
In-State Geothermal & PSH Analysis | Land-use and environmental criteria analysis is applied to geothermal and PSH resources mapped to Californian locations. While analysis for onshore wind and solar are calculated based on amounts mapped to substations, for geothermal the analysis is centered on the identified geothermal area. Following, October 2024 Ruling Comments, the working group added the Protected Area Layer analysis to the PSH criteria assesssment.
Including Resources in Baseline not yet Online | The IRP baseline includes resources contracted by LSEs that are not yet online and not yet constructed. Because they are in the baseline, these resources are not included in the mapped portfolio amounts. Environmental and land-use analysis includes work that excludes the footprints of existing solar and wind resource projects from the resource potential to ensure that the portfolio resources are not mapped based on resource potential areas occupied by existing projects. Staff use the USGS USWTDB for existing wind projects and the CEC’s existing solar footprint analysis for solar. These sources capture footprints from as late as Summer 2023; therefore, CPUC staff assume that all projects with online dates before 9/1/23 are captured in the existing footprint analysis. Since the baseline resource still in-development, with online dates later than that, will not be captured in the existing footprint data, staff are adding the MW amounts of these baseline resources at their interconnection locations to account for their utilization of land as well. These values are shown in “LandUse_Env_Summary_2035” and “_2040” tabs.
Excluding Already Online Resources in Portfolio And Likely Repowers | Similarly, the portfolio includes in-development resources not in the IRP baseline that have already come online. If these came online before 9/1/23, it is likely that these resource footprints are already captured in the existing resource footprint analysis. Staff, therefore, subtract the MWs of these projects from the total mapped portfolio amounts for this land-use and environmental analysis. Additionally, some of the mapped resources align with identified or likely (based on commercial development interest data) repower projects which utilize existing footprint land. The MW attributed to these potential projects are also subtracted from the MW amount used for analysis.
Resource Density | Staff assume a 10 acres/MW density assumption for utility scale solar, a 40 acres/MW density for on-shore in-CAISO wind, and a 5 acres/MW density for geothermal.
Onshore In-state Wind Resource Potential Spatial Attributes | In the preliminary mapping for the 24-25 TPP, the resource potential for onshore wind used a minimum 28% Capacity Factor (CF) threshold within the techno-economic exclusions to identify the number of acres and locations of onshore wind potential. For mapping analysis since then, staff have used a minimum 20% CF to identify the base wind resource potential to which the land-use and environmental analysis is applied. Staff are not changing any of the environmental, land-use, or protected layer exclusions criteria or application.
Tabs for Analysis
LandUse_Env_SubSummary_2035 |  | Summary of the criteria alignment for mapped solar, wind, and geothermal resources in the 2035 portfolio
LandUse_Env_SubSummary_2040 |  | Summary of the criteria alignment for mapped solar, wind, and geothermal resources in the 2040 portfolio
Land_EnvAnalysis_Solar_2035 |  | Land-use and environmental criteria analysis for in-state mapped solar resources in the 2035 portfolio
Land_OOS_Analysis_Solar_2035 |  | Land-use criteria analysis of out-of-state in-CAISO solar resources in the 2035 portfolio
Land_EnvAnalysis_Wind_2035 |  | Land-use and environmental criteria analysis for in-state mapped onshore wind resources in the 2035 portfolio
Land_OOS_Analysis_Wind_2035 |  | Land-use criteria analysis of out-of-state in-CAISO wind resources in the 2035 portfolio
Land_EnvAnalysis_Solar_2040 |  | Land-use and environmental criteria analysis for in-state mapped solar resources in the 2040 portfolio
Land_OOS_Analysis_Solar_2040 |  | Land-use criteria analysis of out-of-state in-CAISO solar resources in the 2040 portfolio
Land_EnvAnalysis_Wind_2040 |  | Land-use and environmental criteria analysis for in-state mapped onshore wind resources in the 2040 portfolio
Land_OOS_Analysis_Wind_2040 |  | Land-use criteria analysis of out-of-state in-CAISO wind resources in the 2040 portfolio
Land_EnvAnalysis_Geo |  | Land-use and environmental criteria analysis for in-state mapped geothermal for the 2035 and 2040 portfolios
Land_EnvPSH |  | Land-use and environmental criteria analysis for in-state mapped Pumped storage for the 2035 and 2040 portfolios
LandEnv_Solar_Data_5mi |  | CEC developed land-use and environmental data for solar resources within 5 mile radius of substations | Removed from Compact Version of Dashboard
LandEnv_Solar_Data_10mi |  | CEC developed land-use and environmental data for solar resources within 10 mile radius of substations
LandEnv_Solar_Data_15mi |  | CEC developed land-use and environmental data for solar resources within 15 mile radius of substations
LandEnv_Solar_Data_20mi |  | CEC developed land-use and environmental data for solar resources within 20 mile radius of substations
LandEnv_Wind_Data_10mi |  | CEC developed land-use and environmental data for onshore wind resources within 10 mile radius of substations
LandEnv_Wind_Data_15mi |  | CEC developed land-use and environmental data for onshore wind resources within 15 mile radius of substations
LandEnv_Wind_Data_20mi |  | CEC developed land-use and environmental data for onshore wind resources within 20 mile radius of substations
LandEnv_Wind_Data_30mi |  | CEC developed land-use and environmental data for onshore wind resources within 30 mile radius of substations
LandEnvData_SolarWind_OOS |  | Onshore wind and solar land-use data for all radii for CAISO substations out-of-state
LandEnvData_Geo |  | CEC developed land-use and environmental data for known geothermal areas
EnvScreens_Reconciliation |  | Summary of resources that need to be reconciled between the IRP baseline and the land-use baseline

## LandUse-Env_Summary_byArea
The tables below summarize the initial mapping of the 2040 portfolio resulting alignment with land-use feasibility and environmental conservation and biological implications criteria for solar, wind, and geothermal resources. For wind, staff include the analysis within this Dashboard which uses the 20% Capacity Factor resource potential base layer. For out-of-state (OOS) resources only the Core Land-Use Screen is available, thus total numbers in certain areas may not add up to the full amount mapped. Additionally amounts include additional baseline resources included in calculations and excluded likely repowered resources.
[20 empty] | ACE Connectivity Criteria Alignment | ACE Biodiversity Criteria Alignment | ACE Irreplaceability Criteria Alignment | All ACE Criteria Alignment | Intactness Criteria Alignment | Wetlands Criteria Alignment
| PD 2040 Portfolio Mapping | Core Land-use Screen Criteria Alignment |  |  |  | Parcelization Criteria Alignment - Highest Flag |  |  |  | Cropland Index Criteria Alignment - Highest Flag |  |  |  | Overdrafted Groundwater Basin |  | Fire Threat Criteria Alignment - Highest Flag |  |  |  | ACE Connectivity Criteria Alignment - Highest Flag |  |  |  | ACE Biodiversity Criteria Alignment - Highest Flag |  |  |  | ACE Irreplaceability Criteria Alignment - Highest Flag |  |  |  | All ACE Criteria Alignment - Highest Flag |  |  |  | Intactness Criteria Alignment - Highest Flag |  |  |  | Wetlands Criteria Alignment - Highest Flag
| Solar | 1 or 2 | 3 | 4 | 5 | 1 or 2 | 3 | 4 | 5 | 1 or 2 | 3 | 4 | 5 | In | Out | 1 or 2 | 3 | 4 | 5 | 1 or 2 | 3 | 4 | 5 | 1 or 2 | 3 | 4 | 5 | 1 or 2 | 3 | 4 | 5 | 1 or 2 | 3 | 4 | 5 | 1 or 2 | 3 | 4 | 5 | 1 or 2 | 3 | 4 | 5
| PG&E North of Greater Bay Study Area | 1124.4 | 0 | 0 | 0 | 1124.4 | 0 | 0 | 0 | 1024.4 | 100 | 0 | 0 | 0 | 1124.4 | 1124.4 | 0 | 0 | 0 | 1111.4 | 13 | 0 | 0 | 1124.4 | 0 | 0 | 0 | 1124.4 | 0 | 0 | 0 | 981.4 | 143 | 0 | 0 | 1124.4 | 0 | 0 | 0 | 1124.4 | 0 | 0 | 0 | PG&E NGBA
| PG&E Greater Bay Study Area | 750 | 0 | 0 | 0 | 750 | 0 | 0 | 0 | 750 | 0 | 0 | 0 | 400 | 350 | 600 | 150 | 0 | 0 | 750 | 0 | 0 | 0 | 750 | 0 | 0 | 0 | 650 | 100 | 0 | 0 | 650 | 100 | 0 | 0 | 750 | 0 | 0 | 0 | 750 | 0 | 0 | 0 | PG&E GBA
| PG&E Fresno Study Area | 9912 | 0 | 0 | 0 | 8712 | 1200 | 0 | 0 | 5892 | 4020 | 0 | 0 | 9912 | 0 | 9912 | 0 | 0 | 0 | 9912 | 0 | 0 | 0 | 9912 | 0 | 0 | 0 | 9912 | 0 | 0 | 0 | 8782 | 1130 | 0 | 0 | 9912 | 0 | 0 | 0 | 9912 | 0 | 0 | 0 | PG&E FRESNO
| PG&E Kern Study Area | 4563.2 | 0 | 0 | 0 | 4563.2 | 0 | 0 | 0 | 3078.2 | 1485 | 0 | 0 | 4472 | 91.2 | 4472 | 0 | 0 | 91.2 | 4563.2 | 0 | 0 | 0 | 4563.2 | 0 | 0 | 0 | 4560.2 | 3 | 0 | 0 | 3595 | 965.2 | 3 | 0 | 4563.2 | 0 | 0 | 0 | 4563.2 | 0 | 0 | 0 | PG&E KERN
| SCE Northern Area | 5116.5 | 105 | 0 | 0 | 855 | 200 | 1738 | 2428.5 | 5221.5 | 0 | 0 | 0 | 950 | 4271.5 | 3865.5 | 350 | 0 | 1006 | 5221.5 | 0 | 0 | 0 | 5221.5 | 0 | 0 | 0 | 5221.5 | 0 | 0 | 0 | 4871.5 | 350 | 0 | 0 | 5221.5 | 0 | 0 | 0 | 5221.5 | 0 | 0 | 0 | SCE Northern
| SCE Metro Study Area | 0 | 0 | 10 | 0 | 0 | 0 | 0 | 10 | 10 | 0 | 0 | 0 | 0 | 10 | 10 | 0 | 0 | 0 | 10 | 0 | 0 | 0 | 10 | 0 | 0 | 0 | 0 | 0 | 0 | 10 | 0 | 0 | 0 | 10 | 10 | 0 | 0 | 0 | 10 | 0 | 0 | 0 | SCE Metro
| SCE North of Lugo Study Area | 1035.8 | 0 | 208 | 0 | 250 | 100 | 208 | 685.8 | 1243.8 | 0 | 0 | 0 | 31.8 | 1212 | 1243.8 | 0 | 0 | 0 | 935.8 | 100 | 208 | 0 | 1243.8 | 0 | 0 | 0 | 1243.8 | 0 | 0 | 0 | 935.8 | 100 | 0 | 208 | 1243.8 | 0 | 0 | 0 | 1243.8 | 0 | 0 | 0 | SCE NOL
NOTE: Area Includes OOS resources | East of Pisgah Study Area | 5748 | 300 | 0 | 0 | 0 | 0 | 0 | 0 | 0 | 0 | 0 | 0 | 0 | 6048 | 0 | 0 | 0 | 0 | 0 | 0 | 0 | 0 | 0 | 0 | 0 | 0 | 0 | 0 | 0 | 0 | 0 | 0 | 0 | 0 | 0 | 0 | 0 | 0 | 0 | 0 | 0 | 0 | EOP
NOTE: Area Includes OOS resources | SCE Eastern Study Area | 5365 | 888.5 | 0 | 0 | 2498.5 | 0 | 0 | 230 | 1278.5 | 1450 | 0 | 0 | 0 | 6253.5 | 2728.5 | 0 | 0 | 0 | 2728.5 | 0 | 0 | 0 | 2728.5 | 0 | 0 | 0 | 2728.5 | 0 | 0 | 0 | 2728.5 | 0 | 0 | 0 | 2728.5 | 0 | 0 | 0 | 2728.5 | 0 | 0 | 0 | SCE Eastern
NOTE: Area Includes OOS resources | SDG&E Study Area | 3018.5 | 0 | 0 | 0 | 1172 | 0 | 0 | 0 | 1172 | 0 | 0 | 0 | 0 | 3018.5 | 1042 | 90 | 0 | 40 | 1172 | 0 | 0 | 0 | 1172 | 0 | 0 | 0 | 1172 | 0 | 0 | 0 | 1172 | 0 | 0 | 0 | 1172 | 0 | 0 | 0 | 1172 | 0 | 0 | 0 | SDGE
| Total: | 36633.4 | 1293.5 | 218 | 0 | 19925.1 | 1500 | 1946 | 3354.3 | 19670.4 | 7055 | 0 | 0 | 15765.8 | 22379.1 | 24998.2 | 590 | 0 | 1137.2 | 26404.4 | 113 | 208 | 0 | 26725.4 | 0 | 0 | 0 | 26612.4 | 103 | 0 | 10 | 23716.2 | 2788.2 | 3 | 218 | 26725.4 | 0 | 0 | 0 | 26725.4 | 0 | 0 | 0
Analysis with 20%CF base layer results included in this dashboard | PD 2040 Portfolio Mapping | Core Land-use Screen Criteria Alignment |  |  |  | Fire Threat Criteria Alignment - Highest Flag |  |  |  | ACE Connectivity Criteria Alignment - Highest Flag |  |  |  | ACE Biodiversity Criteria Alignment - Highest Flag |  |  |  | ACE Irreplaceability Criteria Alignment - Highest Flag |  |  |  | All ACE Criteria Alignment - Highest Flag |  |  |  | Intactness Criteria Alignment - Highest Flag |  |  |  | Wetlands Criteria Alignment - Highest Flag | [14 empty] | Initial 2040 Portfolio Mapping | Core Land-use Screen Criteria Alignment |  |  |  | Fire Threat Criteria Alignment - Highest Flag |  |  |  | ACE Connectivity Criteria Alignment - Highest Flag |  |  |  | ACE Biodiversity Criteria Alignment - Highest Flag |  |  |  | ACE Irreplaceability Criteria Alignment - Highest Flag |  |  |  | All ACE Criteria Alignment - Highest Flag |  |  |  | Intactness Criteria Alignment - Highest Flag |  |  |  | Wetlands Criteria Alignment - Highest Flag
| Onshore Wind | 1 or 2 | 3 | 4 | 5 | 1 or 2 | 3 | 4 | 5 | 1 or 2 | 3 | 4 | 5 | 1 or 2 | 3 | 4 | 5 | 1 or 2 | 3 | 4 | 5 | 1 or 2 | 3 | 4 | 5 | 1 or 2 | 3 | 4 | 5 | 1 or 2 | 3 | 4 | 5 | [11 empty] | Onshore Wind | 1 or 2 | 3 | 4 | 5 | 1 or 2 | 3 | 4 | 5 | 1 or 2 | 3 | 4 | 5 | 1 or 2 | 3 | 4 | 5 | 1 or 2 | 3 | 4 | 5 | 1 or 2 | 3 | 4 | 5 | 1 or 2 | 3 | 4 | 5 | 1 or 2 | 3 | 4 | 5
| PG&E North of Greater Bay Study Area | 708.5 | 0 | 762.3 | 0 | 202.5 | 0 | 0 | 1268.3 | 1470.8 | 0 | 0 | 0 | 1470.8 | 0 | 0 | 0 | 1339.6 | 131.2 | 0 | 0 | 1339.6 | 0 | 0 | 131.2 | 633.7 | 837.1 | 0 | 0 | 1470.8 | 0 | 0 | 0 | [10 empty] | PG&E NGBA | PG&E North of Greater Bay | 858.5 | 0 | 944.2 | 0 | 465.5 | 0 | 0 | 1337.2 | 1689.7 | 113 | 0 | 0 | 1802.7 | 0 | 0 | 0 | 1671.5 | 131.2 | 0 | 0 | 1558.5 | 0 | 0 | 244.2 | 746.7 | 1056 | 0 | 0 | 1802.7 | 0 | 0 | 0
| PG&E Greater Bay Study Area | 109.45 | 0 | 551 | 0 | 660.45 | 0 | 0 | 0 | 660.45 | 0 | 0 | 0 | 660.45 | 0 | 0 | 0 | 660.45 | 0 | 0 | 0 | 660.45 | 0 | 0 | 0 | 660.45 | 0 | 0 | 0 | 660.45 | 0 | 0 | 0 | [10 empty] | PG&E GBA | PG&E Greater Bay | 109.45 | 0 | 551 | 0 | 660.45 | 0 | 0 | 0 | 660.45 | 0 | 0 | 0 | 660.45 | 0 | 0 | 0 | 660.45 | 0 | 0 | 0 | 660.45 | 0 | 0 | 0 | 660.45 | 0 | 0 | 0 | 660.45 | 0 | 0 | 0
| PG&E Fresno Study Area | 310 | 0 | 0 | 0 | 310 | 0 | 0 | 0 | 200 | 110 | 0 | 0 | 310 | 0 | 0 | 0 | 310 | 0 | 0 | 0 | 200 | 110 | 0 | 0 | 310 | 0 | 0 | 0 | 310 | 0 | 0 | 0 | [10 empty] | PG&E FRESNO | PG&E Fresno | 500 | 0 | 0 | 0 | 500 | 0 | 0 | 0 | 390 | 110 | 0 | 0 | 500 | 0 | 0 | 0 | 500 | 0 | 0 | 0 | 390 | 110 | 0 | 0 | 500 | 0 | 0 | 0 | 500 | 0 | 0 | 0
| PG&E Kern Study Area | 113.07 | 0 | 91.2 | 0 | 0 | 0 | 0 | 204.27 | 204.27 | 0 | 0 | 0 | 204.27 | 0 | 0 | 0 | 204.27 | 0 | 0 | 0 | 113.07 | 91.2 | 0 | 0 | 204.27 | 0 | 0 | 0 | 204.27 | 0 | 0 | 0 | [10 empty] | PG&E KERN | PG&E Kern | 113.07 | 0 | 91.2 | 0 | 0 | 0 | 0 | 204.27 | 204.27 | 0 | 0 | 0 | 204.27 | 0 | 0 | 0 | 204.27 | 0 | 0 | 0 | 113.07 | 91.2 | 0 | 0 | 204.27 | 0 | 0 | 0 | 204.27 | 0 | 0 | 0
| SCE Northern Area | 500 | 0 | 174 | 0 | 474 | 0 | 0 | 200 | 674 | 0 | 0 | 0 | 674 | 0 | 0 | 0 | 674 | 0 | 0 | 0 | 500 | 174 | 0 | 0 | 674 | 0 | 0 | 0 | 674 | 0 | 0 | 0 | [10 empty] | SCE Northern | SCE Northern Area | 500 | 0 | 174 | 0 | 474 | 0 | 0 | 200 | 674 | 0 | 0 | 0 | 674 | 0 | 0 | 0 | 674 | 0 | 0 | 0 | 500 | 174 | 0 | 0 | 674 | 0 | 0 | 0 | 674 | 0 | 0 | 0
| SCE Metro Study Area | 0 | 0 | 0 | 0 | 0 | 0 | 0 | 0 | 0 | 0 | 0 | 0 | 0 | 0 | 0 | 0 | 0 | 0 | 0 | 0 | 0 | 0 | 0 | 0 | 0 | 0 | 0 | 0 | 0 | 0 | 0 | 0 | [10 empty] | SCE Metro | SCE Metro | 0 | 0 | 0 | 0 | 0 | 0 | 0 | 0 | 0 | 0 | 0 | 0 | 0 | 0 | 0 | 0 | 0 | 0 | 0 | 0 | 0 | 0 | 0 | 0 | 0 | 0 | 0 | 0 | 0 | 0 | 0 | 0
| SCE North of Lugo Study Area | 362.18 | 0 | 0 | 0 | 362.18 | 0 | 0 | 0 | 362.18 | 0 | 0 | 0 | 362.18 | 0 | 0 | 0 | 362.18 | 0 | 0 | 0 | 362.18 | 0 | 0 | 0 | 362.18 | 0 | 0 | 0 | 362.18 | 0 | 0 | 0 | [10 empty] | SCE NOL | SCE North of Lugo | 362.18 | 0 | 0 | 0 | 362.18 | 0 | 0 | 0 | 362.18 | 0 | 0 | 0 | 362.18 | 0 | 0 | 0 | 362.18 | 0 | 0 | 0 | 362.18 | 0 | 0 | 0 | 362.18 | 0 | 0 | 0 | 362.18 | 0 | 0 | 0
NOTE: Area Includes OOS resources | East of Pisgah Study Area | 1094.9 | 0 | 0 | 0 | 0 | 0 | 0 | 0 | 0 | 0 | 0 | 0 | 0 | 0 | 0 | 0 | 0 | 0 | 0 | 0 | 0 | 0 | 0 | 0 | 0 | 0 | 0 | 0 | 0 | 0 | 0 | 0 | [10 empty] | EOP | East of Pisgah | 1228.5 | 0 | 0 | 0 | 0 | 0 | 0 | 0 | 0 | 0 | 0 | 0 | 0 | 0 | 0 | 0 | 0 | 0 | 0 | 0 | 0 | 0 | 0 | 0 | 0 | 0 | 0 | 0 | 0 | 0 | 0 | 0
| SCE Eastern Study Area | 0 | 234.5 | 0 | 0 | 0 | 0 | 0 | 234.5 | 234.5 | 0 | 0 | 0 | 234.5 | 0 | 0 | 0 | 234.5 | 0 | 0 | 0 | 234.5 | 0 | 0 | 0 | 234.5 | 0 | 0 | 0 | 234.5 | 0 | 0 | 0 | [10 empty] | SCE Eastern | SCE Eastern | 0 | 234.5 | 0 | 0 | 0 | 0 | 0 | 234.5 | 234.5 | 0 | 0 | 0 | 234.5 | 0 | 0 | 0 | 234.5 | 0 | 0 | 0 | 234.5 | 0 | 0 | 0 | 234.5 | 0 | 0 | 0 | 234.5 | 0 | 0 | 0
NOTE: Area Includes OOS resources | SDG&E Study Area | 63.3 | 0 | 400 | 0 | 0 | 0 | 0 | 463.3 | 463.3 | 0 | 0 | 0 | 463.3 | 0 | 0 | 0 | 463.3 | 0 | 0 | 0 | 463.3 | 0 | 0 | 0 | 463.3 | 0 | 0 | 0 | 463.3 | 0 | 0 | 0 | [10 empty] | SDGE | SDG&E | 63.3 | 0 | 400 | 0 | 0 | 0 | 0 | 463.3 | 463.3 | 0 | 0 | 0 | 463.3 | 0 | 0 | 0 | 463.3 | 0 | 0 | 0 | 463.3 | 0 | 0 | 0 | 463.3 | 0 | 0 | 0 | 463.3 | 0 | 0 | 0
| Total: | 3261.4 | 234.5 | 1978.5 | 0 | 2009.13 | 0 | 0 | 2370.37 | 4269.5 | 110 | 0 | 0 | 4379.5 | 0 | 0 | 0 | 4248.3 | 131.2 | 0 | 0 | 3873.1 | 375.2 | 0 | 131.2 | 3542.4 | 837.1 | 0 | 0 | 4379.5 | 0 | 0 | 0 | [11 empty] | Total: | 3735 | 234.5 | 2160.4 | 0 | 2462.13 | 0 | 0 | 2439.27 | 4678.4 | 223 | 0 | 0 | 4901.4 | 0 | 0 | 0 | 4770.2 | 131.2 | 0 | 0 | 4282 | 375.2 | 0 | 244.2 | 3845.4 | 1056 | 0 | 0 | 4901.4 | 0 | 0 | 0
| PD 2040 Portfolio Mapping | Core Land-use Screen Criteria Alignment |  |  |  | Fire Threat Criteria Alignment - Highest Flag |  |  |  | ACE Connectivity Criteria Alignment - Highest Flag |  |  |  | ACE Biodiversity Criteria Alignment - Highest Flag |  |  |  | ACE Irreplaceability Criteria Alignment - Highest Flag |  |  |  | All ACE Criteria Alignment - Highest Flag |  |  |  | Intactness Criteria Alignment - Highest Flag |  |  |  | Wetlands Criteria Alignment - Highest Flag
| Geothermal | 1 or 2 | 3 | 4 | 5 | 1 or 2 | 3 | 4 | 5 | 1 or 2 | 3 | 4 | 5 | 1 or 2 | 3 | 4 | 5 | 1 or 2 | 3 | 4 | 5 | 1 or 2 | 3 | 4 | 5 | 1 or 2 | 3 | 4 | 5 | 1 or 2 | 3 | 4 | 5
| Geysers | 190.5 | 0 | 0 | 0 | 0 | 0 | 0 | 190.5 | 190.5 | 0 | 0 | 0 | 190.5 | 0 | 0 | 0 | 190.5 | 0 | 0 | 0 | 0 | 190.5 | 0 | 0 | 190.5 | 0 | 0 | 0 | 190.5 | 0 | 0 | 0
| Mono - Long Valley | 40.7 | 0 | 0 | 0 | 0 | 0 | 0 | 40.7 | 40.7 | 0 | 0 | 0 | 40.7 | 0 | 0 | 0 | 40.7 | 0 | 0 | 0 | 40.7 | 0 | 0 | 0 | 40.7 | 0 | 0 | 0 | 40.7 | 0 | 0 | 0
| Salton Sea | 581.5 | 0 | 0 | 0 | 581.5 | 0 | 0 | 0 | 581.5 | 0 | 0 | 0 | 581.5 | 0 | 0 | 0 | 581.5 | 0 | 0 | 0 | 581.5 | 0 | 0 | 0 | 581.5 | 0 | 0 | 0 | 581.5 | 0 | 0 | 0
| East Brawley | 165 | 0 | 0 | 0 | 165 | 0 | 0 | 0 | 165 | 0 | 0 | 0 | 165 | 0 | 0 | 0 | 165 | 0 | 0 | 0 | 165 | 0 | 0 | 0 | 165 | 0 | 0 | 0 | 165 | 0 | 0 | 0
| Total (MW): | 977.7 | 0 | 0 | 0 | 746.5 | 0 | 0 | 231.2 | 977.7 | 0 | 0 | 0 | 977.7 | 0 | 0 | 0 | 977.7 | 0 | 0 | 0 | 787.2 | 190.5 | 0 | 0 | 977.7 | 0 | 0 | 0 | 977.7 | 0 | 0 | 0

## LandUse_Env_SubSummary_2035
This tab shows by substation the land-use and environmental criteria for the mapped solar, wind, and geothermal resources for the 2035 portfolio. The MWs mapped, the adjustments for baseline resources, online resources, and likely repower projects, the needed distance from substation for analysis, and the resulting criteria flags for the land-use and environmental impacts criteria are shown by substation and renewable resource type. The mapping info and results are shown for onshore wind in columns F through T, solar in columns V through AM, and geothermal in columns AO through BA.
[6 empty] | Onshore In-CAISO Wind | [14 empty] | Solar Analysis | [17 empty] | Geothermal
[6 empty] | Mapped Resources |  | Adjustments to Analysis |  |  | Analysis Amount | [9 empty] | Mapped Resources |  | Adjustments to Analysis |  |  | Analysis Amount | [12 empty] | Mapped Resources | Adjustments | Analysis Amount
[6 empty] | Wind | Wind | Exclude | Include | Exclude | Onshore Wind | Distance | [8 empty] | Solar | Solar | Exclude | Include | Exclude | Solar | Distance | [11 empty] | Geothermal | Include | Geothermal
CAISO Study Area | Substation | Voltage | Sub Name in Screens Analysis | In or <5 mi from Overdrafted Basin | Is OOS/out-of-CAISO | FCDS | EODS | In-Dev Res. Online & Captured in Land-use Exclusions | Baseline Resources not yet Constructed | Likely Repower (existing project footprints) | Total for Env/Land-Use Analysis | Distance from Substation | Core Screen Criteria Alignment Level | Fire Threat Criteria Alignment Level | ACE Connectivity Criteria Alignment | ACE Biodiversity Criteria Alignment | ACE Irreplaceability Criteria Alignment | All ACE Criteria Alignment | Intactness Criteria Alignment | Wetlands Criteria Alignment | FCDS | EODS | In-Dev Res. Online & Captured in Land-use Exclusions | Baseline Resources not yet Constructed | Likely Repower MWs | Total for Env/Land-Use Analysis | Distance from Substation | Core Screen Criteria Alignment Level | Parcelization Criteria Alignment Level | Cropland Index Criteria Alignment Level | Overdrafted Basin Criteria Alignment Level | Fire Threat Criteria Alignment Level | ACE Connectivity Criteria Alignment | ACE Biodiversity Criteria Alignment | ACE Irreplaceability Criteria Alignment | All ACE Criteria Alignment | Intactness Criteria Alignment | Wetlands Criteria Alignment | FCDS | Baseline Resources not yet constructed | Total for Env/Land-Use Analysis |  | Geothermal Field | Core Screen Criteria Alignment Level | Fire Threat Criteria Alignment Level | ACE Connectivity Criteria Alignment | ACE Biodiversity Criteria Alignment | ACE Irreplaceability Criteria Alignment | All ACE Criteria Alignment | Intactness Criteria Alignment | Wetlands Criteria Alignment
PG&E KERN | 7th Standard | 115 | 7th Standard | 1 |  | 0 | 0 | 0 | 0 |  | 0 |  | N/A | N/A | N/A | N/A | N/A | N/A | N/A | N/A | 0 | 0 | 0 | 0 |  | 0 | 10 | 1 | 2 | 2 | 1 | 1 | 1 | 1 | 1 | 1 | 1 | 1 | 0 | 0 | 0
SCE Metro | Alamitos | 230 | Alamitos | 2 |  | 0 | 0 | 0 | 0 |  | 0 |  | N/A | N/A | N/A | N/A | N/A | N/A | N/A | N/A | 0 | 0 | 0 | 0 |  | 0 | 10 | 1 | 4 | 1 | 2 | 1 | 1 | 1 | 3 | 3 | 1 | 1 | 0 | 0 | 0
SCE Eastern | Alberhill | 115 | No Analysis | 2 |  | 0 | 0 | 0 | 0 |  | 0 | [9 empty] | 0 | 0 | 0 | 0 |  | 0 | 10 | 0 | 0 | 0 | 2 | 0 | 0 | 0 | 0 | 0 | 0 | 0 | 0 | 0 | 0
SCE Eastern | Alberhill | 500 | No Analysis | 2 |  | 0 | 0 | 0 | 0 |  | 0 | [9 empty] | 0 | 0 | 0 | 0 |  | 0 | 10 | 0 | 0 | 0 | 2 | 0 | 0 | 0 | 0 | 0 | 0 | 0 | 0 | 0 | 0
PG&E GBA | Alhambra | 115 | No Analysis | 2 |  | 0 | 0 | 0 | 0 |  | 0 | [9 empty] | 0 | 0 | 0 | 0 |  | 0 | 10 | 0 | 0 | 0 | 2 | 0 | 0 | 0 | 0 | 0 | 0 | 0 | 0 | 0 | 0
PG&E FRESNO | Alpaugh | 115 | Alpaugh | 1 |  | 0 | 0 | 0 | 0 |  | 0 | 10 | 1 | 1 | 1 | 1 | 1 | 1 | 1 | 1 | 0 | 0 | 0 | 0 |  | 0 | 10 | 1 | 1 | 1 | 1 | 1 | 1 | 1 | 1 | 1 | 1 | 1 | 0 | 0 | 0
SDGE | Alpine | 69 | No Analysis | 2 |  | 0 | 0 | 0 | 0 |  | 0 | [9 empty] | 0 | 0 | 0 | 0 |  | 0 | 10 | 0 | 0 | 0 | 2 | 0 | 0 | 0 | 0 | 0 | 0 | 0 | 0 | 0 | 0
PG&E GBA | Altamont Midway (Sandhill) | 230 | Green Ridge Midway | 2 |  | 5 | 0 | 0 | 0 | 5 | 0 | 10 | 1 | 2 | 2 | 2 | 2 | 3 | 1 | 1 | 0 | 0 | 0 | 0 |  | 0 | 10 | 1 | 2 | 1 | 2 | 2 | 2 | 2 | 2 | 3 | 1 | 1 | 0 | 0 | 0
SCE Northern | Antelope | 66 | Antelope | 2 |  | 0 | 0 | 0 | 0 |  | 0 |  | N/A | N/A | N/A | N/A | N/A | N/A | N/A | N/A | 0 | 20 | 0 | 0 |  | 20 | 10 | 1 | 4 | 1 | 2 | 5 | 1 | 1 | 1 | 1 | 1 | 1 | 0 | 0 | 0
SCE Northern | Antelope | 230 | Antelope | 2 |  | 200 | 0 | 0 | 0 |  | 200 | 10 | 2 | 5 | 1 | 1 | 1 | 1 | 1 | 1 | 56 | 0 | 0 | 0 |  | 56 | 10 | 1 | 4 | 1 | 2 | 5 | 1 | 1 | 1 | 1 | 1 | 1 | 0 | 0 | 0
SCE Northern | Antelope | 500 | Antelope | 2 |  | 0 | 0 | 0 | 0 |  | 0 |  | N/A | N/A | N/A | N/A | N/A | N/A | N/A | N/A | 0 | 0 | 0 | 0 |  | 0 | 10 | 1 | 4 | 1 | 2 | 5 | 1 | 1 | 1 | 1 | 1 | 1 | 0 | 0 | 0
PG&E NGBA | Arcata | 60 | No Analysis | 2 |  | 0 | 0 | 0 | 0 |  | 0 | [9 empty] | 0 | 0 | 0 | 0 |  | 0 | 10 | 0 | 0 | 0 | 2 | 0 | 0 | 0 | 0 | 0 | 0 | 0 | 0 | 0 | 0
PG&E KERN | Arco | 230 | Arco | 1 |  | 0 | 0 | 0 | 0 |  | 0 |  | N/A | N/A | N/A | N/A | N/A | N/A | N/A | N/A | 125 | 225 | 0 | 0 |  | 350 | 10 | 1 | 1 | 1 | 1 | 1 | 2 | 1 | 1 | 3 | 1 | 1 | 0 | 0 | 0
PG&E KERN | Arco | 70 | Arco | 1 |  | 0 | 0 | 0 | 0 |  | 0 |  | N/A | N/A | N/A | N/A | N/A | N/A | N/A | N/A | 0 | 0 | 0 | 0 |  | 0 | 10 | 1 | 1 | 1 | 1 | 1 | 2 | 1 | 1 | 3 | 1 | 1 | 0 | 0 | 0
SCE Metro | ArcoGen | 230 | Arcogen | 2 |  | 0 | 0 | 0 | 0 |  | 0 |  | N/A | N/A | N/A | N/A | N/A | N/A | N/A | N/A | 0 | 0 | 0 | 0 |  | 0 | 10 | 1 | 4 | 1 | 2 | 1 | 1 | 1 | 2 | 2 | 1 | 1 | 0 | 0 | 0
SDGE | Artesian | 230 | No Analysis | 2 |  | 0 | 0 | 0 | 0 |  | 0 | [9 empty] | 0 | 0 | 0 | 0 |  | 0 | 10 | 0 | 0 | 0 | 2 | 0 | 0 | 0 | 0 | 0 | 0 | 0 | 0 | 0 | 0
SDGE | Artesian | 69 | No Analysis | 2 |  | 0 | 0 | 0 | 0 |  | 0 | [9 empty] | 0 | 0 | 0 | 0 |  | 0 | 10 | 0 | 0 | 0 | 2 | 0 | 0 | 0 | 0 | 0 | 0 | 0 | 0 | 0 | 0
PG&E FRESNO | Ashlan | 230 | No Analysis | 1 |  | 0 | 0 | 0 | 0 |  | 0 | [9 empty] | 0 | 0 | 0 | 0 |  | 0 | 10 | 0 | 0 | 0 | 1 | 0 | 0 | 0 | 0 | 0 | 0 | 0 | 0 | 0 | 0
PG&E NGBA | Atlantic | 115 | No Analysis | 2 |  | 0 | 0 | 0 | 0 |  | 0 | [9 empty] | 0 | 0 | 0 | 0 |  | 0 | 10 | 0 | 0 | 0 | 2 | 0 | 0 | 0 | 0 | 0 | 0 | 0 | 0 | 0 | 0
PG&E NGBA | Atlantic | 230 | No Analysis | 2 |  | 0 | 0 | 0 | 0 |  | 0 | [9 empty] | 0 | 0 | 0 | 0 |  | 0 | 10 | 0 | 0 | 0 | 2 | 0 | 0 | 0 | 0 | 0 | 0 | 0 | 0 | 0 | 0
PG&E NGBA | Atlantic | 60 | No Analysis | 2 |  | 0 | 0 | 0 | 0 |  | 0 | [9 empty] | 0 | 0 | 0 | 0 |  | 0 | 10 | 0 | 0 | 0 | 2 | 0 | 0 | 0 | 0 | 0 | 0 | 0 | 0 | 0 | 0
PG&E FRESNO | Atwater | 115 | No Analysis | 1 |  | 0 | 0 | 0 | 0 |  | 0 | [9 empty] | 0 | 0 | 0 | 0 |  | 0 | 10 | 0 | 0 | 0 | 1 | 0 | 0 | 0 | 0 | 0 | 0 | 0 | 0 | 0 | 0
PG&E GBA | Avena | 115 | No Analysis | 1 |  | 0 | 0 | 0 | 0 |  | 0 | [9 empty] | 0 | 0 | 0 | 0 |  | 0 | 10 | 0 | 0 | 0 | 1 | 0 | 0 | 0 | 0 | 0 | 0 | 0 | 0 | 0 | 0
SDGE | Avocado | 69 | No Analysis | 2 |  | 0 | 0 | 0 | 0 |  | 0 | [9 empty] | 0 | 0 | 0 | 0 |  | 0 | 10 | 0 | 0 | 0 | 2 | 0 | 0 | 0 | 0 | 0 | 0 | 0 | 0 | 0 | 0
PG&E NGBA | Bahia | 230 | No Analysis | 2 |  | 0 | 0 | 0 | 0 |  | 0 | [9 empty] | 0 | 0 | 0 | 0 |  | 0 | 10 | 0 | 0 | 0 | 2 | 0 | 0 | 0 | 0 | 0 | 0 | 0 | 0 | 0 | 0
SCE Northern | Bailey | 230 | Bailey | 2 |  | 0 | 0 | 0 | 0 |  | 0 |  | N/A | N/A | N/A | N/A | N/A | N/A | N/A | N/A | 0 | 0 | 0 | 0 |  | 0 | 10 | 1 | 1 | 1 | 2 | 5 | 2 | 2 | 2 | 4 | 1 | 1 | 0 | 0 | 0
SCE NOL | Baker | 115 | No Analysis | 2 |  | 0 | 0 | 0 | 0 |  | 0 | [9 empty] | 0 | 0 | 0 | 0 |  | 0 | 10 | 0 | 0 | 0 | 2 | 0 | 0 | 0 | 0 | 0 | 0 | 0 | 0 | 0 | 0
PG&E KERN | Bakersfield | 230 | Bakersfield | 1 |  | 0 | 0 | 0 | 0 |  | 0 |  | N/A | N/A | N/A | N/A | N/A | N/A | N/A | N/A | 0 | 0 | 0 | 0 |  | 0 | 10 | 1 | 2 | 1 | 1 | 1 | 1 | 1 | 1 | 2 | 1 | 1 | 0 | 0 | 0
PG&E FRESNO | Balch | 230 | No Analysis | 2 |  | 0 | 0 | 0 | 0 |  | 0 | 15 | 0 | 0 | 0 | 0 | 0 | 0 | 0 | 0 | 0 | 0 | 0 | 0 |  | 0 | 10 | 0 | 0 | 0 | 2 | 0 | 0 | 0 | 0 | 0 | 0 | 0 | 0 | 0 | 0
SCE Eastern | Bannister | 230 | No Analysis | 2 |  | 0 | 0 | 0 | 0 |  | 0 | [9 empty] | 0 | 0 | 0 | 0 |  | 0 | 10 | 0 | 0 | 0 | 2 | 0 | 0 | 0 | 0 | 0 | 0 | 0 | 0 | 0 | 0
SCE Metro | Barre | 230 | Barre | 2 |  | 0 | 0 | 0 | 0 |  | 0 |  | N/A | N/A | N/A | N/A | N/A | N/A | N/A | N/A | 10 | 10 | 0 | 0 |  | 20 | 10 | 4 | 5 | 1 | 2 | 1 | 1 | 1 | 5 | 5 | 1 | 1 | 0 | 0 | 0
SDGE | Bay Boulevard | 69 | Bay Boulevard | 2 |  | 0 | 0 | 0 | 0 |  | 0 |  | N/A | N/A | N/A | N/A | N/A | N/A | N/A | N/A | 0 | 0 | 0 | 0 |  | 0 | 10 | 1 | 3 | 1 | 2 | 2 | 1 | 2 | 4 | 4 | 1 | 1 | 0 | 0 | 0
SDGE | Bay Boulevard | 230 | Bay Boulevard | 2 |  | 0 | 0 | 0 | 0 |  | 0 |  | N/A | N/A | N/A | N/A | N/A | N/A | N/A | N/A | 0 | 0 | 0 | 0 |  | 0 | 10 | 1 | 3 | 1 | 2 | 2 | 1 | 2 | 4 | 4 | 1 | 1 | 0 | 0 | 0
EOP | Beatty | 138 | Beatty | 2 | OOS | 0 | 0 | 0 | 0 |  | 0 |  | N/A | N/A | N/A | N/A | N/A | N/A | N/A | N/A | 0 | 0 | 0 | 0 |  | 0 | 10 | 1 | N/A | N/A | 2 | N/A | N/A | N/A | N/A | N/A | N/A | N/A | 0 | 0 | 0
EOP | Beatty | 230 | Beatty | 2 | OOS | 0 | 0 | 0 | 0 |  | 0 |  | N/A | N/A | N/A | N/A | N/A | N/A | N/A | N/A | 0 | 0 | 0 | 0 |  | 0 | 10 | 1 | N/A | N/A | 2 | N/A | N/A | N/A | N/A | N/A | N/A | N/A | 450 | 0 | 450 |  | OOS | N/A | N/A | N/A | N/A | N/A | N/A | N/A | N/A
PG&E NGBA | Belden | 230 | No Analysis | 2 |  | 0 | 0 | 0 | 0 |  | 0 | [9 empty] | 0 | 0 | 0 | 0 |  | 0 | 10 | 0 | 0 | 0 | 2 | 0 | 0 | 0 | 0 | 0 | 0 | 0 | 0 | 0 | 0
PG&E NGBA | Bell | 115 | No Analysis | 2 |  | 0 | 0 | 0 | 0 |  | 0 | [9 empty] | 0 | 0 | 0 | 0 |  | 0 | 10 | 0 | 0 | 0 | 2 | 0 | 0 | 0 | 0 | 0 | 0 | 0 | 0 | 0 | 0
PG&E NGBA | Bellevue | 115 | Bellevue | 2 |  | 0 | 0 | 0 | 0 |  | 0 |  | N/A | N/A | N/A | N/A | N/A | N/A | N/A | N/A | 0 | 0 | 0 | 0 |  | 0 | 10 | 1 | 3 | 1 | 2 | 3 | 1 | 1 | 2 | 3 | 1 | 1 | 0 | 0 | 0
PG&E GBA | Bellota | 115 | Bellota | 1 |  | 0 | 0 | 0 | 0 |  | 0 | 15 | 1 | 1 | 2 | 1 | 1 | 2 | 1 | 1 | 0 | 0 | 0 | 0 |  | 0 | 10 | 1 | 2 | 1 | 1 | 1 | 1 | 1 | 1 | 2 | 1 | 1 | 0 | 0 | 0
PG&E GBA | Bellota | 230 | Bellota | 1 |  | 0 | 0 | 0 | 0 |  | 0 |  | N/A | N/A | N/A | N/A | N/A | N/A | N/A | N/A | 0 | 0 | 0 | 0 |  | 0 | 10 | 1 | 2 | 1 | 1 | 1 | 1 | 1 | 1 | 2 | 1 | 1 | 0 | 0 | 0
SCE Northern | Big Creek | 230 | Big Creek Hydro Facilities | 2 |  | 0 | 0 | 0 | 0 |  | 0 |  | N/A | N/A | N/A | N/A | N/A | N/A | N/A | N/A | 0 | 0 | 0 | 0 |  | 0 | 10 | 1 | 1 | 1 | 2 | 5 | 1 | 2 | 1 | 3 | 3 | 1 | 0 | 0 | 0
PG&E FRESNO | Biola | 70 | No Analysis | 1 |  | 0 | 0 | 0 | 0 |  | 0 | [9 empty] | 0 | 0 | 0 | 0 |  | 0 | 10 | 0 | 0 | 0 | 1 | 0 | 0 | 0 | 0 | 0 | 0 | 0 | 0 | 0 | 0
PG&E GBA | Birds Landing | 230 | Birds Landing | 2 |  | 234.8 | 107 | 0 | 0 | 90.8 | 251 | 15 | 4 | 2 | 1 | 1 | 1 | 2 | 1 | 1 | 0 | 0 | 0 | 0 |  | 0 | 10 | 1 | 1 | 1 | 2 | 1 | 1 | 1 | 1 | 1 | 1 | 1 | 0 | 0 | 0
SCE Northern | Bliss | 66 | No Analysis | 1 |  | 0 | 0 | 0 | 0 |  | 0 | [9 empty] | 0 | 0 | 0 | 0 |  | 0 | 10 | 0 | 0 | 0 | 1 | 0 | 0 | 0 | 0 | 0 | 0 | 0 | 0 | 0 | 0
SCE Eastern | Blythe | 161 | BlytheSC 161 kV | 2 |  | 0 | 0 | 0 | 0 |  | 0 |  | N/A | N/A | N/A | N/A | N/A | N/A | N/A | N/A | 0 | 160 | 0 | 0 |  | 160 | 10 | 1 | 2 | 1 | 2 | 1 | 1 | 1 | 1 | 1 | 1 | 1 | 0 | 0 | 0
PG&E NGBA | Bogue | 115 | No Analysis | 2 |  | 0 | 0 | 0 | 0 |  | 0 | [9 empty] | 0 | 0 | 0 | 0 |  | 0 | 10 | 0 | 0 | 0 | 2 | 0 | 0 | 0 | 0 | 0 | 0 | 0 | 0 | 0 | 0
PG&E FRESNO | Borden | 230 | Borden | 1 |  | 0 | 0 | 0 | 0 |  | 0 |  | N/A | N/A | N/A | N/A | N/A | N/A | N/A | N/A | 0 | 0 | 0 | 0 |  | 0 | 10 | 1 | 2 | 1 | 1 | 1 | 1 | 1 | 1 | 2 | 1 | 1 | 0 | 0 | 0
PG&E FRESNO | Borden | 70 | Borden | 1 |  | 0 | 0 | 0 | 0 |  | 0 |  | N/A | N/A | N/A | N/A | N/A | N/A | N/A | N/A | 0 | 0 | 0 | 0 |  | 0 | 10 | 1 | 2 | 1 | 1 | 1 | 1 | 1 | 1 | 2 | 1 | 1 | 0 | 0 | 0
SDGE | Boulevard East | 138 | Boulevard | 2 |  | 60 | 3.3 | 0 | 0 |  | 63.3 | 10 | 1 | 5 | 1 | 1 | 1 | 1 | 2 | 1 | 0 | 0 | 0 | 0 |  | 0 | 10 | 1 | 1 | 1 | 2 | 5 | 1 | 1 | 1 | 1 | 1 | 1 | 0 | 0 | 0
SDGE | Boulevard East | 69 | Boulevard | 2 |  | 0 | 0 | 0 | 0 |  | 0 |  | N/A | N/A | N/A | N/A | N/A | N/A | N/A | N/A | 0 | 17.4 | 0 | 0 |  | 17.4 | 10 | 1 | 1 | 1 | 2 | 5 | 1 | 1 | 1 | 1 | 1 | 1 | 0 | 0 | 0
PG&E GBA | Brentwood | 230 | Brentwood | 2 |  | 0 | 0 | 0 | 0 |  | 0 |  | N/A | N/A | N/A | N/A | N/A | N/A | N/A | N/A | 0 | 0 | 0 | 0 |  | 0 | 10 | 1 | 1 | 1 | 2 | 2 | 1 | 1 | 1 | 2 | 1 | 1 | 0 | 0 | 0
PG&E NGBA | Bridgeville | 115 | Bridgeville | 2 |  | 0 | 0 | 0 | 0 |  | 0 |  | N/A | N/A | N/A | N/A | N/A | N/A | N/A | N/A | 0 | 0 | 0 | 0 |  | 0 | 10 | 1 | 1 | 1 | 2 | 3 | 1 | 1 | 1 | 1 | 3 | 1 | 0 | 0 | 0
PG&E NGBA | Brighton | 115 | No Analysis | 2 |  | 0 | 0 | 0 | 0 |  | 0 | [9 empty] | 0 | 0 | 0 | 0 |  | 0 | 10 | 0 | 0 | 0 | 2 | 0 | 0 | 0 | 0 | 0 | 0 | 0 | 0 | 0 | 0
PG&E NGBA | Brighton | 230 | No Analysis | 2 |  | 0 | 0 | 0 | 0 |  | 0 | [9 empty] | 0 | 0 | 0 | 0 |  | 0 | 10 | 0 | 0 | 0 | 2 | 0 | 0 | 0 | 0 | 0 | 0 | 0 | 0 | 0 | 0
PG&E NGBA | Brunswick | 115 | Brunswick | 2 |  | 0 | 0 | 0 | 0 |  | 0 |  | N/A | N/A | N/A | N/A | N/A | N/A | N/A | N/A | 0 | 0 | 0 | 0 |  | 0 | 10 | 1 | 4 | 1 | 2 | 5 | 3 | 1 | 1 | 3 | 1 | 1 | 0 | 0 | 0
PG&E NGBA | Bucks Creek | 230 | No Analysis | 2 |  | 0 | 0 | 0 | 0 |  | 0 | [9 empty] | 0 | 0 | 0 | 0 |  | 0 | 10 | 0 | 0 | 0 | 2 | 0 | 0 | 0 | 0 | 0 | 0 | 0 | 0 | 0 | 0
PG&E KERN | Buena Vista | 230 | No Analysis | 1 |  | 0 | 0 | 0 | 0 |  | 0 | [9 empty] | 0 | 0 | 0 | 0 |  | 0 | 10 | 0 | 0 | 0 | 1 | 0 | 0 | 0 | 0 | 0 | 0 | 0 | 0 | 0 | 0
PG&E FRESNO | Bullard | 115 | No Analysis | 1 |  | 0 | 0 | 0 | 0 |  | 0 | [9 empty] | 0 | 0 | 0 | 0 |  | 0 | 10 | 0 | 0 | 0 | 1 | 0 | 0 | 0 | 0 | 0 | 0 | 0 | 0 | 0 | 0
PG&E GBA | Burlingame | 115 | No Analysis | 2 |  | 0 | 0 | 0 | 0 |  | 0 | [9 empty] | 0 | 0 | 0 | 0 |  | 0 | 10 | 0 | 0 | 0 | 2 | 0 | 0 | 0 | 0 | 0 | 0 | 0 | 0 | 0 | 0
PG&E NGBA | Burney Forest | 230 | No Analysis | 2 |  | 0 | 0 | 0 | 0 |  | 0 | [9 empty] | 0 | 0 | 0 | 0 |  | 0 | 10 | 0 | 0 | 0 | 2 | 0 | 0 | 0 | 0 | 0 | 0 | 0 | 0 | 0 | 0
PG&E NGBA | Butte | 115 | No Analysis | 2 |  | 0 | 0 | 0 | 0 |  | 0 | [9 empty] | 0 | 0 | 0 | 0 |  | 0 | 10 | 0 | 0 | 0 | 2 | 0 | 0 | 0 | 0 | 0 | 0 | 0 | 0 | 0 | 0
PG&E KERN | Cabrillo | 115 | Cabrillo | 2 |  | 0 | 0 | 0 | 91.2 |  | 91.2 | 10 | 4 | 5 | 2 | 1 | 1 | 3 | 2 | 1 | 0 | 0 | 0 | 0 |  | 0 | 10 | 1 | 1 | 1 | 2 | 5 | 2 | 1 | 1 | 3 | 1 | 1 | 0 | 0 | 0
PG&E FRESNO | Cal Flats | 230 | Cal Flats | 2 |  | 0 | 0 | 0 | 0 |  | 0 |  | N/A | N/A | N/A | N/A | N/A | N/A | N/A | N/A | 0 | 0 | 0 | 0 |  | 0 | 10 | 1 | 1 | 1 | 2 | 2 | 1 | 1 | 1 | 2 | 3 | 1 | 0 | 0 | 0
SCE NOL | Calcite | 230 | Calcite | 2 |  | 0 | 0 | 0 | 0 |  | 0 |  | N/A | N/A | N/A | N/A | N/A | N/A | N/A | N/A | 200 | 150 | 0 | 0 |  | 350 | 10 | 1 | 5 | 1 | 2 | 1 | 1 | 1 | 1 | 2 | 1 | 1 | 0 | 0 | 0
PG&E KERN | Caliente | 230 | Caliente | 2 |  | 0 | 0 | 0 | 0 |  | 0 | 10 | 1 | 1 | 1 | 1 | 1 | 1 | 2 | 1 | 0 | 0 | 0 | 0 |  | 0 | 10 | 1 | 2 | 1 | 2 | 1 | 1 | 1 | 1 | 2 | 1 | 1 | 0 | 0 | 0
PG&E FRESNO | California Ave | 115 | Cal Ave | 1 |  | 0 | 0 | 0 | 0 |  | 0 | 10 | 1 | 1 | 1 | 1 | 1 | 1 | 1 | 1 | 0 | 0 | 0 | 0 |  | 0 | 10 | 1 | 3 | 2 | 1 | 1 | 1 | 1 | 1 | 1 | 1 | 1 | 0 | 0 | 0
PG&E KERN | Callender | 115 | No Analysis | 2 |  | 0 | 0 | 0 | 0 |  | 0 | [9 empty] | 0 | 0 | 0 | 0 |  | 0 | 10 | 0 | 0 | 0 | 2 | 0 | 0 | 0 | 0 | 0 | 0 | 0 | 0 | 0 | 0
PG&E NGBA | Calpella | 115 | Calpella | 2 |  | 0 | 0 | 0 | 0 |  | 0 |  | N/A | N/A | N/A | N/A | N/A | N/A | N/A | N/A | 0 | 0 | 0 | 0 |  | 0 | 10 | 1 | 1 | 1 | 2 | 5 | 1 | 1 | 1 | 2 | 2 | 1 | 0 | 0 | 0
PG&E GBA | Camanche | 230 | Camanche | 1 |  | 0 | 0 | 0 | 0 |  | 0 |  | N/A | N/A | N/A | N/A | N/A | N/A | N/A | N/A | 0 | 0 | 0 | 0 |  | 0 | 10 | 1 | 2 | 1 | 1 | 1 | 2 | 1 | 2 | 3 | 1 | 1 | 0 | 0 | 0
SDGE | Cameron | 69 | No Analysis | 2 |  | 0 | 0 | 0 | 0 |  | 0 | [9 empty] | 0 | 0 | 0 | 0 |  | 0 | 10 | 0 | 0 | 0 | 2 | 0 | 0 | 0 | 0 | 0 | 0 | 0 | 0 | 0 | 0
SDGE | Cannon | 69 | No Analysis | 2 |  | 0 | 0 | 0 | 0 |  | 0 | [9 empty] | 0 | 0 | 0 | 0 |  | 0 | 10 | 0 | 0 | 0 | 2 | 0 | 0 | 0 | 0 | 0 | 0 | 0 | 0 | 0 | 0
PG&E FRESNO | Cantua | 115 | Cantua | 1 |  | 0 | 0 | 0 | 0 |  | 0 |  | N/A | N/A | N/A | N/A | N/A | N/A | N/A | N/A | 0 | 0 | 0 | 0 |  | 0 | 10 | 1 | 1 | 1 | 1 | 1 | 1 | 1 | 1 | 1 | 1 | 1 | 0 | 0 | 0
SDGE | Capistrano | 138 | Capistrano | 2 |  | 0 | 0 | 0 | 0 |  | 0 |  | N/A | N/A | N/A | N/A | N/A | N/A | N/A | N/A | 0 | 0 | 0 | 0 |  | 0 | 10 | 1 | 4 | 1 | 2 | 5 | 1 | 2 | 2 | 3 | 2 | 1 | 0 | 0 | 0
SDGE | Capistrano | 230 | Capistrano | 2 |  | 0 | 0 | 0 | 0 |  | 0 |  | N/A | N/A | N/A | N/A | N/A | N/A | N/A | N/A | 0 | 0 | 0 | 0 |  | 0 | 10 | 1 | 4 | 1 | 2 | 5 | 1 | 2 | 2 | 3 | 2 | 1 | 0 | 0 | 0
PG&E NGBA | Carberry | 230 | No Analysis | 2 |  | 0 | 0 | 0 | 0 |  | 0 | [9 empty] | 0 | 0 | 0 | 0 |  | 0 | 10 | 0 | 0 | 0 | 2 | 0 | 0 | 0 | 0 | 0 | 0 | 0 | 0 | 0 | 0
SCE Eastern | Cardiff | 66 | No Analysis | 2 |  | 0 | 0 | 0 | 0 |  | 0 | [9 empty] | 0 | 0 | 0 | 0 |  | 0 | 10 | 0 | 0 | 0 | 2 | 0 | 0 | 0 | 0 | 0 | 0 | 0 | 0 | 0 | 0
PG&E NGBA | Caribou | 60 | No Analysis | 2 |  | 0 | 0 | 0 | 0 |  | 0 | 15 | 0 | 0 | 0 | 0 | 0 | 0 | 0 | 0 | 0 | 0 | 0 | 0 |  | 0 | 10 | 0 | 0 | 0 | 2 | 0 | 0 | 0 | 0 | 0 | 0 | 0 | 0 | 0 | 0
PG&E NGBA | Caribou | 115 | No Analysis | 2 |  | 0 | 0 | 0 | 0 |  | 0 | [9 empty] | 0 | 0 | 0 | 0 |  | 0 | 10 | 0 | 0 | 0 | 2 | 0 | 0 | 0 | 0 | 0 | 0 | 0 | 0 | 0 | 0
PG&E NGBA | Caribou | 230 | No Analysis | 2 |  | 0 | 0 | 0 | 0 |  | 0 | [9 empty] | 0 | 0 | 0 | 0 |  | 0 | 10 | 0 | 0 | 0 | 2 | 0 | 0 | 0 | 0 | 0 | 0 | 0 | 0 | 0 | 0
EOP | Carpenter Canyon (fka Gamebird) | 138 | GAMEBIRD | 2 | OOS | 0 | 0 | 0 | 0 |  | 0 |  | N/A | N/A | N/A | N/A | N/A | N/A | N/A | N/A | 0 | 0 | 0 | 0 |  | 0 | 10 | 1 | N/A | N/A | 2 | N/A | N/A | N/A | N/A | N/A | N/A | N/A | 0 | 0 | 0
EOP | Carpenter Canyon (fka Gamebird) | 230 | GAMEBIRD | 2 | OOS | 0 | 0 | 0 | 0 |  | 0 |  | N/A | N/A | N/A | N/A | N/A | N/A | N/A | N/A | 0 | 158 | 0 | 0 |  | 158 | 10 | 1 | N/A | N/A | 2 | N/A | N/A | N/A | N/A | N/A | N/A | N/A | 0 | 0 | 0
PG&E NGBA | Carquinez | 115 | Carquinez | 2 |  | 0 | 0 | 0 | 0 |  | 0 |  | N/A | N/A | N/A | N/A | N/A | N/A | N/A | N/A | 0 | 0 | 0 | 0 |  | 0 | 10 | 1 | 4 | 1 | 2 | 2 | 1 | 1 | 1 | 3 | 1 | 1 | 0 | 0 | 0
SDGE | Carrizo Gorge | 138 | ECO | 2 |  | 0 | 0 | 0 | 0 |  | 0 | [9 empty] | 0 | 90 | 0 | 0 |  | 90 | 10 | 1 | 2 | 1 | 2 | 3 | 1 | 1 | 1 | 2 | 1 | 1 | 0 | 0 | 0
PG&E KERN | Carrizo Plains | 115 | Carrizo Plains | 1 |  | 0 | 0 | 0 | 0 |  | 0 |  | N/A | N/A | N/A | N/A | N/A | N/A | N/A | N/A | 0 | 0 | 0 | 0 |  | 0 | 10 | 1 | 1 | 1 | 1 | 2 | 1 | 1 | 1 | 2 | 2 | 1 | 0 | 0 | 0
PG&E KERN | Casaloma | 230 | No Analysis | 1 |  | 0 | 0 | 0 | 0 |  | 0 | [9 empty] | 0 | 0 | 0 | 0 |  | 0 | 10 | 0 | 0 | 0 | 1 | 0 | 0 | 0 | 0 | 0 | 0 | 0 | 0 | 0 | 0
PG&E GBA | Castro Valley | 230 | No Analysis | 2 |  | 0 | 0 | 0 | 0 |  | 0 | [9 empty] | 0 | 0 | 0 | 0 |  | 0 | 10 | 0 | 0 | 0 | 2 | 0 | 0 | 0 | 0 | 0 | 0 | 0 | 0 | 0 | 0
PG&E GBA | Cayetano | 230 | Cayetano | 2 |  | 0 | 0 | 0 | 0 |  | 0 |  | N/A | N/A | N/A | N/A | N/A | N/A | N/A | N/A | 0 | 100 | 0 | 0 |  | 100 | 10 | 2 | 1 | 2 | 2 | 3 | 2 | 2 | 3 | 3 | 1 | 1 | 0 | 0 | 0
SCE Metro | Center | 230 | Center | 2 |  | 0 | 0 | 0 | 0 |  | 0 |  | N/A | N/A | N/A | N/A | N/A | N/A | N/A | N/A | 0 | 0 | 0 | 0 |  | 0 | 10 | 1 | 1 | 1 | 2 | 1 | 1 | 1 | 1 | 1 | 1 | 1 | 0 | 0 | 0
PG&E KERN | Charca | 115 | Charca | 1 |  | 0 | 0 | 0 | 0 |  | 0 |  | N/A | N/A | N/A | N/A | N/A | N/A | N/A | N/A | 0 | 0 | 0 | 0 |  | 0 | 10 | 1 | 1 | 3 | 1 | 1 | 1 | 1 | 1 | 1 | 1 | 1 | 0 | 0 | 0
EOP | Charleston | 138 | No Analysis | 2 | OOS | 0 | 0 | 0 | 0 |  | 0 | [9 empty] | 0 | 0 | 0 | 0 |  | 0 | 10 | 0 | N/A | N/A | 2 | N/A | N/A | N/A | N/A | N/A | N/A | N/A | 0 | 0 | 0
SCE Metro | Chevmain | 230 | Chevmain | 2 |  | 0 | 0 | 0 | 0 |  | 0 |  | N/A | N/A | N/A | N/A | N/A | N/A | N/A | N/A | 0 | 0 | 0 | 0 |  | 0 | 10 | 1 | 1 | 1 | 2 | 2 | 1 | 1 | 2 | 2 | 1 | 1 | 0 | 0 | 0
SDGE | Chicarita | 138 | No Analysis | 2 |  | 0 | 0 | 0 | 0 |  | 0 | [9 empty] | 0 | 0 | 0 | 0 |  | 0 | 10 | 0 | 0 | 0 | 2 | 0 | 0 | 0 | 0 | 0 | 0 | 0 | 0 | 0 | 0
SCE Metro | Chino | 230 | Chino | 2 |  | 0 | 0 | 0 | 0 |  | 0 | 10 | 1 | 5 | 2 | 1 | 1 | 5 | 2 | 1 | 0 | 0 | 0 | 0 |  | 0 | 10 | 1 | 4 | 1 | 2 | 5 | 1 | 1 | 1 | 2 | 1 | 1 | 0 | 0 | 0
PG&E FRESNO | Chowchilla | 115 | No Analysis | 1 |  | 0 | 0 | 0 | 0 |  | 0 | [9 empty] | 0 | 0 | 0 | 0 |  | 0 | 10 | 0 | 0 | 0 | 1 | 0 | 0 | 0 | 0 | 0 | 0 | 0 | 0 | 0 | 0
PG&E GBA | Christie | 60 | No Analysis | 2 |  | 0 | 0 | 0 | 0 |  | 0 | [9 empty] | 0 | 0 | 0 | 0 |  | 0 | 10 | 0 | 0 | 0 | 2 | 0 | 0 | 0 | 0 | 0 | 0 | 0 | 0 | 0 | 0
PG&E GBA | Christie | 115 | No Analysis | 2 |  | 0 | 0 | 0 | 0 |  | 0 | 20 | 0 | 0 | 0 | 0 | 0 | 0 | 0 | 0 | 0 | 0 | 0 | 0 |  | 0 | 10 | 0 | 0 | 0 | 2 | 0 | 0 | 0 | 0 | 0 | 0 | 0 | 0 | 0 | 0
SCE Eastern | Cielo Azul | 500 | CIELO AZUL | 2 | OOS | 0 | 0 | 0 | 0 |  | 0 |  | N/A | N/A | N/A | N/A | N/A | N/A | N/A | N/A | 0 | 2025 | 0 | 0 |  | 2025 | 10 | 1 | N/A | N/A | 2 | N/A | N/A | N/A | N/A | N/A | N/A | N/A | 0 | 0 | 0
PG&E GBA | Clay | 60 | No Analysis | 2 |  | 0 | 0 | 0 | 0 |  | 0 | [9 empty] | 0 | 0 | 0 | 0 |  | 0 | 10 | 0 | 0 | 0 | 2 | 0 | 0 | 0 | 0 | 0 | 0 | 0 | 0 | 0 | 0
PG&E GBA | Clayton | 115 | Clayton | 2 |  | 0 | 0 | 0 | 0 |  | 0 |  | N/A | N/A | N/A | N/A | N/A | N/A | N/A | N/A | 0 | 0 | 0 | 0 |  | 0 | 10 | 1 | 1 | 1 | 2 | 4 | 1 | 3 | 2 | 3 | 1 | 1 | 0 | 0 | 0
PG&E NGBA | Cloverdale | 115 | Cloverdale | 2 |  | 0 | 0 | 0 | 0 |  | 0 |  | N/A | N/A | N/A | N/A | N/A | N/A | N/A | N/A | 0 | 0 | 0 | 0 |  | 0 | 10 | 1 | 1 | 1 | 2 | 5 | 2 | 1 | 2 | 3 | 2 | 1 | 46 | 25 | 71 |  | Geysers | 1 | 5 | 1 | 1 | 2 | 3 | 1 | 1
PG&E FRESNO | Clovis | 115 | No Analysis | 1 |  | 0 | 0 | 0 | 0 |  | 0 | [9 empty] | 0 | 0 | 0 | 0 |  | 0 | 10 | 0 | 0 | 0 | 1 | 0 | 0 | 0 | 0 | 0 | 0 | 0 | 0 | 0 | 0
PG&E GBA | Coburn | 230 | Coburn | 2 |  | 100 | 0 | 0 | 0 |  | 100 | 10 | 1 | 1 | 1 | 1 | 1 | 2 | 1 | 1 | 0 | 0 | 0 | 0 |  | 0 | 10 | 1 | 1 | 1 | 2 | 2 | 1 | 1 | 1 | 1 | 1 | 1 | 0 | 0 | 0
PG&E GBA | Coburn | 60 | Coburn | 2 |  | 0 | 0 | 0 | 0 |  | 0 |  | N/A | N/A | N/A | N/A | N/A | N/A | N/A | N/A | 0 | 0 | 0 | 0 |  | 0 | 10 | 1 | 1 | 1 | 2 | 2 | 1 | 1 | 1 | 1 | 1 | 1 | 0 | 0 | 0
PG&E NGBA | Colgate | 230 | Colgate | 2 |  | 0 | 0 | 0 | 0 |  | 0 |  | N/A | N/A | N/A | N/A | N/A | N/A | N/A | N/A | 0 | 0 | 0 | 0 |  | 0 | 10 | 1 | 2 | 1 | 2 | 5 | 3 | 1 | 1 | 4 | 1 | 1 | 0 | 0 | 0
PG&E GBA | Collierville | 230 | No Analysis | 2 |  | 0 | 0 | 0 | 0 |  | 0 | 15 | 0 | 0 | 0 | 0 | 0 | 0 | 0 | 0 | 0 | 0 | 0 | 0 |  | 0 | 10 | 0 | 0 | 0 | 2 | 0 | 0 | 0 | 0 | 0 | 0 | 0 | 0 | 0 | 0
PG&E GBA | Collinsville | 230 | No Analysis | 2 |  | 0 | 0 | 0 | 0 |  | 0 | [9 empty] | 0 | 0 | 0 | 0 |  | 0 | 10 | 0 | 0 | 0 | 2 | 0 | 0 | 0 | 0 | 0 | 0 | 0 | 0 | 0 | 0
PG&E GBA | Collinsville | 500 | No Analysis | 2 |  | 0 | 0 | 0 | 0 |  | 0 | [9 empty] | 0 | 0 | 0 | 0 |  | 0 | 10 | 0 | 0 | 0 | 2 | 0 | 0 | 0 | 0 | 0 | 0 | 0 | 0 | 0 | 0
SCE Eastern | Colorado River | 230 | Colorado River | 2 |  | 0 | 0 | 0 | 0 |  | 0 |  | N/A | N/A | N/A | N/A | N/A | N/A | N/A | N/A | 300 | 500 | 0 | 0 |  | 800 | 15 | 2 | 1 | 2 | 2 | 1 | 1 | 1 | 1 | 2 | 1 | 1 | 0 | 0 | 0
SCE Eastern | Colorado River | 500 | Colorado River | 2 |  | 0 | 0 | 0 | 0 |  | 0 |  | N/A | N/A | N/A | N/A | N/A | N/A | N/A | N/A | 0 | 0 | 0 | 0 |  | 0 | 10 | 3 | 2 | 2 | 2 | 1 | 1 | 1 | 1 | 2 | 1 | 1 | 0 | 0 | 0
PG&E KERN | Columbus | 115 | Columbus | 1 |  | 0 | 0 | 0 | 0 |  | 0 | 15 | 1 | 1 | 1 | 1 | 1 | 1 | 1 | 1 | 0 | 0 | 0 | 0 |  | 0 | 10 | 1 | 1 | 1 | 1 | 2 | 2 | 1 | 1 | 2 | 1 | 1 | 0 | 0 | 0
PG&E GBA | Contra Costa | 115 | Contra Costa | 2 |  | 0 | 0 | 0 | 0 |  | 0 | 15 | 1 | 2 | 1 | 2 | 1 | 2 | 1 | 1 | 0 | 0 | 0 | 0 |  | 0 | 10 | 1 | 1 | 1 | 2 | 2 | 1 | 2 | 1 | 2 | 1 | 1 | 0 | 0 | 0
PG&E GBA | Contra Costa | 230 | Contra Costa | 2 |  | 0 | 0 | 0 | 0 |  | 0 | 15 | 1 | 2 | 1 | 2 | 1 | 2 | 1 | 1 | 0 | 0 | 0 | 0 |  | 0 | 10 | 1 | 1 | 1 | 2 | 2 | 1 | 2 | 1 | 2 | 1 | 1 | 0 | 0 | 0
PG&E GBA | Contra Costa PP | 230 | No Analysis | 2 |  | 0 | 0 | 0 | 0 |  | 0 | [9 empty] | 0 | 0 | 0 | 0 |  | 0 | 10 | 0 | 0 | 0 | 2 | 0 | 0 | 0 | 0 | 0 | 0 | 0 | 0 | 0 | 0
SCE NOL | Control | 115 | Control | 2 |  | 0 | 0 | 0 | 0 |  | 0 |  | N/A | N/A | N/A | N/A | N/A | N/A | N/A | N/A | 0 | 0 | 0 | 0 |  | 0 | 10 | 1 | 1 | 1 | 2 | 5 | 1 | 1 | 1 | 1 | 2 | 1 | 9.7 | 44 | 53.7 | *minus 13 import | Mono - Long Valley | 1 | 5 | 1 | 1 | 1 | 1 | 2 | 1
SCE NOL | Control | 55 | Control | 2 | OOS | 0 | 0 | 0 | 0 |  | 0 |  | N/A | N/A | N/A | N/A | N/A | N/A | N/A | N/A | 0 | 0 | 0 | 0 |  | 0 | 10 | 0 | N/A | N/A | 2 | N/A | N/A | N/A | N/A | N/A | N/A | N/A | 0 | 0 | 0
PG&E GBA | Cooley Landing | 115 | No Analysis | 2 |  | 0 | 0 | 0 | 0 |  | 0 | 20 | 0 | 0 | 0 | 0 | 0 | 0 | 0 | 0 | 0 | 0 | 0 | 0 |  | 0 | 10 | 0 | 0 | 0 | 2 | 0 | 0 | 0 | 0 | 0 | 0 | 0 | 0 | 0 | 0
PG&E GBA | Cooley Landing | 60 | No Analysis | 2 |  | 0 | 0 | 0 | 0 |  | 0 | [9 empty] | 0 | 0 | 0 | 0 |  | 0 | 10 | 0 | 0 | 0 | 2 | 0 | 0 | 0 | 0 | 0 | 0 | 0 | 0 | 0 | 0
SCE NOL | Coolwater | 230 | Coolwater | 2 |  | 0 | 0 | 0 | 0 |  | 0 |  | N/A | N/A | N/A | N/A | N/A | N/A | N/A | N/A | 0 | 0 | 0 | 0 |  | 0 | 10 | 1 | 3 | 1 | 2 | 1 | 3 | 1 | 1 | 3 | 1 | 1 | 0 | 0 | 0
SCE NOL | Coolwater | 115 | Coolwater | 2 |  | 180 | 32.18 | 0 | 0 |  | 212.18 | 20 | 2 | 1 | 1 | 1 | 1 | 2 | 1 | 1 | 100 | 0 | 0 | 0 |  | 100 | 10 | 1 | 3 | 1 | 2 | 1 | 3 | 1 | 1 | 3 | 1 | 1 | 0 | 0 | 0
PG&E KERN | Copus | 70 | No Analysis | 1 |  | 0 | 0 | 0 | 0 |  | 0 | [9 empty] | 0 | 0 | 0 | 0 |  | 0 | 10 | 0 | 0 | 0 | 1 | 0 | 0 | 0 | 0 | 0 | 0 | 0 | 0 | 0 | 0
PG&E FRESNO | Corcoran | 70 | Corcoran | 1 |  | 0 | 0 | 0 | 0 |  | 0 |  | N/A | N/A | N/A | N/A | N/A | N/A | N/A | N/A | 0 | 0 | 0 | 0 |  | 0 | 10 | 1 | 1 | 1 | 1 | 1 | 1 | 1 | 1 | 1 | 1 | 1 | 0 | 0 | 0
PG&E FRESNO | Corcoran | 115 | Corcoran | 1 |  | 0 | 0 | 0 | 0 |  | 0 |  | N/A | N/A | N/A | N/A | N/A | N/A | N/A | N/A | 0 | 0 | 0 | 0 |  | 0 | 10 | 1 | 1 | 1 | 1 | 1 | 1 | 1 | 1 | 1 | 1 | 1 | 0 | 0 | 0
PG&E NGBA | Corona | 115 | No Analysis | 2 |  | 0 | 0 | 0 | 0 |  | 0 | [9 empty] | 0 | 0 | 0 | 0 |  | 0 | 10 | 0 | 0 | 0 | 2 | 0 | 0 | 0 | 0 | 0 | 0 | 0 | 0 | 0 | 0
PG&E NGBA | Cortina | 230 | Cortina | 2 |  | 0 | 0 | 0 | 0 |  | 0 |  | N/A | N/A | N/A | N/A | N/A | N/A | N/A | N/A | 0 | 0 | 0 | 0 |  | 0 | 10 | 1 | 1 | 1 | 2 | 2 | 1 | 1 | 1 | 3 | 1 | 1 | 0 | 0 | 0
PG&E NGBA | Cortina | 115 | Cortina | 2 |  | 0 | 0 | 0 | 0 |  | 0 |  | N/A | N/A | N/A | N/A | N/A | N/A | N/A | N/A | 0 | 80 | 0 | 0 |  | 80 | 5 | 3 | 1 | 1 | 2 | 1 | 1 | 1 | 1 | 3 | 1 | 1 | 0 | 0 | 0
PG&E GBA | Cottle | 230 | No Analysis | 1 |  | 0 | 0 | 0 | 0 |  | 0 | [9 empty] | 0 | 0 | 0 | 0 |  | 0 | 10 | 0 | 0 | 0 | 1 | 0 | 0 | 0 | 0 | 0 | 0 | 0 | 0 | 0 | 0
PG&E NGBA | Cottonwood | 115 | Cottonwood | 2 |  | 0 | 0 | 0 | 0 |  | 0 |  | N/A | N/A | N/A | N/A | N/A | N/A | N/A | N/A | 0 | 0 | 0 | 0 |  | 0 | 10 | 1 | 3 | 1 | 2 | 3 | 1 | 1 | 1 | 2 | 1 | 1 | 0 | 0 | 0
PG&E NGBA | Cottonwood | 230 | Cottonwood | 2 |  | 0 | 0 | 0 | 0 |  | 0 |  | N/A | N/A | N/A | N/A | N/A | N/A | N/A | N/A | 0 | 0 | 0 | 0 |  | 0 | 10 | 1 | 3 | 1 | 2 | 3 | 1 | 1 | 1 | 2 | 1 | 1 | 0 | 0 | 0
PG&E NGBA | Cottonwood | 60 | Cottonwood | 2 |  | 0 | 0 | 0 | 0 |  | 0 |  | N/A | N/A | N/A | N/A | N/A | N/A | N/A | N/A | 0 | 0 | 0 | 0 |  | 0 | 10 | 1 | 3 | 1 | 2 | 3 | 1 | 1 | 1 | 2 | 1 | 1 | 0 | 0 | 0
PG&E NGBA | Cove Road | 230 | Cove Rd | 2 |  | 0 | 0 | 0 | 0 |  | 0 |  | N/A | N/A | N/A | N/A | N/A | N/A | N/A | N/A | 0 | 0 | 0 | 0 |  | 0 | 10 | 1 | 1 | 1 | 2 | 5 | 2 | 1 | 1 | 2 | 2 | 1 | 0 | 0 | 0
PG&E GBA | Coyote | 230 | Coyote | 2 |  | 0 | 0 | 0 | 0 |  | 0 |  | N/A | N/A | N/A | N/A | N/A | N/A | N/A | N/A | 0 | 0 | 0 | 0 |  | 0 | 10 | 1 | 1 | 1 | 2 | 5 | 3 | 1 | 1 | 3 | 2 | 1 | 0 | 0 | 0
PG&E GBA | Crazy Horse Canyon | 115 | No Analysis | 1 |  | 0 | 0 | 0 | 0 |  | 0 | [9 empty] | 0 | 0 | 0 | 0 |  | 0 | 10 | 0 | 0 | 0 | 1 | 0 | 0 | 0 | 0 | 0 | 0 | 0 | 0 | 0 | 0
SDGE | Creelman | 69 | No Analysis | 2 |  | 0 | 0 | 0 | 0 |  | 0 | [9 empty] | 0 | 0 | 0 | 0 |  | 0 | 10 | 0 | 0 | 0 | 2 | 0 | 0 | 0 | 0 | 0 | 0 | 0 | 0 | 0 | 0
PG&E FRESNO | Crescent | 70 | Helm | 1 |  | 0 | 0 | 0 | 0 |  | 0 | [9 empty] | 0 | 35 | 0 | 0 |  | 35 | 10 | 1 | 1 | 1 | 1 | 1 | 1 | 1 | 1 | 1 | 1 | 1 | 0 | 0 | 0
PG&E FRESNO | Cressey | 115 | No Analysis | 1 |  | 0 | 0 | 0 | 0 |  | 0 | [9 empty] | 0 | 0 | 0 | 0 |  | 0 | 10 | 0 | 0 | 0 | 1 | 0 | 0 | 0 | 0 | 0 | 0 | 0 | 0 | 0 | 0
PG&E NGBA | Cresta | 230 | No Analysis | 2 |  | 0 | 0 | 0 | 0 |  | 0 | [9 empty] | 0 | 0 | 0 | 0 |  | 0 | 10 | 0 | 0 | 0 | 2 | 0 | 0 | 0 | 0 | 0 | 0 | 0 | 0 | 0 | 0
SDGE | Crestwood | 69 | No Analysis | 2 |  | 0 | 0 | 0 | 0 |  | 0 | [9 empty] | 0 | 0 | 0 | 0 |  | 0 | 10 | 0 | 0 | 0 | 2 | 0 | 0 | 0 | 0 | 0 | 0 | 0 | 0 | 0 | 0
PG&E GBA | Crow Creek | 60 | Crow Creek | 1 |  | 0 | 0 | 0 | 0 |  | 0 |  | N/A | N/A | N/A | N/A | N/A | N/A | N/A | N/A | 0 | 0 | 0 | 0 |  | 0 | 10 | 1 | 1 | 1 | 1 | 2 | 1 | 1 | 1 | 2 | 1 | 1 | 0 | 0 | 0
PG&E GBA | Crows Landing | 60 | No Analysis | 1 |  | 0 | 0 | 0 | 0 |  | 0 | [9 empty] | 0 | 0 | 0 | 0 |  | 0 | 10 | 0 | 0 | 0 | 1 | 0 | 0 | 0 | 0 | 0 | 0 | 0 | 0 | 0 | 0
PG&E GBA | Curtis | 115 | Curtis | 2 |  | 0 | 0 | 0 | 0 |  | 0 |  | N/A | N/A | N/A | N/A | N/A | N/A | N/A | N/A | 0 | 0 | 0 | 0 |  | 0 | 10 | 1 | 2 | 1 | 2 | 5 | 1 | 1 | 1 | 3 | 2 | 1 | 0 | 0 | 0
PG&E FRESNO | Dairyland | 115 | Dairyland | 1 |  | 0 | 0 | 0 | 0 |  | 0 |  | N/A | N/A | N/A | N/A | N/A | N/A | N/A | N/A | 0 | 0 | 0 | 0 |  | 0 | 10 | 1 | 1 | 1 | 1 | 1 | 1 | 1 | 1 | 1 | 1 | 1 | 0 | 0 | 0
PG&E NGBA | Davis | 115 | Davis | 2 |  | 0 | 0 | 0 | 0 |  | 0 |  | N/A | N/A | N/A | N/A | N/A | N/A | N/A | N/A | 0 | 0 | 0 | 0 |  | 0 | 10 | 1 | 1 | 3 | 2 | 1 | 1 | 1 | 1 | 1 | 1 | 1 | 0 | 0 | 0
SCE Metro | Del Amo | 500 | Del Amo | 2 |  | 0 | 0 | 0 | 0 |  | 0 |  | N/A | N/A | N/A | N/A | N/A | N/A | N/A | N/A | 0 | 0 | 0 | 0 |  | 0 | 10 | 1 | 3 | 1 | 2 | 1 | 1 | 1 | 1 | 1 | 1 | 1 | 0 | 0 | 0
SCE Metro | Del Amo | 230 | Del Amo | 2 |  | 0 | 0 | 0 | 0 |  | 0 |  | N/A | N/A | N/A | N/A | N/A | N/A | N/A | N/A | 0 | 0 | 0 | 0 |  | 0 | 10 | 1 | 3 | 1 | 2 | 1 | 1 | 1 | 1 | 1 | 1 | 1 | 0 | 0 | 0
SCE Eastern | Delaney | 500 | Delaney | 2 | OOS | 0 | 0 | 0 | 0 |  | 0 |  | N/A | N/A | N/A | N/A | N/A | N/A | N/A | N/A | 0 | 0 | 0 | 0 |  | 0 | 10 | 1 | N/A | N/A | 2 | N/A | N/A | N/A | N/A | N/A | N/A | N/A | 0 | 0 | 0
PG&E NGBA | Delevan | 230 | Delevan | 2 |  | 0 | 0 | 0 | 0 |  | 0 |  | N/A | N/A | N/A | N/A | N/A | N/A | N/A | N/A | 50 | 150 | 0 | 0 |  | 200 | 10 | 1 | 1 | 1 | 2 | 1 | 1 | 1 | 1 | 2 | 1 | 1 | 0 | 0 | 0
PG&E GBA | Delta PP | 230 | Delta Switching Yard | 2 |  | 0 | 0 | 0 | 0 |  | 0 |  | N/A | N/A | N/A | N/A | N/A | N/A | N/A | N/A | 0 | 0 | 0 | 0 |  | 0 | 10 | 1 | 1 | 1 | 2 | 2 | 2 | 1 | 2 | 2 | 1 | 1 | 0 | 0 | 0
EOP | Desert View | 230 | Desert View | 2 | OOS | 0 | 0 | 0 | 0 |  | 0 |  | N/A | N/A | N/A | N/A | N/A | N/A | N/A | N/A | 0 | 0 | 0 | 0 |  | 0 | 10 | 1 | N/A | N/A | 2 | N/A | N/A | N/A | N/A | N/A | N/A | N/A | 0 | 0 | 0
SCE Eastern | Devers | 230 | Devers | 2 |  | 287.5 | 37 | 0 | 0 | 90 | 234.5 | 20 | 3 | 5 | 2 | 1 | 2 | 2 | 2 | 1 | 0 | 0 | 0 | 0 |  | 0 | 10 | 1 | 4 | 1 | 2 | 2 | 1 | 2 | 1 | 2 | 1 | 1 | 0 | 0 | 0
SCE Eastern | Devers | 500 | Devers | 2 |  | 0 | 0 | 0 | 0 |  | 0 |  | N/A | N/A | N/A | N/A | N/A | N/A | N/A | N/A | 0 | 0 | 0 | 0 |  | 0 | 10 | 1 | 4 | 1 | 2 | 2 | 1 | 2 | 1 | 2 | 1 | 1 | 0 | 0 | 0
PG&E KERN | Diablo Canyon | 230 | Diablo | 2 |  | 0 | 0 | 0 | 0 |  | 0 |  | N/A | N/A | N/A | N/A | N/A | N/A | N/A | N/A | 0 | 0 | 0 | 0 |  | 0 | 10 | 1 | 1 | 1 | 2 | 5 | 1 | 1 | 3 | 3 | 1 | 1 | 0 | 0 | 0
PG&E KERN | Diablo Canyon | 500 | Diablo | 2 |  | 0 | 0 | 0 | 0 |  | 0 |  | N/A | N/A | N/A | N/A | N/A | N/A | N/A | N/A | 0 | 0 | 0 | 0 |  | 0 | 10 | 1 | 1 | 1 | 2 | 5 | 1 | 1 | 3 | 3 | 1 | 1 | 0 | 0 | 0
PG&E KERN | Divide | 115 | No Analysis | 2 |  | 0 | 0 | 0 | 0 |  | 0 | 10 | 0 | 0 | 0 | 0 | 0 | 0 | 0 | 0 | 0 | 0 | 0 | 0 |  | 0 | 10 | 0 | 0 | 0 | 2 | 0 | 0 | 0 | 0 | 0 | 0 | 0 | 0 | 0 | 0
PG&E GBA | Dixon Landing | 115 | No Analysis | 2 |  | 0 | 0 | 0 | 0 |  | 0 | [9 empty] | 0 | 0 | 0 | 0 |  | 0 | 10 | 0 | 0 | 0 | 2 | 0 | 0 | 0 | 0 | 0 | 0 | 0 | 0 | 0 | 0
PG&E FRESNO | Dos Amigos | 230 | No Analysis | 1 |  | 0 | 0 | 0 | 0 |  | 0 | [9 empty] | 0 | 0 | 0 | 0 |  | 0 | 10 | 0 | 0 | 0 | 1 | 0 | 0 | 0 | 0 | 0 | 0 | 0 | 0 | 0 | 0
PG&E NGBA | Drum | 115 | Drum | 2 |  | 0 | 0 | 0 | 0 |  | 0 |  | N/A | N/A | N/A | N/A | N/A | N/A | N/A | N/A | 0 | 0 | 0 | 0 |  | 0 | 10 | 1 | 1 | 1 | 2 | 5 | 1 | 1 | 1 | 1 | 1 | 1 | 0 | 0 | 0
PG&E GBA | Dumbarton | 115 | No Analysis | 2 |  | 0 | 0 | 0 | 0 |  | 0 | [9 empty] | 0 | 0 | 0 | 0 |  | 0 | 10 | 0 | 0 | 0 | 2 | 0 | 0 | 0 | 0 | 0 | 0 | 0 | 0 | 0 | 0
SCE NOL | Dunn Siding | 115 | No Analysis | 2 |  | 0 | 0 | 0 | 0 |  | 0 | [9 empty] | 0 | 0 | 0 | 0 |  | 0 | 10 | 0 | 0 | 0 | 2 | 0 | 0 | 0 | 0 | 0 | 0 | 0 | 0 | 0 | 0
SCE Eastern | Eagle Mountain | 230 | No Analysis | 2 |  | 0 | 0 | 0 | 0 |  | 0 | [9 empty] | 0 | 0 | 0 | 0 |  | 0 | 10 | 0 | 0 | 0 | 2 | 0 | 0 | 0 | 0 | 0 | 0 | 0 | 0 | 0 | 0
PG&E NGBA | Eagle Rock (PGE) | 60 | Eagle Rock | 2 |  | 0 | 0 | 0 | 0 |  | 0 |  | N/A | N/A | N/A | N/A | N/A | N/A | N/A | N/A | 0 | 0 | 0 | 0 |  | 0 | 10 | 1 | 1 | 1 | 2 | 5 | 2 | 2 | 3 | 4 | 1 | 1 | 0 | 0 | 0
PG&E NGBA | Eagle Rock (PGE) | 115 | Eagle Rock | 2 |  | 0 | 0 | 0 | 0 |  | 0 | 15 | 1 | 5 | 2 | 1 | 3 | 5 | 1 | 1 | 0 | 0 | 0 | 0 |  | 0 | 10 | 1 | 1 | 1 | 2 | 5 | 2 | 2 | 3 | 4 | 1 | 1 | 46 | 0 | 46 |  | Geysers | 1 | 5 | 1 | 1 | 2 | 3 | 1 | 1
SCE Metro | Eagle Rock (SCE) | 230 | No Analysis | 2 |  | 0 | 0 | 0 | 0 |  | 0 | 10 | 0 | 0 | 0 | 0 | 0 | 0 | 0 | 0 | 0 | 0 | 0 | 0 |  | 0 | 10 | 0 | 0 | 0 | 2 | 0 | 0 | 0 | 0 | 0 | 0 | 0 | 0 | 0 | 0
PG&E NGBA | East Marysville | 115 | East Marysville | 2 |  | 0 | 0 | 0 | 0 |  | 0 |  | N/A | N/A | N/A | N/A | N/A | N/A | N/A | N/A | 0 | 0 | 0 | 0 |  | 0 | 10 | 1 | 2 | 1 | 2 | 1 | 1 | 1 | 1 | 2 | 1 | 1 | 0 | 0 | 0
PG&E NGBA | East Nicolaus | 115 | No Analysis | 2 |  | 0 | 0 | 0 | 0 |  | 0 | [9 empty] | 0 | 0 | 0 | 0 |  | 0 | 10 | 0 | 0 | 0 | 2 | 0 | 0 | 0 | 0 | 0 | 0 | 0 | 0 | 0 | 0
PG&E NGBA | East Nicolaus | 60 | No Analysis | 2 |  | 0 | 0 | 0 | 0 |  | 0 | [9 empty] | 0 | 0 | 0 | 0 |  | 0 | 10 | 0 | 0 | 0 | 2 | 0 | 0 | 0 | 0 | 0 | 0 | 0 | 0 | 0 | 0
PG&E GBA | Eastshore | 115 | East Shore | 2 |  | 0 | 0 | 0 | 0 |  | 0 |  | N/A | N/A | N/A | N/A | N/A | N/A | N/A | N/A | 0 | 0 | 0 | 0 |  | 0 | 10 | 1 | 4 | 1 | 2 | 5 | 1 | 1 | 2 | 3 | 1 | 1 | 0 | 0 | 0
PG&E GBA | Eastshore | 230 | East Shore | 2 |  | 0 | 0 | 0 | 0 |  | 0 |  | N/A | N/A | N/A | N/A | N/A | N/A | N/A | N/A | 0 | 0 | 0 | 0 |  | 0 | 10 | 1 | 4 | 1 | 2 | 5 | 1 | 1 | 2 | 3 | 1 | 1 | 0 | 0 | 0
SDGE | ECO | 138 | ECO | 2 |  | 0 | 0 | 0 | 0 |  | 0 |  | N/A | N/A | N/A | N/A | N/A | N/A | N/A | N/A | 0 | 0 | 0 | 0 |  | 0 | 10 | 1 | 2 | 1 | 2 | 3 | 1 | 1 | 1 | 2 | 1 | 1 | 0 | 0 | 0
SDGE | ECO | 230 | OOS (Baja Mexico) | 2 | OOS (Baja Mexico) | 300 | 52.5 | 0 | 0 |  | 352.5 | 20 | 0 | 0 | 0 | 0 | 0 | 0 | 0 | 0 | 0 | 0 | 0 | 0 |  | 0 | 10 | 0 | 0 | 0 | 2 | 0 | 0 | 0 | 0 | 0 | 0 | 0 | 0 | 0 | 0
SDGE | ECO | 500 | OOS (Baja Mexico) | 2 | OOS (Baja Mexico) | 600 | 400 | 0 | 0 |  | 1000 | 20 | 0 | 0 | 0 | 0 | 0 | 0 | 0 | 0 | 0 | 0 | 0 | 0 |  | 0 | 10 | 0 | 0 | 0 | 2 | 0 | 0 | 0 | 0 | 0 | 0 | 0 | 0 | 0 | 0
PG&E GBA | Edenvale | 115 | No Analysis | 2 |  | 0 | 0 | 0 | 0 |  | 0 | [9 empty] | 0 | 0 | 0 | 0 |  | 0 | 10 | 0 | 0 | 0 | 2 | 0 | 0 | 0 | 0 | 0 | 0 | 0 | 0 | 0 | 0
PG&E GBA | Edes | 115 | No Analysis | 2 |  | 0 | 0 | 0 | 0 |  | 0 | [9 empty] | 0 | 0 | 0 | 0 |  | 0 | 10 | 0 | 0 | 0 | 2 | 0 | 0 | 0 | 0 | 0 | 0 | 0 | 0 | 0 | 0
PG&E GBA | Eight Mile | 230 | Eight Mile | 1 |  | 0 | 0 | 0 | 0 |  | 0 |  | N/A | N/A | N/A | N/A | N/A | N/A | N/A | N/A | 0 | 0 | 0 | 0 |  | 0 | 10 | 1 | 2 | 2 | 1 | 1 | 1 | 1 | 1 | 1 | 1 | 1 | 0 | 0 | 0
SDGE | El Cajon | 69 | No Analysis | 2 |  | 0 | 0 | 0 | 0 |  | 0 | [9 empty] | 0 | 0 | 0 | 0 |  | 0 | 10 | 0 | 0 | 0 | 2 | 0 | 0 | 0 | 0 | 0 | 0 | 0 | 0 | 0 | 0
SCE Eastern | El Casco | 230 | El Casco | 2 |  | 0 | 0 | 0 | 0 |  | 0 |  | N/A | N/A | N/A | N/A | N/A | N/A | N/A | N/A | 0 | 0 | 0 | 0 |  | 0 | 10 | 1 | 2 | 1 | 2 | 5 | 1 | 1 | 2 | 3 | 1 | 1 | 0 | 0 | 0
PG&E GBA | El Cerrito G | 115 | No Analysis | 2 |  | 0 | 0 | 0 | 0 |  | 0 | [9 empty] | 0 | 0 | 0 | 0 |  | 0 | 10 | 0 | 0 | 0 | 2 | 0 | 0 | 0 | 0 | 0 | 0 | 0 | 0 | 0 | 0
PG&E NGBA | El Dorado PH | 115 | No Analysis | 2 |  | 0 | 0 | 0 | 0 |  | 0 | [9 empty] | 0 | 0 | 0 | 0 |  | 0 | 10 | 0 | 0 | 0 | 2 | 0 | 0 | 0 | 0 | 0 | 0 | 0 | 0 | 0 | 0
PG&E FRESNO | El Nido (PGE) | 115 | No Analysis | 1 |  | 0 | 0 | 0 | 0 |  | 0 | [9 empty] | 0 | 0 | 0 | 0 |  | 0 | 10 | 0 | 0 | 0 | 1 | 0 | 0 | 0 | 0 | 0 | 0 | 0 | 0 | 0 | 0
SCE Metro | El Nido (SCE) | 230 | El Nido | 2 |  | 0 | 0 | 0 | 0 |  | 0 |  | N/A | N/A | N/A | N/A | N/A | N/A | N/A | N/A | 0 | 0 | 0 | 0 |  | 0 | 10 | 1 | 1 | 1 | 2 | 2 | 1 | 1 | 2 | 2 | 1 | 1 | 0 | 0 | 0
PG&E GBA | El Patio | 115 | No Analysis | 2 |  | 0 | 0 | 0 | 0 |  | 0 | [9 empty] | 0 | 0 | 0 | 0 |  | 0 | 10 | 0 | 0 | 0 | 2 | 0 | 0 | 0 | 0 | 0 | 0 | 0 | 0 | 0 | 0
SCE Metro | El Segundo | 230 | El Segundo | 2 |  | 0 | 0 | 0 | 0 |  | 0 |  | N/A | N/A | N/A | N/A | N/A | N/A | N/A | N/A | 0 | 0 | 0 | 0 |  | 0 | 10 | 1 | 1 | 1 | 2 | 1 | 1 | 1 | 2 | 2 | 1 | 1 | 0 | 0 | 0
EOP | Eldorado | 230 | Eldorado | 2 | OOS | 0 | 0 | 0 | 0 |  | 0 |  | N/A | N/A | N/A | N/A | N/A | N/A | N/A | N/A | 0 | 0 | 0 | 0 |  | 0 | 10 | 1 | N/A | N/A | 2 | N/A | N/A | N/A | N/A | N/A | N/A | N/A | 128.3 | 83 | 211.3 |  | OOS | N/A | N/A | N/A | N/A | N/A | N/A | N/A | N/A
EOP | Eldorado | 500 | Eldorado | 2 | OOS | 0 | 0 | 0 | 0 |  | 0 |  | N/A | N/A | N/A | N/A | N/A | N/A | N/A | N/A | 0 | 0 | 0 | 0 |  | 0 | 10 | 1 | N/A | N/A | 2 | N/A | N/A | N/A | N/A | N/A | N/A | N/A | 0 | 0 | 0
SCE Northern | Elizabeth Lake | 66 | No Analysis | 2 |  | 0 | 0 | 0 | 0 |  | 0 | [9 empty] | 0 | 0 | 0 | 0 |  | 0 | 10 | 0 | 0 | 0 | 2 | 0 | 0 | 0 | 0 | 0 | 0 | 0 | 0 | 0 | 0
PG&E KERN | Elk Hills | 230 | Elk Hills | 1 |  | 0 | 0 | 0 | 0 |  | 0 |  | N/A | N/A | N/A | N/A | N/A | N/A | N/A | N/A | 0 | 0 | 0 | 0 |  | 0 | 10 | 1 | 1 | 1 | 1 | 1 | 1 | 2 | 4 | 4 | 1 | 1 | 0 | 0 | 0
SDGE | Elliot | 69 | No Analysis | 2 |  | 0 | 0 | 0 | 0 |  | 0 | [9 empty] | 0 | 0 | 0 | 0 |  | 0 | 10 | 0 | 0 | 0 | 2 | 0 | 0 | 0 | 0 | 0 | 0 | 0 | 0 | 0 | 0
SCE Metro | Ellis | 230 | Ellis | 2 |  | 0 | 0 | 0 | 0 |  | 0 |  | N/A | N/A | N/A | N/A | N/A | N/A | N/A | N/A | 0 | 0 | 0 | 0 |  | 0 | 10 | 1 | 4 | 1 | 2 | 2 | 1 | 1 | 4 | 5 | 1 | 1 | 0 | 0 | 0
SDGE | Encina | 138 | Encina | 2 |  | 0 | 0 | 0 | 0 |  | 0 |  | N/A | N/A | N/A | N/A | N/A | N/A | N/A | N/A | 0 | 0 | 0 | 0 |  | 0 | 10 | 1 | 1 | 1 | 2 | 2 | 1 | 2 | 2 | 3 | 1 | 1 | 0 | 0 | 0
SDGE | Encina | 230 | Encina | 2 |  | 0 | 0 | 0 | 0 |  | 0 | 10 | 1 | 1 | 1 | 4 | 4 | 4 | 1 | 1 | 0 | 0 | 0 | 0 |  | 0 | 10 | 1 | 1 | 1 | 2 | 2 | 1 | 2 | 2 | 3 | 1 | 1 | 0 | 0 | 0
SDGE | Escondido | 230 | Escondido | 2 |  | 0 | 0 | 0 | 0 |  | 0 |  | N/A | N/A | N/A | N/A | N/A | N/A | N/A | N/A | 0 | 0 | 0 | 0 |  | 0 | 10 | 1 | 4 | 1 | 2 | 5 | 1 | 1 | 1 | 2 | 1 | 1 | 0 | 0 | 0
SDGE | Escondido | 69 | Escondido | 2 |  | 0 | 0 | 0 | 0 |  | 0 |  | N/A | N/A | N/A | N/A | N/A | N/A | N/A | N/A | 0 | 0 | 0 | 0 |  | 0 | 10 | 1 | 4 | 1 | 2 | 5 | 1 | 1 | 1 | 2 | 1 | 1 | 0 | 0 | 0
PG&E KERN | Estrella | 230 | No Analysis | 1 |  | 0 | 0 | 0 | 0 |  | 0 | [9 empty] | 0 | 0 | 0 | 0 |  | 0 | 10 | 0 | 0 | 0 | 1 | 0 | 0 | 0 | 0 | 0 | 0 | 0 | 0 | 0 | 0
SCE Eastern | Etiwanda | 230 | Etiwanda | 2 |  | 0 | 0 | 0 | 0 |  | 0 |  | N/A | N/A | N/A | N/A | N/A | N/A | N/A | N/A | 0 | 0 | 0 | 0 |  | 0 | 10 | 1 | 4 | 1 | 2 | 4 | 1 | 1 | 1 | 1 | 1 | 1 | 0 | 0 | 0
PG&E GBA | Evergreen | 115 | No Analysis | 2 |  | 0 | 0 | 0 | 0 |  | 0 | [9 empty] | 0 | 0 | 0 | 0 |  | 0 | 10 | 0 | 0 | 0 | 2 | 0 | 0 | 0 | 0 | 0 | 0 | 0 | 0 | 0 | 0
PG&E GBA | Evergreen | 60 | No Analysis | 2 |  | 0 | 0 | 0 | 0 |  | 0 | [9 empty] | 0 | 0 | 0 | 0 |  | 0 | 10 | 0 | 0 | 0 | 2 | 0 | 0 | 0 | 0 | 0 | 0 | 0 | 0 | 0 | 0
PG&E FRESNO | Excelsior | 115 | Excelsior | 1 |  | 0 | 0 | 0 | 0 |  | 0 |  | N/A | N/A | N/A | N/A | N/A | N/A | N/A | N/A | 0 | 0 | 0 | 0 |  | 0 | 10 | 1 | 1 | 2 | 1 | 1 | 1 | 1 | 1 | 1 | 1 | 1 | 0 | 0 | 0
PG&E FRESNO | Exchequer | 115 | No Analysis | 1 |  | 0 | 0 | 0 | 0 |  | 0 | [9 empty] | 0 | 0 | 0 | 0 |  | 0 | 10 | 0 | 0 | 0 | 1 | 0 | 0 | 0 | 0 | 0 | 0 | 0 | 0 | 0 | 0
PG&E KERN | Fairway | 115 | No Analysis | 2 |  | 0 | 0 | 0 | 0 |  | 0 | [9 empty] | 0 | 0 | 0 | 0 |  | 0 | 10 | 0 | 0 | 0 | 2 | 0 | 0 | 0 | 0 | 0 | 0 | 0 | 0 | 0 | 0
PG&E KERN | Famoso | 115 | No Analysis | 1 |  | 0 | 0 | 0 | 0 |  | 0 | [9 empty] | 0 | 0 | 0 | 0 |  | 0 | 10 | 0 | 0 | 0 | 1 | 0 | 0 | 0 | 0 | 0 | 0 | 0 | 0 | 0 | 0
PG&E NGBA | Fern Road | 500 | No Analysis | 2 |  | 0 | 0 | 0 | 0 |  | 0 | [9 empty] | 0 | 0 | 0 | 0 |  | 0 | 10 | 0 | 0 | 0 | 2 | 0 | 0 | 0 | 0 | 0 | 0 | 0 | 0 | 0 | 0
PG&E GBA | Fibreboard (SPI Sonora) | 115 | No Analysis | 2 |  | 0 | 0 | 0 | 0 |  | 0 | 15 | 0 | 0 | 0 | 0 | 0 | 0 | 0 | 0 | 0 | 0 | 0 | 0 |  | 0 | 10 | 0 | 0 | 0 | 2 | 0 | 0 | 0 | 0 | 0 | 0 | 0 | 0 | 0 | 0
PG&E FRESNO | Figarden | 230 | No Analysis | 1 |  | 0 | 0 | 0 | 0 |  | 0 | [9 empty] | 0 | 0 | 0 | 0 |  | 0 | 10 | 0 | 0 | 0 | 1 | 0 | 0 | 0 | 0 | 0 | 0 | 0 | 0 | 0 | 0
PG&E FRESNO | Fink | 230 | Fink (Proposed) | 1 |  | 0 | 0 | 0 | 0 |  | 0 |  | N/A | N/A | N/A | N/A | N/A | N/A | N/A | N/A | 30 | 110 | 0 | 0 |  | 140 | 10 | 1 | 1 | 1 | 1 | 2 | 1 | 1 | 1 | 2 | 1 | 1 | 0 | 0 | 0
PG&E NGBA | Fitch Mountain | 60 | No Analysis | 2 |  | 0 | 0 | 0 | 0 |  | 0 | [9 empty] | 0 | 0 | 0 | 0 |  | 0 | 10 | 0 | 0 | 0 | 2 | 0 | 0 | 0 | 0 | 0 | 0 | 0 | 0 | 0 | 0
PG&E GBA | FMC | 115 | No Analysis | 2 |  | 0 | 0 | 0 | 0 |  | 0 | [9 empty] | 0 | 0 | 0 | 0 |  | 0 | 10 | 0 | 0 | 0 | 2 | 0 | 0 | 0 | 0 | 0 | 0 | 0 | 0 | 0 | 0
PG&E GBA | Fremont | 115 | No Analysis | 2 |  | 0 | 0 | 0 | 0 |  | 0 | [9 empty] | 0 | 0 | 0 | 0 |  | 0 | 10 | 0 | 0 | 0 | 2 | 0 | 0 | 0 | 0 | 0 | 0 | 0 | 0 | 0 | 0
PG&E GBA | French Camp | 60 | No Analysis | 1 |  | 0 | 0 | 0 | 0 |  | 0 | [9 empty] | 0 | 0 | 0 | 0 |  | 0 | 10 | 0 | 0 | 0 | 1 | 0 | 0 | 0 | 0 | 0 | 0 | 0 | 0 | 0 | 0
PG&E GBA | Frogtown | 115 | No Analysis | 2 |  | 0 | 0 | 0 | 0 |  | 0 | [9 empty] | 0 | 0 | 0 | 0 |  | 0 | 10 | 0 | 0 | 0 | 2 | 0 | 0 | 0 | 0 | 0 | 0 | 0 | 0 | 0 | 0
PG&E NGBA | Fulton | 115 | Fulton | 2 |  | 0 | 0 | 0 | 0 |  | 0 |  | N/A | N/A | N/A | N/A | N/A | N/A | N/A | N/A | 0 | 0 | 0 | 0 |  | 0 | 10 | 1 | 3 | 1 | 2 | 5 | 1 | 2 | 3 | 4 | 1 | 1 | 0 | 0 | 0
PG&E NGBA | Fulton | 230 | Fulton | 2 |  | 0 | 0 | 0 | 0 |  | 0 |  | N/A | N/A | N/A | N/A | N/A | N/A | N/A | N/A | 0 | 0 | 0 | 0 |  | 0 | 10 | 1 | 3 | 1 | 2 | 5 | 1 | 2 | 3 | 4 | 1 | 1 | 54 | 0 | 54 |  | Geysers | 1 | 5 | 1 | 1 | 2 | 3 | 1 | 1
PG&E NGBA | Fulton | 60 | Fulton | 2 |  | 0 | 0 | 0 | 0 |  | 0 |  | N/A | N/A | N/A | N/A | N/A | N/A | N/A | N/A | 0 | 0 | 0 | 0 |  | 0 | 10 | 1 | 3 | 1 | 2 | 5 | 1 | 2 | 3 | 4 | 1 | 1 | 0 | 0 | 0
PG&E KERN | Ganso | 115 | No Analysis | 1 |  | 0 | 0 | 0 | 0 |  | 0 | [9 empty] | 0 | 0 | 0 | 0 |  | 0 | 10 | 0 | 0 | 0 | 1 | 0 | 0 | 0 | 0 | 0 | 0 | 0 | 0 | 0 | 0
PG&E FRESNO | Gates | 230 | Gates | 1 |  | 0 | 0 | 0 | 0 |  | 0 |  | N/A | N/A | N/A | N/A | N/A | N/A | N/A | N/A | 759.5 | 560.5 | 0 | 0 |  | 1320 | 10 | 3 | 2 | 3 | 1 | 1 | 1 | 1 | 1 | 1 | 1 | 1 | 0 | 0 | 0
PG&E FRESNO | Gates | 500 | Gates | 1 |  | 0 | 0 | 0 | 0 |  | 0 |  | N/A | N/A | N/A | N/A | N/A | N/A | N/A | N/A | 0 | 0 | 0 | 0 |  | 0 | 10 | 3 | 2 | 3 | 1 | 1 | 1 | 1 | 1 | 1 | 1 | 1 | 0 | 0 | 0
PG&E NGBA | Geysers 12 | 230 | Geysers | 2 |  | 0 | 0 | 0 | 0 |  | 0 |  | N/A | N/A | N/A | N/A | N/A | N/A | N/A | N/A | 0 | 0 | 0 | 0 |  | 0 | 10 | 1 | 1 | 1 | 2 | 5 | 2 | 2 | 3 | 5 | 1 | 1 | 0 | 0 | 0
PG&E NGBA | Geysers 17 | 230 | Geysers | 2 |  | 0 | 0 | 0 | 0 |  | 0 |  | N/A | N/A | N/A | N/A | N/A | N/A | N/A | N/A | 0 | 0 | 0 | 0 |  | 0 | 10 | 1 | 1 | 1 | 2 | 5 | 2 | 2 | 3 | 5 | 1 | 1 | 19.5 | 0 | 19.5 |  | Geysers | 1 | 5 | 1 | 1 | 2 | 3 | 1 | 1
PG&E NGBA | Geysers 3 | 115 | Geysers | 2 |  | 0 | 0 | 0 | 0 |  | 0 |  | N/A | N/A | N/A | N/A | N/A | N/A | N/A | N/A | 0 | 0 | 0 | 0 |  | 0 | 10 | 1 | 1 | 1 | 2 | 5 | 2 | 2 | 3 | 5 | 1 | 1 | 0 | 0 | 0
PG&E NGBA | Glenn | 230 | Glenn | 2 |  | 166.5 | 36 | 0 | 0 |  | 202.5 | 10 | 1 | 1 | 2 | 1 | 1 | 2 | 1 | 1 | 0 | 0 | 0 | 0 |  | 0 | 10 | 1 | 1 | 2 | 2 | 1 | 2 | 1 | 1 | 2 | 1 | 1 | 0 | 0 | 0
PG&E NGBA | Glenn | 60 | Glenn | 2 |  | 0 | 0 | 0 | 0 |  | 0 |  | N/A | N/A | N/A | N/A | N/A | N/A | N/A | N/A | 0 | 0 | 0 | 0 |  | 0 | 10 | 1 | 1 | 2 | 2 | 1 | 2 | 1 | 1 | 2 | 1 | 1 | 0 | 0 | 0
PG&E NGBA | Gold Hill | 115 | Gold Hill | 2 |  | 0 | 0 | 0 | 0 |  | 0 |  | N/A | N/A | N/A | N/A | N/A | N/A | N/A | N/A | 0 | 0 | 0 | 0 |  | 0 | 10 | 1 | 4 | 1 | 2 | 4 | 1 | 1 | 1 | 2 | 2 | 1 | 0 | 0 | 0
PG&E NGBA | Gold Hill | 230 | Gold Hill | 2 |  | 0 | 0 | 0 | 0 |  | 0 | 10 | 1 | 1 | 1 | 1 | 1 | 1 | 1 | 1 | 0 | 0 | 0 | 0 |  | 0 | 10 | 1 | 4 | 1 | 2 | 4 | 1 | 1 | 1 | 2 | 2 | 1 | 0 | 0 | 0
SCE Northern | Goleta | 230 | Goleta | 2 |  | 0 | 0 | 0 | 0 |  | 0 |  | N/A | N/A | N/A | N/A | N/A | N/A | N/A | N/A | 0 | 0 | 0 | 0 |  | 0 | 10 | 1 | 1 | 1 | 2 | 5 | 1 | 1 | 1 | 1 | 2 | 1 | 0 | 0 | 0
SCE Metro | Goodrich | 230 | Goodrich | 2 |  | 0 | 0 | 0 | 0 |  | 0 |  | N/A | N/A | N/A | N/A | N/A | N/A | N/A | N/A | 0 | 0 | 0 | 0 |  | 0 | 10 | 1 | 1 | 1 | 2 | 5 | 1 | 2 | 1 | 2 | 2 | 1 | 0 | 0 | 0
PG&E KERN | Goose Lake | 115 | Goose Lake | 1 |  | 0 | 0 | 0 | 0 |  | 0 |  | N/A | N/A | N/A | N/A | N/A | N/A | N/A | N/A | 0 | 0 | 0 | 0 |  | 0 | 10 | 1 | 1 | 1 | 1 | 1 | 1 | 1 | 1 | 2 | 1 | 1 | 0 | 0 | 0
SCE Metro | Gould | 230 | Gould | 2 |  | 0 | 0 | 0 | 0 |  | 0 |  | N/A | N/A | N/A | N/A | N/A | N/A | N/A | N/A | 0 | 0 | 0 | 0 |  | 0 | 10 | 1 | 1 | 1 | 2 | 5 | 1 | 1 | 1 | 1 | 3 | 1 | 0 | 0 | 0
PG&E NGBA | Grand Island | 115 | Grand Island | 1 |  | 0 | 0 | 0 | 0 |  | 0 |  | N/A | N/A | N/A | N/A | N/A | N/A | N/A | N/A | 0 | 0 | 0 | 0 |  | 0 | 10 | 1 | 1 | 1 | 1 | 1 | 1 | 1 | 1 | 1 | 1 | 1 | 0 | 0 | 0
SDGE | Granite | 69 | No Analysis | 2 |  | 0 | 0 | 0 | 0 |  | 0 | [9 empty] | 0 | 0 | 0 | 0 |  | 0 | 10 | 0 | 0 | 0 | 2 | 0 | 0 | 0 | 0 | 0 | 0 | 0 | 0 | 0 | 0
PG&E GBA | Grant | 115 | No Analysis | 2 |  | 0 | 0 | 0 | 0 |  | 0 | [9 empty] | 0 | 0 | 0 | 0 |  | 0 | 10 | 0 | 0 | 0 | 2 | 0 | 0 | 0 | 0 | 0 | 0 | 0 | 0 | 0 | 0
PG&E GBA | Green Valley | 115 | No Analysis | 1 |  | 0 | 0 | 0 | 0 |  | 0 | [9 empty] | 0 | 0 | 0 | 0 |  | 0 | 10 | 0 | 0 | 0 | 1 | 0 | 0 | 0 | 0 | 0 | 0 | 0 | 0 | 0 | 0
PG&E NGBA | Greenleaf 1 | 115 | No Analysis | 2 |  | 0 | 0 | 0 | 0 |  | 0 | [9 empty] | 0 | 0 | 0 | 0 |  | 0 | 10 | 0 | 0 | 0 | 2 | 0 | 0 | 0 | 0 | 0 | 0 | 0 | 0 | 0 | 0
PG&E FRESNO | Gregg | 230 | Gregg | 1 |  | 0 | 0 | 0 | 0 |  | 0 | 10 | 1 | 1 | 1 | 1 | 1 | 1 | 1 | 1 | 0 | 0 | 0 | 0 |  | 0 | 10 | 1 | 2 | 2 | 1 | 1 | 1 | 1 | 1 | 1 | 1 | 1 | 0 | 0 | 0
PG&E FRESNO | Grimmway-Malaga | 115 | Grimway | 1 |  | 0 | 0 | 0 | 0 |  | 0 |  | N/A | N/A | N/A | N/A | N/A | N/A | N/A | N/A | 0 | 0 | 0 | 0 |  | 0 | 10 | 1 | 1 | 2 | 1 | 2 | 1 | 1 | 1 | 1 | 1 | 1 | 0 | 0 | 0
PG&E NGBA | Grizzly | 230 | No Analysis | 2 |  | 0 | 0 | 0 | 0 |  | 0 | 15 | 0 | 0 | 0 | 0 | 0 | 0 | 0 | 0 | 0 | 0 | 0 | 0 |  | 0 | 10 | 0 | 0 | 0 | 2 | 0 | 0 | 0 | 0 | 0 | 0 | 0 | 0 | 0 | 0
PG&E FRESNO | Guernsey | 70 | No Analysis | 1 |  | 0 | 0 | 0 | 0 |  | 0 | [9 empty] | 0 | 0 | 0 | 0 |  | 0 | 10 | 0 | 0 | 0 | 1 | 0 | 0 | 0 | 0 | 0 | 0 | 0 | 0 | 0 | 0
PG&E FRESNO | GWF Hanford | 115 | GWF Hanford Sw Sta | 2 |  | 0 | 0 | 0 | 0 |  | 0 |  | N/A | N/A | N/A | N/A | N/A | N/A | N/A | N/A | 0 | 0 | 0 | 0 |  | 0 | 10 | 1 | 1 | 1 | 2 | 1 | 1 | 1 | 1 | 1 | 1 | 1 | 0 | 0 | 0
PG&E FRESNO | Haas | 230 | No Analysis | 2 |  | 0 | 0 | 0 | 0 |  | 0 | [9 empty] | 0 | 0 | 0 | 0 |  | 0 | 10 | 0 | 0 | 0 | 2 | 0 | 0 | 0 | 0 | 0 | 0 | 0 | 0 | 0 | 0
PG&E FRESNO | Hammonds | 115 | No Analysis | 1 |  | 0 | 0 | 0 | 0 |  | 0 | [9 empty] | 0 | 0 | 0 | 0 |  | 0 | 10 | 0 | 0 | 0 | 1 | 0 | 0 | 0 | 0 | 0 | 0 | 0 | 0 | 0 | 0
SCE Metro | HarborGen | 230 | Harborgen | 2 |  | 0 | 0 | 0 | 0 |  | 0 |  | N/A | N/A | N/A | N/A | N/A | N/A | N/A | N/A | 0 | 0 | 0 | 0 |  | 0 | 10 | 1 | 3 | 1 | 2 | 1 | 1 | 1 | 2 | 2 | 1 | 1 | 0 | 0 | 0
PG&E NGBA | Harris | 60 | No Analysis | 2 |  | 0 | 0 | 0 | 0 |  | 0 | [9 empty] | 0 | 0 | 0 | 0 |  | 0 | 10 | 0 | 0 | 0 | 2 | 0 | 0 | 0 | 0 | 0 | 0 | 0 | 0 | 0 | 0
EOP | Harry Allen | 500 | Harry Allen | 2 | OOS | 0 | 0 | 0 | 0 |  | 0 |  | N/A | N/A | N/A | N/A | N/A | N/A | N/A | N/A | 0 | 0 | 0 | 0 |  | 0 | 10 | 0 | N/A | N/A | 2 | N/A | N/A | N/A | N/A | N/A | N/A | N/A | 100 | 0 | 100 |  | OOS
PG&E NGBA | Hartley | 60 | No Analysis | 2 |  | 0 | 0 | 0 | 0 |  | 0 | 10 | 0 | 0 | 0 | 0 | 0 | 0 | 0 | 0 | 0 | 0 | 0 | 0 |  | 0 | 10 | 0 | 0 | 0 | 2 | 0 | 0 | 0 | 0 | 0 | 0 | 0 | 0 | 0 | 0
SCE NOL | Harvard | 115 | No Analysis | 2 |  | 0 | 0 | 0 | 0 |  | 0 | [9 empty] | 0 | 0 | 0 | 0 |  | 0 | 10 | 0 | 0 | 0 | 2 | 0 | 0 | 0 | 0 | 0 | 0 | 0 | 0 | 0 | 0
SDGE | Hassayampa | 500 | Hassayampa | 2 | OOS | 0 | 0 | 0 | 0 |  | 0 |  | N/A | N/A | N/A | N/A | N/A | N/A | N/A | N/A | 172 | 160 | 0 | 0 |  | 332 | 5 | 1 | N/A | N/A | 2 | N/A | N/A | N/A | N/A | N/A | N/A | N/A | 0 | 0 | 0
PG&E FRESNO | Helm | 230 | Helm | 1 |  | 0 | 0 | 0 | 0 |  | 0 |  | N/A | N/A | N/A | N/A | N/A | N/A | N/A | N/A | 0 | 0 | 0 | 0 |  | 0 | 10 | 1 | 1 | 1 | 1 | 1 | 1 | 1 | 1 | 1 | 1 | 1 | 0 | 0 | 0
PG&E FRESNO | Helm | 70 | Helm | 1 |  | 0 | 0 | 0 | 0 |  | 0 |  | N/A | N/A | N/A | N/A | N/A | N/A | N/A | N/A | 0 | 0 | 0 | 0 |  | 0 | 10 | 1 | 1 | 1 | 1 | 1 | 1 | 1 | 1 | 1 | 1 | 1 | 0 | 0 | 0
PG&E FRESNO | Henrietta | 115 | Henrietta | 1 |  | 0 | 0 | 0 | 0 |  | 0 |  | N/A | N/A | N/A | N/A | N/A | N/A | N/A | N/A | 0 | 0 | 0 | 0 |  | 0 | 10 | 1 | 1 | 1 | 1 | 1 | 1 | 1 | 1 | 1 | 1 | 1 | 0 | 0 | 0
PG&E FRESNO | Henrietta | 230 | Henrietta | 1 |  | 0 | 0 | 0 | 0 |  | 0 |  | N/A | N/A | N/A | N/A | N/A | N/A | N/A | N/A | 0 | 0 | 0 | 0 |  | 0 | 10 | 1 | 1 | 1 | 1 | 1 | 1 | 1 | 1 | 1 | 1 | 1 | 0 | 0 | 0
PG&E FRESNO | Henrietta | 70 | Henrietta | 1 |  | 0 | 0 | 0 | 0 |  | 0 |  | N/A | N/A | N/A | N/A | N/A | N/A | N/A | N/A | 0 | 0 | 0 | 0 |  | 0 | 10 | 1 | 1 | 1 | 1 | 1 | 1 | 1 | 1 | 1 | 1 | 1 | 0 | 0 | 0
PG&E FRESNO | Herndon | 115 | No Analysis | 1 |  | 0 | 0 | 0 | 0 |  | 0 | [9 empty] | 0 | 0 | 0 | 0 |  | 0 | 10 | 0 | 0 | 0 | 1 | 0 | 0 | 0 | 0 | 0 | 0 | 0 | 0 | 0 | 0
PG&E FRESNO | Herndon | 230 | No Analysis | 1 |  | 0 | 0 | 0 | 0 |  | 0 | [9 empty] | 0 | 0 | 0 | 0 |  | 0 | 10 | 0 | 0 | 0 | 1 | 0 | 0 | 0 | 0 | 0 | 0 | 0 | 0 | 0 | 0
PG&E GBA | Hicks | 230 | Hicks | 2 |  | 0 | 0 | 0 | 0 |  | 0 |  | N/A | N/A | N/A | N/A | N/A | N/A | N/A | N/A | 0 | 0 | 0 | 0 |  | 0 | 10 | 1 | 3 | 1 | 2 | 5 | 3 | 1 | 2 | 4 | 1 | 1 | 0 | 0 | 0
PG&E NGBA | Higgins | 115 | Higgins | 2 |  | 0 | 0 | 0 | 0 |  | 0 |  | N/A | N/A | N/A | N/A | N/A | N/A | N/A | N/A | 0 | 0 | 0 | 0 |  | 0 | 10 | 1 | 4 | 1 | 2 | 5 | 3 | 1 | 1 | 3 | 1 | 1 | 0 | 0 | 0
PG&E NGBA | Hilltop | 345 | Hilltop | 2 |  | 0 | 0 | 0 | 0 |  | 0 | 20 | 1 | 2 | 2 | 1 | 1 | 2 | 3 | 1 | 0 | 0 | 0 | 0 |  | 0 | 10 | 1 | 2 | 1 | 2 | 1 | 1 | 1 | 1 | 2 | 2 | 1 | 100 | 0 | 100 |  | Lake City - Surprise Valley 1 | 1 | 1 | 1 | 1 | 1 | 2 | 2 | 1
SCE Metro | Hinson | 230 | Hinson | 2 |  | 0 | 0 | 0 | 0 |  | 0 |  | N/A | N/A | N/A | N/A | N/A | N/A | N/A | N/A | 0 | 0 | 0 | 0 |  | 0 | 10 | 1 | 4 | 1 | 2 | 1 | 1 | 1 | 2 | 2 | 1 | 1 | 0 | 0 | 0
PG&E GBA | Hollister | 115 | Hollister | 2 |  | 0 | 0 | 0 | 0 |  | 0 |  | N/A | N/A | N/A | N/A | N/A | N/A | N/A | N/A | 0 | 0 | 0 | 0 |  | 0 | 10 | 1 | 1 | 1 | 2 | 1 | 1 | 1 | 1 | 2 | 1 | 1 | 0 | 0 | 0
PG&E NGBA | Homestake | 115 | No Analysis | 2 |  | 0 | 0 | 0 | 0 |  | 0 | [9 empty] | 0 | 0 | 0 | 0 |  | 0 | 10 | 0 | 0 | 0 | 2 | 0 | 0 | 0 | 0 | 0 | 0 | 0 | 0 | 0 | 0
PG&E NGBA | Honcut | 115 | Honcut | 2 |  | 0 | 0 | 0 | 0 |  | 0 |  | N/A | N/A | N/A | N/A | N/A | N/A | N/A | N/A | 0 | 0 | 0 | 0 |  | 0 | 10 | 1 | 2 | 1 | 2 | 1 | 3 | 1 | 1 | 3 | 1 | 1 | 0 | 0 | 0
SDGE | Hoodoo Wash | 500 | Hoodoo Wash | 2 | OOS | 0 | 0 | 0 | 0 |  | 0 |  | N/A | N/A | N/A | N/A | N/A | N/A | N/A | N/A | 247.5 | 679 | 0 | 0 |  | 926.5 | 5 | 2 | N/A | N/A | 2 | N/A | N/A | N/A | N/A | N/A | N/A | N/A | 0 | 0 | 0
PG&E NGBA | Hopland | 115 | Hopland | 2 |  | 0 | 0 | 0 | 0 |  | 0 |  | N/A | N/A | N/A | N/A | N/A | N/A | N/A | N/A | 0 | 0 | 0 | 0 |  | 0 | 10 | 1 | 1 | 1 | 2 | 5 | 3 | 1 | 1 | 3 | 2 | 1 | 0 | 0 | 0
PG&E NGBA | Hopland | 60 | Hopland | 2 |  | 0 | 0 | 0 | 0 |  | 0 |  | N/A | N/A | N/A | N/A | N/A | N/A | N/A | N/A | 0 | 0 | 0 | 0 |  | 0 | 10 | 1 | 1 | 1 | 2 | 5 | 3 | 1 | 1 | 3 | 2 | 1 | 0 | 0 | 0
PG&E NGBA | Humboldt | 115 | Humboldt | 2 |  | 0 | 0 | 0 | 0 |  | 0 |  | N/A | N/A | N/A | N/A | N/A | N/A | N/A | N/A | 0 | 0 | 0 | 0 |  | 0 | 10 | 1 | 2 | 1 | 2 | 3 | 1 | 1 | 2 | 2 | 2 | 1 | 0 | 0 | 0
PG&E NGBA | Humboldt | 60 | Humboldt | 2 |  | 0 | 0 | 0 | 0 |  | 0 |  | N/A | N/A | N/A | N/A | N/A | N/A | N/A | N/A | 0 | 0 | 0 | 0 |  | 0 | 10 | 1 | 2 | 1 | 2 | 3 | 1 | 1 | 2 | 2 | 2 | 1 | 0 | 0 | 0
PG&E NGBA | Humboldt | 500 | Humboldt | 2 |  | 0 | 0 | 0 | 0 |  | 0 |  | N/A | N/A | N/A | N/A | N/A | N/A | N/A | N/A | 0 | 0 | 0 | 0 |  | 0 | 10 | 1 | 2 | 1 | 2 | 3 | 1 | 1 | 2 | 2 | 2 | 1 | 0 | 0 | 0
SCE Metro | Huntington Beach | 230 | Huntington Beach | 2 |  | 0 | 0 | 0 | 0 |  | 0 |  | N/A | N/A | N/A | N/A | N/A | N/A | N/A | N/A | 0 | 0 | 0 | 0 |  | 0 | 10 | 1 | 4 | 1 | 2 | 1 | 1 | 1 | 5 | 5 | 1 | 1 | 0 | 0 | 0
PG&E NGBA | Ignacio | 115 | Ignacio | 2 |  | 0 | 0 | 0 | 0 |  | 0 |  | N/A | N/A | N/A | N/A | N/A | N/A | N/A | N/A | 0 | 0 | 0 | 0 |  | 0 | 10 | 1 | 2 | 1 | 2 | 4 | 2 | 1 | 1 | 3 | 1 | 1 | 0 | 0 | 0
PG&E NGBA | Ignacio | 230 | Ignacio | 2 |  | 0 | 0 | 0 | 0 |  | 0 |  | N/A | N/A | N/A | N/A | N/A | N/A | N/A | N/A | 0 | 0 | 0 | 0 |  | 0 | 10 | 1 | 2 | 1 | 2 | 4 | 2 | 1 | 1 | 3 | 1 | 1 | 0 | 0 | 0
PG&E NGBA | Ignacio | 60 | Ignacio | 2 |  | 0 | 0 | 0 | 0 |  | 0 |  | N/A | N/A | N/A | N/A | N/A | N/A | N/A | N/A | 0 | 0 | 0 | 0 |  | 0 | 10 | 1 | 2 | 1 | 2 | 4 | 2 | 1 | 1 | 3 | 1 | 1 | 0 | 0 | 0
SDGE | Imperial Beach | 69 | No Analysis | 2 |  | 0 | 0 | 0 | 0 |  | 0 | [9 empty] | 0 | 0 | 0 | 0 |  | 0 | 10 | 0 | 0 | 0 | 2 | 0 | 0 | 0 | 0 | 0 | 0 | 0 | 0 | 0 | 0
SDGE | Imperial Valley | 230 | Imperial Valley | 2 |  | 0 | 0 | 0 | 0 |  | 0 |  | N/A | N/A | N/A | N/A | N/A | N/A | N/A | N/A | 0 | 192 | 0 | 0 |  | 192 | 5 | 3 | 3 | 3 | 2 | 1 | 1 | 1 | 1 | 1 | 1 | 1 | 140 | 25 | 165 |  | East Brawley | 1 | 1 | 1 | 1 | 1 | 1 | 1 | 1
SDGE | Imperial Valley | 500 | Imperial Valley | 2 |  | 0 | 0 | 0 | 0 |  | 0 |  | N/A | N/A | N/A | N/A | N/A | N/A | N/A | N/A | 0 | 0 | 0 | 0 |  | 0 | 10 | 1 | 3 | 2 | 2 | 1 | 1 | 1 | 1 | 1 | 1 | 1 | 0 | 0 | 0
EOP | Innovation | 138 | Innovation | 2 | OOS | 0 | 0 | 0 | 0 |  | 0 |  | N/A | N/A | N/A | N/A | N/A | N/A | N/A | N/A | 0 | 0 | 0 | 0 |  | 0 | 10 | 1 | N/A | N/A | 2 | N/A | N/A | N/A | N/A | N/A | N/A | N/A | 0 | 0 | 0
EOP | Innovation | 230 | Innovation | 2 | OOS | 0 | 0 | 0 | 0 |  | 0 |  | N/A | N/A | N/A | N/A | N/A | N/A | N/A | N/A | 300 | 0 | 0 | 0 |  | 300 | 5 | 1 | N/A | N/A | 2 | N/A | N/A | N/A | N/A | N/A | N/A | N/A | 0 | 0 | 0
SCE NOL | Inyokern | 115 | Inyokern | 1 |  | 0 | 0 | 0 | 0 |  | 0 |  | N/A | N/A | N/A | N/A | N/A | N/A | N/A | N/A | 0 | 31.8 | 0 | 0 |  | 31.8 | 10 | 1 | 5 | 1 | 1 | 1 | 1 | 1 | 1 | 2 | 1 | 1 | 0 | 0 | 0
EOP | IS Tap | 138 | No Analysis | 2 | OOS | 0 | 0 | 0 | 0 |  | 0 | [9 empty] | 0 | 0 | 0 | 0 |  | 0 | 10 | 0 | N/A | N/A | 2 | N/A | N/A | N/A | N/A | N/A | N/A | N/A | 0 | 0 | 0
EOP | Ivanpah | 115 | Ivanpah | 2 | OOS | 0 | 0 | 0 | 0 |  | 0 |  | N/A | N/A | N/A | N/A | N/A | N/A | N/A | N/A | 0 | 0 | 0 | 0 |  | 0 | 10 | 0 | N/A | N/A | 2 | N/A | N/A | N/A | N/A | N/A | N/A | N/A | 0 | 0 | 0
EOP | Ivanpah | 230 | Ivanpah | 2 | OOS | 0 | 0 | 0 | 0 |  | 0 |  | N/A | N/A | N/A | N/A | N/A | N/A | N/A | N/A | 0 | 0 | 0 | 0 |  | 0 | 10 | 0 | N/A | N/A | 2 | N/A | N/A | N/A | N/A | N/A | N/A | N/A | 0 | 0 | 0
EOP | Jackass (DOE) | 138 | No Analysis | 2 | OOS | 0 | 0 | 0 | 0 |  | 0 | [9 empty] | 0 | 0 | 0 | 0 |  | 0 | 10 | 0 | N/A | N/A | 2 | N/A | N/A | N/A | N/A | N/A | N/A | N/A | 0 | 0 | 0
PG&E NGBA | James B Black | 230 | No Analysis | 2 |  | 0 | 0 | 0 | 0 |  | 0 | [9 empty] | 0 | 0 | 0 | 0 |  | 0 | 10 | 0 | 0 | 0 | 2 | 0 | 0 | 0 | 0 | 0 | 0 | 0 | 0 | 0 | 0
PG&E GBA | Jefferson | 230 | No Analysis | 2 |  | 0 | 0 | 0 | 0 |  | 0 | [9 empty] | 0 | 0 | 0 | 0 |  | 0 | 10 | 0 | 0 | 0 | 2 | 0 | 0 | 0 | 0 | 0 | 0 | 0 | 0 | 0 | 0
PG&E NGBA | Jessup | 115 | Jessup | 2 |  | 0 | 0 | 0 | 0 |  | 0 |  | N/A | N/A | N/A | N/A | N/A | N/A | N/A | N/A | 0 | 0 | 0 | 0 |  | 0 | 10 | 1 | 4 | 1 | 2 | 3 | 2 | 1 | 1 | 2 | 1 | 1 | 0 | 0 | 0
SCE Metro | Johanna | 230 | Johanna | 2 |  | 0 | 0 | 0 | 0 |  | 0 |  | N/A | N/A | N/A | N/A | N/A | N/A | N/A | N/A | 0 | 0 | 0 | 0 |  | 0 | 10 | 1 | 4 | 1 | 2 | 3 | 1 | 1 | 3 | 3 | 1 | 1 | 0 | 0 | 0
SCE Eastern | Julian Hinds | 230 | Julian Hinds | 2 |  | 0 | 0 | 0 | 0 |  | 0 | 20 | 1 | 1 | 1 | 1 | 1 | 1 | 1 | 1 | 0 | 0 | 0 | 0 |  | 0 | 10 | 1 | 1 | 1 | 2 | 1 | 5 | 1 | 1 | 5 | 1 | 1 | 0 | 0 | 0
PG&E GBA | Kasson | 115 | No Analysis | 1 |  | 0 | 0 | 0 | 0 |  | 0 | [9 empty] | 0 | 0 | 0 | 0 |  | 0 | 10 | 0 | 0 | 0 | 1 | 0 | 0 | 0 | 0 | 0 | 0 | 0 | 0 | 0 | 0
PG&E GBA | Kasson | 60 | No Analysis | 1 |  | 0 | 0 | 0 | 0 |  | 0 | [9 empty] | 0 | 0 | 0 | 0 |  | 0 | 10 | 0 | 0 | 0 | 1 | 0 | 0 | 0 | 0 | 0 | 0 | 0 | 0 | 0 | 0
PG&E FRESNO | Kearney | 230 | Kearney | 1 |  | 0 | 0 | 0 | 0 |  | 0 |  | N/A | N/A | N/A | N/A | N/A | N/A | N/A | N/A | 0 | 0 | 0 | 0 |  | 0 | 10 | 1 | 2 | 2 | 1 | 1 | 1 | 1 | 1 | 1 | 1 | 1 | 0 | 0 | 0
PG&E FRESNO | Kearney | 70 | Kearney | 1 |  | 0 | 0 | 0 | 0 |  | 0 |  | N/A | N/A | N/A | N/A | N/A | N/A | N/A | N/A | 0 | 0 | 0 | 0 |  | 0 | 10 | 1 | 2 | 2 | 1 | 1 | 1 | 1 | 1 | 1 | 1 | 1 | 0 | 0 | 0
PG&E GBA | Kelso | 230 | Kelso | 2 |  | 80.8 | 3.45 | 0 | 0 | 80.8 | 3.45 | 10 | 2 | 2 | 2 | 1 | 1 | 2 | 1 | 1 | 0 | 0 | 0 | 0 |  | 0 | 10 | 1 | 1 | 1 | 2 | 2 | 2 | 1 | 1 | 2 | 1 | 1 | 0 | 0 | 0
PG&E FRESNO | Kerchoff 1 | 115 | No Analysis | 2 |  | 0 | 0 | 0 | 0 |  | 0 | [9 empty] | 0 | 0 | 0 | 0 |  | 0 | 10 | 0 | 0 | 0 | 2 | 0 | 0 | 0 | 0 | 0 | 0 | 0 | 0 | 0 | 0
PG&E KERN | Kern Oil | 115 | Kern Oil | 1 |  | 0 | 0 | 0 | 0 |  | 0 |  | N/A | N/A | N/A | N/A | N/A | N/A | N/A | N/A | 0 | 0 | 0 | 0 |  | 0 | 10 | 1 | 2 | 1 | 1 | 1 | 2 | 1 | 1 | 2 | 1 | 1 | 0 | 0 | 0
PG&E KERN | Kern PP | 115 | Kern Power | 1 |  | 0 | 0 | 0 | 0 |  | 0 |  | N/A | N/A | N/A | N/A | N/A | N/A | N/A | N/A | 0 | 0 | 0 | 0 |  | 0 | 10 | 1 | 2 | 1 | 1 | 1 | 1 | 1 | 1 | 2 | 1 | 1 | 0 | 0 | 0
PG&E KERN | Kern PP | 230 | Kern Power | 1 |  | 0 | 0 | 0 | 0 |  | 0 |  | N/A | N/A | N/A | N/A | N/A | N/A | N/A | N/A | 0 | 0 | 0 | 0 |  | 0 | 10 | 1 | 2 | 1 | 1 | 1 | 1 | 1 | 1 | 2 | 1 | 1 | 0 | 0 | 0
PG&E KERN | Kern PP | 70 | Kern Power | 1 |  | 0 | 0 | 0 | 0 |  | 0 |  | N/A | N/A | N/A | N/A | N/A | N/A | N/A | N/A | 0 | 0 | 0 | 0 |  | 0 | 10 | 1 | 2 | 1 | 1 | 1 | 1 | 1 | 1 | 2 | 1 | 1 | 0 | 0 | 0
PG&E KERN | Kernridge | 115 | Kernridge | 1 |  | 0 | 0 | 0 | 0 |  | 0 |  | N/A | N/A | N/A | N/A | N/A | N/A | N/A | N/A | 0 | 0 | 0 | 0 |  | 0 | 10 | 1 | 1 | 1 | 1 | 1 | 2 | 1 | 1 | 2 | 1 | 1 | 0 | 0 | 0
PG&E FRESNO | Kingsburg | 115 | Kingsburg | 1 |  | 0 | 0 | 0 | 0 |  | 0 |  | N/A | N/A | N/A | N/A | N/A | N/A | N/A | N/A | 0 | 0 | 0 | 0 |  | 0 | 10 | 1 | 2 | 2 | 1 | 1 | 1 | 1 | 1 | 1 | 1 | 1 | 0 | 0 | 0
PG&E GBA | Kirker | 115 | Kirker | 2 |  | 0 | 0 | 0 | 0 |  | 0 |  | N/A | N/A | N/A | N/A | N/A | N/A | N/A | N/A | 0 | 0 | 0 | 0 |  | 0 | 10 | 1 | 1 | 1 | 2 | 2 | 1 | 1 | 1 | 2 | 1 | 1 | 0 | 0 | 0
PG&E NGBA | Knights Landing | 115 | No Analysis | 2 |  | 0 | 0 | 0 | 0 |  | 0 | [9 empty] | 0 | 0 | 0 | 0 |  | 0 | 10 | 0 | 0 | 0 | 2 | 0 | 0 | 0 | 0 | 0 | 0 | 0 | 0 | 0 | 0
PG&E NGBA | Konocti | 60 | No Analysis | 2 |  | 0 | 0 | 0 | 0 |  | 0 | [9 empty] | 0 | 0 | 0 | 0 |  | 0 | 10 | 0 | 0 | 0 | 2 | 0 | 0 | 0 | 0 | 0 | 0 | 0 | 0 | 0 | 0
SCE NOL | Kramer | 115 | Kramer | 2 |  | 0 | 0 | 0 | 0 |  | 0 |  | N/A | N/A | N/A | N/A | N/A | N/A | N/A | N/A | 0 | 8 | 0 | 0 |  | 8 | 10 | 4 | 4 | 1 | 2 | 1 | 4 | 1 | 1 | 5 | 2 | 1 | 0 | 0 | 0
SCE NOL | Kramer | 230 | Kramer | 2 |  | 0 | 0 | 0 | 0 |  | 0 |  | N/A | N/A | N/A | N/A | N/A | N/A | N/A | N/A | 75 | 200 | 0 | 0 |  | 275 | 10 | 4 | 4 | 1 | 2 | 1 | 4 | 1 | 1 | 5 | 2 | 1 | 0 | 0 | 0
SCE Metro | La Cienega | 230 | La Cienega | 2 |  | 0 | 0 | 0 | 0 |  | 0 |  | N/A | N/A | N/A | N/A | N/A | N/A | N/A | N/A | 0 | 0 | 0 | 0 |  | 0 | 10 | 1 | 1 | 1 | 2 | 3 | 1 | 1 | 1 | 1 | 1 | 1 | 0 | 0 | 0
SCE Metro | La Fresa | 230 | La Fresa | 2 |  | 0 | 0 | 0 | 0 |  | 0 |  | N/A | N/A | N/A | N/A | N/A | N/A | N/A | N/A | 0 | 0 | 0 | 0 |  | 0 | 10 | 1 | 2 | 1 | 2 | 1 | 1 | 1 | 3 | 3 | 1 | 1 | 0 | 0 | 0
SCE Metro | Laguna Bell | 230 | Laguna Bell | 2 |  | 0 | 0 | 0 | 0 |  | 0 |  | N/A | N/A | N/A | N/A | N/A | N/A | N/A | N/A | 0 | 0 | 0 | 0 |  | 0 | 10 | 1 | 1 | 1 | 2 | 1 | 1 | 1 | 1 | 1 | 1 | 1 | 0 | 0 | 0
PG&E KERN | Lakeview | 70 | Wheeler Ridge | 1 |  | 0 | 0 | 0 | 0 |  | 0 | [9 empty] | 0 | 70 | 0 | 0 |  | 70 | 10 | 1 | 1 | 2 | 1 | 1 | 1 | 1 | 1 | 1 | 1 | 1 | 0 | 0 | 0
PG&E NGBA | Lakeville | 230 | Lakeville | 2 |  | 0 | 0 | 0 | 0 |  | 0 |  | N/A | N/A | N/A | N/A | N/A | N/A | N/A | N/A | 0 | 0 | 0 | 0 |  | 0 | 10 | 1 | 2 | 1 | 2 | 3 | 3 | 1 | 2 | 3 | 1 | 1 | 0 | 0 | 0
PG&E NGBA | Lakeville | 60 | Lakeville | 2 |  | 0 | 0 | 0 | 0 |  | 0 |  | N/A | N/A | N/A | N/A | N/A | N/A | N/A | N/A | 0 | 0 | 0 | 0 |  | 0 | 10 | 1 | 2 | 1 | 2 | 3 | 3 | 1 | 2 | 3 | 1 | 1 | 0 | 0 | 0
PG&E NGBA | Lakeville | 115 | Lakeville | 2 |  | 0 | 0 | 0 | 0 |  | 0 |  | N/A | N/A | N/A | N/A | N/A | N/A | N/A | N/A | 0 | 0 | 0 | 0 |  | 0 | 10 | 1 | 2 | 1 | 2 | 3 | 3 | 1 | 2 | 3 | 1 | 1 | 0 | 0 | 0
PG&E GBA | Lakewood | 115 | No Analysis | 2 |  | 0 | 0 | 0 | 0 |  | 0 | [9 empty] | 0 | 0 | 0 | 0 |  | 0 | 10 | 0 | 0 | 0 | 2 | 0 | 0 | 0 | 0 | 0 | 0 | 0 | 0 | 0 | 0
PG&E NGBA | Lambie | 230 | No Analysis | 2 |  | 0 | 0 | 0 | 0 |  | 0 | [9 empty] | 0 | 0 | 0 | 0 |  | 0 | 10 | 0 | 0 | 0 | 2 | 0 | 0 | 0 | 0 | 0 | 0 | 0 | 0 | 0 | 0
PG&E GBA | Lammers | 115 | No Analysis | 1 |  | 0 | 0 | 0 | 0 |  | 0 | [9 empty] | 0 | 0 | 0 | 0 |  | 0 | 10 | 0 | 0 | 0 | 1 | 0 | 0 | 0 | 0 | 0 | 0 | 0 | 0 | 0 | 0
PG&E KERN | Lamont | 115 | Lamont | 1 |  | 0 | 0 | 0 | 0 |  | 0 |  | N/A | N/A | N/A | N/A | N/A | N/A | N/A | N/A | 0 | 80 | 0 | 0 |  | 80 | 10 | 1 | 1 | 2 | 1 | 1 | 1 | 1 | 1 | 1 | 1 | 1 | 0 | 0 | 0
PG&E FRESNO | Las Aguilas | 230 | No Analysis | 2 |  | 0 | 0 | 0 | 0 |  | 0 | [9 empty] | 0 | 0 | 0 | 0 |  | 0 | 10 | 0 | 0 | 0 | 2 | 0 | 0 | 0 | 0 | 0 | 0 | 0 | 0 | 0 | 0
EOP | Lathrop | 138 | Lathrop | 2 | OOS | 0 | 0 | 0 | 0 |  | 0 |  | N/A | N/A | N/A | N/A | N/A | N/A | N/A | N/A | 0 | 0 | 0 | 0 |  | 0 | 10 | 1 | N/A | N/A | 2 | N/A | N/A | N/A | N/A | N/A | N/A | N/A | 0 | 0 | 0
EOP | Lathrop | 230 | Lathrop | 2 | OOS | 300 | 0 | 0 | 0 |  | 300 | 15 | 1 | N/A | N/A | N/A | N/A | N/A | N/A | N/A | 0 | 0 | 0 | 0 |  | 0 | 10 | 1 | N/A | N/A | 2 | N/A | N/A | N/A | N/A | N/A | N/A | N/A | 0 | 0 | 0
PG&E FRESNO | Le Grand | 115 | Le Grand | 1 |  | 0 | 0 | 0 | 0 |  | 0 |  | N/A | N/A | N/A | N/A | N/A | N/A | N/A | N/A | 0 | 0 | 0 | 0 |  | 0 | 10 | 1 | 1 | 1 | 1 | 1 | 1 | 1 | 1 | 2 | 1 | 1 | 0 | 0 | 0
PG&E FRESNO | Lemoore | 70 | Leprino Jct | 1 |  | 0 | 0 | 0 | 0 |  | 0 |  | N/A | N/A | N/A | N/A | N/A | N/A | N/A | N/A | 0 | 22 | 0 | 0 |  | 22 | 10 | 1 | 1 | 1 | 1 | 1 | 1 | 1 | 1 | 1 | 1 | 1 | 0 | 0 | 0
PG&E KERN | Lerdo | 115 | Lerdo | 1 |  | 0 | 0 | 0 | 0 |  | 0 |  | N/A | N/A | N/A | N/A | N/A | N/A | N/A | N/A | 0 | 0 | 0 | 0 |  | 0 | 10 | 1 | 1 | 2 | 1 | 1 | 1 | 1 | 1 | 1 | 1 | 1 | 0 | 0 | 0
SCE Metro | Lewis | 230 | Lewis | 2 |  | 0 | 0 | 0 | 0 |  | 0 |  | N/A | N/A | N/A | N/A | N/A | N/A | N/A | N/A | 0 | 0 | 0 | 0 |  | 0 | 10 | 1 | 3 | 1 | 2 | 5 | 1 | 1 | 1 | 1 | 1 | 1 | 0 | 0 | 0
SCE Metro | Lighthipe | 230 | Lighthipe | 2 |  | 0 | 0 | 0 | 0 |  | 0 |  | N/A | N/A | N/A | N/A | N/A | N/A | N/A | N/A | 0 | 0 | 0 | 0 |  | 0 | 10 | 1 | 4 | 1 | 2 | 1 | 1 | 1 | 1 | 1 | 1 | 1 | 0 | 0 | 0
SDGE | Lilac | 69 | No Analysis | 2 |  | 0 | 0 | 0 | 0 |  | 0 | [9 empty] | 0 | 0 | 0 | 0 |  | 0 | 10 | 0 | 0 | 0 | 2 | 0 | 0 | 0 | 0 | 0 | 0 | 0 | 0 | 0 | 0
PG&E NGBA | Lincoln | 115 | No Analysis | 2 |  | 0 | 0 | 0 | 0 |  | 0 | [9 empty] | 0 | 0 | 0 | 0 |  | 0 | 10 | 0 | 0 | 0 | 2 | 0 | 0 | 0 | 0 | 0 | 0 | 0 | 0 | 0 | 0
PG&E KERN | Live Oak | 115 | No Analysis | 1 |  | 0 | 0 | 0 | 0 |  | 0 | [9 empty] | 0 | 0 | 0 | 0 |  | 0 | 10 | 0 | 0 | 0 | 1 | 0 | 0 | 0 | 0 | 0 | 0 | 0 | 0 | 0 | 0
PG&E GBA | Llagas | 115 | Llagas | 2 |  | 0 | 0 | 0 | 0 |  | 0 |  | N/A | N/A | N/A | N/A | N/A | N/A | N/A | N/A | 0 | 0 | 0 | 0 |  | 0 | 10 | 1 | 2 | 1 | 2 | 3 | 2 | 1 | 1 | 2 | 1 | 1 | 0 | 0 | 0
PG&E GBA | Lockeford | 115 | Lockeford | 1 |  | 0 | 0 | 0 | 0 |  | 0 |  | N/A | N/A | N/A | N/A | N/A | N/A | N/A | N/A | 0 | 0 | 0 | 0 |  | 0 | 10 | 1 | 3 | 1 | 1 | 1 | 1 | 1 | 1 | 1 | 1 | 1 | 0 | 0 | 0
PG&E GBA | Lockeford | 230 | Lockeford | 1 |  | 0 | 0 | 0 | 0 |  | 0 |  | N/A | N/A | N/A | N/A | N/A | N/A | N/A | N/A | 0 | 0 | 0 | 0 |  | 0 | 10 | 1 | 3 | 1 | 1 | 1 | 1 | 1 | 1 | 1 | 1 | 1 | 0 | 0 | 0
PG&E GBA | Lockeford | 60 | Lockeford | 1 |  | 0 | 0 | 0 | 0 |  | 0 |  | N/A | N/A | N/A | N/A | N/A | N/A | N/A | N/A | 0 | 0 | 0 | 0 |  | 0 | 10 | 1 | 3 | 1 | 1 | 1 | 1 | 1 | 1 | 1 | 1 | 1 | 0 | 0 | 0
PG&E GBA | Lodi | 230 | No Analysis | 1 |  | 0 | 0 | 0 | 0 |  | 0 | [9 empty] | 0 | 0 | 0 | 0 |  | 0 | 10 | 0 | 0 | 0 | 1 | 0 | 0 | 0 | 0 | 0 | 0 | 0 | 0 | 0 | 0
PG&E NGBA | Logan Creek | 230 | Logan Creek | 2 |  | 0 | 0 | 0 | 0 |  | 0 |  | N/A | N/A | N/A | N/A | N/A | N/A | N/A | N/A | 0 | 0 | 0 | 0 |  | 0 | 10 | 1 | 1 | 1 | 2 | 1 | 1 | 1 | 1 | 1 | 1 | 1 | 0 | 0 | 0
PG&E GBA | Lone Tree | 230 | Lone Tree | 2 |  | 0 | 0 | 0 | 0 |  | 0 |  | N/A | N/A | N/A | N/A | N/A | N/A | N/A | N/A | 0 | 0 | 0 | 0 |  | 0 | 10 | 1 | 1 | 1 | 2 | 2 | 1 | 2 | 2 | 2 | 1 | 1 | 0 | 0 | 0
PG&E FRESNO | Los Banos | 230 | Los Banos | 1 |  | 170.5 | 0 | 0 | 0 | 60.5 | 110 | 15 | 2 | 1 | 3 | 1 | 1 | 3 | 1 | 1 | 150 | 280 | 0 | 0 |  | 430 | 10 | 2 | 1 | 1 | 1 | 1 | 2 | 1 | 1 | 2 | 1 | 1 | 0 | 0 | 0
PG&E FRESNO | Los Banos | 500 | Los Banos | 1 |  | 0 | 0 | 0 | 0 |  | 0 |  | N/A | N/A | N/A | N/A | N/A | N/A | N/A | N/A | 0 | 0 | 0 | 0 |  | 0 | 10 | 2 | 1 | 1 | 1 | 1 | 2 | 1 | 1 | 2 | 1 | 1 | 0 | 0 | 0
SDGE | Los Coches | 138 | No Analysis | 2 |  | 0 | 0 | 0 | 0 |  | 0 | [9 empty] | 0 | 0 | 0 | 0 |  | 0 | 10 | 0 | 0 | 0 | 2 | 0 | 0 | 0 | 0 | 0 | 0 | 0 | 0 | 0 | 0
SDGE | Los Coches | 69 | No Analysis | 2 |  | 0 | 0 | 0 | 0 |  | 0 | [9 empty] | 0 | 0 | 0 | 0 |  | 0 | 10 | 0 | 0 | 0 | 2 | 0 | 0 | 0 | 0 | 0 | 0 | 0 | 0 | 0 | 0
PG&E GBA | Los Esteros | 115 | Los Esteros | 2 |  | 0 | 0 | 0 | 0 |  | 0 |  | N/A | N/A | N/A | N/A | N/A | N/A | N/A | N/A | 0 | 0 | 0 | 0 |  | 0 | 10 | 1 | 1 | 1 | 2 | 5 | 1 | 1 | 1 | 2 | 2 | 1 | 0 | 0 | 0
PG&E GBA | Los Esteros | 230 | Los Esteros | 2 |  | 0 | 0 | 0 | 0 |  | 0 |  | N/A | N/A | N/A | N/A | N/A | N/A | N/A | N/A | 0 | 0 | 0 | 0 |  | 0 | 10 | 1 | 1 | 1 | 2 | 5 | 1 | 1 | 1 | 2 | 2 | 1 | 0 | 0 | 0
PG&E GBA | Los Positas | 230 | No Analysis | 2 |  | 0 | 0 | 0 | 0 |  | 0 | [9 empty] | 0 | 0 | 0 | 0 |  | 0 | 10 | 0 | 0 | 0 | 2 | 0 | 0 | 0 | 0 | 0 | 0 | 0 | 0 | 0 | 0
PG&E GBA | Los Positas | 60 | No Analysis | 2 |  | 0 | 0 | 0 | 0 |  | 0 | [9 empty] | 0 | 0 | 0 | 0 |  | 0 | 10 | 0 | 0 | 0 | 2 | 0 | 0 | 0 | 0 | 0 | 0 | 0 | 0 | 0 | 0
SDGE | Loveland | 69 | No Analysis | 2 |  | 0 | 0 | 0 | 0 |  | 0 | [9 empty] | 0 | 0 | 0 | 0 |  | 0 | 10 | 0 | 0 | 0 | 2 | 0 | 0 | 0 | 0 | 0 | 0 | 0 | 0 | 0 | 0
SCE NOL | Lugo | 230 | Lugo | 2 |  | 0 | 0 | 0 | 0 |  | 0 |  | N/A | N/A | N/A | N/A | N/A | N/A | N/A | N/A | 0 | 0 | 0 | 0 |  | 0 | 10 | 1 | 3 | 1 | 2 | 5 | 1 | 3 | 2 | 3 | 1 | 1 | 0 | 0 | 0
SCE Metro | Lugo | 500 | Lugo | 2 | OOS | 0 | 0 | 0 | 0 |  | 0 | 20 | 0 | N/A | N/A | N/A | N/A | N/A | N/A | N/A | 0 | 0 | 0 | 0 |  | 0 | 10 | 0 | N/A | N/A | 2 | N/A | N/A | N/A | N/A | N/A | N/A | N/A | 389 | 0 | 389 |  | OOS | N/A | N/A | N/A | N/A | N/A | N/A | N/A | N/A
PG&E FRESNO | Madera | 70 | No Analysis | 1 |  | 0 | 0 | 0 | 0 |  | 0 | [9 empty] | 0 | 0 | 0 | 0 |  | 0 | 10 | 0 | 0 | 0 | 1 | 0 | 0 | 0 | 0 | 0 | 0 | 0 | 0 | 0 | 0
PG&E NGBA | Madison | 115 | Madison | 2 |  | 0 | 0 | 0 | 0 |  | 0 | 20 | 1 | 2 | 2 | 1 | 1 | 3 | 1 | 1 | 0 | 13 | 0 | 0 |  | 13 | 5 | 1 | 1 | 2 | 2 | 1 | 3 | 1 | 1 | 3 | 1 | 1 | 0 | 0 | 0
PG&E KERN | Magunden | 115 | Magunden | 1 |  | 0 | 0 | 0 | 0 |  | 0 |  | N/A | N/A | N/A | N/A | N/A | N/A | N/A | N/A | 0 | 0 | 0 | 0 |  | 0 | 10 | 1 | 1 | 1 | 1 | 1 | 1 | 1 | 1 | 2 | 1 | 1 | 0 | 0 | 0
SCE Northern | Magunden | 230 | Magunden | 1 |  | 0 | 0 | 0 | 0 |  | 0 |  | N/A | N/A | N/A | N/A | N/A | N/A | N/A | N/A | 0 | 0 | 0 | 0 |  | 0 | 10 | 1 | 1 | 1 | 1 | 1 | 1 | 1 | 1 | 2 | 1 | 1 | 0 | 0 | 0
PG&E FRESNO | Malaga | 115 | Malaga | 1 |  | 0 | 0 | 0 | 0 |  | 0 |  | N/A | N/A | N/A | N/A | N/A | N/A | N/A | N/A | 0 | 0 | 0 | 0 |  | 0 | 10 | 1 | 3 | 2 | 1 | 1 | 1 | 1 | 1 | 1 | 1 | 1 | 0 | 0 | 0
PG&E NGBA | Malin | 500 | No Analysis | 2 |  | 0 | 0 | 0 | 0 |  | 0 | [9 empty] | 0 | 0 | 0 | 0 |  | 0 | 10 | 0 | 0 | 0 | 2 | 0 | 0 | 0 | 0 | 0 | 0 | 0 | 100 | 0 | 100 |  | OOS
SCE Northern | Mandalay | 230 | Mandalay | 1 |  | 0 | 0 | 0 | 0 |  | 0 |  | N/A | N/A | N/A | N/A | N/A | N/A | N/A | N/A | 0 | 0 | 0 | 0 |  | 0 | 10 | 1 | 1 | 1 | 1 | 5 | 1 | 1 | 1 | 1 | 1 | 1 | 0 | 0 | 0
PG&E FRESNO | Manning | 230 | Panoche | 1 |  | 0 | 0 | 0 | 0 |  | 0 | [9 empty] | 0 | 0 | 0 | 0 |  | 0 | 10 | 1 | 2 | 2 | 1 | 1 | 1 | 1 | 1 | 1 | 1 | 1 | 0 | 0 | 0
PG&E FRESNO | Manning | 500 | Panoche | 1 |  | 0 | 0 | 0 | 0 |  | 0 | [9 empty] | 0 | 600 | 0 | 0 |  | 600 | 10 | 1 | 2 | 2 | 1 | 1 | 1 | 1 | 1 | 1 | 1 | 1 | 0 | 0 | 0
PG&E GBA | Manteca | 115 | No Analysis | 1 |  | 0 | 0 | 0 | 0 |  | 0 | [9 empty] | 0 | 0 | 0 | 0 |  | 0 | 10 | 0 | 0 | 0 | 1 | 0 | 0 | 0 | 0 | 0 | 0 | 0 | 0 | 0 | 0
SDGE | Margarita | 138 | Margarita | 2 |  | 0 | 0 | 0 | 0 |  | 0 |  | N/A | N/A | N/A | N/A | N/A | N/A | N/A | N/A | 0 | 0 | 0 | 0 |  | 0 | 10 | 1 | 4 | 1 | 2 | 5 | 1 | 2 | 2 | 3 | 2 | 1 | 0 | 0 | 0
PG&E GBA | Martin | 230 | Martin (San Francisco H) | 2 |  | 0 | 0 | 0 | 0 |  | 0 |  | N/A | N/A | N/A | N/A | N/A | N/A | N/A | N/A | 0 | 0 | 0 | 0 |  | 0 | 10 | 1 | 4 | 1 | 2 | 4 | 1 | 1 | 2 | 2 | 1 | 1 | 0 | 0 | 0
PG&E GBA | Martin | 115 | Martin (San Francisco H) | 2 |  | 0 | 0 | 0 | 0 |  | 0 |  | N/A | N/A | N/A | N/A | N/A | N/A | N/A | N/A | 0 | 0 | 0 | 0 |  | 0 | 10 | 1 | 4 | 1 | 2 | 4 | 1 | 1 | 2 | 2 | 1 | 1 | 0 | 0 | 0
PG&E GBA | Martinez | 115 | Martinez | 2 |  | 0 | 0 | 0 | 0 |  | 0 |  | N/A | N/A | N/A | N/A | N/A | N/A | N/A | N/A | 0 | 0 | 0 | 0 |  | 0 | 10 | 1 | 4 | 1 | 2 | 2 | 1 | 1 | 2 | 3 | 1 | 1 | 0 | 0 | 0
PG&E FRESNO | Mc Mullin | 230 | Mc Mullin | 1 |  | 0 | 0 | 0 | 0 |  | 0 |  | N/A | N/A | N/A | N/A | N/A | N/A | N/A | N/A | 0 | 0 | 0 | 0 |  | 0 | 10 | 1 | 1 | 1 | 1 | 1 | 1 | 1 | 1 | 1 | 1 | 1 | 0 | 0 | 0
PG&E FRESNO | McCall | 115 | McCall | 1 |  | 0 | 0 | 0 | 0 |  | 0 |  | N/A | N/A | N/A | N/A | N/A | N/A | N/A | N/A | 0 | 0 | 0 | 0 |  | 0 | 10 | 1 | 3 | 3 | 1 | 1 | 1 | 1 | 1 | 1 | 1 | 1 | 0 | 0 | 0
PG&E FRESNO | McCall | 230 | McCall | 1 |  | 0 | 0 | 0 | 0 |  | 0 |  | N/A | N/A | N/A | N/A | N/A | N/A | N/A | N/A | 0 | 0 | 0 | 0 |  | 0 | 10 | 1 | 3 | 3 | 1 | 1 | 1 | 1 | 1 | 1 | 1 | 1 | 0 | 0 | 0
PG&E GBA | Meadow Lane | 115 | No Analysis | 2 |  | 0 | 0 | 0 | 0 |  | 0 | [9 empty] | 0 | 0 | 0 | 0 |  | 0 | 10 | 0 | 0 | 0 | 2 | 0 | 0 | 0 | 0 | 0 | 0 | 0 | 0 | 0 | 0
PG&E GBA | Melones | 115 | New Melones | 2 |  | 0 | 0 | 0 | 0 |  | 0 |  | N/A | N/A | N/A | N/A | N/A | N/A | N/A | N/A | 0 | 0 | 0 | 0 |  | 0 | 10 | 1 | 2 | 1 | 2 | 3 | 2 | 1 | 2 | 3 | 2 | 1 | 0 | 0 | 0
PG&E GBA | Melones | 230 | New Melones | 2 |  | 0 | 0 | 0 | 0 |  | 0 |  | N/A | N/A | N/A | N/A | N/A | N/A | N/A | N/A | 0 | 0 | 0 | 0 |  | 0 | 10 | 1 | 2 | 1 | 2 | 3 | 2 | 1 | 2 | 3 | 2 | 1 | 0 | 0 | 0
SDGE | Melrose | 69 | No Analysis | 2 |  | 0 | 0 | 0 | 0 |  | 0 | [9 empty] | 0 | 0 | 0 | 0 |  | 0 | 10 | 0 | 0 | 0 | 2 | 0 | 0 | 0 | 0 | 0 | 0 | 0 | 0 | 0 | 0
PG&E NGBA | Mendocino | 115 | Mendocino | 2 |  | 0 | 0 | 0 | 0 |  | 0 |  | N/A | N/A | N/A | N/A | N/A | N/A | N/A | N/A | 0 | 0 | 0 | 0 |  | 0 | 10 | 1 | 1 | 1 | 2 | 5 | 1 | 1 | 1 | 2 | 2 | 1 | 0 | 0 | 0
PG&E NGBA | Mendocino | 60 | Mendocino | 2 |  | 0 | 0 | 0 | 0 |  | 0 |  | N/A | N/A | N/A | N/A | N/A | N/A | N/A | N/A | 0 | 0 | 0 | 0 |  | 0 | 10 | 1 | 1 | 1 | 2 | 5 | 1 | 1 | 1 | 2 | 2 | 1 | 0 | 0 | 0
PG&E FRESNO | Mendota | 115 | Mendota | 1 |  | 0 | 0 | 0 | 0 |  | 0 |  | N/A | N/A | N/A | N/A | N/A | N/A | N/A | N/A | 0 | 0 | 0 | 0 |  | 0 | 10 | 1 | 1 | 1 | 1 | 1 | 1 | 1 | 1 | 1 | 1 | 1 | 0 | 0 | 0
PG&E GBA | Menlo | 60 | No Analysis | 2 |  | 0 | 0 | 0 | 0 |  | 0 | [9 empty] | 0 | 0 | 0 | 0 |  | 0 | 10 | 0 | 0 | 0 | 2 | 0 | 0 | 0 | 0 | 0 | 0 | 0 | 0 | 0 | 0
PG&E FRESNO | Merced | 115 | Merced | 1 |  | 0 | 0 | 0 | 0 |  | 0 |  | N/A | N/A | N/A | N/A | N/A | N/A | N/A | N/A | 0 | 0 | 0 | 0 |  | 0 | 10 | 1 | 1 | 1 | 1 | 1 | 1 | 1 | 1 | 3 | 1 | 1 | 0 | 0 | 0
EOP | Mercury | 138 | MERCURY | 2 | OOS | 0 | 0 | 0 | 0 |  | 0 |  | N/A | N/A | N/A | N/A | N/A | N/A | N/A | N/A | 0 | 0 | 0 | 0 |  | 0 | 10 | 1 | N/A | N/A | 2 | N/A | N/A | N/A | N/A | N/A | N/A | N/A | 0 | 0 | 0
PG&E FRESNO | Mercy Springs | 70 | Oro Loma | 1 |  | 0 | 0 | 0 | 0 |  | 0 | [9 empty] | 0 | 75 | 0 | 0 |  | 75 | 5 | 1 | 1 | 1 | 1 | 1 | 1 | 1 | 1 | 1 | 1 | 1 | 0 | 0 | 0
PG&E NGBA | Meridian | 60 | No Analysis | 2 |  | 0 | 0 | 0 | 0 |  | 0 | [9 empty] | 0 | 0 | 0 | 0 |  | 0 | 10 | 0 | 0 | 0 | 2 | 0 | 0 | 0 | 0 | 0 | 0 | 0 | 0 | 0 | 0
PG&E KERN | Mesa (PGE) | 115 | Mesa | 2 |  | 0 | 0 | 0 | 0 |  | 0 |  | N/A | N/A | N/A | N/A | N/A | N/A | N/A | N/A | 0 | 0 | 0 | 0 |  | 0 | 10 | 1 | 1 | 1 | 2 | 4 | 1 | 1 | 1 | 1 | 1 | 1 | 0 | 0 | 0
PG&E KERN | Mesa (PGE) | 230 | Mesa | 2 |  | 0 | 0 | 0 | 0 |  | 0 |  | N/A | N/A | N/A | N/A | N/A | N/A | N/A | N/A | 0 | 0 | 0 | 0 |  | 0 | 10 | 1 | 1 | 1 | 2 | 4 | 1 | 1 | 1 | 1 | 1 | 1 | 0 | 0 | 0
SCE Metro | Mesa (SCE) | 230 | Mesa (SCE) | 2 |  | 0 | 0 | 0 | 0 |  | 0 |  | N/A | N/A | N/A | N/A | N/A | N/A | N/A | N/A | 0 | 0 | 0 | 0 |  | 0 | 10 | 1 | 1 | 1 | 2 | 1 | 1 | 1 | 1 | 1 | 1 | 1 | 0 | 0 | 0
SCE Metro | Mesa (SCE) | 500 | Mesa (SCE) | 2 |  | 0 | 0 | 0 | 0 |  | 0 |  | N/A | N/A | N/A | N/A | N/A | N/A | N/A | N/A | 0 | 0 | 0 | 0 |  | 0 | 10 | 1 | 1 | 1 | 2 | 1 | 1 | 1 | 1 | 1 | 1 | 1 | 0 | 0 | 0
SDGE | Mesa Heights | 69 | No Analysis | 2 |  | 0 | 0 | 0 | 0 |  | 0 | [9 empty] | 0 | 0 | 0 | 0 |  | 0 | 10 | 0 | 0 | 0 | 2 | 0 | 0 | 0 | 0 | 0 | 0 | 0 | 0 | 0 | 0
PG&E GBA | Metcalf | 115 | Metcalf | 2 |  | 0 | 0 | 0 | 0 |  | 0 |  | N/A | N/A | N/A | N/A | N/A | N/A | N/A | N/A | 0 | 0 | 0 | 0 |  | 0 | 10 | 1 | 1 | 1 | 2 | 5 | 3 | 1 | 1 | 3 | 2 | 1 | 0 | 0 | 0
PG&E GBA | Metcalf | 230 | Metcalf | 2 |  | 0 | 0 | 0 | 0 |  | 0 |  | N/A | N/A | N/A | N/A | N/A | N/A | N/A | N/A | 0 | 0 | 0 | 0 |  | 0 | 10 | 1 | 1 | 1 | 2 | 5 | 3 | 1 | 1 | 3 | 2 | 1 | 0 | 0 | 0
PG&E GBA | Metcalf | 500 | Metcalf | 2 |  | 0 | 0 | 0 | 0 |  | 0 |  | N/A | N/A | N/A | N/A | N/A | N/A | N/A | N/A | 0 | 0 | 0 | 0 |  | 0 | 10 | 1 | 1 | 1 | 2 | 5 | 3 | 1 | 1 | 3 | 2 | 1 | 0 | 0 | 0
PG&E KERN | Midway | 115 | Midway | 1 |  | 0 | 0 | 0 | 0 |  | 0 | 20 | 1 | 1 | 1 | 1 | 1 | 1 | 1 | 1 | 204 | 120 | 0 | 0 |  | 324 | 15 | 2 | 1 | 2 | 1 | 1 | 1 | 1 | 2 | 2 | 1 | 1 | 0 | 0 | 0
PG&E KERN | Midway | 230 | Midway | 1 |  | 0 | 0 | 0 | 0 |  | 0 |  | N/A | N/A | N/A | N/A | N/A | N/A | N/A | N/A | 0 | 0 | 0 | 0 |  | 0 | 10 | 3 | 2 | 2 | 1 | 1 | 1 | 1 | 2 | 2 | 1 | 1 | 0 | 0 | 0
PG&E KERN | Midway | 500 | Midway | 1 |  | 0 | 0 | 0 | 0 |  | 0 |  | N/A | N/A | N/A | N/A | N/A | N/A | N/A | N/A | 300 | 350 | 0 | 0 |  | 650 | 15 | 2 | 1 | 2 | 1 | 1 | 1 | 1 | 2 | 2 | 1 | 1 | 0 | 0 | 0
SDGE | Miguel | 230 | Miguel | 2 |  | 0 | 0 | 0 | 0 |  | 0 |  | N/A | N/A | N/A | N/A | N/A | N/A | N/A | N/A | 0 | 0 | 0 | 0 |  | 0 | 10 | 1 | 2 | 1 | 2 | 5 | 1 | 3 | 4 | 5 | 1 | 1 | 0 | 0 | 0
SDGE | Miguel | 500 | Miguel | 2 |  | 0 | 0 | 0 | 0 |  | 0 |  | N/A | N/A | N/A | N/A | N/A | N/A | N/A | N/A | 0 | 0 | 0 | 0 |  | 0 | 10 | 1 | 2 | 1 | 2 | 5 | 1 | 3 | 4 | 5 | 1 | 1 | 0 | 0 | 0
SDGE | Miguel | 69 | Miguel | 2 |  | 0 | 0 | 0 | 0 |  | 0 |  | N/A | N/A | N/A | N/A | N/A | N/A | N/A | N/A | 0 | 0 | 0 | 0 |  | 0 | 10 | 1 | 2 | 1 | 2 | 5 | 1 | 3 | 4 | 5 | 1 | 1 | 0 | 0 | 0
PG&E GBA | Millbrae | 115 | No Analysis | 2 |  | 0 | 0 | 0 | 0 |  | 0 | [9 empty] | 0 | 0 | 0 | 0 |  | 0 | 10 | 0 | 0 | 0 | 2 | 0 | 0 | 0 | 0 | 0 | 0 | 0 | 0 | 0 | 0
PG&E GBA | Miller | 115 | Miller | 1 |  | 0 | 0 | 0 | 0 |  | 0 |  | N/A | N/A | N/A | N/A | N/A | N/A | N/A | N/A | 0 | 0 | 0 | 0 |  | 0 | 10 | 1 | 1 | 1 | 1 | 1 | 1 | 1 | 1 | 1 | 1 | 1 | 0 | 0 | 0
SCE Metro | Mira Loma | 230 | Mira Loma | 2 |  | 0 | 0 | 0 | 0 |  | 0 |  | N/A | N/A | N/A | N/A | N/A | N/A | N/A | N/A | 0 | 0 | 0 | 0 |  | 0 | 10 | 1 | 4 | 1 | 2 | 3 | 1 | 1 | 1 | 1 | 1 | 1 | 0 | 0 | 0
SCE Metro | Mira Loma | 500 | Mira Loma | 2 |  | 0 | 0 | 0 | 0 |  | 0 |  | N/A | N/A | N/A | N/A | N/A | N/A | N/A | N/A | 0 | 0 | 0 | 0 |  | 0 | 10 | 1 | 4 | 1 | 2 | 3 | 1 | 1 | 1 | 1 | 1 | 1 | 0 | 0 | 0
SCE Eastern | Mirage | 115 | Mirage | 2 |  | 0 | 0 | 0 | 0 |  | 0 |  | N/A | N/A | N/A | N/A | N/A | N/A | N/A | N/A | 0 | 0 | 0 | 0 |  | 0 | 10 | 1 | 4 | 1 | 2 | 1 | 1 | 1 | 1 | 1 | 1 | 1 | 0 | 0 | 0
SCE Eastern | Mirage | 230 | Mirage | 2 | Import from IID | 0 | 0 | 0 | 0 |  | 0 |  | N/A | N/A | N/A | N/A | N/A | N/A | N/A | N/A | 0 | 0 | 0 | 0 |  | 0 | 10 | 1 | 4 | 1 | 2 | 1 | 1 | 1 | 1 | 1 | 1 | 1 | 556.5 | 25 | 581.5 |  | Salton Sea | 1 | 1 | 1 | 2 | 2 | 2 | 1 | 1
SDGE | Mission | 138 | Mission | 2 |  | 0 | 0 | 0 | 0 |  | 0 |  | N/A | N/A | N/A | N/A | N/A | N/A | N/A | N/A | 0 | 0 | 0 | 0 |  | 0 | 10 | 1 | 4 | 1 | 2 | 1 | 1 | 1 | 2 | 3 | 1 | 1 | 0 | 0 | 0
SDGE | Mission | 230 | Mission | 2 |  | 0 | 0 | 0 | 0 |  | 0 |  | N/A | N/A | N/A | N/A | N/A | N/A | N/A | N/A | 0 | 0 | 0 | 0 |  | 0 | 10 | 1 | 4 | 1 | 2 | 1 | 1 | 1 | 2 | 3 | 1 | 1 | 0 | 0 | 0
SDGE | Mission | 69 | Mission | 2 |  | 0 | 0 | 0 | 0 |  | 0 |  | N/A | N/A | N/A | N/A | N/A | N/A | N/A | N/A | 0 | 0 | 0 | 0 |  | 0 | 10 | 1 | 4 | 1 | 2 | 1 | 1 | 1 | 2 | 3 | 1 | 1 | 0 | 0 | 0
PG&E GBA | Mi-Wuk | 115 | No Analysis | 2 |  | 0 | 0 | 0 | 0 |  | 0 | [9 empty] | 0 | 0 | 0 | 0 |  | 0 | 10 | 0 | 0 | 0 | 2 | 0 | 0 | 0 | 0 | 0 | 0 | 0 | 0 | 0 | 0
EOP | Mohave | 500 | Mohave | 2 | OOS | 300 | 0 | 0 | 0 |  | 300 | 20 | 2 | N/A | N/A | N/A | N/A | N/A | N/A | N/A | 400 | 0 | 0 | 0 |  | 400 | 10 | 1 | N/A | N/A | 2 | N/A | N/A | N/A | N/A | N/A | N/A | N/A | 0 | 0 | 0
PG&E NGBA | Monroe | 115 | No Analysis | 2 |  | 0 | 0 | 0 | 0 |  | 0 | [9 empty] | 0 | 0 | 0 | 0 |  | 0 | 10 | 0 | 0 | 0 | 2 | 0 | 0 | 0 | 0 | 0 | 0 | 0 | 0 | 0 | 0
SDGE | Monserate | 69 | No Analysis | 2 |  | 0 | 0 | 0 | 0 |  | 0 | [9 empty] | 0 | 0 | 0 | 0 |  | 0 | 10 | 0 | 0 | 0 | 2 | 0 | 0 | 0 | 0 | 0 | 0 | 0 | 0 | 0 | 0
PG&E GBA | Monta Vista | 115 | No Analysis | 2 |  | 0 | 0 | 0 | 0 |  | 0 | [9 empty] | 0 | 0 | 0 | 0 |  | 0 | 10 | 0 | 0 | 0 | 2 | 0 | 0 | 0 | 0 | 0 | 0 | 0 | 0 | 0 | 0
PG&E GBA | Monta Vista | 230 | No Analysis | 2 |  | 0 | 0 | 0 | 0 |  | 0 | [9 empty] | 0 | 0 | 0 | 0 |  | 0 | 10 | 0 | 0 | 0 | 2 | 0 | 0 | 0 | 0 | 0 | 0 | 0 | 0 | 0 | 0
PG&E GBA | Monta Vista | 60 | No Analysis | 2 |  | 0 | 0 | 0 | 0 |  | 0 | [9 empty] | 0 | 0 | 0 | 0 |  | 0 | 10 | 0 | 0 | 0 | 2 | 0 | 0 | 0 | 0 | 0 | 0 | 0 | 0 | 0 | 0
PG&E NGBA | Monticello | 115 | No Analysis | 2 |  | 0 | 0 | 0 | 0 |  | 0 | [9 empty] | 0 | 0 | 0 | 0 |  | 0 | 10 | 0 | 0 | 0 | 2 | 0 | 0 | 0 | 0 | 0 | 0 | 0 | 0 | 0 | 0
SCE Northern | Moorpark | 230 | Moorpark | 1 |  | 0 | 0 | 0 | 0 |  | 0 |  | N/A | N/A | N/A | N/A | N/A | N/A | N/A | N/A | 0 | 0 | 0 | 0 |  | 0 | 10 | 1 | 2 | 1 | 1 | 5 | 1 | 1 | 1 | 1 | 1 | 1 | 0 | 0 | 0
SCE Northern | Moorpark | 66 | Moorpark | 1 |  | 0 | 0 | 0 | 0 |  | 0 |  | N/A | N/A | N/A | N/A | N/A | N/A | N/A | N/A | 0 | 0 | 0 | 0 |  | 0 | 10 | 1 | 2 | 1 | 1 | 5 | 1 | 1 | 1 | 1 | 1 | 1 | 0 | 0 | 0
PG&E GBA | Moraga | 115 | No Analysis | 2 |  | 0 | 0 | 0 | 0 |  | 0 | [9 empty] | 0 | 0 | 0 | 0 |  | 0 | 10 | 0 | 0 | 0 | 2 | 0 | 0 | 0 | 0 | 0 | 0 | 0 | 0 | 0 | 0
PG&E GBA | Moraga | 230 | No Analysis | 2 |  | 0 | 0 | 0 | 0 |  | 0 | [9 empty] | 0 | 0 | 0 | 0 |  | 0 | 10 | 0 | 0 | 0 | 2 | 0 | 0 | 0 | 0 | 0 | 0 | 0 | 0 | 0 | 0
PG&E GBA | Morgan Hill | 115 | No Analysis | 2 |  | 0 | 0 | 0 | 0 |  | 0 | [9 empty] | 0 | 0 | 0 | 0 |  | 0 | 10 | 0 | 0 | 0 | 2 | 0 | 0 | 0 | 0 | 0 | 0 | 0 | 0 | 0 | 0
PG&E KERN | Morro Bay | 115 | Morro Bay | 2 |  | 0 | 0 | 0 | 0 |  | 0 |  | N/A | N/A | N/A | N/A | N/A | N/A | N/A | N/A | 0 | 0 | 0 | 0 |  | 0 | 10 | 1 | 1 | 1 | 2 | 5 | 2 | 1 | 1 | 3 | 2 | 1 | 0 | 0 | 0
PG&E KERN | Morro Bay | 230 | Morro Bay | 2 |  | 0 | 0 | 0 | 0 |  | 0 |  | N/A | N/A | N/A | N/A | N/A | N/A | N/A | N/A | 0 | 0 | 0 | 0 |  | 0 | 10 | 1 | 1 | 1 | 2 | 5 | 2 | 1 | 1 | 3 | 2 | 1 | 0 | 0 | 0
PG&E KERN | Morro Bay | 500 | Morro Bay | 2 |  | 0 | 0 | 0 | 0 |  | 0 |  | N/A | N/A | N/A | N/A | N/A | N/A | N/A | N/A | 0 | 0 | 0 | 0 |  | 0 | 10 | 1 | 1 | 1 | 2 | 5 | 2 | 1 | 1 | 3 | 2 | 1 | 0 | 0 | 0
PG&E GBA | Moss Landing | 115 | Moss Landing | 1 |  | 0 | 0 | 0 | 0 |  | 0 |  | N/A | N/A | N/A | N/A | N/A | N/A | N/A | N/A | 0 | 0 | 0 | 0 |  | 0 | 10 | 1 | 3 | 1 | 1 | 1 | 1 | 1 | 1 | 1 | 1 | 1 | 0 | 0 | 0
PG&E GBA | Moss Landing | 230 | Moss Landing | 1 |  | 0 | 0 | 0 | 0 |  | 0 | 20 | 1 | 2 | 1 | 1 | 1 | 1 | 1 | 1 | 0 | 0 | 0 | 0 |  | 0 | 10 | 1 | 3 | 1 | 1 | 1 | 1 | 1 | 1 | 1 | 1 | 1 | 0 | 0 | 0
PG&E GBA | Moss Landing | 500 | Moss Landing | 1 |  | 0 | 0 | 0 | 0 |  | 0 |  | N/A | N/A | N/A | N/A | N/A | N/A | N/A | N/A | 0 | 0 | 0 | 0 |  | 0 | 10 | 1 | 3 | 1 | 1 | 1 | 1 | 1 | 1 | 1 | 1 | 1 | 0 | 0 | 0
EOP | Mountain Pass | 115 | No Analysis | 2 | OOS | 0 | 0 | 0 | 0 |  | 0 | [9 empty] | 0 | 0 | 0 | 0 |  | 0 | 10 | 0 | N/A | N/A | 2 | N/A | N/A | N/A | N/A | N/A | N/A | N/A | 0 | 0 | 0
PG&E GBA | Mountain View | 115 | No Analysis | 2 |  | 0 | 0 | 0 | 0 |  | 0 | [9 empty] | 0 | 0 | 0 | 0 |  | 0 | 10 | 0 | 0 | 0 | 2 | 0 | 0 | 0 | 0 | 0 | 0 | 0 | 0 | 0 | 0
PG&E GBA | Mt Eden | 115 | No Analysis | 2 |  | 0 | 0 | 0 | 0 |  | 0 | [9 empty] | 0 | 0 | 0 | 0 |  | 0 | 10 | 0 | 0 | 0 | 2 | 0 | 0 | 0 | 0 | 0 | 0 | 0 | 0 | 0 | 0
PG&E KERN | Mt Poso | 115 | No Analysis | 1 |  | 0 | 0 | 0 | 0 |  | 0 | [9 empty] | 0 | 0 | 0 | 0 |  | 0 | 10 | 0 | 0 | 0 | 1 | 0 | 0 | 0 | 0 | 0 | 0 | 0 | 0 | 0 | 0
SDGE | Murray | 69 | No Analysis | 2 |  | 0 | 0 | 0 | 0 |  | 0 | [9 empty] | 0 | 0 | 0 | 0 |  | 0 | 10 | 0 | 0 | 0 | 2 | 0 | 0 | 0 | 0 | 0 | 0 | 0 | 0 | 0 | 0
PG&E FRESNO | Mustang | 230 | Mustang | 1 |  | 0 | 0 | 0 | 0 |  | 0 |  | N/A | N/A | N/A | N/A | N/A | N/A | N/A | N/A | 106.5 | 149.5 | 0 | 0 |  | 256 | 10 | 1 | 1 | 1 | 1 | 1 | 1 | 1 | 1 | 1 | 1 | 1 | 0 | 0 | 0
SCE Northern | Neenach | 66 | No Analysis | 2 |  | 0 | 0 | 0 | 0 |  | 0 | [9 empty] | 0 | 0 | 0 | 0 |  | 0 | 10 | 0 | 0 | 0 | 2 | 0 | 0 | 0 | 0 | 0 | 0 | 0 | 0 | 0 | 0
PG&E KERN | New Sub - Gates - Midway (Proposed) | 230 | Gates-Midway (Proposed) | 1 |  | 0 | 0 | 0 | 0 |  | 0 |  | N/A | N/A | N/A | N/A | N/A | N/A | N/A | N/A | 0 | 440 | 0 | 0 |  | 440 | 10 | 1 | 1 | 1 | 1 | 1 | 2 | 1 | 1 | 2 | 1 | 1 | 0 | 0 | 0
PG&E KERN | New Sub - Gates - Templeton (Proposed) | 230 | No Analysis | 1 |  | 0 | 0 | 0 | 0 |  | 0 | [9 empty] | 0 | 0 | 0 | 0 |  | 0 | 10 | 0 | 0 | 0 | 1 | 0 | 0 | 0 | 0 | 0 | 0 | 0 | 0 | 0 | 0
SCE NOL | New Sub - Kramer - Lugo (Proposed) | 230 | No Analysis | 2 |  | 0 | 0 | 0 | 0 |  | 0 | [9 empty] | 0 | 0 | 0 | 0 |  | 0 | 10 | 0 | 0 | 0 | 2 | 0 | 0 | 0 | 0 | 0 | 0 | 0 | 0 | 0 | 0
PG&E FRESNO | New Sub - Los Banos - Midway (Proposed) | 500 | No Analysis | 1 |  | 0 | 0 | 0 | 0 |  | 0 | [9 empty] | 0 | 0 | 0 | 0 |  | 0 | 10 | 0 | 0 | 0 | 1 | 0 | 0 | 0 | 0 | 0 | 0 | 0 | 0 | 0 | 0
SCE NOL | New Sub - Lugo - Pisgah (Proposed) | 230 | Lugo - Pisgah (Proposed) | 2 |  | 150 | 0 | 0 | 0 |  | 150 | 15 | 2 | 1 | 1 | 1 | 1 | 1 | 1 | 1 | 0 | 0 | 0 | 0 |  | 0 | 10 | 1 | 4 | 1 | 2 | 1 | 1 | 1 | 1 | 1 | 2 | 1 | 0 | 0 | 0
PG&E KERN | New Sub - Midway - Wheeler Ridge (Proposed) | 230 | Midway - Wheeler Ridge (Proposed) | 1 |  | 0 | 0 | 0 | 0 |  | 0 |  | N/A | N/A | N/A | N/A | N/A | N/A | N/A | N/A | 0 | 150 | 0 | 0 |  | 150 | 10 | 1 | 1 | 1 | 1 | 1 | 1 | 1 | 1 | 2 | 1 | 1 | 0 | 0 | 0
PG&E NGBA | New Sub - Near existing Leavitt (PSREC) | 345 | Leavitt | 2 |  | 300 | 0 | 0 | 0 |  | 300 | 20 | 2 | 5 | 1 | 1 | 1 | 2 | 2 | 1 | 0 | 0 | 0 | 0 |  | 0 | 10 | 1 | 2 | 1 | 2 | 3 | 1 | 1 | 1 | 3 | 1 | 1 | 0 | 0 | 0
PG&E NGBA | New Sub - Near existing Madeline (NVE) | 345 | Madeline | 2 |  | 631.1 | 0 | 0 | 0 |  | 631.1 | 20 | 4 | 5 | 1 | 1 | 1 | 1 | 3 | 1 | 0 | 0 | 0 | 0 |  | 0 | 10 | 1 | 1 | 1 | 2 | 2 | 1 | 1 | 1 | 1 | 2 | 1 | 0 | 0 | 0
SDGE | New Sub - North Gila - IV (Proposed) | 500 | North Gila - IV (Proposed) | 2 |  | 0 | 0 | 0 | 0 |  | 0 |  | N/A | N/A | N/A | N/A | N/A | N/A | N/A | N/A | 0 | 0 | 0 | 0 |  | 0 | 10 | 1 | 1 | 2 | 2 | 1 | 1 | 1 | 1 | 1 | 1 | 1 | 0 | 0 | 0
PG&E NGBA | New Sub - Pit 1 - Cottonwood (Proposed) | 230 | New Sub - Pit 1 - Cottonwood (Proposed) | 2 |  | 200 | 6 | 0 | 0 |  | 206 | 15 | 2 | 5 | 2 | 1 | 1 | 2 | 3 | 1 | 0 | 0 | 0 | 0 |  | 0 | 10 | 1 | 1 | 1 | 2 | 5 | 2 | 1 | 1 | 2 | 2 | 1 | 0 | 0 | 0
PG&E GBA | New Sub - Rancho Seco - Bellota (Proposed) | 230 | Rancho Seco - Bellota (Proposed) | 1 |  | 0 | 0 | 0 | 0 |  | 0 |  | N/A | N/A | N/A | N/A | N/A | N/A | N/A | N/A | 0 | 0 | 0 | 0 |  | 0 | 10 | 1 | 2 | 1 | 1 | 1 | 1 | 1 | 2 | 3 | 1 | 1 | 0 | 0 | 0
SDGE | New Sub - Suncrest - Ocotillo (Proposed) | 500 | Suncrest - Ocotillo (Proposed) | 2 |  | 300 | 100 | 0 | 0 |  | 400 | 20 | 4 | 5 | 1 | 2 | 2 | 2 | 2 | 1 | 0 | 0 | 0 | 0 |  | 0 | 10 | 1 | 1 | 1 | 2 | 5 | 1 | 1 | 1 | 2 | 2 | 1 | 0 | 0 | 0
PG&E FRESNO | New Sub - Westley - Quinto (Proposed) | 230 | No Analysis | 1 |  | 0 | 0 | 0 | 0 |  | 0 | [9 empty] | 0 | 0 | 0 | 0 |  | 0 | 10 | 0 | 0 | 0 | 1 | 0 | 0 | 0 | 0 | 0 | 0 | 0 | 0 | 0 | 0
PG&E GBA | Newark | 115 | Newark | 2 |  | 0 | 0 | 0 | 0 |  | 0 |  | N/A | N/A | N/A | N/A | N/A | N/A | N/A | N/A | 0 | 0 | 0 | 0 |  | 0 | 10 | 1 | 1 | 1 | 2 | 3 | 2 | 1 | 2 | 3 | 1 | 1 | 0 | 0 | 0
PG&E GBA | Newark | 230 | Newark | 2 |  | 0 | 0 | 0 | 0 |  | 0 |  | N/A | N/A | N/A | N/A | N/A | N/A | N/A | N/A | 0 | 0 | 0 | 0 |  | 0 | 10 | 1 | 1 | 1 | 2 | 3 | 2 | 1 | 2 | 3 | 1 | 1 | 0 | 0 | 0
PG&E GBA | Newark | 60 | Newark | 2 |  | 0 | 0 | 0 | 0 |  | 0 |  | N/A | N/A | N/A | N/A | N/A | N/A | N/A | N/A | 0 | 0 | 0 | 0 |  | 0 | 10 | 1 | 1 | 1 | 2 | 3 | 2 | 1 | 2 | 3 | 1 | 1 | 0 | 0 | 0
PG&E FRESNO | Newhall | 115 | Newhall | 1 |  | 0 | 0 | 0 | 0 |  | 0 |  | N/A | N/A | N/A | N/A | N/A | N/A | N/A | N/A | 0 | 0 | 0 | 0 |  | 0 | 10 | 1 | 1 | 1 | 1 | 1 | 2 | 1 | 1 | 2 | 1 | 1 | 0 | 0 | 0
PG&E KERN | Norco | 115 | Norco | 1 |  | 0 | 0 | 0 | 0 |  | 0 | 15 | 1 | 1 | 1 | 1 | 1 | 1 | 1 | 1 | 0 | 0 | 0 | 0 |  | 0 | 10 | 1 | 1 | 1 | 1 | 1 | 1 | 2 | 3 | 3 | 1 | 1 | 0 | 0 | 0
PG&E GBA | Nortech | 115 | No Analysis | 2 |  | 0 | 0 | 0 | 0 |  | 0 | 15 | 0 | 0 | 0 | 0 | 0 | 0 | 0 | 0 | 0 | 0 | 0 | 0 |  | 0 | 10 | 0 | 0 | 0 | 2 | 0 | 0 | 0 | 0 | 0 | 0 | 0 | 0 | 0 | 0
SDGE | North City Metering | 138 | No Analysis | 2 |  | 0 | 0 | 0 | 0 |  | 0 | 15 | 0 | 0 | 0 | 0 | 0 | 0 | 0 | 0 | 0 | 0 | 0 | 0 |  | 0 | 10 | 0 | 0 | 0 | 2 | 0 | 0 | 0 | 0 | 0 | 0 | 0 | 0 | 0 | 0
PG&E GBA | North Dublin | 230 | No Analysis | 2 |  | 0 | 0 | 0 | 0 |  | 0 | [9 empty] | 0 | 0 | 0 | 0 |  | 0 | 10 | 0 | 0 | 0 | 2 | 0 | 0 | 0 | 0 | 0 | 0 | 0 | 0 | 0 | 0
SDGE | North Gila | 500 | North Gila | 2 | OOS | 0 | 0 | 0 | 0 |  | 0 |  | N/A | N/A | N/A | N/A | N/A | N/A | N/A | N/A | 0 | 0 | 0 | 0 |  | 0 | 10 | 1 | N/A | N/A | 2 | N/A | N/A | N/A | N/A | N/A | N/A | N/A | 0 | 0 | 0
SCE Metro | North of SONGS | 230 | No Analysis | 2 |  | 0 | 0 | 0 | 0 |  | 0 | [9 empty] | 0 | 0 | 0 | 0 |  | 0 | 10 | 0 | 0 | 0 | 2 | 0 | 0 | 0 | 0 | 0 | 0 | 0 | 0 | 0 | 0
SCE Metro | North of SONGS | 500 | No Analysis | 2 |  | 0 | 0 | 0 | 0 |  | 0 | [9 empty] | 0 | 0 | 0 | 0 |  | 0 | 10 | 0 | 0 | 0 | 2 | 0 | 0 | 0 | 0 | 0 | 0 | 0 | 0 | 0 | 0
PG&E NGBA | Notre Dame | 115 | No Analysis | 2 |  | 0 | 0 | 0 | 0 |  | 0 | [9 empty] | 0 | 0 | 0 | 0 |  | 0 | 10 | 0 | 0 | 0 | 2 | 0 | 0 | 0 | 0 | 0 | 0 | 0 | 0 | 0 | 0
PG&E GBA | Oakland C | 115 | No Analysis | 2 |  | 0 | 0 | 0 | 0 |  | 0 | [9 empty] | 0 | 0 | 0 | 0 |  | 0 | 10 | 0 | 0 | 0 | 2 | 0 | 0 | 0 | 0 | 0 | 0 | 0 | 0 | 0 | 0
PG&E GBA | Oakland J | 115 | No Analysis | 2 |  | 0 | 0 | 0 | 0 |  | 0 | 10 | 0 | 0 | 0 | 0 | 0 | 0 | 0 | 0 | 0 | 0 | 0 | 0 |  | 0 | 10 | 0 | 0 | 0 | 2 | 0 | 0 | 0 | 0 | 0 | 0 | 0 | 0 | 0 | 0
PG&E GBA | Oakland L | 115 | No Analysis | 2 |  | 0 | 0 | 0 | 0 |  | 0 | [9 empty] | 0 | 0 | 0 | 0 |  | 0 | 10 | 0 | 0 | 0 | 2 | 0 | 0 | 0 | 0 | 0 | 0 | 0 | 0 | 0 | 0
PG&E GBA | Oakland X | 115 | No Analysis | 2 |  | 0 | 0 | 0 | 0 |  | 0 | [9 empty] | 0 | 0 | 0 | 0 |  | 0 | 10 | 0 | 0 | 0 | 2 | 0 | 0 | 0 | 0 | 0 | 0 | 0 | 0 | 0 | 0
SDGE | Ocean Ranch | 69 | No Analysis | 2 |  | 0 | 0 | 0 | 0 |  | 0 | [9 empty] | 0 | 0 | 0 | 0 |  | 0 | 10 | 0 | 0 | 0 | 2 | 0 | 0 | 0 | 0 | 0 | 0 | 0 | 0 | 0 | 0
PG&E KERN | Oceano | 115 | Oceano | 2 |  | 0 | 0 | 0 | 0 |  | 0 |  | N/A | N/A | N/A | N/A | N/A | N/A | N/A | N/A | 0 | 0 | 0 | 0 |  | 0 | 10 | 1 | 2 | 1 | 2 | 4 | 1 | 1 | 1 | 1 | 1 | 1 | 0 | 0 | 0
SDGE | Ocotillo Express | 500 | Ocotillo | 2 |  | 0 | 0 | 0 | 0 |  | 0 |  | N/A | N/A | N/A | N/A | N/A | N/A | N/A | N/A | 0 | 0 | 0 | 0 |  | 0 | 10 | 1 | 1 | 1 | 2 | 1 | 1 | 1 | 1 | 2 | 1 | 1 | 0 | 0 | 0
PG&E KERN | Old River | 70 | No Analysis | 1 |  | 0 | 0 | 0 | 0 |  | 0 | [9 empty] | 0 | 0 | 0 | 0 |  | 0 | 10 | 0 | 0 | 0 | 1 | 0 | 0 | 0 | 0 | 0 | 0 | 0 | 0 | 0 | 0
SDGE | Old Town | 230 | Old Town | 2 |  | 0 | 0 | 0 | 0 |  | 0 |  | N/A | N/A | N/A | N/A | N/A | N/A | N/A | N/A | 0 | 0 | 0 | 0 |  | 0 | 10 | 1 | 3 | 1 | 2 | 1 | 1 | 1 | 3 | 3 | 1 | 1 | 0 | 0 | 0
SCE Metro | Olinda | 230 | Olinda | 2 |  | 0 | 0 | 0 | 0 |  | 0 |  | N/A | N/A | N/A | N/A | N/A | N/A | N/A | N/A | 0 | 0 | 0 | 0 |  | 0 | 10 | 1 | 3 | 1 | 2 | 5 | 2 | 1 | 1 | 2 | 1 | 1 | 0 | 0 | 0
PG&E FRESNO | Olive | 115 | Olive | 1 |  | 0 | 0 | 0 | 0 |  | 0 |  | N/A | N/A | N/A | N/A | N/A | N/A | N/A | N/A | 40 | 0 | 0 | 0 |  | 40 | 5 | 1 | 2 | 1 | 1 | 1 | 2 | 1 | 1 | 2 | 1 | 1 | 0 | 0 | 0
PG&E NGBA | Olivehurst | 115 | Olivehurst | 2 |  | 0 | 0 | 0 | 0 |  | 0 |  | N/A | N/A | N/A | N/A | N/A | N/A | N/A | N/A | 0 | 0 | 0 | 0 |  | 0 | 10 | 1 | 2 | 2 | 2 | 1 | 1 | 1 | 1 | 1 | 1 | 1 | 0 | 0 | 0
PG&E NGBA | Oregon Trail | 60 | No Analysis | 2 |  | 0 | 0 | 0 | 0 |  | 0 | [9 empty] | 0 | 0 | 0 | 0 |  | 0 | 10 | 0 | 0 | 0 | 2 | 0 | 0 | 0 | 0 | 0 | 0 | 0 | 0 | 0 | 0
SCE Northern | Ormond Beach | 230 | No Analysis | 1 |  | 0 | 0 | 0 | 0 |  | 0 | [9 empty] | 0 | 0 | 0 | 0 |  | 0 | 10 | 0 | 0 | 0 | 1 | 0 | 0 | 0 | 0 | 0 | 0 | 0 | 0 | 0 | 0
PG&E FRESNO | Oro Loma | 115 | Oro Loma | 1 |  | 0 | 0 | 0 | 0 |  | 0 |  | N/A | N/A | N/A | N/A | N/A | N/A | N/A | N/A | 0 | 0 | 0 | 0 |  | 0 | 10 | 1 | 1 | 1 | 1 | 1 | 1 | 1 | 1 | 1 | 1 | 1 | 0 | 0 | 0
PG&E FRESNO | Oro Loma | 70 | Oro Loma | 1 |  | 0 | 0 | 0 | 0 |  | 0 |  | N/A | N/A | N/A | N/A | N/A | N/A | N/A | N/A | 0 | 0 | 0 | 0 |  | 0 | 10 | 1 | 1 | 1 | 1 | 1 | 1 | 1 | 1 | 1 | 1 | 1 | 0 | 0 | 0
PG&E FRESNO | Orosi | 70 | No Analysis | 1 |  | 0 | 0 | 0 | 0 |  | 0 | [9 empty] | 0 | 0 | 0 | 0 |  | 0 | 10 | 0 | 0 | 0 | 1 | 0 | 0 | 0 | 0 | 0 | 0 | 0 | 0 | 0 | 0
SDGE | Otay | 69 | No Analysis | 2 |  | 0 | 0 | 0 | 0 |  | 0 | [9 empty] | 0 | 0 | 0 | 0 |  | 0 | 10 | 0 | 0 | 0 | 2 | 0 | 0 | 0 | 0 | 0 | 0 | 0 | 0 | 0 | 0
SDGE | Otay Mesa | 230 | Otay Mesa | 2 |  | 0 | 0 | 0 | 0 |  | 0 |  | N/A | N/A | N/A | N/A | N/A | N/A | N/A | N/A | 0 | 0 | 0 | 0 |  | 0 | 10 | 1 | 2 | 1 | 2 | 5 | 1 | 4 | 5 | 5 | 2 | 1 | 0 | 0 | 0
PG&E FRESNO | Padre Flats SW STA | 230 | No Analysis | 1 |  | 0 | 0 | 0 | 0 |  | 0 | [9 empty] | 0 | 0 | 0 | 0 |  | 0 | 10 | 0 | 0 | 0 | 1 | 0 | 0 | 0 | 0 | 0 | 0 | 0 | 0 | 0 | 0
EOP | Pahrump | 138 | Pahrump | 2 | OOS | 0 | 0 | 0 | 0 |  | 0 |  | N/A | N/A | N/A | N/A | N/A | N/A | N/A | N/A | 0 | 0 | 0 | 0 |  | 0 | 10 | 1 | N/A | N/A | 2 | N/A | N/A | N/A | N/A | N/A | N/A | N/A | 0 | 0 | 0
EOP | Pahrump | 230 | Pahrump | 2 | OOS | 0 | 0 | 0 | 0 |  | 0 |  | N/A | N/A | N/A | N/A | N/A | N/A | N/A | N/A | 0 | 0 | 0 | 0 |  | 0 | 10 | 1 | N/A | N/A | 2 | N/A | N/A | N/A | N/A | N/A | N/A | N/A | 0 | 0 | 0
SDGE | Pala | 69 | No Analysis | 2 |  | 0 | 0 | 0 | 0 |  | 0 | [9 empty] | 0 | 0 | 0 | 0 |  | 0 | 10 | 0 | 0 | 0 | 2 | 0 | 0 | 0 | 0 | 0 | 0 | 0 | 0 | 0 | 0
PG&E NGBA | Palermo | 115 | Palermo | 2 |  | 0 | 0 | 0 | 0 |  | 0 |  | N/A | N/A | N/A | N/A | N/A | N/A | N/A | N/A | 0 | 0 | 0 | 0 |  | 0 | 10 | 1 | 2 | 1 | 2 | 2 | 3 | 1 | 1 | 4 | 1 | 1 | 0 | 0 | 0
PG&E NGBA | Palermo | 230 | Palermo | 2 |  | 0 | 0 | 0 | 0 |  | 0 |  | N/A | N/A | N/A | N/A | N/A | N/A | N/A | N/A | 0 | 0 | 0 | 0 |  | 0 | 10 | 1 | 2 | 1 | 2 | 2 | 3 | 1 | 1 | 4 | 1 | 1 | 0 | 0 | 0
SCE Eastern | Palo Verde | 500 | Palo Verde | 2 |  | 0 | 0 | 0 | 0 |  | 0 |  | N/A | N/A | N/A | N/A | N/A | N/A | N/A | N/A | 0 | 0 | 0 | 0 |  | 0 | 10 | 1 | 1 | 1 | 2 | 1 | 1 | 1 | 1 | 1 | 1 | 1 | 0 | 0 | 0
SDGE | Palomar Energy | 230 | Palomar | 2 |  | 0 | 0 | 0 | 0 |  | 0 |  | N/A | N/A | N/A | N/A | N/A | N/A | N/A | N/A | 0 | 0 | 0 | 0 |  | 0 | 10 | 1 | 3 | 1 | 2 | 5 | 1 | 1 | 1 | 2 | 1 | 1 | 0 | 0 | 0
PG&E KERN | Panama | 70 | No Analysis | 1 |  | 0 | 0 | 0 | 0 |  | 0 | [9 empty] | 0 | 0 | 0 | 0 |  | 0 | 10 | 0 | 0 | 0 | 1 | 0 | 0 | 0 | 0 | 0 | 0 | 0 | 0 | 0 | 0
PG&E FRESNO | Panoche | 115 | Panoche | 1 |  | 0 | 0 | 0 | 0 |  | 0 |  | N/A | N/A | N/A | N/A | N/A | N/A | N/A | N/A | 0 | 0 | 0 | 0 |  | 0 | 10 | 1 | 2 | 2 | 1 | 1 | 1 | 1 | 1 | 1 | 1 | 1 | 0 | 0 | 0
PG&E FRESNO | Panoche | 230 | Panoche | 1 |  | 0 | 0 | 0 | 0 |  | 0 |  | N/A | N/A | N/A | N/A | N/A | N/A | N/A | N/A | 0 | 0 | 0 | 0 |  | 0 | 10 | 1 | 2 | 2 | 1 | 1 | 1 | 1 | 1 | 1 | 1 | 1 | 0 | 0 | 0
SCE Northern | Pardee | 230 | Pardee | 2 |  | 0 | 0 | 0 | 0 |  | 0 |  | N/A | N/A | N/A | N/A | N/A | N/A | N/A | N/A | 0 | 0 | 0 | 0 |  | 0 | 10 | 1 | 2 | 1 | 2 | 5 | 1 | 1 | 1 | 2 | 2 | 1 | 0 | 0 | 0
PG&E NGBA | Parkway | 230 | No Analysis | 2 |  | 0 | 0 | 0 | 0 |  | 0 | [9 empty] | 0 | 0 | 0 | 0 |  | 0 | 10 | 0 | 0 | 0 | 2 | 0 | 0 | 0 | 0 | 0 | 0 | 0 | 0 | 0 | 0
SCE Northern | Pastoria | 230 | Pastoria | 2 |  | 0 | 0 | 0 | 0 |  | 0 |  | N/A | N/A | N/A | N/A | N/A | N/A | N/A | N/A | 0 | 105 | 0 | 0 |  | 105 | 10 | 3 | 1 | 2 | 2 | 2 | 2 | 1 | 1 | 2 | 1 | 1 | 0 | 0 | 0
SCE Metro | Pauda | 230 | Padua | 2 |  | 0 | 0 | 0 | 0 |  | 0 |  | N/A | N/A | N/A | N/A | N/A | N/A | N/A | N/A | 0 | 0 | 0 | 0 |  | 0 | 10 | 1 | 4 | 1 | 2 | 5 | 1 | 1 | 1 | 1 | 1 | 1 | 0 | 0 | 0
PG&E GBA | Paul Sweet | 115 | No Analysis | 1 |  | 0 | 0 | 0 | 0 |  | 0 | [9 empty] | 0 | 0 | 0 | 0 |  | 0 | 10 | 0 | 0 | 0 | 1 | 0 | 0 | 0 | 0 | 0 | 0 | 0 | 0 | 0 | 0
PG&E NGBA | Peabody | 230 | Peabody | 2 |  | 0 | 0 | 0 | 0 |  | 0 |  | N/A | N/A | N/A | N/A | N/A | N/A | N/A | N/A | 0 | 0 | 0 | 0 |  | 0 | 10 | 1 | 1 | 1 | 2 | 2 | 1 | 1 | 1 | 2 | 1 | 1 | 0 | 0 | 0
PG&E NGBA | Pease | 115 | Pease | 2 |  | 0 | 0 | 0 | 0 |  | 0 |  | N/A | N/A | N/A | N/A | N/A | N/A | N/A | N/A | 0 | 0 | 0 | 0 |  | 0 | 10 | 1 | 2 | 1 | 2 | 1 | 1 | 1 | 1 | 2 | 1 | 1 | 0 | 0 | 0
PG&E NGBA | Pease | 60 | Pease | 2 |  | 0 | 0 | 0 | 0 |  | 0 |  | N/A | N/A | N/A | N/A | N/A | N/A | N/A | N/A | 0 | 0 | 0 | 0 |  | 0 | 10 | 1 | 2 | 1 | 2 | 1 | 1 | 1 | 1 | 2 | 1 | 1 | 0 | 0 | 0
SDGE | Penasquitos | 138 | Penasquitos | 2 |  | 0 | 0 | 0 | 0 |  | 0 | 10 | 1 | 1 | 1 | 1 | 2 | 2 | 1 | 1 | 0 | 0 | 0 | 0 |  | 0 | 10 | 1 | 2 | 1 | 2 | 5 | 1 | 2 | 2 | 3 | 1 | 1 | 0 | 0 | 0
SDGE | Penasquitos | 230 | Penasquitos | 2 |  | 0 | 0 | 0 | 0 |  | 0 |  | N/A | N/A | N/A | N/A | N/A | N/A | N/A | N/A | 0 | 0 | 0 | 0 |  | 0 | 10 | 1 | 2 | 1 | 2 | 5 | 1 | 2 | 2 | 3 | 1 | 1 | 0 | 0 | 0
SDGE | Penasquitos | 69 | Penasquitos | 2 |  | 0 | 0 | 0 | 0 |  | 0 | 30 | 1 | 1 | 1 | 1 | 3 | 3 | 1 | 1 | 0 | 0 | 0 | 0 |  | 0 | 10 | 1 | 2 | 1 | 2 | 5 | 1 | 2 | 2 | 3 | 1 | 1 | 0 | 0 | 0
SDGE | Pendleton | 69 | No Analysis | 2 |  | 0 | 0 | 0 | 0 |  | 0 | [9 empty] | 0 | 0 | 0 | 0 |  | 0 | 10 | 0 | 0 | 0 | 2 | 0 | 0 | 0 | 0 | 0 | 0 | 0 | 0 | 0 | 0
PG&E NGBA | Penngrove | 115 | Penngrove | 2 |  | 0 | 0 | 0 | 0 |  | 0 |  | N/A | N/A | N/A | N/A | N/A | N/A | N/A | N/A | 0 | 0 | 0 | 0 |  | 0 | 10 | 1 | 2 | 1 | 2 | 3 | 2 | 1 | 2 | 3 | 2 | 1 | 0 | 0 | 0
PG&E GBA | Peoria | 115 | Peoria | 2 |  | 0 | 0 | 0 | 0 |  | 0 | 15 | 1 | 2 | 4 | 1 | 1 | 4 | 3 | 1 | 0 | 0 | 0 | 0 |  | 0 | 10 | 1 | 1 | 1 | 2 | 2 | 2 | 1 | 1 | 3 | 3 | 1 | 0 | 0 | 0
PG&E GBA | Piercy | 115 | No Analysis | 2 |  | 0 | 0 | 0 | 0 |  | 0 | [9 empty] | 0 | 0 | 0 | 0 |  | 0 | 10 | 0 | 0 | 0 | 2 | 0 | 0 | 0 | 0 | 0 | 0 | 0 | 0 | 0 | 0
PG&E FRESNO | Pine Flat | 230 | No Analysis | 1 |  | 0 | 0 | 0 | 0 |  | 0 | [9 empty] | 0 | 0 | 0 | 0 |  | 0 | 10 | 0 | 0 | 0 | 1 | 0 | 0 | 0 | 0 | 0 | 0 | 0 | 0 | 0 | 0
SCE NOL | Pisgah | 230 | Pisgah | 2 |  | 0 | 0 | 0 | 0 |  | 0 |  | N/A | N/A | N/A | N/A | N/A | N/A | N/A | N/A | 0 | 0 | 0 | 0 |  | 0 | 10 | 1 | 1 | 1 | 2 | 1 | 2 | 3 | 3 | 3 | 1 | 1 | 0 | 0 | 0
PG&E NGBA | Pit 1 | 230 | Pit 1 | 2 |  | 0 | 0 | 0 | 0 |  | 0 |  | N/A | N/A | N/A | N/A | N/A | N/A | N/A | N/A | 0 | 0 | 0 | 0 |  | 0 | 10 | 1 | 1 | 1 | 2 | 5 | 1 | 1 | 1 | 2 | 1 | 1 | 0 | 0 | 0
PG&E NGBA | Pit 1 | 60 | Pit 1 | 2 |  | 0 | 0 | 0 | 0 |  | 0 |  | N/A | N/A | N/A | N/A | N/A | N/A | N/A | N/A | 0 | 0 | 0 | 0 |  | 0 | 10 | 1 | 1 | 1 | 2 | 5 | 1 | 1 | 1 | 2 | 1 | 1 | 0 | 0 | 0
PG&E NGBA | Pit 3 | 230 | No Analysis | 2 |  | 0 | 0 | 0 | 0 |  | 0 | [9 empty] | 0 | 0 | 0 | 0 |  | 0 | 10 | 0 | 0 | 0 | 2 | 0 | 0 | 0 | 0 | 0 | 0 | 0 | 0 | 0 | 0
PG&E NGBA | Pit 4 | 230 | No Analysis | 2 |  | 0 | 0 | 0 | 0 |  | 0 | [9 empty] | 0 | 0 | 0 | 0 |  | 0 | 10 | 0 | 0 | 0 | 2 | 0 | 0 | 0 | 0 | 0 | 0 | 0 | 0 | 0 | 0
PG&E GBA | Pittsburg | 115 | Pittsburg | 2 |  | 0 | 0 | 0 | 0 |  | 0 |  | N/A | N/A | N/A | N/A | N/A | N/A | N/A | N/A | 0 | 0 | 0 | 0 |  | 0 | 10 | 1 | 1 | 1 | 2 | 2 | 1 | 1 | 1 | 2 | 1 | 1 | 0 | 0 | 0
PG&E GBA | Pittsburg | 230 | Pittsburg | 2 |  | 0 | 0 | 0 | 0 |  | 0 |  | N/A | N/A | N/A | N/A | N/A | N/A | N/A | N/A | 0 | 0 | 0 | 0 |  | 0 | 10 | 1 | 1 | 1 | 2 | 2 | 1 | 1 | 1 | 2 | 1 | 1 | 0 | 0 | 0
PG&E NGBA | Pleasant Grove | 115 | Pleasant Grove | 2 |  | 0 | 0 | 0 | 0 |  | 0 |  | N/A | N/A | N/A | N/A | N/A | N/A | N/A | N/A | 0 | 0 | 0 | 0 |  | 0 | 10 | 1 | 4 | 1 | 2 | 1 | 1 | 1 | 1 | 1 | 1 | 1 | 0 | 0 | 0
PG&E NGBA | POE | 230 | No Analysis | 2 |  | 0 | 0 | 0 | 0 |  | 0 | [9 empty] | 0 | 0 | 0 | 0 |  | 0 | 10 | 0 | 0 | 0 | 2 | 0 | 0 | 0 | 0 | 0 | 0 | 0 | 0 | 0 | 0
SDGE | Point Loma | 69 | No Analysis | 2 |  | 0 | 0 | 0 | 0 |  | 0 | [9 empty] | 0 | 0 | 0 | 0 |  | 0 | 10 | 0 | 0 | 0 | 2 | 0 | 0 | 0 | 0 | 0 | 0 | 0 | 0 | 0 | 0
SDGE | Pomerado | 69 | No Analysis | 2 |  | 0 | 0 | 0 | 0 |  | 0 | [9 empty] | 0 | 0 | 0 | 0 |  | 0 | 10 | 0 | 0 | 0 | 2 | 0 | 0 | 0 | 0 | 0 | 0 | 0 | 0 | 0 | 0
PG&E KERN | Poso Mountain | 115 | Poso Mountain | 1 |  | 0 | 0 | 0 | 0 |  | 0 |  | N/A | N/A | N/A | N/A | N/A | N/A | N/A | N/A | 0 | 0 | 0 | 0 |  | 0 | 10 | 1 | 1 | 1 | 1 | 2 | 3 | 1 | 1 | 3 | 1 | 1 | 0 | 0 | 0
EOP | Primm | 230 | Primm | 2 | OOS | 0 | 0 | 0 | 0 |  | 0 |  | N/A | N/A | N/A | N/A | N/A | N/A | N/A | N/A | 0 | 0 | 0 | 0 |  | 0 | 10 | 1 | N/A | N/A | 2 | N/A | N/A | N/A | N/A | N/A | N/A | N/A | 0 | 0 | 0
PG&E NGBA | Putah Creek | 115 | Putah Creek | 2 |  | 0 | 0 | 0 | 0 |  | 0 |  | N/A | N/A | N/A | N/A | N/A | N/A | N/A | N/A | 0 | 3 | 0 | 0 |  | 3 | 5 | 1 | 1 | 1 | 2 | 2 | 2 | 1 | 1 | 2 | 1 | 1 | 0 | 0 | 0
SDGE | Q1806 | 138 | No Analysis | 2 |  | 0 | 0 | 0 | 0 |  | 0 | [9 empty] | 0 | 0 | 0 | 0 |  | 0 | 10 | 0 | 0 | 0 | 2 | 0 | 0 | 0 | 0 | 0 | 0 | 0 | 0 | 0 | 0
PG&E FRESNO | Quinto | 230 | Quinto | 1 |  | 0 | 0 | 0 | 0 |  | 0 |  | N/A | N/A | N/A | N/A | N/A | N/A | N/A | N/A | 0 | 140 | 0 | 0 |  | 140 | 10 | 1 | 1 | 1 | 1 | 1 | 2 | 1 | 1 | 2 | 1 | 1 | 0 | 0 | 0
PG&E GBA | Race Track | 115 | No Analysis | 2 |  | 0 | 0 | 0 | 0 |  | 0 | [9 empty] | 0 | 0 | 0 | 0 |  | 0 | 10 | 0 | 0 | 0 | 2 | 0 | 0 | 0 | 0 | 0 | 0 | 0 | 0 | 0 | 0
SDGE | Rancho Mission Viejo | 138 | No Analysis | 2 |  | 0 | 0 | 0 | 0 |  | 0 | [9 empty] | 0 | 0 | 0 | 0 |  | 0 | 10 | 0 | 0 | 0 | 2 | 0 | 0 | 0 | 0 | 0 | 0 | 0 | 0 | 0 | 0
PG&E GBA | Rancho Seco | 230 | No Analysis | 1 |  | 0 | 0 | 0 | 0 |  | 0 | [9 empty] | 0 | 0 | 0 | 0 |  | 0 | 10 | 0 | 0 | 0 | 1 | 0 | 0 | 0 | 0 | 0 | 0 | 0 | 0 | 0 | 0
SCE Metro | Rancho Vista | 230 | Rancho Vista | 2 |  | 0 | 0 | 0 | 0 |  | 0 |  | N/A | N/A | N/A | N/A | N/A | N/A | N/A | N/A | 0 | 0 | 0 | 0 |  | 0 | 10 | 1 | 4 | 1 | 2 | 4 | 1 | 1 | 1 | 1 | 1 | 1 | 0 | 0 | 0
SCE Metro | Rancho Vista | 500 | Rancho Vista | 2 |  | 0 | 0 | 0 | 0 |  | 0 |  | N/A | N/A | N/A | N/A | N/A | N/A | N/A | N/A | 0 | 0 | 0 | 0 |  | 0 | 10 | 1 | 4 | 1 | 2 | 4 | 1 | 1 | 1 | 1 | 1 | 1 | 0 | 0 | 0
SCE NOL | Ransburg | 115 | Ransburg | 2 |  | 0 | 0 | 0 | 0 |  | 0 |  | N/A | N/A | N/A | N/A | N/A | N/A | N/A | N/A | 0 | 0 | 0 | 0 |  | 0 | 10 | 1 | 2 | 1 | 2 | 1 | 1 | 1 | 1 | 1 | 2 | 1 | 0 | 0 | 0
PG&E GBA | Ravenswood | 115 | No Analysis | 2 |  | 0 | 0 | 0 | 0 |  | 0 | [9 empty] | 0 | 0 | 0 | 0 |  | 0 | 10 | 0 | 0 | 0 | 2 | 0 | 0 | 0 | 0 | 0 | 0 | 0 | 0 | 0 | 0
PG&E GBA | Ravenswood | 230 | No Analysis | 2 |  | 0 | 0 | 0 | 0 |  | 0 | [9 empty] | 0 | 0 | 0 | 0 |  | 0 | 10 | 0 | 0 | 0 | 2 | 0 | 0 | 0 | 0 | 0 | 0 | 0 | 0 | 0 | 0
SCE Northern | Rector | 230 | Rector | 1 |  | 0 | 0 | 0 | 0 |  | 0 |  | N/A | N/A | N/A | N/A | N/A | N/A | N/A | N/A | 0 | 0 | 0 | 0 |  | 0 | 10 | 1 | 2 | 2 | 1 | 1 | 1 | 1 | 1 | 1 | 1 | 1 | 0 | 0 | 0
SCE Eastern | Red Bluff | 230 | Redbluff | 2 |  | 0 | 0 | 0 | 0 |  | 0 |  | N/A | N/A | N/A | N/A | N/A | N/A | N/A | N/A | 0 | 463.5 | 0 | 0 |  | 463.5 | 15 | 3 | 2 | 1 | 2 | 1 | 2 | 2 | 2 | 2 | 2 | 1 | 0 | 0 | 0
SCE Eastern | Red Bluff | 500 | Redbluff | 2 |  | 0 | 0 | 0 | 0 |  | 0 |  | N/A | N/A | N/A | N/A | N/A | N/A | N/A | N/A | 175 | 250 | 0 | 0 |  | 425 | 15 | 3 | 2 | 1 | 2 | 1 | 2 | 2 | 2 | 2 | 2 | 1 | 0 | 0 | 0
PG&E NGBA | Redbud | 115 | No Analysis | 2 |  | 0 | 0 | 0 | 0 |  | 0 | [9 empty] | 0 | 0 | 0 | 0 |  | 0 | 10 | 0 | 0 | 0 | 2 | 0 | 0 | 0 | 0 | 0 | 0 | 0 | 0 | 0 | 0
SCE Metro | Redondo | 230 | Redondo | 2 |  | 0 | 0 | 0 | 0 |  | 0 |  | N/A | N/A | N/A | N/A | N/A | N/A | N/A | N/A | 0 | 0 | 0 | 0 |  | 0 | 10 | 1 | 1 | 1 | 2 | 1 | 1 | 1 | 3 | 3 | 1 | 1 | 0 | 0 | 0
PG&E FRESNO | Reedley | 115 | Reedley | 1 |  | 0 | 0 | 0 | 0 |  | 0 |  | N/A | N/A | N/A | N/A | N/A | N/A | N/A | N/A | 0 | 0 | 0 | 0 |  | 0 | 10 | 1 | 2 | 1 | 1 | 1 | 1 | 1 | 1 | 1 | 1 | 1 | 0 | 0 | 0
PG&E KERN | Renfro | 115 | Renfro | 1 |  | 0 | 0 | 0 | 0 |  | 0 |  | N/A | N/A | N/A | N/A | N/A | N/A | N/A | N/A | 0 | 0 | 0 | 0 |  | 0 | 10 | 1 | 2 | 2 | 1 | 1 | 1 | 1 | 1 | 1 | 1 | 1 | 0 | 0 | 0
PG&E GBA | Richmond R | 115 | Richmond | 2 |  | 0 | 0 | 0 | 0 |  | 0 |  | N/A | N/A | N/A | N/A | N/A | N/A | N/A | N/A | 0 | 0 | 0 | 0 |  | 0 | 10 | 1 | 1 | 1 | 2 | 5 | 1 | 1 | 1 | 2 | 2 | 1 | 0 | 0 | 0
PG&E NGBA | Rincon | 115 | No Analysis | 2 |  | 0 | 0 | 0 | 0 |  | 0 | [9 empty] | 0 | 0 | 0 | 0 |  | 0 | 10 | 0 | 0 | 0 | 2 | 0 | 0 | 0 | 0 | 0 | 0 | 0 | 0 | 0 | 0
PG&E KERN | Rio Bravo | 115 | Rio Bravo | 1 |  | 0 | 0 | 0 | 0 |  | 0 |  | N/A | N/A | N/A | N/A | N/A | N/A | N/A | N/A | 0 | 0 | 0 | 0 |  | 0 | 10 | 1 | 2 | 2 | 1 | 1 | 1 | 1 | 1 | 1 | 1 | 1 | 0 | 0 | 0
SCE Metro | Rio Hondo | 230 | Rio Hondo | 2 |  | 0 | 0 | 0 | 0 |  | 0 |  | N/A | N/A | N/A | N/A | N/A | N/A | N/A | N/A | 0 | 0 | 0 | 0 |  | 0 | 10 | 1 | 1 | 1 | 2 | 5 | 1 | 3 | 3 | 4 | 3 | 1 | 0 | 0 | 0
PG&E NGBA | Rio Oso | 115 | Rio Oso | 2 |  | 0 | 0 | 0 | 0 |  | 0 |  | N/A | N/A | N/A | N/A | N/A | N/A | N/A | N/A | 0 | 0 | 0 | 0 |  | 0 | 10 | 1 | 1 | 1 | 2 | 1 | 1 | 1 | 1 | 2 | 1 | 1 | 0 | 0 | 0
PG&E NGBA | Rio Oso | 230 | Rio Oso | 2 |  | 0 | 0 | 0 | 0 |  | 0 |  | N/A | N/A | N/A | N/A | N/A | N/A | N/A | N/A | 0 | 0 | 0 | 0 |  | 0 | 10 | 1 | 1 | 1 | 2 | 1 | 1 | 1 | 1 | 2 | 1 | 1 | 0 | 0 | 0
PG&E GBA | Ripon | 115 | Ripon | 1 |  | 0 | 0 | 0 | 0 |  | 0 |  | N/A | N/A | N/A | N/A | N/A | N/A | N/A | N/A | 0 | 0 | 0 | 0 |  | 0 | 10 | 1 | 2 | 2 | 1 | 1 | 1 | 1 | 1 | 1 | 1 | 1 | 0 | 0 | 0
PG&E GBA | Riverbank | 115 | Riverbank | 1 |  | 0 | 0 | 0 | 0 |  | 0 |  | N/A | N/A | N/A | N/A | N/A | N/A | N/A | N/A | 0 | 0 | 0 | 0 |  | 0 | 10 | 1 | 2 | 1 | 1 | 1 | 2 | 1 | 1 | 2 | 1 | 1 | 0 | 0 | 0
SCE NOL | Roadway | 115 | Roadway | 2 |  | 0 | 0 | 0 | 0 |  | 0 |  | N/A | N/A | N/A | N/A | N/A | N/A | N/A | N/A | 200 | 0 | 0 | 0 |  | 200 | 10 | 1 | 5 | 1 | 2 | 1 | 1 | 1 | 1 | 2 | 1 | 1 | 0 | 0 | 0
PG&E NGBA | Rock Creek 1 | 230 | No Analysis | 2 |  | 0 | 0 | 0 | 0 |  | 0 | [9 empty] | 0 | 0 | 0 | 0 |  | 0 | 10 | 0 | 0 | 0 | 2 | 0 | 0 | 0 | 0 | 0 | 0 | 0 | 0 | 0 | 0
SCE Northern | Rosamond | 66 | No Analysis | 2 |  | 0 | 0 | 0 | 0 |  | 0 | [9 empty] | 0 | 0 | 0 | 0 |  | 0 | 10 | 0 | 0 | 0 | 2 | 0 | 0 | 0 | 0 | 0 | 0 | 0 | 0 | 0 | 0
PG&E GBA | Rossmoor | 230 | No Analysis | 2 |  | 0 | 0 | 0 | 0 |  | 0 | [9 empty] | 0 | 0 | 0 | 0 |  | 0 | 10 | 0 | 0 | 0 | 2 | 0 | 0 | 0 | 0 | 0 | 0 | 0 | 0 | 0 | 0
PG&E NGBA | Round Mountain | 230 | Round Mountain | 2 |  | 0 | 0 | 0 | 0 |  | 0 | 10 | 1 | 5 | 2 | 1 | 1 | 3 | 2 | 1 | 0 | 0 | 0 | 0 |  | 0 | 10 | 1 | 1 | 1 | 2 | 5 | 3 | 1 | 1 | 3 | 2 | 1 | 0 | 0 | 0
PG&E NGBA | Round Mountain | 500 | Round Mountain | 2 |  | 0 | 0 | 0 | 0 |  | 0 |  | N/A | N/A | N/A | N/A | N/A | N/A | N/A | N/A | 0 | 0 | 0 | 0 |  | 0 | 10 | 1 | 1 | 1 | 2 | 5 | 3 | 1 | 1 | 3 | 2 | 1 | 0 | 0 | 0
PG&E GBA | Salado | 115 | No Analysis | 1 |  | 0 | 0 | 0 | 0 |  | 0 | [9 empty] | 0 | 0 | 0 | 0 |  | 0 | 10 | 0 | 0 | 0 | 1 | 0 | 0 | 0 | 0 | 0 | 0 | 0 | 0 | 0 | 0
PG&E GBA | Salado | 60 | No Analysis | 1 |  | 0 | 0 | 0 | 0 |  | 0 | [9 empty] | 0 | 0 | 0 | 0 |  | 0 | 10 | 0 | 0 | 0 | 1 | 0 | 0 | 0 | 0 | 0 | 0 | 0 | 0 | 0 | 0
PG&E GBA | Salinas | 115 | No Analysis | 1 |  | 0 | 0 | 0 | 0 |  | 0 | [9 empty] | 0 | 0 | 0 | 0 |  | 0 | 10 | 0 | 0 | 0 | 1 | 0 | 0 | 0 | 0 | 0 | 0 | 0 | 0 | 0 | 0
SDGE | Salt Creek | 69 | No Analysis | 2 |  | 0 | 0 | 0 | 0 |  | 0 | [9 empty] | 0 | 0 | 0 | 0 |  | 0 | 10 | 0 | 0 | 0 | 2 | 0 | 0 | 0 | 0 | 0 | 0 | 0 | 0 | 0 | 0
SCE Eastern | San Bernardino | 230 | San Bernardino | 2 |  | 0 | 0 | 0 | 0 |  | 0 |  | N/A | N/A | N/A | N/A | N/A | N/A | N/A | N/A | 0 | 0 | 0 | 0 |  | 0 | 10 | 1 | 3 | 1 | 2 | 5 | 1 | 1 | 2 | 3 | 1 | 1 | 0 | 0 | 0
PG&E GBA | SAN FRAN A (POTRERO PP) | 115 | No Analysis | 2 |  | 0 | 0 | 0 | 0 |  | 0 | [9 empty] | 0 | 0 | 0 | 0 |  | 0 | 10 | 0 | 0 | 0 | 2 | 0 | 0 | 0 | 0 | 0 | 0 | 0 | 0 | 0 | 0
PG&E GBA | SAN FRAN A (POTRERO PP) | 230 | No Analysis | 2 |  | 0 | 0 | 0 | 0 |  | 0 | [9 empty] | 0 | 0 | 0 | 0 |  | 0 | 10 | 0 | 0 | 0 | 2 | 0 | 0 | 0 | 0 | 0 | 0 | 0 | 0 | 0 | 0
PG&E GBA | San Jose A | 115 | No Analysis | 2 |  | 0 | 0 | 0 | 0 |  | 0 | [9 empty] | 0 | 0 | 0 | 0 |  | 0 | 10 | 0 | 0 | 0 | 2 | 0 | 0 | 0 | 0 | 0 | 0 | 0 | 0 | 0 | 0
PG&E GBA | San Jose B | 115 | No Analysis | 2 |  | 0 | 0 | 0 | 0 |  | 0 | [9 empty] | 0 | 0 | 0 | 0 |  | 0 | 10 | 0 | 0 | 0 | 2 | 0 | 0 | 0 | 0 | 0 | 0 | 0 | 0 | 0 | 0
PG&E GBA | San Leandro U | 115 | No Analysis | 2 |  | 0 | 0 | 0 | 0 |  | 0 | [9 empty] | 0 | 0 | 0 | 0 |  | 0 | 10 | 0 | 0 | 0 | 2 | 0 | 0 | 0 | 0 | 0 | 0 | 0 | 0 | 0 | 0
PG&E KERN | San Luis Obispo | 115 | San Luis Obispo | 2 |  | 0 | 0 | 0 | 0 |  | 0 |  | N/A | N/A | N/A | N/A | N/A | N/A | N/A | N/A | 0 | 0 | 0 | 0 |  | 0 | 10 | 1 | 1 | 1 | 2 | 5 | 1 | 1 | 2 | 2 | 1 | 1 | 0 | 0 | 0
PG&E KERN | San Luis Obispo | 70 | San Luis Obispo | 2 |  | 0 | 0 | 0 | 0 |  | 0 |  | N/A | N/A | N/A | N/A | N/A | N/A | N/A | N/A | 0 | 0 | 0 | 0 |  | 0 | 10 | 1 | 1 | 1 | 2 | 5 | 1 | 1 | 2 | 2 | 1 | 1 | 0 | 0 | 0
SDGE | San Luis Rey | 230 | San Luis Rey | 2 |  | 0 | 0 | 0 | 0 |  | 0 |  | N/A | N/A | N/A | N/A | N/A | N/A | N/A | N/A | 0 | 0 | 0 | 0 |  | 0 | 10 | 1 | 4 | 1 | 2 | 5 | 2 | 1 | 2 | 3 | 1 | 1 | 0 | 0 | 0
SDGE | San Luis Rey | 69 | San Luis Rey | 2 |  | 0 | 0 | 0 | 0 |  | 0 |  | N/A | N/A | N/A | N/A | N/A | N/A | N/A | N/A | 0 | 0 | 0 | 0 |  | 0 | 10 | 1 | 4 | 1 | 2 | 5 | 2 | 1 | 2 | 3 | 1 | 1 | 0 | 0 | 0
SDGE | San Marcos | 69 | No Analysis | 2 |  | 0 | 0 | 0 | 0 |  | 0 | [9 empty] | 0 | 0 | 0 | 0 |  | 0 | 10 | 0 | 0 | 0 | 2 | 0 | 0 | 0 | 0 | 0 | 0 | 0 | 0 | 0 | 0
SCE Metro | San Onofre | 230 | San Onofre | 2 |  | 0 | 0 | 0 | 0 |  | 0 |  | N/A | N/A | N/A | N/A | N/A | N/A | N/A | N/A | 0 | 0 | 0 | 0 |  | 0 | 10 | 1 | 1 | 1 | 2 | 5 | 1 | 3 | 3 | 3 | 2 | 1 | 0 | 0 | 0
PG&E GBA | San Pablo | 115 | No Analysis | 2 |  | 0 | 0 | 0 | 0 |  | 0 | [9 empty] | 0 | 0 | 0 | 0 |  | 0 | 10 | 0 | 0 | 0 | 2 | 0 | 0 | 0 | 0 | 0 | 0 | 0 | 0 | 0 | 0
PG&E GBA | San Ramon | 230 | No Analysis | 2 |  | 0 | 0 | 0 | 0 |  | 0 | [9 empty] | 0 | 0 | 0 | 0 |  | 0 | 10 | 0 | 0 | 0 | 2 | 0 | 0 | 0 | 0 | 0 | 0 | 0 | 0 | 0 | 0
SDGE | San Ysidro | 69 | No Analysis | 2 |  | 0 | 0 | 0 | 0 |  | 0 | [9 empty] | 0 | 0 | 0 | 0 |  | 0 | 10 | 0 | 0 | 0 | 2 | 0 | 0 | 0 | 0 | 0 | 0 | 0 | 0 | 0 | 0
SCE NOL | Sandlot | 230 | No Analysis | 2 |  | 0 | 0 | 0 | 0 |  | 0 | [9 empty] | 0 | 0 | 0 | 0 |  | 0 | 10 | 0 | 0 | 0 | 2 | 0 | 0 | 0 | 0 | 0 | 0 | 0 | 0 | 0 | 0
EOP | Sandy | 138 | SANDY VALLEY | 2 | OOS | 0 | 0 | 0 | 0 |  | 0 |  | N/A | N/A | N/A | N/A | N/A | N/A | N/A | N/A | 0 | 0 | 0 | 0 |  | 0 | 10 | 1 | N/A | N/A | 2 | N/A | N/A | N/A | N/A | N/A | N/A | N/A | 0 | 0 | 0
PG&E FRESNO | Sanger | 115 | Sanger | 1 |  | 0 | 0 | 0 | 0 |  | 0 |  | N/A | N/A | N/A | N/A | N/A | N/A | N/A | N/A | 0 | 0 | 0 | 0 |  | 0 | 10 | 1 | 3 | 2 | 1 | 1 | 1 | 1 | 1 | 1 | 1 | 1 | 0 | 0 | 0
SCE Northern | Santa Clara | 230 | Santa Clara | 2 |  | 0 | 0 | 0 | 0 |  | 0 |  | N/A | N/A | N/A | N/A | N/A | N/A | N/A | N/A | 0 | 0 | 0 | 0 |  | 0 | 10 | 1 | 1 | 1 | 2 | 5 | 1 | 1 | 1 | 1 | 1 | 1 | 0 | 0 | 0
PG&E NGBA | Santa Rosa A | 115 | No Analysis | 2 |  | 0 | 0 | 0 | 0 |  | 0 | [9 empty] | 0 | 0 | 0 | 0 |  | 0 | 10 | 0 | 0 | 0 | 2 | 0 | 0 | 0 | 0 | 0 | 0 | 0 | 0 | 0 | 0
PG&E GBA | Santa Teresa | 115 | No Analysis | 2 |  | 0 | 0 | 0 | 0 |  | 0 | [9 empty] | 0 | 0 | 0 | 0 |  | 0 | 10 | 0 | 0 | 0 | 2 | 0 | 0 | 0 | 0 | 0 | 0 | 0 | 0 | 0 | 0
SDGE | Santee | 138 | No Analysis | 2 |  | 0 | 0 | 0 | 0 |  | 0 | [9 empty] | 0 | 0 | 0 | 0 |  | 0 | 10 | 0 | 0 | 0 | 2 | 0 | 0 | 0 | 0 | 0 | 0 | 0 | 0 | 0 | 0
SCE Metro | Santiago | 230 | Santiago | 2 |  | 0 | 0 | 0 | 0 |  | 0 |  | N/A | N/A | N/A | N/A | N/A | N/A | N/A | N/A | 0 | 0 | 0 | 0 |  | 0 | 10 | 1 | 4 | 1 | 2 | 5 | 1 | 2 | 2 | 3 | 1 | 1 | 0 | 0 | 0
PG&E GBA | Saratoga | 230 | No Analysis | 2 |  | 0 | 0 | 0 | 0 |  | 0 | [9 empty] | 0 | 0 | 0 | 0 |  | 0 | 10 | 0 | 0 | 0 | 2 | 0 | 0 | 0 | 0 | 0 | 0 | 0 | 0 | 0 | 0
SCE Northern | Saugus | 230 | Saugus | 2 |  | 0 | 0 | 0 | 0 |  | 0 |  | N/A | N/A | N/A | N/A | N/A | N/A | N/A | N/A | 0 | 0 | 0 | 0 |  | 0 | 10 | 1 | 2 | 1 | 2 | 5 | 1 | 1 | 1 | 2 | 1 | 1 | 0 | 0 | 0
PG&E FRESNO | Schindler | 115 | Schindler | 1 |  | 0 | 0 | 0 | 0 |  | 0 |  | N/A | N/A | N/A | N/A | N/A | N/A | N/A | N/A | 0 | 0 | 0 | 0 |  | 0 | 10 | 1 | 1 | 1 | 1 | 1 | 1 | 1 | 1 | 1 | 1 | 1 | 0 | 0 | 0
PG&E FRESNO | Schindler | 70 | Schindler | 1 |  | 0 | 0 | 0 | 0 |  | 0 |  | N/A | N/A | N/A | N/A | N/A | N/A | N/A | N/A | 0 | 0 | 0 | 0 |  | 0 | 10 | 1 | 1 | 1 | 1 | 1 | 1 | 1 | 1 | 1 | 1 | 1 | 0 | 0 | 0
PG&E GBA | Schulte | 115 | Schulte Switching Station | 1 |  | 0 | 0 | 0 | 0 |  | 0 |  | N/A | N/A | N/A | N/A | N/A | N/A | N/A | N/A | 0 | 0 | 0 | 0 |  | 0 | 10 | 1 | 1 | 1 | 1 | 5 | 1 | 1 | 1 | 1 | 1 | 1 | 0 | 0 | 0
SDGE | Scripps | 69 | No Analysis | 2 |  | 0 | 0 | 0 | 0 |  | 0 | [9 empty] | 0 | 0 | 0 | 0 |  | 0 | 10 | 0 | 0 | 0 | 2 | 0 | 0 | 0 | 0 | 0 | 0 | 0 | 0 | 0 | 0
PG&E KERN | Semitropic | 115 | Semitropic | 1 |  | 0 | 0 | 0 | 0 |  | 0 |  | N/A | N/A | N/A | N/A | N/A | N/A | N/A | N/A | 0 | 0 | 0 | 0 |  | 0 | 10 | 1 | 1 | 2 | 1 | 1 | 1 | 1 | 1 | 2 | 1 | 1 | 0 | 0 | 0
SCE Metro | Serrano | 230 | Serrano | 2 |  | 0 | 0 | 0 | 0 |  | 0 |  | N/A | N/A | N/A | N/A | N/A | N/A | N/A | N/A | 0 | 0 | 0 | 0 |  | 0 | 10 | 1 | 1 | 1 | 2 | 5 | 2 | 1 | 1 | 3 | 1 | 1 | 0 | 0 | 0
SCE Metro | Serrano | 500 | Serrano | 2 |  | 0 | 0 | 0 | 0 |  | 0 |  | N/A | N/A | N/A | N/A | N/A | N/A | N/A | N/A | 0 | 0 | 0 | 0 |  | 0 | 10 | 1 | 1 | 1 | 2 | 5 | 2 | 1 | 1 | 3 | 1 | 1 | 0 | 0 | 0
SDGE | Shadowridge | 138 | No Analysis | 2 |  | 0 | 0 | 0 | 0 |  | 0 | [9 empty] | 0 | 0 | 0 | 0 |  | 0 | 10 | 0 | 0 | 0 | 2 | 0 | 0 | 0 | 0 | 0 | 0 | 0 | 0 | 0 | 0
PG&E KERN | Shafter | 115 | Shafter | 1 |  | 0 | 0 | 0 | 0 |  | 0 |  | N/A | N/A | N/A | N/A | N/A | N/A | N/A | N/A | 0 | 0 | 0 | 0 |  | 0 | 10 | 1 | 1 | 3 | 1 | 1 | 1 | 1 | 1 | 1 | 1 | 1 | 0 | 0 | 0
PG&E NGBA | Silverado | 115 | No Analysis | 2 |  | 0 | 0 | 0 | 0 |  | 0 | [9 empty] | 0 | 0 | 0 | 0 |  | 0 | 10 | 0 | 0 | 0 | 2 | 0 | 0 | 0 | 0 | 0 | 0 | 0 | 0 | 0 | 0
SDGE | Silvergate | 230 | Silvergate | 2 |  | 0 | 0 | 0 | 0 |  | 0 |  | N/A | N/A | N/A | N/A | N/A | N/A | N/A | N/A | 0 | 0 | 0 | 0 |  | 0 | 10 | 1 | 3 | 1 | 2 | 1 | 1 | 1 | 3 | 3 | 1 | 1 | 0 | 0 | 0
SDGE | Silvergate | 69 | Silvergate | 2 |  | 0 | 0 | 0 | 0 |  | 0 |  | N/A | N/A | N/A | N/A | N/A | N/A | N/A | N/A | 0 | 0 | 0 | 0 |  | 0 | 10 | 1 | 3 | 1 | 2 | 1 | 1 | 1 | 3 | 3 | 1 | 1 | 0 | 0 | 0
PG&E KERN | Sisquoc | 115 | Sisquoc | 2 |  | 0 | 0 | 0 | 0 |  | 0 |  | N/A | N/A | N/A | N/A | N/A | N/A | N/A | N/A | 0 | 0 | 0 | 0 |  | 0 | 10 | 1 | 1 | 1 | 2 | 3 | 1 | 1 | 1 | 1 | 1 | 1 | 0 | 0 | 0
EOP | Sloan Canyon | 230 | SLOAN CANYON | 2 | OOS | 260 | 50 | 0 | 0 |  | 310 | 20 | 2 | N/A | N/A | N/A | N/A | N/A | N/A | N/A | 0 | 0 | 0 | 0 |  | 0 | 10 | 1 | N/A | N/A | 2 | N/A | N/A | N/A | N/A | N/A | N/A | N/A | 0 | 0 | 0
EOP | Sloan Canyon | 500 | SLOAN CANYON | 2 | OOS | 0 | 0 | 0 | 0 |  | 0 |  | N/A | N/A | N/A | N/A | N/A | N/A | N/A | N/A | 0 | 0 | 0 | 0 |  | 0 | 10 | 1 | N/A | N/A | 2 | N/A | N/A | N/A | N/A | N/A | N/A | N/A | 0 | 0 | 0
PG&E KERN | Smyrna | 115 | Smyrna | 1 |  | 0 | 0 | 0 | 0 |  | 0 |  | N/A | N/A | N/A | N/A | N/A | N/A | N/A | N/A | 0 | 0 | 0 | 0 |  | 0 | 10 | 1 | 1 | 1 | 1 | 1 | 1 | 1 | 1 | 1 | 1 | 1 | 0 | 0 | 0
PG&E GBA | Sobrante | 115 | No Analysis | 2 |  | 0 | 0 | 0 | 0 |  | 0 | [9 empty] | 0 | 0 | 0 | 0 |  | 0 | 10 | 0 | 0 | 0 | 2 | 0 | 0 | 0 | 0 | 0 | 0 | 0 | 0 | 0 | 0
PG&E GBA | Sobrante | 230 | No Analysis | 2 |  | 0 | 0 | 0 | 0 |  | 0 | [9 empty] | 0 | 0 | 0 | 0 |  | 0 | 10 | 0 | 0 | 0 | 2 | 0 | 0 | 0 | 0 | 0 | 0 | 0 | 0 | 0 | 0
PG&E KERN | Solar | 230 | Solar SS | 2 |  | 0 | 0 | 0 | 0 |  | 0 |  | N/A | N/A | N/A | N/A | N/A | N/A | N/A | N/A | 0 | 0 | 0 | 0 |  | 0 | 10 | 1 | 1 | 1 | 2 | 2 | 1 | 1 | 1 | 2 | 2 | 1 | 0 | 0 | 0
PG&E GBA | Soledad | 115 | No Analysis | 2 |  | 0 | 0 | 0 | 0 |  | 0 | [9 empty] | 0 | 0 | 0 | 0 |  | 0 | 10 | 0 | 0 | 0 | 2 | 0 | 0 | 0 | 0 | 0 | 0 | 0 | 0 | 0 | 0
PG&E GBA | Soledad | 60 | Coburn | 2 |  | 6 | 0 | 0 | 0 |  | 6 | 10 | 1 | 1 | 1 | 1 | 1 | 2 | 1 | 1 | 0 | 0 | 0 | 0 |  | 0 | 10 | 1 | 1 | 1 | 2 | 2 | 1 | 1 | 1 | 1 | 1 | 1 | 0 | 0 | 0
SDGE | Spring Valley | 69 | No Analysis | 2 |  | 0 | 0 | 0 | 0 |  | 0 | [9 empty] | 0 | 0 | 0 | 0 |  | 0 | 10 | 0 | 0 | 0 | 2 | 0 | 0 | 0 | 0 | 0 | 0 | 0 | 0 | 0 | 0
SCE Northern | Springville | 230 | Springville | 1 |  | 0 | 0 | 0 | 0 |  | 0 |  | N/A | N/A | N/A | N/A | N/A | N/A | N/A | N/A | 0 | 0 | 0 | 0 |  | 0 | 10 | 1 | 2 | 1 | 1 | 3 | 2 | 1 | 1 | 3 | 2 | 1 | 0 | 0 | 0
PG&E GBA | Stagg | 230 | Stagg | 1 |  | 0 | 0 | 0 | 0 |  | 0 |  | N/A | N/A | N/A | N/A | N/A | N/A | N/A | N/A | 0 | 0 | 0 | 0 |  | 0 | 10 | 1 | 1 | 3 | 1 | 1 | 1 | 1 | 1 | 1 | 1 | 1 | 0 | 0 | 0
PG&E GBA | Standard Oil | 115 | No Analysis | 2 |  | 0 | 0 | 0 | 0 |  | 0 | [9 empty] | 0 | 0 | 0 | 0 |  | 0 | 10 | 0 | 0 | 0 | 2 | 0 | 0 | 0 | 0 | 0 | 0 | 0 | 0 | 0 | 0
PG&E GBA | Stanislaus | 115 | No Analysis | 2 |  | 0 | 0 | 0 | 0 |  | 0 | [9 empty] | 0 | 0 | 0 | 0 |  | 0 | 10 | 0 | 0 | 0 | 2 | 0 | 0 | 0 | 0 | 0 | 0 | 0 | 0 | 0 | 0
PG&E KERN | Stockdale | 115 | Stockdale | 1 |  | 0 | 0 | 0 | 0 |  | 0 |  | N/A | N/A | N/A | N/A | N/A | N/A | N/A | N/A | 0 | 0 | 0 | 0 |  | 0 | 10 | 1 | 2 | 2 | 1 | 1 | 1 | 1 | 1 | 1 | 1 | 1 | 0 | 0 | 0
PG&E KERN | Stockdale | 230 | Stockdale | 1 |  | 0 | 0 | 0 | 0 |  | 0 |  | N/A | N/A | N/A | N/A | N/A | N/A | N/A | N/A | 0 | 0 | 0 | 0 |  | 0 | 10 | 1 | 2 | 2 | 1 | 1 | 1 | 1 | 1 | 1 | 1 | 1 | 0 | 0 | 0
PG&E GBA | Stockton A | 115 | No Analysis | 1 |  | 0 | 0 | 0 | 0 |  | 0 | [9 empty] | 0 | 0 | 0 | 0 |  | 0 | 10 | 0 | 0 | 0 | 1 | 0 | 0 | 0 | 0 | 0 | 0 | 0 | 0 | 0 | 0
PG&E GBA | Stone | 115 | No Analysis | 2 |  | 0 | 0 | 0 | 0 |  | 0 | [9 empty] | 0 | 0 | 0 | 0 |  | 0 | 10 | 0 | 0 | 0 | 2 | 0 | 0 | 0 | 0 | 0 | 0 | 0 | 0 | 0 | 0
PG&E FRESNO | Storey | 230 | No Analysis | 1 |  | 0 | 0 | 0 | 0 |  | 0 | [9 empty] | 0 | 0 | 0 | 0 |  | 0 | 10 | 0 | 0 | 0 | 1 | 0 | 0 | 0 | 0 | 0 | 0 | 0 | 0 | 0 | 0
PG&E NGBA | Summit | 115 | Summit | 2 | OOS | 0 | 0 | 0 | 0 |  | 0 |  | N/A | N/A | N/A | N/A | N/A | N/A | N/A | N/A | 0 | 0 | 0 | 0 |  | 0 | 10 | 0 | N/A | N/A | 2 | N/A | N/A | N/A | N/A | N/A | N/A | N/A | 0 | 40 | 40 |  | OOS | N/A | N/A | N/A | N/A | N/A | N/A | N/A | N/A
SDGE | Suncrest | 230 | Suncrest | 2 |  | 0 | 0 | 0 | 0 |  | 0 |  | N/A | N/A | N/A | N/A | N/A | N/A | N/A | N/A | 0 | 0 | 0 | 0 |  | 0 | 10 | 1 | 2 | 1 | 2 | 5 | 1 | 1 | 2 | 2 | 2 | 1 | 0 | 0 | 0
SDGE | Suncrest | 500 | Suncrest | 2 |  | 0 | 0 | 0 | 0 |  | 0 |  | N/A | N/A | N/A | N/A | N/A | N/A | N/A | N/A | 0 | 0 | 0 | 0 |  | 0 | 10 | 1 | 2 | 1 | 2 | 5 | 1 | 1 | 2 | 2 | 2 | 1 | 0 | 0 | 0
PG&E KERN | Sunrise | 230 | No Analysis | 1 |  | 0 | 0 | 0 | 0 |  | 0 | [9 empty] | 0 | 0 | 0 | 0 |  | 0 | 10 | 0 | 0 | 0 | 1 | 0 | 0 | 0 | 0 | 0 | 0 | 0 | 0 | 0 | 0
PG&E KERN | Sunset | 230 | No Analysis | 1 |  | 0 | 0 | 0 | 0 |  | 0 | [9 empty] | 0 | 0 | 0 | 0 |  | 0 | 10 | 0 | 0 | 0 | 1 | 0 | 0 | 0 | 0 | 0 | 0 | 0 | 0 | 0 | 0
PG&E GBA | Swift | 115 | No Analysis | 2 |  | 0 | 0 | 0 | 0 |  | 0 | [9 empty] | 0 | 0 | 0 | 0 |  | 0 | 10 | 0 | 0 | 0 | 2 | 0 | 0 | 0 | 0 | 0 | 0 | 0 | 0 | 0 | 0
SDGE | Sycamore Canyon | 138 | Sycamore Canyon | 2 |  | 0 | 0 | 0 | 0 |  | 0 |  | N/A | N/A | N/A | N/A | N/A | N/A | N/A | N/A | 0 | 0 | 0 | 0 |  | 0 | 10 | 1 | 3 | 1 | 2 | 5 | 3 | 2 | 2 | 5 | 1 | 1 | 0 | 0 | 0
SDGE | Sycamore Canyon | 230 | Sycamore Canyon | 2 |  | 0 | 0 | 0 | 0 |  | 0 |  | N/A | N/A | N/A | N/A | N/A | N/A | N/A | N/A | 0 | 0 | 0 | 0 |  | 0 | 10 | 1 | 3 | 1 | 2 | 5 | 3 | 2 | 2 | 5 | 1 | 1 | 0 | 0 | 0
SDGE | Sycamore Canyon | 69 | Sycamore Canyon | 2 |  | 0 | 0 | 0 | 0 |  | 0 |  | N/A | N/A | N/A | N/A | N/A | N/A | N/A | N/A | 0 | 0 | 0 | 0 |  | 0 | 10 | 1 | 3 | 1 | 2 | 5 | 3 | 2 | 2 | 5 | 1 | 1 | 0 | 0 | 0
SCE Northern | Sylmar | 230 | Sylmar | 2 |  | 0 | 0 | 0 | 0 |  | 0 |  | N/A | N/A | N/A | N/A | N/A | N/A | N/A | N/A | 0 | 0 | 0 | 0 |  | 0 | 10 | 1 | 2 | 1 | 2 | 5 | 1 | 1 | 1 | 1 | 1 | 1 | 0 | 0 | 0
PG&E NGBA | Table Mountain | 115 | Table Mountain | 2 |  | 0 | 0 | 0 | 0 |  | 0 |  | N/A | N/A | N/A | N/A | N/A | N/A | N/A | N/A | 0 | 0 | 0 | 0 |  | 0 | 10 | 1 | 1 | 1 | 2 | 2 | 3 | 1 | 2 | 4 | 1 | 1 | 0 | 0 | 0
PG&E NGBA | Table Mountain | 230 | Table Mountain | 2 |  | 0 | 0 | 0 | 0 |  | 0 | 10 | 1 | 2 | 3 | 1 | 1 | 5 | 1 | 1 | 0 | 0 | 0 | 0 |  | 0 | 10 | 1 | 1 | 1 | 2 | 2 | 3 | 1 | 2 | 4 | 1 | 1 | 0 | 0 | 0
PG&E NGBA | Table Mountain | 500 | Table Mountain | 2 |  | 0 | 0 | 0 | 0 |  | 0 |  | N/A | N/A | N/A | N/A | N/A | N/A | N/A | N/A | 0 | 0 | 0 | 0 |  | 0 | 10 | 1 | 1 | 1 | 2 | 2 | 3 | 1 | 2 | 4 | 1 | 1 | 0 | 0 | 0
PG&E NGBA | Table Mountain | 60 | Table Mountain | 2 |  | 0 | 0 | 0 | 0 |  | 0 |  | N/A | N/A | N/A | N/A | N/A | N/A | N/A | N/A | 0 | 0 | 0 | 0 |  | 0 | 10 | 1 | 1 | 1 | 2 | 2 | 3 | 1 | 2 | 4 | 1 | 1 | 0 | 0 | 0
PG&E KERN | Taft | 115 | Taft | 1 |  | 0 | 0 | 0 | 0 |  | 0 |  | N/A | N/A | N/A | N/A | N/A | N/A | N/A | N/A | 0 | 3 | 0 | 0 |  | 3 | 10 | 1 | 1 | 1 | 1 | 1 | 1 | 2 | 3 | 4 | 1 | 1 | 0 | 0 | 0
SDGE | Talega | 138 | Talega | 2 |  | 0 | 0 | 0 | 0 |  | 0 |  | N/A | N/A | N/A | N/A | N/A | N/A | N/A | N/A | 0 | 0 | 0 | 0 |  | 0 | 10 | 1 | 4 | 1 | 2 | 5 | 1 | 2 | 2 | 3 | 2 | 1 | 0 | 0 | 0
SDGE | Talega | 230 | Talega | 2 |  | 0 | 0 | 0 | 0 |  | 0 |  | N/A | N/A | N/A | N/A | N/A | N/A | N/A | N/A | 0 | 0 | 0 | 0 |  | 0 | 10 | 1 | 4 | 1 | 2 | 5 | 1 | 2 | 2 | 3 | 2 | 1 | 0 | 0 | 0
PG&E GBA | Tassajara | 230 | No Analysis | 2 |  | 0 | 0 | 0 | 0 |  | 0 | [9 empty] | 0 | 0 | 0 | 0 |  | 0 | 10 | 0 | 0 | 0 | 2 | 0 | 0 | 0 | 0 | 0 | 0 | 0 | 0 | 0 | 0
PG&E KERN | Tejon | 70 | No Analysis | 1 |  | 0 | 0 | 0 | 0 |  | 0 | [9 empty] | 0 | 0 | 0 | 0 |  | 0 | 10 | 0 | 0 | 0 | 1 | 0 | 0 | 0 | 0 | 0 | 0 | 0 | 0 | 0 | 0
SDGE | Telegraph Canyon | 138 | No Analysis | 2 |  | 0 | 0 | 0 | 0 |  | 0 | [9 empty] | 0 | 0 | 0 | 0 |  | 0 | 10 | 0 | 0 | 0 | 2 | 0 | 0 | 0 | 0 | 0 | 0 | 0 | 0 | 0 | 0
PG&E KERN | Temblor | 115 | Temblor | 1 |  | 0 | 0 | 0 | 0 |  | 0 |  | N/A | N/A | N/A | N/A | N/A | N/A | N/A | N/A | 0 | 0 | 0 | 0 |  | 0 | 10 | 1 | 1 | 1 | 1 | 1 | 1 | 1 | 1 | 2 | 1 | 1 | 0 | 0 | 0
PG&E KERN | Templeton | 230 | Templeton | 1 |  | 113.07 | 0 | 0 | 0 |  | 113.07 | 10 | 1 | 5 | 1 | 1 | 1 | 1 | 1 | 1 | 0 | 0 | 0 | 0 |  | 0 | 10 | 1 | 2 | 1 | 1 | 4 | 1 | 1 | 1 | 1 | 1 | 1 | 0 | 0 | 0
PG&E KERN | Templeton | 70 | Templeton | 1 |  | 0 | 0 | 0 | 0 |  | 0 |  | N/A | N/A | N/A | N/A | N/A | N/A | N/A | N/A | 0 | 0 | 0 | 0 |  | 0 | 10 | 1 | 2 | 1 | 1 | 4 | 1 | 1 | 1 | 1 | 1 | 1 | 0 | 0 | 0
PG&E GBA | Tesla | 115 | Tesla | 2 |  | 0 | 0 | 0 | 0 |  | 0 |  | N/A | N/A | N/A | N/A | N/A | N/A | N/A | N/A | 0 | 0 | 0 | 0 |  | 0 | 10 | 1 | 2 | 1 | 2 | 1 | 3 | 2 | 2 | 3 | 1 | 1 | 0 | 0 | 0
PG&E GBA | Tesla | 230 | Tesla | 2 |  | 100 | 76.5 | 0 | 0 | 176.5 | 0 | 15 | 4 | 2 | 2 | 1 | 1 | 2 | 1 | 1 | 0 | 0 | 0 | 0 |  | 0 | 10 | 1 | 2 | 1 | 2 | 1 | 3 | 2 | 2 | 3 | 1 | 1 | 0 | 0 | 0
PG&E GBA | Tesla | 500 | Tesla | 2 |  | 300 | 0 | 0 | 0 |  | 300 | 15 | 4 | 2 | 2 | 1 | 1 | 2 | 1 | 1 | 0 | 0 | 0 | 0 |  | 0 | 10 | 1 | 2 | 1 | 2 | 1 | 3 | 2 | 2 | 3 | 1 | 1 | 0 | 0 | 0
PG&E KERN | Tevis | 115 | Tevis | 1 |  | 0 | 0 | 0 | 0 |  | 0 |  | N/A | N/A | N/A | N/A | N/A | N/A | N/A | N/A | 0 | 0 | 0 | 0 |  | 0 | 10 | 1 | 2 | 1 | 1 | 1 | 1 | 1 | 2 | 2 | 1 | 1 | 0 | 0 | 0
EOP | Thousandaire | 138 | THOUSANDAIRE | 2 | OOS | 0 | 0 | 0 | 0 |  | 0 |  | N/A | N/A | N/A | N/A | N/A | N/A | N/A | N/A | 0 | 0 | 0 | 0 |  | 0 | 10 | 1 | N/A | N/A | 2 | N/A | N/A | N/A | N/A | N/A | N/A | N/A | 0 | 0 | 0
PG&E KERN | Topaz | 230 | No Analysis | 2 |  | 0 | 0 | 0 | 0 |  | 0 | [9 empty] | 0 | 0 | 0 | 0 |  | 0 | 10 | 0 | 0 | 0 | 2 | 0 | 0 | 0 | 0 | 0 | 0 | 0 | 0 | 0 | 0
SCE NOL | Tortilla | 115 | Tortilla | 2 |  | 0 | 0 | 0 | 0 |  | 0 |  | N/A | N/A | N/A | N/A | N/A | N/A | N/A | N/A | 0 | 0 | 0 | 0 |  | 0 | 10 | 1 | 3 | 1 | 2 | 1 | 2 | 2 | 1 | 3 | 1 | 1 | 0 | 0 | 0
SDGE | Trabuco | 138 | Trabuco | 2 |  | 0 | 0 | 0 | 0 |  | 0 |  | N/A | N/A | N/A | N/A | N/A | N/A | N/A | N/A | 0 | 0 | 0 | 0 |  | 0 | 10 | 1 | 4 | 1 | 2 | 5 | 1 | 2 | 3 | 3 | 1 | 1 | 0 | 0 | 0
PG&E GBA | Tracy | 115 | No Analysis | 2 |  | 0 | 0 | 0 | 0 |  | 0 | [9 empty] | 0 | 0 | 0 | 0 |  | 0 | 10 | 0 | 0 | 0 | 2 | 0 | 0 | 0 | 0 | 0 | 0 | 0 | 0 | 0 | 0
PG&E FRESNO | Tranquility | 230 | Tranquility | 1 |  | 0 | 0 | 0 | 0 |  | 0 |  | N/A | N/A | N/A | N/A | N/A | N/A | N/A | N/A | 0 | 600 | 0 | 0 |  | 600 | 10 | 1 | 2 | 1 | 1 | 1 | 1 | 1 | 1 | 1 | 1 | 1 | 0 | 0 | 0
PG&E GBA | Trimble | 115 | No Analysis | 2 |  | 0 | 0 | 0 | 0 |  | 0 | [9 empty] | 0 | 0 | 0 | 0 |  | 0 | 10 | 0 | 0 | 0 | 2 | 0 | 0 | 0 | 0 | 0 | 0 | 0 | 0 | 0 | 0
EOP | Trout Canyon | 230 | TROUT CANYON | 2 | OOS | 0 | 0 | 0 | 0 |  | 0 | 20 | 1 | N/A | N/A | N/A | N/A | N/A | N/A | N/A | 566 | 745 | 0 | 0 |  | 1311 | 15 | 1 | N/A | N/A | 2 | N/A | N/A | N/A | N/A | N/A | N/A | N/A | 0 | 0 | 0
EOP | Trout Canyon | 500 | TROUT CANYON | 2 | OOS | 0 | 0 | 0 | 0 |  | 0 |  | N/A | N/A | N/A | N/A | N/A | N/A | N/A | N/A | 0 | 0 | 0 | 0 |  | 0 | 10 | 2 | N/A | N/A | 2 | N/A | N/A | N/A | N/A | N/A | N/A | N/A | 0 | 0 | 0
PG&E NGBA | Tulucay | 230 | Tulucay | 2 |  | 0 | 0 | 0 | 0 |  | 0 |  | N/A | N/A | N/A | N/A | N/A | N/A | N/A | N/A | 0 | 0 | 0 | 0 |  | 0 | 10 | 1 | 3 | 1 | 2 | 2 | 2 | 1 | 1 | 3 | 1 | 1 | 0 | 0 | 0
PG&E NGBA | Tulucay | 60 | Tulucay | 2 |  | 0 | 0 | 0 | 0 |  | 0 |  | N/A | N/A | N/A | N/A | N/A | N/A | N/A | N/A | 0 | 0 | 0 | 0 |  | 0 | 10 | 1 | 3 | 1 | 2 | 2 | 2 | 1 | 1 | 3 | 1 | 1 | 0 | 0 | 0
PG&E KERN | Tupman | 115 | Tupman | 1 |  | 0 | 0 | 0 | 0 |  | 0 |  | N/A | N/A | N/A | N/A | N/A | N/A | N/A | N/A | 0 | 0 | 0 | 0 |  | 0 | 10 | 1 | 1 | 1 | 1 | 1 | 1 | 1 | 2 | 2 | 1 | 1 | 0 | 0 | 0
PG&E NGBA | Ukiah | 115 | Ukiah | 2 |  | 0 | 0 | 0 | 0 |  | 0 |  | N/A | N/A | N/A | N/A | N/A | N/A | N/A | N/A | 0 | 0 | 0 | 0 |  | 0 | 10 | 1 | 1 | 1 | 2 | 5 | 1 | 1 | 2 | 2 | 2 | 1 | 0 | 0 | 0
PG&E KERN | Union (Estrella) | 70 | No Analysis | 1 |  | 0 | 0 | 0 | 0 |  | 0 | [9 empty] | 0 | 0 | 0 | 0 |  | 0 | 10 | 0 | 0 | 0 | 1 | 0 | 0 | 0 | 0 | 0 | 0 | 0 | 0 | 0 | 0
PG&E NGBA | Vaca Dixon | 115 | Vaca Dixon | 2 |  | 0 | 0 | 0 | 0 |  | 0 |  | N/A | N/A | N/A | N/A | N/A | N/A | N/A | N/A | 0 | 0 | 0 | 0 |  | 0 | 10 | 1 | 1 | 2 | 2 | 1 | 1 | 1 | 1 | 1 | 1 | 1 | 0 | 0 | 0
PG&E NGBA | Vaca Dixon | 230 | Vaca Dixon | 2 |  | 0 | 0 | 0 | 0 |  | 0 |  | N/A | N/A | N/A | N/A | N/A | N/A | N/A | N/A | 0 | 0 | 0 | 0 |  | 0 | 10 | 1 | 1 | 2 | 2 | 1 | 1 | 1 | 1 | 1 | 1 | 1 | 0 | 0 | 0
PG&E NGBA | Vaca Dixon | 500 | Vaca Dixon | 2 |  | 0 | 0 | 0 | 0 |  | 0 |  | N/A | N/A | N/A | N/A | N/A | N/A | N/A | N/A | 0 | 0 | 0 | 0 |  | 0 | 10 | 1 | 1 | 2 | 2 | 1 | 1 | 1 | 1 | 1 | 1 | 1 | 0 | 0 | 0
PG&E NGBA | Vaca Dixon | 60 | Vaca Dixon | 2 |  | 0 | 0 | 0 | 0 |  | 0 |  | N/A | N/A | N/A | N/A | N/A | N/A | N/A | N/A | 0 | 0 | 0 | 0 |  | 0 | 10 | 1 | 1 | 2 | 2 | 1 | 1 | 1 | 1 | 1 | 1 | 1 | 0 | 0 | 0
SCE Eastern | Valley (SCE) | 500 | Valley | 2 |  | 0 | 0 | 0 | 0 |  | 0 |  | N/A | N/A | N/A | N/A | N/A | N/A | N/A | N/A | 0 | 0 | 0 | 0 |  | 0 | 10 | 1 | 4 | 1 | 2 | 5 | 1 | 1 | 2 | 2 | 1 | 1 | 0 | 0 | 0
EOP | Valley (VEA) | 138 | Valley (VEA) | 2 | OOS | 0 | 0 | 0 | 0 |  | 0 |  | N/A | N/A | N/A | N/A | N/A | N/A | N/A | N/A | 0 | 0 | 0 | 0 |  | 0 | 10 | 1 | N/A | N/A | 2 | N/A | N/A | N/A | N/A | N/A | N/A | N/A | 0 | 0 | 0
SDGE | Valley Center | 69 | No Analysis | 2 |  | 0 | 0 | 0 | 0 |  | 0 | [9 empty] | 0 | 0 | 0 | 0 |  | 0 | 10 | 0 | 0 | 0 | 2 | 0 | 0 | 0 | 0 | 0 | 0 | 0 | 0 | 0 | 0
PG&E GBA | Valley Home | 115 | No Analysis | 1 |  | 0 | 0 | 0 | 0 |  | 0 | [9 empty] | 0 | 0 | 0 | 0 |  | 0 | 10 | 0 | 0 | 0 | 1 | 0 | 0 | 0 | 0 | 0 | 0 | 0 | 0 | 0 | 0
PG&E GBA | Valley Springs | 230 | No Analysis | 1 |  | 0 | 0 | 0 | 0 |  | 0 | [9 empty] | 0 | 0 | 0 | 0 |  | 0 | 10 | 0 | 0 | 0 | 1 | 0 | 0 | 0 | 0 | 0 | 0 | 0 | 0 | 0 | 0
PG&E GBA | Valley Springs | 60 | No Analysis | 1 |  | 0 | 0 | 0 | 0 |  | 0 | [9 empty] | 0 | 0 | 0 | 0 |  | 0 | 10 | 0 | 0 | 0 | 1 | 0 | 0 | 0 | 0 | 0 | 0 | 0 | 0 | 0 | 0
EOP | Valley Switch | 138 | VALLEY SWITCH | 2 | OOS | 0 | 0 | 0 | 0 |  | 0 |  | N/A | N/A | N/A | N/A | N/A | N/A | N/A | N/A | 0 | 0 | 0 | 0 |  | 0 | 10 | 1 | N/A | N/A | 2 | N/A | N/A | N/A | N/A | N/A | N/A | N/A | 0 | 0 | 0
EOP | Valley Switch | 230 | VALLEY SWITCH | 2 | OOS | 0 | 0 | 0 | 0 |  | 0 |  | N/A | N/A | N/A | N/A | N/A | N/A | N/A | N/A | 0 | 0 | 0 | 0 |  | 0 | 10 | 1 | N/A | N/A | 2 | N/A | N/A | N/A | N/A | N/A | N/A | N/A | 0 | 0 | 0
PG&E GBA | Vasco | 230 | No Analysis | 2 |  | 0 | 0 | 0 | 0 |  | 0 | [9 empty] | 0 | 0 | 0 | 0 |  | 0 | 10 | 0 | 0 | 0 | 2 | 0 | 0 | 0 | 0 | 0 | 0 | 0 | 0 | 0 | 0
PG&E GBA | Vasona | 230 | No Analysis | 2 |  | 0 | 0 | 0 | 0 |  | 0 | [9 empty] | 0 | 0 | 0 | 0 |  | 0 | 10 | 0 | 0 | 0 | 2 | 0 | 0 | 0 | 0 | 0 | 0 | 0 | 0 | 0 | 0
SCE Northern | Vestal | 230 | Vestal | 1 |  | 0 | 0 | 0 | 0 |  | 0 |  | N/A | N/A | N/A | N/A | N/A | N/A | N/A | N/A | 125 | 175 | 0 | 0 |  | 300 | 10 | 1 | 1 | 1 | 1 | 1 | 1 | 1 | 1 | 1 | 1 | 1 | 0 | 0 | 0
SCE Northern | Vestal | 66 | Vestal | 1 |  | 0 | 0 | 0 | 0 |  | 0 |  | N/A | N/A | N/A | N/A | N/A | N/A | N/A | N/A | 0 | 0 | 0 | 0 |  | 0 | 10 | 1 | 1 | 1 | 1 | 1 | 1 | 1 | 1 | 1 | 1 | 1 | 0 | 0 | 0
SCE NOL | Victor | 115 | Victor | 2 |  | 0 | 0 | 0 | 0 |  | 0 |  | N/A | N/A | N/A | N/A | N/A | N/A | N/A | N/A | 0 | 0 | 0 | 0 |  | 0 | 10 | 1 | 4 | 1 | 2 | 1 | 1 | 1 | 1 | 2 | 1 | 1 | 0 | 0 | 0
SCE NOL | Victor | 230 | Victor | 2 |  | 0 | 0 | 0 | 0 |  | 0 |  | N/A | N/A | N/A | N/A | N/A | N/A | N/A | N/A | 0 | 0 | 0 | 0 |  | 0 | 10 | 1 | 4 | 1 | 2 | 1 | 1 | 1 | 1 | 2 | 1 | 1 | 0 | 0 | 0
SCE Metro | Viejo | 230 | Viejo | 2 |  | 0 | 0 | 0 | 0 |  | 0 |  | N/A | N/A | N/A | N/A | N/A | N/A | N/A | N/A | 0 | 0 | 0 | 0 |  | 0 | 10 | 1 | 4 | 1 | 2 | 5 | 2 | 1 | 2 | 3 | 2 | 1 | 0 | 0 | 0
PG&E GBA | Vierra | 115 | Vierra | 1 |  | 0 | 0 | 0 | 0 |  | 0 |  | N/A | N/A | N/A | N/A | N/A | N/A | N/A | N/A | 0 | 0 | 0 | 0 |  | 0 | 10 | 1 | 2 | 2 | 1 | 1 | 1 | 1 | 1 | 1 | 1 | 1 | 0 | 0 | 0
SCE Metro | Villa Park | 230 | Villa Park | 2 |  | 0 | 0 | 0 | 0 |  | 0 |  | N/A | N/A | N/A | N/A | N/A | N/A | N/A | N/A | 0 | 0 | 0 | 0 |  | 0 | 10 | 1 | 2 | 1 | 2 | 5 | 2 | 1 | 1 | 3 | 1 | 1 | 0 | 0 | 0
SCE Northern | Vincent | 230 | Vincent | 2 |  | 0 | 0 | 0 | 0 |  | 0 |  | N/A | N/A | N/A | N/A | N/A | N/A | N/A | N/A | 0 | 0 | 0 | 0 |  | 0 | 10 | 1 | 4 | 1 | 2 | 5 | 1 | 1 | 1 | 1 | 1 | 1 | 0 | 0 | 0
SCE Northern | Vincent | 500 | Vincent | 2 |  | 0 | 0 | 0 | 0 |  | 0 |  | N/A | N/A | N/A | N/A | N/A | N/A | N/A | N/A | 0 | 0 | 0 | 0 |  | 0 | 10 | 1 | 4 | 1 | 2 | 5 | 1 | 1 | 1 | 1 | 1 | 1 | 0 | 0 | 0
PG&E GBA | Vineyard | 230 | No Analysis | 2 |  | 0 | 0 | 0 | 0 |  | 0 | [9 empty] | 0 | 0 | 0 | 0 |  | 0 | 10 | 0 | 0 | 0 | 2 | 0 | 0 | 0 | 0 | 0 | 0 | 0 | 0 | 0 | 0
SDGE | Vineyard | 69 | No Analysis | 2 |  | 0 | 0 | 0 | 0 |  | 0 | [9 empty] | 0 | 0 | 0 | 0 |  | 0 | 10 | 0 | 0 | 0 | 2 | 0 | 0 | 0 | 0 | 0 | 0 | 0 | 0 | 0 | 0
SCE Eastern | Vista (SCE) | 230 | Vista | 2 |  | 0 | 0 | 0 | 0 |  | 0 |  | N/A | N/A | N/A | N/A | N/A | N/A | N/A | N/A | 0 | 0 | 0 | 0 |  | 0 | 10 | 1 | 4 | 1 | 2 | 5 | 1 | 2 | 3 | 5 | 1 | 1 | 0 | 0 | 0
EOP | Vista (VEA) | 138 | Vista (VEA) | 2 | OOS | 0 | 0 | 0 | 0 |  | 0 |  | N/A | N/A | N/A | N/A | N/A | N/A | N/A | N/A | 0 | 0 | 0 | 0 |  | 0 | 10 | 1 | N/A | N/A | 2 | N/A | N/A | N/A | N/A | N/A | N/A | N/A | 0 | 0 | 0
EOP | Vista (VEA) | 230 | Vista (VEA) | 2 | OOS | 0 | 0 | 0 | 0 |  | 0 |  | N/A | N/A | N/A | N/A | N/A | N/A | N/A | N/A | 0 | 0 | 0 | 0 |  | 0 | 10 | 1 | N/A | N/A | 2 | N/A | N/A | N/A | N/A | N/A | N/A | N/A | 0 | 0 | 0
PG&E FRESNO | Wahtoke | 115 | Wahtoke | 1 |  | 0 | 0 | 0 | 0 |  | 0 |  | N/A | N/A | N/A | N/A | N/A | N/A | N/A | N/A | 0 | 0 | 0 | 0 |  | 0 | 10 | 1 | 3 | 2 | 1 | 1 | 1 | 1 | 1 | 1 | 1 | 1 | 0 | 0 | 0
SCE Northern | Wakefield | 66 | No Analysis | 2 |  | 0 | 0 | 0 | 0 |  | 0 | [9 empty] | 0 | 0 | 0 | 0 |  | 0 | 10 | 0 | 0 | 0 | 2 | 0 | 0 | 0 | 0 | 0 | 0 | 0 | 0 | 0 | 0
SCE Metro | Walnut | 230 | Walnut | 2 |  | 0 | 0 | 0 | 0 |  | 0 |  | N/A | N/A | N/A | N/A | N/A | N/A | N/A | N/A | 0 | 0 | 0 | 0 |  | 0 | 10 | 1 | 2 | 1 | 2 | 5 | 2 | 1 | 1 | 2 | 1 | 1 | 0 | 0 | 0
SCE Northern | Warne | 230 | No Analysis | 2 |  | 0 | 0 | 0 | 0 |  | 0 | [9 empty] | 0 | 0 | 0 | 0 |  | 0 | 10 | 0 | 0 | 0 | 2 | 0 | 0 | 0 | 0 | 0 | 0 | 0 | 0 | 0 | 0
PG&E GBA | Warnerville | 230 | Warnerville | 2 |  | 0 | 0 | 0 | 0 |  | 0 |  | N/A | N/A | N/A | N/A | N/A | N/A | N/A | N/A | 0 | 0 | 0 | 0 |  | 0 | 10 | 1 | 2 | 1 | 2 | 1 | 2 | 1 | 1 | 3 | 1 | 1 | 0 | 0 | 0
PG&E FRESNO | Waukena | 115 | Waukena | 1 |  | 0 | 0 | 0 | 0 |  | 0 |  | N/A | N/A | N/A | N/A | N/A | N/A | N/A | N/A | 0 | 0 | 0 | 0 |  | 0 | 10 | 1 | 1 | 1 | 1 | 1 | 1 | 1 | 1 | 1 | 1 | 1 | 0 | 0 | 0
PG&E GBA | Weber | 230 | Weber | 1 |  | 0 | 0 | 0 | 0 |  | 0 |  | N/A | N/A | N/A | N/A | N/A | N/A | N/A | N/A | 0 | 0 | 0 | 0 |  | 0 | 10 | 1 | 2 | 2 | 1 | 1 | 1 | 1 | 1 | 1 | 1 | 1 | 0 | 0 | 0
PG&E GBA | Weber | 60 | Weber | 1 |  | 0 | 0 | 0 | 0 |  | 0 |  | N/A | N/A | N/A | N/A | N/A | N/A | N/A | N/A | 0 | 0 | 0 | 0 |  | 0 | 10 | 1 | 2 | 2 | 1 | 1 | 1 | 1 | 1 | 1 | 1 | 1 | 0 | 0 | 0
PG&E FRESNO | West Fresno | 115 | West Fresno | 1 |  | 0 | 0 | 0 | 0 |  | 0 |  | N/A | N/A | N/A | N/A | N/A | N/A | N/A | N/A | 0 | 0 | 0 | 0 |  | 0 | 10 | 1 | 3 | 2 | 1 | 1 | 1 | 1 | 1 | 1 | 1 | 1 | 0 | 0 | 0
PG&E FRESNO | Westley | 230 | Westley | 1 |  | 0 | 0 | 0 | 0 |  | 0 |  | N/A | N/A | N/A | N/A | N/A | N/A | N/A | N/A | 0 | 0 | 0 | 0 |  | 0 | 10 | 1 | 2 | 2 | 1 | 1 | 2 | 1 | 1 | 3 | 1 | 1 | 0 | 0 | 0
PG&E KERN | Westpark | 115 | Westpark | 1 |  | 0 | 0 | 0 | 0 |  | 0 |  | N/A | N/A | N/A | N/A | N/A | N/A | N/A | N/A | 0 | 0 | 0 | 0 |  | 0 | 10 | 1 | 2 | 1 | 1 | 1 | 1 | 1 | 1 | 1 | 1 | 1 | 0 | 0 | 0
PG&E KERN | Wheeler Ridge | 230 | Wheeler Ridge | 1 |  | 0 | 0 | 0 | 0 |  | 0 |  | N/A | N/A | N/A | N/A | N/A | N/A | N/A | N/A | 200 | 0 | 0 | 0 |  | 200 | 10 | 1 | 1 | 2 | 1 | 1 | 1 | 1 | 1 | 1 | 1 | 1 | 0 | 0 | 0
PG&E KERN | Wheeler Ridge | 115 | Wheeler Ridge | 1 |  | 0 | 0 | 0 | 0 |  | 0 |  | N/A | N/A | N/A | N/A | N/A | N/A | N/A | N/A | 0 | 0 | 0 | 0 |  | 0 | 10 | 1 | 1 | 2 | 1 | 1 | 1 | 1 | 1 | 1 | 1 | 1 | 0 | 0 | 0
PG&E KERN | Wheeler Ridge | 70 | Wheeler Ridge | 1 |  | 0 | 0 | 0 | 0 |  | 0 |  | N/A | N/A | N/A | N/A | N/A | N/A | N/A | N/A | 0 | 0 | 0 | 0 |  | 0 | 10 | 1 | 1 | 2 | 1 | 1 | 1 | 1 | 1 | 1 | 1 | 1 | 0 | 0 | 0
SCE Northern | Whirlwind | 230 | Whirlwind | 2 |  | 300 | 0 | 0 | 0 |  | 300 | 10 | 2 | 2 | 1 | 1 | 1 | 2 | 1 | 1 | 218 | 188 | 0 | 0 |  | 406 | 10 | 1 | 4 | 1 | 2 | 2 | 1 | 1 | 1 | 2 | 1 | 1 | 0 | 0 | 0
SCE Northern | Whirlwind | 500 | Whirlwind | 2 |  | 0 | 0 | 0 | 0 |  | 0 |  | N/A | N/A | N/A | N/A | N/A | N/A | N/A | N/A | 0 | 0 | 0 | 0 |  | 0 | 10 | 1 | 4 | 1 | 2 | 2 | 1 | 1 | 1 | 2 | 1 | 1 | 0 | 0 | 0
PG&E GBA | Whisman | 115 | No Analysis | 2 |  | 0 | 0 | 0 | 0 |  | 0 | [9 empty] | 0 | 0 | 0 | 0 |  | 0 | 10 | 0 | 0 | 0 | 2 | 0 | 0 | 0 | 0 | 0 | 0 | 0 | 0 | 0 | 0
SCE Eastern | Wildlife | 230 | No Analysis | 2 |  | 0 | 0 | 0 | 0 |  | 0 | [9 empty] | 0 | 0 | 0 | 0 |  | 0 | 10 | 0 | 0 | 0 | 2 | 0 | 0 | 0 | 0 | 0 | 0 | 0 | 0 | 0 | 0
PG&E FRESNO | Wilson | 115 | Wilson | 1 |  | 0 | 0 | 0 | 0 |  | 0 |  | N/A | N/A | N/A | N/A | N/A | N/A | N/A | N/A | 0 | 0 | 0 | 0 |  | 0 | 10 | 1 | 1 | 1 | 1 | 1 | 2 | 2 | 2 | 3 | 1 | 1 | 0 | 0 | 0
PG&E FRESNO | Wilson | 230 | Wilson | 1 |  | 150 | 50 | 0 | 0 |  | 200 | 20 | 1 | 1 | 2 | 1 | 1 | 2 | 1 | 1 | 0 | 0 | 0 | 0 |  | 0 | 10 | 1 | 1 | 1 | 1 | 1 | 2 | 2 | 2 | 3 | 1 | 1 | 0 | 0 | 0
SCE Northern | Windhub | 230 | Windhub | 2 |  | 174 | 0 | 0 | 0 |  | 174 | 10 | 4 | 2 | 2 | 2 | 2 | 3 | 2 | 1 | 0 | 1020 | 0 | 0 |  | 1020 | 15 | 2 | 5 | 1 | 2 | 2 | 1 | 1 | 1 | 2 | 1 | 1 | 0 | 0 | 0
SCE Northern | Windhub | 500 | Windhub | 2 |  | 0 | 0 | 0 | 0 |  | 0 |  | N/A | N/A | N/A | N/A | N/A | N/A | N/A | N/A | 652.5 | 0 | 0 | 0 |  | 652.5 | 15 | 2 | 5 | 1 | 2 | 2 | 1 | 1 | 1 | 2 | 1 | 1 | 0 | 0 | 0
PG&E GBA | Windmaster | 230 | No Analysis | 2 |  | 0 | 0 | 0 | 0 |  | 0 | [9 empty] | 0 | 0 | 0 | 0 |  | 0 | 10 | 0 | 0 | 0 | 2 | 0 | 0 | 0 | 0 | 0 | 0 | 0 | 0 | 0 | 0
PG&E NGBA | Windsor | 60 | No Analysis | 2 |  | 0 | 0 | 0 | 0 |  | 0 | [9 empty] | 0 | 0 | 0 | 0 |  | 0 | 10 | 0 | 0 | 0 | 2 | 0 | 0 | 0 | 0 | 0 | 0 | 0 | 0 | 0 | 0
PG&E NGBA | Woodland | 115 | Woodland | 2 |  | 0 | 0 | 0 | 0 |  | 0 |  | N/A | N/A | N/A | N/A | N/A | N/A | N/A | N/A | 0 | 12 | 0 | 0 |  | 12 | 5 | 1 | 1 | 2 | 2 | 1 | 2 | 1 | 1 | 2 | 1 | 1 | 0 | 0 | 0
PG&E FRESNO | Woodward | 115 | No Analysis | 1 |  | 0 | 0 | 0 | 0 |  | 0 | [9 empty] | 0 | 0 | 0 | 0 |  | 0 | 10 | 0 | 0 | 0 | 1 | 0 | 0 | 0 | 0 | 0 | 0 | 0 | 0 | 0 | 0
PG&E NGBA | Wyandotte | 115 | Wyandotte | 2 |  | 0 | 0 | 0 | 0 |  | 0 |  | N/A | N/A | N/A | N/A | N/A | N/A | N/A | N/A | 0 | 0 | 0 | 0 |  | 0 | 10 | 1 | 2 | 1 | 2 | 2 | 3 | 1 | 1 | 4 | 1 | 1 | 0 | 0 | 0
0 | 0 | 0 | No Analysis

## LandUse_Env_SubSummary_2040
This tab shows by substation the land-use and environmental criteria for the mapped solar, wind, and geothermal resources for the 2040 portfolio. The MWs mapped, the adjustments for baseline resources, online resources, and likely repower projects, the needed distance from substation for analysis, and the resulting criteria flags for the land-use and environmental impacts criteria are shown by substation and renewable resource type. The mapping info and results are shown for onshore wind in columns G through U, solar in columns W through AN, and geothermal in columns AP through BB.
[6 empty] | Onshore In-CAISO Wind | [14 empty] | Solar Analysis | [17 empty] | Geothermal
[6 empty] | Mapped Resources |  | Adjustments to Analysis |  |  | Analysis Amount | [9 empty] | Mapped Resources |  | Adjustments to Analysis |  |  | Analysis Amount | [12 empty] | Mapped Resources | Adjustments | Analysis Amount
[6 empty] | Wind | Wind | Exclude | Include | Exclude | Onshore Wind | Distance | [8 empty] | Solar | Solar | Exclude | Include | Exclude | Solar | Distance | [11 empty] | Geothermal | Include | Geothermal
CAISO Study Area | Substation | Voltage | Sub Name in Screens Analysis | In or <5 mi from Overdrafted Basin | Is OOS/out-of-CAISO | FCDS | EODS | In-Dev Res. Online & Captured in Land-use Exclusions | Baseline Resources not yet Constructed | Likely Repower (existing project footprints) | Total for Env/Land-Use Analysis | Distance from Substation | Core Screen Criteria Alignment Level | Fire Threat Criteria Alignment Level | ACE Connectivity Criteria Alignment | ACE Biodiversity Criteria Alignment | ACE Irreplaceability Criteria Alignment | All ACE Criteria Alignment | Intactness Criteria Alignment | Wetlands Criteria Alignment | FCDS | EODS | In-Dev Res. Online & Captured in Land-use Exclusions | Baseline Resources not yet Constructed | Likely Repower MWs | Total for Env/Land-Use Analysis | Distance from Substation | Core Screen Criteria Alignment Level | Parcelization Criteria Alignment Level | Cropland Index Criteria Alignment Level | Overdrafted Basin Criteria Alignment Level | Fire Threat Criteria Alignment Level | ACE Connectivity Criteria Alignment | ACE Biodiversity Criteria Alignment | ACE Irreplaceability Criteria Alignment | All ACE Criteria Alignment | Intactness Criteria Alignment | Wetlands Criteria Alignment | FCDS | Baseline Resources not yet in Env Screens | Total for Env/Land-Use Analysis |  | Geothermal Field | Core Screen Criteria Alignment Level | Fire Threat Criteria Alignment Level | ACE Connectivity Criteria Alignment | ACE Biodiversity Criteria Alignment | ACE Irreplaceability Criteria Alignment | All ACE Criteria Alignment | Intactness Criteria Alignment | Wetlands Criteria Alignment
PG&E KERN | 7th Standard | 115 | 7th Standard | 1 |  | 0 | 0 | 0 | 0 |  | 0 |  | N/A | N/A | N/A | N/A | N/A | N/A | N/A | N/A | 0 | 0 | 0 | 0 |  | 0 | 10 | 1 | 2 | 2 | 1 | 1 | 1 | 1 | 1 | 1 | 1 | 1 | 0 | 0 | 0
SCE Metro | Alamitos | 230 | Alamitos | 2 |  | 0 | 0 | 0 | 0 |  | 0 |  | N/A | N/A | N/A | N/A | N/A | N/A | N/A | N/A | 0 | 0 | 0 | 0 |  | 0 | 10 | 1 | 4 | 1 | 2 | 1 | 1 | 1 | 3 | 3 | 1 | 1 | 0 | 0 | 0
SCE Eastern | Alberhill | 115 | No Analysis | 2 |  | 0 | 0 | 0 | 0 |  | 0 | [9 empty] | 0 | 0 | 0 | 0 |  | 0 | 10 | [11 empty] | 0 | 0 | 0
SCE Eastern | Alberhill | 500 | No Analysis | 2 |  | 0 | 0 | 0 | 0 |  | 0 | [9 empty] | 0 | 0 | 0 | 0 |  | 0 | 10 | [11 empty] | 0 | 0 | 0
PG&E GBA | Alhambra | 115 | No Analysis | 2 |  | 0 | 0 | 0 | 0 |  | 0 | [9 empty] | 0 | 0 | 0 | 0 |  | 0 | 10 | [11 empty] | 0 | 0 | 0
PG&E FRESNO | Alpaugh | 115 | Alpaugh | 1 |  | 0 | 0 | 0 | 0 |  | 0 | 10 | 1 | 1 | 1 | 1 | 1 | 1 | 1 | 1 | 0 | 0 | 0 | 0 |  | 0 | 10 | 1 | 1 | 1 | 1 | 1 | 1 | 1 | 1 | 1 | 1 | 1 | 0 | 0 | 0
SDGE | Alpine | 69 | No Analysis | 2 |  | 0 | 0 | 0 | 0 |  | 0 | [9 empty] | 0 | 0 | 0 | 0 |  | 0 | 10 | [11 empty] | 0 | 0 | 0
PG&E GBA | Altamont Midway (Sandhill) | 230 | Green Ridge Midway | 2 |  | 5 | 0 | 0 | 0 | 5 | 0 | 10 | 1 | 2 | 2 | 2 | 2 | 3 | 1 | 1 | 0 | 0 | 0 | 0 |  | 0 | 10 | 1 | 2 | 1 | 2 | 2 | 2 | 2 | 2 | 3 | 1 | 1 | 0 | 0 | 0
SCE Northern | Antelope | 66 | Antelope | 2 |  | 0 | 0 | 0 | 0 |  | 0 |  | N/A | N/A | N/A | N/A | N/A | N/A | N/A | N/A | 0 | 20 | 0 | 0 |  | 20 | 10 | 1 | 4 | 1 | 2 | 5 | 1 | 1 | 1 | 1 | 1 | 1 | 0 | 0 | 0
SCE Northern | Antelope | 230 | Antelope | 2 |  | 200 | 0 | 0 | 0 |  | 200 | 10 | 2 | 5 | 1 | 1 | 1 | 1 | 1 | 1 | 56 | 150 | 0 | 0 |  | 206 | 10 | 1 | 4 | 1 | 2 | 5 | 1 | 1 | 1 | 1 | 1 | 1 | 0 | 0 | 0
SCE Northern | Antelope | 500 | Antelope | 2 |  | 0 | 0 | 0 | 0 |  | 0 |  | N/A | N/A | N/A | N/A | N/A | N/A | N/A | N/A | 0 | 0 | 0 | 0 |  | 0 | 10 | 1 | 4 | 1 | 2 | 5 | 1 | 1 | 1 | 1 | 1 | 1 | 0 | 0 | 0
PG&E NGBA | Arcata | 60 | No Analysis | 2 |  | 0 | 0 | 0 | 0 |  | 0 | [9 empty] | 0 | 0 | 0 | 0 |  | 0 | 10 | [11 empty] | 0 | 0 | 0
PG&E KERN | Arco | 230 | Arco | 1 |  | 0 | 0 | 0 | 0 |  | 0 |  | N/A | N/A | N/A | N/A | N/A | N/A | N/A | N/A | 200 | 674 | 0 | 0 |  | 874 | 15 | 1 | 1 | 2 | 1 | 1 | 2 | 1 | 1 | 3 | 1 | 1 | 0 | 0 | 0
PG&E KERN | Arco | 70 | Arco | 1 |  | 0 | 0 | 0 | 0 |  | 0 |  | N/A | N/A | N/A | N/A | N/A | N/A | N/A | N/A | 0 | 0 | 0 | 0 |  | 0 | 10 | 2 | 2 | 2 | 1 | 1 | 2 | 1 | 1 | 3 | 1 | 1 | 0 | 0 | 0
SCE Metro | ArcoGen | 230 | Arcogen | 2 |  | 0 | 0 | 0 | 0 |  | 0 |  | N/A | N/A | N/A | N/A | N/A | N/A | N/A | N/A | 0 | 0 | 0 | 0 |  | 0 | 10 | 1 | 4 | 1 | 2 | 1 | 1 | 1 | 2 | 2 | 1 | 1 | 0 | 0 | 0
SDGE | Artesian | 230 | No Analysis | 2 |  | 0 | 0 | 0 | 0 |  | 0 | [9 empty] | 0 | 0 | 0 | 0 |  | 0 | 10 | [11 empty] | 0 | 0 | 0
SDGE | Artesian | 69 | No Analysis | 2 |  | 0 | 0 | 0 | 0 |  | 0 | [9 empty] | 0 | 0 | 0 | 0 |  | 0 | 10 | [11 empty] | 0 | 0 | 0
PG&E FRESNO | Ashlan | 230 | No Analysis | 1 |  | 0 | 0 | 0 | 0 |  | 0 | [9 empty] | 0 | 0 | 0 | 0 |  | 0 | 10 | [11 empty] | 0 | 0 | 0
PG&E NGBA | Atlantic | 115 | No Analysis | 2 |  | 0 | 0 | 0 | 0 |  | 0 | [9 empty] | 0 | 0 | 0 | 0 |  | 0 | 10 | [11 empty] | 0 | 0 | 0
PG&E NGBA | Atlantic | 230 | No Analysis | 2 |  | 0 | 0 | 0 | 0 |  | 0 | [9 empty] | 0 | 0 | 0 | 0 |  | 0 | 10 | [11 empty] | 0 | 0 | 0
PG&E NGBA | Atlantic | 60 | No Analysis | 2 |  | 0 | 0 | 0 | 0 |  | 0 | [9 empty] | 0 | 0 | 0 | 0 |  | 0 | 10 | [11 empty] | 0 | 0 | 0
PG&E FRESNO | Atwater | 115 | No Analysis | 1 |  | 0 | 0 | 0 | 0 |  | 0 | [9 empty] | 0 | 0 | 0 | 0 |  | 0 | 10 | [11 empty] | 0 | 0 | 0
PG&E GBA | Avena | 115 | No Analysis | 1 |  | 0 | 0 | 0 | 0 |  | 0 | [9 empty] | 0 | 0 | 0 | 0 |  | 0 | 10 | [11 empty] | 0 | 0 | 0
SDGE | Avocado | 69 | No Analysis | 2 |  | 0 | 0 | 0 | 0 |  | 0 | [9 empty] | 0 | 0 | 0 | 0 |  | 0 | 10 | [11 empty] | 0 | 0 | 0
PG&E NGBA | Bahia | 230 | No Analysis | 2 |  | 0 | 0 | 0 | 0 |  | 0 | [9 empty] | 0 | 0 | 0 | 0 |  | 0 | 10 | [11 empty] | 0 | 0 | 0
SCE Northern | Bailey | 230 | Bailey | 2 |  | 0 | 0 | 0 | 0 |  | 0 |  | N/A | N/A | N/A | N/A | N/A | N/A | N/A | N/A | 0 | 0 | 0 | 0 |  | 0 | 10 | 1 | 1 | 1 | 2 | 5 | 2 | 2 | 2 | 4 | 1 | 1 | 0 | 0 | 0
SCE NOL | Baker | 115 | No Analysis | 2 |  | 0 | 0 | 0 | 0 |  | 0 | [9 empty] | 0 | 0 | 0 | 0 |  | 0 | 10 | [11 empty] | 0 | 0 | 0
PG&E KERN | Bakersfield | 230 | Bakersfield | 1 |  | 0 | 0 | 0 | 0 |  | 0 |  | N/A | N/A | N/A | N/A | N/A | N/A | N/A | N/A | 0 | 0 | 0 | 0 |  | 0 | 10 | 1 | 2 | 1 | 1 | 1 | 1 | 1 | 1 | 2 | 1 | 1 | 0 | 0 | 0
PG&E FRESNO | Balch | 230 | No Analysis | 2 |  | 0 | 0 | 0 | 0 |  | 0 | 15 | 0 | 0 | 0 | 0 | 0 | 0 | 0 | 0 | 0 | 0 | 0 | 0 |  | 0 | 10 | [11 empty] | 0 | 0 | 0
SCE Eastern | Bannister | 230 | No Analysis | 2 |  | 0 | 0 | 0 | 0 |  | 0 | [9 empty] | 0 | 0 | 0 | 0 |  | 0 | 10 | [11 empty] | 0 | 0 | 0
SCE Metro | Barre | 230 | Barre | 2 |  | 0 | 0 | 0 | 0 |  | 0 |  | N/A | N/A | N/A | N/A | N/A | N/A | N/A | N/A | 10 | 10 | 10 | 0 |  | 10 | 10 | 4 | 5 | 1 | 2 | 1 | 1 | 1 | 5 | 5 | 1 | 1 | 0 | 0 | 0
SDGE | Bay Boulevard | 69 | Bay Boulevard | 2 |  | 0 | 0 | 0 | 0 |  | 0 |  | N/A | N/A | N/A | N/A | N/A | N/A | N/A | N/A | 0 | 0 | 0 | 0 |  | 0 | 10 | 1 | 3 | 1 | 2 | 2 | 1 | 2 | 4 | 4 | 1 | 1 | 0 | 0 | 0
SDGE | Bay Boulevard | 230 | Bay Boulevard | 2 |  | 0 | 0 | 0 | 0 |  | 0 |  | N/A | N/A | N/A | N/A | N/A | N/A | N/A | N/A | 0 | 0 | 0 | 0 |  | 0 | 10 | 1 | 3 | 1 | 2 | 2 | 1 | 2 | 4 | 4 | 1 | 1 | 0 | 0 | 0
EOP | Beatty | 138 | Beatty | 2 | OOS | 0 | 0 | 0 | 0 |  | 0 |  | N/A | N/A | N/A | N/A | N/A | N/A | N/A | N/A | 0 | 0 | 0 | 0 |  | 0 | 10 | 2 | N/A | N/A | 2 | N/A | N/A | N/A | N/A | N/A | N/A | N/A | 0 | 0 | 0
EOP | Beatty | 230 | Beatty | 2 | OOS | 0 | 0 | 0 | 0 |  | 0 |  | N/A | N/A | N/A | N/A | N/A | N/A | N/A | N/A | 100 | 400 | 0 | 0 |  | 500 | 10 | 2 | N/A | N/A | 2 | N/A | N/A | N/A | N/A | N/A | N/A | N/A | 450 | 0 | 450 |  | OOS | N/A | N/A | N/A | N/A | N/A | N/A | N/A | N/A
PG&E NGBA | Belden | 230 | No Analysis | 2 |  | 0 | 0 | 0 | 0 |  | 0 | [9 empty] | 0 | 0 | 0 | 0 |  | 0 | 10 | [11 empty] | 0 | 0 | 0
PG&E NGBA | Bell | 115 | No Analysis | 2 |  | 0 | 0 | 0 | 0 |  | 0 | [9 empty] | 0 | 0 | 0 | 0 |  | 0 | 10 | [11 empty] | 0 | 0 | 0
PG&E NGBA | Bellevue | 115 | Bellevue | 2 |  | 0 | 0 | 0 | 0 |  | 0 |  | N/A | N/A | N/A | N/A | N/A | N/A | N/A | N/A | 0 | 0 | 0 | 0 |  | 0 | 10 | 1 | 3 | 1 | 2 | 3 | 1 | 1 | 2 | 3 | 1 | 1 | 0 | 0 | 0
PG&E GBA | Bellota | 115 | Bellota | 1 |  | 0 | 0 | 0 | 0 |  | 0 | 15 | 1 | 1 | 2 | 1 | 1 | 2 | 1 | 1 | 0 | 0 | 0 | 0 |  | 0 | 10 | 1 | 2 | 1 | 1 | 1 | 1 | 1 | 1 | 2 | 1 | 1 | 0 | 0 | 0
PG&E GBA | Bellota | 230 | Bellota | 1 |  | 0 | 0 | 0 | 0 |  | 0 |  | N/A | N/A | N/A | N/A | N/A | N/A | N/A | N/A | 200 | 200 | 0 | 0 |  | 400 | 10 | 1 | 2 | 1 | 1 | 1 | 1 | 1 | 1 | 2 | 1 | 1 | 0 | 0 | 0
SCE Northern | Big Creek | 230 | Big Creek Hydro Facilities | 2 |  | 0 | 0 | 0 | 0 |  | 0 |  | N/A | N/A | N/A | N/A | N/A | N/A | N/A | N/A | 0 | 0 | 0 | 0 |  | 0 | 10 | 1 | 1 | 1 | 2 | 5 | 1 | 2 | 1 | 3 | 3 | 1 | 0 | 0 | 0
PG&E FRESNO | Biola | 70 | No Analysis | 1 |  | 0 | 0 | 0 | 0 |  | 0 | [9 empty] | 0 | 0 | 0 | 0 |  | 0 | 10 | [11 empty] | 0 | 0 | 0
PG&E GBA | Birds Landing | 230 | Birds Landing | 2 |  | 234.8 | 107 | 0 | 0 | 90.8 | 251 | 15 | 4 | 2 | 1 | 1 | 1 | 2 | 1 | 1 | 0 | 200 | 0 | 0 |  | 200 | 10 | 1 | 1 | 1 | 2 | 1 | 1 | 1 | 1 | 1 | 1 | 1 | 0 | 0 | 0
SCE Northern | Bliss | 66 | No Analysis | 1 |  | 0 | 0 | 0 | 0 |  | 0 | [9 empty] | 0 | 0 | 0 | 0 |  | 0 | 10 | [11 empty] | 0 | 0 | 0
SCE Eastern | Blythe | 161 | BlytheSC 161 kV | 2 |  | 0 | 0 | 0 | 0 |  | 0 |  | N/A | N/A | N/A | N/A | N/A | N/A | N/A | N/A | 0 | 160 | 0 | 0 |  | 160 | 10 | 1 | 2 | 1 | 2 | 1 | 1 | 1 | 1 | 1 | 1 | 1 | 0 | 0 | 0
PG&E NGBA | Bogue | 115 | No Analysis | 2 |  | 0 | 0 | 0 | 0 |  | 0 | [9 empty] | 0 | 0 | 0 | 0 |  | 0 | 10 | [11 empty] | 0 | 0 | 0
PG&E FRESNO | Borden | 230 | Borden | 1 |  | 0 | 0 | 0 | 0 |  | 0 |  | N/A | N/A | N/A | N/A | N/A | N/A | N/A | N/A | 0 | 300 | 0 | 0 |  | 300 | 10 | 1 | 2 | 1 | 1 | 1 | 1 | 1 | 1 | 2 | 1 | 1 | 0 | 0 | 0
PG&E FRESNO | Borden | 70 | Borden | 1 |  | 0 | 0 | 0 | 0 |  | 0 |  | N/A | N/A | N/A | N/A | N/A | N/A | N/A | N/A | 0 | 0 | 0 | 0 |  | 0 | 10 | 1 | 2 | 1 | 1 | 1 | 1 | 1 | 1 | 2 | 1 | 1 | 0 | 0 | 0
SDGE | Boulevard East | 138 | Boulevard | 2 |  | 60 | 3.3 | 0 | 0 |  | 63.3 | 10 | 1 | 5 | 1 | 1 | 1 | 1 | 2 | 1 | 0 | 0 | 0 | 0 |  | 0 | 10 | 1 | 1 | 1 | 2 | 5 | 1 | 1 | 1 | 1 | 1 | 1 | 0 | 0 | 0
SDGE | Boulevard East | 69 | Boulevard | 2 |  | 0 | 0 | 0 | 0 |  | 0 |  | N/A | N/A | N/A | N/A | N/A | N/A | N/A | N/A | 0 | 40 | 0 | 0 |  | 40 | 10 | 1 | 1 | 1 | 2 | 5 | 1 | 1 | 1 | 1 | 1 | 1 | 0 | 0 | 0
PG&E GBA | Brentwood | 230 | Brentwood | 2 |  | 0 | 0 | 0 | 0 |  | 0 |  | N/A | N/A | N/A | N/A | N/A | N/A | N/A | N/A | 0 | 0 | 0 | 0 |  | 0 | 10 | 1 | 1 | 1 | 2 | 2 | 1 | 1 | 1 | 2 | 1 | 1 | 0 | 0 | 0
PG&E NGBA | Bridgeville | 115 | Bridgeville | 2 |  | 0 | 0 | 0 | 0 |  | 0 |  | N/A | N/A | N/A | N/A | N/A | N/A | N/A | N/A | 0 | 0 | 0 | 0 |  | 0 | 10 | 1 | 1 | 1 | 2 | 3 | 1 | 1 | 1 | 1 | 3 | 1 | 0 | 0 | 0
PG&E NGBA | Brighton | 115 | No Analysis | 2 |  | 0 | 0 | 0 | 0 |  | 0 | [9 empty] | 0 | 0 | 0 | 0 |  | 0 | 10 | [11 empty] | 0 | 0 | 0
PG&E NGBA | Brighton | 230 | No Analysis | 2 |  | 0 | 0 | 0 | 0 |  | 0 | [9 empty] | 0 | 0 | 0 | 0 |  | 0 | 10 | [11 empty] | 0 | 0 | 0
PG&E NGBA | Brunswick | 115 | Brunswick | 2 |  | 0 | 0 | 0 | 0 |  | 0 |  | N/A | N/A | N/A | N/A | N/A | N/A | N/A | N/A | 0 | 0 | 0 | 0 |  | 0 | 10 | 1 | 4 | 1 | 2 | 5 | 3 | 1 | 1 | 3 | 1 | 1 | 0 | 0 | 0
PG&E NGBA | Bucks Creek | 230 | No Analysis | 2 |  | 0 | 0 | 0 | 0 |  | 0 | [9 empty] | 0 | 0 | 0 | 0 |  | 0 | 10 | [11 empty] | 0 | 0 | 0
PG&E KERN | Buena Vista | 230 | No Analysis | 1 |  | 0 | 0 | 0 | 0 |  | 0 | [9 empty] | 0 | 0 | 0 | 0 |  | 0 | 10 | [11 empty] | 0 | 0 | 0
PG&E FRESNO | Bullard | 115 | No Analysis | 1 |  | 0 | 0 | 0 | 0 |  | 0 | [9 empty] | 0 | 0 | 0 | 0 |  | 0 | 10 | [11 empty] | 0 | 0 | 0
PG&E GBA | Burlingame | 115 | No Analysis | 2 |  | 0 | 0 | 0 | 0 |  | 0 | [9 empty] | 0 | 0 | 0 | 0 |  | 0 | 10 | [11 empty] | 0 | 0 | 0
PG&E NGBA | Burney Forest | 230 | No Analysis | 2 |  | 0 | 0 | 0 | 0 |  | 0 | [9 empty] | 0 | 0 | 0 | 0 |  | 0 | 10 | [11 empty] | 0 | 0 | 0
PG&E NGBA | Butte | 115 | No Analysis | 2 |  | 0 | 0 | 0 | 0 |  | 0 | [9 empty] | 0 | 0 | 0 | 0 |  | 0 | 10 | [11 empty] | 0 | 0 | 0
PG&E KERN | Cabrillo | 115 | Cabrillo | 2 |  | 0 | 0 | 0 | 91.2 |  | 91.2 | 10 | 4 | 5 | 2 | 1 | 1 | 3 | 2 | 1 | 0 | 0 | 0 | 91.2 |  | 91.2 | 10 | 1 | 1 | 1 | 2 | 5 | 2 | 1 | 1 | 3 | 1 | 1 | 0 | 0 | 0
PG&E FRESNO | Cal Flats | 230 | Cal Flats | 2 |  | 0 | 0 | 0 | 0 |  | 0 |  | N/A | N/A | N/A | N/A | N/A | N/A | N/A | N/A | 0 | 0 | 0 | 0 |  | 0 | 10 | 1 | 1 | 1 | 2 | 2 | 1 | 1 | 1 | 2 | 3 | 1 | 0 | 0 | 0
SCE NOL | Calcite | 230 | Calcite | 2 |  | 0 | 0 | 0 | 0 |  | 0 |  | N/A | N/A | N/A | N/A | N/A | N/A | N/A | N/A | 200 | 254 | 0 | 0 |  | 454 | 10 | 1 | 5 | 1 | 2 | 1 | 1 | 1 | 1 | 2 | 1 | 1 | 0 | 0 | 0
PG&E KERN | Caliente | 230 | Caliente | 2 |  | 0 | 0 | 0 | 0 |  | 0 |  | N/A | N/A | N/A | N/A | N/A | N/A | N/A | N/A | 0 | 0 | 0 | 0 |  | 0 | 10 | 1 | 2 | 1 | 2 | 1 | 1 | 1 | 1 | 2 | 1 | 1 | 0 | 0 | 0
PG&E FRESNO | California Ave | 115 | Cal Ave | 1 |  | 0 | 0 | 0 | 0 |  | 0 | 10 | 1 | 1 | 1 | 1 | 1 | 1 | 1 | 1 | 0 | 0 | 0 | 0 |  | 0 | 10 | 1 | 3 | 2 | 1 | 1 | 1 | 1 | 1 | 1 | 1 | 1 | 0 | 0 | 0
PG&E KERN | Callender | 115 | No Analysis | 2 |  | 0 | 0 | 0 | 0 |  | 0 | [9 empty] | 0 | 0 | 0 | 0 |  | 0 | 10 | [11 empty] | 0 | 0 | 0
PG&E NGBA | Calpella | 115 | Calpella | 2 |  | 0 | 0 | 0 | 0 |  | 0 |  | N/A | N/A | N/A | N/A | N/A | N/A | N/A | N/A | 0 | 0 | 0 | 0 |  | 0 | 10 | 1 | 1 | 1 | 2 | 5 | 1 | 1 | 1 | 2 | 2 | 1 | 0 | 0 | 0
PG&E GBA | Camanche | 230 | Camanche | 1 |  | 0 | 0 | 0 | 0 |  | 0 |  | N/A | N/A | N/A | N/A | N/A | N/A | N/A | N/A | 0 | 0 | 0 | 0 |  | 0 | 10 | 1 | 2 | 1 | 1 | 1 | 2 | 1 | 2 | 3 | 1 | 1 | 0 | 0 | 0
SDGE | Cameron | 69 | No Analysis | 2 |  | 0 | 0 | 0 | 0 |  | 0 | [9 empty] | 0 | 0 | 0 | 0 |  | 0 | 10 | [11 empty] | 0 | 0 | 0
SDGE | Cannon | 69 | No Analysis | 2 |  | 0 | 0 | 0 | 0 |  | 0 | [9 empty] | 0 | 0 | 0 | 0 |  | 0 | 10 | [11 empty] | 0 | 0 | 0
PG&E FRESNO | Cantua | 115 | Cantua | 1 |  | 0 | 0 | 0 | 0 |  | 0 |  | N/A | N/A | N/A | N/A | N/A | N/A | N/A | N/A | 0 | 0 | 0 | 0 |  | 0 | 10 | 1 | 1 | 1 | 1 | 1 | 1 | 1 | 1 | 1 | 1 | 1 | 0 | 0 | 0
SDGE | Capistrano | 138 | Capistrano | 2 |  | 0 | 0 | 0 | 0 |  | 0 |  | N/A | N/A | N/A | N/A | N/A | N/A | N/A | N/A | 0 | 0 | 0 | 0 |  | 0 | 10 | 1 | 4 | 1 | 2 | 5 | 1 | 2 | 2 | 3 | 2 | 1 | 0 | 0 | 0
SDGE | Capistrano | 230 | Capistrano | 2 |  | 0 | 0 | 0 | 0 |  | 0 |  | N/A | N/A | N/A | N/A | N/A | N/A | N/A | N/A | 0 | 0 | 0 | 0 |  | 0 | 10 | 1 | 4 | 1 | 2 | 5 | 1 | 2 | 2 | 3 | 2 | 1 | 0 | 0 | 0
PG&E NGBA | Carberry | 230 | No Analysis | 2 |  | 0 | 0 | 0 | 0 |  | 0 | [9 empty] | 0 | 0 | 0 | 0 |  | 0 | 10 | [11 empty] | 0 | 0 | 0
SCE Eastern | Cardiff | 66 | No Analysis | 2 |  | 0 | 0 | 0 | 0 |  | 0 | [9 empty] | 0 | 0 | 0 | 0 |  | 0 | 10 | [11 empty] | 0 | 0 | 0
PG&E NGBA | Caribou | 60 | No Analysis | 2 |  | 0 | 0 | 0 | 0 |  | 0 | 15 | 0 | 0 | 0 | 0 | 0 | 0 | 0 | 0 | 0 | 0 | 0 | 0 |  | 0 | 10 | [11 empty] | 0 | 0 | 0
PG&E NGBA | Caribou | 115 | No Analysis | 2 |  | 0 | 0 | 0 | 0 |  | 0 | [9 empty] | 0 | 0 | 0 | 0 |  | 0 | 10 | [11 empty] | 0 | 0 | 0
PG&E NGBA | Caribou | 230 | No Analysis | 2 |  | 0 | 0 | 0 | 0 |  | 0 | [9 empty] | 0 | 0 | 0 | 0 |  | 0 | 10 | [11 empty] | 0 | 0 | 0
EOP | Carpenter Canyon (fka Gamebird) | 138 | GAMEBIRD | 2 | OOS | 0 | 0 | 0 | 0 |  | 0 |  | N/A | N/A | N/A | N/A | N/A | N/A | N/A | N/A | 0 | 0 | 0 | 0 |  | 0 | 10 | 1 | N/A | N/A | 2 | N/A | N/A | N/A | N/A | N/A | N/A | N/A | 0 | 0 | 0
EOP | Carpenter Canyon (fka Gamebird) | 230 | GAMEBIRD | 2 | OOS | 0 | 0 | 0 | 0 |  | 0 |  | N/A | N/A | N/A | N/A | N/A | N/A | N/A | N/A | 150 | 550 | 0 | 0 |  | 700 | 10 | 1 | N/A | N/A | 2 | N/A | N/A | N/A | N/A | N/A | N/A | N/A | 0 | 0 | 0
PG&E NGBA | Carquinez | 115 | Carquinez | 2 |  | 0 | 0 | 0 | 0 |  | 0 |  | N/A | N/A | N/A | N/A | N/A | N/A | N/A | N/A | 0 | 0 | 0 | 0 |  | 0 | 10 | 1 | 4 | 1 | 2 | 2 | 1 | 1 | 1 | 3 | 1 | 1 | 0 | 0 | 0
SDGE | Carrizo Gorge | 138 | ECO | 2 |  | 0 | 0 | 0 | 0 |  | 0 | [9 empty] | 0 | 90 | 0 | 0 |  | 90 | 10 | 1 | 2 | 1 | 2 | 3 | 1 | 1 | 1 | 2 | 1 | 1 | 0 | 0 | 0
PG&E KERN | Carrizo Plains | 115 | Carrizo Plains | 1 |  | 0 | 0 | 0 | 0 |  | 0 |  | N/A | N/A | N/A | N/A | N/A | N/A | N/A | N/A | 0 | 0 | 0 | 0 |  | 0 | 10 | 1 | 1 | 1 | 1 | 2 | 1 | 1 | 1 | 2 | 2 | 1 | 0 | 0 | 0
PG&E KERN | Casaloma | 230 | No Analysis | 1 |  | 0 | 0 | 0 | 0 |  | 0 | [9 empty] | 0 | 0 | 0 | 0 |  | 0 | 10 | [11 empty] | 0 | 0 | 0
PG&E GBA | Castro Valley | 230 | No Analysis | 2 |  | 0 | 0 | 0 | 0 |  | 0 | [9 empty] | 0 | 0 | 0 | 0 |  | 0 | 10 | [11 empty] | 0 | 0 | 0
PG&E GBA | Cayetano | 230 | Cayetano | 2 |  | 0 | 0 | 0 | 0 |  | 0 |  | N/A | N/A | N/A | N/A | N/A | N/A | N/A | N/A | 0 | 100 | 0 | 0 |  | 100 | 10 | 2 | 1 | 2 | 2 | 3 | 2 | 2 | 3 | 3 | 1 | 1 | 0 | 0 | 0
SCE Metro | Center | 230 | Center | 2 |  | 0 | 0 | 0 | 0 |  | 0 |  | N/A | N/A | N/A | N/A | N/A | N/A | N/A | N/A | 0 | 0 | 0 | 0 |  | 0 | 10 | 1 | 1 | 1 | 2 | 1 | 1 | 1 | 1 | 1 | 1 | 1 | 0 | 0 | 0
PG&E KERN | Charca | 115 | Charca | 1 |  | 0 | 0 | 0 | 0 |  | 0 |  | N/A | N/A | N/A | N/A | N/A | N/A | N/A | N/A | 0 | 0 | 0 | 0 |  | 0 | 10 | 1 | 1 | 3 | 1 | 1 | 1 | 1 | 1 | 1 | 1 | 1 | 0 | 0 | 0
EOP | Charleston | 138 | No Analysis | 2 | OOS | 0 | 0 | 0 | 0 |  | 0 | [9 empty] | 0 | 0 | 0 | 0 |  | 0 | 10 | [11 empty] | 0 | 0 | 0
SCE Metro | Chevmain | 230 | Chevmain | 2 |  | 0 | 0 | 0 | 0 |  | 0 |  | N/A | N/A | N/A | N/A | N/A | N/A | N/A | N/A | 0 | 0 | 0 | 0 |  | 0 | 10 | 1 | 1 | 1 | 2 | 2 | 1 | 1 | 2 | 2 | 1 | 1 | 0 | 0 | 0
SDGE | Chicarita | 138 | No Analysis | 2 |  | 0 | 0 | 0 | 0 |  | 0 | [9 empty] | 0 | 0 | 0 | 0 |  | 0 | 10 | [11 empty] | 0 | 0 | 0
SCE Metro | Chino | 230 | Chino | 2 |  | 0 | 0 | 0 | 0 |  | 0 | 10 | 1 | 5 | 2 | 1 | 1 | 5 | 2 | 1 | 0 | 0 | 0 | 0 |  | 0 | 10 | 1 | 4 | 1 | 2 | 5 | 1 | 1 | 1 | 2 | 1 | 1 | 0 | 0 | 0
PG&E FRESNO | Chowchilla | 115 | No Analysis | 1 |  | 0 | 0 | 0 | 0 |  | 0 | [9 empty] | 0 | 0 | 0 | 0 |  | 0 | 10 | [11 empty] | 0 | 0 | 0
PG&E GBA | Christie | 60 | No Analysis | 2 |  | 0 | 0 | 0 | 0 |  | 0 | [9 empty] | 0 | 0 | 0 | 0 |  | 0 | 10 | [11 empty] | 0 | 0 | 0
PG&E GBA | Christie | 115 | No Analysis | 2 |  | 0 | 0 | 0 | 0 |  | 0 | 20 | 0 | 0 | 0 | 0 | 0 | 0 | 0 | 0 | 0 | 0 | 0 | 0 |  | 0 | 10 | [11 empty] | 0 | 0 | 0
SCE Eastern | Cielo Azul | 500 | CIELO AZUL | 2 | OOS | 0 | 0 | 0 | 0 |  | 0 |  | N/A | N/A | N/A | N/A | N/A | N/A | N/A | N/A | 500 | 2625 | 0 | 0 |  | 3125 | 10 | 2 | N/A | N/A | 2 | N/A | N/A | N/A | N/A | N/A | N/A | N/A | 0 | 0 | 0
PG&E GBA | Clay | 60 | No Analysis | 2 |  | 0 | 0 | 0 | 0 |  | 0 | [9 empty] | 0 | 0 | 0 | 0 |  | 0 | 10 | [11 empty] | 0 | 0 | 0
PG&E GBA | Clayton | 115 | Clayton | 2 |  | 0 | 0 | 0 | 0 |  | 0 |  | N/A | N/A | N/A | N/A | N/A | N/A | N/A | N/A | 0 | 0 | 0 | 0 |  | 0 | 10 | 1 | 1 | 1 | 2 | 4 | 1 | 3 | 2 | 3 | 1 | 1 | 0 | 0 | 0
PG&E NGBA | Cloverdale | 115 | Cloverdale | 2 |  | 0 | 0 | 0 | 0 |  | 0 |  | N/A | N/A | N/A | N/A | N/A | N/A | N/A | N/A | 0 | 0 | 0 | 0 |  | 0 | 10 | 1 | 1 | 1 | 2 | 5 | 2 | 1 | 2 | 3 | 2 | 1 | 46 | 25 | 71 |  | Geysers | 1 | 5 | 1 | 1 | 2 | 3 | 1 | 1
PG&E FRESNO | Clovis | 115 | No Analysis | 1 |  | 0 | 0 | 0 | 0 |  | 0 | [9 empty] | 0 | 0 | 0 | 0 |  | 0 | 10 | [11 empty] | 0 | 0 | 0
PG&E GBA | Coburn | 230 | Coburn | 2 |  | 100 | 0 | 0 | 0 |  | 100 | 10 | 1 | 1 | 1 | 1 | 1 | 2 | 1 | 1 | 0 | 0 | 0 | 0 |  | 0 | 10 | 1 | 1 | 1 | 2 | 2 | 1 | 1 | 1 | 1 | 1 | 1 | 0 | 0 | 0
PG&E GBA | Coburn | 60 | Coburn | 2 |  | 0 | 0 | 0 | 0 |  | 0 |  | N/A | N/A | N/A | N/A | N/A | N/A | N/A | N/A | 0 | 0 | 0 | 0 |  | 0 | 10 | 1 | 1 | 1 | 2 | 2 | 1 | 1 | 1 | 1 | 1 | 1 | 0 | 0 | 0
PG&E NGBA | Colgate | 230 | Colgate | 2 |  | 0 | 0 | 0 | 0 |  | 0 |  | N/A | N/A | N/A | N/A | N/A | N/A | N/A | N/A | 0 | 0 | 0 | 0 |  | 0 | 10 | 1 | 2 | 1 | 2 | 5 | 3 | 1 | 1 | 4 | 1 | 1 | 0 | 0 | 0
PG&E GBA | Collierville | 230 | No Analysis | 2 |  | 0 | 0 | 0 | 0 |  | 0 | 15 | 0 | 0 | 0 | 0 | 0 | 0 | 0 | 0 | 0 | 0 | 0 | 0 |  | 0 | 10 | [11 empty] | 0 | 0 | 0
PG&E GBA | Collinsville | 230 | No Analysis | 2 |  | 0 | 0 | 0 | 0 |  | 0 | [9 empty] | 0 | 0 | 0 | 0 |  | 0 | 10 | [11 empty] | 0 | 0 | 0
PG&E GBA | Collinsville | 500 | No Analysis | 2 |  | 0 | 0 | 0 | 0 |  | 0 | [9 empty] | 0 | 0 | 0 | 0 |  | 0 | 10 | [11 empty] | 0 | 0 | 0
SCE Eastern | Colorado River | 230 | Colorado River | 2 |  | 0 | 0 | 0 | 0 |  | 0 |  | N/A | N/A | N/A | N/A | N/A | N/A | N/A | N/A | 500 | 950 | 0 | 0 |  | 1450 | 15 | 2 | 2 | 3 | 2 | 1 | 1 | 1 | 1 | 2 | 1 | 1 | 0 | 0 | 0
SCE Eastern | Colorado River | 500 | Colorado River | 2 |  | 0 | 0 | 0 | 0 |  | 0 |  | N/A | N/A | N/A | N/A | N/A | N/A | N/A | N/A | 0 | 0 | 0 | 0 |  | 0 | 10 | 4 | 2 | 3 | 2 | 1 | 2 | 2 | 2 | 2 | 2 | 1 | 0 | 0 | 0
PG&E KERN | Columbus | 115 | Columbus | 1 |  | 0 | 0 | 0 | 0 |  | 0 | 15 | 1 | 1 | 1 | 1 | 1 | 1 | 1 | 1 | 0 | 0 | 0 | 0 |  | 0 | 10 | 1 | 1 | 1 | 1 | 2 | 2 | 1 | 1 | 2 | 1 | 1 | 0 | 0 | 0
PG&E GBA | Contra Costa | 115 | Contra Costa | 2 |  | 0 | 0 | 0 | 0 |  | 0 | 15 | 1 | 2 | 1 | 2 | 1 | 2 | 1 | 1 | 0 | 0 | 0 | 0 |  | 0 | 10 | 1 | 1 | 1 | 2 | 2 | 1 | 2 | 1 | 2 | 1 | 1 | 0 | 0 | 0
PG&E GBA | Contra Costa | 230 | Contra Costa | 2 |  | 0 | 0 | 0 | 0 |  | 0 | 15 | 1 | 2 | 1 | 2 | 1 | 2 | 1 | 1 | 0 | 0 | 0 | 0 |  | 0 | 10 | 1 | 1 | 1 | 2 | 2 | 1 | 2 | 1 | 2 | 1 | 1 | 0 | 0 | 0
PG&E GBA | Contra Costa PP | 230 | No Analysis | 2 |  | 0 | 0 | 0 | 0 |  | 0 | [9 empty] | 0 | 0 | 0 | 0 |  | 0 | 10 | [11 empty] | 0 | 0 | 0
SCE NOL | Control | 115 | Control | 2 |  | 0 | 0 | 0 | 0 |  | 0 |  | N/A | N/A | N/A | N/A | N/A | N/A | N/A | N/A | 0 | 0 | 0 | 0 |  | 0 | 10 | 1 | 1 | 1 | 2 | 5 | 1 | 1 | 1 | 1 | 2 | 1 | 9.7 | 44 | 40.7 | *minus 13 import | Mono - Long Valley | 1 | 5 | 1 | 1 | 1 | 1 | 2 | 1
SCE NOL | Control | 55 | Control | 2 | OOS | 0 | 0 | 0 | 0 |  | 0 |  | N/A | N/A | N/A | N/A | N/A | N/A | N/A | N/A | 0 | 0 | 0 | 0 |  | 0 | 10 | 0 | N/A | N/A | 2 | N/A | N/A | N/A | N/A | N/A | N/A | N/A | 0 | 0 | 0
PG&E GBA | Cooley Landing | 115 | No Analysis | 2 |  | 0 | 0 | 0 | 0 |  | 0 | 20 | 0 | 0 | 0 | 0 | 0 | 0 | 0 | 0 | 0 | 0 | 0 | 0 |  | 0 | 10 | [11 empty] | 0 | 0 | 0
PG&E GBA | Cooley Landing | 60 | No Analysis | 2 |  | 0 | 0 | 0 | 0 |  | 0 | [9 empty] | 0 | 0 | 0 | 0 |  | 0 | 10 | [11 empty] | 0 | 0 | 0
SCE NOL | Coolwater | 230 | Coolwater | 2 |  | 0 | 0 | 0 | 0 |  | 0 |  | N/A | N/A | N/A | N/A | N/A | N/A | N/A | N/A | 0 | 0 | 0 | 0 |  | 0 | 10 | 1 | 3 | 1 | 2 | 1 | 3 | 1 | 1 | 3 | 1 | 1 | 0 | 0 | 0
SCE NOL | Coolwater | 115 | Coolwater | 2 |  | 180 | 32.18 | 0 | 0 |  | 212.18 | 20 | 2 | 1 | 1 | 1 | 1 | 2 | 1 | 1 | 100 | 0 | 0 | 0 |  | 100 | 10 | 1 | 3 | 1 | 2 | 1 | 3 | 1 | 1 | 3 | 1 | 1 | 0 | 0 | 0
PG&E KERN | Copus | 70 | No Analysis | 1 |  | 0 | 0 | 0 | 0 |  | 0 | [9 empty] | 0 | 0 | 0 | 0 |  | 0 | 10 | [11 empty] | 0 | 0 | 0
PG&E FRESNO | Corcoran | 70 | Corcoran | 1 |  | 0 | 0 | 0 | 0 |  | 0 |  | N/A | N/A | N/A | N/A | N/A | N/A | N/A | N/A | 0 | 0 | 0 | 0 |  | 0 | 10 | 1 | 1 | 1 | 1 | 1 | 1 | 1 | 1 | 1 | 1 | 1 | 0 | 0 | 0
PG&E FRESNO | Corcoran | 115 | Corcoran | 1 |  | 0 | 0 | 0 | 0 |  | 0 |  | N/A | N/A | N/A | N/A | N/A | N/A | N/A | N/A | 0 | 0 | 0 | 0 |  | 0 | 10 | 1 | 1 | 1 | 1 | 1 | 1 | 1 | 1 | 1 | 1 | 1 | 0 | 0 | 0
PG&E NGBA | Corona | 115 | No Analysis | 2 |  | 0 | 0 | 0 | 0 |  | 0 | [9 empty] | 0 | 0 | 0 | 0 |  | 0 | 10 | [11 empty] | 0 | 0 | 0
PG&E NGBA | Cortina | 230 | Cortina | 2 |  | 0 | 0 | 0 | 0 |  | 0 |  | N/A | N/A | N/A | N/A | N/A | N/A | N/A | N/A | 0 | 0 | 0 | 0 |  | 0 | 10 | 2 | 1 | 1 | 2 | 2 | 1 | 1 | 1 | 3 | 1 | 1 | 0 | 0 | 0
PG&E NGBA | Cortina | 115 | Cortina | 2 |  | 0 | 0 | 0 | 0 |  | 0 |  | N/A | N/A | N/A | N/A | N/A | N/A | N/A | N/A | 50 | 80 | 0 | 0 |  | 130 | 10 | 2 | 1 | 1 | 2 | 2 | 1 | 1 | 1 | 3 | 1 | 1 | 0 | 0 | 0
PG&E GBA | Cottle | 230 | No Analysis | 1 |  | 0 | 0 | 0 | 0 |  | 0 | [9 empty] | 0 | 0 | 0 | 0 |  | 0 | 10 | [11 empty] | 0 | 0 | 0
PG&E NGBA | Cottonwood | 115 | Cottonwood | 2 |  | 0 | 0 | 0 | 0 |  | 0 |  | N/A | N/A | N/A | N/A | N/A | N/A | N/A | N/A | 0 | 0 | 0 | 0 |  | 0 | 10 | 1 | 3 | 1 | 2 | 3 | 1 | 1 | 1 | 2 | 1 | 1 | 0 | 0 | 0
PG&E NGBA | Cottonwood | 230 | Cottonwood | 2 |  | 0 | 0 | 0 | 0 |  | 0 |  | N/A | N/A | N/A | N/A | N/A | N/A | N/A | N/A | 0 | 0 | 0 | 0 |  | 0 | 10 | 1 | 3 | 1 | 2 | 3 | 1 | 1 | 1 | 2 | 1 | 1 | 0 | 0 | 0
PG&E NGBA | Cottonwood | 60 | Cottonwood | 2 |  | 0 | 0 | 0 | 0 |  | 0 |  | N/A | N/A | N/A | N/A | N/A | N/A | N/A | N/A | 0 | 0 | 0 | 0 |  | 0 | 10 | 1 | 3 | 1 | 2 | 3 | 1 | 1 | 1 | 2 | 1 | 1 | 0 | 0 | 0
PG&E NGBA | Cove Road | 230 | Cove Rd | 2 |  | 0 | 0 | 0 | 0 |  | 0 |  | N/A | N/A | N/A | N/A | N/A | N/A | N/A | N/A | 0 | 0 | 0 | 0 |  | 0 | 10 | 1 | 1 | 1 | 2 | 5 | 2 | 1 | 1 | 2 | 2 | 1 | 0 | 0 | 0
PG&E GBA | Coyote | 230 | Coyote | 2 |  | 0 | 0 | 0 | 0 |  | 0 |  | N/A | N/A | N/A | N/A | N/A | N/A | N/A | N/A | 0 | 0 | 0 | 0 |  | 0 | 10 | 1 | 1 | 1 | 2 | 5 | 3 | 1 | 1 | 3 | 2 | 1 | 0 | 0 | 0
PG&E GBA | Crazy Horse Canyon | 115 | No Analysis | 1 |  | 0 | 0 | 0 | 0 |  | 0 | [9 empty] | 0 | 0 | 0 | 0 |  | 0 | 10 | [11 empty] | 0 | 0 | 0
SDGE | Creelman | 69 | No Analysis | 2 |  | 0 | 0 | 0 | 0 |  | 0 | [9 empty] | 0 | 0 | 0 | 0 |  | 0 | 10 | [11 empty] | 0 | 0 | 0
PG&E FRESNO | Crescent | 70 | Helm | 1 |  | 0 | 0 | 0 | 0 |  | 0 | [9 empty] | 0 | 35 | 0 | 0 |  | 35 | 10 | 1 | 1 | 1 | 1 | 1 | 1 | 1 | 1 | 1 | 1 | 1 | 0 | 0 | 0
PG&E FRESNO | Cressey | 115 | No Analysis | 1 |  | 0 | 0 | 0 | 0 |  | 0 | [9 empty] | 0 | 0 | 0 | 0 |  | 0 | 10 | [11 empty] | 0 | 0 | 0
PG&E NGBA | Cresta | 230 | No Analysis | 2 |  | 0 | 0 | 0 | 0 |  | 0 | [9 empty] | 0 | 0 | 0 | 0 |  | 0 | 10 | [11 empty] | 0 | 0 | 0
SDGE | Crestwood | 69 | No Analysis | 2 |  | 0 | 0 | 0 | 0 |  | 0 | [9 empty] | 0 | 0 | 0 | 0 |  | 0 | 10 | [11 empty] | 0 | 0 | 0
PG&E GBA | Crow Creek | 60 | Crow Creek | 1 |  | 0 | 0 | 0 | 0 |  | 0 |  | N/A | N/A | N/A | N/A | N/A | N/A | N/A | N/A | 0 | 0 | 0 | 0 |  | 0 | 10 | 1 | 1 | 1 | 1 | 2 | 1 | 1 | 1 | 2 | 1 | 1 | 0 | 0 | 0
PG&E GBA | Crows Landing | 60 | No Analysis | 1 |  | 0 | 0 | 0 | 0 |  | 0 | [9 empty] | 0 | 0 | 0 | 0 |  | 0 | 10 | [11 empty] | 0 | 0 | 0
PG&E GBA | Curtis | 115 | Curtis | 2 |  | 0 | 0 | 0 | 0 |  | 0 |  | N/A | N/A | N/A | N/A | N/A | N/A | N/A | N/A | 0 | 0 | 0 | 0 |  | 0 | 10 | 1 | 2 | 1 | 2 | 5 | 1 | 1 | 1 | 3 | 2 | 1 | 0 | 0 | 0
PG&E FRESNO | Dairyland | 115 | Dairyland | 1 |  | 0 | 0 | 0 | 0 |  | 0 |  | N/A | N/A | N/A | N/A | N/A | N/A | N/A | N/A | 0 | 0 | 0 | 0 |  | 0 | 10 | 1 | 1 | 1 | 1 | 1 | 1 | 1 | 1 | 1 | 1 | 1 | 0 | 0 | 0
PG&E NGBA | Davis | 115 | Davis | 2 |  | 0 | 0 | 0 | 0 |  | 0 |  | N/A | N/A | N/A | N/A | N/A | N/A | N/A | N/A | 20 | 80 | 0 | 0 |  | 100 | 10 | 1 | 1 | 3 | 2 | 1 | 1 | 1 | 1 | 1 | 1 | 1 | 0 | 0 | 0
SCE Metro | Del Amo | 500 | Del Amo | 2 |  | 0 | 0 | 0 | 0 |  | 0 |  | N/A | N/A | N/A | N/A | N/A | N/A | N/A | N/A | 0 | 0 | 0 | 0 |  | 0 | 10 | 1 | 3 | 1 | 2 | 1 | 1 | 1 | 1 | 1 | 1 | 1 | 0 | 0 | 0
SCE Metro | Del Amo | 230 | Del Amo | 2 |  | 0 | 0 | 0 | 0 |  | 0 |  | N/A | N/A | N/A | N/A | N/A | N/A | N/A | N/A | 0 | 0 | 0 | 0 |  | 0 | 10 | 1 | 3 | 1 | 2 | 1 | 1 | 1 | 1 | 1 | 1 | 1 | 0 | 0 | 0
SCE Eastern | Delaney | 500 | Delaney | 2 | OOS | 0 | 0 | 0 | 0 |  | 0 |  | N/A | N/A | N/A | N/A | N/A | N/A | N/A | N/A | 150 | 250 | 0 | 0 |  | 400 | 10 | 1 | N/A | N/A | 2 | N/A | N/A | N/A | N/A | N/A | N/A | N/A | 0 | 0 | 0
PG&E NGBA | Delevan | 230 | Delevan | 2 |  | 0 | 0 | 0 | 0 |  | 0 |  | N/A | N/A | N/A | N/A | N/A | N/A | N/A | N/A | 199.4 | 400 | 0 | 0 |  | 599.4 | 10 | 2 | 1 | 1 | 2 | 1 | 1 | 1 | 1 | 2 | 1 | 1 | 0 | 0 | 0
PG&E GBA | Delta PP | 230 | Delta Switching Yard | 2 |  | 0 | 0 | 0 | 0 |  | 0 |  | N/A | N/A | N/A | N/A | N/A | N/A | N/A | N/A | 0 | 0 | 0 | 0 |  | 0 | 10 | 1 | 1 | 1 | 2 | 2 | 2 | 1 | 2 | 2 | 1 | 1 | 0 | 0 | 0
EOP | Desert View | 230 | Desert View | 2 | OOS | 0 | 0 | 0 | 0 |  | 0 |  | N/A | N/A | N/A | N/A | N/A | N/A | N/A | N/A | 0 | 400 | 0 | 0 |  | 400 | 15 | 1 | N/A | N/A | 2 | N/A | N/A | N/A | N/A | N/A | N/A | N/A | 0 | 0 | 0
SCE Eastern | Devers | 230 | Devers | 2 |  | 287.5 | 37 | 0 | 0 | 90 | 234.5 | 20 | 3 | 5 | 2 | 1 | 2 | 2 | 2 | 1 | 50 | 180 | 0 | 0 |  | 230 | 10 | 2 | 5 | 1 | 2 | 2 | 1 | 2 | 1 | 2 | 1 | 1 | 0 | 0 | 0
SCE Eastern | Devers | 500 | Devers | 2 |  | 0 | 0 | 0 | 0 |  | 0 |  | N/A | N/A | N/A | N/A | N/A | N/A | N/A | N/A | 0 | 0 | 0 | 0 |  | 0 | 10 | 2 | 5 | 1 | 2 | 2 | 1 | 2 | 1 | 2 | 1 | 1 | 0 | 0 | 0
PG&E KERN | Diablo Canyon | 230 | Diablo | 2 |  | 0 | 0 | 0 | 0 |  | 0 |  | N/A | N/A | N/A | N/A | N/A | N/A | N/A | N/A | 0 | 0 | 0 | 0 |  | 0 | 10 | 1 | 1 | 1 | 2 | 5 | 1 | 1 | 3 | 3 | 1 | 1 | 0 | 0 | 0
PG&E KERN | Diablo Canyon | 500 | Diablo | 2 |  | 0 | 0 | 0 | 0 |  | 0 |  | N/A | N/A | N/A | N/A | N/A | N/A | N/A | N/A | 0 | 0 | 0 | 0 |  | 0 | 10 | 1 | 1 | 1 | 2 | 5 | 1 | 1 | 3 | 3 | 1 | 1 | 0 | 0 | 0
PG&E KERN | Divide | 115 | No Analysis | 2 |  | 0 | 0 | 0 | 0 |  | 0 | 10 | 0 | 0 | 0 | 0 | 0 | 0 | 0 | 0 | 0 | 0 | 0 | 0 |  | 0 | 10 | [11 empty] | 0 | 0 | 0
PG&E GBA | Dixon Landing | 115 | No Analysis | 2 |  | 0 | 0 | 0 | 0 |  | 0 | [9 empty] | 0 | 0 | 0 | 0 |  | 0 | 10 | [11 empty] | 0 | 0 | 0
PG&E FRESNO | Dos Amigos | 230 | No Analysis | 1 |  | 0 | 0 | 0 | 0 |  | 0 | [9 empty] | 0 | 0 | 0 | 0 |  | 0 | 10 | [11 empty] | 0 | 0 | 0
PG&E NGBA | Drum | 115 | Drum | 2 |  | 0 | 0 | 0 | 0 |  | 0 |  | N/A | N/A | N/A | N/A | N/A | N/A | N/A | N/A | 0 | 0 | 0 | 0 |  | 0 | 10 | 1 | 1 | 1 | 2 | 5 | 1 | 1 | 1 | 1 | 1 | 1 | 0 | 0 | 0
PG&E GBA | Dumbarton | 115 | No Analysis | 2 |  | 0 | 0 | 0 | 0 |  | 0 | [9 empty] | 0 | 0 | 0 | 0 |  | 0 | 10 | [11 empty] | 0 | 0 | 0
SCE NOL | Dunn Siding | 115 | No Analysis | 2 |  | 0 | 0 | 0 | 0 |  | 0 | [9 empty] | 0 | 0 | 0 | 0 |  | 0 | 10 | [11 empty] | 0 | 0 | 0
SCE Eastern | Eagle Mountain | 230 | No Analysis | 2 |  | 0 | 0 | 0 | 0 |  | 0 | [9 empty] | 0 | 0 | 0 | 0 |  | 0 | 10 | [11 empty] | 0 | 0 | 0
PG&E NGBA | Eagle Rock (PGE) | 60 | Eagle Rock | 2 |  | 0 | 0 | 0 | 0 |  | 0 |  | N/A | N/A | N/A | N/A | N/A | N/A | N/A | N/A | 0 | 0 | 0 | 0 |  | 0 | 10 | 1 | 1 | 1 | 2 | 5 | 2 | 2 | 3 | 4 | 1 | 1 | 0 | 0 | 0
PG&E NGBA | Eagle Rock (PGE) | 115 | Eagle Rock | 2 |  | 98 | 33.2 | 0 | 0 |  | 131.2 | 15 | 4 | 5 | 2 | 1 | 3 | 5 | 1 | 1 | 0 | 0 | 0 | 0 |  | 0 | 10 | 1 | 1 | 1 | 2 | 5 | 2 | 2 | 3 | 4 | 1 | 1 | 46 | 0 | 46 |  | Geysers | 1 | 5 | 1 | 1 | 2 | 3 | 1 | 1
SCE Metro | Eagle Rock (SCE) | 230 | No Analysis | 2 |  | 0 | 0 | 0 | 0 |  | 0 | 10 | 0 | 0 | 0 | 0 | 0 | 0 | 0 | 0 | 0 | 0 | 0 | 0 |  | 0 | 10 | [11 empty] | 0 | 0 | 0
PG&E NGBA | East Marysville | 115 | East Marysville | 2 |  | 0 | 0 | 0 | 0 |  | 0 |  | N/A | N/A | N/A | N/A | N/A | N/A | N/A | N/A | 0 | 0 | 0 | 0 |  | 0 | 10 | 1 | 2 | 1 | 2 | 1 | 1 | 1 | 1 | 2 | 1 | 1 | 0 | 0 | 0
PG&E NGBA | East Nicolaus | 115 | No Analysis | 2 |  | 0 | 0 | 0 | 0 |  | 0 | [9 empty] | 0 | 0 | 0 | 0 |  | 0 | 10 | [11 empty] | 0 | 0 | 0
PG&E NGBA | East Nicolaus | 60 | No Analysis | 2 |  | 0 | 0 | 0 | 0 |  | 0 | [9 empty] | 0 | 0 | 0 | 0 |  | 0 | 10 | [11 empty] | 0 | 0 | 0
PG&E GBA | Eastshore | 115 | East Shore | 2 |  | 0 | 0 | 0 | 0 |  | 0 |  | N/A | N/A | N/A | N/A | N/A | N/A | N/A | N/A | 0 | 0 | 0 | 0 |  | 0 | 10 | 1 | 4 | 1 | 2 | 5 | 1 | 1 | 2 | 3 | 1 | 1 | 0 | 0 | 0
PG&E GBA | Eastshore | 230 | East Shore | 2 |  | 0 | 0 | 0 | 0 |  | 0 |  | N/A | N/A | N/A | N/A | N/A | N/A | N/A | N/A | 0 | 0 | 0 | 0 |  | 0 | 10 | 1 | 4 | 1 | 2 | 5 | 1 | 1 | 2 | 3 | 1 | 1 | 0 | 0 | 0
SDGE | ECO | 138 | ECO | 2 |  | 0 | 0 | 0 | 0 |  | 0 |  | N/A | N/A | N/A | N/A | N/A | N/A | N/A | N/A | 0 | 0 | 0 | 0 |  | 0 | 10 | 1 | 2 | 1 | 2 | 3 | 1 | 1 | 1 | 2 | 1 | 1 | 0 | 0 | 0
SDGE | ECO | 230 | OOS (Baja Mexico) | 2 | OOS (Baja Mexico) | 300 | 52.5 | 0 | 0 |  | 352.5 | 20 | 0 | 0 | 0 | 0 | 0 | 0 | 0 | 0 | 0 | 0 | 0 | 0 |  | 0 | 10 | 0 | 0 | 0 | 2 | 0 | 0 | 0 | 0 | 0 | 0 | 0 | 0 | 0 | 0
SDGE | ECO | 500 | OOS (Baja Mexico) | 2 | OOS (Baja Mexico) | 600 | 400 | 0 | 0 |  | 1000 | 20 | 0 | 0 | 0 | 0 | 0 | 0 | 0 | 0 | 0 | 0 | 0 | 0 |  | 0 | 10 | 0 | 0 | 0 | 2 | 0 | 0 | 0 | 0 | 0 | 0 | 0 | 0 | 0 | 0
PG&E GBA | Edenvale | 115 | No Analysis | 2 |  | 0 | 0 | 0 | 0 |  | 0 | [9 empty] | 0 | 0 | 0 | 0 |  | 0 | 10 | [11 empty] | 0 | 0 | 0
PG&E GBA | Edes | 115 | No Analysis | 2 |  | 0 | 0 | 0 | 0 |  | 0 | [9 empty] | 0 | 0 | 0 | 0 |  | 0 | 10 | [11 empty] | 0 | 0 | 0
PG&E GBA | Eight Mile | 230 | Eight Mile | 1 |  | 0 | 0 | 0 | 0 |  | 0 |  | N/A | N/A | N/A | N/A | N/A | N/A | N/A | N/A | 0 | 0 | 0 | 0 |  | 0 | 10 | 1 | 2 | 2 | 1 | 1 | 1 | 1 | 1 | 1 | 1 | 1 | 0 | 0 | 0
SDGE | El Cajon | 69 | No Analysis | 2 |  | 0 | 0 | 0 | 0 |  | 0 |  | N/A | N/A | N/A | N/A | N/A | N/A | N/A | N/A | 0 | 0 | 0 | 0 |  | 0 | 10 | [11 empty] | 0 | 0 | 0
SCE Eastern | El Casco | 230 | El Casco | 2 |  | 0 | 0 | 0 | 0 |  | 0 |  | N/A | N/A | N/A | N/A | N/A | N/A | N/A | N/A | 0 | 0 | 0 | 0 |  | 0 | 10 | 1 | 2 | 1 | 2 | 5 | 1 | 1 | 2 | 3 | 1 | 1 | 0 | 0 | 0
PG&E GBA | El Cerrito G | 115 | No Analysis | 2 |  | 0 | 0 | 0 | 0 |  | 0 | [9 empty] | 0 | 0 | 0 | 0 |  | 0 | 10 | [11 empty] | 0 | 0 | 0
PG&E NGBA | El Dorado PH | 115 | No Analysis | 2 |  | 0 | 0 | 0 | 0 |  | 0 | [9 empty] | 0 | 0 | 0 | 0 |  | 0 | 10 | [11 empty] | 0 | 0 | 0
PG&E FRESNO | El Nido (PGE) | 115 | No Analysis | 1 |  | 0 | 0 | 0 | 0 |  | 0 | [9 empty] | 0 | 0 | 0 | 0 |  | 0 | 10 | [11 empty] | 0 | 0 | 0
SCE Metro | El Nido (SCE) | 230 | El Nido | 2 |  | 0 | 0 | 0 | 0 |  | 0 |  | N/A | N/A | N/A | N/A | N/A | N/A | N/A | N/A | 0 | 0 | 0 | 0 |  | 0 | 10 | 1 | 1 | 1 | 2 | 2 | 1 | 1 | 2 | 2 | 1 | 1 | 0 | 0 | 0
PG&E GBA | El Patio | 115 | No Analysis | 2 |  | 0 | 0 | 0 | 0 |  | 0 | [9 empty] | 0 | 0 | 0 | 0 |  | 0 | 10 | [11 empty] | 0 | 0 | 0
SCE Metro | El Segundo | 230 | El Segundo | 2 |  | 0 | 0 | 0 | 0 |  | 0 |  | N/A | N/A | N/A | N/A | N/A | N/A | N/A | N/A | 0 | 0 | 0 | 0 |  | 0 | 10 | 1 | 1 | 1 | 2 | 1 | 1 | 1 | 2 | 2 | 1 | 1 | 0 | 0 | 0
EOP | Eldorado | 230 | Eldorado | 2 | OOS | 0 | 0 | 0 | 0 |  | 0 |  | N/A | N/A | N/A | N/A | N/A | N/A | N/A | N/A | 0 | 0 | 0 | 0 |  | 0 | 10 | 1 | N/A | N/A | 2 | N/A | N/A | N/A | N/A | N/A | N/A | N/A | 128.3 | 83 | 211.3 |  | OOS | N/A | N/A | N/A | N/A | N/A | N/A | N/A | N/A
EOP | Eldorado | 500 | Eldorado | 2 | OOS | 0 | 0 | 0 | 0 |  | 0 |  | N/A | N/A | N/A | N/A | N/A | N/A | N/A | N/A | 0 | 0 | 0 | 0 |  | 0 | 10 | 1 | N/A | N/A | 2 | N/A | N/A | N/A | N/A | N/A | N/A | N/A | 0 | 0 | 0
SCE Northern | Elizabeth Lake | 66 | No Analysis | 2 |  | 0 | 0 | 0 | 0 |  | 0 | [9 empty] | 0 | 0 | 0 | 0 |  | 0 | 10 | [11 empty] | 0 | 0 | 0
PG&E KERN | Elk Hills | 230 | Elk Hills | 1 |  | 0 | 0 | 0 | 0 |  | 0 |  | N/A | N/A | N/A | N/A | N/A | N/A | N/A | N/A | 0 | 0 | 0 | 0 |  | 0 | 10 | 1 | 1 | 1 | 1 | 1 | 1 | 2 | 4 | 4 | 1 | 1 | 0 | 0 | 0
SDGE | Elliot | 69 | No Analysis | 2 |  | 0 | 0 | 0 | 0 |  | 0 | [9 empty] | 0 | 0 | 0 | 0 |  | 0 | 10 | [11 empty] | 0 | 0 | 0
SCE Metro | Ellis | 230 | Ellis | 2 |  | 0 | 0 | 0 | 0 |  | 0 |  | N/A | N/A | N/A | N/A | N/A | N/A | N/A | N/A | 0 | 0 | 0 | 0 |  | 0 | 10 | 1 | 4 | 1 | 2 | 2 | 1 | 1 | 4 | 5 | 1 | 1 | 0 | 0 | 0
SDGE | Encina | 138 | Encina | 2 |  | 0 | 0 | 0 | 0 |  | 0 |  | N/A | N/A | N/A | N/A | N/A | N/A | N/A | N/A | 0 | 0 | 0 | 0 |  | 0 | 10 | 1 | 1 | 1 | 2 | 2 | 1 | 2 | 2 | 3 | 1 | 1 | 0 | 0 | 0
SDGE | Encina | 230 | Encina | 2 |  | 0 | 0 | 0 | 0 |  | 0 | 10 | 1 | 1 | 1 | 4 | 4 | 4 | 1 | 1 | 0 | 0 | 0 | 0 |  | 0 | 10 | 1 | 1 | 1 | 2 | 2 | 1 | 2 | 2 | 3 | 1 | 1 | 0 | 0 | 0
SDGE | Escondido | 230 | Escondido | 2 |  | 0 | 0 | 0 | 0 |  | 0 |  | N/A | N/A | N/A | N/A | N/A | N/A | N/A | N/A | 0 | 0 | 0 | 0 |  | 0 | 10 | 1 | 4 | 1 | 2 | 5 | 1 | 1 | 1 | 2 | 1 | 1 | 0 | 0 | 0
SDGE | Escondido | 69 | Escondido | 2 |  | 0 | 0 | 0 | 0 |  | 0 |  | N/A | N/A | N/A | N/A | N/A | N/A | N/A | N/A | 0 | 0 | 0 | 0 |  | 0 | 10 | 1 | 4 | 1 | 2 | 5 | 1 | 1 | 1 | 2 | 1 | 1 | 0 | 0 | 0
PG&E KERN | Estrella | 230 | No Analysis | 1 |  | 0 | 0 | 0 | 0 |  | 0 | [9 empty] | 0 | 0 | 0 | 0 |  | 0 | 10 | [11 empty] | 0 | 0 | 0
SCE Eastern | Etiwanda | 230 | Etiwanda | 2 |  | 0 | 0 | 0 | 0 |  | 0 |  | N/A | N/A | N/A | N/A | N/A | N/A | N/A | N/A | 0 | 0 | 0 | 0 |  | 0 | 10 | 1 | 4 | 1 | 2 | 4 | 1 | 1 | 1 | 1 | 1 | 1 | 0 | 0 | 0
PG&E GBA | Evergreen | 115 | No Analysis | 2 |  | 0 | 0 | 0 | 0 |  | 0 | [9 empty] | 0 | 0 | 0 | 0 |  | 0 | 10 | [11 empty] | 0 | 0 | 0
PG&E GBA | Evergreen | 60 | No Analysis | 2 |  | 0 | 0 | 0 | 0 |  | 0 | [9 empty] | 0 | 0 | 0 | 0 |  | 0 | 10 | [11 empty] | 0 | 0 | 0
PG&E FRESNO | Excelsior | 115 | Excelsior | 1 |  | 0 | 0 | 0 | 0 |  | 0 |  | N/A | N/A | N/A | N/A | N/A | N/A | N/A | N/A | 0 | 0 | 0 | 0 |  | 0 | 10 | 1 | 1 | 2 | 1 | 1 | 1 | 1 | 1 | 1 | 1 | 1 | 0 | 0 | 0
PG&E FRESNO | Exchequer | 115 | No Analysis | 1 |  | 0 | 0 | 0 | 0 |  | 0 | [9 empty] | 0 | 0 | 0 | 0 |  | 0 | 10 | [11 empty] | 0 | 0 | 0
PG&E KERN | Fairway | 115 | No Analysis | 2 |  | 0 | 0 | 0 | 0 |  | 0 | [9 empty] | 0 | 0 | 0 | 0 |  | 0 | 10 | [11 empty] | 0 | 0 | 0
PG&E KERN | Famoso | 115 | No Analysis | 1 |  | 0 | 0 | 0 | 0 |  | 0 | [9 empty] | 0 | 0 | 0 | 0 |  | 0 | 10 | [11 empty] | 0 | 0 | 0
PG&E NGBA | Fern Road | 500 | No Analysis | 2 |  | 0 | 0 | 0 | 0 |  | 0 | [9 empty] | 0 | 0 | 0 | 0 |  | 0 | 10 | [11 empty] | 0 | 0 | 0
PG&E GBA | Fibreboard (SPI Sonora) | 115 | No Analysis | 2 |  | 0 | 0 | 0 | 0 |  | 0 | 15 | 0 | 0 | 0 | 0 | 0 | 0 | 0 | 0 | 0 | 0 | 0 | 0 |  | 0 | 10 | [11 empty] | 0 | 0 | 0
PG&E FRESNO | Figarden | 230 | No Analysis | 1 |  | 0 | 0 | 0 | 0 |  | 0 | [9 empty] | 0 | 0 | 0 | 0 |  | 0 | 10 | [11 empty] | 0 | 0 | 0
PG&E FRESNO | Fink | 230 | Fink (Proposed) | 1 |  | 0 | 0 | 0 | 0 |  | 0 |  | N/A | N/A | N/A | N/A | N/A | N/A | N/A | N/A | 30 | 110 | 0 | 0 |  | 140 | 10 | 1 | 1 | 1 | 1 | 2 | 1 | 1 | 1 | 2 | 1 | 1 | 0 | 0 | 0
PG&E NGBA | Fitch Mountain | 60 | No Analysis | 2 |  | 0 | 0 | 0 | 0 |  | 0 | [9 empty] | 0 | 0 | 0 | 0 |  | 0 | 10 | [11 empty] | 0 | 0 | 0
PG&E GBA | FMC | 115 | No Analysis | 2 |  | 0 | 0 | 0 | 0 |  | 0 | [9 empty] | 0 | 0 | 0 | 0 |  | 0 | 10 | [11 empty] | 0 | 0 | 0
PG&E GBA | Fremont | 115 | No Analysis | 2 |  | 0 | 0 | 0 | 0 |  | 0 | [9 empty] | 0 | 0 | 0 | 0 |  | 0 | 10 | [11 empty] | 0 | 0 | 0
PG&E GBA | French Camp | 60 | No Analysis | 1 |  | 0 | 0 | 0 | 0 |  | 0 | [9 empty] | 0 | 0 | 0 | 0 |  | 0 | 10 | [11 empty] | 0 | 0 | 0
PG&E GBA | Frogtown | 115 | No Analysis | 2 |  | 0 | 0 | 0 | 0 |  | 0 | [9 empty] | 0 | 0 | 0 | 0 |  | 0 | 10 | [11 empty] | 0 | 0 | 0
PG&E NGBA | Fulton | 115 | Fulton | 2 |  | 0 | 0 | 0 | 0 |  | 0 |  | N/A | N/A | N/A | N/A | N/A | N/A | N/A | N/A | 0 | 0 | 0 | 0 |  | 0 | 10 | 1 | 3 | 1 | 2 | 5 | 1 | 2 | 3 | 4 | 1 | 1 | 0 | 0 | 0
PG&E NGBA | Fulton | 230 | Fulton | 2 |  | 0 | 0 | 0 | 0 |  | 0 |  | N/A | N/A | N/A | N/A | N/A | N/A | N/A | N/A | 0 | 0 | 0 | 0 |  | 0 | 10 | 1 | 3 | 1 | 2 | 5 | 1 | 2 | 3 | 4 | 1 | 1 | 54 | 0 | 54 |  | Geysers | 1 | 5 | 1 | 1 | 2 | 3 | 1 | 1
PG&E NGBA | Fulton | 60 | Fulton | 2 |  | 0 | 0 | 0 | 0 |  | 0 |  | N/A | N/A | N/A | N/A | N/A | N/A | N/A | N/A | 0 | 0 | 0 | 0 |  | 0 | 10 | 1 | 3 | 1 | 2 | 5 | 1 | 2 | 3 | 4 | 1 | 1 | 0 | 0 | 0
PG&E KERN | Ganso | 115 | No Analysis | 1 |  | 0 | 0 | 0 | 0 |  | 0 | [9 empty] | 0 | 0 | 0 | 0 |  | 0 | 10 | [11 empty] | 0 | 0 | 0
PG&E FRESNO | Gates | 230 | Gates | 1 |  | 0 | 0 | 0 | 0 |  | 0 |  | N/A | N/A | N/A | N/A | N/A | N/A | N/A | N/A | 859.5 | 1010.5 | 0 | 0 |  | 1870 | 15 | 2 | 1 | 3 | 1 | 1 | 1 | 1 | 1 | 1 | 1 | 1 | 0 | 0 | 0
PG&E FRESNO | Gates | 500 | Gates | 1 |  | 0 | 0 | 0 | 0 |  | 0 |  | N/A | N/A | N/A | N/A | N/A | N/A | N/A | N/A | 0 | 0 | 0 | 0 |  | 0 | 10 | 4 | 2 | 3 | 1 | 1 | 1 | 1 | 1 | 1 | 1 | 1 | 0 | 0 | 0
PG&E NGBA | Geysers 12 | 230 | Geysers | 2 |  | 0 | 0 | 0 | 0 |  | 0 |  | N/A | N/A | N/A | N/A | N/A | N/A | N/A | N/A | 0 | 0 | 0 | 0 |  | 0 | 10 | 1 | 1 | 1 | 2 | 5 | 2 | 2 | 3 | 5 | 1 | 1 | 0 | 0 | 0
PG&E NGBA | Geysers 17 | 230 | Geysers | 2 |  | 0 | 0 | 0 | 0 |  | 0 |  | N/A | N/A | N/A | N/A | N/A | N/A | N/A | N/A | 0 | 0 | 0 | 0 |  | 0 | 10 | 1 | 1 | 1 | 2 | 5 | 2 | 2 | 3 | 5 | 1 | 1 | 19.5 | 0 | 19.5 |  | Geysers | 1 | 5 | 1 | 1 | 2 | 3 | 1 | 1
PG&E NGBA | Geysers 3 | 115 | Geysers | 2 |  | 0 | 0 | 0 | 0 |  | 0 |  | N/A | N/A | N/A | N/A | N/A | N/A | N/A | N/A | 0 | 0 | 0 | 0 |  | 0 | 10 | 1 | 1 | 1 | 2 | 5 | 2 | 2 | 3 | 5 | 1 | 1 | 0 | 0 | 0
PG&E NGBA | Glenn | 230 | Glenn | 2 |  | 166.5 | 36 | 0 | 0 |  | 202.5 | 10 | 1 | 1 | 2 | 1 | 1 | 2 | 1 | 1 | 100 | 170 | 0 | 0 |  | 270 | 10 | 1 | 1 | 2 | 2 | 1 | 2 | 1 | 1 | 2 | 1 | 1 | 0 | 0 | 0
PG&E NGBA | Glenn | 60 | Glenn | 2 |  | 0 | 0 | 0 | 0 |  | 0 |  | N/A | N/A | N/A | N/A | N/A | N/A | N/A | N/A | 0 | 0 | 0 | 0 |  | 0 | 10 | 1 | 1 | 2 | 2 | 1 | 2 | 1 | 1 | 2 | 1 | 1 | 0 | 0 | 0
PG&E NGBA | Gold Hill | 115 | Gold Hill | 2 |  | 0 | 0 | 0 | 0 |  | 0 |  | N/A | N/A | N/A | N/A | N/A | N/A | N/A | N/A | 0 | 0 | 0 | 0 |  | 0 | 10 | 1 | 4 | 1 | 2 | 4 | 1 | 1 | 1 | 2 | 2 | 1 | 0 | 0 | 0
PG&E NGBA | Gold Hill | 230 | Gold Hill | 2 |  | 0 | 0 | 0 | 0 |  | 0 | 10 | 1 | 1 | 1 | 1 | 1 | 1 | 1 | 1 | 0 | 0 | 0 | 0 |  | 0 | 10 | 1 | 4 | 1 | 2 | 4 | 1 | 1 | 1 | 2 | 2 | 1 | 0 | 0 | 0
SCE Northern | Goleta | 230 | Goleta | 2 |  | 0 | 0 | 0 | 0 |  | 0 |  | N/A | N/A | N/A | N/A | N/A | N/A | N/A | N/A | 0 | 0 | 0 | 0 |  | 0 | 10 | 1 | 1 | 1 | 2 | 5 | 1 | 1 | 1 | 1 | 2 | 1 | 0 | 0 | 0
SCE Metro | Goodrich | 230 | Goodrich | 2 |  | 0 | 0 | 0 | 0 |  | 0 |  | N/A | N/A | N/A | N/A | N/A | N/A | N/A | N/A | 0 | 0 | 0 | 0 |  | 0 | 10 | 1 | 1 | 1 | 2 | 5 | 1 | 2 | 1 | 2 | 2 | 1 | 0 | 0 | 0
PG&E KERN | Goose Lake | 115 | Goose Lake | 1 |  | 0 | 0 | 0 | 0 |  | 0 |  | N/A | N/A | N/A | N/A | N/A | N/A | N/A | N/A | 0 | 0 | 0 | 0 |  | 0 | 10 | 1 | 1 | 1 | 1 | 1 | 1 | 1 | 1 | 2 | 1 | 1 | 0 | 0 | 0
SCE Metro | Gould | 230 | Gould | 2 |  | 0 | 0 | 0 | 0 |  | 0 |  | N/A | N/A | N/A | N/A | N/A | N/A | N/A | N/A | 0 | 0 | 0 | 0 |  | 0 | 10 | 1 | 1 | 1 | 2 | 5 | 1 | 1 | 1 | 1 | 3 | 1 | 0 | 0 | 0
PG&E NGBA | Grand Island | 115 | Grand Island | 1 |  | 0 | 0 | 0 | 0 |  | 0 |  | N/A | N/A | N/A | N/A | N/A | N/A | N/A | N/A | 0 | 0 | 0 | 0 |  | 0 | 10 | 1 | 1 | 1 | 1 | 1 | 1 | 1 | 1 | 1 | 1 | 1 | 0 | 0 | 0
SDGE | Granite | 69 | No Analysis | 2 |  | 0 | 0 | 0 | 0 |  | 0 | [9 empty] | 0 | 0 | 0 | 0 |  | 0 | 10 | [11 empty] | 0 | 0 | 0
PG&E GBA | Grant | 115 | No Analysis | 2 |  | 0 | 0 | 0 | 0 |  | 0 | [9 empty] | 0 | 0 | 0 | 0 |  | 0 | 10 | [11 empty] | 0 | 0 | 0
PG&E GBA | Green Valley | 115 | No Analysis | 1 |  | 0 | 0 | 0 | 0 |  | 0 | [9 empty] | 0 | 0 | 0 | 0 |  | 0 | 10 | [11 empty] | 0 | 0 | 0
PG&E NGBA | Greenleaf 1 | 115 | No Analysis | 2 |  | 0 | 0 | 0 | 0 |  | 0 | [9 empty] | 0 | 0 | 0 | 0 |  | 0 | 10 | [11 empty] | 0 | 0 | 0
PG&E FRESNO | Gregg | 230 | Gregg | 1 |  | 0 | 0 | 0 | 0 |  | 0 | 10 | 1 | 1 | 1 | 1 | 1 | 1 | 1 | 1 | 0 | 0 | 0 | 0 |  | 0 | 10 | 1 | 2 | 2 | 1 | 1 | 1 | 1 | 1 | 1 | 1 | 1 | 0 | 0 | 0
PG&E FRESNO | Grimmway-Malaga | 115 | Grimway | 1 |  | 0 | 0 | 0 | 0 |  | 0 |  | N/A | N/A | N/A | N/A | N/A | N/A | N/A | N/A | 0 | 0 | 0 | 0 |  | 0 | 10 | 1 | 1 | 2 | 1 | 2 | 1 | 1 | 1 | 1 | 1 | 1 | 0 | 0 | 0
PG&E NGBA | Grizzly | 230 | No Analysis | 2 |  | 0 | 0 | 0 | 0 |  | 0 | 15 | 0 | 0 | 0 | 0 | 0 | 0 | 0 | 0 | 0 | 0 | 0 | 0 |  | 0 | 10 | [11 empty] | 0 | 0 | 0
PG&E FRESNO | Guernsey | 70 | No Analysis | 1 |  | 0 | 0 | 0 | 0 |  | 0 | [9 empty] | 0 | 0 | 0 | 0 |  | 0 | 10 | [11 empty] | 0 | 0 | 0
PG&E FRESNO | GWF Hanford | 115 | GWF Hanford Sw Sta | 2 |  | 0 | 0 | 0 | 0 |  | 0 |  | N/A | N/A | N/A | N/A | N/A | N/A | N/A | N/A | 0 | 0 | 0 | 0 |  | 0 | 10 | 1 | 1 | 1 | 2 | 1 | 1 | 1 | 1 | 1 | 1 | 1 | 0 | 0 | 0
PG&E FRESNO | Haas | 230 | No Analysis | 2 |  | 0 | 0 | 0 | 0 |  | 0 | [9 empty] | 0 | 0 | 0 | 0 |  | 0 | 10 | [11 empty] | 0 | 0 | 0
PG&E FRESNO | Hammonds | 115 | No Analysis | 1 |  | 0 | 0 | 0 | 0 |  | 0 | [9 empty] | 0 | 0 | 0 | 0 |  | 0 | 10 | [11 empty] | 0 | 0 | 0
SCE Metro | HarborGen | 230 | Harborgen | 2 |  | 0 | 0 | 0 | 0 |  | 0 |  | N/A | N/A | N/A | N/A | N/A | N/A | N/A | N/A | 0 | 0 | 0 | 0 |  | 0 | 10 | 1 | 3 | 1 | 2 | 1 | 1 | 1 | 2 | 2 | 1 | 1 | 0 | 0 | 0
PG&E NGBA | Harris | 60 | No Analysis | 2 |  | 0 | 0 | 0 | 0 |  | 0 | [9 empty] | 0 | 0 | 0 | 0 |  | 0 | 10 | [11 empty] | 0 | 0 | 0
EOP | Harry Allen | 500 | Harry Allen | 2 | OOS | 0 | 0 | 0 | 0 |  | 0 |  | N/A | N/A | N/A | N/A | N/A | N/A | N/A | N/A | 0 | 0 | 0 | 0 |  | 0 | 10 | 0 | N/A | N/A | 2 | N/A | N/A | N/A | N/A | N/A | N/A | N/A | 100 | 0 | 100
PG&E NGBA | Hartley | 60 | No Analysis | 2 |  | 0 | 0 | 0 | 0 |  | 0 | 10 | 0 | 0 | 0 | 0 | 0 | 0 | 0 | 0 | 0 | 0 | 0 | 0 |  | 0 | 10 | [11 empty] | 0 | 0 | 0
SCE NOL | Harvard | 115 | No Analysis | 2 |  | 0 | 0 | 0 | 0 |  | 0 | [9 empty] | 0 | 0 | 0 | 0 |  | 0 | 10 | [11 empty] | 0 | 0 | 0
SDGE | Hassayampa | 500 | Hassayampa | 2 | OOS | 0 | 0 | 0 | 0 |  | 0 |  | N/A | N/A | N/A | N/A | N/A | N/A | N/A | N/A | 300 | 380 | 0 | 0 |  | 680 | 5 | 2 | N/A | N/A | 2 | N/A | N/A | N/A | N/A | N/A | N/A | N/A | 0 | 0 | 0
PG&E FRESNO | Helm | 230 | Helm | 1 |  | 0 | 0 | 0 | 0 |  | 0 |  | N/A | N/A | N/A | N/A | N/A | N/A | N/A | N/A | 50 | 200 | 0 | 0 |  | 250 | 10 | 1 | 1 | 1 | 1 | 1 | 1 | 1 | 1 | 1 | 1 | 1 | 0 | 0 | 0
PG&E FRESNO | Helm | 70 | Helm | 1 |  | 0 | 0 | 0 | 0 |  | 0 |  | N/A | N/A | N/A | N/A | N/A | N/A | N/A | N/A | 0 | 0 | 0 | 0 |  | 0 | 10 | 1 | 1 | 1 | 1 | 1 | 1 | 1 | 1 | 1 | 1 | 1 | 0 | 0 | 0
PG&E FRESNO | Henrietta | 115 | Henrietta | 1 |  | 0 | 0 | 0 | 0 |  | 0 |  | N/A | N/A | N/A | N/A | N/A | N/A | N/A | N/A | 0 | 0 | 0 | 0 |  | 0 | 10 | 1 | 1 | 1 | 1 | 1 | 1 | 1 | 1 | 1 | 1 | 1 | 0 | 0 | 0
PG&E FRESNO | Henrietta | 230 | Henrietta | 1 |  | 0 | 0 | 0 | 0 |  | 0 |  | N/A | N/A | N/A | N/A | N/A | N/A | N/A | N/A | 50 | 200 | 0 | 0 |  | 250 | 10 | 1 | 1 | 1 | 1 | 1 | 1 | 1 | 1 | 1 | 1 | 1 | 0 | 0 | 0
PG&E FRESNO | Henrietta | 70 | Henrietta | 1 |  | 0 | 0 | 0 | 0 |  | 0 |  | N/A | N/A | N/A | N/A | N/A | N/A | N/A | N/A | 0 | 0 | 0 | 0 |  | 0 | 10 | 1 | 1 | 1 | 1 | 1 | 1 | 1 | 1 | 1 | 1 | 1 | 0 | 0 | 0
PG&E FRESNO | Herndon | 115 | No Analysis | 1 |  | 0 | 0 | 0 | 0 |  | 0 | [9 empty] | 0 | 0 | 0 | 0 |  | 0 | 10 | [11 empty] | 0 | 0 | 0
PG&E FRESNO | Herndon | 230 | No Analysis | 1 |  | 0 | 0 | 0 | 0 |  | 0 | [9 empty] | 0 | 0 | 0 | 0 |  | 0 | 10 | [11 empty] | 0 | 0 | 0
PG&E GBA | Hicks | 230 | Hicks | 2 |  | 0 | 0 | 0 | 0 |  | 0 |  | N/A | N/A | N/A | N/A | N/A | N/A | N/A | N/A | 0 | 0 | 0 | 0 |  | 0 | 10 | 1 | 3 | 1 | 2 | 5 | 3 | 1 | 2 | 4 | 1 | 1 | 0 | 0 | 0
PG&E NGBA | Higgins | 115 | Higgins | 2 |  | 0 | 0 | 0 | 0 |  | 0 |  | N/A | N/A | N/A | N/A | N/A | N/A | N/A | N/A | 0 | 0 | 0 | 0 |  | 0 | 10 | 1 | 4 | 1 | 2 | 5 | 3 | 1 | 1 | 3 | 1 | 1 | 0 | 0 | 0
PG&E NGBA | Hilltop | 345 | Hilltop | 2 |  | 0 | 0 | 0 | 0 |  | 0 | 20 | 1 | 2 | 2 | 1 | 1 | 2 | 3 | 1 | 0 | 0 | 0 | 0 |  | 0 | 10 | 1 | 2 | 1 | 2 | 1 | 1 | 1 | 1 | 2 | 2 | 1 | 100 | 0 | 100 |  | Lake City - Surprise Valley 1 | 1 | 1 | 1 | 1 | 1 | 2 | 2 | 1
SCE Metro | Hinson | 230 | Hinson | 2 |  | 0 | 0 | 0 | 0 |  | 0 |  | N/A | N/A | N/A | N/A | N/A | N/A | N/A | N/A | 0 | 0 | 0 | 0 |  | 0 | 10 | 1 | 4 | 1 | 2 | 1 | 1 | 1 | 2 | 2 | 1 | 1 | 0 | 0 | 0
PG&E GBA | Hollister | 115 | Hollister | 2 |  | 0 | 0 | 0 | 0 |  | 0 |  | N/A | N/A | N/A | N/A | N/A | N/A | N/A | N/A | 0 | 0 | 0 | 0 |  | 0 | 10 | 1 | 1 | 1 | 2 | 1 | 1 | 1 | 1 | 2 | 1 | 1 | 0 | 0 | 0
PG&E NGBA | Homestake | 115 | No Analysis | 2 |  | 0 | 0 | 0 | 0 |  | 0 | [9 empty] | 0 | 0 | 0 | 0 |  | 0 | 10 | [11 empty] | 0 | 0 | 0
PG&E NGBA | Honcut | 115 | Honcut | 2 |  | 0 | 0 | 0 | 0 |  | 0 |  | N/A | N/A | N/A | N/A | N/A | N/A | N/A | N/A | 0 | 0 | 0 | 0 |  | 0 | 10 | 1 | 2 | 1 | 2 | 1 | 3 | 1 | 1 | 3 | 1 | 1 | 0 | 0 | 0
SDGE | Hoodoo Wash | 500 | Hoodoo Wash | 2 | OOS | 0 | 0 | 0 | 0 |  | 0 |  | N/A | N/A | N/A | N/A | N/A | N/A | N/A | N/A | 247.5 | 919 | 0 | 0 |  | 1166.5 | 5 | 2 | N/A | N/A | 2 | N/A | N/A | N/A | N/A | N/A | N/A | N/A | 0 | 0 | 0
PG&E NGBA | Hopland | 115 | Hopland | 2 |  | 0 | 0 | 0 | 0 |  | 0 |  | N/A | N/A | N/A | N/A | N/A | N/A | N/A | N/A | 0 | 0 | 0 | 0 |  | 0 | 10 | 1 | 1 | 1 | 2 | 5 | 3 | 1 | 1 | 3 | 2 | 1 | 0 | 0 | 0
PG&E NGBA | Hopland | 60 | Hopland | 2 |  | 0 | 0 | 0 | 0 |  | 0 |  | N/A | N/A | N/A | N/A | N/A | N/A | N/A | N/A | 0 | 0 | 0 | 0 |  | 0 | 10 | 1 | 1 | 1 | 2 | 5 | 3 | 1 | 1 | 3 | 2 | 1 | 0 | 0 | 0
PG&E NGBA | Humboldt | 115 | Humboldt | 2 |  | 0 | 0 | 0 | 0 |  | 0 |  | N/A | N/A | N/A | N/A | N/A | N/A | N/A | N/A | 0 | 0 | 0 | 0 |  | 0 | 10 | 1 | 2 | 1 | 2 | 3 | 1 | 1 | 2 | 2 | 2 | 1 | 0 | 0 | 0
PG&E NGBA | Humboldt | 60 | Humboldt | 2 |  | 0 | 0 | 0 | 0 |  | 0 |  | N/A | N/A | N/A | N/A | N/A | N/A | N/A | N/A | 0 | 0 | 0 | 0 |  | 0 | 10 | 1 | 2 | 1 | 2 | 3 | 1 | 1 | 2 | 2 | 2 | 1 | 0 | 0 | 0
PG&E NGBA | Humboldt | 500 | Humboldt | 2 |  | 0 | 0 | 0 | 0 |  | 0 |  | N/A | N/A | N/A | N/A | N/A | N/A | N/A | N/A | 0 | 0 | 0 | 0 |  | 0 | 10 | 1 | 2 | 1 | 2 | 3 | 1 | 1 | 2 | 2 | 2 | 1 | 0 | 0 | 0
SCE Metro | Huntington Beach | 230 | Huntington Beach | 2 |  | 0 | 0 | 0 | 0 |  | 0 |  | N/A | N/A | N/A | N/A | N/A | N/A | N/A | N/A | 0 | 0 | 0 | 0 |  | 0 | 10 | 1 | 4 | 1 | 2 | 1 | 1 | 1 | 5 | 5 | 1 | 1 | 0 | 0 | 0
PG&E NGBA | Ignacio | 115 | Ignacio | 2 |  | 0 | 0 | 0 | 0 |  | 0 |  | N/A | N/A | N/A | N/A | N/A | N/A | N/A | N/A | 0 | 0 | 0 | 0 |  | 0 | 10 | 1 | 2 | 1 | 2 | 4 | 2 | 1 | 1 | 3 | 1 | 1 | 0 | 0 | 0
PG&E NGBA | Ignacio | 230 | Ignacio | 2 |  | 0 | 0 | 0 | 0 |  | 0 |  | N/A | N/A | N/A | N/A | N/A | N/A | N/A | N/A | 0 | 0 | 0 | 0 |  | 0 | 10 | 1 | 2 | 1 | 2 | 4 | 2 | 1 | 1 | 3 | 1 | 1 | 0 | 0 | 0
PG&E NGBA | Ignacio | 60 | Ignacio | 2 |  | 0 | 0 | 0 | 0 |  | 0 |  | N/A | N/A | N/A | N/A | N/A | N/A | N/A | N/A | 0 | 0 | 0 | 0 |  | 0 | 10 | 1 | 2 | 1 | 2 | 4 | 2 | 1 | 1 | 3 | 1 | 1 | 0 | 0 | 0
SDGE | Imperial Beach | 69 | No Analysis | 2 |  | 0 | 0 | 0 | 0 |  | 0 | [9 empty] | 0 | 0 | 0 | 0 |  | 0 | 10 | [11 empty] | 0 | 0 | 0
SDGE | Imperial Valley | 230 | Imperial Valley | 2 |  | 0 | 0 | 0 | 0 |  | 0 |  | N/A | N/A | N/A | N/A | N/A | N/A | N/A | N/A | 0 | 492 | 0 | 0 |  | 492 | 15 | 1 | 2 | 2 | 2 | 1 | 1 | 1 | 1 | 1 | 1 | 1 | 140 | 25 | 165 |  | East Brawley | 1 | 1 | 1 | 1 | 1 | 1 | 1 | 1
SDGE | Imperial Valley | 500 | Imperial Valley | 2 |  | 0 | 0 | 0 | 0 |  | 0 |  | N/A | N/A | N/A | N/A | N/A | N/A | N/A | N/A | 0 | 0 | 0 | 0 |  | 0 | 15 | 1 | 2 | 2 | 2 | 1 | 1 | 1 | 1 | 1 | 1 | 1 | 0 | 0 | 0
EOP | Innovation | 138 | Innovation | 2 | OOS | 0 | 0 | 0 | 0 |  | 0 |  | N/A | N/A | N/A | N/A | N/A | N/A | N/A | N/A | 0 | 0 | 0 | 0 |  | 0 | 10 | 1 | N/A | N/A | 2 | N/A | N/A | N/A | N/A | N/A | N/A | N/A | 0 | 0 | 0
EOP | Innovation | 230 | Innovation | 2 | OOS | 0 | 0 | 0 | 0 |  | 0 |  | N/A | N/A | N/A | N/A | N/A | N/A | N/A | N/A | 300 | 300 | 0 | 0 |  | 600 | 5 | 2 | N/A | N/A | 2 | N/A | N/A | N/A | N/A | N/A | N/A | N/A | 0 | 0 | 0
SCE NOL | Inyokern | 115 | Inyokern | 1 |  | 0 | 0 | 0 | 0 |  | 0 |  | N/A | N/A | N/A | N/A | N/A | N/A | N/A | N/A | 0 | 31.8 | 0 | 0 |  | 31.8 | 10 | 1 | 5 | 1 | 1 | 1 | 1 | 1 | 1 | 2 | 1 | 1 | 0 | 0 | 0
EOP | IS Tap | 138 | No Analysis | 2 | OOS | 0 | 0 | 0 | 0 |  | 0 | [9 empty] | 0 | 0 | 0 | 0 |  | 0 | 10 | [11 empty] | 0 | 0 | 0
EOP | Ivanpah | 115 | Ivanpah | 2 | OOS | 0 | 0 | 0 | 0 |  | 0 |  | N/A | N/A | N/A | N/A | N/A | N/A | N/A | N/A | 0 | 0 | 0 | 0 |  | 0 | 10 | 0 | N/A | N/A | 2 | N/A | N/A | N/A | N/A | N/A | N/A | N/A | 0 | 0 | 0
EOP | Ivanpah | 230 | Ivanpah | 2 | OOS | 0 | 0 | 0 | 0 |  | 0 |  | N/A | N/A | N/A | N/A | N/A | N/A | N/A | N/A | 0 | 0 | 0 | 0 |  | 0 | 10 | 0 | N/A | N/A | 2 | N/A | N/A | N/A | N/A | N/A | N/A | N/A | 0 | 0 | 0
EOP | Jackass (DOE) | 138 | No Analysis | 2 | OOS | 0 | 0 | 0 | 0 |  | 0 | [9 empty] | 0 | 0 | 0 | 0 |  | 0 | 10 | [11 empty] | 0 | 0 | 0
PG&E NGBA | James B Black | 230 | No Analysis | 2 |  | 0 | 0 | 0 | 0 |  | 0 | [9 empty] | 0 | 0 | 0 | 0 |  | 0 | 10 | [11 empty] | 0 | 0 | 0
PG&E GBA | Jefferson | 230 | No Analysis | 2 |  | 0 | 0 | 0 | 0 |  | 0 | [9 empty] | 0 | 0 | 0 | 0 |  | 0 | 10 | [11 empty] | 0 | 0 | 0
PG&E NGBA | Jessup | 115 | Jessup | 2 |  | 0 | 0 | 0 | 0 |  | 0 |  | N/A | N/A | N/A | N/A | N/A | N/A | N/A | N/A | 0 | 0 | 0 | 0 |  | 0 | 10 | 1 | 4 | 1 | 2 | 3 | 2 | 1 | 1 | 2 | 1 | 1 | 0 | 0 | 0
SCE Metro | Johanna | 230 | Johanna | 2 |  | 0 | 0 | 0 | 0 |  | 0 |  | N/A | N/A | N/A | N/A | N/A | N/A | N/A | N/A | 0 | 0 | 0 | 0 |  | 0 | 10 | 1 | 4 | 1 | 2 | 3 | 1 | 1 | 3 | 3 | 1 | 1 | 0 | 0 | 0
SCE Eastern | Julian Hinds | 230 | Julian Hinds | 2 |  | 0 | 0 | 0 | 0 |  | 0 | 20 | 1 | 1 | 1 | 1 | 1 | 1 | 1 | 1 | 0 | 0 | 0 | 0 |  | 0 | 10 | 1 | 1 | 1 | 2 | 1 | 5 | 1 | 1 | 5 | 1 | 1 | 0 | 0 | 0
PG&E GBA | Kasson | 115 | No Analysis | 1 |  | 0 | 0 | 0 | 0 |  | 0 | [9 empty] | 0 | 0 | 0 | 0 |  | 0 | 10 | [11 empty] | 0 | 0 | 0
PG&E GBA | Kasson | 60 | No Analysis | 1 |  | 0 | 0 | 0 | 0 |  | 0 | [9 empty] | 0 | 0 | 0 | 0 |  | 0 | 10 | [11 empty] | 0 | 0 | 0
PG&E FRESNO | Kearney | 230 | Kearney | 1 |  | 0 | 0 | 0 | 0 |  | 0 |  | N/A | N/A | N/A | N/A | N/A | N/A | N/A | N/A | 0 | 0 | 0 | 0 |  | 0 | 10 | 1 | 2 | 2 | 1 | 1 | 1 | 1 | 1 | 1 | 1 | 1 | 0 | 0 | 0
PG&E FRESNO | Kearney | 70 | Kearney | 1 |  | 0 | 0 | 0 | 0 |  | 0 |  | N/A | N/A | N/A | N/A | N/A | N/A | N/A | N/A | 0 | 0 | 0 | 0 |  | 0 | 10 | 1 | 2 | 2 | 1 | 1 | 1 | 1 | 1 | 1 | 1 | 1 | 0 | 0 | 0
PG&E GBA | Kelso | 230 | Kelso | 2 |  | 80.8 | 3.45 | 0 | 0 | 80.8 | 3.45 | 10 | 2 | 2 | 2 | 1 | 1 | 2 | 1 | 1 | 0 | 0 | 0 | 0 |  | 0 | 10 | 1 | 1 | 1 | 2 | 2 | 2 | 1 | 1 | 2 | 1 | 1 | 0 | 0 | 0
PG&E FRESNO | Kerchoff 1 | 115 | No Analysis | 2 |  | 0 | 0 | 0 | 0 |  | 0 | [9 empty] | 0 | 0 | 0 | 0 |  | 0 | 10 | [11 empty] | 0 | 0 | 0
PG&E KERN | Kern Oil | 115 | Kern Oil | 1 |  | 0 | 0 | 0 | 0 |  | 0 |  | N/A | N/A | N/A | N/A | N/A | N/A | N/A | N/A | 0 | 0 | 0 | 0 |  | 0 | 10 | 1 | 2 | 1 | 1 | 1 | 2 | 1 | 1 | 2 | 1 | 1 | 0 | 0 | 0
PG&E KERN | Kern PP | 115 | Kern Power | 1 |  | 0 | 0 | 0 | 0 |  | 0 |  | N/A | N/A | N/A | N/A | N/A | N/A | N/A | N/A | 0 | 0 | 0 | 0 |  | 0 | 10 | 1 | 2 | 1 | 1 | 1 | 1 | 1 | 1 | 2 | 1 | 1 | 0 | 0 | 0
PG&E KERN | Kern PP | 230 | Kern Power | 1 |  | 0 | 0 | 0 | 0 |  | 0 |  | N/A | N/A | N/A | N/A | N/A | N/A | N/A | N/A | 0 | 0 | 0 | 0 |  | 0 | 10 | 1 | 2 | 1 | 1 | 1 | 1 | 1 | 1 | 2 | 1 | 1 | 0 | 0 | 0
PG&E KERN | Kern PP | 70 | Kern Power | 1 |  | 0 | 0 | 0 | 0 |  | 0 |  | N/A | N/A | N/A | N/A | N/A | N/A | N/A | N/A | 0 | 0 | 0 | 0 |  | 0 | 10 | 1 | 2 | 1 | 1 | 1 | 1 | 1 | 1 | 2 | 1 | 1 | 0 | 0 | 0
PG&E KERN | Kernridge | 115 | Kernridge | 1 |  | 0 | 0 | 0 | 0 |  | 0 |  | N/A | N/A | N/A | N/A | N/A | N/A | N/A | N/A | 0 | 0 | 0 | 0 |  | 0 | 10 | 1 | 1 | 1 | 1 | 1 | 2 | 1 | 1 | 2 | 1 | 1 | 0 | 0 | 0
PG&E FRESNO | Kingsburg | 115 | Kingsburg | 1 |  | 0 | 0 | 0 | 0 |  | 0 |  | N/A | N/A | N/A | N/A | N/A | N/A | N/A | N/A | 0 | 0 | 0 | 0 |  | 0 | 10 | 1 | 2 | 2 | 1 | 1 | 1 | 1 | 1 | 1 | 1 | 1 | 0 | 0 | 0
PG&E GBA | Kirker | 115 | Kirker | 2 |  | 0 | 0 | 0 | 0 |  | 0 |  | N/A | N/A | N/A | N/A | N/A | N/A | N/A | N/A | 0 | 0 | 0 | 0 |  | 0 | 10 | 1 | 1 | 1 | 2 | 2 | 1 | 1 | 1 | 2 | 1 | 1 | 0 | 0 | 0
PG&E NGBA | Knights Landing | 115 | No Analysis | 2 |  | 0 | 0 | 0 | 0 |  | 0 | [9 empty] | 0 | 0 | 0 | 0 |  | 0 | 10 | [11 empty] | 0 | 0 | 0
PG&E NGBA | Konocti | 60 | No Analysis | 2 |  | 0 | 0 | 0 | 0 |  | 0 | [9 empty] | 0 | 0 | 0 | 0 |  | 0 | 10 | [11 empty] | 0 | 0 | 0
SCE NOL | Kramer | 115 | Kramer | 2 |  | 0 | 0 | 0 | 0 |  | 0 |  | N/A | N/A | N/A | N/A | N/A | N/A | N/A | N/A | 0 | 8 | 0 | 0 |  | 8 | 10 | 4 | 4 | 1 | 2 | 1 | 4 | 1 | 1 | 5 | 1 | 1 | 0 | 0 | 0
SCE NOL | Kramer | 230 | Kramer | 2 |  | 0 | 0 | 0 | 0 |  | 0 |  | N/A | N/A | N/A | N/A | N/A | N/A | N/A | N/A | 75 | 200 | 75 | 0 |  | 200 | 10 | 4 | 4 | 1 | 2 | 1 | 4 | 1 | 1 | 5 | 1 | 1 | 0 | 0 | 0
SCE Metro | La Cienega | 230 | La Cienega | 2 |  | 0 | 0 | 0 | 0 |  | 0 |  | N/A | N/A | N/A | N/A | N/A | N/A | N/A | N/A | 0 | 0 | 0 | 0 |  | 0 | 10 | 1 | 1 | 1 | 2 | 3 | 1 | 1 | 1 | 1 | 1 | 1 | 0 | 0 | 0
SCE Metro | La Fresa | 230 | La Fresa | 2 |  | 0 | 0 | 0 | 0 |  | 0 |  | N/A | N/A | N/A | N/A | N/A | N/A | N/A | N/A | 0 | 0 | 0 | 0 |  | 0 | 10 | 1 | 2 | 1 | 2 | 1 | 1 | 1 | 3 | 3 | 1 | 1 | 0 | 0 | 0
SCE Metro | Laguna Bell | 230 | Laguna Bell | 2 |  | 0 | 0 | 0 | 0 |  | 0 |  | N/A | N/A | N/A | N/A | N/A | N/A | N/A | N/A | 0 | 0 | 0 | 0 |  | 0 | 10 | 1 | 1 | 1 | 2 | 1 | 1 | 1 | 1 | 1 | 1 | 1 | 0 | 0 | 0
PG&E KERN | Lakeview | 70 | Wheeler Ridge | 1 |  | 0 | 0 | 0 | 0 |  | 0 | [9 empty] | 0 | 70 | 0 | 0 |  | 70 | 10 | 2 | 2 | 2 | 1 | 1 | 1 | 1 | 1 | 1 | 1 | 1 | 0 | 0 | 0
PG&E NGBA | Lakeville | 230 | Lakeville | 2 |  | 0 | 0 | 0 | 0 |  | 0 |  | N/A | N/A | N/A | N/A | N/A | N/A | N/A | N/A | 0 | 0 | 0 | 0 |  | 0 | 10 | 1 | 2 | 1 | 2 | 3 | 3 | 1 | 2 | 3 | 1 | 1 | 0 | 0 | 0
PG&E NGBA | Lakeville | 60 | Lakeville | 2 |  | 0 | 0 | 0 | 0 |  | 0 |  | N/A | N/A | N/A | N/A | N/A | N/A | N/A | N/A | 0 | 0 | 0 | 0 |  | 0 | 10 | 1 | 2 | 1 | 2 | 3 | 3 | 1 | 2 | 3 | 1 | 1 | 0 | 0 | 0
PG&E NGBA | Lakeville | 115 | Lakeville | 2 |  | 0 | 0 | 0 | 0 |  | 0 |  | N/A | N/A | N/A | N/A | N/A | N/A | N/A | N/A | 0 | 0 | 0 | 0 |  | 0 | 10 | 1 | 2 | 1 | 2 | 3 | 3 | 1 | 2 | 3 | 1 | 1 | 0 | 0 | 0
PG&E GBA | Lakewood | 115 | No Analysis | 2 |  | 0 | 0 | 0 | 0 |  | 0 | [9 empty] | 0 | 0 | 0 | 0 |  | 0 | 10 | [11 empty] | 0 | 0 | 0
PG&E NGBA | Lambie | 230 | No Analysis | 2 |  | 0 | 0 | 0 | 0 |  | 0 | [9 empty] | 0 | 0 | 0 | 0 |  | 0 | 10 | [11 empty] | 0 | 0 | 0
PG&E GBA | Lammers | 115 | No Analysis | 1 |  | 0 | 0 | 0 | 0 |  | 0 | [9 empty] | 0 | 0 | 0 | 0 |  | 0 | 10 | [11 empty] | 0 | 0 | 0
PG&E KERN | Lamont | 115 | Lamont | 1 |  | 0 | 0 | 0 | 0 |  | 0 |  | N/A | N/A | N/A | N/A | N/A | N/A | N/A | N/A | 30 | 170 | 0 | 0 |  | 200 | 10 | 1 | 2 | 2 | 1 | 1 | 1 | 1 | 1 | 1 | 1 | 1 | 0 | 0 | 0
PG&E FRESNO | Las Aguilas | 230 | No Analysis | 2 |  | 0 | 0 | 0 | 0 |  | 0 | [9 empty] | 0 | 0 | 0 | 0 |  | 0 | 10 | [11 empty] | 0 | 0 | 0
EOP | Lathrop | 138 | Lathrop | 2 | OOS | 0 | 0 | 0 | 0 |  | 0 |  | N/A | N/A | N/A | N/A | N/A | N/A | N/A | N/A | 0 | 0 | 0 | 0 |  | 0 | 10 | 1 | N/A | N/A | 2 | N/A | N/A | N/A | N/A | N/A | N/A | N/A | 0 | 0 | 0
EOP | Lathrop | 230 | Lathrop | 2 | OOS | 300 | 0 | 0 | 0 |  | 300 | 15 | 1 | N/A | N/A | N/A | N/A | N/A | N/A | N/A | 200 | 250 | 0 | 0 |  | 450 | 10 | 1 | N/A | N/A | 2 | N/A | N/A | N/A | N/A | N/A | N/A | N/A | 0 | 0 | 0
PG&E FRESNO | Le Grand | 115 | Le Grand | 1 |  | 0 | 0 | 0 | 0 |  | 0 |  | N/A | N/A | N/A | N/A | N/A | N/A | N/A | N/A | 50 | 100 | 0 | 0 |  | 150 | 10 | 1 | 1 | 1 | 1 | 1 | 1 | 1 | 1 | 2 | 1 | 1 | 0 | 0 | 0
PG&E FRESNO | Lemoore | 70 | Leprino Jct | 1 |  | 0 | 0 | 0 | 0 |  | 0 |  | N/A | N/A | N/A | N/A | N/A | N/A | N/A | N/A | 0 | 22 | 0 | 0 |  | 22 | 10 | 1 | 1 | 1 | 1 | 1 | 1 | 1 | 1 | 1 | 1 | 1 | 0 | 0 | 0
PG&E KERN | Lerdo | 115 | Lerdo | 1 |  | 0 | 0 | 0 | 0 |  | 0 |  | N/A | N/A | N/A | N/A | N/A | N/A | N/A | N/A | 0 | 0 | 0 | 0 |  | 0 | 10 | 1 | 1 | 2 | 1 | 1 | 1 | 1 | 1 | 1 | 1 | 1 | 0 | 0 | 0
SCE Metro | Lewis | 230 | Lewis | 2 |  | 0 | 0 | 0 | 0 |  | 0 |  | N/A | N/A | N/A | N/A | N/A | N/A | N/A | N/A | 0 | 0 | 0 | 0 |  | 0 | 10 | 1 | 3 | 1 | 2 | 5 | 1 | 1 | 1 | 1 | 1 | 1 | 0 | 0 | 0
SCE Metro | Lighthipe | 230 | Lighthipe | 2 |  | 0 | 0 | 0 | 0 |  | 0 |  | N/A | N/A | N/A | N/A | N/A | N/A | N/A | N/A | 0 | 0 | 0 | 0 |  | 0 | 10 | 1 | 4 | 1 | 2 | 1 | 1 | 1 | 1 | 1 | 1 | 1 | 0 | 0 | 0
SDGE | Lilac | 69 | No Analysis | 2 |  | 0 | 0 | 0 | 0 |  | 0 | [9 empty] | 0 | 0 | 0 | 0 |  | 0 | 10 | [11 empty] | 0 | 0 | 0
PG&E NGBA | Lincoln | 115 | No Analysis | 2 |  | 0 | 0 | 0 | 0 |  | 0 | [9 empty] | 0 | 0 | 0 | 0 |  | 0 | 10 | [11 empty] | 0 | 0 | 0
PG&E KERN | Live Oak | 115 | No Analysis | 1 |  | 0 | 0 | 0 | 0 |  | 0 | [9 empty] | 0 | 0 | 0 | 0 |  | 0 | 10 | [11 empty] | 0 | 0 | 0
PG&E GBA | Llagas | 115 | Llagas | 2 |  | 0 | 0 | 0 | 0 |  | 0 |  | N/A | N/A | N/A | N/A | N/A | N/A | N/A | N/A | 0 | 50 | 0 | 0 |  | 50 | 10 | 1 | 2 | 1 | 2 | 3 | 2 | 1 | 1 | 2 | 1 | 1 | 0 | 0 | 0
PG&E GBA | Lockeford | 115 | Lockeford | 1 |  | 0 | 0 | 0 | 0 |  | 0 |  | N/A | N/A | N/A | N/A | N/A | N/A | N/A | N/A | 0 | 0 | 0 | 0 |  | 0 | 10 | 1 | 3 | 1 | 1 | 1 | 1 | 1 | 1 | 1 | 1 | 1 | 0 | 0 | 0
PG&E GBA | Lockeford | 230 | Lockeford | 1 |  | 0 | 0 | 0 | 0 |  | 0 |  | N/A | N/A | N/A | N/A | N/A | N/A | N/A | N/A | 0 | 0 | 0 | 0 |  | 0 | 10 | 1 | 3 | 1 | 1 | 1 | 1 | 1 | 1 | 1 | 1 | 1 | 0 | 0 | 0
PG&E GBA | Lockeford | 60 | Lockeford | 1 |  | 0 | 0 | 0 | 0 |  | 0 |  | N/A | N/A | N/A | N/A | N/A | N/A | N/A | N/A | 0 | 0 | 0 | 0 |  | 0 | 10 | 1 | 3 | 1 | 1 | 1 | 1 | 1 | 1 | 1 | 1 | 1 | 0 | 0 | 0
PG&E GBA | Lodi | 230 | No Analysis | 1 |  | 0 | 0 | 0 | 0 |  | 0 | [9 empty] | 0 | 0 | 0 | 0 |  | 0 | 10 | [11 empty] | 0 | 0 | 0
PG&E NGBA | Logan Creek | 230 | Logan Creek | 2 |  | 0 | 0 | 0 | 0 |  | 0 |  | N/A | N/A | N/A | N/A | N/A | N/A | N/A | N/A | 0 | 0 | 0 | 0 |  | 0 | 10 | 1 | 1 | 1 | 2 | 1 | 1 | 1 | 1 | 1 | 1 | 1 | 0 | 0 | 0
PG&E GBA | Lone Tree | 230 | Lone Tree | 2 |  | 0 | 0 | 0 | 0 |  | 0 |  | N/A | N/A | N/A | N/A | N/A | N/A | N/A | N/A | 0 | 0 | 0 | 0 |  | 0 | 10 | 1 | 1 | 1 | 2 | 2 | 1 | 2 | 2 | 2 | 1 | 1 | 0 | 0 | 0
PG&E FRESNO | Los Banos | 230 | Los Banos | 1 |  | 170.5 | 0 | 0 | 0 | 60.5 | 110 | 15 | 2 | 1 | 3 | 1 | 1 | 3 | 1 | 1 | 150 | 280 | 0 | 0 |  | 430 | 15 | 2 | 1 | 2 | 1 | 1 | 2 | 1 | 1 | 3 | 1 | 1 | 0 | 0 | 0
PG&E FRESNO | Los Banos | 500 | Los Banos | 1 |  | 0 | 0 | 0 | 0 |  | 0 |  | N/A | N/A | N/A | N/A | N/A | N/A | N/A | N/A | 200 | 500 | 0 | 0 |  | 700 | 15 | 2 | 1 | 2 | 1 | 1 | 2 | 1 | 1 | 3 | 1 | 1 | 0 | 0 | 0
SDGE | Los Coches | 138 | No Analysis | 2 |  | 0 | 0 | 0 | 0 |  | 0 | [9 empty] | 0 | 0 | 0 | 0 |  | 0 | 10 | [11 empty] | 0 | 0 | 0
SDGE | Los Coches | 69 | No Analysis | 2 |  | 0 | 0 | 0 | 0 |  | 0 | [9 empty] | 0 | 0 | 0 | 0 |  | 0 | 10 | [11 empty] | 0 | 0 | 0
PG&E GBA | Los Esteros | 115 | Los Esteros | 2 |  | 0 | 0 | 0 | 0 |  | 0 |  | N/A | N/A | N/A | N/A | N/A | N/A | N/A | N/A | 0 | 0 | 0 | 0 |  | 0 | 10 | 1 | 1 | 1 | 2 | 5 | 1 | 1 | 1 | 2 | 2 | 1 | 0 | 0 | 0
PG&E GBA | Los Esteros | 230 | Los Esteros | 2 |  | 0 | 0 | 0 | 0 |  | 0 |  | N/A | N/A | N/A | N/A | N/A | N/A | N/A | N/A | 0 | 0 | 0 | 0 |  | 0 | 10 | 1 | 1 | 1 | 2 | 5 | 1 | 1 | 1 | 2 | 2 | 1 | 0 | 0 | 0
PG&E GBA | Los Positas | 230 | No Analysis | 2 |  | 0 | 0 | 0 | 0 |  | 0 | [9 empty] | 0 | 0 | 0 | 0 |  | 0 | 10 | [11 empty] | 0 | 0 | 0
PG&E GBA | Los Positas | 60 | No Analysis | 2 |  | 0 | 0 | 0 | 0 |  | 0 | [9 empty] | 0 | 0 | 0 | 0 |  | 0 | 10 | [11 empty] | 0 | 0 | 0
SDGE | Loveland | 69 | No Analysis | 2 |  | 0 | 0 | 0 | 0 |  | 0 | [9 empty] | 0 | 0 | 0 | 0 |  | 0 | 10 | [11 empty] | 0 | 0 | 0
SCE NOL | Lugo | 230 | Lugo | 2 |  | 0 | 0 | 0 | 0 |  | 0 |  | N/A | N/A | N/A | N/A | N/A | N/A | N/A | N/A | 0 | 0 | 0 | 0 |  | 0 | 10 | 1 | 3 | 1 | 2 | 5 | 1 | 3 | 2 | 3 | 1 | 1 | 0 | 0 | 0
SCE Metro | Lugo | 500 | Lugo | 2 | OOS | 0 | 0 | 0 | 0 |  | 0 | 20 | 0 | N/A | N/A | N/A | N/A | N/A | N/A | N/A | 0 | 0 | 0 | 0 |  | 0 | 10 | 0 | N/A | N/A | 2 | N/A | N/A | N/A | N/A | N/A | N/A | N/A | 389 | 0 | 389 |  | OOS | N/A | N/A | N/A | N/A | N/A | N/A | N/A | N/A
PG&E FRESNO | Madera | 70 | No Analysis | 1 |  | 0 | 0 | 0 | 0 |  | 0 | [9 empty] | 0 | 0 | 0 | 0 |  | 0 | 10 | [11 empty] | 0 | 0 | 0
PG&E NGBA | Madison | 115 | Madison | 2 |  | 0 | 0 | 0 | 0 |  | 0 | 20 | 1 | 2 | 2 | 1 | 1 | 3 | 1 | 1 | 0 | 13 | 0 | 0 |  | 13 | 5 | 1 | 1 | 2 | 2 | 1 | 3 | 1 | 1 | 3 | 1 | 1 | 0 | 0 | 0
PG&E KERN | Magunden | 115 | Magunden | 1 |  | 0 | 0 | 0 | 0 |  | 0 |  | N/A | N/A | N/A | N/A | N/A | N/A | N/A | N/A | 0 | 0 | 0 | 0 |  | 0 | 10 | 1 | 1 | 1 | 1 | 1 | 1 | 1 | 1 | 2 | 1 | 1 | 0 | 0 | 0
SCE Northern | Magunden | 230 | Magunden | 1 |  | 0 | 0 | 0 | 0 |  | 0 |  | N/A | N/A | N/A | N/A | N/A | N/A | N/A | N/A | 0 | 0 | 0 | 0 |  | 0 | 10 | 1 | 1 | 1 | 1 | 1 | 1 | 1 | 1 | 2 | 1 | 1 | 0 | 0 | 0
PG&E FRESNO | Malaga | 115 | Malaga | 1 |  | 0 | 0 | 0 | 0 |  | 0 |  | N/A | N/A | N/A | N/A | N/A | N/A | N/A | N/A | 0 | 0 | 0 | 0 |  | 0 | 10 | 1 | 3 | 2 | 1 | 1 | 1 | 1 | 1 | 1 | 1 | 1 | 0 | 0 | 0
PG&E NGBA | Malin | 500 | No Analysis | 2 |  | 0 | 0 | 0 | 0 |  | 0 | [9 empty] | 0 | 0 | 0 | 0 |  | 0 | 10 | [11 empty] | 100 | 0 | 100
SCE Northern | Mandalay | 230 | Mandalay | 1 |  | 0 | 0 | 0 | 0 |  | 0 |  | N/A | N/A | N/A | N/A | N/A | N/A | N/A | N/A | 0 | 0 | 0 | 0 |  | 0 | 10 | 1 | 1 | 1 | 1 | 5 | 1 | 1 | 1 | 1 | 1 | 1 | 0 | 0 | 0
PG&E FRESNO | Manning | 230 | Panoche | 1 |  | 0 | 0 | 0 | 0 |  | 0 | [9 empty] | 50 | 200 | 0 | 0 |  | 250 | 15 | 2 | 2 | 3 | 1 | 1 | 1 | 1 | 1 | 1 | 1 | 1 | 0 | 0 | 0
PG&E FRESNO | Manning | 500 | Panoche | 1 |  | 0 | 0 | 0 | 0 |  | 0 | [9 empty] | 500 | 1000 | 0 | 0 |  | 1500 | 15 | 2 | 2 | 3 | 1 | 1 | 1 | 1 | 1 | 1 | 1 | 1 | 0 | 0 | 0
PG&E GBA | Manteca | 115 | No Analysis | 1 |  | 0 | 0 | 0 | 0 |  | 0 | [9 empty] | 0 | 0 | 0 | 0 |  | 0 | 10 | [11 empty] | 0 | 0 | 0
SDGE | Margarita | 138 | Margarita | 2 |  | 0 | 0 | 0 | 0 |  | 0 |  | N/A | N/A | N/A | N/A | N/A | N/A | N/A | N/A | 0 | 0 | 0 | 0 |  | 0 | 10 | 1 | 4 | 1 | 2 | 5 | 1 | 2 | 2 | 3 | 2 | 1 | 0 | 0 | 0
PG&E GBA | Martin | 230 | Martin (San Francisco H) | 2 |  | 0 | 0 | 0 | 0 |  | 0 |  | N/A | N/A | N/A | N/A | N/A | N/A | N/A | N/A | 0 | 0 | 0 | 0 |  | 0 | 10 | 1 | 4 | 1 | 2 | 4 | 1 | 1 | 2 | 2 | 1 | 1 | 0 | 0 | 0
PG&E GBA | Martin | 115 | Martin (San Francisco H) | 2 |  | 0 | 0 | 0 | 0 |  | 0 |  | N/A | N/A | N/A | N/A | N/A | N/A | N/A | N/A | 0 | 0 | 0 | 0 |  | 0 | 10 | 1 | 4 | 1 | 2 | 4 | 1 | 1 | 2 | 2 | 1 | 1 | 0 | 0 | 0
PG&E GBA | Martinez | 115 | Martinez | 2 |  | 0 | 0 | 0 | 0 |  | 0 |  | N/A | N/A | N/A | N/A | N/A | N/A | N/A | N/A | 0 | 0 | 0 | 0 |  | 0 | 10 | 1 | 4 | 1 | 2 | 2 | 1 | 1 | 2 | 3 | 1 | 1 | 0 | 0 | 0
PG&E FRESNO | Mc Mullin | 230 | Mc Mullin | 1 |  | 0 | 0 | 0 | 0 |  | 0 |  | N/A | N/A | N/A | N/A | N/A | N/A | N/A | N/A | 100 | 200 | 0 | 0 |  | 300 | 10 | 1 | 1 | 1 | 1 | 1 | 1 | 1 | 1 | 1 | 1 | 1 | 0 | 0 | 0
PG&E FRESNO | McCall | 115 | McCall | 1 |  | 0 | 0 | 0 | 0 |  | 0 |  | N/A | N/A | N/A | N/A | N/A | N/A | N/A | N/A | 0 | 0 | 0 | 0 |  | 0 | 10 | 1 | 3 | 3 | 1 | 1 | 1 | 1 | 1 | 1 | 1 | 1 | 0 | 0 | 0
PG&E FRESNO | McCall | 230 | McCall | 1 |  | 0 | 0 | 0 | 0 |  | 0 |  | N/A | N/A | N/A | N/A | N/A | N/A | N/A | N/A | 0 | 0 | 0 | 0 |  | 0 | 10 | 1 | 3 | 3 | 1 | 1 | 1 | 1 | 1 | 1 | 1 | 1 | 0 | 0 | 0
PG&E GBA | Meadow Lane | 115 | No Analysis | 2 |  | 0 | 0 | 0 | 0 |  | 0 | [9 empty] | 0 | 0 | 0 | 0 |  | 0 | 10 | [11 empty] | 0 | 0 | 0
PG&E GBA | Melones | 115 | New Melones | 2 |  | 0 | 0 | 0 | 0 |  | 0 |  | N/A | N/A | N/A | N/A | N/A | N/A | N/A | N/A | 0 | 0 | 0 | 0 |  | 0 | 10 | 1 | 2 | 1 | 2 | 3 | 2 | 1 | 2 | 3 | 2 | 1 | 0 | 0 | 0
PG&E GBA | Melones | 230 | New Melones | 2 |  | 0 | 0 | 0 | 0 |  | 0 |  | N/A | N/A | N/A | N/A | N/A | N/A | N/A | N/A | 0 | 0 | 0 | 0 |  | 0 | 10 | 1 | 2 | 1 | 2 | 3 | 2 | 1 | 2 | 3 | 2 | 1 | 0 | 0 | 0
SDGE | Melrose | 69 | No Analysis | 2 |  | 0 | 0 | 0 | 0 |  | 0 | [9 empty] | 0 | 0 | 0 | 0 |  | 0 | 10 | [11 empty] | 0 | 0 | 0
PG&E NGBA | Mendocino | 115 | Mendocino | 2 |  | 0 | 0 | 0 | 0 |  | 0 |  | N/A | N/A | N/A | N/A | N/A | N/A | N/A | N/A | 0 | 0 | 0 | 0 |  | 0 | 10 | 1 | 1 | 1 | 2 | 5 | 1 | 1 | 1 | 2 | 2 | 1 | 0 | 0 | 0
PG&E NGBA | Mendocino | 60 | Mendocino | 2 |  | 0 | 0 | 0 | 0 |  | 0 |  | N/A | N/A | N/A | N/A | N/A | N/A | N/A | N/A | 0 | 0 | 0 | 0 |  | 0 | 10 | 1 | 1 | 1 | 2 | 5 | 1 | 1 | 1 | 2 | 2 | 1 | 0 | 0 | 0
PG&E FRESNO | Mendota | 115 | Mendota | 1 |  | 0 | 0 | 0 | 0 |  | 0 |  | N/A | N/A | N/A | N/A | N/A | N/A | N/A | N/A | 0 | 0 | 0 | 0 |  | 0 | 10 | 1 | 1 | 1 | 1 | 1 | 1 | 1 | 1 | 1 | 1 | 1 | 0 | 0 | 0
PG&E GBA | Menlo | 60 | No Analysis | 2 |  | 0 | 0 | 0 | 0 |  | 0 | [9 empty] | 0 | 0 | 0 | 0 |  | 0 | 10 | [11 empty] | 0 | 0 | 0
PG&E FRESNO | Merced | 115 | Merced | 1 |  | 0 | 0 | 0 | 0 |  | 0 |  | N/A | N/A | N/A | N/A | N/A | N/A | N/A | N/A | 0 | 0 | 0 | 0 |  | 0 | 10 | 1 | 1 | 1 | 1 | 1 | 1 | 1 | 1 | 3 | 1 | 1 | 0 | 0 | 0
EOP | Mercury | 138 | MERCURY | 2 | OOS | 0 | 0 | 0 | 0 |  | 0 |  | N/A | N/A | N/A | N/A | N/A | N/A | N/A | N/A | 0 | 0 | 0 | 0 |  | 0 | 10 | 1 | N/A | N/A | 2 | N/A | N/A | N/A | N/A | N/A | N/A | N/A | 0 | 0 | 0
PG&E FRESNO | Mercy Springs | 70 | Oro Loma | 1 |  | 0 | 0 | 0 | 0 |  | 0 | [9 empty] | 0 | 75 | 0 | 0 |  | 75 | 5 | 1 | 1 | 1 | 1 | 1 | 1 | 1 | 1 | 1 | 1 | 1 | 0 | 0 | 0
PG&E NGBA | Meridian | 60 | No Analysis | 2 |  | 0 | 0 | 0 | 0 |  | 0 | [9 empty] | 0 | 0 | 0 | 0 |  | 0 | 10 | [11 empty] | 0 | 0 | 0
PG&E KERN | Mesa (PGE) | 115 | Mesa | 2 |  | 0 | 0 | 0 | 0 |  | 0 |  | N/A | N/A | N/A | N/A | N/A | N/A | N/A | N/A | 0 | 0 | 0 | 0 |  | 0 | 10 | 1 | 1 | 1 | 2 | 4 | 1 | 1 | 1 | 1 | 1 | 1 | 0 | 0 | 0
PG&E KERN | Mesa (PGE) | 230 | Mesa | 2 |  | 0 | 0 | 0 | 0 |  | 0 |  | N/A | N/A | N/A | N/A | N/A | N/A | N/A | N/A | 0 | 0 | 0 | 0 |  | 0 | 10 | 1 | 1 | 1 | 2 | 4 | 1 | 1 | 1 | 1 | 1 | 1 | 0 | 0 | 0
SCE Metro | Mesa (SCE) | 230 | Mesa (SCE) | 2 |  | 0 | 0 | 0 | 0 |  | 0 |  | N/A | N/A | N/A | N/A | N/A | N/A | N/A | N/A | 0 | 0 | 0 | 0 |  | 0 | 10 | 1 | 1 | 1 | 2 | 1 | 1 | 1 | 1 | 1 | 1 | 1 | 0 | 0 | 0
SCE Metro | Mesa (SCE) | 500 | Mesa (SCE) | 2 |  | 0 | 0 | 0 | 0 |  | 0 |  | N/A | N/A | N/A | N/A | N/A | N/A | N/A | N/A | 0 | 0 | 0 | 0 |  | 0 | 10 | 1 | 1 | 1 | 2 | 1 | 1 | 1 | 1 | 1 | 1 | 1 | 0 | 0 | 0
SDGE | Mesa Heights | 69 | No Analysis | 2 |  | 0 | 0 | 0 | 0 |  | 0 | [9 empty] | 0 | 0 | 0 | 0 |  | 0 | 10 | [11 empty] | 0 | 0 | 0
PG&E GBA | Metcalf | 115 | Metcalf | 2 |  | 0 | 0 | 0 | 0 |  | 0 |  | N/A | N/A | N/A | N/A | N/A | N/A | N/A | N/A | 0 | 0 | 0 | 0 |  | 0 | 10 | 1 | 1 | 1 | 2 | 5 | 3 | 1 | 1 | 3 | 2 | 1 | 0 | 0 | 0
PG&E GBA | Metcalf | 230 | Metcalf | 2 |  | 0 | 0 | 0 | 0 |  | 0 |  | N/A | N/A | N/A | N/A | N/A | N/A | N/A | N/A | 0 | 0 | 0 | 0 |  | 0 | 10 | 1 | 1 | 1 | 2 | 5 | 3 | 1 | 1 | 3 | 2 | 1 | 0 | 0 | 0
PG&E GBA | Metcalf | 500 | Metcalf | 2 |  | 0 | 0 | 0 | 0 |  | 0 |  | N/A | N/A | N/A | N/A | N/A | N/A | N/A | N/A | 0 | 0 | 0 | 0 |  | 0 | 10 | 1 | 1 | 1 | 2 | 5 | 3 | 1 | 1 | 3 | 2 | 1 | 0 | 0 | 0
PG&E KERN | Midway | 115 | Midway | 1 |  | 0 | 0 | 0 | 0 |  | 0 | 20 | 1 | 1 | 1 | 1 | 1 | 1 | 1 | 1 | 205 | 180 | 0 | 0 |  | 385 | 15 | 2 | 2 | 3 | 1 | 1 | 1 | 1 | 2 | 2 | 1 | 1 | 0 | 0 | 0
PG&E KERN | Midway | 230 | Midway | 1 |  | 0 | 0 | 0 | 0 |  | 0 |  | N/A | N/A | N/A | N/A | N/A | N/A | N/A | N/A | 0 | 0 | 0 | 0 |  | 0 | 10 | 4 | 2 | 3 | 1 | 1 | 1 | 1 | 2 | 2 | 1 | 1 | 0 | 0 | 0
PG&E KERN | Midway | 500 | Midway | 1 |  | 0 | 0 | 0 | 0 |  | 0 |  | N/A | N/A | N/A | N/A | N/A | N/A | N/A | N/A | 300 | 800 | 0 | 0 |  | 1100 | 15 | 2 | 2 | 3 | 1 | 1 | 1 | 1 | 2 | 2 | 1 | 1 | 0 | 0 | 0
SDGE | Miguel | 230 | Miguel | 2 |  | 0 | 0 | 0 | 0 |  | 0 |  | N/A | N/A | N/A | N/A | N/A | N/A | N/A | N/A | 0 | 0 | 0 | 0 |  | 0 | 10 | 1 | 2 | 1 | 2 | 5 | 1 | 3 | 4 | 5 | 1 | 1 | 0 | 0 | 0
SDGE | Miguel | 500 | Miguel | 2 |  | 0 | 0 | 0 | 0 |  | 0 |  | N/A | N/A | N/A | N/A | N/A | N/A | N/A | N/A | 0 | 0 | 0 | 0 |  | 0 | 10 | 1 | 2 | 1 | 2 | 5 | 1 | 3 | 4 | 5 | 1 | 1 | 0 | 0 | 0
SDGE | Miguel | 69 | Miguel | 2 |  | 0 | 0 | 0 | 0 |  | 0 |  | N/A | N/A | N/A | N/A | N/A | N/A | N/A | N/A | 0 | 0 | 0 | 0 |  | 0 | 10 | 1 | 2 | 1 | 2 | 5 | 1 | 3 | 4 | 5 | 1 | 1 | 0 | 0 | 0
PG&E GBA | Millbrae | 115 | No Analysis | 2 |  | 0 | 0 | 0 | 0 |  | 0 | [9 empty] | 0 | 0 | 0 | 0 |  | 0 | 10 | [11 empty] | 0 | 0 | 0
PG&E GBA | Miller | 115 | Miller | 1 |  | 0 | 0 | 0 | 0 |  | 0 |  | N/A | N/A | N/A | N/A | N/A | N/A | N/A | N/A | 0 | 0 | 0 | 0 |  | 0 | 10 | 1 | 1 | 1 | 1 | 1 | 1 | 1 | 1 | 1 | 1 | 1 | 0 | 0 | 0
SCE Metro | Mira Loma | 230 | Mira Loma | 2 |  | 0 | 0 | 0 | 0 |  | 0 |  | N/A | N/A | N/A | N/A | N/A | N/A | N/A | N/A | 0 | 0 | 0 | 0 |  | 0 | 10 | 1 | 4 | 1 | 2 | 3 | 1 | 1 | 1 | 1 | 1 | 1 | 0 | 0 | 0
SCE Metro | Mira Loma | 500 | Mira Loma | 2 |  | 0 | 0 | 0 | 0 |  | 0 |  | N/A | N/A | N/A | N/A | N/A | N/A | N/A | N/A | 0 | 0 | 0 | 0 |  | 0 | 10 | 1 | 4 | 1 | 2 | 3 | 1 | 1 | 1 | 1 | 1 | 1 | 0 | 0 | 0
SCE Eastern | Mirage | 115 | Mirage | 2 |  | 0 | 0 | 0 | 0 |  | 0 |  | N/A | N/A | N/A | N/A | N/A | N/A | N/A | N/A | 0 | 0 | 0 | 0 |  | 0 | 10 | 1 | 4 | 1 | 2 | 1 | 1 | 1 | 1 | 1 | 1 | 1 | 0 | 0 | 0
SCE Eastern | Mirage | 230 | Mirage | 2 |  | 0 | 0 | 0 | 0 |  | 0 |  | N/A | N/A | N/A | N/A | N/A | N/A | N/A | N/A | 0 | 0 | 0 | 0 |  | 0 | 10 | 1 | 4 | 1 | 2 | 1 | 1 | 1 | 1 | 1 | 1 | 1 | 556.5 | 25 | 581.5 |  | Salton Sea | 1 | 1 | 1 | 2 | 2 | 2 | 1 | 1
SDGE | Mission | 138 | Mission | 2 |  | 0 | 0 | 0 | 0 |  | 0 |  | N/A | N/A | N/A | N/A | N/A | N/A | N/A | N/A | 0 | 0 | 0 | 0 |  | 0 | 10 | 1 | 4 | 1 | 2 | 1 | 1 | 1 | 2 | 3 | 1 | 1 | 0 | 0 | 0
SDGE | Mission | 230 | Mission | 2 |  | 0 | 0 | 0 | 0 |  | 0 |  | N/A | N/A | N/A | N/A | N/A | N/A | N/A | N/A | 0 | 0 | 0 | 0 |  | 0 | 10 | 1 | 4 | 1 | 2 | 1 | 1 | 1 | 2 | 3 | 1 | 1 | 0 | 0 | 0
SDGE | Mission | 69 | Mission | 2 |  | 0 | 0 | 0 | 0 |  | 0 |  | N/A | N/A | N/A | N/A | N/A | N/A | N/A | N/A | 0 | 0 | 0 | 0 |  | 0 | 10 | 1 | 4 | 1 | 2 | 1 | 1 | 1 | 2 | 3 | 1 | 1 | 0 | 0 | 0
PG&E GBA | Mi-Wuk | 115 | No Analysis | 2 |  | 0 | 0 | 0 | 0 |  | 0 | [9 empty] | 0 | 0 | 0 | 0 |  | 0 | 10 | [11 empty] | 0 | 0 | 0
EOP | Mohave | 500 | Mohave | 2 | OOS | 484.9 | 0 | 0 | 0 |  | 484.9 | 20 | 2 | N/A | N/A | N/A | N/A | N/A | N/A | N/A | 400 | 587 | 0 | 0 |  | 987 | 10 | 2 | N/A | N/A | 2 | N/A | N/A | N/A | N/A | N/A | N/A | N/A | 0 | 0 | 0
PG&E NGBA | Monroe | 115 | No Analysis | 2 |  | 0 | 0 | 0 | 0 |  | 0 | [9 empty] | 0 | 0 | 0 | 0 |  | 0 | 10 | [11 empty] | 0 | 0 | 0
SDGE | Monserate | 69 | No Analysis | 2 |  | 0 | 0 | 0 | 0 |  | 0 | [9 empty] | 0 | 0 | 0 | 0 |  | 0 | 10 | [11 empty] | 0 | 0 | 0
PG&E GBA | Monta Vista | 115 | No Analysis | 2 |  | 0 | 0 | 0 | 0 |  | 0 | [9 empty] | 0 | 0 | 0 | 0 |  | 0 | 10 | [11 empty] | 0 | 0 | 0
PG&E GBA | Monta Vista | 230 | No Analysis | 2 |  | 0 | 0 | 0 | 0 |  | 0 | [9 empty] | 0 | 0 | 0 | 0 |  | 0 | 10 | [11 empty] | 0 | 0 | 0
PG&E GBA | Monta Vista | 60 | No Analysis | 2 |  | 0 | 0 | 0 | 0 |  | 0 | [9 empty] | 0 | 0 | 0 | 0 |  | 0 | 10 | [11 empty] | 0 | 0 | 0
PG&E NGBA | Monticello | 115 | No Analysis | 2 |  | 0 | 0 | 0 | 0 |  | 0 | [9 empty] | 0 | 0 | 0 | 0 |  | 0 | 10 | [11 empty] | 0 | 0 | 0
SCE Northern | Moorpark | 230 | Moorpark | 1 |  | 0 | 0 | 0 | 0 |  | 0 |  | N/A | N/A | N/A | N/A | N/A | N/A | N/A | N/A | 0 | 0 | 0 | 0 |  | 0 | 10 | 1 | 2 | 1 | 1 | 5 | 1 | 1 | 1 | 1 | 1 | 1 | 0 | 0 | 0
SCE Northern | Moorpark | 66 | Moorpark | 1 |  | 0 | 0 | 0 | 0 |  | 0 |  | N/A | N/A | N/A | N/A | N/A | N/A | N/A | N/A | 0 | 0 | 0 | 0 |  | 0 | 10 | 1 | 2 | 1 | 1 | 5 | 1 | 1 | 1 | 1 | 1 | 1 | 0 | 0 | 0
PG&E GBA | Moraga | 115 | No Analysis | 2 |  | 0 | 0 | 0 | 0 |  | 0 | [9 empty] | 0 | 0 | 0 | 0 |  | 0 | 10 | [11 empty] | 0 | 0 | 0
PG&E GBA | Moraga | 230 | No Analysis | 2 |  | 0 | 0 | 0 | 0 |  | 0 | [9 empty] | 0 | 0 | 0 | 0 |  | 0 | 10 | [11 empty] | 0 | 0 | 0
PG&E GBA | Morgan Hill | 115 | No Analysis | 2 |  | 0 | 0 | 0 | 0 |  | 0 | [9 empty] | 0 | 0 | 0 | 0 |  | 0 | 10 | [11 empty] | 0 | 0 | 0
PG&E KERN | Morro Bay | 115 | Morro Bay | 2 |  | 0 | 0 | 0 | 0 |  | 0 |  | N/A | N/A | N/A | N/A | N/A | N/A | N/A | N/A | 0 | 0 | 0 | 0 |  | 0 | 10 | 1 | 1 | 1 | 2 | 5 | 2 | 1 | 1 | 3 | 2 | 1 | 0 | 0 | 0
PG&E KERN | Morro Bay | 230 | Morro Bay | 2 |  | 0 | 0 | 0 | 0 |  | 0 |  | N/A | N/A | N/A | N/A | N/A | N/A | N/A | N/A | 0 | 0 | 0 | 0 |  | 0 | 10 | 1 | 1 | 1 | 2 | 5 | 2 | 1 | 1 | 3 | 2 | 1 | 0 | 0 | 0
PG&E KERN | Morro Bay | 500 | Morro Bay | 2 |  | 0 | 0 | 0 | 0 |  | 0 |  | N/A | N/A | N/A | N/A | N/A | N/A | N/A | N/A | 0 | 0 | 0 | 0 |  | 0 | 10 | 1 | 1 | 1 | 2 | 5 | 2 | 1 | 1 | 3 | 2 | 1 | 0 | 0 | 0
PG&E GBA | Moss Landing | 115 | Moss Landing | 1 |  | 0 | 0 | 0 | 0 |  | 0 |  | N/A | N/A | N/A | N/A | N/A | N/A | N/A | N/A | 0 | 0 | 0 | 0 |  | 0 | 10 | 1 | 3 | 1 | 1 | 1 | 1 | 1 | 1 | 1 | 1 | 1 | 0 | 0 | 0
PG&E GBA | Moss Landing | 230 | Moss Landing | 1 |  | 0 | 0 | 0 | 0 |  | 0 | 20 | 1 | 2 | 1 | 1 | 1 | 1 | 1 | 1 | 0 | 0 | 0 | 0 |  | 0 | 10 | 1 | 3 | 1 | 1 | 1 | 1 | 1 | 1 | 1 | 1 | 1 | 0 | 0 | 0
PG&E GBA | Moss Landing | 500 | Moss Landing | 1 |  | 0 | 0 | 0 | 0 |  | 0 |  | N/A | N/A | N/A | N/A | N/A | N/A | N/A | N/A | 0 | 0 | 0 | 0 |  | 0 | 10 | 1 | 3 | 1 | 1 | 1 | 1 | 1 | 1 | 1 | 1 | 1 | 0 | 0 | 0
EOP | Mountain Pass | 115 | No Analysis | 2 | OOS | 0 | 0 | 0 | 0 |  | 0 | [9 empty] | 0 | 0 | 0 | 0 |  | 0 | 10 | [11 empty] | 0 | 0 | 0
PG&E GBA | Mountain View | 115 | No Analysis | 2 |  | 0 | 0 | 0 | 0 |  | 0 | [9 empty] | 0 | 0 | 0 | 0 |  | 0 | 10 | [11 empty] | 0 | 0 | 0
PG&E GBA | Mt Eden | 115 | No Analysis | 2 |  | 0 | 0 | 0 | 0 |  | 0 | [9 empty] | 0 | 0 | 0 | 0 |  | 0 | 10 | [11 empty] | 0 | 0 | 0
PG&E KERN | Mt Poso | 115 | No Analysis | 1 |  | 0 | 0 | 0 | 0 |  | 0 | [9 empty] | 0 | 0 | 0 | 0 |  | 0 | 10 | [11 empty] | 0 | 0 | 0
SDGE | Murray | 69 | No Analysis | 2 |  | 0 | 0 | 0 | 0 |  | 0 | [9 empty] | 0 | 0 | 0 | 0 |  | 0 | 10 | [11 empty] | 0 | 0 | 0
PG&E FRESNO | Mustang | 230 | Mustang | 1 |  | 0 | 0 | 0 | 0 |  | 0 |  | N/A | N/A | N/A | N/A | N/A | N/A | N/A | N/A | 156.5 | 300 | 106.5 | 0 |  | 350 | 10 | 1 | 1 | 1 | 1 | 1 | 1 | 1 | 1 | 1 | 1 | 1 | 0 | 0 | 0
SCE Northern | Neenach | 66 | No Analysis | 2 |  | 0 | 0 | 0 | 0 |  | 0 | [9 empty] | 0 | 0 | 0 | 0 |  | 0 | 10 | [11 empty] | 0 | 0 | 0
PG&E KERN | New Sub - Gates - Midway (Proposed) | 230 | Gates-Midway (Proposed) | 1 |  | 0 | 0 | 0 | 0 |  | 0 |  | N/A | N/A | N/A | N/A | N/A | N/A | N/A | N/A | 100 | 790 | 0 | 0 |  | 890 | 10 | 2 | 1 | 1 | 1 | 1 | 2 | 1 | 1 | 2 | 1 | 1 | 0 | 0 | 0
PG&E KERN | New Sub - Gates - Templeton (Proposed) | 230 | Avenal | 1 |  | 0 | 0 | 0 | 0 |  | 0 | [9 empty] | 50 | 250 | 0 | 0 |  | 300 | 10 | 1 | 1 | 1 | 1 | 1 | 2 | 1 | 1 | 2 | 1 | 1 | 0 | 0 | 0
SCE NOL | New Sub - Kramer - Lugo (Proposed) | 230 | No Analysis | 2 |  | 0 | 0 | 0 | 0 |  | 0 | [9 empty] | 0 | 0 | 0 | 0 |  | 0 | 10 | [11 empty] | 0 | 0 | 0
PG&E FRESNO | New Sub - Los Banos - Midway (Proposed) | 500 | Tranquility | 1 |  | 0 | 0 | 0 | 0 |  | 0 | [9 empty] | 600 | 400 | 0 | 0 |  | 1000 | 10 | 2 | 3 | 2 | 1 | 1 | 1 | 1 | 1 | 1 | 1 | 1 | 0 | 0 | 0
SCE NOL | New Sub - Lugo - Pisgah (Proposed) | 230 | Lugo - Pisgah (Proposed) | 2 |  | 150 | 0 | 0 | 0 |  | 150 | 15 | 2 | 1 | 1 | 1 | 1 | 1 | 1 | 1 | 0 | 0 | 0 | 0 |  | 0 | 10 | 1 | 4 | 1 | 2 | 1 | 1 | 1 | 1 | 1 | 2 | 1 | 0 | 0 | 0
PG&E KERN | New Sub - Midway - Wheeler Ridge (Proposed) | 230 | Midway - Wheeler Ridge (Proposed) | 1 |  | 0 | 0 | 0 | 0 |  | 0 |  | N/A | N/A | N/A | N/A | N/A | N/A | N/A | N/A | 0 | 150 | 0 | 0 |  | 150 | 10 | 1 | 1 | 1 | 1 | 1 | 1 | 1 | 1 | 2 | 1 | 1 | 0 | 0 | 0
PG&E NGBA | New Sub - Near existing Leavitt (PSREC) | 345 | Leavitt | 2 |  | 300 | 0 | 0 | 0 |  | 300 | 20 | 2 | 5 | 1 | 1 | 1 | 2 | 2 | 1 | 0 | 0 | 0 | 0 |  | 0 | 10 | 1 | 2 | 1 | 2 | 3 | 1 | 1 | 1 | 3 | 1 | 1 | 0 | 0 | 0
PG&E NGBA | New Sub - Near existing Madeline (NVE) | 345 | Madeline | 2 |  | 631.1 | 0 | 0 | 0 |  | 631.1 | 20 | 4 | 5 | 1 | 1 | 1 | 1 | 3 | 1 | 0 | 0 | 0 | 0 |  | 0 | 10 | 1 | 1 | 1 | 2 | 2 | 1 | 1 | 1 | 1 | 2 | 1 | 0 | 0 | 0
SDGE | New Sub - North Gila - IV (Proposed) | 500 | North Gila - IV (Proposed) | 2 |  | 0 | 0 | 0 | 0 |  | 0 |  | N/A | N/A | N/A | N/A | N/A | N/A | N/A | N/A | 150 | 400 | 0 | 0 |  | 550 | 15 | 2 | 2 | 2 | 2 | 1 | 1 | 1 | 1 | 1 | 1 | 1 | 0 | 0 | 0
PG&E NGBA | New Sub - Pit 1 - Cottonwood (Proposed) | 230 | New Sub - Pit 1 - Cottonwood (Proposed) | 2 |  | 200 | 6 | 0 | 0 |  | 206 | 15 | 2 | 5 | 2 | 1 | 1 | 2 | 3 | 1 | 0 | 0 | 0 | 0 |  | 0 | 10 | 1 | 1 | 1 | 2 | 5 | 2 | 1 | 1 | 2 | 2 | 1 | 0 | 0 | 0
PG&E GBA | New Sub - Rancho Seco - Bellota (Proposed) | 230 | Rancho Seco - Bellota (Proposed) | 1 |  | 0 | 0 | 0 | 0 |  | 0 |  | N/A | N/A | N/A | N/A | N/A | N/A | N/A | N/A | 0 | 0 | 0 | 0 |  | 0 | 10 | 1 | 2 | 1 | 1 | 1 | 1 | 1 | 2 | 3 | 1 | 1 | 0 | 0 | 0
SDGE | New Sub - Suncrest - Ocotillo (Proposed) | 500 | Suncrest - Ocotillo (Proposed) | 2 |  | 300 | 100 | 0 | 0 |  | 400 | 20 | 4 | 5 | 1 | 2 | 2 | 2 | 2 | 1 | 0 | 0 | 0 | 0 |  | 0 | 10 | 1 | 1 | 1 | 2 | 5 | 1 | 1 | 1 | 2 | 2 | 1 | 0 | 0 | 0
PG&E FRESNO | New Sub - Westley - Quinto (Proposed) | 230 | No Analysis | 1 |  | 0 | 0 | 0 | 0 |  | 0 | [9 empty] | 0 | 0 | 0 | 0 |  | 0 | 10 | [11 empty] | 0 | 0 | 0
PG&E GBA | Newark | 115 | Newark | 2 |  | 0 | 0 | 0 | 0 |  | 0 |  | N/A | N/A | N/A | N/A | N/A | N/A | N/A | N/A | 0 | 0 | 0 | 0 |  | 0 | 10 | 1 | 1 | 1 | 2 | 3 | 2 | 1 | 2 | 3 | 1 | 1 | 0 | 0 | 0
PG&E GBA | Newark | 230 | Newark | 2 |  | 0 | 0 | 0 | 0 |  | 0 |  | N/A | N/A | N/A | N/A | N/A | N/A | N/A | N/A | 0 | 0 | 0 | 0 |  | 0 | 10 | 1 | 1 | 1 | 2 | 3 | 2 | 1 | 2 | 3 | 1 | 1 | 0 | 0 | 0
PG&E GBA | Newark | 60 | Newark | 2 |  | 0 | 0 | 0 | 0 |  | 0 |  | N/A | N/A | N/A | N/A | N/A | N/A | N/A | N/A | 0 | 0 | 0 | 0 |  | 0 | 10 | 1 | 1 | 1 | 2 | 3 | 2 | 1 | 2 | 3 | 1 | 1 | 0 | 0 | 0
PG&E FRESNO | Newhall | 115 | Newhall | 1 |  | 0 | 0 | 0 | 0 |  | 0 |  | N/A | N/A | N/A | N/A | N/A | N/A | N/A | N/A | 0 | 0 | 0 | 0 |  | 0 | 10 | 1 | 1 | 1 | 1 | 1 | 2 | 1 | 1 | 2 | 1 | 1 | 0 | 0 | 0
PG&E KERN | Norco | 115 | Norco | 1 |  | 0 | 0 | 0 | 0 |  | 0 | 15 | 1 | 1 | 1 | 1 | 1 | 1 | 1 | 1 | 0 | 0 | 0 | 0 |  | 0 | 10 | 1 | 1 | 1 | 1 | 1 | 1 | 2 | 3 | 3 | 1 | 1 | 0 | 0 | 0
PG&E GBA | Nortech | 115 | No Analysis | 2 |  | 0 | 0 | 0 | 0 |  | 0 | 15 | 0 | 0 | 0 | 0 | 0 | 0 | 0 | 0 | 0 | 0 | 0 | 0 |  | 0 | 10 | [11 empty] | 0 | 0 | 0
SDGE | North City Metering | 138 | No Analysis | 2 |  | 0 | 0 | 0 | 0 |  | 0 | 15 | 0 | 0 | 0 | 0 | 0 | 0 | 0 | 0 | 0 | 0 | 0 | 0 |  | 0 | 10 | [11 empty] | 0 | 0 | 0
PG&E GBA | North Dublin | 230 | No Analysis | 2 |  | 0 | 0 | 0 | 0 |  | 0 | [9 empty] | 0 | 0 | 0 | 0 |  | 0 | 10 | [11 empty] | 0 | 0 | 0
SDGE | North Gila | 500 | North Gila | 2 | OOS | 0 | 0 | 0 | 0 |  | 0 |  | N/A | N/A | N/A | N/A | N/A | N/A | N/A | N/A | 0 | 0 | 0 | 0 |  | 0 | 10 | 1 | N/A | N/A | 2 | N/A | N/A | N/A | N/A | N/A | N/A | N/A | 0 | 0 | 0
SCE Metro | North of SONGS | 230 | No Analysis | 2 |  | 0 | 0 | 0 | 0 |  | 0 | [9 empty] | 0 | 0 | 0 | 0 |  | 0 | 10 | [11 empty] | 0 | 0 | 0
SCE Metro | North of SONGS | 500 | No Analysis | 2 |  | 0 | 0 | 0 | 0 |  | 0 | [9 empty] | 0 | 0 | 0 | 0 |  | 0 | 10 | [11 empty] | 0 | 0 | 0
PG&E NGBA | Notre Dame | 115 | No Analysis | 2 |  | 0 | 0 | 0 | 0 |  | 0 | [9 empty] | 0 | 0 | 0 | 0 |  | 0 | 10 | [11 empty] | 0 | 0 | 0
PG&E GBA | Oakland C | 115 | No Analysis | 2 |  | 0 | 0 | 0 | 0 |  | 0 | [9 empty] | 0 | 0 | 0 | 0 |  | 0 | 10 | [11 empty] | 0 | 0 | 0
PG&E GBA | Oakland J | 115 | No Analysis | 2 |  | 0 | 0 | 0 | 0 |  | 0 | 10 | 0 | 0 | 0 | 0 | 0 | 0 | 0 | 0 | 0 | 0 | 0 | 0 |  | 0 | 10 | [11 empty] | 0 | 0 | 0
PG&E GBA | Oakland L | 115 | No Analysis | 2 |  | 0 | 0 | 0 | 0 |  | 0 | [9 empty] | 0 | 0 | 0 | 0 |  | 0 | 10 | [11 empty] | 0 | 0 | 0
PG&E GBA | Oakland X | 115 | No Analysis | 2 |  | 0 | 0 | 0 | 0 |  | 0 | [9 empty] | 0 | 0 | 0 | 0 |  | 0 | 10 | [11 empty] | 0 | 0 | 0
SDGE | Ocean Ranch | 69 | No Analysis | 2 |  | 0 | 0 | 0 | 0 |  | 0 | [9 empty] | 0 | 0 | 0 | 0 |  | 0 | 10 | [11 empty] | 0 | 0 | 0
PG&E KERN | Oceano | 115 | Oceano | 2 |  | 0 | 0 | 0 | 0 |  | 0 |  | N/A | N/A | N/A | N/A | N/A | N/A | N/A | N/A | 0 | 0 | 0 | 0 |  | 0 | 10 | 1 | 2 | 1 | 2 | 4 | 1 | 1 | 1 | 1 | 1 | 1 | 0 | 0 | 0
SDGE | Ocotillo Express | 500 | Ocotillo | 2 |  | 0 | 0 | 0 | 0 |  | 0 |  | N/A | N/A | N/A | N/A | N/A | N/A | N/A | N/A | 0 | 0 | 0 | 0 |  | 0 | 10 | 1 | 1 | 1 | 2 | 1 | 1 | 1 | 1 | 2 | 1 | 1 | 0 | 0 | 0
PG&E KERN | Old River | 70 | No Analysis | 1 |  | 0 | 0 | 0 | 0 |  | 0 | [9 empty] | 0 | 0 | 0 | 0 |  | 0 | 10 | [11 empty] | 0 | 0 | 0
SDGE | Old Town | 230 | Old Town | 2 |  | 0 | 0 | 0 | 0 |  | 0 |  | N/A | N/A | N/A | N/A | N/A | N/A | N/A | N/A | 0 | 0 | 0 | 0 |  | 0 | 10 | 1 | 3 | 1 | 2 | 1 | 1 | 1 | 3 | 3 | 1 | 1 | 0 | 0 | 0
SCE Metro | Olinda | 230 | Olinda | 2 |  | 0 | 0 | 0 | 0 |  | 0 |  | N/A | N/A | N/A | N/A | N/A | N/A | N/A | N/A | 0 | 0 | 0 | 0 |  | 0 | 10 | 1 | 3 | 1 | 2 | 5 | 2 | 1 | 1 | 2 | 1 | 1 | 0 | 0 | 0
PG&E FRESNO | Olive | 115 | Olive | 1 |  | 0 | 0 | 0 | 0 |  | 0 |  | N/A | N/A | N/A | N/A | N/A | N/A | N/A | N/A | 40 | 0 | 0 | 0 |  | 40 | 5 | 1 | 2 | 1 | 1 | 1 | 2 | 1 | 1 | 2 | 1 | 1 | 0 | 0 | 0
PG&E NGBA | Olivehurst | 115 | Olivehurst | 2 |  | 0 | 0 | 0 | 0 |  | 0 |  | N/A | N/A | N/A | N/A | N/A | N/A | N/A | N/A | 0 | 0 | 0 | 0 |  | 0 | 10 | 1 | 2 | 2 | 2 | 1 | 1 | 1 | 1 | 1 | 1 | 1 | 0 | 0 | 0
PG&E NGBA | Oregon Trail | 60 | No Analysis | 2 |  | 0 | 0 | 0 | 0 |  | 0 | [9 empty] | 0 | 0 | 0 | 0 |  | 0 | 10 | [11 empty] | 0 | 0 | 0
SCE Northern | Ormond Beach | 230 | No Analysis | 1 |  | 0 | 0 | 0 | 0 |  | 0 | [9 empty] | 0 | 0 | 0 | 0 |  | 0 | 10 | [11 empty] | 0 | 0 | 0
PG&E FRESNO | Oro Loma | 115 | Oro Loma | 1 |  | 0 | 0 | 0 | 0 |  | 0 |  | N/A | N/A | N/A | N/A | N/A | N/A | N/A | N/A | 0 | 0 | 0 | 0 |  | 0 | 10 | 1 | 1 | 1 | 1 | 1 | 1 | 1 | 1 | 1 | 1 | 1 | 0 | 0 | 0
PG&E FRESNO | Oro Loma | 70 | Oro Loma | 1 |  | 0 | 0 | 0 | 0 |  | 0 |  | N/A | N/A | N/A | N/A | N/A | N/A | N/A | N/A | 0 | 0 | 0 | 0 |  | 0 | 10 | 1 | 1 | 1 | 1 | 1 | 1 | 1 | 1 | 1 | 1 | 1 | 0 | 0 | 0
PG&E FRESNO | Orosi | 70 | No Analysis | 1 |  | 0 | 0 | 0 | 0 |  | 0 | [9 empty] | 0 | 0 | 0 | 0 |  | 0 | 10 | [11 empty] | 0 | 0 | 0
SDGE | Otay | 69 | No Analysis | 2 |  | 0 | 0 | 0 | 0 |  | 0 | [9 empty] | 0 | 0 | 0 | 0 |  | 0 | 10 | [11 empty] | 0 | 0 | 0
SDGE | Otay Mesa | 230 | Otay Mesa | 2 |  | 0 | 0 | 0 | 0 |  | 0 |  | N/A | N/A | N/A | N/A | N/A | N/A | N/A | N/A | 0 | 0 | 0 | 0 |  | 0 | 10 | 1 | 2 | 1 | 2 | 5 | 1 | 4 | 5 | 5 | 2 | 1 | 0 | 0 | 0
PG&E FRESNO | Padre Flats SW STA | 230 | No Analysis | 1 |  | 0 | 0 | 0 | 0 |  | 0 | [9 empty] | 0 | 0 | 0 | 0 |  | 0 | 10 | [11 empty] | 0 | 0 | 0
EOP | Pahrump | 138 | Pahrump | 2 | OOS | 0 | 0 | 0 | 0 |  | 0 |  | N/A | N/A | N/A | N/A | N/A | N/A | N/A | N/A | 0 | 0 | 0 | 0 |  | 0 | 10 | 1 | N/A | N/A | 2 | N/A | N/A | N/A | N/A | N/A | N/A | N/A | 0 | 0 | 0
EOP | Pahrump | 230 | Pahrump | 2 | OOS | 0 | 0 | 0 | 0 |  | 0 |  | N/A | N/A | N/A | N/A | N/A | N/A | N/A | N/A | 0 | 0 | 0 | 0 |  | 0 | 10 | 1 | N/A | N/A | 2 | N/A | N/A | N/A | N/A | N/A | N/A | N/A | 0 | 0 | 0
SDGE | Pala | 69 | No Analysis | 2 |  | 0 | 0 | 0 | 0 |  | 0 | [9 empty] | 0 | 0 | 0 | 0 |  | 0 | 10 | [11 empty] | 0 | 0 | 0
PG&E NGBA | Palermo | 115 | Palermo | 2 |  | 0 | 0 | 0 | 0 |  | 0 |  | N/A | N/A | N/A | N/A | N/A | N/A | N/A | N/A | 0 | 0 | 0 | 0 |  | 0 | 10 | 1 | 2 | 1 | 2 | 2 | 3 | 1 | 1 | 4 | 1 | 1 | 0 | 0 | 0
PG&E NGBA | Palermo | 230 | Palermo | 2 |  | 0 | 0 | 0 | 0 |  | 0 |  | N/A | N/A | N/A | N/A | N/A | N/A | N/A | N/A | 0 | 0 | 0 | 0 |  | 0 | 10 | 1 | 2 | 1 | 2 | 2 | 3 | 1 | 1 | 4 | 1 | 1 | 0 | 0 | 0
SCE Eastern | Palo Verde | 500 | Palo Verde | 2 |  | 0 | 0 | 0 | 0 |  | 0 |  | N/A | N/A | N/A | N/A | N/A | N/A | N/A | N/A | 0 | 0 | 0 | 0 |  | 0 | 10 | 1 | 1 | 1 | 2 | 1 | 1 | 1 | 1 | 1 | 1 | 1 | 0 | 0 | 0
SDGE | Palomar Energy | 230 | Palomar | 2 |  | 0 | 0 | 0 | 0 |  | 0 |  | N/A | N/A | N/A | N/A | N/A | N/A | N/A | N/A | 0 | 0 | 0 | 0 |  | 0 | 10 | 1 | 3 | 1 | 2 | 5 | 1 | 1 | 1 | 2 | 1 | 1 | 0 | 0 | 0
PG&E KERN | Panama | 70 | No Analysis | 1 |  | 0 | 0 | 0 | 0 |  | 0 | [9 empty] | 0 | 0 | 0 | 0 |  | 0 | 10 | [11 empty] | 0 | 0 | 0
PG&E FRESNO | Panoche | 115 | Panoche | 1 |  | 0 | 0 | 0 | 0 |  | 0 |  | N/A | N/A | N/A | N/A | N/A | N/A | N/A | N/A | 0 | 0 | 0 | 0 |  | 0 | 10 | 3 | 3 | 3 | 1 | 1 | 1 | 1 | 1 | 2 | 1 | 1 | 0 | 0 | 0
PG&E FRESNO | Panoche | 230 | Panoche | 1 |  | 0 | 0 | 0 | 0 |  | 0 |  | N/A | N/A | N/A | N/A | N/A | N/A | N/A | N/A | 100 | 300 | 0 | 0 |  | 400 | 15 | 2 | 2 | 3 | 1 | 1 | 1 | 1 | 1 | 1 | 1 | 1 | 0 | 0 | 0
SCE Northern | Pardee | 230 | Pardee | 2 |  | 0 | 0 | 0 | 0 |  | 0 |  | N/A | N/A | N/A | N/A | N/A | N/A | N/A | N/A | 0 | 0 | 0 | 0 |  | 0 | 10 | 1 | 2 | 1 | 2 | 5 | 1 | 1 | 1 | 2 | 2 | 1 | 0 | 0 | 0
PG&E NGBA | Parkway | 230 | No Analysis | 2 |  | 0 | 0 | 0 | 0 |  | 0 | [9 empty] | 0 | 0 | 0 | 0 |  | 0 | 10 | [11 empty] | 0 | 0 | 0
SCE Northern | Pastoria | 230 | Pastoria | 2 |  | 0 | 0 | 0 | 0 |  | 0 |  | N/A | N/A | N/A | N/A | N/A | N/A | N/A | N/A | 0 | 105 | 0 | 0 |  | 105 | 10 | 3 | 1 | 2 | 2 | 2 | 2 | 1 | 1 | 2 | 1 | 1 | 0 | 0 | 0
SCE Metro | Pauda | 230 | Padua | 2 |  | 0 | 0 | 0 | 0 |  | 0 |  | N/A | N/A | N/A | N/A | N/A | N/A | N/A | N/A | 0 | 0 | 0 | 0 |  | 0 | 10 | 1 | 4 | 1 | 2 | 5 | 1 | 1 | 1 | 1 | 1 | 1 | 0 | 0 | 0
PG&E GBA | Paul Sweet | 115 | No Analysis | 1 |  | 0 | 0 | 0 | 0 |  | 0 | [9 empty] | 0 | 0 | 0 | 0 |  | 0 | 10 | [11 empty] | 0 | 0 | 0
PG&E NGBA | Peabody | 230 | Peabody | 2 |  | 0 | 0 | 0 | 0 |  | 0 |  | N/A | N/A | N/A | N/A | N/A | N/A | N/A | N/A | 0 | 0 | 0 | 0 |  | 0 | 10 | 1 | 1 | 1 | 2 | 2 | 1 | 1 | 1 | 2 | 1 | 1 | 0 | 0 | 0
PG&E NGBA | Pease | 115 | Pease | 2 |  | 0 | 0 | 0 | 0 |  | 0 |  | N/A | N/A | N/A | N/A | N/A | N/A | N/A | N/A | 0 | 0 | 0 | 0 |  | 0 | 10 | 1 | 2 | 1 | 2 | 1 | 1 | 1 | 1 | 2 | 1 | 1 | 0 | 0 | 0
PG&E NGBA | Pease | 60 | Pease | 2 |  | 0 | 0 | 0 | 0 |  | 0 |  | N/A | N/A | N/A | N/A | N/A | N/A | N/A | N/A | 0 | 0 | 0 | 0 |  | 0 | 10 | 1 | 2 | 1 | 2 | 1 | 1 | 1 | 1 | 2 | 1 | 1 | 0 | 0 | 0
SDGE | Penasquitos | 138 | Penasquitos | 2 |  | 0 | 0 | 0 | 0 |  | 0 | 10 | 1 | 1 | 1 | 1 | 2 | 2 | 1 | 1 | 0 | 0 | 0 | 0 |  | 0 | 10 | 1 | 2 | 1 | 2 | 5 | 1 | 2 | 2 | 3 | 1 | 1 | 0 | 0 | 0
SDGE | Penasquitos | 230 | Penasquitos | 2 |  | 0 | 0 | 0 | 0 |  | 0 |  | N/A | N/A | N/A | N/A | N/A | N/A | N/A | N/A | 0 | 0 | 0 | 0 |  | 0 | 10 | 1 | 2 | 1 | 2 | 5 | 1 | 2 | 2 | 3 | 1 | 1 | 0 | 0 | 0
SDGE | Penasquitos | 69 | Penasquitos | 2 |  | 0 | 0 | 0 | 0 |  | 0 | 30 | 1 | 1 | 1 | 1 | 3 | 3 | 1 | 1 | 0 | 0 | 0 | 0 |  | 0 | 10 | 1 | 2 | 1 | 2 | 5 | 1 | 2 | 2 | 3 | 1 | 1 | 0 | 0 | 0
SDGE | Pendleton | 69 | No Analysis | 2 |  | 0 | 0 | 0 | 0 |  | 0 | [9 empty] | 0 | 0 | 0 | 0 |  | 0 | 10 | [11 empty] | 0 | 0 | 0
PG&E NGBA | Penngrove | 115 | Penngrove | 2 |  | 0 | 0 | 0 | 0 |  | 0 |  | N/A | N/A | N/A | N/A | N/A | N/A | N/A | N/A | 0 | 0 | 0 | 0 |  | 0 | 10 | 1 | 2 | 1 | 2 | 3 | 2 | 1 | 2 | 3 | 2 | 1 | 0 | 0 | 0
PG&E GBA | Peoria | 115 | Peoria | 2 |  | 0 | 0 | 0 | 0 |  | 0 | 15 | 1 | 2 | 4 | 1 | 1 | 4 | 3 | 1 | 0 | 0 | 0 | 0 |  | 0 | 10 | 1 | 1 | 1 | 2 | 2 | 2 | 1 | 1 | 3 | 3 | 1 | 0 | 0 | 0
PG&E GBA | Piercy | 115 | No Analysis | 2 |  | 0 | 0 | 0 | 0 |  | 0 | [9 empty] | 0 | 0 | 0 | 0 |  | 0 | 10 | [11 empty] | 0 | 0 | 0
PG&E FRESNO | Pine Flat | 230 | No Analysis | 1 |  | 0 | 0 | 0 | 0 |  | 0 | [9 empty] | 0 | 0 | 0 | 0 |  | 0 | 10 | [11 empty] | 0 | 0 | 0
SCE NOL | Pisgah | 230 | Pisgah | 2 |  | 0 | 0 | 0 | 0 |  | 0 |  | N/A | N/A | N/A | N/A | N/A | N/A | N/A | N/A | 0 | 250 | 0 | 0 |  | 250 | 15 | 1 | 2 | 1 | 2 | 1 | 1 | 1 | 1 | 1 | 2 | 1 | 0 | 0 | 0
PG&E NGBA | Pit 1 | 230 | Pit 1 | 2 |  | 0 | 0 | 0 | 0 |  | 0 |  | N/A | N/A | N/A | N/A | N/A | N/A | N/A | N/A | 0 | 0 | 0 | 0 |  | 0 | 10 | 1 | 1 | 1 | 2 | 5 | 1 | 1 | 1 | 2 | 1 | 1 | 0 | 0 | 0
PG&E NGBA | Pit 1 | 60 | Pit 1 | 2 |  | 0 | 0 | 0 | 0 |  | 0 |  | N/A | N/A | N/A | N/A | N/A | N/A | N/A | N/A | 0 | 0 | 0 | 0 |  | 0 | 10 | 1 | 1 | 1 | 2 | 5 | 1 | 1 | 1 | 2 | 1 | 1 | 0 | 0 | 0
PG&E NGBA | Pit 3 | 230 | No Analysis | 2 |  | 0 | 0 | 0 | 0 |  | 0 | [9 empty] | 0 | 0 | 0 | 0 |  | 0 | 10 | [11 empty] | 0 | 0 | 0
PG&E NGBA | Pit 4 | 230 | No Analysis | 2 |  | 0 | 0 | 0 | 0 |  | 0 | [9 empty] | 0 | 0 | 0 | 0 |  | 0 | 10 | [11 empty] | 0 | 0 | 0
PG&E GBA | Pittsburg | 115 | Pittsburg | 2 |  | 0 | 0 | 0 | 0 |  | 0 |  | N/A | N/A | N/A | N/A | N/A | N/A | N/A | N/A | 0 | 0 | 0 | 0 |  | 0 | 10 | 1 | 1 | 1 | 2 | 2 | 1 | 1 | 1 | 2 | 1 | 1 | 0 | 0 | 0
PG&E GBA | Pittsburg | 230 | Pittsburg | 2 |  | 0 | 0 | 0 | 0 |  | 0 |  | N/A | N/A | N/A | N/A | N/A | N/A | N/A | N/A | 0 | 0 | 0 | 0 |  | 0 | 10 | 1 | 1 | 1 | 2 | 2 | 1 | 1 | 1 | 2 | 1 | 1 | 0 | 0 | 0
PG&E NGBA | Pleasant Grove | 115 | Pleasant Grove | 2 |  | 0 | 0 | 0 | 0 |  | 0 |  | N/A | N/A | N/A | N/A | N/A | N/A | N/A | N/A | 0 | 0 | 0 | 0 |  | 0 | 10 | 1 | 4 | 1 | 2 | 1 | 1 | 1 | 1 | 1 | 1 | 1 | 0 | 0 | 0
PG&E NGBA | POE | 230 | No Analysis | 2 |  | 0 | 0 | 0 | 0 |  | 0 | [9 empty] | 0 | 0 | 0 | 0 |  | 0 | 10 | [11 empty] | 0 | 0 | 0
SDGE | Point Loma | 69 | No Analysis | 2 |  | 0 | 0 | 0 | 0 |  | 0 | [9 empty] | 0 | 0 | 0 | 0 |  | 0 | 10 | [11 empty] | 0 | 0 | 0
SDGE | Pomerado | 69 | No Analysis | 2 |  | 0 | 0 | 0 | 0 |  | 0 | [9 empty] | 0 | 0 | 0 | 0 |  | 0 | 10 | [11 empty] | 0 | 0 | 0
PG&E KERN | Poso Mountain | 115 | Poso Mountain | 1 |  | 0 | 0 | 0 | 0 |  | 0 |  | N/A | N/A | N/A | N/A | N/A | N/A | N/A | N/A | 0 | 0 | 0 | 0 |  | 0 | 10 | 1 | 1 | 1 | 1 | 2 | 3 | 1 | 1 | 3 | 1 | 1 | 0 | 0 | 0
EOP | Primm | 230 | Primm | 2 | OOS | 0 | 0 | 0 | 0 |  | 0 |  | N/A | N/A | N/A | N/A | N/A | N/A | N/A | N/A | 0 | 0 | 0 | 0 |  | 0 | 10 | 1 | N/A | N/A | 2 | N/A | N/A | N/A | N/A | N/A | N/A | N/A | 0 | 0 | 0
PG&E NGBA | Putah Creek | 115 | Putah Creek | 2 |  | 0 | 0 | 0 | 0 |  | 0 |  | N/A | N/A | N/A | N/A | N/A | N/A | N/A | N/A | 0 | 3 | 3 | 0 |  | 0 | 5 | 1 | 1 | 1 | 2 | 2 | 2 | 1 | 1 | 2 | 1 | 1 | 0 | 0 | 0
SDGE | Q1806 | 138 | No Analysis | 2 |  | 0 | 0 | 0 | 0 |  | 0 | [9 empty] | 0 | 0 | 0 | 0 |  | 0 | 10 | [11 empty] | 0 | 0 | 0
PG&E FRESNO | Quinto | 230 | Quinto | 1 |  | 0 | 0 | 0 | 0 |  | 0 |  | N/A | N/A | N/A | N/A | N/A | N/A | N/A | N/A | 200 | 250 | 0 | 0 |  | 450 | 10 | 2 | 1 | 1 | 1 | 1 | 2 | 1 | 1 | 2 | 1 | 1 | 0 | 0 | 0
PG&E GBA | Race Track | 115 | No Analysis | 2 |  | 0 | 0 | 0 | 0 |  | 0 | [9 empty] | 0 | 0 | 0 | 0 |  | 0 | 10 | [11 empty] | 0 | 0 | 0
SDGE | Rancho Mission Viejo | 138 | No Analysis | 2 |  | 0 | 0 | 0 | 0 |  | 0 | [9 empty] | 0 | 0 | 0 | 0 |  | 0 | 10 | [11 empty] | 0 | 0 | 0
PG&E GBA | Rancho Seco | 230 | No Analysis | 1 |  | 0 | 0 | 0 | 0 |  | 0 | [9 empty] | 0 | 0 | 0 | 0 |  | 0 | 10 | [11 empty] | 0 | 0 | 0
SCE Metro | Rancho Vista | 230 | Rancho Vista | 2 |  | 0 | 0 | 0 | 0 |  | 0 |  | N/A | N/A | N/A | N/A | N/A | N/A | N/A | N/A | 0 | 0 | 0 | 0 |  | 0 | 10 | 1 | 4 | 1 | 2 | 4 | 1 | 1 | 1 | 1 | 1 | 1 | 0 | 0 | 0
SCE Metro | Rancho Vista | 500 | Rancho Vista | 2 |  | 0 | 0 | 0 | 0 |  | 0 |  | N/A | N/A | N/A | N/A | N/A | N/A | N/A | N/A | 0 | 0 | 0 | 0 |  | 0 | 10 | 1 | 4 | 1 | 2 | 4 | 1 | 1 | 1 | 1 | 1 | 1 | 0 | 0 | 0
SCE NOL | Ransburg | 115 | Ransburg | 2 |  | 0 | 0 | 0 | 0 |  | 0 |  | N/A | N/A | N/A | N/A | N/A | N/A | N/A | N/A | 0 | 0 | 0 | 0 |  | 0 | 10 | 1 | 2 | 1 | 2 | 1 | 1 | 1 | 1 | 1 | 2 | 1 | 0 | 0 | 0
PG&E GBA | Ravenswood | 115 | No Analysis | 2 |  | 0 | 0 | 0 | 0 |  | 0 | [9 empty] | 0 | 0 | 0 | 0 |  | 0 | 10 | [11 empty] | 0 | 0 | 0
PG&E GBA | Ravenswood | 230 | No Analysis | 2 |  | 0 | 0 | 0 | 0 |  | 0 | [9 empty] | 0 | 0 | 0 | 0 |  | 0 | 10 | [11 empty] | 0 | 0 | 0
SCE Northern | Rector | 230 | Rector | 1 |  | 0 | 0 | 0 | 0 |  | 0 |  | N/A | N/A | N/A | N/A | N/A | N/A | N/A | N/A | 0 | 200 | 0 | 0 |  | 200 | 10 | 1 | 3 | 2 | 1 | 1 | 1 | 1 | 1 | 1 | 1 | 1 | 0 | 0 | 0
SCE Eastern | Red Bluff | 230 | Redbluff | 2 |  | 0 | 0 | 0 | 0 |  | 0 |  | N/A | N/A | N/A | N/A | N/A | N/A | N/A | N/A | 0 | 463.5 | 0 | 0 |  | 463.5 | 15 | 3 | 2 | 1 | 2 | 1 | 2 | 2 | 2 | 2 | 2 | 1 | 0 | 0 | 0
SCE Eastern | Red Bluff | 500 | Redbluff | 2 |  | 0 | 0 | 0 | 0 |  | 0 |  | N/A | N/A | N/A | N/A | N/A | N/A | N/A | N/A | 175 | 250 | 0 | 0 |  | 425 | 15 | 3 | 2 | 1 | 2 | 1 | 2 | 2 | 2 | 2 | 2 | 1 | 0 | 0 | 0
PG&E NGBA | Redbud | 115 | No Analysis | 2 |  | 0 | 0 | 0 | 0 |  | 0 | [9 empty] | 0 | 0 | 0 | 0 |  | 0 | 10 | [11 empty] | 0 | 0 | 0
SCE Metro | Redondo | 230 | Redondo | 2 |  | 0 | 0 | 0 | 0 |  | 0 |  | N/A | N/A | N/A | N/A | N/A | N/A | N/A | N/A | 0 | 0 | 0 | 0 |  | 0 | 10 | 1 | 1 | 1 | 2 | 1 | 1 | 1 | 3 | 3 | 1 | 1 | 0 | 0 | 0
PG&E FRESNO | Reedley | 115 | Reedley | 1 |  | 0 | 0 | 0 | 0 |  | 0 |  | N/A | N/A | N/A | N/A | N/A | N/A | N/A | N/A | 0 | 0 | 0 | 0 |  | 0 | 10 | 1 | 2 | 1 | 1 | 1 | 1 | 1 | 1 | 1 | 1 | 1 | 0 | 0 | 0
PG&E KERN | Renfro | 115 | Renfro | 1 |  | 0 | 0 | 0 | 0 |  | 0 |  | N/A | N/A | N/A | N/A | N/A | N/A | N/A | N/A | 0 | 0 | 0 | 0 |  | 0 | 10 | 1 | 2 | 2 | 1 | 1 | 1 | 1 | 1 | 1 | 1 | 1 | 0 | 0 | 0
PG&E GBA | Richmond R | 115 | Richmond | 2 |  | 0 | 0 | 0 | 0 |  | 0 |  | N/A | N/A | N/A | N/A | N/A | N/A | N/A | N/A | 0 | 0 | 0 | 0 |  | 0 | 10 | 1 | 1 | 1 | 2 | 5 | 1 | 1 | 1 | 2 | 2 | 1 | 0 | 0 | 0
PG&E NGBA | Rincon | 115 | No Analysis | 2 |  | 0 | 0 | 0 | 0 |  | 0 | [9 empty] | 0 | 0 | 0 | 0 |  | 0 | 10 | [11 empty] | 0 | 0 | 0
PG&E KERN | Rio Bravo | 115 | Rio Bravo | 1 |  | 0 | 0 | 0 | 0 |  | 0 |  | N/A | N/A | N/A | N/A | N/A | N/A | N/A | N/A | 0 | 0 | 0 | 0 |  | 0 | 10 | 1 | 2 | 2 | 1 | 1 | 1 | 1 | 1 | 1 | 1 | 1 | 0 | 0 | 0
SCE Metro | Rio Hondo | 230 | Rio Hondo | 2 |  | 0 | 0 | 0 | 0 |  | 0 |  | N/A | N/A | N/A | N/A | N/A | N/A | N/A | N/A | 0 | 0 | 0 | 0 |  | 0 | 10 | 1 | 1 | 1 | 2 | 5 | 1 | 3 | 3 | 4 | 3 | 1 | 0 | 0 | 0
PG&E NGBA | Rio Oso | 115 | Rio Oso | 2 |  | 0 | 0 | 0 | 0 |  | 0 |  | N/A | N/A | N/A | N/A | N/A | N/A | N/A | N/A | 0 | 0 | 0 | 0 |  | 0 | 10 | 1 | 1 | 1 | 2 | 1 | 1 | 1 | 1 | 2 | 1 | 1 | 0 | 0 | 0
PG&E NGBA | Rio Oso | 230 | Rio Oso | 2 |  | 0 | 0 | 0 | 0 |  | 0 |  | N/A | N/A | N/A | N/A | N/A | N/A | N/A | N/A | 0 | 0 | 0 | 0 |  | 0 | 10 | 1 | 1 | 1 | 2 | 1 | 1 | 1 | 1 | 2 | 1 | 1 | 0 | 0 | 0
PG&E GBA | Ripon | 115 | Ripon | 1 |  | 0 | 0 | 0 | 0 |  | 0 |  | N/A | N/A | N/A | N/A | N/A | N/A | N/A | N/A | 0 | 0 | 0 | 0 |  | 0 | 10 | 1 | 2 | 2 | 1 | 1 | 1 | 1 | 1 | 1 | 1 | 1 | 0 | 0 | 0
PG&E GBA | Riverbank | 115 | Riverbank | 1 |  | 0 | 0 | 0 | 0 |  | 0 |  | N/A | N/A | N/A | N/A | N/A | N/A | N/A | N/A | 0 | 0 | 0 | 0 |  | 0 | 10 | 1 | 2 | 1 | 1 | 1 | 2 | 1 | 1 | 2 | 1 | 1 | 0 | 0 | 0
SCE NOL | Roadway | 115 | Roadway | 2 |  | 0 | 0 | 0 | 0 |  | 0 |  | N/A | N/A | N/A | N/A | N/A | N/A | N/A | N/A | 200 | 0 | 0 | 0 |  | 200 | 10 | 1 | 5 | 1 | 2 | 1 | 1 | 1 | 1 | 2 | 1 | 1 | 0 | 0 | 0
PG&E NGBA | Rock Creek 1 | 230 | No Analysis | 2 |  | 0 | 0 | 0 | 0 |  | 0 | [9 empty] | 0 | 0 | 0 | 0 |  | 0 | 10 | [11 empty] | 0 | 0 | 0
SCE Northern | Rosamond | 66 | No Analysis | 2 |  | 0 | 0 | 0 | 0 |  | 0 | [9 empty] | 0 | 0 | 0 | 0 |  | 0 | 10 | [11 empty] | 0 | 0 | 0
PG&E GBA | Rossmoor | 230 | No Analysis | 2 |  | 0 | 0 | 0 | 0 |  | 0 | [9 empty] | 0 | 0 | 0 | 0 |  | 0 | 10 | [11 empty] | 0 | 0 | 0
PG&E NGBA | Round Mountain | 230 | Round Mountain | 2 |  | 0 | 0 | 0 | 0 |  | 0 | 10 | 1 | 5 | 2 | 1 | 1 | 3 | 2 | 1 | 0 | 0 | 0 | 0 |  | 0 | 10 | 1 | 1 | 1 | 2 | 5 | 3 | 1 | 1 | 3 | 2 | 1 | 0 | 0 | 0
PG&E NGBA | Round Mountain | 500 | Round Mountain | 2 |  | 0 | 0 | 0 | 0 |  | 0 |  | N/A | N/A | N/A | N/A | N/A | N/A | N/A | N/A | 0 | 0 | 0 | 0 |  | 0 | 10 | 1 | 1 | 1 | 2 | 5 | 3 | 1 | 1 | 3 | 2 | 1 | 0 | 0 | 0
PG&E GBA | Salado | 115 | No Analysis | 1 |  | 0 | 0 | 0 | 0 |  | 0 | [9 empty] | 0 | 0 | 0 | 0 |  | 0 | 10 | [11 empty] | 0 | 0 | 0
PG&E GBA | Salado | 60 | No Analysis | 1 |  | 0 | 0 | 0 | 0 |  | 0 | [9 empty] | 0 | 0 | 0 | 0 |  | 0 | 10 | [11 empty] | 0 | 0 | 0
PG&E GBA | Salinas | 115 | No Analysis | 1 |  | 0 | 0 | 0 | 0 |  | 0 | [9 empty] | 0 | 0 | 0 | 0 |  | 0 | 10 | [11 empty] | 0 | 0 | 0
SDGE | Salt Creek | 69 | No Analysis | 2 |  | 0 | 0 | 0 | 0 |  | 0 | [9 empty] | 0 | 0 | 0 | 0 |  | 0 | 10 | [11 empty] | 0 | 0 | 0
SCE Eastern | San Bernardino | 230 | San Bernardino | 2 |  | 0 | 0 | 0 | 0 |  | 0 |  | N/A | N/A | N/A | N/A | N/A | N/A | N/A | N/A | 0 | 0 | 0 | 0 |  | 0 | 10 | 1 | 3 | 1 | 2 | 5 | 1 | 1 | 2 | 3 | 1 | 1 | 0 | 0 | 0
PG&E GBA | SAN FRAN A (POTRERO PP) | 115 | No Analysis | 2 |  | 0 | 0 | 0 | 0 |  | 0 | [9 empty] | 0 | 0 | 0 | 0 |  | 0 | 10 | [11 empty] | 0 | 0 | 0
PG&E GBA | SAN FRAN A (POTRERO PP) | 230 | No Analysis | 2 |  | 0 | 0 | 0 | 0 |  | 0 | [9 empty] | 0 | 0 | 0 | 0 |  | 0 | 10 | [11 empty] | 0 | 0 | 0
PG&E GBA | San Jose A | 115 | No Analysis | 2 |  | 0 | 0 | 0 | 0 |  | 0 | [9 empty] | 0 | 0 | 0 | 0 |  | 0 | 10 | [11 empty] | 0 | 0 | 0
PG&E GBA | San Jose B | 115 | No Analysis | 2 |  | 0 | 0 | 0 | 0 |  | 0 | [9 empty] | 0 | 0 | 0 | 0 |  | 0 | 10 | [11 empty] | 0 | 0 | 0
PG&E GBA | San Leandro U | 115 | No Analysis | 2 |  | 0 | 0 | 0 | 0 |  | 0 | [9 empty] | 0 | 0 | 0 | 0 |  | 0 | 10 | [11 empty] | 0 | 0 | 0
PG&E KERN | San Luis Obispo | 115 | San Luis Obispo | 2 |  | 0 | 0 | 0 | 0 |  | 0 |  | N/A | N/A | N/A | N/A | N/A | N/A | N/A | N/A | 0 | 0 | 0 | 0 |  | 0 | 10 | 1 | 1 | 1 | 2 | 5 | 1 | 1 | 2 | 2 | 1 | 1 | 0 | 0 | 0
PG&E KERN | San Luis Obispo | 70 | San Luis Obispo | 2 |  | 0 | 0 | 0 | 0 |  | 0 |  | N/A | N/A | N/A | N/A | N/A | N/A | N/A | N/A | 0 | 0 | 0 | 0 |  | 0 | 10 | 1 | 1 | 1 | 2 | 5 | 1 | 1 | 2 | 2 | 1 | 1 | 0 | 0 | 0
SDGE | San Luis Rey | 230 | San Luis Rey | 2 |  | 0 | 0 | 0 | 0 |  | 0 |  | N/A | N/A | N/A | N/A | N/A | N/A | N/A | N/A | 0 | 0 | 0 | 0 |  | 0 | 10 | 1 | 4 | 1 | 2 | 5 | 2 | 1 | 2 | 3 | 1 | 1 | 0 | 0 | 0
SDGE | San Luis Rey | 69 | San Luis Rey | 2 |  | 0 | 0 | 0 | 0 |  | 0 |  | N/A | N/A | N/A | N/A | N/A | N/A | N/A | N/A | 0 | 0 | 0 | 0 |  | 0 | 10 | 1 | 4 | 1 | 2 | 5 | 2 | 1 | 2 | 3 | 1 | 1 | 0 | 0 | 0
SDGE | San Marcos | 69 | No Analysis | 2 |  | 0 | 0 | 0 | 0 |  | 0 | [9 empty] | 0 | 0 | 0 | 0 |  | 0 | 10 | [11 empty] | 0 | 0 | 0
SCE Metro | San Onofre | 230 | San Onofre | 2 |  | 0 | 0 | 0 | 0 |  | 0 |  | N/A | N/A | N/A | N/A | N/A | N/A | N/A | N/A | 0 | 0 | 0 | 0 |  | 0 | 10 | 1 | 1 | 1 | 2 | 5 | 1 | 3 | 3 | 3 | 2 | 1 | 0 | 0 | 0
PG&E GBA | San Pablo | 115 | No Analysis | 2 |  | 0 | 0 | 0 | 0 |  | 0 | [9 empty] | 0 | 0 | 0 | 0 |  | 0 | 10 | [11 empty] | 0 | 0 | 0
PG&E GBA | San Ramon | 230 | No Analysis | 2 |  | 0 | 0 | 0 | 0 |  | 0 | [9 empty] | 0 | 0 | 0 | 0 |  | 0 | 10 | [11 empty] | 0 | 0 | 0
SDGE | San Ysidro | 69 | No Analysis | 2 |  | 0 | 0 | 0 | 0 |  | 0 | [9 empty] | 0 | 0 | 0 | 0 |  | 0 | 10 | [11 empty] | 0 | 0 | 0
SCE NOL | Sandlot | 230 | No Analysis | 2 |  | 0 | 0 | 0 | 0 |  | 0 | [9 empty] | 0 | 0 | 0 | 0 |  | 0 | 10 | [11 empty] | 0 | 0 | 0
EOP | Sandy | 138 | SANDY VALLEY | 2 | OOS | 0 | 0 | 0 | 0 |  | 0 |  | N/A | N/A | N/A | N/A | N/A | N/A | N/A | N/A | 0 | 0 | 0 | 0 |  | 0 | 10 | 1 | N/A | N/A | 2 | N/A | N/A | N/A | N/A | N/A | N/A | N/A | 0 | 0 | 0
PG&E FRESNO | Sanger | 115 | Sanger | 1 |  | 0 | 0 | 0 | 0 |  | 0 |  | N/A | N/A | N/A | N/A | N/A | N/A | N/A | N/A | 100 | 100 | 0 | 0 |  | 200 | 10 | 1 | 3 | 2 | 1 | 1 | 1 | 1 | 1 | 1 | 1 | 1 | 0 | 0 | 0
SCE Northern | Santa Clara | 230 | Santa Clara | 2 |  | 0 | 0 | 0 | 0 |  | 0 |  | N/A | N/A | N/A | N/A | N/A | N/A | N/A | N/A | 0 | 0 | 0 | 0 |  | 0 | 10 | 1 | 1 | 1 | 2 | 5 | 1 | 1 | 1 | 1 | 1 | 1 | 0 | 0 | 0
PG&E NGBA | Santa Rosa A | 115 | No Analysis | 2 |  | 0 | 0 | 0 | 0 |  | 0 | [9 empty] | 0 | 0 | 0 | 0 |  | 0 | 10 | [11 empty] | 0 | 0 | 0
PG&E GBA | Santa Teresa | 115 | No Analysis | 2 |  | 0 | 0 | 0 | 0 |  | 0 | [9 empty] | 0 | 0 | 0 | 0 |  | 0 | 10 | [11 empty] | 0 | 0 | 0
SDGE | Santee | 138 | No Analysis | 2 |  | 0 | 0 | 0 | 0 |  | 0 | [9 empty] | 0 | 0 | 0 | 0 |  | 0 | 10 | [11 empty] | 0 | 0 | 0
SCE Metro | Santiago | 230 | Santiago | 2 |  | 0 | 0 | 0 | 0 |  | 0 |  | N/A | N/A | N/A | N/A | N/A | N/A | N/A | N/A | 0 | 0 | 0 | 0 |  | 0 | 10 | 1 | 4 | 1 | 2 | 5 | 1 | 2 | 2 | 3 | 1 | 1 | 0 | 0 | 0
PG&E GBA | Saratoga | 230 | No Analysis | 2 |  | 0 | 0 | 0 | 0 |  | 0 | [9 empty] | 0 | 0 | 0 | 0 |  | 0 | 10 | [11 empty] | 0 | 0 | 0
SCE Northern | Saugus | 230 | Saugus | 2 |  | 0 | 0 | 0 | 0 |  | 0 |  | N/A | N/A | N/A | N/A | N/A | N/A | N/A | N/A | 0 | 0 | 0 | 0 |  | 0 | 10 | 1 | 2 | 1 | 2 | 5 | 1 | 1 | 1 | 2 | 1 | 1 | 0 | 0 | 0
PG&E FRESNO | Schindler | 115 | Schindler | 1 |  | 0 | 0 | 0 | 0 |  | 0 |  | N/A | N/A | N/A | N/A | N/A | N/A | N/A | N/A | 100 | 0 | 0 | 0 |  | 100 | 10 | 1 | 1 | 1 | 1 | 1 | 1 | 1 | 1 | 1 | 1 | 1 | 0 | 0 | 0
PG&E FRESNO | Schindler | 70 | Schindler | 1 |  | 0 | 0 | 0 | 0 |  | 0 |  | N/A | N/A | N/A | N/A | N/A | N/A | N/A | N/A | 0 | 0 | 0 | 0 |  | 0 | 10 | 1 | 1 | 1 | 1 | 1 | 1 | 1 | 1 | 1 | 1 | 1 | 0 | 0 | 0
PG&E GBA | Schulte | 115 | Schulte Switching Station | 1 |  | 0 | 0 | 0 | 0 |  | 0 |  | N/A | N/A | N/A | N/A | N/A | N/A | N/A | N/A | 0 | 0 | 0 | 0 |  | 0 | 10 | 1 | 1 | 1 | 1 | 5 | 1 | 1 | 1 | 1 | 1 | 1 | 0 | 0 | 0
SDGE | Scripps | 69 | No Analysis | 2 |  | 0 | 0 | 0 | 0 |  | 0 | [9 empty] | 0 | 0 | 0 | 0 |  | 0 | 10 | [11 empty] | 0 | 0 | 0
PG&E KERN | Semitropic | 115 | Semitropic | 1 |  | 0 | 0 | 0 | 0 |  | 0 |  | N/A | N/A | N/A | N/A | N/A | N/A | N/A | N/A | 0 | 0 | 0 | 0 |  | 0 | 10 | 1 | 1 | 2 | 1 | 1 | 1 | 1 | 1 | 2 | 1 | 1 | 0 | 0 | 0
SCE Metro | Serrano | 230 | Serrano | 2 |  | 0 | 0 | 0 | 0 |  | 0 |  | N/A | N/A | N/A | N/A | N/A | N/A | N/A | N/A | 0 | 0 | 0 | 0 |  | 0 | 10 | 1 | 1 | 1 | 2 | 5 | 2 | 1 | 1 | 3 | 1 | 1 | 0 | 0 | 0
SCE Metro | Serrano | 500 | Serrano | 2 |  | 0 | 0 | 0 | 0 |  | 0 |  | N/A | N/A | N/A | N/A | N/A | N/A | N/A | N/A | 0 | 0 | 0 | 0 |  | 0 | 10 | 1 | 1 | 1 | 2 | 5 | 2 | 1 | 1 | 3 | 1 | 1 | 0 | 0 | 0
SDGE | Shadowridge | 138 | No Analysis | 2 |  | 0 | 0 | 0 | 0 |  | 0 | [9 empty] | 0 | 0 | 0 | 0 |  | 0 | 10 | [11 empty] | 0 | 0 | 0
PG&E KERN | Shafter | 115 | Shafter | 1 |  | 0 | 0 | 0 | 0 |  | 0 |  | N/A | N/A | N/A | N/A | N/A | N/A | N/A | N/A | 0 | 0 | 0 | 0 |  | 0 | 10 | 1 | 1 | 3 | 1 | 1 | 1 | 1 | 1 | 1 | 1 | 1 | 0 | 0 | 0
PG&E NGBA | Silverado | 115 | No Analysis | 2 |  | 0 | 0 | 0 | 0 |  | 0 | [9 empty] | 0 | 0 | 0 | 0 |  | 0 | 10 | [11 empty] | 0 | 0 | 0
SDGE | Silvergate | 230 | Silvergate | 2 |  | 0 | 0 | 0 | 0 |  | 0 |  | N/A | N/A | N/A | N/A | N/A | N/A | N/A | N/A | 0 | 0 | 0 | 0 |  | 0 | 10 | 1 | 3 | 1 | 2 | 1 | 1 | 1 | 3 | 3 | 1 | 1 | 0 | 0 | 0
SDGE | Silvergate | 69 | Silvergate | 2 |  | 0 | 0 | 0 | 0 |  | 0 |  | N/A | N/A | N/A | N/A | N/A | N/A | N/A | N/A | 0 | 0 | 0 | 0 |  | 0 | 10 | 1 | 3 | 1 | 2 | 1 | 1 | 1 | 3 | 3 | 1 | 1 | 0 | 0 | 0
PG&E KERN | Sisquoc | 115 | Sisquoc | 2 |  | 0 | 0 | 0 | 0 |  | 0 |  | N/A | N/A | N/A | N/A | N/A | N/A | N/A | N/A | 0 | 0 | 0 | 0 |  | 0 | 10 | 1 | 1 | 1 | 2 | 3 | 1 | 1 | 1 | 1 | 1 | 1 | 0 | 0 | 0
EOP | Sloan Canyon | 230 | SLOAN CANYON | 2 | OOS | 260 | 50 | 0 | 0 |  | 310 | 20 | 2 | N/A | N/A | N/A | N/A | N/A | N/A | N/A | 0 | 0 | 0 | 0 |  | 300 | 10 | 3 | N/A | N/A | 2 | N/A | N/A | N/A | N/A | N/A | N/A | N/A | 0 | 0 | 0
EOP | Sloan Canyon | 500 | SLOAN CANYON | 2 | OOS | 0 | 0 | 0 | 0 |  | 0 |  | N/A | N/A | N/A | N/A | N/A | N/A | N/A | N/A | 0 | 0 | 0 | 0 |  | 0 | 10 | 3 | N/A | N/A | 2 | N/A | N/A | N/A | N/A | N/A | N/A | N/A | 0 | 0 | 0
PG&E KERN | Smyrna | 115 | Smyrna | 1 |  | 0 | 0 | 0 | 0 |  | 0 |  | N/A | N/A | N/A | N/A | N/A | N/A | N/A | N/A | 0 | 0 | 0 | 0 |  | 0 | 10 | 1 | 1 | 1 | 1 | 1 | 1 | 1 | 1 | 1 | 1 | 1 | 0 | 0 | 0
PG&E GBA | Sobrante | 115 | No Analysis | 2 |  | 0 | 0 | 0 | 0 |  | 0 | [9 empty] | 0 | 0 | 0 | 0 |  | 0 | 10 | [11 empty] | 0 | 0 | 0
PG&E GBA | Sobrante | 230 | No Analysis | 2 |  | 0 | 0 | 0 | 0 |  | 0 | [9 empty] | 0 | 0 | 0 | 0 |  | 0 | 10 | [11 empty] | 0 | 0 | 0
PG&E KERN | Solar | 230 | Solar SS | 2 |  | 0 | 0 | 0 | 0 |  | 0 |  | N/A | N/A | N/A | N/A | N/A | N/A | N/A | N/A | 0 | 0 | 0 | 0 |  | 0 | 10 | 1 | 1 | 1 | 2 | 2 | 1 | 1 | 1 | 2 | 2 | 1 | 0 | 0 | 0
PG&E GBA | Soledad | 115 | Coburn | 2 |  | 0 | 0 | 0 | 0 |  | 0 | [9 empty] | 0 | 0 | 0 | 0 |  | 0 | 10 |  |  |  | 2 | [7 empty] | 0 | 0 | 0
PG&E GBA | Soledad | 60 | Coburn | 2 |  | 6 | 0 | 0 | 0 |  | 6 | 10 | 1 | 1 | 1 | 1 | 1 | 2 | 1 | 1 | 0 | 0 | 0 | 0 |  | 0 | 10 |  |  |  | 2 | [7 empty] | 0 | 0 | 0
SDGE | Spring Valley | 69 | No Analysis | 2 |  | 0 | 0 | 0 | 0 |  | 0 | [9 empty] | 0 | 0 | 0 | 0 |  | 0 | 10 | [11 empty] | 0 | 0 | 0
SCE Northern | Springville | 230 | Springville | 1 |  | 0 | 0 | 0 | 0 |  | 0 |  | N/A | N/A | N/A | N/A | N/A | N/A | N/A | N/A | 170 | 180 | 0 | 0 |  | 350 | 10 | 2 | 2 | 1 | 1 | 3 | 2 | 1 | 1 | 3 | 2 | 1 | 0 | 0 | 0
PG&E GBA | Stagg | 230 | Stagg | 1 |  | 0 | 0 | 0 | 0 |  | 0 |  | N/A | N/A | N/A | N/A | N/A | N/A | N/A | N/A | 0 | 0 | 0 | 0 |  | 0 | 10 | 1 | 1 | 3 | 1 | 1 | 1 | 1 | 1 | 1 | 1 | 1 | 0 | 0 | 0
PG&E GBA | Standard Oil | 115 | No Analysis | 2 |  | 0 | 0 | 0 | 0 |  | 0 | [9 empty] | 0 | 0 | 0 | 0 |  | 0 | 10 | [11 empty] | 0 | 0 | 0
PG&E GBA | Stanislaus | 115 | No Analysis | 2 |  | 0 | 0 | 0 | 0 |  | 0 | [9 empty] | 0 | 0 | 0 | 0 |  | 0 | 10 | [11 empty] | 0 | 0 | 0
PG&E KERN | Stockdale | 115 | Stockdale | 1 |  | 0 | 0 | 0 | 0 |  | 0 |  | N/A | N/A | N/A | N/A | N/A | N/A | N/A | N/A | 0 | 0 | 0 | 0 |  | 0 | 10 | 1 | 2 | 2 | 1 | 1 | 1 | 1 | 1 | 1 | 1 | 1 | 0 | 0 | 0
PG&E KERN | Stockdale | 230 | Stockdale | 1 |  | 0 | 0 | 0 | 0 |  | 0 |  | N/A | N/A | N/A | N/A | N/A | N/A | N/A | N/A | 0 | 0 | 0 | 0 |  | 0 | 10 | 1 | 2 | 2 | 1 | 1 | 1 | 1 | 1 | 1 | 1 | 1 | 0 | 0 | 0
PG&E GBA | Stockton A | 115 | No Analysis | 1 |  | 0 | 0 | 0 | 0 |  | 0 | [9 empty] | 0 | 0 | 0 | 0 |  | 0 | 10 | [11 empty] | 0 | 0 | 0
PG&E GBA | Stone | 115 | No Analysis | 2 |  | 0 | 0 | 0 | 0 |  | 0 | [9 empty] | 0 | 0 | 0 | 0 |  | 0 | 10 | [11 empty] | 0 | 0 | 0
PG&E FRESNO | Storey | 230 | No Analysis | 1 |  | 0 | 0 | 0 | 0 |  | 0 | [9 empty] | 0 | 0 | 0 | 0 |  | 0 | 10 | [11 empty] | 0 | 0 | 0
PG&E NGBA | Summit | 115 | Summit | 2 | OOS | 0 | 0 | 0 | 0 |  | 0 |  | N/A | N/A | N/A | N/A | N/A | N/A | N/A | N/A | 0 | 0 | 0 | 0 |  | 0 | 10 | 0 | N/A | N/A | 2 | N/A | N/A | N/A | N/A | N/A | N/A | N/A | 0 | 40 | 40 |  | OOS | N/A | N/A | N/A | N/A | N/A | N/A | N/A | N/A
SDGE | Suncrest | 230 | Suncrest | 2 |  | 0 | 0 | 0 | 0 |  | 0 |  | N/A | N/A | N/A | N/A | N/A | N/A | N/A | N/A | 0 | 0 | 0 | 0 |  | 0 | 10 | 1 | 2 | 1 | 2 | 5 | 1 | 1 | 2 | 2 | 2 | 1 | 0 | 0 | 0
SDGE | Suncrest | 500 | Suncrest | 2 |  | 0 | 0 | 0 | 0 |  | 0 |  | N/A | N/A | N/A | N/A | N/A | N/A | N/A | N/A | 0 | 0 | 0 | 0 |  | 0 | 10 | 1 | 2 | 1 | 2 | 5 | 1 | 1 | 2 | 2 | 2 | 1 | 0 | 0 | 0
PG&E KERN | Sunrise | 230 | No Analysis | 1 |  | 0 | 0 | 0 | 0 |  | 0 | [9 empty] | 0 | 0 | 0 | 0 |  | 0 | 10 | [11 empty] | 0 | 0 | 0
PG&E KERN | Sunset | 230 | No Analysis | 1 |  | 0 | 0 | 0 | 0 |  | 0 | [9 empty] | 0 | 0 | 0 | 0 |  | 0 | 10 | [11 empty] | 0 | 0 | 0
PG&E GBA | Swift | 115 | No Analysis | 2 |  | 0 | 0 | 0 | 0 |  | 0 | [9 empty] | 0 | 0 | 0 | 0 |  | 0 | 10 | [11 empty] | 0 | 0 | 0
SDGE | Sycamore Canyon | 138 | Sycamore Canyon | 2 |  | 0 | 0 | 0 | 0 |  | 0 |  | N/A | N/A | N/A | N/A | N/A | N/A | N/A | N/A | 0 | 0 | 0 | 0 |  | 0 | 10 | 1 | 3 | 1 | 2 | 5 | 3 | 2 | 2 | 5 | 1 | 1 | 0 | 0 | 0
SDGE | Sycamore Canyon | 230 | Sycamore Canyon | 2 |  | 0 | 0 | 0 | 0 |  | 0 |  | N/A | N/A | N/A | N/A | N/A | N/A | N/A | N/A | 0 | 0 | 0 | 0 |  | 0 | 10 | 1 | 3 | 1 | 2 | 5 | 3 | 2 | 2 | 5 | 1 | 1 | 0 | 0 | 0
SDGE | Sycamore Canyon | 69 | Sycamore Canyon | 2 |  | 0 | 0 | 0 | 0 |  | 0 |  | N/A | N/A | N/A | N/A | N/A | N/A | N/A | N/A | 0 | 0 | 0 | 0 |  | 0 | 10 | 1 | 3 | 1 | 2 | 5 | 3 | 2 | 2 | 5 | 1 | 1 | 0 | 0 | 0
SCE Northern | Sylmar | 230 | Sylmar | 2 |  | 0 | 0 | 0 | 0 |  | 0 |  | N/A | N/A | N/A | N/A | N/A | N/A | N/A | N/A | 0 | 0 | 0 | 0 |  | 0 | 10 | 1 | 2 | 1 | 2 | 5 | 1 | 1 | 1 | 1 | 1 | 1 | 0 | 0 | 0
PG&E NGBA | Table Mountain | 115 | Table Mountain | 2 |  | 0 | 0 | 0 | 0 |  | 0 |  | N/A | N/A | N/A | N/A | N/A | N/A | N/A | N/A | 0 | 0 | 0 | 0 |  | 0 | 10 | 1 | 1 | 1 | 2 | 2 | 3 | 1 | 2 | 4 | 1 | 1 | 0 | 0 | 0
PG&E NGBA | Table Mountain | 230 | Table Mountain | 2 |  | 0 | 0 | 0 | 0 |  | 0 | 10 | 1 | 2 | 3 | 1 | 1 | 5 | 1 | 1 | 0 | 0 | 0 | 0 |  | 0 | 10 | 1 | 1 | 1 | 2 | 2 | 3 | 1 | 2 | 4 | 1 | 1 | 0 | 0 | 0
PG&E NGBA | Table Mountain | 500 | Table Mountain | 2 |  | 0 | 0 | 0 | 0 |  | 0 |  | N/A | N/A | N/A | N/A | N/A | N/A | N/A | N/A | 0 | 0 | 0 | 0 |  | 0 | 10 | 1 | 1 | 1 | 2 | 2 | 3 | 1 | 2 | 4 | 1 | 1 | 0 | 0 | 0
PG&E NGBA | Table Mountain | 60 | Table Mountain | 2 |  | 0 | 0 | 0 | 0 |  | 0 |  | N/A | N/A | N/A | N/A | N/A | N/A | N/A | N/A | 0 | 0 | 0 | 0 |  | 0 | 10 | 1 | 1 | 1 | 2 | 2 | 3 | 1 | 2 | 4 | 1 | 1 | 0 | 0 | 0
PG&E KERN | Taft | 115 | Taft | 1 |  | 0 | 0 | 0 | 0 |  | 0 |  | N/A | N/A | N/A | N/A | N/A | N/A | N/A | N/A | 0 | 3 | 0 | 0 |  | 3 | 10 | 1 | 1 | 1 | 1 | 1 | 1 | 2 | 3 | 4 | 1 | 1 | 0 | 0 | 0
SDGE | Talega | 138 | Talega | 2 |  | 0 | 0 | 0 | 0 |  | 0 |  | N/A | N/A | N/A | N/A | N/A | N/A | N/A | N/A | 0 | 0 | 0 | 0 |  | 0 | 10 | 1 | 4 | 1 | 2 | 5 | 1 | 2 | 2 | 3 | 2 | 1 | 0 | 0 | 0
SDGE | Talega | 230 | Talega | 2 |  | 0 | 0 | 0 | 0 |  | 0 |  | N/A | N/A | N/A | N/A | N/A | N/A | N/A | N/A | 0 | 0 | 0 | 0 |  | 0 | 10 | 1 | 4 | 1 | 2 | 5 | 1 | 2 | 2 | 3 | 2 | 1 | 0 | 0 | 0
PG&E GBA | Tassajara | 230 | No Analysis | 2 |  | 0 | 0 | 0 | 0 |  | 0 | [9 empty] | 0 | 0 | 0 | 0 |  | 0 | 10 | [11 empty] | 0 | 0 | 0
PG&E KERN | Tejon | 70 | No Analysis | 1 |  | 0 | 0 | 0 | 0 |  | 0 | [9 empty] | 0 | 0 | 0 | 0 |  | 0 | 10 | [11 empty] | 0 | 0 | 0
SDGE | Telegraph Canyon | 138 | No Analysis | 2 |  | 0 | 0 | 0 | 0 |  | 0 | [9 empty] | 0 | 0 | 0 | 0 |  | 0 | 10 | [11 empty] | 0 | 0 | 0
PG&E KERN | Temblor | 115 | Temblor | 1 |  | 0 | 0 | 0 | 0 |  | 0 |  | N/A | N/A | N/A | N/A | N/A | N/A | N/A | N/A | 0 | 0 | 0 | 0 |  | 0 | 10 | 1 | 1 | 1 | 1 | 1 | 1 | 1 | 1 | 2 | 1 | 1 | 0 | 0 | 0
PG&E KERN | Templeton | 230 | Templeton | 1 |  | 113.07 | 0 | 0 | 0 |  | 113.07 | 10 | 1 | 5 | 1 | 1 | 1 | 1 | 1 | 1 | 0 | 0 | 0 | 0 |  | 0 | 10 | 1 | 2 | 1 | 1 | 4 | 1 | 1 | 1 | 1 | 1 | 1 | 0 | 0 | 0
PG&E KERN | Templeton | 70 | Templeton | 1 |  | 0 | 0 | 0 | 0 |  | 0 |  | N/A | N/A | N/A | N/A | N/A | N/A | N/A | N/A | 0 | 0 | 0 | 0 |  | 0 | 10 | 1 | 2 | 1 | 1 | 4 | 1 | 1 | 1 | 1 | 1 | 1 | 0 | 0 | 0
PG&E GBA | Tesla | 115 | Tesla | 2 |  | 0 | 0 | 0 | 0 |  | 0 |  | N/A | N/A | N/A | N/A | N/A | N/A | N/A | N/A | 0 | 0 | 0 | 0 |  | 0 | 10 | 1 | 2 | 1 | 2 | 1 | 3 | 2 | 2 | 3 | 1 | 1 | 0 | 0 | 0
PG&E GBA | Tesla | 230 | Tesla | 2 |  | 100 | 76.5 | 0 | 0 | 176.5 | 0 | 15 | 4 | 2 | 2 | 1 | 1 | 2 | 1 | 1 | 0 | 0 | 0 | 0 |  | 0 | 10 | 1 | 2 | 1 | 2 | 1 | 3 | 2 | 2 | 3 | 1 | 1 | 0 | 0 | 0
PG&E GBA | Tesla | 500 | Tesla | 2 |  | 300 | 0 | 0 | 0 |  | 300 | 15 | 4 | 2 | 2 | 1 | 1 | 2 | 1 | 1 | 0 | 0 | 0 | 0 |  | 0 | 10 | 1 | 2 | 1 | 2 | 1 | 3 | 2 | 2 | 3 | 1 | 1 | 0 | 0 | 0
PG&E KERN | Tevis | 115 | Tevis | 1 |  | 0 | 0 | 0 | 0 |  | 0 |  | N/A | N/A | N/A | N/A | N/A | N/A | N/A | N/A | 0 | 0 | 0 | 0 |  | 0 | 10 | 1 | 2 | 1 | 1 | 1 | 1 | 1 | 2 | 2 | 1 | 1 | 0 | 0 | 0
EOP | Thousandaire | 138 | THOUSANDAIRE | 2 | OOS | 0 | 0 | 0 | 0 |  | 0 |  | N/A | N/A | N/A | N/A | N/A | N/A | N/A | N/A | 0 | 0 | 0 | 0 |  | 0 | 10 | 1 | N/A | N/A | 2 | N/A | N/A | N/A | N/A | N/A | N/A | N/A | 0 | 0 | 0
PG&E KERN | Topaz | 230 | No Analysis | 2 |  | 0 | 0 | 0 | 0 |  | 0 | [9 empty] | 0 | 0 | 0 | 0 |  | 0 | 10 | [11 empty] | 0 | 0 | 0
SCE NOL | Tortilla | 115 | Tortilla | 2 |  | 0 | 0 | 0 | 0 |  | 0 |  | N/A | N/A | N/A | N/A | N/A | N/A | N/A | N/A | 0 | 0 | 0 | 0 |  | 0 | 10 | 1 | 3 | 1 | 2 | 1 | 2 | 2 | 1 | 3 | 1 | 1 | 0 | 0 | 0
SDGE | Trabuco | 138 | Trabuco | 2 |  | 0 | 0 | 0 | 0 |  | 0 |  | N/A | N/A | N/A | N/A | N/A | N/A | N/A | N/A | 0 | 0 | 0 | 0 |  | 0 | 10 | 1 | 4 | 1 | 2 | 5 | 1 | 2 | 3 | 3 | 1 | 1 | 0 | 0 | 0
PG&E GBA | Tracy | 115 | No Analysis | 2 |  | 0 | 0 | 0 | 0 |  | 0 | [9 empty] | 0 | 0 | 0 | 0 |  | 0 | 10 | [11 empty] | 0 | 0 | 0
PG&E FRESNO | Tranquility | 230 | Tranquility | 1 |  | 0 | 0 | 0 | 0 |  | 0 |  | N/A | N/A | N/A | N/A | N/A | N/A | N/A | N/A | 200 | 900 | 0 | 0 |  | 1100 | 15 | 2 | 2 | 2 | 1 | 1 | 1 | 1 | 1 | 1 | 1 | 1 | 0 | 0 | 0
PG&E GBA | Trimble | 115 | No Analysis | 2 |  | 0 | 0 | 0 | 0 |  | 0 | [9 empty] | 0 | 0 | 0 | 0 |  | 0 | 10 | [11 empty] | 0 | 0 | 0
EOP | Trout Canyon | 230 | TROUT CANYON | 2 | OOS | 0 | 0 | 0 | 0 |  | 0 | 20 | 1 | N/A | N/A | N/A | N/A | N/A | N/A | N/A | 816 | 1095 | 0 | 0 |  | 1911 | 15 | 2 | N/A | N/A | 2 | N/A | N/A | N/A | N/A | N/A | N/A | N/A | 0 | 0 | 0
EOP | Trout Canyon | 500 | TROUT CANYON | 2 | OOS | 0 | 0 | 0 | 0 |  | 0 |  | N/A | N/A | N/A | N/A | N/A | N/A | N/A | N/A | 0 | 0 | 0 | 0 |  | 0 | 10 | 3 | N/A | N/A | 2 | N/A | N/A | N/A | N/A | N/A | N/A | N/A | 0 | 0 | 0
PG&E NGBA | Tulucay | 230 | Tulucay | 2 |  | 0 | 0 | 0 | 0 |  | 0 |  | N/A | N/A | N/A | N/A | N/A | N/A | N/A | N/A | 0 | 0 | 0 | 0 |  | 0 | 10 | 1 | 3 | 1 | 2 | 2 | 2 | 1 | 1 | 3 | 1 | 1 | 0 | 0 | 0
PG&E NGBA | Tulucay | 60 | Tulucay | 2 |  | 0 | 0 | 0 | 0 |  | 0 |  | N/A | N/A | N/A | N/A | N/A | N/A | N/A | N/A | 0 | 0 | 0 | 0 |  | 0 | 10 | 1 | 3 | 1 | 2 | 2 | 2 | 1 | 1 | 3 | 1 | 1 | 0 | 0 | 0
PG&E KERN | Tupman | 115 | Tupman | 1 |  | 0 | 0 | 0 | 0 |  | 0 |  | N/A | N/A | N/A | N/A | N/A | N/A | N/A | N/A | 0 | 0 | 0 | 0 |  | 0 | 10 | 1 | 1 | 1 | 1 | 1 | 1 | 1 | 2 | 2 | 1 | 1 | 0 | 0 | 0
PG&E NGBA | Ukiah | 115 | Ukiah | 2 |  | 0 | 0 | 0 | 0 |  | 0 |  | N/A | N/A | N/A | N/A | N/A | N/A | N/A | N/A | 0 | 0 | 0 | 0 |  | 0 | 10 | 1 | 1 | 1 | 2 | 5 | 1 | 1 | 2 | 2 | 2 | 1 | 0 | 0 | 0
PG&E KERN | Union (Estrella) | 70 | No Analysis | 1 |  | 0 | 0 | 0 | 0 |  | 0 | [9 empty] | 0 | 0 | 0 | 0 |  | 0 | 10 | [11 empty] | 0 | 0 | 0
PG&E NGBA | Vaca Dixon | 115 | Vaca Dixon | 2 |  | 0 | 0 | 0 | 0 |  | 0 |  | N/A | N/A | N/A | N/A | N/A | N/A | N/A | N/A | 0 | 0 | 0 | 0 |  | 0 | 10 | 1 | 1 | 2 | 2 | 1 | 1 | 1 | 1 | 1 | 1 | 1 | 0 | 0 | 0
PG&E NGBA | Vaca Dixon | 230 | Vaca Dixon | 2 |  | 0 | 0 | 0 | 0 |  | 0 |  | N/A | N/A | N/A | N/A | N/A | N/A | N/A | N/A | 0 | 0 | 0 | 0 |  | 0 | 10 | 1 | 1 | 2 | 2 | 1 | 1 | 1 | 1 | 1 | 1 | 1 | 0 | 0 | 0
PG&E NGBA | Vaca Dixon | 500 | Vaca Dixon | 2 |  | 0 | 0 | 0 | 0 |  | 0 |  | N/A | N/A | N/A | N/A | N/A | N/A | N/A | N/A | 0 | 0 | 0 | 0 |  | 0 | 10 | 1 | 1 | 2 | 2 | 1 | 1 | 1 | 1 | 1 | 1 | 1 | 0 | 0 | 0
PG&E NGBA | Vaca Dixon | 60 | Vaca Dixon | 2 |  | 0 | 0 | 0 | 0 |  | 0 |  | N/A | N/A | N/A | N/A | N/A | N/A | N/A | N/A | 0 | 0 | 0 | 0 |  | 0 | 10 | 1 | 1 | 2 | 2 | 1 | 1 | 1 | 1 | 1 | 1 | 1 | 0 | 0 | 0
SCE Eastern | Valley (SCE) | 500 | Valley | 2 |  | 0 | 0 | 0 | 0 |  | 0 |  | N/A | N/A | N/A | N/A | N/A | N/A | N/A | N/A | 0 | 0 | 0 | 0 |  | 0 | 10 | 1 | 4 | 1 | 2 | 5 | 1 | 1 | 2 | 2 | 1 | 1 | 0 | 0 | 0
EOP | Valley (VEA) | 138 | Valley (VEA) | 2 | OOS | 0 | 0 | 0 | 0 |  | 0 |  | N/A | N/A | N/A | N/A | N/A | N/A | N/A | N/A | 0 | 0 | 0 | 0 |  | 0 | 10 | 1 | N/A | N/A | 2 | N/A | N/A | N/A | N/A | N/A | N/A | N/A | 0 | 0 | 0
SDGE | Valley Center | 69 | No Analysis | 2 |  | 0 | 0 | 0 | 0 |  | 0 | [9 empty] | 0 | 0 | 0 | 0 |  | 0 | 10 | [11 empty] | 0 | 0 | 0
PG&E GBA | Valley Home | 115 | No Analysis | 1 |  | 0 | 0 | 0 | 0 |  | 0 | [9 empty] | 0 | 0 | 0 | 0 |  | 0 | 10 | [11 empty] | 0 | 0 | 0
PG&E GBA | Valley Springs | 230 | No Analysis | 1 |  | 0 | 0 | 0 | 0 |  | 0 | [9 empty] | 0 | 0 | 0 | 0 |  | 0 | 10 | [11 empty] | 0 | 0 | 0
PG&E GBA | Valley Springs | 60 | No Analysis | 1 |  | 0 | 0 | 0 | 0 |  | 0 | [9 empty] | 0 | 0 | 0 | 0 |  | 0 | 10 | [11 empty] | 0 | 0 | 0
EOP | Valley Switch | 138 | VALLEY SWITCH | 2 | OOS | 0 | 0 | 0 | 0 |  | 0 |  | N/A | N/A | N/A | N/A | N/A | N/A | N/A | N/A | 0 | 0 | 0 | 0 |  | 0 | 10 | 1 | N/A | N/A | 2 | N/A | N/A | N/A | N/A | N/A | N/A | N/A | 0 | 0 | 0
EOP | Valley Switch | 230 | VALLEY SWITCH | 2 | OOS | 0 | 0 | 0 | 0 |  | 0 |  | N/A | N/A | N/A | N/A | N/A | N/A | N/A | N/A | 0 | 0 | 0 | 0 |  | 0 | 10 | 1 | N/A | N/A | 2 | N/A | N/A | N/A | N/A | N/A | N/A | N/A | 0 | 0 | 0
PG&E GBA | Vasco | 230 | No Analysis | 2 |  | 0 | 0 | 0 | 0 |  | 0 | [9 empty] | 0 | 0 | 0 | 0 |  | 0 | 10 | [11 empty] | 0 | 0 | 0
PG&E GBA | Vasona | 230 | No Analysis | 2 |  | 0 | 0 | 0 | 0 |  | 0 | [9 empty] | 0 | 0 | 0 | 0 |  | 0 | 10 | [11 empty] | 0 | 0 | 0
SCE Northern | Vestal | 230 | Vestal | 1 |  | 0 | 0 | 0 | 0 |  | 0 |  | N/A | N/A | N/A | N/A | N/A | N/A | N/A | N/A | 125 | 275 | 0 | 0 |  | 400 | 10 | 1 | 2 | 1 | 1 | 1 | 1 | 1 | 1 | 1 | 1 | 1 | 0 | 0 | 0
SCE Northern | Vestal | 66 | Vestal | 1 |  | 0 | 0 | 0 | 0 |  | 0 |  | N/A | N/A | N/A | N/A | N/A | N/A | N/A | N/A | 0 | 0 | 0 | 0 |  | 0 | 10 | 1 | 2 | 1 | 1 | 1 | 1 | 1 | 1 | 1 | 1 | 1 | 0 | 0 | 0
SCE NOL | Victor | 115 | Victor | 2 |  | 0 | 0 | 0 | 0 |  | 0 |  | N/A | N/A | N/A | N/A | N/A | N/A | N/A | N/A | 0 | 0 | 0 | 0 |  | 0 | 10 | 1 | 4 | 1 | 2 | 1 | 1 | 1 | 1 | 2 | 1 | 1 | 0 | 0 | 0
SCE NOL | Victor | 230 | Victor | 2 |  | 0 | 0 | 0 | 0 |  | 0 |  | N/A | N/A | N/A | N/A | N/A | N/A | N/A | N/A | 0 | 0 | 0 | 0 |  | 0 | 10 | 1 | 4 | 1 | 2 | 1 | 1 | 1 | 1 | 2 | 1 | 1 | 0 | 0 | 0
SCE Metro | Viejo | 230 | Viejo | 2 |  | 0 | 0 | 0 | 0 |  | 0 |  | N/A | N/A | N/A | N/A | N/A | N/A | N/A | N/A | 0 | 0 | 0 | 0 |  | 0 | 10 | 1 | 4 | 1 | 2 | 5 | 2 | 1 | 2 | 3 | 2 | 1 | 0 | 0 | 0
PG&E GBA | Vierra | 115 | Vierra | 1 |  | 0 | 0 | 0 | 0 |  | 0 |  | N/A | N/A | N/A | N/A | N/A | N/A | N/A | N/A | 0 | 0 | 0 | 0 |  | 0 | 10 | 1 | 2 | 2 | 1 | 1 | 1 | 1 | 1 | 1 | 1 | 1 | 0 | 0 | 0
SCE Metro | Villa Park | 230 | Villa Park | 2 |  | 0 | 0 | 0 | 0 |  | 0 |  | N/A | N/A | N/A | N/A | N/A | N/A | N/A | N/A | 0 | 0 | 0 | 0 |  | 0 | 10 | 1 | 2 | 1 | 2 | 5 | 2 | 1 | 1 | 3 | 1 | 1 | 0 | 0 | 0
SCE Northern | Vincent | 230 | Vincent | 2 |  | 0 | 0 | 0 | 0 |  | 0 |  | N/A | N/A | N/A | N/A | N/A | N/A | N/A | N/A | 0 | 780 | 0 | 0 |  | 780 | 15 | 1 | 4 | 1 | 2 | 5 | 1 | 1 | 1 | 2 | 1 | 1 | 0 | 0 | 0
SCE Northern | Vincent | 500 | Vincent | 2 |  | 0 | 0 | 0 | 0 |  | 0 |  | N/A | N/A | N/A | N/A | N/A | N/A | N/A | N/A | 0 | 0 | 0 | 0 |  | 0 | 10 | 2 | 5 | 1 | 2 | 5 | 1 | 2 | 1 | 2 | 2 | 1 | 0 | 0 | 0
PG&E GBA | Vineyard | 230 | No Analysis | 2 |  | 0 | 0 | 0 | 0 |  | 0 | [9 empty] | 0 | 0 | 0 | 0 |  | 0 | 10 | [11 empty] | 0 | 0 | 0
SDGE | Vineyard | 69 | No Analysis | 2 |  | 0 | 0 | 0 | 0 |  | 0 | [9 empty] | 0 | 0 | 0 | 0 |  | 0 | 10 | [11 empty] | 0 | 0 | 0
SCE Eastern | Vista (SCE) | 230 | Vista | 2 |  | 0 | 0 | 0 | 0 |  | 0 |  | N/A | N/A | N/A | N/A | N/A | N/A | N/A | N/A | 0 | 0 | 0 | 0 |  | 0 | 10 | 1 | 4 | 1 | 2 | 5 | 1 | 2 | 3 | 5 | 1 | 1 | 0 | 0 | 0
EOP | Vista (VEA) | 138 | Vista (VEA) | 2 | OOS | 0 | 0 | 0 | 0 |  | 0 |  | N/A | N/A | N/A | N/A | N/A | N/A | N/A | N/A | 0 | 0 | 0 | 0 |  | 0 | 10 | 1 | N/A | N/A | 2 | N/A | N/A | N/A | N/A | N/A | N/A | N/A | 0 | 0 | 0
EOP | Vista (VEA) | 230 | Vista (VEA) | 2 | OOS | 0 | 0 | 0 | 0 |  | 0 |  | N/A | N/A | N/A | N/A | N/A | N/A | N/A | N/A | 50 | 150 | 0 | 0 |  | 200 | 10 | 1 | N/A | N/A | 2 | N/A | N/A | N/A | N/A | N/A | N/A | N/A | 0 | 0 | 0
PG&E FRESNO | Wahtoke | 115 | Wahtoke | 1 |  | 0 | 0 | 0 | 0 |  | 0 |  | N/A | N/A | N/A | N/A | N/A | N/A | N/A | N/A | 0 | 0 | 0 | 0 |  | 0 | 10 | 1 | 3 | 2 | 1 | 1 | 1 | 1 | 1 | 1 | 1 | 1 | 0 | 0 | 0
SCE Northern | Wakefield | 66 | No Analysis | 2 |  | 0 | 0 | 0 | 0 |  | 0 | [9 empty] | 0 | 0 | 0 | 0 |  | 0 | 10 | [11 empty] | 0 | 0 | 0
SCE Metro | Walnut | 230 | Walnut | 2 |  | 0 | 0 | 0 | 0 |  | 0 |  | N/A | N/A | N/A | N/A | N/A | N/A | N/A | N/A | 0 | 0 | 0 | 0 |  | 0 | 10 | 1 | 2 | 1 | 2 | 5 | 2 | 1 | 1 | 2 | 1 | 1 | 0 | 0 | 0
SCE Northern | Warne | 230 | No Analysis | 2 |  | 0 | 0 | 0 | 0 |  | 0 | [9 empty] | 0 | 0 | 0 | 0 |  | 0 | 10 | [11 empty] | 0 | 0 | 0
PG&E GBA | Warnerville | 230 | Warnerville | 2 |  | 0 | 0 | 0 | 0 |  | 0 |  | N/A | N/A | N/A | N/A | N/A | N/A | N/A | N/A | 0 | 0 | 0 | 0 |  | 0 | 10 | 1 | 2 | 1 | 2 | 1 | 2 | 1 | 1 | 3 | 1 | 1 | 0 | 0 | 0
PG&E FRESNO | Waukena | 115 | Waukena | 1 |  | 0 | 0 | 0 | 0 |  | 0 |  | N/A | N/A | N/A | N/A | N/A | N/A | N/A | N/A | 0 | 0 | 0 | 0 |  | 0 | 10 | 1 | 1 | 1 | 1 | 1 | 1 | 1 | 1 | 1 | 1 | 1 | 0 | 0 | 0
PG&E GBA | Weber | 230 | Weber | 1 |  | 0 | 0 | 0 | 0 |  | 0 |  | N/A | N/A | N/A | N/A | N/A | N/A | N/A | N/A | 0 | 0 | 0 | 0 |  | 0 | 10 | 1 | 2 | 2 | 1 | 1 | 1 | 1 | 1 | 1 | 1 | 1 | 0 | 0 | 0
PG&E GBA | Weber | 60 | Weber | 1 |  | 0 | 0 | 0 | 0 |  | 0 |  | N/A | N/A | N/A | N/A | N/A | N/A | N/A | N/A | 0 | 0 | 0 | 0 |  | 0 | 10 | 1 | 2 | 2 | 1 | 1 | 1 | 1 | 1 | 1 | 1 | 1 | 0 | 0 | 0
PG&E FRESNO | West Fresno | 115 | West Fresno | 1 |  | 0 | 0 | 0 | 0 |  | 0 |  | N/A | N/A | N/A | N/A | N/A | N/A | N/A | N/A | 0 | 0 | 0 | 0 |  | 0 | 10 | 1 | 3 | 2 | 1 | 1 | 1 | 1 | 1 | 1 | 1 | 1 | 0 | 0 | 0
PG&E FRESNO | Westley | 230 | Westley | 1 |  | 0 | 0 | 0 | 0 |  | 0 |  | N/A | N/A | N/A | N/A | N/A | N/A | N/A | N/A | 0 | 0 | 0 | 0 |  | 0 | 10 | 1 | 2 | 2 | 1 | 1 | 2 | 1 | 1 | 3 | 1 | 1 | 0 | 0 | 0
PG&E KERN | Westpark | 115 | Westpark | 1 |  | 0 | 0 | 0 | 0 |  | 0 |  | N/A | N/A | N/A | N/A | N/A | N/A | N/A | N/A | 0 | 0 | 0 | 0 |  | 0 | 10 | 1 | 2 | 1 | 1 | 1 | 1 | 1 | 1 | 1 | 1 | 1 | 0 | 0 | 0
PG&E KERN | Wheeler Ridge | 230 | Wheeler Ridge | 1 |  | 0 | 0 | 0 | 0 |  | 0 |  | N/A | N/A | N/A | N/A | N/A | N/A | N/A | N/A | 200 | 300 | 0 | 0 |  | 500 | 10 | 2 | 2 | 2 | 1 | 1 | 1 | 1 | 1 | 1 | 1 | 1 | 0 | 0 | 0
PG&E KERN | Wheeler Ridge | 115 | Wheeler Ridge | 1 |  | 0 | 0 | 0 | 0 |  | 0 |  | N/A | N/A | N/A | N/A | N/A | N/A | N/A | N/A | 0 | 0 | 0 | 0 |  | 0 | 10 | 2 | 2 | 2 | 1 | 1 | 1 | 1 | 1 | 1 | 1 | 1 | 0 | 0 | 0
PG&E KERN | Wheeler Ridge | 70 | Wheeler Ridge | 1 |  | 0 | 0 | 0 | 0 |  | 0 |  | N/A | N/A | N/A | N/A | N/A | N/A | N/A | N/A | 0 | 0 | 0 | 0 |  | 0 | 10 | 2 | 2 | 2 | 1 | 1 | 1 | 1 | 1 | 1 | 1 | 1 | 0 | 0 | 0
SCE Northern | Whirlwind | 230 | Whirlwind | 2 |  | 300 | 0 | 0 | 0 |  | 300 | 10 | 2 | 2 | 1 | 1 | 1 | 2 | 1 | 1 | 318 | 588 | 174 | 0 |  | 732 | 10 | 1 | 4 | 1 | 2 | 2 | 1 | 1 | 1 | 2 | 1 | 1 | 0 | 0 | 0
SCE Northern | Whirlwind | 500 | Whirlwind | 2 |  | 0 | 0 | 0 | 0 |  | 0 |  | N/A | N/A | N/A | N/A | N/A | N/A | N/A | N/A | 0 | 0 | 0 | 0 |  | 0 | 10 | 1 | 4 | 1 | 2 | 2 | 1 | 1 | 1 | 2 | 1 | 1 | 0 | 0 | 0
PG&E GBA | Whisman | 115 | No Analysis | 2 |  | 0 | 0 | 0 | 0 |  | 0 | [9 empty] | 0 | 0 | 0 | 0 |  | 0 | 10 | [11 empty] | 0 | 0 | 0
SCE Eastern | Wildlife | 230 | No Analysis | 2 |  | 0 | 0 | 0 | 0 |  | 0 | [9 empty] | 0 | 0 | 0 | 0 |  | 0 | 10 | [11 empty] | 0 | 0 | 0
PG&E FRESNO | Wilson | 115 | Wilson | 1 |  | 0 | 0 | 0 | 0 |  | 0 |  | N/A | N/A | N/A | N/A | N/A | N/A | N/A | N/A | 0 | 0 | 0 | 0 |  | 0 | 10 | 1 | 1 | 1 | 1 | 1 | 2 | 2 | 2 | 3 | 1 | 1 | 0 | 0 | 0
PG&E FRESNO | Wilson | 230 | Wilson | 1 |  | 150 | 50 | 0 | 0 |  | 200 | 20 | 1 | 1 | 2 | 1 | 1 | 2 | 1 | 1 | 0 | 0 | 0 | 0 |  | 0 | 10 | 1 | 1 | 1 | 1 | 1 | 2 | 2 | 2 | 3 | 1 | 1 | 0 | 0 | 0
SCE Northern | Windhub | 230 | Windhub | 2 |  | 174 | 0 | 0 | 0 |  | 174 | 10 | 4 | 2 | 2 | 2 | 2 | 3 | 2 | 1 | 130 | 1220 | 0 | 0 |  | 1350 | 15 | 2 | 5 | 1 | 2 | 2 | 1 | 1 | 1 | 2 | 1 | 1 | 0 | 0 | 0
SCE Northern | Windhub | 500 | Windhub | 2 |  | 0 | 0 | 0 | 0 |  | 0 |  | N/A | N/A | N/A | N/A | N/A | N/A | N/A | N/A | 878.5 | 200 | 0 | 0 |  | 1078.5 | 15 | 2 | 5 | 1 | 2 | 2 | 1 | 1 | 1 | 2 | 1 | 1 | 0 | 0 | 0
PG&E GBA | Windmaster | 230 | No Analysis | 2 |  | 0 | 0 | 0 | 0 |  | 0 | [9 empty] | 0 | 0 | 0 | 0 |  | 0 | 10 | [11 empty] | 0 | 0 | 0
PG&E NGBA | Windsor | 60 | No Analysis | 2 |  | 0 | 0 | 0 | 0 |  | 0 | [9 empty] | 0 | 0 | 0 | 0 |  | 0 | 10 | [11 empty] | 0 | 0 | 0
PG&E NGBA | Woodland | 115 | Woodland | 2 |  | 0 | 0 | 0 | 0 |  | 0 |  | N/A | N/A | N/A | N/A | N/A | N/A | N/A | N/A | 0 | 12 | 0 | 0 |  | 12 | 5 | 1 | 1 | 2 | 2 | 1 | 2 | 1 | 1 | 2 | 1 | 1 | 0 | 0 | 0
PG&E FRESNO | Woodward | 115 | No Analysis | 1 |  | 0 | 0 | 0 | 0 |  | 0 | [9 empty] | 0 | 0 | 0 | 0 |  | 0 | 10 | [11 empty] | 0 | 0 | 0
PG&E NGBA | Wyandotte | 115 | Wyandotte | 2 |  | 0 | 0 | 0 | 0 |  | 0 |  | N/A | N/A | N/A | N/A | N/A | N/A | N/A | N/A | 0 | 0 | 0 | 0 |  | 0 | 10 | 1 | 2 | 1 | 2 | 2 | 3 | 1 | 1 | 4 | 1 | 1 | 0 | 0 | 0
0 | 0 | 0 | No Analysis

## Land_EnvAnalysis_Solar_2035
Land-use and environmental criteria analysis for 2035 utility-scale solar resources mapped to in-California areas for 5, 10, 15, and 20 mile radii from substations. This analysis uses the values from the "LandEnv_Solar_Data_Xmi" 5 through 20 mile tabs to calculate criteria alignment. |  |  |  | Utility-scale Solar Resource Density Assumption
[47 empty] | <-5 mi | [41 empty] | <-10 mi | [41 empty] | <-15 mi | [41 empty] | 20 mi
|  |  |  | 10 | Acres/MW | 5-mile Radius From Substation Analysis | [41 empty] | 10-mile Radius From Substation Analysis | [41 empty] | 15-mile Radius From Substation Analysis | [41 empty] | 20-mile Radius From Substation Analysis
[6 empty] | 3. Land-use Feasibility Criteria Analysis | [16 empty] | 4. Environmental (Conservation and Biological) Impact Factors Criteria Analysis | [24 empty] | 3. Land-use Feasibility Criteria Analysis | [16 empty] | 4. Environmental (Conservation and Biological) Impact Factors Criteria Analysis | [24 empty] | 3. Land-use Feasibility Criteria Analysis | [16 empty] | 4. Environmental (Conservation and Biological) Impact Factors Criteria Analysis | [24 empty] | 3. Land-use Feasibility Criteria Analysis | [16 empty] | 4. Environmental (Conservation and Biological) Impact Factors Criteria Analysis
[6 empty] | CEC Core Land-Use Screen |  |  | CEC's Parcelization |  |  |  | CEC's Cropland Index |  |  |  | Criticially Overdrafted Groundwater Basin |  | Fire Threat |  |  |  | ACE Terrestrial Connectivity |  |  |  | ACE Biodiversity |  |  |  | ACE Irreplaceability |  |  |  | ACE Combined |  |  |  | Terrestrial Landscape Intactness |  |  |  | Wetlands |  |  |  |  | CEC Core Land-Use Screen |  |  | CEC's Parcelization |  |  |  | CEC's Cropland Index |  |  |  | Criticially Overdrafted Groundwater Basin |  | Fire Threat |  |  |  | ACE Terrestrial Connectivity |  |  |  | ACE Biodiversity |  |  |  | ACE Irreplaceability |  |  |  | ACE Combined |  |  |  | Terrestrial Landscape Intactness |  |  |  | Wetlands |  |  |  |  | CEC Core Land-Use Screen |  |  | CEC's Parcelization |  |  |  | CEC's Cropland Index |  |  |  | Criticially Overdrafted Groundwater Basin |  | Fire Threat |  |  |  | ACE Terrestrial Connectivity |  |  |  | ACE Biodiversity |  |  |  | ACE Irreplaceability |  |  |  | ACE Combined |  |  |  | Terrestrial Landscape Intactness |  |  |  | Wetlands |  |  |  |  | CEC Core Land-Use Screen |  |  | CEC's Parcelization |  |  |  | CEC's Cropland Index |  |  |  | Criticially Overdrafted Groundwater Basin |  | Fire Threat |  |  |  | ACE Terrestrial Connectivity |  |  |  | ACE Biodiversity |  |  |  | ACE Irreplaceability |  |  |  | ACE Combined |  |  |  | Terrestrial Landscape Intactness |  |  |  | Wetlands
OBJECTID | IRP_Substation_Name | RESOLVE_Solar_Area | MWs Mapped | Acres of MWs Mapped | Distance from Substation Selected | Lower Implications Area used by MWs Mapped | High Implications Area used by MWs Mapped | Core Screen Criteria Alignment Level | Substation's 10th Percentile Value Parcelization | Low Parcelization (P ≤ 6) Area used by MWs Mapped | Medium Parcelization (6 < P ≤ 30) Area used by MWs Mapped | Parcelization Criteria Alignment Level | Total Potential Area Percentage High Value Cropland | Low Value Cropland used by MWs Mapped | High Value Cropland used by MWs Mapped | Cropland Index Criteria Alignment Level | Majority of Area within Critically Overdrafted Basin | Overdrafted Basin Criteria Alignment Level | Total Potential Area Percentage Tier 2 | Total Potential Area Percentage Tier 3 | Total Potential Area Percentage Tier 2 or 3 | Fire Threat Criteria Alignment Level | Total Potential Area Percentage Higher Implications | Low Implications Area used by MWs Mapped | Higher Implications Area used by MWs Mapped | ACE Connectivity Criteria Alignment | Total Potential Area Percentage Higher Implications | Low Implications Area used by MWs Mapped | Higher Implications Area used by MWs Mapped | ACE Biodiversity Criteria Alignment | Total Potential Area Percentage Higher Implications | Low Implications Area used by MWs Mapped | Higher Implications Area used by MWs Mapped | ACE Irreplaceability Criteria Alignment | Total Potential Area Percentage Higher Implications | Low Implications Area used by MWs Mapped | Higher Implications Area used by MWs Mapped | All ACE Criteria Alignment | Total Potential Area Percentage Higher Implications | Low Implications Area used by MWs Mapped | Higher Implications Area used by MWs Mapped | Intactness Criteria Alignment | Total Potential Area Percentage Higher Implications | Low Implications Area used by MWs Mapped | Higher Implications Area used by MWs Mapped | Wetlands Criteria Alignment |  | Lower Implications Area used by MWs Mapped | High Implications Area used by MWs Mapped | Core Screen Criteria Alignment Level | Substation's 10th Percentile Value Parcelization | Low Parcelization (P ≤ 6) Area used by MWs Mapped | Medium Parcelization (6 < P ≤ 30) Area used by MWs Mapped | Parcelization Criteria Alignment Level | Total Potential Area Percentage High Value Cropland | Low Value Cropland used by MWs Mapped | High Value Cropland used by MWs Mapped | Cropland Index Criteria Alignment Level | Majority of Area within Critically Overdrafted Basin | Overdrafted Basin Criteria Alignment Level | Total Potential Area Percentage Tier 2 | Total Potential Area Percentage Tier 3 | Total Potential Area Percentage Tier 2 or 3 | Fire Threat Criteria Alignment Level | Total Potential Area Percentage Higher Implications | Low Implications Area used by MWs Mapped | Higher Implications Area used by MWs Mapped | ACE Connectivity Criteria Alignment | Total Potential Area Percentage Higher Implications | Low Implications Area used by MWs Mapped | Higher Implications Area used by MWs Mapped | ACE Biodiversity Criteria Alignment | Total Potential Area Percentage Higher Implications | Low Implications Area used by MWs Mapped | Higher Implications Area used by MWs Mapped | ACE Irreplaceability Criteria Alignment | Total Potential Area Percentage Higher Implications | Low Implications Area used by MWs Mapped | Higher Implications Area used by MWs Mapped | All ACE Criteria Alignment | Total Potential Area Percentage Higher Implications | Low Implications Area used by MWs Mapped | Higher Implications Area used by MWs Mapped | Intactness Criteria Alignment | Total Potential Area Percentage Higher Implications | Low Implications Area used by MWs Mapped | Higher Implications Area used by MWs Mapped | Wetlands Criteria Alignment |  | Lower Implications Area used by MWs Mapped | High Implications Area used by MWs Mapped | Core Screen Criteria Alignment Level | Substation's 10th Percentile Value Parcelization | Low Parcelization (P ≤ 6) Area used by MWs Mapped | Medium Parcelization (6 < P ≤ 30) Area used by MWs Mapped | Parcelization Criteria Alignment Level | Total Potential Area Percentage High Value Cropland | Low Value Cropland used by MWs Mapped | High Value Cropland used by MWs Mapped | Cropland Index Criteria Alignment Level | Majority of Area within Critically Overdrafted Basin | Overdrafted Basin Criteria Alignment Level | Total Potential Area Percentage Tier 2 | Total Potential Area Percentage Tier 3 | Total Potential Area Percentage Tier 2 or 3 | Fire Threat Criteria Alignment Level | Total Potential Area Percentage Higher Implications | Low Implications Area used by MWs Mapped | Higher Implications Area used by MWs Mapped | ACE Connectivity Criteria Alignment | Total Potential Area Percentage Higher Implications | Low Implications Area used by MWs Mapped | Higher Implications Area used by MWs Mapped | ACE Biodiversity Criteria Alignment | Total Potential Area Percentage Higher Implications | Low Implications Area used by MWs Mapped | Higher Implications Area used by MWs Mapped | ACE Irreplaceability Criteria Alignment | Total Potential Area Percentage Higher Implications | Low Implications Area used by MWs Mapped | Higher Implications Area used by MWs Mapped | All ACE Criteria Alignment | Total Potential Area Percentage Higher Implications | Low Implications Area used by MWs Mapped | Higher Implications Area used by MWs Mapped | Intactness Criteria Alignment | Total Potential Area Percentage Higher Implications | Low Implications Area used by MWs Mapped | Higher Implications Area used by MWs Mapped | Wetlands Criteria Alignment |  | Lower Implications Area used by MWs Mapped | High Implications Area used by MWs Mapped | Core Screen Criteria Alignment Level | Substation's 10th Percentile Value Parcelization | Low Parcelization (P ≤ 6) Area used by MWs Mapped | Medium Parcelization (6 < P ≤ 30) Area used by MWs Mapped | Parcelization Criteria Alignment Level | Total Potential Area Percentage High Value Cropland | Low Value Cropland used by MWs Mapped | High Value Cropland used by MWs Mapped | Cropland Index Criteria Alignment Level | Majority of Area within Critically Overdrafted Basin | Overdrafted Basin Criteria Alignment Level | Total Potential Area Percentage Tier 2 | Total Potential Area Percentage Tier 3 | Total Potential Area Percentage Tier 2 or 3 | Fire Threat Criteria Alignment Level | Total Potential Area Percentage Higher Implications | Low Implications Area used by MWs Mapped | Higher Implications Area used by MWs Mapped | ACE Connectivity Criteria Alignment | Total Potential Area Percentage Higher Implications | Low Implications Area used by MWs Mapped | Higher Implications Area used by MWs Mapped | ACE Biodiversity Criteria Alignment | Total Potential Area Percentage Higher Implications | Low Implications Area used by MWs Mapped | Higher Implications Area used by MWs Mapped | ACE Irreplaceability Criteria Alignment | Total Potential Area Percentage Higher Implications | Low Implications Area used by MWs Mapped | Higher Implications Area used by MWs Mapped | All ACE Criteria Alignment | Total Potential Area Percentage Higher Implications | Low Implications Area used by MWs Mapped | Higher Implications Area used by MWs Mapped | Intactness Criteria Alignment | Total Potential Area Percentage Higher Implications | Low Implications Area used by MWs Mapped | Higher Implications Area used by MWs Mapped | Wetlands Criteria Alignment
0 | East Shore | NORTHERN CALIFORNIA | 0 | 0 | 10 | 0% | 0% | 1 | 4.4592 | 0% | 0% | 1 | 0% | 0% | 0% | 1 | 0 | 2 | 0% | 0% | 0% | 1 | 0% | 0% | 0% | 1 | 0% | 0% | 0% | 1 | 56.39% | 0% | 0% | 2 | 56.39% | 0% | 0% | 2 | 0% | 0% | 0% | 1 | 79.03% | 0% | 0% | 3 |  | 0% | 0% | 1 | 59.5 | 0% | 0% | 4 | 0% | 0% | 0% | 1 | 0 | 2 | 4.631% | 56.87% | 61.51% | 5 | 45.69% | 0% | 0% | 1 | 19.56% | 0% | 0% | 1 | 65.58% | 0% | 0% | 2 | 82.28% | 0% | 0% | 3 | 47.53% | 0% | 0% | 1 | 9.957% | 0% | 0% | 1 |  | 0% | 0% | 1 | 42.5 | 0% | 0% | 4 | 0.217% | 0% | 0% | 1 | 0 | 2 | 14.23% | 54.22% | 68.46% | 5 | 63.27% | 0% | 0% | 2 | 28.56% | 0% | 0% | 1 | 64.88% | 0% | 0% | 2 | 84.62% | 0% | 0% | 3 | 45.97% | 0% | 0% | 1 | 9.066% | 0% | 0% | 1 |  | 0% | 0% | 1 | 30.1176 | 0% | 0% | 4 | 0.2459% | 0% | 0% | 1 | 0 | 2 | 36.06% | 38.93% | 74.99% | 5 | 57.28% | 0% | 0% | 2 | 42.65% | 0% | 0% | 1 | 66.02% | 0% | 0% | 2 | 81.9% | 0% | 0% | 3 | 49.95% | 0% | 0% | 1 | 7.978% | 0% | 0% | 1
1 | Newark | NORTHERN CALIFORNIA | 0 | 0 | 10 | 0% | 0% | 1 | 4.2915 | 0% | 0% | 1 | 0% | 0% | 0% | 1 | 0 | 2 | 0% | 0% | 0% | 1 | 0.4619% | 0% | 0% | 1 | 7.648% | 0% | 0% | 1 | 22.61% | 0% | 0% | 1 | 22.61% | 0% | 0% | 1 | 0% | 0% | 0% | 1 | 79.45% | 0% | 0% | 3 |  | 0% | 0% | 1 | 10.37 | 0% | 0% | 1 | 0.6662% | 0% | 0% | 1 | 0 | 2 | 54.89% | 15.71% | 70.6% | 3 | 58.86% | 0% | 0% | 2 | 41.56% | 0% | 0% | 1 | 63.62% | 0% | 0% | 2 | 78.92% | 0% | 0% | 3 | 46.89% | 0% | 0% | 1 | 10.83% | 0% | 0% | 1 |  | 0% | 0% | 1 | 13.038 | 0% | 0% | 2 | 0.2344% | 0% | 0% | 1 | 0 | 2 | 61.01% | 17.36% | 78.37% | 5 | 56.55% | 0% | 0% | 2 | 36.6% | 0% | 0% | 1 | 53.07% | 0% | 0% | 2 | 70.13% | 0% | 0% | 3 | 62.74% | 0% | 0% | 2 | 8.4% | 0% | 0% | 1 |  | 0% | 0% | 1 | 18 | 0% | 0% | 2 | 0.3004% | 0% | 0% | 1 | 0 | 2 | 63.07% | 19.15% | 82.22% | 5 | 62.79% | 0% | 0% | 2 | 38.16% | 0% | 0% | 1 | 53.2% | 0% | 0% | 2 | 80.74% | 0% | 0% | 3 | 60.38% | 0% | 0% | 2 | 7.292% | 0% | 0% | 1
2 | Tesla | NORTHERN CALIFORNIA | 0 | 0 | 10 | 0% | 0% | 1 | 19.2689 | 0% | 0% | 2 | 7.297% | 0% | 0% | 1 | 0 | 2 | 0.002254% | 0% | 0.002254% | 1 | 79.05% | 0% | 0% | 3 | 74.84% | 0% | 0% | 3 | 79.83% | 0% | 0% | 3 | 92.88% | 0% | 0% | 4 | 24.51% | 0% | 0% | 1 | 3.439% | 0% | 0% | 1 |  | 0% | 0% | 1 | 13.81 | 0% | 0% | 2 | 20.57% | 0% | 0% | 1 | 0 | 2 | 10.33% | 0% | 10.33% | 1 | 71.83% | 0% | 0% | 3 | 56.21% | 0% | 0% | 2 | 58.25% | 0% | 0% | 2 | 82.52% | 0% | 0% | 3 | 26.77% | 0% | 0% | 1 | 5.136% | 0% | 0% | 1 |  | 0% | 0% | 1 | 12.1339 | 0% | 0% | 2 | 32.57% | 0% | 0% | 1 | 0 | 2 | 18.91% | 0.7194% | 19.63% | 2 | 56.74% | 0% | 0% | 2 | 41.3% | 0% | 0% | 1 | 43.77% | 0% | 0% | 1 | 68.9% | 0% | 0% | 2 | 27.62% | 0% | 0% | 1 | 5.426% | 0% | 0% | 1 |  | 0% | 0% | 1 | 12.0248 | 0% | 0% | 2 | 37.02% | 0% | 0% | 1 | 0 | 2 | 20.94% | 1.361% | 22.3% | 2 | 53.18% | 0% | 0% | 2 | 35.17% | 0% | 0% | 1 | 38.44% | 0% | 0% | 1 | 63.7% | 0% | 0% | 2 | 29.21% | 0% | 0% | 1 | 5.509% | 0% | 0% | 1
3 | Cabrillo | SPGE | 0 | 0 | 10 | 0% | 0% | 1 | 6.3056 | 0% | 0% | 1 | 20.15% | 0% | 0% | 1 | 0 | 2 | 71.59% | 0% | 71.59% | 3 | 18.26% | 0% | 0% | 1 | 3.204% | 0% | 0% | 1 | 55.27% | 0% | 0% | 2 | 67.96% | 0% | 0% | 2 | 24.88% | 0% | 0% | 1 | 8.259% | 0% | 0% | 1 |  | 0% | 0% | 1 | 4.8516 | 0% | 0% | 1 | 10.54% | 0% | 0% | 1 | 0 | 2 | 81.97% | 0% | 81.97% | 5 | 51.39% | 0% | 0% | 2 | 4.35% | 0% | 0% | 1 | 46.1% | 0% | 0% | 1 | 79.23% | 0% | 0% | 3 | 45.56% | 0% | 0% | 1 | 5.387% | 0% | 0% | 1 |  | 0% | 0% | 1 | 5.3976 | 0% | 0% | 1 | 6.927% | 0% | 0% | 1 | 0 | 2 | 77.13% | 0.2252% | 77.35% | 5 | 55.21% | 0% | 0% | 2 | 4.904% | 0% | 0% | 1 | 43.08% | 0% | 0% | 1 | 79.14% | 0% | 0% | 3 | 42.67% | 0% | 0% | 1 | 4.671% | 0% | 0% | 1 |  | 0% | 0% | 1 | 6.364 | 0% | 0% | 1 | 9.602% | 0% | 0% | 1 | 0 | 2 | 68.97% | 1.66% | 70.63% | 3 | 45.74% | 0% | 0% | 1 | 5.208% | 0% | 0% | 1 | 35.74% | 0% | 0% | 1 | 67.13% | 0% | 0% | 2 | 36.67% | 0% | 0% | 1 | 4.078% | 0% | 0% | 1
4 | Honcut | NORTHERN CALIFORNIA | 0 | 0 | 10 | 0% | 0% | 1 | 12.8251 | 0% | 0% | 2 | 55.46% | 0% | 0% | 2 | 0 | 2 | 0% | 0% | 0% | 1 | 90.35% | 0% | 0% | 4 | 0% | 0% | 0% | 1 | 1.595% | 0% | 0% | 1 | 90.35% | 0% | 0% | 4 | 0% | 0% | 0% | 1 | 20.47% | 0% | 0% | 1 |  | 0% | 0% | 1 | 15.909 | 0% | 0% | 2 | 36.07% | 0% | 0% | 1 | 0 | 2 | 4.583% | 0% | 4.583% | 1 | 78.58% | 0% | 0% | 3 | 7.281% | 0% | 0% | 1 | 20.62% | 0% | 0% | 1 | 84.11% | 0% | 0% | 3 | 4.601% | 0% | 0% | 1 | 12.79% | 0% | 0% | 1 |  | 0% | 0% | 1 | 15.5569 | 0% | 0% | 2 | 24.72% | 0% | 0% | 1 | 0 | 2 | 15.75% | 0% | 15.75% | 1 | 63.33% | 0% | 0% | 2 | 11.34% | 0% | 0% | 1 | 30.43% | 0% | 0% | 1 | 81.2% | 0% | 0% | 3 | 13.3% | 0% | 0% | 1 | 9.93% | 0% | 0% | 1 |  | 0% | 0% | 1 | 13 | 0% | 0% | 2 | 21.44% | 0% | 0% | 1 | 0 | 2 | 20.14% | 1.997% | 22.13% | 2 | 57.15% | 0% | 0% | 2 | 13.02% | 0% | 0% | 1 | 31.9% | 0% | 0% | 1 | 77.1% | 0% | 0% | 3 | 14.6% | 0% | 0% | 1 | 9.559% | 0% | 0% | 1
5 | Palermo | NORTHERN CALIFORNIA | 0 | 0 | 10 | 0% | 0% | 1 | 35.2583 | 0% | 0% | 4 | 4.864% | 0% | 0% | 1 | 0 | 2 | 49.78% | 0% | 49.78% | 2 | 85.23% | 0% | 0% | 3 | 11.13% | 0% | 0% | 1 | 0% | 0% | 0% | 1 | 94.82% | 0% | 0% | 4 | 10.65% | 0% | 0% | 1 | 17.94% | 0% | 0% | 1 |  | 0% | 0% | 1 | 17.4115 | 0% | 0% | 2 | 9.259% | 0% | 0% | 1 | 0 | 2 | 44.89% | 1.869% | 46.76% | 2 | 86.87% | 0% | 0% | 3 | 11.71% | 0% | 0% | 1 | 12.94% | 0% | 0% | 1 | 93.25% | 0% | 0% | 4 | 28.5% | 0% | 0% | 1 | 18.59% | 0% | 0% | 1 |  | 0% | 0% | 1 | 16.625 | 0% | 0% | 2 | 12.62% | 0% | 0% | 1 | 0 | 2 | 28.44% | 11.89% | 40.32% | 3 | 74.16% | 0% | 0% | 3 | 11.01% | 0% | 0% | 1 | 30.14% | 0% | 0% | 1 | 86.23% | 0% | 0% | 3 | 22.06% | 0% | 0% | 1 | 13.27% | 0% | 0% | 1 |  | 0% | 0% | 1 | 14.1406 | 0% | 0% | 2 | 13.58% | 0% | 0% | 1 | 0 | 2 | 25.02% | 16.82% | 41.83% | 3 | 65.5% | 0% | 0% | 2 | 16.2% | 0% | 0% | 1 | 39.18% | 0% | 0% | 1 | 84.32% | 0% | 0% | 3 | 23.84% | 0% | 0% | 1 | 10.02% | 0% | 0% | 1
6 | Table Mountain | NORTHERN CALIFORNIA | 0 | 0 | 10 | 0% | 0% | 1 | 7.7918 | 0% | 0% | 1 | 7.377% | 0% | 0% | 1 | 0 | 2 | 4.889% | 0% | 4.889% | 1 | 79.17% | 0% | 0% | 3 | 36.2% | 0% | 0% | 1 | 41.75% | 0% | 0% | 1 | 99.9% | 0% | 0% | 5 | 9.747% | 0% | 0% | 1 | 38.04% | 0% | 0% | 1 |  | 0% | 0% | 1 | 10.8805 | 0% | 0% | 1 | 7.026% | 0% | 0% | 1 | 0 | 2 | 19.97% | 1.543% | 21.51% | 2 | 70.45% | 0% | 0% | 3 | 22.49% | 0% | 0% | 1 | 59.07% | 0% | 0% | 2 | 90.71% | 0% | 0% | 4 | 15.62% | 0% | 0% | 1 | 19.32% | 0% | 0% | 1 |  | 0% | 0% | 1 | 13.75 | 0% | 0% | 2 | 14.15% | 0% | 0% | 1 | 0 | 2 | 18.57% | 8.803% | 27.38% | 2 | 56.66% | 0% | 0% | 2 | 17.31% | 0% | 0% | 1 | 52.07% | 0% | 0% | 2 | 79.9% | 0% | 0% | 3 | 15.83% | 0% | 0% | 1 | 12.41% | 0% | 0% | 1 |  | 0% | 0% | 1 | 12.8909 | 0% | 0% | 2 | 20.63% | 0% | 0% | 1 | 0 | 2 | 19.78% | 13.5% | 33.28% | 3 | 53.38% | 0% | 0% | 2 | 20.83% | 0% | 0% | 1 | 49.83% | 0% | 0% | 1 | 80.08% | 0% | 0% | 3 | 20.51% | 0% | 0% | 1 | 11.35% | 0% | 0% | 1
7 | Wyandotte | NORTHERN CALIFORNIA | 0 | 0 | 10 | 0% | 0% | 1 | 38.6133 | 0% | 0% | 4 | 1.581% | 0% | 0% | 1 | 0 | 2 | 47.28% | 0% | 47.28% | 2 | 64.96% | 0% | 0% | 2 | 26.65% | 0% | 0% | 1 | 8.027% | 0% | 0% | 1 | 86.24% | 0% | 0% | 3 | 5.983% | 0% | 0% | 1 | 19.57% | 0% | 0% | 1 |  | 0% | 0% | 1 | 15.4538 | 0% | 0% | 2 | 6.301% | 0% | 0% | 1 | 0 | 2 | 39.59% | 2.565% | 42.15% | 2 | 80.86% | 0% | 0% | 3 | 17.43% | 0% | 0% | 1 | 22.74% | 0% | 0% | 1 | 93.47% | 0% | 0% | 4 | 23.95% | 0% | 0% | 1 | 21.07% | 0% | 0% | 1 |  | 0% | 0% | 1 | 15.8346 | 0% | 0% | 2 | 10.15% | 0% | 0% | 1 | 0 | 2 | 27.39% | 13.52% | 40.92% | 3 | 71.44% | 0% | 0% | 3 | 12.19% | 0% | 0% | 1 | 37.02% | 0% | 0% | 1 | 86.24% | 0% | 0% | 3 | 22.64% | 0% | 0% | 1 | 13.22% | 0% | 0% | 1 |  | 0% | 0% | 1 | 14.3663 | 0% | 0% | 2 | 13.89% | 0% | 0% | 1 | 0 | 2 | 23.76% | 17.45% | 41.21% | 3 | 62.66% | 0% | 0% | 2 | 17.53% | 0% | 0% | 1 | 42.36% | 0% | 0% | 1 | 83.67% | 0% | 0% | 3 | 22.9% | 0% | 0% | 1 | 10.1% | 0% | 0% | 1
8 | Cortina | NORTHERN CALIFORNIA | 80 | 800 | 10 | 54.59% | 0% | 3 | 8.1154 | 7.24% | 0% | 1 | 48.37% | 8.368% | 0% | 1 | 0 | 2 | 7.811% | 0% | 7.811% | 1 | 41.76% | 2.957% | 0% | 1 | 6.188% | 1.836% | 0% | 1 | 29.27% | 2.435% | 0% | 1 | 70.05% | 5.75% | 0% | 3 | 14.76% | 2.02% | 0% | 1 | 0.98% | 1.739% | 0% | 1 |  | 19.74% | 0% | 1 | 6.4827 | 1.832% | 0% | 1 | 37.83% | 2.201% | 0% | 1 | 0 | 2 | 23.51% | 0% | 23.51% | 2 | 37.02% | 0.7763% | 0% | 1 | 12.47% | 0.5585% | 0% | 1 | 45.47% | 0.8965% | 0% | 1 | 73.04% | 1.813% | 0% | 3 | 27.56% | 0.6748% | 0% | 1 | 1.173% | 0.4947% | 0% | 1 |  | 5.476% | 0% | 1 | 6.8706 | 0.8829% | 0% | 1 | 34.85% | 2.201% | 0% | 1 | 0 | 2 | 30% | 0.0009473% | 30% | 2 | 39.94% | 0.3981% | 0% | 1 | 13.65% | 0.2769% | 0% | 1 | 45.76% | 0.4409% | 0% | 1 | 74.08% | 0.9225% | 0% | 3 | 31.66% | 0.3499% | 0% | 1 | 2.009% | 0.244% | 0% | 1 |  | 2.298% | 0% | 1 | 7.0802 | 0.5742% | 0% | 1 | 34.67% | 2.201% | 0% | 1 | 0 | 2 | 29.32% | 0.1506% | 29.47% | 2 | 41.7% | 0.2507% | 0% | 1 | 16.06% | 0.1741% | 0% | 1 | 41.79% | 0.2511% | 0% | 1 | 70.28% | 0.4918% | 0% | 3 | 31.32% | 0.2128% | 0% | 1 | 3.076% | 0.1508% | 0% | 1
9 | Etiwanda | GREATER LA METRO | 0 | 0 | 10 | 0% | 0% | 1 | 41.8937 | 0% | 0% | 4 | 0% | 0% | 0% | 1 | 0 | 2 | 100% | 0% | 100% | 5 | 100% | 0% | 0% | 5 | 100% | 0% | 0% | 5 | 100% | 0% | 0% | 5 | 100% | 0% | 0% | 5 | 0% | 0% | 0% | 1 | 1.335% | 0% | 0% | 1 |  | 0% | 0% | 1 | 52.25 | 0% | 0% | 4 | 13.99% | 0% | 0% | 1 | 0 | 2 | 18.1% | 28.19% | 46.29% | 4 | 46.29% | 0% | 0% | 1 | 37.5% | 0% | 0% | 1 | 34.29% | 0% | 0% | 1 | 46.29% | 0% | 0% | 1 | 23.49% | 0% | 0% | 1 | 5.032% | 0% | 0% | 1 |  | 0% | 0% | 1 | 39 | 0% | 0% | 4 | 6.664% | 0% | 0% | 1 | 0 | 2 | 26.95% | 50.87% | 77.82% | 5 | 59.93% | 0% | 0% | 2 | 44.75% | 0% | 0% | 1 | 50.14% | 0% | 0% | 2 | 76.59% | 0% | 0% | 3 | 22.32% | 0% | 0% | 1 | 15.88% | 0% | 0% | 1 |  | 0% | 0% | 1 | 24.5 | 0% | 0% | 3 | 2.479% | 0% | 0% | 1 | 0 | 2 | 23.33% | 64.57% | 87.9% | 5 | 47.79% | 0% | 0% | 1 | 50.51% | 0% | 0% | 2 | 61.62% | 0% | 0% | 2 | 86.78% | 0% | 0% | 3 | 36.8% | 0% | 0% | 1 | 9.798% | 0% | 0% | 1
10 | Brentwood | NORTHERN CALIFORNIA | 0 | 0 | 10 | 0% | 0% | 1 | 19.3182 | 0% | 0% | 2 | 43.76% | 0% | 0% | 1 | 0 | 2 | 17.94% | 0% | 17.94% | 1 | 15.85% | 0% | 0% | 1 | 43.44% | 0% | 0% | 1 | 48.18% | 0% | 0% | 1 | 48.19% | 0% | 0% | 1 | 0.5295% | 0% | 0% | 1 | 8.439% | 0% | 0% | 1 |  | 0% | 0% | 1 | 7 | 0% | 0% | 1 | 38.6% | 0% | 0% | 1 | 0 | 2 | 19.14% | 3.039% | 22.18% | 2 | 40.22% | 0% | 0% | 1 | 39.62% | 0% | 0% | 1 | 40.71% | 0% | 0% | 1 | 60.2% | 0% | 0% | 2 | 8.135% | 0% | 0% | 1 | 11.49% | 0% | 0% | 1 |  | 0% | 0% | 1 | 8.7174 | 0% | 0% | 1 | 41.82% | 0% | 0% | 1 | 0 | 2 | 13.62% | 2.904% | 16.53% | 2 | 35.73% | 0% | 0% | 1 | 39.87% | 0% | 0% | 1 | 42.37% | 0% | 0% | 1 | 57.45% | 0% | 0% | 2 | 6.817% | 0% | 0% | 1 | 9.844% | 0% | 0% | 1 |  | 0% | 0% | 1 | 10.496 | 0% | 0% | 1 | 42.57% | 0% | 0% | 1 | 0 | 2 | 10.25% | 1.766% | 12.01% | 2 | 31.2% | 0% | 0% | 1 | 36.19% | 0% | 0% | 1 | 37.97% | 0% | 0% | 1 | 50.86% | 0% | 0% | 2 | 7.318% | 0% | 0% | 1 | 9.213% | 0% | 0% | 1
11 | Clayton | NORTHERN CALIFORNIA | 0 | 0 | 10 | 0% | 0% | 1 | 6.8504 | 0% | 0% | 1 | 0% | 0% | 0% | 1 | 0 | 2 | 89.05% | 10.95% | 100% | 5 | 13.03% | 0% | 0% | 1 | 57.26% | 0% | 0% | 2 | 57.26% | 0% | 0% | 2 | 57.26% | 0% | 0% | 2 | 30.53% | 0% | 0% | 1 | 5.613% | 0% | 0% | 1 |  | 0% | 0% | 1 | 7.9675 | 0% | 0% | 1 | 0.0004973% | 0% | 0% | 1 | 0 | 2 | 43.03% | 23.72% | 66.75% | 4 | 46.28% | 0% | 0% | 1 | 71.92% | 0% | 0% | 3 | 61.55% | 0% | 0% | 2 | 76.94% | 0% | 0% | 3 | 34.28% | 0% | 0% | 1 | 30.76% | 0% | 0% | 1 |  | 0% | 0% | 1 | 20.5 | 0% | 0% | 3 | 0.4415% | 0% | 0% | 1 | 0 | 2 | 36.22% | 22.65% | 58.86% | 4 | 40.12% | 0% | 0% | 1 | 55.36% | 0% | 0% | 2 | 56.93% | 0% | 0% | 2 | 73.88% | 0% | 0% | 3 | 27.89% | 0% | 0% | 1 | 18.79% | 0% | 0% | 1 |  | 0% | 0% | 1 | 27 | 0% | 0% | 3 | 4.042% | 0% | 0% | 1 | 0 | 2 | 27.76% | 14.66% | 42.43% | 3 | 31.95% | 0% | 0% | 1 | 46.88% | 0% | 0% | 1 | 58.06% | 0% | 0% | 2 | 71.49% | 0% | 0% | 3 | 20.18% | 0% | 0% | 1 | 14.23% | 0% | 0% | 1
12 | Contra Costa | NORTHERN CALIFORNIA | 0 | 0 | 10 | 0% | 0% | 1 | 6.8821 | 0% | 0% | 1 | 2.418% | 0% | 0% | 1 | 0 | 2 | 1% | 0% | 1% | 1 | 2.551% | 0% | 0% | 1 | 55.86% | 0% | 0% | 2 | 55.44% | 0% | 0% | 2 | 56.52% | 0% | 0% | 2 | 1.28% | 0% | 0% | 1 | 34.39% | 0% | 0% | 1 |  | 0% | 0% | 1 | 8.3012 | 0% | 0% | 1 | 9.934% | 0% | 0% | 1 | 0 | 2 | 20.07% | 4.881% | 24.95% | 2 | 22.94% | 0% | 0% | 1 | 50.16% | 0% | 0% | 2 | 46.21% | 0% | 0% | 1 | 52.96% | 0% | 0% | 2 | 12.52% | 0% | 0% | 1 | 16.41% | 0% | 0% | 1 |  | 0% | 0% | 1 | 7.4222 | 0% | 0% | 1 | 23.08% | 0% | 0% | 1 | 0 | 2 | 12.64% | 3.931% | 16.57% | 2 | 24.74% | 0% | 0% | 1 | 42.1% | 0% | 0% | 1 | 41.13% | 0% | 0% | 1 | 54.08% | 0% | 0% | 2 | 6.02% | 0% | 0% | 1 | 16.37% | 0% | 0% | 1 |  | 0% | 0% | 1 | 7.9713 | 0% | 0% | 1 | 34.16% | 0% | 0% | 1 | 0 | 2 | 10.46% | 2.402% | 12.87% | 2 | 26.27% | 0% | 0% | 1 | 35.48% | 0% | 0% | 1 | 37% | 0% | 0% | 1 | 51.56% | 0% | 0% | 2 | 6.491% | 0% | 0% | 1 | 15.59% | 0% | 0% | 1
13 | Pittsburg | NORTHERN CALIFORNIA | 0 | 0 | 10 | 0% | 0% | 1 | 7 | 0% | 0% | 1 | 0% | 0% | 0% | 1 | 0 | 2 | 23.08% | 0% | 23.08% | 2 | 50.48% | 0% | 0% | 2 | 64.51% | 0% | 0% | 2 | 37.33% | 0% | 0% | 1 | 68.84% | 0% | 0% | 2 | 10.76% | 0% | 0% | 1 | 61.21% | 0% | 0% | 2 |  | 0% | 0% | 1 | 6.2766 | 0% | 0% | 1 | 0.01094% | 0% | 0% | 1 | 0 | 2 | 11.41% | 0.5292% | 11.94% | 2 | 24.16% | 0% | 0% | 1 | 46.31% | 0% | 0% | 1 | 36.38% | 0% | 0% | 1 | 55.38% | 0% | 0% | 2 | 6.568% | 0% | 0% | 1 | 28.4% | 0% | 0% | 1 |  | 0% | 0% | 1 | 13.6243 | 0% | 0% | 2 | 4.216% | 0% | 0% | 1 | 0 | 2 | 11.54% | 3.603% | 15.14% | 2 | 18.63% | 0% | 0% | 1 | 46.87% | 0% | 0% | 1 | 43.48% | 0% | 0% | 1 | 57.01% | 0% | 0% | 2 | 10.72% | 0% | 0% | 1 | 23.16% | 0% | 0% | 1 |  | 0% | 0% | 1 | 17 | 0% | 0% | 2 | 19.18% | 0% | 0% | 1 | 0 | 2 | 16.91% | 5.149% | 22.06% | 2 | 22.5% | 0% | 0% | 1 | 41.4% | 0% | 0% | 1 | 45.39% | 0% | 0% | 1 | 58.59% | 0% | 0% | 2 | 11.37% | 0% | 0% | 1 | 18.37% | 0% | 0% | 1
14 | San Bernardino | RIVERSIDE | 0 | 0 | 10 | 0% | 0% | 1 | 25.625 | 0% | 0% | 3 | 2.494% | 0% | 0% | 1 | 0 | 2 | 5.727% | 73.28% | 79.01% | 5 | 0% | 0% | 0% | 1 | 65.86% | 0% | 0% | 2 | 100% | 0% | 0% | 5 | 100% | 0% | 0% | 5 | 27.22% | 0% | 0% | 1 | 1.649% | 0% | 0% | 1 |  | 0% | 0% | 1 | 26.8052 | 0% | 0% | 3 | 1.749% | 0% | 0% | 1 | 0 | 2 | 5.629% | 91.12% | 96.74% | 5 | 34.43% | 0% | 0% | 1 | 46.29% | 0% | 0% | 1 | 56.2% | 0% | 0% | 2 | 81.08% | 0% | 0% | 3 | 43.77% | 0% | 0% | 1 | 5.04% | 0% | 0% | 1 |  | 0% | 0% | 1 | 26.3987 | 0% | 0% | 3 | 0.845% | 0% | 0% | 1 | 0 | 2 | 10.51% | 87.48% | 97.99% | 5 | 49.92% | 0% | 0% | 1 | 37.17% | 0% | 0% | 1 | 54.23% | 0% | 0% | 2 | 80.84% | 0% | 0% | 3 | 41.75% | 0% | 0% | 1 | 4.944% | 0% | 0% | 1 |  | 0% | 0% | 1 | 23 | 0% | 0% | 3 | 1.82% | 0% | 0% | 1 | 0 | 2 | 23.61% | 70.93% | 94.55% | 5 | 48.47% | 0% | 0% | 1 | 40.93% | 0% | 0% | 1 | 61.78% | 0% | 0% | 2 | 82.65% | 0% | 0% | 3 | 47.35% | 0% | 0% | 1 | 6.224% | 0% | 0% | 1
15 | Placerville | NORTHERN CALIFORNIA | 0 | 0 | 0 | 0% | 0% | 1 | 36 | 0% | 0% | 4 | 2.71% | 0% | 0% | 1 | 0 | 2 | 64.47% | 31.35% | 95.82% | 5 | 80.61% | 0% | 0% | 3 | 27.95% | 0% | 0% | 1 | 57.6% | 0% | 0% | 2 | 95.63% | 0% | 0% | 5 | 11.36% | 0% | 0% | 1 | 3.621% | 0% | 0% | 1 |  | 0% | 0% | 1 | 35 | 0% | 0% | 4 | 1.137% | 0% | 0% | 1 | 0 | 2 | 49.51% | 49.22% | 98.73% | 5 | 86.64% | 0% | 0% | 3 | 25.99% | 0% | 0% | 1 | 34.43% | 0% | 0% | 1 | 93.1% | 0% | 0% | 4 | 24.77% | 0% | 0% | 1 | 3.364% | 0% | 0% | 1 |  | 0% | 0% | 1 | 28.1111 | 0% | 0% | 3 | 1.51% | 0% | 0% | 1 | 0 | 2 | 46.69% | 50.37% | 97.06% | 5 | 82.16% | 0% | 0% | 3 | 26.95% | 0% | 0% | 1 | 29.94% | 0% | 0% | 1 | 90.03% | 0% | 0% | 4 | 36.44% | 0% | 0% | 1 | 3.273% | 0% | 0% | 1 |  | 0% | 0% | 1 | 24.8475 | 0% | 0% | 3 | 1.102% | 0% | 0% | 1 | 0 | 2 | 47.73% | 43.83% | 91.55% | 5 | 74.96% | 0% | 0% | 3 | 20.16% | 0% | 0% | 1 | 22.79% | 0% | 0% | 1 | 84.39% | 0% | 0% | 3 | 50.29% | 0% | 0% | 2 | 3.517% | 0% | 0% | 1
16 | Cantua | SPGE | 0 | 0 | 10 | 0% | 0% | 1 | 6.6241 | 0% | 0% | 1 | 82.13% | 0% | 0% | 3 | 0 | 2 | 0% | 0% | 0% | 1 | 19.77% | 0% | 0% | 1 | 0% | 0% | 0% | 1 | 0% | 0% | 0% | 1 | 19.77% | 0% | 0% | 1 | 9.409% | 0% | 0% | 1 | 0.6138% | 0% | 0% | 1 |  | 0% | 0% | 1 | 5.6694 | 0% | 0% | 1 | 43.5% | 0% | 0% | 1 | 0 | 2 | 0% | 0% | 0% | 1 | 36.58% | 0% | 0% | 1 | 6.23e-05% | 0% | 0% | 1 | 8.179% | 0% | 0% | 1 | 38.32% | 0% | 0% | 1 | 21.06% | 0% | 0% | 1 | 0.4593% | 0% | 0% | 1 |  | 0% | 0% | 1 | 6.1989 | 0% | 0% | 1 | 34.32% | 0% | 0% | 1 | 0 | 2 | 0.152% | 0% | 0.152% | 1 | 37.42% | 0% | 0% | 1 | 2.372% | 0% | 0% | 1 | 9.724% | 0% | 0% | 1 | 38.27% | 0% | 0% | 1 | 20.05% | 0% | 0% | 1 | 0.5171% | 0% | 0% | 1 |  | 0% | 0% | 1 | 6.202 | 0% | 0% | 1 | 34.48% | 0% | 0% | 1 | 0 | 2 | 0.5598% | 0% | 0.5598% | 1 | 39% | 0% | 0% | 1 | 5.49% | 0% | 0% | 1 | 16.08% | 0% | 0% | 1 | 43.03% | 0% | 0% | 1 | 19.95% | 0% | 0% | 1 | 0.8991% | 0% | 0% | 1
17 | Cheney | SPGE | 0 | 0 | 0 | 0% | 0% | 1 | 8.0122 | 0% | 0% | 1 | 77.19% | 0% | 0% | 3 | 0 | 2 | 0% | 0% | 0% | 1 | 8.716% | 0% | 0% | 1 | 5.091% | 0% | 0% | 1 | 13.19% | 0% | 0% | 1 | 16.76% | 0% | 0% | 1 | 0% | 0% | 0% | 1 | 0.278% | 0% | 0% | 1 |  | 0% | 0% | 1 | 6.5862 | 0% | 0% | 1 | 52.94% | 0% | 0% | 2 | 0 | 2 | 0% | 0% | 0% | 1 | 25.93% | 0% | 0% | 1 | 8.628% | 0% | 0% | 1 | 25.36% | 0% | 0% | 1 | 37.47% | 0% | 0% | 1 | 10.44% | 0% | 0% | 1 | 0.3936% | 0% | 0% | 1 |  | 0% | 0% | 1 | 6.3618 | 0% | 0% | 1 | 37.53% | 0% | 0% | 1 | 0 | 2 | 0.238% | 0% | 0.238% | 1 | 34.88% | 0% | 0% | 1 | 9.385% | 0% | 0% | 1 | 22.15% | 0% | 0% | 1 | 42.89% | 0% | 0% | 1 | 19.67% | 0% | 0% | 1 | 1.102% | 0% | 0% | 1 |  | 0% | 0% | 1 | 6.1342 | 0% | 0% | 1 | 33.26% | 0% | 0% | 1 | 0 | 2 | 1.629% | 0% | 1.629% | 1 | 43.27% | 0% | 0% | 1 | 12.98% | 0% | 0% | 1 | 23.76% | 0% | 0% | 1 | 50.63% | 0% | 0% | 2 | 23.48% | 0% | 0% | 1 | 2.622% | 0% | 0% | 1
18 | Gates | SPGE | 1320 | 13200 | 10 | 397.1% | 25.09% | 5 | 7.6739 | 404.1% | 25.71% | 5 | 81.3% | 371.1% | 27.79% | 4 | 0 | 2 | 0% | 0% | 0% | 1 | 9.529% | 34.19% | 0% | 2 | 0.2789% | 31.02% | 0% | 2 | 12.54% | 35.36% | 0% | 2 | 22.07% | 39.69% | 0% | 2 | 0% | 30.93% | 0% | 2 | 0.6451% | 31.13% | 0% | 2 |  | 59.59% | 0% | 3 | 7 | 37.98% | 0% | 2 | 70.47% | 51.62% | 0% | 3 | 0 | 2 | 0% | 0% | 0% | 1 | 17.56% | 9.93% | 0% | 1 | 6.493% | 8.754% | 0% | 1 | 15.13% | 9.645% | 0% | 1 | 27.64% | 11.31% | 0% | 1 | 0.9018% | 8.26% | 0% | 1 | 0.4669% | 8.224% | 0% | 1 |  | 18.28% | 0% | 1 | 7.5938 | 12.21% | 0% | 1 | 50.18% | 51.62% | 0% | 3 | 0 | 2 | 0% | 0% | 0% | 1 | 25.5% | 5.019% | 0% | 1 | 4.785% | 3.927% | 0% | 1 | 18.3% | 4.577% | 0% | 1 | 35.56% | 5.802% | 0% | 1 | 8.502% | 4.086% | 0% | 1 | 0.5152% | 3.758% | 0% | 1 |  | 8.659% | 0% | 1 | 6.7746 | 5.967% | 0% | 1 | 34.43% | 51.62% | 0% | 3 | 0 | 2 | 0.8354% | 0% | 0.8354% | 1 | 35.52% | 3.357% | 0% | 1 | 3.645% | 2.246% | 0% | 1 | 15.67% | 2.567% | 0% | 1 | 43.09% | 3.803% | 0% | 1 | 17.14% | 2.612% | 0% | 1 | 0.8176% | 2.182% | 0% | 1
19 | Helm | SPGE | 35 | 350 | 10 | 3.611% | 0% | 1 | 7.4882 | 8.154% | 0% | 1 | 17.73% | 1.136% | 0% | 1 | 0 | 2 | 0% | 0% | 0% | 1 | 67.44% | 2.641% | 0% | 2 | 20.92% | 1.087% | 0% | 1 | 20.92% | 1.087% | 0% | 1 | 73.31% | 3.223% | 0% | 3 | 0% | 0.86% | 0% | 1 | 0.6399% | 0.8655% | 0% | 1 |  | 0.3924% | 0% | 1 | 6.9156 | 0.83% | 0% | 1 | 19.84% | 0.2684% | 0% | 1 | 0 | 2 | 0% | 0% | 0% | 1 | 26.84% | 0.2692% | 0% | 1 | 13.05% | 0.2265% | 0% | 1 | 13.96% | 0.2289% | 0% | 1 | 35.69% | 0.3062% | 0% | 1 | 0% | 0.1969% | 0% | 1 | 2.847% | 0.2027% | 0% | 1 |  | 0.1968% | 0% | 1 | 7.4561 | 0.4673% | 0% | 1 | 34.31% | 0.2684% | 0% | 1 | 0 | 2 | 0% | 0% | 0% | 1 | 21.57% | 0.1114% | 0% | 1 | 10.18% | 0.09726% | 0% | 1 | 12.25% | 0.09955% | 0% | 1 | 28.68% | 0.1225% | 0% | 1 | 0.08898% | 0.08744% | 0% | 1 | 2.634% | 0.08972% | 0% | 1 |  | 0.1406% | 0% | 1 | 8.1975 | 0.2888% | 0% | 1 | 45.01% | 0.2684% | 0% | 1 | 0 | 2 | 0% | 0% | 0% | 1 | 22.68% | 0.06267% | 0% | 1 | 7.175% | 0.0522% | 0% | 1 | 10.48% | 0.05413% | 0% | 1 | 28.61% | 0.06787% | 0% | 1 | 2.629% | 0.04976% | 0% | 1 | 2.373% | 0.04963% | 0% | 1
20 | Kearney | SPGE | 0 | 0 | 10 | 0% | 0% | 1 | 17 | 0% | 0% | 2 | 67.98% | 0% | 0% | 2 | 0 | 2 | 0% | 0% | 0% | 1 | 0% | 0% | 0% | 1 | 0% | 0% | 0% | 1 | 0% | 0% | 0% | 1 | 0% | 0% | 0% | 1 | 0% | 0% | 0% | 1 | 0.05182% | 0% | 0% | 1 |  | 0% | 0% | 1 | 18.625 | 0% | 0% | 2 | 69% | 0% | 0% | 2 | 0 | 2 | 0% | 0% | 0% | 1 | 2.183% | 0% | 0% | 1 | 0.4046% | 0% | 0% | 1 | 0.4046% | 0% | 0% | 1 | 2.588% | 0% | 0% | 1 | 0% | 0% | 0% | 1 | 0.3365% | 0% | 0% | 1 |  | 0% | 0% | 1 | 17.3417 | 0% | 0% | 2 | 62.13% | 0% | 0% | 2 | 0 | 2 | 0% | 0% | 0% | 1 | 6.556% | 0% | 0% | 1 | 8.268% | 0% | 0% | 1 | 8.268% | 0% | 0% | 1 | 12.92% | 0% | 0% | 1 | 0% | 0% | 0% | 1 | 1.436% | 0% | 0% | 1 |  | 0% | 0% | 1 | 15.7874 | 0% | 0% | 2 | 51.15% | 0% | 0% | 2 | 0 | 2 | 0% | 0% | 0% | 1 | 16.39% | 0% | 0% | 1 | 15.97% | 0% | 0% | 1 | 16.74% | 0% | 0% | 1 | 28.07% | 0% | 0% | 1 | 2.384% | 0% | 0% | 1 | 5.763% | 0% | 0% | 1
21 | Kingsburg | SPGE | 0 | 0 | 10 | 0% | 0% | 1 | 17.6982 | 0% | 0% | 2 | 69.2% | 0% | 0% | 2 | 0 | 2 | 0% | 0% | 0% | 1 | 0% | 0% | 0% | 1 | 0% | 0% | 0% | 1 | 0% | 0% | 0% | 1 | 0% | 0% | 0% | 1 | 0% | 0% | 0% | 1 | 3.208% | 0% | 0% | 1 |  | 0% | 0% | 1 | 17.5544 | 0% | 0% | 2 | 60.51% | 0% | 0% | 2 | 0 | 2 | 0% | 0% | 0% | 1 | 0% | 0% | 0% | 1 | 6.355% | 0% | 0% | 1 | 9.423% | 0% | 0% | 1 | 9.423% | 0% | 0% | 1 | 0% | 0% | 0% | 1 | 2.187% | 0% | 0% | 1 |  | 0% | 0% | 1 | 18 | 0% | 0% | 2 | 61.61% | 0% | 0% | 2 | 0 | 2 | 0% | 0% | 0% | 1 | 0% | 0% | 0% | 1 | 7.119% | 0% | 0% | 1 | 9.301% | 0% | 0% | 1 | 9.301% | 0% | 0% | 1 | 0.01896% | 0% | 0% | 1 | 2.099% | 0% | 0% | 1 |  | 0% | 0% | 1 | 17.1877 | 0% | 0% | 2 | 57.3% | 0% | 0% | 2 | 0 | 2 | 0% | 0% | 0% | 1 | 4.215% | 0% | 0% | 1 | 10.35% | 0% | 0% | 1 | 14.82% | 0% | 0% | 1 | 16.21% | 0% | 0% | 1 | 0.1988% | 0% | 0% | 1 | 2.322% | 0% | 0% | 1
22 | Malaga | SPGE | 0 | 0 | 10 | 0% | 0% | 1 | 27.3 | 0% | 0% | 3 | 67.84% | 0% | 0% | 2 | 0 | 2 | 0% | 0% | 0% | 1 | 0% | 0% | 0% | 1 | 0% | 0% | 0% | 1 | 0% | 0% | 0% | 1 | 0% | 0% | 0% | 1 | 0% | 0% | 0% | 1 | 0.1328% | 0% | 0% | 1 |  | 0% | 0% | 1 | 24.9 | 0% | 0% | 3 | 71.01% | 0% | 0% | 2 | 0 | 2 | 0% | 0% | 0% | 1 | 0% | 0% | 0% | 1 | 0% | 0% | 0% | 1 | 0% | 0% | 0% | 1 | 0% | 0% | 0% | 1 | 0% | 0% | 0% | 1 | 0.4354% | 0% | 0% | 1 |  | 0% | 0% | 1 | 21.4715 | 0% | 0% | 3 | 64.26% | 0% | 0% | 2 | 0 | 2 | 0% | 0% | 0% | 1 | 7.166% | 0% | 0% | 1 | 9.912% | 0% | 0% | 1 | 10.73% | 0% | 0% | 1 | 11.88% | 0% | 0% | 1 | 0.51% | 0% | 0% | 1 | 4.492% | 0% | 0% | 1 |  | 0% | 0% | 1 | 19.2222 | 0% | 0% | 2 | 52.74% | 0% | 0% | 2 | 0 | 2 | 0.3752% | 0% | 0.3752% | 1 | 18.02% | 0% | 0% | 1 | 12.72% | 0% | 0% | 1 | 13.5% | 0% | 0% | 1 | 24.29% | 0% | 0% | 1 | 8.642% | 0% | 0% | 1 | 6.147% | 0% | 0% | 1
23 | McCall | SPGE | 0 | 0 | 10 | 0% | 0% | 1 | 22.6295 | 0% | 0% | 3 | 80.36% | 0% | 0% | 3 | 0 | 2 | 0% | 0% | 0% | 1 | 0% | 0% | 0% | 1 | 0% | 0% | 0% | 1 | 0% | 0% | 0% | 1 | 0% | 0% | 0% | 1 | 0% | 0% | 0% | 1 | 0.214% | 0% | 0% | 1 |  | 0% | 0% | 1 | 22.1923 | 0% | 0% | 3 | 75.01% | 0% | 0% | 3 | 0 | 2 | 0% | 0% | 0% | 1 | 0% | 0% | 0% | 1 | 0% | 0% | 0% | 1 | 0% | 0% | 0% | 1 | 0% | 0% | 0% | 1 | 0% | 0% | 0% | 1 | 1.584% | 0% | 0% | 1 |  | 0% | 0% | 1 | 21.9121 | 0% | 0% | 3 | 65.77% | 0% | 0% | 2 | 0 | 2 | 0% | 0% | 0% | 1 | 1.54% | 0% | 0% | 1 | 3.023% | 0% | 0% | 1 | 4.242% | 0% | 0% | 1 | 4.599% | 0% | 0% | 1 | 0.1567% | 0% | 0% | 1 | 2.399% | 0% | 0% | 1 |  | 0% | 0% | 1 | 18.5 | 0% | 0% | 2 | 54.03% | 0% | 0% | 2 | 0 | 2 | 0.9617% | 0% | 0.9617% | 1 | 11.75% | 0% | 0% | 1 | 12.87% | 0% | 0% | 1 | 16.23% | 0% | 0% | 1 | 21% | 0% | 0% | 1 | 4.121% | 0% | 0% | 1 | 4.21% | 0% | 0% | 1
24 | Mc Mullin | SPGE | 0 | 0 | 10 | 0% | 0% | 1 | 7 | 0% | 0% | 1 | 31.22% | 0% | 0% | 1 | 0 | 2 | 0% | 0% | 0% | 1 | 0.8596% | 0% | 0% | 1 | 0.5444% | 0% | 0% | 1 | 0.5444% | 0% | 0% | 1 | 1.202% | 0% | 0% | 1 | 0% | 0% | 0% | 1 | 1.882% | 0% | 0% | 1 |  | 0% | 0% | 1 | 9.25 | 0% | 0% | 1 | 48.7% | 0% | 0% | 1 | 0 | 2 | 0% | 0% | 0% | 1 | 14.69% | 0% | 0% | 1 | 7.509% | 0% | 0% | 1 | 7.509% | 0% | 0% | 1 | 17.72% | 0% | 0% | 1 | 0% | 0% | 0% | 1 | 1.428% | 0% | 0% | 1 |  | 0% | 0% | 1 | 11.3029 | 0% | 0% | 1 | 47.33% | 0% | 0% | 1 | 0 | 2 | 0% | 0% | 0% | 1 | 15.1% | 0% | 0% | 1 | 7.956% | 0% | 0% | 1 | 8.376% | 0% | 0% | 1 | 20.95% | 0% | 0% | 1 | 0% | 0% | 0% | 1 | 1.464% | 0% | 0% | 1 |  | 0% | 0% | 1 | 11.0272 | 0% | 0% | 1 | 49.55% | 0% | 0% | 1 | 0 | 2 | 0% | 0% | 0% | 1 | 15.99% | 0% | 0% | 1 | 6.149% | 0% | 0% | 1 | 7.004% | 0% | 0% | 1 | 20% | 0% | 0% | 1 | 0.04575% | 0% | 0% | 1 | 1.944% | 0% | 0% | 1
25 | Mendota | SPGE | 0 | 0 | 10 | 0% | 0% | 1 | 6.8382 | 0% | 0% | 1 | 50.18% | 0% | 0% | 2 | 0 | 2 | 0% | 0% | 0% | 1 | 0.05761% | 0% | 0% | 1 | 3.976% | 0% | 0% | 1 | 21.35% | 0% | 0% | 1 | 23.37% | 0% | 0% | 1 | 0% | 0% | 0% | 1 | 0.2026% | 0% | 0% | 1 |  | 0% | 0% | 1 | 7.3042 | 0% | 0% | 1 | 46.23% | 0% | 0% | 1 | 0 | 2 | 0% | 0% | 0% | 1 | 12.67% | 0% | 0% | 1 | 4.996% | 0% | 0% | 1 | 12.83% | 0% | 0% | 1 | 24.18% | 0% | 0% | 1 | 0.1786% | 0% | 0% | 1 | 2.645% | 0% | 0% | 1 |  | 0% | 0% | 1 | 7.0616 | 0% | 0% | 1 | 37.26% | 0% | 0% | 1 | 0 | 2 | 0% | 0% | 0% | 1 | 31.88% | 0% | 0% | 1 | 8.69% | 0% | 0% | 1 | 18.39% | 0% | 0% | 1 | 41.29% | 0% | 0% | 1 | 3.171% | 0% | 0% | 1 | 4.874% | 0% | 0% | 1 |  | 0% | 0% | 1 | 6.9124 | 0% | 0% | 1 | 33.68% | 0% | 0% | 1 | 0 | 2 | 0% | 0% | 0% | 1 | 37.72% | 0% | 0% | 1 | 11.65% | 0% | 0% | 1 | 21.54% | 0% | 0% | 1 | 47.12% | 0% | 0% | 1 | 9.924% | 0% | 0% | 1 | 5.573% | 0% | 0% | 1
26 | Oro Loma | SPGE | 75 | 750 | 5 | 2.67% | 0% | 1 | 7 | 17.59% | 0% | 1 | 36.81% | 2.624% | 0% | 1 | 0 | 2 | 0% | 0% | 0% | 1 | 0% | 1.559% | 0% | 1 | 0% | 1.559% | 0% | 1 | 12.23% | 1.777% | 0% | 1 | 12.23% | 1.777% | 0% | 1 | 0% | 1.559% | 0% | 1 | 1.211% | 1.579% | 0% | 1 |  | 0.8262% | 0% | 1 | 7.9507 | 6.005% | 0% | 1 | 36.19% | 0.589% | 0% | 1 | 0 | 2 | 0% | 0% | 0% | 1 | 10.82% | 0.4853% | 0% | 1 | 1.003% | 0.4372% | 0% | 1 | 6.546% | 0.4631% | 0% | 1 | 14.55% | 0.5065% | 0% | 1 | 3.575% | 0.4489% | 0% | 1 | 2.792% | 0.4452% | 0% | 1 |  | 0.6365% | 0% | 1 | 7.6826 | 1.039% | 0% | 1 | 39.42% | 0.589% | 0% | 1 | 0 | 2 | 0% | 0% | 0% | 1 | 32.59% | 0.2848% | 0% | 1 | 3.18% | 0.1983% | 0% | 1 | 12.95% | 0.2205% | 0% | 1 | 38.74% | 0.3134% | 0% | 1 | 10.16% | 0.2137% | 0% | 1 | 4.227% | 0.2005% | 0% | 1 |  | 0.4808% | 0% | 1 | 7.125 | 0.4903% | 0% | 1 | 36.98% | 0.589% | 0% | 1 | 0 | 2 | 0.00789% | 0% | 0.00789% | 1 | 42.81% | 0.1964% | 0% | 1 | 12.8% | 0.1288% | 0% | 1 | 20.56% | 0.1414% | 0% | 1 | 49.53% | 0.2226% | 0% | 1 | 14.91% | 0.132% | 0% | 1 | 4.795% | 0.118% | 0% | 1
27 | Panoche | SPGE | 600 | 6000 | 10 | 181% | 6.192% | 4 | 7.32 | 233.8% | 7.866% | 3 | 79.33% | 99.38% | 0% | 3 | 0 | 2 | 0% | 0% | 0% | 1 | 12.05% | 14.61% | 0% | 1 | 10.23% | 14.32% | 0% | 1 | 24.63% | 17.05% | 0% | 1 | 30.86% | 18.59% | 0% | 1 | 1.65% | 13.07% | 0% | 1 | 0.6978% | 12.94% | 0% | 1 |  | 18.74% | 0% | 1 | 6.5518 | 25.12% | 0% | 2 | 57.7% | 16.26% | 0% | 2 | 0 | 2 | 0% | 0% | 0% | 1 | 22.56% | 4.74% | 0% | 1 | 10.37% | 4.095% | 0% | 1 | 25.58% | 4.932% | 0% | 1 | 34.9% | 5.638% | 0% | 1 | 10.87% | 4.118% | 0% | 1 | 0.4087% | 3.686% | 0% | 1 |  | 6.297% | 0% | 1 | 6.1605 | 6.629% | 0% | 1 | 35.99% | 16.26% | 0% | 1 | 0 | 2 | 0.001131% | 0% | 0.001131% | 1 | 36.8% | 2.613% | 0% | 1 | 13.47% | 1.908% | 0% | 1 | 27.45% | 2.276% | 0% | 1 | 46.91% | 3.111% | 0% | 1 | 23.75% | 2.166% | 0% | 1 | 1.006% | 1.668% | 0% | 1 |  | 3.786% | 0% | 1 | 6.1233 | 3.467% | 0% | 1 | 30.85% | 16.26% | 0% | 1 | 0 | 2 | 3.193% | 0% | 3.193% | 1 | 44.69% | 1.709% | 0% | 1 | 13.63% | 1.094% | 0% | 1 | 25.12% | 1.262% | 0% | 1 | 51.68% | 1.956% | 0% | 2 | 27.05% | 1.296% | 0% | 1 | 2.462% | 0.9689% | 0% | 1
28 | Reedley | SPGE | 0 | 0 | 10 | 0% | 0% | 1 | 23 | 0% | 0% | 3 | 48.95% | 0% | 0% | 1 | 0 | 2 | 0% | 0% | 0% | 1 | 2.369% | 0% | 0% | 1 | 12.21% | 0% | 0% | 1 | 23.74% | 0% | 0% | 1 | 23.74% | 0% | 0% | 1 | 0.5005% | 0% | 0% | 1 | 1.123% | 0% | 0% | 1 |  | 0% | 0% | 1 | 19.5 | 0% | 0% | 2 | 43.5% | 0% | 0% | 1 | 0 | 2 | 10.48% | 0% | 10.48% | 1 | 26.94% | 0% | 0% | 1 | 20.55% | 0% | 0% | 1 | 29.36% | 0% | 0% | 1 | 38.81% | 0% | 0% | 1 | 10.5% | 0% | 0% | 1 | 3.085% | 0% | 0% | 1 |  | 0% | 0% | 1 | 17.8094 | 0% | 0% | 2 | 38.65% | 0% | 0% | 1 | 0 | 2 | 17.86% | 0% | 17.86% | 1 | 32.26% | 0% | 0% | 1 | 21.52% | 0% | 0% | 1 | 29.53% | 0% | 0% | 1 | 49.66% | 0% | 0% | 1 | 17.69% | 0% | 0% | 1 | 4.153% | 0% | 0% | 1 |  | 0% | 0% | 1 | 17.4542 | 0% | 0% | 2 | 35.31% | 0% | 0% | 1 | 0 | 2 | 22.49% | 0% | 22.49% | 2 | 30.21% | 0% | 0% | 1 | 19.03% | 0% | 0% | 1 | 26.6% | 0% | 0% | 1 | 45.35% | 0% | 0% | 1 | 22.5% | 0% | 0% | 1 | 3.9% | 0% | 0% | 1
29 | Sanger | SPGE | 0 | 0 | 10 | 0% | 0% | 1 | 25.1524 | 0% | 0% | 3 | 58.59% | 0% | 0% | 2 | 0 | 2 | 0% | 0% | 0% | 1 | 0% | 0% | 0% | 1 | 0% | 0% | 0% | 1 | 0% | 0% | 0% | 1 | 0% | 0% | 0% | 1 | 0% | 0% | 0% | 1 | 1.278% | 0% | 0% | 1 |  | 0% | 0% | 1 | 24.0513 | 0% | 0% | 3 | 58.96% | 0% | 0% | 2 | 0 | 2 | 0% | 0% | 0% | 1 | 10.68% | 0% | 0% | 1 | 14.18% | 0% | 0% | 1 | 17.63% | 0% | 0% | 1 | 19.6% | 0% | 0% | 1 | 0.6147% | 0% | 0% | 1 | 5.602% | 0% | 0% | 1 |  | 0% | 0% | 1 | 22.5464 | 0% | 0% | 3 | 52.3% | 0% | 0% | 2 | 0 | 2 | 1.866% | 0% | 1.866% | 1 | 26.42% | 0% | 0% | 1 | 15.79% | 0% | 0% | 1 | 18% | 0% | 0% | 1 | 31.93% | 0% | 0% | 1 | 11.92% | 0% | 0% | 1 | 7.375% | 0% | 0% | 1 |  | 0% | 0% | 1 | 20 | 0% | 0% | 3 | 44.13% | 0% | 0% | 1 | 0 | 2 | 8.969% | 0% | 8.969% | 1 | 30.2% | 0% | 0% | 1 | 16.11% | 0% | 0% | 1 | 18.85% | 0% | 0% | 1 | 36.69% | 0% | 0% | 1 | 16.97% | 0% | 0% | 1 | 5.981% | 0% | 0% | 1
30 | Schindler | SPGE | 0 | 0 | 10 | 0% | 0% | 1 | 5.9019 | 0% | 0% | 1 | 27.41% | 0% | 0% | 1 | 0 | 2 | 0% | 0% | 0% | 1 | 0% | 0% | 0% | 1 | 0% | 0% | 0% | 1 | 0% | 0% | 0% | 1 | 0% | 0% | 0% | 1 | 0% | 0% | 0% | 1 | 0.07203% | 0% | 0% | 1 |  | 0% | 0% | 1 | 6 | 0% | 0% | 1 | 46.89% | 0% | 0% | 1 | 0 | 2 | 0% | 0% | 0% | 1 | 8.977% | 0% | 0% | 1 | 0.2559% | 0% | 0% | 1 | 1.623% | 0% | 0% | 1 | 10.59% | 0% | 0% | 1 | 0% | 0% | 0% | 1 | 0.4872% | 0% | 0% | 1 |  | 0% | 0% | 1 | 6.8852 | 0% | 0% | 1 | 51.16% | 0% | 0% | 2 | 0 | 2 | 0% | 0% | 0% | 1 | 19.74% | 0% | 0% | 1 | 4.741% | 0% | 0% | 1 | 7.955% | 0% | 0% | 1 | 23.49% | 0% | 0% | 1 | 3.203% | 0% | 0% | 1 | 0.8589% | 0% | 0% | 1 |  | 0% | 0% | 1 | 7.5469 | 0% | 0% | 1 | 46.52% | 0% | 0% | 1 | 0 | 2 | 0% | 0% | 0% | 1 | 25.78% | 0% | 0% | 1 | 3.91% | 0% | 0% | 1 | 8.759% | 0% | 0% | 1 | 29.31% | 0% | 0% | 1 | 6.083% | 0% | 0% | 1 | 1.273% | 0% | 0% | 1
31 | Wahtoke | SPGE | 0 | 0 | 10 | 0% | 0% | 1 | 23.2591 | 0% | 0% | 3 | 73.15% | 0% | 0% | 2 | 0 | 2 | 0% | 0% | 0% | 1 | 0% | 0% | 0% | 1 | 0.00417% | 0% | 0% | 1 | 0.00417% | 0% | 0% | 1 | 0.00417% | 0% | 0% | 1 | 0% | 0% | 0% | 1 | 3.521% | 0% | 0% | 1 |  | 0% | 0% | 1 | 21.126 | 0% | 0% | 3 | 55.97% | 0% | 0% | 2 | 0 | 2 | 0.5203% | 0% | 0.5203% | 1 | 12.14% | 0% | 0% | 1 | 17.06% | 0% | 0% | 1 | 22.45% | 0% | 0% | 1 | 23.5% | 0% | 0% | 1 | 1.532% | 0% | 0% | 1 | 3.909% | 0% | 0% | 1 |  | 0% | 0% | 1 | 19.3521 | 0% | 0% | 2 | 45.21% | 0% | 0% | 1 | 0 | 2 | 9.732% | 0% | 9.732% | 1 | 23.9% | 0% | 0% | 1 | 17.94% | 0% | 0% | 1 | 24.7% | 0% | 0% | 1 | 37.28% | 0% | 0% | 1 | 11.02% | 0% | 0% | 1 | 3.912% | 0% | 0% | 1 |  | 0% | 0% | 1 | 18 | 0% | 0% | 2 | 40.09% | 0% | 0% | 1 | 0 | 2 | 15.82% | 0% | 15.82% | 1 | 28.4% | 0% | 0% | 1 | 18.55% | 0% | 0% | 1 | 24.78% | 0% | 0% | 1 | 41.85% | 0% | 0% | 1 | 17.31% | 0% | 0% | 1 | 4.156% | 0% | 0% | 1
32 | West Fresno | SPGE | 0 | 0 | 10 | 0% | 0% | 1 | 22.8 | 0% | 0% | 3 | 76.66% | 0% | 0% | 3 | 0 | 2 | 0% | 0% | 0% | 1 | 0% | 0% | 0% | 1 | 0% | 0% | 0% | 1 | 0% | 0% | 0% | 1 | 0% | 0% | 0% | 1 | 0% | 0% | 0% | 1 | 0.008238% | 0% | 0% | 1 |  | 0% | 0% | 1 | 21.8975 | 0% | 0% | 3 | 70.59% | 0% | 0% | 2 | 0 | 2 | 0% | 0% | 0% | 1 | 0.2337% | 0% | 0% | 1 | 0.1725% | 0% | 0% | 1 | 0.1725% | 0% | 0% | 1 | 0.2337% | 0% | 0% | 1 | 0% | 0% | 0% | 1 | 0.2176% | 0% | 0% | 1 |  | 0% | 0% | 1 | 21 | 0% | 0% | 3 | 63.58% | 0% | 0% | 2 | 0 | 2 | 0% | 0% | 0% | 1 | 6.538% | 0% | 0% | 1 | 6.877% | 0% | 0% | 1 | 6.689% | 0% | 0% | 1 | 10.87% | 0% | 0% | 1 | 0.01561% | 0% | 0% | 1 | 1.86% | 0% | 0% | 1 |  | 0% | 0% | 1 | 17.5 | 0% | 0% | 2 | 52.1% | 0% | 0% | 2 | 0 | 2 | 0% | 0% | 0% | 1 | 15.79% | 0% | 0% | 1 | 18.79% | 0% | 0% | 1 | 19.38% | 0% | 0% | 1 | 28.38% | 0% | 0% | 1 | 6.255% | 0% | 0% | 1 | 7.534% | 0% | 0% | 1
33 | Glenn | NORTHERN CALIFORNIA | 0 | 0 | 10 | 0% | 0% | 1 | 16.6375 | 0% | 0% | 2 | 64.8% | 0% | 0% | 2 | 0 | 2 | 0% | 0% | 0% | 1 | 46.4% | 0% | 0% | 1 | 0% | 0% | 0% | 1 | 0% | 0% | 0% | 1 | 46.4% | 0% | 0% | 1 | 1.938% | 0% | 0% | 1 | 13.62% | 0% | 0% | 1 |  | 0% | 0% | 1 | 10.952 | 0% | 0% | 1 | 56.69% | 0% | 0% | 2 | 0 | 2 | 0% | 0% | 0% | 1 | 51.2% | 0% | 0% | 2 | 0.6057% | 0% | 0% | 1 | 1.012% | 0% | 0% | 1 | 51.7% | 0% | 0% | 2 | 3.042% | 0% | 0% | 1 | 15.31% | 0% | 0% | 1 |  | 0% | 0% | 1 | 9.9279 | 0% | 0% | 1 | 46.94% | 0% | 0% | 1 | 0 | 2 | 0.483% | 0% | 0.483% | 1 | 51.06% | 0% | 0% | 2 | 3.405% | 0% | 0% | 1 | 6.398% | 0% | 0% | 1 | 55.81% | 0% | 0% | 2 | 8.953% | 0% | 0% | 1 | 16.18% | 0% | 0% | 1 |  | 0% | 0% | 1 | 9 | 0% | 0% | 1 | 36.29% | 0% | 0% | 1 | 0 | 2 | 8.081% | 0% | 8.081% | 1 | 46.59% | 0% | 0% | 1 | 4.498% | 0% | 0% | 1 | 8.056% | 0% | 0% | 1 | 51.79% | 0% | 0% | 2 | 23.72% | 0% | 0% | 1 | 15.13% | 0% | 0% | 1
34 | Bridgeville | NORTHERN CALIFORNIA | 0 | 0 | 10 | 0% | 0% | 1 | 6.9883 | 0% | 0% | 1 | 0% | 0% | 0% | 1 | 0 | 2 | 31.34% | 24.67% | 56.01% | 4 | 37.69% | 0% | 0% | 1 | 5.915% | 0% | 0% | 1 | 5.915% | 0% | 0% | 1 | 43.61% | 0% | 0% | 1 | 78.74% | 0% | 0% | 3 | 0.7944% | 0% | 0% | 1 |  | 0% | 0% | 1 | 6 | 0% | 0% | 1 | 0% | 0% | 0% | 1 | 0 | 2 | 39.61% | 15.55% | 55.17% | 3 | 22.65% | 0% | 0% | 1 | 21.04% | 0% | 0% | 1 | 26.44% | 0% | 0% | 1 | 44.58% | 0% | 0% | 1 | 80.13% | 0% | 0% | 3 | 0.4992% | 0% | 0% | 1 |  | 0% | 0% | 1 | 6.0661 | 0% | 0% | 1 | 0% | 0% | 0% | 1 | 0 | 2 | 60.76% | 9.319% | 70.08% | 3 | 19.87% | 0% | 0% | 1 | 23.34% | 0% | 0% | 1 | 30.06% | 0% | 0% | 1 | 43.23% | 0% | 0% | 1 | 78.51% | 0% | 0% | 3 | 1.081% | 0% | 0% | 1 |  | 0% | 0% | 1 | 6.0873 | 0% | 0% | 1 | 0% | 0% | 0% | 1 | 0 | 2 | 68.51% | 5.682% | 74.19% | 3 | 15.78% | 0% | 0% | 1 | 20.62% | 0% | 0% | 1 | 27.03% | 0% | 0% | 1 | 37.12% | 0% | 0% | 1 | 78.84% | 0% | 0% | 3 | 1.557% | 0% | 0% | 1
35 | Humboldt | NORTHERN CALIFORNIA | 0 | 0 | 10 | 0% | 0% | 1 | 36.1615 | 0% | 0% | 4 | 0% | 0% | 0% | 1 | 0 | 2 | 70.49% | 0% | 70.49% | 3 | 0.958% | 0% | 0% | 1 | 55.42% | 0% | 0% | 2 | 61.85% | 0% | 0% | 2 | 62.8% | 0% | 0% | 2 | 41.81% | 0% | 0% | 1 | 6.658% | 0% | 0% | 1 |  | 0% | 0% | 1 | 15.7718 | 0% | 0% | 2 | 0% | 0% | 0% | 1 | 0 | 2 | 59.31% | 0% | 59.31% | 3 | 4.854% | 0% | 0% | 1 | 41.67% | 0% | 0% | 1 | 51.38% | 0% | 0% | 2 | 53.1% | 0% | 0% | 2 | 51.12% | 0% | 0% | 2 | 10.82% | 0% | 0% | 1 |  | 0% | 0% | 1 | 10.9982 | 0% | 0% | 1 | 0% | 0% | 0% | 1 | 0 | 2 | 43.26% | 0% | 43.26% | 2 | 4.649% | 0% | 0% | 1 | 37.64% | 0% | 0% | 1 | 42.96% | 0% | 0% | 1 | 44.82% | 0% | 0% | 1 | 49.31% | 0% | 0% | 1 | 12.58% | 0% | 0% | 1 |  | 0% | 0% | 1 | 9.5959 | 0% | 0% | 1 | 0% | 0% | 0% | 1 | 0 | 2 | 41.56% | 1.238% | 42.8% | 2 | 4.156% | 0% | 0% | 1 | 31.2% | 0% | 0% | 1 | 35.45% | 0% | 0% | 1 | 37.71% | 0% | 0% | 1 | 48.7% | 0% | 0% | 1 | 12.91% | 0% | 0% | 1
36 | El Centro | GREATER IMPERIAL | 0 | 0 | 0 | 0% | 0% | 1 | 12 | 0% | 0% | 2 | 79.42% | 0% | 0% | 3 | 0 | 2 | 0% | 0% | 0% | 1 | 0% | 0% | 0% | 1 | 0% | 0% | 0% | 1 | 0% | 0% | 0% | 1 | 0% | 0% | 0% | 1 | 0% | 0% | 0% | 1 | 4.321% | 0% | 0% | 1 |  | 0% | 0% | 1 | 10.2742 | 0% | 0% | 1 | 68.32% | 0% | 0% | 2 | 0 | 2 | 0% | 0% | 0% | 1 | 1.399% | 0% | 0% | 1 | 5.327% | 0% | 0% | 1 | 5.327% | 0% | 0% | 1 | 6.726% | 0% | 0% | 1 | 0% | 0% | 0% | 1 | 7.347% | 0% | 0% | 1 |  | 0% | 0% | 1 | 9.6323 | 0% | 0% | 1 | 69.77% | 0% | 0% | 2 | 0 | 2 | 0% | 0% | 0% | 1 | 1.087% | 0% | 0% | 1 | 10.5% | 0% | 0% | 1 | 11.62% | 0% | 0% | 1 | 12.7% | 0% | 0% | 1 | 0.3899% | 0% | 0% | 1 | 6.433% | 0% | 0% | 1 |  | 0% | 0% | 1 | 9.208 | 0% | 0% | 1 | 66.46% | 0% | 0% | 2 | 0 | 2 | 0% | 0% | 0% | 1 | 1.024% | 0% | 0% | 1 | 14.12% | 0% | 0% | 1 | 13.1% | 0% | 0% | 1 | 15.98% | 0% | 0% | 1 | 3.827% | 0% | 0% | 1 | 5.672% | 0% | 0% | 1
37 | High Line | GREATER IMPERIAL | 0 | 0 | 0 | 0% | 0% | 1 | 7.0484 | 0% | 0% | 1 | 78.24% | 0% | 0% | 3 | 0 | 2 | 0% | 0% | 0% | 1 | 0% | 0% | 0% | 1 | 14.15% | 0% | 0% | 1 | 14.15% | 0% | 0% | 1 | 14.15% | 0% | 0% | 1 | 5.043% | 0% | 0% | 1 | 3.7% | 0% | 0% | 1 |  | 0% | 0% | 1 | 8.5485 | 0% | 0% | 1 | 67.73% | 0% | 0% | 2 | 0 | 2 | 0% | 0% | 0% | 1 | 0% | 0% | 0% | 1 | 27.46% | 0% | 0% | 1 | 27.46% | 0% | 0% | 1 | 27.46% | 0% | 0% | 1 | 6.819% | 0% | 0% | 1 | 6.303% | 0% | 0% | 1 |  | 0% | 0% | 1 | 8.6056 | 0% | 0% | 1 | 65.96% | 0% | 0% | 2 | 0 | 2 | 0% | 0% | 0% | 1 | 4.074% | 0% | 0% | 1 | 16.95% | 0% | 0% | 1 | 16.95% | 0% | 0% | 1 | 21.03% | 0% | 0% | 1 | 7.109% | 0% | 0% | 1 | 5.051% | 0% | 0% | 1 |  | 0% | 0% | 1 | 8.6181 | 0% | 0% | 1 | 60.69% | 0% | 0% | 2 | 0 | 2 | 0% | 0% | 0% | 1 | 4.415% | 0% | 0% | 1 | 11.54% | 0% | 0% | 1 | 11.62% | 0% | 0% | 1 | 15.95% | 0% | 0% | 1 | 7.948% | 0% | 0% | 1 | 5.607% | 0% | 0% | 1
38 | Imperial Valley | GREATER IMPERIAL | 192 | 1920 | 5 | 67.74% | 0% | 3 | 10.3753 | 2650% | 9.15% | 3 | 64.55% | 54.61% | 0% | 3 | 0 | 2 | 0% | 0% | 0% | 1 | 0% | 9.277% | 0% | 1 | 38.39% | 15.06% | 0% | 1 | 38.39% | 15.06% | 0% | 1 | 38.39% | 15.06% | 0% | 1 | 0.1335% | 9.29% | 0% | 1 | 11.44% | 10.48% | 0% | 1 |  | 13.51% | 0% | 1 | 10.6697 | 101.6% | 0.05166% | 3 | 61.69% | 0% | 0% | 2 | 0 | 2 | 0% | 0% | 0% | 1 | 0% | 3.067% | 0% | 1 | 20.22% | 3.845% | 0% | 1 | 25.16% | 4.098% | 0% | 1 | 25.16% | 4.098% | 0% | 1 | 0.8681% | 3.094% | 0% | 1 | 9.958% | 3.406% | 0% | 1 |  | 7.044% | 0% | 1 | 10.0432 | 11.06% | 0% | 1 | 53.67% | 0% | 0% | 2 | 0 | 2 | 0% | 0% | 0% | 1 | 4.873% | 1.633% | 0% | 1 | 10.24% | 1.73% | 0% | 1 | 12.74% | 1.78% | 0% | 1 | 17.61% | 1.885% | 0% | 1 | 12.09% | 1.767% | 0% | 1 | 7.31% | 1.676% | 0% | 1 |  | 3.647% | 0% | 1 | 9.8826 | 5.943% | 0% | 1 | 53.69% | 0% | 0% | 2 | 0 | 2 | 0% | 0% | 0% | 1 | 5.065% | 0.8963% | 0% | 1 | 7.905% | 0.9239% | 0% | 1 | 8.501% | 0.93% | 0% | 1 | 14.37% | 0.9937% | 0% | 1 | 11.99% | 0.9668% | 0% | 1 | 6.502% | 0.9101% | 0% | 1
39 | El Segundo | GREATER LA METRO | 0 | 0 | 10 | 0% | 0% | 1 | 5.4479 | 0% | 0% | 1 | 0% | 0% | 0% | 1 | 0 | 2 | 0% | 0% | 0% | 1 | 1.328% | 0% | 0% | 1 | 29.87% | 0% | 0% | 1 | 47.78% | 0% | 0% | 1 | 49.11% | 0% | 0% | 1 | 0% | 0% | 0% | 1 | 0.541% | 0% | 0% | 1 |  | 0% | 0% | 1 | 6.5525 | 0% | 0% | 1 | 0% | 0% | 0% | 1 | 0 | 2 | 18.34% | 0% | 18.34% | 1 | 2.903% | 0% | 0% | 1 | 30.71% | 0% | 0% | 1 | 55.33% | 0% | 0% | 2 | 58.23% | 0% | 0% | 2 | 0% | 0% | 0% | 1 | 0.1735% | 0% | 0% | 1 |  | 0% | 0% | 1 | 10.6584 | 0% | 0% | 1 | 0% | 0% | 0% | 1 | 0 | 2 | 33.27% | 8.119% | 41.39% | 2 | 8.756% | 0% | 0% | 1 | 3.822% | 0% | 0% | 1 | 50.61% | 0% | 0% | 2 | 59.36% | 0% | 0% | 2 | 15.28% | 0% | 0% | 1 | 6.971% | 0% | 0% | 1 |  | 0% | 0% | 1 | 17.2031 | 0% | 0% | 2 | 0% | 0% | 0% | 1 | 0 | 2 | 20.13% | 36.16% | 56.29% | 5 | 11.5% | 0% | 0% | 1 | 19.84% | 0% | 0% | 1 | 43% | 0% | 0% | 1 | 48.63% | 0% | 0% | 1 | 11.38% | 0% | 0% | 1 | 8.873% | 0% | 0% | 1
40 | Arco | SPGE | 350 | 3500 | 10 | 359.3% | 5.255% | 4 | 7.8558 | 52.69% | 0% | 2 | 33.4% | 77.45% | 0% | 3 | 0 | 2 | 0% | 0% | 0% | 1 | 78.76% | 33.61% | 0% | 3 | 0.2424% | 7.155% | 0% | 1 | 0.4145% | 7.168% | 0% | 1 | 78.76% | 33.61% | 0% | 3 | 1.512% | 7.247% | 0% | 1 | 0.2787% | 7.158% | 0% | 1 |  | 14.27% | 0% | 1 | 7.2009 | 11.27% | 0% | 1 | 31.9% | 11.66% | 0% | 1 | 0 | 2 | 0.4955% | 0% | 0.4955% | 1 | 67.7% | 6.119% | 0% | 2 | 4.949% | 2.079% | 0% | 1 | 11.38% | 2.23% | 0% | 1 | 71.02% | 6.819% | 0% | 3 | 2.562% | 2.028% | 0% | 1 | 1.768% | 2.012% | 0% | 1 |  | 4.773% | 0% | 1 | 6.9303 | 3.744% | 0% | 1 | 18.71% | 11.66% | 0% | 1 | 0 | 2 | 1.957% | 0% | 1.957% | 1 | 66.64% | 2.701% | 0% | 2 | 2.851% | 0.9274% | 0% | 1 | 11.16% | 1.014% | 0% | 1 | 71.63% | 3.175% | 0% | 3 | 8.201% | 0.9814% | 0% | 1 | 3.259% | 0.9313% | 0% | 1 |  | 2.772% | 0% | 1 | 6.7531 | 1.58% | 0% | 1 | 14.43% | 11.66% | 0% | 1 | 0 | 2 | 1.302% | 0% | 1.302% | 1 | 64.93% | 1.487% | 0% | 2 | 4.927% | 0.5487% | 0% | 1 | 14.63% | 0.6111% | 0% | 1 | 71.27% | 1.816% | 0% | 3 | 15.91% | 0.6204% | 0% | 1 | 3.04% | 0.538% | 0% | 1
41 | Bakersfield | SPGE | 0 | 0 | 10 | 0% | 0% | 1 | 13.421 | 0% | 0% | 2 | 5.815% | 0% | 0% | 1 | 0 | 2 | 0% | 0% | 0% | 1 | 78.91% | 0% | 0% | 3 | 6.246% | 0% | 0% | 1 | 29.64% | 0% | 0% | 1 | 78.91% | 0% | 0% | 3 | 0% | 0% | 0% | 1 | 0.9006% | 0% | 0% | 1 |  | 0% | 0% | 1 | 18.6425 | 0% | 0% | 2 | 32.01% | 0% | 0% | 1 | 0 | 2 | 2.539% | 0% | 2.539% | 1 | 44.49% | 0% | 0% | 1 | 10.4% | 0% | 0% | 1 | 20.91% | 0% | 0% | 1 | 50.23% | 0% | 0% | 2 | 7.199% | 0% | 0% | 1 | 1.146% | 0% | 0% | 1 |  | 0% | 0% | 1 | 11.75 | 0% | 0% | 1 | 39.77% | 0% | 0% | 1 | 0 | 2 | 16.95% | 0% | 16.95% | 1 | 40.17% | 0% | 0% | 1 | 14.26% | 0% | 0% | 1 | 28.68% | 0% | 0% | 1 | 51.01% | 0% | 0% | 2 | 14.25% | 0% | 0% | 1 | 4.412% | 0% | 0% | 1 |  | 0% | 0% | 1 | 9.034 | 0% | 0% | 1 | 42.36% | 0% | 0% | 1 | 0 | 2 | 20.42% | 0% | 20.42% | 2 | 40.62% | 0% | 0% | 1 | 22.42% | 0% | 0% | 1 | 35.63% | 0% | 0% | 1 | 55.99% | 0% | 0% | 2 | 17.99% | 0% | 0% | 1 | 4.343% | 0% | 0% | 1
42 | Charca | SPGE | 0 | 0 | 10 | 0% | 0% | 1 | 6 | 0% | 0% | 1 | 93.85% | 0% | 0% | 3 | 0 | 2 | 0% | 0% | 0% | 1 | 52.32% | 0% | 0% | 2 | 0% | 0% | 0% | 1 | 0.161% | 0% | 0% | 1 | 52.32% | 0% | 0% | 2 | 0% | 0% | 0% | 1 | 0.736% | 0% | 0% | 1 |  | 0% | 0% | 1 | 8.8435 | 0% | 0% | 1 | 78.96% | 0% | 0% | 3 | 0 | 2 | 0% | 0% | 0% | 1 | 27.22% | 0% | 0% | 1 | 0.06584% | 0% | 0% | 1 | 13.63% | 0% | 0% | 1 | 37.45% | 0% | 0% | 1 | 0.1134% | 0% | 0% | 1 | 0.7629% | 0% | 0% | 1 |  | 0% | 0% | 1 | 10 | 0% | 0% | 1 | 67.05% | 0% | 0% | 2 | 0 | 2 | 0% | 0% | 0% | 1 | 18.79% | 0% | 0% | 1 | 2.398% | 0% | 0% | 1 | 22.43% | 0% | 0% | 1 | 37.86% | 0% | 0% | 1 | 0.07396% | 0% | 0% | 1 | 3.949% | 0% | 0% | 1 |  | 0% | 0% | 1 | 10.1667 | 0% | 0% | 1 | 58.46% | 0% | 0% | 2 | 0 | 2 | 0.9235% | 0% | 0.9235% | 1 | 23.32% | 0% | 0% | 1 | 9.32% | 0% | 0% | 1 | 30.93% | 0% | 0% | 1 | 46.1% | 0% | 0% | 1 | 2.05% | 0% | 0% | 1 | 4.735% | 0% | 0% | 1
43 | Columbus | SPGE | 0 | 0 | 10 | 0% | 0% | 1 | 15.6588 | 0% | 0% | 2 | 7.434% | 0% | 0% | 1 | 0 | 2 | 0.0009266% | 0% | 0.0009266% | 1 | 79.07% | 0% | 0% | 3 | 38.51% | 0% | 0% | 1 | 44.73% | 0% | 0% | 1 | 79.33% | 0% | 0% | 3 | 5.922% | 0% | 0% | 1 | 1.83% | 0% | 0% | 1 |  | 0% | 0% | 1 | 10.6208 | 0% | 0% | 1 | 22.31% | 0% | 0% | 1 | 0 | 2 | 23.8% | 0% | 23.8% | 2 | 60.48% | 0% | 0% | 2 | 17.74% | 0% | 0% | 1 | 26.79% | 0% | 0% | 1 | 63.44% | 0% | 0% | 2 | 22.72% | 0% | 0% | 1 | 1.838% | 0% | 0% | 1 |  | 0% | 0% | 1 | 11.3846 | 0% | 0% | 1 | 32.45% | 0% | 0% | 1 | 0 | 2 | 29.15% | 0% | 29.15% | 2 | 49.01% | 0% | 0% | 1 | 14.73% | 0% | 0% | 1 | 27.27% | 0% | 0% | 1 | 54.71% | 0% | 0% | 2 | 25.18% | 0% | 0% | 1 | 2.379% | 0% | 0% | 1 |  | 0% | 0% | 1 | 8.826 | 0% | 0% | 1 | 37.14% | 0% | 0% | 1 | 0 | 2 | 28.45% | 0.4355% | 28.89% | 2 | 47.78% | 0% | 0% | 1 | 22.03% | 0% | 0% | 1 | 34.6% | 0% | 0% | 1 | 58.93% | 0% | 0% | 2 | 25.14% | 0% | 0% | 1 | 3.457% | 0% | 0% | 1
44 | Elk Hills | SPGE | 0 | 0 | 10 | 0% | 0% | 1 | 5.0028 | 0% | 0% | 1 | 2.16% | 0% | 0% | 1 | 0 | 2 | 0% | 0% | 0% | 1 | 30.36% | 0% | 0% | 1 | 89.14% | 0% | 0% | 3 | 100% | 0% | 0% | 5 | 100% | 0% | 0% | 5 | 0% | 0% | 0% | 1 | 0.1134% | 0% | 0% | 1 |  | 0% | 0% | 1 | 5.25 | 0% | 0% | 1 | 19.87% | 0% | 0% | 1 | 0 | 2 | 0% | 0% | 0% | 1 | 37.26% | 0% | 0% | 1 | 61.69% | 0% | 0% | 2 | 90.65% | 0% | 0% | 4 | 92.01% | 0% | 0% | 4 | 0.769% | 0% | 0% | 1 | 8.516% | 0% | 0% | 1 |  | 0% | 0% | 1 | 8.1943 | 0% | 0% | 1 | 38.62% | 0% | 0% | 1 | 0 | 2 | 0% | 0% | 0% | 1 | 26.37% | 0% | 0% | 1 | 41.53% | 0% | 0% | 1 | 68.81% | 0% | 0% | 2 | 73.41% | 0% | 0% | 3 | 0.6566% | 0% | 0% | 1 | 7.594% | 0% | 0% | 1 |  | 0% | 0% | 1 | 8.5709 | 0% | 0% | 1 | 43% | 0% | 0% | 1 | 0 | 2 | 0% | 0% | 0% | 1 | 18.94% | 0% | 0% | 1 | 30.49% | 0% | 0% | 1 | 56.85% | 0% | 0% | 2 | 61.43% | 0% | 0% | 2 | 3.932% | 0% | 0% | 1 | 5.279% | 0% | 0% | 1
45 | Goose Lake | SPGE | 0 | 0 | 10 | 0% | 0% | 1 | 8.5097 | 0% | 0% | 1 | 38.61% | 0% | 0% | 1 | 0 | 2 | 0% | 0% | 0% | 1 | 45.54% | 0% | 0% | 1 | 24.11% | 0% | 0% | 1 | 71.39% | 0% | 0% | 3 | 83.42% | 0% | 0% | 3 | 0.2897% | 0% | 0% | 1 | 18.51% | 0% | 0% | 1 |  | 0% | 0% | 1 | 8.2222 | 0% | 0% | 1 | 49.55% | 0% | 0% | 1 | 0 | 2 | 0% | 0% | 0% | 1 | 38.75% | 0% | 0% | 1 | 14.22% | 0% | 0% | 1 | 48.66% | 0% | 0% | 1 | 68.66% | 0% | 0% | 2 | 0.076% | 0% | 0% | 1 | 7.753% | 0% | 0% | 1 |  | 0% | 0% | 1 | 7.9178 | 0% | 0% | 1 | 43.6% | 0% | 0% | 1 | 0 | 2 | 0% | 0% | 0% | 1 | 35.35% | 0% | 0% | 1 | 9.366% | 0% | 0% | 1 | 34.74% | 0% | 0% | 1 | 59.19% | 0% | 0% | 2 | 1.818% | 0% | 0% | 1 | 4.62% | 0% | 0% | 1 |  | 0% | 0% | 1 | 7.9136 | 0% | 0% | 1 | 42.72% | 0% | 0% | 1 | 0 | 2 | 0% | 0% | 0% | 1 | 37.12% | 0% | 0% | 1 | 7.339% | 0% | 0% | 1 | 27.82% | 0% | 0% | 1 | 56.84% | 0% | 0% | 2 | 2.71% | 0% | 0% | 1 | 4.917% | 0% | 0% | 1
46 | Kernridge | SPGE | 0 | 0 | 10 | 0% | 0% | 1 | 6.3475 | 0% | 0% | 1 | 17.76% | 0% | 0% | 1 | 0 | 2 | 0% | 0% | 0% | 1 | 40.85% | 0% | 0% | 1 | 2.247% | 0% | 0% | 1 | 27.24% | 0% | 0% | 1 | 68.08% | 0% | 0% | 2 | 8.087% | 0% | 0% | 1 | 0.03685% | 0% | 0% | 1 |  | 0% | 0% | 1 | 6.4193 | 0% | 0% | 1 | 30.07% | 0% | 0% | 1 | 0 | 2 | 0% | 0% | 0% | 1 | 50.74% | 0% | 0% | 2 | 7.913% | 0% | 0% | 1 | 27.46% | 0% | 0% | 1 | 69.13% | 0% | 0% | 2 | 15.18% | 0% | 0% | 1 | 0.4399% | 0% | 0% | 1 |  | 0% | 0% | 1 | 8.1961 | 0% | 0% | 1 | 24.15% | 0% | 0% | 1 | 0 | 2 | 0% | 0% | 0% | 1 | 50.91% | 0% | 0% | 2 | 14.29% | 0% | 0% | 1 | 34.47% | 0% | 0% | 1 | 71.61% | 0% | 0% | 3 | 16.89% | 0% | 0% | 1 | 3.319% | 0% | 0% | 1 |  | 0% | 0% | 1 | 8.6797 | 0% | 0% | 1 | 27.03% | 0% | 0% | 1 | 0 | 2 | 0% | 0% | 0% | 1 | 43.43% | 0% | 0% | 1 | 13.32% | 0% | 0% | 1 | 36.88% | 0% | 0% | 1 | 68.46% | 0% | 0% | 2 | 16.21% | 0% | 0% | 1 | 4.062% | 0% | 0% | 1
47 | Lamont | SPGE | 80 | 800 | 10 | 18.24% | 0% | 1 | 11.5 | 999% | 2.701% | 3 | 85.26% | 0% | 0% | 3 | 0 | 2 | 0% | 0% | 0% | 1 | 0.01255% | 2.427% | 0% | 1 | 0.8755% | 2.448% | 0% | 1 | 10.11% | 2.699% | 0% | 1 | 10.11% | 2.699% | 0% | 1 | 0% | 2.426% | 0% | 1 | 0.02465% | 2.427% | 0% | 1 |  | 4.393% | 0% | 1 | 10.2978 | 8.112% | 0% | 1 | 55.43% | 0% | 0% | 2 | 0 | 2 | 9.673% | 0% | 9.673% | 1 | 28.51% | 0.9705% | 0% | 1 | 12.88% | 0.7964% | 0% | 1 | 22.56% | 0.896% | 0% | 1 | 38.84% | 1.134% | 0% | 1 | 13.79% | 0.8048% | 0% | 1 | 1.965% | 0.7077% | 0% | 1 |  | 2.975% | 0% | 1 | 9.6866 | 1.784% | 0% | 1 | 42.96% | 0% | 0% | 1 | 0 | 2 | 24.24% | 2.996% | 27.24% | 2 | 44.85% | 0.564% | 0% | 1 | 20.84% | 0.3929% | 0% | 1 | 31.42% | 0.4535% | 0% | 1 | 55.38% | 0.6969% | 0% | 2 | 23.63% | 0.4073% | 0% | 1 | 1.711% | 0.3164% | 0% | 1 |  | 1.376% | 0% | 1 | 10.2439 | 0.8487% | 0% | 1 | 39.65% | 0% | 0% | 1 | 0 | 2 | 24.41% | 6.869% | 31.27% | 2 | 43.81% | 0.3054% | 0% | 1 | 21.23% | 0.2178% | 0% | 1 | 32.24% | 0.2532% | 0% | 1 | 55.78% | 0.388% | 0% | 2 | 23.85% | 0.2253% | 0% | 1 | 2.721% | 0.1764% | 0% | 1
48 | Lerdo | SPGE | 0 | 0 | 10 | 0% | 0% | 1 | 12.4875 | 0% | 0% | 2 | 75.66% | 0% | 0% | 3 | 0 | 2 | 0% | 0% | 0% | 1 | 25.19% | 0% | 0% | 1 | 0% | 0% | 0% | 1 | 0% | 0% | 0% | 1 | 25.19% | 0% | 0% | 1 | 0% | 0% | 0% | 1 | 1.909% | 0% | 0% | 1 |  | 0% | 0% | 1 | 11.5788 | 0% | 0% | 1 | 62.76% | 0% | 0% | 2 | 0 | 2 | 0.3135% | 0% | 0.3135% | 1 | 29.44% | 0% | 0% | 1 | 0.9672% | 0% | 0% | 1 | 9.4% | 0% | 0% | 1 | 33.46% | 0% | 0% | 1 | 2.309% | 0% | 0% | 1 | 1.138% | 0% | 0% | 1 |  | 0% | 0% | 1 | 10.94 | 0% | 0% | 1 | 52.64% | 0% | 0% | 2 | 0 | 2 | 7.716% | 0% | 7.716% | 1 | 37.16% | 0% | 0% | 1 | 9.523% | 0% | 0% | 1 | 22.12% | 0% | 0% | 1 | 48.17% | 0% | 0% | 1 | 5.441% | 0% | 0% | 1 | 4.755% | 0% | 0% | 1 |  | 0% | 0% | 1 | 10.0643 | 0% | 0% | 1 | 46.41% | 0% | 0% | 1 | 0 | 2 | 14.13% | 0% | 14.13% | 1 | 35.86% | 0% | 0% | 1 | 14.59% | 0% | 0% | 1 | 30.64% | 0% | 0% | 1 | 51.09% | 0% | 0% | 2 | 12.27% | 0% | 0% | 1 | 4.363% | 0% | 0% | 1
49 | Magunden | SPGE | 0 | 0 | 10 | 0% | 0% | 1 | 14.2135 | 0% | 0% | 2 | 59.28% | 0% | 0% | 2 | 0 | 2 | 0% | 0% | 0% | 1 | 11.47% | 0% | 0% | 1 | 5.922% | 0% | 0% | 1 | 8.788% | 0% | 0% | 1 | 11.7% | 0% | 0% | 1 | 0.9289% | 0% | 0% | 1 | 0.1295% | 0% | 0% | 1 |  | 0% | 0% | 1 | 11.2346 | 0% | 0% | 1 | 37.32% | 0% | 0% | 1 | 0 | 2 | 14.66% | 0% | 14.66% | 1 | 48.36% | 0% | 0% | 1 | 17.46% | 0% | 0% | 1 | 28.77% | 0% | 0% | 1 | 56.33% | 0% | 0% | 2 | 16.39% | 0% | 0% | 1 | 0.9701% | 0% | 0% | 1 |  | 0% | 0% | 1 | 11.2491 | 0% | 0% | 1 | 36.85% | 0% | 0% | 1 | 0 | 2 | 25.22% | 0% | 25.22% | 2 | 45.2% | 0% | 0% | 1 | 14.77% | 0% | 0% | 1 | 27.6% | 0% | 0% | 1 | 52.85% | 0% | 0% | 2 | 23.28% | 0% | 0% | 1 | 2.241% | 0% | 0% | 1 |  | 0% | 0% | 1 | 9 | 0% | 0% | 1 | 37.83% | 0% | 0% | 1 | 0 | 2 | 26.82% | 1.608% | 28.43% | 2 | 45.6% | 0% | 0% | 1 | 22.7% | 0% | 0% | 1 | 34.72% | 0% | 0% | 1 | 57.98% | 0% | 0% | 2 | 23.81% | 0% | 0% | 1 | 3.534% | 0% | 0% | 1
50 | Midway | SPGE | 974 | 9740 | 15 | 187.6% | 13.43% | 5 | 10.7716 | 999% | 26.16% | 5 | 63.48% | 95.63% | 0% | 3 | 0 | 2 | 0% | 0% | 0% | 1 | 3.229% | 25.77% | 0% | 2 | 22.8% | 32.31% | 0% | 2 | 70.44% | 84.38% | 0% | 4 | 70.44% | 84.38% | 0% | 4 | 0% | 24.94% | 0% | 2 | 4.065% | 26% | 0% | 2 |  | 59.04% | 0% | 3 | 9.5425 | 28.14% | 0% | 2 | 51.22% | 35.01% | 0% | 2 | 0 | 2 | 0% | 0% | 0% | 1 | 15.35% | 7.562% | 0% | 1 | 17.12% | 7.723% | 0% | 1 | 63.41% | 17.49% | 0% | 2 | 66.87% | 19.32% | 0% | 2 | 0.5873% | 6.439% | 0% | 1 | 6.251% | 6.828% | 0% | 1 |  | 26.02% | 0% | 2 | 9.1423 | 15.79% | 0% | 1 | 49.74% | 35.01% | 0% | 2 | 0 | 2 | 0% | 0% | 0% | 1 | 18.89% | 3.832% | 0% | 1 | 22.4% | 4.005% | 0% | 1 | 57.01% | 7.23% | 0% | 2 | 60.43% | 7.855% | 0% | 2 | 0.3543% | 3.119% | 0% | 1 | 7.399% | 3.356% | 0% | 1 |  | 15.79% | 0% | 1 | 8.674 | 8.87% | 0% | 1 | 48.25% | 35.01% | 0% | 2 | 0 | 2 | 0% | 0% | 0% | 1 | 29.28% | 2.645% | 0% | 1 | 23.02% | 2.43% | 0% | 1 | 49.56% | 3.708% | 0% | 1 | 63.7% | 5.152% | 0% | 2 | 2.136% | 1.911% | 0% | 1 | 6.005% | 1.99% | 0% | 1
51 | Norco | SPGE | 0 | 0 | 10 | 0% | 0% | 1 | 6.5425 | 0% | 0% | 1 | 7.176% | 0% | 0% | 1 | 0 | 2 | 0% | 0% | 0% | 1 | 60.37% | 0% | 0% | 2 | 87.42% | 0% | 0% | 3 | 95.88% | 0% | 0% | 5 | 100% | 0% | 0% | 5 | 0% | 0% | 0% | 1 | 29.08% | 0% | 0% | 1 |  | 0% | 0% | 1 | 8.8025 | 0% | 0% | 1 | 32.9% | 0% | 0% | 1 | 0 | 2 | 0% | 0% | 0% | 1 | 29.95% | 0% | 0% | 1 | 55.22% | 0% | 0% | 2 | 85.75% | 0% | 0% | 3 | 86.76% | 0% | 0% | 3 | 0.861% | 0% | 0% | 1 | 11.82% | 0% | 0% | 1 |  | 0% | 0% | 1 | 9.1369 | 0% | 0% | 1 | 44.03% | 0% | 0% | 1 | 0 | 2 | 0% | 0% | 0% | 1 | 19.85% | 0% | 0% | 1 | 35.09% | 0% | 0% | 1 | 61.3% | 0% | 0% | 2 | 62.31% | 0% | 0% | 2 | 0.4778% | 0% | 0% | 1 | 7.01% | 0% | 0% | 1 |  | 0% | 0% | 1 | 9.2309 | 0% | 0% | 1 | 51.19% | 0% | 0% | 2 | 0 | 2 | 0% | 0% | 0% | 1 | 17.39% | 0% | 0% | 1 | 27.13% | 0% | 0% | 1 | 52.02% | 0% | 0% | 2 | 56.75% | 0% | 0% | 2 | 0.6832% | 0% | 0% | 1 | 5.173% | 0% | 0% | 1
52 | Rio Bravo | SPGE | 0 | 0 | 10 | 0% | 0% | 1 | 13.5043 | 0% | 0% | 2 | 74.07% | 0% | 0% | 2 | 0 | 2 | 0% | 0% | 0% | 1 | 3.014% | 0% | 0% | 1 | 0.4957% | 0% | 0% | 1 | 18.21% | 0% | 0% | 1 | 18.84% | 0% | 0% | 1 | 0% | 0% | 0% | 1 | 0.5313% | 0% | 0% | 1 |  | 0% | 0% | 1 | 12.5778 | 0% | 0% | 2 | 66.68% | 0% | 0% | 2 | 0 | 2 | 0% | 0% | 0% | 1 | 17.42% | 0% | 0% | 1 | 13.45% | 0% | 0% | 1 | 35.71% | 0% | 0% | 1 | 41.25% | 0% | 0% | 1 | 0% | 0% | 0% | 1 | 11.34% | 0% | 0% | 1 |  | 0% | 0% | 1 | 10.9756 | 0% | 0% | 1 | 58.66% | 0% | 0% | 2 | 0 | 2 | 0% | 0% | 0% | 1 | 26.34% | 0% | 0% | 1 | 17.97% | 0% | 0% | 1 | 41.17% | 0% | 0% | 1 | 54.33% | 0% | 0% | 2 | 0.4384% | 0% | 0% | 1 | 6.972% | 0% | 0% | 1 |  | 0% | 0% | 1 | 9.6389 | 0% | 0% | 1 | 52.15% | 0% | 0% | 2 | 0 | 2 | 1.747% | 0% | 1.747% | 1 | 27.95% | 0% | 0% | 1 | 18.62% | 0% | 0% | 1 | 39.35% | 0% | 0% | 1 | 55.01% | 0% | 0% | 2 | 2.335% | 0% | 0% | 1 | 4.976% | 0% | 0% | 1
53 | Rosedale | SPGE | 0 | 0 | 0 | 0% | 0% | 1 | 67.6 | 0% | 0% | 4 | 54.59% | 0% | 0% | 2 | 0 | 2 | 0% | 0% | 0% | 1 | 97.91% | 0% | 0% | 5 | 12.86% | 0% | 0% | 1 | 14.78% | 0% | 0% | 1 | 97.91% | 0% | 0% | 5 | 0% | 0% | 0% | 1 | 2.582% | 0% | 0% | 1 |  | 0% | 0% | 1 | 17.1844 | 0% | 0% | 2 | 46.6% | 0% | 0% | 1 | 0 | 2 | 0% | 0% | 0% | 1 | 35.24% | 0% | 0% | 1 | 14.88% | 0% | 0% | 1 | 34.01% | 0% | 0% | 1 | 50.38% | 0% | 0% | 2 | 0.809% | 0% | 0% | 1 | 8.432% | 0% | 0% | 1 |  | 0% | 0% | 1 | 11.9615 | 0% | 0% | 1 | 44.83% | 0% | 0% | 1 | 0 | 2 | 5.562% | 0% | 5.562% | 1 | 32.51% | 0% | 0% | 1 | 17.04% | 0% | 0% | 1 | 30.14% | 0% | 0% | 1 | 48.47% | 0% | 0% | 1 | 4.227% | 0% | 0% | 1 | 6.25% | 0% | 0% | 1 |  | 0% | 0% | 1 | 9.2071 | 0% | 0% | 1 | 45.91% | 0% | 0% | 1 | 0 | 2 | 11.92% | 0% | 11.92% | 1 | 31.83% | 0% | 0% | 1 | 22.32% | 0% | 0% | 1 | 37.59% | 0% | 0% | 1 | 53.07% | 0% | 0% | 2 | 10.05% | 0% | 0% | 1 | 4.381% | 0% | 0% | 1
54 | Semitropic | SPGE | 0 | 0 | 10 | 0% | 0% | 1 | 8.7542 | 0% | 0% | 1 | 61.95% | 0% | 0% | 2 | 0 | 2 | 0% | 0% | 0% | 1 | 9.32% | 0% | 0% | 1 | 0% | 0% | 0% | 1 | 14.86% | 0% | 0% | 1 | 24.18% | 0% | 0% | 1 | 0% | 0% | 0% | 1 | 0.5064% | 0% | 0% | 1 |  | 0% | 0% | 1 | 8.5456 | 0% | 0% | 1 | 59.89% | 0% | 0% | 2 | 0 | 2 | 0% | 0% | 0% | 1 | 23.16% | 0% | 0% | 1 | 3.066% | 0% | 0% | 1 | 32.34% | 0% | 0% | 1 | 50.97% | 0% | 0% | 2 | 0.05426% | 0% | 0% | 1 | 5.802% | 0% | 0% | 1 |  | 0% | 0% | 1 | 9.104 | 0% | 0% | 1 | 60.85% | 0% | 0% | 2 | 0 | 2 | 0% | 0% | 0% | 1 | 25.59% | 0% | 0% | 1 | 8.306% | 0% | 0% | 1 | 34.67% | 0% | 0% | 1 | 50.67% | 0% | 0% | 2 | 0.1072% | 0% | 0% | 1 | 5.216% | 0% | 0% | 1 |  | 0% | 0% | 1 | 9.3964 | 0% | 0% | 1 | 59.58% | 0% | 0% | 2 | 0 | 2 | 0% | 0% | 0% | 1 | 28.02% | 0% | 0% | 1 | 9.006% | 0% | 0% | 1 | 32.37% | 0% | 0% | 1 | 51.28% | 0% | 0% | 2 | 0.1368% | 0% | 0% | 1 | 4.662% | 0% | 0% | 1
55 | Shafter | SPGE | 0 | 0 | 10 | 0% | 0% | 1 | 10.423 | 0% | 0% | 1 | 82.89% | 0% | 0% | 3 | 0 | 2 | 0% | 0% | 0% | 1 | 0% | 0% | 0% | 1 | 0% | 0% | 0% | 1 | 5.751% | 0% | 0% | 1 | 5.751% | 0% | 0% | 1 | 0% | 0% | 0% | 1 | 0.1508% | 0% | 0% | 1 |  | 0% | 0% | 1 | 9.4156 | 0% | 0% | 1 | 75.01% | 0% | 0% | 3 | 0 | 2 | 0% | 0% | 0% | 1 | 16.62% | 0% | 0% | 1 | 1.682% | 0% | 0% | 1 | 23.69% | 0% | 0% | 1 | 37.24% | 0% | 0% | 1 | 0% | 0% | 0% | 1 | 2.628% | 0% | 0% | 1 |  | 0% | 0% | 1 | 10.3827 | 0% | 0% | 1 | 66.84% | 0% | 0% | 2 | 0 | 2 | 0% | 0% | 0% | 1 | 23.83% | 0% | 0% | 1 | 8.892% | 0% | 0% | 1 | 33.07% | 0% | 0% | 1 | 49.03% | 0% | 0% | 1 | 0.007226% | 0% | 0% | 1 | 6.788% | 0% | 0% | 1 |  | 0% | 0% | 1 | 10.1981 | 0% | 0% | 1 | 53.5% | 0% | 0% | 2 | 0 | 2 | 0.7143% | 0% | 0.7143% | 1 | 28.24% | 0% | 0% | 1 | 14.62% | 0% | 0% | 1 | 38.76% | 0% | 0% | 1 | 54.23% | 0% | 0% | 2 | 1.817% | 0% | 0% | 1 | 6.011% | 0% | 0% | 1
56 | Smyrna | SPGE | 0 | 0 | 10 | 0% | 0% | 1 | 9.8345 | 0% | 0% | 1 | 15.85% | 0% | 0% | 1 | 0 | 2 | 0% | 0% | 0% | 1 | 26.38% | 0% | 0% | 1 | 0% | 0% | 0% | 1 | 39.27% | 0% | 0% | 1 | 65.65% | 0% | 0% | 2 | 0% | 0% | 0% | 1 | 4% | 0% | 0% | 1 |  | 0% | 0% | 1 | 9.6243 | 0% | 0% | 1 | 47.03% | 0% | 0% | 1 | 0 | 2 | 0% | 0% | 0% | 1 | 24.79% | 0% | 0% | 1 | 2.584% | 0% | 0% | 1 | 23.51% | 0% | 0% | 1 | 46.56% | 0% | 0% | 1 | 0.2868% | 0% | 0% | 1 | 4.458% | 0% | 0% | 1 |  | 0% | 0% | 1 | 9.4219 | 0% | 0% | 1 | 48.19% | 0% | 0% | 1 | 0 | 2 | 0% | 0% | 0% | 1 | 33.22% | 0% | 0% | 1 | 8.659% | 0% | 0% | 1 | 30.47% | 0% | 0% | 1 | 51.36% | 0% | 0% | 2 | 0.1167% | 0% | 0% | 1 | 7.238% | 0% | 0% | 1 |  | 0% | 0% | 1 | 8.8295 | 0% | 0% | 1 | 50% | 0% | 0% | 1 | 0 | 2 | 0% | 0% | 0% | 1 | 32.25% | 0% | 0% | 1 | 6.266% | 0% | 0% | 1 | 25.93% | 0% | 0% | 1 | 49.02% | 0% | 0% | 1 | 0.06417% | 0% | 0% | 1 | 5.686% | 0% | 0% | 1
57 | Stockdale | SPGE | 0 | 0 | 10 | 0% | 0% | 1 | 22.1905 | 0% | 0% | 3 | 75.39% | 0% | 0% | 3 | 0 | 2 | 0% | 0% | 0% | 1 | 6.199% | 0% | 0% | 1 | 0.3389% | 0% | 0% | 1 | 17.18% | 0% | 0% | 1 | 17.18% | 0% | 0% | 1 | 0% | 0% | 0% | 1 | 0% | 0% | 0% | 1 |  | 0% | 0% | 1 | 18.9322 | 0% | 0% | 2 | 52.24% | 0% | 0% | 2 | 0 | 2 | 0% | 0% | 0% | 1 | 22.81% | 0% | 0% | 1 | 18.7% | 0% | 0% | 1 | 43.41% | 0% | 0% | 1 | 46.57% | 0% | 0% | 1 | 0.5385% | 0% | 0% | 1 | 8.495% | 0% | 0% | 1 |  | 0% | 0% | 1 | 11.3651 | 0% | 0% | 1 | 49.79% | 0% | 0% | 1 | 0 | 2 | 0.1916% | 0% | 0.1916% | 1 | 21.54% | 0% | 0% | 1 | 24.86% | 0% | 0% | 1 | 39.26% | 0% | 0% | 1 | 47.56% | 0% | 0% | 1 | 1.574% | 0% | 0% | 1 | 6.387% | 0% | 0% | 1 |  | 0% | 0% | 1 | 9.1481 | 0% | 0% | 1 | 49.52% | 0% | 0% | 1 | 0 | 2 | 8.442% | 0% | 8.442% | 1 | 27.95% | 0% | 0% | 1 | 23.28% | 0% | 0% | 1 | 37.29% | 0% | 0% | 1 | 51.11% | 0% | 0% | 2 | 7.363% | 0% | 0% | 1 | 4.232% | 0% | 0% | 1
58 | Taft | SPGE | 3 | 30 | 10 | 999.9% | 999.9% | 5 | 0 | 999% | 999% | 5 | 0% | 0% | 0% | 1 | 0 | 2 | 0% | 0% | 0% | 1 | 0% | 999% | 999.9% | 5 | 0% | 999% | 999.9% | 5 | 0% | 999% | 999.9% | 5 | 0% | 999% | 999.9% | 5 | 0% | 999% | 999.9% | 5 | 0% | 999% | 999.9% | 5 |  | 2.283% | 0% | 1 | 5.2553 | 0.2062% | 0% | 1 | 7.302% | 0.5167% | 0% | 1 | 0 | 2 | 0% | 0% | 0% | 1 | 49.16% | 0.1857% | 0% | 1 | 53.83% | 0.2045% | 0% | 2 | 86.48% | 0.6984% | 0% | 3 | 94.36% | 1.673% | 0% | 4 | 0.9006% | 0.09528% | 0% | 1 | 0.3213% | 0.09472% | 0% | 1 |  | 0.2121% | 0% | 1 | 5.2215 | 0.04754% | 0% | 1 | 21.68% | 0.5167% | 0% | 1 | 0 | 2 | 0% | 0% | 0% | 1 | 29.45% | 0.02873% | 0% | 1 | 41.92% | 0.0349% | 0% | 1 | 65.15% | 0.05817% | 0% | 2 | 74.74% | 0.08026% | 0% | 3 | 9.292% | 0.02235% | 0% | 1 | 1.632% | 0.02061% | 0% | 1 |  | 0.06051% | 0% | 1 | 6.1223 | 0.02885% | 0% | 1 | 30.39% | 0.5167% | 0% | 1 | 0 | 2 | 2.23% | 0% | 2.23% | 1 | 19.94% | 0.01138% | 0% | 1 | 36.55% | 0.01437% | 0% | 1 | 61.43% | 0.02363% | 0% | 2 | 67.04% | 0.02765% | 0% | 2 | 11.61% | 0.01031% | 0% | 1 | 4.818% | 0.009576% | 0% | 1
59 | Temblor | SPGE | 0 | 0 | 10 | 0% | 0% | 1 | 7.1417 | 0% | 0% | 1 | 7.92% | 0% | 0% | 1 | 0 | 2 | 0% | 0% | 0% | 1 | 3.416% | 0% | 0% | 1 | 15.36% | 0% | 0% | 1 | 43.67% | 0% | 0% | 1 | 43.67% | 0% | 0% | 1 | 2.381% | 0% | 0% | 1 | 0.1482% | 0% | 0% | 1 |  | 0% | 0% | 1 | 6.5944 | 0% | 0% | 1 | 26.61% | 0% | 0% | 1 | 0 | 2 | 0% | 0% | 0% | 1 | 32.02% | 0% | 0% | 1 | 14.42% | 0% | 0% | 1 | 33.23% | 0% | 0% | 1 | 59.26% | 0% | 0% | 2 | 12.15% | 0% | 0% | 1 | 0.2517% | 0% | 0% | 1 |  | 0% | 0% | 1 | 8.3807 | 0% | 0% | 1 | 29.02% | 0% | 0% | 1 | 0 | 2 | 0% | 0% | 0% | 1 | 43.1% | 0% | 0% | 1 | 15.83% | 0% | 0% | 1 | 42.99% | 0% | 0% | 1 | 70.84% | 0% | 0% | 3 | 14.06% | 0% | 0% | 1 | 2.761% | 0% | 0% | 1 |  | 0% | 0% | 1 | 8.8311 | 0% | 0% | 1 | 27.46% | 0% | 0% | 1 | 0 | 2 | 0% | 0% | 0% | 1 | 39.42% | 0% | 0% | 1 | 17.05% | 0% | 0% | 1 | 45.34% | 0% | 0% | 1 | 71.34% | 0% | 0% | 3 | 14.53% | 0% | 0% | 1 | 4.391% | 0% | 0% | 1
60 | Tupman | SPGE | 0 | 0 | 10 | 0% | 0% | 1 | 11.72 | 0% | 0% | 1 | 38.14% | 0% | 0% | 1 | 0 | 2 | 0% | 0% | 0% | 1 | 41.35% | 0% | 0% | 1 | 46.11% | 0% | 0% | 1 | 82.99% | 0% | 0% | 3 | 86.37% | 0% | 0% | 3 | 0% | 0% | 0% | 1 | 33.24% | 0% | 0% | 1 |  | 0% | 0% | 1 | 11.7825 | 0% | 0% | 1 | 44.67% | 0% | 0% | 1 | 0 | 2 | 0% | 0% | 0% | 1 | 27.55% | 0% | 0% | 1 | 37.5% | 0% | 0% | 1 | 65.52% | 0% | 0% | 2 | 67.39% | 0% | 0% | 2 | 0.6365% | 0% | 0% | 1 | 13.08% | 0% | 0% | 1 |  | 0% | 0% | 1 | 10.5 | 0% | 0% | 1 | 50.47% | 0% | 0% | 2 | 0 | 2 | 0% | 0% | 0% | 1 | 18.47% | 0% | 0% | 1 | 31.3% | 0% | 0% | 1 | 55.78% | 0% | 0% | 2 | 58.2% | 0% | 0% | 2 | 0.4492% | 0% | 0% | 1 | 6.871% | 0% | 0% | 1 |  | 0% | 0% | 1 | 9.5976 | 0% | 0% | 1 | 52.25% | 0% | 0% | 2 | 0 | 2 | 0% | 0% | 0% | 1 | 22.45% | 0% | 0% | 1 | 21.73% | 0% | 0% | 1 | 45.4% | 0% | 0% | 1 | 55.18% | 0% | 0% | 2 | 0.6629% | 0% | 0% | 1 | 5.092% | 0% | 0% | 1
61 | Westpark | SPGE | 0 | 0 | 10 | 0% | 0% | 1 | 19.8306 | 0% | 0% | 2 | 5.35% | 0% | 0% | 1 | 0 | 2 | 0% | 0% | 0% | 1 | 73.51% | 0% | 0% | 3 | 0% | 0% | 0% | 1 | 51.88% | 0% | 0% | 2 | 73.51% | 0% | 0% | 3 | 0% | 0% | 0% | 1 | 0.869% | 0% | 0% | 1 |  | 0% | 0% | 1 | 19 | 0% | 0% | 2 | 42.48% | 0% | 0% | 1 | 0 | 2 | 0% | 0% | 0% | 1 | 38.57% | 0% | 0% | 1 | 12.49% | 0% | 0% | 1 | 28.02% | 0% | 0% | 1 | 49.3% | 0% | 0% | 1 | 2.621% | 0% | 0% | 1 | 4.784% | 0% | 0% | 1 |  | 0% | 0% | 1 | 11.72 | 0% | 0% | 1 | 42.83% | 0% | 0% | 1 | 0 | 2 | 9.975% | 0% | 9.975% | 1 | 34.91% | 0% | 0% | 1 | 16.46% | 0% | 0% | 1 | 29.67% | 0% | 0% | 1 | 48.8% | 0% | 0% | 1 | 8.159% | 0% | 0% | 1 | 5.497% | 0% | 0% | 1 |  | 0% | 0% | 1 | 9.1148 | 0% | 0% | 1 | 44.74% | 0% | 0% | 1 | 0 | 2 | 15.22% | 0% | 15.22% | 1 | 35.2% | 0% | 0% | 1 | 23.17% | 0% | 0% | 1 | 36.89% | 0% | 0% | 1 | 54.42% | 0% | 0% | 2 | 13.12% | 0% | 0% | 1 | 4.364% | 0% | 0% | 1
62 | Wheeler Ridge | SPGE | 270 | 2700 | 10 | 120.9% | 1.102% | 4 | 7.9674 | 84.94% | 0% | 3 | 85.34% | 85.1% | 0% | 3 | 0 | 2 | 0% | 0% | 0% | 1 | 4.717% | 6.362% | 0% | 1 | 13.32% | 6.993% | 0% | 1 | 18.52% | 7.44% | 0% | 1 | 20.44% | 7.62% | 0% | 1 | 0% | 6.062% | 0% | 1 | 1.959% | 6.183% | 0% | 1 |  | 15.81% | 0% | 1 | 7.4754 | 13.55% | 0% | 1 | 67.86% | 11.56% | 0% | 2 | 0 | 2 | 2.245% | 0% | 2.245% | 1 | 14.46% | 1.883% | 0% | 1 | 22.49% | 2.078% | 0% | 1 | 34.78% | 2.469% | 0% | 1 | 38.44% | 2.616% | 0% | 1 | 3.036% | 1.661% | 0% | 1 | 1.944% | 1.643% | 0% | 1 |  | 7.682% | 0% | 1 | 7.5679 | 6.454% | 0% | 1 | 61.29% | 11.56% | 0% | 2 | 0 | 2 | 6.033% | 0% | 6.033% | 1 | 20.24% | 1.172% | 0% | 1 | 21.69% | 1.193% | 0% | 1 | 34.4% | 1.424% | 0% | 1 | 43.26% | 1.647% | 0% | 1 | 6.119% | 0.9954% | 0% | 1 | 1.446% | 0.9482% | 0% | 1 |  | 5.355% | 0% | 1 | 9.1367 | 3.912% | 0% | 1 | 53.81% | 11.56% | 0% | 2 | 0 | 2 | 8.852% | 3.055% | 11.91% | 2 | 25.62% | 0.8423% | 0% | 1 | 24.24% | 0.827% | 0% | 1 | 36.54% | 0.9871% | 0% | 1 | 49.43% | 1.239% | 0% | 1 | 9.881% | 0.6952% | 0% | 1 | 1.666% | 0.6371% | 0% | 1
63 | Kern Oil | SPGE | 0 | 0 | 10 | 0% | 0% | 1 | 12.8924 | 0% | 0% | 2 | 6.587% | 0% | 0% | 1 | 0 | 2 | 0% | 0% | 0% | 1 | 79.38% | 0% | 0% | 3 | 6.68% | 0% | 0% | 1 | 9.158% | 0% | 0% | 1 | 79.38% | 0% | 0% | 3 | 3.359% | 0% | 0% | 1 | 0.6601% | 0% | 0% | 1 |  | 0% | 0% | 1 | 12.75 | 0% | 0% | 2 | 22.53% | 0% | 0% | 1 | 0 | 2 | 16.29% | 0% | 16.29% | 1 | 54.39% | 0% | 0% | 2 | 7.691% | 0% | 0% | 1 | 11.72% | 0% | 0% | 1 | 54.43% | 0% | 0% | 2 | 11.21% | 0% | 0% | 1 | 2.298% | 0% | 0% | 1 |  | 0% | 0% | 1 | 11.4708 | 0% | 0% | 1 | 36.51% | 0% | 0% | 1 | 0 | 2 | 22.77% | 0% | 22.77% | 2 | 48.52% | 0% | 0% | 1 | 14.94% | 0% | 0% | 1 | 28.8% | 0% | 0% | 1 | 55.51% | 0% | 0% | 2 | 18.28% | 0% | 0% | 1 | 3.769% | 0% | 0% | 1 |  | 0% | 0% | 1 | 9.1042 | 0% | 0% | 1 | 40.37% | 0% | 0% | 1 | 0 | 2 | 23.86% | 0% | 23.86% | 2 | 43.78% | 0% | 0% | 1 | 18.91% | 0% | 0% | 1 | 32.29% | 0% | 0% | 1 | 55.02% | 0% | 0% | 2 | 21.59% | 0% | 0% | 1 | 4.045% | 0% | 0% | 1
64 | Inyokern | GREATER KRAMER | 31.8 | 318 | 10 | 7.491% | 0% | 1 | 38.9812 | 180% | 3.586% | 5 | 0% | 0% | 0% | 1 | 0 | 2 | 0% | 0% | 0% | 1 | 60.26% | 5.607% | 0% | 2 | 28.28% | 3.107% | 0% | 1 | 9.997% | 2.476% | 0% | 1 | 68.78% | 7.136% | 0% | 2 | 19.68% | 2.774% | 0% | 1 | 0.01846% | 2.229% | 0% | 1 |  | 3.285% | 0% | 1 | 36.2062 | 98.1% | 0% | 5 | 0% | 0% | 0% | 1 | 0 | 2 | 0% | 0% | 0% | 1 | 48.14% | 2.571% | 0% | 1 | 19.92% | 1.665% | 0% | 1 | 6.504% | 1.426% | 0% | 1 | 54.45% | 2.927% | 0% | 2 | 20.64% | 1.68% | 0% | 1 | 0.01202% | 1.333% | 0% | 1 |  | 3.271% | 0% | 1 | 30.0067 | 67.66% | 0% | 4 | 0% | 0% | 0% | 1 | 0 | 2 | 1.781% | 0% | 1.781% | 1 | 49.89% | 2.449% | 0% | 1 | 20.09% | 1.536% | 0% | 1 | 7.724% | 1.33% | 0% | 1 | 57.44% | 2.883% | 0% | 2 | 21.17% | 1.557% | 0% | 1 | 0.1312% | 1.229% | 0% | 1 |  | 3.142% | 0% | 1 | 27.3333 | 24.91% | 0% | 3 | 0.02255% | 0% | 0% | 1 | 0 | 2 | 10.05% | 0% | 10.05% | 1 | 47.78% | 2.041% | 0% | 1 | 24% | 1.402% | 0% | 1 | 13.36% | 1.23% | 0% | 1 | 60.48% | 2.697% | 0% | 2 | 23.21% | 1.388% | 0% | 1 | 0.1884% | 1.068% | 0% | 1
65 | Pastoria | GREATER TEHACHAPI | 105 | 1050 | 10 | 416.1% | 3.297% | 4 | 4.7677 | 10.21% | 0% | 1 | 21.52% | 53.38% | 0% | 3 | 0 | 2 | 7.083% | 0% | 7.083% | 1 | 88.25% | 36.54% | 0% | 3 | 44.05% | 7.676% | 0% | 1 | 41.66% | 7.362% | 0% | 1 | 89.09% | 39.35% | 0% | 3 | 28.63% | 6.017% | 0% | 1 | 2.157% | 4.389% | 0% | 1 |  | 66.67% | 0% | 3 | 6.371 | 4.575% | 0% | 1 | 34.07% | 22.52% | 0% | 2 | 0 | 2 | 23.45% | 0% | 23.45% | 2 | 62.02% | 3.499% | 0% | 2 | 44.43% | 2.391% | 0% | 1 | 46.06% | 2.463% | 0% | 1 | 69.09% | 4.298% | 0% | 2 | 25.47% | 1.783% | 0% | 1 | 1.592% | 1.35% | 0% | 1 |  | 30.13% | 0% | 2 | 6.7454 | 2.154% | 0% | 1 | 35.61% | 22.52% | 0% | 2 | 0 | 2 | 38.79% | 1.076% | 39.87% | 2 | 51.35% | 1.182% | 0% | 2 | 42.56% | 1.001% | 0% | 1 | 48.12% | 1.108% | 0% | 1 | 69.31% | 1.874% | 0% | 2 | 25.9% | 0.7761% | 0% | 1 | 1.612% | 0.5846% | 0% | 1 |  | 3.633% | 0% | 1 | 10.3827 | 1.126% | 0% | 1 | 31.88% | 22.52% | 0% | 2 | 0 | 2 | 40.64% | 6.262% | 46.91% | 2 | 44.06% | 0.5312% | 0% | 1 | 33.74% | 0.4484% | 0% | 1 | 37.78% | 0.4776% | 0% | 1 | 66.46% | 0.886% | 0% | 2 | 25.37% | 0.3981% | 0% | 1 | 2.127% | 0.3036% | 0% | 1
66 | Ransburg | GREATER KRAMER | 0 | 0 | 10 | 0% | 0% | 1 | 5.5423 | 0% | 0% | 1 | 0% | 0% | 0% | 1 | 0 | 2 | 0% | 0% | 0% | 1 | 0% | 0% | 0% | 1 | 17.48% | 0% | 0% | 1 | 0% | 0% | 0% | 1 | 17.48% | 0% | 0% | 1 | 0% | 0% | 0% | 1 | 0% | 0% | 0% | 1 |  | 0% | 0% | 1 | 16.6173 | 0% | 0% | 2 | 0% | 0% | 0% | 1 | 0 | 2 | 0% | 0% | 0% | 1 | 43.08% | 0% | 0% | 1 | 0.02567% | 0% | 0% | 1 | 0% | 0% | 0% | 1 | 43.11% | 0% | 0% | 1 | 57.14% | 0% | 0% | 2 | 0% | 0% | 0% | 1 |  | 0% | 0% | 1 | 75 | 0% | 0% | 4 | 0% | 0% | 0% | 1 | 0 | 2 | 0% | 0% | 0% | 1 | 47.98% | 0% | 0% | 1 | 20.31% | 0% | 0% | 1 | 3.703% | 0% | 0% | 1 | 66.4% | 0% | 0% | 2 | 62.06% | 0% | 0% | 2 | 0.03999% | 0% | 0% | 1 |  | 0% | 0% | 1 | 62 | 0% | 0% | 4 | 0.003484% | 0% | 0% | 1 | 0 | 2 | 0% | 0% | 0% | 1 | 37.96% | 0% | 0% | 1 | 23.74% | 0% | 0% | 1 | 4.916% | 0% | 0% | 1 | 58.49% | 0% | 0% | 2 | 53.69% | 0% | 0% | 2 | 0.5733% | 0% | 0% | 1
67 | Sycamore | SPGE | 0 | 0 | 0 | 0% | 0% | 1 | 12.1948 | 0% | 0% | 2 | 0.1341% | 0% | 0% | 1 | 0 | 2 | 0% | 0% | 0% | 1 | 84.31% | 0% | 0% | 3 | 15% | 0% | 0% | 1 | 17.73% | 0% | 0% | 1 | 84.31% | 0% | 0% | 3 | 12.39% | 0% | 0% | 1 | 0.6805% | 0% | 0% | 1 |  | 0% | 0% | 1 | 11.8029 | 0% | 0% | 1 | 14.17% | 0% | 0% | 1 | 0 | 2 | 27.99% | 0% | 27.99% | 2 | 60.34% | 0% | 0% | 2 | 11.84% | 0% | 0% | 1 | 18.96% | 0% | 0% | 1 | 60.37% | 0% | 0% | 2 | 19.92% | 0% | 0% | 1 | 2.242% | 0% | 0% | 1 |  | 0% | 0% | 1 | 10.75 | 0% | 0% | 1 | 32.09% | 0% | 0% | 1 | 0 | 2 | 29.69% | 0% | 29.69% | 2 | 54.35% | 0% | 0% | 2 | 15.76% | 0% | 0% | 1 | 28.41% | 0% | 0% | 1 | 58.99% | 0% | 0% | 2 | 24.42% | 0% | 0% | 1 | 2.4% | 0% | 0% | 1 |  | 0% | 0% | 1 | 9.0991 | 0% | 0% | 1 | 37.95% | 0% | 0% | 1 | 0 | 2 | 28.22% | 0% | 28.22% | 2 | 46.99% | 0% | 0% | 1 | 17.98% | 0% | 0% | 1 | 30.72% | 0% | 0% | 1 | 56.07% | 0% | 0% | 2 | 25.86% | 0% | 0% | 1 | 3.583% | 0% | 0% | 1
68 | Avenal | SPGE | 0 | 0 | 0 | 0% | 0% | 1 | 4.8346 | 0% | 0% | 1 | 8.862% | 0% | 0% | 1 | 0 | 2 | 0% | 0% | 0% | 1 | 39.45% | 0% | 0% | 1 | 0% | 0% | 0% | 1 | 30.87% | 0% | 0% | 1 | 67.3% | 0% | 0% | 2 | 27.85% | 0% | 0% | 1 | 0.4816% | 0% | 0% | 1 |  | 0% | 0% | 1 | 7.1904 | 0% | 0% | 1 | 17.53% | 0% | 0% | 1 | 0 | 2 | 0.01566% | 0% | 0.01566% | 1 | 50.52% | 0% | 0% | 2 | 0.7392% | 0% | 0% | 1 | 17.72% | 0% | 0% | 1 | 64.81% | 0% | 0% | 2 | 28.34% | 0% | 0% | 1 | 0.308% | 0% | 0% | 1 |  | 0% | 0% | 1 | 6.5556 | 0% | 0% | 1 | 24.02% | 0% | 0% | 1 | 0 | 2 | 1.651% | 0% | 1.651% | 1 | 41.99% | 0% | 0% | 1 | 1.707% | 0% | 0% | 1 | 17.55% | 0% | 0% | 1 | 53.77% | 0% | 0% | 2 | 26.67% | 0% | 0% | 1 | 0.7524% | 0% | 0% | 1 |  | 0% | 0% | 1 | 6.3949 | 0% | 0% | 1 | 23.2% | 0% | 0% | 1 | 0 | 2 | 5.683% | 0% | 5.683% | 1 | 45.58% | 0% | 0% | 1 | 5.775% | 0% | 0% | 1 | 20.14% | 0% | 0% | 1 | 56.83% | 0% | 0% | 2 | 25.44% | 0% | 0% | 1 | 0.9064% | 0% | 0% | 1
69 | Corcoran | SPGE | 0 | 0 | 10 | 0% | 0% | 1 | 7.2258 | 0% | 0% | 1 | 35.9% | 0% | 0% | 1 | 0 | 2 | 0% | 0% | 0% | 1 | 15.51% | 0% | 0% | 1 | 7.421% | 0% | 0% | 1 | 23.67% | 0% | 0% | 1 | 36.73% | 0% | 0% | 1 | 0% | 0% | 0% | 1 | 11.52% | 0% | 0% | 1 |  | 0% | 0% | 1 | 6.8856 | 0% | 0% | 1 | 36.44% | 0% | 0% | 1 | 0 | 2 | 0% | 0% | 0% | 1 | 8.942% | 0% | 0% | 1 | 2.352% | 0% | 0% | 1 | 11.24% | 0% | 0% | 1 | 18.96% | 0% | 0% | 1 | 0% | 0% | 0% | 1 | 5.238% | 0% | 0% | 1 |  | 0% | 0% | 1 | 7.2844 | 0% | 0% | 1 | 36.45% | 0% | 0% | 1 | 0 | 2 | 0% | 0% | 0% | 1 | 14.43% | 0% | 0% | 1 | 2.091% | 0% | 0% | 1 | 6.571% | 0% | 0% | 1 | 20.15% | 0% | 0% | 1 | 0% | 0% | 0% | 1 | 3.242% | 0% | 0% | 1 |  | 0% | 0% | 1 | 8.8065 | 0% | 0% | 1 | 35.74% | 0% | 0% | 1 | 0 | 2 | 0% | 0% | 0% | 1 | 19.76% | 0% | 0% | 1 | 4.123% | 0% | 0% | 1 | 10.17% | 0% | 0% | 1 | 27.71% | 0% | 0% | 1 | 0.006414% | 0% | 0% | 1 | 3.615% | 0% | 0% | 1
70 | Henrietta | SPGE | 0 | 0 | 10 | 0% | 0% | 1 | 6.7518 | 0% | 0% | 1 | 34.13% | 0% | 0% | 1 | 0 | 2 | 0% | 0% | 0% | 1 | 28.64% | 0% | 0% | 1 | 0% | 0% | 0% | 1 | 0% | 0% | 0% | 1 | 28.64% | 0% | 0% | 1 | 0% | 0% | 0% | 1 | 3.211% | 0% | 0% | 1 |  | 0% | 0% | 1 | 8.6652 | 0% | 0% | 1 | 39.99% | 0% | 0% | 1 | 0 | 2 | 0% | 0% | 0% | 1 | 15.75% | 0% | 0% | 1 | 1.698% | 0% | 0% | 1 | 2.737% | 0% | 0% | 1 | 16.71% | 0% | 0% | 1 | 0% | 0% | 0% | 1 | 2.541% | 0% | 0% | 1 |  | 0% | 0% | 1 | 8.6653 | 0% | 0% | 1 | 47.23% | 0% | 0% | 1 | 0 | 2 | 0% | 0% | 0% | 1 | 10.59% | 0% | 0% | 1 | 1.947% | 0% | 0% | 1 | 4.501% | 0% | 0% | 1 | 13.97% | 0% | 0% | 1 | 0% | 0% | 0% | 1 | 1.678% | 0% | 0% | 1 |  | 0% | 0% | 1 | 8.6874 | 0% | 0% | 1 | 42.36% | 0% | 0% | 1 | 0 | 2 | 0% | 0% | 0% | 1 | 11.58% | 0% | 0% | 1 | 1.409% | 0% | 0% | 1 | 6.463% | 0% | 0% | 1 | 16.95% | 0% | 0% | 1 | 0.1174% | 0% | 0% | 1 | 1.796% | 0% | 0% | 1
71 | Eagle Rock | NORTHERN CALIFORNIA | 0 | 0 | 10 | 0% | 0% | 1 | 8.7925 | 0% | 0% | 1 | 0% | 0% | 0% | 1 | 0 | 2 | 2.334% | 97.67% | 100% | 5 | 77.68% | 0% | 0% | 3 | 77.05% | 0% | 0% | 3 | 83% | 0% | 0% | 3 | 100% | 0% | 0% | 5 | 33.88% | 0% | 0% | 1 | 1.521% | 0% | 0% | 1 |  | 0% | 0% | 1 | 9.9953 | 0% | 0% | 1 | 4.107% | 0% | 0% | 1 | 0 | 2 | 19.92% | 69.99% | 89.91% | 5 | 60.35% | 0% | 0% | 2 | 54.76% | 0% | 0% | 2 | 73.79% | 0% | 0% | 3 | 93.53% | 0% | 0% | 4 | 34.64% | 0% | 0% | 1 | 1.761% | 0% | 0% | 1 |  | 0% | 0% | 1 | 11.5392 | 0% | 0% | 1 | 6.953% | 0% | 0% | 1 | 0 | 2 | 37.68% | 45.23% | 82.91% | 5 | 56.09% | 0% | 0% | 2 | 47.24% | 0% | 0% | 1 | 72.9% | 0% | 0% | 3 | 90.72% | 0% | 0% | 4 | 34.38% | 0% | 0% | 1 | 1.918% | 0% | 0% | 1 |  | 0% | 0% | 1 | 10.569 | 0% | 0% | 1 | 6.464% | 0% | 0% | 1 | 0 | 2 | 49.31% | 35.46% | 84.77% | 5 | 57.72% | 0% | 0% | 2 | 39.31% | 0% | 0% | 1 | 66.31% | 0% | 0% | 2 | 86.65% | 0% | 0% | 3 | 41.04% | 0% | 0% | 1 | 1.894% | 0% | 0% | 1
72 | Leavitt | NORTHERN CALIFORNIA | 0 | 0 | 10 | 0% | 0% | 1 | 11.7096 | 0% | 0% | 1 | 0% | 0% | 0% | 1 | 0 | 2 | 31.16% | 0% | 31.16% | 2 | 25.51% | 0% | 0% | 1 | 63.79% | 0% | 0% | 2 | 57.96% | 0% | 0% | 2 | 78.13% | 0% | 0% | 3 | 23.96% | 0% | 0% | 1 | 16.31% | 0% | 0% | 1 |  | 0% | 0% | 1 | 12.1825 | 0% | 0% | 2 | 0% | 0% | 0% | 1 | 0 | 2 | 56.45% | 0% | 56.45% | 3 | 32.62% | 0% | 0% | 1 | 42.55% | 0% | 0% | 1 | 41.01% | 0% | 0% | 1 | 72.65% | 0% | 0% | 3 | 38.32% | 0% | 0% | 1 | 14.83% | 0% | 0% | 1 |  | 0% | 0% | 1 | 7.7573 | 0% | 0% | 1 | 0% | 0% | 0% | 1 | 0 | 2 | 72.67% | 0% | 72.67% | 3 | 33.25% | 0% | 0% | 1 | 35.48% | 0% | 0% | 1 | 31.9% | 0% | 0% | 1 | 64.61% | 0% | 0% | 2 | 48.94% | 0% | 0% | 1 | 14.4% | 0% | 0% | 1 |  | 0% | 0% | 1 | 6 | 0% | 0% | 1 | 0% | 0% | 0% | 1 | 0 | 2 | 79.06% | 0% | 79.06% | 5 | 34.21% | 0% | 0% | 1 | 27.39% | 0% | 0% | 1 | 22.79% | 0% | 0% | 1 | 58.07% | 0% | 0% | 2 | 52.77% | 0% | 0% | 2 | 11.97% | 0% | 0% | 1
73 | Madeline | NORTHERN CALIFORNIA | 0 | 0 | 10 | 0% | 0% | 1 | 7.5524 | 0% | 0% | 1 | 0% | 0% | 0% | 1 | 0 | 2 | 15.9% | 0% | 15.9% | 1 | 0.4749% | 0% | 0% | 1 | 13.46% | 0% | 0% | 1 | 17.59% | 0% | 0% | 1 | 19.04% | 0% | 0% | 1 | 45.05% | 0% | 0% | 1 | 72.74% | 0% | 0% | 3 |  | 0% | 0% | 1 | 9.1027 | 0% | 0% | 1 | 0% | 0% | 0% | 1 | 0 | 2 | 47.53% | 0% | 47.53% | 2 | 14.99% | 0% | 0% | 1 | 9.222% | 0% | 0% | 1 | 9.89% | 0% | 0% | 1 | 24.39% | 0% | 0% | 1 | 66.02% | 0% | 0% | 2 | 46.77% | 0% | 0% | 1 |  | 0% | 0% | 1 | 5.5382 | 0% | 0% | 1 | 0% | 0% | 0% | 1 | 0 | 2 | 60.09% | 0% | 60.09% | 3 | 28.93% | 0% | 0% | 1 | 9.667% | 0% | 0% | 1 | 14.6% | 0% | 0% | 1 | 41.66% | 0% | 0% | 1 | 73.82% | 0% | 0% | 3 | 35.06% | 0% | 0% | 1 |  | 0% | 0% | 1 | 5.0857 | 0% | 0% | 1 | 0.545% | 0% | 0% | 1 | 0 | 2 | 72.41% | 0% | 72.41% | 3 | 39.25% | 0% | 0% | 1 | 15.5% | 0% | 0% | 1 | 17.18% | 0% | 0% | 1 | 52.08% | 0% | 0% | 2 | 74.97% | 0% | 0% | 3 | 25.32% | 0% | 0% | 1
74 | Antelope | GREATER TEHACHAPI | 76 | 760 | 10 | 3.68% | 0% | 1 | 63 | 999% | 20.01% | 5 | 0.8948% | 0% | 0% | 1 | 0 | 2 | 19.51% | 22.94% | 42.45% | 4 | 0% | 2.363% | 0% | 1 | 26.55% | 3.218% | 0% | 1 | 16.5% | 2.83% | 0% | 1 | 27.75% | 3.271% | 0% | 1 | 6.85% | 2.537% | 0% | 1 | 1.953% | 2.41% | 0% | 1 |  | 1.423% | 0% | 1 | 57 | 13.43% | 0% | 4 | 1.247% | 0% | 0% | 1 | 0 | 2 | 12.25% | 30.01% | 42.26% | 5 | 1.975% | 0.6758% | 0% | 1 | 32.19% | 0.9768% | 0% | 1 | 33.7% | 0.9992% | 0% | 1 | 40.9% | 1.121% | 0% | 1 | 16.6% | 0.7943% | 0% | 1 | 3.407% | 0.6858% | 0% | 1 |  | 0.7986% | 0% | 1 | 49.75 | 4.557% | 0% | 4 | 1.894% | 0% | 0% | 1 | 0 | 2 | 9.412% | 32.23% | 41.64% | 5 | 11.18% | 0.3937% | 0% | 1 | 27.79% | 0.4842% | 0% | 1 | 22.12% | 0.449% | 0% | 1 | 43.01% | 0.6135% | 0% | 1 | 18.73% | 0.4302% | 0% | 1 | 4.137% | 0.3648% | 0% | 1 |  | 0.4627% | 0% | 1 | 43.4444 | 2.152% | 0% | 4 | 3.873% | 0% | 0% | 1 | 0 | 2 | 17.02% | 30.43% | 47.44% | 5 | 12.63% | 0.2214% | 0% | 1 | 28.37% | 0.2701% | 0% | 1 | 18.72% | 0.238% | 0% | 1 | 43.23% | 0.3408% | 0% | 1 | 18.71% | 0.238% | 0% | 1 | 3.328% | 0.2001% | 0% | 1
75 | Arcogen | GREATER LA METRO | 0 | 0 | 10 | 0% | 0% | 1 | 18.84 | 0% | 0% | 2 | 0% | 0% | 0% | 1 | 0 | 2 | 0% | 0% | 0% | 1 | 0% | 0% | 0% | 1 | 0% | 0% | 0% | 1 | 55.03% | 0% | 0% | 2 | 55.03% | 0% | 0% | 2 | 0% | 0% | 0% | 1 | 0.2664% | 0% | 0% | 1 |  | 0% | 0% | 1 | 33.8571 | 0% | 0% | 4 | 0% | 0% | 0% | 1 | 0 | 2 | 0.7993% | 0% | 0.7993% | 1 | 0.01645% | 0% | 0% | 1 | 2.751% | 0% | 0% | 1 | 59.25% | 0% | 0% | 2 | 59.26% | 0% | 0% | 2 | 0% | 0% | 0% | 1 | 0.2108% | 0% | 0% | 1 |  | 0% | 0% | 1 | 26.3 | 0% | 0% | 3 | 0% | 0% | 0% | 1 | 0 | 2 | 2.239% | 0% | 2.239% | 1 | 0.1764% | 0% | 0% | 1 | 11.48% | 0% | 0% | 1 | 61.58% | 0% | 0% | 2 | 61.76% | 0% | 0% | 2 | 0% | 0% | 0% | 1 | 0.4406% | 0% | 0% | 1 |  | 0% | 0% | 1 | 57 | 0% | 0% | 4 | 0% | 0% | 0% | 1 | 0 | 2 | 1.522% | 0% | 1.522% | 1 | 0.1199% | 0% | 0% | 1 | 13.44% | 0% | 0% | 1 | 72.83% | 0% | 0% | 3 | 72.95% | 0% | 0% | 3 | 0% | 0% | 0% | 1 | 1.289% | 0% | 0% | 1
76 | Bailey | GREATER TEHACHAPI | 0 | 0 | 10 | 0% | 0% | 1 | 5.6955 | 0% | 0% | 1 | 0% | 0% | 0% | 1 | 0 | 2 | 98.92% | 0% | 98.92% | 5 | 65.65% | 0% | 0% | 2 | 66.44% | 0% | 0% | 2 | 69.13% | 0% | 0% | 2 | 100% | 0% | 0% | 5 | 40.14% | 0% | 0% | 1 | 2.808% | 0% | 0% | 1 |  | 0% | 0% | 1 | 6.1127 | 0% | 0% | 1 | 1.141% | 0% | 0% | 1 | 0 | 2 | 88.43% | 0% | 88.43% | 5 | 58.86% | 0% | 0% | 2 | 56.74% | 0% | 0% | 2 | 51.31% | 0% | 0% | 2 | 94.8% | 0% | 0% | 4 | 47.07% | 0% | 0% | 1 | 2.579% | 0% | 0% | 1 |  | 0% | 0% | 1 | 8.4846 | 0% | 0% | 1 | 2.813% | 0% | 0% | 1 | 0 | 2 | 71.71% | 3.062% | 74.78% | 3 | 60.6% | 0% | 0% | 2 | 50.81% | 0% | 0% | 2 | 41.22% | 0% | 0% | 1 | 90.28% | 0% | 0% | 4 | 39.25% | 0% | 0% | 1 | 2.435% | 0% | 0% | 1 |  | 0% | 0% | 1 | 10.1013 | 0% | 0% | 1 | 7.981% | 0% | 0% | 1 | 0 | 2 | 58.72% | 8.576% | 67.29% | 3 | 53% | 0% | 0% | 2 | 36.39% | 0% | 0% | 1 | 33.17% | 0% | 0% | 1 | 75.25% | 0% | 0% | 3 | 37.92% | 0% | 0% | 1 | 2.962% | 0% | 0% | 1
77 | Center | GREATER LA METRO | 0 | 0 | 10 | 0% | 0% | 1 | 0 | 0% | 0% | 1 | 0% | 0% | 0% | 1 | 0 | 2 | 0% | 0% | 0% | 1 | 0% | 0% | 0% | 1 | 0% | 0% | 0% | 1 | 0% | 0% | 0% | 1 | 0% | 0% | 0% | 1 | 0% | 0% | 0% | 1 | 0% | 0% | 0% | 1 |  | 0% | 0% | 1 | 0 | 0% | 0% | 1 | 0% | 0% | 0% | 1 | 0 | 2 | 0% | 0% | 0% | 1 | 0% | 0% | 0% | 1 | 0% | 0% | 0% | 1 | 0% | 0% | 0% | 1 | 0% | 0% | 0% | 1 | 0% | 0% | 0% | 1 | 0% | 0% | 0% | 1 |  | 0% | 0% | 1 | 27 | 0% | 0% | 3 | 0% | 0% | 0% | 1 | 0 | 2 | 0% | 17.75% | 17.75% | 3 | 0.1267% | 0% | 0% | 1 | 11.54% | 0% | 0% | 1 | 42.84% | 0% | 0% | 1 | 42.97% | 0% | 0% | 1 | 0% | 0% | 0% | 1 | 3.725% | 0% | 0% | 1 |  | 0% | 0% | 1 | 51.6667 | 0% | 0% | 4 | 0% | 0% | 0% | 1 | 0 | 2 | 5.982% | 39.44% | 45.42% | 5 | 23.26% | 0% | 0% | 1 | 10.25% | 0% | 0% | 1 | 44.05% | 0% | 0% | 1 | 67.61% | 0% | 0% | 2 | 19.16% | 0% | 0% | 1 | 9.027% | 0% | 0% | 1
78 | Del Amo | GREATER LA METRO | 0 | 0 | 10 | 0% | 0% | 1 | 0 | 0% | 0% | 1 | 0% | 0% | 0% | 1 | 0 | 2 | 0% | 0% | 0% | 1 | 0% | 0% | 0% | 1 | 0% | 0% | 0% | 1 | 0% | 0% | 0% | 1 | 0% | 0% | 0% | 1 | 0% | 0% | 0% | 1 | 0% | 0% | 0% | 1 |  | 0% | 0% | 1 | 26.44 | 0% | 0% | 3 | 0% | 0% | 0% | 1 | 0 | 2 | 0% | 0% | 0% | 1 | 0% | 0% | 0% | 1 | 20.53% | 0% | 0% | 1 | 40.59% | 0% | 0% | 1 | 40.59% | 0% | 0% | 1 | 0% | 0% | 0% | 1 | 0.8% | 0% | 0% | 1 |  | 0% | 0% | 1 | 60.5 | 0% | 0% | 4 | 0% | 0% | 0% | 1 | 0 | 2 | 0% | 5.124% | 5.124% | 2 | 0.007953% | 0% | 0% | 1 | 8.267% | 0% | 0% | 1 | 68.73% | 0% | 0% | 2 | 68.74% | 0% | 0% | 2 | 0% | 0% | 0% | 1 | 1.605% | 0% | 0% | 1 |  | 0% | 0% | 1 | 47 | 0% | 0% | 4 | 0% | 0% | 0% | 1 | 0 | 2 | 2.815% | 28.59% | 31.41% | 4 | 20.51% | 0% | 0% | 1 | 9.771% | 0% | 0% | 1 | 53.28% | 0% | 0% | 2 | 73.79% | 0% | 0% | 3 | 12.31% | 0% | 0% | 1 | 7.623% | 0% | 0% | 1
79 | El Nido | GREATER LA METRO | 0 | 0 | 10 | 0% | 0% | 1 | 6.5486 | 0% | 0% | 1 | 0% | 0% | 0% | 1 | 0 | 2 | 0% | 0% | 0% | 1 | 1.639% | 0% | 0% | 1 | 0% | 0% | 0% | 1 | 30.3% | 0% | 0% | 1 | 31.94% | 0% | 0% | 1 | 0% | 0% | 0% | 1 | 0% | 0% | 0% | 1 |  | 0% | 0% | 1 | 6.7876 | 0% | 0% | 1 | 0% | 0% | 0% | 1 | 0 | 2 | 21.71% | 0% | 21.71% | 2 | 2.863% | 0% | 0% | 1 | 30.28% | 0% | 0% | 1 | 54.56% | 0% | 0% | 2 | 57.42% | 0% | 0% | 2 | 0% | 0% | 0% | 1 | 0.1711% | 0% | 0% | 1 |  | 0% | 0% | 1 | 9.2387 | 0% | 0% | 1 | 0% | 0% | 0% | 1 | 0 | 2 | 3.831% | 0% | 3.831% | 1 | 0.2144% | 0% | 0% | 1 | 2.49% | 0% | 0% | 1 | 55.15% | 0% | 0% | 2 | 55.36% | 0% | 0% | 2 | 0% | 0% | 0% | 1 | 0.1407% | 0% | 0% | 1 |  | 0% | 0% | 1 | 28.0507 | 0% | 0% | 3 | 0% | 0% | 0% | 1 | 0 | 2 | 24.43% | 16.41% | 40.84% | 3 | 7.98% | 0% | 0% | 1 | 10.41% | 0% | 0% | 1 | 42.22% | 0% | 0% | 1 | 46.72% | 0% | 0% | 1 | 12.38% | 0% | 0% | 1 | 7.269% | 0% | 0% | 1
80 | Goodrich | GREATER LA METRO | 0 | 0 | 10 | 0% | 0% | 1 | 4.0707 | 0% | 0% | 1 | 0% | 0% | 0% | 1 | 0 | 2 | 0% | 100% | 100% | 5 | 0% | 0% | 0% | 1 | 46.09% | 0% | 0% | 1 | 47% | 0% | 0% | 1 | 53.57% | 0% | 0% | 2 | 84.73% | 0% | 0% | 3 | 30.76% | 0% | 0% | 1 |  | 0% | 0% | 1 | 3.4275 | 0% | 0% | 1 | 0% | 0% | 0% | 1 | 0 | 2 | 0% | 100% | 100% | 5 | 6.837% | 0% | 0% | 1 | 51.44% | 0% | 0% | 2 | 39.82% | 0% | 0% | 1 | 55.06% | 0% | 0% | 2 | 56.2% | 0% | 0% | 2 | 30.63% | 0% | 0% | 1 |  | 0% | 0% | 1 | 3.6488 | 0% | 0% | 1 | 0% | 0% | 0% | 1 | 0 | 2 | 4.354% | 95.32% | 99.68% | 5 | 2.024% | 0% | 0% | 1 | 37.94% | 0% | 0% | 1 | 17.15% | 0% | 0% | 1 | 42.14% | 0% | 0% | 1 | 72.51% | 0% | 0% | 3 | 30.23% | 0% | 0% | 1 |  | 0% | 0% | 1 | 3.7044 | 0% | 0% | 1 | 0.1164% | 0% | 0% | 1 | 0 | 2 | 2.181% | 97.67% | 99.85% | 5 | 20.93% | 0% | 0% | 1 | 19.02% | 0% | 0% | 1 | 20.51% | 0% | 0% | 1 | 43.48% | 0% | 0% | 1 | 66.52% | 0% | 0% | 2 | 23.11% | 0% | 0% | 1
81 | Gould | GREATER LA METRO | 0 | 0 | 10 | 0% | 0% | 1 | 3.6358 | 0% | 0% | 1 | 0% | 0% | 0% | 1 | 0 | 2 | 0.6301% | 99.37% | 100% | 5 | 1.738% | 0% | 0% | 1 | 44.95% | 0% | 0% | 1 | 0% | 0% | 0% | 1 | 46.68% | 0% | 0% | 1 | 40.84% | 0% | 0% | 1 | 28.93% | 0% | 0% | 1 |  | 0% | 0% | 1 | 3.6667 | 0% | 0% | 1 | 0% | 0% | 0% | 1 | 0 | 2 | 3.915% | 95.81% | 99.73% | 5 | 5.918% | 0% | 0% | 1 | 27.22% | 0% | 0% | 1 | 15.19% | 0% | 0% | 1 | 36.2% | 0% | 0% | 1 | 72.64% | 0% | 0% | 3 | 27.2% | 0% | 0% | 1 |  | 0% | 0% | 1 | 3.6823 | 0% | 0% | 1 | 0.2064% | 0% | 0% | 1 | 0 | 2 | 1.983% | 97.88% | 99.86% | 5 | 24.1% | 0% | 0% | 1 | 17.12% | 0% | 0% | 1 | 18.5% | 0% | 0% | 1 | 44.42% | 0% | 0% | 1 | 68.01% | 0% | 0% | 2 | 20.69% | 0% | 0% | 1 |  | 0% | 0% | 1 | 17.0617 | 0% | 0% | 2 | 0.114% | 0% | 0% | 1 | 0 | 2 | 1.606% | 98.33% | 99.93% | 5 | 27.14% | 0% | 0% | 1 | 8.252% | 0% | 0% | 1 | 8.902% | 0% | 0% | 1 | 36.93% | 0% | 0% | 1 | 47.49% | 0% | 0% | 1 | 12.67% | 0% | 0% | 1
82 | Harborgen | GREATER LA METRO | 0 | 0 | 10 | 0% | 0% | 1 | 10.6512 | 0% | 0% | 1 | 0% | 0% | 0% | 1 | 0 | 2 | 0% | 0% | 0% | 1 | 0% | 0% | 0% | 1 | 0% | 0% | 0% | 1 | 54.56% | 0% | 0% | 2 | 54.56% | 0% | 0% | 2 | 0% | 0% | 0% | 1 | 0.1379% | 0% | 0% | 1 |  | 0% | 0% | 1 | 26.125 | 0% | 0% | 3 | 0% | 0% | 0% | 1 | 0 | 2 | 0.1538% | 0% | 0.1538% | 1 | 0% | 0% | 0% | 1 | 8.219% | 0% | 0% | 1 | 61.46% | 0% | 0% | 2 | 61.46% | 0% | 0% | 2 | 0% | 0% | 0% | 1 | 0.4327% | 0% | 0% | 1 |  | 0% | 0% | 1 | 48 | 0% | 0% | 4 | 0% | 0% | 0% | 1 | 0 | 2 | 1.908% | 0% | 1.908% | 1 | 0.1504% | 0% | 0% | 1 | 9.785% | 0% | 0% | 1 | 66.95% | 0% | 0% | 2 | 67.1% | 0% | 0% | 2 | 0% | 0% | 0% | 1 | 0.4545% | 0% | 0% | 1 |  | 0% | 0% | 1 | 47 | 0% | 0% | 4 | 0% | 0% | 0% | 1 | 0 | 2 | 1.365% | 0% | 1.365% | 1 | 0.1076% | 0% | 0% | 1 | 15.73% | 0% | 0% | 1 | 75.5% | 0% | 0% | 3 | 75.61% | 0% | 0% | 3 | 0% | 0% | 0% | 1 | 3.51% | 0% | 0% | 1
83 | Hinson | GREATER LA METRO | 0 | 0 | 10 | 0% | 0% | 1 | 16.1336 | 0% | 0% | 2 | 0% | 0% | 0% | 1 | 0 | 2 | 0% | 0% | 0% | 1 | 0% | 0% | 0% | 1 | 0% | 0% | 0% | 1 | 46.01% | 0% | 0% | 1 | 46.01% | 0% | 0% | 1 | 0% | 0% | 0% | 1 | 0.2649% | 0% | 0% | 1 |  | 0% | 0% | 1 | 32.6667 | 0% | 0% | 4 | 0% | 0% | 0% | 1 | 0 | 2 | 0.08526% | 0% | 0.08526% | 1 | 0% | 0% | 0% | 1 | 4.469% | 0% | 0% | 1 | 59.96% | 0% | 0% | 2 | 59.96% | 0% | 0% | 2 | 0% | 0% | 0% | 1 | 0.2664% | 0% | 0% | 1 |  | 0% | 0% | 1 | 27 | 0% | 0% | 3 | 0% | 0% | 0% | 1 | 0 | 2 | 2.165% | 0% | 2.165% | 1 | 0.1706% | 0% | 0% | 1 | 11.1% | 0% | 0% | 1 | 62.67% | 0% | 0% | 2 | 62.84% | 0% | 0% | 2 | 0% | 0% | 0% | 1 | 0.5156% | 0% | 0% | 1 |  | 0% | 0% | 1 | 60 | 0% | 0% | 4 | 0% | 0% | 0% | 1 | 0 | 2 | 1.458% | 0% | 1.458% | 1 | 0.1149% | 0% | 0% | 1 | 16.79% | 0% | 0% | 1 | 73.88% | 0% | 0% | 3 | 73.99% | 0% | 0% | 3 | 0% | 0% | 0% | 1 | 1.83% | 0% | 0% | 1
84 | La Cienega | GREATER LA METRO | 0 | 0 | 10 | 0% | 0% | 1 | 40.6511 | 0% | 0% | 4 | 0% | 0% | 0% | 1 | 0 | 2 | 0% | 0% | 0% | 1 | 0% | 0% | 0% | 1 | 100% | 0% | 0% | 5 | 100% | 0% | 0% | 5 | 100% | 0% | 0% | 5 | 0% | 0% | 0% | 1 | 0.6489% | 0% | 0% | 1 |  | 0% | 0% | 1 | 7.9346 | 0% | 0% | 1 | 0% | 0% | 0% | 1 | 0 | 2 | 63.8% | 0% | 63.8% | 3 | 0.2598% | 0% | 0% | 1 | 18.74% | 0% | 0% | 1 | 21.44% | 0% | 0% | 1 | 21.7% | 0% | 0% | 1 | 15.32% | 0% | 0% | 1 | 10.39% | 0% | 0% | 1 |  | 0% | 0% | 1 | 11.4595 | 0% | 0% | 1 | 0% | 0% | 0% | 1 | 0 | 2 | 63.73% | 26.21% | 89.94% | 5 | 11.59% | 0% | 0% | 1 | 11.07% | 0% | 0% | 1 | 13.67% | 0% | 0% | 1 | 23.64% | 0% | 0% | 1 | 32.73% | 0% | 0% | 1 | 16.3% | 0% | 0% | 1 |  | 0% | 0% | 1 | 17.2487 | 0% | 0% | 2 | 0% | 0% | 0% | 1 | 0 | 2 | 19.74% | 51.2% | 70.94% | 5 | 10.61% | 0% | 0% | 1 | 27.16% | 0% | 0% | 1 | 42.42% | 0% | 0% | 1 | 48.89% | 0% | 0% | 1 | 16.93% | 0% | 0% | 1 | 10.82% | 0% | 0% | 1
85 | La Fresa | GREATER LA METRO | 0 | 0 | 10 | 0% | 0% | 1 | 8.9852 | 0% | 0% | 1 | 0% | 0% | 0% | 1 | 0 | 2 | 0% | 0% | 0% | 1 | 2.215% | 0% | 0% | 1 | 0% | 0% | 0% | 1 | 19.8% | 0% | 0% | 1 | 22.02% | 0% | 0% | 1 | 0% | 0% | 0% | 1 | 0% | 0% | 0% | 1 |  | 0% | 0% | 1 | 13.5484 | 0% | 0% | 2 | 0% | 0% | 0% | 1 | 0 | 2 | 5.696% | 0% | 5.696% | 1 | 0.4488% | 0% | 0% | 1 | 2.298% | 0% | 0% | 1 | 72.04% | 0% | 0% | 3 | 72.49% | 0% | 0% | 3 | 0% | 0% | 0% | 1 | 0.02682% | 0% | 0% | 1 |  | 0% | 0% | 1 | 22.9662 | 0% | 0% | 3 | 0% | 0% | 0% | 1 | 0 | 2 | 2.584% | 0% | 2.584% | 1 | 0.2036% | 0% | 0% | 1 | 3.339% | 0% | 0% | 1 | 55.79% | 0% | 0% | 2 | 56% | 0% | 0% | 2 | 0% | 0% | 0% | 1 | 0.2256% | 0% | 0% | 1 |  | 0% | 0% | 1 | 23.427 | 0% | 0% | 3 | 0% | 0% | 0% | 1 | 0 | 2 | 17.51% | 1.316% | 18.83% | 2 | 1.471% | 0% | 0% | 1 | 10.58% | 0% | 0% | 1 | 50.76% | 0% | 0% | 2 | 52.23% | 0% | 0% | 2 | 6.889% | 0% | 0% | 1 | 3.704% | 0% | 0% | 1
86 | Laguna Bell | GREATER LA METRO | 0 | 0 | 10 | 0% | 0% | 1 | 0 | 0% | 0% | 1 | 0% | 0% | 0% | 1 | 0 | 2 | 0% | 0% | 0% | 1 | 0% | 0% | 0% | 1 | 0% | 0% | 0% | 1 | 0% | 0% | 0% | 1 | 0% | 0% | 0% | 1 | 0% | 0% | 0% | 1 | 0% | 0% | 0% | 1 |  | 0% | 0% | 1 | 0 | 0% | 0% | 1 | 0% | 0% | 0% | 1 | 0 | 2 | 0% | 0% | 0% | 1 | 0% | 0% | 0% | 1 | 0% | 0% | 0% | 1 | 0% | 0% | 0% | 1 | 0% | 0% | 0% | 1 | 0% | 0% | 0% | 1 | 0% | 0% | 0% | 1 |  | 0% | 0% | 1 | 31.41 | 0% | 0% | 4 | 0% | 0% | 0% | 1 | 0 | 2 | 12.49% | 0% | 12.49% | 1 | 0% | 0% | 0% | 1 | 11.08% | 0% | 0% | 1 | 27.35% | 0% | 0% | 1 | 27.35% | 0% | 0% | 1 | 0% | 0% | 0% | 1 | 4.491% | 0% | 0% | 1 |  | 0% | 0% | 1 | 24.8 | 0% | 0% | 3 | 0% | 0% | 0% | 1 | 0 | 2 | 2.113% | 45.85% | 47.96% | 5 | 15.63% | 0% | 0% | 1 | 19.25% | 0% | 0% | 1 | 43.17% | 0% | 0% | 1 | 59.85% | 0% | 0% | 2 | 22.38% | 0% | 0% | 1 | 12.28% | 0% | 0% | 1
87 | Lighthipe | GREATER LA METRO | 0 | 0 | 10 | 0% | 0% | 1 | 0 | 0% | 0% | 1 | 0% | 0% | 0% | 1 | 0 | 2 | 0% | 0% | 0% | 1 | 0% | 0% | 0% | 1 | 0% | 0% | 0% | 1 | 0% | 0% | 0% | 1 | 0% | 0% | 0% | 1 | 0% | 0% | 0% | 1 | 0% | 0% | 0% | 1 |  | 0% | 0% | 1 | 31.68 | 0% | 0% | 4 | 0% | 0% | 0% | 1 | 0 | 2 | 0% | 0% | 0% | 1 | 0% | 0% | 0% | 1 | 1.622% | 0% | 0% | 1 | 42.48% | 0% | 0% | 1 | 42.48% | 0% | 0% | 1 | 0% | 0% | 0% | 1 | 0.3526% | 0% | 0% | 1 |  | 0% | 0% | 1 | 26.44 | 0% | 0% | 3 | 0% | 0% | 0% | 1 | 0 | 2 | 0.658% | 0% | 0.658% | 1 | 0.03798% | 0% | 0% | 1 | 11.68% | 0% | 0% | 1 | 62.52% | 0% | 0% | 2 | 62.55% | 0% | 0% | 2 | 0% | 0% | 0% | 1 | 0.4494% | 0% | 0% | 1 |  | 0% | 0% | 1 | 56 | 0% | 0% | 4 | 0% | 0% | 0% | 1 | 0 | 2 | 2.562% | 10.33% | 12.9% | 3 | 1.058% | 0% | 0% | 1 | 10.58% | 0% | 0% | 1 | 64.1% | 0% | 0% | 2 | 65.16% | 0% | 0% | 2 | 0% | 0% | 0% | 1 | 3.034% | 0% | 0% | 1
88 | Mesa (SCE) | GREATER LA METRO | 0 | 0 | 10 | 0% | 0% | 1 | 0 | 0% | 0% | 1 | 0% | 0% | 0% | 1 | 0 | 2 | 0% | 0% | 0% | 1 | 0% | 0% | 0% | 1 | 0% | 0% | 0% | 1 | 0% | 0% | 0% | 1 | 0% | 0% | 0% | 1 | 0% | 0% | 0% | 1 | 0% | 0% | 0% | 1 |  | 0% | 0% | 1 | 0 | 0% | 0% | 1 | 0% | 0% | 0% | 1 | 0 | 2 | 0% | 0% | 0% | 1 | 0% | 0% | 0% | 1 | 0% | 0% | 0% | 1 | 0% | 0% | 0% | 1 | 0% | 0% | 0% | 1 | 0% | 0% | 0% | 1 | 0% | 0% | 0% | 1 |  | 0% | 0% | 1 | 3.7108 | 0% | 0% | 1 | 0% | 0% | 0% | 1 | 0 | 2 | 7.009% | 91.68% | 98.69% | 5 | 6.201% | 0% | 0% | 1 | 52.93% | 0% | 0% | 2 | 48.05% | 0% | 0% | 1 | 55.25% | 0% | 0% | 2 | 65.04% | 0% | 0% | 2 | 29.07% | 0% | 0% | 1 |  | 0% | 0% | 1 | 13.5978 | 0% | 0% | 2 | 0% | 0% | 0% | 1 | 0 | 2 | 9.417% | 81.91% | 91.32% | 5 | 23.02% | 0% | 0% | 1 | 29.49% | 0% | 0% | 1 | 13.63% | 0% | 0% | 1 | 54.17% | 0% | 0% | 2 | 45.82% | 0% | 0% | 1 | 23.54% | 0% | 0% | 1
89 | Olinda | GREATER LA METRO | 0 | 0 | 10 | 0% | 0% | 1 | 50 | 0% | 0% | 4 | 0% | 0% | 0% | 1 | 0 | 2 | 0% | 100% | 100% | 5 | 11.68% | 0% | 0% | 1 | 0% | 0% | 0% | 1 | 0% | 0% | 0% | 1 | 11.68% | 0% | 0% | 1 | 0% | 0% | 0% | 1 | 17.82% | 0% | 0% | 1 |  | 0% | 0% | 1 | 22.8325 | 0% | 0% | 3 | 0% | 0% | 0% | 1 | 0 | 2 | 11.21% | 88.79% | 100% | 5 | 61.32% | 0% | 0% | 2 | 0% | 0% | 0% | 1 | 0% | 0% | 0% | 1 | 61.32% | 0% | 0% | 2 | 34.92% | 0% | 0% | 1 | 15.7% | 0% | 0% | 1 |  | 0% | 0% | 1 | 13.8571 | 0% | 0% | 2 | 0% | 0% | 0% | 1 | 0 | 2 | 7.365% | 92.64% | 100% | 5 | 50.59% | 0% | 0% | 2 | 4.224% | 0% | 0% | 1 | 13.75% | 0% | 0% | 1 | 65.66% | 0% | 0% | 2 | 29.63% | 0% | 0% | 1 | 12.53% | 0% | 0% | 1 |  | 0% | 0% | 1 | 50 | 0% | 0% | 4 | 6.296% | 0% | 0% | 1 | 0 | 2 | 15.65% | 55.12% | 70.77% | 5 | 29.74% | 0% | 0% | 1 | 11.88% | 0% | 0% | 1 | 36.64% | 0% | 0% | 1 | 64.42% | 0% | 0% | 2 | 27.63% | 0% | 0% | 1 | 17.27% | 0% | 0% | 1
90 | Pardee | GREATER LA METRO | 0 | 0 | 10 | 0% | 0% | 1 | 26.3647 | 0% | 0% | 3 | 1.145% | 0% | 0% | 1 | 0 | 2 | 0% | 100% | 100% | 5 | 0.3933% | 0% | 0% | 1 | 14% | 0% | 0% | 1 | 47.16% | 0% | 0% | 1 | 47.55% | 0% | 0% | 1 | 33.27% | 0% | 0% | 1 | 8.025% | 0% | 0% | 1 |  | 0% | 0% | 1 | 19.0091 | 0% | 0% | 2 | 1.919% | 0% | 0% | 1 | 0 | 2 | 4.154% | 95.8% | 99.95% | 5 | 46.05% | 0% | 0% | 1 | 2.071% | 0% | 0% | 1 | 11.97% | 0% | 0% | 1 | 55.32% | 0% | 0% | 2 | 51.3% | 0% | 0% | 2 | 9.858% | 0% | 0% | 1 |  | 0% | 0% | 1 | 15 | 0% | 0% | 2 | 3.158% | 0% | 0% | 1 | 0 | 2 | 11.02% | 88.83% | 99.85% | 5 | 54.39% | 0% | 0% | 2 | 2.423% | 0% | 0% | 1 | 7.841% | 0% | 0% | 1 | 59.83% | 0% | 0% | 2 | 49.41% | 0% | 0% | 1 | 11.34% | 0% | 0% | 1 |  | 0% | 0% | 1 | 16.2217 | 0% | 0% | 2 | 3.326% | 0% | 0% | 1 | 0 | 2 | 12.67% | 86.9% | 99.57% | 5 | 49.59% | 0% | 0% | 1 | 4.536% | 0% | 0% | 1 | 9.501% | 0% | 0% | 1 | 57.67% | 0% | 0% | 2 | 47.41% | 0% | 0% | 1 | 10.3% | 0% | 0% | 1
91 | Rio Hondo | GREATER LA METRO | 0 | 0 | 10 | 0% | 0% | 1 | 4.682 | 0% | 0% | 1 | 0% | 0% | 0% | 1 | 0 | 2 | 0% | 100% | 100% | 5 | 0% | 0% | 0% | 1 | 100% | 0% | 0% | 5 | 95.28% | 0% | 0% | 5 | 100% | 0% | 0% | 5 | 97.28% | 0% | 0% | 5 | 42.13% | 0% | 0% | 1 |  | 0% | 0% | 1 | 3.7187 | 0% | 0% | 1 | 0% | 0% | 0% | 1 | 0 | 2 | 0% | 100% | 100% | 5 | 10.24% | 0% | 0% | 1 | 87.81% | 0% | 0% | 3 | 87.75% | 0% | 0% | 3 | 90.77% | 0% | 0% | 4 | 71.01% | 0% | 0% | 3 | 36.53% | 0% | 0% | 1 |  | 0% | 0% | 1 | 4.5229 | 0% | 0% | 1 | 0% | 0% | 0% | 1 | 0 | 2 | 9.795% | 90.21% | 100% | 5 | 34.18% | 0% | 0% | 1 | 21.79% | 0% | 0% | 1 | 18.6% | 0% | 0% | 1 | 54.48% | 0% | 0% | 2 | 49.18% | 0% | 0% | 1 | 24.5% | 0% | 0% | 1 |  | 0% | 0% | 1 | 5.2746 | 0% | 0% | 1 | 0% | 0% | 0% | 1 | 0 | 2 | 5.77% | 94.04% | 99.81% | 5 | 27.95% | 0% | 0% | 1 | 25.73% | 0% | 0% | 1 | 10.08% | 0% | 0% | 1 | 52.99% | 0% | 0% | 2 | 54.98% | 0% | 0% | 2 | 23.88% | 0% | 0% | 1
92 | Saugus | GREATER LA METRO | 0 | 0 | 10 | 0% | 0% | 1 | 23.9033 | 0% | 0% | 3 | 1.394% | 0% | 0% | 1 | 0 | 2 | 0% | 100% | 100% | 5 | 4.54% | 0% | 0% | 1 | 18.71% | 0% | 0% | 1 | 55.02% | 0% | 0% | 2 | 59.56% | 0% | 0% | 2 | 37.27% | 0% | 0% | 1 | 8.805% | 0% | 0% | 1 |  | 0% | 0% | 1 | 18.6667 | 0% | 0% | 2 | 1.763% | 0% | 0% | 1 | 0 | 2 | 1.943% | 98.04% | 99.99% | 5 | 43.75% | 0% | 0% | 1 | 1.923% | 0% | 0% | 1 | 12.63% | 0% | 0% | 1 | 53.52% | 0% | 0% | 2 | 49.45% | 0% | 0% | 1 | 9.438% | 0% | 0% | 1 |  | 0% | 0% | 1 | 15.2 | 0% | 0% | 2 | 3.097% | 0% | 0% | 1 | 0 | 2 | 9.754% | 90.1% | 99.85% | 5 | 54.17% | 0% | 0% | 2 | 2.444% | 0% | 0% | 1 | 7.907% | 0% | 0% | 1 | 59.65% | 0% | 0% | 2 | 49.18% | 0% | 0% | 1 | 11.31% | 0% | 0% | 1 |  | 0% | 0% | 1 | 16.3406 | 0% | 0% | 2 | 3.327% | 0% | 0% | 1 | 0 | 2 | 10.4% | 89.21% | 99.61% | 5 | 50.94% | 0% | 0% | 2 | 3.456% | 0% | 0% | 1 | 8.918% | 0% | 0% | 1 | 58.09% | 0% | 0% | 2 | 46.74% | 0% | 0% | 1 | 10.74% | 0% | 0% | 1
93 | Vincent | GREATER LA METRO | 0 | 0 | 10 | 0% | 0% | 1 | 39.75 | 0% | 0% | 4 | 0.09239% | 0% | 0% | 1 | 0 | 2 | 0.01363% | 99.6% | 99.61% | 5 | 0% | 0% | 0% | 1 | 20.56% | 0% | 0% | 1 | 12.25% | 0% | 0% | 1 | 20.61% | 0% | 0% | 1 | 10.52% | 0% | 0% | 1 | 2.924% | 0% | 0% | 1 |  | 0% | 0% | 1 | 32.5 | 0% | 0% | 4 | 1.697% | 0% | 0% | 1 | 0 | 2 | 5.295% | 82.45% | 87.74% | 5 | 13.6% | 0% | 0% | 1 | 31.03% | 0% | 0% | 1 | 23.6% | 0% | 0% | 1 | 45.81% | 0% | 0% | 1 | 29.65% | 0% | 0% | 1 | 3.442% | 0% | 0% | 1 |  | 0% | 0% | 1 | 37.5758 | 0% | 0% | 4 | 4.552% | 0% | 0% | 1 | 0 | 2 | 6.189% | 58.33% | 64.52% | 5 | 13.96% | 0% | 0% | 1 | 40.77% | 0% | 0% | 1 | 27.2% | 0% | 0% | 1 | 55.46% | 0% | 0% | 2 | 28.59% | 0% | 0% | 1 | 4.806% | 0% | 0% | 1 |  | 0% | 0% | 1 | 46.4 | 0% | 0% | 4 | 4.673% | 0% | 0% | 1 | 0 | 2 | 5.563% | 41.32% | 46.88% | 5 | 13.32% | 0% | 0% | 1 | 41.32% | 0% | 0% | 1 | 28.1% | 0% | 0% | 1 | 54.62% | 0% | 0% | 2 | 26.73% | 0% | 0% | 1 | 4.438% | 0% | 0% | 1
94 | Borden | SPGE | 0 | 0 | 10 | 0% | 0% | 1 | 13.6459 | 0% | 0% | 2 | 41.57% | 0% | 0% | 1 | 0 | 2 | 0% | 0% | 0% | 1 | 4.064% | 0% | 0% | 1 | 37.51% | 0% | 0% | 1 | 42.52% | 0% | 0% | 1 | 42.54% | 0% | 0% | 1 | 1.86% | 0% | 0% | 1 | 7.825% | 0% | 0% | 1 |  | 0% | 0% | 1 | 15.5 | 0% | 0% | 2 | 45.96% | 0% | 0% | 1 | 0 | 2 | 0% | 0% | 0% | 1 | 26.23% | 0% | 0% | 1 | 35.35% | 0% | 0% | 1 | 41.03% | 0% | 0% | 1 | 54.62% | 0% | 0% | 2 | 8.954% | 0% | 0% | 1 | 17.13% | 0% | 0% | 1 |  | 0% | 0% | 1 | 14.7 | 0% | 0% | 2 | 39.43% | 0% | 0% | 1 | 0 | 2 | 0% | 0% | 0% | 1 | 31.9% | 0% | 0% | 1 | 35.43% | 0% | 0% | 1 | 38.21% | 0% | 0% | 1 | 56.36% | 0% | 0% | 2 | 15.58% | 0% | 0% | 1 | 18.53% | 0% | 0% | 1 |  | 0% | 0% | 1 | 12.2778 | 0% | 0% | 2 | 29.45% | 0% | 0% | 1 | 0 | 2 | 1.276% | 0% | 1.276% | 1 | 41.67% | 0% | 0% | 1 | 33.66% | 0% | 0% | 1 | 33.95% | 0% | 0% | 1 | 60.41% | 0% | 0% | 2 | 20.61% | 0% | 0% | 1 | 17.07% | 0% | 0% | 1
95 | Dairyland | SPGE | 0 | 0 | 10 | 0% | 0% | 1 | 12.6667 | 0% | 0% | 2 | 42.04% | 0% | 0% | 1 | 0 | 2 | 0% | 0% | 0% | 1 | 6.844% | 0% | 0% | 1 | 4.707% | 0% | 0% | 1 | 7.895% | 0% | 0% | 1 | 14.74% | 0% | 0% | 1 | 0% | 0% | 0% | 1 | 2.711% | 0% | 0% | 1 |  | 0% | 0% | 1 | 9.1837 | 0% | 0% | 1 | 33.19% | 0% | 0% | 1 | 0 | 2 | 0% | 0% | 0% | 1 | 33.54% | 0% | 0% | 1 | 10.41% | 0% | 0% | 1 | 14.12% | 0% | 0% | 1 | 42.91% | 0% | 0% | 1 | 0.08304% | 0% | 0% | 1 | 5.082% | 0% | 0% | 1 |  | 0% | 0% | 1 | 8.8494 | 0% | 0% | 1 | 31.11% | 0% | 0% | 1 | 0 | 2 | 0% | 0% | 0% | 1 | 48.1% | 0% | 0% | 1 | 23.32% | 0% | 0% | 1 | 29.1% | 0% | 0% | 1 | 60.3% | 0% | 0% | 2 | 3.785% | 0% | 0% | 1 | 13.45% | 0% | 0% | 1 |  | 0% | 0% | 1 | 9.0568 | 0% | 0% | 1 | 31.79% | 0% | 0% | 1 | 0 | 2 | 0% | 0% | 0% | 1 | 46.1% | 0% | 0% | 1 | 24.88% | 0% | 0% | 1 | 29.71% | 0% | 0% | 1 | 57.95% | 0% | 0% | 2 | 7.77% | 0% | 0% | 1 | 12.88% | 0% | 0% | 1
96 | Gregg | SPGE | 0 | 0 | 10 | 0% | 0% | 1 | 13.2697 | 0% | 0% | 2 | 47.58% | 0% | 0% | 1 | 0 | 2 | 0% | 0% | 0% | 1 | 20.92% | 0% | 0% | 1 | 11.24% | 0% | 0% | 1 | 11.24% | 0% | 0% | 1 | 30.95% | 0% | 0% | 1 | 0% | 0% | 0% | 1 | 4.111% | 0% | 0% | 1 |  | 0% | 0% | 1 | 17.4 | 0% | 0% | 2 | 55.96% | 0% | 0% | 2 | 0 | 2 | 0% | 0% | 0% | 1 | 14.67% | 0% | 0% | 1 | 27.1% | 0% | 0% | 1 | 29.22% | 0% | 0% | 1 | 38.94% | 0% | 0% | 1 | 5.832% | 0% | 0% | 1 | 11.03% | 0% | 0% | 1 |  | 0% | 0% | 1 | 16 | 0% | 0% | 2 | 47.22% | 0% | 0% | 1 | 0 | 2 | 0% | 0% | 0% | 1 | 20.74% | 0% | 0% | 1 | 33.6% | 0% | 0% | 1 | 35.2% | 0% | 0% | 1 | 46.12% | 0% | 0% | 1 | 10.76% | 0% | 0% | 1 | 16.46% | 0% | 0% | 1 |  | 0% | 0% | 1 | 15.125 | 0% | 0% | 2 | 35.96% | 0% | 0% | 1 | 0 | 2 | 1.401% | 0% | 1.401% | 1 | 31.65% | 0% | 0% | 1 | 30.56% | 0% | 0% | 1 | 31.14% | 0% | 0% | 1 | 50.55% | 0% | 0% | 2 | 17.22% | 0% | 0% | 1 | 14.56% | 0% | 0% | 1
97 | Newhall | SPGE | 0 | 0 | 10 | 0% | 0% | 1 | 4.6354 | 0% | 0% | 1 | 18.74% | 0% | 0% | 1 | 0 | 2 | 0% | 0% | 0% | 1 | 82.86% | 0% | 0% | 3 | 22.89% | 0% | 0% | 1 | 32.44% | 0% | 0% | 1 | 91.68% | 0% | 0% | 4 | 7.059% | 0% | 0% | 1 | 26.85% | 0% | 0% | 1 |  | 0% | 0% | 1 | 6.2773 | 0% | 0% | 1 | 19.82% | 0% | 0% | 1 | 0 | 2 | 0% | 0% | 0% | 1 | 59.04% | 0% | 0% | 2 | 16.53% | 0% | 0% | 1 | 23.41% | 0% | 0% | 1 | 66.82% | 0% | 0% | 2 | 6.072% | 0% | 0% | 1 | 17.27% | 0% | 0% | 1 |  | 0% | 0% | 1 | 7.7687 | 0% | 0% | 1 | 30.85% | 0% | 0% | 1 | 0 | 2 | 0% | 0% | 0% | 1 | 38.73% | 0% | 0% | 1 | 11.53% | 0% | 0% | 1 | 18.26% | 0% | 0% | 1 | 48.82% | 0% | 0% | 1 | 2.786% | 0% | 0% | 1 | 9.223% | 0% | 0% | 1 |  | 0% | 0% | 1 | 8.95 | 0% | 0% | 1 | 37.77% | 0% | 0% | 1 | 0 | 2 | 0% | 0% | 0% | 1 | 30.09% | 0% | 0% | 1 | 10.72% | 0% | 0% | 1 | 16.16% | 0% | 0% | 1 | 40.88% | 0% | 0% | 1 | 1.605% | 0% | 0% | 1 | 6.402% | 0% | 0% | 1
98 | Ignacio | NORTHERN CALIFORNIA | 0 | 0 | 10 | 0% | 0% | 1 | 35.6923 | 0% | 0% | 4 | 0% | 0% | 0% | 1 | 0 | 2 | 4.688% | 19.23% | 23.92% | 3 | 10.98% | 0% | 0% | 1 | 25.39% | 0% | 0% | 1 | 28.87% | 0% | 0% | 1 | 36.37% | 0% | 0% | 1 | 20.73% | 0% | 0% | 1 | 17.21% | 0% | 0% | 1 |  | 0% | 0% | 1 | 14.6242 | 0% | 0% | 2 | 2.377% | 0% | 0% | 1 | 0 | 2 | 34.06% | 24.06% | 58.12% | 4 | 58.13% | 0% | 0% | 2 | 30.71% | 0% | 0% | 1 | 45.95% | 0% | 0% | 1 | 73.84% | 0% | 0% | 3 | 42.27% | 0% | 0% | 1 | 7.192% | 0% | 0% | 1 |  | 0% | 0% | 1 | 28.0406 | 0% | 0% | 3 | 5.828% | 0% | 0% | 1 | 0 | 2 | 35.49% | 12.9% | 48.38% | 3 | 58.66% | 0% | 0% | 2 | 31.53% | 0% | 0% | 1 | 55.27% | 0% | 0% | 2 | 80.86% | 0% | 0% | 3 | 39.41% | 0% | 0% | 1 | 8.044% | 0% | 0% | 1 |  | 0% | 0% | 1 | 34 | 0% | 0% | 4 | 6.013% | 0% | 0% | 1 | 0 | 2 | 47.25% | 10.62% | 57.87% | 3 | 55.87% | 0% | 0% | 2 | 29.91% | 0% | 0% | 1 | 57.63% | 0% | 0% | 2 | 82.67% | 0% | 0% | 3 | 42.54% | 0% | 0% | 1 | 7.467% | 0% | 0% | 1
99 | Calpella | NORTHERN CALIFORNIA | 0 | 0 | 10 | 0% | 0% | 1 | 13.1806 | 0% | 0% | 2 | 4.3% | 0% | 0% | 1 | 0 | 2 | 92.26% | 0% | 92.26% | 5 | 2.813% | 0% | 0% | 1 | 38.38% | 0% | 0% | 1 | 38.85% | 0% | 0% | 1 | 38.85% | 0% | 0% | 1 | 50.31% | 0% | 0% | 2 | 1.043% | 0% | 0% | 1 |  | 0% | 0% | 1 | 11.1946 | 0% | 0% | 1 | 7.53% | 0% | 0% | 1 | 0 | 2 | 83.74% | 3.474% | 87.22% | 5 | 23.75% | 0% | 0% | 1 | 36.34% | 0% | 0% | 1 | 46.18% | 0% | 0% | 1 | 64.06% | 0% | 0% | 2 | 60.53% | 0% | 0% | 2 | 1.588% | 0% | 0% | 1 |  | 0% | 0% | 1 | 10.3261 | 0% | 0% | 1 | 5.295% | 0% | 0% | 1 | 0 | 2 | 79.66% | 11.26% | 90.92% | 5 | 37.07% | 0% | 0% | 1 | 25.44% | 0% | 0% | 1 | 42.8% | 0% | 0% | 1 | 66.37% | 0% | 0% | 2 | 60.87% | 0% | 0% | 2 | 1.825% | 0% | 0% | 1 |  | 0% | 0% | 1 | 9.7001 | 0% | 0% | 1 | 4.349% | 0% | 0% | 1 | 0 | 2 | 83.22% | 7.583% | 90.81% | 5 | 35.54% | 0% | 0% | 1 | 25.85% | 0% | 0% | 1 | 45.25% | 0% | 0% | 1 | 68.18% | 0% | 0% | 2 | 55.4% | 0% | 0% | 2 | 1.907% | 0% | 0% | 1
100 | Hopland | NORTHERN CALIFORNIA | 0 | 0 | 10 | 0% | 0% | 1 | 9.5708 | 0% | 0% | 1 | 10.79% | 0% | 0% | 1 | 0 | 2 | 80.35% | 1.641% | 81.99% | 5 | 80.17% | 0% | 0% | 3 | 45.16% | 0% | 0% | 1 | 55.3% | 0% | 0% | 2 | 86.56% | 0% | 0% | 3 | 36.59% | 0% | 0% | 1 | 2.339% | 0% | 0% | 1 |  | 0% | 0% | 1 | 9.1096 | 0% | 0% | 1 | 5.581% | 0% | 0% | 1 | 0 | 2 | 73.18% | 15.66% | 88.84% | 5 | 71.19% | 0% | 0% | 3 | 28.78% | 0% | 0% | 1 | 40.79% | 0% | 0% | 1 | 78.4% | 0% | 0% | 3 | 53.74% | 0% | 0% | 2 | 1.561% | 0% | 0% | 1 |  | 0% | 0% | 1 | 9.3636 | 0% | 0% | 1 | 5.994% | 0% | 0% | 1 | 0 | 2 | 68.63% | 18.65% | 87.28% | 5 | 55.47% | 0% | 0% | 2 | 31.5% | 0% | 0% | 1 | 45.24% | 0% | 0% | 1 | 77.26% | 0% | 0% | 3 | 53.76% | 0% | 0% | 2 | 1.34% | 0% | 0% | 1 |  | 0% | 0% | 1 | 9.3622 | 0% | 0% | 1 | 5.357% | 0% | 0% | 1 | 0 | 2 | 69.24% | 18.84% | 88.08% | 5 | 48.16% | 0% | 0% | 1 | 31.74% | 0% | 0% | 1 | 46.84% | 0% | 0% | 1 | 73.85% | 0% | 0% | 3 | 53.2% | 0% | 0% | 2 | 1.566% | 0% | 0% | 1
101 | Mendocino | NORTHERN CALIFORNIA | 0 | 0 | 10 | 0% | 0% | 1 | 13 | 0% | 0% | 2 | 5.669% | 0% | 0% | 1 | 0 | 2 | 87.21% | 0% | 87.21% | 5 | 12.19% | 0% | 0% | 1 | 31.13% | 0% | 0% | 1 | 31.13% | 0% | 0% | 1 | 37.14% | 0% | 0% | 1 | 52.03% | 0% | 0% | 2 | 1.015% | 0% | 0% | 1 |  | 0% | 0% | 1 | 11.517 | 0% | 0% | 1 | 7.414% | 0% | 0% | 1 | 0 | 2 | 73.42% | 14.96% | 88.38% | 5 | 38.29% | 0% | 0% | 1 | 29.78% | 0% | 0% | 1 | 41.33% | 0% | 0% | 1 | 65.12% | 0% | 0% | 2 | 59.96% | 0% | 0% | 2 | 1.572% | 0% | 0% | 1 |  | 0% | 0% | 1 | 10.2097 | 0% | 0% | 1 | 4.662% | 0% | 0% | 1 | 0 | 2 | 77.43% | 13.59% | 91.02% | 5 | 38.2% | 0% | 0% | 1 | 25.81% | 0% | 0% | 1 | 42.32% | 0% | 0% | 1 | 68.14% | 0% | 0% | 2 | 60.44% | 0% | 0% | 2 | 1.956% | 0% | 0% | 1 |  | 0% | 0% | 1 | 9.7414 | 0% | 0% | 1 | 4.144% | 0% | 0% | 1 | 0 | 2 | 82.05% | 9.165% | 91.22% | 5 | 36.48% | 0% | 0% | 1 | 26.86% | 0% | 0% | 1 | 46.38% | 0% | 0% | 1 | 70.22% | 0% | 0% | 3 | 57.53% | 0% | 0% | 2 | 1.961% | 0% | 0% | 1
102 | Ukiah | NORTHERN CALIFORNIA | 0 | 0 | 10 | 0% | 0% | 1 | 14.2839 | 0% | 0% | 2 | 16.64% | 0% | 0% | 1 | 0 | 2 | 74.61% | 0% | 74.61% | 3 | 0% | 0% | 0% | 1 | 70.7% | 0% | 0% | 3 | 77.93% | 0% | 0% | 3 | 77.93% | 0% | 0% | 3 | 41.68% | 0% | 0% | 1 | 2.738% | 0% | 0% | 1 |  | 0% | 0% | 1 | 10.9447 | 0% | 0% | 1 | 5.963% | 0% | 0% | 1 | 0 | 2 | 89.82% | 0% | 89.82% | 5 | 17.48% | 0% | 0% | 1 | 39.19% | 0% | 0% | 1 | 51.12% | 0% | 0% | 2 | 62.52% | 0% | 0% | 2 | 63.85% | 0% | 0% | 2 | 1.636% | 0% | 0% | 1 |  | 0% | 0% | 1 | 10.3529 | 0% | 0% | 1 | 6.629% | 0% | 0% | 1 | 0 | 2 | 82.85% | 5.099% | 87.95% | 5 | 32.05% | 0% | 0% | 1 | 27.54% | 0% | 0% | 1 | 40.15% | 0% | 0% | 1 | 62.73% | 0% | 0% | 2 | 55.69% | 0% | 0% | 2 | 1.75% | 0% | 0% | 1 |  | 0% | 0% | 1 | 9.7174 | 0% | 0% | 1 | 4.741% | 0% | 0% | 1 | 0 | 2 | 81.42% | 9.312% | 90.73% | 5 | 37.76% | 0% | 0% | 1 | 24.3% | 0% | 0% | 1 | 44.17% | 0% | 0% | 1 | 66.88% | 0% | 0% | 2 | 56.76% | 0% | 0% | 2 | 1.733% | 0% | 0% | 1
103 | Le Grand | SPGE | 0 | 0 | 10 | 0% | 0% | 1 | 9.5093 | 0% | 0% | 1 | 35.15% | 0% | 0% | 1 | 0 | 2 | 0% | 0% | 0% | 1 | 50.6% | 0% | 0% | 2 | 34.83% | 0% | 0% | 1 | 36.98% | 0% | 0% | 1 | 69.8% | 0% | 0% | 2 | 0.1129% | 0% | 0% | 1 | 9.028% | 0% | 0% | 1 |  | 0% | 0% | 1 | 9.5347 | 0% | 0% | 1 | 32.36% | 0% | 0% | 1 | 0 | 2 | 0% | 0% | 0% | 1 | 45.43% | 0% | 0% | 1 | 40.85% | 0% | 0% | 1 | 43.04% | 0% | 0% | 1 | 61.19% | 0% | 0% | 2 | 9.46% | 0% | 0% | 1 | 17.08% | 0% | 0% | 1 |  | 0% | 0% | 1 | 8.7356 | 0% | 0% | 1 | 28% | 0% | 0% | 1 | 0 | 2 | 0% | 0% | 0% | 1 | 44.43% | 0% | 0% | 1 | 33.51% | 0% | 0% | 1 | 37.94% | 0% | 0% | 1 | 61.71% | 0% | 0% | 2 | 18.33% | 0% | 0% | 1 | 14.93% | 0% | 0% | 1 |  | 0% | 0% | 1 | 8.1946 | 0% | 0% | 1 | 23.87% | 0% | 0% | 1 | 0 | 2 | 1.392% | 0% | 1.392% | 1 | 58.78% | 0% | 0% | 2 | 30.92% | 0% | 0% | 1 | 36.24% | 0% | 0% | 1 | 71% | 0% | 0% | 3 | 24.7% | 0% | 0% | 1 | 15.81% | 0% | 0% | 1
104 | Merced | SPGE | 0 | 0 | 10 | 0% | 0% | 1 | 12.3897 | 0% | 0% | 2 | 27.15% | 0% | 0% | 1 | 0 | 2 | 0% | 0% | 0% | 1 | 35.88% | 0% | 0% | 1 | 28.97% | 0% | 0% | 1 | 28.97% | 0% | 0% | 1 | 64.56% | 0% | 0% | 2 | 0% | 0% | 0% | 1 | 8.578% | 0% | 0% | 1 |  | 0% | 0% | 1 | 9.6211 | 0% | 0% | 1 | 30.24% | 0% | 0% | 1 | 0 | 2 | 0% | 0% | 0% | 1 | 49.99% | 0% | 0% | 1 | 39.83% | 0% | 0% | 1 | 47.88% | 0% | 0% | 1 | 73.57% | 0% | 0% | 3 | 2.324% | 0% | 0% | 1 | 15.52% | 0% | 0% | 1 |  | 0% | 0% | 1 | 9.0788 | 0% | 0% | 1 | 37.83% | 0% | 0% | 1 | 0 | 2 | 0% | 0% | 0% | 1 | 47.12% | 0% | 0% | 1 | 37.89% | 0% | 0% | 1 | 43.78% | 0% | 0% | 1 | 65.82% | 0% | 0% | 2 | 9.743% | 0% | 0% | 1 | 15% | 0% | 0% | 1 |  | 0% | 0% | 1 | 8.8978 | 0% | 0% | 1 | 38.7% | 0% | 0% | 1 | 0 | 2 | 0.0001003% | 0% | 0.0001003% | 1 | 43.55% | 0% | 0% | 1 | 31.03% | 0% | 0% | 1 | 36.63% | 0% | 0% | 1 | 58.81% | 0% | 0% | 2 | 12.84% | 0% | 0% | 1 | 12.61% | 0% | 0% | 1
105 | Wilson | SPGE | 0 | 0 | 10 | 0% | 0% | 1 | 15.7296 | 0% | 0% | 2 | 58.8% | 0% | 0% | 2 | 0 | 2 | 0% | 0% | 0% | 1 | 11.46% | 0% | 0% | 1 | 20.7% | 0% | 0% | 1 | 22.79% | 0% | 0% | 1 | 32.57% | 0% | 0% | 1 | 0.9163% | 0% | 0% | 1 | 7.847% | 0% | 0% | 1 |  | 0% | 0% | 1 | 9.65 | 0% | 0% | 1 | 27.04% | 0% | 0% | 1 | 0 | 2 | 0% | 0% | 0% | 1 | 55.28% | 0% | 0% | 2 | 50.19% | 0% | 0% | 2 | 53.14% | 0% | 0% | 2 | 79.34% | 0% | 0% | 3 | 13.94% | 0% | 0% | 1 | 21.82% | 0% | 0% | 1 |  | 0% | 0% | 1 | 8.0702 | 0% | 0% | 1 | 28.3% | 0% | 0% | 1 | 0 | 2 | 0% | 0% | 0% | 1 | 50.25% | 0% | 0% | 2 | 43.81% | 0% | 0% | 1 | 51.43% | 0% | 0% | 2 | 70.86% | 0% | 0% | 3 | 20.91% | 0% | 0% | 1 | 18.44% | 0% | 0% | 1 |  | 0% | 0% | 1 | 8.1075 | 0% | 0% | 1 | 31.36% | 0% | 0% | 1 | 0 | 2 | 1.071% | 0% | 1.071% | 1 | 52.07% | 0% | 0% | 2 | 32.94% | 0% | 0% | 1 | 38.16% | 0% | 0% | 1 | 66.36% | 0% | 0% | 2 | 21.91% | 0% | 0% | 1 | 13.79% | 0% | 0% | 1
106 | Los Banos | SPGE | 430 | 4300 | 10 | 111.3% | 1.65% | 4 | 9.6879 | 57.36% | 0% | 2 | 8.368% | 60.44% | 0% | 3 | 0 | 2 | 0% | 0% | 0% | 1 | 82.83% | 82.33% | 0% | 4 | 11.05% | 15.89% | 0% | 1 | 28% | 19.63% | 0% | 1 | 82.83% | 82.33% | 0% | 4 | 21.42% | 17.99% | 0% | 1 | 5.522% | 14.96% | 0% | 1 |  | 23.67% | 0% | 2 | 7.4957 | 9.624% | 0% | 1 | 16.62% | 18.33% | 0% | 1 | 0 | 2 | 0% | 0% | 0% | 1 | 66.28% | 10.12% | 0% | 2 | 15.25% | 4.027% | 0% | 1 | 31.88% | 5.01% | 0% | 1 | 66.81% | 10.28% | 0% | 2 | 33.33% | 5.119% | 0% | 1 | 7.673% | 3.697% | 0% | 1 |  | 15.02% | 0% | 1 | 6.4086 | 4.39% | 0% | 1 | 17.76% | 18.33% | 0% | 1 | 0 | 2 | 5.956% | 0% | 5.956% | 1 | 67.51% | 5.305% | 0% | 2 | 14.79% | 2.023% | 0% | 1 | 27.37% | 2.373% | 0% | 1 | 71.1% | 5.965% | 0% | 3 | 41.18% | 2.931% | 0% | 1 | 8.008% | 1.874% | 0% | 1 |  | 8.795% | 0% | 1 | 5.9493 | 2.291% | 0% | 1 | 18.64% | 18.33% | 0% | 1 | 0 | 2 | 9.792% | 0% | 9.792% | 1 | 63.2% | 2.585% | 0% | 2 | 12.86% | 1.091% | 0% | 1 | 21.23% | 1.207% | 0% | 1 | 68.36% | 3.006% | 0% | 2 | 45.52% | 1.746% | 0% | 1 | 6.462% | 1.017% | 0% | 1
107 | Coburn | SPGE | 0 | 0 | 10 | 0% | 0% | 1 | 5.6938 | 0% | 0% | 1 | 46.05% | 0% | 0% | 1 | 0 | 2 | 7.62% | 0% | 7.62% | 1 | 16.89% | 0% | 0% | 1 | 4.561% | 0% | 0% | 1 | 7.246% | 0% | 0% | 1 | 21.45% | 0% | 0% | 1 | 15.36% | 0% | 0% | 1 | 3.404% | 0% | 0% | 1 |  | 0% | 0% | 1 | 5.4853 | 0% | 0% | 1 | 25.63% | 0% | 0% | 1 | 0 | 2 | 21.06% | 0% | 21.06% | 2 | 33.25% | 0% | 0% | 1 | 1.749% | 0% | 0% | 1 | 11% | 0% | 0% | 1 | 39.14% | 0% | 0% | 1 | 31.26% | 0% | 0% | 1 | 2.993% | 0% | 0% | 1 |  | 0% | 0% | 1 | 5.4032 | 0% | 0% | 1 | 20.15% | 0% | 0% | 1 | 0 | 2 | 27.57% | 0% | 27.57% | 2 | 35.9% | 0% | 0% | 1 | 5.789% | 0% | 0% | 1 | 21.09% | 0% | 0% | 1 | 50.31% | 0% | 0% | 2 | 29.93% | 0% | 0% | 1 | 3.129% | 0% | 0% | 1 |  | 0% | 0% | 1 | 5.3541 | 0% | 0% | 1 | 16.6% | 0% | 0% | 1 | 0 | 2 | 33.59% | 0% | 33.59% | 2 | 42.88% | 0% | 0% | 1 | 11.57% | 0% | 0% | 1 | 23.61% | 0% | 0% | 1 | 55.89% | 0% | 0% | 2 | 37.37% | 0% | 0% | 1 | 3.484% | 0% | 0% | 1
108 | Tulucay | NORTHERN CALIFORNIA | 0 | 0 | 10 | 0% | 0% | 1 | 13.7333 | 0% | 0% | 2 | 25.74% | 0% | 0% | 1 | 0 | 2 | 36.11% | 0% | 36.11% | 2 | 74.3% | 0% | 0% | 3 | 7.149% | 0% | 0% | 1 | 31.64% | 0% | 0% | 1 | 86.46% | 0% | 0% | 3 | 31.49% | 0% | 0% | 1 | 5.731% | 0% | 0% | 1 |  | 0% | 0% | 1 | 22 | 0% | 0% | 3 | 21.73% | 0% | 0% | 1 | 0 | 2 | 39.71% | 5.509% | 45.22% | 2 | 63.77% | 0% | 0% | 2 | 9.436% | 0% | 0% | 1 | 32.75% | 0% | 0% | 1 | 78.25% | 0% | 0% | 3 | 34.18% | 0% | 0% | 1 | 8.999% | 0% | 0% | 1 |  | 0% | 0% | 1 | 26 | 0% | 0% | 3 | 15.68% | 0% | 0% | 1 | 0 | 2 | 40.45% | 8.969% | 49.42% | 2 | 61.97% | 0% | 0% | 2 | 14.47% | 0% | 0% | 1 | 35.02% | 0% | 0% | 1 | 79.55% | 0% | 0% | 3 | 36.07% | 0% | 0% | 1 | 9.602% | 0% | 0% | 1 |  | 0% | 0% | 1 | 24 | 0% | 0% | 3 | 12.51% | 0% | 0% | 1 | 0 | 2 | 44.78% | 10.65% | 55.43% | 3 | 61.07% | 0% | 0% | 2 | 19.36% | 0% | 0% | 1 | 37.2% | 0% | 0% | 1 | 79.82% | 0% | 0% | 3 | 35.63% | 0% | 0% | 1 | 10.84% | 0% | 0% | 1
109 | Brunswick | NORTHERN CALIFORNIA | 0 | 0 | 10 | 0% | 0% | 1 | 56.4625 | 0% | 0% | 4 | 0.5148% | 0% | 0% | 1 | 0 | 2 | 22.18% | 77.82% | 100% | 5 | 58.36% | 0% | 0% | 2 | 28.94% | 0% | 0% | 1 | 57.69% | 0% | 0% | 2 | 88.44% | 0% | 0% | 3 | 9.075% | 0% | 0% | 1 | 2.741% | 0% | 0% | 1 |  | 0% | 0% | 1 | 32.8875 | 0% | 0% | 4 | 0.7658% | 0% | 0% | 1 | 0 | 2 | 46.39% | 52.31% | 98.7% | 5 | 73.82% | 0% | 0% | 3 | 17.5% | 0% | 0% | 1 | 25.3% | 0% | 0% | 1 | 84.37% | 0% | 0% | 3 | 19.13% | 0% | 0% | 1 | 3.219% | 0% | 0% | 1 |  | 0% | 0% | 1 | 25 | 0% | 0% | 3 | 0.6074% | 0% | 0% | 1 | 0 | 2 | 54.34% | 44.86% | 99.2% | 5 | 70.55% | 0% | 0% | 3 | 13.12% | 0% | 0% | 1 | 15.45% | 0% | 0% | 1 | 78.43% | 0% | 0% | 3 | 32.51% | 0% | 0% | 1 | 3.392% | 0% | 0% | 1 |  | 0% | 0% | 1 | 20.6667 | 0% | 0% | 3 | 0.4184% | 0% | 0% | 1 | 0 | 2 | 53.88% | 43.48% | 97.36% | 5 | 64.9% | 0% | 0% | 2 | 9.639% | 0% | 0% | 1 | 15.49% | 0% | 0% | 1 | 72.55% | 0% | 0% | 3 | 37.57% | 0% | 0% | 1 | 3.357% | 0% | 0% | 1
110 | Higgins | NORTHERN CALIFORNIA | 0 | 0 | 10 | 0% | 0% | 1 | 40.5985 | 0% | 0% | 4 | 1.588% | 0% | 0% | 1 | 0 | 2 | 98.41% | 0% | 98.41% | 5 | 93.84% | 0% | 0% | 4 | 0% | 0% | 0% | 1 | 0.5959% | 0% | 0% | 1 | 93.84% | 0% | 0% | 4 | 30.65% | 0% | 0% | 1 | 6.316% | 0% | 0% | 1 |  | 0% | 0% | 1 | 33.4247 | 0% | 0% | 4 | 1.145% | 0% | 0% | 1 | 0 | 2 | 91.91% | 5.233% | 97.14% | 5 | 85.16% | 0% | 0% | 3 | 5.602% | 0% | 0% | 1 | 10.6% | 0% | 0% | 1 | 86.04% | 0% | 0% | 3 | 38.82% | 0% | 0% | 1 | 5.961% | 0% | 0% | 1 |  | 0% | 0% | 1 | 33 | 0% | 0% | 4 | 1.847% | 0% | 0% | 1 | 0 | 2 | 72.15% | 14.31% | 86.46% | 5 | 81.6% | 0% | 0% | 3 | 6.177% | 0% | 0% | 1 | 10.4% | 0% | 0% | 1 | 83% | 0% | 0% | 3 | 31.28% | 0% | 0% | 1 | 9.013% | 0% | 0% | 1 |  | 0% | 0% | 1 | 26.8829 | 0% | 0% | 3 | 4.312% | 0% | 0% | 1 | 0 | 2 | 59.38% | 19.68% | 79.05% | 5 | 73.9% | 0% | 0% | 3 | 10.36% | 0% | 0% | 1 | 13.87% | 0% | 0% | 1 | 81.37% | 0% | 0% | 3 | 29.45% | 0% | 0% | 1 | 9.442% | 0% | 0% | 1
111 | Barre | GREATER LA METRO | 20 | 200 | 10 | 999.9% | 999.9% | 5 | 0 | 999% | 999% | 5 | 0% | 0% | 0% | 1 | 0 | 2 | 0% | 0% | 0% | 1 | 0% | 999% | 999.9% | 5 | 0% | 999% | 999.9% | 5 | 0% | 999% | 999.9% | 5 | 0% | 999% | 999.9% | 5 | 0% | 999% | 999.9% | 5 | 0% | 999% | 999.9% | 5 |  | 332.5% | 6.12% | 4 | 61 | 4159% | 151.6% | 5 | 0% | 0% | 0% | 1 | 0 | 2 | 0% | 0% | 0% | 1 | 0% | 8.527% | 0% | 1 | 29.36% | 12.07% | 0% | 1 | 97% | 283.9% | 5.695% | 5 | 97% | 283.9% | 5.695% | 5 | 0% | 8.527% | 0% | 1 | 1.112% | 8.623% | 0% | 1 |  | 8.103% | 0% | 1 | 48 | 30.57% | 0% | 4 | 0.01632% | 0% | 0% | 1 | 0 | 2 | 0.201% | 32.13% | 32.33% | 5 | 21.17% | 2.177% | 0% | 1 | 14.33% | 2.003% | 0% | 1 | 49.51% | 3.4% | 0% | 1 | 72.19% | 6.171% | 0% | 3 | 12.35% | 1.958% | 0% | 1 | 8.58% | 1.877% | 0% | 1 |  | 4.459% | 0% | 1 | 45.5 | 7.831% | 0% | 4 | 0.1074% | 0% | 0% | 1 | 0 | 2 | 3.251% | 52.72% | 55.97% | 5 | 28.24% | 1.139% | 0% | 1 | 12.01% | 0.9292% | 0% | 1 | 48.6% | 1.591% | 0% | 1 | 75.17% | 3.293% | 0% | 3 | 24.6% | 1.084% | 0% | 1 | 7.607% | 0.8849% | 0% | 1
112 | Ellis | GREATER LA METRO | 0 | 0 | 10 | 0% | 0% | 1 | 50.5 | 0% | 0% | 4 | 0% | 0% | 0% | 1 | 0 | 2 | 0% | 0% | 0% | 1 | 0% | 0% | 0% | 1 | 19.23% | 0% | 0% | 1 | 97.91% | 0% | 0% | 5 | 97.91% | 0% | 0% | 5 | 0% | 0% | 0% | 1 | 8.353% | 0% | 0% | 1 |  | 0% | 0% | 1 | 48 | 0% | 0% | 4 | 0% | 0% | 0% | 1 | 0 | 2 | 0% | 1.781% | 1.781% | 2 | 1.838% | 0% | 0% | 1 | 25.58% | 0% | 0% | 1 | 94.58% | 0% | 0% | 4 | 96.42% | 0% | 0% | 5 | 0% | 0% | 0% | 1 | 6.6% | 0% | 0% | 1 |  | 0% | 0% | 1 | 48 | 0% | 0% | 4 | 0.3506% | 0% | 0% | 1 | 0 | 2 | 1.972% | 8.017% | 9.989% | 2 | 3.461% | 0% | 0% | 1 | 22% | 0% | 0% | 1 | 80.19% | 0% | 0% | 3 | 84.93% | 0% | 0% | 3 | 0.2376% | 0% | 0% | 1 | 6.576% | 0% | 0% | 1 |  | 0% | 0% | 1 | 46.7838 | 0% | 0% | 4 | 0.1272% | 0% | 0% | 1 | 0 | 2 | 1.167% | 44.82% | 45.99% | 5 | 19.91% | 0% | 0% | 1 | 24.54% | 0% | 0% | 1 | 61.88% | 0% | 0% | 2 | 80.45% | 0% | 0% | 3 | 23.22% | 0% | 0% | 1 | 7.469% | 0% | 0% | 1
113 | Johanna | GREATER LA METRO | 0 | 0 | 10 | 0% | 0% | 1 | 82.3267 | 0% | 0% | 4 | 0% | 0% | 0% | 1 | 0 | 2 | 0% | 0% | 0% | 1 | 0% | 0% | 0% | 1 | 100% | 0% | 0% | 5 | 100% | 0% | 0% | 5 | 100% | 0% | 0% | 5 | 0% | 0% | 0% | 1 | 41.6% | 0% | 0% | 1 |  | 0% | 0% | 1 | 48 | 0% | 0% | 4 | 0.464% | 0% | 0% | 1 | 0 | 2 | 2.499% | 12.83% | 15.32% | 3 | 6.555% | 0% | 0% | 1 | 16.95% | 0% | 0% | 1 | 79.85% | 0% | 0% | 3 | 87.74% | 0% | 0% | 3 | 0.675% | 0% | 0% | 1 | 8.381% | 0% | 0% | 1 |  | 0% | 0% | 1 | 47 | 0% | 0% | 4 | 0.1869% | 0% | 0% | 1 | 0 | 2 | 1.1% | 57.14% | 58.24% | 5 | 21.99% | 0% | 0% | 1 | 35.1% | 0% | 0% | 1 | 72.33% | 0% | 0% | 3 | 90.71% | 0% | 0% | 4 | 34.89% | 0% | 0% | 1 | 8.758% | 0% | 0% | 1 |  | 0% | 0% | 1 | 46 | 0% | 0% | 4 | 0.7677% | 0% | 0% | 1 | 0 | 2 | 20.03% | 57.6% | 77.63% | 5 | 34.25% | 0% | 0% | 1 | 22.88% | 0% | 0% | 1 | 54.81% | 0% | 0% | 2 | 81.33% | 0% | 0% | 3 | 35.49% | 0% | 0% | 1 | 15.65% | 0% | 0% | 1
114 | Lewis | GREATER LA METRO | 0 | 0 | 10 | 0% | 0% | 1 | 0 | 0% | 0% | 1 | 0% | 0% | 0% | 1 | 0 | 2 | 0% | 0% | 0% | 1 | 0% | 0% | 0% | 1 | 0% | 0% | 0% | 1 | 0% | 0% | 0% | 1 | 0% | 0% | 0% | 1 | 0% | 0% | 0% | 1 | 0% | 0% | 0% | 1 |  | 0% | 0% | 1 | 22.503 | 0% | 0% | 3 | 0% | 0% | 0% | 1 | 0 | 2 | 0% | 100% | 100% | 5 | 0.2297% | 0% | 0% | 1 | 13.4% | 0% | 0% | 1 | 0% | 0% | 0% | 1 | 13.63% | 0% | 0% | 1 | 4.561% | 0% | 0% | 1 | 15.34% | 0% | 0% | 1 |  | 0% | 0% | 1 | 47 | 0% | 0% | 4 | 0.1366% | 0% | 0% | 1 | 0 | 2 | 4.17% | 63.11% | 67.28% | 5 | 35.88% | 0% | 0% | 1 | 13.03% | 0% | 0% | 1 | 45.55% | 0% | 0% | 1 | 79.91% | 0% | 0% | 3 | 29.55% | 0% | 0% | 1 | 9.55% | 0% | 0% | 1 |  | 0% | 0% | 1 | 45 | 0% | 0% | 4 | 2.081% | 0% | 0% | 1 | 0 | 2 | 12.29% | 56.99% | 69.28% | 5 | 28.42% | 0% | 0% | 1 | 16.7% | 0% | 0% | 1 | 48.67% | 0% | 0% | 1 | 74.27% | 0% | 0% | 3 | 29.72% | 0% | 0% | 1 | 15.64% | 0% | 0% | 1
115 | Santiago | GREATER LA METRO | 0 | 0 | 10 | 0% | 0% | 1 | 55.5 | 0% | 0% | 4 | 3.78% | 0% | 0% | 1 | 0 | 2 | 20.24% | 43.61% | 63.85% | 5 | 23.48% | 0% | 0% | 1 | 0% | 0% | 0% | 1 | 10.55% | 0% | 0% | 1 | 34.04% | 0% | 0% | 1 | 2.22% | 0% | 0% | 1 | 9.912% | 0% | 0% | 1 |  | 0% | 0% | 1 | 40.3333 | 0% | 0% | 4 | 0.5057% | 0% | 0% | 1 | 0 | 2 | 4.17% | 74.74% | 78.91% | 5 | 19.23% | 0% | 0% | 1 | 55.45% | 0% | 0% | 2 | 69.67% | 0% | 0% | 2 | 88.4% | 0% | 0% | 3 | 22.18% | 0% | 0% | 1 | 9.075% | 0% | 0% | 1 |  | 0% | 0% | 1 | 48 | 0% | 0% | 4 | 0.208% | 0% | 0% | 1 | 0 | 2 | 22.15% | 53.07% | 75.22% | 5 | 35.68% | 0% | 0% | 1 | 35.87% | 0% | 0% | 1 | 69.68% | 0% | 0% | 2 | 89.26% | 0% | 0% | 3 | 44.44% | 0% | 0% | 1 | 10.38% | 0% | 0% | 1 |  | 0% | 0% | 1 | 44 | 0% | 0% | 4 | 0.448% | 0% | 0% | 1 | 0 | 2 | 37.55% | 46.97% | 84.52% | 5 | 38.58% | 0% | 0% | 1 | 33.37% | 0% | 0% | 1 | 59.05% | 0% | 0% | 2 | 84.67% | 0% | 0% | 3 | 46.76% | 0% | 0% | 1 | 12.33% | 0% | 0% | 1
116 | Serrano | GREATER LA METRO | 0 | 0 | 10 | 0% | 0% | 1 | 2.6112 | 0% | 0% | 1 | 0% | 0% | 0% | 1 | 0 | 2 | 0% | 100% | 100% | 5 | 0% | 0% | 0% | 1 | 68.16% | 0% | 0% | 2 | 15.92% | 0% | 0% | 1 | 68.16% | 0% | 0% | 2 | 27.92% | 0% | 0% | 1 | 5.63% | 0% | 0% | 1 |  | 0% | 0% | 1 | 10.5148 | 0% | 0% | 1 | 0.03244% | 0% | 0% | 1 | 0 | 2 | 2.708% | 97.25% | 99.96% | 5 | 52.81% | 0% | 0% | 2 | 10.39% | 0% | 0% | 1 | 27.53% | 0% | 0% | 1 | 76.62% | 0% | 0% | 3 | 48.13% | 0% | 0% | 1 | 12.16% | 0% | 0% | 1 |  | 0% | 0% | 1 | 16.1633 | 0% | 0% | 2 | 3.044% | 0% | 0% | 1 | 0 | 2 | 15.69% | 73.7% | 89.39% | 5 | 38% | 0% | 0% | 1 | 14.36% | 0% | 0% | 1 | 37.58% | 0% | 0% | 1 | 71.11% | 0% | 0% | 3 | 40.27% | 0% | 0% | 1 | 18.67% | 0% | 0% | 1 |  | 0% | 0% | 1 | 45.6667 | 0% | 0% | 4 | 4.21% | 0% | 0% | 1 | 0 | 2 | 13.88% | 55.59% | 69.46% | 5 | 30.55% | 0% | 0% | 1 | 21.58% | 0% | 0% | 1 | 47.01% | 0% | 0% | 1 | 73.5% | 0% | 0% | 3 | 30.46% | 0% | 0% | 1 | 14.5% | 0% | 0% | 1
117 | Villa Park | GREATER LA METRO | 0 | 0 | 10 | 0% | 0% | 1 | 30.495 | 0% | 0% | 4 | 0% | 0% | 0% | 1 | 0 | 2 | 0% | 100% | 100% | 5 | 0% | 0% | 0% | 1 | 0% | 0% | 0% | 1 | 0% | 0% | 0% | 1 | 0% | 0% | 0% | 1 | 0% | 0% | 0% | 1 | 0% | 0% | 0% | 1 |  | 0% | 0% | 1 | 13.7644 | 0% | 0% | 2 | 0.06554% | 0% | 0% | 1 | 0 | 2 | 1.244% | 98.65% | 99.89% | 5 | 67.02% | 0% | 0% | 2 | 6.386% | 0% | 0% | 1 | 8.478% | 0% | 0% | 1 | 78.11% | 0% | 0% | 3 | 39.54% | 0% | 0% | 1 | 13.86% | 0% | 0% | 1 |  | 0% | 0% | 1 | 47 | 0% | 0% | 4 | 1.963% | 0% | 0% | 1 | 0 | 2 | 15.42% | 62.59% | 78% | 5 | 33.84% | 0% | 0% | 1 | 14.67% | 0% | 0% | 1 | 48.33% | 0% | 0% | 1 | 79.48% | 0% | 0% | 3 | 32.03% | 0% | 0% | 1 | 18.02% | 0% | 0% | 1 |  | 0% | 0% | 1 | 46 | 0% | 0% | 4 | 4.606% | 0% | 0% | 1 | 0 | 2 | 12.43% | 56.7% | 69.13% | 5 | 30.51% | 0% | 0% | 1 | 15.24% | 0% | 0% | 1 | 45.31% | 0% | 0% | 1 | 71.18% | 0% | 0% | 3 | 31.33% | 0% | 0% | 1 | 14.78% | 0% | 0% | 1
118 | Capistrano | GREATER LA METRO | 0 | 0 | 10 | 0% | 0% | 1 | 69 | 0% | 0% | 4 | 0.5554% | 0% | 0% | 1 | 0 | 2 | 80.69% | 0% | 80.69% | 5 | 33.75% | 0% | 0% | 1 | 63.81% | 0% | 0% | 2 | 76.68% | 0% | 0% | 3 | 76.68% | 0% | 0% | 3 | 14.45% | 0% | 0% | 1 | 8.287% | 0% | 0% | 1 |  | 0% | 0% | 1 | 50.0661 | 0% | 0% | 4 | 0.1566% | 0% | 0% | 1 | 0 | 2 | 93.2% | 0.6563% | 93.86% | 5 | 20.81% | 0% | 0% | 1 | 63.67% | 0% | 0% | 2 | 69.83% | 0% | 0% | 2 | 74.73% | 0% | 0% | 3 | 53.39% | 0% | 0% | 2 | 5.616% | 0% | 0% | 1 |  | 0% | 0% | 1 | 43 | 0% | 0% | 4 | 0.2273% | 0% | 0% | 1 | 0 | 2 | 74.61% | 18.25% | 92.86% | 5 | 29.46% | 0% | 0% | 1 | 57.68% | 0% | 0% | 2 | 66.24% | 0% | 0% | 2 | 80.71% | 0% | 0% | 3 | 52.48% | 0% | 0% | 2 | 6.703% | 0% | 0% | 1 |  | 0% | 0% | 1 | 38 | 0% | 0% | 4 | 0.1783% | 0% | 0% | 1 | 0 | 2 | 46.1% | 46.27% | 92.37% | 5 | 49.73% | 0% | 0% | 1 | 48.98% | 0% | 0% | 1 | 59.64% | 0% | 0% | 2 | 89.67% | 0% | 0% | 3 | 51.6% | 0% | 0% | 2 | 7.265% | 0% | 0% | 1
119 | Trabuco | GREATER LA METRO | 0 | 0 | 10 | 0% | 0% | 1 | 65.6857 | 0% | 0% | 4 | 0% | 0% | 0% | 1 | 0 | 2 | 100% | 0% | 100% | 5 | 28.98% | 0% | 0% | 1 | 56.1% | 0% | 0% | 2 | 56.1% | 0% | 0% | 2 | 68.45% | 0% | 0% | 2 | 27.3% | 0% | 0% | 1 | 9.959% | 0% | 0% | 1 |  | 0% | 0% | 1 | 58.8667 | 0% | 0% | 4 | 0.3077% | 0% | 0% | 1 | 0 | 2 | 83.37% | 9.568% | 92.94% | 5 | 23.02% | 0% | 0% | 1 | 66.82% | 0% | 0% | 2 | 71.25% | 0% | 0% | 3 | 78.36% | 0% | 0% | 3 | 46.52% | 0% | 0% | 1 | 6.11% | 0% | 0% | 1 |  | 0% | 0% | 1 | 39.92 | 0% | 0% | 4 | 0.1898% | 0% | 0% | 1 | 0 | 2 | 60.86% | 31.55% | 92.41% | 5 | 39.05% | 0% | 0% | 1 | 49.7% | 0% | 0% | 1 | 63.85% | 0% | 0% | 2 | 84.36% | 0% | 0% | 3 | 54.44% | 0% | 0% | 2 | 7.693% | 0% | 0% | 1 |  | 0% | 0% | 1 | 39.8121 | 0% | 0% | 4 | 0.09609% | 0% | 0% | 1 | 0 | 2 | 40.1% | 50.53% | 90.63% | 5 | 46.4% | 0% | 0% | 1 | 46.58% | 0% | 0% | 1 | 59.52% | 0% | 0% | 2 | 88.14% | 0% | 0% | 3 | 54.58% | 0% | 0% | 2 | 7.603% | 0% | 0% | 1
120 | Pleasant Grove | NORTHERN CALIFORNIA | 0 | 0 | 10 | 0% | 0% | 1 | 56 | 0% | 0% | 4 | 6.297% | 0% | 0% | 1 | 0 | 2 | 2.381% | 0% | 2.381% | 1 | 58.79% | 0% | 0% | 2 | 0% | 0% | 0% | 1 | 0% | 0% | 0% | 1 | 58.79% | 0% | 0% | 2 | 0% | 0% | 0% | 1 | 58.03% | 0% | 0% | 2 |  | 0% | 0% | 1 | 45.2476 | 0% | 0% | 4 | 8.059% | 0% | 0% | 1 | 0 | 2 | 9.254% | 0% | 9.254% | 1 | 42.44% | 0% | 0% | 1 | 0% | 0% | 0% | 1 | 0.01033% | 0% | 0% | 1 | 42.45% | 0% | 0% | 1 | 0.6577% | 0% | 0% | 1 | 33.63% | 0% | 0% | 1 |  | 0% | 0% | 1 | 21.2 | 0% | 0% | 3 | 23.51% | 0% | 0% | 1 | 0 | 2 | 19.66% | 0.4221% | 20.08% | 2 | 40.51% | 0% | 0% | 1 | 2.609% | 0% | 0% | 1 | 19.55% | 0% | 0% | 1 | 59.37% | 0% | 0% | 2 | 8.641% | 0% | 0% | 1 | 19.38% | 0% | 0% | 1 |  | 0% | 0% | 1 | 23.0316 | 0% | 0% | 3 | 22.91% | 0% | 0% | 1 | 0 | 2 | 26.3% | 2.947% | 29.24% | 2 | 55.42% | 0% | 0% | 2 | 9.349% | 0% | 0% | 1 | 26.63% | 0% | 0% | 1 | 72.25% | 0% | 0% | 3 | 15.11% | 0% | 0% | 1 | 16.02% | 0% | 0% | 1
121 | Summit | NORTHERN CALIFORNIA | 0 | 0 | 0 | 0% | 0% | 1 | 21.2 | 0% | 0% | 3 | 0% | 0% | 0% | 1 | 0 | 2 | 48.21% | 0% | 48.21% | 2 | 7.134% | 0% | 0% | 1 | 8.325% | 0% | 0% | 1 | 52.31% | 0% | 0% | 2 | 57.45% | 0% | 0% | 2 | 68.83% | 0% | 0% | 2 | 7.878% | 0% | 0% | 1 |  | 0% | 0% | 1 | 35 | 0% | 0% | 4 | 0% | 0% | 0% | 1 | 0 | 2 | 31.76% | 6.462% | 38.22% | 2 | 13.29% | 0% | 0% | 1 | 9.034% | 0% | 0% | 1 | 42.38% | 0% | 0% | 1 | 52.17% | 0% | 0% | 2 | 67.14% | 0% | 0% | 2 | 9.05% | 0% | 0% | 1 |  | 0% | 0% | 1 | 29 | 0% | 0% | 3 | 0% | 0% | 0% | 1 | 0 | 2 | 56.13% | 3.192% | 59.32% | 3 | 24.66% | 0% | 0% | 1 | 15.44% | 0% | 0% | 1 | 31.49% | 0% | 0% | 1 | 50.53% | 0% | 0% | 2 | 63.01% | 0% | 0% | 2 | 8.776% | 0% | 0% | 1 |  | 0% | 0% | 1 | 17.9635 | 0% | 0% | 2 | 0.08317% | 0% | 0% | 1 | 0 | 2 | 62.15% | 5.271% | 67.42% | 3 | 34.42% | 0% | 0% | 1 | 10.82% | 0% | 0% | 1 | 21.76% | 0% | 0% | 1 | 51.19% | 0% | 0% | 2 | 61.38% | 0% | 0% | 2 | 8.712% | 0% | 0% | 1
122 | Devers | RIVERSIDE | 0 | 0 | 10 | 0% | 0% | 1 | 33.2467 | 0% | 0% | 4 | 0% | 0% | 0% | 1 | 0 | 2 | 14.96% | 0% | 14.96% | 1 | 31.76% | 0% | 0% | 1 | 71.52% | 0% | 0% | 3 | 61.53% | 0% | 0% | 2 | 74.56% | 0% | 0% | 3 | 11.95% | 0% | 0% | 1 | 0.03385% | 0% | 0% | 1 |  | 0% | 0% | 1 | 32.28 | 0% | 0% | 4 | 0% | 0% | 0% | 1 | 0 | 2 | 19.17% | 0.4012% | 19.57% | 2 | 34.28% | 0% | 0% | 1 | 55.1% | 0% | 0% | 2 | 42.34% | 0% | 0% | 1 | 63.88% | 0% | 0% | 2 | 15.54% | 0% | 0% | 1 | 0.09677% | 0% | 0% | 1 |  | 0% | 0% | 1 | 35.0564 | 0% | 0% | 4 | 0% | 0% | 0% | 1 | 0 | 2 | 25.82% | 20.29% | 46.11% | 4 | 30.77% | 0% | 0% | 1 | 40.7% | 0% | 0% | 1 | 40.45% | 0% | 0% | 1 | 57.87% | 0% | 0% | 2 | 29.96% | 0% | 0% | 1 | 0.8058% | 0% | 0% | 1 |  | 0% | 0% | 1 | 28.6667 | 0% | 0% | 3 | 0.01587% | 0% | 0% | 1 | 0 | 2 | 27.8% | 41.53% | 69.33% | 5 | 33.62% | 0% | 0% | 1 | 36.88% | 0% | 0% | 1 | 49.11% | 0% | 0% | 1 | 64.59% | 0% | 0% | 2 | 45.63% | 0% | 0% | 1 | 2.27% | 0% | 0% | 1
123 | Kern | RIVERSIDE | 0 | 0 | 0 | 0% | 0% | 1 | 3.8557 | 0% | 0% | 1 | 0% | 0% | 0% | 1 | 0 | 2 | 0% | 0% | 0% | 1 | 12.76% | 0% | 0% | 1 | 43.62% | 0% | 0% | 1 | 0% | 0% | 0% | 1 | 56.32% | 0% | 0% | 2 | 71.19% | 0% | 0% | 3 | 0% | 0% | 0% | 1 |  | 0% | 0% | 1 | 4.0372 | 0% | 0% | 1 | 0% | 0% | 0% | 1 | 0 | 2 | 0% | 0% | 0% | 1 | 11.71% | 0% | 0% | 1 | 33.94% | 0% | 0% | 1 | 0% | 0% | 0% | 1 | 43.95% | 0% | 0% | 1 | 55.4% | 0% | 0% | 2 | 0% | 0% | 0% | 1 |  | 0% | 0% | 1 | 4.6427 | 0% | 0% | 1 | 0% | 0% | 0% | 1 | 0 | 2 | 0% | 0% | 0% | 1 | 9.275% | 0% | 0% | 1 | 19.81% | 0% | 0% | 1 | 0% | 0% | 0% | 1 | 28.11% | 0% | 0% | 1 | 32.86% | 0% | 0% | 1 | 0.7506% | 0% | 0% | 1 |  | 0% | 0% | 1 | 3.8092 | 0% | 0% | 1 | 0% | 0% | 0% | 1 | 0 | 2 | 0% | 0% | 0% | 1 | 25.29% | 0% | 0% | 1 | 15.68% | 0% | 0% | 1 | 1.863% | 0% | 0% | 1 | 38.47% | 0% | 0% | 1 | 31.43% | 0% | 0% | 1 | 1.72% | 0% | 0% | 1
124 | Mirage | RIVERSIDE | 0 | 0 | 10 | 0% | 0% | 1 | 35.6061 | 0% | 0% | 4 | 0% | 0% | 0% | 1 | 0 | 2 | 0% | 0% | 0% | 1 | 14.73% | 0% | 0% | 1 | 20.31% | 0% | 0% | 1 | 13.28% | 0% | 0% | 1 | 35.04% | 0% | 0% | 1 | 28.45% | 0% | 0% | 1 | 0% | 0% | 0% | 1 |  | 0% | 0% | 1 | 36.6 | 0% | 0% | 4 | 0.4601% | 0% | 0% | 1 | 0 | 2 | 12.5% | 0% | 12.5% | 1 | 11.91% | 0% | 0% | 1 | 24.31% | 0% | 0% | 1 | 14.44% | 0% | 0% | 1 | 33.62% | 0% | 0% | 1 | 23.04% | 0% | 0% | 1 | 0.009394% | 0% | 0% | 1 |  | 0% | 0% | 1 | 33.9055 | 0% | 0% | 4 | 2.133% | 0% | 0% | 1 | 0 | 2 | 7.915% | 0% | 7.915% | 1 | 11.77% | 0% | 0% | 1 | 38.72% | 0% | 0% | 1 | 28.62% | 0% | 0% | 1 | 45.03% | 0% | 0% | 1 | 21.59% | 0% | 0% | 1 | 0.02354% | 0% | 0% | 1 |  | 0% | 0% | 1 | 25.125 | 0% | 0% | 3 | 9.794% | 0% | 0% | 1 | 0 | 2 | 15.34% | 6.614% | 21.96% | 2 | 17.62% | 0% | 0% | 1 | 38.73% | 0% | 0% | 1 | 31.27% | 0% | 0% | 1 | 49.87% | 0% | 0% | 1 | 29.2% | 0% | 0% | 1 | 0.6259% | 0% | 0% | 1
125 | Valley | RIVERSIDE | 0 | 0 | 10 | 0% | 0% | 1 | 45.5 | 0% | 0% | 4 | 1.401% | 0% | 0% | 1 | 0 | 2 | 85.61% | 0% | 85.61% | 5 | 0.08591% | 0% | 0% | 1 | 21.79% | 0% | 0% | 1 | 64% | 0% | 0% | 2 | 64.09% | 0% | 0% | 2 | 1.028% | 0% | 0% | 1 | 2.164% | 0% | 0% | 1 |  | 0% | 0% | 1 | 31 | 0% | 0% | 4 | 3.942% | 0% | 0% | 1 | 0 | 2 | 66.46% | 10.26% | 76.72% | 5 | 0.4281% | 0% | 0% | 1 | 33.97% | 0% | 0% | 1 | 51.78% | 0% | 0% | 2 | 52.18% | 0% | 0% | 2 | 7.697% | 0% | 0% | 1 | 6.126% | 0% | 0% | 1 |  | 0% | 0% | 1 | 29 | 0% | 0% | 3 | 3.435% | 0% | 0% | 1 | 0 | 2 | 35.71% | 48.83% | 84.55% | 5 | 19.18% | 0% | 0% | 1 | 45.41% | 0% | 0% | 1 | 64.65% | 0% | 0% | 2 | 67.46% | 0% | 0% | 2 | 22.98% | 0% | 0% | 1 | 5.687% | 0% | 0% | 1 |  | 0% | 0% | 1 | 28.875 | 0% | 0% | 3 | 2.605% | 0% | 0% | 1 | 0 | 2 | 20.53% | 70.72% | 91.25% | 5 | 26.15% | 0% | 0% | 1 | 39.09% | 0% | 0% | 1 | 58.88% | 0% | 0% | 2 | 70.67% | 0% | 0% | 3 | 29.35% | 0% | 0% | 1 | 5.129% | 0% | 0% | 1
126 | Gold Hill | NORTHERN CALIFORNIA | 0 | 0 | 10 | 0% | 0% | 1 | 59 | 0% | 0% | 4 | 0% | 0% | 0% | 1 | 0 | 2 | 1.882% | 0.5397% | 2.422% | 2 | 59.55% | 0% | 0% | 2 | 10.17% | 0% | 0% | 1 | 0% | 0% | 0% | 1 | 60.27% | 0% | 0% | 2 | 72.77% | 0% | 0% | 3 | 18.11% | 0% | 0% | 1 |  | 0% | 0% | 1 | 48 | 0% | 0% | 4 | 0.1986% | 0% | 0% | 1 | 0 | 2 | 11.37% | 26.87% | 38.24% | 4 | 48.24% | 0% | 0% | 1 | 22.51% | 0% | 0% | 1 | 19.63% | 0% | 0% | 1 | 57.98% | 0% | 0% | 2 | 59.67% | 0% | 0% | 2 | 17.76% | 0% | 0% | 1 |  | 0% | 0% | 1 | 37.1111 | 0% | 0% | 4 | 2.041% | 0% | 0% | 1 | 0 | 2 | 20.74% | 25.48% | 46.22% | 4 | 65.18% | 0% | 0% | 2 | 20.48% | 0% | 0% | 1 | 18.54% | 0% | 0% | 1 | 70.87% | 0% | 0% | 3 | 41.91% | 0% | 0% | 1 | 15.14% | 0% | 0% | 1 |  | 0% | 0% | 1 | 35.8 | 0% | 0% | 4 | 3.236% | 0% | 0% | 1 | 0 | 2 | 32.8% | 13.44% | 46.24% | 3 | 66.9% | 0% | 0% | 2 | 15.77% | 0% | 0% | 1 | 17.24% | 0% | 0% | 1 | 72.32% | 0% | 0% | 3 | 38.06% | 0% | 0% | 1 | 20.72% | 0% | 0% | 1
127 | Grand Island | NORTHERN CALIFORNIA | 0 | 0 | 10 | 0% | 0% | 1 | 11.1542 | 0% | 0% | 1 | 49.14% | 0% | 0% | 1 | 0 | 2 | 0% | 0% | 0% | 1 | 0% | 0% | 0% | 1 | 6.754% | 0% | 0% | 1 | 6.754% | 0% | 0% | 1 | 6.754% | 0% | 0% | 1 | 0% | 0% | 0% | 1 | 6.429% | 0% | 0% | 1 |  | 0% | 0% | 1 | 9.6947 | 0% | 0% | 1 | 47.92% | 0% | 0% | 1 | 0 | 2 | 0% | 0% | 0% | 1 | 7.912% | 0% | 0% | 1 | 14.13% | 0% | 0% | 1 | 15.5% | 0% | 0% | 1 | 21.71% | 0% | 0% | 1 | 0.01378% | 0% | 0% | 1 | 9.335% | 0% | 0% | 1 |  | 0% | 0% | 1 | 9.0027 | 0% | 0% | 1 | 43.89% | 0% | 0% | 1 | 0 | 2 | 0% | 0% | 0% | 1 | 10.8% | 0% | 0% | 1 | 24.98% | 0% | 0% | 1 | 28.44% | 0% | 0% | 1 | 34.27% | 0% | 0% | 1 | 0.5522% | 0% | 0% | 1 | 12.52% | 0% | 0% | 1 |  | 0% | 0% | 1 | 9.7978 | 0% | 0% | 1 | 45.18% | 0% | 0% | 1 | 0 | 2 | 0% | 0% | 0% | 1 | 11.89% | 0% | 0% | 1 | 24.51% | 0% | 0% | 1 | 28.56% | 0% | 0% | 1 | 36.27% | 0% | 0% | 1 | 0.7002% | 0% | 0% | 1 | 12.77% | 0% | 0% | 1
128 | Chino | GREATER LA METRO | 0 | 0 | 10 | 0% | 0% | 1 | 47.5 | 0% | 0% | 4 | 21.78% | 0% | 0% | 1 | 0 | 2 | 14.32% | 10.85% | 25.17% | 3 | 0.187% | 0% | 0% | 1 | 0% | 0% | 0% | 1 | 12.67% | 0% | 0% | 1 | 12.86% | 0% | 0% | 1 | 0.07603% | 0% | 0% | 1 | 8% | 0% | 0% | 1 |  | 0% | 0% | 1 | 41.8974 | 0% | 0% | 4 | 10.17% | 0% | 0% | 1 | 0 | 2 | 23.51% | 44.06% | 67.57% | 5 | 31.77% | 0% | 0% | 1 | 2.927% | 0% | 0% | 1 | 23.04% | 0% | 0% | 1 | 54.6% | 0% | 0% | 2 | 15.66% | 0% | 0% | 1 | 19.73% | 0% | 0% | 1 |  | 0% | 0% | 1 | 20.3077 | 0% | 0% | 3 | 7.122% | 0% | 0% | 1 | 0 | 2 | 17.91% | 59.37% | 77.28% | 5 | 35.9% | 0% | 0% | 1 | 8.521% | 0% | 0% | 1 | 27.73% | 0% | 0% | 1 | 60.04% | 0% | 0% | 2 | 31.47% | 0% | 0% | 1 | 18.97% | 0% | 0% | 1 |  | 0% | 0% | 1 | 20.6667 | 0% | 0% | 3 | 4.684% | 0% | 0% | 1 | 0 | 2 | 20.59% | 57.91% | 78.5% | 5 | 38.83% | 0% | 0% | 1 | 24.26% | 0% | 0% | 1 | 42.74% | 0% | 0% | 1 | 73.53% | 0% | 0% | 3 | 33.39% | 0% | 0% | 1 | 16.03% | 0% | 0% | 1
129 | Kramer | GREATER KRAMER | 283 | 2830 | 10 | 999.9% | 43.38% | 5 | 46 | 629198% | 156.7% | 5 | 0% | 0% | 0% | 1 | 0 | 2 | 0% | 0% | 0% | 1 | 100% | 999% | 43.38% | 5 | 51.21% | 88.92% | 0% | 4 | 0% | 43.38% | 0% | 2 | 100% | 999% | 43.38% | 5 | 36.92% | 68.77% | 0% | 3 | 1.237% | 43.93% | 0% | 2 |  | 330.9% | 8.435% | 4 | 32.4111 | 75.29% | 0% | 4 | 0% | 0% | 0% | 1 | 0 | 2 | 0% | 0% | 0% | 1 | 94.28% | 204% | 6.305% | 4 | 33.43% | 17.52% | 0% | 1 | 0% | 11.66% | 0% | 1 | 95.61% | 265.4% | 7.602% | 5 | 47.77% | 22.33% | 0% | 2 | 0.4203% | 11.71% | 0% | 1 |  | 38.49% | 0% | 2 | 27.215 | 29.47% | 0% | 3 | 0% | 0% | 0% | 1 | 0 | 2 | 0% | 0% | 0% | 1 | 52.46% | 8.139% | 0% | 2 | 34.15% | 5.876% | 0% | 1 | 3.558% | 4.012% | 0% | 1 | 75.26% | 15.64% | 0% | 3 | 58.54% | 9.333% | 0% | 2 | 1.307% | 3.921% | 0% | 1 |  | 7.518% | 0% | 1 | 41 | 23.47% | 0% | 4 | 0.009127% | 0% | 0% | 1 | 0 | 2 | 0% | 0% | 0% | 1 | 40.68% | 3.318% | 0% | 1 | 26.48% | 2.677% | 0% | 1 | 3.023% | 2.03% | 0% | 1 | 60.18% | 4.943% | 0% | 2 | 46.04% | 3.648% | 0% | 1 | 0.817% | 1.985% | 0% | 1
130 | Lugo | GREATER KRAMER | 0 | 0 | 10 | 0% | 0% | 1 | 23 | 0% | 0% | 3 | 0.01104% | 0% | 0% | 1 | 0 | 2 | 57.35% | 36.94% | 94.28% | 5 | 44.63% | 0% | 0% | 1 | 88.25% | 0% | 0% | 3 | 72.22% | 0% | 0% | 3 | 96.64% | 0% | 0% | 5 | 38.37% | 0% | 0% | 1 | 5.104% | 0% | 0% | 1 |  | 0% | 0% | 1 | 24.7636 | 0% | 0% | 3 | 0.003024% | 0% | 0% | 1 | 0 | 2 | 36.55% | 46.43% | 82.99% | 5 | 46.99% | 0% | 0% | 1 | 70.84% | 0% | 0% | 3 | 61.78% | 0% | 0% | 2 | 86.98% | 0% | 0% | 3 | 40.5% | 0% | 0% | 1 | 3.906% | 0% | 0% | 1 |  | 0% | 0% | 1 | 39.25 | 0% | 0% | 4 | 0.0067% | 0% | 0% | 1 | 0 | 2 | 26.43% | 34.88% | 61.31% | 5 | 49.99% | 0% | 0% | 1 | 60.37% | 0% | 0% | 2 | 52% | 0% | 0% | 2 | 83.76% | 0% | 0% | 3 | 29.05% | 0% | 0% | 1 | 3.135% | 0% | 0% | 1 |  | 0% | 0% | 1 | 41.3333 | 0% | 0% | 4 | 0.04974% | 0% | 0% | 1 | 0 | 2 | 19.28% | 21.34% | 40.62% | 4 | 44.97% | 0% | 0% | 1 | 51.55% | 0% | 0% | 2 | 36.32% | 0% | 0% | 1 | 74.4% | 0% | 0% | 3 | 25.85% | 0% | 0% | 1 | 2.14% | 0% | 0% | 1
131 | Mira Loma | GREATER LA METRO | 0 | 0 | 10 | 0% | 0% | 1 | 54.28 | 0% | 0% | 4 | 26.16% | 0% | 0% | 1 | 0 | 2 | 0% | 0% | 0% | 1 | 0% | 0% | 0% | 1 | 0% | 0% | 0% | 1 | 0% | 0% | 0% | 1 | 0% | 0% | 0% | 1 | 0% | 0% | 0% | 1 | 0.1407% | 0% | 0% | 1 |  | 0% | 0% | 1 | 49 | 0% | 0% | 4 | 15.95% | 0% | 0% | 1 | 0 | 2 | 30.84% | 18.3% | 49.14% | 3 | 11.04% | 0% | 0% | 1 | 4.146% | 0% | 0% | 1 | 35.66% | 0% | 0% | 1 | 46.79% | 0% | 0% | 1 | 3.811% | 0% | 0% | 1 | 23.52% | 0% | 0% | 1 |  | 0% | 0% | 1 | 27.3857 | 0% | 0% | 3 | 6.531% | 0% | 0% | 1 | 0 | 2 | 23.4% | 47.92% | 71.31% | 5 | 31.15% | 0% | 0% | 1 | 17.65% | 0% | 0% | 1 | 42.25% | 0% | 0% | 1 | 68.08% | 0% | 0% | 2 | 29.18% | 0% | 0% | 1 | 16.46% | 0% | 0% | 1 |  | 0% | 0% | 1 | 28.3333 | 0% | 0% | 3 | 2.883% | 0% | 0% | 1 | 0 | 2 | 24.19% | 58.47% | 82.66% | 5 | 41.39% | 0% | 0% | 1 | 38.91% | 0% | 0% | 1 | 52.43% | 0% | 0% | 2 | 78.73% | 0% | 0% | 3 | 28.44% | 0% | 0% | 1 | 12.38% | 0% | 0% | 1
132 | Padua | GREATER LA METRO | 0 | 0 | 10 | 0% | 0% | 1 | 8.0923 | 0% | 0% | 1 | 0% | 0% | 0% | 1 | 0 | 2 | 2.392% | 97.61% | 100% | 5 | 100% | 0% | 0% | 5 | 53.49% | 0% | 0% | 2 | 0% | 0% | 0% | 1 | 100% | 0% | 0% | 5 | 69.92% | 0% | 0% | 2 | 28.54% | 0% | 0% | 1 |  | 0% | 0% | 1 | 45.49 | 0% | 0% | 4 | 15.84% | 0% | 0% | 1 | 0 | 2 | 7.987% | 31.17% | 39.16% | 5 | 34.91% | 0% | 0% | 1 | 19.99% | 0% | 0% | 1 | 16.35% | 0% | 0% | 1 | 38.24% | 0% | 0% | 1 | 21.76% | 0% | 0% | 1 | 11.12% | 0% | 0% | 1 |  | 0% | 0% | 1 | 33 | 0% | 0% | 4 | 6.65% | 0% | 0% | 1 | 0 | 2 | 20.39% | 58.39% | 78.79% | 5 | 54.64% | 0% | 0% | 2 | 28.38% | 0% | 0% | 1 | 35.4% | 0% | 0% | 1 | 70.21% | 0% | 0% | 3 | 28.1% | 0% | 0% | 1 | 15.98% | 0% | 0% | 1 |  | 0% | 0% | 1 | 23.6545 | 0% | 0% | 3 | 2.9% | 0% | 0% | 1 | 0 | 2 | 28.95% | 61.8% | 90.75% | 5 | 51.31% | 0% | 0% | 2 | 54.37% | 0% | 0% | 2 | 61.16% | 0% | 0% | 2 | 84.12% | 0% | 0% | 3 | 34.7% | 0% | 0% | 1 | 10.31% | 0% | 0% | 1
133 | Pisgah | GREATER KRAMER | 0 | 0 | 10 | 0% | 0% | 1 | 3.0455 | 0% | 0% | 1 | 0% | 0% | 0% | 1 | 0 | 2 | 0% | 0% | 0% | 1 | 62.27% | 0% | 0% | 2 | 86.59% | 0% | 0% | 3 | 95.68% | 0% | 0% | 5 | 99.97% | 0% | 0% | 5 | 44.01% | 0% | 0% | 1 | 0.4391% | 0% | 0% | 1 |  | 0% | 0% | 1 | 2.8926 | 0% | 0% | 1 | 0% | 0% | 0% | 1 | 0 | 2 | 0% | 0% | 0% | 1 | 53.98% | 0% | 0% | 2 | 74.15% | 0% | 0% | 3 | 81.85% | 0% | 0% | 3 | 86.39% | 0% | 0% | 3 | 41.96% | 0% | 0% | 1 | 0.7164% | 0% | 0% | 1 |  | 0% | 0% | 1 | 12.6543 | 0% | 0% | 2 | 1.093% | 0% | 0% | 1 | 0 | 2 | 0% | 0% | 0% | 1 | 20.1% | 0% | 0% | 1 | 22.49% | 0% | 0% | 1 | 25.37% | 0% | 0% | 1 | 29.88% | 0% | 0% | 1 | 50.18% | 0% | 0% | 2 | 1.7% | 0% | 0% | 1 |  | 0% | 0% | 1 | 15.875 | 0% | 0% | 2 | 2.018% | 0% | 0% | 1 | 0 | 2 | 0% | 0% | 0% | 1 | 28.01% | 0% | 0% | 1 | 18.46% | 0% | 0% | 1 | 19.62% | 0% | 0% | 1 | 34.81% | 0% | 0% | 1 | 35.14% | 0% | 0% | 1 | 1.997% | 0% | 0% | 1
134 | Roadway | GREATER KRAMER | 200 | 2000 | 10 | 84.77% | 0% | 4 | 53 | 999% | 221.9% | 5 | 0.05684% | 0% | 0% | 1 | 0 | 2 | 0% | 0% | 0% | 1 | 45.48% | 18.75% | 0% | 1 | 74.73% | 40.46% | 0% | 3 | 4.618% | 10.72% | 0% | 1 | 87.86% | 84.23% | 0% | 4 | 7.673% | 11.07% | 0% | 1 | 0.6672% | 10.29% | 0% | 1 |  | 9.372% | 0% | 1 | 42.732 | 354.9% | 11.63% | 5 | 0.08897% | 0% | 0% | 1 | 0 | 2 | 0% | 0% | 0% | 1 | 40.79% | 4.288% | 0% | 1 | 47.85% | 4.869% | 0% | 1 | 17.4% | 3.074% | 0% | 1 | 65.2% | 7.297% | 0% | 2 | 17.73% | 3.086% | 0% | 1 | 1.386% | 2.575% | 0% | 1 |  | 4.084% | 0% | 1 | 40.6 | 193.2% | 3.456% | 5 | 0.124% | 0% | 0% | 1 | 0 | 2 | 5.721% | 0% | 5.721% | 1 | 29.46% | 1.832% | 0% | 1 | 44.48% | 2.327% | 0% | 1 | 15.33% | 1.526% | 0% | 1 | 58.53% | 3.116% | 0% | 2 | 19.98% | 1.615% | 0% | 1 | 1.064% | 1.306% | 0% | 1 |  | 3.045% | 0% | 1 | 38.8235 | 23.98% | 0% | 4 | 0.6317% | 0% | 0% | 1 | 0 | 2 | 10.13% | 6.21% | 16.34% | 2 | 43.96% | 1.177% | 0% | 1 | 47.32% | 1.252% | 0% | 1 | 21.75% | 0.8428% | 0% | 1 | 69.08% | 2.132% | 0% | 2 | 28.06% | 0.9167% | 0% | 1 | 1.563% | 0.6699% | 0% | 1
135 | Tortilla | GREATER KRAMER | 0 | 0 | 10 | 0% | 0% | 1 | 27.5 | 0% | 0% | 3 | 0.1229% | 0% | 0% | 1 | 0 | 2 | 0% | 0% | 0% | 1 | 76.6% | 0% | 0% | 3 | 90.33% | 0% | 0% | 4 | 13.58% | 0% | 0% | 1 | 100% | 0% | 0% | 5 | 19.94% | 0% | 0% | 1 | 2.865% | 0% | 0% | 1 |  | 0% | 0% | 1 | 22.3968 | 0% | 0% | 3 | 3.758% | 0% | 0% | 1 | 0 | 2 | 0% | 0% | 0% | 1 | 69.04% | 0% | 0% | 2 | 59.75% | 0% | 0% | 2 | 32.77% | 0% | 0% | 1 | 87.23% | 0% | 0% | 3 | 41.59% | 0% | 0% | 1 | 2.99% | 0% | 0% | 1 |  | 0% | 0% | 1 | 24.0079 | 0% | 0% | 3 | 2.099% | 0% | 0% | 1 | 0 | 2 | 0% | 0% | 0% | 1 | 61.53% | 0% | 0% | 2 | 51.1% | 0% | 0% | 2 | 19.5% | 0% | 0% | 1 | 79.84% | 0% | 0% | 3 | 47.24% | 0% | 0% | 1 | 2.997% | 0% | 0% | 1 |  | 0% | 0% | 1 | 23.75 | 0% | 0% | 3 | 1.598% | 0% | 0% | 1 | 0 | 2 | 0% | 0% | 0% | 1 | 59.53% | 0% | 0% | 2 | 40.6% | 0% | 0% | 1 | 17.79% | 0% | 0% | 1 | 75.27% | 0% | 0% | 3 | 44.43% | 0% | 0% | 1 | 3.468% | 0% | 0% | 1
136 | Victor | GREATER KRAMER | 0 | 0 | 10 | 0% | 0% | 1 | 57.6 | 0% | 0% | 4 | 0% | 0% | 0% | 1 | 0 | 2 | 0% | 0% | 0% | 1 | 0% | 0% | 0% | 1 | 53.9% | 0% | 0% | 2 | 8.265% | 0% | 0% | 1 | 53.9% | 0% | 0% | 2 | 2.854% | 0% | 0% | 1 | 0% | 0% | 0% | 1 |  | 0% | 0% | 1 | 49.5 | 0% | 0% | 4 | 0.01803% | 0% | 0% | 1 | 0 | 2 | 6.53% | 0% | 6.53% | 1 | 38.18% | 0% | 0% | 1 | 48.79% | 0% | 0% | 1 | 16.16% | 0% | 0% | 1 | 65.43% | 0% | 0% | 2 | 8.653% | 0% | 0% | 1 | 0.4505% | 0% | 0% | 1 |  | 0% | 0% | 1 | 41.7222 | 0% | 0% | 4 | 0.09957% | 0% | 0% | 1 | 0 | 2 | 14.29% | 9.929% | 24.21% | 2 | 31.31% | 0% | 0% | 1 | 57.29% | 0% | 0% | 2 | 29.59% | 0% | 0% | 1 | 67.49% | 0% | 0% | 2 | 20.17% | 0% | 0% | 1 | 1.643% | 0% | 0% | 1 |  | 0% | 0% | 1 | 38.0353 | 0% | 0% | 4 | 0.6733% | 0% | 0% | 1 | 0 | 2 | 11.59% | 12.01% | 23.59% | 3 | 46.46% | 0% | 0% | 1 | 48.53% | 0% | 0% | 1 | 26.29% | 0% | 0% | 1 | 71.2% | 0% | 0% | 3 | 27.07% | 0% | 0% | 1 | 1.788% | 0% | 0% | 1
137 | Vista | RIVERSIDE | 0 | 0 | 10 | 0% | 0% | 1 | 64.85 | 0% | 0% | 4 | 0% | 0% | 0% | 1 | 0 | 2 | 2.419% | 91.12% | 93.54% | 5 | 4.214% | 0% | 0% | 1 | 89.53% | 0% | 0% | 3 | 89.53% | 0% | 0% | 3 | 93.75% | 0% | 0% | 4 | 27.02% | 0% | 0% | 1 | 3.216% | 0% | 0% | 1 |  | 0% | 0% | 1 | 37.3333 | 0% | 0% | 4 | 1.166% | 0% | 0% | 1 | 0 | 2 | 6.131% | 86.71% | 92.84% | 5 | 41.89% | 0% | 0% | 1 | 60.16% | 0% | 0% | 2 | 77.43% | 0% | 0% | 3 | 96.8% | 0% | 0% | 5 | 33.88% | 0% | 0% | 1 | 4.161% | 0% | 0% | 1 |  | 0% | 0% | 1 | 28.5429 | 0% | 0% | 3 | 1.53% | 0% | 0% | 1 | 0 | 2 | 18.4% | 74.84% | 93.24% | 5 | 42.55% | 0% | 0% | 1 | 44.84% | 0% | 0% | 1 | 59.18% | 0% | 0% | 2 | 83.01% | 0% | 0% | 3 | 36.58% | 0% | 0% | 1 | 5.054% | 0% | 0% | 1 |  | 0% | 0% | 1 | 25.6775 | 0% | 0% | 3 | 2.343% | 0% | 0% | 1 | 0 | 2 | 19.58% | 69.38% | 88.96% | 5 | 46.57% | 0% | 0% | 1 | 41.47% | 0% | 0% | 1 | 57.28% | 0% | 0% | 2 | 80.36% | 0% | 0% | 3 | 36.83% | 0% | 0% | 1 | 7.704% | 0% | 0% | 1
138 | Encina | SAN DIEGO | 0 | 0 | 10 | 0% | 0% | 1 | 5.6 | 0% | 0% | 1 | 0% | 0% | 0% | 1 | 0 | 2 | 0% | 0% | 0% | 1 | 17.64% | 0% | 0% | 1 | 84.38% | 0% | 0% | 3 | 89.06% | 0% | 0% | 3 | 89.06% | 0% | 0% | 3 | 0% | 0% | 0% | 1 | 12.52% | 0% | 0% | 1 |  | 0% | 0% | 1 | 6.5085 | 0% | 0% | 1 | 0.8881% | 0% | 0% | 1 | 0 | 2 | 37.66% | 0% | 37.66% | 2 | 26% | 0% | 0% | 1 | 55.73% | 0% | 0% | 2 | 57.79% | 0% | 0% | 2 | 71.72% | 0% | 0% | 3 | 0% | 0% | 0% | 1 | 16.78% | 0% | 0% | 1 |  | 0% | 0% | 1 | 47 | 0% | 0% | 4 | 6.415% | 0% | 0% | 1 | 0 | 2 | 92.2% | 0% | 92.2% | 5 | 61.09% | 0% | 0% | 2 | 37.02% | 0% | 0% | 1 | 48.51% | 0% | 0% | 1 | 78.26% | 0% | 0% | 3 | 1.575% | 0% | 0% | 1 | 5.932% | 0% | 0% | 1 |  | 0% | 0% | 1 | 46.5 | 0% | 0% | 4 | 5.431% | 0% | 0% | 1 | 0 | 2 | 76.53% | 20.46% | 96.99% | 5 | 43.83% | 0% | 0% | 1 | 19.11% | 0% | 0% | 1 | 34.53% | 0% | 0% | 1 | 56.56% | 0% | 0% | 2 | 1.407% | 0% | 0% | 1 | 7.185% | 0% | 0% | 1
139 | Escondido | SAN DIEGO | 0 | 0 | 10 | 0% | 0% | 1 | 35.5 | 0% | 0% | 4 | 1.554% | 0% | 0% | 1 | 0 | 2 | 100% | 0% | 100% | 5 | 21.49% | 0% | 0% | 1 | 28.81% | 0% | 0% | 1 | 6.523% | 0% | 0% | 1 | 49.23% | 0% | 0% | 1 | 3.423% | 0% | 0% | 1 | 7.8% | 0% | 0% | 1 |  | 0% | 0% | 1 | 39.3414 | 0% | 0% | 4 | 2.837% | 0% | 0% | 1 | 0 | 2 | 52.96% | 47.03% | 100% | 5 | 47.78% | 0% | 0% | 1 | 16.26% | 0% | 0% | 1 | 28.12% | 0% | 0% | 1 | 59.17% | 0% | 0% | 2 | 9.759% | 0% | 0% | 1 | 7.069% | 0% | 0% | 1 |  | 0% | 0% | 1 | 37 | 0% | 0% | 4 | 4.183% | 0% | 0% | 1 | 0 | 2 | 49.17% | 50.14% | 99.32% | 5 | 45.46% | 0% | 0% | 1 | 22.7% | 0% | 0% | 1 | 29.27% | 0% | 0% | 1 | 56.2% | 0% | 0% | 2 | 22.26% | 0% | 0% | 1 | 6.765% | 0% | 0% | 1 |  | 0% | 0% | 1 | 30.1016 | 0% | 0% | 4 | 3.492% | 0% | 0% | 1 | 0 | 2 | 34.79% | 64.32% | 99.11% | 5 | 52.71% | 0% | 0% | 2 | 19.16% | 0% | 0% | 1 | 29.44% | 0% | 0% | 1 | 62.22% | 0% | 0% | 2 | 29.75% | 0% | 0% | 1 | 6.76% | 0% | 0% | 1
140 | Kearny | SAN DIEGO | 0 | 0 | 0 | 0% | 0% | 1 | 2.7531 | 0% | 0% | 1 | 0% | 0% | 0% | 1 | 0 | 2 | 100% | 0% | 100% | 5 | 8.241% | 0% | 0% | 1 | 100% | 0% | 0% | 5 | 0% | 0% | 0% | 1 | 100% | 0% | 0% | 5 | 8.343% | 0% | 0% | 1 | 29.21% | 0% | 0% | 1 |  | 0% | 0% | 1 | 26.2857 | 0% | 0% | 3 | 0% | 0% | 0% | 1 | 0 | 2 | 25.11% | 0% | 25.11% | 2 | 24.87% | 0% | 0% | 1 | 26.06% | 0% | 0% | 1 | 48.12% | 0% | 0% | 1 | 72.38% | 0% | 0% | 3 | 5.496% | 0% | 0% | 1 | 1.628% | 0% | 0% | 1 |  | 0% | 0% | 1 | 26 | 0% | 0% | 3 | 0.05378% | 0% | 0% | 1 | 0 | 2 | 23.22% | 38.96% | 62.18% | 5 | 42.05% | 0% | 0% | 1 | 38.9% | 0% | 0% | 1 | 64.56% | 0% | 0% | 2 | 90.68% | 0% | 0% | 4 | 10.09% | 0% | 0% | 1 | 2.355% | 0% | 0% | 1 |  | 0% | 0% | 1 | 25.5 | 0% | 0% | 3 | 0.5849% | 0% | 0% | 1 | 0 | 2 | 26.23% | 63.53% | 89.76% | 5 | 47.45% | 0% | 0% | 1 | 54.94% | 0% | 0% | 2 | 71.91% | 0% | 0% | 3 | 89.43% | 0% | 0% | 3 | 22.71% | 0% | 0% | 1 | 4.085% | 0% | 0% | 1
141 | Miguel | SAN DIEGO | 0 | 0 | 10 | 0% | 0% | 1 | 34.3333 | 0% | 0% | 4 | 0% | 0% | 0% | 1 | 0 | 2 | 81.22% | 14.59% | 95.81% | 5 | 4.589% | 0% | 0% | 1 | 98.21% | 0% | 0% | 5 | 93.5% | 0% | 0% | 4 | 100% | 0% | 0% | 5 | 57.5% | 0% | 0% | 2 | 1.52% | 0% | 0% | 1 |  | 0% | 0% | 1 | 16.5 | 0% | 0% | 2 | 0% | 0% | 0% | 1 | 0 | 2 | 47.77% | 44.05% | 91.82% | 5 | 10.07% | 0% | 0% | 1 | 84.7% | 0% | 0% | 3 | 94.5% | 0% | 0% | 4 | 95.95% | 0% | 0% | 5 | 43.1% | 0% | 0% | 1 | 5.888% | 0% | 0% | 1 |  | 0% | 0% | 1 | 25.5 | 0% | 0% | 3 | 0.05475% | 0% | 0% | 1 | 0 | 2 | 18.66% | 66.68% | 85.34% | 5 | 23.61% | 0% | 0% | 1 | 60.94% | 0% | 0% | 2 | 85.12% | 0% | 0% | 3 | 88.61% | 0% | 0% | 3 | 34.62% | 0% | 0% | 1 | 3.941% | 0% | 0% | 1 |  | 0% | 0% | 1 | 18.0907 | 0% | 0% | 2 | 0.1503% | 0% | 0% | 1 | 0 | 2 | 10.96% | 80.79% | 91.75% | 5 | 24.97% | 0% | 0% | 1 | 49.21% | 0% | 0% | 1 | 77.15% | 0% | 0% | 3 | 84.1% | 0% | 0% | 3 | 44.48% | 0% | 0% | 1 | 3.231% | 0% | 0% | 1
142 | Mission | SAN DIEGO | 0 | 0 | 10 | 0% | 0% | 1 | 6.5556 | 0% | 0% | 1 | 0% | 0% | 0% | 1 | 0 | 2 | 0% | 0% | 0% | 1 | 11.15% | 0% | 0% | 1 | 12.17% | 0% | 0% | 1 | 89.35% | 0% | 0% | 3 | 89.35% | 0% | 0% | 3 | 0% | 0% | 0% | 1 | 0.5569% | 0% | 0% | 1 |  | 0% | 0% | 1 | 32.3833 | 0% | 0% | 4 | 0% | 0% | 0% | 1 | 0 | 2 | 12.6% | 0% | 12.6% | 1 | 13.9% | 0% | 0% | 1 | 26.37% | 0% | 0% | 1 | 68.98% | 0% | 0% | 2 | 81.89% | 0% | 0% | 3 | 2.448% | 0% | 0% | 1 | 1.82% | 0% | 0% | 1 |  | 0% | 0% | 1 | 26 | 0% | 0% | 3 | 0.03639% | 0% | 0% | 1 | 0 | 2 | 19.78% | 19.33% | 39.12% | 3 | 31.12% | 0% | 0% | 1 | 42.9% | 0% | 0% | 1 | 66.44% | 0% | 0% | 2 | 86.65% | 0% | 0% | 3 | 14.01% | 0% | 0% | 1 | 2.147% | 0% | 0% | 1 |  | 0% | 0% | 1 | 25.25 | 0% | 0% | 3 | 0.2577% | 0% | 0% | 1 | 0 | 2 | 25.21% | 61.53% | 86.74% | 5 | 44.12% | 0% | 0% | 1 | 58.94% | 0% | 0% | 2 | 76.37% | 0% | 0% | 3 | 93.06% | 0% | 0% | 4 | 21.3% | 0% | 0% | 1 | 4.167% | 0% | 0% | 1
143 | Old Town | SAN DIEGO | 0 | 0 | 10 | 0% | 0% | 1 | 26.2989 | 0% | 0% | 3 | 0% | 0% | 0% | 1 | 0 | 2 | 0% | 0% | 0% | 1 | 1.135% | 0% | 0% | 1 | 4.286% | 0% | 0% | 1 | 69.7% | 0% | 0% | 2 | 69.7% | 0% | 0% | 2 | 0% | 0% | 0% | 1 | 0.1695% | 0% | 0% | 1 |  | 0% | 0% | 1 | 27.6667 | 0% | 0% | 3 | 0% | 0% | 0% | 1 | 0 | 2 | 0.2024% | 0% | 0.2024% | 1 | 1.678% | 0% | 0% | 1 | 17.43% | 0% | 0% | 1 | 78.98% | 0% | 0% | 3 | 79.53% | 0% | 0% | 3 | 0.01688% | 0% | 0% | 1 | 1.354% | 0% | 0% | 1 |  | 0% | 0% | 1 | 26 | 0% | 0% | 3 | 0% | 0% | 0% | 1 | 0 | 2 | 12.91% | 0% | 12.91% | 1 | 13.31% | 0% | 0% | 1 | 29.14% | 0% | 0% | 1 | 70.23% | 0% | 0% | 3 | 82.55% | 0% | 0% | 3 | 2.36% | 0% | 0% | 1 | 2.245% | 0% | 0% | 1 |  | 0% | 0% | 1 | 25 | 0% | 0% | 3 | 0.03394% | 0% | 0% | 1 | 0 | 2 | 38.39% | 35.21% | 73.6% | 5 | 30.09% | 0% | 0% | 1 | 60.75% | 0% | 0% | 2 | 77.15% | 0% | 0% | 3 | 94.28% | 0% | 0% | 4 | 21.79% | 0% | 0% | 1 | 4.269% | 0% | 0% | 1
144 | Penasquitos | SAN DIEGO | 0 | 0 | 10 | 0% | 0% | 1 | 14.9024 | 0% | 0% | 2 | 0% | 0% | 0% | 1 | 0 | 2 | 0% | 0% | 0% | 1 | 3.051% | 0% | 0% | 1 | 54.93% | 0% | 0% | 2 | 72.32% | 0% | 0% | 3 | 72.32% | 0% | 0% | 3 | 0% | 0% | 0% | 1 | 10.78% | 0% | 0% | 1 |  | 0% | 0% | 1 | 14.1199 | 0% | 0% | 2 | 0.4605% | 0% | 0% | 1 | 0 | 2 | 76.61% | 0% | 76.61% | 5 | 25.02% | 0% | 0% | 1 | 60.1% | 0% | 0% | 2 | 66.86% | 0% | 0% | 2 | 81.34% | 0% | 0% | 3 | 0% | 0% | 0% | 1 | 5.761% | 0% | 0% | 1 |  | 0% | 0% | 1 | 20.9007 | 0% | 0% | 3 | 0.176% | 0% | 0% | 1 | 0 | 2 | 58.82% | 25.11% | 83.94% | 5 | 41.39% | 0% | 0% | 1 | 41.73% | 0% | 0% | 1 | 35.99% | 0% | 0% | 1 | 74.02% | 0% | 0% | 3 | 8.708% | 0% | 0% | 1 | 5.029% | 0% | 0% | 1 |  | 0% | 0% | 1 | 27.8667 | 0% | 0% | 3 | 1.509% | 0% | 0% | 1 | 0 | 2 | 31.05% | 53.57% | 84.61% | 5 | 54.5% | 0% | 0% | 2 | 54.55% | 0% | 0% | 2 | 65.4% | 0% | 0% | 2 | 89.44% | 0% | 0% | 3 | 13.78% | 0% | 0% | 1 | 4.122% | 0% | 0% | 1
145 | San Luis Rey | SAN DIEGO | 0 | 0 | 10 | 0% | 0% | 1 | 5.8444 | 0% | 0% | 1 | 0% | 0% | 0% | 1 | 0 | 2 | 0% | 0% | 0% | 1 | 16.79% | 0% | 0% | 1 | 93.08% | 0% | 0% | 4 | 93.1% | 0% | 0% | 4 | 93.1% | 0% | 0% | 4 | 0% | 0% | 0% | 1 | 31.02% | 0% | 0% | 1 |  | 0% | 0% | 1 | 54.1429 | 0% | 0% | 4 | 5.396% | 0% | 0% | 1 | 0 | 2 | 80.06% | 0% | 80.06% | 5 | 51.97% | 0% | 0% | 2 | 49.6% | 0% | 0% | 1 | 64.66% | 0% | 0% | 2 | 73.03% | 0% | 0% | 3 | 0.2297% | 0% | 0% | 1 | 6.085% | 0% | 0% | 1 |  | 0% | 0% | 1 | 46.7273 | 0% | 0% | 4 | 5.775% | 0% | 0% | 1 | 0 | 2 | 91.04% | 3.981% | 95.02% | 5 | 60.55% | 0% | 0% | 2 | 25.45% | 0% | 0% | 1 | 51.49% | 0% | 0% | 2 | 74.7% | 0% | 0% | 3 | 0.6431% | 0% | 0% | 1 | 6.554% | 0% | 0% | 1 |  | 0% | 0% | 1 | 38 | 0% | 0% | 4 | 4.712% | 0% | 0% | 1 | 0 | 2 | 60.07% | 38.23% | 98.3% | 5 | 55.75% | 0% | 0% | 2 | 15.22% | 0% | 0% | 1 | 31.05% | 0% | 0% | 1 | 64.18% | 0% | 0% | 2 | 6.104% | 0% | 0% | 1 | 7.303% | 0% | 0% | 1
146 | Sycamore Canyon | SAN DIEGO | 0 | 0 | 10 | 0% | 0% | 1 | 22.0872 | 0% | 0% | 3 | 0.08025% | 0% | 0% | 1 | 0 | 2 | 31.49% | 68.51% | 100% | 5 | 91.51% | 0% | 0% | 4 | 64.51% | 0% | 0% | 2 | 44.67% | 0% | 0% | 1 | 99.34% | 0% | 0% | 5 | 24.21% | 0% | 0% | 1 | 2.131% | 0% | 0% | 1 |  | 0% | 0% | 1 | 28.07 | 0% | 0% | 3 | 0.437% | 0% | 0% | 1 | 0 | 2 | 24.57% | 75.43% | 100% | 5 | 71.88% | 0% | 0% | 3 | 58.57% | 0% | 0% | 2 | 67.38% | 0% | 0% | 2 | 97.42% | 0% | 0% | 5 | 16.77% | 0% | 0% | 1 | 3.402% | 0% | 0% | 1 |  | 0% | 0% | 1 | 25 | 0% | 0% | 3 | 1.017% | 0% | 0% | 1 | 0 | 2 | 21.65% | 78.13% | 99.78% | 5 | 63.99% | 0% | 0% | 2 | 50.4% | 0% | 0% | 2 | 63.45% | 0% | 0% | 2 | 87.9% | 0% | 0% | 3 | 26.83% | 0% | 0% | 1 | 3.776% | 0% | 0% | 1 |  | 0% | 0% | 1 | 23.5508 | 0% | 0% | 3 | 0.6552% | 0% | 0% | 1 | 0 | 2 | 11.43% | 84.45% | 95.88% | 5 | 44.89% | 0% | 0% | 1 | 31.57% | 0% | 0% | 1 | 43.46% | 0% | 0% | 1 | 68.82% | 0% | 0% | 2 | 44.79% | 0% | 0% | 1 | 4.553% | 0% | 0% | 1
147 | Talega | GREATER LA METRO | 0 | 0 | 10 | 0% | 0% | 1 | 7.5219 | 0% | 0% | 1 | 0.388% | 0% | 0% | 1 | 0 | 2 | 98.03% | 0% | 98.03% | 5 | 17.41% | 0% | 0% | 1 | 83.07% | 0% | 0% | 3 | 83.07% | 0% | 0% | 3 | 83.07% | 0% | 0% | 3 | 57.51% | 0% | 0% | 2 | 5.16% | 0% | 0% | 1 |  | 0% | 0% | 1 | 49.5 | 0% | 0% | 4 | 0.1547% | 0% | 0% | 1 | 0 | 2 | 92.76% | 0% | 92.76% | 5 | 23.19% | 0% | 0% | 1 | 62.97% | 0% | 0% | 2 | 68.63% | 0% | 0% | 2 | 75.88% | 0% | 0% | 3 | 54.05% | 0% | 0% | 2 | 5.516% | 0% | 0% | 1 |  | 0% | 0% | 1 | 27.6667 | 0% | 0% | 3 | 0.3101% | 0% | 0% | 1 | 0 | 2 | 79.72% | 16.4% | 96.12% | 5 | 55.07% | 0% | 0% | 2 | 55.43% | 0% | 0% | 2 | 62.35% | 0% | 0% | 2 | 87.88% | 0% | 0% | 3 | 50.41% | 0% | 0% | 2 | 6.057% | 0% | 0% | 1 |  | 0% | 0% | 1 | 33 | 0% | 0% | 4 | 0.606% | 0% | 0% | 1 | 0 | 2 | 44.24% | 52.67% | 96.91% | 5 | 52.32% | 0% | 0% | 2 | 44.11% | 0% | 0% | 1 | 51.15% | 0% | 0% | 2 | 86.39% | 0% | 0% | 3 | 34.11% | 0% | 0% | 1 | 6.718% | 0% | 0% | 1
148 | Martin (San Francisco H) | NORTHERN CALIFORNIA | 0 | 0 | 10 | 0% | 0% | 1 | 12.9085 | 0% | 0% | 2 | 0% | 0% | 0% | 1 | 0 | 2 | 0% | 0% | 0% | 1 | 25.42% | 0% | 0% | 1 | 10.54% | 0% | 0% | 1 | 23.09% | 0% | 0% | 1 | 48.51% | 0% | 0% | 1 | 0% | 0% | 0% | 1 | 2.714% | 0% | 0% | 1 |  | 0% | 0% | 1 | 59 | 0% | 0% | 4 | 0% | 0% | 0% | 1 | 0 | 2 | 3.03% | 26.01% | 29.04% | 4 | 26.9% | 0% | 0% | 1 | 41.53% | 0% | 0% | 1 | 59.13% | 0% | 0% | 2 | 60.31% | 0% | 0% | 2 | 24.22% | 0% | 0% | 1 | 4.602% | 0% | 0% | 1 |  | 0% | 0% | 1 | 59 | 0% | 0% | 4 | 0.644% | 0% | 0% | 1 | 0 | 2 | 2.759% | 32.93% | 35.69% | 5 | 32.34% | 0% | 0% | 1 | 49.85% | 0% | 0% | 1 | 66.23% | 0% | 0% | 2 | 70.41% | 0% | 0% | 3 | 25.87% | 0% | 0% | 1 | 6.029% | 0% | 0% | 1 |  | 0% | 0% | 1 | 55 | 0% | 0% | 4 | 0.4103% | 0% | 0% | 1 | 0 | 2 | 14.31% | 41.61% | 55.91% | 5 | 47.38% | 0% | 0% | 1 | 53.17% | 0% | 0% | 2 | 72.48% | 0% | 0% | 3 | 78.4% | 0% | 0% | 3 | 31.18% | 0% | 0% | 1 | 8.586% | 0% | 0% | 1
149 | Bellota | NORTHERN CALIFORNIA | 0 | 0 | 10 | 0% | 0% | 1 | 12.0312 | 0% | 0% | 2 | 30.12% | 0% | 0% | 1 | 0 | 2 | 0% | 0% | 0% | 1 | 13.78% | 0% | 0% | 1 | 16.43% | 0% | 0% | 1 | 64.7% | 0% | 0% | 2 | 64.81% | 0% | 0% | 2 | 24.19% | 0% | 0% | 1 | 19.93% | 0% | 0% | 1 |  | 0% | 0% | 1 | 12 | 0% | 0% | 2 | 34.38% | 0% | 0% | 1 | 0 | 2 | 3.01% | 0% | 3.01% | 1 | 32.1% | 0% | 0% | 1 | 18.75% | 0% | 0% | 1 | 43.05% | 0% | 0% | 1 | 54.33% | 0% | 0% | 2 | 27.58% | 0% | 0% | 1 | 13.27% | 0% | 0% | 1 |  | 0% | 0% | 1 | 14.637 | 0% | 0% | 2 | 27.95% | 0% | 0% | 1 | 0 | 2 | 9.778% | 0% | 9.778% | 1 | 41.32% | 0% | 0% | 1 | 17.28% | 0% | 0% | 1 | 37.42% | 0% | 0% | 1 | 58.46% | 0% | 0% | 2 | 26.06% | 0% | 0% | 1 | 9.743% | 0% | 0% | 1 |  | 0% | 0% | 1 | 15.6 | 0% | 0% | 2 | 28.65% | 0% | 0% | 1 | 0 | 2 | 14.41% | 0% | 14.41% | 1 | 45.21% | 0% | 0% | 1 | 15.62% | 0% | 0% | 1 | 35.7% | 0% | 0% | 1 | 60.41% | 0% | 0% | 2 | 27.6% | 0% | 0% | 1 | 9.645% | 0% | 0% | 1
150 | Ripon | NORTHERN CALIFORNIA | 0 | 0 | 10 | 0% | 0% | 1 | 23.57 | 0% | 0% | 3 | 80.56% | 0% | 0% | 3 | 0 | 2 | 0% | 0% | 0% | 1 | 32.66% | 0% | 0% | 1 | 17.36% | 0% | 0% | 1 | 17.36% | 0% | 0% | 1 | 41.22% | 0% | 0% | 1 | 0% | 0% | 0% | 1 | 1.45% | 0% | 0% | 1 |  | 0% | 0% | 1 | 18.3956 | 0% | 0% | 2 | 62.41% | 0% | 0% | 2 | 0 | 2 | 0% | 0% | 0% | 1 | 39.57% | 0% | 0% | 1 | 17.19% | 0% | 0% | 1 | 19.36% | 0% | 0% | 1 | 47.68% | 0% | 0% | 1 | 0% | 0% | 0% | 1 | 4.26% | 0% | 0% | 1 |  | 0% | 0% | 1 | 16.8968 | 0% | 0% | 2 | 63.92% | 0% | 0% | 2 | 0 | 2 | 0% | 0% | 0% | 1 | 37.03% | 0% | 0% | 1 | 10.13% | 0% | 0% | 1 | 13.08% | 0% | 0% | 1 | 43.06% | 0% | 0% | 1 | 0% | 0% | 0% | 1 | 3.54% | 0% | 0% | 1 |  | 0% | 0% | 1 | 15.7222 | 0% | 0% | 2 | 56.81% | 0% | 0% | 2 | 0 | 2 | 0.4816% | 0% | 0.4816% | 1 | 40.06% | 0% | 0% | 1 | 10.5% | 0% | 0% | 1 | 15.84% | 0% | 0% | 1 | 47.25% | 0% | 0% | 1 | 6.599% | 0% | 0% | 1 | 4.456% | 0% | 0% | 1
151 | Lockeford | NORTHERN CALIFORNIA | 0 | 0 | 10 | 0% | 0% | 1 | 23.7968 | 0% | 0% | 3 | 50.47% | 0% | 0% | 2 | 0 | 2 | 0% | 0% | 0% | 1 | 0% | 0% | 0% | 1 | 0% | 0% | 0% | 1 | 31.4% | 0% | 0% | 1 | 31.4% | 0% | 0% | 1 | 0% | 0% | 0% | 1 | 9.751% | 0% | 0% | 1 |  | 0% | 0% | 1 | 21.5188 | 0% | 0% | 3 | 45.97% | 0% | 0% | 1 | 0 | 2 | 0.108% | 0% | 0.108% | 1 | 12.35% | 0% | 0% | 1 | 9.7% | 0% | 0% | 1 | 35.23% | 0% | 0% | 1 | 38.4% | 0% | 0% | 1 | 8.044% | 0% | 0% | 1 | 14.3% | 0% | 0% | 1 |  | 0% | 0% | 1 | 18.5925 | 0% | 0% | 2 | 38.55% | 0% | 0% | 1 | 0 | 2 | 5.175% | 0% | 5.175% | 1 | 26.68% | 0% | 0% | 1 | 21.58% | 0% | 0% | 1 | 43.72% | 0% | 0% | 1 | 49.99% | 0% | 0% | 1 | 12.46% | 0% | 0% | 1 | 13.27% | 0% | 0% | 1 |  | 0% | 0% | 1 | 14.2825 | 0% | 0% | 2 | 38.69% | 0% | 0% | 1 | 0 | 2 | 6.159% | 0% | 6.159% | 1 | 35.01% | 0% | 0% | 1 | 22.51% | 0% | 0% | 1 | 39.28% | 0% | 0% | 1 | 51.72% | 0% | 0% | 2 | 16.04% | 0% | 0% | 1 | 13.04% | 0% | 0% | 1
152 | Stagg | NORTHERN CALIFORNIA | 0 | 0 | 10 | 0% | 0% | 1 | 10.7413 | 0% | 0% | 1 | 82.84% | 0% | 0% | 3 | 0 | 2 | 0% | 0% | 0% | 1 | 0% | 0% | 0% | 1 | 5.533% | 0% | 0% | 1 | 8.257% | 0% | 0% | 1 | 8.257% | 0% | 0% | 1 | 0% | 0% | 0% | 1 | 4.561% | 0% | 0% | 1 |  | 0% | 0% | 1 | 11.125 | 0% | 0% | 1 | 76.28% | 0% | 0% | 3 | 0 | 2 | 0% | 0% | 0% | 1 | 10.44% | 0% | 0% | 1 | 19.3% | 0% | 0% | 1 | 22.39% | 0% | 0% | 1 | 27.8% | 0% | 0% | 1 | 0% | 0% | 0% | 1 | 5.157% | 0% | 0% | 1 |  | 0% | 0% | 1 | 13.9608 | 0% | 0% | 2 | 73.08% | 0% | 0% | 2 | 0 | 2 | 0% | 0% | 0% | 1 | 13.2% | 0% | 0% | 1 | 11.13% | 0% | 0% | 1 | 13.53% | 0% | 0% | 1 | 23.51% | 0% | 0% | 1 | 0% | 0% | 0% | 1 | 6.314% | 0% | 0% | 1 |  | 0% | 0% | 1 | 15.1811 | 0% | 0% | 2 | 60.53% | 0% | 0% | 2 | 0 | 2 | 0.07926% | 0% | 0.07926% | 1 | 11.25% | 0% | 0% | 1 | 12.52% | 0% | 0% | 1 | 21.27% | 0% | 0% | 1 | 30.03% | 0% | 0% | 1 | 0.8894% | 0% | 0% | 1 | 8.123% | 0% | 0% | 1
153 | Weber | NORTHERN CALIFORNIA | 0 | 0 | 10 | 0% | 0% | 1 | 14.6337 | 0% | 0% | 2 | 42.83% | 0% | 0% | 1 | 0 | 2 | 0% | 0% | 0% | 1 | 0% | 0% | 0% | 1 | 0.0869% | 0% | 0% | 1 | 0.7453% | 0% | 0% | 1 | 0.7453% | 0% | 0% | 1 | 0% | 0% | 0% | 1 | 2.312% | 0% | 0% | 1 |  | 0% | 0% | 1 | 16.2619 | 0% | 0% | 2 | 72.01% | 0% | 0% | 2 | 0 | 2 | 0% | 0% | 0% | 1 | 0% | 0% | 0% | 1 | 1.028% | 0% | 0% | 1 | 4.936% | 0% | 0% | 1 | 4.936% | 0% | 0% | 1 | 0% | 0% | 0% | 1 | 2.485% | 0% | 0% | 1 |  | 0% | 0% | 1 | 16 | 0% | 0% | 2 | 65.76% | 0% | 0% | 2 | 0 | 2 | 0% | 0% | 0% | 1 | 14.64% | 0% | 0% | 1 | 3.937% | 0% | 0% | 1 | 11.64% | 0% | 0% | 1 | 25.42% | 0% | 0% | 1 | 0.2637% | 0% | 0% | 1 | 5.224% | 0% | 0% | 1 |  | 0% | 0% | 1 | 16 | 0% | 0% | 2 | 59.51% | 0% | 0% | 2 | 0 | 2 | 0% | 0% | 0% | 1 | 23.89% | 0% | 0% | 1 | 12.75% | 0% | 0% | 1 | 22.32% | 0% | 0% | 1 | 38.42% | 0% | 0% | 1 | 5.25% | 0% | 0% | 1 | 7.513% | 0% | 0% | 1
154 | Carrizo Plains | SPGE | 0 | 0 | 10 | 0% | 0% | 1 | 5.1001 | 0% | 0% | 1 | 0.05549% | 0% | 0% | 1 | 0 | 2 | 12.35% | 0% | 12.35% | 1 | 0.7332% | 0% | 0% | 1 | 25.54% | 0% | 0% | 1 | 47.47% | 0% | 0% | 1 | 47.47% | 0% | 0% | 1 | 53.47% | 0% | 0% | 2 | 1.803% | 0% | 0% | 1 |  | 0% | 0% | 1 | 9.3582 | 0% | 0% | 1 | 0.1811% | 0% | 0% | 1 | 0 | 2 | 21.36% | 0% | 21.36% | 2 | 33.07% | 0% | 0% | 1 | 18.69% | 0% | 0% | 1 | 30.33% | 0% | 0% | 1 | 56.25% | 0% | 0% | 2 | 65.16% | 0% | 0% | 2 | 4.785% | 0% | 0% | 1 |  | 0% | 0% | 1 | 7.9602 | 0% | 0% | 1 | 0.6895% | 0% | 0% | 1 | 0 | 2 | 18.53% | 0% | 18.53% | 1 | 42.06% | 0% | 0% | 1 | 17.71% | 0% | 0% | 1 | 26.96% | 0% | 0% | 1 | 62.34% | 0% | 0% | 2 | 56.98% | 0% | 0% | 2 | 3.439% | 0% | 0% | 1 |  | 0% | 0% | 1 | 6.75 | 0% | 0% | 1 | 3.731% | 0% | 0% | 1 | 0 | 2 | 17.23% | 1.146% | 18.38% | 2 | 46.97% | 0% | 0% | 1 | 13.18% | 0% | 0% | 1 | 23.03% | 0% | 0% | 1 | 64.75% | 0% | 0% | 2 | 48.22% | 0% | 0% | 1 | 2.549% | 0% | 0% | 1
155 | Cholame | SPGE | 0 | 0 | 0 | 0% | 0% | 1 | 5.9083 | 0% | 0% | 1 | 5.118% | 0% | 0% | 1 | 0 | 2 | 0% | 0% | 0% | 1 | 73.3% | 0% | 0% | 3 | 40.13% | 0% | 0% | 1 | 47.82% | 0% | 0% | 1 | 84.68% | 0% | 0% | 3 | 40.09% | 0% | 0% | 1 | 1.278% | 0% | 0% | 1 |  | 0% | 0% | 1 | 4.7148 | 0% | 0% | 1 | 4.699% | 0% | 0% | 1 | 0 | 2 | 7.018% | 0% | 7.018% | 1 | 44.04% | 0% | 0% | 1 | 18.36% | 0% | 0% | 1 | 36.04% | 0% | 0% | 1 | 59.11% | 0% | 0% | 2 | 46.9% | 0% | 0% | 1 | 1.325% | 0% | 0% | 1 |  | 0% | 0% | 1 | 5.9723 | 0% | 0% | 1 | 4.121% | 0% | 0% | 1 | 0 | 2 | 12.71% | 0% | 12.71% | 1 | 36.19% | 0% | 0% | 1 | 10.16% | 0% | 0% | 1 | 21.17% | 0% | 0% | 1 | 47.65% | 0% | 0% | 1 | 49.53% | 0% | 0% | 1 | 1.325% | 0% | 0% | 1 |  | 0% | 0% | 1 | 6.4601 | 0% | 0% | 1 | 4.898% | 0% | 0% | 1 | 0 | 2 | 18.65% | 0.3589% | 19.01% | 2 | 39.05% | 0% | 0% | 1 | 8.175% | 0% | 0% | 1 | 19.59% | 0% | 0% | 1 | 51.67% | 0% | 0% | 2 | 45.57% | 0% | 0% | 1 | 1.498% | 0% | 0% | 1
156 | Mesa | SPGE | 0 | 0 | 10 | 0% | 0% | 1 | 9.1879 | 0% | 0% | 1 | 30.77% | 0% | 0% | 1 | 0 | 2 | 28.97% | 15.9% | 44.87% | 3 | 9.16% | 0% | 0% | 1 | 0% | 0% | 0% | 1 | 0.04698% | 0% | 0% | 1 | 9.207% | 0% | 0% | 1 | 22.14% | 0% | 0% | 1 | 7.259% | 0% | 0% | 1 |  | 0% | 0% | 1 | 9.5024 | 0% | 0% | 1 | 26.76% | 0% | 0% | 1 | 0 | 2 | 23.56% | 27.16% | 50.72% | 4 | 5.156% | 0% | 0% | 1 | 3.564% | 0% | 0% | 1 | 12.32% | 0% | 0% | 1 | 16.95% | 0% | 0% | 1 | 28.67% | 0% | 0% | 1 | 6.868% | 0% | 0% | 1 |  | 0% | 0% | 1 | 8.0759 | 0% | 0% | 1 | 17.71% | 0% | 0% | 1 | 0 | 2 | 26.79% | 29.09% | 55.88% | 4 | 8.731% | 0% | 0% | 1 | 7.264% | 0% | 0% | 1 | 25% | 0% | 0% | 1 | 29.2% | 0% | 0% | 1 | 38.38% | 0% | 0% | 1 | 6.269% | 0% | 0% | 1 |  | 0% | 0% | 1 | 6.8234 | 0% | 0% | 1 | 14.54% | 0% | 0% | 1 | 0 | 2 | 33.93% | 27.1% | 61.04% | 4 | 17.22% | 0% | 0% | 1 | 6.673% | 0% | 0% | 1 | 30.69% | 0% | 0% | 1 | 39.34% | 0% | 0% | 1 | 41.13% | 0% | 0% | 1 | 5.622% | 0% | 0% | 1
157 | Oceano | SPGE | 0 | 0 | 10 | 0% | 0% | 1 | 25.9143 | 0% | 0% | 3 | 14.21% | 0% | 0% | 1 | 0 | 2 | 52.43% | 18.61% | 71.04% | 3 | 4.201% | 0% | 0% | 1 | 4.205% | 0% | 0% | 1 | 16.91% | 0% | 0% | 1 | 16.91% | 0% | 0% | 1 | 15.49% | 0% | 0% | 1 | 4.656% | 0% | 0% | 1 |  | 0% | 0% | 1 | 12.7126 | 0% | 0% | 2 | 20.17% | 0% | 0% | 1 | 0 | 2 | 33.2% | 28.61% | 61.8% | 4 | 9.243% | 0% | 0% | 1 | 2.809% | 0% | 0% | 1 | 21.76% | 0% | 0% | 1 | 25.71% | 0% | 0% | 1 | 24.02% | 0% | 0% | 1 | 7.917% | 0% | 0% | 1 |  | 0% | 0% | 1 | 8.9517 | 0% | 0% | 1 | 16.11% | 0% | 0% | 1 | 0 | 2 | 36.84% | 28.66% | 65.5% | 4 | 11.9% | 0% | 0% | 1 | 6.571% | 0% | 0% | 1 | 29.87% | 0% | 0% | 1 | 33.48% | 0% | 0% | 1 | 39.53% | 0% | 0% | 1 | 7.232% | 0% | 0% | 1 |  | 0% | 0% | 1 | 7.436 | 0% | 0% | 1 | 14.07% | 0% | 0% | 1 | 0 | 2 | 37.78% | 31.64% | 69.42% | 5 | 16.84% | 0% | 0% | 1 | 10.12% | 0% | 0% | 1 | 32.64% | 0% | 0% | 1 | 40.08% | 0% | 0% | 1 | 45.06% | 0% | 0% | 1 | 7.381% | 0% | 0% | 1
158 | San Luis Obispo | SPGE | 0 | 0 | 10 | 0% | 0% | 1 | 9.1917 | 0% | 0% | 1 | 11.87% | 0% | 0% | 1 | 0 | 2 | 60.18% | 16.2% | 76.38% | 5 | 14.03% | 0% | 0% | 1 | 4.191% | 0% | 0% | 1 | 59.82% | 0% | 0% | 2 | 62.08% | 0% | 0% | 2 | 37.75% | 0% | 0% | 1 | 9.779% | 0% | 0% | 1 |  | 0% | 0% | 1 | 8.5784 | 0% | 0% | 1 | 6.876% | 0% | 0% | 1 | 0 | 2 | 56.41% | 29.39% | 85.8% | 5 | 33.4% | 0% | 0% | 1 | 27.96% | 0% | 0% | 1 | 60.69% | 0% | 0% | 2 | 69.87% | 0% | 0% | 2 | 42.61% | 0% | 0% | 1 | 10.42% | 0% | 0% | 1 |  | 0% | 0% | 1 | 8.4754 | 0% | 0% | 1 | 4.05% | 0% | 0% | 1 | 0 | 2 | 39.4% | 50.7% | 90.09% | 5 | 28.11% | 0% | 0% | 1 | 22.21% | 0% | 0% | 1 | 52.16% | 0% | 0% | 2 | 60.8% | 0% | 0% | 2 | 51.88% | 0% | 0% | 2 | 7.378% | 0% | 0% | 1 |  | 0% | 0% | 1 | 9.3537 | 0% | 0% | 1 | 5.623% | 0% | 0% | 1 | 0 | 2 | 44.54% | 36.47% | 81.01% | 5 | 24.9% | 0% | 0% | 1 | 17.24% | 0% | 0% | 1 | 41.48% | 0% | 0% | 1 | 52.39% | 0% | 0% | 2 | 45.64% | 0% | 0% | 1 | 6.388% | 0% | 0% | 1
159 | Templeton | SPGE | 0 | 0 | 10 | 0% | 0% | 1 | 20.0778 | 0% | 0% | 3 | 7.711% | 0% | 0% | 1 | 0 | 2 | 20.1% | 2.045% | 22.14% | 2 | 0.7692% | 0% | 0% | 1 | 13.33% | 0% | 0% | 1 | 36.6% | 0% | 0% | 1 | 36.6% | 0% | 0% | 1 | 2.879% | 0% | 0% | 1 | 1.393% | 0% | 0% | 1 |  | 0% | 0% | 1 | 15.8667 | 0% | 0% | 2 | 6.769% | 0% | 0% | 1 | 0 | 2 | 27.47% | 20.8% | 48.27% | 4 | 16.76% | 0% | 0% | 1 | 21.34% | 0% | 0% | 1 | 35.38% | 0% | 0% | 1 | 41.23% | 0% | 0% | 1 | 23.38% | 0% | 0% | 1 | 3.193% | 0% | 0% | 1 |  | 0% | 0% | 1 | 12.2545 | 0% | 0% | 2 | 6.571% | 0% | 0% | 1 | 0 | 2 | 28.78% | 15.73% | 44.51% | 3 | 24.43% | 0% | 0% | 1 | 16.85% | 0% | 0% | 1 | 30.84% | 0% | 0% | 1 | 43.82% | 0% | 0% | 1 | 31.88% | 0% | 0% | 1 | 4.345% | 0% | 0% | 1 |  | 0% | 0% | 1 | 10.7333 | 0% | 0% | 1 | 5.736% | 0% | 0% | 1 | 0 | 2 | 31.01% | 13.16% | 44.17% | 3 | 27.44% | 0% | 0% | 1 | 15.71% | 0% | 0% | 1 | 29.35% | 0% | 0% | 1 | 45.92% | 0% | 0% | 1 | 37.36% | 0% | 0% | 1 | 3.642% | 0% | 0% | 1
160 | Sisquoc | SPGE | 0 | 0 | 10 | 0% | 0% | 1 | 9.0744 | 0% | 0% | 1 | 33.26% | 0% | 0% | 1 | 0 | 2 | 7.428% | 5.186% | 12.61% | 2 | 1.646% | 0% | 0% | 1 | 15.79% | 0% | 0% | 1 | 31.04% | 0% | 0% | 1 | 31.04% | 0% | 0% | 1 | 5.706% | 0% | 0% | 1 | 5.767% | 0% | 0% | 1 |  | 0% | 0% | 1 | 7.075 | 0% | 0% | 1 | 17.65% | 0% | 0% | 1 | 0 | 2 | 27.99% | 14.67% | 42.66% | 3 | 20.23% | 0% | 0% | 1 | 8.69% | 0% | 0% | 1 | 35.65% | 0% | 0% | 1 | 45.13% | 0% | 0% | 1 | 25.12% | 0% | 0% | 1 | 3.986% | 0% | 0% | 1 |  | 0% | 0% | 1 | 6.5077 | 0% | 0% | 1 | 15.27% | 0% | 0% | 1 | 0 | 2 | 37.99% | 21.69% | 59.68% | 4 | 28.37% | 0% | 0% | 1 | 4.795% | 0% | 0% | 1 | 34.7% | 0% | 0% | 1 | 49.13% | 0% | 0% | 1 | 36.54% | 0% | 0% | 1 | 3.743% | 0% | 0% | 1 |  | 0% | 0% | 1 | 6.7619 | 0% | 0% | 1 | 13.72% | 0% | 0% | 1 | 0 | 2 | 42.37% | 23.28% | 65.65% | 4 | 24.25% | 0% | 0% | 1 | 5.359% | 0% | 0% | 1 | 32.75% | 0% | 0% | 1 | 44.75% | 0% | 0% | 1 | 36.92% | 0% | 0% | 1 | 4.444% | 0% | 0% | 1
161 | Goleta | GREATER LA METRO | 0 | 0 | 10 | 0% | 0% | 1 | 10.0611 | 0% | 0% | 1 | 4.498% | 0% | 0% | 1 | 0 | 2 | 5.146% | 90% | 95.14% | 5 | 14.72% | 0% | 0% | 1 | 0% | 0% | 0% | 1 | 4.922% | 0% | 0% | 1 | 19.64% | 0% | 0% | 1 | 31.96% | 0% | 0% | 1 | 7.272% | 0% | 0% | 1 |  | 0% | 0% | 1 | 6.8483 | 0% | 0% | 1 | 1.839% | 0% | 0% | 1 | 0 | 2 | 5.273% | 90.8% | 96.07% | 5 | 22.77% | 0% | 0% | 1 | 2.803% | 0% | 0% | 1 | 4.52% | 0% | 0% | 1 | 27.29% | 0% | 0% | 1 | 52.38% | 0% | 0% | 2 | 5.944% | 0% | 0% | 1 |  | 0% | 0% | 1 | 9.7165 | 0% | 0% | 1 | 2.659% | 0% | 0% | 1 | 0 | 2 | 24.61% | 68.33% | 92.95% | 5 | 25.82% | 0% | 0% | 1 | 2.536% | 0% | 0% | 1 | 3.56% | 0% | 0% | 1 | 29.9% | 0% | 0% | 1 | 55.56% | 0% | 0% | 2 | 5.737% | 0% | 0% | 1 |  | 0% | 0% | 1 | 9.3333 | 0% | 0% | 1 | 2.741% | 0% | 0% | 1 | 0 | 2 | 37.05% | 54.98% | 92.03% | 5 | 20.32% | 0% | 0% | 1 | 4.072% | 0% | 0% | 1 | 3.576% | 0% | 0% | 1 | 25.94% | 0% | 0% | 1 | 52.36% | 0% | 0% | 2 | 5.013% | 0% | 0% | 1
162 | Schulte Switching Station | NORTHERN CALIFORNIA | 0 | 0 | 10 | 0% | 0% | 1 | 0 | 0% | 0% | 1 | 0% | 0% | 0% | 1 | 0 | 2 | 0% | 0% | 0% | 1 | 0% | 0% | 0% | 1 | 0% | 0% | 0% | 1 | 0% | 0% | 0% | 1 | 0% | 0% | 0% | 1 | 0% | 0% | 0% | 1 | 0% | 0% | 0% | 1 |  | 0% | 0% | 1 | 7.517 | 0% | 0% | 1 | 0.07721% | 0% | 0% | 1 | 0 | 2 | 81.5% | 0% | 81.5% | 5 | 9.137% | 0% | 0% | 1 | 26.37% | 0% | 0% | 1 | 31.39% | 0% | 0% | 1 | 31.39% | 0% | 0% | 1 | 48.57% | 0% | 0% | 1 | 14.12% | 0% | 0% | 1 |  | 0% | 0% | 1 | 10.338 | 0% | 0% | 1 | 0.3895% | 0% | 0% | 1 | 0 | 2 | 70.35% | 13.16% | 83.51% | 5 | 58.57% | 0% | 0% | 2 | 35.47% | 0% | 0% | 1 | 53.64% | 0% | 0% | 2 | 67.76% | 0% | 0% | 2 | 53.9% | 0% | 0% | 2 | 6.749% | 0% | 0% | 1 |  | 0% | 0% | 1 | 15.0377 | 0% | 0% | 2 | 0.7327% | 0% | 0% | 1 | 0 | 2 | 61.51% | 26% | 87.51% | 5 | 68.01% | 0% | 0% | 2 | 30.52% | 0% | 0% | 1 | 55.12% | 0% | 0% | 2 | 83.69% | 0% | 0% | 3 | 59.26% | 0% | 0% | 2 | 4.847% | 0% | 0% | 1
163 | Hicks | NORTHERN CALIFORNIA | 0 | 0 | 10 | 0% | 0% | 1 | 14.5065 | 0% | 0% | 2 | 0% | 0% | 0% | 1 | 0 | 2 | 12.68% | 87.32% | 100% | 5 | 100% | 0% | 0% | 5 | 0.4491% | 0% | 0% | 1 | 90.5% | 0% | 0% | 4 | 100% | 0% | 0% | 5 | 38.33% | 0% | 0% | 1 | 6.395% | 0% | 0% | 1 |  | 0% | 0% | 1 | 22.1606 | 0% | 0% | 3 | 1.66% | 0% | 0% | 1 | 0 | 2 | 12.14% | 73.16% | 85.3% | 5 | 71.4% | 0% | 0% | 3 | 3.353% | 0% | 0% | 1 | 68.86% | 0% | 0% | 2 | 94.53% | 0% | 0% | 4 | 25.04% | 0% | 0% | 1 | 2.511% | 0% | 0% | 1 |  | 0% | 0% | 1 | 20.8571 | 0% | 0% | 3 | 1.281% | 0% | 0% | 1 | 0 | 2 | 33.6% | 56.78% | 90.38% | 5 | 60.45% | 0% | 0% | 2 | 17.3% | 0% | 0% | 1 | 56.1% | 0% | 0% | 2 | 82.3% | 0% | 0% | 3 | 44.31% | 0% | 0% | 1 | 2.8% | 0% | 0% | 1 |  | 0% | 0% | 1 | 18.5427 | 0% | 0% | 2 | 1.239% | 0% | 0% | 1 | 0 | 2 | 49.05% | 41.75% | 90.8% | 5 | 61.01% | 0% | 0% | 2 | 22.32% | 0% | 0% | 1 | 53.6% | 0% | 0% | 2 | 82.37% | 0% | 0% | 3 | 52.72% | 0% | 0% | 2 | 3.494% | 0% | 0% | 1
164 | Cottonwood | NORTHERN CALIFORNIA | 0 | 0 | 10 | 0% | 0% | 1 | 32 | 0% | 0% | 4 | 18.96% | 0% | 0% | 1 | 0 | 2 | 54.52% | 0% | 54.52% | 3 | 54.11% | 0% | 0% | 2 | 25.13% | 0% | 0% | 1 | 13.39% | 0% | 0% | 1 | 70.32% | 0% | 0% | 3 | 12.98% | 0% | 0% | 1 | 12.03% | 0% | 0% | 1 |  | 0% | 0% | 1 | 26.7556 | 0% | 0% | 3 | 6.191% | 0% | 0% | 1 | 0 | 2 | 71.67% | 0% | 71.67% | 3 | 47.78% | 0% | 0% | 1 | 19.24% | 0% | 0% | 1 | 22.46% | 0% | 0% | 1 | 58.53% | 0% | 0% | 2 | 31.89% | 0% | 0% | 1 | 14.78% | 0% | 0% | 1 |  | 0% | 0% | 1 | 22.5 | 0% | 0% | 3 | 2.916% | 0% | 0% | 1 | 0 | 2 | 82.41% | 1.66% | 84.07% | 5 | 50.7% | 0% | 0% | 2 | 13.56% | 0% | 0% | 1 | 16.99% | 0% | 0% | 1 | 60.38% | 0% | 0% | 2 | 46.29% | 0% | 0% | 1 | 12.81% | 0% | 0% | 1 |  | 0% | 0% | 1 | 18.75 | 0% | 0% | 2 | 3.553% | 0% | 0% | 1 | 0 | 2 | 82.3% | 3.999% | 86.3% | 5 | 44.09% | 0% | 0% | 1 | 10.71% | 0% | 0% | 1 | 15.85% | 0% | 0% | 1 | 53.55% | 0% | 0% | 2 | 55.19% | 0% | 0% | 2 | 10.32% | 0% | 0% | 1
165 | Jessup | NORTHERN CALIFORNIA | 0 | 0 | 10 | 0% | 0% | 1 | 36.5 | 0% | 0% | 4 | 8.557% | 0% | 0% | 1 | 0 | 2 | 66.25% | 0% | 66.25% | 3 | 55.78% | 0% | 0% | 2 | 15.43% | 0% | 0% | 1 | 15.19% | 0% | 0% | 1 | 55.93% | 0% | 0% | 2 | 16.15% | 0% | 0% | 1 | 7.785% | 0% | 0% | 1 |  | 0% | 0% | 1 | 33 | 0% | 0% | 4 | 6.948% | 0% | 0% | 1 | 0 | 2 | 62.69% | 4.489% | 67.18% | 3 | 57.51% | 0% | 0% | 2 | 24.09% | 0% | 0% | 1 | 23.37% | 0% | 0% | 1 | 69.8% | 0% | 0% | 2 | 21.2% | 0% | 0% | 1 | 16.89% | 0% | 0% | 1 |  | 0% | 0% | 1 | 25.5 | 0% | 0% | 3 | 3.201% | 0% | 0% | 1 | 0 | 2 | 80.97% | 4.41% | 85.38% | 5 | 54.09% | 0% | 0% | 2 | 13.82% | 0% | 0% | 1 | 14.12% | 0% | 0% | 1 | 61.57% | 0% | 0% | 2 | 44.5% | 0% | 0% | 1 | 10.64% | 0% | 0% | 1 |  | 0% | 0% | 1 | 19 | 0% | 0% | 2 | 1.878% | 0% | 0% | 1 | 0 | 2 | 87.49% | 3.209% | 90.7% | 5 | 44.65% | 0% | 0% | 1 | 11.7% | 0% | 0% | 1 | 16.85% | 0% | 0% | 1 | 53.84% | 0% | 0% | 2 | 56.93% | 0% | 0% | 2 | 9.197% | 0% | 0% | 1
166 | Round Mountain | NORTHERN CALIFORNIA | 0 | 0 | 10 | 0% | 0% | 1 | 9.9875 | 0% | 0% | 1 | 0.256% | 0% | 0% | 1 | 0 | 2 | 69.77% | 30.09% | 99.86% | 5 | 84.49% | 0% | 0% | 3 | 30.4% | 0% | 0% | 1 | 47.9% | 0% | 0% | 1 | 91.18% | 0% | 0% | 4 | 58.72% | 0% | 0% | 2 | 5.642% | 0% | 0% | 1 |  | 0% | 0% | 1 | 6.0251 | 0% | 0% | 1 | 0.2173% | 0% | 0% | 1 | 0 | 2 | 76.78% | 22.06% | 98.84% | 5 | 73.58% | 0% | 0% | 3 | 17.55% | 0% | 0% | 1 | 26.66% | 0% | 0% | 1 | 81.05% | 0% | 0% | 3 | 64.58% | 0% | 0% | 2 | 5.827% | 0% | 0% | 1 |  | 0% | 0% | 1 | 5.4348 | 0% | 0% | 1 | 0.1777% | 0% | 0% | 1 | 0 | 2 | 88.65% | 9.533% | 98.18% | 5 | 61.29% | 0% | 0% | 2 | 24.14% | 0% | 0% | 1 | 30.47% | 0% | 0% | 1 | 73.8% | 0% | 0% | 3 | 66.23% | 0% | 0% | 2 | 6.644% | 0% | 0% | 1 |  | 0% | 0% | 1 | 5.4721 | 0% | 0% | 1 | 0.2509% | 0% | 0% | 1 | 0 | 2 | 91.2% | 6.872% | 98.07% | 5 | 55.34% | 0% | 0% | 2 | 20% | 0% | 0% | 1 | 25.25% | 0% | 0% | 1 | 66.04% | 0% | 0% | 2 | 67.14% | 0% | 0% | 2 | 6.883% | 0% | 0% | 1
167 | Carquinez |  | 0 | 0 | 10 | 0% | 0% | 1 | 73 | 0% | 0% | 4 | 0% | 0% | 0% | 1 | 0 | 2 | 29.23% | 0% | 29.23% | 2 | 1.736% | 0% | 0% | 1 | 6.537% | 0% | 0% | 1 | 69.32% | 0% | 0% | 2 | 69.43% | 0% | 0% | 2 | 0.5407% | 0% | 0% | 1 | 12.12% | 0% | 0% | 1 |  | 0% | 0% | 1 | 63 | 0% | 0% | 4 | 1.636% | 0% | 0% | 1 | 0 | 2 | 35.54% | 0% | 35.54% | 2 | 23.23% | 0% | 0% | 1 | 32.27% | 0% | 0% | 1 | 47.2% | 0% | 0% | 1 | 74.18% | 0% | 0% | 3 | 20.53% | 0% | 0% | 1 | 10.72% | 0% | 0% | 1 |  | 0% | 0% | 1 | 45 | 0% | 0% | 4 | 10.88% | 0% | 0% | 1 | 0 | 2 | 30.27% | 1.102% | 31.37% | 2 | 40.11% | 0% | 0% | 1 | 25.85% | 0% | 0% | 1 | 39.41% | 0% | 0% | 1 | 72.16% | 0% | 0% | 3 | 19.45% | 0% | 0% | 1 | 13.46% | 0% | 0% | 1 |  | 0% | 0% | 1 | 35.235 | 0% | 0% | 4 | 11.27% | 0% | 0% | 1 | 0 | 2 | 34.91% | 5.188% | 40.1% | 2 | 46.86% | 0% | 0% | 1 | 24.04% | 0% | 0% | 1 | 39.7% | 0% | 0% | 1 | 73.97% | 0% | 0% | 3 | 25.51% | 0% | 0% | 1 | 13.95% | 0% | 0% | 1
168 | Peabody | NORTHERN CALIFORNIA | 0 | 0 | 10 | 0% | 0% | 1 | 10.9596 | 0% | 0% | 1 | 13.79% | 0% | 0% | 1 | 0 | 2 | 16.61% | 0% | 16.61% | 1 | 21.84% | 0% | 0% | 1 | 41.88% | 0% | 0% | 1 | 77.62% | 0% | 0% | 3 | 98.55% | 0% | 0% | 5 | 17.72% | 0% | 0% | 1 | 27.23% | 0% | 0% | 1 |  | 0% | 0% | 1 | 9.9931 | 0% | 0% | 1 | 23.77% | 0% | 0% | 1 | 0 | 2 | 21.86% | 0% | 21.86% | 2 | 22.33% | 0% | 0% | 1 | 37.39% | 0% | 0% | 1 | 40.01% | 0% | 0% | 1 | 63.7% | 0% | 0% | 2 | 15.73% | 0% | 0% | 1 | 25.1% | 0% | 0% | 1 |  | 0% | 0% | 1 | 9.25 | 0% | 0% | 1 | 23.41% | 0% | 0% | 1 | 0 | 2 | 24.16% | 0% | 24.16% | 2 | 34.99% | 0% | 0% | 1 | 21.86% | 0% | 0% | 1 | 24.15% | 0% | 0% | 1 | 55.86% | 0% | 0% | 2 | 17.7% | 0% | 0% | 1 | 17.74% | 0% | 0% | 1 |  | 0% | 0% | 1 | 14.529 | 0% | 0% | 2 | 33.01% | 0% | 0% | 1 | 0 | 2 | 19.75% | 0% | 19.75% | 1 | 30.95% | 0% | 0% | 1 | 17.94% | 0% | 0% | 1 | 21.47% | 0% | 0% | 1 | 48.52% | 0% | 0% | 1 | 14.6% | 0% | 0% | 1 | 14.79% | 0% | 0% | 1
169 | Vaca Dixon | NORTHERN CALIFORNIA | 0 | 0 | 10 | 0% | 0% | 1 | 17.6712 | 0% | 0% | 2 | 46.75% | 0% | 0% | 1 | 0 | 2 | 7.04% | 0% | 7.04% | 1 | 21.17% | 0% | 0% | 1 | 1.993% | 0% | 0% | 1 | 2.135% | 0% | 0% | 1 | 23.3% | 0% | 0% | 1 | 0.268% | 0% | 0% | 1 | 3.93% | 0% | 0% | 1 |  | 0% | 0% | 1 | 11.7711 | 0% | 0% | 1 | 52.47% | 0% | 0% | 2 | 0 | 2 | 16.48% | 0% | 16.48% | 1 | 26.09% | 0% | 0% | 1 | 14.39% | 0% | 0% | 1 | 14% | 0% | 0% | 1 | 40.4% | 0% | 0% | 1 | 7.564% | 0% | 0% | 1 | 9.098% | 0% | 0% | 1 |  | 0% | 0% | 1 | 9.1262 | 0% | 0% | 1 | 46.52% | 0% | 0% | 1 | 0 | 2 | 19.82% | 0% | 19.82% | 1 | 29.68% | 0% | 0% | 1 | 16.28% | 0% | 0% | 1 | 17.66% | 0% | 0% | 1 | 46.19% | 0% | 0% | 1 | 13.53% | 0% | 0% | 1 | 12.49% | 0% | 0% | 1 |  | 0% | 0% | 1 | 9.2386 | 0% | 0% | 1 | 43.87% | 0% | 0% | 1 | 0 | 2 | 19.63% | 0% | 19.63% | 1 | 34.11% | 0% | 0% | 1 | 15.06% | 0% | 0% | 1 | 21.22% | 0% | 0% | 1 | 50.17% | 0% | 0% | 2 | 14.66% | 0% | 0% | 1 | 10.2% | 0% | 0% | 1
170 | Bellevue | NORTHERN CALIFORNIA | 0 | 0 | 10 | 0% | 0% | 1 | 32.3708 | 0% | 0% | 4 | 7.988% | 0% | 0% | 1 | 0 | 2 | 37.38% | 0.2403% | 37.62% | 2 | 58.32% | 0% | 0% | 2 | 36.9% | 0% | 0% | 1 | 63.29% | 0% | 0% | 2 | 83.48% | 0% | 0% | 3 | 19.06% | 0% | 0% | 1 | 10.5% | 0% | 0% | 1 |  | 0% | 0% | 1 | 24 | 0% | 0% | 3 | 8.79% | 0% | 0% | 1 | 0 | 2 | 48.05% | 10.47% | 58.51% | 3 | 45.79% | 0% | 0% | 1 | 38.27% | 0% | 0% | 1 | 69.54% | 0% | 0% | 2 | 80.84% | 0% | 0% | 3 | 39.82% | 0% | 0% | 1 | 6.075% | 0% | 0% | 1 |  | 0% | 0% | 1 | 17.674 | 0% | 0% | 2 | 6.59% | 0% | 0% | 1 | 0 | 2 | 39.69% | 31.12% | 70.8% | 5 | 53.05% | 0% | 0% | 2 | 37.51% | 0% | 0% | 1 | 66.94% | 0% | 0% | 2 | 84.43% | 0% | 0% | 3 | 48.16% | 0% | 0% | 1 | 5.437% | 0% | 0% | 1 |  | 0% | 0% | 1 | 15.9056 | 0% | 0% | 2 | 8.99% | 0% | 0% | 1 | 0 | 2 | 35.26% | 33.69% | 68.95% | 5 | 58.94% | 0% | 0% | 2 | 39.65% | 0% | 0% | 1 | 65.87% | 0% | 0% | 2 | 87.27% | 0% | 0% | 3 | 47.68% | 0% | 0% | 1 | 5.565% | 0% | 0% | 1
171 | Cloverdale | NORTHERN CALIFORNIA | 0 | 0 | 10 | 0% | 0% | 1 | 9.796 | 0% | 0% | 1 | 3.413% | 0% | 0% | 1 | 0 | 2 | 51.24% | 36.18% | 87.42% | 5 | 52.93% | 0% | 0% | 2 | 26.62% | 0% | 0% | 1 | 49.16% | 0% | 0% | 1 | 85.9% | 0% | 0% | 3 | 52.15% | 0% | 0% | 2 | 1.78% | 0% | 0% | 1 |  | 0% | 0% | 1 | 7.8976 | 0% | 0% | 1 | 3.964% | 0% | 0% | 1 | 0 | 2 | 51.01% | 37.41% | 88.42% | 5 | 66.26% | 0% | 0% | 2 | 31.88% | 0% | 0% | 1 | 51.42% | 0% | 0% | 2 | 88.37% | 0% | 0% | 3 | 58.89% | 0% | 0% | 2 | 1.979% | 0% | 0% | 1 |  | 0% | 0% | 1 | 8.4 | 0% | 0% | 1 | 5.424% | 0% | 0% | 1 | 0 | 2 | 57.59% | 30.55% | 88.14% | 5 | 63.64% | 0% | 0% | 2 | 36.43% | 0% | 0% | 1 | 60.4% | 0% | 0% | 2 | 87.14% | 0% | 0% | 3 | 55.36% | 0% | 0% | 2 | 1.592% | 0% | 0% | 1 |  | 0% | 0% | 1 | 9.3636 | 0% | 0% | 1 | 5.95% | 0% | 0% | 1 | 0 | 2 | 58.26% | 29.16% | 87.42% | 5 | 51.91% | 0% | 0% | 2 | 35.52% | 0% | 0% | 1 | 63.24% | 0% | 0% | 2 | 85.57% | 0% | 0% | 3 | 54.17% | 0% | 0% | 2 | 1.568% | 0% | 0% | 1
172 | Fulton | NORTHERN CALIFORNIA | 0 | 0 | 10 | 0% | 0% | 1 | 29.7127 | 0% | 0% | 3 | 24.81% | 0% | 0% | 1 | 0 | 2 | 19.21% | 33.35% | 52.56% | 5 | 36.31% | 0% | 0% | 1 | 53.44% | 0% | 0% | 2 | 97.27% | 0% | 0% | 5 | 97.27% | 0% | 0% | 5 | 11.25% | 0% | 0% | 1 | 4.831% | 0% | 0% | 1 |  | 0% | 0% | 1 | 21.8164 | 0% | 0% | 3 | 14.41% | 0% | 0% | 1 | 0 | 2 | 24.01% | 42.38% | 66.39% | 5 | 39.42% | 0% | 0% | 1 | 55.68% | 0% | 0% | 2 | 85.15% | 0% | 0% | 3 | 90.05% | 0% | 0% | 4 | 30.09% | 0% | 0% | 1 | 5.209% | 0% | 0% | 1 |  | 0% | 0% | 1 | 19.5 | 0% | 0% | 2 | 11.26% | 0% | 0% | 1 | 0 | 2 | 26.46% | 45.41% | 71.86% | 5 | 45.7% | 0% | 0% | 1 | 49.48% | 0% | 0% | 1 | 72.22% | 0% | 0% | 3 | 85.82% | 0% | 0% | 3 | 37.63% | 0% | 0% | 1 | 4.171% | 0% | 0% | 1 |  | 0% | 0% | 1 | 15.5 | 0% | 0% | 2 | 8.43% | 0% | 0% | 1 | 0 | 2 | 33.01% | 41.18% | 74.2% | 5 | 54.85% | 0% | 0% | 2 | 43.14% | 0% | 0% | 1 | 71.18% | 0% | 0% | 3 | 87.67% | 0% | 0% | 3 | 46.84% | 0% | 0% | 1 | 4.575% | 0% | 0% | 1
173 | Lakeville | NORTHERN CALIFORNIA | 0 | 0 | 10 | 0% | 0% | 1 | 10.6616 | 0% | 0% | 1 | 5.653% | 0% | 0% | 1 | 0 | 2 | 48.98% | 0% | 48.98% | 2 | 96.65% | 0% | 0% | 5 | 25.71% | 0% | 0% | 1 | 61.22% | 0% | 0% | 2 | 98.01% | 0% | 0% | 5 | 34.25% | 0% | 0% | 1 | 4.279% | 0% | 0% | 1 |  | 0% | 0% | 1 | 13.7005 | 0% | 0% | 2 | 6.745% | 0% | 0% | 1 | 0 | 2 | 53.69% | 6.235% | 59.92% | 3 | 70.1% | 0% | 0% | 3 | 26.54% | 0% | 0% | 1 | 54.73% | 0% | 0% | 2 | 83.77% | 0% | 0% | 3 | 37.1% | 0% | 0% | 1 | 4.878% | 0% | 0% | 1 |  | 0% | 0% | 1 | 13.25 | 0% | 0% | 2 | 7.621% | 0% | 0% | 1 | 0 | 2 | 49.3% | 14.8% | 64.1% | 3 | 62.6% | 0% | 0% | 2 | 25.4% | 0% | 0% | 1 | 51.86% | 0% | 0% | 2 | 81.83% | 0% | 0% | 3 | 47.79% | 0% | 0% | 1 | 6.66% | 0% | 0% | 1 |  | 0% | 0% | 1 | 16.7656 | 0% | 0% | 2 | 10.87% | 0% | 0% | 1 | 0 | 2 | 41.06% | 18.17% | 59.23% | 3 | 62.36% | 0% | 0% | 2 | 26.87% | 0% | 0% | 1 | 56.13% | 0% | 0% | 2 | 84.31% | 0% | 0% | 3 | 45.57% | 0% | 0% | 1 | 7.418% | 0% | 0% | 1
174 | Penngrove | NORTHERN CALIFORNIA | 0 | 0 | 10 | 0% | 0% | 1 | 23.989 | 0% | 0% | 3 | 2.549% | 0% | 0% | 1 | 0 | 2 | 59.76% | 0% | 59.76% | 3 | 83.63% | 0% | 0% | 3 | 45.94% | 0% | 0% | 1 | 71.69% | 0% | 0% | 3 | 100% | 0% | 0% | 5 | 38.07% | 0% | 0% | 1 | 5.598% | 0% | 0% | 1 |  | 0% | 0% | 1 | 15.4074 | 0% | 0% | 2 | 3.262% | 0% | 0% | 1 | 0 | 2 | 68.45% | 3.338% | 71.79% | 3 | 56.43% | 0% | 0% | 2 | 34.11% | 0% | 0% | 1 | 65.03% | 0% | 0% | 2 | 82.12% | 0% | 0% | 3 | 51.81% | 0% | 0% | 2 | 5.854% | 0% | 0% | 1 |  | 0% | 0% | 1 | 15 | 0% | 0% | 2 | 6.64% | 0% | 0% | 1 | 0 | 2 | 48.97% | 17.35% | 66.32% | 3 | 57.91% | 0% | 0% | 2 | 30.37% | 0% | 0% | 1 | 62.55% | 0% | 0% | 2 | 83.91% | 0% | 0% | 3 | 51.59% | 0% | 0% | 2 | 5.894% | 0% | 0% | 1 |  | 0% | 0% | 1 | 16.8487 | 0% | 0% | 2 | 9.786% | 0% | 0% | 1 | 0 | 2 | 34.83% | 28.29% | 63.12% | 4 | 59.57% | 0% | 0% | 2 | 35.98% | 0% | 0% | 1 | 60.71% | 0% | 0% | 2 | 84.97% | 0% | 0% | 3 | 46.22% | 0% | 0% | 1 | 6.143% | 0% | 0% | 1
175 | Warnerville | SPGE | 0 | 0 | 10 | 0% | 0% | 1 | 13.328 | 0% | 0% | 2 | 26.61% | 0% | 0% | 1 | 0 | 2 | 0% | 0% | 0% | 1 | 36.28% | 0% | 0% | 1 | 9.793% | 0% | 0% | 1 | 28.78% | 0% | 0% | 1 | 63.21% | 0% | 0% | 2 | 0.9052% | 0% | 0% | 1 | 4.093% | 0% | 0% | 1 |  | 0% | 0% | 1 | 12.6667 | 0% | 0% | 2 | 24.54% | 0% | 0% | 1 | 0 | 2 | 0% | 0% | 0% | 1 | 60.04% | 0% | 0% | 2 | 11.62% | 0% | 0% | 1 | 29.83% | 0% | 0% | 1 | 71.47% | 0% | 0% | 3 | 16.21% | 0% | 0% | 1 | 6.642% | 0% | 0% | 1 |  | 0% | 0% | 1 | 11.6538 | 0% | 0% | 1 | 23.76% | 0% | 0% | 1 | 0 | 2 | 4.042% | 0% | 4.042% | 1 | 63.4% | 0% | 0% | 2 | 15.96% | 0% | 0% | 1 | 30.38% | 0% | 0% | 1 | 72.23% | 0% | 0% | 3 | 26.42% | 0% | 0% | 1 | 7.979% | 0% | 0% | 1 |  | 0% | 0% | 1 | 12.0455 | 0% | 0% | 2 | 29.87% | 0% | 0% | 1 | 0 | 2 | 5.815% | 0% | 5.815% | 1 | 53.65% | 0% | 0% | 2 | 17.26% | 0% | 0% | 1 | 29.06% | 0% | 0% | 1 | 63.8% | 0% | 0% | 2 | 27.36% | 0% | 0% | 1 | 6.719% | 0% | 0% | 1
176 | Riverbank | SPGE | 0 | 0 | 10 | 0% | 0% | 1 | 27.5103 | 0% | 0% | 3 | 21.14% | 0% | 0% | 1 | 0 | 2 | 0% | 0% | 0% | 1 | 9.692% | 0% | 0% | 1 | 12.5% | 0% | 0% | 1 | 20.05% | 0% | 0% | 1 | 27.41% | 0% | 0% | 1 | 0% | 0% | 0% | 1 | 1.217% | 0% | 0% | 1 |  | 0% | 0% | 1 | 16.5 | 0% | 0% | 2 | 26.38% | 0% | 0% | 1 | 0 | 2 | 0% | 0% | 0% | 1 | 59.87% | 0% | 0% | 2 | 4.937% | 0% | 0% | 1 | 17.83% | 0% | 0% | 1 | 69.01% | 0% | 0% | 2 | 4.923% | 0% | 0% | 1 | 4.333% | 0% | 0% | 1 |  | 0% | 0% | 1 | 14.5 | 0% | 0% | 2 | 36.29% | 0% | 0% | 1 | 0 | 2 | 1.179% | 0% | 1.179% | 1 | 54.31% | 0% | 0% | 2 | 9.25% | 0% | 0% | 1 | 23.67% | 0% | 0% | 1 | 63.74% | 0% | 0% | 2 | 16.72% | 0% | 0% | 1 | 5.589% | 0% | 0% | 1 |  | 0% | 0% | 1 | 13.5904 | 0% | 0% | 2 | 36.11% | 0% | 0% | 1 | 0 | 2 | 4.14% | 0% | 4.14% | 1 | 49.27% | 0% | 0% | 1 | 15.48% | 0% | 0% | 1 | 27.8% | 0% | 0% | 1 | 60.24% | 0% | 0% | 2 | 22.39% | 0% | 0% | 1 | 7.238% | 0% | 0% | 1
177 | Pease | NORTHERN CALIFORNIA | 0 | 0 | 10 | 0% | 0% | 1 | 20.2733 | 0% | 0% | 3 | 53.84% | 0% | 0% | 2 | 0 | 2 | 0% | 0% | 0% | 1 | 12.34% | 0% | 0% | 1 | 15.94% | 0% | 0% | 1 | 49.83% | 0% | 0% | 1 | 62.17% | 0% | 0% | 2 | 1.118% | 0% | 0% | 1 | 3.627% | 0% | 0% | 1 |  | 0% | 0% | 1 | 14.2072 | 0% | 0% | 2 | 47.31% | 0% | 0% | 1 | 0 | 2 | 0% | 0% | 0% | 1 | 41.06% | 0% | 0% | 1 | 11.08% | 0% | 0% | 1 | 27.88% | 0% | 0% | 1 | 65.19% | 0% | 0% | 2 | 5.894% | 0% | 0% | 1 | 5.58% | 0% | 0% | 1 |  | 0% | 0% | 1 | 12.1111 | 0% | 0% | 2 | 47.18% | 0% | 0% | 1 | 0 | 2 | 0.05021% | 0% | 0.05021% | 1 | 48.04% | 0% | 0% | 1 | 11.33% | 0% | 0% | 1 | 33.93% | 0% | 0% | 1 | 69.3% | 0% | 0% | 2 | 4.343% | 0% | 0% | 1 | 8.536% | 0% | 0% | 1 |  | 0% | 0% | 1 | 11.5466 | 0% | 0% | 1 | 45.43% | 0% | 0% | 1 | 0 | 2 | 5.379% | 0% | 5.379% | 1 | 50.8% | 0% | 0% | 2 | 10.72% | 0% | 0% | 1 | 38.27% | 0% | 0% | 1 | 71.5% | 0% | 0% | 3 | 5.637% | 0% | 0% | 1 | 8.801% | 0% | 0% | 1
178 | Rio Oso | NORTHERN CALIFORNIA | 0 | 0 | 10 | 0% | 0% | 1 | 10.1111 | 0% | 0% | 1 | 48.25% | 0% | 0% | 1 | 0 | 2 | 0% | 0% | 0% | 1 | 25.23% | 0% | 0% | 1 | 0.6082% | 0% | 0% | 1 | 14.98% | 0% | 0% | 1 | 33.52% | 0% | 0% | 1 | 0% | 0% | 0% | 1 | 11.63% | 0% | 0% | 1 |  | 0% | 0% | 1 | 10.4889 | 0% | 0% | 1 | 40.31% | 0% | 0% | 1 | 0 | 2 | 0.03751% | 0% | 0.03751% | 1 | 46.04% | 0% | 0% | 1 | 4.843% | 0% | 0% | 1 | 22.83% | 0% | 0% | 1 | 59.68% | 0% | 0% | 2 | 0.2427% | 0% | 0% | 1 | 18.99% | 0% | 0% | 1 |  | 0% | 0% | 1 | 15 | 0% | 0% | 2 | 39.02% | 0% | 0% | 1 | 0 | 2 | 6.126% | 0% | 6.126% | 1 | 41.99% | 0% | 0% | 1 | 3.638% | 0% | 0% | 1 | 32.94% | 0% | 0% | 1 | 65.71% | 0% | 0% | 2 | 3.444% | 0% | 0% | 1 | 16.43% | 0% | 0% | 1 |  | 0% | 0% | 1 | 14.2753 | 0% | 0% | 2 | 41.48% | 0% | 0% | 1 | 0 | 2 | 13.91% | 0% | 13.91% | 1 | 41.75% | 0% | 0% | 1 | 5.353% | 0% | 0% | 1 | 33.89% | 0% | 0% | 1 | 66.49% | 0% | 0% | 2 | 8.734% | 0% | 0% | 1 | 12.65% | 0% | 0% | 1
179 | Alpaugh | SPGE | 0 | 0 | 10 | 0% | 0% | 1 | 6.8423 | 0% | 0% | 1 | 38.15% | 0% | 0% | 1 | 0 | 2 | 0% | 0% | 0% | 1 | 53.83% | 0% | 0% | 2 | 0.07426% | 0% | 0% | 1 | 8.671% | 0% | 0% | 1 | 58.02% | 0% | 0% | 2 | 0% | 0% | 0% | 1 | 5.289% | 0% | 0% | 1 |  | 0% | 0% | 1 | 7.6667 | 0% | 0% | 1 | 43.61% | 0% | 0% | 1 | 0 | 2 | 0% | 0% | 0% | 1 | 26.42% | 0% | 0% | 1 | 9.756% | 0% | 0% | 1 | 18.63% | 0% | 0% | 1 | 35.8% | 0% | 0% | 1 | 0.0274% | 0% | 0% | 1 | 6.258% | 0% | 0% | 1 |  | 0% | 0% | 1 | 8 | 0% | 0% | 1 | 45.49% | 0% | 0% | 1 | 0 | 2 | 0% | 0% | 0% | 1 | 27.97% | 0% | 0% | 1 | 8.795% | 0% | 0% | 1 | 17.19% | 0% | 0% | 1 | 38.25% | 0% | 0% | 1 | 0.01152% | 0% | 0% | 1 | 5.176% | 0% | 0% | 1 |  | 0% | 0% | 1 | 8.5325 | 0% | 0% | 1 | 43.21% | 0% | 0% | 1 | 0 | 2 | 0% | 0% | 0% | 1 | 27.54% | 0% | 0% | 1 | 5.147% | 0% | 0% | 1 | 15.82% | 0% | 0% | 1 | 38.77% | 0% | 0% | 1 | 0.04506% | 0% | 0% | 1 | 5.013% | 0% | 0% | 1
180 | Rector | GREATER TEHACHAPI | 0 | 0 | 10 | 0% | 0% | 1 | 22 | 0% | 0% | 3 | 88.94% | 0% | 0% | 3 | 0 | 2 | 0% | 0% | 0% | 1 | 0% | 0% | 0% | 1 | 0% | 0% | 0% | 1 | 0% | 0% | 0% | 1 | 0% | 0% | 0% | 1 | 0% | 0% | 0% | 1 | 1.264% | 0% | 0% | 1 |  | 0% | 0% | 1 | 17.7827 | 0% | 0% | 2 | 54.72% | 0% | 0% | 2 | 0 | 2 | 0% | 0% | 0% | 1 | 1.222% | 0% | 0% | 1 | 5.747% | 0% | 0% | 1 | 8.826% | 0% | 0% | 1 | 10.05% | 0% | 0% | 1 | 0.218% | 0% | 0% | 1 | 1.64% | 0% | 0% | 1 |  | 0% | 0% | 1 | 14.0779 | 0% | 0% | 2 | 48.74% | 0% | 0% | 1 | 0 | 2 | 1.583% | 0% | 1.583% | 1 | 15.59% | 0% | 0% | 1 | 15.74% | 0% | 0% | 1 | 20.62% | 0% | 0% | 1 | 31.91% | 0% | 0% | 1 | 6.449% | 0% | 0% | 1 | 2.782% | 0% | 0% | 1 |  | 0% | 0% | 1 | 12.2927 | 0% | 0% | 2 | 46% | 0% | 0% | 1 | 0 | 2 | 9.899% | 0% | 9.899% | 1 | 21.09% | 0% | 0% | 1 | 12.14% | 0% | 0% | 1 | 19.06% | 0% | 0% | 1 | 35.27% | 0% | 0% | 1 | 12.99% | 0% | 0% | 1 | 2.919% | 0% | 0% | 1
181 | Springville | GREATER TEHACHAPI | 0 | 0 | 10 | 0% | 0% | 1 | 18 | 0% | 0% | 2 | 6.81% | 0% | 0% | 1 | 0 | 2 | 82.19% | 0% | 82.19% | 5 | 64.71% | 0% | 0% | 2 | 24.86% | 0% | 0% | 1 | 40.15% | 0% | 0% | 1 | 79.83% | 0% | 0% | 3 | 46.13% | 0% | 0% | 1 | 8.311% | 0% | 0% | 1 |  | 0% | 0% | 1 | 18.9574 | 0% | 0% | 2 | 7.189% | 0% | 0% | 1 | 0 | 2 | 64.04% | 0% | 64.04% | 3 | 68.15% | 0% | 0% | 2 | 11.86% | 0% | 0% | 1 | 17.74% | 0% | 0% | 1 | 75.91% | 0% | 0% | 3 | 50.36% | 0% | 0% | 2 | 6.057% | 0% | 0% | 1 |  | 0% | 0% | 1 | 14.75 | 0% | 0% | 2 | 15.39% | 0% | 0% | 1 | 0 | 2 | 47.77% | 0% | 47.77% | 2 | 54.69% | 0% | 0% | 2 | 6.89% | 0% | 0% | 1 | 12.78% | 0% | 0% | 1 | 62.5% | 0% | 0% | 2 | 43.07% | 0% | 0% | 1 | 4.35% | 0% | 0% | 1 |  | 0% | 0% | 1 | 11.692 | 0% | 0% | 1 | 23.57% | 0% | 0% | 1 | 0 | 2 | 39.09% | 0% | 39.09% | 2 | 47.19% | 0% | 0% | 1 | 7.164% | 0% | 0% | 1 | 12.42% | 0% | 0% | 1 | 54.88% | 0% | 0% | 2 | 33.93% | 0% | 0% | 1 | 3.32% | 0% | 0% | 1
182 | Vestal | GREATER TEHACHAPI | 300 | 3000 | 10 | 9.012% | 0% | 1 | 9.1475 | 134.4% | 1.841% | 3 | 26.12% | 0% | 0% | 1 | 0 | 2 | 0% | 0% | 0% | 1 | 0% | 6.375% | 0% | 1 | 0% | 6.375% | 0% | 1 | 11.43% | 7.198% | 0% | 1 | 11.43% | 7.198% | 0% | 1 | 0% | 6.375% | 0% | 1 | 0.9879% | 6.439% | 0% | 1 |  | 3.449% | 0% | 1 | 10.2461 | 16.28% | 0% | 1 | 35.41% | 0% | 0% | 1 | 0 | 2 | 8.521% | 0% | 8.521% | 1 | 18.22% | 1.993% | 0% | 1 | 0.8035% | 1.643% | 0% | 1 | 8.285% | 1.778% | 0% | 1 | 25.7% | 2.194% | 0% | 1 | 8.461% | 1.781% | 0% | 1 | 1.254% | 1.651% | 0% | 1 |  | 2.829% | 0% | 1 | 10 | 4.662% | 0% | 1 | 38.06% | 0% | 0% | 1 | 0 | 2 | 22.49% | 0% | 22.49% | 2 | 37.97% | 1.251% | 0% | 1 | 7.637% | 0.8404% | 0% | 1 | 12.72% | 0.8893% | 0% | 1 | 45.51% | 1.424% | 0% | 1 | 19.92% | 0.9693% | 0% | 1 | 2.116% | 0.793% | 0% | 1 |  | 2.165% | 0% | 1 | 9.0777 | 2.426% | 0% | 1 | 39.82% | 0% | 0% | 1 | 0 | 2 | 27.7% | 0% | 27.7% | 2 | 43.5% | 0.8268% | 0% | 1 | 8.563% | 0.5109% | 0% | 1 | 17.97% | 0.5695% | 0% | 1 | 52.13% | 0.9759% | 0% | 2 | 23.18% | 0.6081% | 0% | 1 | 2.25% | 0.4779% | 0% | 1
183 | UltraPower Chinese Station | NORTHERN CALIFORNIA | 0 | 0 | 0 | 0% | 0% | 1 | 7.1756 | 0% | 0% | 1 | 0.2255% | 0% | 0% | 1 | 0 | 2 | 44.16% | 0% | 44.16% | 2 | 42.22% | 0% | 0% | 1 | 91.12% | 0% | 0% | 4 | 94.88% | 0% | 0% | 4 | 95.14% | 0% | 0% | 5 | 53.48% | 0% | 0% | 2 | 10.02% | 0% | 0% | 1 |  | 0% | 0% | 1 | 10.6692 | 0% | 0% | 1 | 0.0331% | 0% | 0% | 1 | 0 | 2 | 40.55% | 0% | 40.55% | 2 | 65.54% | 0% | 0% | 2 | 36.22% | 0% | 0% | 1 | 40.27% | 0% | 0% | 1 | 80.3% | 0% | 0% | 3 | 71.87% | 0% | 0% | 3 | 8.004% | 0% | 0% | 1 |  | 0% | 0% | 1 | 10.6316 | 0% | 0% | 1 | 1.285% | 0% | 0% | 1 | 0 | 2 | 43.1% | 1.206% | 44.3% | 2 | 75.68% | 0% | 0% | 3 | 30.67% | 0% | 0% | 1 | 36.32% | 0% | 0% | 1 | 84.46% | 0% | 0% | 3 | 69.76% | 0% | 0% | 2 | 8.56% | 0% | 0% | 1 |  | 0% | 0% | 1 | 11 | 0% | 0% | 1 | 4.364% | 0% | 0% | 1 | 0 | 2 | 41.32% | 5.186% | 46.5% | 2 | 73.82% | 0% | 0% | 3 | 29.28% | 0% | 0% | 1 | 42.67% | 0% | 0% | 1 | 87.45% | 0% | 0% | 3 | 60.72% | 0% | 0% | 2 | 8.663% | 0% | 0% | 1
184 | Curtis | NORTHERN CALIFORNIA | 0 | 0 | 10 | 0% | 0% | 1 | 28.6062 | 0% | 0% | 3 | 0.1517% | 0% | 0% | 1 | 0 | 2 | 84.82% | 15.1% | 99.93% | 5 | 3.249% | 0% | 0% | 1 | 14.42% | 0% | 0% | 1 | 14.94% | 0% | 0% | 1 | 20.98% | 0% | 0% | 1 | 44.1% | 0% | 0% | 1 | 2.193% | 0% | 0% | 1 |  | 0% | 0% | 1 | 15.4274 | 0% | 0% | 2 | 0.2198% | 0% | 0% | 1 | 0 | 2 | 71.19% | 27.36% | 98.55% | 5 | 41.96% | 0% | 0% | 1 | 36.48% | 0% | 0% | 1 | 44.17% | 0% | 0% | 1 | 70.45% | 0% | 0% | 3 | 56.69% | 0% | 0% | 2 | 2.454% | 0% | 0% | 1 |  | 0% | 0% | 1 | 13.6838 | 0% | 0% | 2 | 0.1253% | 0% | 0% | 1 | 0 | 2 | 68.98% | 23.19% | 92.17% | 5 | 41% | 0% | 0% | 1 | 34.06% | 0% | 0% | 1 | 47.04% | 0% | 0% | 1 | 69.75% | 0% | 0% | 2 | 58.41% | 0% | 0% | 2 | 2.663% | 0% | 0% | 1 |  | 0% | 0% | 1 | 14.8631 | 0% | 0% | 2 | 0.06454% | 0% | 0% | 1 | 0 | 2 | 64.08% | 20.77% | 84.85% | 5 | 50.52% | 0% | 0% | 2 | 25.57% | 0% | 0% | 1 | 35.29% | 0% | 0% | 1 | 69.56% | 0% | 0% | 2 | 60.67% | 0% | 0% | 2 | 3.516% | 0% | 0% | 1
185 | Peoria | NORTHERN CALIFORNIA | 0 | 0 | 10 | 0% | 0% | 1 | 9.2397 | 0% | 0% | 1 | 0.2746% | 0% | 0% | 1 | 0 | 2 | 73.67% | 0% | 73.67% | 3 | 57.15% | 0% | 0% | 2 | 85.81% | 0% | 0% | 3 | 81.67% | 0% | 0% | 3 | 87.55% | 0% | 0% | 3 | 51.45% | 0% | 0% | 2 | 14.42% | 0% | 0% | 1 |  | 0% | 0% | 1 | 11.6467 | 0% | 0% | 1 | 0.1147% | 0% | 0% | 1 | 0 | 2 | 48.73% | 0% | 48.73% | 2 | 63.46% | 0% | 0% | 2 | 41.52% | 0% | 0% | 1 | 43.39% | 0% | 0% | 1 | 80.52% | 0% | 0% | 3 | 70.87% | 0% | 0% | 3 | 8.487% | 0% | 0% | 1 |  | 0% | 0% | 1 | 10.0833 | 0% | 0% | 1 | 1.023% | 0% | 0% | 1 | 0 | 2 | 45.86% | 1.568% | 47.42% | 2 | 75.29% | 0% | 0% | 3 | 29.48% | 0% | 0% | 1 | 36.94% | 0% | 0% | 1 | 84.57% | 0% | 0% | 3 | 70.87% | 0% | 0% | 3 | 8.448% | 0% | 0% | 1 |  | 0% | 0% | 1 | 11.2222 | 0% | 0% | 1 | 3.693% | 0% | 0% | 1 | 0 | 2 | 42.99% | 4.613% | 47.61% | 2 | 72.51% | 0% | 0% | 3 | 26.21% | 0% | 0% | 1 | 40.16% | 0% | 0% | 1 | 86.8% | 0% | 0% | 3 | 62.18% | 0% | 0% | 2 | 8.467% | 0% | 0% | 1
186 | Moorpark | GREATER LA METRO | 0 | 0 | 10 | 0% | 0% | 1 | 16.9072 | 0% | 0% | 2 | 33.76% | 0% | 0% | 1 | 0 | 2 | 1.135% | 81.17% | 82.3% | 5 | 16.03% | 0% | 0% | 1 | 0% | 0% | 0% | 1 | 19.99% | 0% | 0% | 1 | 36.02% | 0% | 0% | 1 | 5.667% | 0% | 0% | 1 | 5.234% | 0% | 0% | 1 |  | 0% | 0% | 1 | 12.7321 | 0% | 0% | 2 | 31.06% | 0% | 0% | 1 | 0 | 2 | 4.799% | 68.52% | 73.32% | 5 | 31.6% | 0% | 0% | 1 | 6.623% | 0% | 0% | 1 | 13.55% | 0% | 0% | 1 | 41.95% | 0% | 0% | 1 | 18.25% | 0% | 0% | 1 | 9.592% | 0% | 0% | 1 |  | 0% | 0% | 1 | 12.7436 | 0% | 0% | 2 | 21.44% | 0% | 0% | 1 | 0 | 2 | 5.894% | 67.55% | 73.44% | 5 | 38.53% | 0% | 0% | 1 | 6.567% | 0% | 0% | 1 | 19.06% | 0% | 0% | 1 | 51.5% | 0% | 0% | 2 | 21.36% | 0% | 0% | 1 | 8.995% | 0% | 0% | 1 |  | 0% | 0% | 1 | 14.8889 | 0% | 0% | 2 | 15.56% | 0% | 0% | 1 | 0 | 2 | 6.073% | 73.3% | 79.37% | 5 | 41.83% | 0% | 0% | 1 | 7.899% | 0% | 0% | 1 | 19.19% | 0% | 0% | 1 | 55.79% | 0% | 0% | 2 | 29.69% | 0% | 0% | 1 | 9.177% | 0% | 0% | 1
187 | Santa Clara | GREATER LA METRO | 0 | 0 | 10 | 0% | 0% | 1 | 7.484 | 0% | 0% | 1 | 16.81% | 0% | 0% | 1 | 0 | 2 | 0.3579% | 80.08% | 80.44% | 5 | 4.381% | 0% | 0% | 1 | 8.589% | 0% | 0% | 1 | 9.432% | 0% | 0% | 1 | 13.81% | 0% | 0% | 1 | 44.34% | 0% | 0% | 1 | 4.919% | 0% | 0% | 1 |  | 0% | 0% | 1 | 6.2242 | 0% | 0% | 1 | 16.08% | 0% | 0% | 1 | 0 | 2 | 1.012% | 73% | 74.01% | 5 | 26.13% | 0% | 0% | 1 | 6.774% | 0% | 0% | 1 | 12.15% | 0% | 0% | 1 | 37.11% | 0% | 0% | 1 | 32.96% | 0% | 0% | 1 | 6.037% | 0% | 0% | 1 |  | 0% | 0% | 1 | 8.25 | 0% | 0% | 1 | 18.21% | 0% | 0% | 1 | 0 | 2 | 4.267% | 65.41% | 69.68% | 5 | 28.45% | 0% | 0% | 1 | 6.925% | 0% | 0% | 1 | 13.92% | 0% | 0% | 1 | 38.9% | 0% | 0% | 1 | 24.14% | 0% | 0% | 1 | 7.142% | 0% | 0% | 1 |  | 0% | 0% | 1 | 8.1247 | 0% | 0% | 1 | 17.63% | 0% | 0% | 1 | 0 | 2 | 7.005% | 66.3% | 73.31% | 5 | 31.62% | 0% | 0% | 1 | 7.547% | 0% | 0% | 1 | 13.52% | 0% | 0% | 1 | 41.58% | 0% | 0% | 1 | 25.05% | 0% | 0% | 1 | 7.646% | 0% | 0% | 1
188 | Davis | NORTHERN CALIFORNIA | 0 | 0 | 10 | 0% | 0% | 1 | 8.8443 | 0% | 0% | 1 | 74.1% | 0% | 0% | 2 | 0 | 2 | 0% | 0% | 0% | 1 | 44.19% | 0% | 0% | 1 | 48.34% | 0% | 0% | 1 | 59.25% | 0% | 0% | 2 | 84.44% | 0% | 0% | 3 | 0% | 0% | 0% | 1 | 2.544% | 0% | 0% | 1 |  | 0% | 0% | 1 | 8.4931 | 0% | 0% | 1 | 76.51% | 0% | 0% | 3 | 0 | 2 | 0% | 0% | 0% | 1 | 31.41% | 0% | 0% | 1 | 20.35% | 0% | 0% | 1 | 30.72% | 0% | 0% | 1 | 45.78% | 0% | 0% | 1 | 0% | 0% | 0% | 1 | 3.739% | 0% | 0% | 1 |  | 0% | 0% | 1 | 9.9802 | 0% | 0% | 1 | 66.25% | 0% | 0% | 2 | 0 | 2 | 0.1194% | 0% | 0.1194% | 1 | 33.74% | 0% | 0% | 1 | 13.5% | 0% | 0% | 1 | 22.37% | 0% | 0% | 1 | 45.08% | 0% | 0% | 1 | 0.1549% | 0% | 0% | 1 | 5.394% | 0% | 0% | 1 |  | 0% | 0% | 1 | 9.7691 | 0% | 0% | 1 | 56.02% | 0% | 0% | 2 | 0 | 2 | 4.769% | 0% | 4.769% | 1 | 35.07% | 0% | 0% | 1 | 16.06% | 0% | 0% | 1 | 26.8% | 0% | 0% | 1 | 54.19% | 0% | 0% | 2 | 3.452% | 0% | 0% | 1 | 7.411% | 0% | 0% | 1
189 | Putah Creek | NORTHERN CALIFORNIA | 3 | 30 | 5 | 1.607% | 0% | 1 | 11.604 | 1.311% | 0% | 1 | 44.02% | 1.177% | 0% | 1 | 0 | 2 | 25.11% | 0% | 25.11% | 2 | 60.96% | 0.2334% | 0% | 2 | 0.8851% | 0.09193% | 0% | 1 | 0% | 0.09112% | 0% | 1 | 60.96% | 0.2334% | 0% | 2 | 14.81% | 0.107% | 0% | 1 | 4.148% | 0.09506% | 0% | 1 |  | 0.221% | 0% | 1 | 10.9009 | 0.3356% | 0% | 1 | 50.57% | 0% | 0% | 2 | 0 | 2 | 25.4% | 0% | 25.4% | 2 | 47.88% | 0.04643% | 0% | 1 | 3.389% | 0.02505% | 0% | 1 | 0.2872% | 0.02427% | 0% | 1 | 49.32% | 0.04774% | 0% | 1 | 16.48% | 0.02897% | 0% | 1 | 3.729% | 0.02513% | 0% | 1 |  | 0.1335% | 0% | 1 | 10.3934 | 0.206% | 0% | 1 | 49.98% | 0% | 0% | 1 | 0 | 2 | 27.91% | 0% | 27.91% | 2 | 50.8% | 0.02409% | 0% | 2 | 7.268% | 0.01278% | 0% | 1 | 8.136% | 0.0129% | 0% | 1 | 55.46% | 0.02661% | 0% | 2 | 19.87% | 0.01479% | 0% | 1 | 4.013% | 0.01235% | 0% | 1 |  | 0.08991% | 0% | 1 | 9.0757 | 0.07263% | 0% | 1 | 44.11% | 0% | 0% | 1 | 0 | 2 | 27.4% | 0.965% | 28.36% | 2 | 51.87% | 0.01357% | 0% | 2 | 13.09% | 0.007518% | 0% | 1 | 17.76% | 0.007945% | 0% | 1 | 61.78% | 0.01709% | 0% | 2 | 22.46% | 0.008427% | 0% | 1 | 5.954% | 0.006947% | 0% | 1
190 | East Marysville | NORTHERN CALIFORNIA | 0 | 0 | 10 | 0% | 0% | 1 | 14.7185 | 0% | 0% | 2 | 60.93% | 0% | 0% | 2 | 0 | 2 | 0% | 0% | 0% | 1 | 41.3% | 0% | 0% | 1 | 0% | 0% | 0% | 1 | 0% | 0% | 0% | 1 | 41.3% | 0% | 0% | 1 | 0% | 0% | 0% | 1 | 10.56% | 0% | 0% | 1 |  | 0% | 0% | 1 | 14.6667 | 0% | 0% | 2 | 45.08% | 0% | 0% | 1 | 0 | 2 | 0.05773% | 0% | 0.05773% | 1 | 42.86% | 0% | 0% | 1 | 6.415% | 0% | 0% | 1 | 18.49% | 0% | 0% | 1 | 57.01% | 0% | 0% | 2 | 1.64% | 0% | 0% | 1 | 10.28% | 0% | 0% | 1 |  | 0% | 0% | 1 | 14.1203 | 0% | 0% | 2 | 39.28% | 0% | 0% | 1 | 0 | 2 | 7.695% | 0% | 7.695% | 1 | 52.56% | 0% | 0% | 2 | 6.792% | 0% | 0% | 1 | 22.64% | 0% | 0% | 1 | 68.98% | 0% | 0% | 2 | 8.157% | 0% | 0% | 1 | 10.69% | 0% | 0% | 1 |  | 0% | 0% | 1 | 13 | 0% | 0% | 2 | 37.81% | 0% | 0% | 1 | 0 | 2 | 15.51% | 0% | 15.51% | 1 | 57.67% | 0% | 0% | 2 | 8.734% | 0% | 0% | 1 | 28.48% | 0% | 0% | 1 | 74.37% | 0% | 0% | 3 | 12.13% | 0% | 0% | 1 | 9.875% | 0% | 0% | 1
191 | Olivehurst | NORTHERN CALIFORNIA | 0 | 0 | 10 | 0% | 0% | 1 | 13.1242 | 0% | 0% | 2 | 28.73% | 0% | 0% | 1 | 0 | 2 | 0% | 0% | 0% | 1 | 15.48% | 0% | 0% | 1 | 0% | 0% | 0% | 1 | 0% | 0% | 0% | 1 | 15.48% | 0% | 0% | 1 | 0% | 0% | 0% | 1 | 14.46% | 0% | 0% | 1 |  | 0% | 0% | 1 | 14.5413 | 0% | 0% | 2 | 52.93% | 0% | 0% | 2 | 0 | 2 | 0% | 0% | 0% | 1 | 36.72% | 0% | 0% | 1 | 0.773% | 0% | 0% | 1 | 15.5% | 0% | 0% | 1 | 49.22% | 0% | 0% | 1 | 0.03572% | 0% | 0% | 1 | 11.34% | 0% | 0% | 1 |  | 0% | 0% | 1 | 12.5 | 0% | 0% | 2 | 43.92% | 0% | 0% | 1 | 0 | 2 | 4.424% | 0% | 4.424% | 1 | 44.11% | 0% | 0% | 1 | 7.351% | 0% | 0% | 1 | 29.04% | 0% | 0% | 1 | 63.59% | 0% | 0% | 2 | 4.451% | 0% | 0% | 1 | 10.86% | 0% | 0% | 1 |  | 0% | 0% | 1 | 11.8333 | 0% | 0% | 1 | 42.99% | 0% | 0% | 1 | 0 | 2 | 13.46% | 0% | 13.46% | 1 | 52.91% | 0% | 0% | 2 | 6.333% | 0% | 0% | 1 | 30.59% | 0% | 0% | 1 | 72.63% | 0% | 0% | 3 | 10.84% | 0% | 0% | 1 | 10.24% | 0% | 0% | 1
192 | Morro Bay |  | 0 | 0 | 10 | 0% | 0% | 1 | 26.1881 | 0% | 0% | 3 | 1.898% | 0% | 0% | 1 | 0 | 2 | 12.74% | 0% | 12.74% | 1 | 6.593% | 0% | 0% | 1 | 26.25% | 0% | 0% | 1 | 47.67% | 0% | 0% | 1 | 54.24% | 0% | 0% | 2 | 37.04% | 0% | 0% | 1 | 7.215% | 0% | 0% | 1 |  | 0% | 0% | 1 | 9.3296 | 0% | 0% | 1 | 2.358% | 0% | 0% | 1 | 0 | 2 | 18.57% | 36.69% | 55.27% | 5 | 54.31% | 0% | 0% | 2 | 27.56% | 0% | 0% | 1 | 44.99% | 0% | 0% | 1 | 78.32% | 0% | 0% | 3 | 63.24% | 0% | 0% | 2 | 8.255% | 0% | 0% | 1 |  | 0% | 0% | 1 | 9.3756 | 0% | 0% | 1 | 1.628% | 0% | 0% | 1 | 0 | 2 | 28.94% | 37.65% | 66.59% | 5 | 45.49% | 0% | 0% | 1 | 29.98% | 0% | 0% | 1 | 44.71% | 0% | 0% | 1 | 69.86% | 0% | 0% | 2 | 57.88% | 0% | 0% | 2 | 7.432% | 0% | 0% | 1 |  | 0% | 0% | 1 | 11 | 0% | 0% | 1 | 3.035% | 0% | 0% | 1 | 0 | 2 | 42.3% | 27.1% | 69.4% | 4 | 35.7% | 0% | 0% | 1 | 23.22% | 0% | 0% | 1 | 42.37% | 0% | 0% | 1 | 61.36% | 0% | 0% | 2 | 48.97% | 0% | 0% | 1 | 6.063% | 0% | 0% | 1
193 | Palomar | SAN DIEGO | 0 | 0 | 10 | 0% | 0% | 1 | 5.4193 | 0% | 0% | 1 | 0% | 0% | 0% | 1 | 0 | 2 | 0% | 0% | 0% | 1 | 13.66% | 0% | 0% | 1 | 82.38% | 0% | 0% | 3 | 93.38% | 0% | 0% | 4 | 93.38% | 0% | 0% | 4 | 0% | 0% | 0% | 1 | 13.85% | 0% | 0% | 1 |  | 0% | 0% | 1 | 26.2709 | 0% | 0% | 3 | 2.475% | 0% | 0% | 1 | 0 | 2 | 89.98% | 0% | 89.98% | 5 | 36.23% | 0% | 0% | 1 | 32.43% | 0% | 0% | 1 | 16.86% | 0% | 0% | 1 | 62.34% | 0% | 0% | 2 | 2.01% | 0% | 0% | 1 | 8.027% | 0% | 0% | 1 |  | 0% | 0% | 1 | 47 | 0% | 0% | 4 | 5.828% | 0% | 0% | 1 | 0 | 2 | 91.2% | 3.191% | 94.39% | 5 | 66.28% | 0% | 0% | 2 | 30.13% | 0% | 0% | 1 | 54.72% | 0% | 0% | 2 | 83.06% | 0% | 0% | 3 | 1.573% | 0% | 0% | 1 | 6.266% | 0% | 0% | 1 |  | 0% | 0% | 1 | 39.1727 | 0% | 0% | 4 | 5.242% | 0% | 0% | 1 | 0 | 2 | 62.35% | 35.58% | 97.93% | 5 | 42.43% | 0% | 0% | 1 | 18.64% | 0% | 0% | 1 | 29.82% | 0% | 0% | 1 | 53.55% | 0% | 0% | 2 | 6.424% | 0% | 0% | 1 | 7.043% | 0% | 0% | 1
194 | Margarita | GREATER LA METRO | 0 | 0 | 10 | 0% | 0% | 1 | 55 | 0% | 0% | 4 | 0.4252% | 0% | 0% | 1 | 0 | 2 | 100% | 0% | 100% | 5 | 47.81% | 0% | 0% | 1 | 73.21% | 0% | 0% | 3 | 73.21% | 0% | 0% | 3 | 81.69% | 0% | 0% | 3 | 25.52% | 0% | 0% | 1 | 9.022% | 0% | 0% | 1 |  | 0% | 0% | 1 | 50.0417 | 0% | 0% | 4 | 0.1294% | 0% | 0% | 1 | 0 | 2 | 85.6% | 8.193% | 93.79% | 5 | 27.96% | 0% | 0% | 1 | 61.35% | 0% | 0% | 2 | 64.86% | 0% | 0% | 2 | 78.52% | 0% | 0% | 3 | 50.46% | 0% | 0% | 2 | 6.599% | 0% | 0% | 1 |  | 0% | 0% | 1 | 31.3917 | 0% | 0% | 4 | 0.1669% | 0% | 0% | 1 | 0 | 2 | 59.1% | 36.41% | 95.51% | 5 | 48.36% | 0% | 0% | 1 | 48.53% | 0% | 0% | 1 | 59.22% | 0% | 0% | 2 | 86.21% | 0% | 0% | 3 | 57.99% | 0% | 0% | 2 | 7.879% | 0% | 0% | 1 |  | 0% | 0% | 1 | 32.9775 | 0% | 0% | 4 | 0.2837% | 0% | 0% | 1 | 0 | 2 | 39.91% | 55.25% | 95.16% | 5 | 46.83% | 0% | 0% | 1 | 46.83% | 0% | 0% | 1 | 56.42% | 0% | 0% | 2 | 85.6% | 0% | 0% | 3 | 45.41% | 0% | 0% | 1 | 7.591% | 0% | 0% | 1
195 | Huntington Beach |  | 0 | 0 | 10 | 0% | 0% | 1 | 49.5 | 0% | 0% | 4 | 0% | 0% | 0% | 1 | 0 | 2 | 0% | 0% | 0% | 1 | 0% | 0% | 0% | 1 | 16.87% | 0% | 0% | 1 | 96.91% | 0% | 0% | 5 | 96.91% | 0% | 0% | 5 | 0% | 0% | 0% | 1 | 7.168% | 0% | 0% | 1 |  | 0% | 0% | 1 | 48 | 0% | 0% | 4 | 0% | 0% | 0% | 1 | 0 | 2 | 0% | 0% | 0% | 1 | 0.05678% | 0% | 0% | 1 | 25.77% | 0% | 0% | 1 | 96.34% | 0% | 0% | 5 | 96.39% | 0% | 0% | 5 | 0% | 0% | 0% | 1 | 6.491% | 0% | 0% | 1 |  | 0% | 0% | 1 | 48 | 0% | 0% | 4 | 0.1852% | 0% | 0% | 1 | 0 | 2 | 0.5344% | 3.41% | 3.945% | 2 | 1.477% | 0% | 0% | 1 | 20.7% | 0% | 0% | 1 | 79.94% | 0% | 0% | 3 | 81.41% | 0% | 0% | 3 | 0.1948% | 0% | 0% | 1 | 5.597% | 0% | 0% | 1 |  | 0% | 0% | 1 | 48 | 0% | 0% | 4 | 0.2034% | 0% | 0% | 1 | 0 | 2 | 1.197% | 11.09% | 12.29% | 3 | 3.491% | 0% | 0% | 1 | 19% | 0% | 0% | 1 | 73.12% | 0% | 0% | 3 | 77.65% | 0% | 0% | 3 | 3.862% | 0% | 0% | 1 | 4.198% | 0% | 0% | 1
196 | Los Esteros | NORTHERN CALIFORNIA | 0 | 0 | 10 | 0% | 0% | 1 | 9.9429 | 0% | 0% | 1 | 0% | 0% | 0% | 1 | 0 | 2 | 41.82% | 0% | 41.82% | 2 | 0% | 0% | 0% | 1 | 9.134% | 0% | 0% | 1 | 50.76% | 0% | 0% | 2 | 50.76% | 0% | 0% | 2 | 38.76% | 0% | 0% | 1 | 34.46% | 0% | 0% | 1 |  | 0% | 0% | 1 | 6.4892 | 0% | 0% | 1 | 0.1351% | 0% | 0% | 1 | 0 | 2 | 77.88% | 0% | 77.88% | 5 | 43.25% | 0% | 0% | 1 | 40.83% | 0% | 0% | 1 | 46.49% | 0% | 0% | 1 | 53.15% | 0% | 0% | 2 | 53.01% | 0% | 0% | 2 | 9.134% | 0% | 0% | 1 |  | 0% | 0% | 1 | 7.1294 | 0% | 0% | 1 | 0.4484% | 0% | 0% | 1 | 0 | 2 | 76.28% | 5.901% | 82.18% | 5 | 57.85% | 0% | 0% | 2 | 34.43% | 0% | 0% | 1 | 44.35% | 0% | 0% | 1 | 67.14% | 0% | 0% | 2 | 66.39% | 0% | 0% | 2 | 7.4% | 0% | 0% | 1 |  | 0% | 0% | 1 | 12.8 | 0% | 0% | 2 | 0.5612% | 0% | 0% | 1 | 0 | 2 | 71.45% | 15.66% | 87.11% | 5 | 71.43% | 0% | 0% | 3 | 35.32% | 0% | 0% | 1 | 50.43% | 0% | 0% | 2 | 83.19% | 0% | 0% | 3 | 65.76% | 0% | 0% | 2 | 5.855% | 0% | 0% | 1
197 | Birds Landing | NORTHERN CALIFORNIA | 0 | 0 | 10 | 0% | 0% | 1 | 6.0483 | 0% | 0% | 1 | 0% | 0% | 0% | 1 | 0 | 2 | 0% | 0% | 0% | 1 | 15.48% | 0% | 0% | 1 | 32.6% | 0% | 0% | 1 | 31.65% | 0% | 0% | 1 | 44.96% | 0% | 0% | 1 | 0.4479% | 0% | 0% | 1 | 12.66% | 0% | 0% | 1 |  | 0% | 0% | 1 | 6.6823 | 0% | 0% | 1 | 4.233% | 0% | 0% | 1 | 0 | 2 | 0.01799% | 0% | 0.01799% | 1 | 13.38% | 0% | 0% | 1 | 38.08% | 0% | 0% | 1 | 35.04% | 0% | 0% | 1 | 48.61% | 0% | 0% | 1 | 2.177% | 0% | 0% | 1 | 29.24% | 0% | 0% | 1 |  | 0% | 0% | 1 | 7 | 0% | 0% | 1 | 21.93% | 0% | 0% | 1 | 0 | 2 | 3.084% | 0.09091% | 3.175% | 2 | 12.12% | 0% | 0% | 1 | 37.28% | 0% | 0% | 1 | 36.64% | 0% | 0% | 1 | 47.85% | 0% | 0% | 1 | 4.348% | 0% | 0% | 1 | 24.18% | 0% | 0% | 1 |  | 0% | 0% | 1 | 11.6667 | 0% | 0% | 1 | 33.56% | 0% | 0% | 1 | 0 | 2 | 6.015% | 1.239% | 7.254% | 2 | 18.46% | 0% | 0% | 1 | 29.38% | 0% | 0% | 1 | 29.92% | 0% | 0% | 1 | 42.37% | 0% | 0% | 1 | 5.745% | 0% | 0% | 1 | 17.26% | 0% | 0% | 1
198 | Cayetano | NORTHERN CALIFORNIA | 100 | 1000 | 10 | 84.55% | 0% | 4 | 13.8571 | 106.7% | 0.333% | 3 | 0% | 81.73% | 0% | 3 | 0 | 2 | 59.09% | 8.672% | 67.77% | 3 | 36.01% | 7.362% | 0% | 1 | 59.37% | 11.59% | 0% | 2 | 83.29% | 28.2% | 0% | 3 | 83.29% | 28.2% | 0% | 3 | 30.25% | 6.754% | 0% | 1 | 7.735% | 5.106% | 0% | 1 |  | 41.46% | 0% | 2 | 10.7368 | 6.289% | 0% | 1 | 0.2898% | 36.44% | 0% | 2 | 0 | 2 | 48.96% | 5.269% | 54.23% | 3 | 65.29% | 3.574% | 0% | 2 | 59.96% | 3.098% | 0% | 2 | 74.19% | 4.807% | 0% | 3 | 89.86% | 12.24% | 0% | 3 | 30.22% | 1.778% | 0% | 1 | 7.406% | 1.34% | 0% | 1 |  | 15.38% | 0% | 1 | 12.1562 | 2.375% | 0% | 2 | 9.045% | 36.44% | 0% | 2 | 0 | 2 | 37.18% | 11.21% | 48.39% | 3 | 61.87% | 1.446% | 0% | 2 | 59.33% | 1.356% | 0% | 2 | 68.13% | 1.73% | 0% | 2 | 85.75% | 3.868% | 0% | 3 | 34.76% | 0.845% | 0% | 1 | 6.776% | 0.5914% | 0% | 1 |  | 11.03% | 0% | 1 | 10.7498 | 1.066% | 0% | 1 | 19.28% | 36.44% | 0% | 2 | 0 | 2 | 30.39% | 10.47% | 40.86% | 3 | 59.84% | 0.8464% | 0% | 2 | 47.03% | 0.6417% | 0% | 1 | 54.88% | 0.7535% | 0% | 2 | 76.5% | 1.447% | 0% | 3 | 35.69% | 0.5286% | 0% | 1 | 6.368% | 0.363% | 0% | 1
199 | Silvergate | SAN DIEGO | 0 | 0 | 10 | 0% | 0% | 1 | 33 | 0% | 0% | 4 | 0% | 0% | 0% | 1 | 0 | 2 | 0% | 0% | 0% | 1 | 1.71% | 0% | 0% | 1 | 10.13% | 0% | 0% | 1 | 79.86% | 0% | 0% | 3 | 80.26% | 0% | 0% | 3 | 0% | 0% | 0% | 1 | 1.193% | 0% | 0% | 1 |  | 0% | 0% | 1 | 26.3333 | 0% | 0% | 3 | 0% | 0% | 0% | 1 | 0 | 2 | 0.9712% | 0% | 0.9712% | 1 | 1.654% | 0% | 0% | 1 | 19.82% | 0% | 0% | 1 | 80.56% | 0% | 0% | 3 | 80.9% | 0% | 0% | 3 | 0% | 0% | 0% | 1 | 1.59% | 0% | 0% | 1 |  | 0% | 0% | 1 | 25.25 | 0% | 0% | 3 | 0% | 0% | 0% | 1 | 0 | 2 | 46.17% | 10.4% | 56.56% | 3 | 8.175% | 0% | 0% | 1 | 64.96% | 0% | 0% | 2 | 85.15% | 0% | 0% | 3 | 91.99% | 0% | 0% | 4 | 23.35% | 0% | 0% | 1 | 5.016% | 0% | 0% | 1 |  | 0% | 0% | 1 | 23.5541 | 0% | 0% | 3 | 0.04949% | 0% | 0% | 1 | 0 | 2 | 28.72% | 47.99% | 76.71% | 5 | 26% | 0% | 0% | 1 | 68.81% | 0% | 0% | 2 | 83.43% | 0% | 0% | 3 | 91.65% | 0% | 0% | 4 | 28.95% | 0% | 0% | 1 | 5.133% | 0% | 0% | 1
200 | Richmond | NORTHERN CALIFORNIA | 0 | 0 | 10 | 0% | 0% | 1 | 11.351 | 0% | 0% | 1 | 0% | 0% | 0% | 1 | 0 | 2 | 91.51% | 0% | 91.51% | 5 | 64.56% | 0% | 0% | 2 | 8.966% | 0% | 0% | 1 | 2.76% | 0% | 0% | 1 | 68.31% | 0% | 0% | 2 | 65.74% | 0% | 0% | 2 | 5.01% | 0% | 0% | 1 |  | 0% | 0% | 1 | 7.4409 | 0% | 0% | 1 | 0% | 0% | 0% | 1 | 0 | 2 | 85.43% | 0% | 85.43% | 5 | 42.92% | 0% | 0% | 1 | 18.69% | 0% | 0% | 1 | 14.77% | 0% | 0% | 1 | 55.79% | 0% | 0% | 2 | 56.02% | 0% | 0% | 2 | 9.166% | 0% | 0% | 1 |  | 0% | 0% | 1 | 6.5917 | 0% | 0% | 1 | 0% | 0% | 0% | 1 | 0 | 2 | 85.05% | 0% | 85.05% | 5 | 30.74% | 0% | 0% | 1 | 21.04% | 0% | 0% | 1 | 19.05% | 0% | 0% | 1 | 50.66% | 0% | 0% | 2 | 52.39% | 0% | 0% | 2 | 9.246% | 0% | 0% | 1 |  | 0% | 0% | 1 | 6.1721 | 0% | 0% | 1 | 0% | 0% | 0% | 1 | 0 | 2 | 80.93% | 0% | 80.93% | 5 | 25.67% | 0% | 0% | 1 | 21.25% | 0% | 0% | 1 | 23.07% | 0% | 0% | 1 | 49.42% | 0% | 0% | 1 | 53.32% | 0% | 0% | 2 | 11.33% | 0% | 0% | 1
201 | Rancho Vista | GREATER LA METRO | 0 | 0 | 10 | 0% | 0% | 1 | 42.0625 | 0% | 0% | 4 | 0% | 0% | 0% | 1 | 0 | 2 | 100% | 0% | 100% | 5 | 100% | 0% | 0% | 5 | 100% | 0% | 0% | 5 | 100% | 0% | 0% | 5 | 100% | 0% | 0% | 5 | 0% | 0% | 0% | 1 | 0% | 0% | 0% | 1 |  | 0% | 0% | 1 | 52 | 0% | 0% | 4 | 14.83% | 0% | 0% | 1 | 0 | 2 | 14.45% | 28.63% | 43.08% | 4 | 43.09% | 0% | 0% | 1 | 32.32% | 0% | 0% | 1 | 28.93% | 0% | 0% | 1 | 43.09% | 0% | 0% | 1 | 22.72% | 0% | 0% | 1 | 5.23% | 0% | 0% | 1 |  | 0% | 0% | 1 | 38.9 | 0% | 0% | 4 | 6.707% | 0% | 0% | 1 | 0 | 2 | 27.33% | 50.35% | 77.68% | 5 | 59.2% | 0% | 0% | 2 | 43.79% | 0% | 0% | 1 | 49.28% | 0% | 0% | 1 | 76.05% | 0% | 0% | 3 | 21.72% | 0% | 0% | 1 | 16.13% | 0% | 0% | 1 |  | 0% | 0% | 1 | 24.2743 | 0% | 0% | 3 | 2.556% | 0% | 0% | 1 | 0 | 2 | 23.12% | 64.48% | 87.59% | 5 | 47.29% | 0% | 0% | 1 | 50.56% | 0% | 0% | 2 | 61.52% | 0% | 0% | 2 | 86.42% | 0% | 0% | 3 | 35.9% | 0% | 0% | 1 | 9.919% | 0% | 0% | 1
202 | Hilltop | NORTHERN CALIFORNIA | 0 | 0 | 10 | 0% | 0% | 1 | 9.5785 | 0% | 0% | 1 | 2.088% | 0% | 0% | 1 | 0 | 2 | 0% | 0% | 0% | 1 | 30.97% | 0% | 0% | 1 | 23.27% | 0% | 0% | 1 | 1.537e-06% | 0% | 0% | 1 | 54.24% | 0% | 0% | 2 | 57.71% | 0% | 0% | 2 | 6.429% | 0% | 0% | 1 |  | 0% | 0% | 1 | 12.25 | 0% | 0% | 2 | 5.174% | 0% | 0% | 1 | 0 | 2 | 2.158% | 0% | 2.158% | 1 | 37.31% | 0% | 0% | 1 | 19.81% | 0% | 0% | 1 | 8.763% | 0% | 0% | 1 | 53.33% | 0% | 0% | 2 | 58.43% | 0% | 0% | 2 | 10.29% | 0% | 0% | 1 |  | 0% | 0% | 1 | 7.75 | 0% | 0% | 1 | 4.691% | 0% | 0% | 1 | 0 | 2 | 23.75% | 0% | 23.75% | 2 | 42.23% | 0% | 0% | 1 | 19.5% | 0% | 0% | 1 | 11.16% | 0% | 0% | 1 | 58.04% | 0% | 0% | 2 | 65.52% | 0% | 0% | 2 | 11.53% | 0% | 0% | 1 |  | 0% | 0% | 1 | 10.1396 | 0% | 0% | 1 | 4.141% | 0% | 0% | 1 | 0 | 2 | 39.99% | 0% | 39.99% | 2 | 51.05% | 0% | 0% | 2 | 20.45% | 0% | 0% | 1 | 12.35% | 0% | 0% | 1 | 64% | 0% | 0% | 2 | 68.47% | 0% | 0% | 2 | 11.34% | 0% | 0% | 1
203 | Thermalito | NORTHERN CALIFORNIA | 0 | 0 | 0 | 0% | 0% | 1 | 8.283 | 0% | 0% | 1 | 3.196% | 0% | 0% | 1 | 0 | 2 | 1.969% | 0% | 1.969% | 1 | 69.72% | 0% | 0% | 2 | 26.54% | 0% | 0% | 1 | 38.61% | 0% | 0% | 1 | 99.87% | 0% | 0% | 5 | 9.026% | 0% | 0% | 1 | 38.82% | 0% | 0% | 1 |  | 0% | 0% | 1 | 12.2876 | 0% | 0% | 2 | 6.746% | 0% | 0% | 1 | 0 | 2 | 13.44% | 0% | 13.44% | 1 | 65.75% | 0% | 0% | 2 | 18.1% | 0% | 0% | 1 | 51.06% | 0% | 0% | 2 | 89.33% | 0% | 0% | 3 | 7.793% | 0% | 0% | 1 | 19.02% | 0% | 0% | 1 |  | 0% | 0% | 1 | 13.3333 | 0% | 0% | 2 | 13.93% | 0% | 0% | 1 | 0 | 2 | 20.49% | 5.748% | 26.24% | 2 | 61.77% | 0% | 0% | 2 | 14.73% | 0% | 0% | 1 | 48.2% | 0% | 0% | 1 | 83.62% | 0% | 0% | 3 | 16.19% | 0% | 0% | 1 | 13% | 0% | 0% | 1 |  | 0% | 0% | 1 | 13.2267 | 0% | 0% | 2 | 20.76% | 0% | 0% | 1 | 0 | 2 | 18.53% | 11.87% | 30.41% | 3 | 56.48% | 0% | 0% | 2 | 18.6% | 0% | 0% | 1 | 45.28% | 0% | 0% | 1 | 80.1% | 0% | 0% | 3 | 18.17% | 0% | 0% | 1 | 11.03% | 0% | 0% | 1
204 | Martinez | NORTHERN CALIFORNIA | 0 | 0 | 10 | 0% | 0% | 1 | 73 | 0% | 0% | 4 | 0.1298% | 0% | 0% | 1 | 0 | 2 | 55.29% | 0.01221% | 55.3% | 3 | 1.585% | 0% | 0% | 1 | 38.04% | 0% | 0% | 1 | 49.45% | 0% | 0% | 1 | 60.83% | 0% | 0% | 2 | 12.61% | 0% | 0% | 1 | 5.979% | 0% | 0% | 1 |  | 0% | 0% | 1 | 72 | 0% | 0% | 4 | 0.07038% | 0% | 0% | 1 | 0 | 2 | 45.9% | 2.052% | 47.95% | 2 | 19.22% | 0% | 0% | 1 | 46.08% | 0% | 0% | 1 | 54.22% | 0% | 0% | 2 | 72.09% | 0% | 0% | 3 | 18.67% | 0% | 0% | 1 | 17.76% | 0% | 0% | 1 |  | 0% | 0% | 1 | 52.2821 | 0% | 0% | 4 | 1.144% | 0% | 0% | 1 | 0 | 2 | 32.16% | 8.089% | 40.25% | 2 | 35.52% | 0% | 0% | 1 | 45.5% | 0% | 0% | 1 | 55.11% | 0% | 0% | 2 | 78.45% | 0% | 0% | 3 | 20.79% | 0% | 0% | 1 | 24.14% | 0% | 0% | 1 |  | 0% | 0% | 1 | 33 | 0% | 0% | 4 | 5.374% | 0% | 0% | 1 | 0 | 2 | 23.93% | 12.63% | 36.57% | 3 | 37.81% | 0% | 0% | 1 | 37.96% | 0% | 0% | 1 | 48.25% | 0% | 0% | 1 | 71.05% | 0% | 0% | 3 | 22.57% | 0% | 0% | 1 | 16.31% | 0% | 0% | 1
205 | Lone Tree | NORTHERN CALIFORNIA | 0 | 0 | 10 | 0% | 0% | 1 | 11.0506 | 0% | 0% | 1 | 15.13% | 0% | 0% | 1 | 0 | 2 | 56.98% | 0% | 56.98% | 3 | 39.29% | 0% | 0% | 1 | 59.87% | 0% | 0% | 2 | 59.87% | 0% | 0% | 2 | 59.89% | 0% | 0% | 2 | 37.75% | 0% | 0% | 1 | 7.217% | 0% | 0% | 1 |  | 0% | 0% | 1 | 9.0167 | 0% | 0% | 1 | 18.04% | 0% | 0% | 1 | 0 | 2 | 34.7% | 9.332% | 44.03% | 2 | 26.95% | 0% | 0% | 1 | 57.96% | 0% | 0% | 2 | 59.29% | 0% | 0% | 2 | 60.9% | 0% | 0% | 2 | 17.6% | 0% | 0% | 1 | 11.87% | 0% | 0% | 1 |  | 0% | 0% | 1 | 7.1365 | 0% | 0% | 1 | 26.05% | 0% | 0% | 1 | 0 | 2 | 17.96% | 3.846% | 21.81% | 2 | 34.48% | 0% | 0% | 1 | 44.51% | 0% | 0% | 1 | 45.77% | 0% | 0% | 1 | 60.73% | 0% | 0% | 2 | 8.725% | 0% | 0% | 1 | 13.58% | 0% | 0% | 1 |  | 0% | 0% | 1 | 9.1669 | 0% | 0% | 1 | 36.38% | 0% | 0% | 1 | 0 | 2 | 10.26% | 3.843% | 14.1% | 2 | 30.81% | 0% | 0% | 1 | 34.44% | 0% | 0% | 1 | 36.98% | 0% | 0% | 1 | 52.28% | 0% | 0% | 2 | 6.853% | 0% | 0% | 1 | 11.95% | 0% | 0% | 1
206 | Delta Switching Yard | NORTHERN CALIFORNIA | 0 | 0 | 10 | 0% | 0% | 1 | 11.2688 | 0% | 0% | 1 | 16.92% | 0% | 0% | 1 | 0 | 2 | 8.608% | 0% | 8.608% | 1 | 69.96% | 0% | 0% | 2 | 60.81% | 0% | 0% | 2 | 70.33% | 0% | 0% | 3 | 91.87% | 0% | 0% | 4 | 1.503% | 0% | 0% | 1 | 9.747% | 0% | 0% | 1 |  | 0% | 0% | 1 | 10.8749 | 0% | 0% | 1 | 34.43% | 0% | 0% | 1 | 0 | 2 | 11.06% | 1.311% | 12.38% | 2 | 52.66% | 0% | 0% | 2 | 47.46% | 0% | 0% | 1 | 51.55% | 0% | 0% | 2 | 69.13% | 0% | 0% | 2 | 6.829% | 0% | 0% | 1 | 6.631% | 0% | 0% | 1 |  | 0% | 0% | 1 | 11.8054 | 0% | 0% | 1 | 37.67% | 0% | 0% | 1 | 0 | 2 | 17.93% | 2.476% | 20.41% | 2 | 47.06% | 0% | 0% | 1 | 41.74% | 0% | 0% | 1 | 44.38% | 0% | 0% | 1 | 61.89% | 0% | 0% | 2 | 16.83% | 0% | 0% | 1 | 6.775% | 0% | 0% | 1 |  | 0% | 0% | 1 | 11.6914 | 0% | 0% | 1 | 39.47% | 0% | 0% | 1 | 0 | 2 | 17.61% | 2.038% | 19.65% | 2 | 44.65% | 0% | 0% | 1 | 37.54% | 0% | 0% | 1 | 39.65% | 0% | 0% | 1 | 59.57% | 0% | 0% | 2 | 20.24% | 0% | 0% | 1 | 7.191% | 0% | 0% | 1
207 | Green Ridge Midway | NORTHERN CALIFORNIA | 0 | 0 | 10 | 0% | 0% | 1 | 17 | 0% | 0% | 2 | 5.866% | 0% | 0% | 1 | 0 | 2 | 0% | 0% | 0% | 1 | 82.85% | 0% | 0% | 3 | 70.51% | 0% | 0% | 3 | 80.85% | 0% | 0% | 3 | 98.45% | 0% | 0% | 5 | 13.63% | 0% | 0% | 1 | 4.065% | 0% | 0% | 1 |  | 0% | 0% | 1 | 13.1563 | 0% | 0% | 2 | 20.18% | 0% | 0% | 1 | 0 | 2 | 12.92% | 0.1431% | 13.06% | 2 | 68.06% | 0% | 0% | 2 | 60.45% | 0% | 0% | 2 | 61.97% | 0% | 0% | 2 | 82.68% | 0% | 0% | 3 | 22.85% | 0% | 0% | 1 | 6.18% | 0% | 0% | 1 |  | 0% | 0% | 1 | 12.5 | 0% | 0% | 2 | 33.09% | 0% | 0% | 1 | 0 | 2 | 19.97% | 0.8676% | 20.84% | 2 | 53.98% | 0% | 0% | 2 | 41.86% | 0% | 0% | 1 | 44.36% | 0% | 0% | 1 | 67.19% | 0% | 0% | 2 | 26.54% | 0% | 0% | 1 | 5.498% | 0% | 0% | 1 |  | 0% | 0% | 1 | 12 | 0% | 0% | 2 | 36.59% | 0% | 0% | 1 | 0 | 2 | 21.24% | 1.815% | 23.06% | 2 | 52.71% | 0% | 0% | 2 | 36.09% | 0% | 0% | 1 | 38.98% | 0% | 0% | 1 | 63.1% | 0% | 0% | 2 | 28.15% | 0% | 0% | 1 | 5.901% | 0% | 0% | 1
208 | Inyo | GREATER KRAMER | 0 | 0 | 0 | 0% | 0% | 1 | 5.5127 | 0% | 0% | 1 | 0% | 0% | 0% | 1 | 0 | 2 | 91.59% | 0% | 91.59% | 5 | 0% | 0% | 0% | 1 | 17.49% | 0% | 0% | 1 | 34.64% | 0% | 0% | 1 | 40.62% | 0% | 0% | 1 | 40.67% | 0% | 0% | 1 | 4.819% | 0% | 0% | 1 |  | 0% | 0% | 1 | 4.0467 | 0% | 0% | 1 | 0% | 0% | 0% | 1 | 0 | 2 | 68.4% | 0% | 68.4% | 3 | 0% | 0% | 0% | 1 | 24.24% | 0% | 0% | 1 | 37.83% | 0% | 0% | 1 | 39.07% | 0% | 0% | 1 | 69.36% | 0% | 0% | 2 | 9.339% | 0% | 0% | 1 |  | 0% | 0% | 1 | 4.6667 | 0% | 0% | 1 | 0% | 0% | 0% | 1 | 0 | 2 | 63.98% | 0% | 63.98% | 3 | 0% | 0% | 0% | 1 | 29.12% | 0% | 0% | 1 | 37.73% | 0% | 0% | 1 | 40.12% | 0% | 0% | 1 | 67.42% | 0% | 0% | 2 | 6.844% | 0% | 0% | 1 |  | 0% | 0% | 1 | 4 | 0% | 0% | 1 | 0% | 0% | 0% | 1 | 0 | 2 | 56.28% | 0% | 56.28% | 3 | 0% | 0% | 0% | 1 | 26.94% | 0% | 0% | 1 | 29.3% | 0% | 0% | 1 | 35.39% | 0% | 0% | 1 | 70.76% | 0% | 0% | 3 | 5.722% | 0% | 0% | 1
209 | Control | GREATER KRAMER | 0 | 0 | 10 | 0% | 0% | 1 | 4.349 | 0% | 0% | 1 | 0% | 0% | 0% | 1 | 0 | 2 | 93.51% | 0% | 93.51% | 5 | 0% | 0% | 0% | 1 | 10.42% | 0% | 0% | 1 | 50.38% | 0% | 0% | 2 | 53.32% | 0% | 0% | 2 | 59.99% | 0% | 0% | 2 | 8.012% | 0% | 0% | 1 |  | 0% | 0% | 1 | 4.2649 | 0% | 0% | 1 | 0% | 0% | 0% | 1 | 0 | 2 | 75.91% | 0% | 75.91% | 5 | 0% | 0% | 0% | 1 | 29.85% | 0% | 0% | 1 | 43.22% | 0% | 0% | 1 | 45.42% | 0% | 0% | 1 | 65.13% | 0% | 0% | 2 | 10.02% | 0% | 0% | 1 |  | 0% | 0% | 1 | 4.441 | 0% | 0% | 1 | 0% | 0% | 0% | 1 | 0 | 2 | 71.52% | 0% | 71.52% | 3 | 0% | 0% | 0% | 1 | 27.6% | 0% | 0% | 1 | 37.79% | 0% | 0% | 1 | 39.63% | 0% | 0% | 1 | 66.71% | 0% | 0% | 2 | 7.469% | 0% | 0% | 1 |  | 0% | 0% | 1 | 4.0377 | 0% | 0% | 1 | 0% | 0% | 0% | 1 | 0 | 2 | 61.08% | 0% | 61.08% | 3 | 0% | 0% | 0% | 1 | 26.02% | 0% | 0% | 1 | 27.8% | 0% | 0% | 1 | 33.57% | 0% | 0% | 1 | 69.46% | 0% | 0% | 2 | 5.912% | 0% | 0% | 1
210 | Big Creek Hydro Facilities | SPGE | 0 | 0 | 10 | 0% | 0% | 1 | 3.6632 | 0% | 0% | 1 | 0% | 0% | 0% | 1 | 0 | 2 | 7.311% | 65.93% | 73.24% | 5 | 38.59% | 0% | 0% | 1 | 92.73% | 0% | 0% | 4 | 19.79% | 0% | 0% | 1 | 92.83% | 0% | 0% | 4 | 74.91% | 0% | 0% | 3 | 5.697% | 0% | 0% | 1 |  | 0% | 0% | 1 | 6.9953 | 0% | 0% | 1 | 0% | 0% | 0% | 1 | 0 | 2 | 37.67% | 41.27% | 78.94% | 5 | 38.12% | 0% | 0% | 1 | 68.63% | 0% | 0% | 2 | 27.39% | 0% | 0% | 1 | 80.41% | 0% | 0% | 3 | 72.79% | 0% | 0% | 3 | 5.147% | 0% | 0% | 1 |  | 0% | 0% | 1 | 8.5429 | 0% | 0% | 1 | 0% | 0% | 0% | 1 | 0 | 2 | 53.67% | 31.13% | 84.81% | 5 | 22.33% | 0% | 0% | 1 | 58.56% | 0% | 0% | 2 | 43.63% | 0% | 0% | 1 | 72.37% | 0% | 0% | 3 | 70.02% | 0% | 0% | 3 | 4.239% | 0% | 0% | 1 |  | 0% | 0% | 1 | 11.3997 | 0% | 0% | 1 | 0% | 0% | 0% | 1 | 0 | 2 | 61.13% | 23.08% | 84.21% | 5 | 17.27% | 0% | 0% | 1 | 47.68% | 0% | 0% | 1 | 39.55% | 0% | 0% | 1 | 63.24% | 0% | 0% | 2 | 70.09% | 0% | 0% | 3 | 4.214% | 0% | 0% | 1
211 | Moss Landing |  | 0 | 0 | 10 | 0% | 0% | 1 | 13.48 | 0% | 0% | 2 | 55.96% | 0% | 0% | 2 | 0 | 2 | 0.8649% | 0% | 0.8649% | 1 | 0.3143% | 0% | 0% | 1 | 59.76% | 0% | 0% | 2 | 61.47% | 0% | 0% | 2 | 61.78% | 0% | 0% | 2 | 0% | 0% | 0% | 1 | 9.1% | 0% | 0% | 1 |  | 0% | 0% | 1 | 20 | 0% | 0% | 3 | 48.92% | 0% | 0% | 1 | 0 | 2 | 3.506% | 0% | 3.506% | 1 | 7.363% | 0% | 0% | 1 | 28.25% | 0% | 0% | 1 | 34.56% | 0% | 0% | 1 | 38.93% | 0% | 0% | 1 | 2.423% | 0% | 0% | 1 | 6.664% | 0% | 0% | 1 |  | 0% | 0% | 1 | 19.1678 | 0% | 0% | 2 | 32.71% | 0% | 0% | 1 | 0 | 2 | 20.74% | 9.699% | 30.44% | 2 | 30.61% | 0% | 0% | 1 | 21.46% | 0% | 0% | 1 | 33.05% | 0% | 0% | 1 | 56.59% | 0% | 0% | 2 | 17.16% | 0% | 0% | 1 | 6.183% | 0% | 0% | 1 |  | 0% | 0% | 1 | 20 | 0% | 0% | 3 | 28.16% | 0% | 0% | 1 | 0 | 2 | 25.43% | 12.97% | 38.4% | 3 | 28.87% | 0% | 0% | 1 | 16% | 0% | 0% | 1 | 27.04% | 0% | 0% | 1 | 49.98% | 0% | 0% | 1 | 21.1% | 0% | 0% | 1 | 5.239% | 0% | 0% | 1
212 | Cal Ave | SPGE | 0 | 0 | 10 | 0% | 0% | 1 | 29.12 | 0% | 0% | 3 | 80.11% | 0% | 0% | 3 | 0 | 2 | 0% | 0% | 0% | 1 | 0% | 0% | 0% | 1 | 0% | 0% | 0% | 1 | 0% | 0% | 0% | 1 | 0% | 0% | 0% | 1 | 0% | 0% | 0% | 1 | 0.01872% | 0% | 0% | 1 |  | 0% | 0% | 1 | 24.8517 | 0% | 0% | 3 | 68.3% | 0% | 0% | 2 | 0 | 2 | 0% | 0% | 0% | 1 | 0% | 0% | 0% | 1 | 0% | 0% | 0% | 1 | 0% | 0% | 0% | 1 | 0% | 0% | 0% | 1 | 0% | 0% | 0% | 1 | 0.2715% | 0% | 0% | 1 |  | 0% | 0% | 1 | 21.8 | 0% | 0% | 3 | 61.85% | 0% | 0% | 2 | 0 | 2 | 0% | 0% | 0% | 1 | 10.98% | 0% | 0% | 1 | 10.81% | 0% | 0% | 1 | 10.76% | 0% | 0% | 1 | 15.13% | 0% | 0% | 1 | 1.458% | 0% | 0% | 1 | 5.02% | 0% | 0% | 1 |  | 0% | 0% | 1 | 18.7778 | 0% | 0% | 2 | 50.84% | 0% | 0% | 2 | 0 | 2 | 0.3668% | 0% | 0.3668% | 1 | 17.89% | 0% | 0% | 1 | 16.76% | 0% | 0% | 1 | 17.04% | 0% | 0% | 1 | 28.39% | 0% | 0% | 1 | 9.733% | 0% | 0% | 1 | 7.313% | 0% | 0% | 1
213 | Poso Mountain | SPGE | 0 | 0 | 10 | 0% | 0% | 1 | 6.3552 | 0% | 0% | 1 | 0% | 0% | 0% | 1 | 0 | 2 | 57.82% | 0% | 57.82% | 3 | 63.16% | 0% | 0% | 2 | 0.6501% | 0% | 0% | 1 | 7.261% | 0% | 0% | 1 | 63.16% | 0% | 0% | 2 | 36.13% | 0% | 0% | 1 | 1.867% | 0% | 0% | 1 |  | 0% | 0% | 1 | 6.7866 | 0% | 0% | 1 | 5.631% | 0% | 0% | 1 | 0 | 2 | 48.29% | 0% | 48.29% | 2 | 73.95% | 0% | 0% | 3 | 22.37% | 0% | 0% | 1 | 34.56% | 0% | 0% | 1 | 75.91% | 0% | 0% | 3 | 40.24% | 0% | 0% | 1 | 1.586% | 0% | 0% | 1 |  | 0% | 0% | 1 | 7.6343 | 0% | 0% | 1 | 21.09% | 0% | 0% | 1 | 0 | 2 | 46.37% | 0% | 46.37% | 2 | 63.23% | 0% | 0% | 2 | 18.01% | 0% | 0% | 1 | 26.12% | 0% | 0% | 1 | 65.06% | 0% | 0% | 2 | 40.3% | 0% | 0% | 1 | 1.49% | 0% | 0% | 1 |  | 0% | 0% | 1 | 8.0485 | 0% | 0% | 1 | 29.27% | 0% | 0% | 1 | 0 | 2 | 41.36% | 0% | 41.36% | 2 | 51.1% | 0% | 0% | 2 | 12.55% | 0% | 0% | 1 | 21.65% | 0% | 0% | 1 | 54.88% | 0% | 0% | 2 | 36.69% | 0% | 0% | 1 | 1.497% | 0% | 0% | 1
214 | Walnut | GREATER LA METRO | 0 | 0 | 10 | 0% | 0% | 1 | 0 | 0% | 0% | 1 | 0% | 0% | 0% | 1 | 0 | 2 | 0% | 0% | 0% | 1 | 0% | 0% | 0% | 1 | 0% | 0% | 0% | 1 | 0% | 0% | 0% | 1 | 0% | 0% | 0% | 1 | 0% | 0% | 0% | 1 | 0% | 0% | 0% | 1 |  | 0% | 0% | 1 | 16.1597 | 0% | 0% | 2 | 0% | 0% | 0% | 1 | 0 | 2 | 16.01% | 83.99% | 100% | 5 | 53.57% | 0% | 0% | 2 | 0% | 0% | 0% | 1 | 0% | 0% | 0% | 1 | 53.57% | 0% | 0% | 2 | 38.74% | 0% | 0% | 1 | 18.14% | 0% | 0% | 1 |  | 0% | 0% | 1 | 14.425 | 0% | 0% | 2 | 0% | 0% | 0% | 1 | 0 | 2 | 8.147% | 91.85% | 100% | 5 | 50.08% | 0% | 0% | 2 | 13.11% | 0% | 0% | 1 | 12.77% | 0% | 0% | 1 | 61.61% | 0% | 0% | 2 | 34.62% | 0% | 0% | 1 | 17.09% | 0% | 0% | 1 |  | 0% | 0% | 1 | 12.8667 | 0% | 0% | 2 | 6.706% | 0% | 0% | 1 | 0 | 2 | 18.57% | 60.1% | 78.68% | 5 | 29.97% | 0% | 0% | 1 | 11.6% | 0% | 0% | 1 | 26.53% | 0% | 0% | 1 | 57.19% | 0% | 0% | 2 | 23.96% | 0% | 0% | 1 | 20.22% | 0% | 0% | 1
215 | Chevmain | GREATER LA METRO | 0 | 0 | 10 | 0% | 0% | 1 | 6.5469 | 0% | 0% | 1 | 0% | 0% | 0% | 1 | 0 | 2 | 0% | 0% | 0% | 1 | 1.809% | 0% | 0% | 1 | 0% | 0% | 0% | 1 | 28.75% | 0% | 0% | 1 | 30.56% | 0% | 0% | 1 | 0% | 0% | 0% | 1 | 0% | 0% | 0% | 1 |  | 0% | 0% | 1 | 6.7876 | 0% | 0% | 1 | 0% | 0% | 0% | 1 | 0 | 2 | 20.72% | 0% | 20.72% | 2 | 2.89% | 0% | 0% | 1 | 30.56% | 0% | 0% | 1 | 55.07% | 0% | 0% | 2 | 57.96% | 0% | 0% | 2 | 0% | 0% | 0% | 1 | 0.1727% | 0% | 0% | 1 |  | 0% | 0% | 1 | 10.5434 | 0% | 0% | 1 | 0% | 0% | 0% | 1 | 0 | 2 | 17.75% | 1.347% | 19.1% | 2 | 1.431% | 0% | 0% | 1 | 2.895% | 0% | 0% | 1 | 58.93% | 0% | 0% | 2 | 60.36% | 0% | 0% | 2 | 7.288% | 0% | 0% | 1 | 3.317% | 0% | 0% | 1 |  | 0% | 0% | 1 | 20.8333 | 0% | 0% | 3 | 0% | 0% | 0% | 1 | 0 | 2 | 22.79% | 25.64% | 48.43% | 4 | 11.42% | 0% | 0% | 1 | 15.9% | 0% | 0% | 1 | 43.65% | 0% | 0% | 1 | 49.59% | 0% | 0% | 1 | 11.68% | 0% | 0% | 1 | 8.341% | 0% | 0% | 1
216 | Long Beach |  | 0 | 0 | 0 | 0% | 0% | 1 | 10.5935 | 0% | 0% | 1 | 0% | 0% | 0% | 1 | 0 | 2 | 0% | 0% | 0% | 1 | 0% | 0% | 0% | 1 | 0% | 0% | 0% | 1 | 54.87% | 0% | 0% | 2 | 54.87% | 0% | 0% | 2 | 0% | 0% | 0% | 1 | 0.1386% | 0% | 0% | 1 |  | 0% | 0% | 1 | 26.125 | 0% | 0% | 3 | 0% | 0% | 0% | 1 | 0 | 2 | 0.1503% | 0% | 0.1503% | 1 | 0% | 0% | 0% | 1 | 10.41% | 0% | 0% | 1 | 62.33% | 0% | 0% | 2 | 62.33% | 0% | 0% | 2 | 0% | 0% | 0% | 1 | 0.4252% | 0% | 0% | 1 |  | 0% | 0% | 1 | 52.6 | 0% | 0% | 4 | 0% | 0% | 0% | 1 | 0 | 2 | 1.819% | 0% | 1.819% | 1 | 0.1433% | 0% | 0% | 1 | 9.329% | 0% | 0% | 1 | 68.55% | 0% | 0% | 2 | 68.69% | 0% | 0% | 2 | 0% | 0% | 0% | 1 | 0.4333% | 0% | 0% | 1 |  | 0% | 0% | 1 | 47 | 0% | 0% | 4 | 0% | 0% | 0% | 1 | 0 | 2 | 1.332% | 0% | 1.332% | 1 | 0.105% | 0% | 0% | 1 | 15.17% | 0% | 0% | 1 | 76.04% | 0% | 0% | 3 | 76.15% | 0% | 0% | 3 | 0% | 0% | 0% | 1 | 3.426% | 0% | 0% | 1
217 | Pit 1 | NORTHERN CALIFORNIA | 0 | 0 | 10 | 0% | 0% | 1 | 8.4096 | 0% | 0% | 1 | 0% | 0% | 0% | 1 | 0 | 2 | 86.71% | 0% | 86.71% | 5 | 50.81% | 0% | 0% | 2 | 71.17% | 0% | 0% | 3 | 83.48% | 0% | 0% | 3 | 96.98% | 0% | 0% | 5 | 57.39% | 0% | 0% | 2 | 3.925% | 0% | 0% | 1 |  | 0% | 0% | 1 | 7.7662 | 0% | 0% | 1 | 0% | 0% | 0% | 1 | 0 | 2 | 75.21% | 0% | 75.21% | 5 | 26.97% | 0% | 0% | 1 | 42.38% | 0% | 0% | 1 | 45.19% | 0% | 0% | 1 | 59.36% | 0% | 0% | 2 | 44.31% | 0% | 0% | 1 | 7.88% | 0% | 0% | 1 |  | 0% | 0% | 1 | 5.6935 | 0% | 0% | 1 | 3.57e-05% | 0% | 0% | 1 | 0 | 2 | 82.94% | 0% | 82.94% | 5 | 29.14% | 0% | 0% | 1 | 21.79% | 0% | 0% | 1 | 20.88% | 0% | 0% | 1 | 44.66% | 0% | 0% | 1 | 54.75% | 0% | 0% | 2 | 6.724% | 0% | 0% | 1 |  | 0% | 0% | 1 | 5 | 0% | 0% | 1 | 0.08093% | 0% | 0% | 1 | 0 | 2 | 87.58% | 0% | 87.58% | 5 | 36.09% | 0% | 0% | 1 | 15.37% | 0% | 0% | 1 | 13.35% | 0% | 0% | 1 | 46.75% | 0% | 0% | 1 | 58.8% | 0% | 0% | 2 | 6.343% | 0% | 0% | 1
218 | Cove Rd | NORTHERN CALIFORNIA | 0 | 0 | 10 | 0% | 0% | 1 | 6.8679 | 0% | 0% | 1 | 0.0566% | 0% | 0% | 1 | 0 | 2 | 100% | 0% | 100% | 5 | 62.22% | 0% | 0% | 2 | 14.22% | 0% | 0% | 1 | 22.59% | 0% | 0% | 1 | 64.51% | 0% | 0% | 2 | 50.94% | 0% | 0% | 2 | 4.456% | 0% | 0% | 1 |  | 0% | 0% | 1 | 5.0631 | 0% | 0% | 1 | 0.09371% | 0% | 0% | 1 | 0 | 2 | 90.19% | 9.309% | 99.5% | 5 | 54.85% | 0% | 0% | 2 | 22.85% | 0% | 0% | 1 | 31.23% | 0% | 0% | 1 | 68.7% | 0% | 0% | 2 | 65.72% | 0% | 0% | 2 | 5.394% | 0% | 0% | 1 |  | 0% | 0% | 1 | 4.8 | 0% | 0% | 1 | 0.1027% | 0% | 0% | 1 | 0 | 2 | 86.58% | 10.46% | 97.04% | 5 | 51.65% | 0% | 0% | 2 | 21.4% | 0% | 0% | 1 | 24.89% | 0% | 0% | 1 | 64.39% | 0% | 0% | 2 | 64.2% | 0% | 0% | 2 | 6.731% | 0% | 0% | 1 |  | 0% | 0% | 1 | 4.9502 | 0% | 0% | 1 | 0.1339% | 0% | 0% | 1 | 0 | 2 | 91.56% | 6.18% | 97.74% | 5 | 46.91% | 0% | 0% | 1 | 22.67% | 0% | 0% | 1 | 26.43% | 0% | 0% | 1 | 61.05% | 0% | 0% | 2 | 65.67% | 0% | 0% | 2 | 6.338% | 0% | 0% | 1
219 | Drum | NORTHERN CALIFORNIA | 0 | 0 | 10 | 0% | 0% | 1 | 10.3216 | 0% | 0% | 1 | 0% | 0% | 0% | 1 | 0 | 2 | 10.25% | 89.75% | 100% | 5 | 9.049% | 0% | 0% | 1 | 9.307% | 0% | 0% | 1 | 0.4596% | 0% | 0% | 1 | 18.36% | 0% | 0% | 1 | 21.32% | 0% | 0% | 1 | 0.9976% | 0% | 0% | 1 |  | 0% | 0% | 1 | 9.2098 | 0% | 0% | 1 | 0% | 0% | 0% | 1 | 0 | 2 | 40.88% | 58.29% | 99.18% | 5 | 19.22% | 0% | 0% | 1 | 14.39% | 0% | 0% | 1 | 6.718% | 0% | 0% | 1 | 34.23% | 0% | 0% | 1 | 34.7% | 0% | 0% | 1 | 1.852% | 0% | 0% | 1 |  | 0% | 0% | 1 | 11.37 | 0% | 0% | 1 | 0.01628% | 0% | 0% | 1 | 0 | 2 | 39.25% | 53% | 92.25% | 5 | 27.06% | 0% | 0% | 1 | 15.85% | 0% | 0% | 1 | 17.4% | 0% | 0% | 1 | 47.17% | 0% | 0% | 1 | 36.96% | 0% | 0% | 1 | 2.916% | 0% | 0% | 1 |  | 0% | 0% | 1 | 12.9483 | 0% | 0% | 2 | 0.04966% | 0% | 0% | 1 | 0 | 2 | 37.62% | 46.06% | 83.69% | 5 | 28.01% | 0% | 0% | 1 | 12.79% | 0% | 0% | 1 | 19.04% | 0% | 0% | 1 | 46.41% | 0% | 0% | 1 | 44.96% | 0% | 0% | 1 | 3.223% | 0% | 0% | 1
220 | Vierra | NORTHERN CALIFORNIA | 0 | 0 | 10 | 0% | 0% | 1 | 38.43 | 0% | 0% | 4 | 69.4% | 0% | 0% | 2 | 0 | 2 | 0% | 0% | 0% | 1 | 20.69% | 0% | 0% | 1 | 1.933% | 0% | 0% | 1 | 1.933% | 0% | 0% | 1 | 22.62% | 0% | 0% | 1 | 0% | 0% | 0% | 1 | 6.752% | 0% | 0% | 1 |  | 0% | 0% | 1 | 18.6183 | 0% | 0% | 2 | 69.72% | 0% | 0% | 2 | 0 | 2 | 0% | 0% | 0% | 1 | 19.73% | 0% | 0% | 1 | 12.39% | 0% | 0% | 1 | 12.39% | 0% | 0% | 1 | 25.03% | 0% | 0% | 1 | 0% | 0% | 0% | 1 | 5.114% | 0% | 0% | 1 |  | 0% | 0% | 1 | 16.125 | 0% | 0% | 2 | 69.71% | 0% | 0% | 2 | 0 | 2 | 0% | 0% | 0% | 1 | 28.05% | 0% | 0% | 1 | 13.55% | 0% | 0% | 1 | 13.53% | 0% | 0% | 1 | 34.55% | 0% | 0% | 1 | 1.104% | 0% | 0% | 1 | 3.648% | 0% | 0% | 1 |  | 0% | 0% | 1 | 14.9596 | 0% | 0% | 2 | 59.84% | 0% | 0% | 2 | 0 | 2 | 0% | 0% | 0% | 1 | 39.28% | 0% | 0% | 1 | 16.9% | 0% | 0% | 1 | 19.79% | 0% | 0% | 1 | 46.4% | 0% | 0% | 1 | 7.149% | 0% | 0% | 1 | 4.512% | 0% | 0% | 1
221 | Coyote | NORTHERN CALIFORNIA | 0 | 0 | 10 | 0% | 0% | 1 | 12.1664 | 0% | 0% | 2 | 6.223% | 0% | 0% | 1 | 0 | 2 | 58.8% | 0% | 58.8% | 3 | 99.73% | 0% | 0% | 5 | 53.97% | 0% | 0% | 2 | 63.9% | 0% | 0% | 2 | 99.95% | 0% | 0% | 5 | 39.02% | 0% | 0% | 1 | 3.354% | 0% | 0% | 1 |  | 0% | 0% | 1 | 10.0843 | 0% | 0% | 1 | 2.218% | 0% | 0% | 1 | 0 | 2 | 60.94% | 14.61% | 75.55% | 5 | 81.32% | 0% | 0% | 3 | 27.41% | 0% | 0% | 1 | 40.24% | 0% | 0% | 1 | 84.54% | 0% | 0% | 3 | 59.88% | 0% | 0% | 2 | 4.714% | 0% | 0% | 1 |  | 0% | 0% | 1 | 11.5214 | 0% | 0% | 1 | 1.513% | 0% | 0% | 1 | 0 | 2 | 65.5% | 23.42% | 88.91% | 5 | 70.18% | 0% | 0% | 3 | 24.24% | 0% | 0% | 1 | 40.66% | 0% | 0% | 1 | 77.2% | 0% | 0% | 3 | 65.64% | 0% | 0% | 2 | 3.705% | 0% | 0% | 1 |  | 0% | 0% | 1 | 14.7162 | 0% | 0% | 2 | 2.926% | 0% | 0% | 1 | 0 | 2 | 60.82% | 27.94% | 88.76% | 5 | 66.49% | 0% | 0% | 2 | 25.5% | 0% | 0% | 1 | 45.38% | 0% | 0% | 1 | 81.67% | 0% | 0% | 3 | 61.84% | 0% | 0% | 2 | 3.217% | 0% | 0% | 1
222 | Metcalf | NORTHERN CALIFORNIA | 0 | 0 | 10 | 0% | 0% | 1 | 10.6248 | 0% | 0% | 1 | 6.138% | 0% | 0% | 1 | 0 | 2 | 57.58% | 0% | 57.58% | 3 | 99.48% | 0% | 0% | 5 | 55.6% | 0% | 0% | 2 | 65.56% | 0% | 0% | 2 | 99.7% | 0% | 0% | 5 | 38.37% | 0% | 0% | 1 | 3.245% | 0% | 0% | 1 |  | 0% | 0% | 1 | 9.7703 | 0% | 0% | 1 | 2.169% | 0% | 0% | 1 | 0 | 2 | 62.61% | 13.42% | 76.04% | 5 | 81.26% | 0% | 0% | 3 | 27.36% | 0% | 0% | 1 | 39.4% | 0% | 0% | 1 | 84.54% | 0% | 0% | 3 | 60.34% | 0% | 0% | 2 | 4.605% | 0% | 0% | 1 |  | 0% | 0% | 1 | 10.8889 | 0% | 0% | 1 | 1.468% | 0% | 0% | 1 | 0 | 2 | 67.61% | 21.55% | 89.16% | 5 | 71.31% | 0% | 0% | 3 | 24.92% | 0% | 0% | 1 | 39.9% | 0% | 0% | 1 | 77.47% | 0% | 0% | 3 | 67.15% | 0% | 0% | 2 | 3.722% | 0% | 0% | 1 |  | 0% | 0% | 1 | 14 | 0% | 0% | 2 | 2.86% | 0% | 0% | 1 | 0 | 2 | 61.58% | 27.31% | 88.89% | 5 | 66.53% | 0% | 0% | 2 | 25.81% | 0% | 0% | 1 | 45.13% | 0% | 0% | 1 | 81.5% | 0% | 0% | 3 | 62.29% | 0% | 0% | 2 | 3.227% | 0% | 0% | 1
223 | Diablo | SPGE | 0 | 0 | 10 | 0% | 0% | 1 | 4.1336 | 0% | 0% | 1 | 0% | 0% | 0% | 1 | 0 | 2 | 13.08% | 86.51% | 99.59% | 5 | 0.02522% | 0% | 0% | 1 | 5.786% | 0% | 0% | 1 | 56.33% | 0% | 0% | 2 | 56.33% | 0% | 0% | 2 | 63.63% | 0% | 0% | 2 | 6.915% | 0% | 0% | 1 |  | 0% | 0% | 1 | 7.9966 | 0% | 0% | 1 | 3.606% | 0% | 0% | 1 | 0 | 2 | 31.57% | 59.49% | 91.06% | 5 | 5.28% | 0% | 0% | 1 | 16.34% | 0% | 0% | 1 | 72.18% | 0% | 0% | 3 | 72.18% | 0% | 0% | 3 | 47.44% | 0% | 0% | 1 | 10.1% | 0% | 0% | 1 |  | 0% | 0% | 1 | 12.0865 | 0% | 0% | 2 | 5.395% | 0% | 0% | 1 | 0 | 2 | 42.22% | 32.75% | 74.97% | 5 | 18.14% | 0% | 0% | 1 | 14.89% | 0% | 0% | 1 | 66.72% | 0% | 0% | 2 | 70.56% | 0% | 0% | 3 | 46.62% | 0% | 0% | 1 | 9.258% | 0% | 0% | 1 |  | 0% | 0% | 1 | 9.496 | 0% | 0% | 1 | 5.973% | 0% | 0% | 1 | 0 | 2 | 38.64% | 33.92% | 72.56% | 5 | 37.06% | 0% | 0% | 1 | 23.78% | 0% | 0% | 1 | 49.98% | 0% | 0% | 1 | 66.02% | 0% | 0% | 2 | 46.94% | 0% | 0% | 1 | 9.311% | 0% | 0% | 1
224 | Coolwater | GREATER KRAMER | 100 | 1000 | 10 | 735% | 6.527% | 4 | 21.95 | 152.2% | 4.155% | 3 | 2.516% | 3276% | 256.8% | 5 | 0 | 2 | 0% | 0% | 0% | 1 | 98.97% | 727.8% | 6.517% | 5 | 80.01% | 37.41% | 0% | 3 | 50.29% | 15.04% | 0% | 2 | 98.97% | 727.8% | 6.517% | 5 | 23.7% | 9.801% | 0% | 1 | 3.249% | 7.729% | 0% | 1 |  | 18.68% | 0% | 1 | 20.3022 | 11.16% | 0% | 3 | 1.282% | 0% | 0% | 1 | 0 | 2 | 0% | 0% | 0% | 1 | 83.4% | 12.26% | 0% | 3 | 33.29% | 3.05% | 0% | 1 | 22.11% | 2.612% | 0% | 1 | 85.37% | 13.9% | 0% | 3 | 39.42% | 3.359% | 0% | 1 | 3.773% | 2.115% | 0% | 1 |  | 3.795% | 0% | 1 | 24.0559 | 10.46% | 0% | 3 | 2.396% | 0% | 0% | 1 | 0 | 2 | 0% | 0% | 0% | 1 | 60.76% | 2.973% | 0% | 2 | 30.13% | 1.67% | 0% | 1 | 15.07% | 1.374% | 0% | 1 | 63.49% | 3.195% | 0% | 2 | 27.85% | 1.617% | 0% | 1 | 2.835% | 1.201% | 0% | 1 |  | 2.576% | 0% | 1 | 21.5399 | 5.915% | 0% | 3 | 2.425% | 0% | 0% | 1 | 0 | 2 | 0% | 0% | 0% | 1 | 52.46% | 1.374% | 0% | 2 | 28.13% | 0.9087% | 0% | 1 | 18.13% | 0.7977% | 0% | 1 | 59.26% | 1.603% | 0% | 2 | 40.22% | 1.092% | 0% | 1 | 2.786% | 0.6718% | 0% | 1
225 | San Onofre | GREATER LA METRO | 0 | 0 | 10 | 0% | 0% | 1 | 11.1366 | 0% | 0% | 1 | 0% | 0% | 0% | 1 | 0 | 2 | 31.58% | 0% | 31.58% | 2 | 0% | 0% | 0% | 1 | 78.6% | 0% | 0% | 3 | 82.01% | 0% | 0% | 3 | 82.01% | 0% | 0% | 3 | 0.5933% | 0% | 0% | 1 | 7.224% | 0% | 0% | 1 |  | 0% | 0% | 1 | 5.8257 | 0% | 0% | 1 | 0% | 0% | 0% | 1 | 0 | 2 | 95.67% | 0% | 95.67% | 5 | 7.669% | 0% | 0% | 1 | 75.18% | 0% | 0% | 3 | 75.56% | 0% | 0% | 3 | 75.56% | 0% | 0% | 3 | 63.59% | 0% | 0% | 2 | 5.415% | 0% | 0% | 1 |  | 0% | 0% | 1 | 29.7262 | 0% | 0% | 3 | 0.3916% | 0% | 0% | 1 | 0 | 2 | 87.93% | 3.857% | 91.79% | 5 | 48.11% | 0% | 0% | 1 | 58.44% | 0% | 0% | 2 | 67.11% | 0% | 0% | 2 | 84.72% | 0% | 0% | 3 | 49.94% | 0% | 0% | 1 | 7.155% | 0% | 0% | 1 |  | 0% | 0% | 1 | 32.6545 | 0% | 0% | 4 | 1.122% | 0% | 0% | 1 | 0 | 2 | 56.43% | 39% | 95.44% | 5 | 55.09% | 0% | 0% | 2 | 47.43% | 0% | 0% | 1 | 49.04% | 0% | 0% | 1 | 85.46% | 0% | 0% | 3 | 28.53% | 0% | 0% | 1 | 6.043% | 0% | 0% | 1
226 | Woodland | NORTHERN CALIFORNIA | 12 | 120 | 5 | 6.219% | 0% | 1 | 9.9746 | 3.156% | 0% | 1 | 67.06% | 2.284% | 0% | 2 | 0 | 2 | 0% | 0% | 0% | 1 | 56.73% | 0.9257% | 0% | 2 | 23.79% | 0.5256% | 0% | 1 | 26.41% | 0.5443% | 0% | 1 | 68.72% | 1.281% | 0% | 2 | 0% | 0.4006% | 0% | 1 | 7.571% | 0.4334% | 0% | 1 |  | 1.115% | 0% | 1 | 9.2481 | 0.7177% | 0% | 1 | 63.33% | 0.4292% | 0% | 2 | 0 | 2 | 0% | 0% | 0% | 1 | 48.07% | 0.1664% | 0% | 1 | 19.22% | 0.107% | 0% | 1 | 30.11% | 0.1236% | 0% | 1 | 61.18% | 0.2226% | 0% | 2 | 0% | 0.08641% | 0% | 1 | 6.027% | 0.09195% | 0% | 1 |  | 0.874% | 0% | 1 | 8.9879 | 0.4001% | 0% | 1 | 66.19% | 0.4292% | 0% | 2 | 0 | 2 | 0.007448% | 0% | 0.007448% | 1 | 44.53% | 0.06882% | 0% | 1 | 13.18% | 0.04397% | 0% | 1 | 39.09% | 0.06267% | 0% | 1 | 68.09% | 0.1196% | 0% | 2 | 0.223% | 0.03826% | 0% | 1 | 4.599% | 0.04001% | 0% | 1 |  | 0.3862% | 0% | 1 | 8.9212 | 0.2079% | 0% | 1 | 59.43% | 0.4292% | 0% | 2 | 0 | 2 | 3.999% | 0% | 3.999% | 1 | 46.31% | 0.04109% | 0% | 1 | 10.55% | 0.02466% | 0% | 1 | 38.6% | 0.03593% | 0% | 1 | 67.8% | 0.0685% | 0% | 2 | 4.509% | 0.0231% | 0% | 1 | 5.143% | 0.02326% | 0% | 1
227 | Donnells | NORTHERN CALIFORNIA | 0 | 0 | 0 | 0% | 0% | 1 | 4.7911 | 0% | 0% | 1 | 0% | 0% | 0% | 1 | 0 | 2 | 66.03% | 21.76% | 87.79% | 5 | 0% | 0% | 0% | 1 | 12.41% | 0% | 0% | 1 | 12.54% | 0% | 0% | 1 | 12.54% | 0% | 0% | 1 | 65.02% | 0% | 0% | 2 | 1.228% | 0% | 0% | 1 |  | 0% | 0% | 1 | 4.0505 | 0% | 0% | 1 | 0% | 0% | 0% | 1 | 0 | 2 | 53.32% | 18.22% | 71.53% | 3 | 2.221% | 0% | 0% | 1 | 5.306% | 0% | 0% | 1 | 16.7% | 0% | 0% | 1 | 19.16% | 0% | 0% | 1 | 68.32% | 0% | 0% | 2 | 2.394% | 0% | 0% | 1 |  | 0% | 0% | 1 | 6.3999 | 0% | 0% | 1 | 0% | 0% | 0% | 1 | 0 | 2 | 54.41% | 18.91% | 73.32% | 3 | 9.248% | 0% | 0% | 1 | 6.905% | 0% | 0% | 1 | 18.88% | 0% | 0% | 1 | 26.22% | 0% | 0% | 1 | 64.1% | 0% | 0% | 2 | 2.462% | 0% | 0% | 1 |  | 0% | 0% | 1 | 10.6909 | 0% | 0% | 1 | 0% | 0% | 0% | 1 | 0 | 2 | 55.63% | 23.42% | 79.05% | 5 | 12.22% | 0% | 0% | 1 | 9.725% | 0% | 0% | 1 | 19.48% | 0% | 0% | 1 | 29.78% | 0% | 0% | 1 | 56.56% | 0% | 0% | 2 | 2.443% | 0% | 0% | 1
228 | Mandalay | GREATER LA METRO | 0 | 0 | 10 | 0% | 0% | 1 | 4.5826 | 0% | 0% | 1 | 35.15% | 0% | 0% | 1 | 0 | 2 | 1.824% | 0% | 1.824% | 1 | 0% | 0% | 0% | 1 | 0% | 0% | 0% | 1 | 92.01% | 0% | 0% | 4 | 92.01% | 0% | 0% | 4 | 0% | 0% | 0% | 1 | 2.405% | 0% | 0% | 1 |  | 0% | 0% | 1 | 4.5826 | 0% | 0% | 1 | 11.47% | 0% | 0% | 1 | 0 | 2 | 0.6536% | 47.44% | 48.09% | 5 | 1.177% | 0% | 0% | 1 | 7.509% | 0% | 0% | 1 | 15.7% | 0% | 0% | 1 | 15.7% | 0% | 0% | 1 | 13.66% | 0% | 0% | 1 | 7.471% | 0% | 0% | 1 |  | 0% | 0% | 1 | 5.7093 | 0% | 0% | 1 | 15.23% | 0% | 0% | 1 | 0 | 2 | 4.376% | 58.14% | 62.52% | 5 | 18.78% | 0% | 0% | 1 | 8.001% | 0% | 0% | 1 | 14.09% | 0% | 0% | 1 | 29.78% | 0% | 0% | 1 | 27.86% | 0% | 0% | 1 | 6.86% | 0% | 0% | 1 |  | 0% | 0% | 1 | 7.91 | 0% | 0% | 1 | 16.55% | 0% | 0% | 1 | 0 | 2 | 4.771% | 66.84% | 71.62% | 5 | 28.25% | 0% | 0% | 1 | 5.577% | 0% | 0% | 1 | 12.84% | 0% | 0% | 1 | 38.03% | 0% | 0% | 1 | 24.62% | 0% | 0% | 1 | 7.027% | 0% | 0% | 1
229 | North Gila | ARIZONA MINOR | 0 | 0 | 0 | 0% | 0% | 1 | 7.0327 | 0% | 0% | 1 | 62.76% | 0% | 0% | 2 | 0 | 2 | 0% | 0% | 0% | 1 | 0% | 0% | 0% | 1 | 97.78% | 0% | 0% | 5 | 97.78% | 0% | 0% | 5 | 97.78% | 0% | 0% | 5 | 0% | 0% | 0% | 1 | 7.055% | 0% | 0% | 1 |  | 0% | 0% | 1 | 4.2994 | 0% | 0% | 1 | 36.15% | 0% | 0% | 1 | 0 | 2 | 0% | 0% | 0% | 1 | 1.042% | 0% | 0% | 1 | 79.13% | 0% | 0% | 3 | 71.75% | 0% | 0% | 3 | 79.21% | 0% | 0% | 3 | 38.07% | 0% | 0% | 1 | 5.349% | 0% | 0% | 1 |  | 0% | 0% | 1 | 3.6757 | 0% | 0% | 1 | 19.97% | 0% | 0% | 1 | 0 | 2 | 0% | 0% | 0% | 1 | 0.5942% | 0% | 0% | 1 | 59.99% | 0% | 0% | 2 | 56.14% | 0% | 0% | 2 | 60.08% | 0% | 0% | 2 | 54.41% | 0% | 0% | 2 | 5.058% | 0% | 0% | 1 |  | 0% | 0% | 1 | 3.6682 | 0% | 0% | 1 | 15.5% | 0% | 0% | 1 | 0 | 2 | 0% | 0% | 0% | 1 | 0.4945% | 0% | 0% | 1 | 52.25% | 0% | 0% | 2 | 45.44% | 0% | 0% | 1 | 52.33% | 0% | 0% | 2 | 51.84% | 0% | 0% | 2 | 4.352% | 0% | 0% | 1
230 | Eight Mile | NORTHERN CALIFORNIA | 0 | 0 | 10 | 0% | 0% | 1 | 11.9249 | 0% | 0% | 1 | 67.65% | 0% | 0% | 2 | 0 | 2 | 0% | 0% | 0% | 1 | 0% | 0% | 0% | 1 | 38.19% | 0% | 0% | 1 | 47.14% | 0% | 0% | 1 | 47.14% | 0% | 0% | 1 | 0% | 0% | 0% | 1 | 4.752% | 0% | 0% | 1 |  | 0% | 0% | 1 | 12 | 0% | 0% | 2 | 73.65% | 0% | 0% | 2 | 0 | 2 | 0% | 0% | 0% | 1 | 12.94% | 0% | 0% | 1 | 23.55% | 0% | 0% | 1 | 26.2% | 0% | 0% | 1 | 31.72% | 0% | 0% | 1 | 0% | 0% | 0% | 1 | 6.301% | 0% | 0% | 1 |  | 0% | 0% | 1 | 13.2581 | 0% | 0% | 2 | 67.05% | 0% | 0% | 2 | 0 | 2 | 0% | 0% | 0% | 1 | 10.46% | 0% | 0% | 1 | 14.41% | 0% | 0% | 1 | 19.25% | 0% | 0% | 1 | 26.43% | 0% | 0% | 1 | 0% | 0% | 0% | 1 | 7.285% | 0% | 0% | 1 |  | 0% | 0% | 1 | 13.2391 | 0% | 0% | 2 | 57.75% | 0% | 0% | 2 | 0 | 2 | 0% | 0% | 0% | 1 | 12.17% | 0% | 0% | 1 | 13.77% | 0% | 0% | 1 | 22.25% | 0% | 0% | 1 | 31.11% | 0% | 0% | 1 | 0.8447% | 0% | 0% | 1 | 8.895% | 0% | 0% | 1
231 | Kern Power | SPGE | 0 | 0 | 10 | 0% | 0% | 1 | 76.4 | 0% | 0% | 4 | 69.33% | 0% | 0% | 2 | 0 | 2 | 0% | 0% | 0% | 1 | 64.31% | 0% | 0% | 2 | 21.32% | 0% | 0% | 1 | 25.74% | 0% | 0% | 1 | 64.31% | 0% | 0% | 2 | 0% | 0% | 0% | 1 | 2.784% | 0% | 0% | 1 |  | 0% | 0% | 1 | 16.1 | 0% | 0% | 2 | 48.94% | 0% | 0% | 1 | 0 | 2 | 0% | 0% | 0% | 1 | 33.47% | 0% | 0% | 1 | 17.38% | 0% | 0% | 1 | 36.16% | 0% | 0% | 1 | 50.06% | 0% | 0% | 2 | 0.5014% | 0% | 0% | 1 | 9.758% | 0% | 0% | 1 |  | 0% | 0% | 1 | 11.9382 | 0% | 0% | 1 | 46.55% | 0% | 0% | 1 | 0 | 2 | 3.69% | 0% | 3.69% | 1 | 31.52% | 0% | 0% | 1 | 17.48% | 0% | 0% | 1 | 31.63% | 0% | 0% | 1 | 49.11% | 0% | 0% | 1 | 3.48% | 0% | 0% | 1 | 6.776% | 0% | 0% | 1 |  | 0% | 0% | 1 | 9.3261 | 0% | 0% | 1 | 46.2% | 0% | 0% | 1 | 0 | 2 | 10.55% | 0% | 10.55% | 1 | 30.79% | 0% | 0% | 1 | 21.89% | 0% | 0% | 1 | 38.5% | 0% | 0% | 1 | 53.74% | 0% | 0% | 2 | 8.811% | 0% | 0% | 1 | 4.471% | 0% | 0% | 1
232 | Renfro | SPGE | 0 | 0 | 10 | 0% | 0% | 1 | 25.0983 | 0% | 0% | 3 | 66.2% | 0% | 0% | 2 | 0 | 2 | 0% | 0% | 0% | 1 | 43.26% | 0% | 0% | 1 | 20.66% | 0% | 0% | 1 | 56.73% | 0% | 0% | 2 | 62.62% | 0% | 0% | 2 | 0% | 0% | 0% | 1 | 14.47% | 0% | 0% | 1 |  | 0% | 0% | 1 | 15.8233 | 0% | 0% | 2 | 52.79% | 0% | 0% | 2 | 0 | 2 | 0% | 0% | 0% | 1 | 27.94% | 0% | 0% | 1 | 25.38% | 0% | 0% | 1 | 43.68% | 0% | 0% | 1 | 49.89% | 0% | 0% | 1 | 0.4337% | 0% | 0% | 1 | 12.98% | 0% | 0% | 1 |  | 0% | 0% | 1 | 11.4756 | 0% | 0% | 1 | 51.32% | 0% | 0% | 2 | 0 | 2 | 0.2267% | 0% | 0.2267% | 1 | 26.65% | 0% | 0% | 1 | 21.4% | 0% | 0% | 1 | 37.91% | 0% | 0% | 1 | 51.04% | 0% | 0% | 2 | 1.824% | 0% | 0% | 1 | 6.819% | 0% | 0% | 1 |  | 0% | 0% | 1 | 9.5333 | 0% | 0% | 1 | 47.23% | 0% | 0% | 1 | 0 | 2 | 5.638% | 0% | 5.638% | 1 | 27.12% | 0% | 0% | 1 | 21.54% | 0% | 0% | 1 | 39.68% | 0% | 0% | 1 | 54.11% | 0% | 0% | 2 | 4.282% | 0% | 0% | 1 | 4.504% | 0% | 0% | 1
233 | Highwind | GREATER TEHACHAPI | 0 | 0 | 0 | 0% | 0% | 1 | 17.7755 | 0% | 0% | 2 | 2.009% | 0% | 0% | 1 | 0 | 2 | 90.71% | 4.64% | 95.35% | 5 | 64.56% | 0% | 0% | 2 | 22.14% | 0% | 0% | 1 | 86.47% | 0% | 0% | 3 | 95.26% | 0% | 0% | 5 | 25.76% | 0% | 0% | 1 | 2.47% | 0% | 0% | 1 |  | 0% | 0% | 1 | 24 | 0% | 0% | 3 | 0.8817% | 0% | 0% | 1 | 0 | 2 | 53.32% | 15.53% | 68.85% | 3 | 39.2% | 0% | 0% | 1 | 18.16% | 0% | 0% | 1 | 48.33% | 0% | 0% | 1 | 69.04% | 0% | 0% | 2 | 30.61% | 0% | 0% | 1 | 1.499% | 0% | 0% | 1 |  | 0% | 0% | 1 | 28.0864 | 0% | 0% | 3 | 1.927% | 0% | 0% | 1 | 0 | 2 | 46.45% | 17.19% | 63.64% | 3 | 32% | 0% | 0% | 1 | 20.46% | 0% | 0% | 1 | 33.6% | 0% | 0% | 1 | 58.54% | 0% | 0% | 2 | 33.6% | 0% | 0% | 1 | 1.223% | 0% | 0% | 1 |  | 0% | 0% | 1 | 29.3333 | 0% | 0% | 3 | 1.369% | 0% | 0% | 1 | 0 | 2 | 42.61% | 13.75% | 56.36% | 3 | 40.28% | 0% | 0% | 1 | 18.73% | 0% | 0% | 1 | 26.49% | 0% | 0% | 1 | 60.06% | 0% | 0% | 2 | 37.95% | 0% | 0% | 1 | 1.201% | 0% | 0% | 1
234 | Sylmar | GREATER LA METRO | 0 | 0 | 10 | 0% | 0% | 1 | 12.5044 | 0% | 0% | 2 | 0.1554% | 0% | 0% | 1 | 0 | 2 | 0.1842% | 99.82% | 100% | 5 | 31.91% | 0% | 0% | 1 | 0% | 0% | 0% | 1 | 9.983% | 0% | 0% | 1 | 41.89% | 0% | 0% | 1 | 35.64% | 0% | 0% | 1 | 15.57% | 0% | 0% | 1 |  | 0% | 0% | 1 | 16.52 | 0% | 0% | 2 | 0.04605% | 0% | 0% | 1 | 0 | 2 | 0.04494% | 99.96% | 100% | 5 | 33.89% | 0% | 0% | 1 | 5.286% | 0% | 0% | 1 | 13.95% | 0% | 0% | 1 | 47.83% | 0% | 0% | 1 | 49.81% | 0% | 0% | 1 | 11.02% | 0% | 0% | 1 |  | 0% | 0% | 1 | 20.3333 | 0% | 0% | 3 | 1.34% | 0% | 0% | 1 | 0 | 2 | 2.972% | 97.03% | 100% | 5 | 39.97% | 0% | 0% | 1 | 3.227% | 0% | 0% | 1 | 13.89% | 0% | 0% | 1 | 51.02% | 0% | 0% | 2 | 44.5% | 0% | 0% | 1 | 11.09% | 0% | 0% | 1 |  | 0% | 0% | 1 | 17.6667 | 0% | 0% | 2 | 2.463% | 0% | 0% | 1 | 0 | 2 | 4.155% | 95.76% | 99.92% | 5 | 48.56% | 0% | 0% | 1 | 4.405% | 0% | 0% | 1 | 9.603% | 0% | 0% | 1 | 55.87% | 0% | 0% | 2 | 47.69% | 0% | 0% | 1 | 11.56% | 0% | 0% | 1
235 | Westley | SPGE | 0 | 0 | 10 | 0% | 0% | 1 | 10.9071 | 0% | 0% | 1 | 86.34% | 0% | 0% | 3 | 0 | 2 | 0% | 0% | 0% | 1 | 70.37% | 0% | 0% | 3 | 16.68% | 0% | 0% | 1 | 11.69% | 0% | 0% | 1 | 76.18% | 0% | 0% | 3 | 0.1779% | 0% | 0% | 1 | 4.186% | 0% | 0% | 1 |  | 0% | 0% | 1 | 12.5297 | 0% | 0% | 2 | 62.11% | 0% | 0% | 2 | 0 | 2 | 5.36% | 0% | 5.36% | 1 | 67.85% | 0% | 0% | 2 | 24.14% | 0% | 0% | 1 | 26.84% | 0% | 0% | 1 | 75.15% | 0% | 0% | 3 | 15.49% | 0% | 0% | 1 | 4.057% | 0% | 0% | 1 |  | 0% | 0% | 1 | 13.6077 | 0% | 0% | 2 | 55.41% | 0% | 0% | 2 | 0 | 2 | 10.06% | 0% | 10.06% | 1 | 57.63% | 0% | 0% | 2 | 16.93% | 0% | 0% | 1 | 20.96% | 0% | 0% | 1 | 61.83% | 0% | 0% | 2 | 22.71% | 0% | 0% | 1 | 3.449% | 0% | 0% | 1 |  | 0% | 0% | 1 | 14.8696 | 0% | 0% | 2 | 49.08% | 0% | 0% | 1 | 0 | 2 | 12.61% | 0% | 12.61% | 1 | 52.22% | 0% | 0% | 2 | 16.78% | 0% | 0% | 1 | 20.97% | 0% | 0% | 1 | 57.1% | 0% | 0% | 2 | 26.29% | 0% | 0% | 1 | 3.141% | 0% | 0% | 1
236 | GWF Hanford Sw Sta | SPGE | 0 | 0 | 10 | 0% | 0% | 1 | 11.7763 | 0% | 0% | 1 | 29.06% | 0% | 0% | 1 | 0 | 2 | 0% | 0% | 0% | 1 | 0% | 0% | 0% | 1 | 0% | 0% | 0% | 1 | 3.417% | 0% | 0% | 1 | 3.417% | 0% | 0% | 1 | 0% | 0% | 0% | 1 | 1.186% | 0% | 0% | 1 |  | 0% | 0% | 1 | 11.2113 | 0% | 0% | 1 | 36.04% | 0% | 0% | 1 | 0 | 2 | 0% | 0% | 0% | 1 | 0.5485% | 0% | 0% | 1 | 1.609% | 0% | 0% | 1 | 10.3% | 0% | 0% | 1 | 10.35% | 0% | 0% | 1 | 0% | 0% | 0% | 1 | 3.914% | 0% | 0% | 1 |  | 0% | 0% | 1 | 11.3967 | 0% | 0% | 1 | 40.3% | 0% | 0% | 1 | 0 | 2 | 0% | 0% | 0% | 1 | 6.78% | 0% | 0% | 1 | 3.453% | 0% | 0% | 1 | 9.103% | 0% | 0% | 1 | 15.22% | 0% | 0% | 1 | 0% | 0% | 0% | 1 | 3.199% | 0% | 0% | 1 |  | 0% | 0% | 1 | 10.75 | 0% | 0% | 1 | 42.13% | 0% | 0% | 1 | 0 | 2 | 0% | 0% | 0% | 1 | 8.956% | 0% | 0% | 1 | 4.86% | 0% | 0% | 1 | 8.82% | 0% | 0% | 1 | 16.78% | 0% | 0% | 1 | 0% | 0% | 0% | 1 | 3.049% | 0% | 0% | 1
237 | Tevis | SPGE | 0 | 0 | 10 | 0% | 0% | 1 | 24 | 0% | 0% | 3 | 43.7% | 0% | 0% | 1 | 0 | 2 | 0% | 0% | 0% | 1 | 42.91% | 0% | 0% | 1 | 38.25% | 0% | 0% | 1 | 71.03% | 0% | 0% | 3 | 71.03% | 0% | 0% | 3 | 1.705% | 0% | 0% | 1 | 21.12% | 0% | 0% | 1 |  | 0% | 0% | 1 | 16.2925 | 0% | 0% | 2 | 48.93% | 0% | 0% | 1 | 0 | 2 | 0% | 0% | 0% | 1 | 27.12% | 0% | 0% | 1 | 33.42% | 0% | 0% | 1 | 56.35% | 0% | 0% | 2 | 58.53% | 0% | 0% | 2 | 0.4541% | 0% | 0% | 1 | 12.21% | 0% | 0% | 1 |  | 0% | 0% | 1 | 10.5926 | 0% | 0% | 1 | 46.66% | 0% | 0% | 1 | 0 | 2 | 0% | 0% | 0% | 1 | 19.8% | 0% | 0% | 1 | 30.44% | 0% | 0% | 1 | 45.85% | 0% | 0% | 1 | 52.24% | 0% | 0% | 2 | 0.4039% | 0% | 0% | 1 | 6.954% | 0% | 0% | 1 |  | 0% | 0% | 1 | 9.4583 | 0% | 0% | 1 | 51.71% | 0% | 0% | 2 | 0 | 2 | 3.509% | 0% | 3.509% | 1 | 22.24% | 0% | 0% | 1 | 21.39% | 0% | 0% | 1 | 39.19% | 0% | 0% | 1 | 49.99% | 0% | 0% | 1 | 3.033% | 0% | 0% | 1 | 4.433% | 0% | 0% | 1
238 | Otay Mesa | SAN DIEGO | 0 | 0 | 10 | 0% | 0% | 1 | 14.109 | 0% | 0% | 2 | 0% | 0% | 0% | 1 | 0 | 2 | 91.14% | 0.8114% | 91.95% | 5 | 6.04% | 0% | 0% | 1 | 90.23% | 0% | 0% | 4 | 96.68% | 0% | 0% | 5 | 96.77% | 0% | 0% | 5 | 17.37% | 0% | 0% | 1 | 11.38% | 0% | 0% | 1 |  | 0% | 0% | 1 | 13.6 | 0% | 0% | 2 | 0.08153% | 0% | 0% | 1 | 0 | 2 | 44.47% | 51.68% | 96.15% | 5 | 4.368% | 0% | 0% | 1 | 92.49% | 0% | 0% | 4 | 95.62% | 0% | 0% | 5 | 96.94% | 0% | 0% | 5 | 52.06% | 0% | 0% | 2 | 5.462% | 0% | 0% | 1 |  | 0% | 0% | 1 | 14.6872 | 0% | 0% | 2 | 0.1423% | 0% | 0% | 1 | 0 | 2 | 17.71% | 79.05% | 96.76% | 5 | 22.86% | 0% | 0% | 1 | 64.12% | 0% | 0% | 2 | 91.09% | 0% | 0% | 4 | 92.17% | 0% | 0% | 4 | 46.7% | 0% | 0% | 1 | 4.552% | 0% | 0% | 1 |  | 0% | 0% | 1 | 19.5619 | 0% | 0% | 2 | 0.1001% | 0% | 0% | 1 | 0 | 2 | 9.331% | 83.22% | 92.55% | 5 | 13.91% | 0% | 0% | 1 | 42.96% | 0% | 0% | 1 | 79.74% | 0% | 0% | 3 | 80.74% | 0% | 0% | 3 | 48.12% | 0% | 0% | 1 | 3.55% | 0% | 0% | 1
239 | Redondo | GREATER LA METRO | 0 | 0 | 10 | 0% | 0% | 1 | 12.5008 | 0% | 0% | 2 | 0% | 0% | 0% | 1 | 0 | 2 | 24.42% | 0% | 24.42% | 2 | 5.933% | 0% | 0% | 1 | 0% | 0% | 0% | 1 | 48.52% | 0% | 0% | 1 | 54.45% | 0% | 0% | 2 | 0% | 0% | 0% | 1 | 0% | 0% | 0% | 1 |  | 0% | 0% | 1 | 8.5241 | 0% | 0% | 1 | 0% | 0% | 0% | 1 | 0 | 2 | 16.69% | 0% | 16.69% | 1 | 1.315% | 0% | 0% | 1 | 12.41% | 0% | 0% | 1 | 74.52% | 0% | 0% | 3 | 75.84% | 0% | 0% | 3 | 0% | 0% | 0% | 1 | 0.07856% | 0% | 0% | 1 |  | 0% | 0% | 1 | 8.5241 | 0% | 0% | 1 | 0% | 0% | 0% | 1 | 0 | 2 | 2.673% | 0% | 2.673% | 1 | 0.2106% | 0% | 0% | 1 | 2.446% | 0% | 0% | 1 | 54.35% | 0% | 0% | 2 | 54.56% | 0% | 0% | 2 | 0% | 0% | 0% | 1 | 0.1382% | 0% | 0% | 1 |  | 0% | 0% | 1 | 22 | 0% | 0% | 3 | 0% | 0% | 0% | 1 | 0 | 2 | 16.38% | 6.654% | 23.04% | 2 | 4.72% | 0% | 0% | 1 | 6.282% | 0% | 0% | 1 | 46.96% | 0% | 0% | 1 | 51.68% | 0% | 0% | 2 | 7.625% | 0% | 0% | 1 | 4.163% | 0% | 0% | 1
240 | Arkansas | GREATER IMPERIAL | 0 | 0 | 0 | 0% | 0% | 1 | 7.3602 | 0% | 0% | 1 | 41.23% | 0% | 0% | 1 | 0 | 2 | 0% | 0% | 0% | 1 | 3.994% | 0% | 0% | 1 | 13.23% | 0% | 0% | 1 | 31.34% | 0% | 0% | 1 | 31.34% | 0% | 0% | 1 | 0% | 0% | 0% | 1 | 3.15% | 0% | 0% | 1 |  | 0% | 0% | 1 | 7.9508 | 0% | 0% | 1 | 48.29% | 0% | 0% | 1 | 0 | 2 | 0% | 0% | 0% | 1 | 6.292% | 0% | 0% | 1 | 27.81% | 0% | 0% | 1 | 41.15% | 0% | 0% | 1 | 42.32% | 0% | 0% | 1 | 0.7392% | 0% | 0% | 1 | 6.609% | 0% | 0% | 1 |  | 0% | 0% | 1 | 8.0277 | 0% | 0% | 1 | 51.52% | 0% | 0% | 2 | 0 | 2 | 0% | 0% | 0% | 1 | 5.56% | 0% | 0% | 1 | 28.65% | 0% | 0% | 1 | 35.07% | 0% | 0% | 1 | 39.41% | 0% | 0% | 1 | 2.802% | 0% | 0% | 1 | 6.19% | 0% | 0% | 1 |  | 0% | 0% | 1 | 8 | 0% | 0% | 1 | 49.48% | 0% | 0% | 1 | 0 | 2 | 0% | 0% | 0% | 1 | 6.173% | 0% | 0% | 1 | 22.41% | 0% | 0% | 1 | 26.96% | 0% | 0% | 1 | 32.34% | 0% | 0% | 1 | 5.732% | 0% | 0% | 1 | 6.091% | 0% | 0% | 1
241 | California Water | SPGE | 0 | 0 | 0 | 0% | 0% | 1 | 12.5433 | 0% | 0% | 2 | 5.427% | 0% | 0% | 1 | 0 | 2 | 19.25% | 0% | 19.25% | 1 | 89.04% | 0% | 0% | 3 | 41.53% | 0% | 0% | 1 | 53.33% | 0% | 0% | 2 | 89.19% | 0% | 0% | 3 | 19.11% | 0% | 0% | 1 | 2.301% | 0% | 0% | 1 |  | 0% | 0% | 1 | 8.1457 | 0% | 0% | 1 | 16.15% | 0% | 0% | 1 | 0 | 2 | 38.37% | 0% | 38.37% | 2 | 70.27% | 0% | 0% | 3 | 20.8% | 0% | 0% | 1 | 29.97% | 0% | 0% | 1 | 70.68% | 0% | 0% | 3 | 33.82% | 0% | 0% | 1 | 1.882% | 0% | 0% | 1 |  | 0% | 0% | 1 | 8.6771 | 0% | 0% | 1 | 23.29% | 0% | 0% | 1 | 0 | 2 | 40.36% | 0% | 40.36% | 2 | 58.24% | 0% | 0% | 2 | 18.61% | 0% | 0% | 1 | 30.77% | 0% | 0% | 1 | 62.28% | 0% | 0% | 2 | 35.19% | 0% | 0% | 1 | 1.623% | 0% | 0% | 1 |  | 0% | 0% | 1 | 8.6524 | 0% | 0% | 1 | 32.67% | 0% | 0% | 1 | 0 | 2 | 34.96% | 1.076% | 36.04% | 2 | 52.54% | 0% | 0% | 2 | 19.04% | 0% | 0% | 1 | 31.33% | 0% | 0% | 1 | 60.5% | 0% | 0% | 2 | 31.91% | 0% | 0% | 1 | 2.831% | 0% | 0% | 1
242 | Grimway | SPGE | 0 | 0 | 10 | 0% | 0% | 1 | 10.3863 | 0% | 0% | 1 | 88.9% | 0% | 0% | 3 | 0 | 2 | 0% | 0% | 0% | 1 | 0.3817% | 0% | 0% | 1 | 0% | 0% | 0% | 1 | 15.64% | 0% | 0% | 1 | 16.02% | 0% | 0% | 1 | 0% | 0% | 0% | 1 | 0.09639% | 0% | 0% | 1 |  | 0% | 0% | 1 | 9.6 | 0% | 0% | 1 | 62.76% | 0% | 0% | 2 | 0 | 2 | 5.436% | 0.0403% | 5.476% | 2 | 19.14% | 0% | 0% | 1 | 13.47% | 0% | 0% | 1 | 22.14% | 0% | 0% | 1 | 32.64% | 0% | 0% | 1 | 8.054% | 0% | 0% | 1 | 1.44% | 0% | 0% | 1 |  | 0% | 0% | 1 | 10.2 | 0% | 0% | 1 | 51.95% | 0% | 0% | 2 | 0 | 2 | 17.99% | 4.841% | 22.83% | 2 | 34.29% | 0% | 0% | 1 | 21.21% | 0% | 0% | 1 | 30.07% | 0% | 0% | 1 | 47.27% | 0% | 0% | 1 | 17.97% | 0% | 0% | 1 | 1.804% | 0% | 0% | 1 |  | 0% | 0% | 1 | 9.9889 | 0% | 0% | 1 | 42.26% | 0% | 0% | 1 | 0 | 2 | 19.07% | 8.076% | 27.15% | 2 | 42.01% | 0% | 0% | 1 | 21.35% | 0% | 0% | 1 | 33% | 0% | 0% | 1 | 56.25% | 0% | 0% | 2 | 20.69% | 0% | 0% | 1 | 2.341% | 0% | 0% | 1
243 | Viejo | GREATER LA METRO | 0 | 0 | 10 | 0% | 0% | 1 | 37.0714 | 0% | 0% | 4 | 0.4215% | 0% | 0% | 1 | 0 | 2 | 9.88% | 86.05% | 95.93% | 5 | 20.23% | 0% | 0% | 1 | 63.36% | 0% | 0% | 2 | 76.88% | 0% | 0% | 3 | 95.05% | 0% | 0% | 5 | 39.48% | 0% | 0% | 1 | 9.541% | 0% | 0% | 1 |  | 0% | 0% | 1 | 35.1885 | 0% | 0% | 4 | 0.1896% | 0% | 0% | 1 | 0 | 2 | 28.24% | 70.08% | 98.32% | 5 | 50.64% | 0% | 0% | 2 | 42.17% | 0% | 0% | 1 | 58.17% | 0% | 0% | 2 | 89.01% | 0% | 0% | 3 | 59.88% | 0% | 0% | 2 | 11.91% | 0% | 0% | 1 |  | 0% | 0% | 1 | 23.6591 | 0% | 0% | 3 | 0.1272% | 0% | 0% | 1 | 0 | 2 | 43.52% | 51.19% | 94.71% | 5 | 47.08% | 0% | 0% | 1 | 41.74% | 0% | 0% | 1 | 55.18% | 0% | 0% | 2 | 85.46% | 0% | 0% | 3 | 57.76% | 0% | 0% | 2 | 9.024% | 0% | 0% | 1 |  | 0% | 0% | 1 | 32.5928 | 0% | 0% | 4 | 0.9438% | 0% | 0% | 1 | 0 | 2 | 37.17% | 49.6% | 86.77% | 5 | 33.73% | 0% | 0% | 1 | 42.81% | 0% | 0% | 1 | 58.92% | 0% | 0% | 2 | 83.33% | 0% | 0% | 3 | 40.37% | 0% | 0% | 1 | 10.71% | 0% | 0% | 1
244 | Kelso | NORTHERN CALIFORNIA | 0 | 0 | 10 | 0% | 0% | 1 | 17 | 0% | 0% | 2 | 23.47% | 0% | 0% | 1 | 0 | 2 | 2.267% | 0% | 2.267% | 1 | 67.46% | 0% | 0% | 2 | 56.24% | 0% | 0% | 2 | 61.21% | 0% | 0% | 2 | 85.8% | 0% | 0% | 3 | 1.619% | 0% | 0% | 1 | 9.653% | 0% | 0% | 1 |  | 0% | 0% | 1 | 11.3605 | 0% | 0% | 1 | 36.92% | 0% | 0% | 1 | 0 | 2 | 8.796% | 0.869% | 9.665% | 2 | 53.95% | 0% | 0% | 2 | 45.16% | 0% | 0% | 1 | 49.11% | 0% | 0% | 1 | 68.05% | 0% | 0% | 2 | 7.223% | 0% | 0% | 1 | 6.504% | 0% | 0% | 1 |  | 0% | 0% | 1 | 12.5 | 0% | 0% | 2 | 40.26% | 0% | 0% | 1 | 0 | 2 | 16.48% | 1.947% | 18.43% | 2 | 45.57% | 0% | 0% | 1 | 38.95% | 0% | 0% | 1 | 41.68% | 0% | 0% | 1 | 59.27% | 0% | 0% | 2 | 16.2% | 0% | 0% | 1 | 6.485% | 0% | 0% | 1 |  | 0% | 0% | 1 | 12 | 0% | 0% | 2 | 40.05% | 0% | 0% | 1 | 0 | 2 | 17% | 1.713% | 18.71% | 2 | 45.08% | 0% | 0% | 1 | 37.12% | 0% | 0% | 1 | 39.16% | 0% | 0% | 1 | 59.41% | 0% | 0% | 2 | 20.4% | 0% | 0% | 1 | 7.103% | 0% | 0% | 1
245 | BlytheSC 161 kV | RIVERSIDE | 160 | 1600 | 10 | 27.27% | 0% | 2 | 16.2618 | 677.9% | 4.531% | 3 | 50.5% | 11.57% | 0% | 2 | 0 | 2 | 0% | 0% | 0% | 1 | 40.15% | 7.264% | 0% | 1 | 47.13% | 8.223% | 0% | 1 | 29.2% | 6.14% | 0% | 1 | 68.08% | 13.62% | 0% | 2 | 0% | 4.347% | 0% | 1 | 1.576% | 4.417% | 0% | 1 |  | 5.362% | 0% | 1 | 12.697 | 12.44% | 0% | 2 | 36.91% | 0.1397% | 0% | 1 | 0 | 2 | 0% | 0% | 0% | 1 | 28.2% | 2.01% | 0% | 1 | 34.04% | 2.188% | 0% | 1 | 18.17% | 1.763% | 0% | 1 | 46.41% | 2.693% | 0% | 1 | 11.97% | 1.639% | 0% | 1 | 1.656% | 1.467% | 0% | 1 |  | 3.892% | 0% | 1 | 10.2007 | 3.177% | 0% | 1 | 27.76% | 0.1397% | 0% | 1 | 0 | 2 | 0% | 0% | 0% | 1 | 35.74% | 1.357% | 0% | 1 | 37.97% | 1.406% | 0% | 1 | 25.81% | 1.176% | 0% | 1 | 52.01% | 1.818% | 0% | 2 | 27.53% | 1.204% | 0% | 1 | 1.744% | 0.8877% | 0% | 1 |  | 3.119% | 0% | 1 | 8.0177 | 1.715% | 0% | 1 | 21.49% | 0.1397% | 0% | 1 | 0 | 2 | 0% | 0% | 0% | 1 | 36.11% | 1.02% | 0% | 1 | 39.94% | 1.085% | 0% | 1 | 29.38% | 0.9226% | 0% | 1 | 52.86% | 1.382% | 0% | 2 | 36.61% | 1.028% | 0% | 1 | 2.222% | 0.6663% | 0% | 1
246 | Windhub | GREATER TEHACHAPI | 1672.5 | 16725 | 15 | 121.9% | 16.67% | 5 | 30.6667 | 22415% | 130.6% | 5 | 0% | 0% | 0% | 1 | 0 | 2 | 7.911% | 0% | 7.911% | 1 | 33.93% | 79.68% | 0% | 4 | 24.29% | 69.54% | 0% | 3 | 33.46% | 79.12% | 0% | 4 | 55.84% | 119.2% | 15.19% | 5 | 4.942% | 55.38% | 0% | 3 | 0.2933% | 52.8% | 0% | 3 |  | 45.16% | 0% | 2 | 32.125 | 540.6% | 31.94% | 5 | 1.638% | 0% | 0% | 1 | 0 | 2 | 33.2% | 0.02759% | 33.23% | 2 | 31.52% | 23.33% | 0% | 2 | 29.49% | 22.66% | 0% | 2 | 37.21% | 25.45% | 0% | 2 | 61.28% | 41.26% | 0% | 2 | 13.53% | 18.48% | 0% | 1 | 0.6376% | 16.08% | 0% | 1 |  | 21.19% | 0% | 2 | 33.5 | 80.14% | 0% | 5 | 1.269% | 0% | 0% | 1 | 0 | 2 | 32.33% | 4.176% | 36.5% | 2 | 32.17% | 11.12% | 0% | 1 | 24.87% | 10.04% | 0% | 1 | 26.59% | 10.28% | 0% | 1 | 57.32% | 17.68% | 0% | 2 | 24.13% | 9.944% | 0% | 1 | 1.107% | 7.629% | 0% | 1 |  | 12.42% | 0% | 1 | 38 | 25.19% | 0% | 4 | 1.47% | 0% | 0% | 1 | 0 | 2 | 31.05% | 6.956% | 38% | 2 | 33.7% | 6.337% | 0% | 1 | 21.9% | 5.379% | 0% | 1 | 24.93% | 5.597% | 0% | 1 | 56.57% | 9.673% | 0% | 2 | 29.73% | 5.979% | 0% | 1 | 1.281% | 4.256% | 0% | 1
247 | Camanche | NORTHERN CALIFORNIA | 0 | 0 | 10 | 0% | 0% | 1 | 17.6515 | 0% | 0% | 2 | 6.04% | 0% | 0% | 1 | 0 | 2 | 9.664% | 0% | 9.664% | 1 | 82.35% | 0% | 0% | 3 | 61.65% | 0% | 0% | 2 | 85.34% | 0% | 0% | 3 | 86.05% | 0% | 0% | 3 | 39.9% | 0% | 0% | 1 | 25.96% | 0% | 0% | 1 |  | 0% | 0% | 1 | 18.1286 | 0% | 0% | 2 | 14.11% | 0% | 0% | 1 | 0 | 2 | 18.89% | 0% | 18.89% | 1 | 61.34% | 0% | 0% | 2 | 40.13% | 0% | 0% | 1 | 68.46% | 0% | 0% | 2 | 78.82% | 0% | 0% | 3 | 26.77% | 0% | 0% | 1 | 19.71% | 0% | 0% | 1 |  | 0% | 0% | 1 | 17.2627 | 0% | 0% | 2 | 20.29% | 0% | 0% | 1 | 0 | 2 | 20.38% | 0% | 20.38% | 2 | 55.1% | 0% | 0% | 2 | 29.87% | 0% | 0% | 1 | 54.36% | 0% | 0% | 2 | 72.42% | 0% | 0% | 3 | 28.93% | 0% | 0% | 1 | 18.4% | 0% | 0% | 1 |  | 0% | 0% | 1 | 16 | 0% | 0% | 2 | 21.77% | 0% | 0% | 1 | 0 | 2 | 23.32% | 0% | 23.32% | 2 | 53.24% | 0% | 0% | 2 | 22.95% | 0% | 0% | 1 | 42.73% | 0% | 0% | 1 | 68.49% | 0% | 0% | 2 | 33.18% | 0% | 0% | 1 | 15.55% | 0% | 0% | 1
248 | Whirlwind | GREATER TEHACHAPI | 406 | 4060 | 10 | 15.38% | 0% | 1 | 35.032 | 1267% | 30% | 5 | 1.199% | 0% | 0% | 1 | 0 | 2 | 36.98% | 0% | 36.98% | 2 | 16.94% | 12.08% | 0% | 1 | 12.88% | 11.52% | 0% | 1 | 12.88% | 11.52% | 0% | 1 | 30.54% | 14.45% | 0% | 1 | 4.575% | 10.52% | 0% | 1 | 0.5872% | 10.1% | 0% | 1 |  | 6.932% | 0% | 1 | 38.75 | 31.07% | 0% | 4 | 1.929% | 0% | 0% | 1 | 0 | 2 | 41.74% | 0.0003919% | 41.74% | 2 | 23.23% | 3.518% | 0% | 1 | 39.12% | 4.436% | 0% | 1 | 22.27% | 3.475% | 0% | 1 | 55.62% | 6.085% | 0% | 2 | 14.78% | 3.169% | 0% | 1 | 0.4698% | 2.713% | 0% | 1 |  | 3.913% | 0% | 1 | 38.4405 | 15.1% | 0% | 4 | 1.872% | 0% | 0% | 1 | 0 | 2 | 40.17% | 5.712% | 45.88% | 2 | 23.43% | 1.907% | 0% | 1 | 36.81% | 2.311% | 0% | 1 | 27.33% | 2.009% | 0% | 1 | 56.33% | 3.343% | 0% | 2 | 18.55% | 1.793% | 0% | 1 | 1.632% | 1.484% | 0% | 1 |  | 2.992% | 0% | 1 | 38.125 | 8.382% | 0% | 4 | 1.825% | 0% | 0% | 1 | 0 | 2 | 37.91% | 13.18% | 51.08% | 3 | 25.01% | 1.367% | 0% | 1 | 35.02% | 1.577% | 0% | 1 | 32.78% | 1.525% | 0% | 1 | 57.98% | 2.439% | 0% | 2 | 20.96% | 1.297% | 0% | 1 | 2.492% | 1.051% | 0% | 1
249 | El Casco | RIVERSIDE | 0 | 0 | 10 | 0% | 0% | 1 | 19.7664 | 0% | 0% | 2 | 0.1134% | 0% | 0% | 1 | 0 | 2 | 13.85% | 84.49% | 98.35% | 5 | 64.31% | 0% | 0% | 2 | 45.49% | 0% | 0% | 1 | 41.76% | 0% | 0% | 1 | 81.46% | 0% | 0% | 3 | 43.3% | 0% | 0% | 1 | 5.197% | 0% | 0% | 1 |  | 0% | 0% | 1 | 19.7506 | 0% | 0% | 2 | 4.266% | 0% | 0% | 1 | 0 | 2 | 15.25% | 75.47% | 90.73% | 5 | 40.35% | 0% | 0% | 1 | 40.08% | 0% | 0% | 1 | 59.92% | 0% | 0% | 2 | 80.93% | 0% | 0% | 3 | 39.57% | 0% | 0% | 1 | 5.974% | 0% | 0% | 1 |  | 0% | 0% | 1 | 21.5393 | 0% | 0% | 3 | 2.769% | 0% | 0% | 1 | 0 | 2 | 21.69% | 69.25% | 90.93% | 5 | 34.31% | 0% | 0% | 1 | 34.9% | 0% | 0% | 1 | 56.2% | 0% | 0% | 2 | 74.13% | 0% | 0% | 3 | 41.35% | 0% | 0% | 1 | 5.541% | 0% | 0% | 1 |  | 0% | 0% | 1 | 24 | 0% | 0% | 3 | 2.21% | 0% | 0% | 1 | 0 | 2 | 24.07% | 68.08% | 92.14% | 5 | 28.61% | 0% | 0% | 1 | 35.91% | 0% | 0% | 1 | 58.38% | 0% | 0% | 2 | 72.67% | 0% | 0% | 3 | 42.38% | 0% | 0% | 1 | 4.956% | 0% | 0% | 1
250 | Suncrest | SAN DIEGO | 0 | 0 | 10 | 0% | 0% | 1 | 13.8354 | 0% | 0% | 2 | 0.015% | 0% | 0% | 1 | 0 | 2 | 0.9295% | 99.07% | 100% | 5 | 18.8% | 0% | 0% | 1 | 26.47% | 0% | 0% | 1 | 48.34% | 0% | 0% | 1 | 56.59% | 0% | 0% | 2 | 59.8% | 0% | 0% | 2 | 3.486% | 0% | 0% | 1 |  | 0% | 0% | 1 | 13.45 | 0% | 0% | 2 | 0.002576% | 0% | 0% | 1 | 0 | 2 | 0.186% | 99.81% | 100% | 5 | 18.78% | 0% | 0% | 1 | 29.89% | 0% | 0% | 1 | 59.1% | 0% | 0% | 2 | 65.04% | 0% | 0% | 2 | 67.2% | 0% | 0% | 2 | 3.77% | 0% | 0% | 1 |  | 0% | 0% | 1 | 11.8645 | 0% | 0% | 1 | 0.08336% | 0% | 0% | 1 | 0 | 2 | 0.6132% | 99.39% | 100% | 5 | 20.61% | 0% | 0% | 1 | 36.11% | 0% | 0% | 1 | 60.37% | 0% | 0% | 2 | 72.99% | 0% | 0% | 3 | 64.95% | 0% | 0% | 2 | 4.29% | 0% | 0% | 1 |  | 0% | 0% | 1 | 13.2168 | 0% | 0% | 2 | 0.2598% | 0% | 0% | 1 | 0 | 2 | 2.567% | 96.77% | 99.34% | 5 | 24.8% | 0% | 0% | 1 | 33.08% | 0% | 0% | 1 | 53.62% | 0% | 0% | 2 | 68.15% | 0% | 0% | 2 | 60.26% | 0% | 0% | 2 | 4.298% | 0% | 0% | 1
251 | Colorado River | RIVERSIDE | 800 | 8000 | 15 | 21912% | 26.02% | 5 | 4.3318 | 46.99% | 0% | 2 | 0.03991% | 13574% | 64922% | 5 | 0 | 2 | 0% | 0% | 0% | 1 | 78.8% | 123.1% | 6.227% | 4 | 87.98% | 217.2% | 16.01% | 5 | 85.6% | 181.3% | 13.68% | 5 | 97.12% | 907.8% | 23.92% | 5 | 74.33% | 101.7% | 0.5817% | 4 | 0.1409% | 26.14% | 0% | 2 |  | 52.03% | 0% | 3 | 7.3686 | 25.19% | 0% | 2 | 14.64% | 25.05% | 0% | 2 | 0 | 2 | 0% | 0% | 0% | 1 | 41.39% | 14.89% | 0% | 1 | 47.37% | 16.59% | 0% | 1 | 40.97% | 14.79% | 0% | 1 | 60.08% | 21.87% | 0% | 2 | 47.39% | 16.59% | 0% | 1 | 0.693% | 8.79% | 0% | 1 |  | 21.34% | 0% | 2 | 8.5135 | 14.01% | 0% | 1 | 22.72% | 25.05% | 0% | 2 | 0 | 2 | 0% | 0% | 0% | 1 | 38.19% | 6.818% | 0% | 1 | 41.53% | 7.208% | 0% | 1 | 31.75% | 6.175% | 0% | 1 | 58.2% | 10.08% | 0% | 2 | 34.88% | 6.472% | 0% | 1 | 0.9915% | 4.256% | 0% | 1 |  | 15.51% | 0% | 1 | 7.4777 | 8.515% | 0% | 1 | 20.87% | 25.05% | 0% | 2 | 0 | 2 | 0% | 0% | 0% | 1 | 40.33% | 5.323% | 0% | 1 | 40.8% | 5.365% | 0% | 1 | 31.43% | 4.632% | 0% | 1 | 56.15% | 7.243% | 0% | 2 | 35.36% | 4.914% | 0% | 1 | 1.433% | 3.222% | 0% | 1
252 | Redbluff | RIVERSIDE | 888.5 | 8885 | 15 | 124.8% | 19.37% | 5 | 5.1689 | 130.6% | 22.49% | 5 | 0% | 340.9% | 0% | 4 | 0 | 2 | 0% | 0% | 0% | 1 | 21.66% | 69.84% | 0% | 3 | 0.5982% | 55.04% | 0% | 3 | 0% | 54.71% | 0% | 3 | 22.25% | 70.37% | 0% | 3 | 2.029% | 55.85% | 0% | 3 | 4.602% | 57.35% | 0% | 3 |  | 54.31% | 0% | 3 | 4.8763 | 49.44% | 0% | 2 | 0% | 0% | 0% | 1 | 0 | 2 | 0% | 0% | 0% | 1 | 30.98% | 35.42% | 0% | 2 | 0.2908% | 24.52% | 0% | 2 | 0% | 24.45% | 0% | 2 | 31.27% | 35.57% | 0% | 2 | 14.52% | 28.6% | 0% | 2 | 2.446% | 25.06% | 0% | 2 |  | 54.31% | 0% | 3 | 4.2104 | 37.92% | 0% | 2 | 0% | 0% | 0% | 1 | 0 | 2 | 0% | 0% | 0% | 1 | 45.03% | 34.49% | 0% | 2 | 13.2% | 21.84% | 0% | 2 | 12.23% | 21.6% | 0% | 2 | 45.34% | 34.68% | 0% | 2 | 17.27% | 22.91% | 0% | 2 | 1.897% | 19.32% | 0% | 1 |  | 51.26% | 0% | 3 | 3.7838 | 26.25% | 0% | 2 | 0% | 0% | 0% | 1 | 0 | 2 | 0% | 0% | 0% | 1 | 39% | 22.65% | 0% | 2 | 26.95% | 18.91% | 0% | 1 | 16.43% | 16.53% | 0% | 1 | 51.08% | 28.25% | 0% | 2 | 30.67% | 19.93% | 0% | 1 | 1.45% | 14.02% | 0% | 1
253 | Ocotillo | GREATER IMPERIAL | 0 | 0 | 10 | 0% | 0% | 1 | 7.3655 | 0% | 0% | 1 | 0% | 0% | 0% | 1 | 0 | 2 | 0% | 0% | 0% | 1 | 31.34% | 0% | 0% | 1 | 27.25% | 0% | 0% | 1 | 16.48% | 0% | 0% | 1 | 58.64% | 0% | 0% | 2 | 26.62% | 0% | 0% | 1 | 0% | 0% | 0% | 1 |  | 0% | 0% | 1 | 5.1646 | 0% | 0% | 1 | 0% | 0% | 0% | 1 | 0 | 2 | 1.518% | 0% | 1.518% | 1 | 34.88% | 0% | 0% | 1 | 18.87% | 0% | 0% | 1 | 14.45% | 0% | 0% | 1 | 56.3% | 0% | 0% | 2 | 37.67% | 0% | 0% | 1 | 0.02593% | 0% | 0% | 1 |  | 0% | 0% | 1 | 6.673 | 0% | 0% | 1 | 0.122% | 0% | 0% | 1 | 0 | 2 | 24.15% | 0.1135% | 24.27% | 2 | 17.38% | 0% | 0% | 1 | 17.9% | 0% | 0% | 1 | 19.04% | 0% | 0% | 1 | 41.35% | 0% | 0% | 1 | 54.3% | 0% | 0% | 2 | 0.7812% | 0% | 0% | 1 |  | 0% | 0% | 1 | 8.1789 | 0% | 0% | 1 | 8.657% | 0% | 0% | 1 | 0 | 2 | 31.92% | 8.178% | 40.09% | 2 | 11.44% | 0% | 0% | 1 | 15.39% | 0% | 0% | 1 | 26.13% | 0% | 0% | 1 | 39.44% | 0% | 0% | 1 | 44.7% | 0% | 0% | 1 | 3.772% | 0% | 0% | 1
254 | Ivanpah | SNV ELDORADO DESERT | 0 | 0 | 0 | 0% | 0% | 1 | 3.0259 | 0% | 0% | 1 | 0% | 0% | 0% | 1 | 0 | 2 | 0% | 0% | 0% | 1 | 97.99% | 0% | 0% | 5 | 94.2% | 0% | 0% | 4 | 0.4326% | 0% | 0% | 1 | 98.2% | 0% | 0% | 5 | 22.31% | 0% | 0% | 1 | 0% | 0% | 0% | 1 |  | 0% | 0% | 1 | 2.597 | 0% | 0% | 1 | 0% | 0% | 0% | 1 | 0 | 2 | 0% | 0% | 0% | 1 | 56.54% | 0% | 0% | 2 | 81.39% | 0% | 0% | 3 | 26.7% | 0% | 0% | 1 | 83.14% | 0% | 0% | 3 | 64.24% | 0% | 0% | 2 | 5.396e-05% | 0% | 0% | 1 |  | 0% | 0% | 1 | 2.6105 | 0% | 0% | 1 | 0% | 0% | 0% | 1 | 0 | 2 | 0% | 0% | 0% | 1 | 22.86% | 0% | 0% | 1 | 32.08% | 0% | 0% | 1 | 8.711% | 0% | 0% | 1 | 32.65% | 0% | 0% | 1 | 87.67% | 0% | 0% | 3 | 1.76e-05% | 0% | 0% | 1 |  | 0% | 0% | 1 | 2.873 | 0% | 0% | 1 | 0% | 0% | 0% | 1 | 0 | 2 | 0% | 0% | 0% | 1 | 13.39% | 0% | 0% | 1 | 23.81% | 0% | 0% | 1 | 6.815% | 0% | 0% | 1 | 24.14% | 0% | 0% | 1 | 85.21% | 0% | 0% | 3 | 0.3867% | 0% | 0% | 1
255 | Alamitos | GREATER LA METRO | 0 | 0 | 10 | 0% | 0% | 1 | 27 | 0% | 0% | 3 | 0% | 0% | 0% | 1 | 0 | 2 | 0% | 0% | 0% | 1 | 0% | 0% | 0% | 1 | 58.6% | 0% | 0% | 2 | 93.61% | 0% | 0% | 4 | 93.61% | 0% | 0% | 4 | 0% | 0% | 0% | 1 | 1.758% | 0% | 0% | 1 |  | 0% | 0% | 1 | 60.5 | 0% | 0% | 4 | 0% | 0% | 0% | 1 | 0 | 2 | 0% | 0% | 0% | 1 | 0% | 0% | 0% | 1 | 9.238% | 0% | 0% | 1 | 70.97% | 0% | 0% | 3 | 70.97% | 0% | 0% | 3 | 0% | 0% | 0% | 1 | 0.4458% | 0% | 0% | 1 |  | 0% | 0% | 1 | 47 | 0% | 0% | 4 | 0% | 0% | 0% | 1 | 0 | 2 | 0.04524% | 0% | 0.04524% | 1 | 0% | 0% | 0% | 1 | 14.45% | 0% | 0% | 1 | 77.52% | 0% | 0% | 3 | 77.52% | 0% | 0% | 3 | 0% | 0% | 0% | 1 | 3.549% | 0% | 0% | 1 |  | 0% | 0% | 1 | 47 | 0% | 0% | 4 | 0% | 0% | 0% | 1 | 0 | 2 | 1.144% | 9.269% | 10.41% | 2 | 1.281% | 0% | 0% | 1 | 12.51% | 0% | 0% | 1 | 69.84% | 0% | 0% | 2 | 71.12% | 0% | 0% | 3 | 0% | 0% | 0% | 1 | 4.793% | 0% | 0% | 1
256 | Shilo III | NORTHERN CALIFORNIA | 0 | 0 | 0 | 0% | 0% | 1 | 6.1099 | 0% | 0% | 1 | 0% | 0% | 0% | 1 | 0 | 2 | 0% | 0% | 0% | 1 | 6.745% | 0% | 0% | 1 | 37.7% | 0% | 0% | 1 | 40.06% | 0% | 0% | 1 | 51.7% | 0% | 0% | 2 | 0.06799% | 0% | 0% | 1 | 18.76% | 0% | 0% | 1 |  | 0% | 0% | 1 | 6.4064 | 0% | 0% | 1 | 7.341% | 0% | 0% | 1 | 0 | 2 | 0% | 0% | 0% | 1 | 16.46% | 0% | 0% | 1 | 37.57% | 0% | 0% | 1 | 36.98% | 0% | 0% | 1 | 52.52% | 0% | 0% | 2 | 4.628% | 0% | 0% | 1 | 31.14% | 0% | 0% | 1 |  | 0% | 0% | 1 | 7.0666 | 0% | 0% | 1 | 26.72% | 0% | 0% | 1 | 0 | 2 | 1.914% | 0% | 1.914% | 1 | 11.94% | 0% | 0% | 1 | 32.11% | 0% | 0% | 1 | 32% | 0% | 0% | 1 | 43.3% | 0% | 0% | 1 | 3.498% | 0% | 0% | 1 | 22.89% | 0% | 0% | 1 |  | 0% | 0% | 1 | 12.25 | 0% | 0% | 2 | 33.08% | 0% | 0% | 1 | 0 | 2 | 8.468% | 0.4225% | 8.89% | 2 | 17.66% | 0% | 0% | 1 | 24.75% | 0% | 0% | 1 | 25.91% | 0% | 0% | 1 | 40.98% | 0% | 0% | 1 | 6.862% | 0% | 0% | 1 | 16.19% | 0% | 0% | 1
257 | ECO | GREATER IMPERIAL | 90 | 900 | 10 | 55.81% | 0% | 3 | 11.6573 | 501.3% | 24.82% | 5 | 1.726% | 0% | 0% | 1 | 0 | 2 | 55.87% | 0% | 55.87% | 3 | 0% | 22.77% | 0% | 2 | 22.74% | 29.47% | 0% | 2 | 31.87% | 33.42% | 0% | 2 | 38.28% | 36.89% | 0% | 2 | 18.77% | 28.03% | 0% | 2 | 4.249% | 23.78% | 0% | 2 |  | 14.4% | 0% | 1 | 8.3848 | 23.94% | 0% | 2 | 0.2923% | 0% | 0% | 1 | 0 | 2 | 62.63% | 0% | 62.63% | 3 | 11.23% | 4.343% | 0% | 1 | 33.53% | 5.801% | 0% | 1 | 35.96% | 6.02% | 0% | 1 | 54.27% | 8.431% | 0% | 2 | 31.76% | 5.65% | 0% | 1 | 1.678% | 3.921% | 0% | 1 |  | 4.876% | 0% | 1 | 10.1105 | 6.278% | 0% | 1 | 0.09951% | 0% | 0% | 1 | 0 | 2 | 61.75% | 5.442% | 67.19% | 3 | 21.04% | 1.662% | 0% | 1 | 14.62% | 1.537% | 0% | 1 | 31.58% | 1.918% | 0% | 1 | 54.4% | 2.878% | 0% | 2 | 40.14% | 2.193% | 0% | 1 | 1.13% | 1.328% | 0% | 1 |  | 3.336% | 0% | 1 | 8.928 | 3.204% | 0% | 1 | 0.2706% | 0% | 0% | 1 | 0 | 2 | 43.69% | 27.84% | 71.54% | 4 | 16.44% | 1.052% | 0% | 1 | 13.13% | 1.012% | 0% | 1 | 21.98% | 1.126% | 0% | 1 | 42.95% | 1.54% | 0% | 1 | 48.02% | 1.69% | 0% | 1 | 1.417% | 0.8914% | 0% | 1
258 | IID System | GREATER IMPERIAL | 0 | 0 | 0 | 0% | 0% | 1 | 9.5476 | 0% | 0% | 1 | 35.65% | 0% | 0% | 1 | 0 | 2 | 0% | 0% | 0% | 1 | 0% | 0% | 0% | 1 | 75.55% | 0% | 0% | 3 | 84.8% | 0% | 0% | 3 | 84.8% | 0% | 0% | 3 | 0% | 0% | 0% | 1 | 11.78% | 0% | 0% | 1 |  | 0% | 0% | 1 | 7.6625 | 0% | 0% | 1 | 37.85% | 0% | 0% | 1 | 0 | 2 | 0% | 0% | 0% | 1 | 1.379% | 0% | 0% | 1 | 44.01% | 0% | 0% | 1 | 54.31% | 0% | 0% | 2 | 54.63% | 0% | 0% | 2 | 0.1764% | 0% | 0% | 1 | 8.079% | 0% | 0% | 1 |  | 0% | 0% | 1 | 8.1533 | 0% | 0% | 1 | 43.53% | 0% | 0% | 1 | 0 | 2 | 0% | 0% | 0% | 1 | 4.147% | 0% | 0% | 1 | 36.61% | 0% | 0% | 1 | 44.83% | 0% | 0% | 1 | 48.15% | 0% | 0% | 1 | 2.244% | 0% | 0% | 1 | 7.204% | 0% | 0% | 1 |  | 0% | 0% | 1 | 8.0771 | 0% | 0% | 1 | 41.66% | 0% | 0% | 1 | 0 | 2 | 0% | 0% | 0% | 1 | 3.809% | 0% | 0% | 1 | 25.94% | 0% | 0% | 1 | 32.23% | 0% | 0% | 1 | 35.97% | 0% | 0% | 1 | 6.639% | 0% | 0% | 1 | 6.276% | 0% | 0% | 1
259 | Sonora | GREATER IMPERIAL | 0 | 0 | 0 | 0% | 0% | 1 | 7 | 0% | 0% | 1 | 28.83% | 0% | 0% | 1 | 0 | 2 | 0% | 0% | 0% | 1 | 13.72% | 0% | 0% | 1 | 7.313% | 0% | 0% | 1 | 42.35% | 0% | 0% | 1 | 42.35% | 0% | 0% | 1 | 0.01897% | 0% | 0% | 1 | 7.001% | 0% | 0% | 1 |  | 0% | 0% | 1 | 8 | 0% | 0% | 1 | 40.13% | 0% | 0% | 1 | 0 | 2 | 0% | 0% | 0% | 1 | 7.988% | 0% | 0% | 1 | 31.67% | 0% | 0% | 1 | 49.2% | 0% | 0% | 1 | 49.61% | 0% | 0% | 1 | 1.271% | 0% | 0% | 1 | 7.643% | 0% | 0% | 1 |  | 0% | 0% | 1 | 7.9259 | 0% | 0% | 1 | 46.75% | 0% | 0% | 1 | 0 | 2 | 0% | 0% | 0% | 1 | 6.274% | 0% | 0% | 1 | 30.98% | 0% | 0% | 1 | 39.05% | 0% | 0% | 1 | 43.31% | 0% | 0% | 1 | 2.88% | 0% | 0% | 1 | 6.705% | 0% | 0% | 1 |  | 0% | 0% | 1 | 7.9503 | 0% | 0% | 1 | 47.94% | 0% | 0% | 1 | 0 | 2 | 0% | 0% | 0% | 1 | 5.55% | 0% | 0% | 1 | 25.47% | 0% | 0% | 1 | 30.87% | 0% | 0% | 1 | 35.5% | 0% | 0% | 1 | 5.446% | 0% | 0% | 1 | 6.277% | 0% | 0% | 1
260 | Caliente | SPGE | 0 | 0 | 10 | 0% | 0% | 1 | 8.4241 | 0% | 0% | 1 | 0% | 0% | 0% | 1 | 0 | 2 | 0% | 0% | 0% | 1 | 31.56% | 0% | 0% | 1 | 20.3% | 0% | 0% | 1 | 37.23% | 0% | 0% | 1 | 56.92% | 0% | 0% | 2 | 42.53% | 0% | 0% | 1 | 4.165% | 0% | 0% | 1 |  | 0% | 0% | 1 | 13.56 | 0% | 0% | 2 | 0.01308% | 0% | 0% | 1 | 0 | 2 | 0.5294% | 0% | 0.5294% | 1 | 45.44% | 0% | 0% | 1 | 18.01% | 0% | 0% | 1 | 33.04% | 0% | 0% | 1 | 65.97% | 0% | 0% | 2 | 44.37% | 0% | 0% | 1 | 5.942% | 0% | 0% | 1 |  | 0% | 0% | 1 | 8.6053 | 0% | 0% | 1 | 2.867% | 0% | 0% | 1 | 0 | 2 | 9.254% | 0% | 9.254% | 1 | 45.85% | 0% | 0% | 1 | 12.5% | 0% | 0% | 1 | 25.6% | 0% | 0% | 1 | 64.05% | 0% | 0% | 2 | 43.91% | 0% | 0% | 1 | 3.052% | 0% | 0% | 1 |  | 0% | 0% | 1 | 7.2483 | 0% | 0% | 1 | 11.58% | 0% | 0% | 1 | 0 | 2 | 10.75% | 0% | 10.75% | 1 | 46.52% | 0% | 0% | 1 | 14.1% | 0% | 0% | 1 | 24.71% | 0% | 0% | 1 | 65% | 0% | 0% | 2 | 39.43% | 0% | 0% | 1 | 2.234% | 0% | 0% | 1
261 | Regulus | SPGE | 0 | 0 | 0 | 0% | 0% | 1 | 11.6512 | 0% | 0% | 1 | 85.06% | 0% | 0% | 3 | 0 | 2 | 0% | 0% | 0% | 1 | 0% | 0% | 0% | 1 | 0.7979% | 0% | 0% | 1 | 9.79% | 0% | 0% | 1 | 9.79% | 0% | 0% | 1 | 0% | 0% | 0% | 1 | 0.02482% | 0% | 0% | 1 |  | 0% | 0% | 1 | 10.3479 | 0% | 0% | 1 | 55.56% | 0% | 0% | 2 | 0 | 2 | 9.336% | 0% | 9.336% | 1 | 28.26% | 0% | 0% | 1 | 12.74% | 0% | 0% | 1 | 22.45% | 0% | 0% | 1 | 38.56% | 0% | 0% | 1 | 13.48% | 0% | 0% | 1 | 1.971% | 0% | 0% | 1 |  | 0% | 0% | 1 | 9.6668 | 0% | 0% | 1 | 43.1% | 0% | 0% | 1 | 0 | 2 | 24.09% | 2.863% | 26.96% | 2 | 44.66% | 0% | 0% | 1 | 20.8% | 0% | 0% | 1 | 31.39% | 0% | 0% | 1 | 55.26% | 0% | 0% | 2 | 23.53% | 0% | 0% | 1 | 1.707% | 0% | 0% | 1 |  | 0% | 0% | 1 | 10.1807 | 0% | 0% | 1 | 39.68% | 0% | 0% | 1 | 0 | 2 | 24.34% | 6.749% | 31.09% | 2 | 43.75% | 0% | 0% | 1 | 21.25% | 0% | 0% | 1 | 32.31% | 0% | 0% | 1 | 55.77% | 0% | 0% | 2 | 23.75% | 0% | 0% | 1 | 2.745% | 0% | 0% | 1
262 | Geysers | NORTHERN CALIFORNIA | 0 | 0 | 10 | 0% | 0% | 1 | 6.9 | 0% | 0% | 1 | 0.2834% | 0% | 0% | 1 | 0 | 2 | 20.61% | 78.48% | 99.09% | 5 | 98.38% | 0% | 0% | 5 | 65.11% | 0% | 0% | 2 | 99.98% | 0% | 0% | 5 | 100% | 0% | 0% | 5 | 45.48% | 0% | 0% | 1 | 1.215% | 0% | 0% | 1 |  | 0% | 0% | 1 | 10.7767 | 0% | 0% | 1 | 6.01% | 0% | 0% | 1 | 0 | 2 | 23.85% | 63.41% | 87.26% | 5 | 65.16% | 0% | 0% | 2 | 61.05% | 0% | 0% | 2 | 84.34% | 0% | 0% | 3 | 95.39% | 0% | 0% | 5 | 33.61% | 0% | 0% | 1 | 2.617% | 0% | 0% | 1 |  | 0% | 0% | 1 | 11.5823 | 0% | 0% | 1 | 6.924% | 0% | 0% | 1 | 0 | 2 | 36.55% | 47.84% | 84.39% | 5 | 57.01% | 0% | 0% | 2 | 49.45% | 0% | 0% | 1 | 76.91% | 0% | 0% | 3 | 93.24% | 0% | 0% | 4 | 34.37% | 0% | 0% | 1 | 2.14% | 0% | 0% | 1 |  | 0% | 0% | 1 | 11.2864 | 0% | 0% | 1 | 6.979% | 0% | 0% | 1 | 0 | 2 | 42.64% | 41.91% | 84.55% | 5 | 59.46% | 0% | 0% | 2 | 43.49% | 0% | 0% | 1 | 74.46% | 0% | 0% | 3 | 91.65% | 0% | 0% | 4 | 43.4% | 0% | 0% | 1 | 2.309% | 0% | 0% | 1
263 | Solar SS | SPGE | 0 | 0 | 10 | 0% | 0% | 1 | 4.1575 | 0% | 0% | 1 | 0.2091% | 0% | 0% | 1 | 0 | 2 | 21.02% | 0% | 21.02% | 2 | 8.614% | 0% | 0% | 1 | 25.32% | 0% | 0% | 1 | 43.06% | 0% | 0% | 1 | 44.74% | 0% | 0% | 1 | 52.82% | 0% | 0% | 2 | 1.016% | 0% | 0% | 1 |  | 0% | 0% | 1 | 8.2748 | 0% | 0% | 1 | 0.1802% | 0% | 0% | 1 | 0 | 2 | 24.24% | 0% | 24.24% | 2 | 32.48% | 0% | 0% | 1 | 17.82% | 0% | 0% | 1 | 30% | 0% | 0% | 1 | 56.87% | 0% | 0% | 2 | 66.96% | 0% | 0% | 2 | 4.034% | 0% | 0% | 1 |  | 0% | 0% | 1 | 7.885 | 0% | 0% | 1 | 0.7533% | 0% | 0% | 1 | 0 | 2 | 19.66% | 0% | 19.66% | 1 | 40.99% | 0% | 0% | 1 | 17.91% | 0% | 0% | 1 | 26.93% | 0% | 0% | 1 | 61.42% | 0% | 0% | 2 | 58.24% | 0% | 0% | 2 | 3.503% | 0% | 0% | 1 |  | 0% | 0% | 1 | 6.6496 | 0% | 0% | 1 | 2.877% | 0% | 0% | 1 | 0 | 2 | 18.41% | 2.028% | 20.44% | 2 | 46.79% | 0% | 0% | 1 | 13.39% | 0% | 0% | 1 | 24.55% | 0% | 0% | 1 | 65.53% | 0% | 0% | 2 | 49.9% | 0% | 0% | 1 | 2.628% | 0% | 0% | 1
264 | Olive | SPGE | 40 | 400 | 5 | 4.538% | 0% | 1 | 10.8389 | 28.1% | 0% | 2 | 27.93% | 3.071% | 0% | 1 | 0 | 2 | 0% | 0% | 0% | 1 | 50.85% | 3.289% | 0% | 2 | 7.842% | 1.754% | 0% | 1 | 35.89% | 2.521% | 0% | 1 | 61.12% | 4.157% | 0% | 2 | 0% | 1.616% | 0% | 1 | 5.598% | 1.712% | 0% | 1 |  | 0.7248% | 0% | 1 | 8.9988 | 1.099% | 0% | 1 | 37.8% | 0.6089% | 0% | 1 | 0 | 2 | 0% | 0% | 0% | 1 | 32.61% | 0.4195% | 0% | 1 | 10.82% | 0.317% | 0% | 1 | 25.26% | 0.3782% | 0% | 1 | 46.29% | 0.5263% | 0% | 1 | 0.02972% | 0.2827% | 0% | 1 | 6.227% | 0.3014% | 0% | 1 |  | 0.3734% | 0% | 1 | 8.2837 | 0.4825% | 0% | 1 | 43.13% | 0.6089% | 0% | 1 | 0 | 2 | 0% | 0% | 0% | 1 | 31.65% | 0.173% | 0% | 1 | 8.967% | 0.1299% | 0% | 1 | 19.76% | 0.1473% | 0% | 1 | 43.38% | 0.2088% | 0% | 1 | 0.08547% | 0.1183% | 0% | 1 | 6.162% | 0.126% | 0% | 1 |  | 0.2119% | 0% | 1 | 8.4839 | 0.2722% | 0% | 1 | 44.22% | 0.6089% | 0% | 1 | 0 | 2 | 0% | 0% | 0% | 1 | 30.5% | 0.08984% | 0% | 1 | 5.972% | 0.0664% | 0% | 1 | 16.65% | 0.07491% | 0% | 1 | 41.78% | 0.1073% | 0% | 1 | 0.06157% | 0.06248% | 0% | 1 | 5.136% | 0.06582% | 0% | 1
265 | 7th Standard | SPGE | 0 | 0 | 10 | 0% | 0% | 1 | 20 | 0% | 0% | 3 | 77.92% | 0% | 0% | 3 | 0 | 2 | 0% | 0% | 0% | 1 | 12.58% | 0% | 0% | 1 | 0% | 0% | 0% | 1 | 2.987% | 0% | 0% | 1 | 12.66% | 0% | 0% | 1 | 0% | 0% | 0% | 1 | 2.325% | 0% | 0% | 1 |  | 0% | 0% | 1 | 13.8339 | 0% | 0% | 2 | 53.51% | 0% | 0% | 2 | 0 | 2 | 0% | 0% | 0% | 1 | 35.7% | 0% | 0% | 1 | 7.513% | 0% | 0% | 1 | 19.88% | 0% | 0% | 1 | 44.17% | 0% | 0% | 1 | 1.24% | 0% | 0% | 1 | 6.248% | 0% | 0% | 1 |  | 0% | 0% | 1 | 11.5453 | 0% | 0% | 1 | 47.9% | 0% | 0% | 1 | 0 | 2 | 5.797% | 0% | 5.797% | 1 | 36.25% | 0% | 0% | 1 | 14.77% | 0% | 0% | 1 | 29.14% | 0% | 0% | 1 | 50.25% | 0% | 0% | 2 | 4.544% | 0% | 0% | 1 | 6.526% | 0% | 0% | 1 |  | 0% | 0% | 1 | 9.75 | 0% | 0% | 1 | 47.61% | 0% | 0% | 1 | 0 | 2 | 12.33% | 0% | 12.33% | 1 | 33.97% | 0% | 0% | 1 | 18.64% | 0% | 0% | 1 | 35.81% | 0% | 0% | 1 | 53.97% | 0% | 0% | 2 | 10.31% | 0% | 0% | 1 | 4.212% | 0% | 0% | 1
266 | Delevan | NORTHERN CALIFORNIA | 200 | 2000 | 10 | 27.55% | 0% | 2 | 5.9292 | 13.81% | 0% | 1 | 26.51% | 16.41% | 0% | 1 | 0 | 2 | 3.888% | 0% | 3.888% | 1 | 42.1% | 7.166% | 0% | 1 | 7.638% | 4.492% | 0% | 1 | 31.99% | 6.101% | 0% | 1 | 70.61% | 14.12% | 0% | 3 | 13.42% | 4.792% | 0% | 1 | 2.474% | 4.254% | 0% | 1 |  | 7.801% | 0% | 1 | 6.1839 | 2.944% | 0% | 1 | 24.32% | 4.535% | 0% | 1 | 0 | 2 | 19.28% | 0% | 19.28% | 1 | 32.54% | 1.753% | 0% | 1 | 10.77% | 1.326% | 0% | 1 | 32.47% | 1.752% | 0% | 1 | 60.64% | 3.005% | 0% | 2 | 29.9% | 1.687% | 0% | 1 | 3.333% | 1.224% | 0% | 1 |  | 3.159% | 0% | 1 | 7.2277 | 1.71% | 0% | 1 | 24.91% | 4.535% | 0% | 1 | 0 | 2 | 23.78% | 0% | 23.78% | 2 | 29.97% | 0.7491% | 0% | 1 | 13.16% | 0.6041% | 0% | 1 | 33.18% | 0.785% | 0% | 1 | 54.92% | 1.164% | 0% | 2 | 31.28% | 0.7633% | 0% | 1 | 3.31% | 0.5425% | 0% | 1 |  | 1.994% | 0% | 1 | 6.6724 | 0.9534% | 0% | 1 | 27.79% | 4.535% | 0% | 1 | 0 | 2 | 25.25% | 0% | 25.25% | 2 | 30.34% | 0.4499% | 0% | 1 | 13.01% | 0.3603% | 0% | 1 | 31.43% | 0.4571% | 0% | 1 | 54.38% | 0.687% | 0% | 2 | 31.5% | 0.4575% | 0% | 1 | 4.31% | 0.3275% | 0% | 1
267 | Mustang | SPGE | 256 | 2560 | 10 | 30.08% | 0% | 2 | 6.1317 | 34.1% | 0% | 2 | 49.13% | 20.89% | 0% | 2 | 0 | 2 | 0% | 0% | 0% | 1 | 18.55% | 11.95% | 0% | 1 | 0% | 9.736% | 0% | 1 | 0% | 9.736% | 0% | 1 | 18.55% | 11.95% | 0% | 1 | 0% | 9.736% | 0% | 1 | 1.982% | 9.933% | 0% | 1 |  | 4.389% | 0% | 1 | 8.028 | 7.369% | 0% | 1 | 42.94% | 3.668% | 0% | 1 | 0 | 2 | 0% | 0% | 0% | 1 | 14.72% | 2.139% | 0% | 1 | 2.041% | 1.862% | 0% | 1 | 3.535% | 1.891% | 0% | 1 | 16.92% | 2.195% | 0% | 1 | 0% | 1.824% | 0% | 1 | 1.814% | 1.857% | 0% | 1 |  | 1.734% | 0% | 1 | 8.8424 | 2.842% | 0% | 1 | 48.44% | 3.668% | 0% | 1 | 0 | 2 | 0% | 0% | 0% | 1 | 10.47% | 0.7761% | 0% | 1 | 1.936% | 0.7085% | 0% | 1 | 4.747% | 0.7294% | 0% | 1 | 14.11% | 0.8089% | 0% | 1 | 0% | 0.6948% | 0% | 1 | 1.689% | 0.7067% | 0% | 1 |  | 0.8971% | 0% | 1 | 8.6667 | 1.512% | 0% | 1 | 41.77% | 3.668% | 0% | 1 | 0 | 2 | 0% | 0% | 0% | 1 | 13.05% | 0.4445% | 0% | 1 | 1.905% | 0.394% | 0% | 1 | 6.788% | 0.4147% | 0% | 1 | 18.27% | 0.4729% | 0% | 1 | 0.2134% | 0.3874% | 0% | 1 | 1.602% | 0.3928% | 0% | 1
268 | Tranquility | SPGE | 600 | 6000 | 10 | 26.49% | 0% | 2 | 8.1434 | 244.2% | 8.384% | 3 | 34.01% | 21.87% | 0% | 2 | 0 | 2 | 0% | 0% | 0% | 1 | 27.13% | 18.08% | 0% | 1 | 0% | 13.18% | 0% | 1 | 8.984% | 14.48% | 0% | 1 | 29.56% | 18.7% | 0% | 1 | 0% | 13.18% | 0% | 1 | 0.2602% | 13.21% | 0% | 1 |  | 9.031% | 0% | 1 | 7.6049 | 23.23% | 0% | 2 | 42.24% | 7.999% | 0% | 1 | 0 | 2 | 0% | 0% | 0% | 1 | 25.82% | 4.572% | 0% | 1 | 3.445% | 3.512% | 0% | 1 | 13.12% | 3.903% | 0% | 1 | 27.84% | 4.7% | 0% | 1 | 4.631% | 3.556% | 0% | 1 | 0.4025% | 3.405% | 0% | 1 |  | 5.752% | 0% | 1 | 6.6491 | 6.909% | 0% | 1 | 40.29% | 7.999% | 0% | 1 | 0 | 2 | 0% | 0% | 0% | 1 | 35.07% | 2.404% | 0% | 1 | 7.797% | 1.693% | 0% | 1 | 18.07% | 1.905% | 0% | 1 | 42.77% | 2.728% | 0% | 1 | 12.88% | 1.792% | 0% | 1 | 2.038% | 1.594% | 0% | 1 |  | 2.985% | 0% | 1 | 6.2973 | 3.478% | 0% | 1 | 32.79% | 7.999% | 0% | 1 | 0 | 2 | 0.5481% | 0% | 0.5481% | 1 | 37.77% | 1.473% | 0% | 1 | 10.3% | 1.022% | 0% | 1 | 18.36% | 1.123% | 0% | 1 | 45.61% | 1.685% | 0% | 1 | 15.49% | 1.085% | 0% | 1 | 2.466% | 0.9397% | 0% | 1
269 | Calcite | GREATER KRAMER | 350 | 3500 | 10 | 29.33% | 0% | 2 | 32.5 | 567569% | 53.38% | 5 | 0.5468% | 0% | 0% | 1 | 0 | 2 | 0% | 0% | 0% | 1 | 52.54% | 27.18% | 0% | 2 | 20.62% | 16.25% | 0% | 1 | 11.26% | 14.54% | 0% | 1 | 53.63% | 27.82% | 0% | 2 | 10.25% | 14.38% | 0% | 1 | 1.564% | 13.11% | 0% | 1 |  | 12.22% | 0% | 1 | 38.75 | 527.3% | 16.41% | 5 | 0.8411% | 0% | 0% | 1 | 0 | 2 | 0% | 0% | 0% | 1 | 44.15% | 8.502% | 0% | 1 | 23.44% | 6.202% | 0% | 1 | 20.63% | 5.983% | 0% | 1 | 57.52% | 11.18% | 0% | 2 | 17.69% | 5.77% | 0% | 1 | 0.6001% | 4.777% | 0% | 1 |  | 9.324% | 0% | 1 | 39 | 38% | 0% | 4 | 0.5221% | 0% | 0% | 1 | 0 | 2 | 6.473% | 0% | 6.473% | 1 | 43.46% | 4.919% | 0% | 1 | 26.67% | 3.793% | 0% | 1 | 24.09% | 3.664% | 0% | 1 | 60.96% | 7.122% | 0% | 2 | 27.1% | 3.815% | 0% | 1 | 0.4673% | 2.794% | 0% | 1 |  | 8.041% | 0% | 1 | 32 | 12.28% | 0% | 4 | 0.374% | 0% | 0% | 1 | 0 | 2 | 16.51% | 0.2108% | 16.72% | 2 | 34.62% | 3.047% | 0% | 1 | 29.44% | 2.823% | 0% | 1 | 28.96% | 2.804% | 0% | 1 | 59.21% | 4.883% | 0% | 2 | 37.78% | 3.202% | 0% | 1 | 0.5168% | 2.002% | 0% | 1
270 | Trout Canyon (fka Crazy Eyes) | SNV ELDORADO DESERT | 0 | 0 | 0 | 0% | 0% | 1 | 0 | 0% | 0% | 1 | 0% | 0% | 0% | 1 | 0 | 2 | 0% | 0% | 0% | 1 | 0% | 0% | 0% | 1 | 0% | 0% | 0% | 1 | 0% | 0% | 0% | 1 | 0% | 0% | 0% | 1 | 0% | 0% | 0% | 1 | 0% | 0% | 0% | 1 |  | 0% | 0% | 1 | 0 | 0% | 0% | 1 | 0% | 0% | 0% | 1 | 0 | 2 | 0% | 0% | 0% | 1 | 0% | 0% | 0% | 1 | 0% | 0% | 0% | 1 | 0% | 0% | 0% | 1 | 0% | 0% | 0% | 1 | 0% | 0% | 0% | 1 | 0% | 0% | 0% | 1 |  | 0% | 0% | 1 | 78.4333 | 0% | 0% | 4 | 0% | 0% | 0% | 1 | 0 | 2 | 0% | 0% | 0% | 1 | 10.87% | 0% | 0% | 1 | 0.1733% | 0% | 0% | 1 | 70.64% | 0% | 0% | 3 | 76.24% | 0% | 0% | 3 | 50.75% | 0% | 0% | 2 | 0.07268% | 0% | 0% | 1 |  | 0% | 0% | 1 | 71.9714 | 0% | 0% | 4 | 0% | 0% | 0% | 1 | 0 | 2 | 0% | 0% | 0% | 1 | 9.582% | 0% | 0% | 1 | 0.1528% | 0% | 0% | 1 | 66.34% | 0% | 0% | 2 | 71.28% | 0% | 0% | 3 | 48.65% | 0% | 0% | 1 | 0.2217% | 0% | 0% | 1
271 | Delaney | ARIZONA MINOR | 0 | 0 | 0 | 0% | 0% | 1 | 0 | 0% | 0% | 1 | 0% | 0% | 0% | 1 | 0 | 2 | 0% | 0% | 0% | 1 | 0% | 0% | 0% | 1 | 0% | 0% | 0% | 1 | 0% | 0% | 0% | 1 | 0% | 0% | 0% | 1 | 0% | 0% | 0% | 1 | 0% | 0% | 0% | 1 |  | 0% | 0% | 1 | 0 | 0% | 0% | 1 | 0% | 0% | 0% | 1 | 0 | 2 | 0% | 0% | 0% | 1 | 0% | 0% | 0% | 1 | 0% | 0% | 0% | 1 | 0% | 0% | 0% | 1 | 0% | 0% | 0% | 1 | 0% | 0% | 0% | 1 | 0% | 0% | 0% | 1 |  | 0% | 0% | 1 | 0 | 0% | 0% | 1 | 0% | 0% | 0% | 1 | 0 | 2 | 0% | 0% | 0% | 1 | 0% | 0% | 0% | 1 | 0% | 0% | 0% | 1 | 0% | 0% | 0% | 1 | 0% | 0% | 0% | 1 | 0% | 0% | 0% | 1 | 0% | 0% | 0% | 1 |  | 0% | 0% | 1 | 0 | 0% | 0% | 1 | 0% | 0% | 0% | 1 | 0 | 2 | 0% | 0% | 0% | 1 | 0% | 0% | 0% | 1 | 0% | 0% | 0% | 1 | 0% | 0% | 0% | 1 | 0% | 0% | 0% | 1 | 0% | 0% | 0% | 1 | 0% | 0% | 0% | 1
272 | Desert View | SNV ELDORADO DESERT | 0 | 0 | 0 | 0% | 0% | 1 | 0 | 0% | 0% | 1 | 0% | 0% | 0% | 1 | 0 | 2 | 0% | 0% | 0% | 1 | 0% | 0% | 0% | 1 | 0% | 0% | 0% | 1 | 0% | 0% | 0% | 1 | 0% | 0% | 0% | 1 | 0% | 0% | 0% | 1 | 0% | 0% | 0% | 1 |  | 0% | 0% | 1 | 0 | 0% | 0% | 1 | 0% | 0% | 0% | 1 | 0 | 2 | 0% | 0% | 0% | 1 | 0% | 0% | 0% | 1 | 0% | 0% | 0% | 1 | 0% | 0% | 0% | 1 | 0% | 0% | 0% | 1 | 0% | 0% | 0% | 1 | 0% | 0% | 0% | 1 |  | 0% | 0% | 1 | 0 | 0% | 0% | 1 | 0% | 0% | 0% | 1 | 0 | 2 | 0% | 0% | 0% | 1 | 0% | 0% | 0% | 1 | 0% | 0% | 0% | 1 | 0% | 0% | 0% | 1 | 0% | 0% | 0% | 1 | 0% | 0% | 0% | 1 | 0% | 0% | 0% | 1 |  | 0% | 0% | 1 | 0 | 0% | 0% | 1 | 0% | 0% | 0% | 1 | 0 | 2 | 0% | 0% | 0% | 1 | 0% | 0% | 0% | 1 | 0% | 0% | 0% | 1 | 0% | 0% | 0% | 1 | 0% | 0% | 0% | 1 | 0% | 0% | 0% | 1 | 0% | 0% | 0% | 1
273 | Carpenter Canyon (fka Gamebird) | SNV ELDORADO DESERT | 0 | 0 | 0 | 0% | 0% | 1 | 0 | 0% | 0% | 1 | 0% | 0% | 0% | 1 | 0 | 2 | 0% | 0% | 0% | 1 | 0% | 0% | 0% | 1 | 0% | 0% | 0% | 1 | 0% | 0% | 0% | 1 | 0% | 0% | 0% | 1 | 0% | 0% | 0% | 1 | 0% | 0% | 0% | 1 |  | 0% | 0% | 1 | 1.2397 | 0% | 0% | 1 | 0% | 0% | 0% | 1 | 0 | 2 | 0% | 0% | 0% | 1 | 36.05% | 0% | 0% | 1 | 1.117% | 0% | 0% | 1 | 11.2% | 0% | 0% | 1 | 37.16% | 0% | 0% | 1 | 100% | 0% | 0% | 5 | 0% | 0% | 0% | 1 |  | 0% | 0% | 1 | 59.1356 | 0% | 0% | 4 | 0% | 0% | 0% | 1 | 0 | 2 | 0% | 0% | 0% | 1 | 11.57% | 0% | 0% | 1 | 2.985% | 0% | 0% | 1 | 68.08% | 0% | 0% | 2 | 74.04% | 0% | 0% | 3 | 49.45% | 0% | 0% | 1 | 0.4863% | 0% | 0% | 1 |  | 0% | 0% | 1 | 48 | 0% | 0% | 4 | 0% | 0% | 0% | 1 | 0 | 2 | 0% | 0% | 0% | 1 | 9.776% | 0% | 0% | 1 | 2.523% | 0% | 0% | 1 | 72.5% | 0% | 0% | 3 | 77.54% | 0% | 0% | 3 | 52.35% | 0% | 0% | 2 | 0.4118% | 0% | 0% | 1
274 | Hassayampa | ARIZONA MINOR | 0 | 0 | 0 | 0% | 0% | 1 | 0 | 0% | 0% | 1 | 0% | 0% | 0% | 1 | 0 | 2 | 0% | 0% | 0% | 1 | 0% | 0% | 0% | 1 | 0% | 0% | 0% | 1 | 0% | 0% | 0% | 1 | 0% | 0% | 0% | 1 | 0% | 0% | 0% | 1 | 0% | 0% | 0% | 1 |  | 0% | 0% | 1 | 0 | 0% | 0% | 1 | 0% | 0% | 0% | 1 | 0 | 2 | 0% | 0% | 0% | 1 | 0% | 0% | 0% | 1 | 0% | 0% | 0% | 1 | 0% | 0% | 0% | 1 | 0% | 0% | 0% | 1 | 0% | 0% | 0% | 1 | 0% | 0% | 0% | 1 |  | 0% | 0% | 1 | 0 | 0% | 0% | 1 | 0% | 0% | 0% | 1 | 0 | 2 | 0% | 0% | 0% | 1 | 0% | 0% | 0% | 1 | 0% | 0% | 0% | 1 | 0% | 0% | 0% | 1 | 0% | 0% | 0% | 1 | 0% | 0% | 0% | 1 | 0% | 0% | 0% | 1 |  | 0% | 0% | 1 | 0 | 0% | 0% | 1 | 0% | 0% | 0% | 1 | 0 | 2 | 0% | 0% | 0% | 1 | 0% | 0% | 0% | 1 | 0% | 0% | 0% | 1 | 0% | 0% | 0% | 1 | 0% | 0% | 0% | 1 | 0% | 0% | 0% | 1 | 0% | 0% | 0% | 1
275 | Hoodoo Wash | ARIZONA MINOR | 0 | 0 | 0 | 0% | 0% | 1 | 0 | 0% | 0% | 1 | 0% | 0% | 0% | 1 | 0 | 2 | 0% | 0% | 0% | 1 | 0% | 0% | 0% | 1 | 0% | 0% | 0% | 1 | 0% | 0% | 0% | 1 | 0% | 0% | 0% | 1 | 0% | 0% | 0% | 1 | 0% | 0% | 0% | 1 |  | 0% | 0% | 1 | 0 | 0% | 0% | 1 | 0% | 0% | 0% | 1 | 0 | 2 | 0% | 0% | 0% | 1 | 0% | 0% | 0% | 1 | 0% | 0% | 0% | 1 | 0% | 0% | 0% | 1 | 0% | 0% | 0% | 1 | 0% | 0% | 0% | 1 | 0% | 0% | 0% | 1 |  | 0% | 0% | 1 | 0 | 0% | 0% | 1 | 0% | 0% | 0% | 1 | 0 | 2 | 0% | 0% | 0% | 1 | 0% | 0% | 0% | 1 | 0% | 0% | 0% | 1 | 0% | 0% | 0% | 1 | 0% | 0% | 0% | 1 | 0% | 0% | 0% | 1 | 0% | 0% | 0% | 1 |  | 0% | 0% | 1 | 0 | 0% | 0% | 1 | 0% | 0% | 0% | 1 | 0 | 2 | 0% | 0% | 0% | 1 | 0% | 0% | 0% | 1 | 0% | 0% | 0% | 1 | 0% | 0% | 0% | 1 | 0% | 0% | 0% | 1 | 0% | 0% | 0% | 1 | 0% | 0% | 0% | 1
276 | Innovation | SNV ELDORADO DESERT | 0 | 0 | 0 | 0% | 0% | 1 | 0 | 0% | 0% | 1 | 0% | 0% | 0% | 1 | 0 | 2 | 0% | 0% | 0% | 1 | 0% | 0% | 0% | 1 | 0% | 0% | 0% | 1 | 0% | 0% | 0% | 1 | 0% | 0% | 0% | 1 | 0% | 0% | 0% | 1 | 0% | 0% | 0% | 1 |  | 0% | 0% | 1 | 0 | 0% | 0% | 1 | 0% | 0% | 0% | 1 | 0 | 2 | 0% | 0% | 0% | 1 | 0% | 0% | 0% | 1 | 0% | 0% | 0% | 1 | 0% | 0% | 0% | 1 | 0% | 0% | 0% | 1 | 0% | 0% | 0% | 1 | 0% | 0% | 0% | 1 |  | 0% | 0% | 1 | 0 | 0% | 0% | 1 | 0% | 0% | 0% | 1 | 0 | 2 | 0% | 0% | 0% | 1 | 0% | 0% | 0% | 1 | 0% | 0% | 0% | 1 | 0% | 0% | 0% | 1 | 0% | 0% | 0% | 1 | 0% | 0% | 0% | 1 | 0% | 0% | 0% | 1 |  | 0% | 0% | 1 | 0 | 0% | 0% | 1 | 0% | 0% | 0% | 1 | 0 | 2 | 0% | 0% | 0% | 1 | 0% | 0% | 0% | 1 | 0% | 0% | 0% | 1 | 0% | 0% | 0% | 1 | 0% | 0% | 0% | 1 | 0% | 0% | 0% | 1 | 0% | 0% | 0% | 1
277 | Lathrop | SNV ELDORADO DESERT | 0 | 0 | 0 | 0% | 0% | 1 | 0 | 0% | 0% | 1 | 0% | 0% | 0% | 1 | 0 | 2 | 0% | 0% | 0% | 1 | 0% | 0% | 0% | 1 | 0% | 0% | 0% | 1 | 0% | 0% | 0% | 1 | 0% | 0% | 0% | 1 | 0% | 0% | 0% | 1 | 0% | 0% | 0% | 1 |  | 0% | 0% | 1 | 0 | 0% | 0% | 1 | 0% | 0% | 0% | 1 | 0 | 2 | 0% | 0% | 0% | 1 | 0% | 0% | 0% | 1 | 0% | 0% | 0% | 1 | 0% | 0% | 0% | 1 | 0% | 0% | 0% | 1 | 0% | 0% | 0% | 1 | 0% | 0% | 0% | 1 |  | 0% | 0% | 1 | 0 | 0% | 0% | 1 | 0% | 0% | 0% | 1 | 0 | 2 | 0% | 0% | 0% | 1 | 0% | 0% | 0% | 1 | 0% | 0% | 0% | 1 | 0% | 0% | 0% | 1 | 0% | 0% | 0% | 1 | 0% | 0% | 0% | 1 | 0% | 0% | 0% | 1 |  | 0% | 0% | 1 | 1.0887 | 0% | 0% | 1 | 0% | 0% | 0% | 1 | 0 | 2 | 0% | 0% | 0% | 1 | 0% | 0% | 0% | 1 | 0% | 0% | 0% | 1 | 0% | 0% | 0% | 1 | 0% | 0% | 0% | 1 | 100% | 0% | 0% | 5 | 0.4541% | 0% | 0% | 1
278 | Mohave | SNV ELDORADO DESERT | 0 | 0 | 0 | 0% | 0% | 1 | 0 | 0% | 0% | 1 | 0% | 0% | 0% | 1 | 0 | 2 | 0% | 0% | 0% | 1 | 0% | 0% | 0% | 1 | 0% | 0% | 0% | 1 | 0% | 0% | 0% | 1 | 0% | 0% | 0% | 1 | 0% | 0% | 0% | 1 | 0% | 0% | 0% | 1 |  | 0% | 0% | 1 | 1.8009 | 0% | 0% | 1 | 0% | 0% | 0% | 1 | 0 | 2 | 0% | 0% | 0% | 1 | 0% | 0% | 0% | 1 | 44.26% | 0% | 0% | 1 | 0% | 0% | 0% | 1 | 44.26% | 0% | 0% | 1 | 74.52% | 0% | 0% | 3 | 8.92% | 0% | 0% | 1 |  | 0% | 0% | 1 | 2.4093 | 0% | 0% | 1 | 0% | 0% | 0% | 1 | 0 | 2 | 0% | 0% | 0% | 1 | 14.95% | 0% | 0% | 1 | 89.07% | 0% | 0% | 3 | 0% | 0% | 0% | 1 | 89.07% | 0% | 0% | 3 | 24.7% | 0% | 0% | 1 | 15.69% | 0% | 0% | 1 |  | 0% | 0% | 1 | 5.137 | 0% | 0% | 1 | 0% | 0% | 0% | 1 | 0 | 2 | 0% | 0% | 0% | 1 | 39.01% | 0% | 0% | 1 | 80.94% | 0% | 0% | 3 | 0% | 0% | 0% | 1 | 84.76% | 0% | 0% | 3 | 34.1% | 0% | 0% | 1 | 11.43% | 0% | 0% | 1
279 | Pahrump | SNV ELDORADO DESERT | 0 | 0 | 0 | 0% | 0% | 1 | 0 | 0% | 0% | 1 | 0% | 0% | 0% | 1 | 0 | 2 | 0% | 0% | 0% | 1 | 0% | 0% | 0% | 1 | 0% | 0% | 0% | 1 | 0% | 0% | 0% | 1 | 0% | 0% | 0% | 1 | 0% | 0% | 0% | 1 | 0% | 0% | 0% | 1 |  | 0% | 0% | 1 | 2.6343 | 0% | 0% | 1 | 0% | 0% | 0% | 1 | 0 | 2 | 0% | 0% | 0% | 1 | 0% | 0% | 0% | 1 | 39.37% | 0% | 0% | 1 | 44.92% | 0% | 0% | 1 | 44.92% | 0% | 0% | 1 | 82.19% | 0% | 0% | 3 | 5.454% | 0% | 0% | 1 |  | 0% | 0% | 1 | 11.5161 | 0% | 0% | 1 | 0% | 0% | 0% | 1 | 0 | 2 | 0% | 0% | 0% | 1 | 20.08% | 0% | 0% | 1 | 5.181% | 0% | 0% | 1 | 44.66% | 0% | 0% | 1 | 55.01% | 0% | 0% | 2 | 74.13% | 0% | 0% | 3 | 0.7113% | 0% | 0% | 1 |  | 0% | 0% | 1 | 47.9 | 0% | 0% | 4 | 0% | 0% | 0% | 1 | 0 | 2 | 0% | 0% | 0% | 1 | 9.666% | 0% | 0% | 1 | 2.494% | 0% | 0% | 1 | 71.58% | 0% | 0% | 3 | 76.57% | 0% | 0% | 3 | 52.09% | 0% | 0% | 2 | 0.4212% | 0% | 0% | 1
280 | Palo Verde | ARIZONA MINOR | 0 | 0 | 10 | 0% | 0% | 1 | 0 | 0% | 0% | 1 | 0% | 0% | 0% | 1 | 0 | 2 | 0% | 0% | 0% | 1 | 0% | 0% | 0% | 1 | 0% | 0% | 0% | 1 | 0% | 0% | 0% | 1 | 0% | 0% | 0% | 1 | 0% | 0% | 0% | 1 | 0% | 0% | 0% | 1 |  | 0% | 0% | 1 | 0 | 0% | 0% | 1 | 0% | 0% | 0% | 1 | 0 | 2 | 0% | 0% | 0% | 1 | 0% | 0% | 0% | 1 | 0% | 0% | 0% | 1 | 0% | 0% | 0% | 1 | 0% | 0% | 0% | 1 | 0% | 0% | 0% | 1 | 0% | 0% | 0% | 1 |  | 0% | 0% | 1 | 0 | 0% | 0% | 1 | 0% | 0% | 0% | 1 | 0 | 2 | 0% | 0% | 0% | 1 | 0% | 0% | 0% | 1 | 0% | 0% | 0% | 1 | 0% | 0% | 0% | 1 | 0% | 0% | 0% | 1 | 0% | 0% | 0% | 1 | 0% | 0% | 0% | 1 |  | 0% | 0% | 1 | 0 | 0% | 0% | 1 | 0% | 0% | 0% | 1 | 0 | 2 | 0% | 0% | 0% | 1 | 0% | 0% | 0% | 1 | 0% | 0% | 0% | 1 | 0% | 0% | 0% | 1 | 0% | 0% | 0% | 1 | 0% | 0% | 0% | 1 | 0% | 0% | 0% | 1
281 | Primm | SNV ELDORADO DESERT | 0 | 0 | 0 | 0% | 0% | 1 | 2.6101 | 0% | 0% | 1 | 0% | 0% | 0% | 1 | 0 | 2 | 0% | 0% | 0% | 1 | 54.63% | 0% | 0% | 2 | 54.63% | 0% | 0% | 2 | 0% | 0% | 0% | 1 | 54.63% | 0% | 0% | 2 | 45.37% | 0% | 0% | 1 | 0% | 0% | 0% | 1 |  | 0% | 0% | 1 | 2.5988 | 0% | 0% | 1 | 0% | 0% | 0% | 1 | 0 | 2 | 0% | 0% | 0% | 1 | 60.28% | 0% | 0% | 2 | 95.92% | 0% | 0% | 5 | 38.03% | 0% | 0% | 1 | 98.17% | 0% | 0% | 5 | 51.78% | 0% | 0% | 2 | 0% | 0% | 0% | 1 |  | 0% | 0% | 1 | 2.8021 | 0% | 0% | 1 | 0% | 0% | 0% | 1 | 0 | 2 | 0% | 0% | 0% | 1 | 43.63% | 0% | 0% | 1 | 68.16% | 0% | 0% | 2 | 26.35% | 0% | 0% | 1 | 69.89% | 0% | 0% | 2 | 65.14% | 0% | 0% | 2 | 0% | 0% | 0% | 1 |  | 0% | 0% | 1 | 2.726 | 0% | 0% | 1 | 0% | 0% | 0% | 1 | 0 | 2 | 0% | 0% | 0% | 1 | 27.9% | 0% | 0% | 1 | 41.46% | 0% | 0% | 1 | 12.93% | 0% | 0% | 1 | 42.15% | 0% | 0% | 1 | 77.32% | 0% | 0% | 3 | 0.8061% | 0% | 0% | 1
282 | Sloan Canyon (fka Bob) | SNV ELDORADO DESERT | 0 | 0 | 0 | 0% | 0% | 1 | 0 | 0% | 0% | 1 | 0% | 0% | 0% | 1 | 0 | 2 | 0% | 0% | 0% | 1 | 0% | 0% | 0% | 1 | 0% | 0% | 0% | 1 | 0% | 0% | 0% | 1 | 0% | 0% | 0% | 1 | 0% | 0% | 0% | 1 | 0% | 0% | 0% | 1 |  | 0% | 0% | 1 | 0 | 0% | 0% | 1 | 0% | 0% | 0% | 1 | 0 | 2 | 0% | 0% | 0% | 1 | 0% | 0% | 0% | 1 | 0% | 0% | 0% | 1 | 0% | 0% | 0% | 1 | 0% | 0% | 0% | 1 | 0% | 0% | 0% | 1 | 0% | 0% | 0% | 1 |  | 0% | 0% | 1 | 0 | 0% | 0% | 1 | 0% | 0% | 0% | 1 | 0 | 2 | 0% | 0% | 0% | 1 | 0% | 0% | 0% | 1 | 0% | 0% | 0% | 1 | 0% | 0% | 0% | 1 | 0% | 0% | 0% | 1 | 0% | 0% | 0% | 1 | 0% | 0% | 0% | 1 |  | 0% | 0% | 1 | 0 | 0% | 0% | 1 | 0% | 0% | 0% | 1 | 0 | 2 | 0% | 0% | 0% | 1 | 0% | 0% | 0% | 1 | 0% | 0% | 0% | 1 | 0% | 0% | 0% | 1 | 0% | 0% | 0% | 1 | 0% | 0% | 0% | 1 | 0% | 0% | 0% | 1
283 | Valley (VEA) | SNV ELDORADO DESERT | 0 | 0 | 0 | 0% | 0% | 1 | 1.156 | 0% | 0% | 1 | 0% | 0% | 0% | 1 | 0 | 2 | 0% | 0% | 0% | 1 | 0% | 0% | 0% | 1 | 0% | 0% | 0% | 1 | 0% | 0% | 0% | 1 | 0% | 0% | 0% | 1 | 100% | 0% | 0% | 5 | 0% | 0% | 0% | 1 |  | 0% | 0% | 1 | 1.0887 | 0% | 0% | 1 | 0% | 0% | 0% | 1 | 0 | 2 | 0% | 0% | 0% | 1 | 0% | 0% | 0% | 1 | 0% | 0% | 0% | 1 | 0% | 0% | 0% | 1 | 0% | 0% | 0% | 1 | 100% | 0% | 0% | 5 | 0.4541% | 0% | 0% | 1 |  | 0% | 0% | 1 | 1.0887 | 0% | 0% | 1 | 0% | 0% | 0% | 1 | 0 | 2 | 0% | 0% | 0% | 1 | 0% | 0% | 0% | 1 | 0% | 0% | 0% | 1 | 0% | 0% | 0% | 1 | 0% | 0% | 0% | 1 | 100% | 0% | 0% | 5 | 0.4541% | 0% | 0% | 1 |  | 0% | 0% | 1 | 1.1783 | 0% | 0% | 1 | 0% | 0% | 0% | 1 | 0 | 2 | 0% | 0% | 0% | 1 | 0% | 0% | 0% | 1 | 0% | 0% | 0% | 1 | 6.11% | 0% | 0% | 1 | 6.11% | 0% | 0% | 1 | 100% | 0% | 0% | 5 | 0.4263% | 0% | 0% | 1
284 | Vista (VEA) | SNV ELDORADO DESERT | 0 | 0 | 0 | 0% | 0% | 1 | 0 | 0% | 0% | 1 | 0% | 0% | 0% | 1 | 0 | 2 | 0% | 0% | 0% | 1 | 0% | 0% | 0% | 1 | 0% | 0% | 0% | 1 | 0% | 0% | 0% | 1 | 0% | 0% | 0% | 1 | 0% | 0% | 0% | 1 | 0% | 0% | 0% | 1 |  | 0% | 0% | 1 | 0 | 0% | 0% | 1 | 0% | 0% | 0% | 1 | 0 | 2 | 0% | 0% | 0% | 1 | 0% | 0% | 0% | 1 | 0% | 0% | 0% | 1 | 0% | 0% | 0% | 1 | 0% | 0% | 0% | 1 | 0% | 0% | 0% | 1 | 0% | 0% | 0% | 1 |  | 0% | 0% | 1 | 2.2751 | 0% | 0% | 1 | 0% | 0% | 0% | 1 | 0 | 2 | 0% | 0% | 0% | 1 | 0.08838% | 0% | 0% | 1 | 71.61% | 0% | 0% | 3 | 95.71% | 0% | 0% | 5 | 95.8% | 0% | 0% | 5 | 57.04% | 0% | 0% | 2 | 10.48% | 0% | 0% | 1 |  | 0% | 0% | 1 | 1.4375 | 0% | 0% | 1 | 0% | 0% | 0% | 1 | 0 | 2 | 0% | 0% | 0% | 1 | 12.15% | 0% | 0% | 1 | 15.53% | 0% | 0% | 1 | 30.66% | 0% | 0% | 1 | 42.81% | 0% | 0% | 1 | 86.99% | 0% | 0% | 3 | 2.132% | 0% | 0% | 1
285 | Bay Boulevard | SAN DIEGO | 0 | 0 | 10 | 0% | 0% | 1 | 11.0211 | 0% | 0% | 1 | 0% | 0% | 0% | 1 | 0 | 2 | 0% | 0% | 0% | 1 | 10% | 0% | 0% | 1 | 63.99% | 0% | 0% | 2 | 77.3% | 0% | 0% | 3 | 77.3% | 0% | 0% | 3 | 0% | 0% | 0% | 1 | 7.324% | 0% | 0% | 1 |  | 0% | 0% | 1 | 28.75 | 0% | 0% | 3 | 0% | 0% | 0% | 1 | 0 | 2 | 41.26% | 0% | 41.26% | 2 | 1.456% | 0% | 0% | 1 | 53.68% | 0% | 0% | 2 | 91.52% | 0% | 0% | 4 | 91.73% | 0% | 0% | 4 | 1.841% | 0% | 0% | 1 | 6.773% | 0% | 0% | 1 |  | 0% | 0% | 1 | 25.25 | 0% | 0% | 3 | 0% | 0% | 0% | 1 | 0 | 2 | 42.26% | 15.89% | 58.15% | 3 | 5.047% | 0% | 0% | 1 | 64.73% | 0% | 0% | 2 | 90.48% | 0% | 0% | 4 | 91.86% | 0% | 0% | 4 | 27.58% | 0% | 0% | 1 | 5.117% | 0% | 0% | 1 |  | 0% | 0% | 1 | 23 | 0% | 0% | 3 | 0.07338% | 0% | 0% | 1 | 0 | 2 | 24.43% | 53.95% | 78.38% | 5 | 24.62% | 0% | 0% | 1 | 67.58% | 0% | 0% | 2 | 88.82% | 0% | 0% | 3 | 92.85% | 0% | 0% | 4 | 32.75% | 0% | 0% | 1 | 4.863% | 0% | 0% | 1
286 | Beatty | SNV ELDORADO DESERT | 0 | 0 | 0 | 0% | 0% | 1 | 0 | 0% | 0% | 1 | 0% | 0% | 0% | 1 | 0 | 2 | 0% | 0% | 0% | 1 | 0% | 0% | 0% | 1 | 0% | 0% | 0% | 1 | 0% | 0% | 0% | 1 | 0% | 0% | 0% | 1 | 0% | 0% | 0% | 1 | 0% | 0% | 0% | 1 |  | 0% | 0% | 1 | 0 | 0% | 0% | 1 | 0% | 0% | 0% | 1 | 0 | 2 | 0% | 0% | 0% | 1 | 0% | 0% | 0% | 1 | 0% | 0% | 0% | 1 | 0% | 0% | 0% | 1 | 0% | 0% | 0% | 1 | 0% | 0% | 0% | 1 | 0% | 0% | 0% | 1 |  | 0% | 0% | 1 | 0 | 0% | 0% | 1 | 0% | 0% | 0% | 1 | 0 | 2 | 0% | 0% | 0% | 1 | 0% | 0% | 0% | 1 | 0% | 0% | 0% | 1 | 0% | 0% | 0% | 1 | 0% | 0% | 0% | 1 | 100% | 0% | 0% | 5 | 0% | 0% | 0% | 1 |  | 0% | 0% | 1 | 0 | 0% | 0% | 1 | 0% | 0% | 0% | 1 | 0 | 2 | 0% | 0% | 0% | 1 | 0% | 0% | 0% | 1 | 0% | 0% | 0% | 1 | 0% | 0% | 0% | 1 | 0% | 0% | 0% | 1 | 100% | 0% | 0% | 5 | 0% | 0% | 0% | 1
287 | Lee Lake (Proposed) | RIVERSIDE | 0 | 0 | 0 | 0% | 0% | 1 | 16.8656 | 0% | 0% | 2 | 0.007755% | 0% | 0% | 1 | 0 | 2 | 20.48% | 65.52% | 86% | 5 | 46.5% | 0% | 0% | 1 | 43.74% | 0% | 0% | 1 | 57.55% | 0% | 0% | 2 | 82.2% | 0% | 0% | 3 | 37.58% | 0% | 0% | 1 | 9.394% | 0% | 0% | 1 |  | 0% | 0% | 1 | 24.5267 | 0% | 0% | 3 | 0.2901% | 0% | 0% | 1 | 0 | 2 | 22.98% | 63.63% | 86.61% | 5 | 34.37% | 0% | 0% | 1 | 30.55% | 0% | 0% | 1 | 51.26% | 0% | 0% | 2 | 75.55% | 0% | 0% | 3 | 35.1% | 0% | 0% | 1 | 9.773% | 0% | 0% | 1 |  | 0% | 0% | 1 | 27.7576 | 0% | 0% | 3 | 0.1908% | 0% | 0% | 1 | 0 | 2 | 27.86% | 61.82% | 89.68% | 5 | 32.14% | 0% | 0% | 1 | 33.72% | 0% | 0% | 1 | 50.92% | 0% | 0% | 2 | 77.48% | 0% | 0% | 3 | 37.2% | 0% | 0% | 1 | 9.654% | 0% | 0% | 1 |  | 0% | 0% | 1 | 32.9048 | 0% | 0% | 4 | 2.008% | 0% | 0% | 1 | 0 | 2 | 40.34% | 47.53% | 87.87% | 5 | 28.76% | 0% | 0% | 1 | 42.07% | 0% | 0% | 1 | 56.26% | 0% | 0% | 2 | 74.75% | 0% | 0% | 3 | 31.52% | 0% | 0% | 1 | 8.473% | 0% | 0% | 1
288 | Leprino Jct | SPGE | 22 | 220 | 10 | 1.095% | 0% | 1 | 14.0435 | 37.3% | 0% | 2 | 0.3525% | 0.879% | 0% | 1 | 0 | 2 | 0% | 0% | 0% | 1 | 31.03% | 1.029% | 0% | 1 | 0% | 0.7094% | 0% | 1 | 0% | 0.7094% | 0% | 1 | 31.03% | 1.029% | 0% | 1 | 0% | 0.7094% | 0% | 1 | 6.221% | 0.7565% | 0% | 1 |  | 0.2681% | 0% | 1 | 9.7616 | 0.8053% | 0% | 1 | 25.88% | 0.245% | 0% | 1 | 0 | 2 | 0% | 0% | 0% | 1 | 15.31% | 0.182% | 0% | 1 | 0.2247% | 0.1545% | 0% | 1 | 1.236% | 0.156% | 0% | 1 | 15.31% | 0.182% | 0% | 1 | 0% | 0.1541% | 0% | 1 | 2.787% | 0.1585% | 0% | 1 |  | 0.1255% | 0% | 1 | 9.2648 | 0.2308% | 0% | 1 | 37.76% | 0.245% | 0% | 1 | 0 | 2 | 0% | 0% | 0% | 1 | 11.09% | 0.0692% | 0% | 1 | 1.516% | 0.06248% | 0% | 1 | 4.04% | 0.06412% | 0% | 1 | 13.98% | 0.07153% | 0% | 1 | 0% | 0.06153% | 0% | 1 | 1.903% | 0.06273% | 0% | 1 |  | 0.07339% | 0% | 1 | 9.2057 | 0.1353% | 0% | 1 | 41.98% | 0.245% | 0% | 1 | 0 | 2 | 0% | 0% | 0% | 1 | 10.43% | 0.0363% | 0% | 1 | 1.608% | 0.03305% | 0% | 1 | 6.48% | 0.03477% | 0% | 1 | 16.17% | 0.03879% | 0% | 1 | 0% | 0.03252% | 0% | 1 | 1.868% | 0.03314% | 0% | 1
289 | Mead | SNV ELDORADO DESERT | 0 | 0 | 0 | 0% | 0% | 1 | 0 | 0% | 0% | 1 | 0% | 0% | 0% | 1 | 0 | 2 | 0% | 0% | 0% | 1 | 0% | 0% | 0% | 1 | 0% | 0% | 0% | 1 | 0% | 0% | 0% | 1 | 0% | 0% | 0% | 1 | 0% | 0% | 0% | 1 | 0% | 0% | 0% | 1 |  | 0% | 0% | 1 | 0 | 0% | 0% | 1 | 0% | 0% | 0% | 1 | 0 | 2 | 0% | 0% | 0% | 1 | 0% | 0% | 0% | 1 | 0% | 0% | 0% | 1 | 0% | 0% | 0% | 1 | 0% | 0% | 0% | 1 | 0% | 0% | 0% | 1 | 0% | 0% | 0% | 1 |  | 0% | 0% | 1 | 0 | 0% | 0% | 1 | 0% | 0% | 0% | 1 | 0 | 2 | 0% | 0% | 0% | 1 | 0% | 0% | 0% | 1 | 0% | 0% | 0% | 1 | 0% | 0% | 0% | 1 | 0% | 0% | 0% | 1 | 0% | 0% | 0% | 1 | 0% | 0% | 0% | 1 |  | 0% | 0% | 1 | 0 | 0% | 0% | 1 | 0% | 0% | 0% | 1 | 0 | 2 | 0% | 0% | 0% | 1 | 0% | 0% | 0% | 1 | 0% | 0% | 0% | 1 | 0% | 0% | 0% | 1 | 0% | 0% | 0% | 1 | 0% | 0% | 0% | 1 | 0% | 0% | 0% | 1
290 | Quinto | SPGE | 140 | 1400 | 10 | 33.51% | 0% | 2 | 13.0348 | 18.69% | 0% | 2 | 26.99% | 32% | 0% | 2 | 0 | 2 | 0% | 0% | 0% | 1 | 54.43% | 12.64% | 0% | 2 | 0.1691% | 5.77% | 0% | 1 | 10.17% | 6.412% | 0% | 1 | 54.43% | 12.64% | 0% | 2 | 6.684% | 6.172% | 0% | 1 | 3.641% | 5.978% | 0% | 1 |  | 7.399% | 0% | 1 | 8.6667 | 4.683% | 0% | 1 | 20.67% | 5.589% | 0% | 1 | 0 | 2 | 1.28% | 0% | 1.28% | 1 | 54.34% | 3.031% | 0% | 2 | 9.257% | 1.525% | 0% | 1 | 19.71% | 1.724% | 0% | 1 | 59.24% | 3.396% | 0% | 2 | 19.96% | 1.729% | 0% | 1 | 8.931% | 1.52% | 0% | 1 |  | 5.561% | 0% | 1 | 6.502 | 1.607% | 0% | 1 | 19.3% | 5.589% | 0% | 1 | 0 | 2 | 10.13% | 0% | 10.13% | 1 | 59.07% | 1.482% | 0% | 2 | 16.45% | 0.7261% | 0% | 1 | 27.17% | 0.8329% | 0% | 1 | 66.29% | 1.8% | 0% | 2 | 40.24% | 1.015% | 0% | 1 | 7.116% | 0.6532% | 0% | 1 |  | 3.243% | 0% | 1 | 6.343 | 0.8099% | 0% | 1 | 21.8% | 5.589% | 0% | 1 | 0 | 2 | 13.79% | 0% | 13.79% | 1 | 57.74% | 0.7765% | 0% | 2 | 14.69% | 0.3846% | 0% | 1 | 23.59% | 0.4295% | 0% | 1 | 65.06% | 0.939% | 0% | 2 | 43.09% | 0.5766% | 0% | 1 | 6.631% | 0.3514% | 0% | 1
291 | Sandy | SNV ELDORADO DESERT | 0 | 0 | 0 | 0% | 0% | 1 | 0 | 0% | 0% | 1 | 0% | 0% | 0% | 1 | 0 | 2 | 0% | 0% | 0% | 1 | 0% | 0% | 0% | 1 | 0% | 0% | 0% | 1 | 0% | 0% | 0% | 1 | 0% | 0% | 0% | 1 | 0% | 0% | 0% | 1 | 0% | 0% | 0% | 1 |  | 0% | 0% | 1 | 0 | 0% | 0% | 1 | 0% | 0% | 0% | 1 | 0 | 2 | 0% | 0% | 0% | 1 | 0% | 0% | 0% | 1 | 0% | 0% | 0% | 1 | 0% | 0% | 0% | 1 | 0% | 0% | 0% | 1 | 0% | 0% | 0% | 1 | 0% | 0% | 0% | 1 |  | 0% | 0% | 1 | 34.7625 | 0% | 0% | 4 | 0% | 0% | 0% | 1 | 0 | 2 | 0% | 0% | 0% | 1 | 0% | 0% | 0% | 1 | 0% | 0% | 0% | 1 | 70.44% | 0% | 0% | 3 | 70.44% | 0% | 0% | 3 | 23.58% | 0% | 0% | 1 | 0.7892% | 0% | 0% | 1 |  | 0% | 0% | 1 | 51.5 | 0% | 0% | 4 | 0% | 0% | 0% | 1 | 0 | 2 | 0% | 0% | 0% | 1 | 9.512% | 0% | 0% | 1 | 0.05012% | 0% | 0% | 1 | 65.15% | 0% | 0% | 2 | 70.05% | 0% | 0% | 3 | 45.91% | 0% | 0% | 1 | 0.3806% | 0% | 0% | 1
292 | Eldorado | SNV ELDORADO DESERT | 0 | 0 | 0 | 0% | 0% | 1 | 0 | 0% | 0% | 1 | 0% | 0% | 0% | 1 | 0 | 2 | 0% | 0% | 0% | 1 | 0% | 0% | 0% | 1 | 0% | 0% | 0% | 1 | 0% | 0% | 0% | 1 | 0% | 0% | 0% | 1 | 0% | 0% | 0% | 1 | 0% | 0% | 0% | 1 |  | 0% | 0% | 1 | 0 | 0% | 0% | 1 | 0% | 0% | 0% | 1 | 0 | 2 | 0% | 0% | 0% | 1 | 0% | 0% | 0% | 1 | 0% | 0% | 0% | 1 | 0% | 0% | 0% | 1 | 0% | 0% | 0% | 1 | 0% | 0% | 0% | 1 | 0% | 0% | 0% | 1 |  | 0% | 0% | 1 | 0 | 0% | 0% | 1 | 0% | 0% | 0% | 1 | 0 | 2 | 0% | 0% | 0% | 1 | 0% | 0% | 0% | 1 | 0% | 0% | 0% | 1 | 0% | 0% | 0% | 1 | 0% | 0% | 0% | 1 | 0% | 0% | 0% | 1 | 0% | 0% | 0% | 1 |  | 0% | 0% | 1 | 0 | 0% | 0% | 1 | 0% | 0% | 0% | 1 | 0 | 2 | 0% | 0% | 0% | 1 | 0% | 0% | 0% | 1 | 0% | 0% | 0% | 1 | 0% | 0% | 0% | 1 | 0% | 0% | 0% | 1 | 0% | 0% | 0% | 1 | 0% | 0% | 0% | 1
293 | Fink (Proposed) |  | 140 | 1400 | 10 | 45.57% | 0% | 2 | 6.9209 | 10.2% | 0% | 1 | 43.13% | 0% | 0% | 1 | 0 | 2 | 14.12% | 0% | 14.12% | 1 | 30.75% | 5.319% | 0% | 1 | 12.28% | 4.199% | 0% | 1 | 21.15% | 4.671% | 0% | 1 | 50.01% | 7.368% | 0% | 2 | 28.77% | 5.171% | 0% | 1 | 1.936% | 3.756% | 0% | 1 |  | 13.64% | 0% | 1 | 9.9791 | 3.318% | 0% | 1 | 40.16% | 10.09% | 0% | 1 | 0 | 2 | 27.49% | 0% | 27.49% | 2 | 48.4% | 1.926% | 0% | 1 | 12.59% | 1.137% | 0% | 1 | 20.85% | 1.256% | 0% | 1 | 59.22% | 2.438% | 0% | 2 | 31.29% | 1.447% | 0% | 1 | 3.419% | 1.029% | 0% | 1 |  | 3.735% | 0% | 1 | 10.7952 | 1.591% | 0% | 1 | 40.49% | 10.09% | 0% | 1 | 0 | 2 | 17.62% | 0% | 17.62% | 1 | 44.94% | 0.8376% | 0% | 1 | 9.764% | 0.511% | 0% | 1 | 16.52% | 0.5524% | 0% | 1 | 52.42% | 0.9692% | 0% | 2 | 30.66% | 0.665% | 0% | 1 | 3.367% | 0.4772% | 0% | 1 |  | 2.3% | 0% | 1 | 10.4926 | 1.165% | 0% | 1 | 40.55% | 10.09% | 0% | 1 | 0 | 2 | 16.06% | 0% | 16.06% | 1 | 45.43% | 0.5566% | 0% | 1 | 12.67% | 0.3478% | 0% | 1 | 18.53% | 0.3728% | 0% | 1 | 52.75% | 0.6428% | 0% | 2 | 29.85% | 0.4329% | 0% | 1 | 4.419% | 0.3178% | 0% | 1
294 | Gates-Midway (Proposed) | SPGE | 440 | 4400 | 10 | 21.95% | 0% | 2 | 6.8736 | 37.5% | 0% | 2 | 21.92% | 0% | 0% | 1 | 0 | 2 | 0% | 0% | 0% | 1 | 29.86% | 12.74% | 0% | 1 | 8.854% | 9.805% | 0% | 1 | 12.3% | 10.19% | 0% | 1 | 36.03% | 13.97% | 0% | 1 | 0% | 8.937% | 0% | 1 | 6.518% | 9.56% | 0% | 1 |  | 10.52% | 0% | 1 | 7.0383 | 9.627% | 0% | 1 | 23.89% | 0% | 0% | 1 | 0 | 2 | 0% | 0% | 0% | 1 | 55.64% | 5.717% | 0% | 2 | 6.225% | 2.705% | 0% | 1 | 16.44% | 3.035% | 0% | 1 | 60.09% | 6.354% | 0% | 2 | 0.3948% | 2.546% | 0% | 1 | 8.774% | 2.78% | 0% | 1 |  | 4.704% | 0% | 1 | 7 | 3.916% | 0% | 1 | 20.89% | 0% | 0% | 1 | 0 | 2 | 0% | 0% | 0% | 1 | 60.52% | 3.08% | 0% | 2 | 6.497% | 1.301% | 0% | 1 | 13.26% | 1.402% | 0% | 1 | 63.81% | 3.361% | 0% | 2 | 0.4744% | 1.222% | 0% | 1 | 5.348% | 1.285% | 0% | 1 |  | 2.386% | 0% | 1 | 7 | 2.084% | 0% | 1 | 18.39% | 0% | 0% | 1 | 0 | 2 | 0.5607% | 0% | 0.5607% | 1 | 55.38% | 1.537% | 0% | 2 | 4.664% | 0.7193% | 0% | 1 | 17.01% | 0.8264% | 0% | 1 | 63.78% | 1.893% | 0% | 2 | 2.833% | 0.7058% | 0% | 1 | 3.894% | 0.7136% | 0% | 1
295 | Rancho Seco - Bellota (Proposed) | NORTHERN CALIFORNIA | 0 | 0 | 10 | 0% | 0% | 1 | 11.55 | 0% | 0% | 1 | 6.9% | 0% | 0% | 1 | 0 | 2 | 25.8% | 0% | 25.8% | 2 | 65.19% | 0% | 0% | 2 | 53.18% | 0% | 0% | 2 | 70.68% | 0% | 0% | 3 | 82.38% | 0% | 0% | 3 | 48.18% | 0% | 0% | 1 | 22.22% | 0% | 0% | 1 |  | 0% | 0% | 1 | 18.6307 | 0% | 0% | 2 | 18.12% | 0% | 0% | 1 | 0 | 2 | 18.45% | 0% | 18.45% | 1 | 46.26% | 0% | 0% | 1 | 36.75% | 0% | 0% | 1 | 67.11% | 0% | 0% | 2 | 74.24% | 0% | 0% | 3 | 30.54% | 0% | 0% | 1 | 17.19% | 0% | 0% | 1 |  | 0% | 0% | 1 | 15.472 | 0% | 0% | 2 | 25.3% | 0% | 0% | 1 | 0 | 2 | 17.35% | 0% | 17.35% | 1 | 47.34% | 0% | 0% | 1 | 25.6% | 0% | 0% | 1 | 49.94% | 0% | 0% | 1 | 66.14% | 0% | 0% | 2 | 32.31% | 0% | 0% | 1 | 13.72% | 0% | 0% | 1 |  | 0% | 0% | 1 | 14.5918 | 0% | 0% | 2 | 23.03% | 0% | 0% | 1 | 0 | 2 | 21.47% | 0% | 21.47% | 2 | 52.07% | 0% | 0% | 2 | 19.93% | 0% | 0% | 1 | 42.48% | 0% | 0% | 1 | 67.01% | 0% | 0% | 2 | 32.46% | 0% | 0% | 1 | 13.05% | 0% | 0% | 1
296 | Midway - Wheeler Ridge (Proposed) | SPGE | 150 | 1500 | 10 | 16.16% | 0% | 1 | 5.7778 | 16.61% | 0% | 1 | 49.95% | 9.252% | 0% | 1 | 0 | 2 | 0% | 0% | 0% | 1 | 8.65% | 3.5% | 0% | 1 | 32.11% | 4.709% | 0% | 1 | 42.97% | 5.606% | 0% | 1 | 44.07% | 5.716% | 0% | 1 | 0% | 3.197% | 0% | 1 | 0.5086% | 3.213% | 0% | 1 |  | 7.248% | 0% | 1 | 6.4111 | 5.943% | 0% | 1 | 45.03% | 3.588% | 0% | 1 | 0 | 2 | 0% | 0% | 0% | 1 | 20.31% | 1.441% | 0% | 1 | 36.94% | 1.821% | 0% | 1 | 49.01% | 2.252% | 0% | 1 | 58.65% | 2.777% | 0% | 2 | 2.1% | 1.173% | 0% | 1 | 0.4753% | 1.154% | 0% | 1 |  | 4.945% | 0% | 1 | 6.8817 | 2.394% | 0% | 1 | 40.7% | 3.588% | 0% | 1 | 0 | 2 | 0% | 0% | 0% | 1 | 22.11% | 0.7585% | 0% | 1 | 38.27% | 0.957% | 0% | 1 | 56.85% | 1.369% | 0% | 2 | 63.29% | 1.609% | 0% | 2 | 4.272% | 0.6172% | 0% | 1 | 5.54% | 0.6255% | 0% | 1 |  | 3.368% | 0% | 1 | 8.1915 | 1.639% | 0% | 1 | 43.04% | 3.588% | 0% | 1 | 0 | 2 | 1.979% | 0.1733% | 2.152% | 2 | 21.56% | 0.4906% | 0% | 1 | 30.06% | 0.5502% | 0% | 1 | 54.23% | 0.8407% | 0% | 2 | 60.18% | 0.9663% | 0% | 2 | 6.914% | 0.4134% | 0% | 1 | 5.474% | 0.4071% | 0% | 1
297 | Suncrest - Ocotillo (Proposed) | GREATER IMPERIAL | 0 | 0 | 10 | 0% | 0% | 1 | 4.9213 | 0% | 0% | 1 | 0.05569% | 0% | 0% | 1 | 0 | 2 | 0.6127% | 99.39% | 100% | 5 | 0.001213% | 0% | 0% | 1 | 32.33% | 0% | 0% | 1 | 41.83% | 0% | 0% | 1 | 53.6% | 0% | 0% | 2 | 75.89% | 0% | 0% | 3 | 2.792% | 0% | 0% | 1 |  | 0% | 0% | 1 | 7.2004 | 0% | 0% | 1 | 0.1116% | 0% | 0% | 1 | 0 | 2 | 9.89% | 90.11% | 100% | 5 | 7.81% | 0% | 0% | 1 | 29.8% | 0% | 0% | 1 | 42.09% | 0% | 0% | 1 | 54.62% | 0% | 0% | 2 | 69.56% | 0% | 0% | 2 | 3.525% | 0% | 0% | 1 |  | 0% | 0% | 1 | 8.7987 | 0% | 0% | 1 | 0.2198% | 0% | 0% | 1 | 0 | 2 | 23.4% | 75.28% | 98.67% | 5 | 9.937% | 0% | 0% | 1 | 27.1% | 0% | 0% | 1 | 43.2% | 0% | 0% | 1 | 57.26% | 0% | 0% | 2 | 62.12% | 0% | 0% | 2 | 3.302% | 0% | 0% | 1 |  | 0% | 0% | 1 | 11.4352 | 0% | 0% | 1 | 0.2107% | 0% | 0% | 1 | 0 | 2 | 21.62% | 76.84% | 98.45% | 5 | 11.93% | 0% | 0% | 1 | 25.17% | 0% | 0% | 1 | 47.19% | 0% | 0% | 1 | 59.04% | 0% | 0% | 2 | 60.89% | 0% | 0% | 2 | 3.771% | 0% | 0% | 1
298 | North Gila - IV (Proposed) | GREATER IMPERIAL | 0 | 0 | 10 | 0% | 0% | 1 | 4.1196 | 0% | 0% | 1 | 21.06% | 0% | 0% | 1 | 0 | 2 | 0% | 0% | 0% | 1 | 0% | 0% | 0% | 1 | 72.64% | 0% | 0% | 3 | 72.64% | 0% | 0% | 3 | 72.64% | 0% | 0% | 3 | 35.71% | 0% | 0% | 1 | 13.23% | 0% | 0% | 1 |  | 0% | 0% | 1 | 6 | 0% | 0% | 1 | 57.28% | 0% | 0% | 2 | 0 | 2 | 0% | 0% | 0% | 1 | 0.673% | 0% | 0% | 1 | 33.03% | 0% | 0% | 1 | 33.03% | 0% | 0% | 1 | 33.7% | 0% | 0% | 1 | 11.91% | 0% | 0% | 1 | 8.307% | 0% | 0% | 1 |  | 0% | 0% | 1 | 8 | 0% | 0% | 1 | 62.57% | 0% | 0% | 2 | 0 | 2 | 0% | 0% | 0% | 1 | 3.72% | 0% | 0% | 1 | 20.19% | 0% | 0% | 1 | 20.19% | 0% | 0% | 1 | 23.91% | 0% | 0% | 1 | 10.18% | 0% | 0% | 1 | 5.783% | 0% | 0% | 1 |  | 0% | 0% | 1 | 8.4922 | 0% | 0% | 1 | 64.15% | 0% | 0% | 2 | 0 | 2 | 0% | 0% | 0% | 1 | 4.448% | 0% | 0% | 1 | 15.26% | 0% | 0% | 1 | 15.26% | 0% | 0% | 1 | 19.7% | 0% | 0% | 1 | 8.849% | 0% | 0% | 1 | 5.063% | 0% | 0% | 1
299 | Lugo - Pisgah (Proposed) | GREATER KRAMER | 0 | 0 | 10 | 0% | 0% | 1 | 63 | 0% | 0% | 4 | 0% | 0% | 0% | 1 | 0 | 2 | 0% | 0% | 0% | 1 | 0.1002% | 0% | 0% | 1 | 6.734% | 0% | 0% | 1 | 6.178% | 0% | 0% | 1 | 9.154% | 0% | 0% | 1 | 78.96% | 0% | 0% | 3 | 0.03464% | 0% | 0% | 1 |  | 0% | 0% | 1 | 44.2333 | 0% | 0% | 4 | 0% | 0% | 0% | 1 | 0 | 2 | 0.2024% | 0% | 0.2024% | 1 | 18.98% | 0% | 0% | 1 | 6.381% | 0% | 0% | 1 | 6.652% | 0% | 0% | 1 | 26.95% | 0% | 0% | 1 | 66.51% | 0% | 0% | 2 | 0.08395% | 0% | 0% | 1 |  | 0% | 0% | 1 | 39.25 | 0% | 0% | 4 | 0.4147% | 0% | 0% | 1 | 0 | 2 | 15.36% | 0% | 15.36% | 1 | 24.95% | 0% | 0% | 1 | 14.88% | 0% | 0% | 1 | 20.59% | 0% | 0% | 1 | 42.26% | 0% | 0% | 1 | 52.01% | 0% | 0% | 2 | 0.1995% | 0% | 0% | 1 |  | 0% | 0% | 1 | 38 | 0% | 0% | 4 | 0.3682% | 0% | 0% | 1 | 0 | 2 | 17.96% | 0.5647% | 18.52% | 2 | 25.78% | 0% | 0% | 1 | 21.74% | 0% | 0% | 1 | 27.14% | 0% | 0% | 1 | 48.27% | 0% | 0% | 1 | 41.38% | 0% | 0% | 1 | 0.5506% | 0% | 0% | 1
300 | Crow Creek | SPGE | 0 | 0 | 10 | 0% | 0% | 1 | 7.5263 | 0% | 0% | 1 | 47.55% | 0% | 0% | 1 | 0 | 2 | 11.64% | 0% | 11.64% | 1 | 28.04% | 0% | 0% | 1 | 11.58% | 0% | 0% | 1 | 19.3% | 0% | 0% | 1 | 45.91% | 0% | 0% | 1 | 25.15% | 0% | 0% | 1 | 1.888% | 0% | 0% | 1 |  | 0% | 0% | 1 | 10.1206 | 0% | 0% | 1 | 40.61% | 0% | 0% | 1 | 0 | 2 | 26.49% | 0% | 26.49% | 2 | 48.06% | 0% | 0% | 1 | 12.33% | 0% | 0% | 1 | 20.3% | 0% | 0% | 1 | 58.61% | 0% | 0% | 2 | 29.79% | 0% | 0% | 1 | 3.502% | 0% | 0% | 1 |  | 0% | 0% | 1 | 11 | 0% | 0% | 1 | 41.61% | 0% | 0% | 1 | 0 | 2 | 17.32% | 0% | 17.32% | 1 | 44.62% | 0% | 0% | 1 | 9.632% | 0% | 0% | 1 | 16.31% | 0% | 0% | 1 | 52.06% | 0% | 0% | 2 | 29.65% | 0% | 0% | 1 | 3.395% | 0% | 0% | 1 |  | 0% | 0% | 1 | 10.6674 | 0% | 0% | 1 | 41.24% | 0% | 0% | 1 | 0 | 2 | 15.36% | 0% | 15.36% | 1 | 44.91% | 0% | 0% | 1 | 12.5% | 0% | 0% | 1 | 18.32% | 0% | 0% | 1 | 52.24% | 0% | 0% | 2 | 29.09% | 0% | 0% | 1 | 4.41% | 0% | 0% | 1
301 | Harry Allen | NEVADA MAJOR | 0 | 0 | 0 | 0% | 0% | 1 | 0 | 0% | 0% | 1 | 0% | 0% | 0% | 1 | 0 | 2 | 0% | 0% | 0% | 1 | 0% | 0% | 0% | 1 | 0% | 0% | 0% | 1 | 0% | 0% | 0% | 1 | 0% | 0% | 0% | 1 | 0% | 0% | 0% | 1 | 0% | 0% | 0% | 1 |  | 0% | 0% | 1 | 0 | 0% | 0% | 1 | 0% | 0% | 0% | 1 | 0 | 2 | 0% | 0% | 0% | 1 | 0% | 0% | 0% | 1 | 0% | 0% | 0% | 1 | 0% | 0% | 0% | 1 | 0% | 0% | 0% | 1 | 0% | 0% | 0% | 1 | 0% | 0% | 0% | 1 |  | 0% | 0% | 1 | 0 | 0% | 0% | 1 | 0% | 0% | 0% | 1 | 0 | 2 | 0% | 0% | 0% | 1 | 0% | 0% | 0% | 1 | 0% | 0% | 0% | 1 | 0% | 0% | 0% | 1 | 0% | 0% | 0% | 1 | 0% | 0% | 0% | 1 | 0% | 0% | 0% | 1 |  | 0% | 0% | 1 | 0 | 0% | 0% | 1 | 0% | 0% | 0% | 1 | 0 | 2 | 0% | 0% | 0% | 1 | 0% | 0% | 0% | 1 | 0% | 0% | 0% | 1 | 0% | 0% | 0% | 1 | 0% | 0% | 0% | 1 | 0% | 0% | 0% | 1 | 0% | 0% | 0% | 1
302 | Kirker | NORTHERN CALIFORNIA | 0 | 0 | 10 | 0% | 0% | 1 | 6.9377 | 0% | 0% | 1 | 0% | 0% | 0% | 1 | 0 | 2 | 39.37% | 0% | 39.37% | 2 | 46.16% | 0% | 0% | 1 | 69.65% | 0% | 0% | 2 | 40.37% | 0% | 0% | 1 | 71.18% | 0% | 0% | 3 | 17.82% | 0% | 0% | 1 | 59.34% | 0% | 0% | 2 |  | 0% | 0% | 1 | 6.6183 | 0% | 0% | 1 | 0.003388% | 0% | 0% | 1 | 0 | 2 | 15.68% | 2.772% | 18.45% | 2 | 24.97% | 0% | 0% | 1 | 46.85% | 0% | 0% | 1 | 36.69% | 0% | 0% | 1 | 54.61% | 0% | 0% | 2 | 9.385% | 0% | 0% | 1 | 30.87% | 0% | 0% | 1 |  | 0% | 0% | 1 | 15.2857 | 0% | 0% | 2 | 3.325% | 0% | 0% | 1 | 0 | 2 | 14.79% | 4.503% | 19.3% | 2 | 21.19% | 0% | 0% | 1 | 47.63% | 0% | 0% | 1 | 45.02% | 0% | 0% | 1 | 59.16% | 0% | 0% | 2 | 12.25% | 0% | 0% | 1 | 21.05% | 0% | 0% | 1 |  | 0% | 0% | 1 | 19.3333 | 0% | 0% | 2 | 16.21% | 0% | 0% | 1 | 0 | 2 | 18.91% | 7.652% | 26.56% | 2 | 24.21% | 0% | 0% | 1 | 41.95% | 0% | 0% | 1 | 47.53% | 0% | 0% | 1 | 60.64% | 0% | 0% | 2 | 13.28% | 0% | 0% | 1 | 18.07% | 0% | 0% | 1
303 | Oro Loma | SPGE | 75 | 750 | 5 | 2.67% | 0% | 1 | 7 | 17.59% | 0% | 1 | 36.81% | 2.624% | 0% | 1 | 0 | 2 | 0% | 0% | 0% | 1 | 0% | 1.559% | 0% | 1 | 0% | 1.559% | 0% | 1 | 12.23% | 1.777% | 0% | 1 | 12.23% | 1.777% | 0% | 1 | 0% | 1.559% | 0% | 1 | 1.211% | 1.579% | 0% | 1 |  | 0.8262% | 0% | 1 | 7.9507 | 6.005% | 0% | 1 | 36.19% | 0.589% | 0% | 1 | 0 | 2 | 0% | 0% | 0% | 1 | 10.82% | 0.4853% | 0% | 1 | 1.003% | 0.4372% | 0% | 1 | 6.546% | 0.4631% | 0% | 1 | 14.55% | 0.5065% | 0% | 1 | 3.575% | 0.4489% | 0% | 1 | 2.792% | 0.4452% | 0% | 1 |  | 0.6365% | 0% | 1 | 7.6826 | 1.039% | 0% | 1 | 39.42% | 0.589% | 0% | 1 | 0 | 2 | 0% | 0% | 0% | 1 | 32.59% | 0.2848% | 0% | 1 | 3.18% | 0.1983% | 0% | 1 | 12.95% | 0.2205% | 0% | 1 | 38.74% | 0.3134% | 0% | 1 | 10.16% | 0.2137% | 0% | 1 | 4.227% | 0.2005% | 0% | 1 |  | 0.4808% | 0% | 1 | 7.125 | 0.4903% | 0% | 1 | 36.98% | 0.589% | 0% | 1 | 0 | 2 | 0.00789% | 0% | 0.00789% | 1 | 42.81% | 0.1964% | 0% | 1 | 12.8% | 0.1288% | 0% | 1 | 20.56% | 0.1414% | 0% | 1 | 49.53% | 0.2226% | 0% | 1 | 14.91% | 0.132% | 0% | 1 | 4.795% | 0.118% | 0% | 1
304 | Logan Creek | NORTHERN CALIFORNIA | 0 | 0 | 10 | 0% | 0% | 1 | 6.5909 | 0% | 0% | 1 | 51.96% | 0% | 0% | 2 | 0 | 2 | 0% | 0% | 0% | 1 | 13.73% | 0% | 0% | 1 | 0% | 0% | 0% | 1 | 0% | 0% | 0% | 1 | 13.73% | 0% | 0% | 1 | 5.182% | 0% | 0% | 1 | 2.282% | 0% | 0% | 1 |  | 0% | 0% | 1 | 5.6227 | 0% | 0% | 1 | 35.49% | 0% | 0% | 1 | 0 | 2 | 5.676% | 0% | 5.676% | 1 | 24.64% | 0% | 0% | 1 | 2.72% | 0% | 0% | 1 | 5.435% | 0% | 0% | 1 | 28.68% | 0% | 0% | 1 | 23.09% | 0% | 0% | 1 | 4.002% | 0% | 0% | 1 |  | 0% | 0% | 1 | 6.1774 | 0% | 0% | 1 | 30.15% | 0% | 0% | 1 | 0 | 2 | 14.27% | 0% | 14.27% | 1 | 32.33% | 0% | 0% | 1 | 5.273% | 0% | 0% | 1 | 10.12% | 0% | 0% | 1 | 39.35% | 0% | 0% | 1 | 29.5% | 0% | 0% | 1 | 3.726% | 0% | 0% | 1 |  | 0% | 0% | 1 | 6.8916 | 0% | 0% | 1 | 30.05% | 0% | 0% | 1 | 0 | 2 | 18.89% | 0% | 18.89% | 1 | 36.89% | 0% | 0% | 1 | 9.426% | 0% | 0% | 1 | 18.04% | 0% | 0% | 1 | 49.37% | 0% | 0% | 1 | 31.31% | 0% | 0% | 1 | 5.358% | 0% | 0% | 1
305 | Julian Hinds | RIVERSIDE | 0 | 0 | 10 | 0% | 0% | 1 | 1.9686 | 0% | 0% | 1 | 0% | 0% | 0% | 1 | 0 | 2 | 0% | 0% | 0% | 1 | 100% | 0% | 0% | 5 | 58.41% | 0% | 0% | 2 | 44.83% | 0% | 0% | 1 | 100% | 0% | 0% | 5 | 5.274% | 0% | 0% | 1 | 0% | 0% | 0% | 1 |  | 0% | 0% | 1 | 3.3952 | 0% | 0% | 1 | 0% | 0% | 0% | 1 | 0 | 2 | 0% | 0% | 0% | 1 | 99.38% | 0% | 0% | 5 | 23.82% | 0% | 0% | 1 | 12.12% | 0% | 0% | 1 | 99.38% | 0% | 0% | 5 | 20.92% | 0% | 0% | 1 | 0% | 0% | 0% | 1 |  | 0% | 0% | 1 | 5.4907 | 0% | 0% | 1 | 0% | 0% | 0% | 1 | 0 | 2 | 0% | 0% | 0% | 1 | 17.8% | 0% | 0% | 1 | 36.66% | 0% | 0% | 1 | 3.598% | 0% | 0% | 1 | 51.22% | 0% | 0% | 2 | 45.72% | 0% | 0% | 1 | 0% | 0% | 0% | 1 |  | 0% | 0% | 1 | 5.1958 | 0% | 0% | 1 | 0% | 0% | 0% | 1 | 0 | 2 | 0% | 0% | 0% | 1 | 10.99% | 0% | 0% | 1 | 22.67% | 0% | 0% | 1 | 7.407% | 0% | 0% | 1 | 34.02% | 0% | 0% | 1 | 36.33% | 0% | 0% | 1 | 0.5767% | 0% | 0% | 1
306 | Hollister | SPGE | 0 | 0 | 10 | 0% | 0% | 1 | 16.7688 | 0% | 0% | 2 | 26.81% | 0% | 0% | 1 | 0 | 2 | 2.869% | 0% | 2.869% | 1 | 9.543% | 0% | 0% | 1 | 20.29% | 0% | 0% | 1 | 26.42% | 0% | 0% | 1 | 34.46% | 0% | 0% | 1 | 13.59% | 0% | 0% | 1 | 6.769% | 0% | 0% | 1 |  | 0% | 0% | 1 | 10.5757 | 0% | 0% | 1 | 14.79% | 0% | 0% | 1 | 0 | 2 | 19.36% | 0% | 19.36% | 1 | 45.14% | 0% | 0% | 1 | 15.56% | 0% | 0% | 1 | 26.08% | 0% | 0% | 1 | 60.57% | 0% | 0% | 2 | 36.03% | 0% | 0% | 1 | 4.425% | 0% | 0% | 1 |  | 0% | 0% | 1 | 8.8724 | 0% | 0% | 1 | 10.93% | 0% | 0% | 1 | 0 | 2 | 33.06% | 1.479% | 34.54% | 2 | 56.96% | 0% | 0% | 2 | 13.96% | 0% | 0% | 1 | 27.38% | 0% | 0% | 1 | 69.22% | 0% | 0% | 2 | 48.64% | 0% | 0% | 1 | 4.39% | 0% | 0% | 1 |  | 0% | 0% | 1 | 8.4851 | 0% | 0% | 1 | 13.62% | 0% | 0% | 1 | 0 | 2 | 35.53% | 2.403% | 37.94% | 2 | 60.39% | 0% | 0% | 2 | 12.91% | 0% | 0% | 1 | 24.75% | 0% | 0% | 1 | 69.8% | 0% | 0% | 2 | 51.14% | 0% | 0% | 2 | 3.736% | 0% | 0% | 1
307 | Boulevard | GREATER IMPERIAL | 17.4 | 174 | 10 | 2.187% | 0% | 1 | 13.2314 | 11.87% | 0% | 2 | 0% | 0% | 0% | 1 | 0 | 2 | 100% | 0% | 100% | 5 | 13.97% | 0.6566% | 0% | 1 | 14.67% | 0.662% | 0% | 1 | 41.89% | 0.9721% | 0% | 1 | 56.81% | 1.308% | 0% | 2 | 36.65% | 0.8916% | 0% | 1 | 1.698% | 0.5747% | 0% | 1 |  | 0.9251% | 0% | 1 | 10.8333 | 1.336% | 0% | 1 | 0.2644% | 0% | 0% | 1 | 0 | 2 | 66.54% | 30.83% | 97.37% | 5 | 10.81% | 0.2905% | 0% | 1 | 9.464% | 0.2861% | 0% | 1 | 28.63% | 0.363% | 0% | 1 | 40.13% | 0.4327% | 0% | 1 | 48.92% | 0.5071% | 0% | 1 | 1.657% | 0.2634% | 0% | 1 |  | 0.7338% | 0% | 1 | 9.4522 | 0.5967% | 0% | 1 | 0.3836% | 0% | 0% | 1 | 0 | 2 | 42.19% | 50.49% | 92.68% | 5 | 9.125% | 0.1791% | 0% | 1 | 19.51% | 0.2022% | 0% | 1 | 27.84% | 0.2255% | 0% | 1 | 46.41% | 0.3037% | 0% | 1 | 51.67% | 0.3368% | 0% | 2 | 2.271% | 0.1665% | 0% | 1 |  | 0.5805% | 0% | 1 | 9 | 0.3346% | 0% | 1 | 0.2583% | 0% | 0% | 1 | 0 | 2 | 28.1% | 57.21% | 85.31% | 5 | 12.94% | 0.1239% | 0% | 1 | 22.86% | 0.1398% | 0% | 1 | 32.89% | 0.1607% | 0% | 1 | 53.44% | 0.2316% | 0% | 2 | 54.32% | 0.2361% | 0% | 2 | 2.696% | 0.1108% | 0% | 1
308 | Llagas | NORTHERN CALIFORNIA | 0 | 0 | 10 | 0% | 0% | 1 | 18.9007 | 0% | 0% | 2 | 26.76% | 0% | 0% | 1 | 0 | 2 | 28.91% | 7.759% | 36.67% | 2 | 53.55% | 0% | 0% | 2 | 0% | 0% | 0% | 1 | 3.474% | 0% | 0% | 1 | 53.55% | 0% | 0% | 2 | 25.29% | 0% | 0% | 1 | 2.402% | 0% | 0% | 1 |  | 0% | 0% | 1 | 15 | 0% | 0% | 2 | 15.76% | 0% | 0% | 1 | 0 | 2 | 34.36% | 14.51% | 48.87% | 3 | 50.03% | 0% | 0% | 2 | 3.647% | 0% | 0% | 1 | 10.25% | 0% | 0% | 1 | 53.4% | 0% | 0% | 2 | 34.28% | 0% | 0% | 1 | 4.064% | 0% | 0% | 1 |  | 0% | 0% | 1 | 17.3087 | 0% | 0% | 2 | 15.54% | 0% | 0% | 1 | 0 | 2 | 35.18% | 12.23% | 47.4% | 3 | 52.52% | 0% | 0% | 2 | 8.563% | 0% | 0% | 1 | 14.31% | 0% | 0% | 1 | 58.93% | 0% | 0% | 2 | 37.33% | 0% | 0% | 1 | 4.65% | 0% | 0% | 1 |  | 0% | 0% | 1 | 14.8014 | 0% | 0% | 2 | 13.26% | 0% | 0% | 1 | 0 | 2 | 37.59% | 9.361% | 46.95% | 2 | 53.57% | 0% | 0% | 2 | 16.14% | 0% | 0% | 1 | 23.97% | 0% | 0% | 1 | 67.31% | 0% | 0% | 2 | 45.17% | 0% | 0% | 1 | 4.4% | 0% | 0% | 1
309 | Miller | SPGE | 0 | 0 | 10 | 0% | 0% | 1 | 7.2903 | 0% | 0% | 1 | 47.38% | 0% | 0% | 1 | 0 | 2 | 0% | 0% | 0% | 1 | 29.71% | 0% | 0% | 1 | 36.37% | 0% | 0% | 1 | 42.29% | 0% | 0% | 1 | 69.4% | 0% | 0% | 2 | 7.894% | 0% | 0% | 1 | 1.205% | 0% | 0% | 1 |  | 0% | 0% | 1 | 7.7051 | 0% | 0% | 1 | 35.75% | 0% | 0% | 1 | 0 | 2 | 7.278% | 0% | 7.278% | 1 | 33.77% | 0% | 0% | 1 | 12.36% | 0% | 0% | 1 | 20.21% | 0% | 0% | 1 | 49.06% | 0% | 0% | 1 | 27.74% | 0% | 0% | 1 | 2.503% | 0% | 0% | 1 |  | 0% | 0% | 1 | 8.9335 | 0% | 0% | 1 | 30.01% | 0% | 0% | 1 | 0 | 2 | 19.7% | 0% | 19.7% | 1 | 40.58% | 0% | 0% | 1 | 9.156% | 0% | 0% | 1 | 14.86% | 0% | 0% | 1 | 49.93% | 0% | 0% | 1 | 34% | 0% | 0% | 1 | 6.479% | 0% | 0% | 1 |  | 0% | 0% | 1 | 8.8908 | 0% | 0% | 1 | 29.01% | 0% | 0% | 1 | 0 | 2 | 20.18% | 0% | 20.18% | 2 | 47.19% | 0% | 0% | 1 | 10.97% | 0% | 0% | 1 | 18.26% | 0% | 0% | 1 | 54.36% | 0% | 0% | 2 | 34.54% | 0% | 0% | 1 | 5.66% | 0% | 0% | 1
310 | Madison | NORTHERN CALIFORNIA | 13 | 130 | 5 | 4.647% | 0% | 1 | 8.6296 | 12.76% | 0% | 1 | 62.24% | 1.846% | 0% | 2 | 0 | 2 | 2.527% | 0% | 2.527% | 1 | 70.48% | 1.103% | 0% | 3 | 0% | 0.3255% | 0% | 1 | 0% | 0.3255% | 0% | 1 | 70.48% | 1.103% | 0% | 3 | 6.776% | 0.3492% | 0% | 1 | 2.927% | 0.3354% | 0% | 1 |  | 1.351% | 0% | 1 | 7.9323 | 0.9402% | 0% | 1 | 50.27% | 0.5891% | 0% | 2 | 0 | 2 | 12.78% | 0% | 12.78% | 1 | 64.21% | 0.2389% | 0% | 2 | 2.237% | 0.08744% | 0% | 1 | 3.288% | 0.08839% | 0% | 1 | 65.67% | 0.249% | 0% | 2 | 15.13% | 0.1007% | 0% | 1 | 2.333% | 0.08753% | 0% | 1 |  | 0.8503% | 0% | 1 | 7.8564 | 0.2975% | 0% | 1 | 49.7% | 0.5891% | 0% | 1 | 0 | 2 | 16.44% | 0% | 16.44% | 1 | 61.97% | 0.1124% | 0% | 2 | 6.906% | 0.04593% | 0% | 1 | 14.91% | 0.05025% | 0% | 1 | 69.49% | 0.1402% | 0% | 2 | 16.43% | 0.05117% | 0% | 1 | 3.139% | 0.04414% | 0% | 1 |  | 0.4161% | 0% | 1 | 8.5358 | 0.1592% | 0% | 1 | 49.47% | 0.5891% | 0% | 1 | 0 | 2 | 21.55% | 0% | 21.55% | 2 | 57.78% | 0.05813% | 0% | 2 | 11.71% | 0.0278% | 0% | 1 | 25.12% | 0.03278% | 0% | 1 | 69.51% | 0.08051% | 0% | 2 | 18.89% | 0.03026% | 0% | 1 | 3.665% | 0.02548% | 0% | 1
311 | New Melones | NORTHERN CALIFORNIA | 0 | 0 | 10 | 0% | 0% | 1 | 21.5493 | 0% | 0% | 3 | 0% | 0% | 0% | 1 | 0 | 2 | 95.84% | 0% | 95.84% | 5 | 40.77% | 0% | 0% | 1 | 50.81% | 0% | 0% | 2 | 45.72% | 0% | 0% | 1 | 59.8% | 0% | 0% | 2 | 58.01% | 0% | 0% | 2 | 7.474% | 0% | 0% | 1 |  | 0% | 0% | 1 | 14.125 | 0% | 0% | 2 | 0.1605% | 0% | 0% | 1 | 0 | 2 | 71.08% | 0.00648% | 71.09% | 3 | 64.51% | 0% | 0% | 2 | 44.11% | 0% | 0% | 1 | 51.79% | 0% | 0% | 2 | 83% | 0% | 0% | 3 | 64.34% | 0% | 0% | 2 | 8.584% | 0% | 0% | 1 |  | 0% | 0% | 1 | 10.8086 | 0% | 0% | 1 | 0.655% | 0% | 0% | 1 | 0 | 2 | 53.64% | 1.762% | 55.4% | 3 | 72.59% | 0% | 0% | 3 | 26.68% | 0% | 0% | 1 | 36.28% | 0% | 0% | 1 | 84.16% | 0% | 0% | 3 | 73.58% | 0% | 0% | 3 | 8.827% | 0% | 0% | 1 |  | 0% | 0% | 1 | 11.4006 | 0% | 0% | 1 | 2.672% | 0% | 0% | 1 | 0 | 2 | 44.37% | 4.506% | 48.88% | 2 | 71.23% | 0% | 0% | 3 | 22.72% | 0% | 0% | 1 | 37.58% | 0% | 0% | 1 | 85.09% | 0% | 0% | 3 | 65.45% | 0% | 0% | 2 | 8.227% | 0% | 0% | 1
312 | Waukena | SPGE | 0 | 0 | 10 | 0% | 0% | 1 | 7.6158 | 0% | 0% | 1 | 26.23% | 0% | 0% | 1 | 0 | 2 | 0% | 0% | 0% | 1 | 9.256% | 0% | 0% | 1 | 0.1916% | 0% | 0% | 1 | 27.57% | 0% | 0% | 1 | 34.66% | 0% | 0% | 1 | 0% | 0% | 0% | 1 | 8.668% | 0% | 0% | 1 |  | 0% | 0% | 1 | 7.1443 | 0% | 0% | 1 | 35.06% | 0% | 0% | 1 | 0 | 2 | 0% | 0% | 0% | 1 | 5.743% | 0% | 0% | 1 | 2.353% | 0% | 0% | 1 | 11.24% | 0% | 0% | 1 | 15.76% | 0% | 0% | 1 | 0% | 0% | 0% | 1 | 5.105% | 0% | 0% | 1 |  | 0% | 0% | 1 | 7.7762 | 0% | 0% | 1 | 35.28% | 0% | 0% | 1 | 0 | 2 | 0% | 0% | 0% | 1 | 13.39% | 0% | 0% | 1 | 1.458% | 0% | 0% | 1 | 5.564% | 0% | 0% | 1 | 18.39% | 0% | 0% | 1 | 0% | 0% | 0% | 1 | 3.284% | 0% | 0% | 1 |  | 0% | 0% | 1 | 8.825 | 0% | 0% | 1 | 35.92% | 0% | 0% | 1 | 0 | 2 | 0% | 0% | 0% | 1 | 16.76% | 0% | 0% | 1 | 3.744% | 0% | 0% | 1 | 8.783% | 0% | 0% | 1 | 24.68% | 0% | 0% | 1 | 0.006401% | 0% | 0% | 1 | 2.784% | 0% | 0% | 1
313 | Colgate | NORTHERN CALIFORNIA | 0 | 0 | 10 | 0% | 0% | 1 | 16.7445 | 0% | 0% | 2 | 0.3295% | 0% | 0% | 1 | 0 | 2 | 79.01% | 18.93% | 97.95% | 5 | 97.47% | 0% | 0% | 5 | 1.4% | 0% | 0% | 1 | 16.3% | 0% | 0% | 1 | 97.47% | 0% | 0% | 5 | 43.21% | 0% | 0% | 1 | 2.638% | 0% | 0% | 1 |  | 0% | 0% | 1 | 19.2934 | 0% | 0% | 2 | 0.2105% | 0% | 0% | 1 | 0 | 2 | 60.6% | 38.8% | 99.4% | 5 | 87.2% | 0% | 0% | 3 | 10.91% | 0% | 0% | 1 | 22.23% | 0% | 0% | 1 | 92.76% | 0% | 0% | 4 | 45.63% | 0% | 0% | 1 | 2.637% | 0% | 0% | 1 |  | 0% | 0% | 1 | 20.85 | 0% | 0% | 3 | 0.3311% | 0% | 0% | 1 | 0 | 2 | 53.4% | 39.16% | 92.56% | 5 | 76.46% | 0% | 0% | 3 | 13.31% | 0% | 0% | 1 | 21.43% | 0% | 0% | 1 | 84.12% | 0% | 0% | 3 | 43.01% | 0% | 0% | 1 | 3.491% | 0% | 0% | 1 |  | 0% | 0% | 1 | 19.5495 | 0% | 0% | 2 | 1.91% | 0% | 0% | 1 | 0 | 2 | 48.62% | 38.39% | 87.01% | 5 | 68.02% | 0% | 0% | 2 | 13.21% | 0% | 0% | 1 | 18.52% | 0% | 0% | 1 | 78.26% | 0% | 0% | 3 | 37.41% | 0% | 0% | 1 | 5.402% | 0% | 0% | 1
314 | New Sub - Pit 1 - Cottonwood (Proposed) | NORTHERN CALIFORNIA | 0 | 0 | 10 | 0% | 0% | 1 | 4.6266 | 0% | 0% | 1 | 0.2397% | 0% | 0% | 1 | 0 | 2 | 95.88% | 4.117% | 100% | 5 | 74.03% | 0% | 0% | 3 | 3.414% | 0% | 0% | 1 | 3.414% | 0% | 0% | 1 | 74.03% | 0% | 0% | 3 | 71.82% | 0% | 0% | 3 | 5.503% | 0% | 0% | 1 |  | 0% | 0% | 1 | 5.2647 | 0% | 0% | 1 | 0.09355% | 0% | 0% | 1 | 0 | 2 | 86.34% | 11.11% | 97.45% | 5 | 61.46% | 0% | 0% | 2 | 10.16% | 0% | 0% | 1 | 12.96% | 0% | 0% | 1 | 63.82% | 0% | 0% | 2 | 60.79% | 0% | 0% | 2 | 7.424% | 0% | 0% | 1 |  | 0% | 0% | 1 | 5.2511 | 0% | 0% | 1 | 0.1422% | 0% | 0% | 1 | 0 | 2 | 87.96% | 9.293% | 97.25% | 5 | 51.7% | 0% | 0% | 2 | 15.36% | 0% | 0% | 1 | 18.65% | 0% | 0% | 1 | 59.22% | 0% | 0% | 2 | 64.47% | 0% | 0% | 2 | 7.004% | 0% | 0% | 1 |  | 0% | 0% | 1 | 5.0262 | 0% | 0% | 1 | 0.1705% | 0% | 0% | 1 | 0 | 2 | 91.22% | 6.195% | 97.42% | 5 | 49.14% | 0% | 0% | 1 | 23.72% | 0% | 0% | 1 | 26.01% | 0% | 0% | 1 | 61.96% | 0% | 0% | 2 | 67.27% | 0% | 0% | 2 | 6.391% | 0% | 0% | 1
315 | Excelsior | SPGE | 0 | 0 | 10 | 0% | 0% | 1 | 6.3698 | 0% | 0% | 1 | 42.94% | 0% | 0% | 1 | 0 | 2 | 0% | 0% | 0% | 1 | 0% | 0% | 0% | 1 | 0% | 0% | 0% | 1 | 0% | 0% | 0% | 1 | 0% | 0% | 0% | 1 | 0% | 0% | 0% | 1 | 0.1052% | 0% | 0% | 1 |  | 0% | 0% | 1 | 6.0716 | 0% | 0% | 1 | 50.65% | 0% | 0% | 2 | 0 | 2 | 0% | 0% | 0% | 1 | 12.61% | 0% | 0% | 1 | 0.5113% | 0% | 0% | 1 | 0.9308% | 0% | 0% | 1 | 12.61% | 0% | 0% | 1 | 5.777% | 0% | 0% | 1 | 0.2532% | 0% | 0% | 1 |  | 0% | 0% | 1 | 6.4478 | 0% | 0% | 1 | 44.77% | 0% | 0% | 1 | 0 | 2 | 0% | 0% | 0% | 1 | 30.51% | 0% | 0% | 1 | 2.891% | 0% | 0% | 1 | 8.679% | 0% | 0% | 1 | 33.42% | 0% | 0% | 1 | 10.11% | 0% | 0% | 1 | 0.596% | 0% | 0% | 1 |  | 0% | 0% | 1 | 6.5944 | 0% | 0% | 1 | 41.51% | 0% | 0% | 1 | 0 | 2 | 0% | 0% | 0% | 1 | 32.15% | 0% | 0% | 1 | 4.957% | 0% | 0% | 1 | 12.99% | 0% | 0% | 1 | 36.77% | 0% | 0% | 1 | 11.97% | 0% | 0% | 1 | 1.098% | 0% | 0% | 1
316 | Cal Flats | SPGE | 0 | 0 | 10 | 0% | 0% | 1 | 4.2584 | 0% | 0% | 1 | 3.371% | 0% | 0% | 1 | 0 | 2 | 24.01% | 0% | 24.01% | 2 | 6.217% | 0% | 0% | 1 | 0% | 0% | 0% | 1 | 34.01% | 0% | 0% | 1 | 40.23% | 0% | 0% | 1 | 69.74% | 0% | 0% | 2 | 1.317% | 0% | 0% | 1 |  | 0% | 0% | 1 | 4.5183 | 0% | 0% | 1 | 1.02% | 0% | 0% | 1 | 0 | 2 | 34.16% | 0% | 34.16% | 2 | 37.68% | 0% | 0% | 1 | 5.632% | 0% | 0% | 1 | 20.31% | 0% | 0% | 1 | 51.28% | 0% | 0% | 2 | 78.68% | 0% | 0% | 3 | 1.151% | 0% | 0% | 1 |  | 0% | 0% | 1 | 5.1075 | 0% | 0% | 1 | 1.156% | 0% | 0% | 1 | 0 | 2 | 23.53% | 0% | 23.53% | 2 | 44.8% | 0% | 0% | 1 | 6.939% | 0% | 0% | 1 | 20.23% | 0% | 0% | 1 | 56.77% | 0% | 0% | 2 | 62.32% | 0% | 0% | 2 | 0.952% | 0% | 0% | 1 |  | 0% | 0% | 1 | 5.6788 | 0% | 0% | 1 | 5.481% | 0% | 0% | 1 | 0 | 2 | 19.08% | 0% | 19.08% | 1 | 47.11% | 0% | 0% | 1 | 7.629% | 0% | 0% | 1 | 22.91% | 0% | 0% | 1 | 57.73% | 0% | 0% | 2 | 48.8% | 0% | 0% | 1 | 1.176% | 0% | 0% | 1

## Land_OOS_Analysis_Solar_2035
Land-use and environmental criteria analysis for 2035 utility-scale solar resources mapped to Nevada or Arizona areas of the CAISO system for 5, 10, 15, and 20 mile radii from substations. This analysis uses the values from the "LandEnvData_SolarWind_OOS" tab to calculate criteria alignment. |  |  |  | Utility-scale Solar Resource Density Assumption
|  |  |  | 10 | Acres/MW
[6 empty] | 5 Mile Radius Analysis |  |  | 10 Mile Radius Analysis |  |  | 15 Mile Radius Analysis |  |  | 20 Mile Radius Analysis
[6 empty] | WECC Land-Use Screen |  |  | WECC Land-Use Screen |  |  | WECC Land-Use Screen |  |  | WECC Land-Use Screen
OBJECTID | IRP_Substation_Name | RESOLVE_Solar_Area | MWs Mapped | Acres of MWs Mapped | Distance from Substation Selected | Lower Implications Area used by MWs Mapped | High Implications Area used by MWs Mapped | Core Screen Criteria Alignment Level | Lower Implications Area used by MWs Mapped | High Implications Area used by MWs Mapped | Core Screen Criteria Alignment Level | Lower Implications Area used by MWs Mapped | High Implications Area used by MWs Mapped | Core Screen Criteria Alignment Level | Lower Implications Area used by MWs Mapped | High Implications Area used by MWs Mapped | Core Screen Criteria Alignment Level
1 | DELANEY | ARIZONA | 0 | 0 | 10 | 0% | 0% | 1 | 0% | 0% | 1 | 0% | 0% | 1 | 0% | 0% | 1
2 | GAMEBIRD | SNV | 158 | 1580 | 10 | 14.52% | 0% | 1 | 3.026% | 0% | 1 | 1.895% | 0% | 1 | 1.372% | 0% | 1
3 | MOHAVE | SNV | 400 | 4000 | 10 | 112.7% | 237.6% | 5 | 16.16% | 0% | 1 | 8.259% | 0% | 1 | 4.879% | 0% | 1
4 | HASSAYAMPA | ARIZONA | 332 | 3320 | 5 | 10.27% | 0% | 1 | 3.07% | 0% | 1 | 1.603% | 0% | 1 | 0.9335% | 0% | 1
5 | ELDORADO | SNV | 0 | 0 | 10 | 0% | 0% | 1 | 0% | 0% | 1 | 0% | 0% | 1 | 0% | 0% | 1
6 | NORTH GILA | ARIZONA | 0 | 0 | 10 | 0% | 0% | 1 | 0% | 0% | 1 | 0% | 0% | 1 | 0% | 0% | 1
7 | LATHROP | SNV | 0 | 0 | 10 | 0% | 0% | 1 | 0% | 0% | 1 | 0% | 0% | 1 | 0% | 0% | 1
8 | BEATTY | SNV | 0 | 0 | 10 | 0% | 0% | 1 | 0% | 0% | 1 | 0% | 0% | 1 | 0% | 0% | 1
9 | VALLEY (VEA) | SNV | 0 | 0 | 10 | 0% | 0% | 1 | 0% | 0% | 1 | 0% | 0% | 1 | 0% | 0% | 1
10 | INNOVATION | SNV | 300 | 3000 | 10 | 12.15% | 0% | 1 | 4.705% | 0% | 1 | 2.747% | 0% | 1 | 2.02% | 0% | 1
11 | HOODOO WASH | ARIZONA | 926.5 | 9265 | 5 | 22.13% | 0% | 2 | 5.856% | 0% | 1 | 3.419% | 0% | 1 | 2.219% | 0% | 1
12 | VISTA (VEA) | SNV | 0 | 0 | 10 | 0% | 0% | 1 | 0% | 0% | 1 | 0% | 0% | 1 | 0% | 0% | 1
13 | DESERT VIEW | SNV | 0 | 0 | 10 | 0% | 0% | 1 | 0% | 0% | 1 | 0% | 0% | 1 | 0% | 0% | 1
14 | CIELO AZUL | ARIZONA | 2025 | 20250 | 10 | 54.72% | 0% | 3 | 16.55% | 0% | 1 | 8.788% | 0% | 1 | 5.821% | 0% | 1
15 | TROUT CANYON | SNV | 1311 | 13110 | 15 | 313.1% | 4909% | 5 | 38.77% | 0% | 2 | 17.27% | 0% | 1 | 12.95% | 0% | 1
16 | SLOAN CANYON | SNV | 0 | 0 | 10 | 0% | 0% | 1 | 0% | 0% | 1 | 0% | 0% | 1 | 0% | 0% | 1
17 | CHARLESTON PARK | SNV | 0 | 0 | 0 | 0% | 0% | 1 | 0% | 0% | 1 | 0% | 0% | 1 | 0% | 0% | 1
18 | JACKASS FLATS | SNV | 0 | 0 | 0 | 0% | 0% | 1 | 0% | 0% | 1 | 0% | 0% | 1 | 0% | 0% | 1
19 | MCCULLOUGH | SNV | 0 | 0 | 0 | 0% | 0% | 1 | 0% | 0% | 1 | 0% | 0% | 1 | 0% | 0% | 1
20 | MEAD | SNV | 0 | 0 | 0 | 0% | 0% | 1 | 0% | 0% | 1 | 0% | 0% | 1 | 0% | 0% | 1
21 | MERCURY | SNV | 0 | 0 | 10 | 0% | 0% | 1 | 0% | 0% | 1 | 0% | 0% | 1 | 0% | 0% | 1
22 | NORTHWEST (NVE) | SNV | 0 | 0 | 0 | 0% | 0% | 1 | 0% | 0% | 1 | 0% | 0% | 1 | 0% | 0% | 1
23 | PAHRUMP | SNV | 0 | 0 | 10 | 0% | 0% | 1 | 0% | 0% | 1 | 0% | 0% | 1 | 0% | 0% | 1
24 | PALO VERDE | ARIZONA | 0 | 0 | 10 | 0% | 0% | 1 | 0% | 0% | 1 | 0% | 0% | 1 | 0% | 0% | 1
25 | PRIMM | SNV | 0 | 0 | 10 | 0% | 0% | 1 | 0% | 0% | 1 | 0% | 0% | 1 | 0% | 0% | 1
26 | SANDY VALLEY | SNV | 0 | 0 | 10 | 0% | 0% | 1 | 0% | 0% | 1 | 0% | 0% | 1 | 0% | 0% | 1
27 | THOUSANDAIRE | SNV | 0 | 0 | 10 | 0% | 0% | 1 | 0% | 0% | 1 | 0% | 0% | 1 | 0% | 0% | 1
28 | VALLEY SWITCH | SNV | 0 | 0 | 10 | 0% | 0% | 1 | 0% | 0% | 1 | 0% | 0% | 1 | 0% | 0% | 1

## Land_EnvAnalysis_Wind_2035
Land-use and environmental criteria analysis for 2035 onshore wind resources mapped to in-California areas for 10, 15, 20 and 30 mile radii from substations. This analysis uses the values from the "LandEnv_Wind_Data_Xmi" 10 through 30 mile tabs to calculate criteria alignment. |  |  |  | Onshore Wind Resource Density Assumption
[9 empty] | Parcelizations, Cropland Index, and Overdrafted Groundwater Criteria are not applied for onshore wind | [78 empty] | 20 | [40 empty] | 30
|  |  |  | 40 | Acres/MW | 10-mile Radius From Substation Analysis | [40 empty] | 15-mile Radius From Substation Analysis | [40 empty] | 20-mile Radius From Substation Analysis | [40 empty] | 30-mile Radius From Substation Analysis
[6 empty] | 3. Land-use Feasibility Criteria Analysis | [16 empty] | 4. Environmental (Conservation and Biological) Impact Factors Criteria Analysis | [23 empty] | 3. Land-use Feasibility Criteria Analysis | [16 empty] | 4. Environmental (Conservation and Biological) Impact Factors Criteria Analysis | [23 empty] | 3. Land-use Feasibility Criteria Analysis | [16 empty] | 4. Environmental (Conservation and Biological) Impact Factors Criteria Analysis | [23 empty] | 3. Land-use Feasibility Criteria Analysis | [16 empty] | 4. Environmental (Conservation and Biological) Impact Factors Criteria Analysis
[6 empty] | CEC Core Land-Use Screen |  |  | CEC's Parcelization |  |  |  | CEC's Cropland Index |  |  |  | Criticially Overdrafted Groundwater Basin |  | Fire Threat |  |  |  | ACE Terrestrial Connectivity |  |  |  | ACE Biodiversity |  |  |  | ACE Irreplaceability |  |  |  | ACE Combined |  |  |  | Terrestrial Landscape Intactness |  |  |  | Wetlands |  |  |  | CEC Core Land-Use Screen |  |  | CEC's Parcelization |  |  |  | CEC's Cropland Index |  |  |  | Criticially Overdrafted Groundwater Basin |  | Fire Threat |  |  |  | ACE Terrestrial Connectivity |  |  |  | ACE Biodiversity |  |  |  | ACE Irreplaceability |  |  |  | ACE Combined |  |  |  | Terrestrial Landscape Intactness |  |  |  | Wetlands |  |  |  | CEC Core Land-Use Screen |  |  | CEC's Parcelization |  |  |  | CEC's Cropland Index |  |  |  | Criticially Overdrafted Groundwater Basin |  | Fire Threat |  |  |  | ACE Terrestrial Connectivity |  |  |  | ACE Biodiversity |  |  |  | ACE Irreplaceability |  |  |  | ACE Combined |  |  |  | Terrestrial Landscape Intactness |  |  |  | Wetlands |  |  |  | CEC Core Land-Use Screen |  |  | CEC's Parcelization |  |  |  | CEC's Cropland Index |  |  |  | Criticially Overdrafted Groundwater Basin |  | Fire Threat |  |  |  | ACE Terrestrial Connectivity |  |  |  | ACE Biodiversity |  |  |  | ACE Irreplaceability |  |  |  | ACE Combined |  |  |  | Terrestrial Landscape Intactness |  |  |  | Wetlands
OBJECTID | IRP_Substation_Name | RESOLVE_Wind_Area | MWs Mapped | Acres of MWs Mapped | Distance from Substation Selected | Lower Implications Area used by MWs Mapped | High Implications Area used by MWs Mapped | Core Screen Criteria Alignment Level | Substation's 10th Percentile Value Parcelization | Low Parcelization (P ≤ 6) Area used by MWs Mapped | Medium Parcelization (6 < P ≤ 30) Area used by MWs Mapped | Parcelization Criteria Alignment Level | Total Potential Area Percentage High Value Cropland | Low Value Cropland used by MWs Mapped | High Value Cropland used by MWs Mapped | Cropland Index Criteria Alignment Level | Majority of Area within Critically Overdrafted Basin | Overdrafted Basin Criteria Alignment Level | Total Potential Area Percentage Tier 2 | Total Potential Area Percentage Tier 3 | Total Potential Area Percentage Tier 2 or 3 | Fire Threat Criteria Alignment Level | Total Potential Area Percentage Higher Implications | Low Implications Area used by MWs Mapped | Higher Implications Area used by MWs Mapped | ACE Connectivity Criteria Alignment | Total Potential Area Percentage Higher Implications | Low Implications Area used by MWs Mapped | Higher Implications Area used by MWs Mapped | ACE Biodiversity Criteria Alignment | Total Potential Area Percentage Higher Implications | Low Implications Area used by MWs Mapped | Higher Implications Area used by MWs Mapped | ACE Irreplaceability Criteria Alignment | Total Potential Area Percentage Higher Implications | Low Implications Area used by MWs Mapped | Higher Implications Area used by MWs Mapped | All ACE Criteria Alignment | Total Potential Area Percentage Higher Implications | Low Implications Area used by MWs Mapped | Higher Implications Area used by MWs Mapped | Intactness Criteria Alignment | Total Potential Area Percentage Higher Implications | Low Implications Area used by MWs Mapped | Higher Implications Area used by MWs Mapped | Wetlands Criteria Alignment | Lower Implications Area used by MWs Mapped | High Implications Area used by MWs Mapped | Core Screen Criteria Alignment Level | Substation's 10th Percentile Value Parcelization | Low Parcelization (P ≤ 6) Area used by MWs Mapped | Medium Parcelization (6 < P ≤ 30) Area used by MWs Mapped | Parcelization Criteria Alignment Level | Total Potential Area Percentage High Value Cropland | Low Value Cropland used by MWs Mapped | High Value Cropland used by MWs Mapped | Cropland Index Criteria Alignment Level | Majority of Area within Critically Overdrafted Basin | Overdrafted Basin Criteria Alignment Level | Total Potential Area Percentage Tier 2 | Total Potential Area Percentage Tier 3 | Total Potential Area Percentage Tier 2 or 3 | Fire Threat Criteria Alignment Level | Total Potential Area Percentage Higher Implications | Low Implications Area used by MWs Mapped | Higher Implications Area used by MWs Mapped | ACE Connectivity Criteria Alignment | Total Potential Area Percentage Higher Implications | Low Implications Area used by MWs Mapped | Higher Implications Area used by MWs Mapped | ACE Biodiversity Criteria Alignment | Total Potential Area Percentage Higher Implications | Low Implications Area used by MWs Mapped | Higher Implications Area used by MWs Mapped | ACE Irreplaceability Criteria Alignment | Total Potential Area Percentage Higher Implications | Low Implications Area used by MWs Mapped | Higher Implications Area used by MWs Mapped | All ACE Criteria Alignment | Total Potential Area Percentage Higher Implications | Low Implications Area used by MWs Mapped | Higher Implications Area used by MWs Mapped | Intactness Criteria Alignment | Total Potential Area Percentage Higher Implications | Low Implications Area used by MWs Mapped | Higher Implications Area used by MWs Mapped | Wetlands Criteria Alignment | Lower Implications Area used by MWs Mapped | High Implications Area used by MWs Mapped | Core Screen Criteria Alignment Level | Substation's 10th Percentile Value Parcelization | Low Parcelization (P ≤ 6) Area used by MWs Mapped | Medium Parcelization (6 < P ≤ 30) Area used by MWs Mapped | Parcelization Criteria Alignment Level | Total Potential Area Percentage High Value Cropland | Low Value Cropland used by MWs Mapped | High Value Cropland used by MWs Mapped | Cropland Index Criteria Alignment Level | Majority of Area within Critically Overdrafted Basin | Overdrafted Basin Criteria Alignment Level | Total Potential Area Percentage Tier 2 | Total Potential Area Percentage Tier 3 | Total Potential Area Percentage Tier 2 or 3 | Fire Threat Criteria Alignment Level | Total Potential Area Percentage Higher Implications | Low Implications Area used by MWs Mapped | Higher Implications Area used by MWs Mapped | ACE Connectivity Criteria Alignment | Total Potential Area Percentage Higher Implications | Low Implications Area used by MWs Mapped | Higher Implications Area used by MWs Mapped | ACE Biodiversity Criteria Alignment | Total Potential Area Percentage Higher Implications | Low Implications Area used by MWs Mapped | Higher Implications Area used by MWs Mapped | ACE Irreplaceability Criteria Alignment | Total Potential Area Percentage Higher Implications | Low Implications Area used by MWs Mapped | Higher Implications Area used by MWs Mapped | All ACE Criteria Alignment | Total Potential Area Percentage Higher Implications | Low Implications Area used by MWs Mapped | Higher Implications Area used by MWs Mapped | Intactness Criteria Alignment | Total Potential Area Percentage Higher Implications | Low Implications Area used by MWs Mapped | Higher Implications Area used by MWs Mapped | Wetlands Criteria Alignment | Lower Implications Area used by MWs Mapped | High Implications Area used by MWs Mapped | Core Screen Criteria Alignment Level | Substation's 10th Percentile Value Parcelization | Low Parcelization (P ≤ 6) Area used by MWs Mapped | Medium Parcelization (6 < P ≤ 30) Area used by MWs Mapped | Parcelization Criteria Alignment Level | Total Potential Area Percentage High Value Cropland | Low Value Cropland used by MWs Mapped | High Value Cropland used by MWs Mapped | Cropland Index Criteria Alignment Level | Majority of Area within Critically Overdrafted Basin | Overdrafted Basin Criteria Alignment Level | Total Potential Area Percentage Tier 2 | Total Potential Area Percentage Tier 3 | Total Potential Area Percentage Tier 2 or 3 | Fire Threat Criteria Alignment Level | Total Potential Area Percentage Higher Implications | Low Implications Area used by MWs Mapped | Higher Implications Area used by MWs Mapped | ACE Connectivity Criteria Alignment | Total Potential Area Percentage Higher Implications | Low Implications Area used by MWs Mapped | Higher Implications Area used by MWs Mapped | ACE Biodiversity Criteria Alignment | Total Potential Area Percentage Higher Implications | Low Implications Area used by MWs Mapped | Higher Implications Area used by MWs Mapped | ACE Irreplaceability Criteria Alignment | Total Potential Area Percentage Higher Implications | Low Implications Area used by MWs Mapped | Higher Implications Area used by MWs Mapped | All ACE Criteria Alignment | Total Potential Area Percentage Higher Implications | Low Implications Area used by MWs Mapped | Higher Implications Area used by MWs Mapped | Intactness Criteria Alignment | Total Potential Area Percentage Higher Implications | Low Implications Area used by MWs Mapped | Higher Implications Area used by MWs Mapped | Wetlands Criteria Alignment
0 | East Shore | Solano | 0 | 0 | 0 | 0% | 0% | 1 |  |  |  |  | 0% | [5 empty] | 0% | 38.63% | 38.63% | 5 | 29.91% | 0% | 0% | 1 | 19.74% | 0% | 0% | 1 | 65.07% | 0% | 0% | 2 | 77.2% | 0% | 0% | 3 | 35.01% | 0% | 0% | 1 | 13.57% | 0% | 0% | 1 | 0% | 0% | 1 |  |  |  |  | 0% | [5 empty] | 5.009% | 35.62% | 40.63% | 5 | 34.87% | 0% | 0% | 1 | 29.51% | 0% | 0% | 1 | 62.9% | 0% | 0% | 2 | 76.9% | 0% | 0% | 3 | 35.57% | 0% | 0% | 1 | 14.78% | 0% | 0% | 1 | 0% | 0% | 1 |  |  |  |  | 0.1041% | [5 empty] | 8.558% | 52.24% | 60.8% | 5 | 57.5% | 0% | 0% | 2 | 45.53% | 0% | 0% | 1 | 67.39% | 0% | 0% | 2 | 81.43% | 0% | 0% | 3 | 48.82% | 0% | 0% | 1 | 11.4% | 0% | 0% | 1 | 0% | 0% | 1 |  |  |  |  | 0.2259% | [5 empty] | 42.68% | 21.1% | 63.77% | 4 | 54.01% | 0% | 0% | 2 | 55.01% | 0% | 0% | 2 | 69.13% | 0% | 0% | 2 | 83.33% | 0% | 0% | 3 | 41.17% | 0% | 0% | 1 | 7.437% | 0% | 0% | 1
1 | Newark | Solano | 0 | 0 | 0 | 0% | 0% | 1 |  |  |  |  | 0% | [5 empty] | 21.93% | 42.95% | 64.88% | 5 | 54.12% | 0% | 0% | 2 | 20.81% | 0% | 0% | 1 | 49.45% | 0% | 0% | 1 | 82.76% | 0% | 0% | 3 | 53.16% | 0% | 0% | 2 | 31.96% | 0% | 0% | 1 | 0% | 0% | 1 |  |  |  |  | 0% | [5 empty] | 15.16% | 57.55% | 72.71% | 5 | 61.47% | 0% | 0% | 2 | 20.8% | 0% | 0% | 1 | 63.3% | 0% | 0% | 2 | 87.47% | 0% | 0% | 3 | 64.49% | 0% | 0% | 2 | 22.02% | 0% | 0% | 1 | 0% | 0% | 1 |  |  |  |  | 0.03057% | [5 empty] | 48.36% | 29.7% | 78.06% | 5 | 75.96% | 0% | 0% | 3 | 28.05% | 0% | 0% | 1 | 48.23% | 0% | 0% | 1 | 90% | 0% | 0% | 4 | 64.8% | 0% | 0% | 2 | 10.67% | 0% | 0% | 1 | 0% | 0% | 1 |  |  |  |  | 0.4455% | [5 empty] | 39.49% | 19.06% | 58.55% | 3 | 77.22% | 0% | 0% | 3 | 54.1% | 0% | 0% | 2 | 69.32% | 0% | 0% | 2 | 94.16% | 0% | 0% | 4 | 61.97% | 0% | 0% | 2 | 5.365% | 0% | 0% | 1
2 | Tesla | Solano | 300 | 12000 | 0 | 2453% | 16.49% | 5 |  |  |  |  | 24.99% | [5 empty] | 6.192% | 0% | 6.192% | 1 | 72.25% | 61.51% | 0% | 3 | 56.38% | 39.13% | 0% | 2 | 59.02% | 41.64% | 0% | 2 | 79.62% | 83.73% | 0% | 4 | 35.3% | 26.38% | 0% | 2 | 4.506% | 17.87% | 0% | 1 | 782.7% | 7.041% | 4 |  |  |  |  | 37.05% | [5 empty] | 13.42% | 1.181% | 14.61% | 2 | 59.98% | 19.96% | 0% | 2 | 38.29% | 12.95% | 0% | 1 | 39.29% | 13.16% | 0% | 1 | 66.45% | 23.82% | 0% | 2 | 28.97% | 11.25% | 0% | 1 | 5.307% | 8.437% | 0% | 1 | 89.53% | 0% | 4 |  |  |  |  | 40.7% | [5 empty] | 15.78% | 2.146% | 17.92% | 2 | 55.79% | 11.02% | 0% | 2 | 31.51% | 7.113% | 0% | 1 | 33.83% | 7.361% | 0% | 1 | 61.33% | 12.6% | 0% | 2 | 32.39% | 7.204% | 0% | 1 | 4.648% | 5.109% | 0% | 1 | 22.83% | 0% | 2 |  |  |  |  | 42.68% | [5 empty] | 17.09% | 2.696% | 19.78% | 2 | 53.44% | 5.816% | 0% | 2 | 30.12% | 3.875% | 0% | 1 | 33.84% | 4.093% | 0% | 1 | 63.71% | 7.462% | 0% | 2 | 29.17% | 3.823% | 0% | 1 | 5.85% | 2.876% | 0% | 1
3 | Cabrillo | Kern_Greater_Carrizo | 91.2 | 3648 | 10 | 88.31% | 0% | 4 |  |  |  |  | 4.112% | [5 empty] | 92.47% | 0% | 92.47% | 5 | 63.95% | 20.77% | 0% | 2 | 5.586% | 7.932% | 0% | 1 | 31.79% | 10.98% | 0% | 1 | 77.95% | 33.97% | 0% | 3 | 58.81% | 18.18% | 0% | 2 | 6.325% | 7.995% | 0% | 1 | 52.59% | 0% | 3 |  |  |  |  | 2.313% | [5 empty] | 92.61% | 0.4434% | 93.05% | 5 | 70.71% | 12.51% | 0% | 3 | 3.17% | 3.785% | 0% | 1 | 22.32% | 4.718% | 0% | 1 | 79.71% | 18.06% | 0% | 3 | 64.16% | 10.22% | 0% | 2 | 6.167% | 3.906% | 0% | 1 | 42.91% | 0% | 2 |  |  |  |  | 2.475% | [5 empty] | 88.51% | 2.77% | 91.28% | 5 | 69.4% | 10.9% | 0% | 2 | 2.885% | 3.434% | 0% | 1 | 21.86% | 4.268% | 0% | 1 | 79.11% | 15.96% | 0% | 3 | 62.61% | 8.92% | 0% | 2 | 6.063% | 3.55% | 0% | 1 | 30.81% | 0% | 2 |  |  |  |  | 3.909% | [5 empty] | 74.21% | 10.88% | 85.09% | 5 | 64.04% | 7.342% | 0% | 2 | 2.3% | 2.702% | 0% | 1 | 21.78% | 3.375% | 0% | 1 | 72.94% | 9.757% | 0% | 3 | 59.86% | 6.578% | 0% | 2 | 6.65% | 2.828% | 0% | 1
4 | Honcut | Northern_California | 0 | 0 | 0 | 0% | 0% | 1 |  |  |  |  | 35.34% | [5 empty] | 1.515% | 0% | 1.515% | 1 | 77.65% | 0% | 0% | 3 | 7.746% | 0% | 0% | 1 | 21.82% | 0% | 0% | 1 | 83.92% | 0% | 0% | 3 | 2.387% | 0% | 0% | 1 | 15.07% | 0% | 0% | 1 | 0% | 0% | 1 |  |  |  |  | 28.93% | [5 empty] | 1.384% | 0% | 1.384% | 1 | 61.5% | 0% | 0% | 2 | 14.8% | 0% | 0% | 1 | 36.04% | 0% | 0% | 1 | 82.59% | 0% | 0% | 3 | 7.414% | 0% | 0% | 1 | 11.43% | 0% | 0% | 1 | 0% | 0% | 1 |  |  |  |  | 26.04% | [5 empty] | 3.428% | 0.6989% | 4.127% | 2 | 55.66% | 0% | 0% | 2 | 18.35% | 0% | 0% | 1 | 39.01% | 0% | 0% | 1 | 80.21% | 0% | 0% | 3 | 7.222% | 0% | 0% | 1 | 12.03% | 0% | 0% | 1 | 0% | 0% | 1 |  |  |  |  | 38.8% | [5 empty] | 3.621% | 5.454% | 9.076% | 2 | 45.09% | 0% | 0% | 1 | 17.75% | 0% | 0% | 1 | 43.07% | 0% | 0% | 1 | 71.35% | 0% | 0% | 3 | 6.649% | 0% | 0% | 1 | 10.61% | 0% | 0% | 1
5 | Palermo | Northern_California | 0 | 0 | 0 | 0% | 0% | 1 |  |  |  |  | 14.25% | [5 empty] | 18.8% | 2.626% | 21.43% | 2 | 90.02% | 0% | 0% | 4 | 10% | 0% | 0% | 1 | 7.174% | 0% | 0% | 1 | 94.73% | 0% | 0% | 4 | 11.9% | 0% | 0% | 1 | 28.11% | 0% | 0% | 1 | 0% | 0% | 1 |  |  |  |  | 18.63% | [5 empty] | 9.415% | 7.016% | 16.43% | 2 | 80.68% | 0% | 0% | 3 | 13.93% | 0% | 0% | 1 | 30.32% | 0% | 0% | 1 | 91.74% | 0% | 0% | 4 | 9.584% | 0% | 0% | 1 | 20.5% | 0% | 0% | 1 | 0% | 0% | 1 |  |  |  |  | 19.42% | [5 empty] | 7.068% | 12.48% | 19.55% | 3 | 62.36% | 0% | 0% | 2 | 21.54% | 0% | 0% | 1 | 41.53% | 0% | 0% | 1 | 85.99% | 0% | 0% | 3 | 11.28% | 0% | 0% | 1 | 13.83% | 0% | 0% | 1 | 0% | 0% | 1 |  |  |  |  | 24.63% | [5 empty] | 13.46% | 13.65% | 27.11% | 3 | 41.32% | 0% | 0% | 1 | 24.91% | 0% | 0% | 1 | 44.33% | 0% | 0% | 1 | 73.54% | 0% | 0% | 3 | 15.91% | 0% | 0% | 1 | 10.51% | 0% | 0% | 1
6 | Table Mountain | Northern_California | 0 | 0 | 0 | 0% | 0% | 1 |  |  |  |  | 9.331% | [5 empty] | 12.78% | 0.02539% | 12.81% | 2 | 82.76% | 0% | 0% | 3 | 25.74% | 0% | 0% | 1 | 47.26% | 0% | 0% | 1 | 95.58% | 0% | 0% | 5 | 11.08% | 0% | 0% | 1 | 26.52% | 0% | 0% | 1 | 0% | 0% | 1 |  |  |  |  | 13.39% | [5 empty] | 9.827% | 6.558% | 16.38% | 2 | 58.7% | 0% | 0% | 2 | 20.38% | 0% | 0% | 1 | 51.13% | 0% | 0% | 2 | 85.4% | 0% | 0% | 3 | 8.479% | 0% | 0% | 1 | 15.13% | 0% | 0% | 1 | 0% | 0% | 1 |  |  |  |  | 22.94% | [5 empty] | 9.497% | 10.79% | 20.28% | 3 | 50.46% | 0% | 0% | 2 | 22.67% | 0% | 0% | 1 | 51.7% | 0% | 0% | 2 | 82.5% | 0% | 0% | 3 | 10.44% | 0% | 0% | 1 | 14.64% | 0% | 0% | 1 | 0% | 0% | 1 |  |  |  |  | 30.83% | [5 empty] | 15.19% | 10.59% | 25.78% | 3 | 45.96% | 0% | 0% | 1 | 21.37% | 0% | 0% | 1 | 39.03% | 0% | 0% | 1 | 71.97% | 0% | 0% | 3 | 18.72% | 0% | 0% | 1 | 10.94% | 0% | 0% | 1
7 | Wyandotte | Northern_California | 0 | 0 | 0 | 0% | 0% | 1 |  |  |  |  | 8.156% | [5 empty] | 23.95% | 0.4301% | 24.38% | 2 | 90.03% | 0% | 0% | 4 | 18.62% | 0% | 0% | 1 | 16.16% | 0% | 0% | 1 | 97.97% | 0% | 0% | 5 | 15.22% | 0% | 0% | 1 | 31.33% | 0% | 0% | 1 | 0% | 0% | 1 |  |  |  |  | 14.53% | [5 empty] | 10.54% | 10.65% | 21.19% | 3 | 77.73% | 0% | 0% | 3 | 15.38% | 0% | 0% | 1 | 34.85% | 0% | 0% | 1 | 91.09% | 0% | 0% | 4 | 11.01% | 0% | 0% | 1 | 20.05% | 0% | 0% | 1 | 0% | 0% | 1 |  |  |  |  | 18.07% | [5 empty] | 7.839% | 13.87% | 21.7% | 3 | 59.56% | 0% | 0% | 2 | 22.22% | 0% | 0% | 1 | 45.29% | 0% | 0% | 1 | 85.73% | 0% | 0% | 3 | 11.6% | 0% | 0% | 1 | 13.4% | 0% | 0% | 1 | 0% | 0% | 1 |  |  |  |  | 25.02% | [5 empty] | 14.69% | 14.08% | 28.77% | 3 | 41.19% | 0% | 0% | 1 | 25.58% | 0% | 0% | 1 | 44.83% | 0% | 0% | 1 | 72.98% | 0% | 0% | 3 | 17.6% | 0% | 0% | 1 | 9.965% | 0% | 0% | 1
8 | Cortina | Northern_California | 0 | 0 | 0 | 0% | 0% | 1 |  |  |  |  | 38.84% | [5 empty] | 26.08% | 0% | 26.08% | 2 | 37.03% | 0% | 0% | 1 | 12.95% | 0% | 0% | 1 | 39.05% | 0% | 0% | 1 | 67.91% | 0% | 0% | 2 | 30.13% | 0% | 0% | 1 | 1.053% | 0% | 0% | 1 | 0% | 0% | 1 |  |  |  |  | 31.38% | [5 empty] | 39.23% | 0.001331% | 39.23% | 2 | 41.92% | 0% | 0% | 1 | 15.81% | 0% | 0% | 1 | 36.76% | 0% | 0% | 1 | 70.44% | 0% | 0% | 3 | 40.82% | 0% | 0% | 1 | 1.703% | 0% | 0% | 1 | 0% | 0% | 1 |  |  |  |  | 31.26% | [5 empty] | 37.07% | 0.1836% | 37.25% | 2 | 42.31% | 0% | 0% | 1 | 16.78% | 0% | 0% | 1 | 34.16% | 0% | 0% | 1 | 67.34% | 0% | 0% | 2 | 38.75% | 0% | 0% | 1 | 2.621% | 0% | 0% | 1 | 0% | 0% | 1 |  |  |  |  | 34.01% | [5 empty] | 28.3% | 0.9081% | 29.21% | 2 | 41.4% | 0% | 0% | 1 | 14.17% | 0% | 0% | 1 | 37.9% | 0% | 0% | 1 | 65.97% | 0% | 0% | 2 | 30.66% | 0% | 0% | 1 | 3.213% | 0% | 0% | 1
9 | Etiwanda | Greater_Kramer | 0 | 0 | 0 | 0% | 0% | 1 |  |  |  |  | 0% | [5 empty] | 18.2% | 81.8% | 100% | 5 | 100% | 0% | 0% | 5 | 73.53% | 0% | 0% | 3 | 77.06% | 0% | 0% | 3 | 100% | 0% | 0% | 5 | 71.29% | 0% | 0% | 3 | 3.9% | 0% | 0% | 1 | 0% | 0% | 1 |  |  |  |  | 0% | [5 empty] | 3.556% | 96.44% | 100% | 5 | 98.71% | 0% | 0% | 5 | 63.37% | 0% | 0% | 2 | 43.01% | 0% | 0% | 1 | 100% | 0% | 0% | 5 | 56.38% | 0% | 0% | 2 | 7.951% | 0% | 0% | 1 | 0% | 0% | 1 |  |  |  |  | 0.006669% | [5 empty] | 17.93% | 82.07% | 100% | 5 | 66.32% | 0% | 0% | 2 | 68.38% | 0% | 0% | 2 | 65.68% | 0% | 0% | 2 | 97.64% | 0% | 0% | 5 | 57.24% | 0% | 0% | 2 | 5.808% | 0% | 0% | 1 | 0% | 0% | 1 |  |  |  |  | 0.02337% | [5 empty] | 22.35% | 40.67% | 63.02% | 5 | 58.8% | 0% | 0% | 2 | 61.54% | 0% | 0% | 2 | 54.76% | 0% | 0% | 2 | 86.77% | 0% | 0% | 3 | 35.11% | 0% | 0% | 1 | 3.194% | 0% | 0% | 1
10 | Brentwood | Solano | 0 | 0 | 0 | 0% | 0% | 1 |  |  |  |  | 31.91% | [5 empty] | 31.41% | 5.943% | 37.35% | 2 | 44.28% | 0% | 0% | 1 | 44.84% | 0% | 0% | 1 | 44.33% | 0% | 0% | 1 | 61.5% | 0% | 0% | 2 | 16.24% | 0% | 0% | 1 | 13.19% | 0% | 0% | 1 | 0% | 0% | 1 |  |  |  |  | 46.43% | [5 empty] | 12.92% | 4.515% | 17.44% | 2 | 37.1% | 0% | 0% | 1 | 43.34% | 0% | 0% | 1 | 43.23% | 0% | 0% | 1 | 58% | 0% | 0% | 2 | 7.241% | 0% | 0% | 1 | 10.84% | 0% | 0% | 1 | 0% | 0% | 1 |  |  |  |  | 51.35% | [5 empty] | 7.9% | 2.749% | 10.65% | 2 | 33.4% | 0% | 0% | 1 | 38.48% | 0% | 0% | 1 | 37.46% | 0% | 0% | 1 | 50.52% | 0% | 0% | 2 | 7.862% | 0% | 0% | 1 | 10.74% | 0% | 0% | 1 | 0% | 0% | 1 |  |  |  |  | 42.44% | [5 empty] | 8.504% | 2.612% | 11.12% | 2 | 31.37% | 0% | 0% | 1 | 33.06% | 0% | 0% | 1 | 33.15% | 0% | 0% | 1 | 50% | 0% | 0% | 2 | 14.19% | 0% | 0% | 1 | 12.54% | 0% | 0% | 1
11 | Clayton | Solano | 0 | 0 | 0 | 0% | 0% | 1 |  |  |  |  | 0.0006289% | [5 empty] | 35.31% | 25.41% | 60.72% | 4 | 54.49% | 0% | 0% | 2 | 79.05% | 0% | 0% | 3 | 63.74% | 0% | 0% | 2 | 83.07% | 0% | 0% | 3 | 35.98% | 0% | 0% | 1 | 37.55% | 0% | 0% | 1 | 0% | 0% | 1 |  |  |  |  | 0.1394% | [5 empty] | 37.29% | 12.87% | 50.15% | 3 | 37.36% | 0% | 0% | 1 | 66.27% | 0% | 0% | 2 | 55.58% | 0% | 0% | 2 | 77.21% | 0% | 0% | 3 | 24.59% | 0% | 0% | 1 | 30.26% | 0% | 0% | 1 | 0% | 0% | 1 |  |  |  |  | 1.176% | [5 empty] | 30.67% | 10.68% | 41.35% | 3 | 34.02% | 0% | 0% | 1 | 57.8% | 0% | 0% | 2 | 62.6% | 0% | 0% | 2 | 79.14% | 0% | 0% | 3 | 20.48% | 0% | 0% | 1 | 23.26% | 0% | 0% | 1 | 0% | 0% | 1 |  |  |  |  | 30.29% | [5 empty] | 16.07% | 3.655% | 19.73% | 2 | 33.99% | 0% | 0% | 1 | 35.93% | 0% | 0% | 1 | 39.78% | 0% | 0% | 1 | 59.37% | 0% | 0% | 2 | 13.97% | 0% | 0% | 1 | 15.81% | 0% | 0% | 1
12 | Contra Costa | Solano | 0 | 0 | 15 | 0% | 0% | 1 |  |  |  |  | 4.056% | [5 empty] | 32.48% | 9.728% | 42.21% | 2 | 39.94% | 0% | 0% | 1 | 82.68% | 0% | 0% | 3 | 73.89% | 0% | 0% | 3 | 83.35% | 0% | 0% | 3 | 23.23% | 0% | 0% | 1 | 28.07% | 0% | 0% | 1 | 0% | 0% | 1 |  |  |  |  | 23.44% | [5 empty] | 15.95% | 6.593% | 22.54% | 2 | 34.09% | 0% | 0% | 1 | 54.35% | 0% | 0% | 2 | 49.95% | 0% | 0% | 1 | 65.93% | 0% | 0% | 2 | 9.75% | 0% | 0% | 1 | 23.94% | 0% | 0% | 1 | 0% | 0% | 1 |  |  |  |  | 38.92% | [5 empty] | 9.012% | 3.23% | 12.24% | 2 | 29.61% | 0% | 0% | 1 | 39.89% | 0% | 0% | 1 | 37.06% | 0% | 0% | 1 | 54.66% | 0% | 0% | 2 | 6.22% | 0% | 0% | 1 | 19.77% | 0% | 0% | 1 | 0% | 0% | 1 |  |  |  |  | 43.33% | [5 empty] | 9.944% | 2.57% | 12.51% | 2 | 26.37% | 0% | 0% | 1 | 30.39% | 0% | 0% | 1 | 33.71% | 0% | 0% | 1 | 47.69% | 0% | 0% | 1 | 10.22% | 0% | 0% | 1 | 12.84% | 0% | 0% | 1
13 | Pittsburg | Solano | 0 | 0 | 0 | 0% | 0% | 1 |  |  |  |  | 0.02388% | [5 empty] | 15.34% | 0.7862% | 16.12% | 2 | 45.66% | 0% | 0% | 1 | 69.81% | 0% | 0% | 2 | 42.47% | 0% | 0% | 1 | 79.81% | 0% | 0% | 3 | 11.82% | 0% | 0% | 1 | 59.43% | 0% | 0% | 2 | 0% | 0% | 1 |  |  |  |  | 4.223% | [5 empty] | 14.98% | 5.951% | 20.93% | 2 | 26.21% | 0% | 0% | 1 | 60.35% | 0% | 0% | 2 | 51.48% | 0% | 0% | 2 | 70.73% | 0% | 0% | 3 | 16.09% | 0% | 0% | 1 | 33.98% | 0% | 0% | 1 | 0% | 0% | 1 |  |  |  |  | 20.52% | [5 empty] | 17.03% | 4.262% | 21.29% | 2 | 25.65% | 0% | 0% | 1 | 46.46% | 0% | 0% | 1 | 46.55% | 0% | 0% | 1 | 63.51% | 0% | 0% | 2 | 11.18% | 0% | 0% | 1 | 23.23% | 0% | 0% | 1 | 0% | 0% | 1 |  |  |  |  | 39.5% | [5 empty] | 14.24% | 2.623% | 16.86% | 2 | 27.16% | 0% | 0% | 1 | 28.67% | 0% | 0% | 1 | 32.61% | 0% | 0% | 1 | 50.23% | 0% | 0% | 2 | 11.06% | 0% | 0% | 1 | 13.26% | 0% | 0% | 1
14 | San Bernardino | Greater_Kramer | 0 | 0 | 0 | 0% | 0% | 1 |  |  |  |  | 0% | [5 empty] | 0% | 100% | 100% | 5 | 100% | 0% | 0% | 5 | 4.058% | 0% | 0% | 1 | 100% | 0% | 0% | 5 | 100% | 0% | 0% | 5 | 8.743% | 0% | 0% | 1 | 10.72% | 0% | 0% | 1 | 0% | 0% | 1 |  |  |  |  | 0% | [5 empty] | 3.566% | 96.43% | 100% | 5 | 65.86% | 0% | 0% | 2 | 16.02% | 0% | 0% | 1 | 65.72% | 0% | 0% | 2 | 91.96% | 0% | 0% | 4 | 47.39% | 0% | 0% | 1 | 3.447% | 0% | 0% | 1 | 0% | 0% | 1 |  |  |  |  | 0.004945% | [5 empty] | 26.55% | 73.45% | 100% | 5 | 69.83% | 0% | 0% | 2 | 34.8% | 0% | 0% | 1 | 61.86% | 0% | 0% | 2 | 90.29% | 0% | 0% | 4 | 64.59% | 0% | 0% | 2 | 6.224% | 0% | 0% | 1 | 0% | 0% | 1 |  |  |  |  | 0.09746% | [5 empty] | 34.72% | 40.15% | 74.87% | 5 | 41.11% | 0% | 0% | 1 | 46.82% | 0% | 0% | 1 | 57.81% | 0% | 0% | 2 | 81.89% | 0% | 0% | 3 | 45.74% | 0% | 0% | 1 | 2.8% | 0% | 0% | 1
15 | Placerville | El_Dorado_Mariposa | 0 | 0 | 0 | 0% | 0% | 1 |  |  |  |  | 0% | [5 empty] | 0% | 0% | 0% | 1 | 0% | 0% | 0% | 1 | 0% | 0% | 0% | 1 | 0% | 0% | 0% | 1 | 0% | 0% | 0% | 1 | 0% | 0% | 0% | 1 | 0% | 0% | 0% | 1 | 0% | 0% | 1 |  |  |  |  | 0% | [5 empty] | 0% | 100% | 100% | 5 | 100% | 0% | 0% | 5 | 0% | 0% | 0% | 1 | 100% | 0% | 0% | 5 | 100% | 0% | 0% | 5 | 40.8% | 0% | 0% | 1 | 0% | 0% | 0% | 1 | 0% | 0% | 1 |  |  |  |  | 0% | [5 empty] | 52.92% | 47.08% | 100% | 5 | 57.31% | 0% | 0% | 2 | 26.86% | 0% | 0% | 1 | 3.121% | 0% | 0% | 1 | 58.35% | 0% | 0% | 2 | 73.75% | 0% | 0% | 3 | 0.05999% | 0% | 0% | 1 | 0% | 0% | 1 |  |  |  |  | 0% | [5 empty] | 88.75% | 10.72% | 99.47% | 5 | 8.608% | 0% | 0% | 1 | 15.99% | 0% | 0% | 1 | 4.995% | 0% | 0% | 1 | 26.29% | 0% | 0% | 1 | 75.89% | 0% | 0% | 3 | 2.679% | 0% | 0% | 1
16 | Cantua | Central_Valley_North_Los_Banos | 0 | 0 | 0 | 0% | 0% | 1 |  |  |  |  | 53.04% | [5 empty] | 0% | 0% | 0% | 1 | 20.08% | 0% | 0% | 1 | 0% | 0% | 0% | 1 | 6.303% | 0% | 0% | 1 | 22.78% | 0% | 0% | 1 | 5.483% | 0% | 0% | 1 | 0.2155% | 0% | 0% | 1 | 0% | 0% | 1 |  |  |  |  | 40.36% | [5 empty] | 0% | 0% | 0% | 1 | 19.63% | 0% | 0% | 1 | 0.00932% | 0% | 0% | 1 | 4.7% | 0% | 0% | 1 | 21.09% | 0% | 0% | 1 | 5.155% | 0% | 0% | 1 | 0.3529% | 0% | 0% | 1 | 0% | 0% | 1 |  |  |  |  | 39.83% | [5 empty] | 0% | 0% | 0% | 1 | 21.71% | 0% | 0% | 1 | 4.136% | 0% | 0% | 1 | 8.353% | 0% | 0% | 1 | 25.81% | 0% | 0% | 1 | 3.15% | 0% | 0% | 1 | 0.9663% | 0% | 0% | 1 | 0% | 0% | 1 |  |  |  |  | 44.57% | [5 empty] | 0.07034% | 0% | 0.07034% | 1 | 19.95% | 0% | 0% | 1 | 6.727% | 0% | 0% | 1 | 11.53% | 0% | 0% | 1 | 27.4% | 0% | 0% | 1 | 2.461% | 0% | 0% | 1 | 2.047% | 0% | 0% | 1
17 | Cheney | Central_Valley_North_Los_Banos | 0 | 0 | 0 | 0% | 0% | 1 |  |  |  |  | 33.35% | [5 empty] | 0% | 0% | 0% | 1 | 13.42% | 0% | 0% | 1 | 0% | 0% | 0% | 1 | 14.66% | 0% | 0% | 1 | 26.4% | 0% | 0% | 1 | 0% | 0% | 0% | 1 | 0.1474% | 0% | 0% | 1 | 0% | 0% | 1 |  |  |  |  | 31.15% | [5 empty] | 0% | 0% | 0% | 1 | 14.86% | 0% | 0% | 1 | 0.3186% | 0% | 0% | 1 | 11.51% | 0% | 0% | 1 | 23.77% | 0% | 0% | 1 | 0% | 0% | 0% | 1 | 0.7207% | 0% | 0% | 1 | 0% | 0% | 1 |  |  |  |  | 33.82% | [5 empty] | 0% | 0% | 0% | 1 | 28.31% | 0% | 0% | 1 | 3.642% | 0% | 0% | 1 | 10.22% | 0% | 0% | 1 | 34.63% | 0% | 0% | 1 | 0.5414% | 0% | 0% | 1 | 3.634% | 0% | 0% | 1 | 0% | 0% | 1 |  |  |  |  | 31.01% | [5 empty] | 1.666% | 0% | 1.666% | 1 | 33.79% | 0% | 0% | 1 | 8.516% | 0% | 0% | 1 | 14.07% | 0% | 0% | 1 | 40.28% | 0% | 0% | 1 | 6.428% | 0% | 0% | 1 | 5.368% | 0% | 0% | 1
18 | Gates | Central_Valley_North_Los_Banos | 0 | 0 | 0 | 0% | 0% | 1 |  |  |  |  | 91.73% | [5 empty] | 0% | 0% | 0% | 1 | 0% | 0% | 0% | 1 | 7.907% | 0% | 0% | 1 | 20.67% | 0% | 0% | 1 | 20.67% | 0% | 0% | 1 | 0% | 0% | 0% | 1 | 0.3768% | 0% | 0% | 1 | 0% | 0% | 1 |  |  |  |  | 75.91% | [5 empty] | 0% | 0% | 0% | 1 | 5.945% | 0% | 0% | 1 | 3.534% | 0% | 0% | 1 | 15.34% | 0% | 0% | 1 | 16.64% | 0% | 0% | 1 | 0.3555% | 0% | 0% | 1 | 0.1929% | 0% | 0% | 1 | 0% | 0% | 1 |  |  |  |  | 55.78% | [5 empty] | 1.617% | 0% | 1.617% | 1 | 15.07% | 0% | 0% | 1 | 2.068% | 0% | 0% | 1 | 9.428% | 0% | 0% | 1 | 21.37% | 0% | 0% | 1 | 10.87% | 0% | 0% | 1 | 0.5384% | 0% | 0% | 1 | 0% | 0% | 1 |  |  |  |  | 44.54% | [5 empty] | 1.705% | 0% | 1.705% | 1 | 16.67% | 0% | 0% | 1 | 2.224% | 0% | 0% | 1 | 6.571% | 0% | 0% | 1 | 19.95% | 0% | 0% | 1 | 9.787% | 0% | 0% | 1 | 1.172% | 0% | 0% | 1
19 | Helm | Central_Valley_North_Los_Banos | 0 | 0 | 0 | 0% | 0% | 1 |  |  |  |  | 21.08% | [5 empty] | 0% | 0% | 0% | 1 | 24.38% | 0% | 0% | 1 | 14.04% | 0% | 0% | 1 | 14.93% | 0% | 0% | 1 | 33.69% | 0% | 0% | 1 | 0% | 0% | 0% | 1 | 3.017% | 0% | 0% | 1 | 0% | 0% | 1 |  |  |  |  | 35.33% | [5 empty] | 0% | 0% | 0% | 1 | 19.91% | 0% | 0% | 1 | 9.253% | 0% | 0% | 1 | 11.68% | 0% | 0% | 1 | 26.72% | 0% | 0% | 1 | 0.09582% | 0% | 0% | 1 | 2.416% | 0% | 0% | 1 | 0% | 0% | 1 |  |  |  |  | 44.99% | [5 empty] | 0% | 0% | 0% | 1 | 19.04% | 0% | 0% | 1 | 6.836% | 0% | 0% | 1 | 9.668% | 0% | 0% | 1 | 25.27% | 0% | 0% | 1 | 0.3055% | 0% | 0% | 1 | 2.398% | 0% | 0% | 1 | 0% | 0% | 1 |  |  |  |  | 45.06% | [5 empty] | 0% | 0% | 0% | 1 | 21.45% | 0% | 0% | 1 | 7.408% | 0% | 0% | 1 | 12.17% | 0% | 0% | 1 | 28.69% | 0% | 0% | 1 | 2.143% | 0% | 0% | 1 | 4.126% | 0% | 0% | 1
20 | Kearney | Central_Valley_North_Los_Banos | 0 | 0 | 0 | 0% | 0% | 1 |  |  |  |  | 69.5% | [5 empty] | 0% | 0% | 0% | 1 | 2.335% | 0% | 0% | 1 | 0.1997% | 0% | 0% | 1 | 0.1997% | 0% | 0% | 1 | 2.534% | 0% | 0% | 1 | 0% | 0% | 0% | 1 | 0.3387% | 0% | 0% | 1 | 0% | 0% | 1 |  |  |  |  | 62.05% | [5 empty] | 0% | 0% | 0% | 1 | 5.802% | 0% | 0% | 1 | 7.432% | 0% | 0% | 1 | 7.432% | 0% | 0% | 1 | 12.37% | 0% | 0% | 1 | 0% | 0% | 0% | 1 | 1.416% | 0% | 0% | 1 | 0% | 0% | 1 |  |  |  |  | 51.09% | [5 empty] | 0% | 0% | 0% | 1 | 16.82% | 0% | 0% | 1 | 13.17% | 0% | 0% | 1 | 14.62% | 0% | 0% | 1 | 28.2% | 0% | 0% | 1 | 1.477% | 0% | 0% | 1 | 4.013% | 0% | 0% | 1 | 0% | 0% | 1 |  |  |  |  | 42.07% | [5 empty] | 0% | 0% | 0% | 1 | 20.78% | 0% | 0% | 1 | 13.03% | 0% | 0% | 1 | 16.24% | 0% | 0% | 1 | 30.45% | 0% | 0% | 1 | 1.909% | 0% | 0% | 1 | 6.257% | 0% | 0% | 1
21 | Kingsburg | Central_Valley_North_Los_Banos | 0 | 0 | 0 | 0% | 0% | 1 |  |  |  |  | 56.85% | [5 empty] | 0% | 0% | 0% | 1 | 0% | 0% | 0% | 1 | 0% | 0% | 0% | 1 | 0% | 0% | 0% | 1 | 0% | 0% | 0% | 1 | 0% | 0% | 0% | 1 | 3.046% | 0% | 0% | 1 | 0% | 0% | 1 |  |  |  |  | 68.3% | [5 empty] | 0% | 0% | 0% | 1 | 0% | 0% | 0% | 1 | 0% | 0% | 0% | 1 | 0% | 0% | 0% | 1 | 0% | 0% | 0% | 1 | 0% | 0% | 0% | 1 | 1.667% | 0% | 0% | 1 | 0% | 0% | 1 |  |  |  |  | 64.24% | [5 empty] | 0% | 0% | 0% | 1 | 2.501% | 0% | 0% | 1 | 0.5713% | 0% | 0% | 1 | 0.6409% | 0% | 0% | 1 | 2.501% | 0% | 0% | 1 | 0% | 0% | 0% | 1 | 1.957% | 0% | 0% | 1 | 0% | 0% | 1 |  |  |  |  | 50.13% | [5 empty] | 0% | 0% | 0% | 1 | 7.081% | 0% | 0% | 1 | 1.486% | 0% | 0% | 1 | 1.513% | 0% | 0% | 1 | 7.524% | 0% | 0% | 1 | 0% | 0% | 0% | 1 | 1.715% | 0% | 0% | 1
22 | Malaga | Central_Valley_North_Los_Banos | 0 | 0 | 0 | 0% | 0% | 1 |  |  |  |  | 77.3% | [5 empty] | 0% | 0% | 0% | 1 | 0% | 0% | 0% | 1 | 0% | 0% | 0% | 1 | 0% | 0% | 0% | 1 | 0% | 0% | 0% | 1 | 0% | 0% | 0% | 1 | 0.1576% | 0% | 0% | 1 | 0% | 0% | 1 |  |  |  |  | 72.68% | [5 empty] | 0% | 0% | 0% | 1 | 0% | 0% | 0% | 1 | 0% | 0% | 0% | 1 | 0% | 0% | 0% | 1 | 0% | 0% | 0% | 1 | 0% | 0% | 0% | 1 | 0.1102% | 0% | 0% | 1 | 0% | 0% | 1 |  |  |  |  | 61.6% | [5 empty] | 0% | 0% | 0% | 1 | 3.368% | 0% | 0% | 1 | 3.707% | 0% | 0% | 1 | 3.707% | 0% | 0% | 1 | 7.075% | 0% | 0% | 1 | 0.9841% | 0% | 0% | 1 | 2.659% | 0% | 0% | 1 | 0% | 0% | 1 |  |  |  |  | 46.7% | [5 empty] | 0% | 0% | 0% | 1 | 18.15% | 0% | 0% | 1 | 13.69% | 0% | 0% | 1 | 16.51% | 0% | 0% | 1 | 29% | 0% | 0% | 1 | 1.878% | 0% | 0% | 1 | 5.537% | 0% | 0% | 1
23 | McCall | Central_Valley_North_Los_Banos | 0 | 0 | 0 | 0% | 0% | 1 |  |  |  |  | 75.4% | [5 empty] | 0% | 0% | 0% | 1 | 0% | 0% | 0% | 1 | 0% | 0% | 0% | 1 | 0% | 0% | 0% | 1 | 0% | 0% | 0% | 1 | 0% | 0% | 0% | 1 | 0.1951% | 0% | 0% | 1 | 0% | 0% | 1 |  |  |  |  | 69.69% | [5 empty] | 0% | 0% | 0% | 1 | 0% | 0% | 0% | 1 | 0% | 0% | 0% | 1 | 0% | 0% | 0% | 1 | 0% | 0% | 0% | 1 | 0% | 0% | 0% | 1 | 1.131% | 0% | 0% | 1 | 0% | 0% | 1 |  |  |  |  | 66.41% | [5 empty] | 0% | 0% | 0% | 1 | 0.1389% | 0% | 0% | 1 | 0% | 0% | 0% | 1 | 0% | 0% | 0% | 1 | 0.1389% | 0% | 0% | 1 | 0% | 0% | 0% | 1 | 0.8492% | 0% | 0% | 1 | 0% | 0% | 1 |  |  |  |  | 50.15% | [5 empty] | 0% | 0% | 0% | 1 | 10.8% | 0% | 0% | 1 | 9.423% | 0% | 0% | 1 | 9.445% | 0% | 0% | 1 | 18.21% | 0% | 0% | 1 | 1.032% | 0% | 0% | 1 | 3.26% | 0% | 0% | 1
24 | Mc Mullin | Central_Valley_North_Los_Banos | 0 | 0 | 0 | 0% | 0% | 1 |  |  |  |  | 47.93% | [5 empty] | 0% | 0% | 0% | 1 | 14.46% | 0% | 0% | 1 | 7.626% | 0% | 0% | 1 | 7.626% | 0% | 0% | 1 | 17.45% | 0% | 0% | 1 | 0% | 0% | 0% | 1 | 1.405% | 0% | 0% | 1 | 0% | 0% | 1 |  |  |  |  | 46.91% | [5 empty] | 0% | 0% | 0% | 1 | 14.36% | 0% | 0% | 1 | 8.503% | 0% | 0% | 1 | 8.748% | 0% | 0% | 1 | 20.43% | 0% | 0% | 1 | 0% | 0% | 0% | 1 | 1.515% | 0% | 0% | 1 | 0% | 0% | 1 |  |  |  |  | 47.85% | [5 empty] | 0% | 0% | 0% | 1 | 16.3% | 0% | 0% | 1 | 6.918% | 0% | 0% | 1 | 7.529% | 0% | 0% | 1 | 20.74% | 0% | 0% | 1 | 0.05845% | 0% | 0% | 1 | 2.02% | 0% | 0% | 1 | 0% | 0% | 1 |  |  |  |  | 47.13% | [5 empty] | 0% | 0% | 0% | 1 | 18.77% | 0% | 0% | 1 | 8.825% | 0% | 0% | 1 | 13.09% | 0% | 0% | 1 | 26.99% | 0% | 0% | 1 | 2.131% | 0% | 0% | 1 | 4.825% | 0% | 0% | 1
25 | Mendota | Central_Valley_North_Los_Banos | 0 | 0 | 0 | 0% | 0% | 1 |  |  |  |  | 24.11% | [5 empty] | 0% | 0% | 0% | 1 | 13.99% | 0% | 0% | 1 | 1.727% | 0% | 0% | 1 | 10.8% | 0% | 0% | 1 | 23.57% | 0% | 0% | 1 | 0.3815% | 0% | 0% | 1 | 2.608% | 0% | 0% | 1 | 0% | 0% | 1 |  |  |  |  | 20.84% | [5 empty] | 0% | 0% | 0% | 1 | 37.46% | 0% | 0% | 1 | 6.991% | 0% | 0% | 1 | 16.48% | 0% | 0% | 1 | 46.04% | 0% | 0% | 1 | 1.942% | 0% | 0% | 1 | 7.325% | 0% | 0% | 1 | 0% | 0% | 1 |  |  |  |  | 25.98% | [5 empty] | 0% | 0% | 0% | 1 | 38.43% | 0% | 0% | 1 | 10.17% | 0% | 0% | 1 | 18.53% | 0% | 0% | 1 | 48.08% | 0% | 0% | 1 | 2.097% | 0% | 0% | 1 | 7.889% | 0% | 0% | 1 | 0% | 0% | 1 |  |  |  |  | 37.77% | [5 empty] | 0.312% | 0% | 0.312% | 1 | 28.51% | 0% | 0% | 1 | 7.774% | 0% | 0% | 1 | 11.91% | 0% | 0% | 1 | 34.63% | 0% | 0% | 1 | 3.071% | 0% | 0% | 1 | 5.021% | 0% | 0% | 1
26 | Oro Loma | Central_Valley_North_Los_Banos | 0 | 0 | 0 | 0% | 0% | 1 |  |  |  |  | 17.75% | [5 empty] | 0% | 0% | 0% | 1 | 1.23% | 0% | 0% | 1 | 0% | 0% | 0% | 1 | 0.04044% | 0% | 0% | 1 | 1.27% | 0% | 0% | 1 | 0% | 0% | 0% | 1 | 2.358% | 0% | 0% | 1 | 0% | 0% | 1 |  |  |  |  | 36.11% | [5 empty] | 0% | 0% | 0% | 1 | 29.44% | 0% | 0% | 1 | 1.039% | 0% | 0% | 1 | 10.38% | 0% | 0% | 1 | 34.36% | 0% | 0% | 1 | 1.894% | 0% | 0% | 1 | 6.475% | 0% | 0% | 1 | 0% | 0% | 1 |  |  |  |  | 34.53% | [5 empty] | 0% | 0% | 0% | 1 | 45.2% | 0% | 0% | 1 | 8.779% | 0% | 0% | 1 | 15.23% | 0% | 0% | 1 | 49.57% | 0% | 0% | 1 | 3.028% | 0% | 0% | 1 | 7.513% | 0% | 0% | 1 | 0% | 0% | 1 |  |  |  |  | 29% | [5 empty] | 0.749% | 0% | 0.749% | 1 | 43.77% | 0% | 0% | 1 | 12.27% | 0% | 0% | 1 | 19.65% | 0% | 0% | 1 | 51.56% | 0% | 0% | 2 | 5.435% | 0% | 0% | 1 | 8.542% | 0% | 0% | 1
27 | Panoche | Central_Valley_North_Los_Banos | 0 | 0 | 0 | 0% | 0% | 1 |  |  |  |  | 40.82% | [5 empty] | 0% | 0% | 0% | 1 | 0% | 0% | 0% | 1 | 0% | 0% | 0% | 1 | 25.2% | 0% | 0% | 1 | 25.2% | 0% | 0% | 1 | 0% | 0% | 0% | 1 | 0.2032% | 0% | 0% | 1 | 0% | 0% | 1 |  |  |  |  | 25.06% | [5 empty] | 0% | 0% | 0% | 1 | 16.16% | 0% | 0% | 1 | 0.02789% | 0% | 0% | 1 | 11.94% | 0% | 0% | 1 | 24.99% | 0% | 0% | 1 | 0% | 0% | 0% | 1 | 0.3938% | 0% | 0% | 1 | 0% | 0% | 1 |  |  |  |  | 31.36% | [5 empty] | 0.03385% | 0% | 0.03385% | 1 | 26.99% | 0% | 0% | 1 | 1.896% | 0% | 0% | 1 | 8.934% | 0% | 0% | 1 | 32.66% | 0% | 0% | 1 | 0.9213% | 0% | 0% | 1 | 3.752% | 0% | 0% | 1 | 0% | 0% | 1 |  |  |  |  | 29.74% | [5 empty] | 2.456% | 0% | 2.456% | 1 | 36.02% | 0% | 0% | 1 | 9.427% | 0% | 0% | 1 | 15.37% | 0% | 0% | 1 | 43.28% | 0% | 0% | 1 | 7.687% | 0% | 0% | 1 | 5.833% | 0% | 0% | 1
28 | Reedley | Central_Valley_North_Los_Banos | 0 | 0 | 0 | 0% | 0% | 1 |  |  |  |  | 0% | [5 empty] | 0% | 0% | 0% | 1 | 0% | 0% | 0% | 1 | 0% | 0% | 0% | 1 | 0% | 0% | 0% | 1 | 0% | 0% | 0% | 1 | 0% | 0% | 0% | 1 | 0% | 0% | 0% | 1 | 0% | 0% | 1 |  |  |  |  | 0% | [5 empty] | 0% | 0% | 0% | 1 | 0% | 0% | 0% | 1 | 0% | 0% | 0% | 1 | 0% | 0% | 0% | 1 | 0% | 0% | 0% | 1 | 0% | 0% | 0% | 1 | 0% | 0% | 0% | 1 | 0% | 0% | 1 |  |  |  |  | 52.85% | [5 empty] | 0% | 0% | 0% | 1 | 0% | 0% | 0% | 1 | 0% | 0% | 0% | 1 | 0% | 0% | 0% | 1 | 0% | 0% | 0% | 1 | 0% | 0% | 0% | 1 | 2.319% | 0% | 0% | 1 | 0% | 0% | 1 |  |  |  |  | 70.66% | [5 empty] | 0% | 0% | 0% | 1 | 0% | 0% | 0% | 1 | 0% | 0% | 0% | 1 | 0% | 0% | 0% | 1 | 0% | 0% | 0% | 1 | 0% | 0% | 0% | 1 | 1.091% | 0% | 0% | 1
29 | Sanger | Central_Valley_North_Los_Banos | 0 | 0 | 0 | 0% | 0% | 1 |  |  |  |  | 89.05% | [5 empty] | 0% | 0% | 0% | 1 | 0% | 0% | 0% | 1 | 0% | 0% | 0% | 1 | 0% | 0% | 0% | 1 | 0% | 0% | 0% | 1 | 0% | 0% | 0% | 1 | 0% | 0% | 0% | 1 | 0% | 0% | 1 |  |  |  |  | 80.05% | [5 empty] | 0% | 0% | 0% | 1 | 0% | 0% | 0% | 1 | 0% | 0% | 0% | 1 | 0% | 0% | 0% | 1 | 0% | 0% | 0% | 1 | 0% | 0% | 0% | 1 | 0.1765% | 0% | 0% | 1 | 0% | 0% | 1 |  |  |  |  | 65.4% | [5 empty] | 0% | 0% | 0% | 1 | 0% | 0% | 0% | 1 | 1.97% | 0% | 0% | 1 | 1.97% | 0% | 0% | 1 | 1.97% | 0% | 0% | 1 | 0.02449% | 0% | 0% | 1 | 0.8086% | 0% | 0% | 1 | 0% | 0% | 1 |  |  |  |  | 55.75% | [5 empty] | 0% | 0% | 0% | 1 | 12.45% | 0% | 0% | 1 | 12.19% | 0% | 0% | 1 | 14.44% | 0% | 0% | 1 | 23.21% | 0% | 0% | 1 | 2.434% | 0% | 0% | 1 | 5.474% | 0% | 0% | 1
30 | Schindler | Central_Valley_North_Los_Banos | 0 | 0 | 0 | 0% | 0% | 1 |  |  |  |  | 42.9% | [5 empty] | 0% | 0% | 0% | 1 | 8.416% | 0% | 0% | 1 | 0.2975% | 0% | 0% | 1 | 1.74% | 0% | 0% | 1 | 10.14% | 0% | 0% | 1 | 0% | 0% | 0% | 1 | 0.4949% | 0% | 0% | 1 | 0% | 0% | 1 |  |  |  |  | 50.56% | [5 empty] | 0% | 0% | 0% | 1 | 16.19% | 0% | 0% | 1 | 4.566% | 0% | 0% | 1 | 7.837% | 0% | 0% | 1 | 20.35% | 0% | 0% | 1 | 2.042% | 0% | 0% | 1 | 0.8358% | 0% | 0% | 1 | 0% | 0% | 1 |  |  |  |  | 47.81% | [5 empty] | 0% | 0% | 0% | 1 | 17.86% | 0% | 0% | 1 | 3.43% | 0% | 0% | 1 | 6.914% | 0% | 0% | 1 | 21.36% | 0% | 0% | 1 | 2.025% | 0% | 0% | 1 | 1.173% | 0% | 0% | 1 | 0% | 0% | 1 |  |  |  |  | 48.09% | [5 empty] | 0% | 0% | 0% | 1 | 15.77% | 0% | 0% | 1 | 5.248% | 0% | 0% | 1 | 8.089% | 0% | 0% | 1 | 20.71% | 0% | 0% | 1 | 1.557% | 0% | 0% | 1 | 1.974% | 0% | 0% | 1
31 | Wahtoke | Central_Valley_North_Los_Banos | 0 | 0 | 0 | 0% | 0% | 1 |  |  |  |  | 0% | [5 empty] | 0% | 0% | 0% | 1 | 0% | 0% | 0% | 1 | 0% | 0% | 0% | 1 | 0% | 0% | 0% | 1 | 0% | 0% | 0% | 1 | 0% | 0% | 0% | 1 | 0% | 0% | 0% | 1 | 0% | 0% | 1 |  |  |  |  | 57.36% | [5 empty] | 0% | 0% | 0% | 1 | 0% | 0% | 0% | 1 | 0% | 0% | 0% | 1 | 0% | 0% | 0% | 1 | 0% | 0% | 0% | 1 | 0% | 0% | 0% | 1 | 3.294% | 0% | 0% | 1 | 0% | 0% | 1 |  |  |  |  | 63.77% | [5 empty] | 0% | 0% | 0% | 1 | 0% | 0% | 0% | 1 | 0% | 0% | 0% | 1 | 0% | 0% | 0% | 1 | 0% | 0% | 0% | 1 | 0% | 0% | 0% | 1 | 1.981% | 0% | 0% | 1 | 0% | 0% | 1 |  |  |  |  | 62.75% | [5 empty] | 0% | 0% | 0% | 1 | 2.202% | 0% | 0% | 1 | 1.206% | 0% | 0% | 1 | 1.258% | 0% | 0% | 1 | 2.982% | 0% | 0% | 1 | 0% | 0% | 0% | 1 | 1.037% | 0% | 0% | 1
32 | West Fresno | Central_Valley_North_Los_Banos | 0 | 0 | 0 | 0% | 0% | 1 |  |  |  |  | 73.05% | [5 empty] | 0% | 0% | 0% | 1 | 0% | 0% | 0% | 1 | 0% | 0% | 0% | 1 | 0% | 0% | 0% | 1 | 0% | 0% | 0% | 1 | 0% | 0% | 0% | 1 | 0.07965% | 0% | 0% | 1 | 0% | 0% | 1 |  |  |  |  | 67.05% | [5 empty] | 0% | 0% | 0% | 1 | 4.661% | 0% | 0% | 1 | 2.086% | 0% | 0% | 1 | 2.086% | 0% | 0% | 1 | 6.746% | 0% | 0% | 1 | 0% | 0% | 0% | 1 | 1.064% | 0% | 0% | 1 | 0% | 0% | 1 |  |  |  |  | 56.77% | [5 empty] | 0% | 0% | 0% | 1 | 9.415% | 0% | 0% | 1 | 13.48% | 0% | 0% | 1 | 14.35% | 0% | 0% | 1 | 21.45% | 0% | 0% | 1 | 1.82% | 0% | 0% | 1 | 4.281% | 0% | 0% | 1 | 0% | 0% | 1 |  |  |  |  | 42.93% | [5 empty] | 0% | 0% | 0% | 1 | 20.32% | 0% | 0% | 1 | 15% | 0% | 0% | 1 | 18.09% | 0% | 0% | 1 | 31.42% | 0% | 0% | 1 | 2.226% | 0% | 0% | 1 | 6.615% | 0% | 0% | 1
33 | Glenn | Northern_California | 202.5 | 8100 | 10 | 14.47% | 0% | 1 |  |  |  |  | 54.46% | [5 empty] | 0% | 0% | 0% | 1 | 54.28% | 12.53% | 0% | 2 | 0.6119% | 5.765% | 0% | 1 | 1.186% | 5.799% | 0% | 1 | 54.87% | 12.7% | 0% | 2 | 3.566% | 5.942% | 0% | 1 | 16.73% | 6.881% | 0% | 1 | 7.523% | 0% | 1 |  |  |  |  | 44.38% | [5 empty] | 0.5671% | 0% | 0.5671% | 1 | 52.88% | 5.56% | 0% | 2 | 1.834% | 2.669% | 0% | 1 | 5.435% | 2.77% | 0% | 1 | 56.86% | 6.072% | 0% | 2 | 10.07% | 2.913% | 0% | 1 | 16.45% | 3.136% | 0% | 1 | 5.019% | 0% | 1 |  |  |  |  | 32.12% | [5 empty] | 8.474% | 0% | 8.474% | 1 | 48.49% | 2.996% | 0% | 1 | 3.277% | 1.596% | 0% | 1 | 6.899% | 1.658% | 0% | 1 | 53.2% | 3.298% | 0% | 2 | 25.97% | 2.085% | 0% | 1 | 15.73% | 1.832% | 0% | 1 | 3.14% | 0% | 1 |  |  |  |  | 24.57% | [5 empty] | 24.49% | 0.3372% | 24.83% | 2 | 41.48% | 1.395% | 0% | 1 | 5.759% | 0.8659% | 0% | 1 | 13.65% | 0.945% | 0% | 1 | 50.31% | 1.642% | 0% | 2 | 36.51% | 1.285% | 0% | 1 | 11.96% | 0.9269% | 0% | 1
34 | Bridgeville | Humboldt | 0 | 0 | 0 | 0% | 0% | 1 |  |  |  |  | 0% | [5 empty] | 35.04% | 17.08% | 52.11% | 3 | 23.65% | 0% | 0% | 1 | 21.75% | 0% | 0% | 1 | 23.54% | 0% | 0% | 1 | 41.22% | 0% | 0% | 1 | 82.35% | 0% | 0% | 3 | 0.3489% | 0% | 0% | 1 | 0% | 0% | 1 |  |  |  |  | 0% | [5 empty] | 60.1% | 9.774% | 69.87% | 3 | 21.02% | 0% | 0% | 1 | 24.46% | 0% | 0% | 1 | 29.98% | 0% | 0% | 1 | 42.54% | 0% | 0% | 1 | 80.36% | 0% | 0% | 3 | 0.8378% | 0% | 0% | 1 | 0% | 0% | 1 |  |  |  |  | 0% | [5 empty] | 69.77% | 6.464% | 76.23% | 5 | 17% | 0% | 0% | 1 | 20.13% | 0% | 0% | 1 | 26.91% | 0% | 0% | 1 | 36.73% | 0% | 0% | 1 | 81.79% | 0% | 0% | 3 | 1.086% | 0% | 0% | 1 | 0% | 0% | 1 |  |  |  |  | 0% | [5 empty] | 79.23% | 3.053% | 82.28% | 5 | 10.08% | 0% | 0% | 1 | 23.76% | 0% | 0% | 1 | 29.56% | 0% | 0% | 1 | 35.86% | 0% | 0% | 1 | 75.05% | 0% | 0% | 3 | 4.042% | 0% | 0% | 1
35 | Humboldt | Humboldt | 0 | 0 | 0 | 0% | 0% | 1 |  |  |  |  | 0% | [5 empty] | 51.97% | 0% | 51.97% | 3 | 7.332% | 0% | 0% | 1 | 42.52% | 0% | 0% | 1 | 52.75% | 0% | 0% | 2 | 55.05% | 0% | 0% | 2 | 29.41% | 0% | 0% | 1 | 21.06% | 0% | 0% | 1 | 0% | 0% | 1 |  |  |  |  | 0% | [5 empty] | 47.92% | 0% | 47.92% | 2 | 4.893% | 0% | 0% | 1 | 33.63% | 0% | 0% | 1 | 37.91% | 0% | 0% | 1 | 40.43% | 0% | 0% | 1 | 41.02% | 0% | 0% | 1 | 21.06% | 0% | 0% | 1 | 0% | 0% | 1 |  |  |  |  | 0% | [5 empty] | 52.55% | 0.3382% | 52.89% | 3 | 4.057% | 0% | 0% | 1 | 24.66% | 0% | 0% | 1 | 28.56% | 0% | 0% | 1 | 31.16% | 0% | 0% | 1 | 50.68% | 0% | 0% | 2 | 14.94% | 0% | 0% | 1 | 0% | 0% | 1 |  |  |  |  | 0% | [5 empty] | 56.01% | 2.703% | 58.72% | 3 | 12.56% | 0% | 0% | 1 | 18.95% | 0% | 0% | 1 | 23.47% | 0% | 0% | 1 | 31.77% | 0% | 0% | 1 | 60.9% | 0% | 0% | 2 | 9.087% | 0% | 0% | 1
36 | El Centro | Greater_Imperial | 0 | 0 | 0 | 0% | 0% | 1 |  |  |  |  | 68.8% | [5 empty] | 0% | 0% | 0% | 1 | 2.535% | 0% | 0% | 1 | 4.131% | 0% | 0% | 1 | 4.131% | 0% | 0% | 1 | 6.666% | 0% | 0% | 1 | 0% | 0% | 0% | 1 | 6.459% | 0% | 0% | 1 | 0% | 0% | 1 |  |  |  |  | 71.31% | [5 empty] | 0% | 0% | 0% | 1 | 1.258% | 0% | 0% | 1 | 10.17% | 0% | 0% | 1 | 11.3% | 0% | 0% | 1 | 12.56% | 0% | 0% | 1 | 0.6204% | 0% | 0% | 1 | 5.327% | 0% | 0% | 1 | 0% | 0% | 1 |  |  |  |  | 66.32% | [5 empty] | 0% | 0% | 0% | 1 | 1.151% | 0% | 0% | 1 | 14.84% | 0% | 0% | 1 | 12.92% | 0% | 0% | 1 | 16.75% | 0% | 0% | 1 | 5.367% | 0% | 0% | 1 | 4.647% | 0% | 0% | 1 | 0% | 0% | 1 |  |  |  |  | 53.45% | [5 empty] | 0% | 0% | 0% | 1 | 6.544% | 0% | 0% | 1 | 17.05% | 0% | 0% | 1 | 15.23% | 0% | 0% | 1 | 24.16% | 0% | 0% | 1 | 15.64% | 0% | 0% | 1 | 5.004% | 0% | 0% | 1
37 | High Line | Greater_Imperial | 0 | 0 | 0 | 0% | 0% | 1 |  |  |  |  | 66.55% | [5 empty] | 0% | 0% | 0% | 1 | 0% | 0% | 0% | 1 | 29.09% | 0% | 0% | 1 | 29.09% | 0% | 0% | 1 | 29.09% | 0% | 0% | 1 | 7.724% | 0% | 0% | 1 | 6.343% | 0% | 0% | 1 | 0% | 0% | 1 |  |  |  |  | 64.4% | [5 empty] | 0% | 0% | 0% | 1 | 4.272% | 0% | 0% | 1 | 18.05% | 0% | 0% | 1 | 18.05% | 0% | 0% | 1 | 22.32% | 0% | 0% | 1 | 7.644% | 0% | 0% | 1 | 5.112% | 0% | 0% | 1 | 0% | 0% | 1 |  |  |  |  | 59.24% | [5 empty] | 0% | 0% | 0% | 1 | 5.293% | 0% | 0% | 1 | 13.68% | 0% | 0% | 1 | 13.78% | 0% | 0% | 1 | 18.97% | 0% | 0% | 1 | 9.335% | 0% | 0% | 1 | 5.25% | 0% | 0% | 1 | 0% | 0% | 1 |  |  |  |  | 55.26% | [5 empty] | 0% | 0% | 0% | 1 | 6.771% | 0% | 0% | 1 | 16.46% | 0% | 0% | 1 | 14.38% | 0% | 0% | 1 | 23.84% | 0% | 0% | 1 | 11.12% | 0% | 0% | 1 | 4.897% | 0% | 0% | 1
38 | Imperial Valley | Greater_Imperial | 0 | 0 | 0 | 0% | 0% | 1 |  |  |  |  | 39.12% | [5 empty] | 0% | 0% | 0% | 1 | 0% | 0% | 0% | 1 | 18.09% | 0% | 0% | 1 | 30.76% | 0% | 0% | 1 | 30.76% | 0% | 0% | 1 | 3.572% | 0% | 0% | 1 | 8.017% | 0% | 0% | 1 | 0% | 0% | 1 |  |  |  |  | 33.49% | [5 empty] | 0% | 0% | 0% | 1 | 9.089% | 0% | 0% | 1 | 5.4% | 0% | 0% | 1 | 9.183% | 0% | 0% | 1 | 18.27% | 0% | 0% | 1 | 27.94% | 0% | 0% | 1 | 5.29% | 0% | 0% | 1 | 0% | 0% | 1 |  |  |  |  | 49.57% | [5 empty] | 0% | 0% | 0% | 1 | 5.652% | 0% | 0% | 1 | 4.449% | 0% | 0% | 1 | 5.999% | 0% | 0% | 1 | 11.68% | 0% | 0% | 1 | 18.89% | 0% | 0% | 1 | 5.532% | 0% | 0% | 1 | 0% | 0% | 1 |  |  |  |  | 58.57% | [5 empty] | 0.2881% | 0% | 0.2881% | 1 | 2.786% | 0% | 0% | 1 | 16.26% | 0% | 0% | 1 | 13.82% | 0% | 0% | 1 | 19.88% | 0% | 0% | 1 | 13.3% | 0% | 0% | 1 | 4.46% | 0% | 0% | 1
39 | El Segundo | Greater_LA | 0 | 0 | 0 | 0% | 0% | 1 |  |  |  |  | 0% | [5 empty] | 18.34% | 0% | 18.34% | 1 | 2.903% | 0% | 0% | 1 | 30.71% | 0% | 0% | 1 | 55.33% | 0% | 0% | 2 | 58.23% | 0% | 0% | 2 | 0% | 0% | 0% | 1 | 0.1735% | 0% | 0% | 1 | 0% | 0% | 1 |  |  |  |  | 0% | [5 empty] | 9.051% | 0.837% | 9.888% | 2 | 2.464% | 0% | 0% | 1 | 5.876% | 0% | 0% | 1 | 77.8% | 0% | 0% | 3 | 80.27% | 0% | 0% | 3 | 0% | 0% | 0% | 1 | 0.0567% | 0% | 0% | 1 | 0% | 0% | 1 |  |  |  |  | 0% | [5 empty] | 3.67% | 1.56% | 5.23% | 2 | 1.12% | 0% | 0% | 1 | 2.674% | 0% | 0% | 1 | 53.04% | 0% | 0% | 2 | 54.16% | 0% | 0% | 2 | 0% | 0% | 0% | 1 | 0.1578% | 0% | 0% | 1 | 0% | 0% | 1 |  |  |  |  | 0% | [5 empty] | 1.917% | 22.85% | 24.77% | 4 | 3.025% | 0% | 0% | 1 | 7.996% | 0% | 0% | 1 | 54.77% | 0% | 0% | 2 | 57.8% | 0% | 0% | 2 | 3.725% | 0% | 0% | 1 | 3.105% | 0% | 0% | 1
40 | Arco | Central_Valley_North_Los_Banos | 0 | 0 | 0 | 0% | 0% | 1 |  |  |  |  | 0% | [5 empty] | 0% | 0% | 0% | 1 | 0% | 0% | 0% | 1 | 0% | 0% | 0% | 1 | 0% | 0% | 0% | 1 | 0% | 0% | 0% | 1 | 0% | 0% | 0% | 1 | 0% | 0% | 0% | 1 | 0% | 0% | 1 |  |  |  |  | 0% | [5 empty] | 37.29% | 0% | 37.29% | 2 | 80.98% | 0% | 0% | 3 | 0% | 0% | 0% | 1 | 24.69% | 0% | 0% | 1 | 92.96% | 0% | 0% | 4 | 69.57% | 0% | 0% | 2 | 0.2917% | 0% | 0% | 1 | 0% | 0% | 1 |  |  |  |  | 0.00393% | [5 empty] | 7.719% | 0% | 7.719% | 1 | 62.84% | 0% | 0% | 2 | 7.031% | 0% | 0% | 1 | 18.51% | 0% | 0% | 1 | 67.05% | 0% | 0% | 2 | 59.77% | 0% | 0% | 2 | 1.128% | 0% | 0% | 1 | 0% | 0% | 1 |  |  |  |  | 8.15% | [5 empty] | 4.453% | 0% | 4.453% | 1 | 47.95% | 0% | 0% | 1 | 3.153% | 0% | 0% | 1 | 14.04% | 0% | 0% | 1 | 52.76% | 0% | 0% | 2 | 52.95% | 0% | 0% | 2 | 1.038% | 0% | 0% | 1
41 | Bakersfield | Central_Valley_North_Los_Banos | 0 | 0 | 0 | 0% | 0% | 1 |  |  |  |  | 0% | [5 empty] | 0% | 0% | 0% | 1 | 0% | 0% | 0% | 1 | 0% | 0% | 0% | 1 | 0% | 0% | 0% | 1 | 0% | 0% | 0% | 1 | 0% | 0% | 0% | 1 | 0% | 0% | 0% | 1 | 0% | 0% | 1 |  |  |  |  | 0% | [5 empty] | 0% | 0% | 0% | 1 | 0% | 0% | 0% | 1 | 0% | 0% | 0% | 1 | 0% | 0% | 0% | 1 | 0% | 0% | 0% | 1 | 0% | 0% | 0% | 1 | 0% | 0% | 0% | 1 | 0% | 0% | 1 |  |  |  |  | 0% | [5 empty] | 0% | 0% | 0% | 1 | 0% | 0% | 0% | 1 | 0% | 0% | 0% | 1 | 0% | 0% | 0% | 1 | 0% | 0% | 0% | 1 | 0% | 0% | 0% | 1 | 0% | 0% | 0% | 1 | 0% | 0% | 1 |  |  |  |  | 0% | [5 empty] | 43.41% | 56.59% | 100% | 5 | 53.41% | 0% | 0% | 2 | 13.98% | 0% | 0% | 1 | 25.11% | 0% | 0% | 1 | 63.75% | 0% | 0% | 2 | 55.38% | 0% | 0% | 2 | 2.918% | 0% | 0% | 1
42 | Charca | Central_Valley_North_Los_Banos | 0 | 0 | 0 | 0% | 0% | 1 |  |  |  |  | 0% | [5 empty] | 0% | 0% | 0% | 1 | 0% | 0% | 0% | 1 | 0% | 0% | 0% | 1 | 0% | 0% | 0% | 1 | 0% | 0% | 0% | 1 | 0% | 0% | 0% | 1 | 0% | 0% | 0% | 1 | 0% | 0% | 1 |  |  |  |  | 0% | [5 empty] | 0% | 0% | 0% | 1 | 0% | 0% | 0% | 1 | 0% | 0% | 0% | 1 | 0% | 0% | 0% | 1 | 0% | 0% | 0% | 1 | 0% | 0% | 0% | 1 | 0% | 0% | 0% | 1 | 0% | 0% | 1 |  |  |  |  | 0% | [5 empty] | 0% | 0% | 0% | 1 | 0% | 0% | 0% | 1 | 0% | 0% | 0% | 1 | 0% | 0% | 0% | 1 | 0% | 0% | 0% | 1 | 0% | 0% | 0% | 1 | 0% | 0% | 0% | 1 | 0% | 0% | 1 |  |  |  |  | 0% | [5 empty] | 0% | 0% | 0% | 1 | 0% | 0% | 0% | 1 | 0% | 0% | 0% | 1 | 0% | 0% | 0% | 1 | 0% | 0% | 0% | 1 | 0% | 0% | 0% | 1 | 0% | 0% | 0% | 1
43 | Columbus | Central_Valley_North_Los_Banos | 0 | 0 | 15 | 0% | 0% | 1 |  |  |  |  | 0% | [5 empty] | 0% | 0% | 0% | 1 | 0% | 0% | 0% | 1 | 0% | 0% | 0% | 1 | 0% | 0% | 0% | 1 | 0% | 0% | 0% | 1 | 0% | 0% | 0% | 1 | 0% | 0% | 0% | 1 | 0% | 0% | 1 |  |  |  |  | 0% | [5 empty] | 0% | 0% | 0% | 1 | 0% | 0% | 0% | 1 | 0% | 0% | 0% | 1 | 0% | 0% | 0% | 1 | 0% | 0% | 0% | 1 | 0% | 0% | 0% | 1 | 0% | 0% | 0% | 1 | 0% | 0% | 1 |  |  |  |  | 0% | [5 empty] | 71.04% | 28.96% | 100% | 5 | 73.75% | 0% | 0% | 3 | 35.71% | 0% | 0% | 1 | 71.76% | 0% | 0% | 3 | 93.62% | 0% | 0% | 4 | 54.55% | 0% | 0% | 2 | 3.073% | 0% | 0% | 1 | 0% | 0% | 1 |  |  |  |  | 0.0485% | [5 empty] | 50.94% | 49.06% | 100% | 5 | 43.05% | 0% | 0% | 1 | 15.31% | 0% | 0% | 1 | 32.27% | 0% | 0% | 1 | 62.25% | 0% | 0% | 2 | 65.65% | 0% | 0% | 2 | 2.425% | 0% | 0% | 1
44 | Elk Hills | Central_Valley_North_Los_Banos | 0 | 0 | 0 | 0% | 0% | 1 |  |  |  |  | 0% | [5 empty] | 0% | 0% | 0% | 1 | 0% | 0% | 0% | 1 | 0% | 0% | 0% | 1 | 0% | 0% | 0% | 1 | 0% | 0% | 0% | 1 | 0% | 0% | 0% | 1 | 0% | 0% | 0% | 1 | 0% | 0% | 1 |  |  |  |  | 0% | [5 empty] | 0% | 0% | 0% | 1 | 0% | 0% | 0% | 1 | 0% | 0% | 0% | 1 | 0% | 0% | 0% | 1 | 0% | 0% | 0% | 1 | 0% | 0% | 0% | 1 | 0% | 0% | 0% | 1 | 0% | 0% | 1 |  |  |  |  | 0% | [5 empty] | 0% | 0% | 0% | 1 | 0% | 0% | 0% | 1 | 0% | 0% | 0% | 1 | 0% | 0% | 0% | 1 | 0% | 0% | 0% | 1 | 0% | 0% | 0% | 1 | 0% | 0% | 0% | 1 | 0% | 0% | 1 |  |  |  |  | 0% | [5 empty] | 40.34% | 0.1335% | 40.47% | 2 | 8.188% | 0% | 0% | 1 | 13.19% | 0% | 0% | 1 | 13.19% | 0% | 0% | 1 | 16.61% | 0% | 0% | 1 | 37.11% | 0% | 0% | 1 | 1.608% | 0% | 0% | 1
45 | Goose Lake | Central_Valley_North_Los_Banos | 0 | 0 | 0 | 0% | 0% | 1 |  |  |  |  | 0% | [5 empty] | 0% | 0% | 0% | 1 | 0% | 0% | 0% | 1 | 0% | 0% | 0% | 1 | 0% | 0% | 0% | 1 | 0% | 0% | 0% | 1 | 0% | 0% | 0% | 1 | 0% | 0% | 0% | 1 | 0% | 0% | 1 |  |  |  |  | 0% | [5 empty] | 0% | 0% | 0% | 1 | 0% | 0% | 0% | 1 | 0% | 0% | 0% | 1 | 0% | 0% | 0% | 1 | 0% | 0% | 0% | 1 | 0% | 0% | 0% | 1 | 0% | 0% | 0% | 1 | 0% | 0% | 1 |  |  |  |  | 0% | [5 empty] | 0% | 0% | 0% | 1 | 0% | 0% | 0% | 1 | 0% | 0% | 0% | 1 | 0% | 0% | 0% | 1 | 0% | 0% | 0% | 1 | 0% | 0% | 0% | 1 | 0% | 0% | 0% | 1 | 0% | 0% | 1 |  |  |  |  | 0% | [5 empty] | 0% | 0% | 0% | 1 | 43.76% | 0% | 0% | 1 | 1.923% | 0% | 0% | 1 | 13.39% | 0% | 0% | 1 | 51% | 0% | 0% | 2 | 59.41% | 0% | 0% | 2 | 1.602% | 0% | 0% | 1
46 | Kernridge | Central_Valley_North_Los_Banos | 0 | 0 | 0 | 0% | 0% | 1 |  |  |  |  | 0% | [5 empty] | 0% | 0% | 0% | 1 | 9.387% | 0% | 0% | 1 | 10.1% | 0% | 0% | 1 | 10.1% | 0% | 0% | 1 | 19.48% | 0% | 0% | 1 | 7.672% | 0% | 0% | 1 | 0% | 0% | 0% | 1 | 0% | 0% | 1 |  |  |  |  | 0% | [5 empty] | 0% | 0% | 0% | 1 | 36.26% | 0% | 0% | 1 | 3.377% | 0% | 0% | 1 | 23.5% | 0% | 0% | 1 | 48.97% | 0% | 0% | 1 | 46.95% | 0% | 0% | 1 | 1.462% | 0% | 0% | 1 | 0% | 0% | 1 |  |  |  |  | 0% | [5 empty] | 0% | 0% | 0% | 1 | 40.82% | 0% | 0% | 1 | 2.016% | 0% | 0% | 1 | 14.03% | 0% | 0% | 1 | 48.42% | 0% | 0% | 1 | 60.02% | 0% | 0% | 2 | 1.652% | 0% | 0% | 1 | 0% | 0% | 1 |  |  |  |  | 0% | [5 empty] | 10.78% | 0% | 10.78% | 1 | 46.72% | 0% | 0% | 1 | 4.766% | 0% | 0% | 1 | 9.373% | 0% | 0% | 1 | 53.63% | 0% | 0% | 2 | 64.91% | 0% | 0% | 2 | 1.452% | 0% | 0% | 1
47 | Lamont | Central_Valley_North_Los_Banos | 0 | 0 | 0 | 0% | 0% | 1 |  |  |  |  | 0% | [5 empty] | 0% | 0% | 0% | 1 | 0% | 0% | 0% | 1 | 0% | 0% | 0% | 1 | 0% | 0% | 0% | 1 | 0% | 0% | 0% | 1 | 0% | 0% | 0% | 1 | 0% | 0% | 0% | 1 | 0% | 0% | 1 |  |  |  |  | 0% | [5 empty] | 0% | 100% | 100% | 5 | 100% | 0% | 0% | 5 | 1.867% | 0% | 0% | 1 | 1.867% | 0% | 0% | 1 | 100% | 0% | 0% | 5 | 29.2% | 0% | 0% | 1 | 1.404% | 0% | 0% | 1 | 0% | 0% | 1 |  |  |  |  | 0% | [5 empty] | 17.39% | 82.61% | 100% | 5 | 63% | 0% | 0% | 2 | 14.9% | 0% | 0% | 1 | 17.29% | 0% | 0% | 1 | 68.92% | 0% | 0% | 2 | 46.75% | 0% | 0% | 1 | 2.849% | 0% | 0% | 1 | 0% | 0% | 1 |  |  |  |  | 0.1379% | [5 empty] | 67.7% | 24.57% | 92.26% | 5 | 47.5% | 0% | 0% | 1 | 14.22% | 0% | 0% | 1 | 37.78% | 0% | 0% | 1 | 64% | 0% | 0% | 2 | 70.84% | 0% | 0% | 3 | 2.518% | 0% | 0% | 1
48 | Lerdo | Central_Valley_North_Los_Banos | 0 | 0 | 0 | 0% | 0% | 1 |  |  |  |  | 0% | [5 empty] | 0% | 0% | 0% | 1 | 0% | 0% | 0% | 1 | 0% | 0% | 0% | 1 | 0% | 0% | 0% | 1 | 0% | 0% | 0% | 1 | 0% | 0% | 0% | 1 | 0% | 0% | 0% | 1 | 0% | 0% | 1 |  |  |  |  | 0% | [5 empty] | 0% | 0% | 0% | 1 | 0% | 0% | 0% | 1 | 0% | 0% | 0% | 1 | 0% | 0% | 0% | 1 | 0% | 0% | 0% | 1 | 0% | 0% | 0% | 1 | 0% | 0% | 0% | 1 | 0% | 0% | 1 |  |  |  |  | 0% | [5 empty] | 0% | 0% | 0% | 1 | 0% | 0% | 0% | 1 | 0% | 0% | 0% | 1 | 0% | 0% | 0% | 1 | 0% | 0% | 0% | 1 | 0% | 0% | 0% | 1 | 0% | 0% | 0% | 1 | 0% | 0% | 1 |  |  |  |  | 0% | [5 empty] | 100% | 0% | 100% | 5 | 35.91% | 0% | 0% | 1 | 0.007458% | 0% | 0% | 1 | 57.46% | 0% | 0% | 2 | 63.59% | 0% | 0% | 2 | 60.34% | 0% | 0% | 2 | 1.609% | 0% | 0% | 1
49 | Magunden | Central_Valley_North_Los_Banos | 0 | 0 | 0 | 0% | 0% | 1 |  |  |  |  | 0% | [5 empty] | 0% | 0% | 0% | 1 | 0% | 0% | 0% | 1 | 0% | 0% | 0% | 1 | 0% | 0% | 0% | 1 | 0% | 0% | 0% | 1 | 0% | 0% | 0% | 1 | 0% | 0% | 0% | 1 | 0% | 0% | 1 |  |  |  |  | 0% | [5 empty] | 0% | 0% | 0% | 1 | 0% | 0% | 0% | 1 | 0% | 0% | 0% | 1 | 0% | 0% | 0% | 1 | 0% | 0% | 0% | 1 | 0% | 0% | 0% | 1 | 0% | 0% | 0% | 1 | 0% | 0% | 1 |  |  |  |  | 0% | [5 empty] | 30.3% | 69.7% | 100% | 5 | 93.08% | 0% | 0% | 4 | 21.43% | 0% | 0% | 1 | 29.24% | 0% | 0% | 1 | 100% | 0% | 0% | 5 | 48.39% | 0% | 0% | 1 | 1.967% | 0% | 0% | 1 | 0% | 0% | 1 |  |  |  |  | 0.2683% | [5 empty] | 54.1% | 45.9% | 100% | 5 | 37.64% | 0% | 0% | 1 | 9.853% | 0% | 0% | 1 | 26.1% | 0% | 0% | 1 | 53.44% | 0% | 0% | 2 | 62.34% | 0% | 0% | 2 | 2.616% | 0% | 0% | 1
50 | Midway | Central_Valley_North_Los_Banos | 0 | 0 | 20 | 0% | 0% | 1 |  |  |  |  | 0% | [5 empty] | 0% | 0% | 0% | 1 | 0% | 0% | 0% | 1 | 0% | 0% | 0% | 1 | 0% | 0% | 0% | 1 | 0% | 0% | 0% | 1 | 0% | 0% | 0% | 1 | 0% | 0% | 0% | 1 | 0% | 0% | 1 |  |  |  |  | 0% | [5 empty] | 0% | 0% | 0% | 1 | 0% | 0% | 0% | 1 | 0% | 0% | 0% | 1 | 0% | 0% | 0% | 1 | 0% | 0% | 0% | 1 | 0% | 0% | 0% | 1 | 0% | 0% | 0% | 1 | 0% | 0% | 1 |  |  |  |  | 0% | [5 empty] | 0% | 0% | 0% | 1 | 0% | 0% | 0% | 1 | 0% | 0% | 0% | 1 | 0% | 0% | 0% | 1 | 0% | 0% | 0% | 1 | 0% | 0% | 0% | 1 | 0% | 0% | 0% | 1 | 0% | 0% | 1 |  |  |  |  | 0% | [5 empty] | 0% | 0% | 0% | 1 | 33.33% | 0% | 0% | 1 | 4.415% | 0% | 0% | 1 | 26.23% | 0% | 0% | 1 | 45.46% | 0% | 0% | 1 | 33.5% | 0% | 0% | 1 | 0.7522% | 0% | 0% | 1
51 | Norco | Central_Valley_North_Los_Banos | 0 | 0 | 15 | 0% | 0% | 1 |  |  |  |  | 0% | [5 empty] | 0% | 0% | 0% | 1 | 0% | 0% | 0% | 1 | 0% | 0% | 0% | 1 | 0% | 0% | 0% | 1 | 0% | 0% | 0% | 1 | 0% | 0% | 0% | 1 | 0% | 0% | 0% | 1 | 0% | 0% | 1 |  |  |  |  | 0% | [5 empty] | 0% | 0% | 0% | 1 | 0% | 0% | 0% | 1 | 0% | 0% | 0% | 1 | 0% | 0% | 0% | 1 | 0% | 0% | 0% | 1 | 0% | 0% | 0% | 1 | 0% | 0% | 0% | 1 | 0% | 0% | 1 |  |  |  |  | 0% | [5 empty] | 0% | 0% | 0% | 1 | 0% | 0% | 0% | 1 | 0% | 0% | 0% | 1 | 0% | 0% | 0% | 1 | 0% | 0% | 0% | 1 | 0% | 0% | 0% | 1 | 0% | 0% | 0% | 1 | 0% | 0% | 1 |  |  |  |  | 0% | [5 empty] | 86.46% | 0.05547% | 86.52% | 5 | 5.106% | 0% | 0% | 1 | 0% | 0% | 0% | 1 | 0% | 0% | 0% | 1 | 5.106% | 0% | 0% | 1 | 78.28% | 0% | 0% | 3 | 3.294% | 0% | 0% | 1
52 | Rio Bravo | Central_Valley_North_Los_Banos | 0 | 0 | 0 | 0% | 0% | 1 |  |  |  |  | 0% | [5 empty] | 0% | 0% | 0% | 1 | 0% | 0% | 0% | 1 | 0% | 0% | 0% | 1 | 0% | 0% | 0% | 1 | 0% | 0% | 0% | 1 | 0% | 0% | 0% | 1 | 0% | 0% | 0% | 1 | 0% | 0% | 1 |  |  |  |  | 0% | [5 empty] | 0% | 0% | 0% | 1 | 0% | 0% | 0% | 1 | 0% | 0% | 0% | 1 | 0% | 0% | 0% | 1 | 0% | 0% | 0% | 1 | 0% | 0% | 0% | 1 | 0% | 0% | 0% | 1 | 0% | 0% | 1 |  |  |  |  | 0% | [5 empty] | 0% | 0% | 0% | 1 | 0% | 0% | 0% | 1 | 0% | 0% | 0% | 1 | 0% | 0% | 0% | 1 | 0% | 0% | 0% | 1 | 0% | 0% | 0% | 1 | 0% | 0% | 0% | 1 | 0% | 0% | 1 |  |  |  |  | 0% | [5 empty] | 0% | 0% | 0% | 1 | 0% | 0% | 0% | 1 | 0% | 0% | 0% | 1 | 0% | 0% | 0% | 1 | 0% | 0% | 0% | 1 | 0% | 0% | 0% | 1 | 0% | 0% | 0% | 1
53 | Rosedale | Central_Valley_North_Los_Banos | 0 | 0 | 0 | 0% | 0% | 1 |  |  |  |  | 0% | [5 empty] | 0% | 0% | 0% | 1 | 0% | 0% | 0% | 1 | 0% | 0% | 0% | 1 | 0% | 0% | 0% | 1 | 0% | 0% | 0% | 1 | 0% | 0% | 0% | 1 | 0% | 0% | 0% | 1 | 0% | 0% | 1 |  |  |  |  | 0% | [5 empty] | 0% | 0% | 0% | 1 | 0% | 0% | 0% | 1 | 0% | 0% | 0% | 1 | 0% | 0% | 0% | 1 | 0% | 0% | 0% | 1 | 0% | 0% | 0% | 1 | 0% | 0% | 0% | 1 | 0% | 0% | 1 |  |  |  |  | 0% | [5 empty] | 0% | 0% | 0% | 1 | 0% | 0% | 0% | 1 | 0% | 0% | 0% | 1 | 0% | 0% | 0% | 1 | 0% | 0% | 0% | 1 | 0% | 0% | 0% | 1 | 0% | 0% | 0% | 1 | 0% | 0% | 1 |  |  |  |  | 0% | [5 empty] | 29.34% | 70.66% | 100% | 5 | 66.37% | 0% | 0% | 2 | 16.78% | 0% | 0% | 1 | 27.93% | 0% | 0% | 1 | 79.54% | 0% | 0% | 3 | 43.91% | 0% | 0% | 1 | 2.823% | 0% | 0% | 1
54 | Semitropic | Central_Valley_North_Los_Banos | 0 | 0 | 0 | 0% | 0% | 1 |  |  |  |  | 0% | [5 empty] | 0% | 0% | 0% | 1 | 0% | 0% | 0% | 1 | 0% | 0% | 0% | 1 | 0% | 0% | 0% | 1 | 0% | 0% | 0% | 1 | 0% | 0% | 0% | 1 | 0% | 0% | 0% | 1 | 0% | 0% | 1 |  |  |  |  | 0% | [5 empty] | 0% | 0% | 0% | 1 | 0% | 0% | 0% | 1 | 0% | 0% | 0% | 1 | 0% | 0% | 0% | 1 | 0% | 0% | 0% | 1 | 0% | 0% | 0% | 1 | 0% | 0% | 0% | 1 | 0% | 0% | 1 |  |  |  |  | 0% | [5 empty] | 0% | 0% | 0% | 1 | 0% | 0% | 0% | 1 | 0% | 0% | 0% | 1 | 0% | 0% | 0% | 1 | 0% | 0% | 0% | 1 | 0% | 0% | 0% | 1 | 0% | 0% | 0% | 1 | 0% | 0% | 1 |  |  |  |  | 0% | [5 empty] | 0% | 0% | 0% | 1 | 11.52% | 0% | 0% | 1 | 10.7% | 0% | 0% | 1 | 10.84% | 0% | 0% | 1 | 22.23% | 0% | 0% | 1 | 8.387% | 0% | 0% | 1 | 0% | 0% | 0% | 1
55 | Shafter | Central_Valley_North_Los_Banos | 0 | 0 | 0 | 0% | 0% | 1 |  |  |  |  | 0% | [5 empty] | 0% | 0% | 0% | 1 | 0% | 0% | 0% | 1 | 0% | 0% | 0% | 1 | 0% | 0% | 0% | 1 | 0% | 0% | 0% | 1 | 0% | 0% | 0% | 1 | 0% | 0% | 0% | 1 | 0% | 0% | 1 |  |  |  |  | 0% | [5 empty] | 0% | 0% | 0% | 1 | 0% | 0% | 0% | 1 | 0% | 0% | 0% | 1 | 0% | 0% | 0% | 1 | 0% | 0% | 0% | 1 | 0% | 0% | 0% | 1 | 0% | 0% | 0% | 1 | 0% | 0% | 1 |  |  |  |  | 0% | [5 empty] | 0% | 0% | 0% | 1 | 0% | 0% | 0% | 1 | 0% | 0% | 0% | 1 | 0% | 0% | 0% | 1 | 0% | 0% | 0% | 1 | 0% | 0% | 0% | 1 | 0% | 0% | 0% | 1 | 0% | 0% | 1 |  |  |  |  | 0% | [5 empty] | 0% | 0% | 0% | 1 | 0% | 0% | 0% | 1 | 0% | 0% | 0% | 1 | 0% | 0% | 0% | 1 | 0% | 0% | 0% | 1 | 0% | 0% | 0% | 1 | 0% | 0% | 0% | 1
56 | Smyrna | Central_Valley_North_Los_Banos | 0 | 0 | 0 | 0% | 0% | 1 |  |  |  |  | 0% | [5 empty] | 0% | 0% | 0% | 1 | 0% | 0% | 0% | 1 | 0% | 0% | 0% | 1 | 0% | 0% | 0% | 1 | 0% | 0% | 0% | 1 | 0% | 0% | 0% | 1 | 0% | 0% | 0% | 1 | 0% | 0% | 1 |  |  |  |  | 0% | [5 empty] | 0% | 0% | 0% | 1 | 0% | 0% | 0% | 1 | 0% | 0% | 0% | 1 | 0% | 0% | 0% | 1 | 0% | 0% | 0% | 1 | 0% | 0% | 0% | 1 | 0% | 0% | 0% | 1 | 0% | 0% | 1 |  |  |  |  | 0% | [5 empty] | 0% | 0% | 0% | 1 | 0% | 0% | 0% | 1 | 0% | 0% | 0% | 1 | 0% | 0% | 0% | 1 | 0% | 0% | 0% | 1 | 0% | 0% | 0% | 1 | 0% | 0% | 0% | 1 | 0% | 0% | 1 |  |  |  |  | 0% | [5 empty] | 0% | 0% | 0% | 1 | 0% | 0% | 0% | 1 | 0% | 0% | 0% | 1 | 0% | 0% | 0% | 1 | 0% | 0% | 0% | 1 | 0% | 0% | 0% | 1 | 0% | 0% | 0% | 1
57 | Stockdale | Central_Valley_North_Los_Banos | 0 | 0 | 0 | 0% | 0% | 1 |  |  |  |  | 0% | [5 empty] | 0% | 0% | 0% | 1 | 0% | 0% | 0% | 1 | 0% | 0% | 0% | 1 | 0% | 0% | 0% | 1 | 0% | 0% | 0% | 1 | 0% | 0% | 0% | 1 | 0% | 0% | 0% | 1 | 0% | 0% | 1 |  |  |  |  | 0% | [5 empty] | 0% | 0% | 0% | 1 | 0% | 0% | 0% | 1 | 0% | 0% | 0% | 1 | 0% | 0% | 0% | 1 | 0% | 0% | 0% | 1 | 0% | 0% | 0% | 1 | 0% | 0% | 0% | 1 | 0% | 0% | 1 |  |  |  |  | 0% | [5 empty] | 0% | 0% | 0% | 1 | 0% | 0% | 0% | 1 | 0% | 0% | 0% | 1 | 0% | 0% | 0% | 1 | 0% | 0% | 0% | 1 | 0% | 0% | 0% | 1 | 0% | 0% | 0% | 1 | 0% | 0% | 1 |  |  |  |  | 0% | [5 empty] | 23.14% | 76.53% | 99.66% | 5 | 63.73% | 0% | 0% | 2 | 15.96% | 0% | 0% | 1 | 25.61% | 0% | 0% | 1 | 75% | 0% | 0% | 3 | 39.69% | 0% | 0% | 1 | 2.736% | 0% | 0% | 1
58 | Taft | Central_Valley_North_Los_Banos | 0 | 0 | 0 | 0% | 0% | 1 |  |  |  |  | 0% | [5 empty] | 0% | 0% | 0% | 1 | 0% | 0% | 0% | 1 | 0% | 0% | 0% | 1 | 0% | 0% | 0% | 1 | 0% | 0% | 0% | 1 | 0% | 0% | 0% | 1 | 0% | 0% | 0% | 1 | 0% | 0% | 1 |  |  |  |  | 0% | [5 empty] | 0% | 0% | 0% | 1 | 0% | 0% | 0% | 1 | 0% | 0% | 0% | 1 | 0% | 0% | 0% | 1 | 0% | 0% | 0% | 1 | 0% | 0% | 0% | 1 | 0% | 0% | 0% | 1 | 0% | 0% | 1 |  |  |  |  | 0% | [5 empty] | 88.69% | 0% | 88.69% | 5 | 0% | 0% | 0% | 1 | 0% | 0% | 0% | 1 | 0% | 0% | 0% | 1 | 0% | 0% | 0% | 1 | 89.44% | 0% | 0% | 3 | 2.19% | 0% | 0% | 1 | 0% | 0% | 1 |  |  |  |  | 0% | [5 empty] | 19.33% | 0.4721% | 19.8% | 2 | 3.741% | 0% | 0% | 1 | 8.335% | 0% | 0% | 1 | 16.14% | 0% | 0% | 1 | 18.22% | 0% | 0% | 1 | 54.51% | 0% | 0% | 2 | 0.8131% | 0% | 0% | 1
59 | Temblor | Central_Valley_North_Los_Banos | 0 | 0 | 0 | 0% | 0% | 1 |  |  |  |  | 0% | [5 empty] | 0% | 0% | 0% | 1 | 13.62% | 0% | 0% | 1 | 27.99% | 0% | 0% | 1 | 27.99% | 0% | 0% | 1 | 35.01% | 0% | 0% | 1 | 0.604% | 0% | 0% | 1 | 0% | 0% | 0% | 1 | 0% | 0% | 1 |  |  |  |  | 0% | [5 empty] | 0% | 0% | 0% | 1 | 22.29% | 0% | 0% | 1 | 5.996% | 0% | 0% | 1 | 22.56% | 0% | 0% | 1 | 32.08% | 0% | 0% | 1 | 16.01% | 0% | 0% | 1 | 0.3386% | 0% | 0% | 1 | 0% | 0% | 1 |  |  |  |  | 0% | [5 empty] | 0% | 0% | 0% | 1 | 36.95% | 0% | 0% | 1 | 2.727% | 0% | 0% | 1 | 18.98% | 0% | 0% | 1 | 47.21% | 0% | 0% | 1 | 52.44% | 0% | 0% | 2 | 2.218% | 0% | 0% | 1 | 0% | 0% | 1 |  |  |  |  | 0% | [5 empty] | 11.05% | 0.6133% | 11.67% | 2 | 41.5% | 0% | 0% | 1 | 7.752% | 0% | 0% | 1 | 13.82% | 0% | 0% | 1 | 52.34% | 0% | 0% | 2 | 68.38% | 0% | 0% | 2 | 1.923% | 0% | 0% | 1
60 | Tupman | Central_Valley_North_Los_Banos | 0 | 0 | 0 | 0% | 0% | 1 |  |  |  |  | 0% | [5 empty] | 0% | 0% | 0% | 1 | 0% | 0% | 0% | 1 | 0% | 0% | 0% | 1 | 0% | 0% | 0% | 1 | 0% | 0% | 0% | 1 | 0% | 0% | 0% | 1 | 0% | 0% | 0% | 1 | 0% | 0% | 1 |  |  |  |  | 0% | [5 empty] | 0% | 0% | 0% | 1 | 0% | 0% | 0% | 1 | 0% | 0% | 0% | 1 | 0% | 0% | 0% | 1 | 0% | 0% | 0% | 1 | 0% | 0% | 0% | 1 | 0% | 0% | 0% | 1 | 0% | 0% | 1 |  |  |  |  | 0% | [5 empty] | 0% | 0% | 0% | 1 | 0% | 0% | 0% | 1 | 0% | 0% | 0% | 1 | 0% | 0% | 0% | 1 | 0% | 0% | 0% | 1 | 0% | 0% | 0% | 1 | 0% | 0% | 0% | 1 | 0% | 0% | 1 |  |  |  |  | 0% | [5 empty] | 0% | 0% | 0% | 1 | 0% | 0% | 0% | 1 | 0% | 0% | 0% | 1 | 0% | 0% | 0% | 1 | 0% | 0% | 0% | 1 | 0% | 0% | 0% | 1 | 0% | 0% | 0% | 1
61 | Westpark | Central_Valley_North_Los_Banos | 0 | 0 | 0 | 0% | 0% | 1 |  |  |  |  | 0% | [5 empty] | 0% | 0% | 0% | 1 | 0% | 0% | 0% | 1 | 0% | 0% | 0% | 1 | 0% | 0% | 0% | 1 | 0% | 0% | 0% | 1 | 0% | 0% | 0% | 1 | 0% | 0% | 0% | 1 | 0% | 0% | 1 |  |  |  |  | 0% | [5 empty] | 0% | 0% | 0% | 1 | 0% | 0% | 0% | 1 | 0% | 0% | 0% | 1 | 0% | 0% | 0% | 1 | 0% | 0% | 0% | 1 | 0% | 0% | 0% | 1 | 0% | 0% | 0% | 1 | 0% | 0% | 1 |  |  |  |  | 0% | [5 empty] | 0% | 0% | 0% | 1 | 0% | 0% | 0% | 1 | 0% | 0% | 0% | 1 | 0% | 0% | 0% | 1 | 0% | 0% | 0% | 1 | 0% | 0% | 0% | 1 | 0% | 0% | 0% | 1 | 0% | 0% | 1 |  |  |  |  | 0% | [5 empty] | 33.73% | 66.27% | 100% | 5 | 58.35% | 0% | 0% | 2 | 16.56% | 0% | 0% | 1 | 28% | 0% | 0% | 1 | 70.4% | 0% | 0% | 3 | 46.66% | 0% | 0% | 1 | 2.786% | 0% | 0% | 1
62 | Wheeler Ridge | Central_Valley_North_Los_Banos | 0 | 0 | 0 | 0% | 0% | 1 |  |  |  |  | 0% | [5 empty] | 0% | 0% | 0% | 1 | 0% | 0% | 0% | 1 | 0% | 0% | 0% | 1 | 0% | 0% | 0% | 1 | 0% | 0% | 0% | 1 | 0% | 0% | 0% | 1 | 0% | 0% | 0% | 1 | 0% | 0% | 1 |  |  |  |  | 0% | [5 empty] | 7.979% | 0% | 7.979% | 1 | 100% | 0% | 0% | 5 | 85.44% | 0% | 0% | 3 | 85.44% | 0% | 0% | 3 | 100% | 0% | 0% | 5 | 89.66% | 0% | 0% | 3 | 3.025% | 0% | 0% | 1 | 0% | 0% | 1 |  |  |  |  | 0.0004995% | [5 empty] | 61.8% | 9.778% | 71.57% | 3 | 70.83% | 0% | 0% | 3 | 47.21% | 0% | 0% | 1 | 66.93% | 0% | 0% | 2 | 92.84% | 0% | 0% | 4 | 58.56% | 0% | 0% | 2 | 3.753% | 0% | 0% | 1 | 0% | 0% | 1 |  |  |  |  | 0.778% | [5 empty] | 75.33% | 14.45% | 89.78% | 5 | 57.65% | 0% | 0% | 2 | 40.11% | 0% | 0% | 1 | 40.49% | 0% | 0% | 1 | 80.09% | 0% | 0% | 3 | 46.96% | 0% | 0% | 1 | 2.368% | 0% | 0% | 1
63 | Kern Oil | Central_Valley_North_Los_Banos | 0 | 0 | 0 | 0% | 0% | 1 |  |  |  |  | 0% | [5 empty] | 0% | 0% | 0% | 1 | 0% | 0% | 0% | 1 | 0% | 0% | 0% | 1 | 0% | 0% | 0% | 1 | 0% | 0% | 0% | 1 | 0% | 0% | 0% | 1 | 0% | 0% | 0% | 1 | 0% | 0% | 1 |  |  |  |  | 0% | [5 empty] | 0% | 0% | 0% | 1 | 0% | 0% | 0% | 1 | 0% | 0% | 0% | 1 | 0% | 0% | 0% | 1 | 0% | 0% | 0% | 1 | 0% | 0% | 0% | 1 | 0% | 0% | 0% | 1 | 0% | 0% | 1 |  |  |  |  | 0% | [5 empty] | 100% | 0% | 100% | 5 | 100% | 0% | 0% | 5 | 0% | 0% | 0% | 1 | 0% | 0% | 0% | 1 | 100% | 0% | 0% | 5 | 15.28% | 0% | 0% | 1 | 0% | 0% | 0% | 1 | 0% | 0% | 1 |  |  |  |  | 0% | [5 empty] | 42.92% | 57.08% | 100% | 5 | 52.2% | 0% | 0% | 2 | 16.95% | 0% | 0% | 1 | 31.72% | 0% | 0% | 1 | 68.85% | 0% | 0% | 2 | 51.37% | 0% | 0% | 2 | 2.889% | 0% | 0% | 1
64 | Inyokern | Greater_Kramer (Exclude) | 0 | 0 | 0 | 0% | 0% | 1 |  |  |  |  | 0% | [5 empty] | 0% | 0% | 0% | 1 | 57.83% | 0% | 0% | 2 | 26.29% | 0% | 0% | 1 | 8.628% | 0% | 0% | 1 | 62.23% | 0% | 0% | 2 | 37.49% | 0% | 0% | 1 | 0.002182% | 0% | 0% | 1 | 0% | 0% | 1 |  |  |  |  | 0% | [5 empty] | 3.822% | 0% | 3.822% | 1 | 57.77% | 0% | 0% | 2 | 26.1% | 0% | 0% | 1 | 11.33% | 0% | 0% | 1 | 65.37% | 0% | 0% | 2 | 37.68% | 0% | 0% | 1 | 0.2597% | 0% | 0% | 1 | 0% | 0% | 1 |  |  |  |  | 0.04211% | [5 empty] | 18.76% | 0% | 18.76% | 1 | 51.83% | 0% | 0% | 2 | 31.83% | 0% | 0% | 1 | 20.85% | 0% | 0% | 1 | 69.06% | 0% | 0% | 2 | 37.39% | 0% | 0% | 1 | 0.3353% | 0% | 0% | 1 | 0% | 0% | 1 |  |  |  |  | 1.24% | [5 empty] | 13.64% | 8.351% | 21.99% | 2 | 16.34% | 0% | 0% | 1 | 31.74% | 0% | 0% | 1 | 20.19% | 0% | 0% | 1 | 48.16% | 0% | 0% | 1 | 48.89% | 0% | 0% | 1 | 2.758% | 0% | 0% | 1
65 | Pastoria | Central_Valley_North_Los_Banos | 0 | 0 | 0 | 0% | 0% | 1 |  |  |  |  | 0.0004916% | [5 empty] | 70.46% | 0% | 70.46% | 3 | 86.02% | 0% | 0% | 3 | 66.96% | 0% | 0% | 2 | 79.43% | 0% | 0% | 3 | 100% | 0% | 0% | 5 | 67.29% | 0% | 0% | 2 | 3.012% | 0% | 0% | 1 | 0% | 0% | 1 |  |  |  |  | 1.406% | [5 empty] | 81.76% | 0.3244% | 82.08% | 5 | 65.07% | 0% | 0% | 2 | 64.84% | 0% | 0% | 2 | 69.08% | 0% | 0% | 2 | 96.78% | 0% | 0% | 5 | 48.87% | 0% | 0% | 1 | 2.884% | 0% | 0% | 1 | 0% | 0% | 1 |  |  |  |  | 1.213% | [5 empty] | 80.13% | 2.872% | 83% | 5 | 57.39% | 0% | 0% | 2 | 47.89% | 0% | 0% | 1 | 40.31% | 0% | 0% | 1 | 85.25% | 0% | 0% | 3 | 42.72% | 0% | 0% | 1 | 1.948% | 0% | 0% | 1 | 0% | 0% | 1 |  |  |  |  | 1.061% | [5 empty] | 61% | 13.8% | 74.8% | 3 | 46.39% | 0% | 0% | 1 | 35.19% | 0% | 0% | 1 | 30.52% | 0% | 0% | 1 | 72.74% | 0% | 0% | 3 | 39.3% | 0% | 0% | 1 | 2.703% | 0% | 0% | 1
66 | Ransburg | Greater_Kramer (Exclude) | 0 | 0 | 0 | 0% | 0% | 1 |  |  |  |  | 0% | [5 empty] | 0% | 0% | 0% | 1 | 43.08% | 0% | 0% | 1 | 0.02567% | 0% | 0% | 1 | 0% | 0% | 0% | 1 | 43.11% | 0% | 0% | 1 | 57.14% | 0% | 0% | 2 | 0% | 0% | 0% | 1 | 0% | 0% | 1 |  |  |  |  | 0% | [5 empty] | 0% | 0% | 0% | 1 | 47.09% | 0% | 0% | 1 | 20.54% | 0% | 0% | 1 | 3.57% | 0% | 0% | 1 | 65.7% | 0% | 0% | 2 | 61.38% | 0% | 0% | 2 | 0.04086% | 0% | 0% | 1 | 0% | 0% | 1 |  |  |  |  | 0.00358% | [5 empty] | 0% | 0% | 0% | 1 | 36.93% | 0% | 0% | 1 | 23.76% | 0% | 0% | 1 | 4.399% | 0% | 0% | 1 | 57.67% | 0% | 0% | 2 | 53.97% | 0% | 0% | 2 | 0.573% | 0% | 0% | 1 | 0% | 0% | 1 |  |  |  |  | 0.001855% | [5 empty] | 0.03196% | 0% | 0.03196% | 1 | 36.92% | 0% | 0% | 1 | 24.41% | 0% | 0% | 1 | 6.555% | 0% | 0% | 1 | 56.64% | 0% | 0% | 2 | 47.84% | 0% | 0% | 1 | 0.5235% | 0% | 0% | 1
67 | Sycamore | Central_Valley_North_Los_Banos | 0 | 0 | 0 | 0% | 0% | 1 |  |  |  |  | 0% | [5 empty] | 0% | 0% | 0% | 1 | 0% | 0% | 0% | 1 | 0% | 0% | 0% | 1 | 0% | 0% | 0% | 1 | 0% | 0% | 0% | 1 | 0% | 0% | 0% | 1 | 0% | 0% | 0% | 1 | 0% | 0% | 1 |  |  |  |  | 0% | [5 empty] | 0% | 0% | 0% | 1 | 0% | 0% | 0% | 1 | 0% | 0% | 0% | 1 | 0% | 0% | 0% | 1 | 0% | 0% | 0% | 1 | 0% | 0% | 0% | 1 | 0% | 0% | 0% | 1 | 0% | 0% | 1 |  |  |  |  | 0% | [5 empty] | 100% | 0% | 100% | 5 | 88.51% | 0% | 0% | 3 | 0% | 0% | 0% | 1 | 84.34% | 0% | 0% | 3 | 100% | 0% | 0% | 5 | 40.97% | 0% | 0% | 1 | 0.1133% | 0% | 0% | 1 | 0% | 0% | 1 |  |  |  |  | 0% | [5 empty] | 40.65% | 59.35% | 100% | 5 | 48.44% | 0% | 0% | 1 | 20.37% | 0% | 0% | 1 | 37.23% | 0% | 0% | 1 | 71.45% | 0% | 0% | 3 | 54.5% | 0% | 0% | 2 | 3.019% | 0% | 0% | 1
68 | Avenal | Central_Valley_North_Los_Banos | 0 | 0 | 0 | 0% | 0% | 1 |  |  |  |  | 0% | [5 empty] | 0.2039% | 0% | 0.2039% | 1 | 63.16% | 0% | 0% | 2 | 0% | 0% | 0% | 1 | 32.42% | 0% | 0% | 1 | 78.32% | 0% | 0% | 3 | 52.54% | 0% | 0% | 2 | 0.2618% | 0% | 0% | 1 | 0% | 0% | 1 |  |  |  |  | 22.83% | [5 empty] | 7.022% | 0% | 7.022% | 1 | 45.02% | 0% | 0% | 1 | 0% | 0% | 0% | 1 | 17.97% | 0% | 0% | 1 | 52.76% | 0% | 0% | 2 | 57.88% | 0% | 0% | 2 | 0.6148% | 0% | 0% | 1 | 0% | 0% | 1 |  |  |  |  | 44.57% | [5 empty] | 7.872% | 0% | 7.872% | 1 | 26.32% | 0% | 0% | 1 | 6.743% | 0% | 0% | 1 | 19.22% | 0% | 0% | 1 | 37.81% | 0% | 0% | 1 | 35.31% | 0% | 0% | 1 | 0.5137% | 0% | 0% | 1 | 0% | 0% | 1 |  |  |  |  | 35.82% | [5 empty] | 2.742% | 0% | 2.742% | 1 | 27.32% | 0% | 0% | 1 | 3.055% | 0% | 0% | 1 | 11.33% | 0% | 0% | 1 | 32.36% | 0% | 0% | 1 | 22.7% | 0% | 0% | 1 | 1.192% | 0% | 0% | 1
69 | Corcoran | Central_Valley_North_Los_Banos | 0 | 0 | 0 | 0% | 0% | 1 |  |  |  |  | 3.259% | [5 empty] | 0% | 0% | 0% | 1 | 0% | 0% | 0% | 1 | 0% | 0% | 0% | 1 | 0% | 0% | 0% | 1 | 0% | 0% | 0% | 1 | 0% | 0% | 0% | 1 | 1.834% | 0% | 0% | 1 | 0% | 0% | 1 |  |  |  |  | 10.17% | [5 empty] | 0% | 0% | 0% | 1 | 0% | 0% | 0% | 1 | 0% | 0% | 0% | 1 | 0% | 0% | 0% | 1 | 0% | 0% | 0% | 1 | 0% | 0% | 0% | 1 | 3.207% | 0% | 0% | 1 | 0% | 0% | 1 |  |  |  |  | 15.96% | [5 empty] | 0% | 0% | 0% | 1 | 0.05346% | 0% | 0% | 1 | 0% | 0% | 0% | 1 | 0% | 0% | 0% | 1 | 0.05346% | 0% | 0% | 1 | 0% | 0% | 0% | 1 | 4.033% | 0% | 0% | 1 | 0% | 0% | 1 |  |  |  |  | 45.6% | [5 empty] | 0% | 0% | 0% | 1 | 3.836% | 0% | 0% | 1 | 1.01% | 0% | 0% | 1 | 3.746% | 0% | 0% | 1 | 5.763% | 0% | 0% | 1 | 0.2457% | 0% | 0% | 1 | 2.551% | 0% | 0% | 1
70 | Henrietta | Central_Valley_North_Los_Banos | 0 | 0 | 0 | 0% | 0% | 1 |  |  |  |  | 54.46% | [5 empty] | 0% | 0% | 0% | 1 | 1.685% | 0% | 0% | 1 | 1.641% | 0% | 0% | 1 | 1.785% | 0% | 0% | 1 | 3.298% | 0% | 0% | 1 | 0% | 0% | 0% | 1 | 3.095% | 0% | 0% | 1 | 0% | 0% | 1 |  |  |  |  | 57.26% | [5 empty] | 0% | 0% | 0% | 1 | 5.307% | 0% | 0% | 1 | 2.556% | 0% | 0% | 1 | 6.026% | 0% | 0% | 1 | 10.84% | 0% | 0% | 1 | 0% | 0% | 0% | 1 | 1.872% | 0% | 0% | 1 | 0% | 0% | 1 |  |  |  |  | 51.69% | [5 empty] | 0% | 0% | 0% | 1 | 6.457% | 0% | 0% | 1 | 1.572% | 0% | 0% | 1 | 4.842% | 0% | 0% | 1 | 10.42% | 0% | 0% | 1 | 0.1222% | 0% | 0% | 1 | 1.611% | 0% | 0% | 1 | 0% | 0% | 1 |  |  |  |  | 48.36% | [5 empty] | 0% | 0% | 0% | 1 | 11.58% | 0% | 0% | 1 | 2.895% | 0% | 0% | 1 | 5.43% | 0% | 0% | 1 | 14.35% | 0% | 0% | 1 | 2.554% | 0% | 0% | 1 | 1.246% | 0% | 0% | 1
71 | Eagle Rock | Mendocino_Marin | 0 | 0 | 0 | 0% | 0% | 1 |  |  |  |  | 2.687% | [5 empty] | 11.16% | 84.03% | 95.18% | 5 | 69.02% | 0% | 0% | 2 | 61.32% | 0% | 0% | 2 | 78.97% | 0% | 0% | 3 | 100% | 0% | 0% | 5 | 35.85% | 0% | 0% | 1 | 1.227% | 0% | 0% | 1 | 0% | 0% | 1 |  |  |  |  | 2.927% | [5 empty] | 29.6% | 64.23% | 93.84% | 5 | 68.06% | 0% | 0% | 2 | 49.13% | 0% | 0% | 1 | 77.52% | 0% | 0% | 3 | 97.5% | 0% | 0% | 5 | 41.21% | 0% | 0% | 1 | 1.272% | 0% | 0% | 1 | 0% | 0% | 1 |  |  |  |  | 2.196% | [5 empty] | 49.69% | 44.8% | 94.49% | 5 | 65.71% | 0% | 0% | 2 | 34.41% | 0% | 0% | 1 | 65.98% | 0% | 0% | 2 | 89.21% | 0% | 0% | 3 | 52.05% | 0% | 0% | 2 | 1.253% | 0% | 0% | 1 | 0% | 0% | 1 |  |  |  |  | 1.539% | [5 empty] | 64.34% | 32.27% | 96.62% | 5 | 52.36% | 0% | 0% | 2 | 31.27% | 0% | 0% | 1 | 60.28% | 0% | 0% | 2 | 82.88% | 0% | 0% | 3 | 66.46% | 0% | 0% | 2 | 1.15% | 0% | 0% | 1
72 | Leavitt | Northern_California | 300 | 12000 | 20 | 660% | 33.61% | 5 |  |  |  |  | 0% | [5 empty] | 95% | 0% | 95% | 5 | 55.31% | 83.62% | 0% | 4 | 23.74% | 49% | 0% | 2 | 25.77% | 50.34% | 0% | 3 | 76.92% | 161.9% | 18.57% | 5 | 69.73% | 123.5% | 10.18% | 5 | 8.27% | 40.74% | 0% | 2 | 79.68% | 0% | 3 |  |  |  |  | 0% | [5 empty] | 96.72% | 0% | 96.72% | 5 | 43.36% | 18.29% | 0% | 1 | 21.56% | 13.2% | 0% | 1 | 19.27% | 12.83% | 0% | 1 | 60.92% | 26.5% | 0% | 2 | 66.43% | 30.85% | 0% | 2 | 8.002% | 11.26% | 0% | 1 | 31.38% | 0% | 2 |  |  |  |  | 0% | [5 empty] | 97% | 0% | 97% | 5 | 41.24% | 8.712% | 0% | 1 | 14.14% | 5.962% | 0% | 1 | 14.09% | 5.959% | 0% | 1 | 53.8% | 11.08% | 0% | 2 | 63.45% | 14% | 0% | 2 | 8.161% | 5.574% | 0% | 1 | 14.46% | 0% | 1 |  |  |  |  | 0% | [5 empty] | 94.64% | 0% | 94.64% | 5 | 35.99% | 3.252% | 0% | 1 | 10.53% | 2.326% | 0% | 1 | 15.6% | 2.466% | 0% | 1 | 49.11% | 4.09% | 0% | 1 | 70.44% | 7.039% | 0% | 3 | 8.262% | 2.269% | 0% | 1
73 | Madeline | Northern_California | 631.1 | 25244 | 20 | 300.9% | 12.15% | 5 |  |  |  |  | 0% | [5 empty] | 72.77% | 0% | 72.77% | 3 | 20% | 21.44% | 0% | 2 | 5.823% | 18.22% | 0% | 1 | 6.181% | 18.29% | 0% | 1 | 26.45% | 23.32% | 0% | 2 | 80.11% | 86.25% | 0% | 4 | 24.34% | 22.67% | 0% | 2 | 163.1% | 3.369% | 4 |  |  |  |  | 0% | [5 empty] | 84.58% | 0% | 84.58% | 5 | 28.99% | 11.64% | 0% | 1 | 5.405% | 8.737% | 0% | 1 | 9.486% | 9.131% | 0% | 1 | 37.56% | 13.24% | 0% | 1 | 85.15% | 55.67% | 0% | 3 | 16.89% | 9.944% | 0% | 1 | 108.9% | 0.4182% | 4 |  |  |  |  | 0.001556% | [5 empty] | 87.53% | 0% | 87.53% | 5 | 38.66% | 7.979% | 0% | 1 | 8.15% | 5.329% | 0% | 1 | 11.74% | 5.546% | 0% | 1 | 47.56% | 9.334% | 0% | 1 | 84.9% | 32.41% | 0% | 3 | 14.24% | 5.708% | 0% | 1 | 44.15% | 0% | 2 |  |  |  |  | 0.006018% | [5 empty] | 91.81% | 0% | 91.81% | 5 | 44.83% | 5.315% | 0% | 1 | 11.14% | 3.3% | 0% | 1 | 12.22% | 3.341% | 0% | 1 | 51.96% | 6.104% | 0% | 2 | 82.33% | 16.6% | 0% | 3 | 11.26% | 3.304% | 0% | 1
74 | Antelope | Tehachapi | 200 | 8000 | 0 | 27.74% | 0% | 2 |  |  |  |  | 0.9732% | [5 empty] | 17.58% | 47.08% | 64.66% | 5 | 2.967% | 11.86% | 0% | 1 | 32.51% | 17.05% | 0% | 1 | 34.18% | 17.48% | 0% | 1 | 40.14% | 19.22% | 0% | 1 | 25.29% | 15.4% | 0% | 1 | 3.942% | 11.98% | 0% | 1 | 15.27% | 0% | 1 |  |  |  |  | 1.465% | [5 empty] | 14.91% | 40.58% | 55.49% | 5 | 11.43% | 7.276% | 0% | 1 | 27.56% | 8.896% | 0% | 1 | 20.87% | 8.143% | 0% | 1 | 41.25% | 10.97% | 0% | 1 | 24.41% | 8.525% | 0% | 1 | 3.741% | 6.694% | 0% | 1 | 8.688% | 0% | 1 |  |  |  |  | 2.57% | [5 empty] | 24.36% | 30.11% | 54.47% | 5 | 13.82% | 3.998% | 0% | 1 | 31.52% | 5.031% | 0% | 1 | 20.05% | 4.31% | 0% | 1 | 46.06% | 6.388% | 0% | 1 | 21.24% | 4.375% | 0% | 1 | 2.785% | 3.544% | 0% | 1 | 7.307% | 0% | 1 |  |  |  |  | 1.972% | [5 empty] | 32.27% | 25.24% | 57.5% | 4 | 29.74% | 2.609% | 0% | 1 | 38.33% | 2.972% | 0% | 1 | 26.74% | 2.502% | 0% | 1 | 63.7% | 5.05% | 0% | 2 | 33.62% | 2.761% | 0% | 1 | 3.07% | 1.891% | 0% | 1
75 | Arcogen | Greater_LA | 0 | 0 | 0 | 0% | 0% | 1 |  |  |  |  | 0% | [5 empty] | 0.7993% | 0% | 0.7993% | 1 | 0.01645% | 0% | 0% | 1 | 2.751% | 0% | 0% | 1 | 59.25% | 0% | 0% | 2 | 59.26% | 0% | 0% | 2 | 0% | 0% | 0% | 1 | 0.2108% | 0% | 0% | 1 | 0% | 0% | 1 |  |  |  |  | 0% | [5 empty] | 2.239% | 0% | 2.239% | 1 | 0.1764% | 0% | 0% | 1 | 11.48% | 0% | 0% | 1 | 61.58% | 0% | 0% | 2 | 61.76% | 0% | 0% | 2 | 0% | 0% | 0% | 1 | 0.4406% | 0% | 0% | 1 | 0% | 0% | 1 |  |  |  |  | 0% | [5 empty] | 1.522% | 0% | 1.522% | 1 | 0.1199% | 0% | 0% | 1 | 13.44% | 0% | 0% | 1 | 72.83% | 0% | 0% | 3 | 72.95% | 0% | 0% | 3 | 0% | 0% | 0% | 1 | 1.289% | 0% | 0% | 1 | 0% | 0% | 1 |  |  |  |  | 0% | [5 empty] | 1.673% | 3.522% | 5.195% | 2 | 0.5443% | 0% | 0% | 1 | 13.94% | 0% | 0% | 1 | 73.45% | 0% | 0% | 3 | 74% | 0% | 0% | 3 | 1.95% | 0% | 0% | 1 | 3.235% | 0% | 0% | 1
76 | Bailey | Tehachapi | 0 | 0 | 0 | 0% | 0% | 1 |  |  |  |  | 1.452% | [5 empty] | 86.07% | 0% | 86.07% | 5 | 61.32% | 0% | 0% | 2 | 53.32% | 0% | 0% | 2 | 45.69% | 0% | 0% | 1 | 93.47% | 0% | 0% | 4 | 48.59% | 0% | 0% | 1 | 2.589% | 0% | 0% | 1 | 0% | 0% | 1 |  |  |  |  | 1.55% | [5 empty] | 74.92% | 3.525% | 78.45% | 5 | 56.48% | 0% | 0% | 2 | 49.29% | 0% | 0% | 1 | 36.24% | 0% | 0% | 1 | 87.09% | 0% | 0% | 3 | 41% | 0% | 0% | 1 | 2.289% | 0% | 0% | 1 | 0% | 0% | 1 |  |  |  |  | 0.938% | [5 empty] | 66.53% | 10.26% | 76.79% | 5 | 51.91% | 0% | 0% | 2 | 36.45% | 0% | 0% | 1 | 27.86% | 0% | 0% | 1 | 75.88% | 0% | 0% | 3 | 42.52% | 0% | 0% | 1 | 3.267% | 0% | 0% | 1 | 0% | 0% | 1 |  |  |  |  | 1.77% | [5 empty] | 48.31% | 27.12% | 75.43% | 5 | 44% | 0% | 0% | 1 | 30.98% | 0% | 0% | 1 | 26.54% | 0% | 0% | 1 | 68.18% | 0% | 0% | 2 | 37.72% | 0% | 0% | 1 | 3.843% | 0% | 0% | 1
77 | Center | Greater_LA | 0 | 0 | 0 | 0% | 0% | 1 |  |  |  |  | 0% | [5 empty] | 0% | 0% | 0% | 1 | 0% | 0% | 0% | 1 | 0% | 0% | 0% | 1 | 0% | 0% | 0% | 1 | 0% | 0% | 0% | 1 | 0% | 0% | 0% | 1 | 0% | 0% | 0% | 1 | 0% | 0% | 1 |  |  |  |  | 0% | [5 empty] | 0% | 0% | 0% | 1 | 0% | 0% | 0% | 1 | 14.02% | 0% | 0% | 1 | 52.09% | 0% | 0% | 2 | 52.09% | 0% | 0% | 2 | 0% | 0% | 0% | 1 | 0.5809% | 0% | 0% | 1 | 0% | 0% | 1 |  |  |  |  | 0% | [5 empty] | 0.4913% | 0% | 0.4913% | 1 | 0.02882% | 0% | 0% | 1 | 9.221% | 0% | 0% | 1 | 71.15% | 0% | 0% | 3 | 71.18% | 0% | 0% | 3 | 0% | 0% | 0% | 1 | 0.4209% | 0% | 0% | 1 | 0% | 0% | 1 |  |  |  |  | 0% | [5 empty] | 1.245% | 20.34% | 21.58% | 4 | 3.96% | 0% | 0% | 1 | 12.62% | 0% | 0% | 1 | 66% | 0% | 0% | 2 | 68.41% | 0% | 0% | 2 | 18.39% | 0% | 0% | 1 | 6.931% | 0% | 0% | 1
78 | Del Amo | Greater_LA | 0 | 0 | 0 | 0% | 0% | 1 |  |  |  |  | 0% | [5 empty] | 0% | 0% | 0% | 1 | 0% | 0% | 0% | 1 | 20.53% | 0% | 0% | 1 | 40.59% | 0% | 0% | 1 | 40.59% | 0% | 0% | 1 | 0% | 0% | 0% | 1 | 0.8% | 0% | 0% | 1 | 0% | 0% | 1 |  |  |  |  | 0% | [5 empty] | 0% | 0% | 0% | 1 | 0% | 0% | 0% | 1 | 8.714% | 0% | 0% | 1 | 72.44% | 0% | 0% | 3 | 72.44% | 0% | 0% | 3 | 0% | 0% | 0% | 1 | 0.6722% | 0% | 0% | 1 | 0% | 0% | 1 |  |  |  |  | 0% | [5 empty] | 1.286% | 0% | 1.286% | 1 | 0.1013% | 0% | 0% | 1 | 14.06% | 0% | 0% | 1 | 76.68% | 0% | 0% | 3 | 76.78% | 0% | 0% | 3 | 0% | 0% | 0% | 1 | 3.482% | 0% | 0% | 1 | 0% | 0% | 1 |  |  |  |  | 0% | [5 empty] | 1.36% | 3.873% | 5.233% | 2 | 2.743% | 0% | 0% | 1 | 15.33% | 0% | 0% | 1 | 74.84% | 0% | 0% | 3 | 77.58% | 0% | 0% | 3 | 1.972% | 0% | 0% | 1 | 3.281% | 0% | 0% | 1
79 | El Nido | Greater_LA | 0 | 0 | 0 | 0% | 0% | 1 |  |  |  |  | 0% | [5 empty] | 21.71% | 0% | 21.71% | 2 | 2.863% | 0% | 0% | 1 | 30.28% | 0% | 0% | 1 | 54.56% | 0% | 0% | 2 | 57.42% | 0% | 0% | 2 | 0% | 0% | 0% | 1 | 0.1711% | 0% | 0% | 1 | 0% | 0% | 1 |  |  |  |  | 0% | [5 empty] | 2.905% | 0% | 2.905% | 1 | 0.2165% | 0% | 0% | 1 | 2.514% | 0% | 0% | 1 | 55.68% | 0% | 0% | 2 | 55.9% | 0% | 0% | 2 | 0% | 0% | 0% | 1 | 0.1421% | 0% | 0% | 1 | 0% | 0% | 1 |  |  |  |  | 0% | [5 empty] | 3.289% | 0.7311% | 4.02% | 2 | 1.002% | 0% | 0% | 1 | 5.863% | 0% | 0% | 1 | 57.79% | 0% | 0% | 2 | 58.8% | 0% | 0% | 2 | 0% | 0% | 0% | 1 | 0.2148% | 0% | 0% | 1 | 0% | 0% | 1 |  |  |  |  | 0% | [5 empty] | 1.821% | 12.09% | 13.91% | 3 | 0.6726% | 0% | 0% | 1 | 14.54% | 0% | 0% | 1 | 64.28% | 0% | 0% | 2 | 64.95% | 0% | 0% | 2 | 0% | 0% | 0% | 1 | 2.44% | 0% | 0% | 1
80 | Goodrich | Greater_LA | 0 | 0 | 0 | 0% | 0% | 1 |  |  |  |  | 0% | [5 empty] | 0% | 0% | 0% | 1 | 0% | 0% | 0% | 1 | 0% | 0% | 0% | 1 | 0% | 0% | 0% | 1 | 0% | 0% | 0% | 1 | 0% | 0% | 0% | 1 | 0% | 0% | 0% | 1 | 0% | 0% | 1 |  |  |  |  | 0% | [5 empty] | 0% | 100% | 100% | 5 | 0% | 0% | 0% | 1 | 0.1447% | 0% | 0% | 1 | 17.26% | 0% | 0% | 1 | 17.26% | 0% | 0% | 1 | 96.41% | 0% | 0% | 5 | 23.82% | 0% | 0% | 1 | 0% | 0% | 1 |  |  |  |  | 0.2819% | [5 empty] | 0% | 100% | 100% | 5 | 45.49% | 0% | 0% | 1 | 0.03007% | 0% | 0% | 1 | 30.86% | 0% | 0% | 1 | 55.17% | 0% | 0% | 2 | 81.63% | 0% | 0% | 3 | 19.16% | 0% | 0% | 1 | 0% | 0% | 1 |  |  |  |  | 0.09191% | [5 empty] | 14.15% | 58.12% | 72.27% | 5 | 23.09% | 0% | 0% | 1 | 49.07% | 0% | 0% | 1 | 49.5% | 0% | 0% | 1 | 69.57% | 0% | 0% | 2 | 31.98% | 0% | 0% | 1 | 3.851% | 0% | 0% | 1
81 | Gould | Greater_LA | 0 | 0 | 0 | 0% | 0% | 1 |  |  |  |  | 0% | [5 empty] | 0% | 100% | 100% | 5 | 23.8% | 0% | 0% | 1 | 0.09936% | 0% | 0% | 1 | 36.11% | 0% | 0% | 1 | 36.11% | 0% | 0% | 1 | 99.03% | 0% | 0% | 5 | 26.58% | 0% | 0% | 1 | 0% | 0% | 1 |  |  |  |  | 0.4601% | [5 empty] | 0% | 100% | 100% | 5 | 48.73% | 0% | 0% | 1 | 0.02517% | 0% | 0% | 1 | 25.8% | 0% | 0% | 1 | 56.8% | 0% | 0% | 2 | 75.11% | 0% | 0% | 3 | 15.89% | 0% | 0% | 1 | 0% | 0% | 1 |  |  |  |  | 0.239% | [5 empty] | 0% | 100% | 100% | 5 | 31.5% | 0% | 0% | 1 | 0.01307% | 0% | 0% | 1 | 13.42% | 0% | 0% | 1 | 35.71% | 0% | 0% | 1 | 48.84% | 0% | 0% | 1 | 10.16% | 0% | 0% | 1 | 0% | 0% | 1 |  |  |  |  | 0.4186% | [5 empty] | 8.577% | 68.83% | 77.4% | 5 | 19.9% | 0% | 0% | 1 | 36.98% | 0% | 0% | 1 | 33.55% | 0% | 0% | 1 | 57.09% | 0% | 0% | 2 | 39.21% | 0% | 0% | 1 | 5.313% | 0% | 0% | 1
82 | Harborgen | Greater_LA | 0 | 0 | 0 | 0% | 0% | 1 |  |  |  |  | 0% | [5 empty] | 0.1538% | 0% | 0.1538% | 1 | 0% | 0% | 0% | 1 | 8.219% | 0% | 0% | 1 | 61.46% | 0% | 0% | 2 | 61.46% | 0% | 0% | 2 | 0% | 0% | 0% | 1 | 0.4327% | 0% | 0% | 1 | 0% | 0% | 1 |  |  |  |  | 0% | [5 empty] | 1.908% | 0% | 1.908% | 1 | 0.1504% | 0% | 0% | 1 | 9.785% | 0% | 0% | 1 | 66.95% | 0% | 0% | 2 | 67.1% | 0% | 0% | 2 | 0% | 0% | 0% | 1 | 0.4545% | 0% | 0% | 1 | 0% | 0% | 1 |  |  |  |  | 0% | [5 empty] | 1.365% | 0% | 1.365% | 1 | 0.1076% | 0% | 0% | 1 | 15.73% | 0% | 0% | 1 | 75.5% | 0% | 0% | 3 | 75.61% | 0% | 0% | 3 | 0% | 0% | 0% | 1 | 3.51% | 0% | 0% | 1 | 0% | 0% | 1 |  |  |  |  | 0% | [5 empty] | 1.709% | 3.931% | 5.639% | 2 | 0.478% | 0% | 0% | 1 | 13.86% | 0% | 0% | 1 | 72.88% | 0% | 0% | 3 | 73.36% | 0% | 0% | 3 | 2.677% | 0% | 0% | 1 | 3.208% | 0% | 0% | 1
83 | Hinson | Greater_LA | 0 | 0 | 0 | 0% | 0% | 1 |  |  |  |  | 0% | [5 empty] | 0.08526% | 0% | 0.08526% | 1 | 0% | 0% | 0% | 1 | 4.469% | 0% | 0% | 1 | 59.96% | 0% | 0% | 2 | 59.96% | 0% | 0% | 2 | 0% | 0% | 0% | 1 | 0.2664% | 0% | 0% | 1 | 0% | 0% | 1 |  |  |  |  | 0% | [5 empty] | 2.165% | 0% | 2.165% | 1 | 0.1706% | 0% | 0% | 1 | 11.1% | 0% | 0% | 1 | 62.67% | 0% | 0% | 2 | 62.84% | 0% | 0% | 2 | 0% | 0% | 0% | 1 | 0.5156% | 0% | 0% | 1 | 0% | 0% | 1 |  |  |  |  | 0% | [5 empty] | 1.458% | 0% | 1.458% | 1 | 0.1149% | 0% | 0% | 1 | 16.79% | 0% | 0% | 1 | 73.88% | 0% | 0% | 3 | 73.99% | 0% | 0% | 3 | 0% | 0% | 0% | 1 | 1.83% | 0% | 0% | 1 | 0% | 0% | 1 |  |  |  |  | 0% | [5 empty] | 1.763% | 1.268% | 3.031% | 2 | 0.5039% | 0% | 0% | 1 | 14.27% | 0% | 0% | 1 | 75.19% | 0% | 0% | 3 | 75.69% | 0% | 0% | 3 | 0.7498% | 0% | 0% | 1 | 3.311% | 0% | 0% | 1
84 | La Cienega | Greater_LA | 0 | 0 | 0 | 0% | 0% | 1 |  |  |  |  | 0% | [5 empty] | 0.1342% | 0% | 0.1342% | 1 | 0.7167% | 0% | 0% | 1 | 51.7% | 0% | 0% | 2 | 59.15% | 0% | 0% | 2 | 59.86% | 0% | 0% | 2 | 0% | 0% | 0% | 1 | 0.2921% | 0% | 0% | 1 | 0% | 0% | 1 |  |  |  |  | 0% | [5 empty] | 22.18% | 4.104% | 26.29% | 2 | 11.54% | 0% | 0% | 1 | 26.24% | 0% | 0% | 1 | 47.28% | 0% | 0% | 1 | 58.82% | 0% | 0% | 2 | 0% | 0% | 0% | 1 | 0.278% | 0% | 0% | 1 | 0% | 0% | 1 |  |  |  |  | 0% | [5 empty] | 5.01% | 2.018% | 7.028% | 2 | 1.529% | 0% | 0% | 1 | 3.208% | 0% | 0% | 1 | 56.34% | 0% | 0% | 2 | 57.87% | 0% | 0% | 2 | 0% | 0% | 0% | 1 | 0.2077% | 0% | 0% | 1 | 0% | 0% | 1 |  |  |  |  | 0.07994% | [5 empty] | 0.8103% | 73.09% | 73.9% | 5 | 43.93% | 0% | 0% | 1 | 3.392% | 0% | 0% | 1 | 27.05% | 0% | 0% | 1 | 62.9% | 0% | 0% | 2 | 50.9% | 0% | 0% | 2 | 10.89% | 0% | 0% | 1
85 | La Fresa | Greater_LA | 0 | 0 | 0 | 0% | 0% | 1 |  |  |  |  | 0% | [5 empty] | 5.696% | 0% | 5.696% | 1 | 0.4488% | 0% | 0% | 1 | 2.298% | 0% | 0% | 1 | 72.04% | 0% | 0% | 3 | 72.49% | 0% | 0% | 3 | 0% | 0% | 0% | 1 | 0.02682% | 0% | 0% | 1 | 0% | 0% | 1 |  |  |  |  | 0% | [5 empty] | 2.584% | 0% | 2.584% | 1 | 0.2036% | 0% | 0% | 1 | 3.339% | 0% | 0% | 1 | 55.79% | 0% | 0% | 2 | 56% | 0% | 0% | 2 | 0% | 0% | 0% | 1 | 0.2256% | 0% | 0% | 1 | 0% | 0% | 1 |  |  |  |  | 0% | [5 empty] | 2.872% | 0.197% | 3.069% | 2 | 0.5767% | 0% | 0% | 1 | 12.71% | 0% | 0% | 1 | 60.95% | 0% | 0% | 2 | 61.52% | 0% | 0% | 2 | 0% | 0% | 0% | 1 | 0.4458% | 0% | 0% | 1 | 0% | 0% | 1 |  |  |  |  | 0% | [5 empty] | 1.64% | 10.29% | 11.93% | 3 | 0.6058% | 0% | 0% | 1 | 13.23% | 0% | 0% | 1 | 67.86% | 0% | 0% | 2 | 68.47% | 0% | 0% | 2 | 0.5378% | 0% | 0% | 1 | 3.908% | 0% | 0% | 1
86 | Laguna Bell | Greater_LA | 0 | 0 | 0 | 0% | 0% | 1 |  |  |  |  | 0% | [5 empty] | 0% | 0% | 0% | 1 | 0% | 0% | 0% | 1 | 0% | 0% | 0% | 1 | 0% | 0% | 0% | 1 | 0% | 0% | 0% | 1 | 0% | 0% | 0% | 1 | 0% | 0% | 0% | 1 | 0% | 0% | 1 |  |  |  |  | 0% | [5 empty] | 0% | 0% | 0% | 1 | 0% | 0% | 0% | 1 | 12.66% | 0% | 0% | 1 | 31.25% | 0% | 0% | 1 | 31.25% | 0% | 0% | 1 | 0% | 0% | 0% | 1 | 3.421% | 0% | 0% | 1 | 0% | 0% | 1 |  |  |  |  | 0% | [5 empty] | 0.5619% | 0% | 0.5619% | 1 | 0.03739% | 0% | 0% | 1 | 13.04% | 0% | 0% | 1 | 62.66% | 0% | 0% | 2 | 62.7% | 0% | 0% | 2 | 0% | 0% | 0% | 1 | 0.4531% | 0% | 0% | 1 | 0% | 0% | 1 |  |  |  |  | 0% | [5 empty] | 0.9323% | 46.39% | 47.32% | 5 | 23.8% | 0% | 0% | 1 | 8.495% | 0% | 0% | 1 | 54.84% | 0% | 0% | 2 | 69.22% | 0% | 0% | 2 | 39.14% | 0% | 0% | 1 | 9.14% | 0% | 0% | 1
87 | Lighthipe | Greater_LA | 0 | 0 | 0 | 0% | 0% | 1 |  |  |  |  | 0% | [5 empty] | 0% | 0% | 0% | 1 | 0% | 0% | 0% | 1 | 1.622% | 0% | 0% | 1 | 42.48% | 0% | 0% | 1 | 42.48% | 0% | 0% | 1 | 0% | 0% | 0% | 1 | 0.3526% | 0% | 0% | 1 | 0% | 0% | 1 |  |  |  |  | 0% | [5 empty] | 0.658% | 0% | 0.658% | 1 | 0.03798% | 0% | 0% | 1 | 11.68% | 0% | 0% | 1 | 62.52% | 0% | 0% | 2 | 62.55% | 0% | 0% | 2 | 0% | 0% | 0% | 1 | 0.4494% | 0% | 0% | 1 | 0% | 0% | 1 |  |  |  |  | 0% | [5 empty] | 1.55% | 0% | 1.55% | 1 | 0.1222% | 0% | 0% | 1 | 11.95% | 0% | 0% | 1 | 72.46% | 0% | 0% | 3 | 72.58% | 0% | 0% | 3 | 0% | 0% | 0% | 1 | 1.243% | 0% | 0% | 1 | 0% | 0% | 1 |  |  |  |  | 0% | [5 empty] | 1.663% | 4.163% | 5.826% | 2 | 3.091% | 0% | 0% | 1 | 15.13% | 0% | 0% | 1 | 74.38% | 0% | 0% | 3 | 77.48% | 0% | 0% | 3 | 1.964% | 0% | 0% | 1 | 3.272% | 0% | 0% | 1
88 | Mesa (SCE) | Greater_LA | 0 | 0 | 0 | 0% | 0% | 1 |  |  |  |  | 0% | [5 empty] | 0% | 0% | 0% | 1 | 0% | 0% | 0% | 1 | 0% | 0% | 0% | 1 | 0% | 0% | 0% | 1 | 0% | 0% | 0% | 1 | 0% | 0% | 0% | 1 | 0% | 0% | 0% | 1 | 0% | 0% | 1 |  |  |  |  | 0% | [5 empty] | 0% | 0% | 0% | 1 | 0% | 0% | 0% | 1 | 0% | 0% | 0% | 1 | 0% | 0% | 0% | 1 | 0% | 0% | 0% | 1 | 0% | 0% | 0% | 1 | 0% | 0% | 0% | 1 | 0% | 0% | 1 |  |  |  |  | 0% | [5 empty] | 0% | 0.7103% | 0.7103% | 2 | 0% | 0% | 0% | 1 | 9.458% | 0% | 0% | 1 | 38.91% | 0% | 0% | 1 | 38.91% | 0% | 0% | 1 | 0.7103% | 0% | 0% | 1 | 1.166% | 0% | 0% | 1 | 0% | 0% | 1 |  |  |  |  | 0.191% | [5 empty] | 0.7274% | 62.35% | 63.08% | 5 | 22.18% | 0% | 0% | 1 | 14.53% | 0% | 0% | 1 | 47.63% | 0% | 0% | 1 | 62.38% | 0% | 0% | 2 | 37.47% | 0% | 0% | 1 | 8.921% | 0% | 0% | 1
89 | Olinda | Greater_LA | 0 | 0 | 0 | 0% | 0% | 1 |  |  |  |  | 0% | [5 empty] | 0% | 0% | 0% | 1 | 0% | 0% | 0% | 1 | 0% | 0% | 0% | 1 | 0% | 0% | 0% | 1 | 0% | 0% | 0% | 1 | 0% | 0% | 0% | 1 | 0% | 0% | 0% | 1 | 0% | 0% | 1 |  |  |  |  | 0% | [5 empty] | 0% | 100% | 100% | 5 | 91.09% | 0% | 0% | 4 | 8.915% | 0% | 0% | 1 | 8.915% | 0% | 0% | 1 | 100% | 0% | 0% | 5 | 55.5% | 0% | 0% | 2 | 2.47% | 0% | 0% | 1 | 0% | 0% | 1 |  |  |  |  | 0% | [5 empty] | 0% | 14.99% | 14.99% | 3 | 10.15% | 0% | 0% | 1 | 27.98% | 0% | 0% | 1 | 86% | 0% | 0% | 3 | 96.15% | 0% | 0% | 5 | 7.632% | 0% | 0% | 1 | 1.076% | 0% | 0% | 1 | 0% | 0% | 1 |  |  |  |  | 0% | [5 empty] | 0.3906% | 7.585% | 7.976% | 2 | 5.55% | 0% | 0% | 1 | 14.34% | 0% | 0% | 1 | 73.89% | 0% | 0% | 3 | 78.51% | 0% | 0% | 3 | 5.244% | 0% | 0% | 1 | 3.6% | 0% | 0% | 1
90 | Pardee | Tehachapi | 0 | 0 | 0 | 0% | 0% | 1 |  |  |  |  | 1.931% | [5 empty] | 8.543% | 91.36% | 99.91% | 5 | 68.53% | 0% | 0% | 2 | 0.5141% | 0% | 0% | 1 | 8.037% | 0% | 0% | 1 | 73.56% | 0% | 0% | 3 | 61.58% | 0% | 0% | 2 | 9.501% | 0% | 0% | 1 | 0% | 0% | 1 |  |  |  |  | 3.281% | [5 empty] | 16.9% | 82.92% | 99.82% | 5 | 66.42% | 0% | 0% | 2 | 1.763% | 0% | 0% | 1 | 4.152% | 0% | 0% | 1 | 69.23% | 0% | 0% | 2 | 56.66% | 0% | 0% | 2 | 11.02% | 0% | 0% | 1 | 0% | 0% | 1 |  |  |  |  | 2.086% | [5 empty] | 19.53% | 80.35% | 99.89% | 5 | 54.18% | 0% | 0% | 2 | 5.762% | 0% | 0% | 1 | 9.189% | 0% | 0% | 1 | 62.87% | 0% | 0% | 2 | 55.22% | 0% | 0% | 2 | 9.528% | 0% | 0% | 1 | 0% | 0% | 1 |  |  |  |  | 1.748% | [5 empty] | 32.99% | 46.55% | 79.55% | 5 | 38% | 0% | 0% | 1 | 24.06% | 0% | 0% | 1 | 18.3% | 0% | 0% | 1 | 60.81% | 0% | 0% | 2 | 37.53% | 0% | 0% | 1 | 5.653% | 0% | 0% | 1
91 | Rio Hondo | Greater_LA | 0 | 0 | 0 | 0% | 0% | 1 |  |  |  |  | 0% | [5 empty] | 0% | 0% | 0% | 1 | 0% | 0% | 0% | 1 | 0% | 0% | 0% | 1 | 0% | 0% | 0% | 1 | 0% | 0% | 0% | 1 | 0% | 0% | 0% | 1 | 0% | 0% | 0% | 1 | 0% | 0% | 1 |  |  |  |  | 0% | [5 empty] | 0% | 100% | 100% | 5 | 0% | 0% | 0% | 1 | 0% | 0% | 0% | 1 | 0% | 0% | 0% | 1 | 0% | 0% | 0% | 1 | 100% | 0% | 0% | 5 | 0% | 0% | 0% | 1 | 0% | 0% | 1 |  |  |  |  | 0% | [5 empty] | 0% | 100% | 100% | 5 | 0.01921% | 0% | 0% | 1 | 0.1985% | 0% | 0% | 1 | 15.97% | 0% | 0% | 1 | 15.99% | 0% | 0% | 1 | 95.39% | 0% | 0% | 5 | 19.2% | 0% | 0% | 1 | 0% | 0% | 1 |  |  |  |  | 0.09604% | [5 empty] | 19.28% | 49.23% | 68.51% | 5 | 30.39% | 0% | 0% | 1 | 58.53% | 0% | 0% | 2 | 61.43% | 0% | 0% | 2 | 77.43% | 0% | 0% | 3 | 33.55% | 0% | 0% | 1 | 4.145% | 0% | 0% | 1
92 | Saugus | Tehachapi | 0 | 0 | 0 | 0% | 0% | 1 |  |  |  |  | 1.641% | [5 empty] | 4.37% | 95.6% | 99.97% | 5 | 66.99% | 0% | 0% | 2 | 0% | 0% | 0% | 1 | 9.305% | 0% | 0% | 1 | 72.82% | 0% | 0% | 3 | 60.7% | 0% | 0% | 2 | 8.422% | 0% | 0% | 1 | 0% | 0% | 1 |  |  |  |  | 3.361% | [5 empty] | 14.99% | 84.83% | 99.82% | 5 | 66.67% | 0% | 0% | 2 | 1.806% | 0% | 0% | 1 | 4.252% | 0% | 0% | 1 | 69.55% | 0% | 0% | 2 | 56.31% | 0% | 0% | 2 | 10.99% | 0% | 0% | 1 | 0% | 0% | 1 |  |  |  |  | 2.281% | [5 empty] | 15.97% | 83.91% | 99.88% | 5 | 57.33% | 0% | 0% | 2 | 4.033% | 0% | 0% | 1 | 8.299% | 0% | 0% | 1 | 64.49% | 0% | 0% | 2 | 54.71% | 0% | 0% | 2 | 10.22% | 0% | 0% | 1 | 0% | 0% | 1 |  |  |  |  | 1.816% | [5 empty] | 30.87% | 48.42% | 79.29% | 5 | 36.94% | 0% | 0% | 1 | 23.71% | 0% | 0% | 1 | 17.65% | 0% | 0% | 1 | 60.31% | 0% | 0% | 2 | 37.68% | 0% | 0% | 1 | 5.737% | 0% | 0% | 1
93 | Vincent | Tehachapi | 0 | 0 | 0 | 0% | 0% | 1 |  |  |  |  | 0.5284% | [5 empty] | 6.892% | 85.87% | 92.77% | 5 | 8.946% | 0% | 0% | 1 | 31.93% | 0% | 0% | 1 | 30.97% | 0% | 0% | 1 | 42.88% | 0% | 0% | 1 | 35.22% | 0% | 0% | 1 | 3.95% | 0% | 0% | 1 | 0% | 0% | 1 |  |  |  |  | 1.246% | [5 empty] | 8.395% | 56.14% | 64.53% | 5 | 10.88% | 0% | 0% | 1 | 45.3% | 0% | 0% | 1 | 35.73% | 0% | 0% | 1 | 57.32% | 0% | 0% | 2 | 31.9% | 0% | 0% | 1 | 3.729% | 0% | 0% | 1 | 0% | 0% | 1 |  |  |  |  | 3.491% | [5 empty] | 6.899% | 46.09% | 52.99% | 5 | 9.159% | 0% | 0% | 1 | 41.78% | 0% | 0% | 1 | 28.48% | 0% | 0% | 1 | 52.58% | 0% | 0% | 2 | 30.63% | 0% | 0% | 1 | 3.636% | 0% | 0% | 1 | 0% | 0% | 1 |  |  |  |  | 2.236% | [5 empty] | 10.76% | 30.33% | 41.08% | 5 | 17.45% | 0% | 0% | 1 | 41.42% | 0% | 0% | 1 | 27.01% | 0% | 0% | 1 | 55.4% | 0% | 0% | 2 | 31.32% | 0% | 0% | 1 | 3.139% | 0% | 0% | 1
94 | Borden | Central_Valley_North_Los_Banos | 0 | 0 | 0 | 0% | 0% | 1 |  |  |  |  | 48.84% | [5 empty] | 0% | 0% | 0% | 1 | 23.19% | 0% | 0% | 1 | 32.56% | 0% | 0% | 1 | 40.19% | 0% | 0% | 1 | 50.91% | 0% | 0% | 2 | 8.474% | 0% | 0% | 1 | 16.28% | 0% | 0% | 1 | 0% | 0% | 1 |  |  |  |  | 49.92% | [5 empty] | 0% | 0% | 0% | 1 | 23.25% | 0% | 0% | 1 | 26.46% | 0% | 0% | 1 | 33.47% | 0% | 0% | 1 | 45.9% | 0% | 0% | 1 | 5.96% | 0% | 0% | 1 | 12.04% | 0% | 0% | 1 | 0% | 0% | 1 |  |  |  |  | 38.3% | [5 empty] | 0% | 0% | 0% | 1 | 29.83% | 0% | 0% | 1 | 26.55% | 0% | 0% | 1 | 32.9% | 0% | 0% | 1 | 48.25% | 0% | 0% | 1 | 5.59% | 0% | 0% | 1 | 13.32% | 0% | 0% | 1 | 0% | 0% | 1 |  |  |  |  | 34.82% | [5 empty] | 0% | 0% | 0% | 1 | 36.41% | 0% | 0% | 1 | 20.57% | 0% | 0% | 1 | 24.99% | 0% | 0% | 1 | 48.04% | 0% | 0% | 1 | 7.384% | 0% | 0% | 1 | 10.92% | 0% | 0% | 1
95 | Dairyland | Central_Valley_North_Los_Banos | 0 | 0 | 0 | 0% | 0% | 1 |  |  |  |  | 28.09% | [5 empty] | 0% | 0% | 0% | 1 | 40% | 0% | 0% | 1 | 8.198% | 0% | 0% | 1 | 11.17% | 0% | 0% | 1 | 45.35% | 0% | 0% | 1 | 0.1142% | 0% | 0% | 1 | 5.882% | 0% | 0% | 1 | 0% | 0% | 1 |  |  |  |  | 27.47% | [5 empty] | 0% | 0% | 0% | 1 | 51.01% | 0% | 0% | 2 | 23.94% | 0% | 0% | 1 | 30.41% | 0% | 0% | 1 | 61.41% | 0% | 0% | 2 | 4.035% | 0% | 0% | 1 | 15.25% | 0% | 0% | 1 | 0% | 0% | 1 |  |  |  |  | 29.91% | [5 empty] | 0% | 0% | 0% | 1 | 49.31% | 0% | 0% | 1 | 24.48% | 0% | 0% | 1 | 30.26% | 0% | 0% | 1 | 58.78% | 0% | 0% | 2 | 8.528% | 0% | 0% | 1 | 13.49% | 0% | 0% | 1 | 0% | 0% | 1 |  |  |  |  | 32.16% | [5 empty] | 0% | 0% | 0% | 1 | 42.15% | 0% | 0% | 1 | 25.36% | 0% | 0% | 1 | 32.54% | 0% | 0% | 1 | 55.81% | 0% | 0% | 2 | 11.49% | 0% | 0% | 1 | 13.37% | 0% | 0% | 1
96 | Gregg | Central_Valley_North_Los_Banos | 0 | 0 | 10 | 0% | 0% | 1 |  |  |  |  | 62.57% | [5 empty] | 0% | 0% | 0% | 1 | 10.22% | 0% | 0% | 1 | 20.44% | 0% | 0% | 1 | 23.14% | 0% | 0% | 1 | 32.89% | 0% | 0% | 1 | 6.146% | 0% | 0% | 1 | 9.927% | 0% | 0% | 1 | 0% | 0% | 1 |  |  |  |  | 58.07% | [5 empty] | 0% | 0% | 0% | 1 | 15.01% | 0% | 0% | 1 | 22.01% | 0% | 0% | 1 | 26.78% | 0% | 0% | 1 | 35.04% | 0% | 0% | 1 | 4.909% | 0% | 0% | 1 | 9.869% | 0% | 0% | 1 | 0% | 0% | 1 |  |  |  |  | 46.7% | [5 empty] | 0% | 0% | 0% | 1 | 17.5% | 0% | 0% | 1 | 22.7% | 0% | 0% | 1 | 27.9% | 0% | 0% | 1 | 36.96% | 0% | 0% | 1 | 3.89% | 0% | 0% | 1 | 9.21% | 0% | 0% | 1 | 0% | 0% | 1 |  |  |  |  | 35.11% | [5 empty] | 0% | 0% | 0% | 1 | 32.94% | 0% | 0% | 1 | 18.26% | 0% | 0% | 1 | 22.26% | 0% | 0% | 1 | 43.41% | 0% | 0% | 1 | 5.628% | 0% | 0% | 1 | 9.951% | 0% | 0% | 1
97 | Newhall | Central_Valley_North_Los_Banos | 0 | 0 | 0 | 0% | 0% | 1 |  |  |  |  | 16.46% | [5 empty] | 0% | 0% | 0% | 1 | 61.14% | 0% | 0% | 2 | 12.8% | 0% | 0% | 1 | 22.79% | 0% | 0% | 1 | 67.86% | 0% | 0% | 2 | 5.399% | 0% | 0% | 1 | 17% | 0% | 0% | 1 | 0% | 0% | 1 |  |  |  |  | 28.11% | [5 empty] | 0% | 0% | 0% | 1 | 38.61% | 0% | 0% | 1 | 9.566% | 0% | 0% | 1 | 17.15% | 0% | 0% | 1 | 47.55% | 0% | 0% | 1 | 2.38% | 0% | 0% | 1 | 8.877% | 0% | 0% | 1 | 0% | 0% | 1 |  |  |  |  | 32.86% | [5 empty] | 0% | 0% | 0% | 1 | 33.79% | 0% | 0% | 1 | 10.31% | 0% | 0% | 1 | 15.73% | 0% | 0% | 1 | 43.25% | 0% | 0% | 1 | 1.601% | 0% | 0% | 1 | 7.144% | 0% | 0% | 1 | 0% | 0% | 1 |  |  |  |  | 35.66% | [5 empty] | 0% | 0% | 0% | 1 | 34.68% | 0% | 0% | 1 | 19.1% | 0% | 0% | 1 | 24.36% | 0% | 0% | 1 | 45.47% | 0% | 0% | 1 | 4.668% | 0% | 0% | 1 | 9.7% | 0% | 0% | 1
98 | Ignacio | Mendocino_Marin | 0 | 0 | 0 | 0% | 0% | 1 |  |  |  |  | 0.5933% | [5 empty] | 47.59% | 39.27% | 86.86% | 5 | 71.96% | 0% | 0% | 3 | 40.81% | 0% | 0% | 1 | 65.69% | 0% | 0% | 2 | 90.51% | 0% | 0% | 4 | 60.04% | 0% | 0% | 2 | 6.3% | 0% | 0% | 1 | 0% | 0% | 1 |  |  |  |  | 0.7265% | [5 empty] | 48.37% | 19.48% | 67.86% | 3 | 62.89% | 0% | 0% | 2 | 40.9% | 0% | 0% | 1 | 69.33% | 0% | 0% | 2 | 89.52% | 0% | 0% | 3 | 55.46% | 0% | 0% | 2 | 8.648% | 0% | 0% | 1 | 0% | 0% | 1 |  |  |  |  | 0.6782% | [5 empty] | 57% | 15.58% | 72.58% | 3 | 52.95% | 0% | 0% | 2 | 34.21% | 0% | 0% | 1 | 64.27% | 0% | 0% | 2 | 84.47% | 0% | 0% | 3 | 55.08% | 0% | 0% | 2 | 8.115% | 0% | 0% | 1 | 0% | 0% | 1 |  |  |  |  | 3.065% | [5 empty] | 50.3% | 14.46% | 64.76% | 3 | 57.03% | 0% | 0% | 2 | 27.42% | 0% | 0% | 1 | 51.55% | 0% | 0% | 2 | 82.04% | 0% | 0% | 3 | 54.55% | 0% | 0% | 2 | 9.565% | 0% | 0% | 1
99 | Calpella | Mendocino_Marin | 0 | 0 | 0 | 0% | 0% | 1 |  |  |  |  | 0.2889% | [5 empty] | 97.1% | 2.899% | 100% | 5 | 7.151% | 0% | 0% | 1 | 48.3% | 0% | 0% | 1 | 63.11% | 0% | 0% | 2 | 66.97% | 0% | 0% | 2 | 88.8% | 0% | 0% | 3 | 0.7783% | 0% | 0% | 1 | 0% | 0% | 1 |  |  |  |  | 0.2644% | [5 empty] | 85.43% | 14.33% | 99.76% | 5 | 27.6% | 0% | 0% | 1 | 34.83% | 0% | 0% | 1 | 54.01% | 0% | 0% | 2 | 65.9% | 0% | 0% | 2 | 82.45% | 0% | 0% | 3 | 1.129% | 0% | 0% | 1 | 0% | 0% | 1 |  |  |  |  | 0.1963% | [5 empty] | 88.42% | 11.42% | 99.84% | 5 | 31.74% | 0% | 0% | 1 | 33.71% | 0% | 0% | 1 | 51.13% | 0% | 0% | 2 | 69.12% | 0% | 0% | 2 | 79.04% | 0% | 0% | 3 | 0.9325% | 0% | 0% | 1 | 0% | 0% | 1 |  |  |  |  | 0.3167% | [5 empty] | 82.69% | 15.31% | 98% | 5 | 43.3% | 0% | 0% | 1 | 20.01% | 0% | 0% | 1 | 36.74% | 0% | 0% | 1 | 65.66% | 0% | 0% | 2 | 71.91% | 0% | 0% | 3 | 1.658% | 0% | 0% | 1
100 | Hopland | Mendocino_Marin | 0 | 0 | 0 | 0% | 0% | 1 |  |  |  |  | 0.5649% | [5 empty] | 72.94% | 27.01% | 99.95% | 5 | 76.59% | 0% | 0% | 3 | 22.92% | 0% | 0% | 1 | 32.43% | 0% | 0% | 1 | 83.1% | 0% | 0% | 3 | 79.34% | 0% | 0% | 3 | 0.7764% | 0% | 0% | 1 | 0% | 0% | 1 |  |  |  |  | 0.2592% | [5 empty] | 75.33% | 24.55% | 99.88% | 5 | 60.14% | 0% | 0% | 2 | 27.82% | 0% | 0% | 1 | 38.95% | 0% | 0% | 1 | 80.78% | 0% | 0% | 3 | 80.14% | 0% | 0% | 3 | 0.6927% | 0% | 0% | 1 | 0% | 0% | 1 |  |  |  |  | 1.391% | [5 empty] | 72.29% | 25.03% | 97.32% | 5 | 51.45% | 0% | 0% | 2 | 34.6% | 0% | 0% | 1 | 49.92% | 0% | 0% | 1 | 78.82% | 0% | 0% | 3 | 73.58% | 0% | 0% | 3 | 0.8423% | 0% | 0% | 1 | 0% | 0% | 1 |  |  |  |  | 1.258% | [5 empty] | 73.69% | 23.4% | 97.09% | 5 | 44.49% | 0% | 0% | 1 | 25.92% | 0% | 0% | 1 | 53.24% | 0% | 0% | 2 | 74.13% | 0% | 0% | 3 | 69.23% | 0% | 0% | 2 | 0.8668% | 0% | 0% | 1
101 | Mendocino | Mendocino_Marin | 0 | 0 | 0 | 0% | 0% | 1 |  |  |  |  | 0.2556% | [5 empty] | 82.09% | 17.91% | 100% | 5 | 27.45% | 0% | 0% | 1 | 44.65% | 0% | 0% | 1 | 60.81% | 0% | 0% | 2 | 69.65% | 0% | 0% | 2 | 83.49% | 0% | 0% | 3 | 1.058% | 0% | 0% | 1 | 0% | 0% | 1 |  |  |  |  | 0.2877% | [5 empty] | 81.3% | 18.45% | 99.75% | 5 | 29.67% | 0% | 0% | 1 | 36.94% | 0% | 0% | 1 | 58.13% | 0% | 0% | 2 | 70.72% | 0% | 0% | 3 | 79.47% | 0% | 0% | 3 | 1.173% | 0% | 0% | 1 | 0% | 0% | 1 |  |  |  |  | 0.2006% | [5 empty] | 86.5% | 13.31% | 99.82% | 5 | 34.42% | 0% | 0% | 1 | 31.25% | 0% | 0% | 1 | 49.79% | 0% | 0% | 1 | 70.73% | 0% | 0% | 3 | 79.29% | 0% | 0% | 3 | 1.072% | 0% | 0% | 1 | 0% | 0% | 1 |  |  |  |  | 0.2513% | [5 empty] | 86.77% | 12.11% | 98.88% | 5 | 40.31% | 0% | 0% | 1 | 19.34% | 0% | 0% | 1 | 36.01% | 0% | 0% | 1 | 62.85% | 0% | 0% | 2 | 73.75% | 0% | 0% | 3 | 1.299% | 0% | 0% | 1
102 | Ukiah | Mendocino_Marin | 0 | 0 | 0 | 0% | 0% | 1 |  |  |  |  | 0.1723% | [5 empty] | 100% | 0% | 100% | 5 | 4.065% | 0% | 0% | 1 | 41.83% | 0% | 0% | 1 | 55.68% | 0% | 0% | 2 | 57.97% | 0% | 0% | 2 | 88.85% | 0% | 0% | 3 | 0.9122% | 0% | 0% | 1 | 0% | 0% | 1 |  |  |  |  | 0.275% | [5 empty] | 94.95% | 4.815% | 99.77% | 5 | 24.15% | 0% | 0% | 1 | 37.72% | 0% | 0% | 1 | 49.95% | 0% | 0% | 1 | 65.88% | 0% | 0% | 2 | 85.59% | 0% | 0% | 3 | 0.9666% | 0% | 0% | 1 | 0% | 0% | 1 |  |  |  |  | 0.2559% | [5 empty] | 87.75% | 12.12% | 99.87% | 5 | 35.32% | 0% | 0% | 1 | 31.33% | 0% | 0% | 1 | 49.75% | 0% | 0% | 1 | 68.78% | 0% | 0% | 2 | 80.27% | 0% | 0% | 3 | 0.8561% | 0% | 0% | 1 | 0% | 0% | 1 |  |  |  |  | 0.7031% | [5 empty] | 79.77% | 16.83% | 96.6% | 5 | 44.77% | 0% | 0% | 1 | 20.96% | 0% | 0% | 1 | 38.83% | 0% | 0% | 1 | 67.42% | 0% | 0% | 2 | 69.34% | 0% | 0% | 2 | 1.933% | 0% | 0% | 1
103 | Le Grand | Central_Valley_North_Los_Banos | 0 | 0 | 0 | 0% | 0% | 1 |  |  |  |  | 29.8% | [5 empty] | 0% | 0% | 0% | 1 | 50.78% | 0% | 0% | 2 | 47.17% | 0% | 0% | 1 | 48.86% | 0% | 0% | 1 | 64.99% | 0% | 0% | 2 | 13.45% | 0% | 0% | 1 | 21.97% | 0% | 0% | 1 | 0% | 0% | 1 |  |  |  |  | 25.14% | [5 empty] | 0% | 0% | 0% | 1 | 49.89% | 0% | 0% | 1 | 33.7% | 0% | 0% | 1 | 38.84% | 0% | 0% | 1 | 63.38% | 0% | 0% | 2 | 20.59% | 0% | 0% | 1 | 16.49% | 0% | 0% | 1 | 0% | 0% | 1 |  |  |  |  | 24% | [5 empty] | 0% | 0% | 0% | 1 | 60.56% | 0% | 0% | 2 | 33.75% | 0% | 0% | 1 | 41.47% | 0% | 0% | 1 | 71.29% | 0% | 0% | 3 | 20.57% | 0% | 0% | 1 | 17.52% | 0% | 0% | 1 | 0% | 0% | 1 |  |  |  |  | 32.59% | [5 empty] | 0% | 0% | 0% | 1 | 47.39% | 0% | 0% | 1 | 25.64% | 0% | 0% | 1 | 32.94% | 0% | 0% | 1 | 59.36% | 0% | 0% | 2 | 13.63% | 0% | 0% | 1 | 14.79% | 0% | 0% | 1
104 | Merced | Central_Valley_North_Los_Banos | 0 | 0 | 0 | 0% | 0% | 1 |  |  |  |  | 31.95% | [5 empty] | 0% | 0% | 0% | 1 | 55.06% | 0% | 0% | 2 | 34.03% | 0% | 0% | 1 | 46.27% | 0% | 0% | 1 | 71.53% | 0% | 0% | 3 | 1.691% | 0% | 0% | 1 | 16.81% | 0% | 0% | 1 | 0% | 0% | 1 |  |  |  |  | 39.36% | [5 empty] | 0% | 0% | 0% | 1 | 50.16% | 0% | 0% | 2 | 37.16% | 0% | 0% | 1 | 44.68% | 0% | 0% | 1 | 64.78% | 0% | 0% | 2 | 11.76% | 0% | 0% | 1 | 16.88% | 0% | 0% | 1 | 0% | 0% | 1 |  |  |  |  | 40.35% | [5 empty] | 0% | 0% | 0% | 1 | 48.57% | 0% | 0% | 1 | 29.5% | 0% | 0% | 1 | 36.73% | 0% | 0% | 1 | 60.52% | 0% | 0% | 2 | 15.91% | 0% | 0% | 1 | 13.76% | 0% | 0% | 1 | 0% | 0% | 1 |  |  |  |  | 31.44% | [5 empty] | 0% | 0% | 0% | 1 | 49.46% | 0% | 0% | 1 | 26.67% | 0% | 0% | 1 | 33.5% | 0% | 0% | 1 | 59.15% | 0% | 0% | 2 | 15.59% | 0% | 0% | 1 | 13.79% | 0% | 0% | 1
105 | Wilson | Central_Valley_North_Los_Banos | 200 | 8000 | 0 | 51.1% | 0% | 3 |  |  |  |  | 26.57% | [5 empty] | 0% | 0% | 0% | 1 | 56.77% | 24.92% | 0% | 2 | 50.98% | 21.97% | 0% | 2 | 54.95% | 23.91% | 0% | 2 | 77.25% | 47.36% | 0% | 3 | 18.14% | 13.16% | 0% | 1 | 26.04% | 14.57% | 0% | 1 | 16.47% | 0% | 1 |  |  |  |  | 25.52% | [5 empty] | 0% | 0% | 0% | 1 | 55.88% | 8.926% | 0% | 2 | 44.5% | 7.096% | 0% | 1 | 54.72% | 8.697% | 0% | 2 | 72.94% | 14.55% | 0% | 3 | 27.66% | 5.444% | 0% | 1 | 20.98% | 4.983% | 0% | 1 | 7.399% | 0% | 1 |  |  |  |  | 33.65% | [5 empty] | 0% | 0% | 0% | 1 | 55.78% | 4.932% | 0% | 2 | 34.33% | 3.321% | 0% | 1 | 41.65% | 3.738% | 0% | 1 | 67.73% | 6.758% | 0% | 2 | 21.43% | 2.776% | 0% | 1 | 16.18% | 2.602% | 0% | 1 | 3.152% | 0% | 1 |  |  |  |  | 30.38% | [5 empty] | 0% | 0% | 0% | 1 | 51.07% | 2.338% | 0% | 2 | 29.09% | 1.613% | 0% | 1 | 36.18% | 1.793% | 0% | 1 | 61.42% | 2.966% | 0% | 2 | 16.39% | 1.368% | 0% | 1 | 14.48% | 1.338% | 0% | 1
106 | Los Banos | Central_Valley_North_Los_Banos | 110 | 4400 | 15 | 42.8% | 0% | 2 |  |  |  |  | 9.77% | [5 empty] | 0% | 0% | 0% | 1 | 74.97% | 39.57% | 0% | 3 | 1.664% | 10.07% | 0% | 1 | 9.901% | 11% | 0% | 1 | 74.97% | 39.57% | 0% | 3 | 18.41% | 12.14% | 0% | 1 | 7.925% | 10.76% | 0% | 1 | 30.08% | 0% | 2 |  |  |  |  | 10.62% | [5 empty] | 7.111% | 0% | 7.111% | 1 | 75.34% | 23.04% | 0% | 3 | 9.259% | 6.261% | 0% | 1 | 15.79% | 6.747% | 0% | 1 | 78.79% | 26.79% | 0% | 3 | 34.84% | 8.719% | 0% | 1 | 9.066% | 6.248% | 0% | 1 | 11.98% | 0% | 1 |  |  |  |  | 23.95% | [5 empty] | 4.926% | 0% | 4.926% | 1 | 61.34% | 9.44% | 0% | 2 | 9.376% | 4.028% | 0% | 1 | 14.18% | 4.253% | 0% | 1 | 65.57% | 10.6% | 0% | 2 | 30.51% | 5.252% | 0% | 1 | 7.839% | 3.96% | 0% | 1 | 3.583% | 0% | 1 |  |  |  |  | 33.06% | [5 empty] | 6.442% | 0% | 6.442% | 1 | 50.93% | 3.083% | 0% | 2 | 12.28% | 1.725% | 0% | 1 | 19.03% | 1.868% | 0% | 1 | 55.53% | 3.401% | 0% | 2 | 18.51% | 1.856% | 0% | 1 | 5.941% | 1.608% | 0% | 1
107 | Coburn | Peninsula_Monterey | 106 | 4240 | 10 | 17.12% | 0% | 1 |  |  |  |  | 26.84% | [5 empty] | 18.23% | 0% | 18.23% | 1 | 40.98% | 10.08% | 0% | 1 | 2.415% | 6.096% | 0% | 1 | 19.16% | 7.359% | 0% | 1 | 50.25% | 11.96% | 0% | 2 | 30.17% | 8.519% | 0% | 1 | 2.68% | 6.112% | 0% | 1 | 11.69% | 0% | 1 |  |  |  |  | 24.86% | [5 empty] | 25.29% | 0% | 25.29% | 2 | 41.46% | 6.241% | 0% | 1 | 5.017% | 3.847% | 0% | 1 | 23.94% | 4.803% | 0% | 1 | 54.93% | 8.106% | 0% | 2 | 28.03% | 5.076% | 0% | 1 | 3.506% | 3.786% | 0% | 1 | 9.331% | 0% | 1 |  |  |  |  | 22.1% | [5 empty] | 37.82% | 0% | 37.82% | 2 | 47.14% | 4.785% | 0% | 1 | 11.63% | 2.862% | 0% | 1 | 27.95% | 3.511% | 0% | 1 | 59.69% | 6.275% | 0% | 2 | 37.15% | 4.024% | 0% | 1 | 3.892% | 2.632% | 0% | 1 | 5.817% | 0% | 1 |  |  |  |  | 22.12% | [5 empty] | 44.97% | 0% | 44.97% | 2 | 47.1% | 3.145% | 0% | 1 | 10.43% | 1.857% | 0% | 1 | 26.54% | 2.264% | 0% | 1 | 58.78% | 4.036% | 0% | 2 | 40.11% | 2.777% | 0% | 1 | 3.504% | 1.724% | 0% | 1
108 | Tulucay | Northern_California | 0 | 0 | 0 | 0% | 0% | 1 |  |  |  |  | 11.25% | [5 empty] | 63.61% | 5.853% | 69.46% | 3 | 77.08% | 0% | 0% | 3 | 9.778% | 0% | 0% | 1 | 31.59% | 0% | 0% | 1 | 81.42% | 0% | 0% | 3 | 57% | 0% | 0% | 2 | 9.475% | 0% | 0% | 1 | 0% | 0% | 1 |  |  |  |  | 6.159% | [5 empty] | 55.49% | 10.97% | 66.45% | 3 | 65.39% | 0% | 0% | 2 | 16.7% | 0% | 0% | 1 | 33.87% | 0% | 0% | 1 | 81.76% | 0% | 0% | 3 | 50.44% | 0% | 0% | 2 | 10.98% | 0% | 0% | 1 | 0% | 0% | 1 |  |  |  |  | 5.006% | [5 empty] | 56.43% | 11.71% | 68.15% | 3 | 63.52% | 0% | 0% | 2 | 21.74% | 0% | 0% | 1 | 35.8% | 0% | 0% | 1 | 82.11% | 0% | 0% | 3 | 47.73% | 0% | 0% | 1 | 13.24% | 0% | 0% | 1 | 0% | 0% | 1 |  |  |  |  | 15.5% | [5 empty] | 39.45% | 11.47% | 50.92% | 3 | 51.7% | 0% | 0% | 2 | 23.86% | 0% | 0% | 1 | 36.13% | 0% | 0% | 1 | 71.66% | 0% | 0% | 3 | 39.69% | 0% | 0% | 1 | 13.7% | 0% | 0% | 1
109 | Brunswick | Northern_California | 0 | 0 | 0 | 0% | 0% | 1 |  |  |  |  | 0% | [5 empty] | 0% | 0% | 0% | 1 | 0% | 0% | 0% | 1 | 0% | 0% | 0% | 1 | 0% | 0% | 0% | 1 | 0% | 0% | 0% | 1 | 0% | 0% | 0% | 1 | 0% | 0% | 0% | 1 | 0% | 0% | 1 |  |  |  |  | 0% | [5 empty] | 0% | 100% | 100% | 5 | 8.051% | 0% | 0% | 1 | 48.28% | 0% | 0% | 1 | 0% | 0% | 0% | 1 | 56.33% | 0% | 0% | 2 | 6.569% | 0% | 0% | 1 | 0.7343% | 0% | 0% | 1 | 0% | 0% | 1 |  |  |  |  | 0% | [5 empty] | 17.94% | 76.37% | 94.31% | 5 | 9.351% | 0% | 0% | 1 | 9.313% | 0% | 0% | 1 | 0.1233% | 0% | 0% | 1 | 18.79% | 0% | 0% | 1 | 39.61% | 0% | 0% | 1 | 0.4595% | 0% | 0% | 1 | 0% | 0% | 1 |  |  |  |  | 12.12% | [5 empty] | 31.97% | 18.39% | 50.36% | 3 | 41.1% | 0% | 0% | 1 | 16.16% | 0% | 0% | 1 | 14.51% | 0% | 0% | 1 | 59.99% | 0% | 0% | 2 | 30.46% | 0% | 0% | 1 | 10.42% | 0% | 0% | 1
110 | Higgins | Northern_California | 0 | 0 | 0 | 0% | 0% | 1 |  |  |  |  | 0% | [5 empty] | 0% | 0% | 0% | 1 | 0% | 0% | 0% | 1 | 0% | 0% | 0% | 1 | 0% | 0% | 0% | 1 | 0% | 0% | 0% | 1 | 0% | 0% | 0% | 1 | 0% | 0% | 0% | 1 | 0% | 0% | 1 |  |  |  |  | 4.876% | [5 empty] | 7.269% | 0% | 7.269% | 1 | 100% | 0% | 0% | 5 | 0% | 0% | 0% | 1 | 0% | 0% | 0% | 1 | 100% | 0% | 0% | 5 | 7.021% | 0% | 0% | 1 | 47.77% | 0% | 0% | 1 | 0% | 0% | 1 |  |  |  |  | 25.78% | [5 empty] | 4.658% | 0% | 4.658% | 1 | 76.21% | 0% | 0% | 3 | 0% | 0% | 0% | 1 | 0.06494% | 0% | 0% | 1 | 76.28% | 0% | 0% | 3 | 4.645% | 0% | 0% | 1 | 28.82% | 0% | 0% | 1 | 0% | 0% | 1 |  |  |  |  | 32.32% | [5 empty] | 10.98% | 3.374% | 14.35% | 2 | 53.26% | 0% | 0% | 2 | 5.777% | 0% | 0% | 1 | 16.24% | 0% | 0% | 1 | 60.24% | 0% | 0% | 2 | 8.481% | 0% | 0% | 1 | 14.07% | 0% | 0% | 1
111 | Barre | Greater_LA | 0 | 0 | 0 | 0% | 0% | 1 |  |  |  |  | 0% | [5 empty] | 0% | 0% | 0% | 1 | 0% | 0% | 0% | 1 | 29.36% | 0% | 0% | 1 | 97% | 0% | 0% | 5 | 97% | 0% | 0% | 5 | 0% | 0% | 0% | 1 | 1.112% | 0% | 0% | 1 | 0% | 0% | 1 |  |  |  |  | 0% | [5 empty] | 0% | 0% | 0% | 1 | 0% | 0% | 0% | 1 | 18.79% | 0% | 0% | 1 | 73.05% | 0% | 0% | 3 | 73.05% | 0% | 0% | 3 | 0% | 0% | 0% | 1 | 4.687% | 0% | 0% | 1 | 0% | 0% | 1 |  |  |  |  | 0% | [5 empty] | 0.03228% | 4.057% | 4.09% | 2 | 2.776% | 0% | 0% | 1 | 14.78% | 0% | 0% | 1 | 76.17% | 0% | 0% | 3 | 78.94% | 0% | 0% | 3 | 2.066% | 0% | 0% | 1 | 3.431% | 0% | 0% | 1 | 0% | 0% | 1 |  |  |  |  | 0% | [5 empty] | 1.243% | 3.662% | 4.905% | 2 | 2.594% | 0% | 0% | 1 | 15.94% | 0% | 0% | 1 | 76.21% | 0% | 0% | 3 | 78.8% | 0% | 0% | 3 | 1.865% | 0% | 0% | 1 | 3.102% | 0% | 0% | 1
112 | Ellis | Greater_LA | 0 | 0 | 0 | 0% | 0% | 1 |  |  |  |  | 0% | [5 empty] | 0% | 0% | 0% | 1 | 0.05772% | 0% | 0% | 1 | 26.04% | 0% | 0% | 1 | 96.29% | 0% | 0% | 5 | 96.35% | 0% | 0% | 5 | 0% | 0% | 0% | 1 | 6.599% | 0% | 0% | 1 | 0% | 0% | 1 |  |  |  |  | 0% | [5 empty] | 0.09668% | 0% | 0.09668% | 1 | 0.05032% | 0% | 0% | 1 | 23.79% | 0% | 0% | 1 | 91.17% | 0% | 0% | 4 | 91.22% | 0% | 0% | 4 | 0% | 0% | 0% | 1 | 5.83% | 0% | 0% | 1 | 0% | 0% | 1 |  |  |  |  | 0% | [5 empty] | 0.1361% | 0% | 0.1361% | 1 | 0.02879% | 0% | 0% | 1 | 15.09% | 0% | 0% | 1 | 78.52% | 0% | 0% | 3 | 78.55% | 0% | 0% | 3 | 0% | 0% | 0% | 1 | 3.394% | 0% | 0% | 1 | 0% | 0% | 1 |  |  |  |  | 0% | [5 empty] | 1.557% | 3.667% | 5.224% | 2 | 2.597% | 0% | 0% | 1 | 15.86% | 0% | 0% | 1 | 76.09% | 0% | 0% | 3 | 78.68% | 0% | 0% | 3 | 1.867% | 0% | 0% | 1 | 3.175% | 0% | 0% | 1
113 | Johanna | Greater_LA | 0 | 0 | 0 | 0% | 0% | 1 |  |  |  |  | 0% | [5 empty] | 0% | 0% | 0% | 1 | 0.07026% | 0% | 0% | 1 | 17.68% | 0% | 0% | 1 | 96.67% | 0% | 0% | 5 | 96.74% | 0% | 0% | 5 | 0% | 0% | 0% | 1 | 7.558% | 0% | 0% | 1 | 0% | 0% | 1 |  |  |  |  | 0% | [5 empty] | 0.2632% | 0% | 0.2632% | 1 | 0.05569% | 0% | 0% | 1 | 25.58% | 0% | 0% | 1 | 96.01% | 0% | 0% | 5 | 96.07% | 0% | 0% | 5 | 0% | 0% | 0% | 1 | 6.366% | 0% | 0% | 1 | 0% | 0% | 1 |  |  |  |  | 0% | [5 empty] | 0.1946% | 5.833% | 6.027% | 2 | 3.99% | 0% | 0% | 1 | 23.86% | 0% | 0% | 1 | 85.36% | 0% | 0% | 3 | 89.35% | 0% | 0% | 3 | 2.97% | 0% | 0% | 1 | 4.849% | 0% | 0% | 1 | 0% | 0% | 1 |  |  |  |  | 0% | [5 empty] | 0.497% | 3.737% | 4.234% | 2 | 2.557% | 0% | 0% | 1 | 16.23% | 0% | 0% | 1 | 76.98% | 0% | 0% | 3 | 79.53% | 0% | 0% | 3 | 1.903% | 0% | 0% | 1 | 3.236% | 0% | 0% | 1
114 | Lewis | Greater_LA | 0 | 0 | 0 | 0% | 0% | 1 |  |  |  |  | 0% | [5 empty] | 0% | 0% | 0% | 1 | 0% | 0% | 0% | 1 | 0% | 0% | 0% | 1 | 0% | 0% | 0% | 1 | 0% | 0% | 0% | 1 | 0% | 0% | 0% | 1 | 0% | 0% | 0% | 1 | 0% | 0% | 1 |  |  |  |  | 0% | [5 empty] | 0% | 5.816% | 5.816% | 2 | 4.827% | 0% | 0% | 1 | 24.63% | 0% | 0% | 1 | 91.69% | 0% | 0% | 4 | 96.51% | 0% | 0% | 5 | 3.624% | 0% | 0% | 1 | 5.887% | 0% | 0% | 1 | 0% | 0% | 1 |  |  |  |  | 0% | [5 empty] | 0.06895% | 5.083% | 5.152% | 2 | 3.477% | 0% | 0% | 1 | 18.57% | 0% | 0% | 1 | 71.62% | 0% | 0% | 3 | 75.1% | 0% | 0% | 3 | 2.588% | 0% | 0% | 1 | 4.297% | 0% | 0% | 1 | 0% | 0% | 1 |  |  |  |  | 0% | [5 empty] | 0.9895% | 3.714% | 4.704% | 2 | 2.631% | 0% | 0% | 1 | 15.29% | 0% | 0% | 1 | 76.29% | 0% | 0% | 3 | 78.92% | 0% | 0% | 3 | 1.891% | 0% | 0% | 1 | 3.141% | 0% | 0% | 1
115 | Santiago | Greater_LA | 0 | 0 | 0 | 0% | 0% | 1 |  |  |  |  | 0% | [5 empty] | 1.528% | 0% | 1.528% | 1 | 0.3577% | 0% | 0% | 1 | 5.566% | 0% | 0% | 1 | 92.07% | 0% | 0% | 4 | 92.43% | 0% | 0% | 4 | 0% | 0% | 0% | 1 | 2.387% | 0% | 0% | 1 | 0% | 0% | 1 |  |  |  |  | 0% | [5 empty] | 0.2742% | 0% | 0.2742% | 1 | 0.05801% | 0% | 0% | 1 | 18.27% | 0% | 0% | 1 | 95.77% | 0% | 0% | 5 | 95.83% | 0% | 0% | 5 | 0% | 0% | 0% | 1 | 6.312% | 0% | 0% | 1 | 0% | 0% | 1 |  |  |  |  | 0% | [5 empty] | 0.2219% | 6.648% | 6.87% | 2 | 4.548% | 0% | 0% | 1 | 26.49% | 0% | 0% | 1 | 90.82% | 0% | 0% | 4 | 95.37% | 0% | 0% | 5 | 3.386% | 0% | 0% | 1 | 5.454% | 0% | 0% | 1 | 0% | 0% | 1 |  |  |  |  | 0% | [5 empty] | 0.455% | 3.753% | 4.208% | 2 | 2.568% | 0% | 0% | 1 | 16.24% | 0% | 0% | 1 | 76.89% | 0% | 0% | 3 | 79.46% | 0% | 0% | 3 | 1.918% | 0% | 0% | 1 | 3.268% | 0% | 0% | 1
116 | Serrano | Greater_LA | 0 | 0 | 0 | 0% | 0% | 1 |  |  |  |  | 0% | [5 empty] | 0% | 100% | 100% | 5 | 67.71% | 0% | 0% | 2 | 32.29% | 0% | 0% | 1 | 32.29% | 0% | 0% | 1 | 100% | 0% | 0% | 5 | 50.93% | 0% | 0% | 2 | 1.329% | 0% | 0% | 1 | 0% | 0% | 1 |  |  |  |  | 0% | [5 empty] | 0% | 95.33% | 95.33% | 5 | 64.55% | 0% | 0% | 2 | 35.45% | 0% | 0% | 1 | 35.45% | 0% | 0% | 1 | 100% | 0% | 0% | 5 | 48.55% | 0% | 0% | 1 | 4.877% | 0% | 0% | 1 | 0% | 0% | 1 |  |  |  |  | 0% | [5 empty] | 0.09618% | 7.089% | 7.186% | 2 | 4.85% | 0% | 0% | 1 | 25.83% | 0% | 0% | 1 | 91.55% | 0% | 0% | 4 | 96.4% | 0% | 0% | 5 | 3.61% | 0% | 0% | 1 | 5.893% | 0% | 0% | 1 | 0% | 0% | 1 |  |  |  |  | 0% | [5 empty] | 0.1263% | 3.832% | 3.958% | 2 | 2.636% | 0% | 0% | 1 | 15.53% | 0% | 0% | 1 | 76.9% | 0% | 0% | 3 | 79.49% | 0% | 0% | 3 | 1.974% | 0% | 0% | 1 | 3.201% | 0% | 0% | 1
117 | Villa Park | Greater_LA | 0 | 0 | 0 | 0% | 0% | 1 |  |  |  |  | 0% | [5 empty] | 0% | 0% | 0% | 1 | 0% | 0% | 0% | 1 | 0% | 0% | 0% | 1 | 0% | 0% | 0% | 1 | 0% | 0% | 0% | 1 | 0% | 0% | 0% | 1 | 0% | 0% | 0% | 1 | 0% | 0% | 1 |  |  |  |  | 0% | [5 empty] | 0% | 8.949% | 8.949% | 2 | 6.06% | 0% | 0% | 1 | 22.77% | 0% | 0% | 1 | 91.96% | 0% | 0% | 4 | 98.02% | 0% | 0% | 5 | 4.558% | 0% | 0% | 1 | 7.068% | 0% | 0% | 1 | 0% | 0% | 1 |  |  |  |  | 0% | [5 empty] | 0.09449% | 6.965% | 7.059% | 2 | 4.765% | 0% | 0% | 1 | 25.5% | 0% | 0% | 1 | 91.34% | 0% | 0% | 4 | 96.11% | 0% | 0% | 5 | 3.547% | 0% | 0% | 1 | 5.79% | 0% | 0% | 1 | 0% | 0% | 1 |  |  |  |  | 0% | [5 empty] | 0.1361% | 3.777% | 3.913% | 2 | 2.584% | 0% | 0% | 1 | 15.5% | 0% | 0% | 1 | 76.9% | 0% | 0% | 3 | 79.48% | 0% | 0% | 3 | 1.923% | 0% | 0% | 1 | 3.194% | 0% | 0% | 1
118 | Capistrano | Greater_LA | 0 | 0 | 0 | 0% | 0% | 1 |  |  |  |  | 0% | [5 empty] | 5.164% | 0% | 5.164% | 1 | 0% | 0% | 0% | 1 | 32.19% | 0% | 0% | 1 | 86.94% | 0% | 0% | 3 | 86.94% | 0% | 0% | 3 | 0% | 0% | 0% | 1 | 0.8355% | 0% | 0% | 1 | 0% | 0% | 1 |  |  |  |  | 0% | [5 empty] | 4.991% | 0% | 4.991% | 1 | 0.2907% | 0% | 0% | 1 | 28.29% | 0% | 0% | 1 | 86.43% | 0% | 0% | 3 | 86.72% | 0% | 0% | 3 | 0% | 0% | 0% | 1 | 1.147% | 0% | 0% | 1 | 0% | 0% | 1 |  |  |  |  | 0% | [5 empty] | 1.681% | 0% | 1.681% | 1 | 0.09791% | 0% | 0% | 1 | 29.1% | 0% | 0% | 1 | 92.24% | 0% | 0% | 4 | 92.34% | 0% | 0% | 4 | 0.346% | 0% | 0% | 1 | 8.617% | 0% | 0% | 1 | 0% | 0% | 1 |  |  |  |  | 0% | [5 empty] | 0.6942% | 5.726% | 6.42% | 2 | 5.22% | 0% | 0% | 1 | 34.51% | 0% | 0% | 1 | 91.23% | 0% | 0% | 4 | 95.15% | 0% | 0% | 5 | 3.148% | 0% | 0% | 1 | 7.607% | 0% | 0% | 1
119 | Trabuco | Greater_LA | 0 | 0 | 0 | 0% | 0% | 1 |  |  |  |  | 0% | [5 empty] | 1.871% | 0% | 1.871% | 1 | 0% | 0% | 0% | 1 | 25.1% | 0% | 0% | 1 | 86.52% | 0% | 0% | 3 | 86.52% | 0% | 0% | 3 | 0% | 0% | 0% | 1 | 0% | 0% | 0% | 1 | 0% | 0% | 1 |  |  |  |  | 0% | [5 empty] | 3.487% | 0% | 3.487% | 1 | 0.2031% | 0% | 0% | 1 | 21.26% | 0% | 0% | 1 | 88.71% | 0% | 0% | 3 | 88.91% | 0% | 0% | 3 | 0% | 0% | 0% | 1 | 1.933% | 0% | 0% | 1 | 0% | 0% | 1 |  |  |  |  | 0% | [5 empty] | 1.232% | 0% | 1.232% | 1 | 0.07177% | 0% | 0% | 1 | 24.95% | 0% | 0% | 1 | 93.79% | 0% | 0% | 4 | 93.86% | 0% | 0% | 4 | 0.01678% | 0% | 0% | 1 | 7.925% | 0% | 0% | 1 | 0% | 0% | 1 |  |  |  |  | 0% | [5 empty] | 0.6715% | 5.539% | 6.211% | 2 | 4.625% | 0% | 0% | 1 | 33.17% | 0% | 0% | 1 | 91.51% | 0% | 0% | 4 | 95.3% | 0% | 0% | 5 | 3.045% | 0% | 0% | 1 | 7.367% | 0% | 0% | 1
120 | Pleasant Grove | Northern_California | 0 | 0 | 0 | 0% | 0% | 1 |  |  |  |  | 2.869% | [5 empty] | 0% | 0% | 0% | 1 | 35.23% | 0% | 0% | 1 | 0% | 0% | 0% | 1 | 0.05689% | 0% | 0% | 1 | 35.29% | 0% | 0% | 1 | 0% | 0% | 0% | 1 | 27.46% | 0% | 0% | 1 | 0% | 0% | 1 |  |  |  |  | 35.44% | [5 empty] | 1.037% | 0% | 1.037% | 1 | 44.63% | 0% | 0% | 1 | 0% | 0% | 0% | 1 | 13.26% | 0% | 0% | 1 | 56.5% | 0% | 0% | 2 | 0.9133% | 0% | 0% | 1 | 18.46% | 0% | 0% | 1 | 0% | 0% | 1 |  |  |  |  | 38% | [5 empty] | 0.5703% | 0% | 0.5703% | 1 | 59.71% | 0% | 0% | 2 | 6.587% | 0% | 0% | 1 | 27.67% | 0% | 0% | 1 | 69.99% | 0% | 0% | 2 | 0.5509% | 0% | 0% | 1 | 17.49% | 0% | 0% | 1 | 0% | 0% | 1 |  |  |  |  | 56.82% | [5 empty] | 0.4534% | 0% | 0.4534% | 1 | 47.55% | 0% | 0% | 1 | 8.632% | 0% | 0% | 1 | 40.62% | 0% | 0% | 1 | 67.88% | 0% | 0% | 2 | 0.4826% | 0% | 0% | 1 | 10.01% | 0% | 0% | 1
121 | Summit | Northern_California | 0 | 0 | 0 | 0% | 0% | 1 |  |  |  |  | 0% | [5 empty] | 31.39% | 1.554% | 32.95% | 2 | 13.76% | 0% | 0% | 1 | 9.425% | 0% | 0% | 1 | 44.37% | 0% | 0% | 1 | 54.54% | 0% | 0% | 2 | 71.98% | 0% | 0% | 3 | 9.437% | 0% | 0% | 1 | 0% | 0% | 1 |  |  |  |  | 0% | [5 empty] | 53.9% | 0.7087% | 54.61% | 3 | 23.95% | 0% | 0% | 1 | 17.92% | 0% | 0% | 1 | 34.72% | 0% | 0% | 1 | 52.55% | 0% | 0% | 2 | 69.28% | 0% | 0% | 2 | 9.347% | 0% | 0% | 1 | 0% | 0% | 1 |  |  |  |  | 0.04005% | [5 empty] | 58.95% | 2.958% | 61.91% | 3 | 33.96% | 0% | 0% | 1 | 12.39% | 0% | 0% | 1 | 24.49% | 0% | 0% | 1 | 52.75% | 0% | 0% | 2 | 69.13% | 0% | 0% | 2 | 9.018% | 0% | 0% | 1 | 0% | 0% | 1 |  |  |  |  | 0.04741% | [5 empty] | 63.59% | 4.466% | 68.05% | 3 | 32.7% | 0% | 0% | 1 | 11.48% | 0% | 0% | 1 | 22.78% | 0% | 0% | 1 | 50.28% | 0% | 0% | 2 | 70.54% | 0% | 0% | 3 | 8.67% | 0% | 0% | 1
122 | Devers | Riverside | 234.5 | 9380 | 20 | 223.7% | 62.93% | 5 |  |  |  |  | 0% | [5 empty] | 26.19% | 0.6202% | 26.81% | 2 | 44.08% | 134.9% | 44.26% | 5 | 35.97% | 117.8% | 31.69% | 5 | 33.3% | 113.1% | 26.21% | 5 | 56.19% | 172.2% | 56.27% | 5 | 23.5% | 98.6% | 0% | 4 | 0.1969% | 75.58% | 0% | 4 | 82.59% | 0% | 4 |  |  |  |  | 0% | [5 empty] | 33.26% | 22.78% | 56.04% | 4 | 29.11% | 35.63% | 0% | 2 | 23.37% | 32.96% | 0% | 2 | 30.13% | 36.14% | 0% | 2 | 46.04% | 46.81% | 0% | 2 | 42.04% | 43.57% | 0% | 2 | 1.341% | 25.6% | 0% | 2 | 54.94% | 0% | 3 |  |  |  |  | 0.01486% | [5 empty] | 33.05% | 39.11% | 72.16% | 5 | 36.68% | 21.52% | 0% | 2 | 22.59% | 17.6% | 0% | 1 | 40.13% | 22.76% | 0% | 2 | 56.43% | 31.27% | 0% | 2 | 51.13% | 27.88% | 0% | 2 | 1.999% | 13.9% | 0% | 1 | 15.27% | 0% | 1 |  |  |  |  | 0.8883% | [5 empty] | 29.02% | 17.45% | 46.47% | 3 | 29.44% | 6.66% | 0% | 1 | 20.29% | 5.895% | 0% | 1 | 32.78% | 6.991% | 0% | 1 | 52.28% | 9.848% | 0% | 2 | 41.52% | 8.035% | 0% | 1 | 1.237% | 4.758% | 0% | 1
123 | Kern | Riverside (Exclude) | 0 | 0 | 0 | 0% | 0% | 1 |  |  |  |  | 0% | [5 empty] | 0% | 0% | 0% | 1 | 10.8% | 0% | 0% | 1 | 31.44% | 0% | 0% | 1 | 0% | 0% | 0% | 1 | 40.68% | 0% | 0% | 1 | 52.13% | 0% | 0% | 2 | 0% | 0% | 0% | 1 | 0% | 0% | 1 |  |  |  |  | 0% | [5 empty] | 0% | 0% | 0% | 1 | 9.954% | 0% | 0% | 1 | 20.48% | 0% | 0% | 1 | 0% | 0% | 0% | 1 | 29.42% | 0% | 0% | 1 | 34.98% | 0% | 0% | 1 | 0.4654% | 0% | 0% | 1 | 0% | 0% | 1 |  |  |  |  | 0% | [5 empty] | 0% | 0% | 0% | 1 | 28% | 0% | 0% | 1 | 14.69% | 0% | 0% | 1 | 1.377% | 0% | 0% | 1 | 40.82% | 0% | 0% | 1 | 31.47% | 0% | 0% | 1 | 0.9997% | 0% | 0% | 1 | 0% | 0% | 1 |  |  |  |  | 0% | [5 empty] | 0% | 0% | 0% | 1 | 39.03% | 0% | 0% | 1 | 22.45% | 0% | 0% | 1 | 12.47% | 0% | 0% | 1 | 51.72% | 0% | 0% | 2 | 33.02% | 0% | 0% | 1 | 0.7633% | 0% | 0% | 1
124 | Mirage | Riverside | 0 | 0 | 0 | 0% | 0% | 1 |  |  |  |  | 0% | [5 empty] | 16.03% | 0% | 16.03% | 1 | 11.44% | 0% | 0% | 1 | 18.1% | 0% | 0% | 1 | 14.66% | 0% | 0% | 1 | 28.65% | 0% | 0% | 1 | 29.96% | 0% | 0% | 1 | 0.004222% | 0% | 0% | 1 | 0% | 0% | 1 |  |  |  |  | 0.5384% | [5 empty] | 10.99% | 0% | 10.99% | 1 | 9.05% | 0% | 0% | 1 | 31.23% | 0% | 0% | 1 | 24.07% | 0% | 0% | 1 | 38.91% | 0% | 0% | 1 | 30.51% | 0% | 0% | 1 | 0.01788% | 0% | 0% | 1 | 0% | 0% | 1 |  |  |  |  | 1.658% | [5 empty] | 19.09% | 9.575% | 28.66% | 2 | 20.31% | 0% | 0% | 1 | 37.2% | 0% | 0% | 1 | 33.74% | 0% | 0% | 1 | 54.22% | 0% | 0% | 2 | 43.07% | 0% | 0% | 1 | 0.7433% | 0% | 0% | 1 | 0% | 0% | 1 |  |  |  |  | 5.934% | [5 empty] | 27.79% | 13.79% | 41.58% | 3 | 23.51% | 0% | 0% | 1 | 23.24% | 0% | 0% | 1 | 29.08% | 0% | 0% | 1 | 49.12% | 0% | 0% | 1 | 36.99% | 0% | 0% | 1 | 1.858% | 0% | 0% | 1
125 | Valley | Riverside (Exclude) | 0 | 0 | 0 | 0% | 0% | 1 |  |  |  |  | 0% | [5 empty] | 0% | 0% | 0% | 1 | 0% | 0% | 0% | 1 | 0% | 0% | 0% | 1 | 0% | 0% | 0% | 1 | 0% | 0% | 0% | 1 | 0% | 0% | 0% | 1 | 0% | 0% | 0% | 1 | 0% | 0% | 1 |  |  |  |  | 0% | [5 empty] | 0% | 100% | 100% | 5 | 99.82% | 0% | 0% | 5 | 0.1764% | 0% | 0% | 1 | 100% | 0% | 0% | 5 | 100% | 0% | 0% | 5 | 5.66% | 0% | 0% | 1 | 0.1051% | 0% | 0% | 1 | 0% | 0% | 1 |  |  |  |  | 0% | [5 empty] | 0% | 100% | 100% | 5 | 2.325% | 0% | 0% | 1 | 19.83% | 0% | 0% | 1 | 23.01% | 0% | 0% | 1 | 23.01% | 0% | 0% | 1 | 40.18% | 0% | 0% | 1 | 1.813% | 0% | 0% | 1 | 0% | 0% | 1 |  |  |  |  | 0.1444% | [5 empty] | 24.46% | 71.1% | 95.56% | 5 | 46.77% | 0% | 0% | 1 | 23.7% | 0% | 0% | 1 | 49.23% | 0% | 0% | 1 | 69.44% | 0% | 0% | 2 | 58.21% | 0% | 0% | 2 | 3.232% | 0% | 0% | 1
126 | Gold Hill | Solano | 0 | 0 | 0 | 0% | 0% | 1 |  |  |  |  | 0% | [5 empty] | 0% | 0% | 0% | 1 | 0% | 0% | 0% | 1 | 0% | 0% | 0% | 1 | 0% | 0% | 0% | 1 | 0% | 0% | 0% | 1 | 0% | 0% | 0% | 1 | 0% | 0% | 0% | 1 | 0% | 0% | 1 |  |  |  |  | 0% | [5 empty] | 0% | 0% | 0% | 1 | 0% | 0% | 0% | 1 | 0% | 0% | 0% | 1 | 0% | 0% | 0% | 1 | 0% | 0% | 0% | 1 | 0% | 0% | 0% | 1 | 0% | 0% | 0% | 1 | 0% | 0% | 1 |  |  |  |  | 1.149% | [5 empty] | 0% | 0% | 0% | 1 | 23.52% | 0% | 0% | 1 | 0% | 0% | 0% | 1 | 10.67% | 0% | 0% | 1 | 34.19% | 0% | 0% | 1 | 0% | 0% | 0% | 1 | 29.55% | 0% | 0% | 1 | 0% | 0% | 1 |  |  |  |  | 42.52% | [5 empty] | 0.5402% | 0% | 0.5402% | 1 | 50.99% | 0% | 0% | 2 | 11.3% | 0% | 0% | 1 | 32.56% | 0% | 0% | 1 | 65.59% | 0% | 0% | 2 | 0.5218% | 0% | 0% | 1 | 15.78% | 0% | 0% | 1
127 | Grand Island | Solano | 0 | 0 | 0 | 0% | 0% | 1 |  |  |  |  | 53.26% | [5 empty] | 0% | 0% | 0% | 1 | 10.07% | 0% | 0% | 1 | 15.92% | 0% | 0% | 1 | 17.71% | 0% | 0% | 1 | 25.79% | 0% | 0% | 1 | 0.01792% | 0% | 0% | 1 | 10.41% | 0% | 0% | 1 | 0% | 0% | 1 |  |  |  |  | 51.45% | [5 empty] | 0% | 0% | 0% | 1 | 11.02% | 0% | 0% | 1 | 25.72% | 0% | 0% | 1 | 29.87% | 0% | 0% | 1 | 36.63% | 0% | 0% | 1 | 0.4187% | 0% | 0% | 1 | 13.69% | 0% | 0% | 1 | 0% | 0% | 1 |  |  |  |  | 51.3% | [5 empty] | 0% | 0% | 0% | 1 | 12.3% | 0% | 0% | 1 | 26.23% | 0% | 0% | 1 | 28.39% | 0% | 0% | 1 | 37% | 0% | 0% | 1 | 0.5414% | 0% | 0% | 1 | 14.78% | 0% | 0% | 1 | 0% | 0% | 1 |  |  |  |  | 53.53% | [5 empty] | 5.968% | 0.8985% | 6.867% | 2 | 20.68% | 0% | 0% | 1 | 24.09% | 0% | 0% | 1 | 26.09% | 0% | 0% | 1 | 39.91% | 0% | 0% | 1 | 3.867% | 0% | 0% | 1 | 13.05% | 0% | 0% | 1
128 | Chino | Greater_Kramer | 0 | 0 | 10 | 0% | 0% | 1 |  |  |  |  | 0% | [5 empty] | 0% | 100% | 100% | 5 | 67.71% | 0% | 0% | 2 | 32.29% | 0% | 0% | 1 | 32.29% | 0% | 0% | 1 | 100% | 0% | 0% | 5 | 50.93% | 0% | 0% | 2 | 1.329% | 0% | 0% | 1 | 0% | 0% | 1 |  |  |  |  | 0% | [5 empty] | 0% | 100% | 100% | 5 | 67.71% | 0% | 0% | 2 | 32.29% | 0% | 0% | 1 | 32.29% | 0% | 0% | 1 | 100% | 0% | 0% | 5 | 50.93% | 0% | 0% | 2 | 1.329% | 0% | 0% | 1 | 0% | 0% | 1 |  |  |  |  | 0% | [5 empty] | 3.689% | 96.31% | 100% | 5 | 91.81% | 0% | 0% | 4 | 53.45% | 0% | 0% | 2 | 42.11% | 0% | 0% | 1 | 100% | 0% | 0% | 5 | 59.22% | 0% | 0% | 2 | 3.799% | 0% | 0% | 1 | 0% | 0% | 1 |  |  |  |  | 0.004453% | [5 empty] | 34.66% | 53.9% | 88.56% | 5 | 52.76% | 0% | 0% | 2 | 71.28% | 0% | 0% | 3 | 71.05% | 0% | 0% | 3 | 98.29% | 0% | 0% | 5 | 42.4% | 0% | 0% | 1 | 4.562% | 0% | 0% | 1
129 | Kramer | Greater_Kramer (Exclude) | 0 | 0 | 0 | 0% | 0% | 1 |  |  |  |  | 0% | [5 empty] | 0% | 0% | 0% | 1 | 95.86% | 0% | 0% | 5 | 10.17% | 0% | 0% | 1 | 0% | 0% | 0% | 1 | 95.86% | 0% | 0% | 5 | 65.56% | 0% | 0% | 2 | 0% | 0% | 0% | 1 | 0% | 0% | 1 |  |  |  |  | 0% | [5 empty] | 0% | 0% | 0% | 1 | 52.73% | 0% | 0% | 2 | 21.87% | 0% | 0% | 1 | 5.948% | 0% | 0% | 1 | 71% | 0% | 0% | 3 | 67.76% | 0% | 0% | 2 | 0.3595% | 0% | 0% | 1 | 0% | 0% | 1 |  |  |  |  | 0.01074% | [5 empty] | 0% | 0% | 0% | 1 | 39.7% | 0% | 0% | 1 | 18.29% | 0% | 0% | 1 | 3.441% | 0% | 0% | 1 | 55.71% | 0% | 0% | 2 | 49.44% | 0% | 0% | 1 | 0.2957% | 0% | 0% | 1 | 0% | 0% | 1 |  |  |  |  | 0.7762% | [5 empty] | 0% | 0% | 0% | 1 | 36.21% | 0% | 0% | 1 | 33.12% | 0% | 0% | 1 | 7.401% | 0% | 0% | 1 | 61.18% | 0% | 0% | 2 | 43.88% | 0% | 0% | 1 | 1.251% | 0% | 0% | 1
130 | Lugo | Greater_Kramer | 0 | 0 | 0 | 0% | 0% | 1 |  |  |  |  | 0.004761% | [5 empty] | 30.72% | 60.69% | 91.41% | 5 | 53.59% | 0% | 0% | 2 | 67.87% | 0% | 0% | 2 | 61.53% | 0% | 0% | 2 | 90.06% | 0% | 0% | 4 | 51.66% | 0% | 0% | 2 | 5.102% | 0% | 0% | 1 | 0% | 0% | 1 |  |  |  |  | 0.003033% | [5 empty] | 21.03% | 46.72% | 67.75% | 5 | 58.78% | 0% | 0% | 2 | 60.43% | 0% | 0% | 2 | 52.38% | 0% | 0% | 2 | 87.71% | 0% | 0% | 3 | 40.05% | 0% | 0% | 1 | 4.194% | 0% | 0% | 1 | 0% | 0% | 1 |  |  |  |  | 0.06882% | [5 empty] | 20.85% | 26.15% | 47% | 4 | 55.17% | 0% | 0% | 2 | 50.13% | 0% | 0% | 2 | 41.19% | 0% | 0% | 1 | 80.3% | 0% | 0% | 3 | 33.72% | 0% | 0% | 1 | 2.261% | 0% | 0% | 1 | 0% | 0% | 1 |  |  |  |  | 0.1886% | [5 empty] | 15.31% | 12.96% | 28.27% | 3 | 46.45% | 0% | 0% | 1 | 41.85% | 0% | 0% | 1 | 33.33% | 0% | 0% | 1 | 70.98% | 0% | 0% | 3 | 35.93% | 0% | 0% | 1 | 1.509% | 0% | 0% | 1
131 | Mira Loma | Greater_Kramer | 0 | 0 | 0 | 0% | 0% | 1 |  |  |  |  | 0% | [5 empty] | 0% | 100% | 100% | 5 | 60.65% | 0% | 0% | 2 | 39.35% | 0% | 0% | 1 | 39.35% | 0% | 0% | 1 | 100% | 0% | 0% | 5 | 49.01% | 0% | 0% | 1 | 0.2026% | 0% | 0% | 1 | 0% | 0% | 1 |  |  |  |  | 0% | [5 empty] | 2.948% | 97.05% | 100% | 5 | 86.12% | 0% | 0% | 3 | 35.78% | 0% | 0% | 1 | 40.58% | 0% | 0% | 1 | 100% | 0% | 0% | 5 | 74.37% | 0% | 0% | 3 | 0.7805% | 0% | 0% | 1 | 0% | 0% | 1 |  |  |  |  | 0% | [5 empty] | 4.265% | 95.73% | 100% | 5 | 97.55% | 0% | 0% | 5 | 65.05% | 0% | 0% | 2 | 34.89% | 0% | 0% | 1 | 100% | 0% | 0% | 5 | 52% | 0% | 0% | 2 | 8.08% | 0% | 0% | 1 | 0% | 0% | 1 |  |  |  |  | 0.003925% | [5 empty] | 32.96% | 63.29% | 96.26% | 5 | 62.41% | 0% | 0% | 2 | 69.53% | 0% | 0% | 2 | 64% | 0% | 0% | 2 | 94.43% | 0% | 0% | 4 | 51.73% | 0% | 0% | 2 | 5.57% | 0% | 0% | 1
132 | Padua | Greater_Kramer | 0 | 0 | 0 | 0% | 0% | 1 |  |  |  |  | 0% | [5 empty] | 0% | 100% | 100% | 5 | 100% | 0% | 0% | 5 | 3.048% | 0% | 0% | 1 | 33.19% | 0% | 0% | 1 | 100% | 0% | 0% | 5 | 99.4% | 0% | 0% | 5 | 6.369% | 0% | 0% | 1 | 0% | 0% | 1 |  |  |  |  | 0% | [5 empty] | 3.883% | 96.12% | 100% | 5 | 98.39% | 0% | 0% | 5 | 60.24% | 0% | 0% | 2 | 43.76% | 0% | 0% | 1 | 100% | 0% | 0% | 5 | 58.71% | 0% | 0% | 2 | 9.781% | 0% | 0% | 1 | 0% | 0% | 1 |  |  |  |  | 0% | [5 empty] | 26.34% | 73.66% | 100% | 5 | 60.02% | 0% | 0% | 2 | 75.45% | 0% | 0% | 3 | 73.32% | 0% | 0% | 3 | 97.56% | 0% | 0% | 5 | 53.98% | 0% | 0% | 2 | 4.182% | 0% | 0% | 1 | 0% | 0% | 1 |  |  |  |  | 0.02758% | [5 empty] | 23.14% | 36.4% | 59.54% | 5 | 50.09% | 0% | 0% | 2 | 66.42% | 0% | 0% | 2 | 54.37% | 0% | 0% | 2 | 84.88% | 0% | 0% | 3 | 34.15% | 0% | 0% | 1 | 2.747% | 0% | 0% | 1
133 | Pisgah | Greater_Kramer | 0 | 0 | 0 | 0% | 0% | 1 |  |  |  |  | 0% | [5 empty] | 0% | 0% | 0% | 1 | 56.05% | 0% | 0% | 2 | 73.1% | 0% | 0% | 3 | 81.11% | 0% | 0% | 3 | 85.84% | 0% | 0% | 3 | 42.84% | 0% | 0% | 1 | 0.7338% | 0% | 0% | 1 | 0% | 0% | 1 |  |  |  |  | 1.126% | [5 empty] | 0% | 0% | 0% | 1 | 20.67% | 0% | 0% | 1 | 21.96% | 0% | 0% | 1 | 24.92% | 0% | 0% | 1 | 29.57% | 0% | 0% | 1 | 51.46% | 0% | 0% | 2 | 1.651% | 0% | 0% | 1 | 0% | 0% | 1 |  |  |  |  | 2.211% | [5 empty] | 0% | 0% | 0% | 1 | 26.02% | 0% | 0% | 1 | 18.22% | 0% | 0% | 1 | 21.05% | 0% | 0% | 1 | 32.96% | 0% | 0% | 1 | 36.11% | 0% | 0% | 1 | 1.857% | 0% | 0% | 1 | 0% | 0% | 1 |  |  |  |  | 1.36% | [5 empty] | 0% | 0% | 0% | 1 | 40.72% | 0% | 0% | 1 | 19.56% | 0% | 0% | 1 | 20.5% | 0% | 0% | 1 | 47.38% | 0% | 0% | 1 | 46.9% | 0% | 0% | 1 | 2.093% | 0% | 0% | 1
134 | Roadway | Greater_Kramer | 0 | 0 | 0 | 0% | 0% | 1 |  |  |  |  | 0.131% | [5 empty] | 0% | 0% | 0% | 1 | 59.73% | 0% | 0% | 2 | 45.63% | 0% | 0% | 1 | 21.16% | 0% | 0% | 1 | 69.45% | 0% | 0% | 2 | 21.13% | 0% | 0% | 1 | 0.4851% | 0% | 0% | 1 | 0% | 0% | 1 |  |  |  |  | 0.08725% | [5 empty] | 10.22% | 0% | 10.22% | 1 | 34.66% | 0% | 0% | 1 | 43.29% | 0% | 0% | 1 | 17.46% | 0% | 0% | 1 | 57.55% | 0% | 0% | 2 | 27.47% | 0% | 0% | 1 | 0.6538% | 0% | 0% | 1 | 0% | 0% | 1 |  |  |  |  | 0.04451% | [5 empty] | 9.568% | 9.026% | 18.59% | 2 | 49.12% | 0% | 0% | 1 | 46.22% | 0% | 0% | 1 | 22.35% | 0% | 0% | 1 | 68.8% | 0% | 0% | 2 | 35.81% | 0% | 0% | 1 | 2.025% | 0% | 0% | 1 | 0% | 0% | 1 |  |  |  |  | 0.406% | [5 empty] | 10.56% | 9.649% | 20.21% | 2 | 42.71% | 0% | 0% | 1 | 48.12% | 0% | 0% | 1 | 29.19% | 0% | 0% | 1 | 74.03% | 0% | 0% | 3 | 37.53% | 0% | 0% | 1 | 1.788% | 0% | 0% | 1
135 | Tortilla | Greater_Kramer | 0 | 0 | 0 | 0% | 0% | 1 |  |  |  |  | 4.3% | [5 empty] | 0% | 0% | 0% | 1 | 62.16% | 0% | 0% | 2 | 50.95% | 0% | 0% | 2 | 28.03% | 0% | 0% | 1 | 78.87% | 0% | 0% | 3 | 42.93% | 0% | 0% | 1 | 1.966% | 0% | 0% | 1 | 0% | 0% | 1 |  |  |  |  | 1.559% | [5 empty] | 0% | 0% | 0% | 1 | 53.98% | 0% | 0% | 2 | 42.42% | 0% | 0% | 1 | 10.93% | 0% | 0% | 1 | 73.46% | 0% | 0% | 3 | 52.51% | 0% | 0% | 2 | 2.474% | 0% | 0% | 1 | 0% | 0% | 1 |  |  |  |  | 1.222% | [5 empty] | 0% | 0% | 0% | 1 | 53.87% | 0% | 0% | 2 | 33.13% | 0% | 0% | 1 | 10.65% | 0% | 0% | 1 | 69.54% | 0% | 0% | 2 | 50.26% | 0% | 0% | 2 | 2.891% | 0% | 0% | 1 | 0% | 0% | 1 |  |  |  |  | 1.331% | [5 empty] | 0% | 0% | 0% | 1 | 45.2% | 0% | 0% | 1 | 29.46% | 0% | 0% | 1 | 13.84% | 0% | 0% | 1 | 56.75% | 0% | 0% | 2 | 37.48% | 0% | 0% | 1 | 2.088% | 0% | 0% | 1
136 | Victor | Greater_Kramer | 0 | 0 | 0 | 0% | 0% | 1 |  |  |  |  | 0.04453% | [5 empty] | 11.63% | 0% | 11.63% | 1 | 50.45% | 0% | 0% | 2 | 57.23% | 0% | 0% | 2 | 22.29% | 0% | 0% | 1 | 72.71% | 0% | 0% | 3 | 6.983% | 0% | 0% | 1 | 0.08141% | 0% | 0% | 1 | 0% | 0% | 1 |  |  |  |  | 0.07774% | [5 empty] | 14.99% | 17.96% | 32.95% | 3 | 43.21% | 0% | 0% | 1 | 57.32% | 0% | 0% | 2 | 34.51% | 0% | 0% | 1 | 70.84% | 0% | 0% | 3 | 27.59% | 0% | 0% | 1 | 2.233% | 0% | 0% | 1 | 0% | 0% | 1 |  |  |  |  | 0.06597% | [5 empty] | 11.58% | 17.75% | 29.32% | 3 | 53.51% | 0% | 0% | 2 | 48.65% | 0% | 0% | 1 | 28.73% | 0% | 0% | 1 | 71.65% | 0% | 0% | 3 | 34.97% | 0% | 0% | 1 | 2.09% | 0% | 0% | 1 | 0% | 0% | 1 |  |  |  |  | 0.1121% | [5 empty] | 13.1% | 11.18% | 24.28% | 3 | 44.34% | 0% | 0% | 1 | 45.8% | 0% | 0% | 1 | 32.03% | 0% | 0% | 1 | 73.94% | 0% | 0% | 3 | 36.53% | 0% | 0% | 1 | 1.736% | 0% | 0% | 1
137 | Vista | Greater_Kramer | 0 | 0 | 0 | 0% | 0% | 1 |  |  |  |  | 0% | [5 empty] | 0% | 0% | 0% | 1 | 0% | 0% | 0% | 1 | 0% | 0% | 0% | 1 | 0% | 0% | 0% | 1 | 0% | 0% | 0% | 1 | 0% | 0% | 0% | 1 | 0% | 0% | 0% | 1 | 0% | 0% | 1 |  |  |  |  | 0% | [5 empty] | 14.18% | 85.82% | 100% | 5 | 100% | 0% | 0% | 5 | 63.73% | 0% | 0% | 2 | 96.21% | 0% | 0% | 5 | 100% | 0% | 0% | 5 | 66.26% | 0% | 0% | 2 | 3.852% | 0% | 0% | 1 | 0% | 0% | 1 |  |  |  |  | 0.00838% | [5 empty] | 2.763% | 97.24% | 100% | 5 | 85.66% | 0% | 0% | 3 | 37.68% | 0% | 0% | 1 | 46.24% | 0% | 0% | 1 | 94.29% | 0% | 0% | 4 | 60.24% | 0% | 0% | 2 | 8.547% | 0% | 0% | 1 | 0% | 0% | 1 |  |  |  |  | 0.0133% | [5 empty] | 37.88% | 51.94% | 89.82% | 5 | 47.31% | 0% | 0% | 1 | 45.61% | 0% | 0% | 1 | 62.41% | 0% | 0% | 2 | 87.41% | 0% | 0% | 3 | 54.93% | 0% | 0% | 2 | 3.841% | 0% | 0% | 1
138 | Encina | Greater_SD | 0 | 0 | 0 | 0% | 0% | 1 |  |  |  |  | 0% | [5 empty] | 0% | 0% | 0% | 1 | 12.81% | 0% | 0% | 1 | 91.43% | 0% | 0% | 4 | 94.53% | 0% | 0% | 4 | 94.53% | 0% | 0% | 4 | 0% | 0% | 0% | 1 | 23.99% | 0% | 0% | 1 | 0% | 0% | 1 |  |  |  |  | 0% | [5 empty] | 0% | 0% | 0% | 1 | 11.38% | 0% | 0% | 1 | 91.01% | 0% | 0% | 4 | 94.52% | 0% | 0% | 4 | 94.52% | 0% | 0% | 4 | 1.6% | 0% | 0% | 1 | 22.49% | 0% | 0% | 1 | 0% | 0% | 1 |  |  |  |  | 0% | [5 empty] | 0% | 0% | 0% | 1 | 10.95% | 0% | 0% | 1 | 87.51% | 0% | 0% | 3 | 92.51% | 0% | 0% | 4 | 92.51% | 0% | 0% | 4 | 1.603% | 0% | 0% | 1 | 21.65% | 0% | 0% | 1 | 0% | 0% | 1 |  |  |  |  | 0% | [5 empty] | 1.343% | 33.72% | 35.07% | 5 | 38.98% | 0% | 0% | 1 | 52.59% | 0% | 0% | 2 | 84.1% | 0% | 0% | 3 | 84.1% | 0% | 0% | 3 | 32.67% | 0% | 0% | 1 | 12.17% | 0% | 0% | 1
139 | Escondido | Greater_SD | 0 | 0 | 0 | 0% | 0% | 1 |  |  |  |  | 0% | [5 empty] | 0% | 0% | 0% | 1 | 0% | 0% | 0% | 1 | 100% | 0% | 0% | 5 | 100% | 0% | 0% | 5 | 100% | 0% | 0% | 5 | 0% | 0% | 0% | 1 | 33.87% | 0% | 0% | 1 | 0% | 0% | 1 |  |  |  |  | 0% | [5 empty] | 0% | 0% | 0% | 1 | 8.478% | 0% | 0% | 1 | 80.53% | 0% | 0% | 3 | 93.22% | 0% | 0% | 4 | 93.22% | 0% | 0% | 4 | 0% | 0% | 0% | 1 | 10.81% | 0% | 0% | 1 | 0% | 0% | 1 |  |  |  |  | 0% | [5 empty] | 0% | 31.2% | 31.2% | 5 | 39.8% | 0% | 0% | 1 | 61.57% | 0% | 0% | 2 | 95.31% | 0% | 0% | 5 | 95.31% | 0% | 0% | 5 | 27.33% | 0% | 0% | 1 | 16.77% | 0% | 0% | 1 | 0% | 0% | 1 |  |  |  |  | 0.1381% | [5 empty] | 29.06% | 58.96% | 88.01% | 5 | 83.25% | 0% | 0% | 3 | 17.56% | 0% | 0% | 1 | 62.06% | 0% | 0% | 2 | 96.58% | 0% | 0% | 5 | 62.23% | 0% | 0% | 2 | 16.43% | 0% | 0% | 1
140 | Kearny | Greater_SD | 0 | 0 | 0 | 0% | 0% | 1 |  |  |  |  | 0% | [5 empty] | 0% | 0% | 0% | 1 | 1.243% | 0% | 0% | 1 | 4.266% | 0% | 0% | 1 | 64.26% | 0% | 0% | 2 | 64.26% | 0% | 0% | 2 | 0% | 0% | 0% | 1 | 0.1892% | 0% | 0% | 1 | 0% | 0% | 1 |  |  |  |  | 0% | [5 empty] | 0% | 0% | 0% | 1 | 1.672% | 0% | 0% | 1 | 19.29% | 0% | 0% | 1 | 79.75% | 0% | 0% | 3 | 80.08% | 0% | 0% | 3 | 0% | 0% | 0% | 1 | 1.448% | 0% | 0% | 1 | 0% | 0% | 1 |  |  |  |  | 0% | [5 empty] | 0% | 0% | 0% | 1 | 1.689% | 0% | 0% | 1 | 19.73% | 0% | 0% | 1 | 79.87% | 0% | 0% | 3 | 80.2% | 0% | 0% | 3 | 0% | 0% | 0% | 1 | 1.631% | 0% | 0% | 1 | 0% | 0% | 1 |  |  |  |  | 0% | [5 empty] | 6.443% | 0.7702% | 7.213% | 2 | 5.671% | 0% | 0% | 1 | 28.84% | 0% | 0% | 1 | 81.03% | 0% | 0% | 3 | 81.3% | 0% | 0% | 3 | 2.275% | 0% | 0% | 1 | 4.029% | 0% | 0% | 1
141 | Miguel | Greater_SD | 0 | 0 | 0 | 0% | 0% | 1 |  |  |  |  | 0% | [5 empty] | 28.57% | 0% | 28.57% | 2 | 8.257% | 0% | 0% | 1 | 45.81% | 0% | 0% | 1 | 80.23% | 0% | 0% | 3 | 80.23% | 0% | 0% | 3 | 1.542% | 0% | 0% | 1 | 11.35% | 0% | 0% | 1 | 0% | 0% | 1 |  |  |  |  | 0% | [5 empty] | 7.526% | 0.08918% | 7.616% | 2 | 4.68% | 0% | 0% | 1 | 21.92% | 0% | 0% | 1 | 81.38% | 0% | 0% | 3 | 81.7% | 0% | 0% | 3 | 1.847% | 0% | 0% | 1 | 3.762% | 0% | 0% | 1 | 0% | 0% | 1 |  |  |  |  | 0% | [5 empty] | 6.826% | 1.797% | 8.623% | 2 | 4.27% | 0% | 0% | 1 | 25.94% | 0% | 0% | 1 | 81.38% | 0% | 0% | 3 | 81.66% | 0% | 0% | 3 | 3.042% | 0% | 0% | 1 | 3.693% | 0% | 0% | 1 | 0% | 0% | 1 |  |  |  |  | 0.3964% | [5 empty] | 2.808% | 59.09% | 61.9% | 5 | 5.843% | 0% | 0% | 1 | 28.73% | 0% | 0% | 1 | 64.04% | 0% | 0% | 2 | 74.22% | 0% | 0% | 3 | 31.31% | 0% | 0% | 1 | 3.125% | 0% | 0% | 1
142 | Mission | Greater_SD | 0 | 0 | 0 | 0% | 0% | 1 |  |  |  |  | 0% | [5 empty] | 0% | 0% | 0% | 1 | 1.683% | 0% | 0% | 1 | 16.13% | 0% | 0% | 1 | 78.93% | 0% | 0% | 3 | 79.28% | 0% | 0% | 3 | 0% | 0% | 0% | 1 | 1.165% | 0% | 0% | 1 | 0% | 0% | 1 |  |  |  |  | 0% | [5 empty] | 0% | 0% | 0% | 1 | 1.667% | 0% | 0% | 1 | 19.15% | 0% | 0% | 1 | 79.7% | 0% | 0% | 3 | 80.03% | 0% | 0% | 3 | 0% | 0% | 0% | 1 | 1.578% | 0% | 0% | 1 | 0% | 0% | 1 |  |  |  |  | 0% | [5 empty] | 2.873% | 0% | 2.873% | 1 | 2.311% | 0% | 0% | 1 | 25.03% | 0% | 0% | 1 | 81.63% | 0% | 0% | 3 | 81.92% | 0% | 0% | 3 | 0% | 0% | 0% | 1 | 3.232% | 0% | 0% | 1 | 0% | 0% | 1 |  |  |  |  | 0% | [5 empty] | 6.546% | 1.037% | 7.583% | 2 | 4.417% | 0% | 0% | 1 | 27.76% | 0% | 0% | 1 | 81.01% | 0% | 0% | 3 | 81.28% | 0% | 0% | 3 | 2.566% | 0% | 0% | 1 | 3.991% | 0% | 0% | 1
143 | Old Town | Greater_SD | 0 | 0 | 0 | 0% | 0% | 1 |  |  |  |  | 0% | [5 empty] | 0% | 0% | 0% | 1 | 1.665% | 0% | 0% | 1 | 17.26% | 0% | 0% | 1 | 79.14% | 0% | 0% | 3 | 79.48% | 0% | 0% | 3 | 0% | 0% | 0% | 1 | 1.297% | 0% | 0% | 1 | 0% | 0% | 1 |  |  |  |  | 0% | [5 empty] | 0% | 0% | 0% | 1 | 1.665% | 0% | 0% | 1 | 19.2% | 0% | 0% | 1 | 79.69% | 0% | 0% | 3 | 80.02% | 0% | 0% | 3 | 0% | 0% | 0% | 1 | 1.583% | 0% | 0% | 1 | 0% | 0% | 1 |  |  |  |  | 0% | [5 empty] | 2.93% | 0% | 2.93% | 1 | 2.357% | 0% | 0% | 1 | 25.52% | 0% | 0% | 1 | 81.27% | 0% | 0% | 3 | 81.57% | 0% | 0% | 3 | 0% | 0% | 0% | 1 | 3.11% | 0% | 0% | 1 | 0% | 0% | 1 |  |  |  |  | 0% | [5 empty] | 6.582% | 0.4825% | 7.065% | 2 | 4.442% | 0% | 0% | 1 | 27.62% | 0% | 0% | 1 | 80.94% | 0% | 0% | 3 | 81.21% | 0% | 0% | 3 | 2.02% | 0% | 0% | 1 | 4.014% | 0% | 0% | 1
144 | Penasquitos | Greater_SD | 0 | 0 | 10 | 0% | 0% | 1 |  |  |  |  | 0% | [5 empty] | 0% | 0% | 0% | 1 | 1.51% | 0% | 0% | 1 | 33.98% | 0% | 0% | 1 | 62.87% | 0% | 0% | 2 | 62.87% | 0% | 0% | 2 | 0% | 0% | 0% | 1 | 3.785% | 0% | 0% | 1 | 0% | 0% | 1 |  |  |  |  | 0% | [5 empty] | 0% | 0% | 0% | 1 | 2.626% | 0% | 0% | 1 | 12.96% | 0% | 0% | 1 | 62% | 0% | 0% | 2 | 62% | 0% | 0% | 2 | 0% | 0% | 0% | 1 | 1.491% | 0% | 0% | 1 | 0% | 0% | 1 |  |  |  |  | 0% | [5 empty] | 0% | 0% | 0% | 1 | 1.988% | 0% | 0% | 1 | 19.57% | 0% | 0% | 1 | 79.64% | 0% | 0% | 3 | 79.97% | 0% | 0% | 3 | 0% | 0% | 0% | 1 | 1.756% | 0% | 0% | 1 | 0% | 0% | 1 |  |  |  |  | 0% | [5 empty] | 2.494% | 0% | 2.494% | 1 | 3.695% | 0% | 0% | 1 | 34.42% | 0% | 0% | 1 | 83.32% | 0% | 0% | 3 | 83.58% | 0% | 0% | 3 | 0.2419% | 0% | 0% | 1 | 6.059% | 0% | 0% | 1
145 | San Luis Rey | Greater_SD | 0 | 0 | 0 | 0% | 0% | 1 |  |  |  |  | 0% | [5 empty] | 0% | 0% | 0% | 1 | 12.55% | 0% | 0% | 1 | 93.88% | 0% | 0% | 4 | 94.76% | 0% | 0% | 4 | 94.76% | 0% | 0% | 4 | 1.796% | 0% | 0% | 1 | 24.16% | 0% | 0% | 1 | 0% | 0% | 1 |  |  |  |  | 0% | [5 empty] | 0% | 0% | 0% | 1 | 11.71% | 0% | 0% | 1 | 89.87% | 0% | 0% | 3 | 94.05% | 0% | 0% | 4 | 94.05% | 0% | 0% | 4 | 1.747% | 0% | 0% | 1 | 22.81% | 0% | 0% | 1 | 0% | 0% | 1 |  |  |  |  | 0% | [5 empty] | 3.26% | 0% | 3.26% | 1 | 10.25% | 0% | 0% | 1 | 89.4% | 0% | 0% | 3 | 93.39% | 0% | 0% | 4 | 93.39% | 0% | 0% | 4 | 1.502% | 0% | 0% | 1 | 21.02% | 0% | 0% | 1 | 0% | 0% | 1 |  |  |  |  | 0% | [5 empty] | 0.5982% | 68.86% | 69.46% | 5 | 70.74% | 0% | 0% | 3 | 35.77% | 0% | 0% | 1 | 96.45% | 0% | 0% | 5 | 96.45% | 0% | 0% | 5 | 48.38% | 0% | 0% | 1 | 15.97% | 0% | 0% | 1
146 | Sycamore Canyon | Greater_SD | 0 | 0 | 0 | 0% | 0% | 1 |  |  |  |  | 0% | [5 empty] | 0% | 0% | 0% | 1 | 0% | 0% | 0% | 1 | 0% | 0% | 0% | 1 | 0% | 0% | 0% | 1 | 0% | 0% | 0% | 1 | 0% | 0% | 0% | 1 | 0% | 0% | 0% | 1 | 0% | 0% | 1 |  |  |  |  | 0% | [5 empty] | 0% | 0% | 0% | 1 | 7.873% | 0% | 0% | 1 | 58.09% | 0% | 0% | 2 | 76.08% | 0% | 0% | 3 | 76.08% | 0% | 0% | 3 | 0% | 0% | 0% | 1 | 7.687% | 0% | 0% | 1 | 0% | 0% | 1 |  |  |  |  | 0% | [5 empty] | 0% | 0% | 0% | 1 | 2.225% | 0% | 0% | 1 | 12.62% | 0% | 0% | 1 | 78.76% | 0% | 0% | 3 | 79.13% | 0% | 0% | 3 | 0% | 0% | 0% | 1 | 1.58% | 0% | 0% | 1 | 0% | 0% | 1 |  |  |  |  | 0.1751% | [5 empty] | 13.32% | 66.66% | 79.98% | 5 | 68.05% | 0% | 0% | 2 | 30.26% | 0% | 0% | 1 | 73.44% | 0% | 0% | 3 | 95.45% | 0% | 0% | 5 | 48.7% | 0% | 0% | 1 | 17.23% | 0% | 0% | 1
147 | Talega | Greater_SD | 0 | 0 | 0 | 0% | 0% | 1 |  |  |  |  | 0% | [5 empty] | 4.546% | 0% | 4.546% | 1 | 0% | 0% | 0% | 1 | 30.82% | 0% | 0% | 1 | 87.96% | 0% | 0% | 3 | 87.96% | 0% | 0% | 3 | 0.0239% | 0% | 0% | 1 | 1.04% | 0% | 0% | 1 | 0% | 0% | 1 |  |  |  |  | 0% | [5 empty] | 4.969% | 0% | 4.969% | 1 | 0% | 0% | 0% | 1 | 35.43% | 0% | 0% | 1 | 87.43% | 0% | 0% | 3 | 87.43% | 0% | 0% | 3 | 1.868% | 0% | 0% | 1 | 1.836% | 0% | 0% | 1 | 0% | 0% | 1 |  |  |  |  | 0% | [5 empty] | 3.203% | 0% | 3.203% | 1 | 2.835% | 0% | 0% | 1 | 60.63% | 0% | 0% | 2 | 90.41% | 0% | 0% | 4 | 90.58% | 0% | 0% | 4 | 1.069% | 0% | 0% | 1 | 12.88% | 0% | 0% | 1 | 0% | 0% | 1 |  |  |  |  | 0% | [5 empty] | 0.8648% | 0% | 0.8648% | 1 | 1.958% | 0% | 0% | 1 | 32.01% | 0% | 0% | 1 | 94.61% | 0% | 0% | 4 | 94.66% | 0% | 0% | 4 | 0.2888% | 0% | 0% | 1 | 9.291% | 0% | 0% | 1
148 | Martin (San Francisco H) | Peninsula_Monterey | 0 | 0 | 0 | 0% | 0% | 1 |  |  |  |  | 0% | [5 empty] | 2.104% | 20.96% | 23.06% | 4 | 21.46% | 0% | 0% | 1 | 36.08% | 0% | 0% | 1 | 55.31% | 0% | 0% | 2 | 56.61% | 0% | 0% | 2 | 18.68% | 0% | 0% | 1 | 4.261% | 0% | 0% | 1 | 0% | 0% | 1 |  |  |  |  | 0.682% | [5 empty] | 2.09% | 29.22% | 31.31% | 4 | 28.41% | 0% | 0% | 1 | 46.76% | 0% | 0% | 1 | 64.69% | 0% | 0% | 2 | 67.58% | 0% | 0% | 2 | 23.68% | 0% | 0% | 1 | 6.026% | 0% | 0% | 1 | 0% | 0% | 1 |  |  |  |  | 0.5238% | [5 empty] | 5.44% | 31.28% | 36.72% | 5 | 32.31% | 0% | 0% | 1 | 51.77% | 0% | 0% | 2 | 69.11% | 0% | 0% | 2 | 72.92% | 0% | 0% | 3 | 25.19% | 0% | 0% | 1 | 9.391% | 0% | 0% | 1 | 0% | 0% | 1 |  |  |  |  | 0.245% | [5 empty] | 21.1% | 31.93% | 53.02% | 5 | 33.24% | 0% | 0% | 1 | 41.84% | 0% | 0% | 1 | 68.63% | 0% | 0% | 2 | 77.59% | 0% | 0% | 3 | 32.76% | 0% | 0% | 1 | 9.07% | 0% | 0% | 1
149 | Bellota | Solano | 0 | 0 | 15 | 0% | 0% | 1 |  |  |  |  | 12.68% | [5 empty] | 0% | 0% | 0% | 1 | 69.72% | 0% | 0% | 2 | 1.628% | 0% | 0% | 1 | 19.57% | 0% | 0% | 1 | 71.35% | 0% | 0% | 3 | 20.8% | 0% | 0% | 1 | 6.271% | 0% | 0% | 1 | 0% | 0% | 1 |  |  |  |  | 14.39% | [5 empty] | 1.102% | 0% | 1.102% | 1 | 57.77% | 0% | 0% | 2 | 3.606% | 0% | 0% | 1 | 20.03% | 0% | 0% | 1 | 65.83% | 0% | 0% | 2 | 14.43% | 0% | 0% | 1 | 5.278% | 0% | 0% | 1 | 0% | 0% | 1 |  |  |  |  | 22.79% | [5 empty] | 7.281% | 0% | 7.281% | 1 | 57.52% | 0% | 0% | 2 | 4.963% | 0% | 0% | 1 | 20.18% | 0% | 0% | 1 | 65.84% | 0% | 0% | 2 | 23.89% | 0% | 0% | 1 | 5.351% | 0% | 0% | 1 | 0% | 0% | 1 |  |  |  |  | 46.41% | [5 empty] | 3.958% | 0% | 3.958% | 1 | 47.83% | 0% | 0% | 1 | 11.79% | 0% | 0% | 1 | 21.26% | 0% | 0% | 1 | 56.23% | 0% | 0% | 2 | 16.41% | 0% | 0% | 1 | 6.64% | 0% | 0% | 1
150 | Ripon | Solano | 0 | 0 | 0 | 0% | 0% | 1 |  |  |  |  | 62.24% | [5 empty] | 0% | 0% | 0% | 1 | 38.42% | 0% | 0% | 1 | 5.229% | 0% | 0% | 1 | 6.188% | 0% | 0% | 1 | 40.66% | 0% | 0% | 1 | 0% | 0% | 0% | 1 | 2.475% | 0% | 0% | 1 | 0% | 0% | 1 |  |  |  |  | 60.28% | [5 empty] | 0% | 0% | 0% | 1 | 43.66% | 0% | 0% | 1 | 4.833% | 0% | 0% | 1 | 5.735% | 0% | 0% | 1 | 45.18% | 0% | 0% | 1 | 0% | 0% | 0% | 1 | 2.716% | 0% | 0% | 1 | 0% | 0% | 1 |  |  |  |  | 54.02% | [5 empty] | 0.6249% | 0% | 0.6249% | 1 | 46.06% | 0% | 0% | 1 | 5.619% | 0% | 0% | 1 | 9.111% | 0% | 0% | 1 | 49% | 0% | 0% | 1 | 7.274% | 0% | 0% | 1 | 3.486% | 0% | 0% | 1 | 0% | 0% | 1 |  |  |  |  | 39.49% | [5 empty] | 7.229% | 0% | 7.229% | 1 | 55.14% | 0% | 0% | 2 | 18.19% | 0% | 0% | 1 | 27.26% | 0% | 0% | 1 | 61.52% | 0% | 0% | 2 | 24.25% | 0% | 0% | 1 | 5.327% | 0% | 0% | 1
151 | Lockeford | Solano | 0 | 0 | 0 | 0% | 0% | 1 |  |  |  |  | 65.7% | [5 empty] | 0% | 0% | 0% | 1 | 0% | 0% | 0% | 1 | 0% | 0% | 0% | 1 | 21.61% | 0% | 0% | 1 | 21.61% | 0% | 0% | 1 | 0% | 0% | 0% | 1 | 3.022% | 0% | 0% | 1 | 0% | 0% | 1 |  |  |  |  | 68.69% | [5 empty] | 0% | 0% | 0% | 1 | 0% | 0% | 0% | 1 | 19.13% | 0% | 0% | 1 | 22.12% | 0% | 0% | 1 | 22.12% | 0% | 0% | 1 | 0% | 0% | 0% | 1 | 5.818% | 0% | 0% | 1 | 0% | 0% | 1 |  |  |  |  | 61.83% | [5 empty] | 0% | 0% | 0% | 1 | 15.77% | 0% | 0% | 1 | 15.86% | 0% | 0% | 1 | 18.39% | 0% | 0% | 1 | 29.02% | 0% | 0% | 1 | 1.427% | 0% | 0% | 1 | 5.827% | 0% | 0% | 1 | 0% | 0% | 1 |  |  |  |  | 52.43% | [5 empty] | 2.414% | 0% | 2.414% | 1 | 28.91% | 0% | 0% | 1 | 13.42% | 0% | 0% | 1 | 19.3% | 0% | 0% | 1 | 41.28% | 0% | 0% | 1 | 8.005% | 0% | 0% | 1 | 7.071% | 0% | 0% | 1
152 | Stagg | Solano | 0 | 0 | 0 | 0% | 0% | 1 |  |  |  |  | 86.04% | [5 empty] | 0% | 0% | 0% | 1 | 13.23% | 0% | 0% | 1 | 22.62% | 0% | 0% | 1 | 22.62% | 0% | 0% | 1 | 28.61% | 0% | 0% | 1 | 0% | 0% | 0% | 1 | 5.825% | 0% | 0% | 1 | 0% | 0% | 1 |  |  |  |  | 77.51% | [5 empty] | 0% | 0% | 0% | 1 | 19.78% | 0% | 0% | 1 | 15.25% | 0% | 0% | 1 | 15.25% | 0% | 0% | 1 | 29.92% | 0% | 0% | 1 | 0% | 0% | 0% | 1 | 7.436% | 0% | 0% | 1 | 0% | 0% | 1 |  |  |  |  | 67.81% | [5 empty] | 0.02539% | 0% | 0.02539% | 1 | 16.58% | 0% | 0% | 1 | 15.84% | 0% | 0% | 1 | 15.78% | 0% | 0% | 1 | 29.13% | 0% | 0% | 1 | 0% | 0% | 0% | 1 | 6.8% | 0% | 0% | 1 | 0% | 0% | 1 |  |  |  |  | 48.31% | [5 empty] | 3.703% | 1.101% | 4.804% | 2 | 34.39% | 0% | 0% | 1 | 23.72% | 0% | 0% | 1 | 26.11% | 0% | 0% | 1 | 46.64% | 0% | 0% | 1 | 7.874% | 0% | 0% | 1 | 8.033% | 0% | 0% | 1
153 | Weber | Solano | 0 | 0 | 0 | 0% | 0% | 1 |  |  |  |  | 73.51% | [5 empty] | 0% | 0% | 0% | 1 | 0% | 0% | 0% | 1 | 1.129% | 0% | 0% | 1 | 1.129% | 0% | 0% | 1 | 1.129% | 0% | 0% | 1 | 0% | 0% | 0% | 1 | 2.469% | 0% | 0% | 1 | 0% | 0% | 1 |  |  |  |  | 69.9% | [5 empty] | 0% | 0% | 0% | 1 | 27.07% | 0% | 0% | 1 | 3.32% | 0% | 0% | 1 | 3.474% | 0% | 0% | 1 | 29.42% | 0% | 0% | 1 | 0% | 0% | 0% | 1 | 3.574% | 0% | 0% | 1 | 0% | 0% | 1 |  |  |  |  | 63.67% | [5 empty] | 0% | 0% | 0% | 1 | 32.76% | 0% | 0% | 1 | 9.588% | 0% | 0% | 1 | 11.21% | 0% | 0% | 1 | 38.92% | 0% | 0% | 1 | 1.207% | 0% | 0% | 1 | 5.255% | 0% | 0% | 1 | 0% | 0% | 1 |  |  |  |  | 45.98% | [5 empty] | 3.824% | 0.0687% | 3.892% | 2 | 44.93% | 0% | 0% | 1 | 20.28% | 0% | 0% | 1 | 24.52% | 0% | 0% | 1 | 55.22% | 0% | 0% | 2 | 14.99% | 0% | 0% | 1 | 6.054% | 0% | 0% | 1
154 | Carrizo Plains | Kern_Greater_Carrizo | 0 | 0 | 0 | 0% | 0% | 1 |  |  |  |  | 0% | [5 empty] | 0% | 0% | 0% | 1 | 51.3% | 0% | 0% | 2 | 0.0144% | 0% | 0% | 1 | 10.43% | 0% | 0% | 1 | 56.76% | 0% | 0% | 2 | 68.26% | 0% | 0% | 2 | 1.437% | 0% | 0% | 1 | 0% | 0% | 1 |  |  |  |  | 0% | [5 empty] | 17.07% | 0% | 17.07% | 1 | 42.6% | 0% | 0% | 1 | 3.152% | 0% | 0% | 1 | 9.154% | 0% | 0% | 1 | 48.54% | 0% | 0% | 1 | 69.21% | 0% | 0% | 2 | 1.418% | 0% | 0% | 1 | 0% | 0% | 1 |  |  |  |  | 0% | [5 empty] | 22.74% | 3.098% | 25.84% | 2 | 44.5% | 0% | 0% | 1 | 5.808% | 0% | 0% | 1 | 14.17% | 0% | 0% | 1 | 55.43% | 0% | 0% | 2 | 66.91% | 0% | 0% | 2 | 1.984% | 0% | 0% | 1 | 0% | 0% | 1 |  |  |  |  | 0.2552% | [5 empty] | 28.19% | 14.28% | 42.47% | 3 | 40.73% | 0% | 0% | 1 | 7.129% | 0% | 0% | 1 | 20.51% | 0% | 0% | 1 | 52.56% | 0% | 0% | 2 | 61.98% | 0% | 0% | 2 | 3.13% | 0% | 0% | 1
155 | Cholame | Kern_Greater_Carrizo | 0 | 0 | 0 | 0% | 0% | 1 |  |  |  |  | 0.01635% | [5 empty] | 3.304% | 0% | 3.304% | 1 | 64.86% | 0% | 0% | 2 | 12.07% | 0% | 0% | 1 | 33.11% | 0% | 0% | 1 | 71.1% | 0% | 0% | 3 | 49.18% | 0% | 0% | 1 | 1.541% | 0% | 0% | 1 | 0% | 0% | 1 |  |  |  |  | 0.2301% | [5 empty] | 9.681% | 0% | 9.681% | 1 | 58.92% | 0% | 0% | 2 | 6.196% | 0% | 0% | 1 | 17.75% | 0% | 0% | 1 | 62.66% | 0% | 0% | 2 | 58.92% | 0% | 0% | 2 | 0.9615% | 0% | 0% | 1 | 0% | 0% | 1 |  |  |  |  | 1.287% | [5 empty] | 22.34% | 0.9677% | 23.3% | 2 | 48.44% | 0% | 0% | 1 | 4.96% | 0% | 0% | 1 | 19.32% | 0% | 0% | 1 | 57.7% | 0% | 0% | 2 | 53.7% | 0% | 0% | 2 | 1.962% | 0% | 0% | 1 | 0% | 0% | 1 |  |  |  |  | 0.95% | [5 empty] | 23.99% | 13.18% | 37.16% | 3 | 46.51% | 0% | 0% | 1 | 10.98% | 0% | 0% | 1 | 26.46% | 0% | 0% | 1 | 58.89% | 0% | 0% | 2 | 52.2% | 0% | 0% | 2 | 2.504% | 0% | 0% | 1
156 | Mesa | Kern_Greater_Carrizo | 0 | 0 | 0 | 0% | 0% | 1 |  |  |  |  | 18.12% | [5 empty] | 11.9% | 36.36% | 48.26% | 5 | 16.46% | 0% | 0% | 1 | 0.0009419% | 0% | 0% | 1 | 17.81% | 0% | 0% | 1 | 30.65% | 0% | 0% | 1 | 45.26% | 0% | 0% | 1 | 6.771% | 0% | 0% | 1 | 0% | 0% | 1 |  |  |  |  | 6.968% | [5 empty] | 20.67% | 41.13% | 61.8% | 5 | 23.39% | 0% | 0% | 1 | 1.17% | 0% | 0% | 1 | 29.54% | 0% | 0% | 1 | 36.85% | 0% | 0% | 1 | 63.79% | 0% | 0% | 2 | 7.522% | 0% | 0% | 1 | 0% | 0% | 1 |  |  |  |  | 4.433% | [5 empty] | 32.56% | 42.07% | 74.63% | 5 | 30.26% | 0% | 0% | 1 | 1.154% | 0% | 0% | 1 | 26.49% | 0% | 0% | 1 | 41.76% | 0% | 0% | 1 | 71.82% | 0% | 0% | 3 | 6.924% | 0% | 0% | 1 | 0% | 0% | 1 |  |  |  |  | 2.859% | [5 empty] | 49.98% | 32.38% | 82.35% | 5 | 33.41% | 0% | 0% | 1 | 7.773% | 0% | 0% | 1 | 37.05% | 0% | 0% | 1 | 55.07% | 0% | 0% | 2 | 63.62% | 0% | 0% | 2 | 5.415% | 0% | 0% | 1
157 | Oceano | Kern_Greater_Carrizo | 0 | 0 | 0 | 0% | 0% | 1 |  |  |  |  | 3.722% | [5 empty] | 36.03% | 31.7% | 67.73% | 5 | 25.01% | 0% | 0% | 1 | 1.148% | 0% | 0% | 1 | 21.92% | 0% | 0% | 1 | 28.59% | 0% | 0% | 1 | 46.09% | 0% | 0% | 1 | 11.27% | 0% | 0% | 1 | 0% | 0% | 1 |  |  |  |  | 7.229% | [5 empty] | 25.25% | 42.7% | 67.95% | 5 | 29.98% | 0% | 0% | 1 | 1.985% | 0% | 0% | 1 | 36.76% | 0% | 0% | 1 | 45.44% | 0% | 0% | 1 | 57.97% | 0% | 0% | 2 | 9.252% | 0% | 0% | 1 | 0% | 0% | 1 |  |  |  |  | 4.348% | [5 empty] | 31.3% | 47.99% | 79.29% | 5 | 27.39% | 0% | 0% | 1 | 3.138% | 0% | 0% | 1 | 36.13% | 0% | 0% | 1 | 46.41% | 0% | 0% | 1 | 67.14% | 0% | 0% | 2 | 8.016% | 0% | 0% | 1 | 0% | 0% | 1 |  |  |  |  | 1.85% | [5 empty] | 42.41% | 38.89% | 81.3% | 5 | 30.65% | 0% | 0% | 1 | 9.947% | 0% | 0% | 1 | 33.49% | 0% | 0% | 1 | 48.22% | 0% | 0% | 1 | 58.38% | 0% | 0% | 2 | 6.045% | 0% | 0% | 1
158 | San Luis Obispo | Kern_Greater_Carrizo | 0 | 0 | 0 | 0% | 0% | 1 |  |  |  |  | 0.5666% | [5 empty] | 40.24% | 57.53% | 97.77% | 5 | 34.53% | 0% | 0% | 1 | 12.33% | 0% | 0% | 1 | 49.11% | 0% | 0% | 1 | 59.25% | 0% | 0% | 2 | 74.89% | 0% | 0% | 3 | 9.357% | 0% | 0% | 1 | 0% | 0% | 1 |  |  |  |  | 0.2186% | [5 empty] | 28.51% | 68.13% | 96.64% | 5 | 39.99% | 0% | 0% | 1 | 18.66% | 0% | 0% | 1 | 52.37% | 0% | 0% | 2 | 64.67% | 0% | 0% | 2 | 65.22% | 0% | 0% | 2 | 6.881% | 0% | 0% | 1 | 0% | 0% | 1 |  |  |  |  | 0.7658% | [5 empty] | 40.03% | 42.77% | 82.81% | 5 | 34.53% | 0% | 0% | 1 | 14.24% | 0% | 0% | 1 | 39.32% | 0% | 0% | 1 | 54.35% | 0% | 0% | 2 | 50.21% | 0% | 0% | 2 | 6.157% | 0% | 0% | 1 | 0% | 0% | 1 |  |  |  |  | 2.378% | [5 empty] | 42.35% | 33.43% | 75.77% | 5 | 30.07% | 0% | 0% | 1 | 12.24% | 0% | 0% | 1 | 32.11% | 0% | 0% | 1 | 48.32% | 0% | 0% | 1 | 53.49% | 0% | 0% | 2 | 5.447% | 0% | 0% | 1
159 | Templeton | Kern_Greater_Carrizo | 113.07 | 4522.8 | 10 | 16.18% | 0% | 1 |  |  |  |  | 2.815% | [5 empty] | 31.13% | 35.32% | 66.44% | 5 | 28.68% | 8.965% | 0% | 1 | 23.59% | 8.369% | 0% | 1 | 36.06% | 10% | 0% | 1 | 46.98% | 12.06% | 0% | 1 | 34.69% | 9.79% | 0% | 1 | 3.829% | 6.649% | 0% | 1 | 11.86% | 0% | 1 |  |  |  |  | 2.193% | [5 empty] | 38.85% | 28.13% | 66.98% | 4 | 34.62% | 5.923% | 0% | 1 | 19.11% | 4.788% | 0% | 1 | 33.18% | 5.796% | 0% | 1 | 49.56% | 7.678% | 0% | 1 | 41.69% | 6.642% | 0% | 1 | 4.889% | 4.072% | 0% | 1 | 10.66% | 0% | 1 |  |  |  |  | 1.831% | [5 empty] | 43.52% | 28.07% | 71.59% | 4 | 35.47% | 4.959% | 0% | 1 | 18.05% | 3.905% | 0% | 1 | 32.34% | 4.73% | 0% | 1 | 51.56% | 6.606% | 0% | 2 | 44.51% | 5.767% | 0% | 1 | 4.448% | 3.349% | 0% | 1 | 8.905% | 0% | 1 |  |  |  |  | 1.599% | [5 empty] | 32.45% | 22.72% | 55.17% | 4 | 44.19% | 3.202% | 0% | 1 | 13.38% | 2.063% | 0% | 1 | 33.64% | 2.693% | 0% | 1 | 60.58% | 4.533% | 0% | 2 | 47.93% | 3.432% | 0% | 1 | 3.973% | 1.861% | 0% | 1
160 | Sisquoc | Kern_Greater_Carrizo | 0 | 0 | 0 | 0% | 0% | 1 |  |  |  |  | 0.4105% | [5 empty] | 0.7415% | 28.79% | 29.54% | 4 | 42.34% | 0% | 0% | 1 | 2.231% | 0% | 0% | 1 | 70.46% | 0% | 0% | 3 | 70.46% | 0% | 0% | 3 | 56.45% | 0% | 0% | 2 | 0.021% | 0% | 0% | 1 | 0% | 0% | 1 |  |  |  |  | 5.494% | [5 empty] | 50.5% | 27.18% | 77.69% | 5 | 44.82% | 0% | 0% | 1 | 3.556% | 0% | 0% | 1 | 46.25% | 0% | 0% | 1 | 67.72% | 0% | 0% | 2 | 62.33% | 0% | 0% | 2 | 2.594% | 0% | 0% | 1 | 0% | 0% | 1 |  |  |  |  | 5.651% | [5 empty] | 46.7% | 31.11% | 77.81% | 5 | 38.29% | 0% | 0% | 1 | 3.44% | 0% | 0% | 1 | 35.21% | 0% | 0% | 1 | 52.95% | 0% | 0% | 2 | 59.94% | 0% | 0% | 2 | 5.337% | 0% | 0% | 1 | 0% | 0% | 1 |  |  |  |  | 2.636% | [5 empty] | 65.51% | 19.36% | 84.87% | 5 | 49.17% | 0% | 0% | 1 | 4.396% | 0% | 0% | 1 | 21.07% | 0% | 0% | 1 | 59.95% | 0% | 0% | 2 | 68.69% | 0% | 0% | 2 | 6.294% | 0% | 0% | 1
161 | Goleta | Kern_Greater_Carrizo | 0 | 0 | 0 | 0% | 0% | 1 |  |  |  |  | 0.1702% | [5 empty] | 20.11% | 30.9% | 51.01% | 5 | 31.37% | 0% | 0% | 1 | 0% | 0% | 0% | 1 | 2.972% | 0% | 0% | 1 | 34.34% | 0% | 0% | 1 | 34.06% | 0% | 0% | 1 | 6.935% | 0% | 0% | 1 | 0% | 0% | 1 |  |  |  |  | 2.569% | [5 empty] | 40.09% | 31.97% | 72.06% | 5 | 66.77% | 0% | 0% | 2 | 1.437% | 0% | 0% | 1 | 8.423% | 0% | 0% | 1 | 75.19% | 0% | 0% | 3 | 30.16% | 0% | 0% | 1 | 6.242% | 0% | 0% | 1 | 0% | 0% | 1 |  |  |  |  | 2.32% | [5 empty] | 47.12% | 37.33% | 84.45% | 5 | 56.05% | 0% | 0% | 2 | 0.8842% | 0% | 0% | 1 | 8.492% | 0% | 0% | 1 | 64.48% | 0% | 0% | 2 | 49.41% | 0% | 0% | 1 | 7.112% | 0% | 0% | 1 | 0% | 0% | 1 |  |  |  |  | 2.2% | [5 empty] | 78.56% | 11.05% | 89.61% | 5 | 62.92% | 0% | 0% | 2 | 3.464% | 0% | 0% | 1 | 16.7% | 0% | 0% | 1 | 71.83% | 0% | 0% | 3 | 63.66% | 0% | 0% | 2 | 5.443% | 0% | 0% | 1
162 | Schulte Switching Station | Peninsula_Monterey | 0 | 0 | 0 | 0% | 0% | 1 |  |  |  |  | 0% | [5 empty] | 0% | 0% | 0% | 1 | 0% | 0% | 0% | 1 | 0% | 0% | 0% | 1 | 18.54% | 0% | 0% | 1 | 18.54% | 0% | 0% | 1 | 0% | 0% | 0% | 1 | 92.87% | 0% | 0% | 4 | 0% | 0% | 1 |  |  |  |  | 0.134% | [5 empty] | 34.47% | 48.8% | 83.27% | 5 | 71.34% | 0% | 0% | 3 | 18.56% | 0% | 0% | 1 | 64.74% | 0% | 0% | 2 | 81.43% | 0% | 0% | 3 | 35% | 0% | 0% | 1 | 15.79% | 0% | 0% | 1 | 0% | 0% | 1 |  |  |  |  | 0.04856% | [5 empty] | 63.07% | 31.38% | 94.45% | 5 | 81.08% | 0% | 0% | 3 | 19.99% | 0% | 0% | 1 | 45.78% | 0% | 0% | 1 | 92.81% | 0% | 0% | 4 | 73.63% | 0% | 0% | 3 | 6.581% | 0% | 0% | 1 | 0% | 0% | 1 |  |  |  |  | 0.2786% | [5 empty] | 46.58% | 18.37% | 64.95% | 3 | 76.74% | 0% | 0% | 3 | 44.5% | 0% | 0% | 1 | 63.79% | 0% | 0% | 2 | 94.18% | 0% | 0% | 4 | 69.38% | 0% | 0% | 2 | 5.207% | 0% | 0% | 1
163 | Hicks | Peninsula_Monterey | 0 | 0 | 0 | 0% | 0% | 1 |  |  |  |  | 0.1698% | [5 empty] | 0% | 100% | 100% | 5 | 53.6% | 0% | 0% | 2 | 0% | 0% | 0% | 1 | 69.33% | 0% | 0% | 2 | 89.86% | 0% | 0% | 3 | 30.36% | 0% | 0% | 1 | 0.9745% | 0% | 0% | 1 | 0% | 0% | 1 |  |  |  |  | 0.1861% | [5 empty] | 11.89% | 88.11% | 100% | 5 | 72.83% | 0% | 0% | 3 | 0.475% | 0% | 0% | 1 | 68.1% | 0% | 0% | 2 | 93.65% | 0% | 0% | 4 | 45.28% | 0% | 0% | 1 | 1.393% | 0% | 0% | 1 | 0% | 0% | 1 |  |  |  |  | 0.06008% | [5 empty] | 65.5% | 31.3% | 96.8% | 5 | 77.83% | 0% | 0% | 3 | 17.8% | 0% | 0% | 1 | 56.61% | 0% | 0% | 2 | 92.74% | 0% | 0% | 4 | 73.84% | 0% | 0% | 3 | 3.597% | 0% | 0% | 1 | 0% | 0% | 1 |  |  |  |  | 2.452% | [5 empty] | 62.88% | 18.13% | 81.01% | 5 | 73.8% | 0% | 0% | 3 | 38.95% | 0% | 0% | 1 | 62.49% | 0% | 0% | 2 | 95% | 0% | 0% | 4 | 71.97% | 0% | 0% | 3 | 4.947% | 0% | 0% | 1
164 | Cottonwood | Northern_California | 0 | 0 | 0 | 0% | 0% | 1 |  |  |  |  | 2.101% | [5 empty] | 86.56% | 0% | 86.56% | 5 | 26.12% | 0% | 0% | 1 | 8.513% | 0% | 0% | 1 | 8.838% | 0% | 0% | 1 | 32.48% | 0% | 0% | 1 | 27.76% | 0% | 0% | 1 | 4.688% | 0% | 0% | 1 | 0% | 0% | 1 |  |  |  |  | 1.026% | [5 empty] | 88.82% | 2.759% | 91.58% | 5 | 37.37% | 0% | 0% | 1 | 5.813% | 0% | 0% | 1 | 4.281% | 0% | 0% | 1 | 40.9% | 0% | 0% | 1 | 44.73% | 0% | 0% | 1 | 4.616% | 0% | 0% | 1 | 0% | 0% | 1 |  |  |  |  | 3.968% | [5 empty] | 83.3% | 5.438% | 88.74% | 5 | 29.5% | 0% | 0% | 1 | 7.083% | 0% | 0% | 1 | 6.956% | 0% | 0% | 1 | 35.12% | 0% | 0% | 1 | 52.7% | 0% | 0% | 2 | 4.737% | 0% | 0% | 1 | 0% | 0% | 1 |  |  |  |  | 5.549% | [5 empty] | 75.42% | 5.004% | 80.42% | 5 | 37.21% | 0% | 0% | 1 | 12.31% | 0% | 0% | 1 | 14.27% | 0% | 0% | 1 | 45.19% | 0% | 0% | 1 | 58.81% | 0% | 0% | 2 | 8.783% | 0% | 0% | 1
165 | Jessup | Northern_California | 0 | 0 | 0 | 0% | 0% | 1 |  |  |  |  | 2.962% | [5 empty] | 72.35% | 9.705% | 82.06% | 5 | 44.1% | 0% | 0% | 1 | 10.54% | 0% | 0% | 1 | 5.463% | 0% | 0% | 1 | 50.4% | 0% | 0% | 2 | 23.93% | 0% | 0% | 1 | 4.27% | 0% | 0% | 1 | 0% | 0% | 1 |  |  |  |  | 1.196% | [5 empty] | 83.79% | 9.571% | 93.36% | 5 | 39.17% | 0% | 0% | 1 | 8.299% | 0% | 0% | 1 | 6.705% | 0% | 0% | 1 | 44.92% | 0% | 0% | 1 | 41.94% | 0% | 0% | 1 | 3.413% | 0% | 0% | 1 | 0% | 0% | 1 |  |  |  |  | 0.6331% | [5 empty] | 89.98% | 4.993% | 94.97% | 5 | 36.1% | 0% | 0% | 1 | 9.861% | 0% | 0% | 1 | 12.69% | 0% | 0% | 1 | 42.84% | 0% | 0% | 1 | 53.14% | 0% | 0% | 2 | 3.001% | 0% | 0% | 1 | 0% | 0% | 1 |  |  |  |  | 4.612% | [5 empty] | 80.72% | 5.872% | 86.59% | 5 | 33.12% | 0% | 0% | 1 | 13.21% | 0% | 0% | 1 | 16.41% | 0% | 0% | 1 | 42.67% | 0% | 0% | 1 | 62.29% | 0% | 0% | 2 | 5.5% | 0% | 0% | 1
166 | Round Mountain | Northern_California | 0 | 0 | 10 | 0% | 0% | 1 |  |  |  |  | 0.1035% | [5 empty] | 90.37% | 9.082% | 99.46% | 5 | 67.28% | 0% | 0% | 2 | 17.91% | 0% | 0% | 1 | 22.58% | 0% | 0% | 1 | 73.27% | 0% | 0% | 3 | 66.36% | 0% | 0% | 2 | 5.157% | 0% | 0% | 1 | 0% | 0% | 1 |  |  |  |  | 0.0475% | [5 empty] | 95.09% | 4.166% | 99.26% | 5 | 52.32% | 0% | 0% | 2 | 24.61% | 0% | 0% | 1 | 29.14% | 0% | 0% | 1 | 66.96% | 0% | 0% | 2 | 70.92% | 0% | 0% | 3 | 4.949% | 0% | 0% | 1 | 0% | 0% | 1 |  |  |  |  | 0.03995% | [5 empty] | 95.36% | 3.941% | 99.31% | 5 | 48.55% | 0% | 0% | 1 | 22.79% | 0% | 0% | 1 | 26.71% | 0% | 0% | 1 | 61.26% | 0% | 0% | 2 | 71.89% | 0% | 0% | 3 | 4.34% | 0% | 0% | 1 | 0% | 0% | 1 |  |  |  |  | 0.09752% | [5 empty] | 94.49% | 4.998% | 99.49% | 5 | 41.77% | 0% | 0% | 1 | 20.7% | 0% | 0% | 1 | 23.79% | 0% | 0% | 1 | 55.22% | 0% | 0% | 2 | 65.44% | 0% | 0% | 2 | 4.244% | 0% | 0% | 1
167 | Carquinez | Solano | 0 | 0 | 0 | 0% | 0% | 1 |  |  |  |  | 0.05413% | [5 empty] | 32.7% | 0% | 32.7% | 2 | 15.47% | 0% | 0% | 1 | 32.65% | 0% | 0% | 1 | 49.62% | 0% | 0% | 1 | 73% | 0% | 0% | 3 | 18.77% | 0% | 0% | 1 | 12.25% | 0% | 0% | 1 | 0% | 0% | 1 |  |  |  |  | 4.488% | [5 empty] | 32.73% | 0.2376% | 32.97% | 2 | 30.56% | 0% | 0% | 1 | 30.28% | 0% | 0% | 1 | 43.83% | 0% | 0% | 1 | 72.89% | 0% | 0% | 3 | 22.99% | 0% | 0% | 1 | 18.86% | 0% | 0% | 1 | 0% | 0% | 1 |  |  |  |  | 5.009% | [5 empty] | 40.81% | 4.494% | 45.31% | 2 | 46.9% | 0% | 0% | 1 | 27% | 0% | 0% | 1 | 38.4% | 0% | 0% | 1 | 76.51% | 0% | 0% | 3 | 32.15% | 0% | 0% | 1 | 19.05% | 0% | 0% | 1 | 0% | 0% | 1 |  |  |  |  | 4.843% | [5 empty] | 42.83% | 12.51% | 55.34% | 3 | 50.97% | 0% | 0% | 2 | 34.24% | 0% | 0% | 1 | 46.8% | 0% | 0% | 1 | 77.78% | 0% | 0% | 3 | 40.73% | 0% | 0% | 1 | 16.5% | 0% | 0% | 1
168 | Peabody | Solano | 0 | 0 | 0 | 0% | 0% | 1 |  |  |  |  | 16.51% | [5 empty] | 32.08% | 0% | 32.08% | 2 | 29.6% | 0% | 0% | 1 | 35.52% | 0% | 0% | 1 | 35.64% | 0% | 0% | 1 | 67.72% | 0% | 0% | 2 | 21.15% | 0% | 0% | 1 | 25.47% | 0% | 0% | 1 | 0% | 0% | 1 |  |  |  |  | 21.58% | [5 empty] | 30.1% | 0% | 30.1% | 2 | 43.9% | 0% | 0% | 1 | 22.19% | 0% | 0% | 1 | 21.93% | 0% | 0% | 1 | 62.09% | 0% | 0% | 2 | 24.45% | 0% | 0% | 1 | 21.12% | 0% | 0% | 1 | 0% | 0% | 1 |  |  |  |  | 33.37% | [5 empty] | 22.36% | 0% | 22.36% | 2 | 34% | 0% | 0% | 1 | 18.32% | 0% | 0% | 1 | 20.68% | 0% | 0% | 1 | 50.22% | 0% | 0% | 2 | 18.51% | 0% | 0% | 1 | 17.76% | 0% | 0% | 1 | 0% | 0% | 1 |  |  |  |  | 36.67% | [5 empty] | 19.85% | 4.318% | 24.17% | 2 | 36.36% | 0% | 0% | 1 | 21.71% | 0% | 0% | 1 | 28% | 0% | 0% | 1 | 55.7% | 0% | 0% | 2 | 18.7% | 0% | 0% | 1 | 12.48% | 0% | 0% | 1
169 | Vaca Dixon | Solano | 0 | 0 | 0 | 0% | 0% | 1 |  |  |  |  | 57.19% | [5 empty] | 11.8% | 0% | 11.8% | 1 | 23.77% | 0% | 0% | 1 | 13.27% | 0% | 0% | 1 | 10.3% | 0% | 0% | 1 | 35.74% | 0% | 0% | 1 | 6.758% | 0% | 0% | 1 | 5.985% | 0% | 0% | 1 | 0% | 0% | 1 |  |  |  |  | 43.1% | [5 empty] | 21.22% | 0% | 21.22% | 2 | 30.78% | 0% | 0% | 1 | 14.04% | 0% | 0% | 1 | 14.37% | 0% | 0% | 1 | 44.53% | 0% | 0% | 1 | 16.24% | 0% | 0% | 1 | 12.63% | 0% | 0% | 1 | 0% | 0% | 1 |  |  |  |  | 42.51% | [5 empty] | 23.76% | 0% | 23.76% | 2 | 37.68% | 0% | 0% | 1 | 12.68% | 0% | 0% | 1 | 19.52% | 0% | 0% | 1 | 51.14% | 0% | 0% | 2 | 19.58% | 0% | 0% | 1 | 10.96% | 0% | 0% | 1 | 0% | 0% | 1 |  |  |  |  | 39.44% | [5 empty] | 17.27% | 2.807% | 20.08% | 2 | 42.36% | 0% | 0% | 1 | 16.81% | 0% | 0% | 1 | 23.22% | 0% | 0% | 1 | 58.09% | 0% | 0% | 2 | 17.21% | 0% | 0% | 1 | 10.71% | 0% | 0% | 1
170 | Bellevue | Mendocino_Marin | 0 | 0 | 0 | 0% | 0% | 1 |  |  |  |  | 1.386% | [5 empty] | 86.74% | 6.493% | 93.23% | 5 | 57.34% | 0% | 0% | 2 | 39.06% | 0% | 0% | 1 | 65.86% | 0% | 0% | 2 | 75.01% | 0% | 0% | 3 | 68.61% | 0% | 0% | 2 | 6.616% | 0% | 0% | 1 | 0% | 0% | 1 |  |  |  |  | 1.915% | [5 empty] | 51.16% | 35.42% | 86.58% | 5 | 63.55% | 0% | 0% | 2 | 25.81% | 0% | 0% | 1 | 59.14% | 0% | 0% | 2 | 84.55% | 0% | 0% | 3 | 69.27% | 0% | 0% | 2 | 5.962% | 0% | 0% | 1 | 0% | 0% | 1 |  |  |  |  | 1.325% | [5 empty] | 45.55% | 36.19% | 81.74% | 5 | 71.64% | 0% | 0% | 3 | 30.3% | 0% | 0% | 1 | 58.2% | 0% | 0% | 2 | 88.39% | 0% | 0% | 3 | 71.43% | 0% | 0% | 3 | 6.015% | 0% | 0% | 1 | 0% | 0% | 1 |  |  |  |  | 1.952% | [5 empty] | 52.21% | 34.77% | 86.99% | 5 | 71.02% | 0% | 0% | 3 | 29.62% | 0% | 0% | 1 | 64% | 0% | 0% | 2 | 90.56% | 0% | 0% | 4 | 71.01% | 0% | 0% | 3 | 5.497% | 0% | 0% | 1
171 | Cloverdale | Mendocino_Marin | 0 | 0 | 0 | 0% | 0% | 1 |  |  |  |  | 2.517% | [5 empty] | 48.49% | 45.03% | 93.51% | 5 | 84.89% | 0% | 0% | 3 | 33.51% | 0% | 0% | 1 | 51.13% | 0% | 0% | 2 | 97.58% | 0% | 0% | 5 | 67.97% | 0% | 0% | 2 | 1.149% | 0% | 0% | 1 | 0% | 0% | 1 |  |  |  |  | 1.199% | [5 empty] | 58.78% | 38.51% | 97.29% | 5 | 75.72% | 0% | 0% | 3 | 32.14% | 0% | 0% | 1 | 57.14% | 0% | 0% | 2 | 90.2% | 0% | 0% | 4 | 71.57% | 0% | 0% | 3 | 0.9495% | 0% | 0% | 1 | 0% | 0% | 1 |  |  |  |  | 1.616% | [5 empty] | 60.83% | 36.49% | 97.32% | 5 | 57.51% | 0% | 0% | 2 | 32.51% | 0% | 0% | 1 | 62.3% | 0% | 0% | 2 | 87.41% | 0% | 0% | 3 | 68.97% | 0% | 0% | 2 | 0.8428% | 0% | 0% | 1 | 0% | 0% | 1 |  |  |  |  | 1.538% | [5 empty] | 65.2% | 31.62% | 96.82% | 5 | 47.79% | 0% | 0% | 1 | 26.63% | 0% | 0% | 1 | 57.11% | 0% | 0% | 2 | 77.55% | 0% | 0% | 3 | 66.49% | 0% | 0% | 2 | 1.017% | 0% | 0% | 1
172 | Fulton | Mendocino_Marin | 0 | 0 | 0 | 0% | 0% | 1 |  |  |  |  | 0.3451% | [5 empty] | 0.047% | 99.95% | 100% | 5 | 82.82% | 0% | 0% | 3 | 12.93% | 0% | 0% | 1 | 94.47% | 0% | 0% | 4 | 97.89% | 0% | 0% | 5 | 52.18% | 0% | 0% | 2 | 1.919% | 0% | 0% | 1 | 0% | 0% | 1 |  |  |  |  | 2.621% | [5 empty] | 9.104% | 87.74% | 96.85% | 5 | 51.67% | 0% | 0% | 2 | 22.64% | 0% | 0% | 1 | 53.11% | 0% | 0% | 2 | 77.31% | 0% | 0% | 3 | 62.34% | 0% | 0% | 2 | 2.17% | 0% | 0% | 1 | 0% | 0% | 1 |  |  |  |  | 1.881% | [5 empty] | 35.36% | 49.62% | 84.98% | 5 | 66.41% | 0% | 0% | 2 | 32.46% | 0% | 0% | 1 | 67.6% | 0% | 0% | 2 | 88.42% | 0% | 0% | 3 | 69.87% | 0% | 0% | 2 | 4.209% | 0% | 0% | 1 | 0% | 0% | 1 |  |  |  |  | 1.923% | [5 empty] | 51.37% | 38.09% | 89.46% | 5 | 67.37% | 0% | 0% | 2 | 31.37% | 0% | 0% | 1 | 63.43% | 0% | 0% | 2 | 90% | 0% | 0% | 3 | 65.43% | 0% | 0% | 2 | 3.62% | 0% | 0% | 1
173 | Lakeville | Mendocino_Marin | 0 | 0 | 0 | 0% | 0% | 1 |  |  |  |  | 2.328% | [5 empty] | 82.66% | 9.195% | 91.85% | 5 | 84.34% | 0% | 0% | 3 | 34.62% | 0% | 0% | 1 | 56.93% | 0% | 0% | 2 | 87.75% | 0% | 0% | 3 | 66.38% | 0% | 0% | 2 | 4.291% | 0% | 0% | 1 | 0% | 0% | 1 |  |  |  |  | 1.318% | [5 empty] | 69.71% | 22.42% | 92.13% | 5 | 75.74% | 0% | 0% | 3 | 26.92% | 0% | 0% | 1 | 55.93% | 0% | 0% | 2 | 88.55% | 0% | 0% | 3 | 74.74% | 0% | 0% | 3 | 6.621% | 0% | 0% | 1 | 0% | 0% | 1 |  |  |  |  | 0.9052% | [5 empty] | 59.29% | 25.35% | 84.64% | 5 | 73.5% | 0% | 0% | 3 | 26.04% | 0% | 0% | 1 | 60.64% | 0% | 0% | 2 | 91.01% | 0% | 0% | 4 | 71.21% | 0% | 0% | 3 | 7.999% | 0% | 0% | 1 | 0% | 0% | 1 |  |  |  |  | 3.02% | [5 empty] | 50.71% | 23.47% | 74.18% | 4 | 63.35% | 0% | 0% | 2 | 28.46% | 0% | 0% | 1 | 51.12% | 0% | 0% | 2 | 84.56% | 0% | 0% | 3 | 59.35% | 0% | 0% | 2 | 8.129% | 0% | 0% | 1
174 | Penngrove | Mendocino_Marin | 0 | 0 | 0 | 0% | 0% | 1 |  |  |  |  | 1.244% | [5 empty] | 95.28% | 1.345% | 96.62% | 5 | 60.89% | 0% | 0% | 2 | 27.77% | 0% | 0% | 1 | 62.43% | 0% | 0% | 2 | 82.22% | 0% | 0% | 3 | 75.41% | 0% | 0% | 3 | 5.729% | 0% | 0% | 1 | 0% | 0% | 1 |  |  |  |  | 1.534% | [5 empty] | 65.47% | 21.63% | 87.1% | 5 | 73.45% | 0% | 0% | 3 | 24.36% | 0% | 0% | 1 | 57.77% | 0% | 0% | 2 | 88.69% | 0% | 0% | 3 | 76.21% | 0% | 0% | 3 | 6.091% | 0% | 0% | 1 | 0% | 0% | 1 |  |  |  |  | 1.367% | [5 empty] | 48.31% | 32.52% | 80.83% | 5 | 72.9% | 0% | 0% | 3 | 33.07% | 0% | 0% | 1 | 57.8% | 0% | 0% | 2 | 88.41% | 0% | 0% | 3 | 70.36% | 0% | 0% | 3 | 6.602% | 0% | 0% | 1 | 0% | 0% | 1 |  |  |  |  | 1.795% | [5 empty] | 49.69% | 32.31% | 82% | 5 | 69.62% | 0% | 0% | 2 | 27.26% | 0% | 0% | 1 | 58.16% | 0% | 0% | 2 | 89.16% | 0% | 0% | 3 | 68.15% | 0% | 0% | 2 | 6.787% | 0% | 0% | 1
175 | Warnerville | Central_Valley_North_Los_Banos | 0 | 0 | 0 | 0% | 0% | 1 |  |  |  |  | 21.73% | [5 empty] | 0% | 0% | 0% | 1 | 68.97% | 0% | 0% | 2 | 13.04% | 0% | 0% | 1 | 32.61% | 0% | 0% | 1 | 79.14% | 0% | 0% | 3 | 20.45% | 0% | 0% | 1 | 7.667% | 0% | 0% | 1 | 0% | 0% | 1 |  |  |  |  | 21% | [5 empty] | 4.205% | 0% | 4.205% | 1 | 68.29% | 0% | 0% | 2 | 16.2% | 0% | 0% | 1 | 31.59% | 0% | 0% | 1 | 76.61% | 0% | 0% | 3 | 28.98% | 0% | 0% | 1 | 8.13% | 0% | 0% | 1 | 0% | 0% | 1 |  |  |  |  | 30.07% | [5 empty] | 4.404% | 0% | 4.404% | 1 | 57.86% | 0% | 0% | 2 | 14.91% | 0% | 0% | 1 | 28.3% | 0% | 0% | 1 | 66.6% | 0% | 0% | 2 | 23.59% | 0% | 0% | 1 | 6.475% | 0% | 0% | 1 | 0% | 0% | 1 |  |  |  |  | 37.11% | [5 empty] | 3.419% | 0% | 3.419% | 1 | 52.46% | 0% | 0% | 2 | 16.1% | 0% | 0% | 1 | 26.14% | 0% | 0% | 1 | 60.52% | 0% | 0% | 2 | 20.03% | 0% | 0% | 1 | 7.171% | 0% | 0% | 1
176 | Riverbank | Central_Valley_North_Los_Banos | 0 | 0 | 0 | 0% | 0% | 1 |  |  |  |  | 23.22% | [5 empty] | 0% | 0% | 0% | 1 | 69.78% | 0% | 0% | 2 | 4.658% | 0% | 0% | 1 | 17.85% | 0% | 0% | 1 | 77.28% | 0% | 0% | 3 | 6.436% | 0% | 0% | 1 | 4.965% | 0% | 0% | 1 | 0% | 0% | 1 |  |  |  |  | 32.23% | [5 empty] | 1.614% | 0% | 1.614% | 1 | 62.43% | 0% | 0% | 2 | 8.233% | 0% | 0% | 1 | 22.43% | 0% | 0% | 1 | 69.9% | 0% | 0% | 2 | 18.67% | 0% | 0% | 1 | 5.503% | 0% | 0% | 1 | 0% | 0% | 1 |  |  |  |  | 33.67% | [5 empty] | 4.651% | 0% | 4.651% | 1 | 57.49% | 0% | 0% | 2 | 12.15% | 0% | 0% | 1 | 23.49% | 0% | 0% | 1 | 63.68% | 0% | 0% | 2 | 21.58% | 0% | 0% | 1 | 6.351% | 0% | 0% | 1 | 0% | 0% | 1 |  |  |  |  | 38.96% | [5 empty] | 4.503% | 0% | 4.503% | 1 | 52.92% | 0% | 0% | 2 | 13.7% | 0% | 0% | 1 | 23.49% | 0% | 0% | 1 | 59.51% | 0% | 0% | 2 | 21.63% | 0% | 0% | 1 | 6.318% | 0% | 0% | 1
177 | Pease | Northern_California | 0 | 0 | 0 | 0% | 0% | 1 |  |  |  |  | 45.34% | [5 empty] | 0% | 0% | 0% | 1 | 44.47% | 0% | 0% | 1 | 13.58% | 0% | 0% | 1 | 28.94% | 0% | 0% | 1 | 68.75% | 0% | 0% | 2 | 8.561% | 0% | 0% | 1 | 5.932% | 0% | 0% | 1 | 0% | 0% | 1 |  |  |  |  | 44.27% | [5 empty] | 0.02344% | 0% | 0.02344% | 1 | 51.53% | 0% | 0% | 2 | 14.25% | 0% | 0% | 1 | 36.07% | 0% | 0% | 1 | 73.54% | 0% | 0% | 3 | 5.55% | 0% | 0% | 1 | 8.933% | 0% | 0% | 1 | 0% | 0% | 1 |  |  |  |  | 46.83% | [5 empty] | 0.4859% | 0% | 0.4859% | 1 | 52.18% | 0% | 0% | 2 | 13.29% | 0% | 0% | 1 | 41.06% | 0% | 0% | 1 | 73.91% | 0% | 0% | 3 | 3.793% | 0% | 0% | 1 | 9.337% | 0% | 0% | 1 | 0% | 0% | 1 |  |  |  |  | 47.44% | [5 empty] | 2.043% | 0.2591% | 2.302% | 2 | 47.06% | 0% | 0% | 1 | 12.36% | 0% | 0% | 1 | 43.56% | 0% | 0% | 1 | 71.69% | 0% | 0% | 3 | 3.688% | 0% | 0% | 1 | 8.998% | 0% | 0% | 1
178 | Rio Oso | Northern_California | 0 | 0 | 0 | 0% | 0% | 1 |  |  |  |  | 42.71% | [5 empty] | 0.06532% | 0% | 0.06532% | 1 | 57.57% | 0% | 0% | 2 | 8.433% | 0% | 0% | 1 | 22.87% | 0% | 0% | 1 | 65.69% | 0% | 0% | 2 | 0.2431% | 0% | 0% | 1 | 17.46% | 0% | 0% | 1 | 0% | 0% | 1 |  |  |  |  | 44.63% | [5 empty] | 0.4175% | 0% | 0.4175% | 1 | 47.35% | 0% | 0% | 1 | 6.474% | 0% | 0% | 1 | 36.31% | 0% | 0% | 1 | 66.48% | 0% | 0% | 2 | 0.4033% | 0% | 0% | 1 | 13.99% | 0% | 0% | 1 | 0% | 0% | 1 |  |  |  |  | 55.72% | [5 empty] | 0.5282% | 0% | 0.5282% | 1 | 43.14% | 0% | 0% | 1 | 4.895% | 0% | 0% | 1 | 38% | 0% | 0% | 1 | 64.95% | 0% | 0% | 2 | 0.5721% | 0% | 0% | 1 | 11% | 0% | 0% | 1 | 0% | 0% | 1 |  |  |  |  | 53.68% | [5 empty] | 0.2403% | 0% | 0.2403% | 1 | 54.57% | 0% | 0% | 2 | 10.7% | 0% | 0% | 1 | 39.89% | 0% | 0% | 1 | 73.42% | 0% | 0% | 3 | 2.845% | 0% | 0% | 1 | 8.545% | 0% | 0% | 1
179 | Alpaugh | Central_Valley_North_Los_Banos | 0 | 0 | 10 | 0% | 0% | 1 |  |  |  |  | 0% | [5 empty] | 0% | 0% | 0% | 1 | 0% | 0% | 0% | 1 | 0% | 0% | 0% | 1 | 0% | 0% | 0% | 1 | 0% | 0% | 0% | 1 | 0% | 0% | 0% | 1 | 0% | 0% | 0% | 1 | 0% | 0% | 1 |  |  |  |  | 0% | [5 empty] | 0% | 0% | 0% | 1 | 0% | 0% | 0% | 1 | 0% | 0% | 0% | 1 | 0% | 0% | 0% | 1 | 0% | 0% | 0% | 1 | 0% | 0% | 0% | 1 | 0% | 0% | 0% | 1 | 0% | 0% | 1 |  |  |  |  | 1.952% | [5 empty] | 0% | 0% | 0% | 1 | 0% | 0% | 0% | 1 | 0% | 0% | 0% | 1 | 0% | 0% | 0% | 1 | 0% | 0% | 0% | 1 | 0% | 0% | 0% | 1 | 2.03% | 0% | 0% | 1 | 0% | 0% | 1 |  |  |  |  | 11.2% | [5 empty] | 0% | 0% | 0% | 1 | 0.0283% | 0% | 0% | 1 | 0% | 0% | 0% | 1 | 2.264% | 0% | 0% | 1 | 2.292% | 0% | 0% | 1 | 0% | 0% | 0% | 1 | 3.914% | 0% | 0% | 1
180 | Rector | Central_Valley_North_Los_Banos | 0 | 0 | 0 | 0% | 0% | 1 |  |  |  |  | 0% | [5 empty] | 0% | 0% | 0% | 1 | 0% | 0% | 0% | 1 | 0% | 0% | 0% | 1 | 0% | 0% | 0% | 1 | 0% | 0% | 0% | 1 | 0% | 0% | 0% | 1 | 0% | 0% | 0% | 1 | 0% | 0% | 1 |  |  |  |  | 0% | [5 empty] | 0% | 0% | 0% | 1 | 0% | 0% | 0% | 1 | 0% | 0% | 0% | 1 | 0% | 0% | 0% | 1 | 0% | 0% | 0% | 1 | 0% | 0% | 0% | 1 | 0% | 0% | 0% | 1 | 0% | 0% | 1 |  |  |  |  | 28.94% | [5 empty] | 0% | 0% | 0% | 1 | 0% | 0% | 0% | 1 | 0% | 0% | 0% | 1 | 0% | 0% | 0% | 1 | 0% | 0% | 0% | 1 | 0% | 0% | 0% | 1 | 0% | 0% | 0% | 1 | 0% | 0% | 1 |  |  |  |  | 33.49% | [5 empty] | 0% | 0% | 0% | 1 | 0% | 0% | 0% | 1 | 0% | 0% | 0% | 1 | 0% | 0% | 0% | 1 | 0% | 0% | 0% | 1 | 0% | 0% | 0% | 1 | 3.004% | 0% | 0% | 1
181 | Springville | Central_Valley_North_Los_Banos | 0 | 0 | 0 | 0% | 0% | 1 |  |  |  |  | 0% | [5 empty] | 0% | 0% | 0% | 1 | 0% | 0% | 0% | 1 | 0% | 0% | 0% | 1 | 0% | 0% | 0% | 1 | 0% | 0% | 0% | 1 | 0% | 0% | 0% | 1 | 0% | 0% | 0% | 1 | 0% | 0% | 1 |  |  |  |  | 0% | [5 empty] | 0% | 0% | 0% | 1 | 0% | 0% | 0% | 1 | 0% | 0% | 0% | 1 | 0% | 0% | 0% | 1 | 0% | 0% | 0% | 1 | 0% | 0% | 0% | 1 | 0% | 0% | 0% | 1 | 0% | 0% | 1 |  |  |  |  | 0% | [5 empty] | 0% | 0% | 0% | 1 | 0% | 0% | 0% | 1 | 0% | 0% | 0% | 1 | 0% | 0% | 0% | 1 | 0% | 0% | 0% | 1 | 0% | 0% | 0% | 1 | 0% | 0% | 0% | 1 | 0% | 0% | 1 |  |  |  |  | 0% | [5 empty] | 100% | 0% | 100% | 5 | 0% | 0% | 0% | 1 | 24.97% | 0% | 0% | 1 | 67.58% | 0% | 0% | 2 | 67.58% | 0% | 0% | 2 | 92.4% | 0% | 0% | 4 | 9.566% | 0% | 0% | 1
182 | Vestal | Central_Valley_North_Los_Banos | 0 | 0 | 0 | 0% | 0% | 1 |  |  |  |  | 0% | [5 empty] | 0% | 0% | 0% | 1 | 0% | 0% | 0% | 1 | 0% | 0% | 0% | 1 | 0% | 0% | 0% | 1 | 0% | 0% | 0% | 1 | 0% | 0% | 0% | 1 | 0% | 0% | 0% | 1 | 0% | 0% | 1 |  |  |  |  | 0% | [5 empty] | 0% | 0% | 0% | 1 | 0% | 0% | 0% | 1 | 0% | 0% | 0% | 1 | 0% | 0% | 0% | 1 | 0% | 0% | 0% | 1 | 0% | 0% | 0% | 1 | 0% | 0% | 0% | 1 | 0% | 0% | 1 |  |  |  |  | 0% | [5 empty] | 0% | 0% | 0% | 1 | 0% | 0% | 0% | 1 | 0% | 0% | 0% | 1 | 0% | 0% | 0% | 1 | 0% | 0% | 0% | 1 | 0% | 0% | 0% | 1 | 0% | 0% | 0% | 1 | 0% | 0% | 1 |  |  |  |  | 0% | [5 empty] | 96.17% | 3.834% | 100% | 5 | 7.668% | 0% | 0% | 1 | 14.69% | 0% | 0% | 1 | 51.8% | 0% | 0% | 2 | 52.55% | 0% | 0% | 2 | 87.88% | 0% | 0% | 3 | 4.111% | 0% | 0% | 1
183 | UltraPower Chinese Station | El_Dorado_Mariposa | 0 | 0 | 0 | 0% | 0% | 1 |  |  |  |  | 0% | [5 empty] | 18.18% | 0% | 18.18% | 1 | 90.89% | 0% | 0% | 4 | 20.23% | 0% | 0% | 1 | 33.54% | 0% | 0% | 1 | 91.09% | 0% | 0% | 4 | 90.71% | 0% | 0% | 4 | 8.36% | 0% | 0% | 1 | 0% | 0% | 1 |  |  |  |  | 3.085% | [5 empty] | 17.93% | 0% | 17.93% | 1 | 90.21% | 0% | 0% | 4 | 25.39% | 0% | 0% | 1 | 36.35% | 0% | 0% | 1 | 92.17% | 0% | 0% | 4 | 79.72% | 0% | 0% | 3 | 12.77% | 0% | 0% | 1 | 0% | 0% | 1 |  |  |  |  | 8.621% | [5 empty] | 10.94% | 0% | 10.94% | 1 | 84.94% | 0% | 0% | 3 | 27.16% | 0% | 0% | 1 | 48.76% | 0% | 0% | 1 | 94.71% | 0% | 0% | 4 | 59.45% | 0% | 0% | 2 | 13.08% | 0% | 0% | 1 | 0% | 0% | 1 |  |  |  |  | 19.5% | [5 empty] | 4.87% | 0% | 4.87% | 1 | 64.98% | 0% | 0% | 2 | 21.12% | 0% | 0% | 1 | 37.17% | 0% | 0% | 1 | 75.4% | 0% | 0% | 3 | 31.86% | 0% | 0% | 1 | 9.472% | 0% | 0% | 1
184 | Curtis | El_Dorado_Mariposa | 0 | 0 | 0 | 0% | 0% | 1 |  |  |  |  | 0% | [5 empty] | 0% | 0% | 0% | 1 | 0% | 0% | 0% | 1 | 0% | 0% | 0% | 1 | 0% | 0% | 0% | 1 | 0% | 0% | 0% | 1 | 0% | 0% | 0% | 1 | 0% | 0% | 0% | 1 | 0% | 0% | 1 |  |  |  |  | 0% | [5 empty] | 0% | 0% | 0% | 1 | 0% | 0% | 0% | 1 | 0% | 0% | 0% | 1 | 0% | 0% | 0% | 1 | 0% | 0% | 0% | 1 | 0% | 0% | 0% | 1 | 0% | 0% | 0% | 1 | 0% | 0% | 1 |  |  |  |  | 0% | [5 empty] | 30.2% | 0% | 30.2% | 2 | 85.18% | 0% | 0% | 3 | 17.82% | 0% | 0% | 1 | 30.81% | 0% | 0% | 1 | 85.41% | 0% | 0% | 3 | 88.98% | 0% | 0% | 3 | 6.226% | 0% | 0% | 1 | 0% | 0% | 1 |  |  |  |  | 6.132% | [5 empty] | 20.92% | 0.4123% | 21.34% | 2 | 68.16% | 0% | 0% | 2 | 21.56% | 0% | 0% | 1 | 40.7% | 0% | 0% | 1 | 77.59% | 0% | 0% | 3 | 60.46% | 0% | 0% | 2 | 10.95% | 0% | 0% | 1
185 | Peoria | El_Dorado_Mariposa | 0 | 0 | 15 | 0% | 0% | 1 |  |  |  |  | 0% | [5 empty] | 31.22% | 0% | 31.22% | 2 | 85.81% | 0% | 0% | 3 | 19.06% | 0% | 0% | 1 | 33.73% | 0% | 0% | 1 | 86.01% | 0% | 0% | 3 | 90.41% | 0% | 0% | 4 | 6.173% | 0% | 0% | 1 | 0% | 0% | 1 |  |  |  |  | 2.4% | [5 empty] | 22.29% | 0% | 22.29% | 2 | 91.74% | 0% | 0% | 4 | 24.9% | 0% | 0% | 1 | 35.13% | 0% | 0% | 1 | 92.33% | 0% | 0% | 4 | 81.94% | 0% | 0% | 3 | 11.2% | 0% | 0% | 1 | 0% | 0% | 1 |  |  |  |  | 7.394% | [5 empty] | 11.68% | 0% | 11.68% | 1 | 82.46% | 0% | 0% | 3 | 23.06% | 0% | 0% | 1 | 46.41% | 0% | 0% | 1 | 93.8% | 0% | 0% | 4 | 59.58% | 0% | 0% | 2 | 12.65% | 0% | 0% | 1 | 0% | 0% | 1 |  |  |  |  | 18.89% | [5 empty] | 5.105% | 0% | 5.105% | 1 | 65.86% | 0% | 0% | 2 | 19.69% | 0% | 0% | 1 | 36.19% | 0% | 0% | 1 | 76.41% | 0% | 0% | 3 | 31.26% | 0% | 0% | 1 | 8.861% | 0% | 0% | 1
186 | Moorpark | Greater_LA | 0 | 0 | 0 | 0% | 0% | 1 |  |  |  |  | 3.792% | [5 empty] | 0% | 100% | 100% | 5 | 54.82% | 0% | 0% | 2 | 0% | 0% | 0% | 1 | 0% | 0% | 0% | 1 | 54.82% | 0% | 0% | 2 | 65.43% | 0% | 0% | 2 | 15.54% | 0% | 0% | 1 | 0% | 0% | 1 |  |  |  |  | 8.691% | [5 empty] | 4.047% | 95.92% | 99.97% | 5 | 75.79% | 0% | 0% | 3 | 0% | 0% | 0% | 1 | 0.8645% | 0% | 0% | 1 | 75.79% | 0% | 0% | 3 | 49.16% | 0% | 0% | 1 | 14.1% | 0% | 0% | 1 | 0% | 0% | 1 |  |  |  |  | 5.252% | [5 empty] | 9.197% | 87.03% | 96.23% | 5 | 71.46% | 0% | 0% | 3 | 5.677% | 0% | 0% | 1 | 8.68% | 0% | 0% | 1 | 76.66% | 0% | 0% | 3 | 53.58% | 0% | 0% | 2 | 13.84% | 0% | 0% | 1 | 0% | 0% | 1 |  |  |  |  | 2.897% | [5 empty] | 30.45% | 66.48% | 96.93% | 5 | 72.14% | 0% | 0% | 3 | 3.216% | 0% | 0% | 1 | 5.849% | 0% | 0% | 1 | 76.08% | 0% | 0% | 3 | 57.58% | 0% | 0% | 2 | 11.36% | 0% | 0% | 1
187 | Santa Clara | Greater_LA | 0 | 0 | 0 | 0% | 0% | 1 |  |  |  |  | 0% | [5 empty] | 2.393% | 0% | 2.393% | 1 | 0% | 0% | 0% | 1 | 0% | 0% | 0% | 1 | 83.78% | 0% | 0% | 3 | 83.78% | 0% | 0% | 3 | 0% | 0% | 0% | 1 | 4.216% | 0% | 0% | 1 | 0% | 0% | 1 |  |  |  |  | 0.1242% | [5 empty] | 3.126% | 0.005945% | 3.132% | 2 | 26.52% | 0% | 0% | 1 | 56.24% | 0% | 0% | 2 | 81.93% | 0% | 0% | 3 | 81.93% | 0% | 0% | 3 | 0% | 0% | 0% | 1 | 46.37% | 0% | 0% | 1 | 0% | 0% | 1 |  |  |  |  | 0.1092% | [5 empty] | 8.697% | 22.77% | 31.46% | 4 | 41.91% | 0% | 0% | 1 | 39.45% | 0% | 0% | 1 | 57.28% | 0% | 0% | 2 | 80.92% | 0% | 0% | 3 | 17.47% | 0% | 0% | 1 | 33.44% | 0% | 0% | 1 | 0% | 0% | 1 |  |  |  |  | 5.231% | [5 empty] | 25.92% | 68.21% | 94.13% | 5 | 71.89% | 0% | 0% | 3 | 5.712% | 0% | 0% | 1 | 8.707% | 0% | 0% | 1 | 76.99% | 0% | 0% | 3 | 54.61% | 0% | 0% | 2 | 13.67% | 0% | 0% | 1
188 | Davis | Solano | 0 | 0 | 0 | 0% | 0% | 1 |  |  |  |  | 75.4% | [5 empty] | 0% | 0% | 0% | 1 | 24.34% | 0% | 0% | 1 | 18.03% | 0% | 0% | 1 | 33.61% | 0% | 0% | 1 | 36.4% | 0% | 0% | 1 | 0% | 0% | 0% | 1 | 2.458% | 0% | 0% | 1 | 0% | 0% | 1 |  |  |  |  | 66.81% | [5 empty] | 0.1602% | 0% | 0.1602% | 1 | 32.44% | 0% | 0% | 1 | 8.47% | 0% | 0% | 1 | 18.78% | 0% | 0% | 1 | 41.41% | 0% | 0% | 1 | 0.281% | 0% | 0% | 1 | 5.196% | 0% | 0% | 1 | 0% | 0% | 1 |  |  |  |  | 57.37% | [5 empty] | 4.051% | 0% | 4.051% | 1 | 36.85% | 0% | 0% | 1 | 11.25% | 0% | 0% | 1 | 20.05% | 0% | 0% | 1 | 50.62% | 0% | 0% | 2 | 4.38% | 0% | 0% | 1 | 6.834% | 0% | 0% | 1 | 0% | 0% | 1 |  |  |  |  | 47.58% | [5 empty] | 13.53% | 0% | 13.53% | 1 | 45.83% | 0% | 0% | 1 | 12.56% | 0% | 0% | 1 | 30.4% | 0% | 0% | 1 | 60.96% | 0% | 0% | 2 | 12.04% | 0% | 0% | 1 | 7.976% | 0% | 0% | 1
189 | Putah Creek | Solano | 0 | 0 | 0 | 0% | 0% | 1 |  |  |  |  | 53.96% | [5 empty] | 21.04% | 0% | 21.04% | 2 | 48.79% | 0% | 0% | 1 | 3.26% | 0% | 0% | 1 | 0% | 0% | 0% | 1 | 49.98% | 0% | 0% | 1 | 18.95% | 0% | 0% | 1 | 2.574% | 0% | 0% | 1 | 0% | 0% | 1 |  |  |  |  | 45.37% | [5 empty] | 32.78% | 0% | 32.78% | 2 | 56.11% | 0% | 0% | 2 | 6.924% | 0% | 0% | 1 | 7.053% | 0% | 0% | 1 | 58.96% | 0% | 0% | 2 | 26.87% | 0% | 0% | 1 | 3.726% | 0% | 0% | 1 | 0% | 0% | 1 |  |  |  |  | 42.1% | [5 empty] | 29.38% | 1.056% | 30.44% | 2 | 56.33% | 0% | 0% | 2 | 9.696% | 0% | 0% | 1 | 15.14% | 0% | 0% | 1 | 63.35% | 0% | 0% | 2 | 25.93% | 0% | 0% | 1 | 4.779% | 0% | 0% | 1 | 0% | 0% | 1 |  |  |  |  | 41.02% | [5 empty] | 21.5% | 3.496% | 25% | 2 | 52.57% | 0% | 0% | 2 | 12.56% | 0% | 0% | 1 | 26.46% | 0% | 0% | 1 | 65.69% | 0% | 0% | 2 | 22.71% | 0% | 0% | 1 | 7.825% | 0% | 0% | 1
190 | East Marysville | Northern_California | 0 | 0 | 0 | 0% | 0% | 1 |  |  |  |  | 45.63% | [5 empty] | 0.06484% | 0% | 0.06484% | 1 | 53.23% | 0% | 0% | 2 | 8.797% | 0% | 0% | 1 | 19.16% | 0% | 0% | 1 | 66.26% | 0% | 0% | 2 | 0.85% | 0% | 0% | 1 | 10.33% | 0% | 0% | 1 | 0% | 0% | 1 |  |  |  |  | 43.03% | [5 empty] | 0.3047% | 0% | 0.3047% | 1 | 53.63% | 0% | 0% | 2 | 8.757% | 0% | 0% | 1 | 26.85% | 0% | 0% | 1 | 72.56% | 0% | 0% | 3 | 5.413% | 0% | 0% | 1 | 11.73% | 0% | 0% | 1 | 0% | 0% | 1 |  |  |  |  | 43.62% | [5 empty] | 0.8445% | 0% | 0.8445% | 1 | 54.46% | 0% | 0% | 2 | 12.85% | 0% | 0% | 1 | 36.31% | 0% | 0% | 1 | 74.89% | 0% | 0% | 3 | 4.431% | 0% | 0% | 1 | 10.9% | 0% | 0% | 1 | 0% | 0% | 1 |  |  |  |  | 48.36% | [5 empty] | 1.514% | 0.8287% | 2.342% | 2 | 48.22% | 0% | 0% | 1 | 12.42% | 0% | 0% | 1 | 43.8% | 0% | 0% | 1 | 71.92% | 0% | 0% | 3 | 3.486% | 0% | 0% | 1 | 9.813% | 0% | 0% | 1
191 | Olivehurst | Northern_California | 0 | 0 | 0 | 0% | 0% | 1 |  |  |  |  | 57.38% | [5 empty] | 0% | 0% | 0% | 1 | 43.86% | 0% | 0% | 1 | 0.6803% | 0% | 0% | 1 | 14.23% | 0% | 0% | 1 | 54.7% | 0% | 0% | 2 | 0% | 0% | 0% | 1 | 10.7% | 0% | 0% | 1 | 0% | 0% | 1 |  |  |  |  | 47.99% | [5 empty] | 0.5508% | 0% | 0.5508% | 1 | 46.7% | 0% | 0% | 1 | 9.023% | 0% | 0% | 1 | 33.73% | 0% | 0% | 1 | 67.96% | 0% | 0% | 2 | 2.235% | 0% | 0% | 1 | 10.76% | 0% | 0% | 1 | 0% | 0% | 1 |  |  |  |  | 48.83% | [5 empty] | 0.3738% | 0% | 0.3738% | 1 | 53.94% | 0% | 0% | 2 | 10.32% | 0% | 0% | 1 | 36.44% | 0% | 0% | 1 | 73.26% | 0% | 0% | 3 | 4.353% | 0% | 0% | 1 | 10.89% | 0% | 0% | 1 | 0% | 0% | 1 |  |  |  |  | 50.68% | [5 empty] | 1.392% | 0.1492% | 1.541% | 2 | 51.16% | 0% | 0% | 2 | 11.62% | 0% | 0% | 1 | 42.59% | 0% | 0% | 1 | 72.62% | 0% | 0% | 3 | 2.979% | 0% | 0% | 1 | 8.87% | 0% | 0% | 1
192 | Morro Bay | Kern_Greater_Carrizo | 0 | 0 | 0 | 0% | 0% | 1 |  |  |  |  | 0.6839% | [5 empty] | 12.53% | 61.22% | 73.75% | 5 | 74.73% | 0% | 0% | 3 | 29.69% | 0% | 0% | 1 | 46.09% | 0% | 0% | 1 | 89.06% | 0% | 0% | 3 | 66.65% | 0% | 0% | 2 | 8.219% | 0% | 0% | 1 | 0% | 0% | 1 |  |  |  |  | 0.3617% | [5 empty] | 21.03% | 63.11% | 84.14% | 5 | 54.84% | 0% | 0% | 2 | 28.53% | 0% | 0% | 1 | 47.4% | 0% | 0% | 1 | 73.77% | 0% | 0% | 3 | 67.05% | 0% | 0% | 2 | 7.212% | 0% | 0% | 1 | 0% | 0% | 1 |  |  |  |  | 1.441% | [5 empty] | 34.9% | 39.34% | 74.24% | 5 | 35.56% | 0% | 0% | 1 | 19.84% | 0% | 0% | 1 | 38.12% | 0% | 0% | 1 | 55.76% | 0% | 0% | 2 | 53.23% | 0% | 0% | 2 | 5.229% | 0% | 0% | 1 | 0% | 0% | 1 |  |  |  |  | 1.51% | [5 empty] | 42.8% | 32.24% | 75.04% | 5 | 32.82% | 0% | 0% | 1 | 15.31% | 0% | 0% | 1 | 37.01% | 0% | 0% | 1 | 53.34% | 0% | 0% | 2 | 47.66% | 0% | 0% | 1 | 5.046% | 0% | 0% | 1
193 | Palomar | Greater_SD | 0 | 0 | 0 | 0% | 0% | 1 |  |  |  |  | 0% | [5 empty] | 0% | 0% | 0% | 1 | 21.48% | 0% | 0% | 1 | 87.5% | 0% | 0% | 3 | 92.7% | 0% | 0% | 4 | 92.7% | 0% | 0% | 4 | 0% | 0% | 0% | 1 | 15.15% | 0% | 0% | 1 | 0% | 0% | 1 |  |  |  |  | 0% | [5 empty] | 0% | 0% | 0% | 1 | 11.67% | 0% | 0% | 1 | 91.36% | 0% | 0% | 4 | 94.58% | 0% | 0% | 4 | 94.58% | 0% | 0% | 4 | 0.7392% | 0% | 0% | 1 | 22.53% | 0% | 0% | 1 | 0% | 0% | 1 |  |  |  |  | 0% | [5 empty] | 0% | 0% | 0% | 1 | 10.62% | 0% | 0% | 1 | 84.92% | 0% | 0% | 3 | 90.37% | 0% | 0% | 4 | 90.37% | 0% | 0% | 4 | 1.556% | 0% | 0% | 1 | 21.01% | 0% | 0% | 1 | 0% | 0% | 1 |  |  |  |  | 0% | [5 empty] | 0.4515% | 51.47% | 51.92% | 5 | 53.23% | 0% | 0% | 2 | 29.23% | 0% | 0% | 1 | 88.79% | 0% | 0% | 3 | 88.79% | 0% | 0% | 3 | 35.89% | 0% | 0% | 1 | 12.59% | 0% | 0% | 1
194 | Margarita | Greater_LA | 0 | 0 | 0 | 0% | 0% | 1 |  |  |  |  | 0% | [5 empty] | 1.115% | 0% | 1.115% | 1 | 0% | 0% | 0% | 1 | 26.29% | 0% | 0% | 1 | 87.96% | 0% | 0% | 3 | 87.96% | 0% | 0% | 3 | 0% | 0% | 0% | 1 | 0% | 0% | 0% | 1 | 0% | 0% | 1 |  |  |  |  | 0% | [5 empty] | 5.867% | 0% | 5.867% | 1 | 0.3417% | 0% | 0% | 1 | 32.79% | 0% | 0% | 1 | 85.82% | 0% | 0% | 3 | 86.16% | 0% | 0% | 3 | 0% | 0% | 0% | 1 | 1.169% | 0% | 0% | 1 | 0% | 0% | 1 |  |  |  |  | 0% | [5 empty] | 1.984% | 0% | 1.984% | 1 | 0.1156% | 0% | 0% | 1 | 16.96% | 0% | 0% | 1 | 91.48% | 0% | 0% | 4 | 91.59% | 0% | 0% | 4 | 0.02702% | 0% | 0% | 1 | 9.277% | 0% | 0% | 1 | 0% | 0% | 1 |  |  |  |  | 0% | [5 empty] | 0.7141% | 5.891% | 6.605% | 2 | 5.37% | 0% | 0% | 1 | 33.98% | 0% | 0% | 1 | 91.03% | 0% | 0% | 4 | 95.06% | 0% | 0% | 5 | 3.238% | 0% | 0% | 1 | 7.77% | 0% | 0% | 1
195 | Huntington Beach | Greater_LA | 0 | 0 | 0 | 0% | 0% | 1 |  |  |  |  | 0% | [5 empty] | 0% | 0% | 0% | 1 | 0.05678% | 0% | 0% | 1 | 25.77% | 0% | 0% | 1 | 96.34% | 0% | 0% | 5 | 96.39% | 0% | 0% | 5 | 0% | 0% | 0% | 1 | 6.491% | 0% | 0% | 1 | 0% | 0% | 1 |  |  |  |  | 0% | [5 empty] | 0.1962% | 0% | 0.1962% | 1 | 0.04623% | 0% | 0% | 1 | 21.97% | 0% | 0% | 1 | 83.88% | 0% | 0% | 3 | 83.93% | 0% | 0% | 3 | 0% | 0% | 0% | 1 | 5.357% | 0% | 0% | 1 | 0% | 0% | 1 |  |  |  |  | 0% | [5 empty] | 0.1339% | 0% | 0.1339% | 1 | 0.02833% | 0% | 0% | 1 | 14.85% | 0% | 0% | 1 | 78.82% | 0% | 0% | 3 | 78.85% | 0% | 0% | 3 | 0% | 0% | 0% | 1 | 3.34% | 0% | 0% | 1 | 0% | 0% | 1 |  |  |  |  | 0% | [5 empty] | 1.556% | 3.775% | 5.33% | 2 | 2.579% | 0% | 0% | 1 | 15.77% | 0% | 0% | 1 | 75.58% | 0% | 0% | 3 | 78.16% | 0% | 0% | 3 | 1.983% | 0% | 0% | 1 | 3.153% | 0% | 0% | 1
196 | Los Esteros | Peninsula_Monterey | 0 | 0 | 0 | 0% | 0% | 1 |  |  |  |  | 0% | [5 empty] | 12.65% | 0% | 12.65% | 1 | 13.61% | 0% | 0% | 1 | 13.61% | 0% | 0% | 1 | 29.75% | 0% | 0% | 1 | 29.75% | 0% | 0% | 1 | 8.439% | 0% | 0% | 1 | 83.22% | 0% | 0% | 3 | 0% | 0% | 1 |  |  |  |  | 0.09522% | [5 empty] | 68.41% | 17.21% | 85.62% | 5 | 81.52% | 0% | 0% | 3 | 28.98% | 0% | 0% | 1 | 41.25% | 0% | 0% | 1 | 92.64% | 0% | 0% | 4 | 80.18% | 0% | 0% | 3 | 16.32% | 0% | 0% | 1 | 0% | 0% | 1 |  |  |  |  | 0.05245% | [5 empty] | 63.23% | 29.57% | 92.79% | 5 | 80.99% | 0% | 0% | 3 | 22.69% | 0% | 0% | 1 | 44.68% | 0% | 0% | 1 | 92.15% | 0% | 0% | 4 | 74.29% | 0% | 0% | 3 | 7.442% | 0% | 0% | 1 | 0% | 0% | 1 |  |  |  |  | 0.196% | [5 empty] | 39.53% | 17.46% | 56.99% | 3 | 79.95% | 0% | 0% | 3 | 49.35% | 0% | 0% | 1 | 67.11% | 0% | 0% | 2 | 95.11% | 0% | 0% | 5 | 68.4% | 0% | 0% | 2 | 4.777% | 0% | 0% | 1
197 | Birds Landing | Solano | 251 | 10040 | 15 | 176.5% | 11.01% | 5 |  |  |  |  | 5.459% | [5 empty] | 0% | 0% | 0% | 1 | 20.14% | 27.81% | 0% | 2 | 52.5% | 46.77% | 0% | 2 | 43.3% | 39.17% | 0% | 2 | 64.59% | 62.73% | 0% | 3 | 2.769% | 22.84% | 0% | 2 | 49.03% | 43.58% | 0% | 2 | 146.8% | 2.99% | 4 |  |  |  |  | 27.6% | [5 empty] | 2.824% | 0.08296% | 2.907% | 2 | 15.6% | 10.44% | 0% | 1 | 42.02% | 15.2% | 0% | 1 | 37.67% | 14.14% | 0% | 1 | 52.95% | 18.73% | 0% | 2 | 4.35% | 9.212% | 0% | 1 | 30.33% | 12.65% | 0% | 1 | 53.39% | 0% | 3 |  |  |  |  | 34.24% | [5 empty] | 7.366% | 1.86% | 9.226% | 2 | 23.46% | 5.867% | 0% | 1 | 33.37% | 6.739% | 0% | 1 | 32% | 6.603% | 0% | 1 | 47.95% | 8.626% | 0% | 1 | 7.003% | 4.828% | 0% | 1 | 21.12% | 5.693% | 0% | 1 | 12.46% | 0% | 1 |  |  |  |  | 44.33% | [5 empty] | 14.59% | 1.528% | 16.12% | 2 | 25.67% | 2.639% | 0% | 1 | 25.39% | 2.629% | 0% | 1 | 28.21% | 2.732% | 0% | 1 | 45.89% | 3.625% | 0% | 1 | 10.03% | 2.18% | 0% | 1 | 12.76% | 2.248% | 0% | 1
198 | Cayetano | Solano | 0 | 0 | 0 | 0% | 0% | 1 |  |  |  |  | 0.2179% | [5 empty] | 47.31% | 16.53% | 63.84% | 3 | 79.12% | 0% | 0% | 3 | 81.31% | 0% | 0% | 3 | 92.52% | 0% | 0% | 4 | 96.43% | 0% | 0% | 5 | 30.01% | 0% | 0% | 1 | 7.374% | 0% | 0% | 1 | 0% | 0% | 1 |  |  |  |  | 9.403% | [5 empty] | 28.95% | 15.26% | 44.21% | 3 | 69.86% | 0% | 0% | 2 | 72.09% | 0% | 0% | 3 | 76.63% | 0% | 0% | 3 | 87.32% | 0% | 0% | 3 | 36.11% | 0% | 0% | 1 | 5.883% | 0% | 0% | 1 | 0% | 0% | 1 |  |  |  |  | 24.75% | [5 empty] | 23.46% | 8.701% | 32.16% | 2 | 64.82% | 0% | 0% | 2 | 49.76% | 0% | 0% | 1 | 53.43% | 0% | 0% | 2 | 75.88% | 0% | 0% | 3 | 37.75% | 0% | 0% | 1 | 5.666% | 0% | 0% | 1 | 0% | 0% | 1 |  |  |  |  | 35.33% | [5 empty] | 16.77% | 3.46% | 20.23% | 2 | 49.54% | 0% | 0% | 1 | 38.32% | 0% | 0% | 1 | 40.14% | 0% | 0% | 1 | 64.81% | 0% | 0% | 2 | 29.1% | 0% | 0% | 1 | 9.939% | 0% | 0% | 1
199 | Silvergate | Greater_SD | 0 | 0 | 0 | 0% | 0% | 1 |  |  |  |  | 0% | [5 empty] | 0% | 0% | 0% | 1 | 1.67% | 0% | 0% | 1 | 19.03% | 0% | 0% | 1 | 80.37% | 0% | 0% | 3 | 80.71% | 0% | 0% | 3 | 0% | 0% | 0% | 1 | 1.478% | 0% | 0% | 1 | 0% | 0% | 1 |  |  |  |  | 0% | [5 empty] | 2.948% | 0% | 2.948% | 1 | 2.334% | 0% | 0% | 1 | 24.61% | 0% | 0% | 1 | 81.32% | 0% | 0% | 3 | 81.62% | 0% | 0% | 3 | 0% | 0% | 0% | 1 | 3.184% | 0% | 0% | 1 | 0% | 0% | 1 |  |  |  |  | 0% | [5 empty] | 6.836% | 0% | 6.836% | 1 | 4.312% | 0% | 0% | 1 | 25.49% | 0% | 0% | 1 | 80.41% | 0% | 0% | 3 | 80.7% | 0% | 0% | 3 | 1.597% | 0% | 0% | 1 | 3.672% | 0% | 0% | 1 | 0% | 0% | 1 |  |  |  |  | 0% | [5 empty] | 6.543% | 2.682% | 9.226% | 2 | 4.416% | 0% | 0% | 1 | 26.39% | 0% | 0% | 1 | 81.06% | 0% | 0% | 3 | 81.33% | 0% | 0% | 3 | 3.875% | 0% | 0% | 1 | 3.887% | 0% | 0% | 1
200 | Richmond | Northern_California | 0 | 0 | 0 | 0% | 0% | 1 |  |  |  |  | 0% | [5 empty] | 97.23% | 0% | 97.23% | 5 | 46.69% | 0% | 0% | 1 | 10.81% | 0% | 0% | 1 | 8.712% | 0% | 0% | 1 | 52.34% | 0% | 0% | 2 | 65.4% | 0% | 0% | 2 | 6.739% | 0% | 0% | 1 | 0% | 0% | 1 |  |  |  |  | 0% | [5 empty] | 98.46% | 0% | 98.46% | 5 | 35.79% | 0% | 0% | 1 | 13.26% | 0% | 0% | 1 | 12.56% | 0% | 0% | 1 | 48.14% | 0% | 0% | 1 | 62.69% | 0% | 0% | 2 | 7.134% | 0% | 0% | 1 | 0% | 0% | 1 |  |  |  |  | 0% | [5 empty] | 92.71% | 0% | 92.71% | 5 | 31.13% | 0% | 0% | 1 | 11.67% | 0% | 0% | 1 | 15.19% | 0% | 0% | 1 | 45.48% | 0% | 0% | 1 | 63.41% | 0% | 0% | 2 | 7.815% | 0% | 0% | 1 | 0% | 0% | 1 |  |  |  |  | 0% | [5 empty] | 95.38% | 0% | 95.38% | 5 | 35.88% | 0% | 0% | 1 | 14.38% | 0% | 0% | 1 | 18.37% | 0% | 0% | 1 | 52.62% | 0% | 0% | 2 | 70.23% | 0% | 0% | 3 | 8.883% | 0% | 0% | 1
201 | Rancho Vista | Greater_Kramer | 0 | 0 | 0 | 0% | 0% | 1 |  |  |  |  | 0% | [5 empty] | 13.85% | 86.15% | 100% | 5 | 100% | 0% | 0% | 5 | 66.01% | 0% | 0% | 2 | 70.65% | 0% | 0% | 3 | 100% | 0% | 0% | 5 | 73.22% | 0% | 0% | 3 | 2.695% | 0% | 0% | 1 | 0% | 0% | 1 |  |  |  |  | 0% | [5 empty] | 3.673% | 96.33% | 100% | 5 | 97.99% | 0% | 0% | 5 | 65.35% | 0% | 0% | 2 | 42.15% | 0% | 0% | 1 | 100% | 0% | 0% | 5 | 54.72% | 0% | 0% | 2 | 8.5% | 0% | 0% | 1 | 0% | 0% | 1 |  |  |  |  | 0.006942% | [5 empty] | 17.51% | 82.49% | 100% | 5 | 65.9% | 0% | 0% | 2 | 68.76% | 0% | 0% | 2 | 66.1% | 0% | 0% | 2 | 97.54% | 0% | 0% | 5 | 56.3% | 0% | 0% | 2 | 5.572% | 0% | 0% | 1 | 0% | 0% | 1 |  |  |  |  | 0.02355% | [5 empty] | 22.03% | 40.66% | 62.69% | 5 | 58.91% | 0% | 0% | 2 | 62.08% | 0% | 0% | 2 | 54.73% | 0% | 0% | 2 | 87.06% | 0% | 0% | 3 | 35.01% | 0% | 0% | 1 | 3.199% | 0% | 0% | 1
202 | Hilltop | Northern_California | 0 | 0 | 20 | 0% | 0% | 1 |  |  |  |  | 0.2489% | [5 empty] | 0.2612% | 0% | 0.2612% | 1 | 51.07% | 0% | 0% | 2 | 4.348% | 0% | 0% | 1 | 0.5489% | 0% | 0% | 1 | 54.87% | 0% | 0% | 2 | 91.23% | 0% | 0% | 4 | 7.622% | 0% | 0% | 1 | 0% | 0% | 1 |  |  |  |  | 0.3841% | [5 empty] | 25.41% | 0% | 25.41% | 2 | 55.25% | 0% | 0% | 2 | 9.267% | 0% | 0% | 1 | 7.399% | 0% | 0% | 1 | 62.19% | 0% | 0% | 2 | 88.91% | 0% | 0% | 3 | 10.23% | 0% | 0% | 1 | 0% | 0% | 1 |  |  |  |  | 0.3417% | [5 empty] | 45.64% | 0% | 45.64% | 2 | 60.31% | 0% | 0% | 2 | 14.52% | 0% | 0% | 1 | 11.33% | 0% | 0% | 1 | 67.17% | 0% | 0% | 2 | 83.79% | 0% | 0% | 3 | 9.869% | 0% | 0% | 1 | 0% | 0% | 1 |  |  |  |  | 0.7698% | [5 empty] | 55.57% | 0% | 55.57% | 3 | 61.76% | 0% | 0% | 2 | 19.38% | 0% | 0% | 1 | 14.38% | 0% | 0% | 1 | 71.73% | 0% | 0% | 3 | 84.45% | 0% | 0% | 3 | 8.201% | 0% | 0% | 1
203 | Thermalito | Northern_California | 0 | 0 | 0 | 0% | 0% | 1 |  |  |  |  | 7.965% | [5 empty] | 9.848% | 0% | 9.848% | 1 | 80.12% | 0% | 0% | 3 | 19.24% | 0% | 0% | 1 | 42.54% | 0% | 0% | 1 | 95.2% | 0% | 0% | 5 | 8.25% | 0% | 0% | 1 | 24.98% | 0% | 0% | 1 | 0% | 0% | 1 |  |  |  |  | 15.79% | [5 empty] | 9.271% | 3.245% | 12.52% | 2 | 61.08% | 0% | 0% | 2 | 17.11% | 0% | 0% | 1 | 48.47% | 0% | 0% | 1 | 86.25% | 0% | 0% | 3 | 7.2% | 0% | 0% | 1 | 15.95% | 0% | 0% | 1 | 0% | 0% | 1 |  |  |  |  | 23.74% | [5 empty] | 6.852% | 9.208% | 16.06% | 2 | 54.42% | 0% | 0% | 2 | 21.18% | 0% | 0% | 1 | 47.71% | 0% | 0% | 1 | 82.76% | 0% | 0% | 3 | 8.83% | 0% | 0% | 1 | 14.23% | 0% | 0% | 1 | 0% | 0% | 1 |  |  |  |  | 31.63% | [5 empty] | 12.55% | 10.13% | 22.68% | 3 | 45.26% | 0% | 0% | 1 | 21.61% | 0% | 0% | 1 | 40.73% | 0% | 0% | 1 | 72.4% | 0% | 0% | 3 | 15.71% | 0% | 0% | 1 | 10.83% | 0% | 0% | 1
204 | Martinez | Solano | 0 | 0 | 0 | 0% | 0% | 1 |  |  |  |  | 0.05624% | [5 empty] | 33.28% | 0.2067% | 33.48% | 2 | 11.28% | 0% | 0% | 1 | 36.91% | 0% | 0% | 1 | 43.16% | 0% | 0% | 1 | 66.42% | 0% | 0% | 2 | 15.25% | 0% | 0% | 1 | 22.74% | 0% | 0% | 1 | 0% | 0% | 1 |  |  |  |  | 0.6976% | [5 empty] | 23.74% | 1.911% | 25.65% | 2 | 28.82% | 0% | 0% | 1 | 43.55% | 0% | 0% | 1 | 48.69% | 0% | 0% | 1 | 76.93% | 0% | 0% | 3 | 16.06% | 0% | 0% | 1 | 32.1% | 0% | 0% | 1 | 0% | 0% | 1 |  |  |  |  | 3.609% | [5 empty] | 28.29% | 5.471% | 33.77% | 2 | 33.33% | 0% | 0% | 1 | 42.53% | 0% | 0% | 1 | 48.91% | 0% | 0% | 1 | 74.05% | 0% | 0% | 3 | 22.98% | 0% | 0% | 1 | 23.98% | 0% | 0% | 1 | 0% | 0% | 1 |  |  |  |  | 11.94% | [5 empty] | 31.24% | 9.579% | 40.82% | 2 | 39.78% | 0% | 0% | 1 | 37.94% | 0% | 0% | 1 | 45.42% | 0% | 0% | 1 | 71.34% | 0% | 0% | 3 | 25.98% | 0% | 0% | 1 | 17.91% | 0% | 0% | 1
205 | Lone Tree | Solano | 0 | 0 | 0 | 0% | 0% | 1 |  |  |  |  | 2.448% | [5 empty] | 51.76% | 16.96% | 68.72% | 3 | 46.21% | 0% | 0% | 1 | 78.25% | 0% | 0% | 3 | 78.03% | 0% | 0% | 3 | 80.53% | 0% | 0% | 3 | 29.93% | 0% | 0% | 1 | 14.68% | 0% | 0% | 1 | 0% | 0% | 1 |  |  |  |  | 27.08% | [5 empty] | 19.52% | 6.87% | 26.39% | 2 | 40.23% | 0% | 0% | 1 | 56.87% | 0% | 0% | 2 | 54.3% | 0% | 0% | 2 | 69.1% | 0% | 0% | 2 | 10.86% | 0% | 0% | 1 | 19.42% | 0% | 0% | 1 | 0% | 0% | 1 |  |  |  |  | 43.66% | [5 empty] | 9% | 3.526% | 12.53% | 2 | 32.37% | 0% | 0% | 1 | 38.48% | 0% | 0% | 1 | 37.03% | 0% | 0% | 1 | 52.74% | 0% | 0% | 2 | 6.001% | 0% | 0% | 1 | 15.55% | 0% | 0% | 1 | 0% | 0% | 1 |  |  |  |  | 41.93% | [5 empty] | 8.129% | 2.714% | 10.84% | 2 | 28.67% | 0% | 0% | 1 | 32.92% | 0% | 0% | 1 | 34.93% | 0% | 0% | 1 | 49.95% | 0% | 0% | 1 | 11.98% | 0% | 0% | 1 | 12.99% | 0% | 0% | 1
206 | Delta Switching Yard | Solano | 0 | 0 | 0 | 0% | 0% | 1 |  |  |  |  | 39.33% | [5 empty] | 13.16% | 2.107% | 15.26% | 2 | 53.72% | 0% | 0% | 2 | 46.79% | 0% | 0% | 1 | 48.22% | 0% | 0% | 1 | 64.41% | 0% | 0% | 2 | 8.807% | 0% | 0% | 1 | 5.798% | 0% | 0% | 1 | 0% | 0% | 1 |  |  |  |  | 44.96% | [5 empty] | 13.49% | 4.006% | 17.5% | 2 | 48.51% | 0% | 0% | 1 | 40.34% | 0% | 0% | 1 | 40.89% | 0% | 0% | 1 | 56.25% | 0% | 0% | 2 | 18.65% | 0% | 0% | 1 | 6.326% | 0% | 0% | 1 | 0% | 0% | 1 |  |  |  |  | 43.03% | [5 empty] | 12.18% | 3.13% | 15.31% | 2 | 48.28% | 0% | 0% | 1 | 39.2% | 0% | 0% | 1 | 39.38% | 0% | 0% | 1 | 60.11% | 0% | 0% | 2 | 21.31% | 0% | 0% | 1 | 7.586% | 0% | 0% | 1 | 0% | 0% | 1 |  |  |  |  | 42.8% | [5 empty] | 12.12% | 2.752% | 14.87% | 2 | 44.31% | 0% | 0% | 1 | 31.32% | 0% | 0% | 1 | 33.06% | 0% | 0% | 1 | 56.22% | 0% | 0% | 2 | 24.69% | 0% | 0% | 1 | 8.101% | 0% | 0% | 1
207 | Green Ridge Midway | Solano | 0 | 0 | 10 | 0% | 0% | 1 |  |  |  |  | 27.66% | [5 empty] | 7.768% | 0.02241% | 7.79% | 2 | 67.84% | 0% | 0% | 2 | 59.76% | 0% | 0% | 2 | 61.07% | 0% | 0% | 2 | 76.48% | 0% | 0% | 3 | 29.27% | 0% | 0% | 1 | 4.784% | 0% | 0% | 1 | 0% | 0% | 1 |  |  |  |  | 37.67% | [5 empty] | 13.08% | 1.454% | 14.54% | 2 | 58.59% | 0% | 0% | 2 | 39.69% | 0% | 0% | 1 | 40.11% | 0% | 0% | 1 | 65.38% | 0% | 0% | 2 | 27.94% | 0% | 0% | 1 | 5.202% | 0% | 0% | 1 | 0% | 0% | 1 |  |  |  |  | 40.41% | [5 empty] | 16.33% | 2.94% | 19.27% | 2 | 55.16% | 0% | 0% | 2 | 33.47% | 0% | 0% | 1 | 34.85% | 0% | 0% | 1 | 60.92% | 0% | 0% | 2 | 30.77% | 0% | 0% | 1 | 5.313% | 0% | 0% | 1 | 0% | 0% | 1 |  |  |  |  | 42.6% | [5 empty] | 16.6% | 2.715% | 19.32% | 2 | 52.27% | 0% | 0% | 2 | 31.11% | 0% | 0% | 1 | 34.58% | 0% | 0% | 1 | 62.82% | 0% | 0% | 2 | 28.87% | 0% | 0% | 1 | 6.452% | 0% | 0% | 1
208 | Inyo | Greater_Kramer (Exclude) | 0 | 0 | 0 | 0% | 0% | 1 |  |  |  |  | 0% | [5 empty] | 27.38% | 0% | 27.38% | 2 | 0% | 0% | 0% | 1 | 8.043% | 0% | 0% | 1 | 23.76% | 0% | 0% | 1 | 23.76% | 0% | 0% | 1 | 82.23% | 0% | 0% | 3 | 13.23% | 0% | 0% | 1 | 0% | 0% | 1 |  |  |  |  | 0% | [5 empty] | 32.15% | 0% | 32.15% | 2 | 0% | 0% | 0% | 1 | 16.22% | 0% | 0% | 1 | 26.06% | 0% | 0% | 1 | 28% | 0% | 0% | 1 | 76.98% | 0% | 0% | 3 | 7.203% | 0% | 0% | 1 | 0% | 0% | 1 |  |  |  |  | 0% | [5 empty] | 47.85% | 0% | 47.85% | 2 | 0% | 0% | 0% | 1 | 18.55% | 0% | 0% | 1 | 18.26% | 0% | 0% | 1 | 27.39% | 0% | 0% | 1 | 76.46% | 0% | 0% | 3 | 6.068% | 0% | 0% | 1 | 0% | 0% | 1 |  |  |  |  | 0% | [5 empty] | 48.15% | 0% | 48.15% | 2 | 0% | 0% | 0% | 1 | 24.03% | 0% | 0% | 1 | 10.68% | 0% | 0% | 1 | 29.01% | 0% | 0% | 1 | 77% | 0% | 0% | 3 | 3.643% | 0% | 0% | 1
209 | Control | Greater_Kramer (Exclude) | 0 | 0 | 0 | 0% | 0% | 1 |  |  |  |  | 0% | [5 empty] | 36.71% | 0% | 36.71% | 2 | 0% | 0% | 0% | 1 | 1.148% | 0% | 0% | 1 | 30.24% | 0% | 0% | 1 | 30.24% | 0% | 0% | 1 | 85.51% | 0% | 0% | 3 | 17.97% | 0% | 0% | 1 | 0% | 0% | 1 |  |  |  |  | 0% | [5 empty] | 42.76% | 0% | 42.76% | 2 | 0% | 0% | 0% | 1 | 9.484% | 0% | 0% | 1 | 23.54% | 0% | 0% | 1 | 23.87% | 0% | 0% | 1 | 76.72% | 0% | 0% | 3 | 8.726% | 0% | 0% | 1 | 0% | 0% | 1 |  |  |  |  | 0% | [5 empty] | 51.75% | 0% | 51.75% | 3 | 0% | 0% | 0% | 1 | 17.71% | 0% | 0% | 1 | 16.2% | 0% | 0% | 1 | 24.36% | 0% | 0% | 1 | 74.19% | 0% | 0% | 3 | 6.105% | 0% | 0% | 1 | 0% | 0% | 1 |  |  |  |  | 0% | [5 empty] | 48.65% | 0% | 48.65% | 2 | 0% | 0% | 0% | 1 | 24.04% | 0% | 0% | 1 | 10.45% | 0% | 0% | 1 | 28.94% | 0% | 0% | 1 | 77.05% | 0% | 0% | 3 | 3.75% | 0% | 0% | 1
210 | Big Creek Hydro Facilities | Central_Valley_North_Los_Banos | 0 | 0 | 0 | 0% | 0% | 1 |  |  |  |  | 0% | [5 empty] | 0% | 0% | 0% | 1 | 0% | 0% | 0% | 1 | 0% | 0% | 0% | 1 | 0% | 0% | 0% | 1 | 0% | 0% | 0% | 1 | 0% | 0% | 0% | 1 | 0% | 0% | 0% | 1 | 0% | 0% | 1 |  |  |  |  | 0% | [5 empty] | 0% | 0% | 0% | 1 | 0% | 0% | 0% | 1 | 0% | 0% | 0% | 1 | 0% | 0% | 0% | 1 | 0% | 0% | 0% | 1 | 0% | 0% | 0% | 1 | 0% | 0% | 0% | 1 | 0% | 0% | 1 |  |  |  |  | 0% | [5 empty] | 0% | 0% | 0% | 1 | 0% | 0% | 0% | 1 | 0% | 0% | 0% | 1 | 0% | 0% | 0% | 1 | 0% | 0% | 0% | 1 | 0% | 0% | 0% | 1 | 0% | 0% | 0% | 1 | 0% | 0% | 1 |  |  |  |  | 0% | [5 empty] | 0% | 0% | 0% | 1 | 0% | 0% | 0% | 1 | 5.293% | 0% | 0% | 1 | 24.44% | 0% | 0% | 1 | 24.44% | 0% | 0% | 1 | 100% | 0% | 0% | 5 | 22.32% | 0% | 0% | 1
211 | Moss Landing | Peninsula_Monterey | 0 | 0 | 0 | 0% | 0% | 1 |  |  |  |  | 49.3% | [5 empty] | 0% | 0% | 0% | 1 | 2.815% | 0% | 0% | 1 | 40.45% | 0% | 0% | 1 | 56.87% | 0% | 0% | 2 | 59.69% | 0% | 0% | 2 | 0% | 0% | 0% | 1 | 11.53% | 0% | 0% | 1 | 0% | 0% | 1 |  |  |  |  | 41.99% | [5 empty] | 1.697% | 0.1414% | 1.838% | 2 | 4.221% | 0% | 0% | 1 | 40.91% | 0% | 0% | 1 | 61.05% | 0% | 0% | 2 | 65.28% | 0% | 0% | 2 | 1.826% | 0% | 0% | 1 | 9.905% | 0% | 0% | 1 | 0% | 0% | 1 |  |  |  |  | 48.92% | [5 empty] | 2.337% | 2.788% | 5.125% | 2 | 4.904% | 0% | 0% | 1 | 33.36% | 0% | 0% | 1 | 46.16% | 0% | 0% | 1 | 48.93% | 0% | 0% | 1 | 3.244% | 0% | 0% | 1 | 7.78% | 0% | 0% | 1 | 0% | 0% | 1 |  |  |  |  | 47.24% | [5 empty] | 16.15% | 13.31% | 29.46% | 3 | 15.51% | 0% | 0% | 1 | 11.87% | 0% | 0% | 1 | 26.1% | 0% | 0% | 1 | 37.52% | 0% | 0% | 1 | 15.21% | 0% | 0% | 1 | 5.702% | 0% | 0% | 1
212 | Cal Ave | Central_Valley_North_Los_Banos | 0 | 0 | 10 | 0% | 0% | 1 |  |  |  |  | 73.42% | [5 empty] | 0% | 0% | 0% | 1 | 0% | 0% | 0% | 1 | 0% | 0% | 0% | 1 | 0% | 0% | 0% | 1 | 0% | 0% | 0% | 1 | 0% | 0% | 0% | 1 | 0.054% | 0% | 0% | 1 | 0% | 0% | 1 |  |  |  |  | 70.66% | [5 empty] | 0% | 0% | 0% | 1 | 3.27% | 0% | 0% | 1 | 0.7395% | 0% | 0% | 1 | 0.7395% | 0% | 0% | 1 | 4.01% | 0% | 0% | 1 | 0% | 0% | 0% | 1 | 0.6804% | 0% | 0% | 1 | 0% | 0% | 1 |  |  |  |  | 59.46% | [5 empty] | 0% | 0% | 0% | 1 | 3.941% | 0% | 0% | 1 | 9.576% | 0% | 0% | 1 | 9.576% | 0% | 0% | 1 | 13.43% | 0% | 0% | 1 | 1.643% | 0% | 0% | 1 | 3.17% | 0% | 0% | 1 | 0% | 0% | 1 |  |  |  |  | 44.92% | [5 empty] | 0% | 0% | 0% | 1 | 19.1% | 0% | 0% | 1 | 15.64% | 0% | 0% | 1 | 18.83% | 0% | 0% | 1 | 31.33% | 0% | 0% | 1 | 2.378% | 0% | 0% | 1 | 6.554% | 0% | 0% | 1
213 | Poso Mountain | Central_Valley_North_Los_Banos | 0 | 0 | 0 | 0% | 0% | 1 |  |  |  |  | 0% | [5 empty] | 0% | 0% | 0% | 1 | 0% | 0% | 0% | 1 | 0% | 0% | 0% | 1 | 0% | 0% | 0% | 1 | 0% | 0% | 0% | 1 | 0% | 0% | 0% | 1 | 0% | 0% | 0% | 1 | 0% | 0% | 1 |  |  |  |  | 0% | [5 empty] | 100% | 0% | 100% | 5 | 100% | 0% | 0% | 5 | 0% | 0% | 0% | 1 | 0% | 0% | 0% | 1 | 100% | 0% | 0% | 5 | 18.24% | 0% | 0% | 1 | 0% | 0% | 0% | 1 | 0% | 0% | 1 |  |  |  |  | 0% | [5 empty] | 100% | 0% | 100% | 5 | 22.1% | 0% | 0% | 1 | 0.0434% | 0% | 0% | 1 | 41.54% | 0% | 0% | 1 | 45.3% | 0% | 0% | 1 | 71.98% | 0% | 0% | 3 | 1.727% | 0% | 0% | 1 | 0% | 0% | 1 |  |  |  |  | 0% | [5 empty] | 52.24% | 47.76% | 100% | 5 | 30.24% | 0% | 0% | 1 | 29.02% | 0% | 0% | 1 | 53.46% | 0% | 0% | 2 | 71.31% | 0% | 0% | 3 | 69.21% | 0% | 0% | 2 | 2.298% | 0% | 0% | 1
214 | Walnut | Greater_LA | 0 | 0 | 0 | 0% | 0% | 1 |  |  |  |  | 0% | [5 empty] | 0% | 0% | 0% | 1 | 0% | 0% | 0% | 1 | 0% | 0% | 0% | 1 | 0% | 0% | 0% | 1 | 0% | 0% | 0% | 1 | 0% | 0% | 0% | 1 | 0% | 0% | 0% | 1 | 0% | 0% | 1 |  |  |  |  | 0% | [5 empty] | 0% | 0% | 0% | 1 | 0% | 0% | 0% | 1 | 0% | 0% | 0% | 1 | 0% | 0% | 0% | 1 | 0% | 0% | 0% | 1 | 0% | 0% | 0% | 1 | 0% | 0% | 0% | 1 | 0% | 0% | 1 |  |  |  |  | 0% | [5 empty] | 0% | 88.16% | 88.16% | 5 | 59.69% | 0% | 0% | 2 | 38.44% | 0% | 0% | 1 | 40.31% | 0% | 0% | 1 | 100% | 0% | 0% | 5 | 44.9% | 0% | 0% | 1 | 2.131% | 0% | 0% | 1 | 0% | 0% | 1 |  |  |  |  | 0% | [5 empty] | 0.6334% | 50.45% | 51.09% | 5 | 18.43% | 0% | 0% | 1 | 19.38% | 0% | 0% | 1 | 66.4% | 0% | 0% | 2 | 73.74% | 0% | 0% | 3 | 34.06% | 0% | 0% | 1 | 8.509% | 0% | 0% | 1
215 | Chevmain | Greater_LA | 0 | 0 | 0 | 0% | 0% | 1 |  |  |  |  | 0% | [5 empty] | 20.72% | 0% | 20.72% | 2 | 2.89% | 0% | 0% | 1 | 30.56% | 0% | 0% | 1 | 55.07% | 0% | 0% | 2 | 57.96% | 0% | 0% | 2 | 0% | 0% | 0% | 1 | 0.1727% | 0% | 0% | 1 | 0% | 0% | 1 |  |  |  |  | 0% | [5 empty] | 4.666% | 0.3376% | 5.003% | 2 | 0.7583% | 0% | 0% | 1 | 3.4% | 0% | 0% | 1 | 69.2% | 0% | 0% | 2 | 69.96% | 0% | 0% | 2 | 0% | 0% | 0% | 1 | 0.2075% | 0% | 0% | 1 | 0% | 0% | 1 |  |  |  |  | 0% | [5 empty] | 3.543% | 1.085% | 4.628% | 2 | 1.082% | 0% | 0% | 1 | 3.203% | 0% | 0% | 1 | 54.86% | 0% | 0% | 2 | 55.94% | 0% | 0% | 2 | 0% | 0% | 0% | 1 | 0.2331% | 0% | 0% | 1 | 0% | 0% | 1 |  |  |  |  | 0% | [5 empty] | 1.884% | 16.47% | 18.35% | 3 | 1.286% | 0% | 0% | 1 | 7.902% | 0% | 0% | 1 | 61.4% | 0% | 0% | 2 | 62.69% | 0% | 0% | 2 | 0.5706% | 0% | 0% | 1 | 2.71% | 0% | 0% | 1
216 | Long Beach | Greater_LA | 0 | 0 | 0 | 0% | 0% | 1 |  |  |  |  | 0% | [5 empty] | 0.1503% | 0% | 0.1503% | 1 | 0% | 0% | 0% | 1 | 10.41% | 0% | 0% | 1 | 62.33% | 0% | 0% | 2 | 62.33% | 0% | 0% | 2 | 0% | 0% | 0% | 1 | 0.4252% | 0% | 0% | 1 | 0% | 0% | 1 |  |  |  |  | 0% | [5 empty] | 1.819% | 0% | 1.819% | 1 | 0.1433% | 0% | 0% | 1 | 9.329% | 0% | 0% | 1 | 68.55% | 0% | 0% | 2 | 68.69% | 0% | 0% | 2 | 0% | 0% | 0% | 1 | 0.4333% | 0% | 0% | 1 | 0% | 0% | 1 |  |  |  |  | 0% | [5 empty] | 1.332% | 0% | 1.332% | 1 | 0.105% | 0% | 0% | 1 | 15.17% | 0% | 0% | 1 | 76.04% | 0% | 0% | 3 | 76.15% | 0% | 0% | 3 | 0% | 0% | 0% | 1 | 3.426% | 0% | 0% | 1 | 0% | 0% | 1 |  |  |  |  | 0% | [5 empty] | 1.699% | 4.292% | 5.99% | 2 | 0.4752% | 0% | 0% | 1 | 13.78% | 0% | 0% | 1 | 72.45% | 0% | 0% | 3 | 72.92% | 0% | 0% | 3 | 3.038% | 0% | 0% | 1 | 3.189% | 0% | 0% | 1
217 | Pit 1 | Northern_California | 0 | 0 | 0 | 0% | 0% | 1 |  |  |  |  | 0% | [5 empty] | 97.67% | 0% | 97.67% | 5 | 29.64% | 0% | 0% | 1 | 24.04% | 0% | 0% | 1 | 41.51% | 0% | 0% | 1 | 43.9% | 0% | 0% | 1 | 51.17% | 0% | 0% | 2 | 1.006% | 0% | 0% | 1 | 0% | 0% | 1 |  |  |  |  | 0% | [5 empty] | 95.79% | 0% | 95.79% | 5 | 30.06% | 0% | 0% | 1 | 9.311% | 0% | 0% | 1 | 6.345% | 0% | 0% | 1 | 35.95% | 0% | 0% | 1 | 69.95% | 0% | 0% | 2 | 2.13% | 0% | 0% | 1 | 0% | 0% | 1 |  |  |  |  | 0.1141% | [5 empty] | 97.84% | 0% | 97.84% | 5 | 39.65% | 0% | 0% | 1 | 10.12% | 0% | 0% | 1 | 5.667% | 0% | 0% | 1 | 46.07% | 0% | 0% | 1 | 70.81% | 0% | 0% | 3 | 3.661% | 0% | 0% | 1 | 0% | 0% | 1 |  |  |  |  | 0.05207% | [5 empty] | 90.89% | 1.106% | 91.99% | 5 | 38.85% | 0% | 0% | 1 | 8.523% | 0% | 0% | 1 | 8.564% | 0% | 0% | 1 | 45.09% | 0% | 0% | 1 | 68.71% | 0% | 0% | 2 | 3.973% | 0% | 0% | 1
218 | Cove Rd | Northern_California | 0 | 0 | 0 | 0% | 0% | 1 |  |  |  |  | 0.09001% | [5 empty] | 92.58% | 6.992% | 99.57% | 5 | 50.81% | 0% | 0% | 2 | 21.93% | 0% | 0% | 1 | 26.29% | 0% | 0% | 1 | 63.61% | 0% | 0% | 2 | 67.83% | 0% | 0% | 2 | 5.153% | 0% | 0% | 1 | 0% | 0% | 1 |  |  |  |  | 0.04786% | [5 empty] | 95.11% | 4.198% | 99.31% | 5 | 49.22% | 0% | 0% | 1 | 23.56% | 0% | 0% | 1 | 25.37% | 0% | 0% | 1 | 64.34% | 0% | 0% | 2 | 69.44% | 0% | 0% | 2 | 4.7% | 0% | 0% | 1 | 0% | 0% | 1 |  |  |  |  | 0.03101% | [5 empty] | 96.63% | 2.719% | 99.35% | 5 | 41.29% | 0% | 0% | 1 | 21.72% | 0% | 0% | 1 | 24.28% | 0% | 0% | 1 | 55.9% | 0% | 0% | 2 | 72.4% | 0% | 0% | 3 | 4.228% | 0% | 0% | 1 | 0% | 0% | 1 |  |  |  |  | 0.08117% | [5 empty] | 94.5% | 5.036% | 99.53% | 5 | 38.99% | 0% | 0% | 1 | 20.64% | 0% | 0% | 1 | 22.45% | 0% | 0% | 1 | 53.34% | 0% | 0% | 2 | 64.3% | 0% | 0% | 2 | 4.304% | 0% | 0% | 1
219 | Drum | Northern_California | 0 | 0 | 0 | 0% | 0% | 1 |  |  |  |  | 0% | [5 empty] | 82.08% | 15.07% | 97.15% | 5 | 5.686% | 0% | 0% | 1 | 14.56% | 0% | 0% | 1 | 0.08457% | 0% | 0% | 1 | 20.33% | 0% | 0% | 1 | 55.21% | 0% | 0% | 2 | 2.5% | 0% | 0% | 1 | 0% | 0% | 1 |  |  |  |  | 0% | [5 empty] | 69.2% | 9.29% | 78.49% | 5 | 16.38% | 0% | 0% | 1 | 18.33% | 0% | 0% | 1 | 9.255% | 0% | 0% | 1 | 36.32% | 0% | 0% | 1 | 58.35% | 0% | 0% | 2 | 4.668% | 0% | 0% | 1 | 0% | 0% | 1 |  |  |  |  | 0% | [5 empty] | 48.53% | 15.52% | 64.05% | 3 | 11.7% | 0% | 0% | 1 | 9.226% | 0% | 0% | 1 | 12.83% | 0% | 0% | 1 | 29.58% | 0% | 0% | 1 | 66.44% | 0% | 0% | 2 | 4.813% | 0% | 0% | 1 | 0% | 0% | 1 |  |  |  |  | 0% | [5 empty] | 47.81% | 12.46% | 60.27% | 3 | 12.43% | 0% | 0% | 1 | 15.01% | 0% | 0% | 1 | 19.33% | 0% | 0% | 1 | 36.49% | 0% | 0% | 1 | 67.21% | 0% | 0% | 2 | 7.445% | 0% | 0% | 1
220 | Vierra | Solano | 0 | 0 | 0 | 0% | 0% | 1 |  |  |  |  | 74.06% | [5 empty] | 0% | 0% | 0% | 1 | 17.08% | 0% | 0% | 1 | 5.272% | 0% | 0% | 1 | 5.272% | 0% | 0% | 1 | 19.61% | 0% | 0% | 1 | 0% | 0% | 0% | 1 | 4.47% | 0% | 0% | 1 | 0% | 0% | 1 |  |  |  |  | 72.63% | [5 empty] | 0% | 0% | 0% | 1 | 30.43% | 0% | 0% | 1 | 6.954% | 0% | 0% | 1 | 5.419% | 0% | 0% | 1 | 33.05% | 0% | 0% | 1 | 0.8727% | 0% | 0% | 1 | 3.153% | 0% | 0% | 1 | 0% | 0% | 1 |  |  |  |  | 56.48% | [5 empty] | 0% | 0% | 0% | 1 | 47.2% | 0% | 0% | 1 | 14.96% | 0% | 0% | 1 | 15.03% | 0% | 0% | 1 | 49.56% | 0% | 0% | 1 | 10.25% | 0% | 0% | 1 | 3.54% | 0% | 0% | 1 | 0% | 0% | 1 |  |  |  |  | 44.41% | [5 empty] | 7.507% | 0.383% | 7.89% | 2 | 48.96% | 0% | 0% | 1 | 20.9% | 0% | 0% | 1 | 27.2% | 0% | 0% | 1 | 57.75% | 0% | 0% | 2 | 19.98% | 0% | 0% | 1 | 5.339% | 0% | 0% | 1
221 | Coyote | Peninsula_Monterey | 0 | 0 | 0 | 0% | 0% | 1 |  |  |  |  | 0% | [5 empty] | 44.58% | 55.42% | 100% | 5 | 100% | 0% | 0% | 5 | 0.5604% | 0% | 0% | 1 | 31.38% | 0% | 0% | 1 | 100% | 0% | 0% | 5 | 83.19% | 0% | 0% | 3 | 3.348% | 0% | 0% | 1 | 0% | 0% | 1 |  |  |  |  | 0% | [5 empty] | 84.27% | 15.73% | 100% | 5 | 84.87% | 0% | 0% | 3 | 32.65% | 0% | 0% | 1 | 47.7% | 0% | 0% | 1 | 93.49% | 0% | 0% | 4 | 89.41% | 0% | 0% | 3 | 1.69% | 0% | 0% | 1 | 0% | 0% | 1 |  |  |  |  | 0.02532% | [5 empty] | 77.46% | 21.6% | 99.06% | 5 | 81.82% | 0% | 0% | 3 | 24.53% | 0% | 0% | 1 | 41.76% | 0% | 0% | 1 | 93.81% | 0% | 0% | 4 | 84.27% | 0% | 0% | 3 | 1.986% | 0% | 0% | 1 | 0% | 0% | 1 |  |  |  |  | 1.985% | [5 empty] | 53.19% | 9.762% | 62.95% | 3 | 82% | 0% | 0% | 3 | 31.06% | 0% | 0% | 1 | 52.39% | 0% | 0% | 2 | 94.68% | 0% | 0% | 4 | 82.62% | 0% | 0% | 3 | 3.801% | 0% | 0% | 1
222 | Metcalf | Peninsula_Monterey | 0 | 0 | 0 | 0% | 0% | 1 |  |  |  |  | 0% | [5 empty] | 54.63% | 45.37% | 100% | 5 | 100% | 0% | 0% | 5 | 0.9887% | 0% | 0% | 1 | 25.25% | 0% | 0% | 1 | 100% | 0% | 0% | 5 | 85.93% | 0% | 0% | 3 | 2.633% | 0% | 0% | 1 | 0% | 0% | 1 |  |  |  |  | 0% | [5 empty] | 85.57% | 14.43% | 100% | 5 | 86.15% | 0% | 0% | 3 | 31.64% | 0% | 0% | 1 | 45.41% | 0% | 0% | 1 | 93.71% | 0% | 0% | 4 | 90.53% | 0% | 0% | 4 | 1.705% | 0% | 0% | 1 | 0% | 0% | 1 |  |  |  |  | 0.02462% | [5 empty] | 78.23% | 20.7% | 98.93% | 5 | 82.28% | 0% | 0% | 3 | 25.02% | 0% | 0% | 1 | 41.66% | 0% | 0% | 1 | 93.66% | 0% | 0% | 4 | 84.93% | 0% | 0% | 3 | 1.943% | 0% | 0% | 1 | 0% | 0% | 1 |  |  |  |  | 1.864% | [5 empty] | 52.45% | 9.647% | 62.1% | 3 | 82.31% | 0% | 0% | 3 | 30.81% | 0% | 0% | 1 | 52.44% | 0% | 0% | 2 | 94.79% | 0% | 0% | 4 | 83.41% | 0% | 0% | 3 | 3.766% | 0% | 0% | 1
223 | Diablo | Kern_Greater_Carrizo | 0 | 0 | 0 | 0% | 0% | 1 |  |  |  |  | 0.1285% | [5 empty] | 11.53% | 86.53% | 98.06% | 5 | 8.434% | 0% | 0% | 1 | 3.329% | 0% | 0% | 1 | 60.16% | 0% | 0% | 2 | 60.16% | 0% | 0% | 2 | 62.61% | 0% | 0% | 2 | 8.616% | 0% | 0% | 1 | 0% | 0% | 1 |  |  |  |  | 0.1207% | [5 empty] | 26.05% | 60.58% | 86.62% | 5 | 19.21% | 0% | 0% | 1 | 6.802% | 0% | 0% | 1 | 61.25% | 0% | 0% | 2 | 65.02% | 0% | 0% | 2 | 60.67% | 0% | 0% | 2 | 7.902% | 0% | 0% | 1 | 0% | 0% | 1 |  |  |  |  | 0.5892% | [5 empty] | 23.46% | 61.38% | 84.83% | 5 | 52.98% | 0% | 0% | 2 | 19.75% | 0% | 0% | 1 | 46.5% | 0% | 0% | 1 | 72.18% | 0% | 0% | 3 | 64.11% | 0% | 0% | 2 | 8.463% | 0% | 0% | 1 | 0% | 0% | 1 |  |  |  |  | 2.829% | [5 empty] | 37.7% | 34.56% | 72.26% | 5 | 33.88% | 0% | 0% | 1 | 13.93% | 0% | 0% | 1 | 38.3% | 0% | 0% | 1 | 53.94% | 0% | 0% | 2 | 49.39% | 0% | 0% | 1 | 5.812% | 0% | 0% | 1
224 | Coolwater | Greater_Kramer | 212.18 | 8487.2 | 0 | 166.2% | 11.61% | 5 |  |  |  |  | 0.6204% | [5 empty] | 0% | 0% | 0% | 1 | 78.15% | 113.5% | 3.772% | 4 | 24.21% | 32.72% | 0% | 2 | 13.29% | 28.6% | 0% | 2 | 80.3% | 125.8% | 6.342% | 4 | 51.96% | 51.61% | 0% | 3 | 2.766% | 25.5% | 0% | 2 | 34.48% | 0% | 2 |  |  |  |  | 2.568% | [5 empty] | 0% | 0% | 0% | 1 | 53.43% | 29.09% | 0% | 2 | 21.63% | 17.29% | 0% | 1 | 9.857% | 15.03% | 0% | 1 | 55.25% | 30.27% | 0% | 2 | 33.63% | 20.41% | 0% | 2 | 2.064% | 13.83% | 0% | 1 | 23.53% | 0% | 2 |  |  |  |  | 2.312% | [5 empty] | 0% | 0% | 0% | 1 | 44.78% | 13.23% | 0% | 1 | 19.44% | 9.068% | 0% | 1 | 13.11% | 8.408% | 0% | 1 | 50.4% | 14.73% | 0% | 2 | 44.88% | 13.25% | 0% | 1 | 2.133% | 7.465% | 0% | 1 | 12.86% | 0% | 1 |  |  |  |  | 1.424% | [5 empty] | 0% | 0% | 0% | 1 | 43.04% | 6.529% | 0% | 1 | 27.27% | 5.113% | 0% | 1 | 15.27% | 4.389% | 0% | 1 | 54.58% | 8.188% | 0% | 2 | 39.14% | 6.111% | 0% | 1 | 2.024% | 3.796% | 0% | 1
225 | San Onofre | Greater_SD | 0 | 0 | 0 | 0% | 0% | 1 |  |  |  |  | 0% | [5 empty] | 17.12% | 0% | 17.12% | 1 | 0% | 0% | 0% | 1 | 66.45% | 0% | 0% | 2 | 73.72% | 0% | 0% | 3 | 73.72% | 0% | 0% | 3 | 7.89% | 0% | 0% | 1 | 7.969% | 0% | 0% | 1 | 0% | 0% | 1 |  |  |  |  | 0% | [5 empty] | 2.352% | 0% | 2.352% | 1 | 3.837% | 0% | 0% | 1 | 61.56% | 0% | 0% | 2 | 91.73% | 0% | 0% | 4 | 91.73% | 0% | 0% | 4 | 1.084% | 0% | 0% | 1 | 13.29% | 0% | 0% | 1 | 0% | 0% | 1 |  |  |  |  | 0% | [5 empty] | 2.952% | 0% | 2.952% | 1 | 5.542% | 0% | 0% | 1 | 62.65% | 0% | 0% | 2 | 90.1% | 0% | 0% | 4 | 90.1% | 0% | 0% | 4 | 0.9859% | 0% | 0% | 1 | 12.37% | 0% | 0% | 1 | 0% | 0% | 1 |  |  |  |  | 0% | [5 empty] | 1.414% | 0% | 1.414% | 1 | 3.246% | 0% | 0% | 1 | 38.58% | 0% | 0% | 1 | 92.47% | 0% | 0% | 4 | 92.55% | 0% | 0% | 4 | 0.4723% | 0% | 0% | 1 | 13.04% | 0% | 0% | 1
226 | Woodland | Solano | 0 | 0 | 0 | 0% | 0% | 1 |  |  |  |  | 62.61% | [5 empty] | 0% | 0% | 0% | 1 | 53.84% | 0% | 0% | 2 | 15.41% | 0% | 0% | 1 | 30.37% | 0% | 0% | 1 | 65.5% | 0% | 0% | 2 | 0% | 0% | 0% | 1 | 5.124% | 0% | 0% | 1 | 0% | 0% | 1 |  |  |  |  | 66.39% | [5 empty] | 0.01327% | 0% | 0.01327% | 1 | 55.02% | 0% | 0% | 2 | 8.312% | 0% | 0% | 1 | 30.8% | 0% | 0% | 1 | 67.07% | 0% | 0% | 2 | 0.3975% | 0% | 0% | 1 | 3.909% | 0% | 0% | 1 | 0% | 0% | 1 |  |  |  |  | 58.11% | [5 empty] | 4.95% | 0% | 4.95% | 1 | 55.92% | 0% | 0% | 2 | 7.609% | 0% | 0% | 1 | 34.21% | 0% | 0% | 1 | 68.74% | 0% | 0% | 2 | 6.143% | 0% | 0% | 1 | 4.339% | 0% | 0% | 1 | 0% | 0% | 1 |  |  |  |  | 51.55% | [5 empty] | 13.95% | 0% | 13.95% | 1 | 47.63% | 0% | 0% | 1 | 9.494% | 0% | 0% | 1 | 29.18% | 0% | 0% | 1 | 63.03% | 0% | 0% | 2 | 13.31% | 0% | 0% | 1 | 6.087% | 0% | 0% | 1
227 | Donnells | El_Dorado_Mariposa | 0 | 0 | 0 | 0% | 0% | 1 |  |  |  |  | 0% | [5 empty] | 35.51% | 1.89% | 37.4% | 2 | 0.3153% | 0% | 0% | 1 | 2.958% | 0% | 0% | 1 | 11.47% | 0% | 0% | 1 | 13.79% | 0% | 0% | 1 | 75.65% | 0% | 0% | 3 | 4.2% | 0% | 0% | 1 | 0% | 0% | 1 |  |  |  |  | 0% | [5 empty] | 42.89% | 1.347% | 44.24% | 2 | 8.778% | 0% | 0% | 1 | 4.083% | 0% | 0% | 1 | 7.422% | 0% | 0% | 1 | 19.68% | 0% | 0% | 1 | 66.38% | 0% | 0% | 2 | 3.907% | 0% | 0% | 1 | 0% | 0% | 1 |  |  |  |  | 0% | [5 empty] | 50.83% | 0.9872% | 51.81% | 3 | 6.488% | 0% | 0% | 1 | 5.285% | 0% | 0% | 1 | 8.529% | 0% | 0% | 1 | 18.31% | 0% | 0% | 1 | 54.45% | 0% | 0% | 2 | 3.577% | 0% | 0% | 1 | 0% | 0% | 1 |  |  |  |  | 0% | [5 empty] | 48.13% | 0.6913% | 48.82% | 2 | 5.921% | 0% | 0% | 1 | 7.68% | 0% | 0% | 1 | 11.03% | 0% | 0% | 1 | 22.77% | 0% | 0% | 1 | 61.6% | 0% | 0% | 2 | 5.281% | 0% | 0% | 1
228 | Mandalay | Greater_LA | 0 | 0 | 0 | 0% | 0% | 1 |  |  |  |  | 0% | [5 empty] | 1.202% | 0% | 1.202% | 1 | 20.32% | 0% | 0% | 1 | 48.89% | 0% | 0% | 1 | 83.1% | 0% | 0% | 3 | 83.1% | 0% | 0% | 3 | 0% | 0% | 0% | 1 | 40.64% | 0% | 0% | 1 | 0% | 0% | 1 |  |  |  |  | 0.1215% | [5 empty] | 4.009% | 0.005812% | 4.015% | 2 | 25.93% | 0% | 0% | 1 | 55.89% | 0% | 0% | 2 | 81.01% | 0% | 0% | 3 | 81.01% | 0% | 0% | 3 | 0% | 0% | 0% | 1 | 45.72% | 0% | 0% | 1 | 0% | 0% | 1 |  |  |  |  | 0.1462% | [5 empty] | 5.754% | 0.8722% | 6.626% | 2 | 25.3% | 0% | 0% | 1 | 52.79% | 0% | 0% | 2 | 76.66% | 0% | 0% | 3 | 77.51% | 0% | 0% | 3 | 0.6876% | 0% | 0% | 1 | 43.23% | 0% | 0% | 1 | 0% | 0% | 1 |  |  |  |  | 4.815% | [5 empty] | 12.97% | 70.43% | 83.4% | 5 | 43.65% | 0% | 0% | 1 | 7.556% | 0% | 0% | 1 | 14.56% | 0% | 0% | 1 | 54.54% | 0% | 0% | 2 | 46.47% | 0% | 0% | 1 | 16.41% | 0% | 0% | 1
229 | North Gila | Arizona | 0 | 0 | 0 | 0% | 0% | 1 |  |  |  |  | 32.65% | [5 empty] | 0% | 0% | 0% | 1 | 1.12% | 0% | 0% | 1 | 75.61% | 0% | 0% | 3 | 66.97% | 0% | 0% | 2 | 75.71% | 0% | 0% | 3 | 44.21% | 0% | 0% | 1 | 4.551% | 0% | 0% | 1 | 0% | 0% | 1 |  |  |  |  | 17.4% | [5 empty] | 0% | 0% | 0% | 1 | 0.6205% | 0% | 0% | 1 | 54.91% | 0% | 0% | 2 | 50.57% | 0% | 0% | 2 | 55.02% | 0% | 0% | 2 | 58.58% | 0% | 0% | 2 | 3.269% | 0% | 0% | 1 | 0% | 0% | 1 |  |  |  |  | 13.38% | [5 empty] | 0% | 0% | 0% | 1 | 0.5141% | 0% | 0% | 1 | 47.85% | 0% | 0% | 1 | 40.23% | 0% | 0% | 1 | 47.93% | 0% | 0% | 1 | 55.24% | 0% | 0% | 2 | 2.528% | 0% | 0% | 1 | 0% | 0% | 1 |  |  |  |  | 12.99% | [5 empty] | 0% | 0% | 0% | 1 | 0.6263% | 0% | 0% | 1 | 46.57% | 0% | 0% | 1 | 39.13% | 0% | 0% | 1 | 46.65% | 0% | 0% | 1 | 54.81% | 0% | 0% | 2 | 2.455% | 0% | 0% | 1
230 | Eight Mile | Solano | 0 | 0 | 0 | 0% | 0% | 1 |  |  |  |  | 75.9% | [5 empty] | 0% | 0% | 0% | 1 | 18.56% | 0% | 0% | 1 | 28.14% | 0% | 0% | 1 | 28.14% | 0% | 0% | 1 | 35.93% | 0% | 0% | 1 | 0% | 0% | 0% | 1 | 7.291% | 0% | 0% | 1 | 0% | 0% | 1 |  |  |  |  | 72.97% | [5 empty] | 0% | 0% | 0% | 1 | 14.32% | 0% | 0% | 1 | 20.66% | 0% | 0% | 1 | 21.17% | 0% | 0% | 1 | 30.24% | 0% | 0% | 1 | 0% | 0% | 0% | 1 | 8.036% | 0% | 0% | 1 | 0% | 0% | 1 |  |  |  |  | 67.85% | [5 empty] | 0% | 0% | 0% | 1 | 14.18% | 0% | 0% | 1 | 18.73% | 0% | 0% | 1 | 18.95% | 0% | 0% | 1 | 29.57% | 0% | 0% | 1 | 0% | 0% | 0% | 1 | 7.509% | 0% | 0% | 1 | 0% | 0% | 1 |  |  |  |  | 48.56% | [5 empty] | 3.358% | 1.064% | 4.422% | 2 | 28.95% | 0% | 0% | 1 | 24.57% | 0% | 0% | 1 | 27% | 0% | 0% | 1 | 44.62% | 0% | 0% | 1 | 4.717% | 0% | 0% | 1 | 10.21% | 0% | 0% | 1
231 | Kern Power | Central_Valley_North_Los_Banos | 0 | 0 | 0 | 0% | 0% | 1 |  |  |  |  | 0% | [5 empty] | 0% | 0% | 0% | 1 | 0% | 0% | 0% | 1 | 0% | 0% | 0% | 1 | 0% | 0% | 0% | 1 | 0% | 0% | 0% | 1 | 0% | 0% | 0% | 1 | 0% | 0% | 0% | 1 | 0% | 0% | 1 |  |  |  |  | 0% | [5 empty] | 0% | 0% | 0% | 1 | 0% | 0% | 0% | 1 | 0% | 0% | 0% | 1 | 0% | 0% | 0% | 1 | 0% | 0% | 0% | 1 | 0% | 0% | 0% | 1 | 0% | 0% | 0% | 1 | 0% | 0% | 1 |  |  |  |  | 0% | [5 empty] | 0% | 0% | 0% | 1 | 0% | 0% | 0% | 1 | 0% | 0% | 0% | 1 | 0% | 0% | 0% | 1 | 0% | 0% | 0% | 1 | 0% | 0% | 0% | 1 | 0% | 0% | 0% | 1 | 0% | 0% | 1 |  |  |  |  | 0% | [5 empty] | 34.06% | 65.94% | 100% | 5 | 74.89% | 0% | 0% | 3 | 19.26% | 0% | 0% | 1 | 32.14% | 0% | 0% | 1 | 89.34% | 0% | 0% | 3 | 47.3% | 0% | 0% | 1 | 2.328% | 0% | 0% | 1
232 | Renfro | Central_Valley_North_Los_Banos | 0 | 0 | 0 | 0% | 0% | 1 |  |  |  |  | 0% | [5 empty] | 0% | 0% | 0% | 1 | 0% | 0% | 0% | 1 | 0% | 0% | 0% | 1 | 0% | 0% | 0% | 1 | 0% | 0% | 0% | 1 | 0% | 0% | 0% | 1 | 0% | 0% | 0% | 1 | 0% | 0% | 1 |  |  |  |  | 0% | [5 empty] | 0% | 0% | 0% | 1 | 0% | 0% | 0% | 1 | 0% | 0% | 0% | 1 | 0% | 0% | 0% | 1 | 0% | 0% | 0% | 1 | 0% | 0% | 0% | 1 | 0% | 0% | 0% | 1 | 0% | 0% | 1 |  |  |  |  | 0% | [5 empty] | 0% | 0% | 0% | 1 | 0% | 0% | 0% | 1 | 0% | 0% | 0% | 1 | 0% | 0% | 0% | 1 | 0% | 0% | 0% | 1 | 0% | 0% | 0% | 1 | 0% | 0% | 0% | 1 | 0% | 0% | 1 |  |  |  |  | 0% | [5 empty] | 100% | 0% | 100% | 5 | 100% | 0% | 0% | 5 | 0% | 0% | 0% | 1 | 69.14% | 0% | 0% | 2 | 100% | 0% | 0% | 5 | 33.59% | 0% | 0% | 1 | 0% | 0% | 0% | 1
233 | Highwind | Tehachapi | 0 | 0 | 0 | 0% | 0% | 1 |  |  |  |  | 0.2845% | [5 empty] | 67.72% | 19.93% | 87.65% | 5 | 42.04% | 0% | 0% | 1 | 5.479% | 0% | 0% | 1 | 32.07% | 0% | 0% | 1 | 64.45% | 0% | 0% | 2 | 46.76% | 0% | 0% | 1 | 1.54% | 0% | 0% | 1 | 0% | 0% | 1 |  |  |  |  | 0.1107% | [5 empty] | 63% | 12.27% | 75.27% | 5 | 36.49% | 0% | 0% | 1 | 18.4% | 0% | 0% | 1 | 33.83% | 0% | 0% | 1 | 62.8% | 0% | 0% | 2 | 50.49% | 0% | 0% | 2 | 1.29% | 0% | 0% | 1 | 0% | 0% | 1 |  |  |  |  | 0.6396% | [5 empty] | 52.37% | 8.862% | 61.23% | 3 | 45.57% | 0% | 0% | 1 | 18.98% | 0% | 0% | 1 | 25.14% | 0% | 0% | 1 | 63.5% | 0% | 0% | 2 | 47.57% | 0% | 0% | 1 | 1.096% | 0% | 0% | 1 | 0% | 0% | 1 |  |  |  |  | 0.8735% | [5 empty] | 40.35% | 7.584% | 47.94% | 2 | 33.91% | 0% | 0% | 1 | 33.44% | 0% | 0% | 1 | 26.58% | 0% | 0% | 1 | 65.23% | 0% | 0% | 2 | 39.18% | 0% | 0% | 1 | 1.328% | 0% | 0% | 1
234 | Sylmar | Tehachapi | 0 | 0 | 0 | 0% | 0% | 1 |  |  |  |  | 0% | [5 empty] | 0% | 100% | 100% | 5 | 64.29% | 0% | 0% | 2 | 0% | 0% | 0% | 1 | 4.485% | 0% | 0% | 1 | 68.77% | 0% | 0% | 2 | 66.49% | 0% | 0% | 2 | 13.65% | 0% | 0% | 1 | 0% | 0% | 1 |  |  |  |  | 0.8631% | [5 empty] | 0% | 100% | 100% | 5 | 65.17% | 0% | 0% | 2 | 0% | 0% | 0% | 1 | 11.53% | 0% | 0% | 1 | 72.39% | 0% | 0% | 3 | 54.73% | 0% | 0% | 2 | 9.773% | 0% | 0% | 1 | 0% | 0% | 1 |  |  |  |  | 3.308% | [5 empty] | 5.217% | 94.7% | 99.92% | 5 | 63.45% | 0% | 0% | 2 | 0.4366% | 0% | 0% | 1 | 6.846% | 0% | 0% | 1 | 66.29% | 0% | 0% | 2 | 58.2% | 0% | 0% | 2 | 11.32% | 0% | 0% | 1 | 0% | 0% | 1 |  |  |  |  | 1.752% | [5 empty] | 22.16% | 76.27% | 98.43% | 5 | 40.21% | 0% | 0% | 1 | 13.8% | 0% | 0% | 1 | 14.96% | 0% | 0% | 1 | 56.64% | 0% | 0% | 2 | 47.53% | 0% | 0% | 1 | 8.444% | 0% | 0% | 1
235 | Westley | Central_Valley_North_Los_Banos | 0 | 0 | 0 | 0% | 0% | 1 |  |  |  |  | 56.03% | [5 empty] | 8.737% | 0% | 8.737% | 1 | 69.39% | 0% | 0% | 2 | 14.21% | 0% | 0% | 1 | 19.13% | 0% | 0% | 1 | 71.5% | 0% | 0% | 3 | 26.08% | 0% | 0% | 1 | 2.753% | 0% | 0% | 1 | 0% | 0% | 1 |  |  |  |  | 52.28% | [5 empty] | 8.364% | 0% | 8.364% | 1 | 58.85% | 0% | 0% | 2 | 11.03% | 0% | 0% | 1 | 17.91% | 0% | 0% | 1 | 60.16% | 0% | 0% | 2 | 28.22% | 0% | 0% | 1 | 2.806% | 0% | 0% | 1 | 0% | 0% | 1 |  |  |  |  | 46.87% | [5 empty] | 9.443% | 0% | 9.443% | 1 | 58.32% | 0% | 0% | 2 | 15.96% | 0% | 0% | 1 | 20.97% | 0% | 0% | 1 | 59.76% | 0% | 0% | 2 | 31.77% | 0% | 0% | 1 | 2.921% | 0% | 0% | 1 | 0% | 0% | 1 |  |  |  |  | 40.52% | [5 empty] | 10.8% | 0% | 10.8% | 1 | 53.29% | 0% | 0% | 2 | 15.81% | 0% | 0% | 1 | 22.71% | 0% | 0% | 1 | 57.87% | 0% | 0% | 2 | 24% | 0% | 0% | 1 | 3.429% | 0% | 0% | 1
236 | GWF Hanford Sw Sta | Central_Valley_North_Los_Banos | 0 | 0 | 0 | 0% | 0% | 1 |  |  |  |  | 23.17% | [5 empty] | 0% | 0% | 0% | 1 | 0% | 0% | 0% | 1 | 0% | 0% | 0% | 1 | 0% | 0% | 0% | 1 | 0% | 0% | 0% | 1 | 0% | 0% | 0% | 1 | 3.672% | 0% | 0% | 1 | 0% | 0% | 1 |  |  |  |  | 32.76% | [5 empty] | 0% | 0% | 0% | 1 | 1.134% | 0% | 0% | 1 | 0% | 0% | 0% | 1 | 0.1006% | 0% | 0% | 1 | 1.134% | 0% | 0% | 1 | 0% | 0% | 0% | 1 | 3.71% | 0% | 0% | 1 | 0% | 0% | 1 |  |  |  |  | 39.15% | [5 empty] | 0% | 0% | 0% | 1 | 3.839% | 0% | 0% | 1 | 0.6098% | 0% | 0% | 1 | 0.6841% | 0% | 0% | 1 | 3.839% | 0% | 0% | 1 | 0% | 0% | 0% | 1 | 3.074% | 0% | 0% | 1 | 0% | 0% | 1 |  |  |  |  | 54.69% | [5 empty] | 0% | 0% | 0% | 1 | 6.278% | 0% | 0% | 1 | 1.238% | 0% | 0% | 1 | 3.89% | 0% | 0% | 1 | 9.414% | 0% | 0% | 1 | 0.1019% | 0% | 0% | 1 | 1.489% | 0% | 0% | 1
237 | Tevis | Central_Valley_North_Los_Banos | 0 | 0 | 0 | 0% | 0% | 1 |  |  |  |  | 0% | [5 empty] | 0% | 0% | 0% | 1 | 0% | 0% | 0% | 1 | 0% | 0% | 0% | 1 | 0% | 0% | 0% | 1 | 0% | 0% | 0% | 1 | 0% | 0% | 0% | 1 | 0% | 0% | 0% | 1 | 0% | 0% | 1 |  |  |  |  | 0% | [5 empty] | 0% | 0% | 0% | 1 | 0% | 0% | 0% | 1 | 0% | 0% | 0% | 1 | 0% | 0% | 0% | 1 | 0% | 0% | 0% | 1 | 0% | 0% | 0% | 1 | 0% | 0% | 0% | 1 | 0% | 0% | 1 |  |  |  |  | 0% | [5 empty] | 0% | 0% | 0% | 1 | 0% | 0% | 0% | 1 | 0% | 0% | 0% | 1 | 0% | 0% | 0% | 1 | 0% | 0% | 0% | 1 | 0% | 0% | 0% | 1 | 0% | 0% | 0% | 1 | 0% | 0% | 1 |  |  |  |  | 0% | [5 empty] | 4.606% | 95.39% | 100% | 5 | 88.98% | 0% | 0% | 3 | 1.356% | 0% | 0% | 1 | 2.434% | 0% | 0% | 1 | 88.98% | 0% | 0% | 3 | 23.35% | 0% | 0% | 1 | 1.516% | 0% | 0% | 1
238 | Otay Mesa | Greater_SD | 0 | 0 | 0 | 0% | 0% | 1 |  |  |  |  | 0% | [5 empty] | 51.14% | 1.807% | 52.94% | 3 | 21.62% | 0% | 0% | 1 | 58.7% | 0% | 0% | 2 | 83.11% | 0% | 0% | 3 | 83.11% | 0% | 0% | 3 | 13.75% | 0% | 0% | 1 | 17.66% | 0% | 0% | 1 | 0% | 0% | 1 |  |  |  |  | 0% | [5 empty] | 28.57% | 9.595% | 38.16% | 2 | 14.74% | 0% | 0% | 1 | 58.62% | 0% | 0% | 2 | 84.15% | 0% | 0% | 3 | 84.15% | 0% | 0% | 3 | 14.8% | 0% | 0% | 1 | 11.79% | 0% | 0% | 1 | 0% | 0% | 1 |  |  |  |  | 0% | [5 empty] | 7.762% | 7.066% | 14.83% | 2 | 4.327% | 0% | 0% | 1 | 18.82% | 0% | 0% | 1 | 80.83% | 0% | 0% | 3 | 81.15% | 0% | 0% | 3 | 5.255% | 0% | 0% | 1 | 3.844% | 0% | 0% | 1 | 0% | 0% | 1 |  |  |  |  | 0.8691% | [5 empty] | 2.586% | 68.03% | 70.61% | 5 | 4.955% | 0% | 0% | 1 | 38.26% | 0% | 0% | 1 | 45.87% | 0% | 0% | 1 | 71.93% | 0% | 0% | 3 | 29.45% | 0% | 0% | 1 | 2.826% | 0% | 0% | 1
239 | Redondo | Greater_LA | 0 | 0 | 0 | 0% | 0% | 1 |  |  |  |  | 0% | [5 empty] | 16.69% | 0% | 16.69% | 1 | 1.315% | 0% | 0% | 1 | 12.41% | 0% | 0% | 1 | 74.52% | 0% | 0% | 3 | 75.84% | 0% | 0% | 3 | 0% | 0% | 0% | 1 | 0.07856% | 0% | 0% | 1 | 0% | 0% | 1 |  |  |  |  | 0% | [5 empty] | 2.673% | 0% | 2.673% | 1 | 0.2106% | 0% | 0% | 1 | 2.446% | 0% | 0% | 1 | 54.35% | 0% | 0% | 2 | 54.56% | 0% | 0% | 2 | 0% | 0% | 0% | 1 | 0.1382% | 0% | 0% | 1 | 0% | 0% | 1 |  |  |  |  | 0% | [5 empty] | 3.223% | 0.5033% | 3.726% | 2 | 0.8773% | 0% | 0% | 1 | 7.858% | 0% | 0% | 1 | 58.74% | 0% | 0% | 2 | 59.62% | 0% | 0% | 2 | 0% | 0% | 0% | 1 | 0.4211% | 0% | 0% | 1 | 0% | 0% | 1 |  |  |  |  | 0% | [5 empty] | 1.668% | 14.41% | 16.08% | 3 | 0.6161% | 0% | 0% | 1 | 13.45% | 0% | 0% | 1 | 63.54% | 0% | 0% | 2 | 64.16% | 0% | 0% | 2 | 2.287% | 0% | 0% | 1 | 3.998% | 0% | 0% | 1
240 | Arkansas | Greater_Imperial (Exclude) | 0 | 0 | 0 | 0% | 0% | 1 |  |  |  |  | 62.34% | [5 empty] | 0% | 0% | 0% | 1 | 2.673% | 0% | 0% | 1 | 32.15% | 0% | 0% | 1 | 30.05% | 0% | 0% | 1 | 34.69% | 0% | 0% | 1 | 1.862% | 0% | 0% | 1 | 3.622% | 0% | 0% | 1 | 0% | 0% | 1 |  |  |  |  | 62.95% | [5 empty] | 0% | 0% | 0% | 1 | 5.15% | 0% | 0% | 1 | 24.64% | 0% | 0% | 1 | 20.39% | 0% | 0% | 1 | 30.49% | 0% | 0% | 1 | 6.119% | 0% | 0% | 1 | 3.414% | 0% | 0% | 1 | 0% | 0% | 1 |  |  |  |  | 56.03% | [5 empty] | 0% | 0% | 0% | 1 | 6.833% | 0% | 0% | 1 | 15.68% | 0% | 0% | 1 | 13.77% | 0% | 0% | 1 | 23.25% | 0% | 0% | 1 | 9.714% | 0% | 0% | 1 | 4.272% | 0% | 0% | 1 | 0% | 0% | 1 |  |  |  |  | 53.54% | [5 empty] | 0% | 0% | 0% | 1 | 6.741% | 0% | 0% | 1 | 12.73% | 0% | 0% | 1 | 11.42% | 0% | 0% | 1 | 20.69% | 0% | 0% | 1 | 12.78% | 0% | 0% | 1 | 3.972% | 0% | 0% | 1
241 | California Water | Central_Valley_North_Los_Banos | 0 | 0 | 0 | 0% | 0% | 1 |  |  |  |  | 0% | [5 empty] | 0% | 0% | 0% | 1 | 0% | 0% | 0% | 1 | 0% | 0% | 0% | 1 | 0% | 0% | 0% | 1 | 0% | 0% | 0% | 1 | 0% | 0% | 0% | 1 | 0% | 0% | 0% | 1 | 0% | 0% | 1 |  |  |  |  | 0% | [5 empty] | 100% | 0% | 100% | 5 | 100% | 0% | 0% | 5 | 0% | 0% | 0% | 1 | 0% | 0% | 0% | 1 | 100% | 0% | 0% | 5 | 14.81% | 0% | 0% | 1 | 0% | 0% | 0% | 1 | 0% | 0% | 1 |  |  |  |  | 0% | [5 empty] | 55.5% | 44.5% | 100% | 5 | 61.62% | 0% | 0% | 2 | 32.69% | 0% | 0% | 1 | 54.61% | 0% | 0% | 2 | 87.66% | 0% | 0% | 3 | 67.51% | 0% | 0% | 2 | 2.508% | 0% | 0% | 1 | 0% | 0% | 1 |  |  |  |  | 0.2186% | [5 empty] | 58.26% | 41.74% | 100% | 5 | 34.89% | 0% | 0% | 1 | 14.16% | 0% | 0% | 1 | 35.72% | 0% | 0% | 1 | 60.68% | 0% | 0% | 2 | 69.07% | 0% | 0% | 2 | 2.414% | 0% | 0% | 1
242 | Grimway | Central_Valley_North_Los_Banos | 0 | 0 | 0 | 0% | 0% | 1 |  |  |  |  | 0% | [5 empty] | 0% | 0% | 0% | 1 | 0% | 0% | 0% | 1 | 0% | 0% | 0% | 1 | 0% | 0% | 0% | 1 | 0% | 0% | 0% | 1 | 0% | 0% | 0% | 1 | 0% | 0% | 0% | 1 | 0% | 0% | 1 |  |  |  |  | 0% | [5 empty] | 0% | 100% | 100% | 5 | 75.93% | 0% | 0% | 3 | 0.9538% | 0% | 0% | 1 | 0.9538% | 0% | 0% | 1 | 75.93% | 0% | 0% | 3 | 18.86% | 0% | 0% | 1 | 2.824% | 0% | 0% | 1 | 0% | 0% | 1 |  |  |  |  | 0% | [5 empty] | 14.97% | 85.03% | 100% | 5 | 56.68% | 0% | 0% | 2 | 2.25% | 0% | 0% | 1 | 4.802% | 0% | 0% | 1 | 57.23% | 0% | 0% | 2 | 48.38% | 0% | 0% | 1 | 2.417% | 0% | 0% | 1 | 0% | 0% | 1 |  |  |  |  | 0.1096% | [5 empty] | 74.38% | 19.01% | 93.4% | 5 | 57.49% | 0% | 0% | 2 | 25.88% | 0% | 0% | 1 | 43.15% | 0% | 0% | 1 | 72.65% | 0% | 0% | 3 | 67.2% | 0% | 0% | 2 | 2.383% | 0% | 0% | 1
243 | Viejo | Greater_LA | 0 | 0 | 0 | 0% | 0% | 1 |  |  |  |  | 0% | [5 empty] | 0% | 0% | 0% | 1 | 0% | 0% | 0% | 1 | 0% | 0% | 0% | 1 | 0% | 0% | 0% | 1 | 0% | 0% | 0% | 1 | 0% | 0% | 0% | 1 | 0% | 0% | 0% | 1 | 0% | 0% | 1 |  |  |  |  | 0% | [5 empty] | 1.762% | 0% | 1.762% | 1 | 0.3729% | 0% | 0% | 1 | 27.52% | 0% | 0% | 1 | 89.96% | 0% | 0% | 3 | 90.34% | 0% | 0% | 4 | 0% | 0% | 0% | 1 | 2.487% | 0% | 0% | 1 | 0% | 0% | 1 |  |  |  |  | 0% | [5 empty] | 1.199% | 10.38% | 11.58% | 3 | 7.105% | 0% | 0% | 1 | 28.61% | 0% | 0% | 1 | 87.16% | 0% | 0% | 3 | 94.26% | 0% | 0% | 4 | 5.289% | 0% | 0% | 1 | 8.234% | 0% | 0% | 1 | 0% | 0% | 1 |  |  |  |  | 0% | [5 empty] | 0.7372% | 6.081% | 6.818% | 2 | 4.16% | 0% | 0% | 1 | 26.83% | 0% | 0% | 1 | 91% | 0% | 0% | 4 | 95.16% | 0% | 0% | 5 | 3.343% | 0% | 0% | 1 | 5.297% | 0% | 0% | 1
244 | Kelso | Solano | 3.45 | 138 | 10 | 28.21% | 0% | 2 |  |  |  |  | 42.72% | [5 empty] | 10.2% | 1.286% | 11.48% | 2 | 54.75% | 0.4012% | 0% | 2 | 43.64% | 0.3222% | 0% | 1 | 44.97% | 0.33% | 0% | 1 | 63.03% | 0.4911% | 0% | 2 | 9.687% | 0.2011% | 0% | 1 | 5.877% | 0.1929% | 0% | 1 | 6.735% | 0% | 1 |  |  |  |  | 47.14% | [5 empty] | 12.24% | 3.102% | 15.34% | 2 | 46.98% | 0.1686% | 0% | 1 | 37.25% | 0.1424% | 0% | 1 | 38.21% | 0.1446% | 0% | 1 | 54.03% | 0.1944% | 0% | 2 | 18.11% | 0.1091% | 0% | 1 | 6.059% | 0.09514% | 0% | 1 | 3.883% | 0% | 1 |  |  |  |  | 43.19% | [5 empty] | 12.24% | 2.883% | 15.12% | 2 | 48.41% | 0.1196% | 0% | 1 | 38.47% | 0.1003% | 0% | 1 | 38.75% | 0.1008% | 0% | 1 | 59.75% | 0.1533% | 0% | 2 | 21.5% | 0.07862% | 0% | 1 | 7.491% | 0.06672% | 0% | 1 | 0.2542% | 0% | 1 |  |  |  |  | 43.31% | [5 empty] | 12.42% | 2.695% | 15.12% | 2 | 45.17% | 0.0564% | 0% | 1 | 31.06% | 0.04486% | 0% | 1 | 32.91% | 0.04609% | 0% | 1 | 56.63% | 0.0713% | 0% | 2 | 24.71% | 0.04107% | 0% | 1 | 7.611% | 0.03347% | 0% | 1
245 | BlytheSC 161 kV | Riverside (Exclude) | 0 | 0 | 0 | 0% | 0% | 1 |  |  |  |  | 6.729% | [5 empty] | 0% | 0% | 0% | 1 | 25.06% | 0% | 0% | 1 | 31.8% | 0% | 0% | 1 | 16.44% | 0% | 0% | 1 | 46.53% | 0% | 0% | 1 | 52.67% | 0% | 0% | 2 | 1.356% | 0% | 0% | 1 | 0% | 0% | 1 |  |  |  |  | 2.32% | [5 empty] | 0% | 0% | 0% | 1 | 41.98% | 0% | 0% | 1 | 33.33% | 0% | 0% | 1 | 26.77% | 0% | 0% | 1 | 52.43% | 0% | 0% | 2 | 66.94% | 0% | 0% | 2 | 1.075% | 0% | 0% | 1 | 0% | 0% | 1 |  |  |  |  | 1.664% | [5 empty] | 0% | 0% | 0% | 1 | 38.61% | 0% | 0% | 1 | 36.03% | 0% | 0% | 1 | 29.52% | 0% | 0% | 1 | 51.71% | 0% | 0% | 2 | 67.44% | 0% | 0% | 2 | 1.88% | 0% | 0% | 1 | 0% | 0% | 1 |  |  |  |  | 1.341% | [5 empty] | 0% | 0% | 0% | 1 | 44.97% | 0% | 0% | 1 | 42.13% | 0% | 0% | 1 | 36.6% | 0% | 0% | 1 | 58.49% | 0% | 0% | 2 | 64.28% | 0% | 0% | 2 | 3.918% | 0% | 0% | 1
246 | Windhub | Tehachapi | 174 | 6960 | 10 | 84.07% | 0% | 4 |  |  |  |  | 0% | [5 empty] | 47.8% | 0% | 47.8% | 2 | 40.12% | 33.1% | 0% | 2 | 29.59% | 28.15% | 0% | 2 | 33.78% | 29.93% | 0% | 2 | 72.07% | 70.96% | 0% | 3 | 23.51% | 25.91% | 0% | 2 | 0.2183% | 19.86% | 0% | 1 | 23.98% | 0% | 2 |  |  |  |  | 1.148% | [5 empty] | 38.91% | 4.523% | 43.43% | 2 | 43.09% | 11.4% | 0% | 1 | 25.16% | 8.668% | 0% | 1 | 21.99% | 8.316% | 0% | 1 | 65.39% | 18.74% | 0% | 2 | 36.44% | 10.21% | 0% | 1 | 0.8553% | 6.543% | 0% | 1 | 11.58% | 0% | 1 |  |  |  |  | 0.6564% | [5 empty] | 40.3% | 4.741% | 45.04% | 2 | 43.39% | 5.712% | 0% | 1 | 20.44% | 4.064% | 0% | 1 | 22.58% | 4.177% | 0% | 1 | 61.69% | 8.44% | 0% | 2 | 39.87% | 5.377% | 0% | 1 | 0.9836% | 3.266% | 0% | 1 | 5.115% | 0% | 1 |  |  |  |  | 1.219% | [5 empty] | 33.67% | 10.03% | 43.69% | 3 | 28% | 2.104% | 0% | 1 | 31.46% | 2.21% | 0% | 1 | 23.1% | 1.97% | 0% | 1 | 58.04% | 3.61% | 0% | 2 | 35.67% | 2.355% | 0% | 1 | 1.666% | 1.541% | 0% | 1
247 | Camanche | Solano | 0 | 0 | 0 | 0% | 0% | 1 |  |  |  |  | 58.42% | [5 empty] | 0% | 0% | 0% | 1 | 0% | 0% | 0% | 1 | 0% | 0% | 0% | 1 | 29.43% | 0% | 0% | 1 | 29.43% | 0% | 0% | 1 | 0% | 0% | 0% | 1 | 0.9412% | 0% | 0% | 1 | 0% | 0% | 1 |  |  |  |  | 56.03% | [5 empty] | 0% | 0% | 0% | 1 | 0% | 0% | 0% | 1 | 4.44% | 0% | 0% | 1 | 32.58% | 0% | 0% | 1 | 32.58% | 0% | 0% | 1 | 0% | 0% | 0% | 1 | 2.227% | 0% | 0% | 1 | 0% | 0% | 1 |  |  |  |  | 57.88% | [5 empty] | 0% | 0% | 0% | 1 | 3.56% | 0% | 0% | 1 | 8.368% | 0% | 0% | 1 | 12.67% | 0% | 0% | 1 | 13.88% | 0% | 0% | 1 | 2.969% | 0% | 0% | 1 | 10.93% | 0% | 0% | 1 | 0% | 0% | 1 |  |  |  |  | 38.65% | [5 empty] | 5.646% | 0% | 5.646% | 1 | 37.78% | 0% | 0% | 1 | 14.94% | 0% | 0% | 1 | 24.72% | 0% | 0% | 1 | 51.35% | 0% | 0% | 2 | 15.41% | 0% | 0% | 1 | 6.497% | 0% | 0% | 1
248 | Whirlwind | Tehachapi | 300 | 12000 | 10 | 30.25% | 0% | 2 |  |  |  |  | 1.828% | [5 empty] | 46.06% | 0.0005064% | 46.06% | 2 | 29.94% | 14.72% | 0% | 1 | 40.88% | 17.44% | 0% | 1 | 24.59% | 13.67% | 0% | 1 | 61.57% | 26.83% | 0% | 2 | 17.66% | 12.52% | 0% | 1 | 0.3227% | 10.35% | 0% | 1 | 21.49% | 0% | 2 |  |  |  |  | 1.714% | [5 empty] | 48.51% | 8.068% | 56.58% | 3 | 28.91% | 8.575% | 0% | 1 | 42.19% | 10.55% | 0% | 1 | 30.56% | 8.779% | 0% | 1 | 65.17% | 17.5% | 0% | 2 | 24.11% | 8.033% | 0% | 1 | 1.426% | 6.184% | 0% | 1 | 17.13% | 0% | 1 |  |  |  |  | 1.476% | [5 empty] | 45.62% | 16.21% | 61.82% | 3 | 29.09% | 7.093% | 0% | 1 | 37.39% | 8.034% | 0% | 1 | 29.32% | 7.116% | 0% | 1 | 60.94% | 12.88% | 0% | 2 | 27.52% | 6.94% | 0% | 1 | 2.364% | 5.151% | 0% | 1 | 10.86% | 0% | 1 |  |  |  |  | 1.647% | [5 empty] | 41.14% | 21.48% | 62.61% | 4 | 38% | 4.623% | 0% | 1 | 28.9% | 4.031% | 0% | 1 | 23.99% | 3.771% | 0% | 1 | 61.85% | 7.511% | 0% | 2 | 36.45% | 4.51% | 0% | 1 | 2.656% | 2.944% | 0% | 1
249 | El Casco | Riverside (Exclude) | 0 | 0 | 0 | 0% | 0% | 1 |  |  |  |  | 0.637% | [5 empty] | 0% | 100% | 100% | 5 | 2.885% | 0% | 0% | 1 | 0.03681% | 0% | 0% | 1 | 97.22% | 0% | 0% | 5 | 97.22% | 0% | 0% | 5 | 50.7% | 0% | 0% | 2 | 4.603% | 0% | 0% | 1 | 0% | 0% | 1 |  |  |  |  | 0.08417% | [5 empty] | 5.369% | 94.63% | 100% | 5 | 44.23% | 0% | 0% | 1 | 15.21% | 0% | 0% | 1 | 44.56% | 0% | 0% | 1 | 72.24% | 0% | 0% | 3 | 61.22% | 0% | 0% | 2 | 5.041% | 0% | 0% | 1 | 0% | 0% | 1 |  |  |  |  | 0.02958% | [5 empty] | 19.79% | 80.21% | 100% | 5 | 34.99% | 0% | 0% | 1 | 20.13% | 0% | 0% | 1 | 49.15% | 0% | 0% | 1 | 64.39% | 0% | 0% | 2 | 50.29% | 0% | 0% | 2 | 3.043% | 0% | 0% | 1 | 0% | 0% | 1 |  |  |  |  | 0.01244% | [5 empty] | 47.94% | 47.78% | 95.72% | 5 | 41.62% | 0% | 0% | 1 | 39.4% | 0% | 0% | 1 | 69.93% | 0% | 0% | 2 | 84.17% | 0% | 0% | 3 | 61.23% | 0% | 0% | 2 | 3.381% | 0% | 0% | 1
250 | Suncrest | Greater_SD | 0 | 0 | 0 | 0% | 0% | 1 |  |  |  |  | 0% | [5 empty] | 0% | 100% | 100% | 5 | 10.04% | 0% | 0% | 1 | 88.67% | 0% | 0% | 3 | 100% | 0% | 0% | 5 | 100% | 0% | 0% | 5 | 88.07% | 0% | 0% | 3 | 0.05168% | 0% | 0% | 1 | 0% | 0% | 1 |  |  |  |  | 0% | [5 empty] | 0.4948% | 99.51% | 100% | 5 | 6.737% | 0% | 0% | 1 | 57.29% | 0% | 0% | 2 | 74.45% | 0% | 0% | 3 | 84.36% | 0% | 0% | 3 | 74.79% | 0% | 0% | 3 | 5.888% | 0% | 0% | 1 | 0% | 0% | 1 |  |  |  |  | 0.3316% | [5 empty] | 2.713% | 96% | 98.72% | 5 | 19.13% | 0% | 0% | 1 | 36.13% | 0% | 0% | 1 | 56.92% | 0% | 0% | 2 | 66.62% | 0% | 0% | 2 | 61.07% | 0% | 0% | 2 | 5.948% | 0% | 0% | 1 | 0% | 0% | 1 |  |  |  |  | 0.1746% | [5 empty] | 43.25% | 53.97% | 97.22% | 5 | 30.88% | 0% | 0% | 1 | 26.28% | 0% | 0% | 1 | 49.02% | 0% | 0% | 1 | 68.33% | 0% | 0% | 2 | 57.3% | 0% | 0% | 2 | 6% | 0% | 0% | 1
251 | Colorado River | Riverside (Exclude) | 0 | 0 | 0 | 0% | 0% | 1 |  |  |  |  | 0.006659% | [5 empty] | 0% | 0% | 0% | 1 | 55.89% | 0% | 0% | 2 | 52.89% | 0% | 0% | 2 | 49.8% | 0% | 0% | 1 | 71.33% | 0% | 0% | 3 | 78.74% | 0% | 0% | 3 | 0.3756% | 0% | 0% | 1 | 0% | 0% | 1 |  |  |  |  | 0.4062% | [5 empty] | 0% | 0% | 0% | 1 | 49.99% | 0% | 0% | 1 | 43.49% | 0% | 0% | 1 | 38.89% | 0% | 0% | 1 | 65.97% | 0% | 0% | 2 | 70.71% | 0% | 0% | 3 | 0.5189% | 0% | 0% | 1 | 0% | 0% | 1 |  |  |  |  | 1.583% | [5 empty] | 0% | 0% | 0% | 1 | 45.64% | 0% | 0% | 1 | 38.1% | 0% | 0% | 1 | 32.86% | 0% | 0% | 1 | 57.65% | 0% | 0% | 2 | 63.03% | 0% | 0% | 2 | 0.7342% | 0% | 0% | 1 | 0% | 0% | 1 |  |  |  |  | 1.185% | [5 empty] | 0% | 0% | 0% | 1 | 45.73% | 0% | 0% | 1 | 35.09% | 0% | 0% | 1 | 30.45% | 0% | 0% | 1 | 57.16% | 0% | 0% | 2 | 59.75% | 0% | 0% | 2 | 2.096% | 0% | 0% | 1
252 | Redbluff | Riverside (Exclude) | 0 | 0 | 0 | 0% | 0% | 1 |  |  |  |  | 0% | [5 empty] | 0% | 0% | 0% | 1 | 39.16% | 0% | 0% | 1 | 0.1236% | 0% | 0% | 1 | 0% | 0% | 0% | 1 | 39.28% | 0% | 0% | 1 | 14.7% | 0% | 0% | 1 | 1.377% | 0% | 0% | 1 | 0% | 0% | 1 |  |  |  |  | 0% | [5 empty] | 0% | 0% | 0% | 1 | 49.13% | 0% | 0% | 1 | 11.31% | 0% | 0% | 1 | 10.51% | 0% | 0% | 1 | 49.3% | 0% | 0% | 1 | 16.67% | 0% | 0% | 1 | 1.079% | 0% | 0% | 1 | 0% | 0% | 1 |  |  |  |  | 0% | [5 empty] | 0% | 0% | 0% | 1 | 41.6% | 0% | 0% | 1 | 25.46% | 0% | 0% | 1 | 15.57% | 0% | 0% | 1 | 54.04% | 0% | 0% | 2 | 28.93% | 0% | 0% | 1 | 0.8579% | 0% | 0% | 1 | 0% | 0% | 1 |  |  |  |  | 0% | [5 empty] | 0% | 0% | 0% | 1 | 51.24% | 0% | 0% | 2 | 32.55% | 0% | 0% | 1 | 26.51% | 0% | 0% | 1 | 62.74% | 0% | 0% | 2 | 51.37% | 0% | 0% | 2 | 0.6936% | 0% | 0% | 1
253 | Ocotillo | Greater_Imperial | 0 | 0 | 0 | 0% | 0% | 1 |  |  |  |  | 0% | [5 empty] | 0.6362% | 0% | 0.6362% | 1 | 50.39% | 0% | 0% | 2 | 3.324% | 0% | 0% | 1 | 7.457% | 0% | 0% | 1 | 58.14% | 0% | 0% | 2 | 60.35% | 0% | 0% | 2 | 0.04964% | 0% | 0% | 1 | 0% | 0% | 1 |  |  |  |  | 0% | [5 empty] | 27.77% | 0.1501% | 27.92% | 2 | 16.68% | 0% | 0% | 1 | 13.43% | 0% | 0% | 1 | 19.16% | 0% | 0% | 1 | 38.03% | 0% | 0% | 1 | 67.84% | 0% | 0% | 2 | 0.7394% | 0% | 0% | 1 | 0% | 0% | 1 |  |  |  |  | 6.119% | [5 empty] | 36.55% | 10.57% | 47.13% | 3 | 10.84% | 0% | 0% | 1 | 8.808% | 0% | 0% | 1 | 22.57% | 0% | 0% | 1 | 33.87% | 0% | 0% | 1 | 51.95% | 0% | 0% | 2 | 2.972% | 0% | 0% | 1 | 0% | 0% | 1 |  |  |  |  | 14.93% | [5 empty] | 18.72% | 24.67% | 43.39% | 4 | 7.39% | 0% | 0% | 1 | 15.8% | 0% | 0% | 1 | 22.44% | 0% | 0% | 1 | 34.17% | 0% | 0% | 1 | 45.81% | 0% | 0% | 1 | 3.356% | 0% | 0% | 1
254 | Ivanpah | Southern_NV_Eldorado | 0 | 0 | 0 | 0% | 0% | 1 |  |  |  |  | 0% | [5 empty] | 0% | 0% | 0% | 1 | 82.93% | 0% | 0% | 3 | 75.43% | 0% | 0% | 3 | 10.46% | 0% | 0% | 1 | 93.35% | 0% | 0% | 4 | 50.68% | 0% | 0% | 2 | 2.109e-05% | 0% | 0% | 1 | 0% | 0% | 1 |  |  |  |  | 0% | [5 empty] | 0% | 0% | 0% | 1 | 50.36% | 0% | 0% | 2 | 46.84% | 0% | 0% | 1 | 5.968% | 0% | 0% | 1 | 57.06% | 0% | 0% | 2 | 71.4% | 0% | 0% | 3 | 1.204e-05% | 0% | 0% | 1 | 0% | 0% | 1 |  |  |  |  | 0% | [5 empty] | 0% | 0% | 0% | 1 | 34.28% | 0% | 0% | 1 | 35.51% | 0% | 0% | 1 | 5.428% | 0% | 0% | 1 | 42.47% | 0% | 0% | 1 | 74.5% | 0% | 0% | 3 | 0.308% | 0% | 0% | 1 | 0% | 0% | 1 |  |  |  |  | 0% | [5 empty] | 0% | 0% | 0% | 1 | 16.83% | 0% | 0% | 1 | 27.17% | 0% | 0% | 1 | 8.398% | 0% | 0% | 1 | 35.22% | 0% | 0% | 1 | 83.71% | 0% | 0% | 3 | 0.183% | 0% | 0% | 1
255 | Alamitos | Greater_LA | 0 | 0 | 0 | 0% | 0% | 1 |  |  |  |  | 0% | [5 empty] | 0% | 0% | 0% | 1 | 0% | 0% | 0% | 1 | 9.238% | 0% | 0% | 1 | 70.97% | 0% | 0% | 3 | 70.97% | 0% | 0% | 3 | 0% | 0% | 0% | 1 | 0.4458% | 0% | 0% | 1 | 0% | 0% | 1 |  |  |  |  | 0% | [5 empty] | 0.04524% | 0% | 0.04524% | 1 | 0% | 0% | 0% | 1 | 14.45% | 0% | 0% | 1 | 77.52% | 0% | 0% | 3 | 77.52% | 0% | 0% | 3 | 0% | 0% | 0% | 1 | 3.549% | 0% | 0% | 1 | 0% | 0% | 1 |  |  |  |  | 0% | [5 empty] | 1.261% | 0% | 1.261% | 1 | 0.1285% | 0% | 0% | 1 | 13.79% | 0% | 0% | 1 | 76.98% | 0% | 0% | 3 | 77.11% | 0% | 0% | 3 | 0% | 0% | 0% | 1 | 3.431% | 0% | 0% | 1 | 0% | 0% | 1 |  |  |  |  | 0% | [5 empty] | 1.281% | 3.781% | 5.062% | 2 | 2.673% | 0% | 0% | 1 | 16.24% | 0% | 0% | 1 | 75.48% | 0% | 0% | 3 | 78.16% | 0% | 0% | 3 | 1.988% | 0% | 0% | 1 | 3.198% | 0% | 0% | 1
256 | Shilo III | Solano | 0 | 0 | 0 | 0% | 0% | 1 |  |  |  |  | 8.794% | [5 empty] | 0% | 0% | 0% | 1 | 26.52% | 0% | 0% | 1 | 47.06% | 0% | 0% | 1 | 40.47% | 0% | 0% | 1 | 67.21% | 0% | 0% | 2 | 5.139% | 0% | 0% | 1 | 48.26% | 0% | 0% | 1 | 0% | 0% | 1 |  |  |  |  | 29.96% | [5 empty] | 0.6668% | 0% | 0.6668% | 1 | 15.42% | 0% | 0% | 1 | 36.74% | 0% | 0% | 1 | 33.03% | 0% | 0% | 1 | 48.86% | 0% | 0% | 1 | 2.977% | 0% | 0% | 1 | 30.05% | 0% | 0% | 1 | 0% | 0% | 1 |  |  |  |  | 35.18% | [5 empty] | 10.41% | 0.5606% | 10.97% | 2 | 22.29% | 0% | 0% | 1 | 26.94% | 0% | 0% | 1 | 27.15% | 0% | 0% | 1 | 46.38% | 0% | 0% | 1 | 8.417% | 0% | 0% | 1 | 18.98% | 0% | 0% | 1 | 0% | 0% | 1 |  |  |  |  | 42.99% | [5 empty] | 16.47% | 1.444% | 17.92% | 2 | 25.93% | 0% | 0% | 1 | 25.31% | 0% | 0% | 1 | 28.8% | 0% | 0% | 1 | 47.07% | 0% | 0% | 1 | 11.49% | 0% | 0% | 1 | 12.86% | 0% | 0% | 1
257 | ECO | Greater_Imperial | 0 | 0 | 0 | 0% | 0% | 1 |  |  |  |  | 0% | [5 empty] | 90.09% | 0% | 90.09% | 5 | 16.31% | 0% | 0% | 1 | 30.6% | 0% | 0% | 1 | 40.68% | 0% | 0% | 1 | 63.12% | 0% | 0% | 2 | 41.63% | 0% | 0% | 1 | 1.667% | 0% | 0% | 1 | 0% | 0% | 1 |  |  |  |  | 0% | [5 empty] | 75.72% | 7.252% | 82.98% | 5 | 21.06% | 0% | 0% | 1 | 10.67% | 0% | 0% | 1 | 35.52% | 0% | 0% | 1 | 55.64% | 0% | 0% | 2 | 47.64% | 0% | 0% | 1 | 1.262% | 0% | 0% | 1 | 0% | 0% | 1 |  |  |  |  | 0.1495% | [5 empty] | 52.3% | 27.53% | 79.83% | 5 | 16.42% | 0% | 0% | 1 | 10.04% | 0% | 0% | 1 | 24.33% | 0% | 0% | 1 | 43.22% | 0% | 0% | 1 | 54.39% | 0% | 0% | 2 | 1.391% | 0% | 0% | 1 | 0% | 0% | 1 |  |  |  |  | 4.367% | [5 empty] | 26.87% | 36.39% | 63.26% | 5 | 8.655% | 0% | 0% | 1 | 17.96% | 0% | 0% | 1 | 29.59% | 0% | 0% | 1 | 42.25% | 0% | 0% | 1 | 56.46% | 0% | 0% | 2 | 2.853% | 0% | 0% | 1
258 | IID System | Greater_Imperial (Exclude) | 0 | 0 | 0 | 0% | 0% | 1 |  |  |  |  | 46.63% | [5 empty] | 0% | 0% | 0% | 1 | 2.337e-05% | 0% | 0% | 1 | 36.25% | 0% | 0% | 1 | 38.58% | 0% | 0% | 1 | 40.34% | 0% | 0% | 1 | 0.02293% | 0% | 0% | 1 | 2.358% | 0% | 0% | 1 | 0% | 0% | 1 |  |  |  |  | 55.96% | [5 empty] | 0% | 0% | 0% | 1 | 1.239% | 0% | 0% | 1 | 35.04% | 0% | 0% | 1 | 28.63% | 0% | 0% | 1 | 38.17% | 0% | 0% | 1 | 5.347% | 0% | 0% | 1 | 4.121% | 0% | 0% | 1 | 0% | 0% | 1 |  |  |  |  | 50.9% | [5 empty] | 0% | 0% | 0% | 1 | 2.803% | 0% | 0% | 1 | 21.42% | 0% | 0% | 1 | 16.94% | 0% | 0% | 1 | 25.53% | 0% | 0% | 1 | 9.336% | 0% | 0% | 1 | 3.736% | 0% | 0% | 1 | 0% | 0% | 1 |  |  |  |  | 47.29% | [5 empty] | 0% | 0% | 0% | 1 | 6.26% | 0% | 0% | 1 | 13.4% | 0% | 0% | 1 | 11.73% | 0% | 0% | 1 | 21.02% | 0% | 0% | 1 | 17.08% | 0% | 0% | 1 | 4.255% | 0% | 0% | 1
259 | Sonora | Greater_Imperial (Exclude) | 0 | 0 | 0 | 0% | 0% | 1 |  |  |  |  | 51.75% | [5 empty] | 0% | 0% | 0% | 1 | 7.343% | 0% | 0% | 1 | 45.64% | 0% | 0% | 1 | 50.16% | 0% | 0% | 2 | 52.72% | 0% | 0% | 2 | 5.796% | 0% | 0% | 1 | 5.585% | 0% | 0% | 1 | 0% | 0% | 1 |  |  |  |  | 56.84% | [5 empty] | 0% | 0% | 0% | 1 | 6.553% | 0% | 0% | 1 | 25.63% | 0% | 0% | 1 | 21.42% | 0% | 0% | 1 | 33.15% | 0% | 0% | 1 | 7.06% | 0% | 0% | 1 | 3.537% | 0% | 0% | 1 | 0% | 0% | 1 |  |  |  |  | 55.73% | [5 empty] | 0% | 0% | 0% | 1 | 5.816% | 0% | 0% | 1 | 18.82% | 0% | 0% | 1 | 16.66% | 0% | 0% | 1 | 25.6% | 0% | 0% | 1 | 9.909% | 0% | 0% | 1 | 4.037% | 0% | 0% | 1 | 0% | 0% | 1 |  |  |  |  | 53.22% | [5 empty] | 0% | 0% | 0% | 1 | 7.639% | 0% | 0% | 1 | 13.13% | 0% | 0% | 1 | 11.26% | 0% | 0% | 1 | 21.69% | 0% | 0% | 1 | 12.16% | 0% | 0% | 1 | 4.033% | 0% | 0% | 1
260 | Caliente | Kern_Greater_Carrizo | 0 | 0 | 10 | 0% | 0% | 1 |  |  |  |  | 0% | [5 empty] | 0% | 0% | 0% | 1 | 34.19% | 0% | 0% | 1 | 2.552% | 0% | 0% | 1 | 17.76% | 0% | 0% | 1 | 43.8% | 0% | 0% | 1 | 52.61% | 0% | 0% | 2 | 2.08% | 0% | 0% | 1 | 0% | 0% | 1 |  |  |  |  | 0% | [5 empty] | 0.1492% | 0% | 0.1492% | 1 | 50.86% | 0% | 0% | 2 | 1.64% | 0% | 0% | 1 | 11.41% | 0% | 0% | 1 | 57.04% | 0% | 0% | 2 | 65.74% | 0% | 0% | 2 | 1.37% | 0% | 0% | 1 | 0% | 0% | 1 |  |  |  |  | 0% | [5 empty] | 13.26% | 0% | 13.26% | 1 | 43.48% | 0% | 0% | 1 | 2.362% | 0% | 0% | 1 | 8.116% | 0% | 0% | 1 | 48.52% | 0% | 0% | 1 | 69.11% | 0% | 0% | 2 | 1.317% | 0% | 0% | 1 | 0% | 0% | 1 |  |  |  |  | 0.01512% | [5 empty] | 25.42% | 13.16% | 38.58% | 3 | 41.28% | 0% | 0% | 1 | 7.181% | 0% | 0% | 1 | 18.3% | 0% | 0% | 1 | 53.28% | 0% | 0% | 2 | 66.79% | 0% | 0% | 2 | 2.564% | 0% | 0% | 1
261 | Regulus | Central_Valley_North_Los_Banos | 0 | 0 | 0 | 0% | 0% | 1 |  |  |  |  | 0% | [5 empty] | 0% | 0% | 0% | 1 | 0% | 0% | 0% | 1 | 0% | 0% | 0% | 1 | 0% | 0% | 0% | 1 | 0% | 0% | 0% | 1 | 0% | 0% | 0% | 1 | 0% | 0% | 0% | 1 | 0% | 0% | 1 |  |  |  |  | 0% | [5 empty] | 0% | 100% | 100% | 5 | 100% | 0% | 0% | 5 | 1.98% | 0% | 0% | 1 | 1.98% | 0% | 0% | 1 | 100% | 0% | 0% | 5 | 30.87% | 0% | 0% | 1 | 1.444% | 0% | 0% | 1 | 0% | 0% | 1 |  |  |  |  | 0% | [5 empty] | 17.18% | 82.82% | 100% | 5 | 63.4% | 0% | 0% | 2 | 14.75% | 0% | 0% | 1 | 17.17% | 0% | 0% | 1 | 69.21% | 0% | 0% | 2 | 46.02% | 0% | 0% | 1 | 2.867% | 0% | 0% | 1 | 0% | 0% | 1 |  |  |  |  | 0.1399% | [5 empty] | 67.23% | 24.93% | 92.15% | 5 | 47.6% | 0% | 0% | 1 | 14.18% | 0% | 0% | 1 | 37.63% | 0% | 0% | 1 | 63.95% | 0% | 0% | 2 | 70.73% | 0% | 0% | 3 | 2.541% | 0% | 0% | 1
262 | Geysers | Mendocino_Marin | 0 | 0 | 0 | 0% | 0% | 1 |  |  |  |  | 0.1002% | [5 empty] | 9.898% | 89.5% | 99.4% | 5 | 75.94% | 0% | 0% | 3 | 65.62% | 0% | 0% | 2 | 92.93% | 0% | 0% | 4 | 100% | 0% | 0% | 5 | 39.01% | 0% | 0% | 1 | 1.372% | 0% | 0% | 1 | 0% | 0% | 1 |  |  |  |  | 2.971% | [5 empty] | 29.79% | 63.96% | 93.76% | 5 | 64.55% | 0% | 0% | 2 | 46.08% | 0% | 0% | 1 | 78% | 0% | 0% | 3 | 95.52% | 0% | 0% | 5 | 39.63% | 0% | 0% | 1 | 1.239% | 0% | 0% | 1 | 0% | 0% | 1 |  |  |  |  | 2.023% | [5 empty] | 43.86% | 51.74% | 95.61% | 5 | 68.39% | 0% | 0% | 2 | 38.6% | 0% | 0% | 1 | 74.98% | 0% | 0% | 3 | 93.77% | 0% | 0% | 4 | 52.13% | 0% | 0% | 2 | 1.441% | 0% | 0% | 1 | 0% | 0% | 1 |  |  |  |  | 1.906% | [5 empty] | 57.64% | 38.06% | 95.69% | 5 | 58.8% | 0% | 0% | 2 | 31.12% | 0% | 0% | 1 | 56.9% | 0% | 0% | 2 | 84.37% | 0% | 0% | 3 | 66.2% | 0% | 0% | 2 | 1.501% | 0% | 0% | 1
263 | Solar SS | Kern_Greater_Carrizo | 0 | 0 | 0 | 0% | 0% | 1 |  |  |  |  | 0% | [5 empty] | 0% | 0% | 0% | 1 | 54.65% | 0% | 0% | 2 | 0% | 0% | 0% | 1 | 10.48% | 0% | 0% | 1 | 60.15% | 0% | 0% | 2 | 72.33% | 0% | 0% | 3 | 1.455% | 0% | 0% | 1 | 0% | 0% | 1 |  |  |  |  | 0% | [5 empty] | 18.29% | 0% | 18.29% | 1 | 43.88% | 0% | 0% | 1 | 3.16% | 0% | 0% | 1 | 8.906% | 0% | 0% | 1 | 49.71% | 0% | 0% | 1 | 68.48% | 0% | 0% | 2 | 1.487% | 0% | 0% | 1 | 0% | 0% | 1 |  |  |  |  | 0.01924% | [5 empty] | 24.17% | 4.672% | 28.84% | 2 | 44.11% | 0% | 0% | 1 | 5.938% | 0% | 0% | 1 | 16.64% | 0% | 0% | 1 | 56.11% | 0% | 0% | 2 | 65.8% | 0% | 0% | 2 | 2.02% | 0% | 0% | 1 | 0% | 0% | 1 |  |  |  |  | 0.2539% | [5 empty] | 28.24% | 15.6% | 43.83% | 3 | 39.85% | 0% | 0% | 1 | 6.967% | 0% | 0% | 1 | 20.22% | 0% | 0% | 1 | 51.58% | 0% | 0% | 2 | 62.86% | 0% | 0% | 2 | 3.213% | 0% | 0% | 1
264 | Olive | Central_Valley_North_Los_Banos | 0 | 0 | 0 | 0% | 0% | 1 |  |  |  |  | 0% | [5 empty] | 0% | 0% | 0% | 1 | 0% | 0% | 0% | 1 | 0% | 0% | 0% | 1 | 0% | 0% | 0% | 1 | 0% | 0% | 0% | 1 | 0% | 0% | 0% | 1 | 0% | 0% | 0% | 1 | 0% | 0% | 1 |  |  |  |  | 0% | [5 empty] | 0% | 0% | 0% | 1 | 0% | 0% | 0% | 1 | 0% | 0% | 0% | 1 | 0% | 0% | 0% | 1 | 0% | 0% | 0% | 1 | 0% | 0% | 0% | 1 | 0% | 0% | 0% | 1 | 0% | 0% | 1 |  |  |  |  | 0% | [5 empty] | 0% | 0% | 0% | 1 | 0% | 0% | 0% | 1 | 0% | 0% | 0% | 1 | 0% | 0% | 0% | 1 | 0% | 0% | 0% | 1 | 0% | 0% | 0% | 1 | 0% | 0% | 0% | 1 | 0% | 0% | 1 |  |  |  |  | 8.828% | [5 empty] | 0% | 0% | 0% | 1 | 0% | 0% | 0% | 1 | 0% | 0% | 0% | 1 | 0.07604% | 0% | 0% | 1 | 0.07604% | 0% | 0% | 1 | 0% | 0% | 0% | 1 | 3.183% | 0% | 0% | 1
265 | 7th Standard | Central_Valley_North_Los_Banos | 0 | 0 | 0 | 0% | 0% | 1 |  |  |  |  | 0% | [5 empty] | 0% | 0% | 0% | 1 | 0% | 0% | 0% | 1 | 0% | 0% | 0% | 1 | 0% | 0% | 0% | 1 | 0% | 0% | 0% | 1 | 0% | 0% | 0% | 1 | 0% | 0% | 0% | 1 | 0% | 0% | 1 |  |  |  |  | 0% | [5 empty] | 0% | 0% | 0% | 1 | 0% | 0% | 0% | 1 | 0% | 0% | 0% | 1 | 0% | 0% | 0% | 1 | 0% | 0% | 0% | 1 | 0% | 0% | 0% | 1 | 0% | 0% | 0% | 1 | 0% | 0% | 1 |  |  |  |  | 0% | [5 empty] | 0% | 0% | 0% | 1 | 0% | 0% | 0% | 1 | 0% | 0% | 0% | 1 | 0% | 0% | 0% | 1 | 0% | 0% | 0% | 1 | 0% | 0% | 0% | 1 | 0% | 0% | 0% | 1 | 0% | 0% | 1 |  |  |  |  | 0% | [5 empty] | 81.41% | 18.59% | 100% | 5 | 53.79% | 0% | 0% | 2 | 26.08% | 0% | 0% | 1 | 65.84% | 0% | 0% | 2 | 77.78% | 0% | 0% | 3 | 62.73% | 0% | 0% | 2 | 3.341% | 0% | 0% | 1
266 | Delevan | Northern_California | 0 | 0 | 0 | 0% | 0% | 1 |  |  |  |  | 21.26% | [5 empty] | 24.17% | 0% | 24.17% | 2 | 38.37% | 0% | 0% | 1 | 12% | 0% | 0% | 1 | 26.41% | 0% | 0% | 1 | 60.79% | 0% | 0% | 2 | 37.49% | 0% | 0% | 1 | 3.184% | 0% | 0% | 1 | 0% | 0% | 1 |  |  |  |  | 25.23% | [5 empty] | 24.94% | 0% | 24.94% | 2 | 28.96% | 0% | 0% | 1 | 9.636% | 0% | 0% | 1 | 25.25% | 0% | 0% | 1 | 50.76% | 0% | 0% | 2 | 34.51% | 0% | 0% | 1 | 3.215% | 0% | 0% | 1 | 0% | 0% | 1 |  |  |  |  | 30.55% | [5 empty] | 21.83% | 0% | 21.83% | 2 | 28.91% | 0% | 0% | 1 | 9.997% | 0% | 0% | 1 | 24.77% | 0% | 0% | 1 | 49.78% | 0% | 0% | 1 | 30.77% | 0% | 0% | 1 | 4.313% | 0% | 0% | 1 | 0% | 0% | 1 |  |  |  |  | 28.93% | [5 empty] | 19.59% | 0.3231% | 19.91% | 2 | 35.5% | 0% | 0% | 1 | 12.22% | 0% | 0% | 1 | 28.51% | 0% | 0% | 1 | 55.55% | 0% | 0% | 2 | 30.68% | 0% | 0% | 1 | 4.261% | 0% | 0% | 1
267 | Mustang | Central_Valley_North_Los_Banos | 0 | 0 | 0 | 0% | 0% | 1 |  |  |  |  | 59.26% | [5 empty] | 0% | 0% | 0% | 1 | 0.6062% | 0% | 0% | 1 | 2.994% | 0% | 0% | 1 | 3.896% | 0% | 0% | 1 | 4.355% | 0% | 0% | 1 | 0% | 0% | 0% | 1 | 1.9% | 0% | 0% | 1 | 0% | 0% | 1 |  |  |  |  | 58.81% | [5 empty] | 0% | 0% | 0% | 1 | 4.984% | 0% | 0% | 1 | 2.623% | 0% | 0% | 1 | 6.184% | 0% | 0% | 1 | 10.66% | 0% | 0% | 1 | 0% | 0% | 0% | 1 | 1.817% | 0% | 0% | 1 | 0% | 0% | 1 |  |  |  |  | 51.31% | [5 empty] | 0% | 0% | 0% | 1 | 6.634% | 0% | 0% | 1 | 1.615% | 0% | 0% | 1 | 5.082% | 0% | 0% | 1 | 10.73% | 0% | 0% | 1 | 0.1336% | 0% | 0% | 1 | 1.618% | 0% | 0% | 1 | 0% | 0% | 1 |  |  |  |  | 48.29% | [5 empty] | 0% | 0% | 0% | 1 | 11.77% | 0% | 0% | 1 | 2.868% | 0% | 0% | 1 | 5.419% | 0% | 0% | 1 | 14.56% | 0% | 0% | 1 | 2.831% | 0% | 0% | 1 | 1.255% | 0% | 0% | 1
268 | Tranquility | Central_Valley_North_Los_Banos | 0 | 0 | 0 | 0% | 0% | 1 |  |  |  |  | 38.42% | [5 empty] | 0% | 0% | 0% | 1 | 17.67% | 0% | 0% | 1 | 0.1093% | 0% | 0% | 1 | 6.307% | 0% | 0% | 1 | 20.83% | 0% | 0% | 1 | 0% | 0% | 0% | 1 | 0.6116% | 0% | 0% | 1 | 0% | 0% | 1 |  |  |  |  | 39.39% | [5 empty] | 0% | 0% | 0% | 1 | 23.75% | 0% | 0% | 1 | 4.542% | 0% | 0% | 1 | 12.07% | 0% | 0% | 1 | 31.02% | 0% | 0% | 1 | 0.1773% | 0% | 0% | 1 | 2.401% | 0% | 0% | 1 | 0% | 0% | 1 |  |  |  |  | 30.02% | [5 empty] | 0% | 0% | 0% | 1 | 27.21% | 0% | 0% | 1 | 9.313% | 0% | 0% | 1 | 14.94% | 0% | 0% | 1 | 36.9% | 0% | 0% | 1 | 1.704% | 0% | 0% | 1 | 2.933% | 0% | 0% | 1 | 0% | 0% | 1 |  |  |  |  | 39.36% | [5 empty] | 0.2468% | 0% | 0.2468% | 1 | 26.84% | 0% | 0% | 1 | 6.958% | 0% | 0% | 1 | 12.01% | 0% | 0% | 1 | 33.11% | 0% | 0% | 1 | 3.157% | 0% | 0% | 1 | 4.331% | 0% | 0% | 1
269 | Calcite | Greater_Kramer | 0 | 0 | 0 | 0% | 0% | 1 |  |  |  |  | 0.857% | [5 empty] | 0% | 0% | 0% | 1 | 44.1% | 0% | 0% | 1 | 23.26% | 0% | 0% | 1 | 19.72% | 0% | 0% | 1 | 56.87% | 0% | 0% | 2 | 17.82% | 0% | 0% | 1 | 0.5962% | 0% | 0% | 1 | 0% | 0% | 1 |  |  |  |  | 0.5675% | [5 empty] | 6.998% | 0% | 6.998% | 1 | 43.82% | 0% | 0% | 1 | 27.25% | 0% | 0% | 1 | 24.16% | 0% | 0% | 1 | 61.7% | 0% | 0% | 2 | 28.76% | 0% | 0% | 1 | 0.4549% | 0% | 0% | 1 | 0% | 0% | 1 |  |  |  |  | 0.4411% | [5 empty] | 17.3% | 0.2486% | 17.55% | 2 | 37.57% | 0% | 0% | 1 | 28.56% | 0% | 0% | 1 | 29.99% | 0% | 0% | 1 | 61.18% | 0% | 0% | 2 | 38.77% | 0% | 0% | 1 | 0.5343% | 0% | 0% | 1 | 0% | 0% | 1 |  |  |  |  | 0.9534% | [5 empty] | 14.62% | 5.585% | 20.2% | 2 | 42.02% | 0% | 0% | 1 | 29.5% | 0% | 0% | 1 | 27.73% | 0% | 0% | 1 | 61.88% | 0% | 0% | 2 | 41.87% | 0% | 0% | 1 | 2.062% | 0% | 0% | 1
270 | Trout Canyon (fka Crazy Eyes) | Southern_NV_Eldorado | 0 | 0 | 0 | 0% | 0% | 1 |  |  |  |  | 0% | [5 empty] | 0% | 0% | 0% | 1 | 0% | 0% | 0% | 1 | 0% | 0% | 0% | 1 | 0% | 0% | 0% | 1 | 0% | 0% | 0% | 1 | 0% | 0% | 0% | 1 | 0% | 0% | 0% | 1 | 0% | 0% | 1 |  |  |  |  | 0% | [5 empty] | 0% | 0% | 0% | 1 | 21.21% | 0% | 0% | 1 | 0.3391% | 0% | 0% | 1 | 43.63% | 0% | 0% | 1 | 54.7% | 0% | 0% | 2 | 80.53% | 0% | 0% | 3 | 0.003448% | 0% | 0% | 1 | 0% | 0% | 1 |  |  |  |  | 0% | [5 empty] | 0% | 0% | 0% | 1 | 17.61% | 0% | 0% | 1 | 0.2814% | 0% | 0% | 1 | 43.75% | 0% | 0% | 1 | 52.94% | 0% | 0% | 2 | 73.7% | 0% | 0% | 3 | 0.113% | 0% | 0% | 1 | 0% | 0% | 1 |  |  |  |  | 0% | [5 empty] | 0% | 0% | 0% | 1 | 14.33% | 0% | 0% | 1 | 4.587% | 0% | 0% | 1 | 45.55% | 0% | 0% | 1 | 53.03% | 0% | 0% | 2 | 72.18% | 0% | 0% | 3 | 0.7961% | 0% | 0% | 1
271 | Delaney | Arizona | 0 | 0 | 0 | 0% | 0% | 1 |  |  |  |  | 0% | [5 empty] | 0% | 0% | 0% | 1 | 0% | 0% | 0% | 1 | 0% | 0% | 0% | 1 | 0% | 0% | 0% | 1 | 0% | 0% | 0% | 1 | 0% | 0% | 0% | 1 | 0% | 0% | 0% | 1 | 0% | 0% | 1 |  |  |  |  | 0% | [5 empty] | 0% | 0% | 0% | 1 | 0% | 0% | 0% | 1 | 0% | 0% | 0% | 1 | 0% | 0% | 0% | 1 | 0% | 0% | 0% | 1 | 0% | 0% | 0% | 1 | 0% | 0% | 0% | 1 | 0% | 0% | 1 |  |  |  |  | 0% | [5 empty] | 0% | 0% | 0% | 1 | 0% | 0% | 0% | 1 | 0% | 0% | 0% | 1 | 0% | 0% | 0% | 1 | 0% | 0% | 0% | 1 | 0% | 0% | 0% | 1 | 0% | 0% | 0% | 1 | 0% | 0% | 1 |  |  |  |  | 0% | [5 empty] | 0% | 0% | 0% | 1 | 0% | 0% | 0% | 1 | 0% | 0% | 0% | 1 | 0% | 0% | 0% | 1 | 0% | 0% | 0% | 1 | 0% | 0% | 0% | 1 | 0% | 0% | 0% | 1
272 | Desert View | Southern_NV_Eldorado | 0 | 0 | 0 | 0% | 0% | 1 |  |  |  |  | 0% | [5 empty] | 0% | 0% | 0% | 1 | 0% | 0% | 0% | 1 | 0% | 0% | 0% | 1 | 0% | 0% | 0% | 1 | 0% | 0% | 0% | 1 | 0% | 0% | 0% | 1 | 0% | 0% | 0% | 1 | 0% | 0% | 1 |  |  |  |  | 0% | [5 empty] | 0% | 0% | 0% | 1 | 0% | 0% | 0% | 1 | 0% | 0% | 0% | 1 | 0% | 0% | 0% | 1 | 0% | 0% | 0% | 1 | 0% | 0% | 0% | 1 | 0% | 0% | 0% | 1 | 0% | 0% | 1 |  |  |  |  | 0% | [5 empty] | 0% | 0% | 0% | 1 | 0% | 0% | 0% | 1 | 0% | 0% | 0% | 1 | 0% | 0% | 0% | 1 | 0% | 0% | 0% | 1 | 0% | 0% | 0% | 1 | 0% | 0% | 0% | 1 | 0% | 0% | 1 |  |  |  |  | 0% | [5 empty] | 0% | 0% | 0% | 1 | 0% | 0% | 0% | 1 | 0% | 0% | 0% | 1 | 0% | 0% | 0% | 1 | 0% | 0% | 0% | 1 | 0% | 0% | 0% | 1 | 0% | 0% | 0% | 1
273 | Carpenter Canyon (fka Gamebird) | Southern_NV_Eldorado | 0 | 0 | 0 | 0% | 0% | 1 |  |  |  |  | 0% | [5 empty] | 0% | 0% | 0% | 1 | 36.06% | 0% | 0% | 1 | 1.106% | 0% | 0% | 1 | 11.19% | 0% | 0% | 1 | 37.16% | 0% | 0% | 1 | 100% | 0% | 0% | 5 | 0% | 0% | 0% | 1 | 0% | 0% | 1 |  |  |  |  | 0% | [5 empty] | 0% | 0% | 0% | 1 | 19.2% | 0% | 0% | 1 | 5.014% | 0% | 0% | 1 | 47.8% | 0% | 0% | 1 | 57.82% | 0% | 0% | 2 | 77.68% | 0% | 0% | 3 | 0.6904% | 0% | 0% | 1 | 0% | 0% | 1 |  |  |  |  | 0% | [5 empty] | 0% | 0% | 0% | 1 | 17.38% | 0% | 0% | 1 | 4.537% | 0% | 0% | 1 | 51.86% | 0% | 0% | 2 | 60.93% | 0% | 0% | 2 | 78.02% | 0% | 0% | 3 | 0.626% | 0% | 0% | 1 | 0% | 0% | 1 |  |  |  |  | 0% | [5 empty] | 0% | 0% | 0% | 1 | 14.75% | 0% | 0% | 1 | 3.85% | 0% | 0% | 1 | 46.01% | 0% | 0% | 1 | 53.71% | 0% | 0% | 2 | 70.35% | 0% | 0% | 3 | 0.6675% | 0% | 0% | 1
274 | Hassayampa | Arizona | 0 | 0 | 0 | 0% | 0% | 1 |  |  |  |  | 0% | [5 empty] | 0% | 0% | 0% | 1 | 0% | 0% | 0% | 1 | 0% | 0% | 0% | 1 | 0% | 0% | 0% | 1 | 0% | 0% | 0% | 1 | 0% | 0% | 0% | 1 | 0% | 0% | 0% | 1 | 0% | 0% | 1 |  |  |  |  | 0% | [5 empty] | 0% | 0% | 0% | 1 | 0% | 0% | 0% | 1 | 0% | 0% | 0% | 1 | 0% | 0% | 0% | 1 | 0% | 0% | 0% | 1 | 0% | 0% | 0% | 1 | 0% | 0% | 0% | 1 | 0% | 0% | 1 |  |  |  |  | 0% | [5 empty] | 0% | 0% | 0% | 1 | 0% | 0% | 0% | 1 | 0% | 0% | 0% | 1 | 0% | 0% | 0% | 1 | 0% | 0% | 0% | 1 | 0% | 0% | 0% | 1 | 0% | 0% | 0% | 1 | 0% | 0% | 1 |  |  |  |  | 0% | [5 empty] | 0% | 0% | 0% | 1 | 0% | 0% | 0% | 1 | 0% | 0% | 0% | 1 | 0% | 0% | 0% | 1 | 0% | 0% | 0% | 1 | 0% | 0% | 0% | 1 | 0% | 0% | 0% | 1
275 | Hoodoo Wash | Arizona | 0 | 0 | 0 | 0% | 0% | 1 |  |  |  |  | 0% | [5 empty] | 0% | 0% | 0% | 1 | 0% | 0% | 0% | 1 | 0% | 0% | 0% | 1 | 0% | 0% | 0% | 1 | 0% | 0% | 0% | 1 | 0% | 0% | 0% | 1 | 0% | 0% | 0% | 1 | 0% | 0% | 1 |  |  |  |  | 0% | [5 empty] | 0% | 0% | 0% | 1 | 0% | 0% | 0% | 1 | 0% | 0% | 0% | 1 | 0% | 0% | 0% | 1 | 0% | 0% | 0% | 1 | 0% | 0% | 0% | 1 | 0% | 0% | 0% | 1 | 0% | 0% | 1 |  |  |  |  | 0% | [5 empty] | 0% | 0% | 0% | 1 | 0% | 0% | 0% | 1 | 0% | 0% | 0% | 1 | 0% | 0% | 0% | 1 | 0% | 0% | 0% | 1 | 0% | 0% | 0% | 1 | 0% | 0% | 0% | 1 | 0% | 0% | 1 |  |  |  |  | 0% | [5 empty] | 0% | 0% | 0% | 1 | 0% | 0% | 0% | 1 | 0% | 0% | 0% | 1 | 0% | 0% | 0% | 1 | 0% | 0% | 0% | 1 | 0% | 0% | 0% | 1 | 0% | 0% | 0% | 1
276 | Innovation | Southern_NV_Eldorado | 0 | 0 | 0 | 0% | 0% | 1 |  |  |  |  | 0% | [5 empty] | 0% | 0% | 0% | 1 | 0% | 0% | 0% | 1 | 0% | 0% | 0% | 1 | 0% | 0% | 0% | 1 | 0% | 0% | 0% | 1 | 0% | 0% | 0% | 1 | 0% | 0% | 0% | 1 | 0% | 0% | 1 |  |  |  |  | 0% | [5 empty] | 0% | 0% | 0% | 1 | 0% | 0% | 0% | 1 | 0% | 0% | 0% | 1 | 0% | 0% | 0% | 1 | 0% | 0% | 0% | 1 | 0% | 0% | 0% | 1 | 0% | 0% | 0% | 1 | 0% | 0% | 1 |  |  |  |  | 0% | [5 empty] | 0% | 0% | 0% | 1 | 0% | 0% | 0% | 1 | 0% | 0% | 0% | 1 | 0% | 0% | 0% | 1 | 0% | 0% | 0% | 1 | 0% | 0% | 0% | 1 | 0% | 0% | 0% | 1 | 0% | 0% | 1 |  |  |  |  | 0% | [5 empty] | 0% | 0% | 0% | 1 | 0.2733% | 0% | 0% | 1 | 78.32% | 0% | 0% | 3 | 87.24% | 0% | 0% | 3 | 87.51% | 0% | 0% | 3 | 94.75% | 0% | 0% | 4 | 1.104% | 0% | 0% | 1
277 | Lathrop | Southern_NV_Eldorado | 0 | 0 | 0 | 0% | 0% | 1 |  |  |  |  | 0% | [5 empty] | 0% | 0% | 0% | 1 | 0% | 0% | 0% | 1 | 0% | 0% | 0% | 1 | 0% | 0% | 0% | 1 | 0% | 0% | 0% | 1 | 0% | 0% | 0% | 1 | 0% | 0% | 0% | 1 | 0% | 0% | 1 |  |  |  |  | 0% | [5 empty] | 0% | 0% | 0% | 1 | 0% | 0% | 0% | 1 | 0% | 0% | 0% | 1 | 0% | 0% | 0% | 1 | 0% | 0% | 0% | 1 | 0% | 0% | 0% | 1 | 0% | 0% | 0% | 1 | 0% | 0% | 1 |  |  |  |  | 0% | [5 empty] | 0% | 0% | 0% | 1 | 0% | 0% | 0% | 1 | 0% | 0% | 0% | 1 | 0% | 0% | 0% | 1 | 0% | 0% | 0% | 1 | 100% | 0% | 0% | 5 | 0.4541% | 0% | 0% | 1 | 0% | 0% | 1 |  |  |  |  | 0% | [5 empty] | 0% | 0% | 0% | 1 | 0.03137% | 0% | 0% | 1 | 0% | 0% | 0% | 1 | 2.708% | 0% | 0% | 1 | 2.74% | 0% | 0% | 1 | 100% | 0% | 0% | 5 | 0.4412% | 0% | 0% | 1
278 | Mohave | Southern_NV_Eldorado | 0 | 0 | 0 | 0% | 0% | 1 |  |  |  |  | 0% | [5 empty] | 0% | 0% | 0% | 1 | 0% | 0% | 0% | 1 | 44.26% | 0% | 0% | 1 | 0% | 0% | 0% | 1 | 44.26% | 0% | 0% | 1 | 74.52% | 0% | 0% | 3 | 8.92% | 0% | 0% | 1 | 0% | 0% | 1 |  |  |  |  | 0% | [5 empty] | 0% | 0% | 0% | 1 | 13.93% | 0% | 0% | 1 | 88.93% | 0% | 0% | 3 | 0% | 0% | 0% | 1 | 88.93% | 0% | 0% | 3 | 25% | 0% | 0% | 1 | 15.48% | 0% | 0% | 1 | 0% | 0% | 1 |  |  |  |  | 0% | [5 empty] | 0% | 0% | 0% | 1 | 23.49% | 0% | 0% | 1 | 79.04% | 0% | 0% | 3 | 0% | 0% | 0% | 1 | 84.3% | 0% | 0% | 3 | 28.72% | 0% | 0% | 1 | 12.63% | 0% | 0% | 1 | 0% | 0% | 1 |  |  |  |  | 0% | [5 empty] | 0% | 0% | 0% | 1 | 17.53% | 0% | 0% | 1 | 55.43% | 0% | 0% | 2 | 23.07% | 0% | 0% | 1 | 69.7% | 0% | 0% | 2 | 53.87% | 0% | 0% | 2 | 6.355% | 0% | 0% | 1
279 | Pahrump | Southern_NV_Eldorado | 0 | 0 | 0 | 0% | 0% | 1 |  |  |  |  | 0% | [5 empty] | 0% | 0% | 0% | 1 | 0% | 0% | 0% | 1 | 39.38% | 0% | 0% | 1 | 44.93% | 0% | 0% | 1 | 44.93% | 0% | 0% | 1 | 82.18% | 0% | 0% | 3 | 5.458% | 0% | 0% | 1 | 0% | 0% | 1 |  |  |  |  | 0% | [5 empty] | 0% | 0% | 0% | 1 | 23.92% | 0% | 0% | 1 | 6.245% | 0% | 0% | 1 | 34.99% | 0% | 0% | 1 | 47.48% | 0% | 0% | 1 | 86.59% | 0% | 0% | 3 | 0.8578% | 0% | 0% | 1 | 0% | 0% | 1 |  |  |  |  | 0% | [5 empty] | 0% | 0% | 0% | 1 | 17% | 0% | 0% | 1 | 4.438% | 0% | 0% | 1 | 50.69% | 0% | 0% | 2 | 59.57% | 0% | 0% | 2 | 77.05% | 0% | 0% | 3 | 0.6378% | 0% | 0% | 1 | 0% | 0% | 1 |  |  |  |  | 0% | [5 empty] | 0% | 0% | 0% | 1 | 15.32% | 0% | 0% | 1 | 3.999% | 0% | 0% | 1 | 47.78% | 0% | 0% | 1 | 55.78% | 0% | 0% | 2 | 72.56% | 0% | 0% | 3 | 0.6418% | 0% | 0% | 1
280 | Palo Verde | Arizona | 0 | 0 | 0 | 0% | 0% | 1 |  |  |  |  | 0% | [5 empty] | 0% | 0% | 0% | 1 | 0% | 0% | 0% | 1 | 0% | 0% | 0% | 1 | 0% | 0% | 0% | 1 | 0% | 0% | 0% | 1 | 0% | 0% | 0% | 1 | 0% | 0% | 0% | 1 | 0% | 0% | 1 |  |  |  |  | 0% | [5 empty] | 0% | 0% | 0% | 1 | 0% | 0% | 0% | 1 | 0% | 0% | 0% | 1 | 0% | 0% | 0% | 1 | 0% | 0% | 0% | 1 | 0% | 0% | 0% | 1 | 0% | 0% | 0% | 1 | 0% | 0% | 1 |  |  |  |  | 0% | [5 empty] | 0% | 0% | 0% | 1 | 0% | 0% | 0% | 1 | 0% | 0% | 0% | 1 | 0% | 0% | 0% | 1 | 0% | 0% | 0% | 1 | 0% | 0% | 0% | 1 | 0% | 0% | 0% | 1 | 0% | 0% | 1 |  |  |  |  | 0% | [5 empty] | 0% | 0% | 0% | 1 | 0% | 0% | 0% | 1 | 0% | 0% | 0% | 1 | 0% | 0% | 0% | 1 | 0% | 0% | 0% | 1 | 0% | 0% | 0% | 1 | 0% | 0% | 0% | 1
281 | Primm | Southern_NV_Eldorado | 0 | 0 | 0 | 0% | 0% | 1 |  |  |  |  | 0% | [5 empty] | 0% | 0% | 0% | 1 | 87.62% | 0% | 0% | 3 | 79.14% | 0% | 0% | 3 | 11.82% | 0% | 0% | 1 | 99.4% | 0% | 0% | 5 | 44.91% | 0% | 0% | 1 | 0% | 0% | 0% | 1 | 0% | 0% | 1 |  |  |  |  | 0% | [5 empty] | 0% | 0% | 0% | 1 | 82.41% | 0% | 0% | 3 | 74.44% | 0% | 0% | 3 | 11% | 0% | 0% | 1 | 93.36% | 0% | 0% | 4 | 48.16% | 0% | 0% | 1 | 0% | 0% | 0% | 1 | 0% | 0% | 1 |  |  |  |  | 0% | [5 empty] | 0% | 0% | 0% | 1 | 58.11% | 0% | 0% | 2 | 55.53% | 0% | 0% | 2 | 8.372% | 0% | 0% | 1 | 67.33% | 0% | 0% | 2 | 62.05% | 0% | 0% | 2 | 0.522% | 0% | 0% | 1 | 0% | 0% | 1 |  |  |  |  | 0% | [5 empty] | 0% | 0% | 0% | 1 | 24.17% | 0% | 0% | 1 | 33.93% | 0% | 0% | 1 | 10.45% | 0% | 0% | 1 | 39.49% | 0% | 0% | 1 | 71.65% | 0% | 0% | 3 | 0.3097% | 0% | 0% | 1
282 | Sloan Canyon (fka Bob) | Southern_NV_Eldorado | 0 | 0 | 0 | 0% | 0% | 1 |  |  |  |  | 0% | [5 empty] | 0% | 0% | 0% | 1 | 0% | 0% | 0% | 1 | 0% | 0% | 0% | 1 | 0% | 0% | 0% | 1 | 0% | 0% | 0% | 1 | 0% | 0% | 0% | 1 | 0% | 0% | 0% | 1 | 0% | 0% | 1 |  |  |  |  | 0% | [5 empty] | 0% | 0% | 0% | 1 | 0% | 0% | 0% | 1 | 0% | 0% | 0% | 1 | 0% | 0% | 0% | 1 | 0% | 0% | 0% | 1 | 0% | 0% | 0% | 1 | 0% | 0% | 0% | 1 | 0% | 0% | 1 |  |  |  |  | 0% | [5 empty] | 0% | 0% | 0% | 1 | 0% | 0% | 0% | 1 | 0% | 0% | 0% | 1 | 0% | 0% | 0% | 1 | 0% | 0% | 0% | 1 | 0% | 0% | 0% | 1 | 0% | 0% | 0% | 1 | 0% | 0% | 1 |  |  |  |  | 0% | [5 empty] | 0% | 0% | 0% | 1 | 95.83% | 0% | 0% | 5 | 72.97% | 0% | 0% | 3 | 0.0005072% | 0% | 0% | 1 | 95.83% | 0% | 0% | 5 | 37.42% | 0% | 0% | 1 | 0% | 0% | 0% | 1
283 | Valley (VEA) | Southern_NV_Eldorado | 0 | 0 | 0 | 0% | 0% | 1 |  |  |  |  | 0% | [5 empty] | 0% | 0% | 0% | 1 | 0% | 0% | 0% | 1 | 0% | 0% | 0% | 1 | 0% | 0% | 0% | 1 | 0% | 0% | 0% | 1 | 100% | 0% | 0% | 5 | 0.4541% | 0% | 0% | 1 | 0% | 0% | 1 |  |  |  |  | 0% | [5 empty] | 0% | 0% | 0% | 1 | 0% | 0% | 0% | 1 | 0% | 0% | 0% | 1 | 0% | 0% | 0% | 1 | 0% | 0% | 0% | 1 | 100% | 0% | 0% | 5 | 0.4541% | 0% | 0% | 1 | 0% | 0% | 1 |  |  |  |  | 0% | [5 empty] | 0% | 0% | 0% | 1 | 0% | 0% | 0% | 1 | 0% | 0% | 0% | 1 | 6.11% | 0% | 0% | 1 | 6.11% | 0% | 0% | 1 | 100% | 0% | 0% | 5 | 0.4263% | 0% | 0% | 1 | 0% | 0% | 1 |  |  |  |  | 0% | [5 empty] | 0% | 0% | 0% | 1 | 0.02559% | 0% | 0% | 1 | 0% | 0% | 0% | 1 | 5.262% | 0% | 0% | 1 | 5.288% | 0% | 0% | 1 | 88.05% | 0% | 0% | 3 | 0.4384% | 0% | 0% | 1
284 | Vista (VEA) | Southern_NV_Eldorado | 0 | 0 | 0 | 0% | 0% | 1 |  |  |  |  | 0% | [5 empty] | 0% | 0% | 0% | 1 | 0% | 0% | 0% | 1 | 0% | 0% | 0% | 1 | 0% | 0% | 0% | 1 | 0% | 0% | 0% | 1 | 0% | 0% | 0% | 1 | 0% | 0% | 0% | 1 | 0% | 0% | 1 |  |  |  |  | 0% | [5 empty] | 0% | 0% | 0% | 1 | 0.08838% | 0% | 0% | 1 | 71.61% | 0% | 0% | 3 | 95.71% | 0% | 0% | 5 | 95.8% | 0% | 0% | 5 | 57.04% | 0% | 0% | 2 | 10.48% | 0% | 0% | 1 | 0% | 0% | 1 |  |  |  |  | 0% | [5 empty] | 0% | 0% | 0% | 1 | 12.15% | 0% | 0% | 1 | 15.52% | 0% | 0% | 1 | 30.66% | 0% | 0% | 1 | 42.82% | 0% | 0% | 1 | 86.98% | 0% | 0% | 3 | 2.132% | 0% | 0% | 1 | 0% | 0% | 1 |  |  |  |  | 0% | [5 empty] | 0% | 0% | 0% | 1 | 14.77% | 0% | 0% | 1 | 3.856% | 0% | 0% | 1 | 45.05% | 0% | 0% | 1 | 52.76% | 0% | 0% | 2 | 78.2% | 0% | 0% | 3 | 0.6396% | 0% | 0% | 1
285 | Bay Boulevard | Greater_SD | 0 | 0 | 0 | 0% | 0% | 1 |  |  |  |  | 0% | [5 empty] | 3.408% | 0% | 3.408% | 1 | 2.124% | 0% | 0% | 1 | 22.3% | 0% | 0% | 1 | 85.63% | 0% | 0% | 3 | 85.98% | 0% | 0% | 3 | 0% | 0% | 0% | 1 | 3.596% | 0% | 0% | 1 | 0% | 0% | 1 |  |  |  |  | 0% | [5 empty] | 7.001% | 0% | 7.001% | 1 | 4.379% | 0% | 0% | 1 | 25.71% | 0% | 0% | 1 | 81.12% | 0% | 0% | 3 | 81.41% | 0% | 0% | 3 | 1.635% | 0% | 0% | 1 | 3.666% | 0% | 0% | 1 | 0% | 0% | 1 |  |  |  |  | 0% | [5 empty] | 6.869% | 0.1147% | 6.983% | 2 | 4.297% | 0% | 0% | 1 | 25.4% | 0% | 0% | 1 | 80.46% | 0% | 0% | 3 | 80.75% | 0% | 0% | 3 | 1.719% | 0% | 0% | 1 | 3.64% | 0% | 0% | 1 | 0% | 0% | 1 |  |  |  |  | 0% | [5 empty] | 6.409% | 5.638% | 12.05% | 2 | 4.043% | 0% | 0% | 1 | 25.22% | 0% | 0% | 1 | 79.91% | 0% | 0% | 3 | 80.18% | 0% | 0% | 3 | 4.324% | 0% | 0% | 1 | 3.592% | 0% | 0% | 1
286 | Beatty | Southern_NV_Eldorado | 0 | 0 | 0 | 0% | 0% | 1 |  |  |  |  | 0% | [5 empty] | 0% | 0% | 0% | 1 | 0% | 0% | 0% | 1 | 0% | 0% | 0% | 1 | 0% | 0% | 0% | 1 | 0% | 0% | 0% | 1 | 0% | 0% | 0% | 1 | 0% | 0% | 0% | 1 | 0% | 0% | 1 |  |  |  |  | 0% | [5 empty] | 0% | 0% | 0% | 1 | 0% | 0% | 0% | 1 | 0% | 0% | 0% | 1 | 0% | 0% | 0% | 1 | 0% | 0% | 0% | 1 | 100% | 0% | 0% | 5 | 0% | 0% | 0% | 1 | 0% | 0% | 1 |  |  |  |  | 0% | [5 empty] | 0% | 0% | 0% | 1 | 0% | 0% | 0% | 1 | 0% | 0% | 0% | 1 | 0% | 0% | 0% | 1 | 0% | 0% | 0% | 1 | 100% | 0% | 0% | 5 | 0% | 0% | 0% | 1 | 0% | 0% | 1 |  |  |  |  | 0% | [5 empty] | 0% | 0% | 0% | 1 | 0% | 0% | 0% | 1 | 0% | 0% | 0% | 1 | 0% | 0% | 0% | 1 | 0% | 0% | 0% | 1 | 100% | 0% | 0% | 5 | 0% | 0% | 0% | 1
287 | Lee Lake (Proposed) | Riverside (Exclude) | 0 | 0 | 0 | 0% | 0% | 1 |  |  |  |  | 0% | [5 empty] | 0% | 0% | 0% | 1 | 0% | 0% | 0% | 1 | 0% | 0% | 0% | 1 | 0% | 0% | 0% | 1 | 0% | 0% | 0% | 1 | 0% | 0% | 0% | 1 | 0% | 0% | 0% | 1 | 0% | 0% | 1 |  |  |  |  | 0% | [5 empty] | 0% | 0% | 0% | 1 | 0% | 0% | 0% | 1 | 0% | 0% | 0% | 1 | 0% | 0% | 0% | 1 | 0% | 0% | 0% | 1 | 0% | 0% | 0% | 1 | 0% | 0% | 0% | 1 | 0% | 0% | 1 |  |  |  |  | 0% | [5 empty] | 0% | 100% | 100% | 5 | 67.71% | 0% | 0% | 2 | 32.29% | 0% | 0% | 1 | 32.29% | 0% | 0% | 1 | 100% | 0% | 0% | 5 | 50.93% | 0% | 0% | 2 | 1.329% | 0% | 0% | 1 | 0% | 0% | 1 |  |  |  |  | 0% | [5 empty] | 1.75% | 20.13% | 21.88% | 4 | 15.56% | 0% | 0% | 1 | 20.52% | 0% | 0% | 1 | 83.1% | 0% | 0% | 3 | 92.97% | 0% | 0% | 4 | 11.64% | 0% | 0% | 1 | 6.001% | 0% | 0% | 1
288 | Leprino Jct | Central_Valley_North_Los_Banos | 0 | 0 | 0 | 0% | 0% | 1 |  |  |  |  | 30.4% | [5 empty] | 0% | 0% | 0% | 1 | 1.248% | 0% | 0% | 1 | 0% | 0% | 0% | 1 | 0.1467% | 0% | 0% | 1 | 1.248% | 0% | 0% | 1 | 0% | 0% | 0% | 1 | 3.591% | 0% | 0% | 1 | 0% | 0% | 1 |  |  |  |  | 50.36% | [5 empty] | 0% | 0% | 0% | 1 | 4.111% | 0% | 0% | 1 | 2.046% | 0% | 0% | 1 | 2.584% | 0% | 0% | 1 | 6.101% | 0% | 0% | 1 | 0% | 0% | 0% | 1 | 2.297% | 0% | 0% | 1 | 0% | 0% | 1 |  |  |  |  | 54.85% | [5 empty] | 0% | 0% | 0% | 1 | 5.464% | 0% | 0% | 1 | 1.768% | 0% | 0% | 1 | 4.534% | 0% | 0% | 1 | 9.626% | 0% | 0% | 1 | 0% | 0% | 0% | 1 | 1.774% | 0% | 0% | 1 | 0% | 0% | 1 |  |  |  |  | 48.13% | [5 empty] | 0% | 0% | 0% | 1 | 10.15% | 0% | 0% | 1 | 2.433% | 0% | 0% | 1 | 5.188% | 0% | 0% | 1 | 12.93% | 0% | 0% | 1 | 1.426% | 0% | 0% | 1 | 1.296% | 0% | 0% | 1
289 | Mead | Southern_NV_Eldorado | 0 | 0 | 0 | 0% | 0% | 1 |  |  |  |  | 0% | [5 empty] | 0% | 0% | 0% | 1 | 0% | 0% | 0% | 1 | 0% | 0% | 0% | 1 | 0% | 0% | 0% | 1 | 0% | 0% | 0% | 1 | 0% | 0% | 0% | 1 | 0% | 0% | 0% | 1 | 0% | 0% | 1 |  |  |  |  | 0% | [5 empty] | 0% | 0% | 0% | 1 | 0% | 0% | 0% | 1 | 0% | 0% | 0% | 1 | 0% | 0% | 0% | 1 | 0% | 0% | 0% | 1 | 0% | 0% | 0% | 1 | 0% | 0% | 0% | 1 | 0% | 0% | 1 |  |  |  |  | 0% | [5 empty] | 0% | 0% | 0% | 1 | 0% | 0% | 0% | 1 | 0% | 0% | 0% | 1 | 0% | 0% | 0% | 1 | 0% | 0% | 0% | 1 | 0% | 0% | 0% | 1 | 0% | 0% | 0% | 1 | 0% | 0% | 1 |  |  |  |  | 0% | [5 empty] | 0% | 0% | 0% | 1 | 0% | 0% | 0% | 1 | 0% | 0% | 0% | 1 | 0% | 0% | 0% | 1 | 0% | 0% | 0% | 1 | 0% | 0% | 0% | 1 | 0% | 0% | 0% | 1
290 | Quinto | Central_Valley_North_Los_Banos | 0 | 0 | 0 | 0% | 0% | 1 |  |  |  |  | 7.789% | [5 empty] | 2.734% | 0% | 2.734% | 1 | 78.89% | 0% | 0% | 3 | 3.431% | 0% | 0% | 1 | 12.06% | 0% | 0% | 1 | 80.56% | 0% | 0% | 3 | 24.07% | 0% | 0% | 1 | 6.537% | 0% | 0% | 1 | 0% | 0% | 1 |  |  |  |  | 6.982% | [5 empty] | 6.89% | 0% | 6.89% | 1 | 75.4% | 0% | 0% | 3 | 7.024% | 0% | 0% | 1 | 14.38% | 0% | 0% | 1 | 79.76% | 0% | 0% | 3 | 39.28% | 0% | 0% | 1 | 7.574% | 0% | 0% | 1 | 0% | 0% | 1 |  |  |  |  | 17.19% | [5 empty] | 6.098% | 0% | 6.098% | 1 | 67.62% | 0% | 0% | 2 | 11.5% | 0% | 0% | 1 | 17.51% | 0% | 0% | 1 | 72.91% | 0% | 0% | 3 | 33.38% | 0% | 0% | 1 | 8.288% | 0% | 0% | 1 | 0% | 0% | 1 |  |  |  |  | 38.24% | [5 empty] | 9.514% | 0% | 9.514% | 1 | 53.8% | 0% | 0% | 2 | 13.74% | 0% | 0% | 1 | 21.4% | 0% | 0% | 1 | 57.93% | 0% | 0% | 2 | 24.29% | 0% | 0% | 1 | 5.724% | 0% | 0% | 1
291 | Sandy | Southern_NV_Eldorado | 0 | 0 | 0 | 0% | 0% | 1 |  |  |  |  | 0% | [5 empty] | 0% | 0% | 0% | 1 | 0% | 0% | 0% | 1 | 0% | 0% | 0% | 1 | 0% | 0% | 0% | 1 | 0% | 0% | 0% | 1 | 0% | 0% | 0% | 1 | 0% | 0% | 0% | 1 | 0% | 0% | 1 |  |  |  |  | 0% | [5 empty] | 0% | 0% | 0% | 1 | 0% | 0% | 0% | 1 | 0% | 0% | 0% | 1 | 6.361% | 0% | 0% | 1 | 6.361% | 0% | 0% | 1 | 9.036% | 0% | 0% | 1 | 1.088% | 0% | 0% | 1 | 0% | 0% | 1 |  |  |  |  | 0% | [5 empty] | 0% | 0% | 0% | 1 | 17.93% | 0% | 0% | 1 | 0.09561% | 0% | 0% | 1 | 43.2% | 0% | 0% | 1 | 52.56% | 0% | 0% | 2 | 70.5% | 0% | 0% | 3 | 0.3532% | 0% | 0% | 1 | 0% | 0% | 1 |  |  |  |  | 0% | [5 empty] | 0% | 0% | 0% | 1 | 14.63% | 0% | 0% | 1 | 5.552% | 0% | 0% | 1 | 43.96% | 0% | 0% | 1 | 51.59% | 0% | 0% | 2 | 73.97% | 0% | 0% | 3 | 0.5642% | 0% | 0% | 1
292 | Eldorado | Southern_NV_Eldorado | 0 | 0 | 0 | 0% | 0% | 1 |  |  |  |  | 0% | [5 empty] | 0% | 0% | 0% | 1 | 0% | 0% | 0% | 1 | 0% | 0% | 0% | 1 | 0% | 0% | 0% | 1 | 0% | 0% | 0% | 1 | 0% | 0% | 0% | 1 | 0% | 0% | 0% | 1 | 0% | 0% | 1 |  |  |  |  | 0% | [5 empty] | 0% | 0% | 0% | 1 | 0% | 0% | 0% | 1 | 0% | 0% | 0% | 1 | 0% | 0% | 0% | 1 | 0% | 0% | 0% | 1 | 0% | 0% | 0% | 1 | 0% | 0% | 0% | 1 | 0% | 0% | 1 |  |  |  |  | 0% | [5 empty] | 0% | 0% | 0% | 1 | 0% | 0% | 0% | 1 | 0% | 0% | 0% | 1 | 0% | 0% | 0% | 1 | 0% | 0% | 0% | 1 | 0% | 0% | 0% | 1 | 0% | 0% | 0% | 1 | 0% | 0% | 1 |  |  |  |  | 0% | [5 empty] | 0% | 0% | 0% | 1 | 87.57% | 0% | 0% | 3 | 51.79% | 0% | 0% | 2 | 10.96% | 0% | 0% | 1 | 98.53% | 0% | 0% | 5 | 81.2% | 0% | 0% | 3 | 0% | 0% | 0% | 1
293 | Fink (Proposed) |  | 0 | 0 | 0 | 0% | 0% | 1 |  |  |  |  | 5.028% | [5 empty] | 77.72% | 0% | 77.72% | 5 | 94.76% | 0% | 0% | 4 | 29.45% | 0% | 0% | 1 | 64.39% | 0% | 0% | 2 | 97.52% | 0% | 0% | 5 | 75.64% | 0% | 0% | 3 | 3.511% | 0% | 0% | 1 | 0% | 0% | 1 |  |  |  |  | 33.56% | [5 empty] | 18.9% | 0% | 18.9% | 1 | 61.05% | 0% | 0% | 2 | 8.814% | 0% | 0% | 1 | 21.43% | 0% | 0% | 1 | 63.26% | 0% | 0% | 2 | 43.26% | 0% | 0% | 1 | 2.937% | 0% | 0% | 1 | 0% | 0% | 1 |  |  |  |  | 41.42% | [5 empty] | 12.05% | 0% | 12.05% | 1 | 62.06% | 0% | 0% | 2 | 10.13% | 0% | 0% | 1 | 19.75% | 0% | 0% | 1 | 64% | 0% | 0% | 2 | 36.76% | 0% | 0% | 1 | 2.493% | 0% | 0% | 1 | 0% | 0% | 1 |  |  |  |  | 37.84% | [5 empty] | 13.68% | 0% | 13.68% | 1 | 57.94% | 0% | 0% | 2 | 15% | 0% | 0% | 1 | 21.17% | 0% | 0% | 1 | 62.02% | 0% | 0% | 2 | 30.36% | 0% | 0% | 1 | 4.128% | 0% | 0% | 1
294 | Gates-Midway (Proposed) | Central_Valley_North_Los_Banos | 0 | 0 | 0 | 0% | 0% | 1 |  |  |  |  | 0% | [5 empty] | 0% | 0% | 0% | 1 | 0% | 0% | 0% | 1 | 0% | 0% | 0% | 1 | 0% | 0% | 0% | 1 | 0% | 0% | 0% | 1 | 0% | 0% | 0% | 1 | 0% | 0% | 0% | 1 | 0% | 0% | 1 |  |  |  |  | 0% | [5 empty] | 0% | 0% | 0% | 1 | 0% | 0% | 0% | 1 | 0% | 0% | 0% | 1 | 0% | 0% | 0% | 1 | 0% | 0% | 0% | 1 | 0% | 0% | 0% | 1 | 0% | 0% | 0% | 1 | 0% | 0% | 1 |  |  |  |  | 0% | [5 empty] | 1.531% | 0% | 1.531% | 1 | 45.46% | 0% | 0% | 1 | 0% | 0% | 0% | 1 | 97.28% | 0% | 0% | 5 | 98.81% | 0% | 0% | 5 | 2.042% | 0% | 0% | 1 | 0% | 0% | 0% | 1 | 0% | 0% | 1 |  |  |  |  | 0.3592% | [5 empty] | 3.537% | 0% | 3.537% | 1 | 46.35% | 0% | 0% | 1 | 3.219% | 0% | 0% | 1 | 12.67% | 0% | 0% | 1 | 50.88% | 0% | 0% | 2 | 51.61% | 0% | 0% | 2 | 1.166% | 0% | 0% | 1
295 | Rancho Seco - Bellota (Proposed) | Solano | 0 | 0 | 0 | 0% | 0% | 1 |  |  |  |  | 60.51% | [5 empty] | 0% | 0% | 0% | 1 | 0% | 0% | 0% | 1 | 0% | 0% | 0% | 1 | 77.05% | 0% | 0% | 3 | 77.05% | 0% | 0% | 3 | 0% | 0% | 0% | 1 | 11.5% | 0% | 0% | 1 | 0% | 0% | 1 |  |  |  |  | 30.5% | [5 empty] | 0% | 0% | 0% | 1 | 25.96% | 0% | 0% | 1 | 3.964% | 0% | 0% | 1 | 27.38% | 0% | 0% | 1 | 41.67% | 0% | 0% | 1 | 13.12% | 0% | 0% | 1 | 5.825% | 0% | 0% | 1 | 0% | 0% | 1 |  |  |  |  | 19.25% | [5 empty] | 7.707% | 0% | 7.707% | 1 | 59.16% | 0% | 0% | 2 | 4.68% | 0% | 0% | 1 | 25.14% | 0% | 0% | 1 | 69.62% | 0% | 0% | 2 | 24.55% | 0% | 0% | 1 | 6.675% | 0% | 0% | 1 | 0% | 0% | 1 |  |  |  |  | 43.01% | [5 empty] | 5.782% | 0% | 5.782% | 1 | 39.96% | 0% | 0% | 1 | 14.26% | 0% | 0% | 1 | 22.8% | 0% | 0% | 1 | 50.18% | 0% | 0% | 2 | 16.81% | 0% | 0% | 1 | 6.081% | 0% | 0% | 1
296 | Midway - Wheeler Ridge (Proposed) | Central_Valley_North_Los_Banos | 0 | 0 | 0 | 0% | 0% | 1 |  |  |  |  | 0% | [5 empty] | 0% | 0% | 0% | 1 | 0% | 0% | 0% | 1 | 0% | 0% | 0% | 1 | 0% | 0% | 0% | 1 | 0% | 0% | 0% | 1 | 0% | 0% | 0% | 1 | 0% | 0% | 0% | 1 | 0% | 0% | 1 |  |  |  |  | 0% | [5 empty] | 0% | 0% | 0% | 1 | 0% | 0% | 0% | 1 | 0% | 0% | 0% | 1 | 0% | 0% | 0% | 1 | 0% | 0% | 0% | 1 | 0% | 0% | 0% | 1 | 0% | 0% | 0% | 1 | 0% | 0% | 1 |  |  |  |  | 0% | [5 empty] | 91.89% | 0.3205% | 92.21% | 5 | 0.4913% | 0% | 0% | 1 | 0% | 0% | 0% | 1 | 0% | 0% | 0% | 1 | 0.4913% | 0% | 0% | 1 | 84.12% | 0% | 0% | 3 | 3.818% | 0% | 0% | 1 | 0% | 0% | 1 |  |  |  |  | 0% | [5 empty] | 79.34% | 2.43% | 81.77% | 5 | 51.9% | 0% | 0% | 2 | 34.99% | 0% | 0% | 1 | 52.19% | 0% | 0% | 2 | 70.7% | 0% | 0% | 3 | 61.9% | 0% | 0% | 2 | 3.852% | 0% | 0% | 1
297 | Suncrest - Ocotillo (Proposed) | Greater_Imperial | 400 | 16000 | 20 | 294.6% | 24.55% | 5 |  |  |  |  | 0% | [5 empty] | 13.26% | 86.74% | 100% | 5 | 0.2079% | 33.08% | 0% | 2 | 28.56% | 46.2% | 0% | 2 | 44.16% | 59.11% | 0% | 3 | 48.99% | 64.71% | 0% | 3 | 73.58% | 124.9% | 8.946% | 4 | 2.404% | 33.82% | 0% | 2 | 120.2% | 3.698% | 4 |  |  |  |  | 0.2059% | [5 empty] | 37.69% | 60.79% | 98.48% | 5 | 6.392% | 19.88% | 0% | 1 | 26.45% | 25.3% | 0% | 2 | 45.28% | 34.01% | 0% | 2 | 57.16% | 43.44% | 0% | 2 | 58.63% | 44.99% | 0% | 2 | 2.327% | 19.05% | 0% | 1 | 104.1% | 0.74% | 4 |  |  |  |  | 0.1746% | [5 empty] | 38.56% | 59.93% | 98.49% | 5 | 12.29% | 17.99% | 0% | 1 | 25.48% | 21.18% | 0% | 2 | 46.26% | 29.36% | 0% | 2 | 58.34% | 37.88% | 0% | 2 | 57.24% | 36.91% | 0% | 2 | 3.695% | 16.39% | 0% | 1 | 67.68% | 0% | 3 |  |  |  |  | 0.1579% | [5 empty] | 34.06% | 48.41% | 82.47% | 5 | 25.85% | 14.58% | 0% | 1 | 23.91% | 14.2% | 0% | 1 | 43.39% | 19.09% | 0% | 1 | 61.17% | 27.83% | 0% | 2 | 54.49% | 23.75% | 0% | 2 | 4.922% | 11.37% | 0% | 1
298 | North Gila - IV (Proposed) | Greater_Imperial | 0 | 0 | 0 | 0% | 0% | 1 |  |  |  |  | 55.54% | [5 empty] | 0% | 0% | 0% | 1 | 0% | 0% | 0% | 1 | 36.21% | 0% | 0% | 1 | 36.21% | 0% | 0% | 1 | 36.21% | 0% | 0% | 1 | 12.42% | 0% | 0% | 1 | 8.59% | 0% | 0% | 1 | 0% | 0% | 1 |  |  |  |  | 61.69% | [5 empty] | 0% | 0% | 0% | 1 | 3.71% | 0% | 0% | 1 | 21.1% | 0% | 0% | 1 | 21.1% | 0% | 0% | 1 | 24.81% | 0% | 0% | 1 | 10.48% | 0% | 0% | 1 | 5.857% | 0% | 0% | 1 | 0% | 0% | 1 |  |  |  |  | 62.71% | [5 empty] | 0% | 0% | 0% | 1 | 4.83% | 0% | 0% | 1 | 16.61% | 0% | 0% | 1 | 16.61% | 0% | 0% | 1 | 21.44% | 0% | 0% | 1 | 9.427% | 0% | 0% | 1 | 4.991% | 0% | 0% | 1 | 0% | 0% | 1 |  |  |  |  | 51.74% | [5 empty] | 0% | 0% | 0% | 1 | 7.221% | 0% | 0% | 1 | 15.88% | 0% | 0% | 1 | 15.05% | 0% | 0% | 1 | 22.98% | 0% | 0% | 1 | 14.11% | 0% | 0% | 1 | 4.774% | 0% | 0% | 1
299 | Lugo - Pisgah (Proposed) | Greater_Kramer | 150 | 6000 | 15 | 96.58% | 0% | 4 |  |  |  |  | 0% | [5 empty] | 0.2746% | 0% | 0.2746% | 1 | 25.4% | 24.87% | 0% | 2 | 8.297% | 20.23% | 0% | 2 | 7.999% | 20.16% | 0% | 2 | 35.19% | 28.62% | 0% | 2 | 66.06% | 54.66% | 0% | 3 | 0.08549% | 18.57% | 0% | 1 | 22.67% | 0% | 2 |  |  |  |  | 0.4907% | [5 empty] | 16.19% | 0% | 16.19% | 1 | 28.45% | 9.675% | 0% | 1 | 14.74% | 8.12% | 0% | 1 | 20.83% | 8.745% | 0% | 1 | 45.4% | 12.68% | 0% | 1 | 49.17% | 13.62% | 0% | 1 | 0.1618% | 6.934% | 0% | 1 | 12.97% | 0% | 1 |  |  |  |  | 0.4322% | [5 empty] | 16.31% | 0.0001796% | 16.31% | 2 | 29.59% | 6.076% | 0% | 1 | 19.82% | 5.335% | 0% | 1 | 25.41% | 5.735% | 0% | 1 | 49.54% | 8.478% | 0% | 1 | 38.96% | 7.008% | 0% | 1 | 0.5311% | 4.301% | 0% | 1 | 7.913% | 0% | 1 |  |  |  |  | 0.3196% | [5 empty] | 18.1% | 2.906% | 21.01% | 2 | 33.66% | 3.617% | 0% | 1 | 23.38% | 3.132% | 0% | 1 | 28.78% | 3.369% | 0% | 1 | 54.76% | 5.304% | 0% | 2 | 38.26% | 3.886% | 0% | 1 | 0.6405% | 2.415% | 0% | 1
300 | Crow Creek | Central_Valley_North_Los_Banos | 0 | 0 | 0 | 0% | 0% | 1 |  |  |  |  | 10.4% | [5 empty] | 66.6% | 0% | 66.6% | 3 | 88.91% | 0% | 0% | 3 | 25.71% | 0% | 0% | 1 | 55.3% | 0% | 0% | 2 | 91.27% | 0% | 0% | 4 | 64.8% | 0% | 0% | 2 | 4.042% | 0% | 0% | 1 | 0% | 0% | 1 |  |  |  |  | 35.86% | [5 empty] | 18.06% | 0% | 18.06% | 1 | 59.88% | 0% | 0% | 2 | 8.444% | 0% | 0% | 1 | 20.86% | 0% | 0% | 1 | 62.06% | 0% | 0% | 2 | 41.19% | 0% | 0% | 1 | 2.964% | 0% | 0% | 1 | 0% | 0% | 1 |  |  |  |  | 42.36% | [5 empty] | 11.75% | 0% | 11.75% | 1 | 61.44% | 0% | 0% | 2 | 9.892% | 0% | 0% | 1 | 19.42% | 0% | 0% | 1 | 63.31% | 0% | 0% | 2 | 36.04% | 0% | 0% | 1 | 2.418% | 0% | 0% | 1 | 0% | 0% | 1 |  |  |  |  | 38% | [5 empty] | 13.36% | 0% | 13.36% | 1 | 57.62% | 0% | 0% | 2 | 15.01% | 0% | 0% | 1 | 21.28% | 0% | 0% | 1 | 61.82% | 0% | 0% | 2 | 29.67% | 0% | 0% | 1 | 4.127% | 0% | 0% | 1
301 | Harry Allen | Nevada | 0 | 0 | 0 | 0% | 0% | 1 |  |  |  |  | 0% | [5 empty] | 0% | 0% | 0% | 1 | 0% | 0% | 0% | 1 | 0% | 0% | 0% | 1 | 0% | 0% | 0% | 1 | 0% | 0% | 0% | 1 | 0% | 0% | 0% | 1 | 0% | 0% | 0% | 1 | 0% | 0% | 1 |  |  |  |  | 0% | [5 empty] | 0% | 0% | 0% | 1 | 0% | 0% | 0% | 1 | 0% | 0% | 0% | 1 | 0% | 0% | 0% | 1 | 0% | 0% | 0% | 1 | 0% | 0% | 0% | 1 | 0% | 0% | 0% | 1 | 0% | 0% | 1 |  |  |  |  | 0% | [5 empty] | 0% | 0% | 0% | 1 | 0% | 0% | 0% | 1 | 0% | 0% | 0% | 1 | 0% | 0% | 0% | 1 | 0% | 0% | 0% | 1 | 0% | 0% | 0% | 1 | 0% | 0% | 0% | 1 | 0% | 0% | 1 |  |  |  |  | 0% | [5 empty] | 0% | 0% | 0% | 1 | 0% | 0% | 0% | 1 | 0% | 0% | 0% | 1 | 0% | 0% | 0% | 1 | 0% | 0% | 0% | 1 | 0% | 0% | 0% | 1 | 0% | 0% | 0% | 1
302 | Kirker | Solano | 0 | 0 | 0 | 0% | 0% | 1 |  |  |  |  | 0.006571% | [5 empty] | 19.66% | 4.603% | 24.26% | 2 | 46.55% | 0% | 0% | 1 | 70.73% | 0% | 0% | 3 | 46.54% | 0% | 0% | 1 | 79.97% | 0% | 0% | 3 | 14.71% | 0% | 0% | 1 | 55.25% | 0% | 0% | 2 | 0% | 0% | 1 |  |  |  |  | 2.15% | [5 empty] | 19.45% | 7.147% | 26.6% | 2 | 29.74% | 0% | 0% | 1 | 61.61% | 0% | 0% | 2 | 53.3% | 0% | 0% | 2 | 73.73% | 0% | 0% | 3 | 18.59% | 0% | 0% | 1 | 32.13% | 0% | 0% | 1 | 0% | 0% | 1 |  |  |  |  | 16.94% | [5 empty] | 19.31% | 4.862% | 24.18% | 2 | 26.06% | 0% | 0% | 1 | 48.15% | 0% | 0% | 1 | 48.57% | 0% | 0% | 1 | 65.49% | 0% | 0% | 2 | 12.07% | 0% | 0% | 1 | 24.09% | 0% | 0% | 1 | 0% | 0% | 1 |  |  |  |  | 38.21% | [5 empty] | 14.52% | 2.734% | 17.25% | 2 | 27.93% | 0% | 0% | 1 | 29.45% | 0% | 0% | 1 | 33.28% | 0% | 0% | 1 | 51.15% | 0% | 0% | 2 | 11.41% | 0% | 0% | 1 | 13.63% | 0% | 0% | 1
303 | Logan Creek | Northern_California | 0 | 0 | 0 | 0% | 0% | 1 |  |  |  |  | 31.42% | [5 empty] | 6.342% | 0% | 6.342% | 1 | 27% | 0% | 0% | 1 | 3.015% | 0% | 0% | 1 | 5.991% | 0% | 0% | 1 | 31.46% | 0% | 0% | 1 | 25.8% | 0% | 0% | 1 | 4.313% | 0% | 0% | 1 | 0% | 0% | 1 |  |  |  |  | 28.31% | [5 empty] | 12.33% | 0% | 12.33% | 1 | 32.37% | 0% | 0% | 1 | 4.972% | 0% | 0% | 1 | 10.51% | 0% | 0% | 1 | 40.11% | 0% | 0% | 1 | 30.5% | 0% | 0% | 1 | 3.745% | 0% | 0% | 1 | 0% | 0% | 1 |  |  |  |  | 31.37% | [5 empty] | 12.27% | 0% | 12.27% | 1 | 33.89% | 0% | 0% | 1 | 6.433% | 0% | 0% | 1 | 15% | 0% | 0% | 1 | 45.66% | 0% | 0% | 1 | 29.32% | 0% | 0% | 1 | 5.8% | 0% | 0% | 1 | 0% | 0% | 1 |  |  |  |  | 28.54% | [5 empty] | 16.76% | 0% | 16.76% | 1 | 38.3% | 0% | 0% | 1 | 8.164% | 0% | 0% | 1 | 22.52% | 0% | 0% | 1 | 55.72% | 0% | 0% | 2 | 27.4% | 0% | 0% | 1 | 7.951% | 0% | 0% | 1
304 | Julian Hinds | Riverside (Exclude) | 0 | 0 | 20 | 0% | 0% | 1 |  |  |  |  | 0% | [5 empty] | 0% | 0% | 0% | 1 | 100% | 0% | 0% | 5 | 16.76% | 0% | 0% | 1 | 0% | 0% | 0% | 1 | 100% | 0% | 0% | 5 | 43.64% | 0% | 0% | 1 | 0% | 0% | 0% | 1 | 0% | 0% | 1 |  |  |  |  | 0% | [5 empty] | 0% | 0% | 0% | 1 | 14.38% | 0% | 0% | 1 | 39.22% | 0% | 0% | 1 | 2.733% | 0% | 0% | 1 | 51.67% | 0% | 0% | 2 | 51.46% | 0% | 0% | 2 | 0% | 0% | 0% | 1 | 0% | 0% | 1 |  |  |  |  | 0% | [5 empty] | 0% | 0% | 0% | 1 | 11.45% | 0% | 0% | 1 | 21.53% | 0% | 0% | 1 | 1.929% | 0% | 0% | 1 | 32.5% | 0% | 0% | 1 | 36.61% | 0% | 0% | 1 | 0.1003% | 0% | 0% | 1 | 0% | 0% | 1 |  |  |  |  | 9.194% | [5 empty] | 0.4684% | 0% | 0.4684% | 1 | 20.35% | 0% | 0% | 1 | 24.44% | 0% | 0% | 1 | 12.08% | 0% | 0% | 1 | 43.6% | 0% | 0% | 1 | 26.05% | 0% | 0% | 1 | 1.628% | 0% | 0% | 1
305 | Hollister | Peninsula_Monterey | 0 | 0 | 0 | 0% | 0% | 1 |  |  |  |  | 0% | [5 empty] | 63.41% | 0% | 63.41% | 3 | 16.89% | 0% | 0% | 1 | 0% | 0% | 0% | 1 | 0% | 0% | 0% | 1 | 16.89% | 0% | 0% | 1 | 100% | 0% | 0% | 5 | 0% | 0% | 0% | 1 | 0% | 0% | 1 |  |  |  |  | 0% | [5 empty] | 26.59% | 0.1584% | 26.75% | 2 | 97.87% | 0% | 0% | 5 | 0% | 0% | 0% | 1 | 0% | 0% | 0% | 1 | 97.87% | 0% | 0% | 5 | 98.07% | 0% | 0% | 5 | 0.1919% | 0% | 0% | 1 | 0% | 0% | 1 |  |  |  |  | 16.05% | [5 empty] | 29.77% | 0.04238% | 29.82% | 2 | 81.58% | 0% | 0% | 3 | 0.09573% | 0% | 0% | 1 | 1.986% | 0% | 0% | 1 | 81.67% | 0% | 0% | 3 | 76.98% | 0% | 0% | 3 | 1.924% | 0% | 0% | 1 | 0% | 0% | 1 |  |  |  |  | 21.97% | [5 empty] | 30.91% | 1.322% | 32.23% | 2 | 59.27% | 0% | 0% | 2 | 11.41% | 0% | 0% | 1 | 18.45% | 0% | 0% | 1 | 67.55% | 0% | 0% | 2 | 48.16% | 0% | 0% | 1 | 4.216% | 0% | 0% | 1
306 | Boulevard | Greater_Imperial | 63.3 | 2532 | 10 | 18.55% | 0% | 1 |  |  |  |  | 0.03583% | [5 empty] | 70.45% | 28.04% | 98.5% | 5 | 11.41% | 5.375% | 0% | 1 | 9.502% | 5.262% | 0% | 1 | 31.86% | 6.989% | 0% | 1 | 42.84% | 8.332% | 0% | 1 | 51.77% | 9.874% | 0% | 2 | 1.37% | 4.828% | 0% | 1 | 16.86% | 0% | 1 |  |  |  |  | 0.2367% | [5 empty] | 50.62% | 47.64% | 98.27% | 5 | 8.276% | 3.69% | 0% | 1 | 15.12% | 3.988% | 0% | 1 | 30.54% | 4.873% | 0% | 1 | 45.64% | 6.227% | 0% | 1 | 56.73% | 7.823% | 0% | 2 | 1.712% | 3.444% | 0% | 1 | 15.2% | 0% | 1 |  |  |  |  | 0.1828% | [5 empty] | 39.35% | 51.16% | 90.51% | 5 | 11.26% | 2.947% | 0% | 1 | 21.32% | 3.324% | 0% | 1 | 36.11% | 4.093% | 0% | 1 | 53.29% | 5.599% | 0% | 2 | 57.01% | 6.083% | 0% | 2 | 1.977% | 2.668% | 0% | 1 | 11.38% | 0% | 1 |  |  |  |  | 0.14% | [5 empty] | 30.72% | 42.85% | 73.56% | 5 | 10.41% | 2.235% | 0% | 1 | 19.55% | 2.489% | 0% | 1 | 32.42% | 2.964% | 0% | 1 | 46.69% | 3.757% | 0% | 1 | 60.68% | 5.093% | 0% | 2 | 2.729% | 2.059% | 0% | 1
307 | Llagas | Peninsula_Monterey | 0 | 0 | 0 | 0% | 0% | 1 |  |  |  |  | 0% | [5 empty] | 86.83% | 2.635% | 89.46% | 5 | 34.25% | 0% | 0% | 1 | 0% | 0% | 0% | 1 | 0% | 0% | 0% | 1 | 34.25% | 0% | 0% | 1 | 99.78% | 0% | 0% | 5 | 0.4238% | 0% | 0% | 1 | 0% | 0% | 1 |  |  |  |  | 0% | [5 empty] | 49.89% | 47.1% | 96.99% | 5 | 71.08% | 0% | 0% | 3 | 7.33% | 0% | 0% | 1 | 35.78% | 0% | 0% | 1 | 71.08% | 0% | 0% | 3 | 84.87% | 0% | 0% | 3 | 1.186% | 0% | 0% | 1 | 0% | 0% | 1 |  |  |  |  | 10.25% | [5 empty] | 49.93% | 10.4% | 60.33% | 3 | 69.27% | 0% | 0% | 2 | 26.72% | 0% | 0% | 1 | 33.31% | 0% | 0% | 1 | 91.05% | 0% | 0% | 4 | 70.89% | 0% | 0% | 3 | 4.504% | 0% | 0% | 1 | 0% | 0% | 1 |  |  |  |  | 14.25% | [5 empty] | 31.89% | 5.84% | 37.73% | 2 | 69.24% | 0% | 0% | 2 | 15.38% | 0% | 0% | 1 | 27.96% | 0% | 0% | 1 | 81.56% | 0% | 0% | 3 | 61.94% | 0% | 0% | 2 | 2.843% | 0% | 0% | 1
308 | Miller | Central_Valley_North_Los_Banos | 0 | 0 | 0 | 0% | 0% | 1 |  |  |  |  | 2.776% | [5 empty] | 0% | 0% | 0% | 1 | 77.34% | 0% | 0% | 3 | 10.61% | 0% | 0% | 1 | 23.16% | 0% | 0% | 1 | 87.91% | 0% | 0% | 3 | 56.19% | 0% | 0% | 2 | 1.789% | 0% | 0% | 1 | 0% | 0% | 1 |  |  |  |  | 5.757% | [5 empty] | 22.3% | 0% | 22.3% | 2 | 72.58% | 0% | 0% | 3 | 7.102% | 0% | 0% | 1 | 19.54% | 0% | 0% | 1 | 77.06% | 0% | 0% | 3 | 44.8% | 0% | 0% | 1 | 6.313% | 0% | 0% | 1 | 0% | 0% | 1 |  |  |  |  | 17.57% | [5 empty] | 18.49% | 0% | 18.49% | 1 | 68.53% | 0% | 0% | 2 | 8.775% | 0% | 0% | 1 | 19.9% | 0% | 0% | 1 | 71.26% | 0% | 0% | 3 | 40.45% | 0% | 0% | 1 | 5.56% | 0% | 0% | 1 | 0% | 0% | 1 |  |  |  |  | 39.67% | [5 empty] | 12.66% | 0% | 12.66% | 1 | 56.66% | 0% | 0% | 2 | 13.77% | 0% | 0% | 1 | 20.56% | 0% | 0% | 1 | 60.13% | 0% | 0% | 2 | 29.63% | 0% | 0% | 1 | 4.775% | 0% | 0% | 1
309 | Madison | Solano | 0 | 0 | 20 | 0% | 0% | 1 |  |  |  |  | 45.44% | [5 empty] | 14.87% | 0% | 14.87% | 1 | 70.73% | 0% | 0% | 3 | 0.3998% | 0% | 0% | 1 | 1.911% | 0% | 0% | 1 | 72.25% | 0% | 0% | 3 | 18.29% | 0% | 0% | 1 | 1.632% | 0% | 0% | 1 | 0% | 0% | 1 |  |  |  |  | 47.13% | [5 empty] | 16.77% | 0% | 16.77% | 1 | 65.41% | 0% | 0% | 2 | 4.212% | 0% | 0% | 1 | 14.8% | 0% | 0% | 1 | 72.09% | 0% | 0% | 3 | 18.49% | 0% | 0% | 1 | 2.432% | 0% | 0% | 1 | 0% | 0% | 1 |  |  |  |  | 48.77% | [5 empty] | 20.24% | 0% | 20.24% | 2 | 61.08% | 0% | 0% | 2 | 8.487% | 0% | 0% | 1 | 24.77% | 0% | 0% | 1 | 70.86% | 0% | 0% | 3 | 19.5% | 0% | 0% | 1 | 2.943% | 0% | 0% | 1 | 0% | 0% | 1 |  |  |  |  | 46.49% | [5 empty] | 24.01% | 1.056% | 25.07% | 2 | 51.65% | 0% | 0% | 2 | 10.91% | 0% | 0% | 1 | 31.94% | 0% | 0% | 1 | 67.14% | 0% | 0% | 2 | 23.26% | 0% | 0% | 1 | 4.946% | 0% | 0% | 1
310 | New Melones | El_Dorado_Mariposa | 0 | 0 | 0 | 0% | 0% | 1 |  |  |  |  | 0% | [5 empty] | 78.97% | 0% | 78.97% | 5 | 75.81% | 0% | 0% | 3 | 22.89% | 0% | 0% | 1 | 38.39% | 0% | 0% | 1 | 76.07% | 0% | 0% | 3 | 86.56% | 0% | 0% | 3 | 5.457% | 0% | 0% | 1 | 0% | 0% | 1 |  |  |  |  | 1.634% | [5 empty] | 24.1% | 0% | 24.1% | 2 | 91.4% | 0% | 0% | 4 | 23.87% | 0% | 0% | 1 | 32.16% | 0% | 0% | 1 | 93.65% | 0% | 0% | 4 | 85.66% | 0% | 0% | 3 | 11.03% | 0% | 0% | 1 | 0% | 0% | 1 |  |  |  |  | 5.502% | [5 empty] | 12.07% | 0% | 12.07% | 1 | 80.84% | 0% | 0% | 3 | 19.95% | 0% | 0% | 1 | 44.7% | 0% | 0% | 1 | 92.33% | 0% | 0% | 4 | 61.87% | 0% | 0% | 2 | 12.35% | 0% | 0% | 1 | 0% | 0% | 1 |  |  |  |  | 17.42% | [5 empty] | 5.412% | 0% | 5.412% | 1 | 68.79% | 0% | 0% | 2 | 20.34% | 0% | 0% | 1 | 37.83% | 0% | 0% | 1 | 79.81% | 0% | 0% | 3 | 32.65% | 0% | 0% | 1 | 8.724% | 0% | 0% | 1
311 | Waukena | Central_Valley_North_Los_Banos | 0 | 0 | 0 | 0% | 0% | 1 |  |  |  |  | 4.641% | [5 empty] | 0% | 0% | 0% | 1 | 0% | 0% | 0% | 1 | 0% | 0% | 0% | 1 | 0% | 0% | 0% | 1 | 0% | 0% | 0% | 1 | 0% | 0% | 0% | 1 | 1.532% | 0% | 0% | 1 | 0% | 0% | 1 |  |  |  |  | 10.63% | [5 empty] | 0% | 0% | 0% | 1 | 0% | 0% | 0% | 1 | 0% | 0% | 0% | 1 | 0% | 0% | 0% | 1 | 0% | 0% | 0% | 1 | 0% | 0% | 0% | 1 | 4.019% | 0% | 0% | 1 | 0% | 0% | 1 |  |  |  |  | 21.91% | [5 empty] | 0% | 0% | 0% | 1 | 0.3408% | 0% | 0% | 1 | 0% | 0% | 0% | 1 | 0% | 0% | 0% | 1 | 0.3408% | 0% | 0% | 1 | 0% | 0% | 0% | 1 | 3.553% | 0% | 0% | 1 | 0% | 0% | 1 |  |  |  |  | 48.02% | [5 empty] | 0% | 0% | 0% | 1 | 5.564% | 0% | 0% | 1 | 1.527% | 0% | 0% | 1 | 4.296% | 0% | 0% | 1 | 8.253% | 0% | 0% | 1 | 0.217% | 0% | 0% | 1 | 2.336% | 0% | 0% | 1
312 | Excelsior | Central_Valley_North_Los_Banos | 0 | 0 | 0 | 0% | 0% | 1 |  |  |  |  | 48.45% | [5 empty] | 0% | 0% | 0% | 1 | 6.858% | 0% | 0% | 1 | 0.01046% | 0% | 0% | 1 | 1.109% | 0% | 0% | 1 | 6.858% | 0% | 0% | 1 | 2.812% | 0% | 0% | 1 | 0.1871% | 0% | 0% | 1 | 0% | 0% | 1 |  |  |  |  | 48.86% | [5 empty] | 0% | 0% | 0% | 1 | 21.12% | 0% | 0% | 1 | 2.837% | 0% | 0% | 1 | 8.172% | 0% | 0% | 1 | 25.04% | 0% | 0% | 1 | 3.368% | 0% | 0% | 1 | 0.5503% | 0% | 0% | 1 | 0% | 0% | 1 |  |  |  |  | 45.7% | [5 empty] | 0% | 0% | 0% | 1 | 20.19% | 0% | 0% | 1 | 3.772% | 0% | 0% | 1 | 7.622% | 0% | 0% | 1 | 24.04% | 0% | 0% | 1 | 2.655% | 0% | 0% | 1 | 1.068% | 0% | 0% | 1 | 0% | 0% | 1 |  |  |  |  | 48.18% | [5 empty] | 0% | 0% | 0% | 1 | 16.59% | 0% | 0% | 1 | 5.552% | 0% | 0% | 1 | 9.29% | 0% | 0% | 1 | 22.59% | 0% | 0% | 1 | 1.646% | 0% | 0% | 1 | 1.941% | 0% | 0% | 1
313 | Colgate | Northern_California | 0 | 0 | 0 | 0% | 0% | 1 |  |  |  |  | 0% | [5 empty] | 0% | 0% | 0% | 1 | 0% | 0% | 0% | 1 | 0% | 0% | 0% | 1 | 0% | 0% | 0% | 1 | 0% | 0% | 0% | 1 | 0% | 0% | 0% | 1 | 0% | 0% | 0% | 1 | 0% | 0% | 1 |  |  |  |  | 0% | [5 empty] | 10.15% | 48.47% | 58.62% | 5 | 62.19% | 0% | 0% | 2 | 20.9% | 0% | 0% | 1 | 32.4% | 0% | 0% | 1 | 84.88% | 0% | 0% | 3 | 34.51% | 0% | 0% | 1 | 4.262% | 0% | 0% | 1 | 0% | 0% | 1 |  |  |  |  | 7.588% | [5 empty] | 19.17% | 33.23% | 52.41% | 5 | 58.4% | 0% | 0% | 2 | 21.51% | 0% | 0% | 1 | 25.3% | 0% | 0% | 1 | 80.41% | 0% | 0% | 3 | 24.92% | 0% | 0% | 1 | 12.54% | 0% | 0% | 1 | 0% | 0% | 1 |  |  |  |  | 17.38% | [5 empty] | 26.1% | 21.16% | 47.25% | 4 | 43.49% | 0% | 0% | 1 | 23.33% | 0% | 0% | 1 | 24.52% | 0% | 0% | 1 | 69.53% | 0% | 0% | 2 | 23.53% | 0% | 0% | 1 | 11.52% | 0% | 0% | 1
314 | New Sub - Pit 1 - Cottonwood (Proposed) | Northern_California | 206 | 8240 | 15 | 75.78% | 0% | 3 |  |  |  |  | 0.07666% | [5 empty] | 92.94% | 6.723% | 99.66% | 5 | 63.9% | 20.72% | 0% | 2 | 9.729% | 8.285% | 0% | 1 | 11.88% | 8.487% | 0% | 1 | 66.63% | 22.41% | 0% | 2 | 65.13% | 21.45% | 0% | 2 | 5.977% | 7.955% | 0% | 1 | 43.91% | 0% | 2 |  |  |  |  | 0.04621% | [5 empty] | 95.59% | 4.053% | 99.64% | 5 | 50.08% | 9.031% | 0% | 2 | 13.16% | 5.191% | 0% | 1 | 14.41% | 5.267% | 0% | 1 | 56.03% | 10.25% | 0% | 2 | 70.45% | 15.26% | 0% | 3 | 5.068% | 4.749% | 0% | 1 | 32.8% | 0% | 2 |  |  |  |  | 0.09206% | [5 empty] | 95.93% | 3.584% | 99.51% | 5 | 43.98% | 5.187% | 0% | 1 | 21.95% | 3.723% | 0% | 1 | 21.36% | 3.696% | 0% | 1 | 55.63% | 6.549% | 0% | 2 | 73.8% | 11.09% | 0% | 3 | 4.564% | 3.045% | 0% | 1 | 13.08% | 0% | 1 |  |  |  |  | 0.07548% | [5 empty] | 95.06% | 4.544% | 99.6% | 5 | 40.14% | 2.501% | 0% | 1 | 18.42% | 1.835% | 0% | 1 | 20.63% | 1.886% | 0% | 1 | 51.84% | 3.108% | 0% | 2 | 66.46% | 4.464% | 0% | 2 | 4.22% | 1.563% | 0% | 1
315 | Cal Flats |  | 0 | 0 | 0 | 0% | 0% | 1 |  |  |  |  | 0.009864% | [5 empty] | 11.9% | 0% | 11.9% | 1 | 59.93% | 0% | 0% | 2 | 3.345% | 0% | 0% | 1 | 18% | 0% | 0% | 1 | 62.55% | 0% | 0% | 2 | 90.17% | 0% | 0% | 4 | 0.8616% | 0% | 0% | 1 | 0% | 0% | 1 |  |  |  |  | 0.005286% | [5 empty] | 14.43% | 0% | 14.43% | 1 | 62.79% | 0% | 0% | 2 | 10.1% | 0% | 0% | 1 | 18.14% | 0% | 0% | 1 | 65.17% | 0% | 0% | 2 | 82.39% | 0% | 0% | 3 | 1.275% | 0% | 0% | 1 | 0% | 0% | 1 |  |  |  |  | 0.009027% | [5 empty] | 10.64% | 0% | 10.64% | 1 | 63.42% | 0% | 0% | 2 | 6.665% | 0% | 0% | 1 | 23.36% | 0% | 0% | 1 | 67.66% | 0% | 0% | 2 | 63.79% | 0% | 0% | 2 | 1.143% | 0% | 0% | 1 | 0% | 0% | 1 |  |  |  |  | 17.21% | [5 empty] | 15.03% | 0.003802% | 15.04% | 2 | 43.45% | 0% | 0% | 1 | 5.502% | 0% | 0% | 1 | 20.19% | 0% | 0% | 1 | 54.16% | 0% | 0% | 2 | 39.43% | 0% | 0% | 1 | 1.433% | 0% | 0% | 1

## Land_OOS_Analysis_Wind_2035
Land-use and environmental criteria analysis for 2035 onshore wind resources mapped to Nevada or Arizona areas of the CAISO system for 5, 10, 15, and 20 mile radii from substations. This analysis uses the values from the "LandEnvData_SolarWind_OOS" tab to calculate criteria alignment. |  |  |  | Onshore Wind Resource Density Assumption
|  |  |  | 40 | Acres/MW
[6 empty] | 5 Mile Radius Analysis |  |  | 10 Mile Radius Analysis |  |  | 15 Mile Radius Analysis |  |  | 20 Mile Radius Analysis
[6 empty] | WECC Land-Use Screen |  |  | WECC Land-Use Screen |  |  | WECC Land-Use Screen |  |  | WECC Land-Use Screen
OBJECTID | IRP_Substation_Name | RESOLVE_Solar_Area | MWs Mapped | Acres of MWs Mapped | Distance from Substation Selected | Lower Implications Area used by MWs Mapped | High Implications Area used by MWs Mapped | Core Screen Criteria Alignment Level | Lower Implications Area used by MWs Mapped | High Implications Area used by MWs Mapped | Core Screen Criteria Alignment Level | Lower Implications Area used by MWs Mapped | High Implications Area used by MWs Mapped | Core Screen Criteria Alignment Level | Lower Implications Area used by MWs Mapped | High Implications Area used by MWs Mapped | Core Screen Criteria Alignment Level
1 | DELANEY | ARIZONA | 0 | 0 | 0 | 0% | 0% | 1 | 0% | 0% | 1 | 0% | 0% | 1 | 0% | 0% | 1
2 | GAMEBIRD | SNV | 0 | 0 | 0 | 0% | 0% | 1 | 0% | 0% | 1 | 0% | 0% | 1 | 0% | 0% | 1
3 | MOHAVE | SNV | 300 | 12000 | 20 | 1215% | 18449% | 5 | 63.18% | 0% | 3 | 33.05% | 0% | 2 | 20.59% | 0% | 2
4 | HASSAYAMPA | ARIZONA | 0 | 0 | 0 | 0% | 0% | 1 | 0% | 0% | 1 | 0% | 0% | 1 | 0% | 0% | 1
5 | ELDORADO | SNV | 0 | 0 | 0 | 0% | 0% | 1 | 0% | 0% | 1 | 0% | 0% | 1 | 0% | 0% | 1
6 | NORTH GILA | ARIZONA | 0 | 0 | 0 | 0% | 0% | 1 | 0% | 0% | 1 | 0% | 0% | 1 | 0% | 0% | 1
7 | LATHROP | SNV | 300 | 12000 | 15 | 167.8% | 23.44% | 5 | 28.3% | 0% | 2 | 13.86% | 0% | 1 | 10.99% | 0% | 1
8 | BEATTY | SNV | 0 | 0 | 0 | 0% | 0% | 1 | 0% | 0% | 1 | 0% | 0% | 1 | 0% | 0% | 1
9 | VALLEY (VEA) | SNV | 0 | 0 | 0 | 0% | 0% | 1 | 0% | 0% | 1 | 0% | 0% | 1 | 0% | 0% | 1
10 | INNOVATION | SNV | 0 | 0 | 0 | 0% | 0% | 1 | 0% | 0% | 1 | 0% | 0% | 1 | 0% | 0% | 1
11 | HOODOO WASH | ARIZONA | 0 | 0 | 0 | 0% | 0% | 1 | 0% | 0% | 1 | 0% | 0% | 1 | 0% | 0% | 1
12 | VISTA (VEA) | SNV | 0 | 0 | 0 | 0% | 0% | 1 | 0% | 0% | 1 | 0% | 0% | 1 | 0% | 0% | 1
13 | DESERT VIEW | SNV | 0 | 0 | 0 | 0% | 0% | 1 | 0% | 0% | 1 | 0% | 0% | 1 | 0% | 0% | 1
14 | CIELO AZUL | ARIZONA | 0 | 0 | 0 | 0% | 0% | 1 | 0% | 0% | 1 | 0% | 0% | 1 | 0% | 0% | 1
15 | TROUT CANYON | SNV | 0 | 0 | 20 | 0% | 0% | 1 | 0% | 0% | 1 | 0% | 0% | 1 | 0% | 0% | 1
16 | SLOAN CANYON | SNV | 310 | 12400 | 20 | 811.7% | 2790% | 5 | 362% | 230.3% | 5 | 109.8% | 5.515% | 4 | 43.73% | 0% | 2
17 | CHARLESTON PARK | SNV | 0 | 0 | 0 | 0% | 0% | 1 | 0% | 0% | 1 | 0% | 0% | 1 | 0% | 0% | 1
18 | JACKASS FLATS | SNV | 0 | 0 | 0 | 0% | 0% | 1 | 0% | 0% | 1 | 0% | 0% | 1 | 0% | 0% | 1
19 | MCCULLOUGH | SNV | 0 | 0 | 0 | 0% | 0% | 1 | 0% | 0% | 1 | 0% | 0% | 1 | 0% | 0% | 1
20 | MEAD | SNV | 0 | 0 | 0 | 0% | 0% | 1 | 0% | 0% | 1 | 0% | 0% | 1 | 0% | 0% | 1
21 | MERCURY | SNV | 0 | 0 | 0 | 0% | 0% | 1 | 0% | 0% | 1 | 0% | 0% | 1 | 0% | 0% | 1
22 | NORTHWEST (NVE) | SNV | 0 | 0 | 0 | 0% | 0% | 1 | 0% | 0% | 1 | 0% | 0% | 1 | 0% | 0% | 1
23 | PAHRUMP | SNV | 0 | 0 | 0 | 0% | 0% | 1 | 0% | 0% | 1 | 0% | 0% | 1 | 0% | 0% | 1
24 | PALO VERDE | ARIZONA | 0 | 0 | 0 | 0% | 0% | 1 | 0% | 0% | 1 | 0% | 0% | 1 | 0% | 0% | 1
25 | PRIMM | SNV | 0 | 0 | 0 | 0% | 0% | 1 | 0% | 0% | 1 | 0% | 0% | 1 | 0% | 0% | 1
26 | SANDY VALLEY | SNV | 0 | 0 | 0 | 0% | 0% | 1 | 0% | 0% | 1 | 0% | 0% | 1 | 0% | 0% | 1
27 | THOUSANDAIRE | SNV | 0 | 0 | 0 | 0% | 0% | 1 | 0% | 0% | 1 | 0% | 0% | 1 | 0% | 0% | 1
28 | VALLEY SWITCH | SNV | 0 | 0 | 0 | 0% | 0% | 1 | 0% | 0% | 1 | 0% | 0% | 1 | 0% | 0% | 1

## Land_EnvAnalysis_Solar_2040
Land-use and environmental criteria analysis for 2040 utility-scale solar resources mapped to in-California areas for 5, 10, 15, and 20 mile radii from substations. This analysis uses the values from the "LandEnv_Solar_Data_Xmi" 5 through 20 mile tabs to calculate criteria alignment. |  |  |  | Utility-scale Solar Resource Density Assumption
[47 empty] | <-5 mi | [41 empty] | <-10 mi | [41 empty] | <-15 mi | [41 empty] | 20 mi
|  |  |  | 10 | Acres/MW | 5-mile Radius From Substation Analysis | [41 empty] | 10-mile Radius From Substation Analysis | [41 empty] | 15-mile Radius From Substation Analysis | [41 empty] | 20-mile Radius From Substation Analysis
[6 empty] | 3. Land-use Feasibility Criteria Analysis | [16 empty] | 4. Environmental (Conservation and Biological) Impact Factors Criteria Analysis | [24 empty] | 3. Land-use Feasibility Criteria Analysis | [16 empty] | 4. Environmental (Conservation and Biological) Impact Factors Criteria Analysis | [24 empty] | 3. Land-use Feasibility Criteria Analysis | [16 empty] | 4. Environmental (Conservation and Biological) Impact Factors Criteria Analysis | [24 empty] | 3. Land-use Feasibility Criteria Analysis | [16 empty] | 4. Environmental (Conservation and Biological) Impact Factors Criteria Analysis
[6 empty] | CEC Core Land-Use Screen |  |  | CEC's Parcelization |  |  |  | CEC's Cropland Index |  |  |  | Criticially Overdrafted Groundwater Basin |  | Fire Threat |  |  |  | ACE Terrestrial Connectivity |  |  |  | ACE Biodiversity |  |  |  | ACE Irreplaceability |  |  |  | ACE Combined |  |  |  | Terrestrial Landscape Intactness |  |  |  | Wetlands |  |  |  |  | CEC Core Land-Use Screen |  |  | CEC's Parcelization |  |  |  | CEC's Cropland Index |  |  |  | Criticially Overdrafted Groundwater Basin |  | Fire Threat |  |  |  | ACE Terrestrial Connectivity |  |  |  | ACE Biodiversity |  |  |  | ACE Irreplaceability |  |  |  | ACE Combined |  |  |  | Terrestrial Landscape Intactness |  |  |  | Wetlands |  |  |  |  | CEC Core Land-Use Screen |  |  | CEC's Parcelization |  |  |  | CEC's Cropland Index |  |  |  | Criticially Overdrafted Groundwater Basin |  | Fire Threat |  |  |  | ACE Terrestrial Connectivity |  |  |  | ACE Biodiversity |  |  |  | ACE Irreplaceability |  |  |  | ACE Combined |  |  |  | Terrestrial Landscape Intactness |  |  |  | Wetlands |  |  |  |  | CEC Core Land-Use Screen |  |  | CEC's Parcelization |  |  |  | CEC's Cropland Index |  |  |  | Criticially Overdrafted Groundwater Basin |  | Fire Threat |  |  |  | ACE Terrestrial Connectivity |  |  |  | ACE Biodiversity |  |  |  | ACE Irreplaceability |  |  |  | ACE Combined |  |  |  | Terrestrial Landscape Intactness |  |  |  | Wetlands
OBJECTID | IRP_Substation_Name | RESOLVE_Solar_Area | MWs Mapped | Acres of MWs Mapped | Distance from Substation Selected | Lower Implications Area used by MWs Mapped | High Implications Area used by MWs Mapped | Core Screen Criteria Alignment Level | Substation's 10th Percentile Value Parcelization | Low Parcelization (P ≤ 6) Area used by MWs Mapped | Medium Parcelization (6 < P ≤ 30) Area used by MWs Mapped | Parcelization Criteria Alignment Level | Total Potential Area Percentage High Value Cropland | Low Value Cropland used by MWs Mapped | High Value Cropland used by MWs Mapped | Cropland Index Criteria Alignment Level | Majority of Area within Critically Overdrafted Basin | Overdrafted Basin Criteria Alignment Level | Total Potential Area Percentage Tier 2 | Total Potential Area Percentage Tier 3 | Total Potential Area Percentage Tier 2 or 3 | Fire Threat Criteria Alignment Level | Total Potential Area Percentage Higher Implications | Low Implications Area used by MWs Mapped | Higher Implications Area used by MWs Mapped | ACE Connectivity Criteria Alignment | Total Potential Area Percentage Higher Implications | Low Implications Area used by MWs Mapped | Higher Implications Area used by MWs Mapped | ACE Biodiversity Criteria Alignment | Total Potential Area Percentage Higher Implications | Low Implications Area used by MWs Mapped | Higher Implications Area used by MWs Mapped | ACE Irreplaceability Criteria Alignment | Total Potential Area Percentage Higher Implications | Low Implications Area used by MWs Mapped | Higher Implications Area used by MWs Mapped | All ACE Criteria Alignment | Total Potential Area Percentage Higher Implications | Low Implications Area used by MWs Mapped | Higher Implications Area used by MWs Mapped | Intactness Criteria Alignment | Total Potential Area Percentage Higher Implications | Low Implications Area used by MWs Mapped | Higher Implications Area used by MWs Mapped | Wetlands Criteria Alignment |  | Lower Implications Area used by MWs Mapped | High Implications Area used by MWs Mapped | Core Screen Criteria Alignment Level | Substation's 10th Percentile Value Parcelization | Low Parcelization (P ≤ 6) Area used by MWs Mapped | Medium Parcelization (6 < P ≤ 30) Area used by MWs Mapped | Parcelization Criteria Alignment Level | Total Potential Area Percentage High Value Cropland | Low Value Cropland used by MWs Mapped | High Value Cropland used by MWs Mapped | Cropland Index Criteria Alignment Level | Majority of Area within Critically Overdrafted Basin | Overdrafted Basin Criteria Alignment Level | Total Potential Area Percentage Tier 2 | Total Potential Area Percentage Tier 3 | Total Potential Area Percentage Tier 2 or 3 | Fire Threat Criteria Alignment Level | Total Potential Area Percentage Higher Implications | Low Implications Area used by MWs Mapped | Higher Implications Area used by MWs Mapped | ACE Connectivity Criteria Alignment | Total Potential Area Percentage Higher Implications | Low Implications Area used by MWs Mapped | Higher Implications Area used by MWs Mapped | ACE Biodiversity Criteria Alignment | Total Potential Area Percentage Higher Implications | Low Implications Area used by MWs Mapped | Higher Implications Area used by MWs Mapped | ACE Irreplaceability Criteria Alignment | Total Potential Area Percentage Higher Implications | Low Implications Area used by MWs Mapped | Higher Implications Area used by MWs Mapped | All ACE Criteria Alignment | Total Potential Area Percentage Higher Implications | Low Implications Area used by MWs Mapped | Higher Implications Area used by MWs Mapped | Intactness Criteria Alignment | Total Potential Area Percentage Higher Implications | Low Implications Area used by MWs Mapped | Higher Implications Area used by MWs Mapped | Wetlands Criteria Alignment |  | Lower Implications Area used by MWs Mapped | High Implications Area used by MWs Mapped | Core Screen Criteria Alignment Level | Substation's 10th Percentile Value Parcelization | Low Parcelization (P ≤ 6) Area used by MWs Mapped | Medium Parcelization (6 < P ≤ 30) Area used by MWs Mapped | Parcelization Criteria Alignment Level | Total Potential Area Percentage High Value Cropland | Low Value Cropland used by MWs Mapped | High Value Cropland used by MWs Mapped | Cropland Index Criteria Alignment Level | Majority of Area within Critically Overdrafted Basin | Overdrafted Basin Criteria Alignment Level | Total Potential Area Percentage Tier 2 | Total Potential Area Percentage Tier 3 | Total Potential Area Percentage Tier 2 or 3 | Fire Threat Criteria Alignment Level | Total Potential Area Percentage Higher Implications | Low Implications Area used by MWs Mapped | Higher Implications Area used by MWs Mapped | ACE Connectivity Criteria Alignment | Total Potential Area Percentage Higher Implications | Low Implications Area used by MWs Mapped | Higher Implications Area used by MWs Mapped | ACE Biodiversity Criteria Alignment | Total Potential Area Percentage Higher Implications | Low Implications Area used by MWs Mapped | Higher Implications Area used by MWs Mapped | ACE Irreplaceability Criteria Alignment | Total Potential Area Percentage Higher Implications | Low Implications Area used by MWs Mapped | Higher Implications Area used by MWs Mapped | All ACE Criteria Alignment | Total Potential Area Percentage Higher Implications | Low Implications Area used by MWs Mapped | Higher Implications Area used by MWs Mapped | Intactness Criteria Alignment | Total Potential Area Percentage Higher Implications | Low Implications Area used by MWs Mapped | Higher Implications Area used by MWs Mapped | Wetlands Criteria Alignment |  | Lower Implications Area used by MWs Mapped | High Implications Area used by MWs Mapped | Core Screen Criteria Alignment Level | Substation's 10th Percentile Value Parcelization | Low Parcelization (P ≤ 6) Area used by MWs Mapped | Medium Parcelization (6 < P ≤ 30) Area used by MWs Mapped | Parcelization Criteria Alignment Level | Total Potential Area Percentage High Value Cropland | Low Value Cropland used by MWs Mapped | High Value Cropland used by MWs Mapped | Cropland Index Criteria Alignment Level | Majority of Area within Critically Overdrafted Basin | Overdrafted Basin Criteria Alignment Level | Total Potential Area Percentage Tier 2 | Total Potential Area Percentage Tier 3 | Total Potential Area Percentage Tier 2 or 3 | Fire Threat Criteria Alignment Level | Total Potential Area Percentage Higher Implications | Low Implications Area used by MWs Mapped | Higher Implications Area used by MWs Mapped | ACE Connectivity Criteria Alignment | Total Potential Area Percentage Higher Implications | Low Implications Area used by MWs Mapped | Higher Implications Area used by MWs Mapped | ACE Biodiversity Criteria Alignment | Total Potential Area Percentage Higher Implications | Low Implications Area used by MWs Mapped | Higher Implications Area used by MWs Mapped | ACE Irreplaceability Criteria Alignment | Total Potential Area Percentage Higher Implications | Low Implications Area used by MWs Mapped | Higher Implications Area used by MWs Mapped | All ACE Criteria Alignment | Total Potential Area Percentage Higher Implications | Low Implications Area used by MWs Mapped | Higher Implications Area used by MWs Mapped | Intactness Criteria Alignment | Total Potential Area Percentage Higher Implications | Low Implications Area used by MWs Mapped | Higher Implications Area used by MWs Mapped | Wetlands Criteria Alignment
0 | East Shore | NORTHERN CALIFORNIA | 0 | 0 | 10 | 0% | 0% | 1 | 4.4592 | 0% | 0% | 1 | 0% | 0% | 0% | 1 | 0 | 2 | 0% | 0% | 0% | 1 | 0% | 0% | 0% | 1 | 0% | 0% | 0% | 1 | 56.39% | 0% | 0% | 2 | 56.39% | 0% | 0% | 2 | 0% | 0% | 0% | 1 | 79.03% | 0% | 0% | 3 |  | 0% | 0% | 1 | 59.5 | 0% | 0% | 4 | 0% | 0% | 0% | 1 | 0 | 2 | 4.631% | 56.87% | 61.51% | 5 | 45.69% | 0% | 0% | 1 | 19.56% | 0% | 0% | 1 | 65.58% | 0% | 0% | 2 | 82.28% | 0% | 0% | 3 | 47.53% | 0% | 0% | 1 | 9.957% | 0% | 0% | 1 |  | 0% | 0% | 1 | 42.5 | 0% | 0% | 4 | 0.217% | 0% | 0% | 1 | 0 | 2 | 14.23% | 54.22% | 68.46% | 5 | 63.27% | 0% | 0% | 2 | 28.56% | 0% | 0% | 1 | 64.88% | 0% | 0% | 2 | 84.62% | 0% | 0% | 3 | 45.97% | 0% | 0% | 1 | 9.066% | 0% | 0% | 1 |  | 0% | 0% | 1 | 30.1176 | 0% | 0% | 4 | 0.2459% | 0% | 0% | 1 | 0 | 2 | 36.06% | 38.93% | 74.99% | 5 | 57.28% | 0% | 0% | 2 | 42.65% | 0% | 0% | 1 | 66.02% | 0% | 0% | 2 | 81.9% | 0% | 0% | 3 | 49.95% | 0% | 0% | 1 | 7.978% | 0% | 0% | 1
1 | Newark | NORTHERN CALIFORNIA | 0 | 0 | 10 | 0% | 0% | 1 | 4.2915 | 0% | 0% | 1 | 0% | 0% | 0% | 1 | 0 | 2 | 0% | 0% | 0% | 1 | 0.4619% | 0% | 0% | 1 | 7.648% | 0% | 0% | 1 | 22.61% | 0% | 0% | 1 | 22.61% | 0% | 0% | 1 | 0% | 0% | 0% | 1 | 79.45% | 0% | 0% | 3 |  | 0% | 0% | 1 | 10.37 | 0% | 0% | 1 | 0.6662% | 0% | 0% | 1 | 0 | 2 | 54.89% | 15.71% | 70.6% | 3 | 58.86% | 0% | 0% | 2 | 41.56% | 0% | 0% | 1 | 63.62% | 0% | 0% | 2 | 78.92% | 0% | 0% | 3 | 46.89% | 0% | 0% | 1 | 10.83% | 0% | 0% | 1 |  | 0% | 0% | 1 | 13.038 | 0% | 0% | 2 | 0.2344% | 0% | 0% | 1 | 0 | 2 | 61.01% | 17.36% | 78.37% | 5 | 56.55% | 0% | 0% | 2 | 36.6% | 0% | 0% | 1 | 53.07% | 0% | 0% | 2 | 70.13% | 0% | 0% | 3 | 62.74% | 0% | 0% | 2 | 8.4% | 0% | 0% | 1 |  | 0% | 0% | 1 | 18 | 0% | 0% | 2 | 0.3004% | 0% | 0% | 1 | 0 | 2 | 63.07% | 19.15% | 82.22% | 5 | 62.79% | 0% | 0% | 2 | 38.16% | 0% | 0% | 1 | 53.2% | 0% | 0% | 2 | 80.74% | 0% | 0% | 3 | 60.38% | 0% | 0% | 2 | 7.292% | 0% | 0% | 1
2 | Tesla | NORTHERN CALIFORNIA | 0 | 0 | 10 | 0% | 0% | 1 | 19.2689 | 0% | 0% | 2 | 7.297% | 0% | 0% | 1 | 0 | 2 | 0.002254% | 0% | 0.002254% | 1 | 79.05% | 0% | 0% | 3 | 74.84% | 0% | 0% | 3 | 79.83% | 0% | 0% | 3 | 92.88% | 0% | 0% | 4 | 24.51% | 0% | 0% | 1 | 3.439% | 0% | 0% | 1 |  | 0% | 0% | 1 | 13.81 | 0% | 0% | 2 | 20.57% | 0% | 0% | 1 | 0 | 2 | 10.33% | 0% | 10.33% | 1 | 71.83% | 0% | 0% | 3 | 56.21% | 0% | 0% | 2 | 58.25% | 0% | 0% | 2 | 82.52% | 0% | 0% | 3 | 26.77% | 0% | 0% | 1 | 5.136% | 0% | 0% | 1 |  | 0% | 0% | 1 | 12.1339 | 0% | 0% | 2 | 32.57% | 0% | 0% | 1 | 0 | 2 | 18.91% | 0.7194% | 19.63% | 2 | 56.74% | 0% | 0% | 2 | 41.3% | 0% | 0% | 1 | 43.77% | 0% | 0% | 1 | 68.9% | 0% | 0% | 2 | 27.62% | 0% | 0% | 1 | 5.426% | 0% | 0% | 1 |  | 0% | 0% | 1 | 12.0248 | 0% | 0% | 2 | 37.02% | 0% | 0% | 1 | 0 | 2 | 20.94% | 1.361% | 22.3% | 2 | 53.18% | 0% | 0% | 2 | 35.17% | 0% | 0% | 1 | 38.44% | 0% | 0% | 1 | 63.7% | 0% | 0% | 2 | 29.21% | 0% | 0% | 1 | 5.509% | 0% | 0% | 1
3 | Cabrillo | SPGE | 91.2 | 912 | 10 | 34.45% | 0% | 2 | 6.3056 | 9.895% | 0% | 1 | 20.15% | 0% | 0% | 1 | 0 | 2 | 71.59% | 0% | 71.59% | 3 | 18.26% | 5.254% | 0% | 1 | 3.204% | 4.437% | 0% | 1 | 55.27% | 9.602% | 0% | 2 | 67.96% | 13.4% | 0% | 2 | 24.88% | 5.717% | 0% | 1 | 8.259% | 4.681% | 0% | 1 |  | 11.72% | 0% | 1 | 4.8516 | 1.808% | 0% | 1 | 10.54% | 0% | 0% | 1 | 0 | 2 | 81.97% | 0% | 81.97% | 5 | 51.39% | 2.046% | 0% | 2 | 4.35% | 1.04% | 0% | 1 | 46.1% | 1.845% | 0% | 1 | 79.23% | 4.788% | 0% | 3 | 45.56% | 1.827% | 0% | 1 | 5.387% | 1.051% | 0% | 1 |  | 4.792% | 0% | 1 | 5.3976 | 0.8092% | 0% | 1 | 6.927% | 0% | 0% | 1 | 0 | 2 | 77.13% | 0.2252% | 77.35% | 5 | 55.21% | 1.039% | 0% | 2 | 4.904% | 0.4893% | 0% | 1 | 43.08% | 0.8175% | 0% | 1 | 79.14% | 2.231% | 0% | 3 | 42.67% | 0.8116% | 0% | 1 | 4.671% | 0.4881% | 0% | 1 |  | 1.651% | 0% | 1 | 6.364 | 0.5798% | 0% | 1 | 9.602% | 0% | 0% | 1 | 0 | 2 | 68.97% | 1.66% | 70.63% | 3 | 45.74% | 0.5559% | 0% | 1 | 5.208% | 0.3182% | 0% | 1 | 35.74% | 0.4694% | 0% | 1 | 67.13% | 0.9178% | 0% | 2 | 36.67% | 0.4763% | 0% | 1 | 4.078% | 0.3145% | 0% | 1
4 | Honcut | NORTHERN CALIFORNIA | 0 | 0 | 10 | 0% | 0% | 1 | 12.8251 | 0% | 0% | 2 | 55.46% | 0% | 0% | 2 | 0 | 2 | 0% | 0% | 0% | 1 | 90.35% | 0% | 0% | 4 | 0% | 0% | 0% | 1 | 1.595% | 0% | 0% | 1 | 90.35% | 0% | 0% | 4 | 0% | 0% | 0% | 1 | 20.47% | 0% | 0% | 1 |  | 0% | 0% | 1 | 15.909 | 0% | 0% | 2 | 36.07% | 0% | 0% | 1 | 0 | 2 | 4.583% | 0% | 4.583% | 1 | 78.58% | 0% | 0% | 3 | 7.281% | 0% | 0% | 1 | 20.62% | 0% | 0% | 1 | 84.11% | 0% | 0% | 3 | 4.601% | 0% | 0% | 1 | 12.79% | 0% | 0% | 1 |  | 0% | 0% | 1 | 15.5569 | 0% | 0% | 2 | 24.72% | 0% | 0% | 1 | 0 | 2 | 15.75% | 0% | 15.75% | 1 | 63.33% | 0% | 0% | 2 | 11.34% | 0% | 0% | 1 | 30.43% | 0% | 0% | 1 | 81.2% | 0% | 0% | 3 | 13.3% | 0% | 0% | 1 | 9.93% | 0% | 0% | 1 |  | 0% | 0% | 1 | 13 | 0% | 0% | 2 | 21.44% | 0% | 0% | 1 | 0 | 2 | 20.14% | 1.997% | 22.13% | 2 | 57.15% | 0% | 0% | 2 | 13.02% | 0% | 0% | 1 | 31.9% | 0% | 0% | 1 | 77.1% | 0% | 0% | 3 | 14.6% | 0% | 0% | 1 | 9.559% | 0% | 0% | 1
5 | Palermo | NORTHERN CALIFORNIA | 0 | 0 | 10 | 0% | 0% | 1 | 35.2583 | 0% | 0% | 4 | 4.864% | 0% | 0% | 1 | 0 | 2 | 49.78% | 0% | 49.78% | 2 | 85.23% | 0% | 0% | 3 | 11.13% | 0% | 0% | 1 | 0% | 0% | 0% | 1 | 94.82% | 0% | 0% | 4 | 10.65% | 0% | 0% | 1 | 17.94% | 0% | 0% | 1 |  | 0% | 0% | 1 | 17.4115 | 0% | 0% | 2 | 9.259% | 0% | 0% | 1 | 0 | 2 | 44.89% | 1.869% | 46.76% | 2 | 86.87% | 0% | 0% | 3 | 11.71% | 0% | 0% | 1 | 12.94% | 0% | 0% | 1 | 93.25% | 0% | 0% | 4 | 28.5% | 0% | 0% | 1 | 18.59% | 0% | 0% | 1 |  | 0% | 0% | 1 | 16.625 | 0% | 0% | 2 | 12.62% | 0% | 0% | 1 | 0 | 2 | 28.44% | 11.89% | 40.32% | 3 | 74.16% | 0% | 0% | 3 | 11.01% | 0% | 0% | 1 | 30.14% | 0% | 0% | 1 | 86.23% | 0% | 0% | 3 | 22.06% | 0% | 0% | 1 | 13.27% | 0% | 0% | 1 |  | 0% | 0% | 1 | 14.1406 | 0% | 0% | 2 | 13.58% | 0% | 0% | 1 | 0 | 2 | 25.02% | 16.82% | 41.83% | 3 | 65.5% | 0% | 0% | 2 | 16.2% | 0% | 0% | 1 | 39.18% | 0% | 0% | 1 | 84.32% | 0% | 0% | 3 | 23.84% | 0% | 0% | 1 | 10.02% | 0% | 0% | 1
6 | Table Mountain | NORTHERN CALIFORNIA | 0 | 0 | 10 | 0% | 0% | 1 | 7.7918 | 0% | 0% | 1 | 7.377% | 0% | 0% | 1 | 0 | 2 | 4.889% | 0% | 4.889% | 1 | 79.17% | 0% | 0% | 3 | 36.2% | 0% | 0% | 1 | 41.75% | 0% | 0% | 1 | 99.9% | 0% | 0% | 5 | 9.747% | 0% | 0% | 1 | 38.04% | 0% | 0% | 1 |  | 0% | 0% | 1 | 10.8805 | 0% | 0% | 1 | 7.026% | 0% | 0% | 1 | 0 | 2 | 19.97% | 1.543% | 21.51% | 2 | 70.45% | 0% | 0% | 3 | 22.49% | 0% | 0% | 1 | 59.07% | 0% | 0% | 2 | 90.71% | 0% | 0% | 4 | 15.62% | 0% | 0% | 1 | 19.32% | 0% | 0% | 1 |  | 0% | 0% | 1 | 13.75 | 0% | 0% | 2 | 14.15% | 0% | 0% | 1 | 0 | 2 | 18.57% | 8.803% | 27.38% | 2 | 56.66% | 0% | 0% | 2 | 17.31% | 0% | 0% | 1 | 52.07% | 0% | 0% | 2 | 79.9% | 0% | 0% | 3 | 15.83% | 0% | 0% | 1 | 12.41% | 0% | 0% | 1 |  | 0% | 0% | 1 | 12.8909 | 0% | 0% | 2 | 20.63% | 0% | 0% | 1 | 0 | 2 | 19.78% | 13.5% | 33.28% | 3 | 53.38% | 0% | 0% | 2 | 20.83% | 0% | 0% | 1 | 49.83% | 0% | 0% | 1 | 80.08% | 0% | 0% | 3 | 20.51% | 0% | 0% | 1 | 11.35% | 0% | 0% | 1
7 | Wyandotte | NORTHERN CALIFORNIA | 0 | 0 | 10 | 0% | 0% | 1 | 38.6133 | 0% | 0% | 4 | 1.581% | 0% | 0% | 1 | 0 | 2 | 47.28% | 0% | 47.28% | 2 | 64.96% | 0% | 0% | 2 | 26.65% | 0% | 0% | 1 | 8.027% | 0% | 0% | 1 | 86.24% | 0% | 0% | 3 | 5.983% | 0% | 0% | 1 | 19.57% | 0% | 0% | 1 |  | 0% | 0% | 1 | 15.4538 | 0% | 0% | 2 | 6.301% | 0% | 0% | 1 | 0 | 2 | 39.59% | 2.565% | 42.15% | 2 | 80.86% | 0% | 0% | 3 | 17.43% | 0% | 0% | 1 | 22.74% | 0% | 0% | 1 | 93.47% | 0% | 0% | 4 | 23.95% | 0% | 0% | 1 | 21.07% | 0% | 0% | 1 |  | 0% | 0% | 1 | 15.8346 | 0% | 0% | 2 | 10.15% | 0% | 0% | 1 | 0 | 2 | 27.39% | 13.52% | 40.92% | 3 | 71.44% | 0% | 0% | 3 | 12.19% | 0% | 0% | 1 | 37.02% | 0% | 0% | 1 | 86.24% | 0% | 0% | 3 | 22.64% | 0% | 0% | 1 | 13.22% | 0% | 0% | 1 |  | 0% | 0% | 1 | 14.3663 | 0% | 0% | 2 | 13.89% | 0% | 0% | 1 | 0 | 2 | 23.76% | 17.45% | 41.21% | 3 | 62.66% | 0% | 0% | 2 | 17.53% | 0% | 0% | 1 | 42.36% | 0% | 0% | 1 | 83.67% | 0% | 0% | 3 | 22.9% | 0% | 0% | 1 | 10.1% | 0% | 0% | 1
8 | Cortina | NORTHERN CALIFORNIA | 130 | 1300 | 10 | 88.71% | 0% | 4 | 8.1154 | 11.77% | 0% | 1 | 48.37% | 13.6% | 0% | 1 | 0 | 2 | 7.811% | 0% | 7.811% | 1 | 41.76% | 4.805% | 0% | 1 | 6.188% | 2.983% | 0% | 1 | 29.27% | 3.957% | 0% | 1 | 70.05% | 9.345% | 0% | 3 | 14.76% | 3.283% | 0% | 1 | 0.98% | 2.826% | 0% | 1 |  | 32.07% | 0% | 2 | 6.4827 | 2.977% | 0% | 1 | 37.83% | 3.577% | 0% | 1 | 0 | 2 | 23.51% | 0% | 23.51% | 2 | 37.02% | 1.261% | 0% | 1 | 12.47% | 0.9075% | 0% | 1 | 45.47% | 1.457% | 0% | 1 | 73.04% | 2.947% | 0% | 3 | 27.56% | 1.097% | 0% | 1 | 1.173% | 0.8038% | 0% | 1 |  | 8.898% | 0% | 1 | 6.8706 | 1.435% | 0% | 1 | 34.85% | 3.577% | 0% | 1 | 0 | 2 | 30% | 0.0009473% | 30% | 2 | 39.94% | 0.6469% | 0% | 1 | 13.65% | 0.45% | 0% | 1 | 45.76% | 0.7164% | 0% | 1 | 74.08% | 1.499% | 0% | 3 | 31.66% | 0.5686% | 0% | 1 | 2.009% | 0.3966% | 0% | 1 |  | 3.734% | 0% | 1 | 7.0802 | 0.933% | 0% | 1 | 34.67% | 3.577% | 0% | 1 | 0 | 2 | 29.32% | 0.1506% | 29.47% | 2 | 41.7% | 0.4074% | 0% | 1 | 16.06% | 0.283% | 0% | 1 | 41.79% | 0.4081% | 0% | 1 | 70.28% | 0.7992% | 0% | 3 | 31.32% | 0.3458% | 0% | 1 | 3.076% | 0.2451% | 0% | 1
9 | Etiwanda | GREATER LA METRO | 0 | 0 | 10 | 0% | 0% | 1 | 41.8937 | 0% | 0% | 4 | 0% | 0% | 0% | 1 | 0 | 2 | 100% | 0% | 100% | 5 | 100% | 0% | 0% | 5 | 100% | 0% | 0% | 5 | 100% | 0% | 0% | 5 | 100% | 0% | 0% | 5 | 0% | 0% | 0% | 1 | 1.335% | 0% | 0% | 1 |  | 0% | 0% | 1 | 52.25 | 0% | 0% | 4 | 13.99% | 0% | 0% | 1 | 0 | 2 | 18.1% | 28.19% | 46.29% | 4 | 46.29% | 0% | 0% | 1 | 37.5% | 0% | 0% | 1 | 34.29% | 0% | 0% | 1 | 46.29% | 0% | 0% | 1 | 23.49% | 0% | 0% | 1 | 5.032% | 0% | 0% | 1 |  | 0% | 0% | 1 | 39 | 0% | 0% | 4 | 6.664% | 0% | 0% | 1 | 0 | 2 | 26.95% | 50.87% | 77.82% | 5 | 59.93% | 0% | 0% | 2 | 44.75% | 0% | 0% | 1 | 50.14% | 0% | 0% | 2 | 76.59% | 0% | 0% | 3 | 22.32% | 0% | 0% | 1 | 15.88% | 0% | 0% | 1 |  | 0% | 0% | 1 | 24.5 | 0% | 0% | 3 | 2.479% | 0% | 0% | 1 | 0 | 2 | 23.33% | 64.57% | 87.9% | 5 | 47.79% | 0% | 0% | 1 | 50.51% | 0% | 0% | 2 | 61.62% | 0% | 0% | 2 | 86.78% | 0% | 0% | 3 | 36.8% | 0% | 0% | 1 | 9.798% | 0% | 0% | 1
10 | Brentwood | NORTHERN CALIFORNIA | 0 | 0 | 10 | 0% | 0% | 1 | 19.3182 | 0% | 0% | 2 | 43.76% | 0% | 0% | 1 | 0 | 2 | 17.94% | 0% | 17.94% | 1 | 15.85% | 0% | 0% | 1 | 43.44% | 0% | 0% | 1 | 48.18% | 0% | 0% | 1 | 48.19% | 0% | 0% | 1 | 0.5295% | 0% | 0% | 1 | 8.439% | 0% | 0% | 1 |  | 0% | 0% | 1 | 7 | 0% | 0% | 1 | 38.6% | 0% | 0% | 1 | 0 | 2 | 19.14% | 3.039% | 22.18% | 2 | 40.22% | 0% | 0% | 1 | 39.62% | 0% | 0% | 1 | 40.71% | 0% | 0% | 1 | 60.2% | 0% | 0% | 2 | 8.135% | 0% | 0% | 1 | 11.49% | 0% | 0% | 1 |  | 0% | 0% | 1 | 8.7174 | 0% | 0% | 1 | 41.82% | 0% | 0% | 1 | 0 | 2 | 13.62% | 2.904% | 16.53% | 2 | 35.73% | 0% | 0% | 1 | 39.87% | 0% | 0% | 1 | 42.37% | 0% | 0% | 1 | 57.45% | 0% | 0% | 2 | 6.817% | 0% | 0% | 1 | 9.844% | 0% | 0% | 1 |  | 0% | 0% | 1 | 10.496 | 0% | 0% | 1 | 42.57% | 0% | 0% | 1 | 0 | 2 | 10.25% | 1.766% | 12.01% | 2 | 31.2% | 0% | 0% | 1 | 36.19% | 0% | 0% | 1 | 37.97% | 0% | 0% | 1 | 50.86% | 0% | 0% | 2 | 7.318% | 0% | 0% | 1 | 9.213% | 0% | 0% | 1
11 | Clayton | NORTHERN CALIFORNIA | 0 | 0 | 10 | 0% | 0% | 1 | 6.8504 | 0% | 0% | 1 | 0% | 0% | 0% | 1 | 0 | 2 | 89.05% | 10.95% | 100% | 5 | 13.03% | 0% | 0% | 1 | 57.26% | 0% | 0% | 2 | 57.26% | 0% | 0% | 2 | 57.26% | 0% | 0% | 2 | 30.53% | 0% | 0% | 1 | 5.613% | 0% | 0% | 1 |  | 0% | 0% | 1 | 7.9675 | 0% | 0% | 1 | 0.0004973% | 0% | 0% | 1 | 0 | 2 | 43.03% | 23.72% | 66.75% | 4 | 46.28% | 0% | 0% | 1 | 71.92% | 0% | 0% | 3 | 61.55% | 0% | 0% | 2 | 76.94% | 0% | 0% | 3 | 34.28% | 0% | 0% | 1 | 30.76% | 0% | 0% | 1 |  | 0% | 0% | 1 | 20.5 | 0% | 0% | 3 | 0.4415% | 0% | 0% | 1 | 0 | 2 | 36.22% | 22.65% | 58.86% | 4 | 40.12% | 0% | 0% | 1 | 55.36% | 0% | 0% | 2 | 56.93% | 0% | 0% | 2 | 73.88% | 0% | 0% | 3 | 27.89% | 0% | 0% | 1 | 18.79% | 0% | 0% | 1 |  | 0% | 0% | 1 | 27 | 0% | 0% | 3 | 4.042% | 0% | 0% | 1 | 0 | 2 | 27.76% | 14.66% | 42.43% | 3 | 31.95% | 0% | 0% | 1 | 46.88% | 0% | 0% | 1 | 58.06% | 0% | 0% | 2 | 71.49% | 0% | 0% | 3 | 20.18% | 0% | 0% | 1 | 14.23% | 0% | 0% | 1
12 | Contra Costa | NORTHERN CALIFORNIA | 0 | 0 | 10 | 0% | 0% | 1 | 6.8821 | 0% | 0% | 1 | 2.418% | 0% | 0% | 1 | 0 | 2 | 1% | 0% | 1% | 1 | 2.551% | 0% | 0% | 1 | 55.86% | 0% | 0% | 2 | 55.44% | 0% | 0% | 2 | 56.52% | 0% | 0% | 2 | 1.28% | 0% | 0% | 1 | 34.39% | 0% | 0% | 1 |  | 0% | 0% | 1 | 8.3012 | 0% | 0% | 1 | 9.934% | 0% | 0% | 1 | 0 | 2 | 20.07% | 4.881% | 24.95% | 2 | 22.94% | 0% | 0% | 1 | 50.16% | 0% | 0% | 2 | 46.21% | 0% | 0% | 1 | 52.96% | 0% | 0% | 2 | 12.52% | 0% | 0% | 1 | 16.41% | 0% | 0% | 1 |  | 0% | 0% | 1 | 7.4222 | 0% | 0% | 1 | 23.08% | 0% | 0% | 1 | 0 | 2 | 12.64% | 3.931% | 16.57% | 2 | 24.74% | 0% | 0% | 1 | 42.1% | 0% | 0% | 1 | 41.13% | 0% | 0% | 1 | 54.08% | 0% | 0% | 2 | 6.02% | 0% | 0% | 1 | 16.37% | 0% | 0% | 1 |  | 0% | 0% | 1 | 7.9713 | 0% | 0% | 1 | 34.16% | 0% | 0% | 1 | 0 | 2 | 10.46% | 2.402% | 12.87% | 2 | 26.27% | 0% | 0% | 1 | 35.48% | 0% | 0% | 1 | 37% | 0% | 0% | 1 | 51.56% | 0% | 0% | 2 | 6.491% | 0% | 0% | 1 | 15.59% | 0% | 0% | 1
13 | Pittsburg | NORTHERN CALIFORNIA | 0 | 0 | 10 | 0% | 0% | 1 | 7 | 0% | 0% | 1 | 0% | 0% | 0% | 1 | 0 | 2 | 23.08% | 0% | 23.08% | 2 | 50.48% | 0% | 0% | 2 | 64.51% | 0% | 0% | 2 | 37.33% | 0% | 0% | 1 | 68.84% | 0% | 0% | 2 | 10.76% | 0% | 0% | 1 | 61.21% | 0% | 0% | 2 |  | 0% | 0% | 1 | 6.2766 | 0% | 0% | 1 | 0.01094% | 0% | 0% | 1 | 0 | 2 | 11.41% | 0.5292% | 11.94% | 2 | 24.16% | 0% | 0% | 1 | 46.31% | 0% | 0% | 1 | 36.38% | 0% | 0% | 1 | 55.38% | 0% | 0% | 2 | 6.568% | 0% | 0% | 1 | 28.4% | 0% | 0% | 1 |  | 0% | 0% | 1 | 13.6243 | 0% | 0% | 2 | 4.216% | 0% | 0% | 1 | 0 | 2 | 11.54% | 3.603% | 15.14% | 2 | 18.63% | 0% | 0% | 1 | 46.87% | 0% | 0% | 1 | 43.48% | 0% | 0% | 1 | 57.01% | 0% | 0% | 2 | 10.72% | 0% | 0% | 1 | 23.16% | 0% | 0% | 1 |  | 0% | 0% | 1 | 17 | 0% | 0% | 2 | 19.18% | 0% | 0% | 1 | 0 | 2 | 16.91% | 5.149% | 22.06% | 2 | 22.5% | 0% | 0% | 1 | 41.4% | 0% | 0% | 1 | 45.39% | 0% | 0% | 1 | 58.59% | 0% | 0% | 2 | 11.37% | 0% | 0% | 1 | 18.37% | 0% | 0% | 1
14 | San Bernardino | RIVERSIDE | 0 | 0 | 10 | 0% | 0% | 1 | 25.625 | 0% | 0% | 3 | 2.494% | 0% | 0% | 1 | 0 | 2 | 5.727% | 73.28% | 79.01% | 5 | 0% | 0% | 0% | 1 | 65.86% | 0% | 0% | 2 | 100% | 0% | 0% | 5 | 100% | 0% | 0% | 5 | 27.22% | 0% | 0% | 1 | 1.649% | 0% | 0% | 1 |  | 0% | 0% | 1 | 26.8052 | 0% | 0% | 3 | 1.749% | 0% | 0% | 1 | 0 | 2 | 5.629% | 91.12% | 96.74% | 5 | 34.43% | 0% | 0% | 1 | 46.29% | 0% | 0% | 1 | 56.2% | 0% | 0% | 2 | 81.08% | 0% | 0% | 3 | 43.77% | 0% | 0% | 1 | 5.04% | 0% | 0% | 1 |  | 0% | 0% | 1 | 26.3987 | 0% | 0% | 3 | 0.845% | 0% | 0% | 1 | 0 | 2 | 10.51% | 87.48% | 97.99% | 5 | 49.92% | 0% | 0% | 1 | 37.17% | 0% | 0% | 1 | 54.23% | 0% | 0% | 2 | 80.84% | 0% | 0% | 3 | 41.75% | 0% | 0% | 1 | 4.944% | 0% | 0% | 1 |  | 0% | 0% | 1 | 23 | 0% | 0% | 3 | 1.82% | 0% | 0% | 1 | 0 | 2 | 23.61% | 70.93% | 94.55% | 5 | 48.47% | 0% | 0% | 1 | 40.93% | 0% | 0% | 1 | 61.78% | 0% | 0% | 2 | 82.65% | 0% | 0% | 3 | 47.35% | 0% | 0% | 1 | 6.224% | 0% | 0% | 1
15 | Placerville | NORTHERN CALIFORNIA | 0 | 0 | 0 | 0% | 0% | 1 | 36 | 0% | 0% | 4 | 2.71% | 0% | 0% | 1 | 0 | 2 | 64.47% | 31.35% | 95.82% | 5 | 80.61% | 0% | 0% | 3 | 27.95% | 0% | 0% | 1 | 57.6% | 0% | 0% | 2 | 95.63% | 0% | 0% | 5 | 11.36% | 0% | 0% | 1 | 3.621% | 0% | 0% | 1 |  | 0% | 0% | 1 | 35 | 0% | 0% | 4 | 1.137% | 0% | 0% | 1 | 0 | 2 | 49.51% | 49.22% | 98.73% | 5 | 86.64% | 0% | 0% | 3 | 25.99% | 0% | 0% | 1 | 34.43% | 0% | 0% | 1 | 93.1% | 0% | 0% | 4 | 24.77% | 0% | 0% | 1 | 3.364% | 0% | 0% | 1 |  | 0% | 0% | 1 | 28.1111 | 0% | 0% | 3 | 1.51% | 0% | 0% | 1 | 0 | 2 | 46.69% | 50.37% | 97.06% | 5 | 82.16% | 0% | 0% | 3 | 26.95% | 0% | 0% | 1 | 29.94% | 0% | 0% | 1 | 90.03% | 0% | 0% | 4 | 36.44% | 0% | 0% | 1 | 3.273% | 0% | 0% | 1 |  | 0% | 0% | 1 | 24.8475 | 0% | 0% | 3 | 1.102% | 0% | 0% | 1 | 0 | 2 | 47.73% | 43.83% | 91.55% | 5 | 74.96% | 0% | 0% | 3 | 20.16% | 0% | 0% | 1 | 22.79% | 0% | 0% | 1 | 84.39% | 0% | 0% | 3 | 50.29% | 0% | 0% | 2 | 3.517% | 0% | 0% | 1
16 | Cantua | SPGE | 0 | 0 | 10 | 0% | 0% | 1 | 6.6241 | 0% | 0% | 1 | 82.13% | 0% | 0% | 3 | 0 | 2 | 0% | 0% | 0% | 1 | 19.77% | 0% | 0% | 1 | 0% | 0% | 0% | 1 | 0% | 0% | 0% | 1 | 19.77% | 0% | 0% | 1 | 9.409% | 0% | 0% | 1 | 0.6138% | 0% | 0% | 1 |  | 0% | 0% | 1 | 5.6694 | 0% | 0% | 1 | 43.5% | 0% | 0% | 1 | 0 | 2 | 0% | 0% | 0% | 1 | 36.58% | 0% | 0% | 1 | 6.23e-05% | 0% | 0% | 1 | 8.179% | 0% | 0% | 1 | 38.32% | 0% | 0% | 1 | 21.06% | 0% | 0% | 1 | 0.4593% | 0% | 0% | 1 |  | 0% | 0% | 1 | 6.1989 | 0% | 0% | 1 | 34.32% | 0% | 0% | 1 | 0 | 2 | 0.152% | 0% | 0.152% | 1 | 37.42% | 0% | 0% | 1 | 2.372% | 0% | 0% | 1 | 9.724% | 0% | 0% | 1 | 38.27% | 0% | 0% | 1 | 20.05% | 0% | 0% | 1 | 0.5171% | 0% | 0% | 1 |  | 0% | 0% | 1 | 6.202 | 0% | 0% | 1 | 34.48% | 0% | 0% | 1 | 0 | 2 | 0.5598% | 0% | 0.5598% | 1 | 39% | 0% | 0% | 1 | 5.49% | 0% | 0% | 1 | 16.08% | 0% | 0% | 1 | 43.03% | 0% | 0% | 1 | 19.95% | 0% | 0% | 1 | 0.8991% | 0% | 0% | 1
17 | Cheney | SPGE | 0 | 0 | 0 | 0% | 0% | 1 | 8.0122 | 0% | 0% | 1 | 77.19% | 0% | 0% | 3 | 0 | 2 | 0% | 0% | 0% | 1 | 8.716% | 0% | 0% | 1 | 5.091% | 0% | 0% | 1 | 13.19% | 0% | 0% | 1 | 16.76% | 0% | 0% | 1 | 0% | 0% | 0% | 1 | 0.278% | 0% | 0% | 1 |  | 0% | 0% | 1 | 6.5862 | 0% | 0% | 1 | 52.94% | 0% | 0% | 2 | 0 | 2 | 0% | 0% | 0% | 1 | 25.93% | 0% | 0% | 1 | 8.628% | 0% | 0% | 1 | 25.36% | 0% | 0% | 1 | 37.47% | 0% | 0% | 1 | 10.44% | 0% | 0% | 1 | 0.3936% | 0% | 0% | 1 |  | 0% | 0% | 1 | 6.3618 | 0% | 0% | 1 | 37.53% | 0% | 0% | 1 | 0 | 2 | 0.238% | 0% | 0.238% | 1 | 34.88% | 0% | 0% | 1 | 9.385% | 0% | 0% | 1 | 22.15% | 0% | 0% | 1 | 42.89% | 0% | 0% | 1 | 19.67% | 0% | 0% | 1 | 1.102% | 0% | 0% | 1 |  | 0% | 0% | 1 | 6.1342 | 0% | 0% | 1 | 33.26% | 0% | 0% | 1 | 0 | 2 | 1.629% | 0% | 1.629% | 1 | 43.27% | 0% | 0% | 1 | 12.98% | 0% | 0% | 1 | 23.76% | 0% | 0% | 1 | 50.63% | 0% | 0% | 2 | 23.48% | 0% | 0% | 1 | 2.622% | 0% | 0% | 1
18 | Gates | SPGE | 1870 | 18700 | 15 | 562.5% | 39.07% | 5 | 7.6739 | 572.5% | 39.94% | 5 | 81.3% | 525.7% | 43.64% | 4 | 0 | 2 | 0% | 0% | 0% | 1 | 9.529% | 48.43% | 0% | 2 | 0.2789% | 43.94% | 0% | 2 | 12.54% | 50.1% | 0% | 3 | 22.07% | 56.23% | 0% | 3 | 0% | 43.82% | 0% | 2 | 0.6451% | 44.1% | 0% | 2 |  | 84.42% | 0% | 4 | 7 | 53.81% | 0% | 2 | 70.47% | 81.34% | 0% | 3 | 0 | 2 | 0% | 0% | 0% | 1 | 17.56% | 14.07% | 0% | 1 | 6.493% | 12.4% | 0% | 1 | 15.13% | 13.66% | 0% | 1 | 27.64% | 16.03% | 0% | 1 | 0.9018% | 11.7% | 0% | 1 | 0.4669% | 11.65% | 0% | 1 |  | 25.9% | 0% | 2 | 7.5938 | 17.3% | 0% | 1 | 50.18% | 81.34% | 0% | 3 | 0 | 2 | 0% | 0% | 0% | 1 | 25.5% | 7.11% | 0% | 1 | 4.785% | 5.563% | 0% | 1 | 18.3% | 6.483% | 0% | 1 | 35.56% | 8.22% | 0% | 1 | 8.502% | 5.789% | 0% | 1 | 0.5152% | 5.324% | 0% | 1 |  | 12.27% | 0% | 1 | 6.7746 | 8.453% | 0% | 1 | 34.43% | 81.34% | 0% | 3 | 0 | 2 | 0.8354% | 0% | 0.8354% | 1 | 35.52% | 4.756% | 0% | 1 | 3.645% | 3.182% | 0% | 1 | 15.67% | 3.636% | 0% | 1 | 43.09% | 5.388% | 0% | 1 | 17.14% | 3.701% | 0% | 1 | 0.8176% | 3.092% | 0% | 1
19 | Helm | SPGE | 285 | 2850 | 10 | 29.4% | 0% | 2 | 7.4882 | 66.39% | 0% | 2 | 17.73% | 9.248% | 0% | 1 | 0 | 2 | 0% | 0% | 0% | 1 | 67.44% | 21.51% | 0% | 2 | 20.92% | 8.855% | 0% | 1 | 20.92% | 8.855% | 0% | 1 | 73.31% | 26.24% | 0% | 3 | 0% | 7.003% | 0% | 1 | 0.6399% | 7.048% | 0% | 1 |  | 3.195% | 0% | 1 | 6.9156 | 6.759% | 0% | 1 | 19.84% | 2.186% | 0% | 1 | 0 | 2 | 0% | 0% | 0% | 1 | 26.84% | 2.192% | 0% | 1 | 13.05% | 1.844% | 0% | 1 | 13.96% | 1.864% | 0% | 1 | 35.69% | 2.493% | 0% | 1 | 0% | 1.604% | 0% | 1 | 2.847% | 1.65% | 0% | 1 |  | 1.602% | 0% | 1 | 7.4561 | 3.805% | 0% | 1 | 34.31% | 2.186% | 0% | 1 | 0 | 2 | 0% | 0% | 0% | 1 | 21.57% | 0.907% | 0% | 1 | 10.18% | 0.792% | 0% | 1 | 12.25% | 0.8106% | 0% | 1 | 28.68% | 0.9975% | 0% | 1 | 0.08898% | 0.712% | 0% | 1 | 2.634% | 0.7306% | 0% | 1 |  | 1.145% | 0% | 1 | 8.1975 | 2.352% | 0% | 1 | 45.01% | 2.186% | 0% | 1 | 0 | 2 | 0% | 0% | 0% | 1 | 22.68% | 0.5103% | 0% | 1 | 7.175% | 0.425% | 0% | 1 | 10.48% | 0.4407% | 0% | 1 | 28.61% | 0.5526% | 0% | 1 | 2.629% | 0.4052% | 0% | 1 | 2.373% | 0.4041% | 0% | 1
20 | Kearney | SPGE | 0 | 0 | 10 | 0% | 0% | 1 | 17 | 0% | 0% | 2 | 67.98% | 0% | 0% | 2 | 0 | 2 | 0% | 0% | 0% | 1 | 0% | 0% | 0% | 1 | 0% | 0% | 0% | 1 | 0% | 0% | 0% | 1 | 0% | 0% | 0% | 1 | 0% | 0% | 0% | 1 | 0.05182% | 0% | 0% | 1 |  | 0% | 0% | 1 | 18.625 | 0% | 0% | 2 | 69% | 0% | 0% | 2 | 0 | 2 | 0% | 0% | 0% | 1 | 2.183% | 0% | 0% | 1 | 0.4046% | 0% | 0% | 1 | 0.4046% | 0% | 0% | 1 | 2.588% | 0% | 0% | 1 | 0% | 0% | 0% | 1 | 0.3365% | 0% | 0% | 1 |  | 0% | 0% | 1 | 17.3417 | 0% | 0% | 2 | 62.13% | 0% | 0% | 2 | 0 | 2 | 0% | 0% | 0% | 1 | 6.556% | 0% | 0% | 1 | 8.268% | 0% | 0% | 1 | 8.268% | 0% | 0% | 1 | 12.92% | 0% | 0% | 1 | 0% | 0% | 0% | 1 | 1.436% | 0% | 0% | 1 |  | 0% | 0% | 1 | 15.7874 | 0% | 0% | 2 | 51.15% | 0% | 0% | 2 | 0 | 2 | 0% | 0% | 0% | 1 | 16.39% | 0% | 0% | 1 | 15.97% | 0% | 0% | 1 | 16.74% | 0% | 0% | 1 | 28.07% | 0% | 0% | 1 | 2.384% | 0% | 0% | 1 | 5.763% | 0% | 0% | 1
21 | Kingsburg | SPGE | 0 | 0 | 10 | 0% | 0% | 1 | 17.6982 | 0% | 0% | 2 | 69.2% | 0% | 0% | 2 | 0 | 2 | 0% | 0% | 0% | 1 | 0% | 0% | 0% | 1 | 0% | 0% | 0% | 1 | 0% | 0% | 0% | 1 | 0% | 0% | 0% | 1 | 0% | 0% | 0% | 1 | 3.208% | 0% | 0% | 1 |  | 0% | 0% | 1 | 17.5544 | 0% | 0% | 2 | 60.51% | 0% | 0% | 2 | 0 | 2 | 0% | 0% | 0% | 1 | 0% | 0% | 0% | 1 | 6.355% | 0% | 0% | 1 | 9.423% | 0% | 0% | 1 | 9.423% | 0% | 0% | 1 | 0% | 0% | 0% | 1 | 2.187% | 0% | 0% | 1 |  | 0% | 0% | 1 | 18 | 0% | 0% | 2 | 61.61% | 0% | 0% | 2 | 0 | 2 | 0% | 0% | 0% | 1 | 0% | 0% | 0% | 1 | 7.119% | 0% | 0% | 1 | 9.301% | 0% | 0% | 1 | 9.301% | 0% | 0% | 1 | 0.01896% | 0% | 0% | 1 | 2.099% | 0% | 0% | 1 |  | 0% | 0% | 1 | 17.1877 | 0% | 0% | 2 | 57.3% | 0% | 0% | 2 | 0 | 2 | 0% | 0% | 0% | 1 | 4.215% | 0% | 0% | 1 | 10.35% | 0% | 0% | 1 | 14.82% | 0% | 0% | 1 | 16.21% | 0% | 0% | 1 | 0.1988% | 0% | 0% | 1 | 2.322% | 0% | 0% | 1
22 | Malaga | SPGE | 0 | 0 | 10 | 0% | 0% | 1 | 27.3 | 0% | 0% | 3 | 67.84% | 0% | 0% | 2 | 0 | 2 | 0% | 0% | 0% | 1 | 0% | 0% | 0% | 1 | 0% | 0% | 0% | 1 | 0% | 0% | 0% | 1 | 0% | 0% | 0% | 1 | 0% | 0% | 0% | 1 | 0.1328% | 0% | 0% | 1 |  | 0% | 0% | 1 | 24.9 | 0% | 0% | 3 | 71.01% | 0% | 0% | 2 | 0 | 2 | 0% | 0% | 0% | 1 | 0% | 0% | 0% | 1 | 0% | 0% | 0% | 1 | 0% | 0% | 0% | 1 | 0% | 0% | 0% | 1 | 0% | 0% | 0% | 1 | 0.4354% | 0% | 0% | 1 |  | 0% | 0% | 1 | 21.4715 | 0% | 0% | 3 | 64.26% | 0% | 0% | 2 | 0 | 2 | 0% | 0% | 0% | 1 | 7.166% | 0% | 0% | 1 | 9.912% | 0% | 0% | 1 | 10.73% | 0% | 0% | 1 | 11.88% | 0% | 0% | 1 | 0.51% | 0% | 0% | 1 | 4.492% | 0% | 0% | 1 |  | 0% | 0% | 1 | 19.2222 | 0% | 0% | 2 | 52.74% | 0% | 0% | 2 | 0 | 2 | 0.3752% | 0% | 0.3752% | 1 | 18.02% | 0% | 0% | 1 | 12.72% | 0% | 0% | 1 | 13.5% | 0% | 0% | 1 | 24.29% | 0% | 0% | 1 | 8.642% | 0% | 0% | 1 | 6.147% | 0% | 0% | 1
23 | McCall | SPGE | 0 | 0 | 10 | 0% | 0% | 1 | 22.6295 | 0% | 0% | 3 | 80.36% | 0% | 0% | 3 | 0 | 2 | 0% | 0% | 0% | 1 | 0% | 0% | 0% | 1 | 0% | 0% | 0% | 1 | 0% | 0% | 0% | 1 | 0% | 0% | 0% | 1 | 0% | 0% | 0% | 1 | 0.214% | 0% | 0% | 1 |  | 0% | 0% | 1 | 22.1923 | 0% | 0% | 3 | 75.01% | 0% | 0% | 3 | 0 | 2 | 0% | 0% | 0% | 1 | 0% | 0% | 0% | 1 | 0% | 0% | 0% | 1 | 0% | 0% | 0% | 1 | 0% | 0% | 0% | 1 | 0% | 0% | 0% | 1 | 1.584% | 0% | 0% | 1 |  | 0% | 0% | 1 | 21.9121 | 0% | 0% | 3 | 65.77% | 0% | 0% | 2 | 0 | 2 | 0% | 0% | 0% | 1 | 1.54% | 0% | 0% | 1 | 3.023% | 0% | 0% | 1 | 4.242% | 0% | 0% | 1 | 4.599% | 0% | 0% | 1 | 0.1567% | 0% | 0% | 1 | 2.399% | 0% | 0% | 1 |  | 0% | 0% | 1 | 18.5 | 0% | 0% | 2 | 54.03% | 0% | 0% | 2 | 0 | 2 | 0.9617% | 0% | 0.9617% | 1 | 11.75% | 0% | 0% | 1 | 12.87% | 0% | 0% | 1 | 16.23% | 0% | 0% | 1 | 21% | 0% | 0% | 1 | 4.121% | 0% | 0% | 1 | 4.21% | 0% | 0% | 1
24 | Mc Mullin | SPGE | 300 | 3000 | 10 | 9.618% | 0% | 1 | 7 | 30.63% | 0% | 2 | 31.22% | 6.255% | 0% | 1 | 0 | 2 | 0% | 0% | 0% | 1 | 0.8596% | 6.446% | 0% | 1 | 0.5444% | 6.426% | 0% | 1 | 0.5444% | 6.426% | 0% | 1 | 1.202% | 6.469% | 0% | 1 | 0% | 6.391% | 0% | 1 | 1.882% | 6.514% | 0% | 1 |  | 4.376% | 0% | 1 | 9.25 | 12.28% | 0% | 1 | 48.7% | 3.691% | 0% | 1 | 0 | 2 | 0% | 0% | 0% | 1 | 14.69% | 1.95% | 0% | 1 | 7.509% | 1.798% | 0% | 1 | 7.509% | 1.798% | 0% | 1 | 17.72% | 2.022% | 0% | 1 | 0% | 1.663% | 0% | 1 | 1.428% | 1.687% | 0% | 1 |  | 2.135% | 0% | 1 | 11.3029 | 6.406% | 0% | 1 | 47.33% | 3.691% | 0% | 1 | 0 | 2 | 0% | 0% | 0% | 1 | 15.1% | 0.9216% | 0% | 1 | 7.956% | 0.8501% | 0% | 1 | 8.376% | 0.854% | 0% | 1 | 20.95% | 0.9898% | 0% | 1 | 0% | 0.7824% | 0% | 1 | 1.464% | 0.7941% | 0% | 1 |  | 1.307% | 0% | 1 | 11.0272 | 3.956% | 0% | 1 | 49.55% | 3.691% | 0% | 1 | 0 | 2 | 0% | 0% | 0% | 1 | 15.99% | 0.5577% | 0% | 1 | 6.149% | 0.4992% | 0% | 1 | 7.004% | 0.5038% | 0% | 1 | 20% | 0.5856% | 0% | 1 | 0.04575% | 0.4687% | 0% | 1 | 1.944% | 0.4778% | 0% | 1
25 | Mendota | SPGE | 0 | 0 | 10 | 0% | 0% | 1 | 6.8382 | 0% | 0% | 1 | 50.18% | 0% | 0% | 2 | 0 | 2 | 0% | 0% | 0% | 1 | 0.05761% | 0% | 0% | 1 | 3.976% | 0% | 0% | 1 | 21.35% | 0% | 0% | 1 | 23.37% | 0% | 0% | 1 | 0% | 0% | 0% | 1 | 0.2026% | 0% | 0% | 1 |  | 0% | 0% | 1 | 7.3042 | 0% | 0% | 1 | 46.23% | 0% | 0% | 1 | 0 | 2 | 0% | 0% | 0% | 1 | 12.67% | 0% | 0% | 1 | 4.996% | 0% | 0% | 1 | 12.83% | 0% | 0% | 1 | 24.18% | 0% | 0% | 1 | 0.1786% | 0% | 0% | 1 | 2.645% | 0% | 0% | 1 |  | 0% | 0% | 1 | 7.0616 | 0% | 0% | 1 | 37.26% | 0% | 0% | 1 | 0 | 2 | 0% | 0% | 0% | 1 | 31.88% | 0% | 0% | 1 | 8.69% | 0% | 0% | 1 | 18.39% | 0% | 0% | 1 | 41.29% | 0% | 0% | 1 | 3.171% | 0% | 0% | 1 | 4.874% | 0% | 0% | 1 |  | 0% | 0% | 1 | 6.9124 | 0% | 0% | 1 | 33.68% | 0% | 0% | 1 | 0 | 2 | 0% | 0% | 0% | 1 | 37.72% | 0% | 0% | 1 | 11.65% | 0% | 0% | 1 | 21.54% | 0% | 0% | 1 | 47.12% | 0% | 0% | 1 | 9.924% | 0% | 0% | 1 | 5.573% | 0% | 0% | 1
26 | Oro Loma | SPGE | 75 | 750 | 5 | 2.67% | 0% | 1 | 7 | 17.59% | 0% | 1 | 36.81% | 2.624% | 0% | 1 | 0 | 2 | 0% | 0% | 0% | 1 | 0% | 1.559% | 0% | 1 | 0% | 1.559% | 0% | 1 | 12.23% | 1.777% | 0% | 1 | 12.23% | 1.777% | 0% | 1 | 0% | 1.559% | 0% | 1 | 1.211% | 1.579% | 0% | 1 |  | 0.8262% | 0% | 1 | 7.9507 | 6.005% | 0% | 1 | 36.19% | 0.589% | 0% | 1 | 0 | 2 | 0% | 0% | 0% | 1 | 10.82% | 0.4853% | 0% | 1 | 1.003% | 0.4372% | 0% | 1 | 6.546% | 0.4631% | 0% | 1 | 14.55% | 0.5065% | 0% | 1 | 3.575% | 0.4489% | 0% | 1 | 2.792% | 0.4452% | 0% | 1 |  | 0.6365% | 0% | 1 | 7.6826 | 1.039% | 0% | 1 | 39.42% | 0.589% | 0% | 1 | 0 | 2 | 0% | 0% | 0% | 1 | 32.59% | 0.2848% | 0% | 1 | 3.18% | 0.1983% | 0% | 1 | 12.95% | 0.2205% | 0% | 1 | 38.74% | 0.3134% | 0% | 1 | 10.16% | 0.2137% | 0% | 1 | 4.227% | 0.2005% | 0% | 1 |  | 0.4808% | 0% | 1 | 7.125 | 0.4903% | 0% | 1 | 36.98% | 0.589% | 0% | 1 | 0 | 2 | 0.00789% | 0% | 0.00789% | 1 | 42.81% | 0.1964% | 0% | 1 | 12.8% | 0.1288% | 0% | 1 | 20.56% | 0.1414% | 0% | 1 | 49.53% | 0.2226% | 0% | 1 | 14.91% | 0.132% | 0% | 1 | 4.795% | 0.118% | 0% | 1
27 | Panoche | SPGE | 2150 | 21500 | 15 | 648.7% | 41.93% | 5 | 7.32 | 837.9% | 43.37% | 5 | 79.33% | 356.1% | 41.75% | 4 | 0 | 2 | 0% | 0% | 0% | 1 | 12.05% | 52.36% | 0% | 3 | 10.23% | 51.3% | 0% | 3 | 24.63% | 61.1% | 0% | 3 | 30.86% | 66.61% | 0% | 3 | 1.65% | 46.83% | 0% | 2 | 0.6978% | 46.38% | 0% | 2 |  | 67.15% | 0% | 3 | 6.5518 | 90.03% | 0% | 3 | 57.7% | 58.26% | 0% | 3 | 0 | 2 | 0% | 0% | 0% | 1 | 22.56% | 16.98% | 0% | 1 | 10.37% | 14.67% | 0% | 1 | 25.58% | 17.67% | 0% | 1 | 34.9% | 20.2% | 0% | 2 | 10.87% | 14.76% | 0% | 1 | 0.4087% | 13.21% | 0% | 1 |  | 22.56% | 0% | 2 | 6.1605 | 23.76% | 0% | 2 | 35.99% | 58.26% | 0% | 3 | 0 | 2 | 0.001131% | 0% | 0.001131% | 1 | 36.8% | 9.363% | 0% | 1 | 13.47% | 6.839% | 0% | 1 | 27.45% | 8.157% | 0% | 1 | 46.91% | 11.15% | 0% | 1 | 23.75% | 7.761% | 0% | 1 | 1.006% | 5.978% | 0% | 1 |  | 13.56% | 0% | 1 | 6.1233 | 12.42% | 0% | 1 | 30.85% | 58.26% | 0% | 3 | 0 | 2 | 3.193% | 0% | 3.193% | 1 | 44.69% | 6.123% | 0% | 1 | 13.63% | 3.921% | 0% | 1 | 25.12% | 4.523% | 0% | 1 | 51.68% | 7.008% | 0% | 2 | 27.05% | 4.642% | 0% | 1 | 2.462% | 3.472% | 0% | 1
28 | Reedley | SPGE | 0 | 0 | 10 | 0% | 0% | 1 | 23 | 0% | 0% | 3 | 48.95% | 0% | 0% | 1 | 0 | 2 | 0% | 0% | 0% | 1 | 2.369% | 0% | 0% | 1 | 12.21% | 0% | 0% | 1 | 23.74% | 0% | 0% | 1 | 23.74% | 0% | 0% | 1 | 0.5005% | 0% | 0% | 1 | 1.123% | 0% | 0% | 1 |  | 0% | 0% | 1 | 19.5 | 0% | 0% | 2 | 43.5% | 0% | 0% | 1 | 0 | 2 | 10.48% | 0% | 10.48% | 1 | 26.94% | 0% | 0% | 1 | 20.55% | 0% | 0% | 1 | 29.36% | 0% | 0% | 1 | 38.81% | 0% | 0% | 1 | 10.5% | 0% | 0% | 1 | 3.085% | 0% | 0% | 1 |  | 0% | 0% | 1 | 17.8094 | 0% | 0% | 2 | 38.65% | 0% | 0% | 1 | 0 | 2 | 17.86% | 0% | 17.86% | 1 | 32.26% | 0% | 0% | 1 | 21.52% | 0% | 0% | 1 | 29.53% | 0% | 0% | 1 | 49.66% | 0% | 0% | 1 | 17.69% | 0% | 0% | 1 | 4.153% | 0% | 0% | 1 |  | 0% | 0% | 1 | 17.4542 | 0% | 0% | 2 | 35.31% | 0% | 0% | 1 | 0 | 2 | 22.49% | 0% | 22.49% | 2 | 30.21% | 0% | 0% | 1 | 19.03% | 0% | 0% | 1 | 26.6% | 0% | 0% | 1 | 45.35% | 0% | 0% | 1 | 22.5% | 0% | 0% | 1 | 3.9% | 0% | 0% | 1
29 | Sanger | SPGE | 200 | 2000 | 10 | 14.65% | 0% | 1 | 25.1524 | 999% | 14.4% | 3 | 58.59% | 0% | 0% | 2 | 0 | 2 | 0% | 0% | 0% | 1 | 0% | 5.909% | 0% | 1 | 0% | 5.909% | 0% | 1 | 0% | 5.909% | 0% | 1 | 0% | 5.909% | 0% | 1 | 0% | 5.909% | 0% | 1 | 1.278% | 5.986% | 0% | 1 |  | 7.64% | 0% | 1 | 24.0513 | 343.6% | 2.656% | 3 | 58.96% | 0% | 0% | 2 | 0 | 2 | 0% | 0% | 0% | 1 | 10.68% | 2.029% | 0% | 1 | 14.18% | 2.112% | 0% | 1 | 17.63% | 2.2% | 0% | 1 | 19.6% | 2.254% | 0% | 1 | 0.6147% | 1.824% | 0% | 1 | 5.602% | 1.92% | 0% | 1 |  | 4.088% | 0% | 1 | 22.5464 | 15.62% | 0% | 3 | 52.3% | 0% | 0% | 2 | 0 | 2 | 1.866% | 0% | 1.866% | 1 | 26.42% | 0.9957% | 0% | 1 | 15.79% | 0.87% | 0% | 1 | 18% | 0.8935% | 0% | 1 | 31.93% | 1.076% | 0% | 1 | 11.92% | 0.8319% | 0% | 1 | 7.375% | 0.791% | 0% | 1 |  | 1.759% | 0% | 1 | 20 | 6.307% | 0% | 3 | 44.13% | 0% | 0% | 1 | 0 | 2 | 8.969% | 0% | 8.969% | 1 | 30.2% | 0.5356% | 0% | 1 | 16.11% | 0.4456% | 0% | 1 | 18.85% | 0.4607% | 0% | 1 | 36.69% | 0.5905% | 0% | 1 | 16.97% | 0.4502% | 0% | 1 | 5.981% | 0.3976% | 0% | 1
30 | Schindler | SPGE | 100 | 1000 | 10 | 2.865% | 0% | 1 | 5.9019 | 8.174% | 0% | 1 | 27.41% | 0% | 0% | 1 | 0 | 2 | 0% | 0% | 0% | 1 | 0% | 2.078% | 0% | 1 | 0% | 2.078% | 0% | 1 | 0% | 2.078% | 0% | 1 | 0% | 2.078% | 0% | 1 | 0% | 2.078% | 0% | 1 | 0.07203% | 2.079% | 0% | 1 |  | 1.168% | 0% | 1 | 6 | 2.107% | 0% | 1 | 46.89% | 1.075% | 0% | 1 | 0 | 2 | 0% | 0% | 0% | 1 | 8.977% | 0.5854% | 0% | 1 | 0.2559% | 0.5342% | 0% | 1 | 1.623% | 0.5416% | 0% | 1 | 10.59% | 0.5959% | 0% | 1 | 0% | 0.5328% | 0% | 1 | 0.4872% | 0.5354% | 0% | 1 |  | 0.8055% | 0% | 1 | 6.8852 | 1.006% | 0% | 1 | 51.16% | 1.075% | 0% | 2 | 0 | 2 | 0% | 0% | 0% | 1 | 19.74% | 0.3188% | 0% | 1 | 4.741% | 0.2686% | 0% | 1 | 7.955% | 0.278% | 0% | 1 | 23.49% | 0.3345% | 0% | 1 | 3.203% | 0.2644% | 0% | 1 | 0.8589% | 0.2581% | 0% | 1 |  | 0.4841% | 0% | 1 | 7.5469 | 0.6396% | 0% | 1 | 46.52% | 1.075% | 0% | 1 | 0 | 2 | 0% | 0% | 0% | 1 | 25.78% | 0.1987% | 0% | 1 | 3.91% | 0.1535% | 0% | 1 | 8.759% | 0.1616% | 0% | 1 | 29.31% | 0.2086% | 0% | 1 | 6.083% | 0.157% | 0% | 1 | 1.273% | 0.1494% | 0% | 1
31 | Wahtoke | SPGE | 0 | 0 | 10 | 0% | 0% | 1 | 23.2591 | 0% | 0% | 3 | 73.15% | 0% | 0% | 2 | 0 | 2 | 0% | 0% | 0% | 1 | 0% | 0% | 0% | 1 | 0.00417% | 0% | 0% | 1 | 0.00417% | 0% | 0% | 1 | 0.00417% | 0% | 0% | 1 | 0% | 0% | 0% | 1 | 3.521% | 0% | 0% | 1 |  | 0% | 0% | 1 | 21.126 | 0% | 0% | 3 | 55.97% | 0% | 0% | 2 | 0 | 2 | 0.5203% | 0% | 0.5203% | 1 | 12.14% | 0% | 0% | 1 | 17.06% | 0% | 0% | 1 | 22.45% | 0% | 0% | 1 | 23.5% | 0% | 0% | 1 | 1.532% | 0% | 0% | 1 | 3.909% | 0% | 0% | 1 |  | 0% | 0% | 1 | 19.3521 | 0% | 0% | 2 | 45.21% | 0% | 0% | 1 | 0 | 2 | 9.732% | 0% | 9.732% | 1 | 23.9% | 0% | 0% | 1 | 17.94% | 0% | 0% | 1 | 24.7% | 0% | 0% | 1 | 37.28% | 0% | 0% | 1 | 11.02% | 0% | 0% | 1 | 3.912% | 0% | 0% | 1 |  | 0% | 0% | 1 | 18 | 0% | 0% | 2 | 40.09% | 0% | 0% | 1 | 0 | 2 | 15.82% | 0% | 15.82% | 1 | 28.4% | 0% | 0% | 1 | 18.55% | 0% | 0% | 1 | 24.78% | 0% | 0% | 1 | 41.85% | 0% | 0% | 1 | 17.31% | 0% | 0% | 1 | 4.156% | 0% | 0% | 1
32 | West Fresno | SPGE | 0 | 0 | 10 | 0% | 0% | 1 | 22.8 | 0% | 0% | 3 | 76.66% | 0% | 0% | 3 | 0 | 2 | 0% | 0% | 0% | 1 | 0% | 0% | 0% | 1 | 0% | 0% | 0% | 1 | 0% | 0% | 0% | 1 | 0% | 0% | 0% | 1 | 0% | 0% | 0% | 1 | 0.008238% | 0% | 0% | 1 |  | 0% | 0% | 1 | 21.8975 | 0% | 0% | 3 | 70.59% | 0% | 0% | 2 | 0 | 2 | 0% | 0% | 0% | 1 | 0.2337% | 0% | 0% | 1 | 0.1725% | 0% | 0% | 1 | 0.1725% | 0% | 0% | 1 | 0.2337% | 0% | 0% | 1 | 0% | 0% | 0% | 1 | 0.2176% | 0% | 0% | 1 |  | 0% | 0% | 1 | 21 | 0% | 0% | 3 | 63.58% | 0% | 0% | 2 | 0 | 2 | 0% | 0% | 0% | 1 | 6.538% | 0% | 0% | 1 | 6.877% | 0% | 0% | 1 | 6.689% | 0% | 0% | 1 | 10.87% | 0% | 0% | 1 | 0.01561% | 0% | 0% | 1 | 1.86% | 0% | 0% | 1 |  | 0% | 0% | 1 | 17.5 | 0% | 0% | 2 | 52.1% | 0% | 0% | 2 | 0 | 2 | 0% | 0% | 0% | 1 | 15.79% | 0% | 0% | 1 | 18.79% | 0% | 0% | 1 | 19.38% | 0% | 0% | 1 | 28.38% | 0% | 0% | 1 | 6.255% | 0% | 0% | 1 | 7.534% | 0% | 0% | 1
33 | Glenn | NORTHERN CALIFORNIA | 270 | 2700 | 10 | 64.43% | 0% | 3 | 16.6375 | 200.1% | 5.455% | 3 | 64.8% | 53.95% | 0% | 3 | 0 | 2 | 0% | 0% | 0% | 1 | 46.4% | 13.6% | 0% | 1 | 0% | 7.293% | 0% | 1 | 0% | 7.293% | 0% | 1 | 46.4% | 13.6% | 0% | 1 | 1.938% | 7.437% | 0% | 1 | 13.62% | 8.443% | 0% | 1 |  | 12.02% | 0% | 1 | 10.952 | 12.54% | 0% | 1 | 56.69% | 8.831% | 0% | 2 | 0 | 2 | 0% | 0% | 0% | 1 | 51.2% | 3.34% | 0% | 2 | 0.6057% | 1.64% | 0% | 1 | 1.012% | 1.646% | 0% | 1 | 51.7% | 3.374% | 0% | 2 | 3.042% | 1.681% | 0% | 1 | 15.31% | 1.924% | 0% | 1 |  | 5.444% | 0% | 1 | 9.9279 | 3.529% | 0% | 1 | 46.94% | 8.831% | 0% | 1 | 0 | 2 | 0.483% | 0% | 0.483% | 1 | 51.06% | 1.519% | 0% | 2 | 3.405% | 0.7699% | 0% | 1 | 6.398% | 0.7945% | 0% | 1 | 55.81% | 1.683% | 0% | 2 | 8.953% | 0.8168% | 0% | 1 | 16.18% | 0.8873% | 0% | 1 |  | 3.034% | 0% | 1 | 9 | 1.509% | 0% | 1 | 36.29% | 8.831% | 0% | 1 | 0 | 2 | 8.081% | 0% | 8.081% | 1 | 46.59% | 0.8122% | 0% | 1 | 4.498% | 0.4542% | 0% | 1 | 8.056% | 0.4718% | 0% | 1 | 51.79% | 0.8998% | 0% | 2 | 23.72% | 0.5687% | 0% | 1 | 15.13% | 0.5112% | 0% | 1
34 | Bridgeville | NORTHERN CALIFORNIA | 0 | 0 | 10 | 0% | 0% | 1 | 6.9883 | 0% | 0% | 1 | 0% | 0% | 0% | 1 | 0 | 2 | 31.34% | 24.67% | 56.01% | 4 | 37.69% | 0% | 0% | 1 | 5.915% | 0% | 0% | 1 | 5.915% | 0% | 0% | 1 | 43.61% | 0% | 0% | 1 | 78.74% | 0% | 0% | 3 | 0.7944% | 0% | 0% | 1 |  | 0% | 0% | 1 | 6 | 0% | 0% | 1 | 0% | 0% | 0% | 1 | 0 | 2 | 39.61% | 15.55% | 55.17% | 3 | 22.65% | 0% | 0% | 1 | 21.04% | 0% | 0% | 1 | 26.44% | 0% | 0% | 1 | 44.58% | 0% | 0% | 1 | 80.13% | 0% | 0% | 3 | 0.4992% | 0% | 0% | 1 |  | 0% | 0% | 1 | 6.0661 | 0% | 0% | 1 | 0% | 0% | 0% | 1 | 0 | 2 | 60.76% | 9.319% | 70.08% | 3 | 19.87% | 0% | 0% | 1 | 23.34% | 0% | 0% | 1 | 30.06% | 0% | 0% | 1 | 43.23% | 0% | 0% | 1 | 78.51% | 0% | 0% | 3 | 1.081% | 0% | 0% | 1 |  | 0% | 0% | 1 | 6.0873 | 0% | 0% | 1 | 0% | 0% | 0% | 1 | 0 | 2 | 68.51% | 5.682% | 74.19% | 3 | 15.78% | 0% | 0% | 1 | 20.62% | 0% | 0% | 1 | 27.03% | 0% | 0% | 1 | 37.12% | 0% | 0% | 1 | 78.84% | 0% | 0% | 3 | 1.557% | 0% | 0% | 1
35 | Humboldt | NORTHERN CALIFORNIA | 0 | 0 | 10 | 0% | 0% | 1 | 36.1615 | 0% | 0% | 4 | 0% | 0% | 0% | 1 | 0 | 2 | 70.49% | 0% | 70.49% | 3 | 0.958% | 0% | 0% | 1 | 55.42% | 0% | 0% | 2 | 61.85% | 0% | 0% | 2 | 62.8% | 0% | 0% | 2 | 41.81% | 0% | 0% | 1 | 6.658% | 0% | 0% | 1 |  | 0% | 0% | 1 | 15.7718 | 0% | 0% | 2 | 0% | 0% | 0% | 1 | 0 | 2 | 59.31% | 0% | 59.31% | 3 | 4.854% | 0% | 0% | 1 | 41.67% | 0% | 0% | 1 | 51.38% | 0% | 0% | 2 | 53.1% | 0% | 0% | 2 | 51.12% | 0% | 0% | 2 | 10.82% | 0% | 0% | 1 |  | 0% | 0% | 1 | 10.9982 | 0% | 0% | 1 | 0% | 0% | 0% | 1 | 0 | 2 | 43.26% | 0% | 43.26% | 2 | 4.649% | 0% | 0% | 1 | 37.64% | 0% | 0% | 1 | 42.96% | 0% | 0% | 1 | 44.82% | 0% | 0% | 1 | 49.31% | 0% | 0% | 1 | 12.58% | 0% | 0% | 1 |  | 0% | 0% | 1 | 9.5959 | 0% | 0% | 1 | 0% | 0% | 0% | 1 | 0 | 2 | 41.56% | 1.238% | 42.8% | 2 | 4.156% | 0% | 0% | 1 | 31.2% | 0% | 0% | 1 | 35.45% | 0% | 0% | 1 | 37.71% | 0% | 0% | 1 | 48.7% | 0% | 0% | 1 | 12.91% | 0% | 0% | 1
36 | El Centro | GREATER IMPERIAL | 0 | 0 | 0 | 0% | 0% | 1 | 12 | 0% | 0% | 2 | 79.42% | 0% | 0% | 3 | 0 | 2 | 0% | 0% | 0% | 1 | 0% | 0% | 0% | 1 | 0% | 0% | 0% | 1 | 0% | 0% | 0% | 1 | 0% | 0% | 0% | 1 | 0% | 0% | 0% | 1 | 4.321% | 0% | 0% | 1 |  | 0% | 0% | 1 | 10.2742 | 0% | 0% | 1 | 68.32% | 0% | 0% | 2 | 0 | 2 | 0% | 0% | 0% | 1 | 1.399% | 0% | 0% | 1 | 5.327% | 0% | 0% | 1 | 5.327% | 0% | 0% | 1 | 6.726% | 0% | 0% | 1 | 0% | 0% | 0% | 1 | 7.347% | 0% | 0% | 1 |  | 0% | 0% | 1 | 9.6323 | 0% | 0% | 1 | 69.77% | 0% | 0% | 2 | 0 | 2 | 0% | 0% | 0% | 1 | 1.087% | 0% | 0% | 1 | 10.5% | 0% | 0% | 1 | 11.62% | 0% | 0% | 1 | 12.7% | 0% | 0% | 1 | 0.3899% | 0% | 0% | 1 | 6.433% | 0% | 0% | 1 |  | 0% | 0% | 1 | 9.208 | 0% | 0% | 1 | 66.46% | 0% | 0% | 2 | 0 | 2 | 0% | 0% | 0% | 1 | 1.024% | 0% | 0% | 1 | 14.12% | 0% | 0% | 1 | 13.1% | 0% | 0% | 1 | 15.98% | 0% | 0% | 1 | 3.827% | 0% | 0% | 1 | 5.672% | 0% | 0% | 1
37 | High Line | GREATER IMPERIAL | 0 | 0 | 0 | 0% | 0% | 1 | 7.0484 | 0% | 0% | 1 | 78.24% | 0% | 0% | 3 | 0 | 2 | 0% | 0% | 0% | 1 | 0% | 0% | 0% | 1 | 14.15% | 0% | 0% | 1 | 14.15% | 0% | 0% | 1 | 14.15% | 0% | 0% | 1 | 5.043% | 0% | 0% | 1 | 3.7% | 0% | 0% | 1 |  | 0% | 0% | 1 | 8.5485 | 0% | 0% | 1 | 67.73% | 0% | 0% | 2 | 0 | 2 | 0% | 0% | 0% | 1 | 0% | 0% | 0% | 1 | 27.46% | 0% | 0% | 1 | 27.46% | 0% | 0% | 1 | 27.46% | 0% | 0% | 1 | 6.819% | 0% | 0% | 1 | 6.303% | 0% | 0% | 1 |  | 0% | 0% | 1 | 8.6056 | 0% | 0% | 1 | 65.96% | 0% | 0% | 2 | 0 | 2 | 0% | 0% | 0% | 1 | 4.074% | 0% | 0% | 1 | 16.95% | 0% | 0% | 1 | 16.95% | 0% | 0% | 1 | 21.03% | 0% | 0% | 1 | 7.109% | 0% | 0% | 1 | 5.051% | 0% | 0% | 1 |  | 0% | 0% | 1 | 8.6181 | 0% | 0% | 1 | 60.69% | 0% | 0% | 2 | 0 | 2 | 0% | 0% | 0% | 1 | 4.415% | 0% | 0% | 1 | 11.54% | 0% | 0% | 1 | 11.62% | 0% | 0% | 1 | 15.95% | 0% | 0% | 1 | 7.948% | 0% | 0% | 1 | 5.607% | 0% | 0% | 1
38 | Imperial Valley | GREATER IMPERIAL | 492 | 4920 | 15 | 173.6% | 11.68% | 5 | 10.3753 | 6791% | 24.01% | 5 | 64.55% | 139.9% | 10.51% | 4 | 0 | 2 | 0% | 0% | 0% | 1 | 0% | 23.77% | 0% | 2 | 38.39% | 38.59% | 0% | 2 | 38.39% | 38.59% | 0% | 2 | 38.39% | 38.59% | 0% | 2 | 0.1335% | 23.81% | 0% | 2 | 11.44% | 26.85% | 0% | 2 |  | 34.62% | 0% | 2 | 10.6697 | 260.3% | 5.233% | 3 | 61.69% | 0.2759% | 0% | 2 | 0 | 2 | 0% | 0% | 0% | 1 | 0% | 7.86% | 0% | 1 | 20.22% | 9.852% | 0% | 1 | 25.16% | 10.5% | 0% | 1 | 25.16% | 10.5% | 0% | 1 | 0.8681% | 7.928% | 0% | 1 | 9.958% | 8.729% | 0% | 1 |  | 18.05% | 0% | 1 | 10.0432 | 28.34% | 0% | 2 | 53.67% | 0.2759% | 0% | 2 | 0 | 2 | 0% | 0% | 0% | 1 | 4.873% | 4.184% | 0% | 1 | 10.24% | 4.434% | 0% | 1 | 12.74% | 4.561% | 0% | 1 | 17.61% | 4.831% | 0% | 1 | 12.09% | 4.528% | 0% | 1 | 7.31% | 4.294% | 0% | 1 |  | 9.346% | 0% | 1 | 9.8826 | 15.23% | 0% | 1 | 53.69% | 0.2759% | 0% | 2 | 0 | 2 | 0% | 0% | 0% | 1 | 5.065% | 2.297% | 0% | 1 | 7.905% | 2.368% | 0% | 1 | 8.501% | 2.383% | 0% | 1 | 14.37% | 2.546% | 0% | 1 | 11.99% | 2.478% | 0% | 1 | 6.502% | 2.332% | 0% | 1
39 | El Segundo | GREATER LA METRO | 0 | 0 | 10 | 0% | 0% | 1 | 5.4479 | 0% | 0% | 1 | 0% | 0% | 0% | 1 | 0 | 2 | 0% | 0% | 0% | 1 | 1.328% | 0% | 0% | 1 | 29.87% | 0% | 0% | 1 | 47.78% | 0% | 0% | 1 | 49.11% | 0% | 0% | 1 | 0% | 0% | 0% | 1 | 0.541% | 0% | 0% | 1 |  | 0% | 0% | 1 | 6.5525 | 0% | 0% | 1 | 0% | 0% | 0% | 1 | 0 | 2 | 18.34% | 0% | 18.34% | 1 | 2.903% | 0% | 0% | 1 | 30.71% | 0% | 0% | 1 | 55.33% | 0% | 0% | 2 | 58.23% | 0% | 0% | 2 | 0% | 0% | 0% | 1 | 0.1735% | 0% | 0% | 1 |  | 0% | 0% | 1 | 10.6584 | 0% | 0% | 1 | 0% | 0% | 0% | 1 | 0 | 2 | 33.27% | 8.119% | 41.39% | 2 | 8.756% | 0% | 0% | 1 | 3.822% | 0% | 0% | 1 | 50.61% | 0% | 0% | 2 | 59.36% | 0% | 0% | 2 | 15.28% | 0% | 0% | 1 | 6.971% | 0% | 0% | 1 |  | 0% | 0% | 1 | 17.2031 | 0% | 0% | 2 | 0% | 0% | 0% | 1 | 0 | 2 | 20.13% | 36.16% | 56.29% | 5 | 11.5% | 0% | 0% | 1 | 19.84% | 0% | 0% | 1 | 43% | 0% | 0% | 1 | 48.63% | 0% | 0% | 1 | 11.38% | 0% | 0% | 1 | 8.873% | 0% | 0% | 1
40 | Arco | SPGE | 874 | 8740 | 15 | 897.1% | 16.16% | 5 | 7.8558 | 131.6% | 5.131% | 3 | 33.4% | 193.4% | 25.77% | 4 | 0 | 2 | 0% | 0% | 0% | 1 | 78.76% | 83.94% | 0% | 4 | 0.2424% | 17.87% | 0% | 1 | 0.4145% | 17.9% | 0% | 1 | 78.76% | 83.94% | 0% | 4 | 1.512% | 18.1% | 0% | 1 | 0.2787% | 17.87% | 0% | 1 |  | 35.64% | 0% | 2 | 7.2009 | 28.15% | 0% | 2 | 31.9% | 29.13% | 0% | 2 | 0 | 2 | 0.4955% | 0% | 0.4955% | 1 | 67.7% | 15.28% | 0% | 2 | 4.949% | 5.192% | 0% | 1 | 11.38% | 5.569% | 0% | 1 | 71.02% | 17.03% | 0% | 3 | 2.562% | 5.065% | 0% | 1 | 1.768% | 5.024% | 0% | 1 |  | 11.92% | 0% | 1 | 6.9303 | 9.35% | 0% | 1 | 18.71% | 29.13% | 0% | 2 | 0 | 2 | 1.957% | 0% | 1.957% | 1 | 66.64% | 6.745% | 0% | 2 | 2.851% | 2.316% | 0% | 1 | 11.16% | 2.533% | 0% | 1 | 71.63% | 7.93% | 0% | 3 | 8.201% | 2.451% | 0% | 1 | 3.259% | 2.326% | 0% | 1 |  | 6.922% | 0% | 1 | 6.7531 | 3.946% | 0% | 1 | 14.43% | 29.13% | 0% | 2 | 0 | 2 | 1.302% | 0% | 1.302% | 1 | 64.93% | 3.714% | 0% | 2 | 4.927% | 1.37% | 0% | 1 | 14.63% | 1.526% | 0% | 1 | 71.27% | 4.534% | 0% | 3 | 15.91% | 1.549% | 0% | 1 | 3.04% | 1.343% | 0% | 1
41 | Bakersfield | SPGE | 0 | 0 | 10 | 0% | 0% | 1 | 13.421 | 0% | 0% | 2 | 5.815% | 0% | 0% | 1 | 0 | 2 | 0% | 0% | 0% | 1 | 78.91% | 0% | 0% | 3 | 6.246% | 0% | 0% | 1 | 29.64% | 0% | 0% | 1 | 78.91% | 0% | 0% | 3 | 0% | 0% | 0% | 1 | 0.9006% | 0% | 0% | 1 |  | 0% | 0% | 1 | 18.6425 | 0% | 0% | 2 | 32.01% | 0% | 0% | 1 | 0 | 2 | 2.539% | 0% | 2.539% | 1 | 44.49% | 0% | 0% | 1 | 10.4% | 0% | 0% | 1 | 20.91% | 0% | 0% | 1 | 50.23% | 0% | 0% | 2 | 7.199% | 0% | 0% | 1 | 1.146% | 0% | 0% | 1 |  | 0% | 0% | 1 | 11.75 | 0% | 0% | 1 | 39.77% | 0% | 0% | 1 | 0 | 2 | 16.95% | 0% | 16.95% | 1 | 40.17% | 0% | 0% | 1 | 14.26% | 0% | 0% | 1 | 28.68% | 0% | 0% | 1 | 51.01% | 0% | 0% | 2 | 14.25% | 0% | 0% | 1 | 4.412% | 0% | 0% | 1 |  | 0% | 0% | 1 | 9.034 | 0% | 0% | 1 | 42.36% | 0% | 0% | 1 | 0 | 2 | 20.42% | 0% | 20.42% | 2 | 40.62% | 0% | 0% | 1 | 22.42% | 0% | 0% | 1 | 35.63% | 0% | 0% | 1 | 55.99% | 0% | 0% | 2 | 17.99% | 0% | 0% | 1 | 4.343% | 0% | 0% | 1
42 | Charca | SPGE | 0 | 0 | 10 | 0% | 0% | 1 | 6 | 0% | 0% | 1 | 93.85% | 0% | 0% | 3 | 0 | 2 | 0% | 0% | 0% | 1 | 52.32% | 0% | 0% | 2 | 0% | 0% | 0% | 1 | 0.161% | 0% | 0% | 1 | 52.32% | 0% | 0% | 2 | 0% | 0% | 0% | 1 | 0.736% | 0% | 0% | 1 |  | 0% | 0% | 1 | 8.8435 | 0% | 0% | 1 | 78.96% | 0% | 0% | 3 | 0 | 2 | 0% | 0% | 0% | 1 | 27.22% | 0% | 0% | 1 | 0.06584% | 0% | 0% | 1 | 13.63% | 0% | 0% | 1 | 37.45% | 0% | 0% | 1 | 0.1134% | 0% | 0% | 1 | 0.7629% | 0% | 0% | 1 |  | 0% | 0% | 1 | 10 | 0% | 0% | 1 | 67.05% | 0% | 0% | 2 | 0 | 2 | 0% | 0% | 0% | 1 | 18.79% | 0% | 0% | 1 | 2.398% | 0% | 0% | 1 | 22.43% | 0% | 0% | 1 | 37.86% | 0% | 0% | 1 | 0.07396% | 0% | 0% | 1 | 3.949% | 0% | 0% | 1 |  | 0% | 0% | 1 | 10.1667 | 0% | 0% | 1 | 58.46% | 0% | 0% | 2 | 0 | 2 | 0.9235% | 0% | 0.9235% | 1 | 23.32% | 0% | 0% | 1 | 9.32% | 0% | 0% | 1 | 30.93% | 0% | 0% | 1 | 46.1% | 0% | 0% | 1 | 2.05% | 0% | 0% | 1 | 4.735% | 0% | 0% | 1
43 | Columbus | SPGE | 0 | 0 | 10 | 0% | 0% | 1 | 15.6588 | 0% | 0% | 2 | 7.434% | 0% | 0% | 1 | 0 | 2 | 0.0009266% | 0% | 0.0009266% | 1 | 79.07% | 0% | 0% | 3 | 38.51% | 0% | 0% | 1 | 44.73% | 0% | 0% | 1 | 79.33% | 0% | 0% | 3 | 5.922% | 0% | 0% | 1 | 1.83% | 0% | 0% | 1 |  | 0% | 0% | 1 | 10.6208 | 0% | 0% | 1 | 22.31% | 0% | 0% | 1 | 0 | 2 | 23.8% | 0% | 23.8% | 2 | 60.48% | 0% | 0% | 2 | 17.74% | 0% | 0% | 1 | 26.79% | 0% | 0% | 1 | 63.44% | 0% | 0% | 2 | 22.72% | 0% | 0% | 1 | 1.838% | 0% | 0% | 1 |  | 0% | 0% | 1 | 11.3846 | 0% | 0% | 1 | 32.45% | 0% | 0% | 1 | 0 | 2 | 29.15% | 0% | 29.15% | 2 | 49.01% | 0% | 0% | 1 | 14.73% | 0% | 0% | 1 | 27.27% | 0% | 0% | 1 | 54.71% | 0% | 0% | 2 | 25.18% | 0% | 0% | 1 | 2.379% | 0% | 0% | 1 |  | 0% | 0% | 1 | 8.826 | 0% | 0% | 1 | 37.14% | 0% | 0% | 1 | 0 | 2 | 28.45% | 0.4355% | 28.89% | 2 | 47.78% | 0% | 0% | 1 | 22.03% | 0% | 0% | 1 | 34.6% | 0% | 0% | 1 | 58.93% | 0% | 0% | 2 | 25.14% | 0% | 0% | 1 | 3.457% | 0% | 0% | 1
44 | Elk Hills | SPGE | 0 | 0 | 10 | 0% | 0% | 1 | 5.0028 | 0% | 0% | 1 | 2.16% | 0% | 0% | 1 | 0 | 2 | 0% | 0% | 0% | 1 | 30.36% | 0% | 0% | 1 | 89.14% | 0% | 0% | 3 | 100% | 0% | 0% | 5 | 100% | 0% | 0% | 5 | 0% | 0% | 0% | 1 | 0.1134% | 0% | 0% | 1 |  | 0% | 0% | 1 | 5.25 | 0% | 0% | 1 | 19.87% | 0% | 0% | 1 | 0 | 2 | 0% | 0% | 0% | 1 | 37.26% | 0% | 0% | 1 | 61.69% | 0% | 0% | 2 | 90.65% | 0% | 0% | 4 | 92.01% | 0% | 0% | 4 | 0.769% | 0% | 0% | 1 | 8.516% | 0% | 0% | 1 |  | 0% | 0% | 1 | 8.1943 | 0% | 0% | 1 | 38.62% | 0% | 0% | 1 | 0 | 2 | 0% | 0% | 0% | 1 | 26.37% | 0% | 0% | 1 | 41.53% | 0% | 0% | 1 | 68.81% | 0% | 0% | 2 | 73.41% | 0% | 0% | 3 | 0.6566% | 0% | 0% | 1 | 7.594% | 0% | 0% | 1 |  | 0% | 0% | 1 | 8.5709 | 0% | 0% | 1 | 43% | 0% | 0% | 1 | 0 | 2 | 0% | 0% | 0% | 1 | 18.94% | 0% | 0% | 1 | 30.49% | 0% | 0% | 1 | 56.85% | 0% | 0% | 2 | 61.43% | 0% | 0% | 2 | 3.932% | 0% | 0% | 1 | 5.279% | 0% | 0% | 1
45 | Goose Lake | SPGE | 0 | 0 | 10 | 0% | 0% | 1 | 8.5097 | 0% | 0% | 1 | 38.61% | 0% | 0% | 1 | 0 | 2 | 0% | 0% | 0% | 1 | 45.54% | 0% | 0% | 1 | 24.11% | 0% | 0% | 1 | 71.39% | 0% | 0% | 3 | 83.42% | 0% | 0% | 3 | 0.2897% | 0% | 0% | 1 | 18.51% | 0% | 0% | 1 |  | 0% | 0% | 1 | 8.2222 | 0% | 0% | 1 | 49.55% | 0% | 0% | 1 | 0 | 2 | 0% | 0% | 0% | 1 | 38.75% | 0% | 0% | 1 | 14.22% | 0% | 0% | 1 | 48.66% | 0% | 0% | 1 | 68.66% | 0% | 0% | 2 | 0.076% | 0% | 0% | 1 | 7.753% | 0% | 0% | 1 |  | 0% | 0% | 1 | 7.9178 | 0% | 0% | 1 | 43.6% | 0% | 0% | 1 | 0 | 2 | 0% | 0% | 0% | 1 | 35.35% | 0% | 0% | 1 | 9.366% | 0% | 0% | 1 | 34.74% | 0% | 0% | 1 | 59.19% | 0% | 0% | 2 | 1.818% | 0% | 0% | 1 | 4.62% | 0% | 0% | 1 |  | 0% | 0% | 1 | 7.9136 | 0% | 0% | 1 | 42.72% | 0% | 0% | 1 | 0 | 2 | 0% | 0% | 0% | 1 | 37.12% | 0% | 0% | 1 | 7.339% | 0% | 0% | 1 | 27.82% | 0% | 0% | 1 | 56.84% | 0% | 0% | 2 | 2.71% | 0% | 0% | 1 | 4.917% | 0% | 0% | 1
46 | Kernridge | SPGE | 0 | 0 | 10 | 0% | 0% | 1 | 6.3475 | 0% | 0% | 1 | 17.76% | 0% | 0% | 1 | 0 | 2 | 0% | 0% | 0% | 1 | 40.85% | 0% | 0% | 1 | 2.247% | 0% | 0% | 1 | 27.24% | 0% | 0% | 1 | 68.08% | 0% | 0% | 2 | 8.087% | 0% | 0% | 1 | 0.03685% | 0% | 0% | 1 |  | 0% | 0% | 1 | 6.4193 | 0% | 0% | 1 | 30.07% | 0% | 0% | 1 | 0 | 2 | 0% | 0% | 0% | 1 | 50.74% | 0% | 0% | 2 | 7.913% | 0% | 0% | 1 | 27.46% | 0% | 0% | 1 | 69.13% | 0% | 0% | 2 | 15.18% | 0% | 0% | 1 | 0.4399% | 0% | 0% | 1 |  | 0% | 0% | 1 | 8.1961 | 0% | 0% | 1 | 24.15% | 0% | 0% | 1 | 0 | 2 | 0% | 0% | 0% | 1 | 50.91% | 0% | 0% | 2 | 14.29% | 0% | 0% | 1 | 34.47% | 0% | 0% | 1 | 71.61% | 0% | 0% | 3 | 16.89% | 0% | 0% | 1 | 3.319% | 0% | 0% | 1 |  | 0% | 0% | 1 | 8.6797 | 0% | 0% | 1 | 27.03% | 0% | 0% | 1 | 0 | 2 | 0% | 0% | 0% | 1 | 43.43% | 0% | 0% | 1 | 13.32% | 0% | 0% | 1 | 36.88% | 0% | 0% | 1 | 68.46% | 0% | 0% | 2 | 16.21% | 0% | 0% | 1 | 4.062% | 0% | 0% | 1
47 | Lamont | SPGE | 200 | 2000 | 10 | 45.6% | 0% | 2 | 11.5 | 999% | 6.752% | 3 | 85.26% | 0% | 0% | 3 | 0 | 2 | 0% | 0% | 0% | 1 | 0.01255% | 6.066% | 0% | 1 | 0.8755% | 6.119% | 0% | 1 | 10.11% | 6.747% | 0% | 1 | 10.11% | 6.747% | 0% | 1 | 0% | 6.065% | 0% | 1 | 0.02465% | 6.067% | 0% | 1 |  | 10.98% | 0% | 1 | 10.2978 | 20.28% | 0% | 2 | 55.43% | 0% | 0% | 2 | 0 | 2 | 9.673% | 0% | 9.673% | 1 | 28.51% | 2.426% | 0% | 1 | 12.88% | 1.991% | 0% | 1 | 22.56% | 2.24% | 0% | 1 | 38.84% | 2.836% | 0% | 1 | 13.79% | 2.012% | 0% | 1 | 1.965% | 1.769% | 0% | 1 |  | 7.438% | 0% | 1 | 9.6866 | 4.461% | 0% | 1 | 42.96% | 0% | 0% | 1 | 0 | 2 | 24.24% | 2.996% | 27.24% | 2 | 44.85% | 1.41% | 0% | 1 | 20.84% | 0.9823% | 0% | 1 | 31.42% | 1.134% | 0% | 1 | 55.38% | 1.742% | 0% | 2 | 23.63% | 1.018% | 0% | 1 | 1.711% | 0.7911% | 0% | 1 |  | 3.439% | 0% | 1 | 10.2439 | 2.122% | 0% | 1 | 39.65% | 0% | 0% | 1 | 0 | 2 | 24.41% | 6.869% | 31.27% | 2 | 43.81% | 0.7634% | 0% | 1 | 21.23% | 0.5445% | 0% | 1 | 32.24% | 0.633% | 0% | 1 | 55.78% | 0.97% | 0% | 2 | 23.85% | 0.5632% | 0% | 1 | 2.721% | 0.4409% | 0% | 1
48 | Lerdo | SPGE | 0 | 0 | 10 | 0% | 0% | 1 | 12.4875 | 0% | 0% | 2 | 75.66% | 0% | 0% | 3 | 0 | 2 | 0% | 0% | 0% | 1 | 25.19% | 0% | 0% | 1 | 0% | 0% | 0% | 1 | 0% | 0% | 0% | 1 | 25.19% | 0% | 0% | 1 | 0% | 0% | 0% | 1 | 1.909% | 0% | 0% | 1 |  | 0% | 0% | 1 | 11.5788 | 0% | 0% | 1 | 62.76% | 0% | 0% | 2 | 0 | 2 | 0.3135% | 0% | 0.3135% | 1 | 29.44% | 0% | 0% | 1 | 0.9672% | 0% | 0% | 1 | 9.4% | 0% | 0% | 1 | 33.46% | 0% | 0% | 1 | 2.309% | 0% | 0% | 1 | 1.138% | 0% | 0% | 1 |  | 0% | 0% | 1 | 10.94 | 0% | 0% | 1 | 52.64% | 0% | 0% | 2 | 0 | 2 | 7.716% | 0% | 7.716% | 1 | 37.16% | 0% | 0% | 1 | 9.523% | 0% | 0% | 1 | 22.12% | 0% | 0% | 1 | 48.17% | 0% | 0% | 1 | 5.441% | 0% | 0% | 1 | 4.755% | 0% | 0% | 1 |  | 0% | 0% | 1 | 10.0643 | 0% | 0% | 1 | 46.41% | 0% | 0% | 1 | 0 | 2 | 14.13% | 0% | 14.13% | 1 | 35.86% | 0% | 0% | 1 | 14.59% | 0% | 0% | 1 | 30.64% | 0% | 0% | 1 | 51.09% | 0% | 0% | 2 | 12.27% | 0% | 0% | 1 | 4.363% | 0% | 0% | 1
49 | Magunden | SPGE | 0 | 0 | 10 | 0% | 0% | 1 | 14.2135 | 0% | 0% | 2 | 59.28% | 0% | 0% | 2 | 0 | 2 | 0% | 0% | 0% | 1 | 11.47% | 0% | 0% | 1 | 5.922% | 0% | 0% | 1 | 8.788% | 0% | 0% | 1 | 11.7% | 0% | 0% | 1 | 0.9289% | 0% | 0% | 1 | 0.1295% | 0% | 0% | 1 |  | 0% | 0% | 1 | 11.2346 | 0% | 0% | 1 | 37.32% | 0% | 0% | 1 | 0 | 2 | 14.66% | 0% | 14.66% | 1 | 48.36% | 0% | 0% | 1 | 17.46% | 0% | 0% | 1 | 28.77% | 0% | 0% | 1 | 56.33% | 0% | 0% | 2 | 16.39% | 0% | 0% | 1 | 0.9701% | 0% | 0% | 1 |  | 0% | 0% | 1 | 11.2491 | 0% | 0% | 1 | 36.85% | 0% | 0% | 1 | 0 | 2 | 25.22% | 0% | 25.22% | 2 | 45.2% | 0% | 0% | 1 | 14.77% | 0% | 0% | 1 | 27.6% | 0% | 0% | 1 | 52.85% | 0% | 0% | 2 | 23.28% | 0% | 0% | 1 | 2.241% | 0% | 0% | 1 |  | 0% | 0% | 1 | 9 | 0% | 0% | 1 | 37.83% | 0% | 0% | 1 | 0 | 2 | 26.82% | 1.608% | 28.43% | 2 | 45.6% | 0% | 0% | 1 | 22.7% | 0% | 0% | 1 | 34.72% | 0% | 0% | 1 | 57.98% | 0% | 0% | 2 | 23.81% | 0% | 0% | 1 | 3.534% | 0% | 0% | 1
50 | Midway | SPGE | 1485 | 14850 | 15 | 286% | 28.52% | 5 | 10.7716 | 999% | 39.88% | 5 | 63.48% | 145.8% | 18.82% | 4 | 0 | 2 | 0% | 0% | 0% | 1 | 3.229% | 39.3% | 0% | 2 | 22.8% | 49.26% | 0% | 2 | 70.44% | 128.6% | 12.02% | 5 | 70.44% | 128.6% | 12.02% | 5 | 0% | 38.03% | 0% | 2 | 4.065% | 39.64% | 0% | 2 |  | 90.01% | 0% | 4 | 9.5425 | 42.9% | 0% | 2 | 51.22% | 53.38% | 0% | 3 | 0 | 2 | 0% | 0% | 0% | 1 | 15.35% | 11.53% | 0% | 1 | 17.12% | 11.78% | 0% | 1 | 63.41% | 26.67% | 0% | 2 | 66.87% | 29.46% | 0% | 2 | 0.5873% | 9.817% | 0% | 1 | 6.251% | 10.41% | 0% | 1 |  | 39.67% | 0% | 2 | 9.1423 | 24.07% | 0% | 2 | 49.74% | 53.38% | 0% | 3 | 0 | 2 | 0% | 0% | 0% | 1 | 18.89% | 5.842% | 0% | 1 | 22.4% | 6.107% | 0% | 1 | 57.01% | 11.02% | 0% | 2 | 60.43% | 11.98% | 0% | 2 | 0.3543% | 4.755% | 0% | 1 | 7.399% | 5.117% | 0% | 1 |  | 24.07% | 0% | 2 | 8.674 | 13.52% | 0% | 1 | 48.25% | 53.38% | 0% | 3 | 0 | 2 | 0% | 0% | 0% | 1 | 29.28% | 4.032% | 0% | 1 | 23.02% | 3.704% | 0% | 1 | 49.56% | 5.653% | 0% | 1 | 63.7% | 7.855% | 0% | 2 | 2.136% | 2.914% | 0% | 1 | 6.005% | 3.034% | 0% | 1
51 | Norco | SPGE | 0 | 0 | 10 | 0% | 0% | 1 | 6.5425 | 0% | 0% | 1 | 7.176% | 0% | 0% | 1 | 0 | 2 | 0% | 0% | 0% | 1 | 60.37% | 0% | 0% | 2 | 87.42% | 0% | 0% | 3 | 95.88% | 0% | 0% | 5 | 100% | 0% | 0% | 5 | 0% | 0% | 0% | 1 | 29.08% | 0% | 0% | 1 |  | 0% | 0% | 1 | 8.8025 | 0% | 0% | 1 | 32.9% | 0% | 0% | 1 | 0 | 2 | 0% | 0% | 0% | 1 | 29.95% | 0% | 0% | 1 | 55.22% | 0% | 0% | 2 | 85.75% | 0% | 0% | 3 | 86.76% | 0% | 0% | 3 | 0.861% | 0% | 0% | 1 | 11.82% | 0% | 0% | 1 |  | 0% | 0% | 1 | 9.1369 | 0% | 0% | 1 | 44.03% | 0% | 0% | 1 | 0 | 2 | 0% | 0% | 0% | 1 | 19.85% | 0% | 0% | 1 | 35.09% | 0% | 0% | 1 | 61.3% | 0% | 0% | 2 | 62.31% | 0% | 0% | 2 | 0.4778% | 0% | 0% | 1 | 7.01% | 0% | 0% | 1 |  | 0% | 0% | 1 | 9.2309 | 0% | 0% | 1 | 51.19% | 0% | 0% | 2 | 0 | 2 | 0% | 0% | 0% | 1 | 17.39% | 0% | 0% | 1 | 27.13% | 0% | 0% | 1 | 52.02% | 0% | 0% | 2 | 56.75% | 0% | 0% | 2 | 0.6832% | 0% | 0% | 1 | 5.173% | 0% | 0% | 1
52 | Rio Bravo | SPGE | 0 | 0 | 10 | 0% | 0% | 1 | 13.5043 | 0% | 0% | 2 | 74.07% | 0% | 0% | 2 | 0 | 2 | 0% | 0% | 0% | 1 | 3.014% | 0% | 0% | 1 | 0.4957% | 0% | 0% | 1 | 18.21% | 0% | 0% | 1 | 18.84% | 0% | 0% | 1 | 0% | 0% | 0% | 1 | 0.5313% | 0% | 0% | 1 |  | 0% | 0% | 1 | 12.5778 | 0% | 0% | 2 | 66.68% | 0% | 0% | 2 | 0 | 2 | 0% | 0% | 0% | 1 | 17.42% | 0% | 0% | 1 | 13.45% | 0% | 0% | 1 | 35.71% | 0% | 0% | 1 | 41.25% | 0% | 0% | 1 | 0% | 0% | 0% | 1 | 11.34% | 0% | 0% | 1 |  | 0% | 0% | 1 | 10.9756 | 0% | 0% | 1 | 58.66% | 0% | 0% | 2 | 0 | 2 | 0% | 0% | 0% | 1 | 26.34% | 0% | 0% | 1 | 17.97% | 0% | 0% | 1 | 41.17% | 0% | 0% | 1 | 54.33% | 0% | 0% | 2 | 0.4384% | 0% | 0% | 1 | 6.972% | 0% | 0% | 1 |  | 0% | 0% | 1 | 9.6389 | 0% | 0% | 1 | 52.15% | 0% | 0% | 2 | 0 | 2 | 1.747% | 0% | 1.747% | 1 | 27.95% | 0% | 0% | 1 | 18.62% | 0% | 0% | 1 | 39.35% | 0% | 0% | 1 | 55.01% | 0% | 0% | 2 | 2.335% | 0% | 0% | 1 | 4.976% | 0% | 0% | 1
53 | Rosedale | SPGE | 0 | 0 | 0 | 0% | 0% | 1 | 67.6 | 0% | 0% | 4 | 54.59% | 0% | 0% | 2 | 0 | 2 | 0% | 0% | 0% | 1 | 97.91% | 0% | 0% | 5 | 12.86% | 0% | 0% | 1 | 14.78% | 0% | 0% | 1 | 97.91% | 0% | 0% | 5 | 0% | 0% | 0% | 1 | 2.582% | 0% | 0% | 1 |  | 0% | 0% | 1 | 17.1844 | 0% | 0% | 2 | 46.6% | 0% | 0% | 1 | 0 | 2 | 0% | 0% | 0% | 1 | 35.24% | 0% | 0% | 1 | 14.88% | 0% | 0% | 1 | 34.01% | 0% | 0% | 1 | 50.38% | 0% | 0% | 2 | 0.809% | 0% | 0% | 1 | 8.432% | 0% | 0% | 1 |  | 0% | 0% | 1 | 11.9615 | 0% | 0% | 1 | 44.83% | 0% | 0% | 1 | 0 | 2 | 5.562% | 0% | 5.562% | 1 | 32.51% | 0% | 0% | 1 | 17.04% | 0% | 0% | 1 | 30.14% | 0% | 0% | 1 | 48.47% | 0% | 0% | 1 | 4.227% | 0% | 0% | 1 | 6.25% | 0% | 0% | 1 |  | 0% | 0% | 1 | 9.2071 | 0% | 0% | 1 | 45.91% | 0% | 0% | 1 | 0 | 2 | 11.92% | 0% | 11.92% | 1 | 31.83% | 0% | 0% | 1 | 22.32% | 0% | 0% | 1 | 37.59% | 0% | 0% | 1 | 53.07% | 0% | 0% | 2 | 10.05% | 0% | 0% | 1 | 4.381% | 0% | 0% | 1
54 | Semitropic | SPGE | 0 | 0 | 10 | 0% | 0% | 1 | 8.7542 | 0% | 0% | 1 | 61.95% | 0% | 0% | 2 | 0 | 2 | 0% | 0% | 0% | 1 | 9.32% | 0% | 0% | 1 | 0% | 0% | 0% | 1 | 14.86% | 0% | 0% | 1 | 24.18% | 0% | 0% | 1 | 0% | 0% | 0% | 1 | 0.5064% | 0% | 0% | 1 |  | 0% | 0% | 1 | 8.5456 | 0% | 0% | 1 | 59.89% | 0% | 0% | 2 | 0 | 2 | 0% | 0% | 0% | 1 | 23.16% | 0% | 0% | 1 | 3.066% | 0% | 0% | 1 | 32.34% | 0% | 0% | 1 | 50.97% | 0% | 0% | 2 | 0.05426% | 0% | 0% | 1 | 5.802% | 0% | 0% | 1 |  | 0% | 0% | 1 | 9.104 | 0% | 0% | 1 | 60.85% | 0% | 0% | 2 | 0 | 2 | 0% | 0% | 0% | 1 | 25.59% | 0% | 0% | 1 | 8.306% | 0% | 0% | 1 | 34.67% | 0% | 0% | 1 | 50.67% | 0% | 0% | 2 | 0.1072% | 0% | 0% | 1 | 5.216% | 0% | 0% | 1 |  | 0% | 0% | 1 | 9.3964 | 0% | 0% | 1 | 59.58% | 0% | 0% | 2 | 0 | 2 | 0% | 0% | 0% | 1 | 28.02% | 0% | 0% | 1 | 9.006% | 0% | 0% | 1 | 32.37% | 0% | 0% | 1 | 51.28% | 0% | 0% | 2 | 0.1368% | 0% | 0% | 1 | 4.662% | 0% | 0% | 1
55 | Shafter | SPGE | 0 | 0 | 10 | 0% | 0% | 1 | 10.423 | 0% | 0% | 1 | 82.89% | 0% | 0% | 3 | 0 | 2 | 0% | 0% | 0% | 1 | 0% | 0% | 0% | 1 | 0% | 0% | 0% | 1 | 5.751% | 0% | 0% | 1 | 5.751% | 0% | 0% | 1 | 0% | 0% | 0% | 1 | 0.1508% | 0% | 0% | 1 |  | 0% | 0% | 1 | 9.4156 | 0% | 0% | 1 | 75.01% | 0% | 0% | 3 | 0 | 2 | 0% | 0% | 0% | 1 | 16.62% | 0% | 0% | 1 | 1.682% | 0% | 0% | 1 | 23.69% | 0% | 0% | 1 | 37.24% | 0% | 0% | 1 | 0% | 0% | 0% | 1 | 2.628% | 0% | 0% | 1 |  | 0% | 0% | 1 | 10.3827 | 0% | 0% | 1 | 66.84% | 0% | 0% | 2 | 0 | 2 | 0% | 0% | 0% | 1 | 23.83% | 0% | 0% | 1 | 8.892% | 0% | 0% | 1 | 33.07% | 0% | 0% | 1 | 49.03% | 0% | 0% | 1 | 0.007226% | 0% | 0% | 1 | 6.788% | 0% | 0% | 1 |  | 0% | 0% | 1 | 10.1981 | 0% | 0% | 1 | 53.5% | 0% | 0% | 2 | 0 | 2 | 0.7143% | 0% | 0.7143% | 1 | 28.24% | 0% | 0% | 1 | 14.62% | 0% | 0% | 1 | 38.76% | 0% | 0% | 1 | 54.23% | 0% | 0% | 2 | 1.817% | 0% | 0% | 1 | 6.011% | 0% | 0% | 1
56 | Smyrna | SPGE | 0 | 0 | 10 | 0% | 0% | 1 | 9.8345 | 0% | 0% | 1 | 15.85% | 0% | 0% | 1 | 0 | 2 | 0% | 0% | 0% | 1 | 26.38% | 0% | 0% | 1 | 0% | 0% | 0% | 1 | 39.27% | 0% | 0% | 1 | 65.65% | 0% | 0% | 2 | 0% | 0% | 0% | 1 | 4% | 0% | 0% | 1 |  | 0% | 0% | 1 | 9.6243 | 0% | 0% | 1 | 47.03% | 0% | 0% | 1 | 0 | 2 | 0% | 0% | 0% | 1 | 24.79% | 0% | 0% | 1 | 2.584% | 0% | 0% | 1 | 23.51% | 0% | 0% | 1 | 46.56% | 0% | 0% | 1 | 0.2868% | 0% | 0% | 1 | 4.458% | 0% | 0% | 1 |  | 0% | 0% | 1 | 9.4219 | 0% | 0% | 1 | 48.19% | 0% | 0% | 1 | 0 | 2 | 0% | 0% | 0% | 1 | 33.22% | 0% | 0% | 1 | 8.659% | 0% | 0% | 1 | 30.47% | 0% | 0% | 1 | 51.36% | 0% | 0% | 2 | 0.1167% | 0% | 0% | 1 | 7.238% | 0% | 0% | 1 |  | 0% | 0% | 1 | 8.8295 | 0% | 0% | 1 | 50% | 0% | 0% | 1 | 0 | 2 | 0% | 0% | 0% | 1 | 32.25% | 0% | 0% | 1 | 6.266% | 0% | 0% | 1 | 25.93% | 0% | 0% | 1 | 49.02% | 0% | 0% | 1 | 0.06417% | 0% | 0% | 1 | 5.686% | 0% | 0% | 1
57 | Stockdale | SPGE | 0 | 0 | 10 | 0% | 0% | 1 | 22.1905 | 0% | 0% | 3 | 75.39% | 0% | 0% | 3 | 0 | 2 | 0% | 0% | 0% | 1 | 6.199% | 0% | 0% | 1 | 0.3389% | 0% | 0% | 1 | 17.18% | 0% | 0% | 1 | 17.18% | 0% | 0% | 1 | 0% | 0% | 0% | 1 | 0% | 0% | 0% | 1 |  | 0% | 0% | 1 | 18.9322 | 0% | 0% | 2 | 52.24% | 0% | 0% | 2 | 0 | 2 | 0% | 0% | 0% | 1 | 22.81% | 0% | 0% | 1 | 18.7% | 0% | 0% | 1 | 43.41% | 0% | 0% | 1 | 46.57% | 0% | 0% | 1 | 0.5385% | 0% | 0% | 1 | 8.495% | 0% | 0% | 1 |  | 0% | 0% | 1 | 11.3651 | 0% | 0% | 1 | 49.79% | 0% | 0% | 1 | 0 | 2 | 0.1916% | 0% | 0.1916% | 1 | 21.54% | 0% | 0% | 1 | 24.86% | 0% | 0% | 1 | 39.26% | 0% | 0% | 1 | 47.56% | 0% | 0% | 1 | 1.574% | 0% | 0% | 1 | 6.387% | 0% | 0% | 1 |  | 0% | 0% | 1 | 9.1481 | 0% | 0% | 1 | 49.52% | 0% | 0% | 1 | 0 | 2 | 8.442% | 0% | 8.442% | 1 | 27.95% | 0% | 0% | 1 | 23.28% | 0% | 0% | 1 | 37.29% | 0% | 0% | 1 | 51.11% | 0% | 0% | 2 | 7.363% | 0% | 0% | 1 | 4.232% | 0% | 0% | 1
58 | Taft | SPGE | 3 | 30 | 10 | 999.9% | 999.9% | 5 | 0 | 999% | 999% | 5 | 0% | 0% | 0% | 1 | 0 | 2 | 0% | 0% | 0% | 1 | 0% | 999% | 999.9% | 5 | 0% | 999% | 999.9% | 5 | 0% | 999% | 999.9% | 5 | 0% | 999% | 999.9% | 5 | 0% | 999% | 999.9% | 5 | 0% | 999% | 999.9% | 5 |  | 2.283% | 0% | 1 | 5.2553 | 0.2062% | 0% | 1 | 7.302% | 0.5167% | 0% | 1 | 0 | 2 | 0% | 0% | 0% | 1 | 49.16% | 0.1857% | 0% | 1 | 53.83% | 0.2045% | 0% | 2 | 86.48% | 0.6984% | 0% | 3 | 94.36% | 1.673% | 0% | 4 | 0.9006% | 0.09528% | 0% | 1 | 0.3213% | 0.09472% | 0% | 1 |  | 0.2121% | 0% | 1 | 5.2215 | 0.04754% | 0% | 1 | 21.68% | 0.5167% | 0% | 1 | 0 | 2 | 0% | 0% | 0% | 1 | 29.45% | 0.02873% | 0% | 1 | 41.92% | 0.0349% | 0% | 1 | 65.15% | 0.05817% | 0% | 2 | 74.74% | 0.08026% | 0% | 3 | 9.292% | 0.02235% | 0% | 1 | 1.632% | 0.02061% | 0% | 1 |  | 0.06051% | 0% | 1 | 6.1223 | 0.02885% | 0% | 1 | 30.39% | 0.5167% | 0% | 1 | 0 | 2 | 2.23% | 0% | 2.23% | 1 | 19.94% | 0.01138% | 0% | 1 | 36.55% | 0.01437% | 0% | 1 | 61.43% | 0.02363% | 0% | 2 | 67.04% | 0.02765% | 0% | 2 | 11.61% | 0.01031% | 0% | 1 | 4.818% | 0.009576% | 0% | 1
59 | Temblor | SPGE | 0 | 0 | 10 | 0% | 0% | 1 | 7.1417 | 0% | 0% | 1 | 7.92% | 0% | 0% | 1 | 0 | 2 | 0% | 0% | 0% | 1 | 3.416% | 0% | 0% | 1 | 15.36% | 0% | 0% | 1 | 43.67% | 0% | 0% | 1 | 43.67% | 0% | 0% | 1 | 2.381% | 0% | 0% | 1 | 0.1482% | 0% | 0% | 1 |  | 0% | 0% | 1 | 6.5944 | 0% | 0% | 1 | 26.61% | 0% | 0% | 1 | 0 | 2 | 0% | 0% | 0% | 1 | 32.02% | 0% | 0% | 1 | 14.42% | 0% | 0% | 1 | 33.23% | 0% | 0% | 1 | 59.26% | 0% | 0% | 2 | 12.15% | 0% | 0% | 1 | 0.2517% | 0% | 0% | 1 |  | 0% | 0% | 1 | 8.3807 | 0% | 0% | 1 | 29.02% | 0% | 0% | 1 | 0 | 2 | 0% | 0% | 0% | 1 | 43.1% | 0% | 0% | 1 | 15.83% | 0% | 0% | 1 | 42.99% | 0% | 0% | 1 | 70.84% | 0% | 0% | 3 | 14.06% | 0% | 0% | 1 | 2.761% | 0% | 0% | 1 |  | 0% | 0% | 1 | 8.8311 | 0% | 0% | 1 | 27.46% | 0% | 0% | 1 | 0 | 2 | 0% | 0% | 0% | 1 | 39.42% | 0% | 0% | 1 | 17.05% | 0% | 0% | 1 | 45.34% | 0% | 0% | 1 | 71.34% | 0% | 0% | 3 | 14.53% | 0% | 0% | 1 | 4.391% | 0% | 0% | 1
60 | Tupman | SPGE | 0 | 0 | 10 | 0% | 0% | 1 | 11.72 | 0% | 0% | 1 | 38.14% | 0% | 0% | 1 | 0 | 2 | 0% | 0% | 0% | 1 | 41.35% | 0% | 0% | 1 | 46.11% | 0% | 0% | 1 | 82.99% | 0% | 0% | 3 | 86.37% | 0% | 0% | 3 | 0% | 0% | 0% | 1 | 33.24% | 0% | 0% | 1 |  | 0% | 0% | 1 | 11.7825 | 0% | 0% | 1 | 44.67% | 0% | 0% | 1 | 0 | 2 | 0% | 0% | 0% | 1 | 27.55% | 0% | 0% | 1 | 37.5% | 0% | 0% | 1 | 65.52% | 0% | 0% | 2 | 67.39% | 0% | 0% | 2 | 0.6365% | 0% | 0% | 1 | 13.08% | 0% | 0% | 1 |  | 0% | 0% | 1 | 10.5 | 0% | 0% | 1 | 50.47% | 0% | 0% | 2 | 0 | 2 | 0% | 0% | 0% | 1 | 18.47% | 0% | 0% | 1 | 31.3% | 0% | 0% | 1 | 55.78% | 0% | 0% | 2 | 58.2% | 0% | 0% | 2 | 0.4492% | 0% | 0% | 1 | 6.871% | 0% | 0% | 1 |  | 0% | 0% | 1 | 9.5976 | 0% | 0% | 1 | 52.25% | 0% | 0% | 2 | 0 | 2 | 0% | 0% | 0% | 1 | 22.45% | 0% | 0% | 1 | 21.73% | 0% | 0% | 1 | 45.4% | 0% | 0% | 1 | 55.18% | 0% | 0% | 2 | 0.6629% | 0% | 0% | 1 | 5.092% | 0% | 0% | 1
61 | Westpark | SPGE | 0 | 0 | 10 | 0% | 0% | 1 | 19.8306 | 0% | 0% | 2 | 5.35% | 0% | 0% | 1 | 0 | 2 | 0% | 0% | 0% | 1 | 73.51% | 0% | 0% | 3 | 0% | 0% | 0% | 1 | 51.88% | 0% | 0% | 2 | 73.51% | 0% | 0% | 3 | 0% | 0% | 0% | 1 | 0.869% | 0% | 0% | 1 |  | 0% | 0% | 1 | 19 | 0% | 0% | 2 | 42.48% | 0% | 0% | 1 | 0 | 2 | 0% | 0% | 0% | 1 | 38.57% | 0% | 0% | 1 | 12.49% | 0% | 0% | 1 | 28.02% | 0% | 0% | 1 | 49.3% | 0% | 0% | 1 | 2.621% | 0% | 0% | 1 | 4.784% | 0% | 0% | 1 |  | 0% | 0% | 1 | 11.72 | 0% | 0% | 1 | 42.83% | 0% | 0% | 1 | 0 | 2 | 9.975% | 0% | 9.975% | 1 | 34.91% | 0% | 0% | 1 | 16.46% | 0% | 0% | 1 | 29.67% | 0% | 0% | 1 | 48.8% | 0% | 0% | 1 | 8.159% | 0% | 0% | 1 | 5.497% | 0% | 0% | 1 |  | 0% | 0% | 1 | 9.1148 | 0% | 0% | 1 | 44.74% | 0% | 0% | 1 | 0 | 2 | 15.22% | 0% | 15.22% | 1 | 35.2% | 0% | 0% | 1 | 23.17% | 0% | 0% | 1 | 36.89% | 0% | 0% | 1 | 54.42% | 0% | 0% | 2 | 13.12% | 0% | 0% | 1 | 4.364% | 0% | 0% | 1
62 | Wheeler Ridge | SPGE | 570 | 5700 | 10 | 255.2% | 8.194% | 4 | 7.9674 | 179.3% | 6.249% | 3 | 85.34% | 179.7% | 6.649% | 4 | 0 | 2 | 0% | 0% | 0% | 1 | 4.717% | 13.43% | 0% | 1 | 13.32% | 14.76% | 0% | 1 | 18.52% | 15.71% | 0% | 1 | 20.44% | 16.09% | 0% | 1 | 0% | 12.8% | 0% | 1 | 1.959% | 13.05% | 0% | 1 |  | 33.37% | 0% | 2 | 7.4754 | 28.61% | 0% | 2 | 67.86% | 24.41% | 0% | 2 | 0 | 2 | 2.245% | 0% | 2.245% | 1 | 14.46% | 3.975% | 0% | 1 | 22.49% | 4.387% | 0% | 1 | 34.78% | 5.213% | 0% | 1 | 38.44% | 5.523% | 0% | 1 | 3.036% | 3.507% | 0% | 1 | 1.944% | 3.468% | 0% | 1 |  | 16.22% | 0% | 1 | 7.5679 | 13.63% | 0% | 1 | 61.29% | 24.41% | 0% | 2 | 0 | 2 | 6.033% | 0% | 6.033% | 1 | 20.24% | 2.474% | 0% | 1 | 21.69% | 2.519% | 0% | 1 | 34.4% | 3.007% | 0% | 1 | 43.26% | 3.477% | 0% | 1 | 6.119% | 2.101% | 0% | 1 | 1.446% | 2.002% | 0% | 1 |  | 11.3% | 0% | 1 | 9.1367 | 8.259% | 0% | 1 | 53.81% | 24.41% | 0% | 2 | 0 | 2 | 8.852% | 3.055% | 11.91% | 2 | 25.62% | 1.778% | 0% | 1 | 24.24% | 1.746% | 0% | 1 | 36.54% | 2.084% | 0% | 1 | 49.43% | 2.615% | 0% | 1 | 9.881% | 1.468% | 0% | 1 | 1.666% | 1.345% | 0% | 1
63 | Kern Oil | SPGE | 0 | 0 | 10 | 0% | 0% | 1 | 12.8924 | 0% | 0% | 2 | 6.587% | 0% | 0% | 1 | 0 | 2 | 0% | 0% | 0% | 1 | 79.38% | 0% | 0% | 3 | 6.68% | 0% | 0% | 1 | 9.158% | 0% | 0% | 1 | 79.38% | 0% | 0% | 3 | 3.359% | 0% | 0% | 1 | 0.6601% | 0% | 0% | 1 |  | 0% | 0% | 1 | 12.75 | 0% | 0% | 2 | 22.53% | 0% | 0% | 1 | 0 | 2 | 16.29% | 0% | 16.29% | 1 | 54.39% | 0% | 0% | 2 | 7.691% | 0% | 0% | 1 | 11.72% | 0% | 0% | 1 | 54.43% | 0% | 0% | 2 | 11.21% | 0% | 0% | 1 | 2.298% | 0% | 0% | 1 |  | 0% | 0% | 1 | 11.4708 | 0% | 0% | 1 | 36.51% | 0% | 0% | 1 | 0 | 2 | 22.77% | 0% | 22.77% | 2 | 48.52% | 0% | 0% | 1 | 14.94% | 0% | 0% | 1 | 28.8% | 0% | 0% | 1 | 55.51% | 0% | 0% | 2 | 18.28% | 0% | 0% | 1 | 3.769% | 0% | 0% | 1 |  | 0% | 0% | 1 | 9.1042 | 0% | 0% | 1 | 40.37% | 0% | 0% | 1 | 0 | 2 | 23.86% | 0% | 23.86% | 2 | 43.78% | 0% | 0% | 1 | 18.91% | 0% | 0% | 1 | 32.29% | 0% | 0% | 1 | 55.02% | 0% | 0% | 2 | 21.59% | 0% | 0% | 1 | 4.045% | 0% | 0% | 1
64 | Inyokern | GREATER KRAMER | 31.8 | 318 | 10 | 7.491% | 0% | 1 | 38.9812 | 180% | 3.586% | 5 | 0% | 0% | 0% | 1 | 0 | 2 | 0% | 0% | 0% | 1 | 60.26% | 5.607% | 0% | 2 | 28.28% | 3.107% | 0% | 1 | 9.997% | 2.476% | 0% | 1 | 68.78% | 7.136% | 0% | 2 | 19.68% | 2.774% | 0% | 1 | 0.01846% | 2.229% | 0% | 1 |  | 3.285% | 0% | 1 | 36.2062 | 98.1% | 0% | 5 | 0% | 0% | 0% | 1 | 0 | 2 | 0% | 0% | 0% | 1 | 48.14% | 2.571% | 0% | 1 | 19.92% | 1.665% | 0% | 1 | 6.504% | 1.426% | 0% | 1 | 54.45% | 2.927% | 0% | 2 | 20.64% | 1.68% | 0% | 1 | 0.01202% | 1.333% | 0% | 1 |  | 3.271% | 0% | 1 | 30.0067 | 67.66% | 0% | 4 | 0% | 0% | 0% | 1 | 0 | 2 | 1.781% | 0% | 1.781% | 1 | 49.89% | 2.449% | 0% | 1 | 20.09% | 1.536% | 0% | 1 | 7.724% | 1.33% | 0% | 1 | 57.44% | 2.883% | 0% | 2 | 21.17% | 1.557% | 0% | 1 | 0.1312% | 1.229% | 0% | 1 |  | 3.142% | 0% | 1 | 27.3333 | 24.91% | 0% | 3 | 0.02255% | 0% | 0% | 1 | 0 | 2 | 10.05% | 0% | 10.05% | 1 | 47.78% | 2.041% | 0% | 1 | 24% | 1.402% | 0% | 1 | 13.36% | 1.23% | 0% | 1 | 60.48% | 2.697% | 0% | 2 | 23.21% | 1.388% | 0% | 1 | 0.1884% | 1.068% | 0% | 1
65 | Pastoria | GREATER TEHACHAPI | 105 | 1050 | 10 | 416.1% | 3.297% | 4 | 4.7677 | 10.21% | 0% | 1 | 21.52% | 53.38% | 0% | 3 | 0 | 2 | 7.083% | 0% | 7.083% | 1 | 88.25% | 36.54% | 0% | 3 | 44.05% | 7.676% | 0% | 1 | 41.66% | 7.362% | 0% | 1 | 89.09% | 39.35% | 0% | 3 | 28.63% | 6.017% | 0% | 1 | 2.157% | 4.389% | 0% | 1 |  | 66.67% | 0% | 3 | 6.371 | 4.575% | 0% | 1 | 34.07% | 22.52% | 0% | 2 | 0 | 2 | 23.45% | 0% | 23.45% | 2 | 62.02% | 3.499% | 0% | 2 | 44.43% | 2.391% | 0% | 1 | 46.06% | 2.463% | 0% | 1 | 69.09% | 4.298% | 0% | 2 | 25.47% | 1.783% | 0% | 1 | 1.592% | 1.35% | 0% | 1 |  | 30.13% | 0% | 2 | 6.7454 | 2.154% | 0% | 1 | 35.61% | 22.52% | 0% | 2 | 0 | 2 | 38.79% | 1.076% | 39.87% | 2 | 51.35% | 1.182% | 0% | 2 | 42.56% | 1.001% | 0% | 1 | 48.12% | 1.108% | 0% | 1 | 69.31% | 1.874% | 0% | 2 | 25.9% | 0.7761% | 0% | 1 | 1.612% | 0.5846% | 0% | 1 |  | 3.633% | 0% | 1 | 10.3827 | 1.126% | 0% | 1 | 31.88% | 22.52% | 0% | 2 | 0 | 2 | 40.64% | 6.262% | 46.91% | 2 | 44.06% | 0.5312% | 0% | 1 | 33.74% | 0.4484% | 0% | 1 | 37.78% | 0.4776% | 0% | 1 | 66.46% | 0.886% | 0% | 2 | 25.37% | 0.3981% | 0% | 1 | 2.127% | 0.3036% | 0% | 1
66 | Ransburg | GREATER KRAMER | 0 | 0 | 10 | 0% | 0% | 1 | 5.5423 | 0% | 0% | 1 | 0% | 0% | 0% | 1 | 0 | 2 | 0% | 0% | 0% | 1 | 0% | 0% | 0% | 1 | 17.48% | 0% | 0% | 1 | 0% | 0% | 0% | 1 | 17.48% | 0% | 0% | 1 | 0% | 0% | 0% | 1 | 0% | 0% | 0% | 1 |  | 0% | 0% | 1 | 16.6173 | 0% | 0% | 2 | 0% | 0% | 0% | 1 | 0 | 2 | 0% | 0% | 0% | 1 | 43.08% | 0% | 0% | 1 | 0.02567% | 0% | 0% | 1 | 0% | 0% | 0% | 1 | 43.11% | 0% | 0% | 1 | 57.14% | 0% | 0% | 2 | 0% | 0% | 0% | 1 |  | 0% | 0% | 1 | 75 | 0% | 0% | 4 | 0% | 0% | 0% | 1 | 0 | 2 | 0% | 0% | 0% | 1 | 47.98% | 0% | 0% | 1 | 20.31% | 0% | 0% | 1 | 3.703% | 0% | 0% | 1 | 66.4% | 0% | 0% | 2 | 62.06% | 0% | 0% | 2 | 0.03999% | 0% | 0% | 1 |  | 0% | 0% | 1 | 62 | 0% | 0% | 4 | 0.003484% | 0% | 0% | 1 | 0 | 2 | 0% | 0% | 0% | 1 | 37.96% | 0% | 0% | 1 | 23.74% | 0% | 0% | 1 | 4.916% | 0% | 0% | 1 | 58.49% | 0% | 0% | 2 | 53.69% | 0% | 0% | 2 | 0.5733% | 0% | 0% | 1
67 | Sycamore | SPGE | 0 | 0 | 0 | 0% | 0% | 1 | 12.1948 | 0% | 0% | 2 | 0.1341% | 0% | 0% | 1 | 0 | 2 | 0% | 0% | 0% | 1 | 84.31% | 0% | 0% | 3 | 15% | 0% | 0% | 1 | 17.73% | 0% | 0% | 1 | 84.31% | 0% | 0% | 3 | 12.39% | 0% | 0% | 1 | 0.6805% | 0% | 0% | 1 |  | 0% | 0% | 1 | 11.8029 | 0% | 0% | 1 | 14.17% | 0% | 0% | 1 | 0 | 2 | 27.99% | 0% | 27.99% | 2 | 60.34% | 0% | 0% | 2 | 11.84% | 0% | 0% | 1 | 18.96% | 0% | 0% | 1 | 60.37% | 0% | 0% | 2 | 19.92% | 0% | 0% | 1 | 2.242% | 0% | 0% | 1 |  | 0% | 0% | 1 | 10.75 | 0% | 0% | 1 | 32.09% | 0% | 0% | 1 | 0 | 2 | 29.69% | 0% | 29.69% | 2 | 54.35% | 0% | 0% | 2 | 15.76% | 0% | 0% | 1 | 28.41% | 0% | 0% | 1 | 58.99% | 0% | 0% | 2 | 24.42% | 0% | 0% | 1 | 2.4% | 0% | 0% | 1 |  | 0% | 0% | 1 | 9.0991 | 0% | 0% | 1 | 37.95% | 0% | 0% | 1 | 0 | 2 | 28.22% | 0% | 28.22% | 2 | 46.99% | 0% | 0% | 1 | 17.98% | 0% | 0% | 1 | 30.72% | 0% | 0% | 1 | 56.07% | 0% | 0% | 2 | 25.86% | 0% | 0% | 1 | 3.583% | 0% | 0% | 1
68 | Avenal | SPGE | 300 | 3000 | 10 | 50.66% | 0% | 3 | 4.8346 | 17.61% | 0% | 1 | 8.862% | 29.61% | 0% | 2 | 0 | 2 | 0% | 0% | 0% | 1 | 39.45% | 15.94% | 0% | 1 | 0% | 9.652% | 0% | 1 | 30.87% | 13.96% | 0% | 1 | 67.3% | 29.52% | 0% | 2 | 27.85% | 13.38% | 0% | 1 | 0.4816% | 9.699% | 0% | 1 |  | 13.07% | 0% | 1 | 7.1904 | 5.014% | 0% | 1 | 17.53% | 11.3% | 0% | 1 | 0 | 2 | 0.01566% | 0% | 0.01566% | 1 | 50.52% | 4.34% | 0% | 2 | 0.7392% | 2.163% | 0% | 1 | 17.72% | 2.61% | 0% | 1 | 64.81% | 6.102% | 0% | 2 | 28.34% | 2.997% | 0% | 1 | 0.308% | 2.154% | 0% | 1 |  | 4.231% | 0% | 1 | 6.5556 | 2.25% | 0% | 1 | 24.02% | 11.3% | 0% | 1 | 0 | 2 | 1.651% | 0% | 1.651% | 1 | 41.99% | 1.498% | 0% | 1 | 1.707% | 0.8841% | 0% | 1 | 17.55% | 1.054% | 0% | 1 | 53.77% | 1.88% | 0% | 2 | 26.67% | 1.185% | 0% | 1 | 0.7524% | 0.8756% | 0% | 1 |  | 2.465% | 0% | 1 | 6.3949 | 1.283% | 0% | 1 | 23.2% | 11.3% | 0% | 1 | 0 | 2 | 5.683% | 0% | 5.683% | 1 | 45.58% | 0.8728% | 0% | 1 | 5.775% | 0.504% | 0% | 1 | 20.14% | 0.5947% | 0% | 1 | 56.83% | 1.1% | 0% | 2 | 25.44% | 0.6369% | 0% | 1 | 0.9064% | 0.4793% | 0% | 1
69 | Corcoran | SPGE | 0 | 0 | 10 | 0% | 0% | 1 | 7.2258 | 0% | 0% | 1 | 35.9% | 0% | 0% | 1 | 0 | 2 | 0% | 0% | 0% | 1 | 15.51% | 0% | 0% | 1 | 7.421% | 0% | 0% | 1 | 23.67% | 0% | 0% | 1 | 36.73% | 0% | 0% | 1 | 0% | 0% | 0% | 1 | 11.52% | 0% | 0% | 1 |  | 0% | 0% | 1 | 6.8856 | 0% | 0% | 1 | 36.44% | 0% | 0% | 1 | 0 | 2 | 0% | 0% | 0% | 1 | 8.942% | 0% | 0% | 1 | 2.352% | 0% | 0% | 1 | 11.24% | 0% | 0% | 1 | 18.96% | 0% | 0% | 1 | 0% | 0% | 0% | 1 | 5.238% | 0% | 0% | 1 |  | 0% | 0% | 1 | 7.2844 | 0% | 0% | 1 | 36.45% | 0% | 0% | 1 | 0 | 2 | 0% | 0% | 0% | 1 | 14.43% | 0% | 0% | 1 | 2.091% | 0% | 0% | 1 | 6.571% | 0% | 0% | 1 | 20.15% | 0% | 0% | 1 | 0% | 0% | 0% | 1 | 3.242% | 0% | 0% | 1 |  | 0% | 0% | 1 | 8.8065 | 0% | 0% | 1 | 35.74% | 0% | 0% | 1 | 0 | 2 | 0% | 0% | 0% | 1 | 19.76% | 0% | 0% | 1 | 4.123% | 0% | 0% | 1 | 10.17% | 0% | 0% | 1 | 27.71% | 0% | 0% | 1 | 0.006414% | 0% | 0% | 1 | 3.615% | 0% | 0% | 1
70 | Henrietta | SPGE | 250 | 2500 | 10 | 27.65% | 0% | 2 | 6.7518 | 52.42% | 0% | 2 | 34.13% | 16.9% | 0% | 1 | 0 | 2 | 0% | 0% | 0% | 1 | 28.64% | 14.19% | 0% | 1 | 0% | 10.13% | 0% | 1 | 0% | 10.13% | 0% | 1 | 28.64% | 14.19% | 0% | 1 | 0% | 10.13% | 0% | 1 | 3.211% | 10.46% | 0% | 1 |  | 4.164% | 0% | 1 | 8.6652 | 7.359% | 0% | 1 | 39.99% | 3.474% | 0% | 1 | 0 | 2 | 0% | 0% | 0% | 1 | 15.75% | 2.136% | 0% | 1 | 1.698% | 1.831% | 0% | 1 | 2.737% | 1.85% | 0% | 1 | 16.71% | 2.161% | 0% | 1 | 0% | 1.8% | 0% | 1 | 2.541% | 1.847% | 0% | 1 |  | 1.644% | 0% | 1 | 8.6653 | 2.864% | 0% | 1 | 47.23% | 3.474% | 0% | 1 | 0 | 2 | 0% | 0% | 0% | 1 | 10.59% | 0.7634% | 0% | 1 | 1.947% | 0.6961% | 0% | 1 | 4.501% | 0.7147% | 0% | 1 | 13.97% | 0.7934% | 0% | 1 | 0% | 0.6825% | 0% | 1 | 1.678% | 0.6942% | 0% | 1 |  | 0.8584% | 0% | 1 | 8.6874 | 1.529% | 0% | 1 | 42.36% | 3.474% | 0% | 1 | 0 | 2 | 0% | 0% | 0% | 1 | 11.58% | 0.4235% | 0% | 1 | 1.409% | 0.3798% | 0% | 1 | 6.463% | 0.4003% | 0% | 1 | 16.95% | 0.4508% | 0% | 1 | 0.1174% | 0.3749% | 0% | 1 | 1.796% | 0.3813% | 0% | 1
71 | Eagle Rock | NORTHERN CALIFORNIA | 0 | 0 | 10 | 0% | 0% | 1 | 8.7925 | 0% | 0% | 1 | 0% | 0% | 0% | 1 | 0 | 2 | 2.334% | 97.67% | 100% | 5 | 77.68% | 0% | 0% | 3 | 77.05% | 0% | 0% | 3 | 83% | 0% | 0% | 3 | 100% | 0% | 0% | 5 | 33.88% | 0% | 0% | 1 | 1.521% | 0% | 0% | 1 |  | 0% | 0% | 1 | 9.9953 | 0% | 0% | 1 | 4.107% | 0% | 0% | 1 | 0 | 2 | 19.92% | 69.99% | 89.91% | 5 | 60.35% | 0% | 0% | 2 | 54.76% | 0% | 0% | 2 | 73.79% | 0% | 0% | 3 | 93.53% | 0% | 0% | 4 | 34.64% | 0% | 0% | 1 | 1.761% | 0% | 0% | 1 |  | 0% | 0% | 1 | 11.5392 | 0% | 0% | 1 | 6.953% | 0% | 0% | 1 | 0 | 2 | 37.68% | 45.23% | 82.91% | 5 | 56.09% | 0% | 0% | 2 | 47.24% | 0% | 0% | 1 | 72.9% | 0% | 0% | 3 | 90.72% | 0% | 0% | 4 | 34.38% | 0% | 0% | 1 | 1.918% | 0% | 0% | 1 |  | 0% | 0% | 1 | 10.569 | 0% | 0% | 1 | 6.464% | 0% | 0% | 1 | 0 | 2 | 49.31% | 35.46% | 84.77% | 5 | 57.72% | 0% | 0% | 2 | 39.31% | 0% | 0% | 1 | 66.31% | 0% | 0% | 2 | 86.65% | 0% | 0% | 3 | 41.04% | 0% | 0% | 1 | 1.894% | 0% | 0% | 1
72 | Leavitt | NORTHERN CALIFORNIA | 0 | 0 | 10 | 0% | 0% | 1 | 11.7096 | 0% | 0% | 1 | 0% | 0% | 0% | 1 | 0 | 2 | 31.16% | 0% | 31.16% | 2 | 25.51% | 0% | 0% | 1 | 63.79% | 0% | 0% | 2 | 57.96% | 0% | 0% | 2 | 78.13% | 0% | 0% | 3 | 23.96% | 0% | 0% | 1 | 16.31% | 0% | 0% | 1 |  | 0% | 0% | 1 | 12.1825 | 0% | 0% | 2 | 0% | 0% | 0% | 1 | 0 | 2 | 56.45% | 0% | 56.45% | 3 | 32.62% | 0% | 0% | 1 | 42.55% | 0% | 0% | 1 | 41.01% | 0% | 0% | 1 | 72.65% | 0% | 0% | 3 | 38.32% | 0% | 0% | 1 | 14.83% | 0% | 0% | 1 |  | 0% | 0% | 1 | 7.7573 | 0% | 0% | 1 | 0% | 0% | 0% | 1 | 0 | 2 | 72.67% | 0% | 72.67% | 3 | 33.25% | 0% | 0% | 1 | 35.48% | 0% | 0% | 1 | 31.9% | 0% | 0% | 1 | 64.61% | 0% | 0% | 2 | 48.94% | 0% | 0% | 1 | 14.4% | 0% | 0% | 1 |  | 0% | 0% | 1 | 6 | 0% | 0% | 1 | 0% | 0% | 0% | 1 | 0 | 2 | 79.06% | 0% | 79.06% | 5 | 34.21% | 0% | 0% | 1 | 27.39% | 0% | 0% | 1 | 22.79% | 0% | 0% | 1 | 58.07% | 0% | 0% | 2 | 52.77% | 0% | 0% | 2 | 11.97% | 0% | 0% | 1
73 | Madeline | NORTHERN CALIFORNIA | 0 | 0 | 10 | 0% | 0% | 1 | 7.5524 | 0% | 0% | 1 | 0% | 0% | 0% | 1 | 0 | 2 | 15.9% | 0% | 15.9% | 1 | 0.4749% | 0% | 0% | 1 | 13.46% | 0% | 0% | 1 | 17.59% | 0% | 0% | 1 | 19.04% | 0% | 0% | 1 | 45.05% | 0% | 0% | 1 | 72.74% | 0% | 0% | 3 |  | 0% | 0% | 1 | 9.1027 | 0% | 0% | 1 | 0% | 0% | 0% | 1 | 0 | 2 | 47.53% | 0% | 47.53% | 2 | 14.99% | 0% | 0% | 1 | 9.222% | 0% | 0% | 1 | 9.89% | 0% | 0% | 1 | 24.39% | 0% | 0% | 1 | 66.02% | 0% | 0% | 2 | 46.77% | 0% | 0% | 1 |  | 0% | 0% | 1 | 5.5382 | 0% | 0% | 1 | 0% | 0% | 0% | 1 | 0 | 2 | 60.09% | 0% | 60.09% | 3 | 28.93% | 0% | 0% | 1 | 9.667% | 0% | 0% | 1 | 14.6% | 0% | 0% | 1 | 41.66% | 0% | 0% | 1 | 73.82% | 0% | 0% | 3 | 35.06% | 0% | 0% | 1 |  | 0% | 0% | 1 | 5.0857 | 0% | 0% | 1 | 0.545% | 0% | 0% | 1 | 0 | 2 | 72.41% | 0% | 72.41% | 3 | 39.25% | 0% | 0% | 1 | 15.5% | 0% | 0% | 1 | 17.18% | 0% | 0% | 1 | 52.08% | 0% | 0% | 2 | 74.97% | 0% | 0% | 3 | 25.32% | 0% | 0% | 1
74 | Antelope | GREATER TEHACHAPI | 226 | 2260 | 10 | 10.94% | 0% | 1 | 63 | 999% | 59.52% | 5 | 0.8948% | 0% | 0% | 1 | 0 | 2 | 19.51% | 22.94% | 42.45% | 4 | 0% | 7.028% | 0% | 1 | 26.55% | 9.568% | 0% | 1 | 16.5% | 8.416% | 0% | 1 | 27.75% | 9.726% | 0% | 1 | 6.85% | 7.544% | 0% | 1 | 1.953% | 7.168% | 0% | 1 |  | 4.231% | 0% | 1 | 57 | 39.94% | 0% | 4 | 1.247% | 0% | 0% | 1 | 0 | 2 | 12.25% | 30.01% | 42.26% | 5 | 1.975% | 2.009% | 0% | 1 | 32.19% | 2.905% | 0% | 1 | 33.7% | 2.971% | 0% | 1 | 40.9% | 3.333% | 0% | 1 | 16.6% | 2.362% | 0% | 1 | 3.407% | 2.039% | 0% | 1 |  | 2.375% | 0% | 1 | 49.75 | 13.55% | 0% | 4 | 1.894% | 0% | 0% | 1 | 0 | 2 | 9.412% | 32.23% | 41.64% | 5 | 11.18% | 1.171% | 0% | 1 | 27.79% | 1.44% | 0% | 1 | 22.12% | 1.335% | 0% | 1 | 43.01% | 1.824% | 0% | 1 | 18.73% | 1.279% | 0% | 1 | 4.137% | 1.085% | 0% | 1 |  | 1.376% | 0% | 1 | 43.4444 | 6.4% | 0% | 4 | 3.873% | 0% | 0% | 1 | 0 | 2 | 17.02% | 30.43% | 47.44% | 5 | 12.63% | 0.6585% | 0% | 1 | 28.37% | 0.8032% | 0% | 1 | 18.72% | 0.7078% | 0% | 1 | 43.23% | 1.013% | 0% | 1 | 18.71% | 0.7077% | 0% | 1 | 3.328% | 0.5951% | 0% | 1
75 | Arcogen | GREATER LA METRO | 0 | 0 | 10 | 0% | 0% | 1 | 18.84 | 0% | 0% | 2 | 0% | 0% | 0% | 1 | 0 | 2 | 0% | 0% | 0% | 1 | 0% | 0% | 0% | 1 | 0% | 0% | 0% | 1 | 55.03% | 0% | 0% | 2 | 55.03% | 0% | 0% | 2 | 0% | 0% | 0% | 1 | 0.2664% | 0% | 0% | 1 |  | 0% | 0% | 1 | 33.8571 | 0% | 0% | 4 | 0% | 0% | 0% | 1 | 0 | 2 | 0.7993% | 0% | 0.7993% | 1 | 0.01645% | 0% | 0% | 1 | 2.751% | 0% | 0% | 1 | 59.25% | 0% | 0% | 2 | 59.26% | 0% | 0% | 2 | 0% | 0% | 0% | 1 | 0.2108% | 0% | 0% | 1 |  | 0% | 0% | 1 | 26.3 | 0% | 0% | 3 | 0% | 0% | 0% | 1 | 0 | 2 | 2.239% | 0% | 2.239% | 1 | 0.1764% | 0% | 0% | 1 | 11.48% | 0% | 0% | 1 | 61.58% | 0% | 0% | 2 | 61.76% | 0% | 0% | 2 | 0% | 0% | 0% | 1 | 0.4406% | 0% | 0% | 1 |  | 0% | 0% | 1 | 57 | 0% | 0% | 4 | 0% | 0% | 0% | 1 | 0 | 2 | 1.522% | 0% | 1.522% | 1 | 0.1199% | 0% | 0% | 1 | 13.44% | 0% | 0% | 1 | 72.83% | 0% | 0% | 3 | 72.95% | 0% | 0% | 3 | 0% | 0% | 0% | 1 | 1.289% | 0% | 0% | 1
76 | Bailey | GREATER TEHACHAPI | 0 | 0 | 10 | 0% | 0% | 1 | 5.6955 | 0% | 0% | 1 | 0% | 0% | 0% | 1 | 0 | 2 | 98.92% | 0% | 98.92% | 5 | 65.65% | 0% | 0% | 2 | 66.44% | 0% | 0% | 2 | 69.13% | 0% | 0% | 2 | 100% | 0% | 0% | 5 | 40.14% | 0% | 0% | 1 | 2.808% | 0% | 0% | 1 |  | 0% | 0% | 1 | 6.1127 | 0% | 0% | 1 | 1.141% | 0% | 0% | 1 | 0 | 2 | 88.43% | 0% | 88.43% | 5 | 58.86% | 0% | 0% | 2 | 56.74% | 0% | 0% | 2 | 51.31% | 0% | 0% | 2 | 94.8% | 0% | 0% | 4 | 47.07% | 0% | 0% | 1 | 2.579% | 0% | 0% | 1 |  | 0% | 0% | 1 | 8.4846 | 0% | 0% | 1 | 2.813% | 0% | 0% | 1 | 0 | 2 | 71.71% | 3.062% | 74.78% | 3 | 60.6% | 0% | 0% | 2 | 50.81% | 0% | 0% | 2 | 41.22% | 0% | 0% | 1 | 90.28% | 0% | 0% | 4 | 39.25% | 0% | 0% | 1 | 2.435% | 0% | 0% | 1 |  | 0% | 0% | 1 | 10.1013 | 0% | 0% | 1 | 7.981% | 0% | 0% | 1 | 0 | 2 | 58.72% | 8.576% | 67.29% | 3 | 53% | 0% | 0% | 2 | 36.39% | 0% | 0% | 1 | 33.17% | 0% | 0% | 1 | 75.25% | 0% | 0% | 3 | 37.92% | 0% | 0% | 1 | 2.962% | 0% | 0% | 1
77 | Center | GREATER LA METRO | 0 | 0 | 10 | 0% | 0% | 1 | 0 | 0% | 0% | 1 | 0% | 0% | 0% | 1 | 0 | 2 | 0% | 0% | 0% | 1 | 0% | 0% | 0% | 1 | 0% | 0% | 0% | 1 | 0% | 0% | 0% | 1 | 0% | 0% | 0% | 1 | 0% | 0% | 0% | 1 | 0% | 0% | 0% | 1 |  | 0% | 0% | 1 | 0 | 0% | 0% | 1 | 0% | 0% | 0% | 1 | 0 | 2 | 0% | 0% | 0% | 1 | 0% | 0% | 0% | 1 | 0% | 0% | 0% | 1 | 0% | 0% | 0% | 1 | 0% | 0% | 0% | 1 | 0% | 0% | 0% | 1 | 0% | 0% | 0% | 1 |  | 0% | 0% | 1 | 27 | 0% | 0% | 3 | 0% | 0% | 0% | 1 | 0 | 2 | 0% | 17.75% | 17.75% | 3 | 0.1267% | 0% | 0% | 1 | 11.54% | 0% | 0% | 1 | 42.84% | 0% | 0% | 1 | 42.97% | 0% | 0% | 1 | 0% | 0% | 0% | 1 | 3.725% | 0% | 0% | 1 |  | 0% | 0% | 1 | 51.6667 | 0% | 0% | 4 | 0% | 0% | 0% | 1 | 0 | 2 | 5.982% | 39.44% | 45.42% | 5 | 23.26% | 0% | 0% | 1 | 10.25% | 0% | 0% | 1 | 44.05% | 0% | 0% | 1 | 67.61% | 0% | 0% | 2 | 19.16% | 0% | 0% | 1 | 9.027% | 0% | 0% | 1
78 | Del Amo | GREATER LA METRO | 0 | 0 | 10 | 0% | 0% | 1 | 0 | 0% | 0% | 1 | 0% | 0% | 0% | 1 | 0 | 2 | 0% | 0% | 0% | 1 | 0% | 0% | 0% | 1 | 0% | 0% | 0% | 1 | 0% | 0% | 0% | 1 | 0% | 0% | 0% | 1 | 0% | 0% | 0% | 1 | 0% | 0% | 0% | 1 |  | 0% | 0% | 1 | 26.44 | 0% | 0% | 3 | 0% | 0% | 0% | 1 | 0 | 2 | 0% | 0% | 0% | 1 | 0% | 0% | 0% | 1 | 20.53% | 0% | 0% | 1 | 40.59% | 0% | 0% | 1 | 40.59% | 0% | 0% | 1 | 0% | 0% | 0% | 1 | 0.8% | 0% | 0% | 1 |  | 0% | 0% | 1 | 60.5 | 0% | 0% | 4 | 0% | 0% | 0% | 1 | 0 | 2 | 0% | 5.124% | 5.124% | 2 | 0.007953% | 0% | 0% | 1 | 8.267% | 0% | 0% | 1 | 68.73% | 0% | 0% | 2 | 68.74% | 0% | 0% | 2 | 0% | 0% | 0% | 1 | 1.605% | 0% | 0% | 1 |  | 0% | 0% | 1 | 47 | 0% | 0% | 4 | 0% | 0% | 0% | 1 | 0 | 2 | 2.815% | 28.59% | 31.41% | 4 | 20.51% | 0% | 0% | 1 | 9.771% | 0% | 0% | 1 | 53.28% | 0% | 0% | 2 | 73.79% | 0% | 0% | 3 | 12.31% | 0% | 0% | 1 | 7.623% | 0% | 0% | 1
79 | El Nido | GREATER LA METRO | 0 | 0 | 10 | 0% | 0% | 1 | 6.5486 | 0% | 0% | 1 | 0% | 0% | 0% | 1 | 0 | 2 | 0% | 0% | 0% | 1 | 1.639% | 0% | 0% | 1 | 0% | 0% | 0% | 1 | 30.3% | 0% | 0% | 1 | 31.94% | 0% | 0% | 1 | 0% | 0% | 0% | 1 | 0% | 0% | 0% | 1 |  | 0% | 0% | 1 | 6.7876 | 0% | 0% | 1 | 0% | 0% | 0% | 1 | 0 | 2 | 21.71% | 0% | 21.71% | 2 | 2.863% | 0% | 0% | 1 | 30.28% | 0% | 0% | 1 | 54.56% | 0% | 0% | 2 | 57.42% | 0% | 0% | 2 | 0% | 0% | 0% | 1 | 0.1711% | 0% | 0% | 1 |  | 0% | 0% | 1 | 9.2387 | 0% | 0% | 1 | 0% | 0% | 0% | 1 | 0 | 2 | 3.831% | 0% | 3.831% | 1 | 0.2144% | 0% | 0% | 1 | 2.49% | 0% | 0% | 1 | 55.15% | 0% | 0% | 2 | 55.36% | 0% | 0% | 2 | 0% | 0% | 0% | 1 | 0.1407% | 0% | 0% | 1 |  | 0% | 0% | 1 | 28.0507 | 0% | 0% | 3 | 0% | 0% | 0% | 1 | 0 | 2 | 24.43% | 16.41% | 40.84% | 3 | 7.98% | 0% | 0% | 1 | 10.41% | 0% | 0% | 1 | 42.22% | 0% | 0% | 1 | 46.72% | 0% | 0% | 1 | 12.38% | 0% | 0% | 1 | 7.269% | 0% | 0% | 1
80 | Goodrich | GREATER LA METRO | 0 | 0 | 10 | 0% | 0% | 1 | 4.0707 | 0% | 0% | 1 | 0% | 0% | 0% | 1 | 0 | 2 | 0% | 100% | 100% | 5 | 0% | 0% | 0% | 1 | 46.09% | 0% | 0% | 1 | 47% | 0% | 0% | 1 | 53.57% | 0% | 0% | 2 | 84.73% | 0% | 0% | 3 | 30.76% | 0% | 0% | 1 |  | 0% | 0% | 1 | 3.4275 | 0% | 0% | 1 | 0% | 0% | 0% | 1 | 0 | 2 | 0% | 100% | 100% | 5 | 6.837% | 0% | 0% | 1 | 51.44% | 0% | 0% | 2 | 39.82% | 0% | 0% | 1 | 55.06% | 0% | 0% | 2 | 56.2% | 0% | 0% | 2 | 30.63% | 0% | 0% | 1 |  | 0% | 0% | 1 | 3.6488 | 0% | 0% | 1 | 0% | 0% | 0% | 1 | 0 | 2 | 4.354% | 95.32% | 99.68% | 5 | 2.024% | 0% | 0% | 1 | 37.94% | 0% | 0% | 1 | 17.15% | 0% | 0% | 1 | 42.14% | 0% | 0% | 1 | 72.51% | 0% | 0% | 3 | 30.23% | 0% | 0% | 1 |  | 0% | 0% | 1 | 3.7044 | 0% | 0% | 1 | 0.1164% | 0% | 0% | 1 | 0 | 2 | 2.181% | 97.67% | 99.85% | 5 | 20.93% | 0% | 0% | 1 | 19.02% | 0% | 0% | 1 | 20.51% | 0% | 0% | 1 | 43.48% | 0% | 0% | 1 | 66.52% | 0% | 0% | 2 | 23.11% | 0% | 0% | 1
81 | Gould | GREATER LA METRO | 0 | 0 | 10 | 0% | 0% | 1 | 3.6358 | 0% | 0% | 1 | 0% | 0% | 0% | 1 | 0 | 2 | 0.6301% | 99.37% | 100% | 5 | 1.738% | 0% | 0% | 1 | 44.95% | 0% | 0% | 1 | 0% | 0% | 0% | 1 | 46.68% | 0% | 0% | 1 | 40.84% | 0% | 0% | 1 | 28.93% | 0% | 0% | 1 |  | 0% | 0% | 1 | 3.6667 | 0% | 0% | 1 | 0% | 0% | 0% | 1 | 0 | 2 | 3.915% | 95.81% | 99.73% | 5 | 5.918% | 0% | 0% | 1 | 27.22% | 0% | 0% | 1 | 15.19% | 0% | 0% | 1 | 36.2% | 0% | 0% | 1 | 72.64% | 0% | 0% | 3 | 27.2% | 0% | 0% | 1 |  | 0% | 0% | 1 | 3.6823 | 0% | 0% | 1 | 0.2064% | 0% | 0% | 1 | 0 | 2 | 1.983% | 97.88% | 99.86% | 5 | 24.1% | 0% | 0% | 1 | 17.12% | 0% | 0% | 1 | 18.5% | 0% | 0% | 1 | 44.42% | 0% | 0% | 1 | 68.01% | 0% | 0% | 2 | 20.69% | 0% | 0% | 1 |  | 0% | 0% | 1 | 17.0617 | 0% | 0% | 2 | 0.114% | 0% | 0% | 1 | 0 | 2 | 1.606% | 98.33% | 99.93% | 5 | 27.14% | 0% | 0% | 1 | 8.252% | 0% | 0% | 1 | 8.902% | 0% | 0% | 1 | 36.93% | 0% | 0% | 1 | 47.49% | 0% | 0% | 1 | 12.67% | 0% | 0% | 1
82 | Harborgen | GREATER LA METRO | 0 | 0 | 10 | 0% | 0% | 1 | 10.6512 | 0% | 0% | 1 | 0% | 0% | 0% | 1 | 0 | 2 | 0% | 0% | 0% | 1 | 0% | 0% | 0% | 1 | 0% | 0% | 0% | 1 | 54.56% | 0% | 0% | 2 | 54.56% | 0% | 0% | 2 | 0% | 0% | 0% | 1 | 0.1379% | 0% | 0% | 1 |  | 0% | 0% | 1 | 26.125 | 0% | 0% | 3 | 0% | 0% | 0% | 1 | 0 | 2 | 0.1538% | 0% | 0.1538% | 1 | 0% | 0% | 0% | 1 | 8.219% | 0% | 0% | 1 | 61.46% | 0% | 0% | 2 | 61.46% | 0% | 0% | 2 | 0% | 0% | 0% | 1 | 0.4327% | 0% | 0% | 1 |  | 0% | 0% | 1 | 48 | 0% | 0% | 4 | 0% | 0% | 0% | 1 | 0 | 2 | 1.908% | 0% | 1.908% | 1 | 0.1504% | 0% | 0% | 1 | 9.785% | 0% | 0% | 1 | 66.95% | 0% | 0% | 2 | 67.1% | 0% | 0% | 2 | 0% | 0% | 0% | 1 | 0.4545% | 0% | 0% | 1 |  | 0% | 0% | 1 | 47 | 0% | 0% | 4 | 0% | 0% | 0% | 1 | 0 | 2 | 1.365% | 0% | 1.365% | 1 | 0.1076% | 0% | 0% | 1 | 15.73% | 0% | 0% | 1 | 75.5% | 0% | 0% | 3 | 75.61% | 0% | 0% | 3 | 0% | 0% | 0% | 1 | 3.51% | 0% | 0% | 1
83 | Hinson | GREATER LA METRO | 0 | 0 | 10 | 0% | 0% | 1 | 16.1336 | 0% | 0% | 2 | 0% | 0% | 0% | 1 | 0 | 2 | 0% | 0% | 0% | 1 | 0% | 0% | 0% | 1 | 0% | 0% | 0% | 1 | 46.01% | 0% | 0% | 1 | 46.01% | 0% | 0% | 1 | 0% | 0% | 0% | 1 | 0.2649% | 0% | 0% | 1 |  | 0% | 0% | 1 | 32.6667 | 0% | 0% | 4 | 0% | 0% | 0% | 1 | 0 | 2 | 0.08526% | 0% | 0.08526% | 1 | 0% | 0% | 0% | 1 | 4.469% | 0% | 0% | 1 | 59.96% | 0% | 0% | 2 | 59.96% | 0% | 0% | 2 | 0% | 0% | 0% | 1 | 0.2664% | 0% | 0% | 1 |  | 0% | 0% | 1 | 27 | 0% | 0% | 3 | 0% | 0% | 0% | 1 | 0 | 2 | 2.165% | 0% | 2.165% | 1 | 0.1706% | 0% | 0% | 1 | 11.1% | 0% | 0% | 1 | 62.67% | 0% | 0% | 2 | 62.84% | 0% | 0% | 2 | 0% | 0% | 0% | 1 | 0.5156% | 0% | 0% | 1 |  | 0% | 0% | 1 | 60 | 0% | 0% | 4 | 0% | 0% | 0% | 1 | 0 | 2 | 1.458% | 0% | 1.458% | 1 | 0.1149% | 0% | 0% | 1 | 16.79% | 0% | 0% | 1 | 73.88% | 0% | 0% | 3 | 73.99% | 0% | 0% | 3 | 0% | 0% | 0% | 1 | 1.83% | 0% | 0% | 1
84 | La Cienega | GREATER LA METRO | 0 | 0 | 10 | 0% | 0% | 1 | 40.6511 | 0% | 0% | 4 | 0% | 0% | 0% | 1 | 0 | 2 | 0% | 0% | 0% | 1 | 0% | 0% | 0% | 1 | 100% | 0% | 0% | 5 | 100% | 0% | 0% | 5 | 100% | 0% | 0% | 5 | 0% | 0% | 0% | 1 | 0.6489% | 0% | 0% | 1 |  | 0% | 0% | 1 | 7.9346 | 0% | 0% | 1 | 0% | 0% | 0% | 1 | 0 | 2 | 63.8% | 0% | 63.8% | 3 | 0.2598% | 0% | 0% | 1 | 18.74% | 0% | 0% | 1 | 21.44% | 0% | 0% | 1 | 21.7% | 0% | 0% | 1 | 15.32% | 0% | 0% | 1 | 10.39% | 0% | 0% | 1 |  | 0% | 0% | 1 | 11.4595 | 0% | 0% | 1 | 0% | 0% | 0% | 1 | 0 | 2 | 63.73% | 26.21% | 89.94% | 5 | 11.59% | 0% | 0% | 1 | 11.07% | 0% | 0% | 1 | 13.67% | 0% | 0% | 1 | 23.64% | 0% | 0% | 1 | 32.73% | 0% | 0% | 1 | 16.3% | 0% | 0% | 1 |  | 0% | 0% | 1 | 17.2487 | 0% | 0% | 2 | 0% | 0% | 0% | 1 | 0 | 2 | 19.74% | 51.2% | 70.94% | 5 | 10.61% | 0% | 0% | 1 | 27.16% | 0% | 0% | 1 | 42.42% | 0% | 0% | 1 | 48.89% | 0% | 0% | 1 | 16.93% | 0% | 0% | 1 | 10.82% | 0% | 0% | 1
85 | La Fresa | GREATER LA METRO | 0 | 0 | 10 | 0% | 0% | 1 | 8.9852 | 0% | 0% | 1 | 0% | 0% | 0% | 1 | 0 | 2 | 0% | 0% | 0% | 1 | 2.215% | 0% | 0% | 1 | 0% | 0% | 0% | 1 | 19.8% | 0% | 0% | 1 | 22.02% | 0% | 0% | 1 | 0% | 0% | 0% | 1 | 0% | 0% | 0% | 1 |  | 0% | 0% | 1 | 13.5484 | 0% | 0% | 2 | 0% | 0% | 0% | 1 | 0 | 2 | 5.696% | 0% | 5.696% | 1 | 0.4488% | 0% | 0% | 1 | 2.298% | 0% | 0% | 1 | 72.04% | 0% | 0% | 3 | 72.49% | 0% | 0% | 3 | 0% | 0% | 0% | 1 | 0.02682% | 0% | 0% | 1 |  | 0% | 0% | 1 | 22.9662 | 0% | 0% | 3 | 0% | 0% | 0% | 1 | 0 | 2 | 2.584% | 0% | 2.584% | 1 | 0.2036% | 0% | 0% | 1 | 3.339% | 0% | 0% | 1 | 55.79% | 0% | 0% | 2 | 56% | 0% | 0% | 2 | 0% | 0% | 0% | 1 | 0.2256% | 0% | 0% | 1 |  | 0% | 0% | 1 | 23.427 | 0% | 0% | 3 | 0% | 0% | 0% | 1 | 0 | 2 | 17.51% | 1.316% | 18.83% | 2 | 1.471% | 0% | 0% | 1 | 10.58% | 0% | 0% | 1 | 50.76% | 0% | 0% | 2 | 52.23% | 0% | 0% | 2 | 6.889% | 0% | 0% | 1 | 3.704% | 0% | 0% | 1
86 | Laguna Bell | GREATER LA METRO | 0 | 0 | 10 | 0% | 0% | 1 | 0 | 0% | 0% | 1 | 0% | 0% | 0% | 1 | 0 | 2 | 0% | 0% | 0% | 1 | 0% | 0% | 0% | 1 | 0% | 0% | 0% | 1 | 0% | 0% | 0% | 1 | 0% | 0% | 0% | 1 | 0% | 0% | 0% | 1 | 0% | 0% | 0% | 1 |  | 0% | 0% | 1 | 0 | 0% | 0% | 1 | 0% | 0% | 0% | 1 | 0 | 2 | 0% | 0% | 0% | 1 | 0% | 0% | 0% | 1 | 0% | 0% | 0% | 1 | 0% | 0% | 0% | 1 | 0% | 0% | 0% | 1 | 0% | 0% | 0% | 1 | 0% | 0% | 0% | 1 |  | 0% | 0% | 1 | 31.41 | 0% | 0% | 4 | 0% | 0% | 0% | 1 | 0 | 2 | 12.49% | 0% | 12.49% | 1 | 0% | 0% | 0% | 1 | 11.08% | 0% | 0% | 1 | 27.35% | 0% | 0% | 1 | 27.35% | 0% | 0% | 1 | 0% | 0% | 0% | 1 | 4.491% | 0% | 0% | 1 |  | 0% | 0% | 1 | 24.8 | 0% | 0% | 3 | 0% | 0% | 0% | 1 | 0 | 2 | 2.113% | 45.85% | 47.96% | 5 | 15.63% | 0% | 0% | 1 | 19.25% | 0% | 0% | 1 | 43.17% | 0% | 0% | 1 | 59.85% | 0% | 0% | 2 | 22.38% | 0% | 0% | 1 | 12.28% | 0% | 0% | 1
87 | Lighthipe | GREATER LA METRO | 0 | 0 | 10 | 0% | 0% | 1 | 0 | 0% | 0% | 1 | 0% | 0% | 0% | 1 | 0 | 2 | 0% | 0% | 0% | 1 | 0% | 0% | 0% | 1 | 0% | 0% | 0% | 1 | 0% | 0% | 0% | 1 | 0% | 0% | 0% | 1 | 0% | 0% | 0% | 1 | 0% | 0% | 0% | 1 |  | 0% | 0% | 1 | 31.68 | 0% | 0% | 4 | 0% | 0% | 0% | 1 | 0 | 2 | 0% | 0% | 0% | 1 | 0% | 0% | 0% | 1 | 1.622% | 0% | 0% | 1 | 42.48% | 0% | 0% | 1 | 42.48% | 0% | 0% | 1 | 0% | 0% | 0% | 1 | 0.3526% | 0% | 0% | 1 |  | 0% | 0% | 1 | 26.44 | 0% | 0% | 3 | 0% | 0% | 0% | 1 | 0 | 2 | 0.658% | 0% | 0.658% | 1 | 0.03798% | 0% | 0% | 1 | 11.68% | 0% | 0% | 1 | 62.52% | 0% | 0% | 2 | 62.55% | 0% | 0% | 2 | 0% | 0% | 0% | 1 | 0.4494% | 0% | 0% | 1 |  | 0% | 0% | 1 | 56 | 0% | 0% | 4 | 0% | 0% | 0% | 1 | 0 | 2 | 2.562% | 10.33% | 12.9% | 3 | 1.058% | 0% | 0% | 1 | 10.58% | 0% | 0% | 1 | 64.1% | 0% | 0% | 2 | 65.16% | 0% | 0% | 2 | 0% | 0% | 0% | 1 | 3.034% | 0% | 0% | 1
88 | Mesa (SCE) | GREATER LA METRO | 0 | 0 | 10 | 0% | 0% | 1 | 0 | 0% | 0% | 1 | 0% | 0% | 0% | 1 | 0 | 2 | 0% | 0% | 0% | 1 | 0% | 0% | 0% | 1 | 0% | 0% | 0% | 1 | 0% | 0% | 0% | 1 | 0% | 0% | 0% | 1 | 0% | 0% | 0% | 1 | 0% | 0% | 0% | 1 |  | 0% | 0% | 1 | 0 | 0% | 0% | 1 | 0% | 0% | 0% | 1 | 0 | 2 | 0% | 0% | 0% | 1 | 0% | 0% | 0% | 1 | 0% | 0% | 0% | 1 | 0% | 0% | 0% | 1 | 0% | 0% | 0% | 1 | 0% | 0% | 0% | 1 | 0% | 0% | 0% | 1 |  | 0% | 0% | 1 | 3.7108 | 0% | 0% | 1 | 0% | 0% | 0% | 1 | 0 | 2 | 7.009% | 91.68% | 98.69% | 5 | 6.201% | 0% | 0% | 1 | 52.93% | 0% | 0% | 2 | 48.05% | 0% | 0% | 1 | 55.25% | 0% | 0% | 2 | 65.04% | 0% | 0% | 2 | 29.07% | 0% | 0% | 1 |  | 0% | 0% | 1 | 13.5978 | 0% | 0% | 2 | 0% | 0% | 0% | 1 | 0 | 2 | 9.417% | 81.91% | 91.32% | 5 | 23.02% | 0% | 0% | 1 | 29.49% | 0% | 0% | 1 | 13.63% | 0% | 0% | 1 | 54.17% | 0% | 0% | 2 | 45.82% | 0% | 0% | 1 | 23.54% | 0% | 0% | 1
89 | Olinda | GREATER LA METRO | 0 | 0 | 10 | 0% | 0% | 1 | 50 | 0% | 0% | 4 | 0% | 0% | 0% | 1 | 0 | 2 | 0% | 100% | 100% | 5 | 11.68% | 0% | 0% | 1 | 0% | 0% | 0% | 1 | 0% | 0% | 0% | 1 | 11.68% | 0% | 0% | 1 | 0% | 0% | 0% | 1 | 17.82% | 0% | 0% | 1 |  | 0% | 0% | 1 | 22.8325 | 0% | 0% | 3 | 0% | 0% | 0% | 1 | 0 | 2 | 11.21% | 88.79% | 100% | 5 | 61.32% | 0% | 0% | 2 | 0% | 0% | 0% | 1 | 0% | 0% | 0% | 1 | 61.32% | 0% | 0% | 2 | 34.92% | 0% | 0% | 1 | 15.7% | 0% | 0% | 1 |  | 0% | 0% | 1 | 13.8571 | 0% | 0% | 2 | 0% | 0% | 0% | 1 | 0 | 2 | 7.365% | 92.64% | 100% | 5 | 50.59% | 0% | 0% | 2 | 4.224% | 0% | 0% | 1 | 13.75% | 0% | 0% | 1 | 65.66% | 0% | 0% | 2 | 29.63% | 0% | 0% | 1 | 12.53% | 0% | 0% | 1 |  | 0% | 0% | 1 | 50 | 0% | 0% | 4 | 6.296% | 0% | 0% | 1 | 0 | 2 | 15.65% | 55.12% | 70.77% | 5 | 29.74% | 0% | 0% | 1 | 11.88% | 0% | 0% | 1 | 36.64% | 0% | 0% | 1 | 64.42% | 0% | 0% | 2 | 27.63% | 0% | 0% | 1 | 17.27% | 0% | 0% | 1
90 | Pardee | GREATER LA METRO | 0 | 0 | 10 | 0% | 0% | 1 | 26.3647 | 0% | 0% | 3 | 1.145% | 0% | 0% | 1 | 0 | 2 | 0% | 100% | 100% | 5 | 0.3933% | 0% | 0% | 1 | 14% | 0% | 0% | 1 | 47.16% | 0% | 0% | 1 | 47.55% | 0% | 0% | 1 | 33.27% | 0% | 0% | 1 | 8.025% | 0% | 0% | 1 |  | 0% | 0% | 1 | 19.0091 | 0% | 0% | 2 | 1.919% | 0% | 0% | 1 | 0 | 2 | 4.154% | 95.8% | 99.95% | 5 | 46.05% | 0% | 0% | 1 | 2.071% | 0% | 0% | 1 | 11.97% | 0% | 0% | 1 | 55.32% | 0% | 0% | 2 | 51.3% | 0% | 0% | 2 | 9.858% | 0% | 0% | 1 |  | 0% | 0% | 1 | 15 | 0% | 0% | 2 | 3.158% | 0% | 0% | 1 | 0 | 2 | 11.02% | 88.83% | 99.85% | 5 | 54.39% | 0% | 0% | 2 | 2.423% | 0% | 0% | 1 | 7.841% | 0% | 0% | 1 | 59.83% | 0% | 0% | 2 | 49.41% | 0% | 0% | 1 | 11.34% | 0% | 0% | 1 |  | 0% | 0% | 1 | 16.2217 | 0% | 0% | 2 | 3.326% | 0% | 0% | 1 | 0 | 2 | 12.67% | 86.9% | 99.57% | 5 | 49.59% | 0% | 0% | 1 | 4.536% | 0% | 0% | 1 | 9.501% | 0% | 0% | 1 | 57.67% | 0% | 0% | 2 | 47.41% | 0% | 0% | 1 | 10.3% | 0% | 0% | 1
91 | Rio Hondo | GREATER LA METRO | 0 | 0 | 10 | 0% | 0% | 1 | 4.682 | 0% | 0% | 1 | 0% | 0% | 0% | 1 | 0 | 2 | 0% | 100% | 100% | 5 | 0% | 0% | 0% | 1 | 100% | 0% | 0% | 5 | 95.28% | 0% | 0% | 5 | 100% | 0% | 0% | 5 | 97.28% | 0% | 0% | 5 | 42.13% | 0% | 0% | 1 |  | 0% | 0% | 1 | 3.7187 | 0% | 0% | 1 | 0% | 0% | 0% | 1 | 0 | 2 | 0% | 100% | 100% | 5 | 10.24% | 0% | 0% | 1 | 87.81% | 0% | 0% | 3 | 87.75% | 0% | 0% | 3 | 90.77% | 0% | 0% | 4 | 71.01% | 0% | 0% | 3 | 36.53% | 0% | 0% | 1 |  | 0% | 0% | 1 | 4.5229 | 0% | 0% | 1 | 0% | 0% | 0% | 1 | 0 | 2 | 9.795% | 90.21% | 100% | 5 | 34.18% | 0% | 0% | 1 | 21.79% | 0% | 0% | 1 | 18.6% | 0% | 0% | 1 | 54.48% | 0% | 0% | 2 | 49.18% | 0% | 0% | 1 | 24.5% | 0% | 0% | 1 |  | 0% | 0% | 1 | 5.2746 | 0% | 0% | 1 | 0% | 0% | 0% | 1 | 0 | 2 | 5.77% | 94.04% | 99.81% | 5 | 27.95% | 0% | 0% | 1 | 25.73% | 0% | 0% | 1 | 10.08% | 0% | 0% | 1 | 52.99% | 0% | 0% | 2 | 54.98% | 0% | 0% | 2 | 23.88% | 0% | 0% | 1
92 | Saugus | GREATER LA METRO | 0 | 0 | 10 | 0% | 0% | 1 | 23.9033 | 0% | 0% | 3 | 1.394% | 0% | 0% | 1 | 0 | 2 | 0% | 100% | 100% | 5 | 4.54% | 0% | 0% | 1 | 18.71% | 0% | 0% | 1 | 55.02% | 0% | 0% | 2 | 59.56% | 0% | 0% | 2 | 37.27% | 0% | 0% | 1 | 8.805% | 0% | 0% | 1 |  | 0% | 0% | 1 | 18.6667 | 0% | 0% | 2 | 1.763% | 0% | 0% | 1 | 0 | 2 | 1.943% | 98.04% | 99.99% | 5 | 43.75% | 0% | 0% | 1 | 1.923% | 0% | 0% | 1 | 12.63% | 0% | 0% | 1 | 53.52% | 0% | 0% | 2 | 49.45% | 0% | 0% | 1 | 9.438% | 0% | 0% | 1 |  | 0% | 0% | 1 | 15.2 | 0% | 0% | 2 | 3.097% | 0% | 0% | 1 | 0 | 2 | 9.754% | 90.1% | 99.85% | 5 | 54.17% | 0% | 0% | 2 | 2.444% | 0% | 0% | 1 | 7.907% | 0% | 0% | 1 | 59.65% | 0% | 0% | 2 | 49.18% | 0% | 0% | 1 | 11.31% | 0% | 0% | 1 |  | 0% | 0% | 1 | 16.3406 | 0% | 0% | 2 | 3.327% | 0% | 0% | 1 | 0 | 2 | 10.4% | 89.21% | 99.61% | 5 | 50.94% | 0% | 0% | 2 | 3.456% | 0% | 0% | 1 | 8.918% | 0% | 0% | 1 | 58.09% | 0% | 0% | 2 | 46.74% | 0% | 0% | 1 | 10.74% | 0% | 0% | 1
93 | Vincent | GREATER LA METRO | 780 | 7800 | 15 | 72.29% | 0% | 3 | 39.75 | 123743% | 370.2% | 5 | 0.09239% | 0% | 0% | 1 | 0 | 2 | 0.01363% | 99.6% | 99.61% | 5 | 0% | 50.15% | 0% | 3 | 20.56% | 63.13% | 0% | 3 | 12.25% | 57.15% | 0% | 3 | 20.61% | 63.16% | 0% | 3 | 10.52% | 56.04% | 0% | 3 | 2.924% | 51.66% | 0% | 3 |  | 38.55% | 0% | 2 | 32.5 | 144.2% | 16.75% | 5 | 1.697% | 0% | 0% | 1 | 0 | 2 | 5.295% | 82.45% | 87.74% | 5 | 13.6% | 16.52% | 0% | 1 | 31.03% | 20.69% | 0% | 2 | 23.6% | 18.68% | 0% | 1 | 45.81% | 26.33% | 0% | 2 | 29.65% | 20.29% | 0% | 2 | 3.442% | 14.78% | 0% | 1 |  | 19.5% | 0% | 1 | 37.5758 | 46% | 0% | 4 | 4.552% | 0% | 0% | 1 | 0 | 2 | 6.189% | 58.33% | 64.52% | 5 | 13.96% | 6.367% | 0% | 1 | 40.77% | 9.249% | 0% | 1 | 27.2% | 7.525% | 0% | 1 | 55.46% | 12.3% | 0% | 2 | 28.59% | 7.671% | 0% | 1 | 4.806% | 5.755% | 0% | 1 |  | 9.243% | 0% | 1 | 46.4 | 26.94% | 0% | 4 | 4.673% | 0% | 0% | 1 | 0 | 2 | 5.563% | 41.32% | 46.88% | 5 | 13.32% | 3.16% | 0% | 1 | 41.32% | 4.667% | 0% | 1 | 28.1% | 3.809% | 0% | 1 | 54.62% | 6.035% | 0% | 2 | 26.73% | 3.738% | 0% | 1 | 4.438% | 2.866% | 0% | 1
94 | Borden | SPGE | 300 | 3000 | 10 | 31.89% | 0% | 2 | 13.6459 | 164.5% | 3.733% | 3 | 41.57% | 18.02% | 0% | 1 | 0 | 2 | 0% | 0% | 0% | 1 | 4.064% | 8.412% | 0% | 1 | 37.51% | 12.91% | 0% | 1 | 42.52% | 14.04% | 0% | 1 | 42.54% | 14.04% | 0% | 1 | 1.86% | 8.223% | 0% | 1 | 7.825% | 8.755% | 0% | 1 |  | 14.15% | 0% | 1 | 15.5 | 18.91% | 0% | 2 | 45.96% | 6.357% | 0% | 1 | 0 | 2 | 0% | 0% | 0% | 1 | 26.23% | 2.78% | 0% | 1 | 35.35% | 3.172% | 0% | 1 | 41.03% | 3.477% | 0% | 1 | 54.62% | 4.519% | 0% | 2 | 8.954% | 2.252% | 0% | 1 | 17.13% | 2.475% | 0% | 1 |  | 6.373% | 0% | 1 | 14.7 | 5.43% | 0% | 2 | 39.43% | 6.357% | 0% | 1 | 0 | 2 | 0% | 0% | 0% | 1 | 31.9% | 1.317% | 0% | 1 | 35.43% | 1.389% | 0% | 1 | 38.21% | 1.451% | 0% | 1 | 56.36% | 2.055% | 0% | 2 | 15.58% | 1.062% | 0% | 1 | 18.53% | 1.101% | 0% | 1 |  | 2.954% | 0% | 1 | 12.2778 | 2.635% | 0% | 2 | 29.45% | 6.357% | 0% | 1 | 0 | 2 | 1.276% | 0% | 1.276% | 1 | 41.67% | 0.8626% | 0% | 1 | 33.66% | 0.7585% | 0% | 1 | 33.95% | 0.7618% | 0% | 1 | 60.41% | 1.271% | 0% | 2 | 20.61% | 0.6338% | 0% | 1 | 17.07% | 0.6068% | 0% | 1
95 | Dairyland | SPGE | 0 | 0 | 10 | 0% | 0% | 1 | 12.6667 | 0% | 0% | 2 | 42.04% | 0% | 0% | 1 | 0 | 2 | 0% | 0% | 0% | 1 | 6.844% | 0% | 0% | 1 | 4.707% | 0% | 0% | 1 | 7.895% | 0% | 0% | 1 | 14.74% | 0% | 0% | 1 | 0% | 0% | 0% | 1 | 2.711% | 0% | 0% | 1 |  | 0% | 0% | 1 | 9.1837 | 0% | 0% | 1 | 33.19% | 0% | 0% | 1 | 0 | 2 | 0% | 0% | 0% | 1 | 33.54% | 0% | 0% | 1 | 10.41% | 0% | 0% | 1 | 14.12% | 0% | 0% | 1 | 42.91% | 0% | 0% | 1 | 0.08304% | 0% | 0% | 1 | 5.082% | 0% | 0% | 1 |  | 0% | 0% | 1 | 8.8494 | 0% | 0% | 1 | 31.11% | 0% | 0% | 1 | 0 | 2 | 0% | 0% | 0% | 1 | 48.1% | 0% | 0% | 1 | 23.32% | 0% | 0% | 1 | 29.1% | 0% | 0% | 1 | 60.3% | 0% | 0% | 2 | 3.785% | 0% | 0% | 1 | 13.45% | 0% | 0% | 1 |  | 0% | 0% | 1 | 9.0568 | 0% | 0% | 1 | 31.79% | 0% | 0% | 1 | 0 | 2 | 0% | 0% | 0% | 1 | 46.1% | 0% | 0% | 1 | 24.88% | 0% | 0% | 1 | 29.71% | 0% | 0% | 1 | 57.95% | 0% | 0% | 2 | 7.77% | 0% | 0% | 1 | 12.88% | 0% | 0% | 1
96 | Gregg | SPGE | 0 | 0 | 10 | 0% | 0% | 1 | 13.2697 | 0% | 0% | 2 | 47.58% | 0% | 0% | 1 | 0 | 2 | 0% | 0% | 0% | 1 | 20.92% | 0% | 0% | 1 | 11.24% | 0% | 0% | 1 | 11.24% | 0% | 0% | 1 | 30.95% | 0% | 0% | 1 | 0% | 0% | 0% | 1 | 4.111% | 0% | 0% | 1 |  | 0% | 0% | 1 | 17.4 | 0% | 0% | 2 | 55.96% | 0% | 0% | 2 | 0 | 2 | 0% | 0% | 0% | 1 | 14.67% | 0% | 0% | 1 | 27.1% | 0% | 0% | 1 | 29.22% | 0% | 0% | 1 | 38.94% | 0% | 0% | 1 | 5.832% | 0% | 0% | 1 | 11.03% | 0% | 0% | 1 |  | 0% | 0% | 1 | 16 | 0% | 0% | 2 | 47.22% | 0% | 0% | 1 | 0 | 2 | 0% | 0% | 0% | 1 | 20.74% | 0% | 0% | 1 | 33.6% | 0% | 0% | 1 | 35.2% | 0% | 0% | 1 | 46.12% | 0% | 0% | 1 | 10.76% | 0% | 0% | 1 | 16.46% | 0% | 0% | 1 |  | 0% | 0% | 1 | 15.125 | 0% | 0% | 2 | 35.96% | 0% | 0% | 1 | 0 | 2 | 1.401% | 0% | 1.401% | 1 | 31.65% | 0% | 0% | 1 | 30.56% | 0% | 0% | 1 | 31.14% | 0% | 0% | 1 | 50.55% | 0% | 0% | 2 | 17.22% | 0% | 0% | 1 | 14.56% | 0% | 0% | 1
97 | Newhall | SPGE | 0 | 0 | 10 | 0% | 0% | 1 | 4.6354 | 0% | 0% | 1 | 18.74% | 0% | 0% | 1 | 0 | 2 | 0% | 0% | 0% | 1 | 82.86% | 0% | 0% | 3 | 22.89% | 0% | 0% | 1 | 32.44% | 0% | 0% | 1 | 91.68% | 0% | 0% | 4 | 7.059% | 0% | 0% | 1 | 26.85% | 0% | 0% | 1 |  | 0% | 0% | 1 | 6.2773 | 0% | 0% | 1 | 19.82% | 0% | 0% | 1 | 0 | 2 | 0% | 0% | 0% | 1 | 59.04% | 0% | 0% | 2 | 16.53% | 0% | 0% | 1 | 23.41% | 0% | 0% | 1 | 66.82% | 0% | 0% | 2 | 6.072% | 0% | 0% | 1 | 17.27% | 0% | 0% | 1 |  | 0% | 0% | 1 | 7.7687 | 0% | 0% | 1 | 30.85% | 0% | 0% | 1 | 0 | 2 | 0% | 0% | 0% | 1 | 38.73% | 0% | 0% | 1 | 11.53% | 0% | 0% | 1 | 18.26% | 0% | 0% | 1 | 48.82% | 0% | 0% | 1 | 2.786% | 0% | 0% | 1 | 9.223% | 0% | 0% | 1 |  | 0% | 0% | 1 | 8.95 | 0% | 0% | 1 | 37.77% | 0% | 0% | 1 | 0 | 2 | 0% | 0% | 0% | 1 | 30.09% | 0% | 0% | 1 | 10.72% | 0% | 0% | 1 | 16.16% | 0% | 0% | 1 | 40.88% | 0% | 0% | 1 | 1.605% | 0% | 0% | 1 | 6.402% | 0% | 0% | 1
98 | Ignacio | NORTHERN CALIFORNIA | 0 | 0 | 10 | 0% | 0% | 1 | 35.6923 | 0% | 0% | 4 | 0% | 0% | 0% | 1 | 0 | 2 | 4.688% | 19.23% | 23.92% | 3 | 10.98% | 0% | 0% | 1 | 25.39% | 0% | 0% | 1 | 28.87% | 0% | 0% | 1 | 36.37% | 0% | 0% | 1 | 20.73% | 0% | 0% | 1 | 17.21% | 0% | 0% | 1 |  | 0% | 0% | 1 | 14.6242 | 0% | 0% | 2 | 2.377% | 0% | 0% | 1 | 0 | 2 | 34.06% | 24.06% | 58.12% | 4 | 58.13% | 0% | 0% | 2 | 30.71% | 0% | 0% | 1 | 45.95% | 0% | 0% | 1 | 73.84% | 0% | 0% | 3 | 42.27% | 0% | 0% | 1 | 7.192% | 0% | 0% | 1 |  | 0% | 0% | 1 | 28.0406 | 0% | 0% | 3 | 5.828% | 0% | 0% | 1 | 0 | 2 | 35.49% | 12.9% | 48.38% | 3 | 58.66% | 0% | 0% | 2 | 31.53% | 0% | 0% | 1 | 55.27% | 0% | 0% | 2 | 80.86% | 0% | 0% | 3 | 39.41% | 0% | 0% | 1 | 8.044% | 0% | 0% | 1 |  | 0% | 0% | 1 | 34 | 0% | 0% | 4 | 6.013% | 0% | 0% | 1 | 0 | 2 | 47.25% | 10.62% | 57.87% | 3 | 55.87% | 0% | 0% | 2 | 29.91% | 0% | 0% | 1 | 57.63% | 0% | 0% | 2 | 82.67% | 0% | 0% | 3 | 42.54% | 0% | 0% | 1 | 7.467% | 0% | 0% | 1
99 | Calpella | NORTHERN CALIFORNIA | 0 | 0 | 10 | 0% | 0% | 1 | 13.1806 | 0% | 0% | 2 | 4.3% | 0% | 0% | 1 | 0 | 2 | 92.26% | 0% | 92.26% | 5 | 2.813% | 0% | 0% | 1 | 38.38% | 0% | 0% | 1 | 38.85% | 0% | 0% | 1 | 38.85% | 0% | 0% | 1 | 50.31% | 0% | 0% | 2 | 1.043% | 0% | 0% | 1 |  | 0% | 0% | 1 | 11.1946 | 0% | 0% | 1 | 7.53% | 0% | 0% | 1 | 0 | 2 | 83.74% | 3.474% | 87.22% | 5 | 23.75% | 0% | 0% | 1 | 36.34% | 0% | 0% | 1 | 46.18% | 0% | 0% | 1 | 64.06% | 0% | 0% | 2 | 60.53% | 0% | 0% | 2 | 1.588% | 0% | 0% | 1 |  | 0% | 0% | 1 | 10.3261 | 0% | 0% | 1 | 5.295% | 0% | 0% | 1 | 0 | 2 | 79.66% | 11.26% | 90.92% | 5 | 37.07% | 0% | 0% | 1 | 25.44% | 0% | 0% | 1 | 42.8% | 0% | 0% | 1 | 66.37% | 0% | 0% | 2 | 60.87% | 0% | 0% | 2 | 1.825% | 0% | 0% | 1 |  | 0% | 0% | 1 | 9.7001 | 0% | 0% | 1 | 4.349% | 0% | 0% | 1 | 0 | 2 | 83.22% | 7.583% | 90.81% | 5 | 35.54% | 0% | 0% | 1 | 25.85% | 0% | 0% | 1 | 45.25% | 0% | 0% | 1 | 68.18% | 0% | 0% | 2 | 55.4% | 0% | 0% | 2 | 1.907% | 0% | 0% | 1
100 | Hopland | NORTHERN CALIFORNIA | 0 | 0 | 10 | 0% | 0% | 1 | 9.5708 | 0% | 0% | 1 | 10.79% | 0% | 0% | 1 | 0 | 2 | 80.35% | 1.641% | 81.99% | 5 | 80.17% | 0% | 0% | 3 | 45.16% | 0% | 0% | 1 | 55.3% | 0% | 0% | 2 | 86.56% | 0% | 0% | 3 | 36.59% | 0% | 0% | 1 | 2.339% | 0% | 0% | 1 |  | 0% | 0% | 1 | 9.1096 | 0% | 0% | 1 | 5.581% | 0% | 0% | 1 | 0 | 2 | 73.18% | 15.66% | 88.84% | 5 | 71.19% | 0% | 0% | 3 | 28.78% | 0% | 0% | 1 | 40.79% | 0% | 0% | 1 | 78.4% | 0% | 0% | 3 | 53.74% | 0% | 0% | 2 | 1.561% | 0% | 0% | 1 |  | 0% | 0% | 1 | 9.3636 | 0% | 0% | 1 | 5.994% | 0% | 0% | 1 | 0 | 2 | 68.63% | 18.65% | 87.28% | 5 | 55.47% | 0% | 0% | 2 | 31.5% | 0% | 0% | 1 | 45.24% | 0% | 0% | 1 | 77.26% | 0% | 0% | 3 | 53.76% | 0% | 0% | 2 | 1.34% | 0% | 0% | 1 |  | 0% | 0% | 1 | 9.3622 | 0% | 0% | 1 | 5.357% | 0% | 0% | 1 | 0 | 2 | 69.24% | 18.84% | 88.08% | 5 | 48.16% | 0% | 0% | 1 | 31.74% | 0% | 0% | 1 | 46.84% | 0% | 0% | 1 | 73.85% | 0% | 0% | 3 | 53.2% | 0% | 0% | 2 | 1.566% | 0% | 0% | 1
101 | Mendocino | NORTHERN CALIFORNIA | 0 | 0 | 10 | 0% | 0% | 1 | 13 | 0% | 0% | 2 | 5.669% | 0% | 0% | 1 | 0 | 2 | 87.21% | 0% | 87.21% | 5 | 12.19% | 0% | 0% | 1 | 31.13% | 0% | 0% | 1 | 31.13% | 0% | 0% | 1 | 37.14% | 0% | 0% | 1 | 52.03% | 0% | 0% | 2 | 1.015% | 0% | 0% | 1 |  | 0% | 0% | 1 | 11.517 | 0% | 0% | 1 | 7.414% | 0% | 0% | 1 | 0 | 2 | 73.42% | 14.96% | 88.38% | 5 | 38.29% | 0% | 0% | 1 | 29.78% | 0% | 0% | 1 | 41.33% | 0% | 0% | 1 | 65.12% | 0% | 0% | 2 | 59.96% | 0% | 0% | 2 | 1.572% | 0% | 0% | 1 |  | 0% | 0% | 1 | 10.2097 | 0% | 0% | 1 | 4.662% | 0% | 0% | 1 | 0 | 2 | 77.43% | 13.59% | 91.02% | 5 | 38.2% | 0% | 0% | 1 | 25.81% | 0% | 0% | 1 | 42.32% | 0% | 0% | 1 | 68.14% | 0% | 0% | 2 | 60.44% | 0% | 0% | 2 | 1.956% | 0% | 0% | 1 |  | 0% | 0% | 1 | 9.7414 | 0% | 0% | 1 | 4.144% | 0% | 0% | 1 | 0 | 2 | 82.05% | 9.165% | 91.22% | 5 | 36.48% | 0% | 0% | 1 | 26.86% | 0% | 0% | 1 | 46.38% | 0% | 0% | 1 | 70.22% | 0% | 0% | 3 | 57.53% | 0% | 0% | 2 | 1.961% | 0% | 0% | 1
102 | Ukiah | NORTHERN CALIFORNIA | 0 | 0 | 10 | 0% | 0% | 1 | 14.2839 | 0% | 0% | 2 | 16.64% | 0% | 0% | 1 | 0 | 2 | 74.61% | 0% | 74.61% | 3 | 0% | 0% | 0% | 1 | 70.7% | 0% | 0% | 3 | 77.93% | 0% | 0% | 3 | 77.93% | 0% | 0% | 3 | 41.68% | 0% | 0% | 1 | 2.738% | 0% | 0% | 1 |  | 0% | 0% | 1 | 10.9447 | 0% | 0% | 1 | 5.963% | 0% | 0% | 1 | 0 | 2 | 89.82% | 0% | 89.82% | 5 | 17.48% | 0% | 0% | 1 | 39.19% | 0% | 0% | 1 | 51.12% | 0% | 0% | 2 | 62.52% | 0% | 0% | 2 | 63.85% | 0% | 0% | 2 | 1.636% | 0% | 0% | 1 |  | 0% | 0% | 1 | 10.3529 | 0% | 0% | 1 | 6.629% | 0% | 0% | 1 | 0 | 2 | 82.85% | 5.099% | 87.95% | 5 | 32.05% | 0% | 0% | 1 | 27.54% | 0% | 0% | 1 | 40.15% | 0% | 0% | 1 | 62.73% | 0% | 0% | 2 | 55.69% | 0% | 0% | 2 | 1.75% | 0% | 0% | 1 |  | 0% | 0% | 1 | 9.7174 | 0% | 0% | 1 | 4.741% | 0% | 0% | 1 | 0 | 2 | 81.42% | 9.312% | 90.73% | 5 | 37.76% | 0% | 0% | 1 | 24.3% | 0% | 0% | 1 | 44.17% | 0% | 0% | 1 | 66.88% | 0% | 0% | 2 | 56.76% | 0% | 0% | 2 | 1.733% | 0% | 0% | 1
103 | Le Grand | SPGE | 150 | 1500 | 10 | 21.14% | 0% | 2 | 9.5093 | 25.53% | 0% | 2 | 35.15% | 6.136% | 0% | 1 | 0 | 2 | 0% | 0% | 0% | 1 | 50.6% | 6.654% | 0% | 2 | 34.83% | 5.044% | 0% | 1 | 36.98% | 5.216% | 0% | 1 | 69.8% | 10.88% | 0% | 2 | 0.1129% | 3.291% | 0% | 1 | 9.028% | 3.613% | 0% | 1 |  | 4.776% | 0% | 1 | 9.5347 | 5.721% | 0% | 1 | 32.36% | 2.052% | 0% | 1 | 0 | 2 | 0% | 0% | 0% | 1 | 45.43% | 1.614% | 0% | 1 | 40.85% | 1.489% | 0% | 1 | 43.04% | 1.546% | 0% | 1 | 61.19% | 2.269% | 0% | 2 | 9.46% | 0.9725% | 0% | 1 | 17.08% | 1.062% | 0% | 1 |  | 2.199% | 0% | 1 | 8.7356 | 1.989% | 0% | 1 | 28% | 2.052% | 0% | 1 | 0 | 2 | 0% | 0% | 0% | 1 | 44.43% | 0.7432% | 0% | 1 | 33.51% | 0.6211% | 0% | 1 | 37.94% | 0.6655% | 0% | 1 | 61.71% | 1.079% | 0% | 2 | 18.33% | 0.5057% | 0% | 1 | 14.93% | 0.4855% | 0% | 1 |  | 1.843% | 0% | 1 | 8.1946 | 0.8379% | 0% | 1 | 23.87% | 2.052% | 0% | 1 | 0 | 2 | 1.392% | 0% | 1.392% | 1 | 58.78% | 0.5931% | 0% | 2 | 30.92% | 0.3539% | 0% | 1 | 36.24% | 0.3834% | 0% | 1 | 71% | 0.8431% | 0% | 3 | 24.7% | 0.3247% | 0% | 1 | 15.81% | 0.2904% | 0% | 1
104 | Merced | SPGE | 0 | 0 | 10 | 0% | 0% | 1 | 12.3897 | 0% | 0% | 2 | 27.15% | 0% | 0% | 1 | 0 | 2 | 0% | 0% | 0% | 1 | 35.88% | 0% | 0% | 1 | 28.97% | 0% | 0% | 1 | 28.97% | 0% | 0% | 1 | 64.56% | 0% | 0% | 2 | 0% | 0% | 0% | 1 | 8.578% | 0% | 0% | 1 |  | 0% | 0% | 1 | 9.6211 | 0% | 0% | 1 | 30.24% | 0% | 0% | 1 | 0 | 2 | 0% | 0% | 0% | 1 | 49.99% | 0% | 0% | 1 | 39.83% | 0% | 0% | 1 | 47.88% | 0% | 0% | 1 | 73.57% | 0% | 0% | 3 | 2.324% | 0% | 0% | 1 | 15.52% | 0% | 0% | 1 |  | 0% | 0% | 1 | 9.0788 | 0% | 0% | 1 | 37.83% | 0% | 0% | 1 | 0 | 2 | 0% | 0% | 0% | 1 | 47.12% | 0% | 0% | 1 | 37.89% | 0% | 0% | 1 | 43.78% | 0% | 0% | 1 | 65.82% | 0% | 0% | 2 | 9.743% | 0% | 0% | 1 | 15% | 0% | 0% | 1 |  | 0% | 0% | 1 | 8.8978 | 0% | 0% | 1 | 38.7% | 0% | 0% | 1 | 0 | 2 | 0.0001003% | 0% | 0.0001003% | 1 | 43.55% | 0% | 0% | 1 | 31.03% | 0% | 0% | 1 | 36.63% | 0% | 0% | 1 | 58.81% | 0% | 0% | 2 | 12.84% | 0% | 0% | 1 | 12.61% | 0% | 0% | 1
105 | Wilson | SPGE | 0 | 0 | 10 | 0% | 0% | 1 | 15.7296 | 0% | 0% | 2 | 58.8% | 0% | 0% | 2 | 0 | 2 | 0% | 0% | 0% | 1 | 11.46% | 0% | 0% | 1 | 20.7% | 0% | 0% | 1 | 22.79% | 0% | 0% | 1 | 32.57% | 0% | 0% | 1 | 0.9163% | 0% | 0% | 1 | 7.847% | 0% | 0% | 1 |  | 0% | 0% | 1 | 9.65 | 0% | 0% | 1 | 27.04% | 0% | 0% | 1 | 0 | 2 | 0% | 0% | 0% | 1 | 55.28% | 0% | 0% | 2 | 50.19% | 0% | 0% | 2 | 53.14% | 0% | 0% | 2 | 79.34% | 0% | 0% | 3 | 13.94% | 0% | 0% | 1 | 21.82% | 0% | 0% | 1 |  | 0% | 0% | 1 | 8.0702 | 0% | 0% | 1 | 28.3% | 0% | 0% | 1 | 0 | 2 | 0% | 0% | 0% | 1 | 50.25% | 0% | 0% | 2 | 43.81% | 0% | 0% | 1 | 51.43% | 0% | 0% | 2 | 70.86% | 0% | 0% | 3 | 20.91% | 0% | 0% | 1 | 18.44% | 0% | 0% | 1 |  | 0% | 0% | 1 | 8.1075 | 0% | 0% | 1 | 31.36% | 0% | 0% | 1 | 0 | 2 | 1.071% | 0% | 1.071% | 1 | 52.07% | 0% | 0% | 2 | 32.94% | 0% | 0% | 1 | 38.16% | 0% | 0% | 1 | 66.36% | 0% | 0% | 2 | 21.91% | 0% | 0% | 1 | 13.79% | 0% | 0% | 1
106 | Los Banos | SPGE | 1130 | 11300 | 15 | 292.6% | 28.01% | 5 | 9.6879 | 150.7% | 17.69% | 3 | 8.368% | 158.8% | 164.4% | 5 | 0 | 2 | 0% | 0% | 0% | 1 | 82.83% | 216.4% | 24.12% | 5 | 11.05% | 41.76% | 0% | 2 | 28% | 51.6% | 0% | 3 | 82.83% | 216.4% | 24.12% | 5 | 21.42% | 47.27% | 0% | 2 | 5.522% | 39.32% | 0% | 2 |  | 62.2% | 0% | 3 | 7.4957 | 25.29% | 0% | 2 | 16.62% | 48.18% | 0% | 2 | 0 | 2 | 0% | 0% | 0% | 1 | 66.28% | 26.59% | 0% | 2 | 15.25% | 10.58% | 0% | 1 | 31.88% | 13.17% | 0% | 1 | 66.81% | 27.02% | 0% | 2 | 33.33% | 13.45% | 0% | 1 | 7.673% | 9.715% | 0% | 1 |  | 39.48% | 0% | 2 | 6.4086 | 11.54% | 0% | 1 | 17.76% | 48.18% | 0% | 2 | 0 | 2 | 5.956% | 0% | 5.956% | 1 | 67.51% | 13.94% | 0% | 2 | 14.79% | 5.316% | 0% | 1 | 27.37% | 6.237% | 0% | 1 | 71.1% | 15.68% | 0% | 3 | 41.18% | 7.702% | 0% | 1 | 8.008% | 4.924% | 0% | 1 |  | 23.11% | 0% | 2 | 5.9493 | 6.02% | 0% | 1 | 18.64% | 48.18% | 0% | 2 | 0 | 2 | 9.792% | 0% | 9.792% | 1 | 63.2% | 6.793% | 0% | 2 | 12.86% | 2.868% | 0% | 1 | 21.23% | 3.173% | 0% | 1 | 68.36% | 7.899% | 0% | 2 | 45.52% | 4.588% | 0% | 1 | 6.462% | 2.672% | 0% | 1
107 | Coburn | SPGE | 0 | 0 | 10 | 0% | 0% | 1 | 5.6938 | 0% | 0% | 1 | 46.05% | 0% | 0% | 1 | 0 | 2 | 7.62% | 0% | 7.62% | 1 | 16.89% | 0% | 0% | 1 | 4.561% | 0% | 0% | 1 | 7.246% | 0% | 0% | 1 | 21.45% | 0% | 0% | 1 | 15.36% | 0% | 0% | 1 | 3.404% | 0% | 0% | 1 |  | 0% | 0% | 1 | 5.4853 | 0% | 0% | 1 | 25.63% | 0% | 0% | 1 | 0 | 2 | 21.06% | 0% | 21.06% | 2 | 33.25% | 0% | 0% | 1 | 1.749% | 0% | 0% | 1 | 11% | 0% | 0% | 1 | 39.14% | 0% | 0% | 1 | 31.26% | 0% | 0% | 1 | 2.993% | 0% | 0% | 1 |  | 0% | 0% | 1 | 5.4032 | 0% | 0% | 1 | 20.15% | 0% | 0% | 1 | 0 | 2 | 27.57% | 0% | 27.57% | 2 | 35.9% | 0% | 0% | 1 | 5.789% | 0% | 0% | 1 | 21.09% | 0% | 0% | 1 | 50.31% | 0% | 0% | 2 | 29.93% | 0% | 0% | 1 | 3.129% | 0% | 0% | 1 |  | 0% | 0% | 1 | 5.3541 | 0% | 0% | 1 | 16.6% | 0% | 0% | 1 | 0 | 2 | 33.59% | 0% | 33.59% | 2 | 42.88% | 0% | 0% | 1 | 11.57% | 0% | 0% | 1 | 23.61% | 0% | 0% | 1 | 55.89% | 0% | 0% | 2 | 37.37% | 0% | 0% | 1 | 3.484% | 0% | 0% | 1
108 | Tulucay | NORTHERN CALIFORNIA | 0 | 0 | 10 | 0% | 0% | 1 | 13.7333 | 0% | 0% | 2 | 25.74% | 0% | 0% | 1 | 0 | 2 | 36.11% | 0% | 36.11% | 2 | 74.3% | 0% | 0% | 3 | 7.149% | 0% | 0% | 1 | 31.64% | 0% | 0% | 1 | 86.46% | 0% | 0% | 3 | 31.49% | 0% | 0% | 1 | 5.731% | 0% | 0% | 1 |  | 0% | 0% | 1 | 22 | 0% | 0% | 3 | 21.73% | 0% | 0% | 1 | 0 | 2 | 39.71% | 5.509% | 45.22% | 2 | 63.77% | 0% | 0% | 2 | 9.436% | 0% | 0% | 1 | 32.75% | 0% | 0% | 1 | 78.25% | 0% | 0% | 3 | 34.18% | 0% | 0% | 1 | 8.999% | 0% | 0% | 1 |  | 0% | 0% | 1 | 26 | 0% | 0% | 3 | 15.68% | 0% | 0% | 1 | 0 | 2 | 40.45% | 8.969% | 49.42% | 2 | 61.97% | 0% | 0% | 2 | 14.47% | 0% | 0% | 1 | 35.02% | 0% | 0% | 1 | 79.55% | 0% | 0% | 3 | 36.07% | 0% | 0% | 1 | 9.602% | 0% | 0% | 1 |  | 0% | 0% | 1 | 24 | 0% | 0% | 3 | 12.51% | 0% | 0% | 1 | 0 | 2 | 44.78% | 10.65% | 55.43% | 3 | 61.07% | 0% | 0% | 2 | 19.36% | 0% | 0% | 1 | 37.2% | 0% | 0% | 1 | 79.82% | 0% | 0% | 3 | 35.63% | 0% | 0% | 1 | 10.84% | 0% | 0% | 1
109 | Brunswick | NORTHERN CALIFORNIA | 0 | 0 | 10 | 0% | 0% | 1 | 56.4625 | 0% | 0% | 4 | 0.5148% | 0% | 0% | 1 | 0 | 2 | 22.18% | 77.82% | 100% | 5 | 58.36% | 0% | 0% | 2 | 28.94% | 0% | 0% | 1 | 57.69% | 0% | 0% | 2 | 88.44% | 0% | 0% | 3 | 9.075% | 0% | 0% | 1 | 2.741% | 0% | 0% | 1 |  | 0% | 0% | 1 | 32.8875 | 0% | 0% | 4 | 0.7658% | 0% | 0% | 1 | 0 | 2 | 46.39% | 52.31% | 98.7% | 5 | 73.82% | 0% | 0% | 3 | 17.5% | 0% | 0% | 1 | 25.3% | 0% | 0% | 1 | 84.37% | 0% | 0% | 3 | 19.13% | 0% | 0% | 1 | 3.219% | 0% | 0% | 1 |  | 0% | 0% | 1 | 25 | 0% | 0% | 3 | 0.6074% | 0% | 0% | 1 | 0 | 2 | 54.34% | 44.86% | 99.2% | 5 | 70.55% | 0% | 0% | 3 | 13.12% | 0% | 0% | 1 | 15.45% | 0% | 0% | 1 | 78.43% | 0% | 0% | 3 | 32.51% | 0% | 0% | 1 | 3.392% | 0% | 0% | 1 |  | 0% | 0% | 1 | 20.6667 | 0% | 0% | 3 | 0.4184% | 0% | 0% | 1 | 0 | 2 | 53.88% | 43.48% | 97.36% | 5 | 64.9% | 0% | 0% | 2 | 9.639% | 0% | 0% | 1 | 15.49% | 0% | 0% | 1 | 72.55% | 0% | 0% | 3 | 37.57% | 0% | 0% | 1 | 3.357% | 0% | 0% | 1
110 | Higgins | NORTHERN CALIFORNIA | 0 | 0 | 10 | 0% | 0% | 1 | 40.5985 | 0% | 0% | 4 | 1.588% | 0% | 0% | 1 | 0 | 2 | 98.41% | 0% | 98.41% | 5 | 93.84% | 0% | 0% | 4 | 0% | 0% | 0% | 1 | 0.5959% | 0% | 0% | 1 | 93.84% | 0% | 0% | 4 | 30.65% | 0% | 0% | 1 | 6.316% | 0% | 0% | 1 |  | 0% | 0% | 1 | 33.4247 | 0% | 0% | 4 | 1.145% | 0% | 0% | 1 | 0 | 2 | 91.91% | 5.233% | 97.14% | 5 | 85.16% | 0% | 0% | 3 | 5.602% | 0% | 0% | 1 | 10.6% | 0% | 0% | 1 | 86.04% | 0% | 0% | 3 | 38.82% | 0% | 0% | 1 | 5.961% | 0% | 0% | 1 |  | 0% | 0% | 1 | 33 | 0% | 0% | 4 | 1.847% | 0% | 0% | 1 | 0 | 2 | 72.15% | 14.31% | 86.46% | 5 | 81.6% | 0% | 0% | 3 | 6.177% | 0% | 0% | 1 | 10.4% | 0% | 0% | 1 | 83% | 0% | 0% | 3 | 31.28% | 0% | 0% | 1 | 9.013% | 0% | 0% | 1 |  | 0% | 0% | 1 | 26.8829 | 0% | 0% | 3 | 4.312% | 0% | 0% | 1 | 0 | 2 | 59.38% | 19.68% | 79.05% | 5 | 73.9% | 0% | 0% | 3 | 10.36% | 0% | 0% | 1 | 13.87% | 0% | 0% | 1 | 81.37% | 0% | 0% | 3 | 29.45% | 0% | 0% | 1 | 9.442% | 0% | 0% | 1
111 | Barre | GREATER LA METRO | 10 | 100 | 10 | 999.9% | 999.9% | 5 | 0 | 999% | 999% | 5 | 0% | 0% | 0% | 1 | 0 | 2 | 0% | 0% | 0% | 1 | 0% | 999% | 999.9% | 5 | 0% | 999% | 999.9% | 5 | 0% | 999% | 999.9% | 5 | 0% | 999% | 999.9% | 5 | 0% | 999% | 999.9% | 5 | 0% | 999% | 999.9% | 5 |  | 166.3% | 1.744% | 4 | 61 | 2079% | 73.93% | 5 | 0% | 0% | 0% | 1 | 0 | 2 | 0% | 0% | 0% | 1 | 0% | 4.264% | 0% | 1 | 29.36% | 6.036% | 0% | 1 | 97% | 142% | 1.299% | 5 | 97% | 142% | 1.299% | 5 | 0% | 4.264% | 0% | 1 | 1.112% | 4.312% | 0% | 1 |  | 4.052% | 0% | 1 | 48 | 15.29% | 0% | 4 | 0.01632% | 0% | 0% | 1 | 0 | 2 | 0.201% | 32.13% | 32.33% | 5 | 21.17% | 1.089% | 0% | 1 | 14.33% | 1.002% | 0% | 1 | 49.51% | 1.7% | 0% | 1 | 72.19% | 3.085% | 0% | 3 | 12.35% | 0.979% | 0% | 1 | 8.58% | 0.9387% | 0% | 1 |  | 2.23% | 0% | 1 | 45.5 | 3.916% | 0% | 4 | 0.1074% | 0% | 0% | 1 | 0 | 2 | 3.251% | 52.72% | 55.97% | 5 | 28.24% | 0.5697% | 0% | 1 | 12.01% | 0.4646% | 0% | 1 | 48.6% | 0.7954% | 0% | 1 | 75.17% | 1.646% | 0% | 3 | 24.6% | 0.5422% | 0% | 1 | 7.607% | 0.4425% | 0% | 1
112 | Ellis | GREATER LA METRO | 0 | 0 | 10 | 0% | 0% | 1 | 50.5 | 0% | 0% | 4 | 0% | 0% | 0% | 1 | 0 | 2 | 0% | 0% | 0% | 1 | 0% | 0% | 0% | 1 | 19.23% | 0% | 0% | 1 | 97.91% | 0% | 0% | 5 | 97.91% | 0% | 0% | 5 | 0% | 0% | 0% | 1 | 8.353% | 0% | 0% | 1 |  | 0% | 0% | 1 | 48 | 0% | 0% | 4 | 0% | 0% | 0% | 1 | 0 | 2 | 0% | 1.781% | 1.781% | 2 | 1.838% | 0% | 0% | 1 | 25.58% | 0% | 0% | 1 | 94.58% | 0% | 0% | 4 | 96.42% | 0% | 0% | 5 | 0% | 0% | 0% | 1 | 6.6% | 0% | 0% | 1 |  | 0% | 0% | 1 | 48 | 0% | 0% | 4 | 0.3506% | 0% | 0% | 1 | 0 | 2 | 1.972% | 8.017% | 9.989% | 2 | 3.461% | 0% | 0% | 1 | 22% | 0% | 0% | 1 | 80.19% | 0% | 0% | 3 | 84.93% | 0% | 0% | 3 | 0.2376% | 0% | 0% | 1 | 6.576% | 0% | 0% | 1 |  | 0% | 0% | 1 | 46.7838 | 0% | 0% | 4 | 0.1272% | 0% | 0% | 1 | 0 | 2 | 1.167% | 44.82% | 45.99% | 5 | 19.91% | 0% | 0% | 1 | 24.54% | 0% | 0% | 1 | 61.88% | 0% | 0% | 2 | 80.45% | 0% | 0% | 3 | 23.22% | 0% | 0% | 1 | 7.469% | 0% | 0% | 1
113 | Johanna | GREATER LA METRO | 0 | 0 | 10 | 0% | 0% | 1 | 82.3267 | 0% | 0% | 4 | 0% | 0% | 0% | 1 | 0 | 2 | 0% | 0% | 0% | 1 | 0% | 0% | 0% | 1 | 100% | 0% | 0% | 5 | 100% | 0% | 0% | 5 | 100% | 0% | 0% | 5 | 0% | 0% | 0% | 1 | 41.6% | 0% | 0% | 1 |  | 0% | 0% | 1 | 48 | 0% | 0% | 4 | 0.464% | 0% | 0% | 1 | 0 | 2 | 2.499% | 12.83% | 15.32% | 3 | 6.555% | 0% | 0% | 1 | 16.95% | 0% | 0% | 1 | 79.85% | 0% | 0% | 3 | 87.74% | 0% | 0% | 3 | 0.675% | 0% | 0% | 1 | 8.381% | 0% | 0% | 1 |  | 0% | 0% | 1 | 47 | 0% | 0% | 4 | 0.1869% | 0% | 0% | 1 | 0 | 2 | 1.1% | 57.14% | 58.24% | 5 | 21.99% | 0% | 0% | 1 | 35.1% | 0% | 0% | 1 | 72.33% | 0% | 0% | 3 | 90.71% | 0% | 0% | 4 | 34.89% | 0% | 0% | 1 | 8.758% | 0% | 0% | 1 |  | 0% | 0% | 1 | 46 | 0% | 0% | 4 | 0.7677% | 0% | 0% | 1 | 0 | 2 | 20.03% | 57.6% | 77.63% | 5 | 34.25% | 0% | 0% | 1 | 22.88% | 0% | 0% | 1 | 54.81% | 0% | 0% | 2 | 81.33% | 0% | 0% | 3 | 35.49% | 0% | 0% | 1 | 15.65% | 0% | 0% | 1
114 | Lewis | GREATER LA METRO | 0 | 0 | 10 | 0% | 0% | 1 | 0 | 0% | 0% | 1 | 0% | 0% | 0% | 1 | 0 | 2 | 0% | 0% | 0% | 1 | 0% | 0% | 0% | 1 | 0% | 0% | 0% | 1 | 0% | 0% | 0% | 1 | 0% | 0% | 0% | 1 | 0% | 0% | 0% | 1 | 0% | 0% | 0% | 1 |  | 0% | 0% | 1 | 22.503 | 0% | 0% | 3 | 0% | 0% | 0% | 1 | 0 | 2 | 0% | 100% | 100% | 5 | 0.2297% | 0% | 0% | 1 | 13.4% | 0% | 0% | 1 | 0% | 0% | 0% | 1 | 13.63% | 0% | 0% | 1 | 4.561% | 0% | 0% | 1 | 15.34% | 0% | 0% | 1 |  | 0% | 0% | 1 | 47 | 0% | 0% | 4 | 0.1366% | 0% | 0% | 1 | 0 | 2 | 4.17% | 63.11% | 67.28% | 5 | 35.88% | 0% | 0% | 1 | 13.03% | 0% | 0% | 1 | 45.55% | 0% | 0% | 1 | 79.91% | 0% | 0% | 3 | 29.55% | 0% | 0% | 1 | 9.55% | 0% | 0% | 1 |  | 0% | 0% | 1 | 45 | 0% | 0% | 4 | 2.081% | 0% | 0% | 1 | 0 | 2 | 12.29% | 56.99% | 69.28% | 5 | 28.42% | 0% | 0% | 1 | 16.7% | 0% | 0% | 1 | 48.67% | 0% | 0% | 1 | 74.27% | 0% | 0% | 3 | 29.72% | 0% | 0% | 1 | 15.64% | 0% | 0% | 1
115 | Santiago | GREATER LA METRO | 0 | 0 | 10 | 0% | 0% | 1 | 55.5 | 0% | 0% | 4 | 3.78% | 0% | 0% | 1 | 0 | 2 | 20.24% | 43.61% | 63.85% | 5 | 23.48% | 0% | 0% | 1 | 0% | 0% | 0% | 1 | 10.55% | 0% | 0% | 1 | 34.04% | 0% | 0% | 1 | 2.22% | 0% | 0% | 1 | 9.912% | 0% | 0% | 1 |  | 0% | 0% | 1 | 40.3333 | 0% | 0% | 4 | 0.5057% | 0% | 0% | 1 | 0 | 2 | 4.17% | 74.74% | 78.91% | 5 | 19.23% | 0% | 0% | 1 | 55.45% | 0% | 0% | 2 | 69.67% | 0% | 0% | 2 | 88.4% | 0% | 0% | 3 | 22.18% | 0% | 0% | 1 | 9.075% | 0% | 0% | 1 |  | 0% | 0% | 1 | 48 | 0% | 0% | 4 | 0.208% | 0% | 0% | 1 | 0 | 2 | 22.15% | 53.07% | 75.22% | 5 | 35.68% | 0% | 0% | 1 | 35.87% | 0% | 0% | 1 | 69.68% | 0% | 0% | 2 | 89.26% | 0% | 0% | 3 | 44.44% | 0% | 0% | 1 | 10.38% | 0% | 0% | 1 |  | 0% | 0% | 1 | 44 | 0% | 0% | 4 | 0.448% | 0% | 0% | 1 | 0 | 2 | 37.55% | 46.97% | 84.52% | 5 | 38.58% | 0% | 0% | 1 | 33.37% | 0% | 0% | 1 | 59.05% | 0% | 0% | 2 | 84.67% | 0% | 0% | 3 | 46.76% | 0% | 0% | 1 | 12.33% | 0% | 0% | 1
116 | Serrano | GREATER LA METRO | 0 | 0 | 10 | 0% | 0% | 1 | 2.6112 | 0% | 0% | 1 | 0% | 0% | 0% | 1 | 0 | 2 | 0% | 100% | 100% | 5 | 0% | 0% | 0% | 1 | 68.16% | 0% | 0% | 2 | 15.92% | 0% | 0% | 1 | 68.16% | 0% | 0% | 2 | 27.92% | 0% | 0% | 1 | 5.63% | 0% | 0% | 1 |  | 0% | 0% | 1 | 10.5148 | 0% | 0% | 1 | 0.03244% | 0% | 0% | 1 | 0 | 2 | 2.708% | 97.25% | 99.96% | 5 | 52.81% | 0% | 0% | 2 | 10.39% | 0% | 0% | 1 | 27.53% | 0% | 0% | 1 | 76.62% | 0% | 0% | 3 | 48.13% | 0% | 0% | 1 | 12.16% | 0% | 0% | 1 |  | 0% | 0% | 1 | 16.1633 | 0% | 0% | 2 | 3.044% | 0% | 0% | 1 | 0 | 2 | 15.69% | 73.7% | 89.39% | 5 | 38% | 0% | 0% | 1 | 14.36% | 0% | 0% | 1 | 37.58% | 0% | 0% | 1 | 71.11% | 0% | 0% | 3 | 40.27% | 0% | 0% | 1 | 18.67% | 0% | 0% | 1 |  | 0% | 0% | 1 | 45.6667 | 0% | 0% | 4 | 4.21% | 0% | 0% | 1 | 0 | 2 | 13.88% | 55.59% | 69.46% | 5 | 30.55% | 0% | 0% | 1 | 21.58% | 0% | 0% | 1 | 47.01% | 0% | 0% | 1 | 73.5% | 0% | 0% | 3 | 30.46% | 0% | 0% | 1 | 14.5% | 0% | 0% | 1
117 | Villa Park | GREATER LA METRO | 0 | 0 | 10 | 0% | 0% | 1 | 30.495 | 0% | 0% | 4 | 0% | 0% | 0% | 1 | 0 | 2 | 0% | 100% | 100% | 5 | 0% | 0% | 0% | 1 | 0% | 0% | 0% | 1 | 0% | 0% | 0% | 1 | 0% | 0% | 0% | 1 | 0% | 0% | 0% | 1 | 0% | 0% | 0% | 1 |  | 0% | 0% | 1 | 13.7644 | 0% | 0% | 2 | 0.06554% | 0% | 0% | 1 | 0 | 2 | 1.244% | 98.65% | 99.89% | 5 | 67.02% | 0% | 0% | 2 | 6.386% | 0% | 0% | 1 | 8.478% | 0% | 0% | 1 | 78.11% | 0% | 0% | 3 | 39.54% | 0% | 0% | 1 | 13.86% | 0% | 0% | 1 |  | 0% | 0% | 1 | 47 | 0% | 0% | 4 | 1.963% | 0% | 0% | 1 | 0 | 2 | 15.42% | 62.59% | 78% | 5 | 33.84% | 0% | 0% | 1 | 14.67% | 0% | 0% | 1 | 48.33% | 0% | 0% | 1 | 79.48% | 0% | 0% | 3 | 32.03% | 0% | 0% | 1 | 18.02% | 0% | 0% | 1 |  | 0% | 0% | 1 | 46 | 0% | 0% | 4 | 4.606% | 0% | 0% | 1 | 0 | 2 | 12.43% | 56.7% | 69.13% | 5 | 30.51% | 0% | 0% | 1 | 15.24% | 0% | 0% | 1 | 45.31% | 0% | 0% | 1 | 71.18% | 0% | 0% | 3 | 31.33% | 0% | 0% | 1 | 14.78% | 0% | 0% | 1
118 | Capistrano | GREATER LA METRO | 0 | 0 | 10 | 0% | 0% | 1 | 69 | 0% | 0% | 4 | 0.5554% | 0% | 0% | 1 | 0 | 2 | 80.69% | 0% | 80.69% | 5 | 33.75% | 0% | 0% | 1 | 63.81% | 0% | 0% | 2 | 76.68% | 0% | 0% | 3 | 76.68% | 0% | 0% | 3 | 14.45% | 0% | 0% | 1 | 8.287% | 0% | 0% | 1 |  | 0% | 0% | 1 | 50.0661 | 0% | 0% | 4 | 0.1566% | 0% | 0% | 1 | 0 | 2 | 93.2% | 0.6563% | 93.86% | 5 | 20.81% | 0% | 0% | 1 | 63.67% | 0% | 0% | 2 | 69.83% | 0% | 0% | 2 | 74.73% | 0% | 0% | 3 | 53.39% | 0% | 0% | 2 | 5.616% | 0% | 0% | 1 |  | 0% | 0% | 1 | 43 | 0% | 0% | 4 | 0.2273% | 0% | 0% | 1 | 0 | 2 | 74.61% | 18.25% | 92.86% | 5 | 29.46% | 0% | 0% | 1 | 57.68% | 0% | 0% | 2 | 66.24% | 0% | 0% | 2 | 80.71% | 0% | 0% | 3 | 52.48% | 0% | 0% | 2 | 6.703% | 0% | 0% | 1 |  | 0% | 0% | 1 | 38 | 0% | 0% | 4 | 0.1783% | 0% | 0% | 1 | 0 | 2 | 46.1% | 46.27% | 92.37% | 5 | 49.73% | 0% | 0% | 1 | 48.98% | 0% | 0% | 1 | 59.64% | 0% | 0% | 2 | 89.67% | 0% | 0% | 3 | 51.6% | 0% | 0% | 2 | 7.265% | 0% | 0% | 1
119 | Trabuco | GREATER LA METRO | 0 | 0 | 10 | 0% | 0% | 1 | 65.6857 | 0% | 0% | 4 | 0% | 0% | 0% | 1 | 0 | 2 | 100% | 0% | 100% | 5 | 28.98% | 0% | 0% | 1 | 56.1% | 0% | 0% | 2 | 56.1% | 0% | 0% | 2 | 68.45% | 0% | 0% | 2 | 27.3% | 0% | 0% | 1 | 9.959% | 0% | 0% | 1 |  | 0% | 0% | 1 | 58.8667 | 0% | 0% | 4 | 0.3077% | 0% | 0% | 1 | 0 | 2 | 83.37% | 9.568% | 92.94% | 5 | 23.02% | 0% | 0% | 1 | 66.82% | 0% | 0% | 2 | 71.25% | 0% | 0% | 3 | 78.36% | 0% | 0% | 3 | 46.52% | 0% | 0% | 1 | 6.11% | 0% | 0% | 1 |  | 0% | 0% | 1 | 39.92 | 0% | 0% | 4 | 0.1898% | 0% | 0% | 1 | 0 | 2 | 60.86% | 31.55% | 92.41% | 5 | 39.05% | 0% | 0% | 1 | 49.7% | 0% | 0% | 1 | 63.85% | 0% | 0% | 2 | 84.36% | 0% | 0% | 3 | 54.44% | 0% | 0% | 2 | 7.693% | 0% | 0% | 1 |  | 0% | 0% | 1 | 39.8121 | 0% | 0% | 4 | 0.09609% | 0% | 0% | 1 | 0 | 2 | 40.1% | 50.53% | 90.63% | 5 | 46.4% | 0% | 0% | 1 | 46.58% | 0% | 0% | 1 | 59.52% | 0% | 0% | 2 | 88.14% | 0% | 0% | 3 | 54.58% | 0% | 0% | 2 | 7.603% | 0% | 0% | 1
120 | Pleasant Grove | NORTHERN CALIFORNIA | 0 | 0 | 10 | 0% | 0% | 1 | 56 | 0% | 0% | 4 | 6.297% | 0% | 0% | 1 | 0 | 2 | 2.381% | 0% | 2.381% | 1 | 58.79% | 0% | 0% | 2 | 0% | 0% | 0% | 1 | 0% | 0% | 0% | 1 | 58.79% | 0% | 0% | 2 | 0% | 0% | 0% | 1 | 58.03% | 0% | 0% | 2 |  | 0% | 0% | 1 | 45.2476 | 0% | 0% | 4 | 8.059% | 0% | 0% | 1 | 0 | 2 | 9.254% | 0% | 9.254% | 1 | 42.44% | 0% | 0% | 1 | 0% | 0% | 0% | 1 | 0.01033% | 0% | 0% | 1 | 42.45% | 0% | 0% | 1 | 0.6577% | 0% | 0% | 1 | 33.63% | 0% | 0% | 1 |  | 0% | 0% | 1 | 21.2 | 0% | 0% | 3 | 23.51% | 0% | 0% | 1 | 0 | 2 | 19.66% | 0.4221% | 20.08% | 2 | 40.51% | 0% | 0% | 1 | 2.609% | 0% | 0% | 1 | 19.55% | 0% | 0% | 1 | 59.37% | 0% | 0% | 2 | 8.641% | 0% | 0% | 1 | 19.38% | 0% | 0% | 1 |  | 0% | 0% | 1 | 23.0316 | 0% | 0% | 3 | 22.91% | 0% | 0% | 1 | 0 | 2 | 26.3% | 2.947% | 29.24% | 2 | 55.42% | 0% | 0% | 2 | 9.349% | 0% | 0% | 1 | 26.63% | 0% | 0% | 1 | 72.25% | 0% | 0% | 3 | 15.11% | 0% | 0% | 1 | 16.02% | 0% | 0% | 1
121 | Summit | NORTHERN CALIFORNIA | 0 | 0 | 0 | 0% | 0% | 1 | 21.2 | 0% | 0% | 3 | 0% | 0% | 0% | 1 | 0 | 2 | 48.21% | 0% | 48.21% | 2 | 7.134% | 0% | 0% | 1 | 8.325% | 0% | 0% | 1 | 52.31% | 0% | 0% | 2 | 57.45% | 0% | 0% | 2 | 68.83% | 0% | 0% | 2 | 7.878% | 0% | 0% | 1 |  | 0% | 0% | 1 | 35 | 0% | 0% | 4 | 0% | 0% | 0% | 1 | 0 | 2 | 31.76% | 6.462% | 38.22% | 2 | 13.29% | 0% | 0% | 1 | 9.034% | 0% | 0% | 1 | 42.38% | 0% | 0% | 1 | 52.17% | 0% | 0% | 2 | 67.14% | 0% | 0% | 2 | 9.05% | 0% | 0% | 1 |  | 0% | 0% | 1 | 29 | 0% | 0% | 3 | 0% | 0% | 0% | 1 | 0 | 2 | 56.13% | 3.192% | 59.32% | 3 | 24.66% | 0% | 0% | 1 | 15.44% | 0% | 0% | 1 | 31.49% | 0% | 0% | 1 | 50.53% | 0% | 0% | 2 | 63.01% | 0% | 0% | 2 | 8.776% | 0% | 0% | 1 |  | 0% | 0% | 1 | 17.9635 | 0% | 0% | 2 | 0.08317% | 0% | 0% | 1 | 0 | 2 | 62.15% | 5.271% | 67.42% | 3 | 34.42% | 0% | 0% | 1 | 10.82% | 0% | 0% | 1 | 21.76% | 0% | 0% | 1 | 51.19% | 0% | 0% | 2 | 61.38% | 0% | 0% | 2 | 8.712% | 0% | 0% | 1
122 | Devers | RIVERSIDE | 230 | 2300 | 10 | 51.59% | 0% | 3 | 33.2467 | 480.5% | 25.99% | 5 | 0% | 0% | 0% | 1 | 0 | 2 | 14.96% | 0% | 14.96% | 1 | 31.76% | 19.17% | 0% | 1 | 71.52% | 45.95% | 0% | 3 | 61.53% | 34.01% | 0% | 2 | 74.56% | 51.43% | 0% | 3 | 11.95% | 14.86% | 0% | 1 | 0.03385% | 13.09% | 0% | 1 |  | 21.6% | 0% | 2 | 32.28 | 132% | 4.292% | 5 | 0% | 0% | 0% | 1 | 0 | 2 | 19.17% | 0.4012% | 19.57% | 2 | 34.28% | 10.55% | 0% | 1 | 55.1% | 15.44% | 0% | 2 | 42.34% | 12.02% | 0% | 1 | 63.88% | 19.19% | 0% | 2 | 15.54% | 8.206% | 0% | 1 | 0.09677% | 6.937% | 0% | 1 |  | 12.57% | 0% | 1 | 35.0564 | 23.42% | 0% | 4 | 0% | 0% | 0% | 1 | 0 | 2 | 25.82% | 20.29% | 46.11% | 4 | 30.77% | 5.118% | 0% | 1 | 40.7% | 5.974% | 0% | 1 | 40.45% | 5.949% | 0% | 1 | 57.87% | 8.409% | 0% | 2 | 29.96% | 5.058% | 0% | 1 | 0.8058% | 3.572% | 0% | 1 |  | 8.665% | 0% | 1 | 28.6667 | 8.251% | 0% | 3 | 0.01587% | 0% | 0% | 1 | 0 | 2 | 27.8% | 41.53% | 69.33% | 5 | 33.62% | 2.626% | 0% | 1 | 36.88% | 2.762% | 0% | 1 | 49.11% | 3.425% | 0% | 1 | 64.59% | 4.923% | 0% | 2 | 45.63% | 3.206% | 0% | 1 | 2.27% | 1.784% | 0% | 1
123 | Kern | RIVERSIDE | 0 | 0 | 0 | 0% | 0% | 1 | 3.8557 | 0% | 0% | 1 | 0% | 0% | 0% | 1 | 0 | 2 | 0% | 0% | 0% | 1 | 12.76% | 0% | 0% | 1 | 43.62% | 0% | 0% | 1 | 0% | 0% | 0% | 1 | 56.32% | 0% | 0% | 2 | 71.19% | 0% | 0% | 3 | 0% | 0% | 0% | 1 |  | 0% | 0% | 1 | 4.0372 | 0% | 0% | 1 | 0% | 0% | 0% | 1 | 0 | 2 | 0% | 0% | 0% | 1 | 11.71% | 0% | 0% | 1 | 33.94% | 0% | 0% | 1 | 0% | 0% | 0% | 1 | 43.95% | 0% | 0% | 1 | 55.4% | 0% | 0% | 2 | 0% | 0% | 0% | 1 |  | 0% | 0% | 1 | 4.6427 | 0% | 0% | 1 | 0% | 0% | 0% | 1 | 0 | 2 | 0% | 0% | 0% | 1 | 9.275% | 0% | 0% | 1 | 19.81% | 0% | 0% | 1 | 0% | 0% | 0% | 1 | 28.11% | 0% | 0% | 1 | 32.86% | 0% | 0% | 1 | 0.7506% | 0% | 0% | 1 |  | 0% | 0% | 1 | 3.8092 | 0% | 0% | 1 | 0% | 0% | 0% | 1 | 0 | 2 | 0% | 0% | 0% | 1 | 25.29% | 0% | 0% | 1 | 15.68% | 0% | 0% | 1 | 1.863% | 0% | 0% | 1 | 38.47% | 0% | 0% | 1 | 31.43% | 0% | 0% | 1 | 1.72% | 0% | 0% | 1
124 | Mirage | RIVERSIDE | 0 | 0 | 10 | 0% | 0% | 1 | 35.6061 | 0% | 0% | 4 | 0% | 0% | 0% | 1 | 0 | 2 | 0% | 0% | 0% | 1 | 14.73% | 0% | 0% | 1 | 20.31% | 0% | 0% | 1 | 13.28% | 0% | 0% | 1 | 35.04% | 0% | 0% | 1 | 28.45% | 0% | 0% | 1 | 0% | 0% | 0% | 1 |  | 0% | 0% | 1 | 36.6 | 0% | 0% | 4 | 0.4601% | 0% | 0% | 1 | 0 | 2 | 12.5% | 0% | 12.5% | 1 | 11.91% | 0% | 0% | 1 | 24.31% | 0% | 0% | 1 | 14.44% | 0% | 0% | 1 | 33.62% | 0% | 0% | 1 | 23.04% | 0% | 0% | 1 | 0.009394% | 0% | 0% | 1 |  | 0% | 0% | 1 | 33.9055 | 0% | 0% | 4 | 2.133% | 0% | 0% | 1 | 0 | 2 | 7.915% | 0% | 7.915% | 1 | 11.77% | 0% | 0% | 1 | 38.72% | 0% | 0% | 1 | 28.62% | 0% | 0% | 1 | 45.03% | 0% | 0% | 1 | 21.59% | 0% | 0% | 1 | 0.02354% | 0% | 0% | 1 |  | 0% | 0% | 1 | 25.125 | 0% | 0% | 3 | 9.794% | 0% | 0% | 1 | 0 | 2 | 15.34% | 6.614% | 21.96% | 2 | 17.62% | 0% | 0% | 1 | 38.73% | 0% | 0% | 1 | 31.27% | 0% | 0% | 1 | 49.87% | 0% | 0% | 1 | 29.2% | 0% | 0% | 1 | 0.6259% | 0% | 0% | 1
125 | Valley | RIVERSIDE | 0 | 0 | 10 | 0% | 0% | 1 | 45.5 | 0% | 0% | 4 | 1.401% | 0% | 0% | 1 | 0 | 2 | 85.61% | 0% | 85.61% | 5 | 0.08591% | 0% | 0% | 1 | 21.79% | 0% | 0% | 1 | 64% | 0% | 0% | 2 | 64.09% | 0% | 0% | 2 | 1.028% | 0% | 0% | 1 | 2.164% | 0% | 0% | 1 |  | 0% | 0% | 1 | 31 | 0% | 0% | 4 | 3.942% | 0% | 0% | 1 | 0 | 2 | 66.46% | 10.26% | 76.72% | 5 | 0.4281% | 0% | 0% | 1 | 33.97% | 0% | 0% | 1 | 51.78% | 0% | 0% | 2 | 52.18% | 0% | 0% | 2 | 7.697% | 0% | 0% | 1 | 6.126% | 0% | 0% | 1 |  | 0% | 0% | 1 | 29 | 0% | 0% | 3 | 3.435% | 0% | 0% | 1 | 0 | 2 | 35.71% | 48.83% | 84.55% | 5 | 19.18% | 0% | 0% | 1 | 45.41% | 0% | 0% | 1 | 64.65% | 0% | 0% | 2 | 67.46% | 0% | 0% | 2 | 22.98% | 0% | 0% | 1 | 5.687% | 0% | 0% | 1 |  | 0% | 0% | 1 | 28.875 | 0% | 0% | 3 | 2.605% | 0% | 0% | 1 | 0 | 2 | 20.53% | 70.72% | 91.25% | 5 | 26.15% | 0% | 0% | 1 | 39.09% | 0% | 0% | 1 | 58.88% | 0% | 0% | 2 | 70.67% | 0% | 0% | 3 | 29.35% | 0% | 0% | 1 | 5.129% | 0% | 0% | 1
126 | Gold Hill | NORTHERN CALIFORNIA | 0 | 0 | 10 | 0% | 0% | 1 | 59 | 0% | 0% | 4 | 0% | 0% | 0% | 1 | 0 | 2 | 1.882% | 0.5397% | 2.422% | 2 | 59.55% | 0% | 0% | 2 | 10.17% | 0% | 0% | 1 | 0% | 0% | 0% | 1 | 60.27% | 0% | 0% | 2 | 72.77% | 0% | 0% | 3 | 18.11% | 0% | 0% | 1 |  | 0% | 0% | 1 | 48 | 0% | 0% | 4 | 0.1986% | 0% | 0% | 1 | 0 | 2 | 11.37% | 26.87% | 38.24% | 4 | 48.24% | 0% | 0% | 1 | 22.51% | 0% | 0% | 1 | 19.63% | 0% | 0% | 1 | 57.98% | 0% | 0% | 2 | 59.67% | 0% | 0% | 2 | 17.76% | 0% | 0% | 1 |  | 0% | 0% | 1 | 37.1111 | 0% | 0% | 4 | 2.041% | 0% | 0% | 1 | 0 | 2 | 20.74% | 25.48% | 46.22% | 4 | 65.18% | 0% | 0% | 2 | 20.48% | 0% | 0% | 1 | 18.54% | 0% | 0% | 1 | 70.87% | 0% | 0% | 3 | 41.91% | 0% | 0% | 1 | 15.14% | 0% | 0% | 1 |  | 0% | 0% | 1 | 35.8 | 0% | 0% | 4 | 3.236% | 0% | 0% | 1 | 0 | 2 | 32.8% | 13.44% | 46.24% | 3 | 66.9% | 0% | 0% | 2 | 15.77% | 0% | 0% | 1 | 17.24% | 0% | 0% | 1 | 72.32% | 0% | 0% | 3 | 38.06% | 0% | 0% | 1 | 20.72% | 0% | 0% | 1
127 | Grand Island | NORTHERN CALIFORNIA | 0 | 0 | 10 | 0% | 0% | 1 | 11.1542 | 0% | 0% | 1 | 49.14% | 0% | 0% | 1 | 0 | 2 | 0% | 0% | 0% | 1 | 0% | 0% | 0% | 1 | 6.754% | 0% | 0% | 1 | 6.754% | 0% | 0% | 1 | 6.754% | 0% | 0% | 1 | 0% | 0% | 0% | 1 | 6.429% | 0% | 0% | 1 |  | 0% | 0% | 1 | 9.6947 | 0% | 0% | 1 | 47.92% | 0% | 0% | 1 | 0 | 2 | 0% | 0% | 0% | 1 | 7.912% | 0% | 0% | 1 | 14.13% | 0% | 0% | 1 | 15.5% | 0% | 0% | 1 | 21.71% | 0% | 0% | 1 | 0.01378% | 0% | 0% | 1 | 9.335% | 0% | 0% | 1 |  | 0% | 0% | 1 | 9.0027 | 0% | 0% | 1 | 43.89% | 0% | 0% | 1 | 0 | 2 | 0% | 0% | 0% | 1 | 10.8% | 0% | 0% | 1 | 24.98% | 0% | 0% | 1 | 28.44% | 0% | 0% | 1 | 34.27% | 0% | 0% | 1 | 0.5522% | 0% | 0% | 1 | 12.52% | 0% | 0% | 1 |  | 0% | 0% | 1 | 9.7978 | 0% | 0% | 1 | 45.18% | 0% | 0% | 1 | 0 | 2 | 0% | 0% | 0% | 1 | 11.89% | 0% | 0% | 1 | 24.51% | 0% | 0% | 1 | 28.56% | 0% | 0% | 1 | 36.27% | 0% | 0% | 1 | 0.7002% | 0% | 0% | 1 | 12.77% | 0% | 0% | 1
128 | Chino | GREATER LA METRO | 0 | 0 | 10 | 0% | 0% | 1 | 47.5 | 0% | 0% | 4 | 21.78% | 0% | 0% | 1 | 0 | 2 | 14.32% | 10.85% | 25.17% | 3 | 0.187% | 0% | 0% | 1 | 0% | 0% | 0% | 1 | 12.67% | 0% | 0% | 1 | 12.86% | 0% | 0% | 1 | 0.07603% | 0% | 0% | 1 | 8% | 0% | 0% | 1 |  | 0% | 0% | 1 | 41.8974 | 0% | 0% | 4 | 10.17% | 0% | 0% | 1 | 0 | 2 | 23.51% | 44.06% | 67.57% | 5 | 31.77% | 0% | 0% | 1 | 2.927% | 0% | 0% | 1 | 23.04% | 0% | 0% | 1 | 54.6% | 0% | 0% | 2 | 15.66% | 0% | 0% | 1 | 19.73% | 0% | 0% | 1 |  | 0% | 0% | 1 | 20.3077 | 0% | 0% | 3 | 7.122% | 0% | 0% | 1 | 0 | 2 | 17.91% | 59.37% | 77.28% | 5 | 35.9% | 0% | 0% | 1 | 8.521% | 0% | 0% | 1 | 27.73% | 0% | 0% | 1 | 60.04% | 0% | 0% | 2 | 31.47% | 0% | 0% | 1 | 18.97% | 0% | 0% | 1 |  | 0% | 0% | 1 | 20.6667 | 0% | 0% | 3 | 4.684% | 0% | 0% | 1 | 0 | 2 | 20.59% | 57.91% | 78.5% | 5 | 38.83% | 0% | 0% | 1 | 24.26% | 0% | 0% | 1 | 42.74% | 0% | 0% | 1 | 73.53% | 0% | 0% | 3 | 33.39% | 0% | 0% | 1 | 16.03% | 0% | 0% | 1
129 | Kramer | GREATER KRAMER | 208 | 2080 | 10 | 999.9% | 31.89% | 5 | 46 | 462449% | 115.1% | 5 | 0% | 0% | 0% | 1 | 0 | 2 | 0% | 0% | 0% | 1 | 100% | 999% | 31.89% | 5 | 51.21% | 65.36% | 0% | 3 | 0% | 31.89% | 0% | 2 | 100% | 999% | 31.89% | 5 | 36.92% | 50.55% | 0% | 3 | 1.237% | 32.29% | 0% | 2 |  | 243.2% | 5.232% | 4 | 32.4111 | 55.34% | 0% | 4 | 0% | 0% | 0% | 1 | 0 | 2 | 0% | 0% | 0% | 1 | 94.28% | 149.9% | 3.027% | 4 | 33.43% | 12.88% | 0% | 1 | 0% | 8.572% | 0% | 1 | 95.61% | 195.1% | 4.369% | 5 | 47.77% | 16.41% | 0% | 1 | 0.4203% | 8.608% | 0% | 1 |  | 28.29% | 0% | 2 | 27.215 | 21.66% | 0% | 3 | 0% | 0% | 0% | 1 | 0 | 2 | 0% | 0% | 0% | 1 | 52.46% | 5.982% | 0% | 2 | 34.15% | 4.319% | 0% | 1 | 3.558% | 2.949% | 0% | 1 | 75.26% | 11.5% | 0% | 3 | 58.54% | 6.859% | 0% | 2 | 1.307% | 2.882% | 0% | 1 |  | 5.526% | 0% | 1 | 41 | 17.25% | 0% | 4 | 0.009127% | 0% | 0% | 1 | 0 | 2 | 0% | 0% | 0% | 1 | 40.68% | 2.439% | 0% | 1 | 26.48% | 1.968% | 0% | 1 | 3.023% | 1.492% | 0% | 1 | 60.18% | 3.633% | 0% | 2 | 46.04% | 2.681% | 0% | 1 | 0.817% | 1.459% | 0% | 1
130 | Lugo | GREATER KRAMER | 0 | 0 | 10 | 0% | 0% | 1 | 23 | 0% | 0% | 3 | 0.01104% | 0% | 0% | 1 | 0 | 2 | 57.35% | 36.94% | 94.28% | 5 | 44.63% | 0% | 0% | 1 | 88.25% | 0% | 0% | 3 | 72.22% | 0% | 0% | 3 | 96.64% | 0% | 0% | 5 | 38.37% | 0% | 0% | 1 | 5.104% | 0% | 0% | 1 |  | 0% | 0% | 1 | 24.7636 | 0% | 0% | 3 | 0.003024% | 0% | 0% | 1 | 0 | 2 | 36.55% | 46.43% | 82.99% | 5 | 46.99% | 0% | 0% | 1 | 70.84% | 0% | 0% | 3 | 61.78% | 0% | 0% | 2 | 86.98% | 0% | 0% | 3 | 40.5% | 0% | 0% | 1 | 3.906% | 0% | 0% | 1 |  | 0% | 0% | 1 | 39.25 | 0% | 0% | 4 | 0.0067% | 0% | 0% | 1 | 0 | 2 | 26.43% | 34.88% | 61.31% | 5 | 49.99% | 0% | 0% | 1 | 60.37% | 0% | 0% | 2 | 52% | 0% | 0% | 2 | 83.76% | 0% | 0% | 3 | 29.05% | 0% | 0% | 1 | 3.135% | 0% | 0% | 1 |  | 0% | 0% | 1 | 41.3333 | 0% | 0% | 4 | 0.04974% | 0% | 0% | 1 | 0 | 2 | 19.28% | 21.34% | 40.62% | 4 | 44.97% | 0% | 0% | 1 | 51.55% | 0% | 0% | 2 | 36.32% | 0% | 0% | 1 | 74.4% | 0% | 0% | 3 | 25.85% | 0% | 0% | 1 | 2.14% | 0% | 0% | 1
131 | Mira Loma | GREATER LA METRO | 0 | 0 | 10 | 0% | 0% | 1 | 54.28 | 0% | 0% | 4 | 26.16% | 0% | 0% | 1 | 0 | 2 | 0% | 0% | 0% | 1 | 0% | 0% | 0% | 1 | 0% | 0% | 0% | 1 | 0% | 0% | 0% | 1 | 0% | 0% | 0% | 1 | 0% | 0% | 0% | 1 | 0.1407% | 0% | 0% | 1 |  | 0% | 0% | 1 | 49 | 0% | 0% | 4 | 15.95% | 0% | 0% | 1 | 0 | 2 | 30.84% | 18.3% | 49.14% | 3 | 11.04% | 0% | 0% | 1 | 4.146% | 0% | 0% | 1 | 35.66% | 0% | 0% | 1 | 46.79% | 0% | 0% | 1 | 3.811% | 0% | 0% | 1 | 23.52% | 0% | 0% | 1 |  | 0% | 0% | 1 | 27.3857 | 0% | 0% | 3 | 6.531% | 0% | 0% | 1 | 0 | 2 | 23.4% | 47.92% | 71.31% | 5 | 31.15% | 0% | 0% | 1 | 17.65% | 0% | 0% | 1 | 42.25% | 0% | 0% | 1 | 68.08% | 0% | 0% | 2 | 29.18% | 0% | 0% | 1 | 16.46% | 0% | 0% | 1 |  | 0% | 0% | 1 | 28.3333 | 0% | 0% | 3 | 2.883% | 0% | 0% | 1 | 0 | 2 | 24.19% | 58.47% | 82.66% | 5 | 41.39% | 0% | 0% | 1 | 38.91% | 0% | 0% | 1 | 52.43% | 0% | 0% | 2 | 78.73% | 0% | 0% | 3 | 28.44% | 0% | 0% | 1 | 12.38% | 0% | 0% | 1
132 | Padua | GREATER LA METRO | 0 | 0 | 10 | 0% | 0% | 1 | 8.0923 | 0% | 0% | 1 | 0% | 0% | 0% | 1 | 0 | 2 | 2.392% | 97.61% | 100% | 5 | 100% | 0% | 0% | 5 | 53.49% | 0% | 0% | 2 | 0% | 0% | 0% | 1 | 100% | 0% | 0% | 5 | 69.92% | 0% | 0% | 2 | 28.54% | 0% | 0% | 1 |  | 0% | 0% | 1 | 45.49 | 0% | 0% | 4 | 15.84% | 0% | 0% | 1 | 0 | 2 | 7.987% | 31.17% | 39.16% | 5 | 34.91% | 0% | 0% | 1 | 19.99% | 0% | 0% | 1 | 16.35% | 0% | 0% | 1 | 38.24% | 0% | 0% | 1 | 21.76% | 0% | 0% | 1 | 11.12% | 0% | 0% | 1 |  | 0% | 0% | 1 | 33 | 0% | 0% | 4 | 6.65% | 0% | 0% | 1 | 0 | 2 | 20.39% | 58.39% | 78.79% | 5 | 54.64% | 0% | 0% | 2 | 28.38% | 0% | 0% | 1 | 35.4% | 0% | 0% | 1 | 70.21% | 0% | 0% | 3 | 28.1% | 0% | 0% | 1 | 15.98% | 0% | 0% | 1 |  | 0% | 0% | 1 | 23.6545 | 0% | 0% | 3 | 2.9% | 0% | 0% | 1 | 0 | 2 | 28.95% | 61.8% | 90.75% | 5 | 51.31% | 0% | 0% | 2 | 54.37% | 0% | 0% | 2 | 61.16% | 0% | 0% | 2 | 84.12% | 0% | 0% | 3 | 34.7% | 0% | 0% | 1 | 10.31% | 0% | 0% | 1
133 | Pisgah | GREATER KRAMER | 250 | 2500 | 15 | 144487% | 24.34% | 5 | 3.0455 | 36.22% | 0% | 2 | 0% | 0% | 0% | 1 | 0 | 2 | 0% | 0% | 0% | 1 | 62.27% | 64.55% | 0% | 3 | 86.59% | 181.6% | 12.64% | 5 | 95.68% | 563.9% | 20.94% | 5 | 99.97% | 80478% | 24.33% | 5 | 44.01% | 43.5% | 0% | 2 | 0.4391% | 24.46% | 0% | 2 |  | 218.7% | 12.35% | 5 | 2.8926 | 33.35% | 0% | 2 | 0% | 0% | 0% | 1 | 0 | 2 | 0% | 0% | 0% | 1 | 53.98% | 44.79% | 0% | 2 | 74.15% | 79.74% | 0% | 4 | 81.85% | 113.5% | 3.002% | 4 | 86.39% | 151.5% | 8.105% | 4 | 41.96% | 35.51% | 0% | 2 | 0.7164% | 20.76% | 0% | 2 |  | 19.08% | 0% | 1 | 12.6543 | 18.53% | 0% | 2 | 1.093% | 0% | 0% | 1 | 0 | 2 | 0% | 0% | 0% | 1 | 20.1% | 7.783% | 0% | 1 | 22.49% | 8.023% | 0% | 1 | 25.37% | 8.333% | 0% | 1 | 29.88% | 8.869% | 0% | 1 | 50.18% | 12.48% | 0% | 2 | 1.7% | 6.326% | 0% | 1 |  | 7.708% | 0% | 1 | 15.875 | 13.81% | 0% | 2 | 2.018% | 0% | 0% | 1 | 0 | 2 | 0% | 0% | 0% | 1 | 28.01% | 4.27% | 0% | 1 | 18.46% | 3.77% | 0% | 1 | 19.62% | 3.824% | 0% | 1 | 34.81% | 4.716% | 0% | 1 | 35.14% | 4.74% | 0% | 1 | 1.997% | 3.137% | 0% | 1
134 | Roadway | GREATER KRAMER | 200 | 2000 | 10 | 84.77% | 0% | 4 | 53 | 999% | 221.9% | 5 | 0.05684% | 0% | 0% | 1 | 0 | 2 | 0% | 0% | 0% | 1 | 45.48% | 18.75% | 0% | 1 | 74.73% | 40.46% | 0% | 3 | 4.618% | 10.72% | 0% | 1 | 87.86% | 84.23% | 0% | 4 | 7.673% | 11.07% | 0% | 1 | 0.6672% | 10.29% | 0% | 1 |  | 9.372% | 0% | 1 | 42.732 | 354.9% | 11.63% | 5 | 0.08897% | 0% | 0% | 1 | 0 | 2 | 0% | 0% | 0% | 1 | 40.79% | 4.288% | 0% | 1 | 47.85% | 4.869% | 0% | 1 | 17.4% | 3.074% | 0% | 1 | 65.2% | 7.297% | 0% | 2 | 17.73% | 3.086% | 0% | 1 | 1.386% | 2.575% | 0% | 1 |  | 4.084% | 0% | 1 | 40.6 | 193.2% | 3.456% | 5 | 0.124% | 0% | 0% | 1 | 0 | 2 | 5.721% | 0% | 5.721% | 1 | 29.46% | 1.832% | 0% | 1 | 44.48% | 2.327% | 0% | 1 | 15.33% | 1.526% | 0% | 1 | 58.53% | 3.116% | 0% | 2 | 19.98% | 1.615% | 0% | 1 | 1.064% | 1.306% | 0% | 1 |  | 3.045% | 0% | 1 | 38.8235 | 23.98% | 0% | 4 | 0.6317% | 0% | 0% | 1 | 0 | 2 | 10.13% | 6.21% | 16.34% | 2 | 43.96% | 1.177% | 0% | 1 | 47.32% | 1.252% | 0% | 1 | 21.75% | 0.8428% | 0% | 1 | 69.08% | 2.132% | 0% | 2 | 28.06% | 0.9167% | 0% | 1 | 1.563% | 0.6699% | 0% | 1
135 | Tortilla | GREATER KRAMER | 0 | 0 | 10 | 0% | 0% | 1 | 27.5 | 0% | 0% | 3 | 0.1229% | 0% | 0% | 1 | 0 | 2 | 0% | 0% | 0% | 1 | 76.6% | 0% | 0% | 3 | 90.33% | 0% | 0% | 4 | 13.58% | 0% | 0% | 1 | 100% | 0% | 0% | 5 | 19.94% | 0% | 0% | 1 | 2.865% | 0% | 0% | 1 |  | 0% | 0% | 1 | 22.3968 | 0% | 0% | 3 | 3.758% | 0% | 0% | 1 | 0 | 2 | 0% | 0% | 0% | 1 | 69.04% | 0% | 0% | 2 | 59.75% | 0% | 0% | 2 | 32.77% | 0% | 0% | 1 | 87.23% | 0% | 0% | 3 | 41.59% | 0% | 0% | 1 | 2.99% | 0% | 0% | 1 |  | 0% | 0% | 1 | 24.0079 | 0% | 0% | 3 | 2.099% | 0% | 0% | 1 | 0 | 2 | 0% | 0% | 0% | 1 | 61.53% | 0% | 0% | 2 | 51.1% | 0% | 0% | 2 | 19.5% | 0% | 0% | 1 | 79.84% | 0% | 0% | 3 | 47.24% | 0% | 0% | 1 | 2.997% | 0% | 0% | 1 |  | 0% | 0% | 1 | 23.75 | 0% | 0% | 3 | 1.598% | 0% | 0% | 1 | 0 | 2 | 0% | 0% | 0% | 1 | 59.53% | 0% | 0% | 2 | 40.6% | 0% | 0% | 1 | 17.79% | 0% | 0% | 1 | 75.27% | 0% | 0% | 3 | 44.43% | 0% | 0% | 1 | 3.468% | 0% | 0% | 1
136 | Victor | GREATER KRAMER | 0 | 0 | 10 | 0% | 0% | 1 | 57.6 | 0% | 0% | 4 | 0% | 0% | 0% | 1 | 0 | 2 | 0% | 0% | 0% | 1 | 0% | 0% | 0% | 1 | 53.9% | 0% | 0% | 2 | 8.265% | 0% | 0% | 1 | 53.9% | 0% | 0% | 2 | 2.854% | 0% | 0% | 1 | 0% | 0% | 0% | 1 |  | 0% | 0% | 1 | 49.5 | 0% | 0% | 4 | 0.01803% | 0% | 0% | 1 | 0 | 2 | 6.53% | 0% | 6.53% | 1 | 38.18% | 0% | 0% | 1 | 48.79% | 0% | 0% | 1 | 16.16% | 0% | 0% | 1 | 65.43% | 0% | 0% | 2 | 8.653% | 0% | 0% | 1 | 0.4505% | 0% | 0% | 1 |  | 0% | 0% | 1 | 41.7222 | 0% | 0% | 4 | 0.09957% | 0% | 0% | 1 | 0 | 2 | 14.29% | 9.929% | 24.21% | 2 | 31.31% | 0% | 0% | 1 | 57.29% | 0% | 0% | 2 | 29.59% | 0% | 0% | 1 | 67.49% | 0% | 0% | 2 | 20.17% | 0% | 0% | 1 | 1.643% | 0% | 0% | 1 |  | 0% | 0% | 1 | 38.0353 | 0% | 0% | 4 | 0.6733% | 0% | 0% | 1 | 0 | 2 | 11.59% | 12.01% | 23.59% | 3 | 46.46% | 0% | 0% | 1 | 48.53% | 0% | 0% | 1 | 26.29% | 0% | 0% | 1 | 71.2% | 0% | 0% | 3 | 27.07% | 0% | 0% | 1 | 1.788% | 0% | 0% | 1
137 | Vista | RIVERSIDE | 0 | 0 | 10 | 0% | 0% | 1 | 64.85 | 0% | 0% | 4 | 0% | 0% | 0% | 1 | 0 | 2 | 2.419% | 91.12% | 93.54% | 5 | 4.214% | 0% | 0% | 1 | 89.53% | 0% | 0% | 3 | 89.53% | 0% | 0% | 3 | 93.75% | 0% | 0% | 4 | 27.02% | 0% | 0% | 1 | 3.216% | 0% | 0% | 1 |  | 0% | 0% | 1 | 37.3333 | 0% | 0% | 4 | 1.166% | 0% | 0% | 1 | 0 | 2 | 6.131% | 86.71% | 92.84% | 5 | 41.89% | 0% | 0% | 1 | 60.16% | 0% | 0% | 2 | 77.43% | 0% | 0% | 3 | 96.8% | 0% | 0% | 5 | 33.88% | 0% | 0% | 1 | 4.161% | 0% | 0% | 1 |  | 0% | 0% | 1 | 28.5429 | 0% | 0% | 3 | 1.53% | 0% | 0% | 1 | 0 | 2 | 18.4% | 74.84% | 93.24% | 5 | 42.55% | 0% | 0% | 1 | 44.84% | 0% | 0% | 1 | 59.18% | 0% | 0% | 2 | 83.01% | 0% | 0% | 3 | 36.58% | 0% | 0% | 1 | 5.054% | 0% | 0% | 1 |  | 0% | 0% | 1 | 25.6775 | 0% | 0% | 3 | 2.343% | 0% | 0% | 1 | 0 | 2 | 19.58% | 69.38% | 88.96% | 5 | 46.57% | 0% | 0% | 1 | 41.47% | 0% | 0% | 1 | 57.28% | 0% | 0% | 2 | 80.36% | 0% | 0% | 3 | 36.83% | 0% | 0% | 1 | 7.704% | 0% | 0% | 1
138 | Encina | SAN DIEGO | 0 | 0 | 10 | 0% | 0% | 1 | 5.6 | 0% | 0% | 1 | 0% | 0% | 0% | 1 | 0 | 2 | 0% | 0% | 0% | 1 | 17.64% | 0% | 0% | 1 | 84.38% | 0% | 0% | 3 | 89.06% | 0% | 0% | 3 | 89.06% | 0% | 0% | 3 | 0% | 0% | 0% | 1 | 12.52% | 0% | 0% | 1 |  | 0% | 0% | 1 | 6.5085 | 0% | 0% | 1 | 0.8881% | 0% | 0% | 1 | 0 | 2 | 37.66% | 0% | 37.66% | 2 | 26% | 0% | 0% | 1 | 55.73% | 0% | 0% | 2 | 57.79% | 0% | 0% | 2 | 71.72% | 0% | 0% | 3 | 0% | 0% | 0% | 1 | 16.78% | 0% | 0% | 1 |  | 0% | 0% | 1 | 47 | 0% | 0% | 4 | 6.415% | 0% | 0% | 1 | 0 | 2 | 92.2% | 0% | 92.2% | 5 | 61.09% | 0% | 0% | 2 | 37.02% | 0% | 0% | 1 | 48.51% | 0% | 0% | 1 | 78.26% | 0% | 0% | 3 | 1.575% | 0% | 0% | 1 | 5.932% | 0% | 0% | 1 |  | 0% | 0% | 1 | 46.5 | 0% | 0% | 4 | 5.431% | 0% | 0% | 1 | 0 | 2 | 76.53% | 20.46% | 96.99% | 5 | 43.83% | 0% | 0% | 1 | 19.11% | 0% | 0% | 1 | 34.53% | 0% | 0% | 1 | 56.56% | 0% | 0% | 2 | 1.407% | 0% | 0% | 1 | 7.185% | 0% | 0% | 1
139 | Escondido | SAN DIEGO | 0 | 0 | 10 | 0% | 0% | 1 | 35.5 | 0% | 0% | 4 | 1.554% | 0% | 0% | 1 | 0 | 2 | 100% | 0% | 100% | 5 | 21.49% | 0% | 0% | 1 | 28.81% | 0% | 0% | 1 | 6.523% | 0% | 0% | 1 | 49.23% | 0% | 0% | 1 | 3.423% | 0% | 0% | 1 | 7.8% | 0% | 0% | 1 |  | 0% | 0% | 1 | 39.3414 | 0% | 0% | 4 | 2.837% | 0% | 0% | 1 | 0 | 2 | 52.96% | 47.03% | 100% | 5 | 47.78% | 0% | 0% | 1 | 16.26% | 0% | 0% | 1 | 28.12% | 0% | 0% | 1 | 59.17% | 0% | 0% | 2 | 9.759% | 0% | 0% | 1 | 7.069% | 0% | 0% | 1 |  | 0% | 0% | 1 | 37 | 0% | 0% | 4 | 4.183% | 0% | 0% | 1 | 0 | 2 | 49.17% | 50.14% | 99.32% | 5 | 45.46% | 0% | 0% | 1 | 22.7% | 0% | 0% | 1 | 29.27% | 0% | 0% | 1 | 56.2% | 0% | 0% | 2 | 22.26% | 0% | 0% | 1 | 6.765% | 0% | 0% | 1 |  | 0% | 0% | 1 | 30.1016 | 0% | 0% | 4 | 3.492% | 0% | 0% | 1 | 0 | 2 | 34.79% | 64.32% | 99.11% | 5 | 52.71% | 0% | 0% | 2 | 19.16% | 0% | 0% | 1 | 29.44% | 0% | 0% | 1 | 62.22% | 0% | 0% | 2 | 29.75% | 0% | 0% | 1 | 6.76% | 0% | 0% | 1
140 | Kearny | SAN DIEGO | 0 | 0 | 0 | 0% | 0% | 1 | 2.7531 | 0% | 0% | 1 | 0% | 0% | 0% | 1 | 0 | 2 | 100% | 0% | 100% | 5 | 8.241% | 0% | 0% | 1 | 100% | 0% | 0% | 5 | 0% | 0% | 0% | 1 | 100% | 0% | 0% | 5 | 8.343% | 0% | 0% | 1 | 29.21% | 0% | 0% | 1 |  | 0% | 0% | 1 | 26.2857 | 0% | 0% | 3 | 0% | 0% | 0% | 1 | 0 | 2 | 25.11% | 0% | 25.11% | 2 | 24.87% | 0% | 0% | 1 | 26.06% | 0% | 0% | 1 | 48.12% | 0% | 0% | 1 | 72.38% | 0% | 0% | 3 | 5.496% | 0% | 0% | 1 | 1.628% | 0% | 0% | 1 |  | 0% | 0% | 1 | 26 | 0% | 0% | 3 | 0.05378% | 0% | 0% | 1 | 0 | 2 | 23.22% | 38.96% | 62.18% | 5 | 42.05% | 0% | 0% | 1 | 38.9% | 0% | 0% | 1 | 64.56% | 0% | 0% | 2 | 90.68% | 0% | 0% | 4 | 10.09% | 0% | 0% | 1 | 2.355% | 0% | 0% | 1 |  | 0% | 0% | 1 | 25.5 | 0% | 0% | 3 | 0.5849% | 0% | 0% | 1 | 0 | 2 | 26.23% | 63.53% | 89.76% | 5 | 47.45% | 0% | 0% | 1 | 54.94% | 0% | 0% | 2 | 71.91% | 0% | 0% | 3 | 89.43% | 0% | 0% | 3 | 22.71% | 0% | 0% | 1 | 4.085% | 0% | 0% | 1
141 | Miguel | SAN DIEGO | 0 | 0 | 10 | 0% | 0% | 1 | 34.3333 | 0% | 0% | 4 | 0% | 0% | 0% | 1 | 0 | 2 | 81.22% | 14.59% | 95.81% | 5 | 4.589% | 0% | 0% | 1 | 98.21% | 0% | 0% | 5 | 93.5% | 0% | 0% | 4 | 100% | 0% | 0% | 5 | 57.5% | 0% | 0% | 2 | 1.52% | 0% | 0% | 1 |  | 0% | 0% | 1 | 16.5 | 0% | 0% | 2 | 0% | 0% | 0% | 1 | 0 | 2 | 47.77% | 44.05% | 91.82% | 5 | 10.07% | 0% | 0% | 1 | 84.7% | 0% | 0% | 3 | 94.5% | 0% | 0% | 4 | 95.95% | 0% | 0% | 5 | 43.1% | 0% | 0% | 1 | 5.888% | 0% | 0% | 1 |  | 0% | 0% | 1 | 25.5 | 0% | 0% | 3 | 0.05475% | 0% | 0% | 1 | 0 | 2 | 18.66% | 66.68% | 85.34% | 5 | 23.61% | 0% | 0% | 1 | 60.94% | 0% | 0% | 2 | 85.12% | 0% | 0% | 3 | 88.61% | 0% | 0% | 3 | 34.62% | 0% | 0% | 1 | 3.941% | 0% | 0% | 1 |  | 0% | 0% | 1 | 18.0907 | 0% | 0% | 2 | 0.1503% | 0% | 0% | 1 | 0 | 2 | 10.96% | 80.79% | 91.75% | 5 | 24.97% | 0% | 0% | 1 | 49.21% | 0% | 0% | 1 | 77.15% | 0% | 0% | 3 | 84.1% | 0% | 0% | 3 | 44.48% | 0% | 0% | 1 | 3.231% | 0% | 0% | 1
142 | Mission | SAN DIEGO | 0 | 0 | 10 | 0% | 0% | 1 | 6.5556 | 0% | 0% | 1 | 0% | 0% | 0% | 1 | 0 | 2 | 0% | 0% | 0% | 1 | 11.15% | 0% | 0% | 1 | 12.17% | 0% | 0% | 1 | 89.35% | 0% | 0% | 3 | 89.35% | 0% | 0% | 3 | 0% | 0% | 0% | 1 | 0.5569% | 0% | 0% | 1 |  | 0% | 0% | 1 | 32.3833 | 0% | 0% | 4 | 0% | 0% | 0% | 1 | 0 | 2 | 12.6% | 0% | 12.6% | 1 | 13.9% | 0% | 0% | 1 | 26.37% | 0% | 0% | 1 | 68.98% | 0% | 0% | 2 | 81.89% | 0% | 0% | 3 | 2.448% | 0% | 0% | 1 | 1.82% | 0% | 0% | 1 |  | 0% | 0% | 1 | 26 | 0% | 0% | 3 | 0.03639% | 0% | 0% | 1 | 0 | 2 | 19.78% | 19.33% | 39.12% | 3 | 31.12% | 0% | 0% | 1 | 42.9% | 0% | 0% | 1 | 66.44% | 0% | 0% | 2 | 86.65% | 0% | 0% | 3 | 14.01% | 0% | 0% | 1 | 2.147% | 0% | 0% | 1 |  | 0% | 0% | 1 | 25.25 | 0% | 0% | 3 | 0.2577% | 0% | 0% | 1 | 0 | 2 | 25.21% | 61.53% | 86.74% | 5 | 44.12% | 0% | 0% | 1 | 58.94% | 0% | 0% | 2 | 76.37% | 0% | 0% | 3 | 93.06% | 0% | 0% | 4 | 21.3% | 0% | 0% | 1 | 4.167% | 0% | 0% | 1
143 | Old Town | SAN DIEGO | 0 | 0 | 10 | 0% | 0% | 1 | 26.2989 | 0% | 0% | 3 | 0% | 0% | 0% | 1 | 0 | 2 | 0% | 0% | 0% | 1 | 1.135% | 0% | 0% | 1 | 4.286% | 0% | 0% | 1 | 69.7% | 0% | 0% | 2 | 69.7% | 0% | 0% | 2 | 0% | 0% | 0% | 1 | 0.1695% | 0% | 0% | 1 |  | 0% | 0% | 1 | 27.6667 | 0% | 0% | 3 | 0% | 0% | 0% | 1 | 0 | 2 | 0.2024% | 0% | 0.2024% | 1 | 1.678% | 0% | 0% | 1 | 17.43% | 0% | 0% | 1 | 78.98% | 0% | 0% | 3 | 79.53% | 0% | 0% | 3 | 0.01688% | 0% | 0% | 1 | 1.354% | 0% | 0% | 1 |  | 0% | 0% | 1 | 26 | 0% | 0% | 3 | 0% | 0% | 0% | 1 | 0 | 2 | 12.91% | 0% | 12.91% | 1 | 13.31% | 0% | 0% | 1 | 29.14% | 0% | 0% | 1 | 70.23% | 0% | 0% | 3 | 82.55% | 0% | 0% | 3 | 2.36% | 0% | 0% | 1 | 2.245% | 0% | 0% | 1 |  | 0% | 0% | 1 | 25 | 0% | 0% | 3 | 0.03394% | 0% | 0% | 1 | 0 | 2 | 38.39% | 35.21% | 73.6% | 5 | 30.09% | 0% | 0% | 1 | 60.75% | 0% | 0% | 2 | 77.15% | 0% | 0% | 3 | 94.28% | 0% | 0% | 4 | 21.79% | 0% | 0% | 1 | 4.269% | 0% | 0% | 1
144 | Penasquitos | SAN DIEGO | 0 | 0 | 10 | 0% | 0% | 1 | 14.9024 | 0% | 0% | 2 | 0% | 0% | 0% | 1 | 0 | 2 | 0% | 0% | 0% | 1 | 3.051% | 0% | 0% | 1 | 54.93% | 0% | 0% | 2 | 72.32% | 0% | 0% | 3 | 72.32% | 0% | 0% | 3 | 0% | 0% | 0% | 1 | 10.78% | 0% | 0% | 1 |  | 0% | 0% | 1 | 14.1199 | 0% | 0% | 2 | 0.4605% | 0% | 0% | 1 | 0 | 2 | 76.61% | 0% | 76.61% | 5 | 25.02% | 0% | 0% | 1 | 60.1% | 0% | 0% | 2 | 66.86% | 0% | 0% | 2 | 81.34% | 0% | 0% | 3 | 0% | 0% | 0% | 1 | 5.761% | 0% | 0% | 1 |  | 0% | 0% | 1 | 20.9007 | 0% | 0% | 3 | 0.176% | 0% | 0% | 1 | 0 | 2 | 58.82% | 25.11% | 83.94% | 5 | 41.39% | 0% | 0% | 1 | 41.73% | 0% | 0% | 1 | 35.99% | 0% | 0% | 1 | 74.02% | 0% | 0% | 3 | 8.708% | 0% | 0% | 1 | 5.029% | 0% | 0% | 1 |  | 0% | 0% | 1 | 27.8667 | 0% | 0% | 3 | 1.509% | 0% | 0% | 1 | 0 | 2 | 31.05% | 53.57% | 84.61% | 5 | 54.5% | 0% | 0% | 2 | 54.55% | 0% | 0% | 2 | 65.4% | 0% | 0% | 2 | 89.44% | 0% | 0% | 3 | 13.78% | 0% | 0% | 1 | 4.122% | 0% | 0% | 1
145 | San Luis Rey | SAN DIEGO | 0 | 0 | 10 | 0% | 0% | 1 | 5.8444 | 0% | 0% | 1 | 0% | 0% | 0% | 1 | 0 | 2 | 0% | 0% | 0% | 1 | 16.79% | 0% | 0% | 1 | 93.08% | 0% | 0% | 4 | 93.1% | 0% | 0% | 4 | 93.1% | 0% | 0% | 4 | 0% | 0% | 0% | 1 | 31.02% | 0% | 0% | 1 |  | 0% | 0% | 1 | 54.1429 | 0% | 0% | 4 | 5.396% | 0% | 0% | 1 | 0 | 2 | 80.06% | 0% | 80.06% | 5 | 51.97% | 0% | 0% | 2 | 49.6% | 0% | 0% | 1 | 64.66% | 0% | 0% | 2 | 73.03% | 0% | 0% | 3 | 0.2297% | 0% | 0% | 1 | 6.085% | 0% | 0% | 1 |  | 0% | 0% | 1 | 46.7273 | 0% | 0% | 4 | 5.775% | 0% | 0% | 1 | 0 | 2 | 91.04% | 3.981% | 95.02% | 5 | 60.55% | 0% | 0% | 2 | 25.45% | 0% | 0% | 1 | 51.49% | 0% | 0% | 2 | 74.7% | 0% | 0% | 3 | 0.6431% | 0% | 0% | 1 | 6.554% | 0% | 0% | 1 |  | 0% | 0% | 1 | 38 | 0% | 0% | 4 | 4.712% | 0% | 0% | 1 | 0 | 2 | 60.07% | 38.23% | 98.3% | 5 | 55.75% | 0% | 0% | 2 | 15.22% | 0% | 0% | 1 | 31.05% | 0% | 0% | 1 | 64.18% | 0% | 0% | 2 | 6.104% | 0% | 0% | 1 | 7.303% | 0% | 0% | 1
146 | Sycamore Canyon | SAN DIEGO | 0 | 0 | 10 | 0% | 0% | 1 | 22.0872 | 0% | 0% | 3 | 0.08025% | 0% | 0% | 1 | 0 | 2 | 31.49% | 68.51% | 100% | 5 | 91.51% | 0% | 0% | 4 | 64.51% | 0% | 0% | 2 | 44.67% | 0% | 0% | 1 | 99.34% | 0% | 0% | 5 | 24.21% | 0% | 0% | 1 | 2.131% | 0% | 0% | 1 |  | 0% | 0% | 1 | 28.07 | 0% | 0% | 3 | 0.437% | 0% | 0% | 1 | 0 | 2 | 24.57% | 75.43% | 100% | 5 | 71.88% | 0% | 0% | 3 | 58.57% | 0% | 0% | 2 | 67.38% | 0% | 0% | 2 | 97.42% | 0% | 0% | 5 | 16.77% | 0% | 0% | 1 | 3.402% | 0% | 0% | 1 |  | 0% | 0% | 1 | 25 | 0% | 0% | 3 | 1.017% | 0% | 0% | 1 | 0 | 2 | 21.65% | 78.13% | 99.78% | 5 | 63.99% | 0% | 0% | 2 | 50.4% | 0% | 0% | 2 | 63.45% | 0% | 0% | 2 | 87.9% | 0% | 0% | 3 | 26.83% | 0% | 0% | 1 | 3.776% | 0% | 0% | 1 |  | 0% | 0% | 1 | 23.5508 | 0% | 0% | 3 | 0.6552% | 0% | 0% | 1 | 0 | 2 | 11.43% | 84.45% | 95.88% | 5 | 44.89% | 0% | 0% | 1 | 31.57% | 0% | 0% | 1 | 43.46% | 0% | 0% | 1 | 68.82% | 0% | 0% | 2 | 44.79% | 0% | 0% | 1 | 4.553% | 0% | 0% | 1
147 | Talega | GREATER LA METRO | 0 | 0 | 10 | 0% | 0% | 1 | 7.5219 | 0% | 0% | 1 | 0.388% | 0% | 0% | 1 | 0 | 2 | 98.03% | 0% | 98.03% | 5 | 17.41% | 0% | 0% | 1 | 83.07% | 0% | 0% | 3 | 83.07% | 0% | 0% | 3 | 83.07% | 0% | 0% | 3 | 57.51% | 0% | 0% | 2 | 5.16% | 0% | 0% | 1 |  | 0% | 0% | 1 | 49.5 | 0% | 0% | 4 | 0.1547% | 0% | 0% | 1 | 0 | 2 | 92.76% | 0% | 92.76% | 5 | 23.19% | 0% | 0% | 1 | 62.97% | 0% | 0% | 2 | 68.63% | 0% | 0% | 2 | 75.88% | 0% | 0% | 3 | 54.05% | 0% | 0% | 2 | 5.516% | 0% | 0% | 1 |  | 0% | 0% | 1 | 27.6667 | 0% | 0% | 3 | 0.3101% | 0% | 0% | 1 | 0 | 2 | 79.72% | 16.4% | 96.12% | 5 | 55.07% | 0% | 0% | 2 | 55.43% | 0% | 0% | 2 | 62.35% | 0% | 0% | 2 | 87.88% | 0% | 0% | 3 | 50.41% | 0% | 0% | 2 | 6.057% | 0% | 0% | 1 |  | 0% | 0% | 1 | 33 | 0% | 0% | 4 | 0.606% | 0% | 0% | 1 | 0 | 2 | 44.24% | 52.67% | 96.91% | 5 | 52.32% | 0% | 0% | 2 | 44.11% | 0% | 0% | 1 | 51.15% | 0% | 0% | 2 | 86.39% | 0% | 0% | 3 | 34.11% | 0% | 0% | 1 | 6.718% | 0% | 0% | 1
148 | Martin (San Francisco H) | NORTHERN CALIFORNIA | 0 | 0 | 10 | 0% | 0% | 1 | 12.9085 | 0% | 0% | 2 | 0% | 0% | 0% | 1 | 0 | 2 | 0% | 0% | 0% | 1 | 25.42% | 0% | 0% | 1 | 10.54% | 0% | 0% | 1 | 23.09% | 0% | 0% | 1 | 48.51% | 0% | 0% | 1 | 0% | 0% | 0% | 1 | 2.714% | 0% | 0% | 1 |  | 0% | 0% | 1 | 59 | 0% | 0% | 4 | 0% | 0% | 0% | 1 | 0 | 2 | 3.03% | 26.01% | 29.04% | 4 | 26.9% | 0% | 0% | 1 | 41.53% | 0% | 0% | 1 | 59.13% | 0% | 0% | 2 | 60.31% | 0% | 0% | 2 | 24.22% | 0% | 0% | 1 | 4.602% | 0% | 0% | 1 |  | 0% | 0% | 1 | 59 | 0% | 0% | 4 | 0.644% | 0% | 0% | 1 | 0 | 2 | 2.759% | 32.93% | 35.69% | 5 | 32.34% | 0% | 0% | 1 | 49.85% | 0% | 0% | 1 | 66.23% | 0% | 0% | 2 | 70.41% | 0% | 0% | 3 | 25.87% | 0% | 0% | 1 | 6.029% | 0% | 0% | 1 |  | 0% | 0% | 1 | 55 | 0% | 0% | 4 | 0.4103% | 0% | 0% | 1 | 0 | 2 | 14.31% | 41.61% | 55.91% | 5 | 47.38% | 0% | 0% | 1 | 53.17% | 0% | 0% | 2 | 72.48% | 0% | 0% | 3 | 78.4% | 0% | 0% | 3 | 31.18% | 0% | 0% | 1 | 8.586% | 0% | 0% | 1
149 | Bellota | NORTHERN CALIFORNIA | 400 | 4000 | 10 | 81.47% | 0% | 4 | 12.0312 | 81.13% | 0% | 3 | 30.12% | 26.59% | 0% | 2 | 0 | 2 | 0% | 0% | 0% | 1 | 13.78% | 11% | 0% | 1 | 16.43% | 11.35% | 0% | 1 | 64.7% | 26.88% | 0% | 2 | 64.81% | 26.96% | 0% | 2 | 24.19% | 12.51% | 0% | 1 | 19.93% | 11.85% | 0% | 1 |  | 17.66% | 0% | 1 | 12 | 14.53% | 0% | 2 | 34.38% | 9.792% | 0% | 1 | 0 | 2 | 3.01% | 0% | 3.01% | 1 | 32.1% | 3.569% | 0% | 1 | 18.75% | 2.982% | 0% | 1 | 43.05% | 4.254% | 0% | 1 | 54.33% | 5.305% | 0% | 2 | 27.58% | 3.345% | 0% | 1 | 13.27% | 2.794% | 0% | 1 |  | 7.276% | 0% | 1 | 14.637 | 8.278% | 0% | 2 | 27.95% | 9.792% | 0% | 1 | 0 | 2 | 9.778% | 0% | 9.778% | 1 | 41.32% | 2.093% | 0% | 1 | 17.28% | 1.485% | 0% | 1 | 37.42% | 1.963% | 0% | 1 | 58.46% | 2.958% | 0% | 2 | 26.06% | 1.661% | 0% | 1 | 9.743% | 1.361% | 0% | 1 |  | 5.157% | 0% | 1 | 15.6 | 5.615% | 0% | 2 | 28.65% | 9.792% | 0% | 1 | 0 | 2 | 14.41% | 0% | 14.41% | 1 | 45.21% | 1.437% | 0% | 1 | 15.62% | 0.9332% | 0% | 1 | 35.7% | 1.225% | 0% | 1 | 60.41% | 1.989% | 0% | 2 | 27.6% | 1.088% | 0% | 1 | 9.645% | 0.8715% | 0% | 1
150 | Ripon | NORTHERN CALIFORNIA | 0 | 0 | 10 | 0% | 0% | 1 | 23.57 | 0% | 0% | 3 | 80.56% | 0% | 0% | 3 | 0 | 2 | 0% | 0% | 0% | 1 | 32.66% | 0% | 0% | 1 | 17.36% | 0% | 0% | 1 | 17.36% | 0% | 0% | 1 | 41.22% | 0% | 0% | 1 | 0% | 0% | 0% | 1 | 1.45% | 0% | 0% | 1 |  | 0% | 0% | 1 | 18.3956 | 0% | 0% | 2 | 62.41% | 0% | 0% | 2 | 0 | 2 | 0% | 0% | 0% | 1 | 39.57% | 0% | 0% | 1 | 17.19% | 0% | 0% | 1 | 19.36% | 0% | 0% | 1 | 47.68% | 0% | 0% | 1 | 0% | 0% | 0% | 1 | 4.26% | 0% | 0% | 1 |  | 0% | 0% | 1 | 16.8968 | 0% | 0% | 2 | 63.92% | 0% | 0% | 2 | 0 | 2 | 0% | 0% | 0% | 1 | 37.03% | 0% | 0% | 1 | 10.13% | 0% | 0% | 1 | 13.08% | 0% | 0% | 1 | 43.06% | 0% | 0% | 1 | 0% | 0% | 0% | 1 | 3.54% | 0% | 0% | 1 |  | 0% | 0% | 1 | 15.7222 | 0% | 0% | 2 | 56.81% | 0% | 0% | 2 | 0 | 2 | 0.4816% | 0% | 0.4816% | 1 | 40.06% | 0% | 0% | 1 | 10.5% | 0% | 0% | 1 | 15.84% | 0% | 0% | 1 | 47.25% | 0% | 0% | 1 | 6.599% | 0% | 0% | 1 | 4.456% | 0% | 0% | 1
151 | Lockeford | NORTHERN CALIFORNIA | 0 | 0 | 10 | 0% | 0% | 1 | 23.7968 | 0% | 0% | 3 | 50.47% | 0% | 0% | 2 | 0 | 2 | 0% | 0% | 0% | 1 | 0% | 0% | 0% | 1 | 0% | 0% | 0% | 1 | 31.4% | 0% | 0% | 1 | 31.4% | 0% | 0% | 1 | 0% | 0% | 0% | 1 | 9.751% | 0% | 0% | 1 |  | 0% | 0% | 1 | 21.5188 | 0% | 0% | 3 | 45.97% | 0% | 0% | 1 | 0 | 2 | 0.108% | 0% | 0.108% | 1 | 12.35% | 0% | 0% | 1 | 9.7% | 0% | 0% | 1 | 35.23% | 0% | 0% | 1 | 38.4% | 0% | 0% | 1 | 8.044% | 0% | 0% | 1 | 14.3% | 0% | 0% | 1 |  | 0% | 0% | 1 | 18.5925 | 0% | 0% | 2 | 38.55% | 0% | 0% | 1 | 0 | 2 | 5.175% | 0% | 5.175% | 1 | 26.68% | 0% | 0% | 1 | 21.58% | 0% | 0% | 1 | 43.72% | 0% | 0% | 1 | 49.99% | 0% | 0% | 1 | 12.46% | 0% | 0% | 1 | 13.27% | 0% | 0% | 1 |  | 0% | 0% | 1 | 14.2825 | 0% | 0% | 2 | 38.69% | 0% | 0% | 1 | 0 | 2 | 6.159% | 0% | 6.159% | 1 | 35.01% | 0% | 0% | 1 | 22.51% | 0% | 0% | 1 | 39.28% | 0% | 0% | 1 | 51.72% | 0% | 0% | 2 | 16.04% | 0% | 0% | 1 | 13.04% | 0% | 0% | 1
152 | Stagg | NORTHERN CALIFORNIA | 0 | 0 | 10 | 0% | 0% | 1 | 10.7413 | 0% | 0% | 1 | 82.84% | 0% | 0% | 3 | 0 | 2 | 0% | 0% | 0% | 1 | 0% | 0% | 0% | 1 | 5.533% | 0% | 0% | 1 | 8.257% | 0% | 0% | 1 | 8.257% | 0% | 0% | 1 | 0% | 0% | 0% | 1 | 4.561% | 0% | 0% | 1 |  | 0% | 0% | 1 | 11.125 | 0% | 0% | 1 | 76.28% | 0% | 0% | 3 | 0 | 2 | 0% | 0% | 0% | 1 | 10.44% | 0% | 0% | 1 | 19.3% | 0% | 0% | 1 | 22.39% | 0% | 0% | 1 | 27.8% | 0% | 0% | 1 | 0% | 0% | 0% | 1 | 5.157% | 0% | 0% | 1 |  | 0% | 0% | 1 | 13.9608 | 0% | 0% | 2 | 73.08% | 0% | 0% | 2 | 0 | 2 | 0% | 0% | 0% | 1 | 13.2% | 0% | 0% | 1 | 11.13% | 0% | 0% | 1 | 13.53% | 0% | 0% | 1 | 23.51% | 0% | 0% | 1 | 0% | 0% | 0% | 1 | 6.314% | 0% | 0% | 1 |  | 0% | 0% | 1 | 15.1811 | 0% | 0% | 2 | 60.53% | 0% | 0% | 2 | 0 | 2 | 0.07926% | 0% | 0.07926% | 1 | 11.25% | 0% | 0% | 1 | 12.52% | 0% | 0% | 1 | 21.27% | 0% | 0% | 1 | 30.03% | 0% | 0% | 1 | 0.8894% | 0% | 0% | 1 | 8.123% | 0% | 0% | 1
153 | Weber | NORTHERN CALIFORNIA | 0 | 0 | 10 | 0% | 0% | 1 | 14.6337 | 0% | 0% | 2 | 42.83% | 0% | 0% | 1 | 0 | 2 | 0% | 0% | 0% | 1 | 0% | 0% | 0% | 1 | 0.0869% | 0% | 0% | 1 | 0.7453% | 0% | 0% | 1 | 0.7453% | 0% | 0% | 1 | 0% | 0% | 0% | 1 | 2.312% | 0% | 0% | 1 |  | 0% | 0% | 1 | 16.2619 | 0% | 0% | 2 | 72.01% | 0% | 0% | 2 | 0 | 2 | 0% | 0% | 0% | 1 | 0% | 0% | 0% | 1 | 1.028% | 0% | 0% | 1 | 4.936% | 0% | 0% | 1 | 4.936% | 0% | 0% | 1 | 0% | 0% | 0% | 1 | 2.485% | 0% | 0% | 1 |  | 0% | 0% | 1 | 16 | 0% | 0% | 2 | 65.76% | 0% | 0% | 2 | 0 | 2 | 0% | 0% | 0% | 1 | 14.64% | 0% | 0% | 1 | 3.937% | 0% | 0% | 1 | 11.64% | 0% | 0% | 1 | 25.42% | 0% | 0% | 1 | 0.2637% | 0% | 0% | 1 | 5.224% | 0% | 0% | 1 |  | 0% | 0% | 1 | 16 | 0% | 0% | 2 | 59.51% | 0% | 0% | 2 | 0 | 2 | 0% | 0% | 0% | 1 | 23.89% | 0% | 0% | 1 | 12.75% | 0% | 0% | 1 | 22.32% | 0% | 0% | 1 | 38.42% | 0% | 0% | 1 | 5.25% | 0% | 0% | 1 | 7.513% | 0% | 0% | 1
154 | Carrizo Plains | SPGE | 0 | 0 | 10 | 0% | 0% | 1 | 5.1001 | 0% | 0% | 1 | 0.05549% | 0% | 0% | 1 | 0 | 2 | 12.35% | 0% | 12.35% | 1 | 0.7332% | 0% | 0% | 1 | 25.54% | 0% | 0% | 1 | 47.47% | 0% | 0% | 1 | 47.47% | 0% | 0% | 1 | 53.47% | 0% | 0% | 2 | 1.803% | 0% | 0% | 1 |  | 0% | 0% | 1 | 9.3582 | 0% | 0% | 1 | 0.1811% | 0% | 0% | 1 | 0 | 2 | 21.36% | 0% | 21.36% | 2 | 33.07% | 0% | 0% | 1 | 18.69% | 0% | 0% | 1 | 30.33% | 0% | 0% | 1 | 56.25% | 0% | 0% | 2 | 65.16% | 0% | 0% | 2 | 4.785% | 0% | 0% | 1 |  | 0% | 0% | 1 | 7.9602 | 0% | 0% | 1 | 0.6895% | 0% | 0% | 1 | 0 | 2 | 18.53% | 0% | 18.53% | 1 | 42.06% | 0% | 0% | 1 | 17.71% | 0% | 0% | 1 | 26.96% | 0% | 0% | 1 | 62.34% | 0% | 0% | 2 | 56.98% | 0% | 0% | 2 | 3.439% | 0% | 0% | 1 |  | 0% | 0% | 1 | 6.75 | 0% | 0% | 1 | 3.731% | 0% | 0% | 1 | 0 | 2 | 17.23% | 1.146% | 18.38% | 2 | 46.97% | 0% | 0% | 1 | 13.18% | 0% | 0% | 1 | 23.03% | 0% | 0% | 1 | 64.75% | 0% | 0% | 2 | 48.22% | 0% | 0% | 1 | 2.549% | 0% | 0% | 1
155 | Cholame | SPGE | 0 | 0 | 0 | 0% | 0% | 1 | 5.9083 | 0% | 0% | 1 | 5.118% | 0% | 0% | 1 | 0 | 2 | 0% | 0% | 0% | 1 | 73.3% | 0% | 0% | 3 | 40.13% | 0% | 0% | 1 | 47.82% | 0% | 0% | 1 | 84.68% | 0% | 0% | 3 | 40.09% | 0% | 0% | 1 | 1.278% | 0% | 0% | 1 |  | 0% | 0% | 1 | 4.7148 | 0% | 0% | 1 | 4.699% | 0% | 0% | 1 | 0 | 2 | 7.018% | 0% | 7.018% | 1 | 44.04% | 0% | 0% | 1 | 18.36% | 0% | 0% | 1 | 36.04% | 0% | 0% | 1 | 59.11% | 0% | 0% | 2 | 46.9% | 0% | 0% | 1 | 1.325% | 0% | 0% | 1 |  | 0% | 0% | 1 | 5.9723 | 0% | 0% | 1 | 4.121% | 0% | 0% | 1 | 0 | 2 | 12.71% | 0% | 12.71% | 1 | 36.19% | 0% | 0% | 1 | 10.16% | 0% | 0% | 1 | 21.17% | 0% | 0% | 1 | 47.65% | 0% | 0% | 1 | 49.53% | 0% | 0% | 1 | 1.325% | 0% | 0% | 1 |  | 0% | 0% | 1 | 6.4601 | 0% | 0% | 1 | 4.898% | 0% | 0% | 1 | 0 | 2 | 18.65% | 0.3589% | 19.01% | 2 | 39.05% | 0% | 0% | 1 | 8.175% | 0% | 0% | 1 | 19.59% | 0% | 0% | 1 | 51.67% | 0% | 0% | 2 | 45.57% | 0% | 0% | 1 | 1.498% | 0% | 0% | 1
156 | Mesa | SPGE | 0 | 0 | 10 | 0% | 0% | 1 | 9.1879 | 0% | 0% | 1 | 30.77% | 0% | 0% | 1 | 0 | 2 | 28.97% | 15.9% | 44.87% | 3 | 9.16% | 0% | 0% | 1 | 0% | 0% | 0% | 1 | 0.04698% | 0% | 0% | 1 | 9.207% | 0% | 0% | 1 | 22.14% | 0% | 0% | 1 | 7.259% | 0% | 0% | 1 |  | 0% | 0% | 1 | 9.5024 | 0% | 0% | 1 | 26.76% | 0% | 0% | 1 | 0 | 2 | 23.56% | 27.16% | 50.72% | 4 | 5.156% | 0% | 0% | 1 | 3.564% | 0% | 0% | 1 | 12.32% | 0% | 0% | 1 | 16.95% | 0% | 0% | 1 | 28.67% | 0% | 0% | 1 | 6.868% | 0% | 0% | 1 |  | 0% | 0% | 1 | 8.0759 | 0% | 0% | 1 | 17.71% | 0% | 0% | 1 | 0 | 2 | 26.79% | 29.09% | 55.88% | 4 | 8.731% | 0% | 0% | 1 | 7.264% | 0% | 0% | 1 | 25% | 0% | 0% | 1 | 29.2% | 0% | 0% | 1 | 38.38% | 0% | 0% | 1 | 6.269% | 0% | 0% | 1 |  | 0% | 0% | 1 | 6.8234 | 0% | 0% | 1 | 14.54% | 0% | 0% | 1 | 0 | 2 | 33.93% | 27.1% | 61.04% | 4 | 17.22% | 0% | 0% | 1 | 6.673% | 0% | 0% | 1 | 30.69% | 0% | 0% | 1 | 39.34% | 0% | 0% | 1 | 41.13% | 0% | 0% | 1 | 5.622% | 0% | 0% | 1
157 | Oceano | SPGE | 0 | 0 | 10 | 0% | 0% | 1 | 25.9143 | 0% | 0% | 3 | 14.21% | 0% | 0% | 1 | 0 | 2 | 52.43% | 18.61% | 71.04% | 3 | 4.201% | 0% | 0% | 1 | 4.205% | 0% | 0% | 1 | 16.91% | 0% | 0% | 1 | 16.91% | 0% | 0% | 1 | 15.49% | 0% | 0% | 1 | 4.656% | 0% | 0% | 1 |  | 0% | 0% | 1 | 12.7126 | 0% | 0% | 2 | 20.17% | 0% | 0% | 1 | 0 | 2 | 33.2% | 28.61% | 61.8% | 4 | 9.243% | 0% | 0% | 1 | 2.809% | 0% | 0% | 1 | 21.76% | 0% | 0% | 1 | 25.71% | 0% | 0% | 1 | 24.02% | 0% | 0% | 1 | 7.917% | 0% | 0% | 1 |  | 0% | 0% | 1 | 8.9517 | 0% | 0% | 1 | 16.11% | 0% | 0% | 1 | 0 | 2 | 36.84% | 28.66% | 65.5% | 4 | 11.9% | 0% | 0% | 1 | 6.571% | 0% | 0% | 1 | 29.87% | 0% | 0% | 1 | 33.48% | 0% | 0% | 1 | 39.53% | 0% | 0% | 1 | 7.232% | 0% | 0% | 1 |  | 0% | 0% | 1 | 7.436 | 0% | 0% | 1 | 14.07% | 0% | 0% | 1 | 0 | 2 | 37.78% | 31.64% | 69.42% | 5 | 16.84% | 0% | 0% | 1 | 10.12% | 0% | 0% | 1 | 32.64% | 0% | 0% | 1 | 40.08% | 0% | 0% | 1 | 45.06% | 0% | 0% | 1 | 7.381% | 0% | 0% | 1
158 | San Luis Obispo | SPGE | 0 | 0 | 10 | 0% | 0% | 1 | 9.1917 | 0% | 0% | 1 | 11.87% | 0% | 0% | 1 | 0 | 2 | 60.18% | 16.2% | 76.38% | 5 | 14.03% | 0% | 0% | 1 | 4.191% | 0% | 0% | 1 | 59.82% | 0% | 0% | 2 | 62.08% | 0% | 0% | 2 | 37.75% | 0% | 0% | 1 | 9.779% | 0% | 0% | 1 |  | 0% | 0% | 1 | 8.5784 | 0% | 0% | 1 | 6.876% | 0% | 0% | 1 | 0 | 2 | 56.41% | 29.39% | 85.8% | 5 | 33.4% | 0% | 0% | 1 | 27.96% | 0% | 0% | 1 | 60.69% | 0% | 0% | 2 | 69.87% | 0% | 0% | 2 | 42.61% | 0% | 0% | 1 | 10.42% | 0% | 0% | 1 |  | 0% | 0% | 1 | 8.4754 | 0% | 0% | 1 | 4.05% | 0% | 0% | 1 | 0 | 2 | 39.4% | 50.7% | 90.09% | 5 | 28.11% | 0% | 0% | 1 | 22.21% | 0% | 0% | 1 | 52.16% | 0% | 0% | 2 | 60.8% | 0% | 0% | 2 | 51.88% | 0% | 0% | 2 | 7.378% | 0% | 0% | 1 |  | 0% | 0% | 1 | 9.3537 | 0% | 0% | 1 | 5.623% | 0% | 0% | 1 | 0 | 2 | 44.54% | 36.47% | 81.01% | 5 | 24.9% | 0% | 0% | 1 | 17.24% | 0% | 0% | 1 | 41.48% | 0% | 0% | 1 | 52.39% | 0% | 0% | 2 | 45.64% | 0% | 0% | 1 | 6.388% | 0% | 0% | 1
159 | Templeton | SPGE | 0 | 0 | 10 | 0% | 0% | 1 | 20.0778 | 0% | 0% | 3 | 7.711% | 0% | 0% | 1 | 0 | 2 | 20.1% | 2.045% | 22.14% | 2 | 0.7692% | 0% | 0% | 1 | 13.33% | 0% | 0% | 1 | 36.6% | 0% | 0% | 1 | 36.6% | 0% | 0% | 1 | 2.879% | 0% | 0% | 1 | 1.393% | 0% | 0% | 1 |  | 0% | 0% | 1 | 15.8667 | 0% | 0% | 2 | 6.769% | 0% | 0% | 1 | 0 | 2 | 27.47% | 20.8% | 48.27% | 4 | 16.76% | 0% | 0% | 1 | 21.34% | 0% | 0% | 1 | 35.38% | 0% | 0% | 1 | 41.23% | 0% | 0% | 1 | 23.38% | 0% | 0% | 1 | 3.193% | 0% | 0% | 1 |  | 0% | 0% | 1 | 12.2545 | 0% | 0% | 2 | 6.571% | 0% | 0% | 1 | 0 | 2 | 28.78% | 15.73% | 44.51% | 3 | 24.43% | 0% | 0% | 1 | 16.85% | 0% | 0% | 1 | 30.84% | 0% | 0% | 1 | 43.82% | 0% | 0% | 1 | 31.88% | 0% | 0% | 1 | 4.345% | 0% | 0% | 1 |  | 0% | 0% | 1 | 10.7333 | 0% | 0% | 1 | 5.736% | 0% | 0% | 1 | 0 | 2 | 31.01% | 13.16% | 44.17% | 3 | 27.44% | 0% | 0% | 1 | 15.71% | 0% | 0% | 1 | 29.35% | 0% | 0% | 1 | 45.92% | 0% | 0% | 1 | 37.36% | 0% | 0% | 1 | 3.642% | 0% | 0% | 1
160 | Sisquoc | SPGE | 0 | 0 | 10 | 0% | 0% | 1 | 9.0744 | 0% | 0% | 1 | 33.26% | 0% | 0% | 1 | 0 | 2 | 7.428% | 5.186% | 12.61% | 2 | 1.646% | 0% | 0% | 1 | 15.79% | 0% | 0% | 1 | 31.04% | 0% | 0% | 1 | 31.04% | 0% | 0% | 1 | 5.706% | 0% | 0% | 1 | 5.767% | 0% | 0% | 1 |  | 0% | 0% | 1 | 7.075 | 0% | 0% | 1 | 17.65% | 0% | 0% | 1 | 0 | 2 | 27.99% | 14.67% | 42.66% | 3 | 20.23% | 0% | 0% | 1 | 8.69% | 0% | 0% | 1 | 35.65% | 0% | 0% | 1 | 45.13% | 0% | 0% | 1 | 25.12% | 0% | 0% | 1 | 3.986% | 0% | 0% | 1 |  | 0% | 0% | 1 | 6.5077 | 0% | 0% | 1 | 15.27% | 0% | 0% | 1 | 0 | 2 | 37.99% | 21.69% | 59.68% | 4 | 28.37% | 0% | 0% | 1 | 4.795% | 0% | 0% | 1 | 34.7% | 0% | 0% | 1 | 49.13% | 0% | 0% | 1 | 36.54% | 0% | 0% | 1 | 3.743% | 0% | 0% | 1 |  | 0% | 0% | 1 | 6.7619 | 0% | 0% | 1 | 13.72% | 0% | 0% | 1 | 0 | 2 | 42.37% | 23.28% | 65.65% | 4 | 24.25% | 0% | 0% | 1 | 5.359% | 0% | 0% | 1 | 32.75% | 0% | 0% | 1 | 44.75% | 0% | 0% | 1 | 36.92% | 0% | 0% | 1 | 4.444% | 0% | 0% | 1
161 | Goleta | GREATER LA METRO | 0 | 0 | 10 | 0% | 0% | 1 | 10.0611 | 0% | 0% | 1 | 4.498% | 0% | 0% | 1 | 0 | 2 | 5.146% | 90% | 95.14% | 5 | 14.72% | 0% | 0% | 1 | 0% | 0% | 0% | 1 | 4.922% | 0% | 0% | 1 | 19.64% | 0% | 0% | 1 | 31.96% | 0% | 0% | 1 | 7.272% | 0% | 0% | 1 |  | 0% | 0% | 1 | 6.8483 | 0% | 0% | 1 | 1.839% | 0% | 0% | 1 | 0 | 2 | 5.273% | 90.8% | 96.07% | 5 | 22.77% | 0% | 0% | 1 | 2.803% | 0% | 0% | 1 | 4.52% | 0% | 0% | 1 | 27.29% | 0% | 0% | 1 | 52.38% | 0% | 0% | 2 | 5.944% | 0% | 0% | 1 |  | 0% | 0% | 1 | 9.7165 | 0% | 0% | 1 | 2.659% | 0% | 0% | 1 | 0 | 2 | 24.61% | 68.33% | 92.95% | 5 | 25.82% | 0% | 0% | 1 | 2.536% | 0% | 0% | 1 | 3.56% | 0% | 0% | 1 | 29.9% | 0% | 0% | 1 | 55.56% | 0% | 0% | 2 | 5.737% | 0% | 0% | 1 |  | 0% | 0% | 1 | 9.3333 | 0% | 0% | 1 | 2.741% | 0% | 0% | 1 | 0 | 2 | 37.05% | 54.98% | 92.03% | 5 | 20.32% | 0% | 0% | 1 | 4.072% | 0% | 0% | 1 | 3.576% | 0% | 0% | 1 | 25.94% | 0% | 0% | 1 | 52.36% | 0% | 0% | 2 | 5.013% | 0% | 0% | 1
162 | Schulte Switching Station | NORTHERN CALIFORNIA | 0 | 0 | 10 | 0% | 0% | 1 | 0 | 0% | 0% | 1 | 0% | 0% | 0% | 1 | 0 | 2 | 0% | 0% | 0% | 1 | 0% | 0% | 0% | 1 | 0% | 0% | 0% | 1 | 0% | 0% | 0% | 1 | 0% | 0% | 0% | 1 | 0% | 0% | 0% | 1 | 0% | 0% | 0% | 1 |  | 0% | 0% | 1 | 7.517 | 0% | 0% | 1 | 0.07721% | 0% | 0% | 1 | 0 | 2 | 81.5% | 0% | 81.5% | 5 | 9.137% | 0% | 0% | 1 | 26.37% | 0% | 0% | 1 | 31.39% | 0% | 0% | 1 | 31.39% | 0% | 0% | 1 | 48.57% | 0% | 0% | 1 | 14.12% | 0% | 0% | 1 |  | 0% | 0% | 1 | 10.338 | 0% | 0% | 1 | 0.3895% | 0% | 0% | 1 | 0 | 2 | 70.35% | 13.16% | 83.51% | 5 | 58.57% | 0% | 0% | 2 | 35.47% | 0% | 0% | 1 | 53.64% | 0% | 0% | 2 | 67.76% | 0% | 0% | 2 | 53.9% | 0% | 0% | 2 | 6.749% | 0% | 0% | 1 |  | 0% | 0% | 1 | 15.0377 | 0% | 0% | 2 | 0.7327% | 0% | 0% | 1 | 0 | 2 | 61.51% | 26% | 87.51% | 5 | 68.01% | 0% | 0% | 2 | 30.52% | 0% | 0% | 1 | 55.12% | 0% | 0% | 2 | 83.69% | 0% | 0% | 3 | 59.26% | 0% | 0% | 2 | 4.847% | 0% | 0% | 1
163 | Hicks | NORTHERN CALIFORNIA | 0 | 0 | 10 | 0% | 0% | 1 | 14.5065 | 0% | 0% | 2 | 0% | 0% | 0% | 1 | 0 | 2 | 12.68% | 87.32% | 100% | 5 | 100% | 0% | 0% | 5 | 0.4491% | 0% | 0% | 1 | 90.5% | 0% | 0% | 4 | 100% | 0% | 0% | 5 | 38.33% | 0% | 0% | 1 | 6.395% | 0% | 0% | 1 |  | 0% | 0% | 1 | 22.1606 | 0% | 0% | 3 | 1.66% | 0% | 0% | 1 | 0 | 2 | 12.14% | 73.16% | 85.3% | 5 | 71.4% | 0% | 0% | 3 | 3.353% | 0% | 0% | 1 | 68.86% | 0% | 0% | 2 | 94.53% | 0% | 0% | 4 | 25.04% | 0% | 0% | 1 | 2.511% | 0% | 0% | 1 |  | 0% | 0% | 1 | 20.8571 | 0% | 0% | 3 | 1.281% | 0% | 0% | 1 | 0 | 2 | 33.6% | 56.78% | 90.38% | 5 | 60.45% | 0% | 0% | 2 | 17.3% | 0% | 0% | 1 | 56.1% | 0% | 0% | 2 | 82.3% | 0% | 0% | 3 | 44.31% | 0% | 0% | 1 | 2.8% | 0% | 0% | 1 |  | 0% | 0% | 1 | 18.5427 | 0% | 0% | 2 | 1.239% | 0% | 0% | 1 | 0 | 2 | 49.05% | 41.75% | 90.8% | 5 | 61.01% | 0% | 0% | 2 | 22.32% | 0% | 0% | 1 | 53.6% | 0% | 0% | 2 | 82.37% | 0% | 0% | 3 | 52.72% | 0% | 0% | 2 | 3.494% | 0% | 0% | 1
164 | Cottonwood | NORTHERN CALIFORNIA | 0 | 0 | 10 | 0% | 0% | 1 | 32 | 0% | 0% | 4 | 18.96% | 0% | 0% | 1 | 0 | 2 | 54.52% | 0% | 54.52% | 3 | 54.11% | 0% | 0% | 2 | 25.13% | 0% | 0% | 1 | 13.39% | 0% | 0% | 1 | 70.32% | 0% | 0% | 3 | 12.98% | 0% | 0% | 1 | 12.03% | 0% | 0% | 1 |  | 0% | 0% | 1 | 26.7556 | 0% | 0% | 3 | 6.191% | 0% | 0% | 1 | 0 | 2 | 71.67% | 0% | 71.67% | 3 | 47.78% | 0% | 0% | 1 | 19.24% | 0% | 0% | 1 | 22.46% | 0% | 0% | 1 | 58.53% | 0% | 0% | 2 | 31.89% | 0% | 0% | 1 | 14.78% | 0% | 0% | 1 |  | 0% | 0% | 1 | 22.5 | 0% | 0% | 3 | 2.916% | 0% | 0% | 1 | 0 | 2 | 82.41% | 1.66% | 84.07% | 5 | 50.7% | 0% | 0% | 2 | 13.56% | 0% | 0% | 1 | 16.99% | 0% | 0% | 1 | 60.38% | 0% | 0% | 2 | 46.29% | 0% | 0% | 1 | 12.81% | 0% | 0% | 1 |  | 0% | 0% | 1 | 18.75 | 0% | 0% | 2 | 3.553% | 0% | 0% | 1 | 0 | 2 | 82.3% | 3.999% | 86.3% | 5 | 44.09% | 0% | 0% | 1 | 10.71% | 0% | 0% | 1 | 15.85% | 0% | 0% | 1 | 53.55% | 0% | 0% | 2 | 55.19% | 0% | 0% | 2 | 10.32% | 0% | 0% | 1
165 | Jessup | NORTHERN CALIFORNIA | 0 | 0 | 10 | 0% | 0% | 1 | 36.5 | 0% | 0% | 4 | 8.557% | 0% | 0% | 1 | 0 | 2 | 66.25% | 0% | 66.25% | 3 | 55.78% | 0% | 0% | 2 | 15.43% | 0% | 0% | 1 | 15.19% | 0% | 0% | 1 | 55.93% | 0% | 0% | 2 | 16.15% | 0% | 0% | 1 | 7.785% | 0% | 0% | 1 |  | 0% | 0% | 1 | 33 | 0% | 0% | 4 | 6.948% | 0% | 0% | 1 | 0 | 2 | 62.69% | 4.489% | 67.18% | 3 | 57.51% | 0% | 0% | 2 | 24.09% | 0% | 0% | 1 | 23.37% | 0% | 0% | 1 | 69.8% | 0% | 0% | 2 | 21.2% | 0% | 0% | 1 | 16.89% | 0% | 0% | 1 |  | 0% | 0% | 1 | 25.5 | 0% | 0% | 3 | 3.201% | 0% | 0% | 1 | 0 | 2 | 80.97% | 4.41% | 85.38% | 5 | 54.09% | 0% | 0% | 2 | 13.82% | 0% | 0% | 1 | 14.12% | 0% | 0% | 1 | 61.57% | 0% | 0% | 2 | 44.5% | 0% | 0% | 1 | 10.64% | 0% | 0% | 1 |  | 0% | 0% | 1 | 19 | 0% | 0% | 2 | 1.878% | 0% | 0% | 1 | 0 | 2 | 87.49% | 3.209% | 90.7% | 5 | 44.65% | 0% | 0% | 1 | 11.7% | 0% | 0% | 1 | 16.85% | 0% | 0% | 1 | 53.84% | 0% | 0% | 2 | 56.93% | 0% | 0% | 2 | 9.197% | 0% | 0% | 1
166 | Round Mountain | NORTHERN CALIFORNIA | 0 | 0 | 10 | 0% | 0% | 1 | 9.9875 | 0% | 0% | 1 | 0.256% | 0% | 0% | 1 | 0 | 2 | 69.77% | 30.09% | 99.86% | 5 | 84.49% | 0% | 0% | 3 | 30.4% | 0% | 0% | 1 | 47.9% | 0% | 0% | 1 | 91.18% | 0% | 0% | 4 | 58.72% | 0% | 0% | 2 | 5.642% | 0% | 0% | 1 |  | 0% | 0% | 1 | 6.0251 | 0% | 0% | 1 | 0.2173% | 0% | 0% | 1 | 0 | 2 | 76.78% | 22.06% | 98.84% | 5 | 73.58% | 0% | 0% | 3 | 17.55% | 0% | 0% | 1 | 26.66% | 0% | 0% | 1 | 81.05% | 0% | 0% | 3 | 64.58% | 0% | 0% | 2 | 5.827% | 0% | 0% | 1 |  | 0% | 0% | 1 | 5.4348 | 0% | 0% | 1 | 0.1777% | 0% | 0% | 1 | 0 | 2 | 88.65% | 9.533% | 98.18% | 5 | 61.29% | 0% | 0% | 2 | 24.14% | 0% | 0% | 1 | 30.47% | 0% | 0% | 1 | 73.8% | 0% | 0% | 3 | 66.23% | 0% | 0% | 2 | 6.644% | 0% | 0% | 1 |  | 0% | 0% | 1 | 5.4721 | 0% | 0% | 1 | 0.2509% | 0% | 0% | 1 | 0 | 2 | 91.2% | 6.872% | 98.07% | 5 | 55.34% | 0% | 0% | 2 | 20% | 0% | 0% | 1 | 25.25% | 0% | 0% | 1 | 66.04% | 0% | 0% | 2 | 67.14% | 0% | 0% | 2 | 6.883% | 0% | 0% | 1
167 | Carquinez |  | 0 | 0 | 10 | 0% | 0% | 1 | 73 | 0% | 0% | 4 | 0% | 0% | 0% | 1 | 0 | 2 | 29.23% | 0% | 29.23% | 2 | 1.736% | 0% | 0% | 1 | 6.537% | 0% | 0% | 1 | 69.32% | 0% | 0% | 2 | 69.43% | 0% | 0% | 2 | 0.5407% | 0% | 0% | 1 | 12.12% | 0% | 0% | 1 |  | 0% | 0% | 1 | 63 | 0% | 0% | 4 | 1.636% | 0% | 0% | 1 | 0 | 2 | 35.54% | 0% | 35.54% | 2 | 23.23% | 0% | 0% | 1 | 32.27% | 0% | 0% | 1 | 47.2% | 0% | 0% | 1 | 74.18% | 0% | 0% | 3 | 20.53% | 0% | 0% | 1 | 10.72% | 0% | 0% | 1 |  | 0% | 0% | 1 | 45 | 0% | 0% | 4 | 10.88% | 0% | 0% | 1 | 0 | 2 | 30.27% | 1.102% | 31.37% | 2 | 40.11% | 0% | 0% | 1 | 25.85% | 0% | 0% | 1 | 39.41% | 0% | 0% | 1 | 72.16% | 0% | 0% | 3 | 19.45% | 0% | 0% | 1 | 13.46% | 0% | 0% | 1 |  | 0% | 0% | 1 | 35.235 | 0% | 0% | 4 | 11.27% | 0% | 0% | 1 | 0 | 2 | 34.91% | 5.188% | 40.1% | 2 | 46.86% | 0% | 0% | 1 | 24.04% | 0% | 0% | 1 | 39.7% | 0% | 0% | 1 | 73.97% | 0% | 0% | 3 | 25.51% | 0% | 0% | 1 | 13.95% | 0% | 0% | 1
168 | Peabody | NORTHERN CALIFORNIA | 0 | 0 | 10 | 0% | 0% | 1 | 10.9596 | 0% | 0% | 1 | 13.79% | 0% | 0% | 1 | 0 | 2 | 16.61% | 0% | 16.61% | 1 | 21.84% | 0% | 0% | 1 | 41.88% | 0% | 0% | 1 | 77.62% | 0% | 0% | 3 | 98.55% | 0% | 0% | 5 | 17.72% | 0% | 0% | 1 | 27.23% | 0% | 0% | 1 |  | 0% | 0% | 1 | 9.9931 | 0% | 0% | 1 | 23.77% | 0% | 0% | 1 | 0 | 2 | 21.86% | 0% | 21.86% | 2 | 22.33% | 0% | 0% | 1 | 37.39% | 0% | 0% | 1 | 40.01% | 0% | 0% | 1 | 63.7% | 0% | 0% | 2 | 15.73% | 0% | 0% | 1 | 25.1% | 0% | 0% | 1 |  | 0% | 0% | 1 | 9.25 | 0% | 0% | 1 | 23.41% | 0% | 0% | 1 | 0 | 2 | 24.16% | 0% | 24.16% | 2 | 34.99% | 0% | 0% | 1 | 21.86% | 0% | 0% | 1 | 24.15% | 0% | 0% | 1 | 55.86% | 0% | 0% | 2 | 17.7% | 0% | 0% | 1 | 17.74% | 0% | 0% | 1 |  | 0% | 0% | 1 | 14.529 | 0% | 0% | 2 | 33.01% | 0% | 0% | 1 | 0 | 2 | 19.75% | 0% | 19.75% | 1 | 30.95% | 0% | 0% | 1 | 17.94% | 0% | 0% | 1 | 21.47% | 0% | 0% | 1 | 48.52% | 0% | 0% | 1 | 14.6% | 0% | 0% | 1 | 14.79% | 0% | 0% | 1
169 | Vaca Dixon | NORTHERN CALIFORNIA | 0 | 0 | 10 | 0% | 0% | 1 | 17.6712 | 0% | 0% | 2 | 46.75% | 0% | 0% | 1 | 0 | 2 | 7.04% | 0% | 7.04% | 1 | 21.17% | 0% | 0% | 1 | 1.993% | 0% | 0% | 1 | 2.135% | 0% | 0% | 1 | 23.3% | 0% | 0% | 1 | 0.268% | 0% | 0% | 1 | 3.93% | 0% | 0% | 1 |  | 0% | 0% | 1 | 11.7711 | 0% | 0% | 1 | 52.47% | 0% | 0% | 2 | 0 | 2 | 16.48% | 0% | 16.48% | 1 | 26.09% | 0% | 0% | 1 | 14.39% | 0% | 0% | 1 | 14% | 0% | 0% | 1 | 40.4% | 0% | 0% | 1 | 7.564% | 0% | 0% | 1 | 9.098% | 0% | 0% | 1 |  | 0% | 0% | 1 | 9.1262 | 0% | 0% | 1 | 46.52% | 0% | 0% | 1 | 0 | 2 | 19.82% | 0% | 19.82% | 1 | 29.68% | 0% | 0% | 1 | 16.28% | 0% | 0% | 1 | 17.66% | 0% | 0% | 1 | 46.19% | 0% | 0% | 1 | 13.53% | 0% | 0% | 1 | 12.49% | 0% | 0% | 1 |  | 0% | 0% | 1 | 9.2386 | 0% | 0% | 1 | 43.87% | 0% | 0% | 1 | 0 | 2 | 19.63% | 0% | 19.63% | 1 | 34.11% | 0% | 0% | 1 | 15.06% | 0% | 0% | 1 | 21.22% | 0% | 0% | 1 | 50.17% | 0% | 0% | 2 | 14.66% | 0% | 0% | 1 | 10.2% | 0% | 0% | 1
170 | Bellevue | NORTHERN CALIFORNIA | 0 | 0 | 10 | 0% | 0% | 1 | 32.3708 | 0% | 0% | 4 | 7.988% | 0% | 0% | 1 | 0 | 2 | 37.38% | 0.2403% | 37.62% | 2 | 58.32% | 0% | 0% | 2 | 36.9% | 0% | 0% | 1 | 63.29% | 0% | 0% | 2 | 83.48% | 0% | 0% | 3 | 19.06% | 0% | 0% | 1 | 10.5% | 0% | 0% | 1 |  | 0% | 0% | 1 | 24 | 0% | 0% | 3 | 8.79% | 0% | 0% | 1 | 0 | 2 | 48.05% | 10.47% | 58.51% | 3 | 45.79% | 0% | 0% | 1 | 38.27% | 0% | 0% | 1 | 69.54% | 0% | 0% | 2 | 80.84% | 0% | 0% | 3 | 39.82% | 0% | 0% | 1 | 6.075% | 0% | 0% | 1 |  | 0% | 0% | 1 | 17.674 | 0% | 0% | 2 | 6.59% | 0% | 0% | 1 | 0 | 2 | 39.69% | 31.12% | 70.8% | 5 | 53.05% | 0% | 0% | 2 | 37.51% | 0% | 0% | 1 | 66.94% | 0% | 0% | 2 | 84.43% | 0% | 0% | 3 | 48.16% | 0% | 0% | 1 | 5.437% | 0% | 0% | 1 |  | 0% | 0% | 1 | 15.9056 | 0% | 0% | 2 | 8.99% | 0% | 0% | 1 | 0 | 2 | 35.26% | 33.69% | 68.95% | 5 | 58.94% | 0% | 0% | 2 | 39.65% | 0% | 0% | 1 | 65.87% | 0% | 0% | 2 | 87.27% | 0% | 0% | 3 | 47.68% | 0% | 0% | 1 | 5.565% | 0% | 0% | 1
171 | Cloverdale | NORTHERN CALIFORNIA | 0 | 0 | 10 | 0% | 0% | 1 | 9.796 | 0% | 0% | 1 | 3.413% | 0% | 0% | 1 | 0 | 2 | 51.24% | 36.18% | 87.42% | 5 | 52.93% | 0% | 0% | 2 | 26.62% | 0% | 0% | 1 | 49.16% | 0% | 0% | 1 | 85.9% | 0% | 0% | 3 | 52.15% | 0% | 0% | 2 | 1.78% | 0% | 0% | 1 |  | 0% | 0% | 1 | 7.8976 | 0% | 0% | 1 | 3.964% | 0% | 0% | 1 | 0 | 2 | 51.01% | 37.41% | 88.42% | 5 | 66.26% | 0% | 0% | 2 | 31.88% | 0% | 0% | 1 | 51.42% | 0% | 0% | 2 | 88.37% | 0% | 0% | 3 | 58.89% | 0% | 0% | 2 | 1.979% | 0% | 0% | 1 |  | 0% | 0% | 1 | 8.4 | 0% | 0% | 1 | 5.424% | 0% | 0% | 1 | 0 | 2 | 57.59% | 30.55% | 88.14% | 5 | 63.64% | 0% | 0% | 2 | 36.43% | 0% | 0% | 1 | 60.4% | 0% | 0% | 2 | 87.14% | 0% | 0% | 3 | 55.36% | 0% | 0% | 2 | 1.592% | 0% | 0% | 1 |  | 0% | 0% | 1 | 9.3636 | 0% | 0% | 1 | 5.95% | 0% | 0% | 1 | 0 | 2 | 58.26% | 29.16% | 87.42% | 5 | 51.91% | 0% | 0% | 2 | 35.52% | 0% | 0% | 1 | 63.24% | 0% | 0% | 2 | 85.57% | 0% | 0% | 3 | 54.17% | 0% | 0% | 2 | 1.568% | 0% | 0% | 1
172 | Fulton | NORTHERN CALIFORNIA | 0 | 0 | 10 | 0% | 0% | 1 | 29.7127 | 0% | 0% | 3 | 24.81% | 0% | 0% | 1 | 0 | 2 | 19.21% | 33.35% | 52.56% | 5 | 36.31% | 0% | 0% | 1 | 53.44% | 0% | 0% | 2 | 97.27% | 0% | 0% | 5 | 97.27% | 0% | 0% | 5 | 11.25% | 0% | 0% | 1 | 4.831% | 0% | 0% | 1 |  | 0% | 0% | 1 | 21.8164 | 0% | 0% | 3 | 14.41% | 0% | 0% | 1 | 0 | 2 | 24.01% | 42.38% | 66.39% | 5 | 39.42% | 0% | 0% | 1 | 55.68% | 0% | 0% | 2 | 85.15% | 0% | 0% | 3 | 90.05% | 0% | 0% | 4 | 30.09% | 0% | 0% | 1 | 5.209% | 0% | 0% | 1 |  | 0% | 0% | 1 | 19.5 | 0% | 0% | 2 | 11.26% | 0% | 0% | 1 | 0 | 2 | 26.46% | 45.41% | 71.86% | 5 | 45.7% | 0% | 0% | 1 | 49.48% | 0% | 0% | 1 | 72.22% | 0% | 0% | 3 | 85.82% | 0% | 0% | 3 | 37.63% | 0% | 0% | 1 | 4.171% | 0% | 0% | 1 |  | 0% | 0% | 1 | 15.5 | 0% | 0% | 2 | 8.43% | 0% | 0% | 1 | 0 | 2 | 33.01% | 41.18% | 74.2% | 5 | 54.85% | 0% | 0% | 2 | 43.14% | 0% | 0% | 1 | 71.18% | 0% | 0% | 3 | 87.67% | 0% | 0% | 3 | 46.84% | 0% | 0% | 1 | 4.575% | 0% | 0% | 1
173 | Lakeville | NORTHERN CALIFORNIA | 0 | 0 | 10 | 0% | 0% | 1 | 10.6616 | 0% | 0% | 1 | 5.653% | 0% | 0% | 1 | 0 | 2 | 48.98% | 0% | 48.98% | 2 | 96.65% | 0% | 0% | 5 | 25.71% | 0% | 0% | 1 | 61.22% | 0% | 0% | 2 | 98.01% | 0% | 0% | 5 | 34.25% | 0% | 0% | 1 | 4.279% | 0% | 0% | 1 |  | 0% | 0% | 1 | 13.7005 | 0% | 0% | 2 | 6.745% | 0% | 0% | 1 | 0 | 2 | 53.69% | 6.235% | 59.92% | 3 | 70.1% | 0% | 0% | 3 | 26.54% | 0% | 0% | 1 | 54.73% | 0% | 0% | 2 | 83.77% | 0% | 0% | 3 | 37.1% | 0% | 0% | 1 | 4.878% | 0% | 0% | 1 |  | 0% | 0% | 1 | 13.25 | 0% | 0% | 2 | 7.621% | 0% | 0% | 1 | 0 | 2 | 49.3% | 14.8% | 64.1% | 3 | 62.6% | 0% | 0% | 2 | 25.4% | 0% | 0% | 1 | 51.86% | 0% | 0% | 2 | 81.83% | 0% | 0% | 3 | 47.79% | 0% | 0% | 1 | 6.66% | 0% | 0% | 1 |  | 0% | 0% | 1 | 16.7656 | 0% | 0% | 2 | 10.87% | 0% | 0% | 1 | 0 | 2 | 41.06% | 18.17% | 59.23% | 3 | 62.36% | 0% | 0% | 2 | 26.87% | 0% | 0% | 1 | 56.13% | 0% | 0% | 2 | 84.31% | 0% | 0% | 3 | 45.57% | 0% | 0% | 1 | 7.418% | 0% | 0% | 1
174 | Penngrove | NORTHERN CALIFORNIA | 0 | 0 | 10 | 0% | 0% | 1 | 23.989 | 0% | 0% | 3 | 2.549% | 0% | 0% | 1 | 0 | 2 | 59.76% | 0% | 59.76% | 3 | 83.63% | 0% | 0% | 3 | 45.94% | 0% | 0% | 1 | 71.69% | 0% | 0% | 3 | 100% | 0% | 0% | 5 | 38.07% | 0% | 0% | 1 | 5.598% | 0% | 0% | 1 |  | 0% | 0% | 1 | 15.4074 | 0% | 0% | 2 | 3.262% | 0% | 0% | 1 | 0 | 2 | 68.45% | 3.338% | 71.79% | 3 | 56.43% | 0% | 0% | 2 | 34.11% | 0% | 0% | 1 | 65.03% | 0% | 0% | 2 | 82.12% | 0% | 0% | 3 | 51.81% | 0% | 0% | 2 | 5.854% | 0% | 0% | 1 |  | 0% | 0% | 1 | 15 | 0% | 0% | 2 | 6.64% | 0% | 0% | 1 | 0 | 2 | 48.97% | 17.35% | 66.32% | 3 | 57.91% | 0% | 0% | 2 | 30.37% | 0% | 0% | 1 | 62.55% | 0% | 0% | 2 | 83.91% | 0% | 0% | 3 | 51.59% | 0% | 0% | 2 | 5.894% | 0% | 0% | 1 |  | 0% | 0% | 1 | 16.8487 | 0% | 0% | 2 | 9.786% | 0% | 0% | 1 | 0 | 2 | 34.83% | 28.29% | 63.12% | 4 | 59.57% | 0% | 0% | 2 | 35.98% | 0% | 0% | 1 | 60.71% | 0% | 0% | 2 | 84.97% | 0% | 0% | 3 | 46.22% | 0% | 0% | 1 | 6.143% | 0% | 0% | 1
175 | Warnerville | SPGE | 0 | 0 | 10 | 0% | 0% | 1 | 13.328 | 0% | 0% | 2 | 26.61% | 0% | 0% | 1 | 0 | 2 | 0% | 0% | 0% | 1 | 36.28% | 0% | 0% | 1 | 9.793% | 0% | 0% | 1 | 28.78% | 0% | 0% | 1 | 63.21% | 0% | 0% | 2 | 0.9052% | 0% | 0% | 1 | 4.093% | 0% | 0% | 1 |  | 0% | 0% | 1 | 12.6667 | 0% | 0% | 2 | 24.54% | 0% | 0% | 1 | 0 | 2 | 0% | 0% | 0% | 1 | 60.04% | 0% | 0% | 2 | 11.62% | 0% | 0% | 1 | 29.83% | 0% | 0% | 1 | 71.47% | 0% | 0% | 3 | 16.21% | 0% | 0% | 1 | 6.642% | 0% | 0% | 1 |  | 0% | 0% | 1 | 11.6538 | 0% | 0% | 1 | 23.76% | 0% | 0% | 1 | 0 | 2 | 4.042% | 0% | 4.042% | 1 | 63.4% | 0% | 0% | 2 | 15.96% | 0% | 0% | 1 | 30.38% | 0% | 0% | 1 | 72.23% | 0% | 0% | 3 | 26.42% | 0% | 0% | 1 | 7.979% | 0% | 0% | 1 |  | 0% | 0% | 1 | 12.0455 | 0% | 0% | 2 | 29.87% | 0% | 0% | 1 | 0 | 2 | 5.815% | 0% | 5.815% | 1 | 53.65% | 0% | 0% | 2 | 17.26% | 0% | 0% | 1 | 29.06% | 0% | 0% | 1 | 63.8% | 0% | 0% | 2 | 27.36% | 0% | 0% | 1 | 6.719% | 0% | 0% | 1
176 | Riverbank | SPGE | 0 | 0 | 10 | 0% | 0% | 1 | 27.5103 | 0% | 0% | 3 | 21.14% | 0% | 0% | 1 | 0 | 2 | 0% | 0% | 0% | 1 | 9.692% | 0% | 0% | 1 | 12.5% | 0% | 0% | 1 | 20.05% | 0% | 0% | 1 | 27.41% | 0% | 0% | 1 | 0% | 0% | 0% | 1 | 1.217% | 0% | 0% | 1 |  | 0% | 0% | 1 | 16.5 | 0% | 0% | 2 | 26.38% | 0% | 0% | 1 | 0 | 2 | 0% | 0% | 0% | 1 | 59.87% | 0% | 0% | 2 | 4.937% | 0% | 0% | 1 | 17.83% | 0% | 0% | 1 | 69.01% | 0% | 0% | 2 | 4.923% | 0% | 0% | 1 | 4.333% | 0% | 0% | 1 |  | 0% | 0% | 1 | 14.5 | 0% | 0% | 2 | 36.29% | 0% | 0% | 1 | 0 | 2 | 1.179% | 0% | 1.179% | 1 | 54.31% | 0% | 0% | 2 | 9.25% | 0% | 0% | 1 | 23.67% | 0% | 0% | 1 | 63.74% | 0% | 0% | 2 | 16.72% | 0% | 0% | 1 | 5.589% | 0% | 0% | 1 |  | 0% | 0% | 1 | 13.5904 | 0% | 0% | 2 | 36.11% | 0% | 0% | 1 | 0 | 2 | 4.14% | 0% | 4.14% | 1 | 49.27% | 0% | 0% | 1 | 15.48% | 0% | 0% | 1 | 27.8% | 0% | 0% | 1 | 60.24% | 0% | 0% | 2 | 22.39% | 0% | 0% | 1 | 7.238% | 0% | 0% | 1
177 | Pease | NORTHERN CALIFORNIA | 0 | 0 | 10 | 0% | 0% | 1 | 20.2733 | 0% | 0% | 3 | 53.84% | 0% | 0% | 2 | 0 | 2 | 0% | 0% | 0% | 1 | 12.34% | 0% | 0% | 1 | 15.94% | 0% | 0% | 1 | 49.83% | 0% | 0% | 1 | 62.17% | 0% | 0% | 2 | 1.118% | 0% | 0% | 1 | 3.627% | 0% | 0% | 1 |  | 0% | 0% | 1 | 14.2072 | 0% | 0% | 2 | 47.31% | 0% | 0% | 1 | 0 | 2 | 0% | 0% | 0% | 1 | 41.06% | 0% | 0% | 1 | 11.08% | 0% | 0% | 1 | 27.88% | 0% | 0% | 1 | 65.19% | 0% | 0% | 2 | 5.894% | 0% | 0% | 1 | 5.58% | 0% | 0% | 1 |  | 0% | 0% | 1 | 12.1111 | 0% | 0% | 2 | 47.18% | 0% | 0% | 1 | 0 | 2 | 0.05021% | 0% | 0.05021% | 1 | 48.04% | 0% | 0% | 1 | 11.33% | 0% | 0% | 1 | 33.93% | 0% | 0% | 1 | 69.3% | 0% | 0% | 2 | 4.343% | 0% | 0% | 1 | 8.536% | 0% | 0% | 1 |  | 0% | 0% | 1 | 11.5466 | 0% | 0% | 1 | 45.43% | 0% | 0% | 1 | 0 | 2 | 5.379% | 0% | 5.379% | 1 | 50.8% | 0% | 0% | 2 | 10.72% | 0% | 0% | 1 | 38.27% | 0% | 0% | 1 | 71.5% | 0% | 0% | 3 | 5.637% | 0% | 0% | 1 | 8.801% | 0% | 0% | 1
178 | Rio Oso | NORTHERN CALIFORNIA | 0 | 0 | 10 | 0% | 0% | 1 | 10.1111 | 0% | 0% | 1 | 48.25% | 0% | 0% | 1 | 0 | 2 | 0% | 0% | 0% | 1 | 25.23% | 0% | 0% | 1 | 0.6082% | 0% | 0% | 1 | 14.98% | 0% | 0% | 1 | 33.52% | 0% | 0% | 1 | 0% | 0% | 0% | 1 | 11.63% | 0% | 0% | 1 |  | 0% | 0% | 1 | 10.4889 | 0% | 0% | 1 | 40.31% | 0% | 0% | 1 | 0 | 2 | 0.03751% | 0% | 0.03751% | 1 | 46.04% | 0% | 0% | 1 | 4.843% | 0% | 0% | 1 | 22.83% | 0% | 0% | 1 | 59.68% | 0% | 0% | 2 | 0.2427% | 0% | 0% | 1 | 18.99% | 0% | 0% | 1 |  | 0% | 0% | 1 | 15 | 0% | 0% | 2 | 39.02% | 0% | 0% | 1 | 0 | 2 | 6.126% | 0% | 6.126% | 1 | 41.99% | 0% | 0% | 1 | 3.638% | 0% | 0% | 1 | 32.94% | 0% | 0% | 1 | 65.71% | 0% | 0% | 2 | 3.444% | 0% | 0% | 1 | 16.43% | 0% | 0% | 1 |  | 0% | 0% | 1 | 14.2753 | 0% | 0% | 2 | 41.48% | 0% | 0% | 1 | 0 | 2 | 13.91% | 0% | 13.91% | 1 | 41.75% | 0% | 0% | 1 | 5.353% | 0% | 0% | 1 | 33.89% | 0% | 0% | 1 | 66.49% | 0% | 0% | 2 | 8.734% | 0% | 0% | 1 | 12.65% | 0% | 0% | 1
179 | Alpaugh | SPGE | 0 | 0 | 10 | 0% | 0% | 1 | 6.8423 | 0% | 0% | 1 | 38.15% | 0% | 0% | 1 | 0 | 2 | 0% | 0% | 0% | 1 | 53.83% | 0% | 0% | 2 | 0.07426% | 0% | 0% | 1 | 8.671% | 0% | 0% | 1 | 58.02% | 0% | 0% | 2 | 0% | 0% | 0% | 1 | 5.289% | 0% | 0% | 1 |  | 0% | 0% | 1 | 7.6667 | 0% | 0% | 1 | 43.61% | 0% | 0% | 1 | 0 | 2 | 0% | 0% | 0% | 1 | 26.42% | 0% | 0% | 1 | 9.756% | 0% | 0% | 1 | 18.63% | 0% | 0% | 1 | 35.8% | 0% | 0% | 1 | 0.0274% | 0% | 0% | 1 | 6.258% | 0% | 0% | 1 |  | 0% | 0% | 1 | 8 | 0% | 0% | 1 | 45.49% | 0% | 0% | 1 | 0 | 2 | 0% | 0% | 0% | 1 | 27.97% | 0% | 0% | 1 | 8.795% | 0% | 0% | 1 | 17.19% | 0% | 0% | 1 | 38.25% | 0% | 0% | 1 | 0.01152% | 0% | 0% | 1 | 5.176% | 0% | 0% | 1 |  | 0% | 0% | 1 | 8.5325 | 0% | 0% | 1 | 43.21% | 0% | 0% | 1 | 0 | 2 | 0% | 0% | 0% | 1 | 27.54% | 0% | 0% | 1 | 5.147% | 0% | 0% | 1 | 15.82% | 0% | 0% | 1 | 38.77% | 0% | 0% | 1 | 0.04506% | 0% | 0% | 1 | 5.013% | 0% | 0% | 1
180 | Rector | GREATER TEHACHAPI | 200 | 2000 | 10 | 82.46% | 0% | 4 | 22 | 999% | 15% | 3 | 88.94% | 50.41% | 0% | 3 | 0 | 2 | 0% | 0% | 0% | 1 | 0% | 8.651% | 0% | 1 | 0% | 8.651% | 0% | 1 | 0% | 8.651% | 0% | 1 | 0% | 8.651% | 0% | 1 | 0% | 8.651% | 0% | 1 | 1.264% | 8.762% | 0% | 1 |  | 4.169% | 0% | 1 | 17.7827 | 291% | 1.568% | 3 | 54.72% | 0% | 0% | 2 | 0 | 2 | 0% | 0% | 0% | 1 | 1.222% | 1.602% | 0% | 1 | 5.747% | 1.679% | 0% | 1 | 8.826% | 1.736% | 0% | 1 | 10.05% | 1.759% | 0% | 1 | 0.218% | 1.586% | 0% | 1 | 1.64% | 1.609% | 0% | 1 |  | 2.383% | 0% | 1 | 14.0779 | 10.35% | 0% | 2 | 48.74% | 0% | 0% | 1 | 0 | 2 | 1.583% | 0% | 1.583% | 1 | 15.59% | 0.7264% | 0% | 1 | 15.74% | 0.7278% | 0% | 1 | 20.62% | 0.7725% | 0% | 1 | 31.91% | 0.9005% | 0% | 1 | 6.449% | 0.6555% | 0% | 1 | 2.782% | 0.6307% | 0% | 1 |  | 1.398% | 0% | 1 | 12.2927 | 2.832% | 0% | 2 | 46% | 0% | 0% | 1 | 0 | 2 | 9.899% | 0% | 9.899% | 1 | 21.09% | 0.4356% | 0% | 1 | 12.14% | 0.3912% | 0% | 1 | 19.06% | 0.4246% | 0% | 1 | 35.27% | 0.531% | 0% | 1 | 12.99% | 0.395% | 0% | 1 | 2.919% | 0.354% | 0% | 1
181 | Springville | GREATER TEHACHAPI | 350 | 3500 | 10 | 259.9% | 7.414% | 4 | 18 | 38.83% | 0% | 2 | 6.81% | 106% | 9.618% | 4 | 0 | 2 | 82.19% | 0% | 82.19% | 5 | 64.71% | 32.63% | 0% | 2 | 24.86% | 15.32% | 0% | 1 | 40.15% | 19.24% | 0% | 1 | 79.83% | 57.1% | 0% | 3 | 46.13% | 21.38% | 0% | 2 | 8.311% | 12.56% | 0% | 1 |  | 21.2% | 0% | 2 | 18.9574 | 8.666% | 0% | 2 | 7.189% | 14.19% | 0% | 1 | 0 | 2 | 64.04% | 0% | 64.04% | 3 | 68.15% | 9.111% | 0% | 2 | 11.86% | 3.292% | 0% | 1 | 17.74% | 3.527% | 0% | 1 | 75.91% | 12.05% | 0% | 3 | 50.36% | 5.844% | 0% | 2 | 6.057% | 3.088% | 0% | 1 |  | 6.529% | 0% | 1 | 14.75 | 4.226% | 0% | 2 | 15.39% | 14.19% | 0% | 1 | 0 | 2 | 47.77% | 0% | 47.77% | 2 | 54.69% | 2.958% | 0% | 2 | 6.89% | 1.439% | 0% | 1 | 12.78% | 1.537% | 0% | 1 | 62.5% | 3.573% | 0% | 2 | 43.07% | 2.354% | 0% | 1 | 4.35% | 1.401% | 0% | 1 |  | 3.185% | 0% | 1 | 11.692 | 2.59% | 0% | 1 | 23.57% | 14.19% | 0% | 1 | 0 | 2 | 39.09% | 0% | 39.09% | 2 | 47.19% | 1.437% | 0% | 1 | 7.164% | 0.8172% | 0% | 1 | 12.42% | 0.8662% | 0% | 1 | 54.88% | 1.681% | 0% | 2 | 33.93% | 1.148% | 0% | 1 | 3.32% | 0.7847% | 0% | 1
182 | Vestal | GREATER TEHACHAPI | 400 | 4000 | 10 | 12.02% | 0% | 1 | 9.1475 | 179.2% | 4.239% | 3 | 26.12% | 0% | 0% | 1 | 0 | 2 | 0% | 0% | 0% | 1 | 0% | 8.5% | 0% | 1 | 0% | 8.5% | 0% | 1 | 11.43% | 9.597% | 0% | 1 | 11.43% | 9.597% | 0% | 1 | 0% | 8.5% | 0% | 1 | 0.9879% | 8.585% | 0% | 1 |  | 4.599% | 0% | 1 | 10.2461 | 21.7% | 0% | 2 | 35.41% | 0% | 0% | 1 | 0 | 2 | 8.521% | 0% | 8.521% | 1 | 18.22% | 2.658% | 0% | 1 | 0.8035% | 2.191% | 0% | 1 | 8.285% | 2.37% | 0% | 1 | 25.7% | 2.926% | 0% | 1 | 8.461% | 2.375% | 0% | 1 | 1.254% | 2.201% | 0% | 1 |  | 3.772% | 0% | 1 | 10 | 6.215% | 0% | 1 | 38.06% | 0% | 0% | 1 | 0 | 2 | 22.49% | 0% | 22.49% | 2 | 37.97% | 1.669% | 0% | 1 | 7.637% | 1.121% | 0% | 1 | 12.72% | 1.186% | 0% | 1 | 45.51% | 1.899% | 0% | 1 | 19.92% | 1.292% | 0% | 1 | 2.116% | 1.057% | 0% | 1 |  | 2.887% | 0% | 1 | 9.0777 | 3.235% | 0% | 1 | 39.82% | 0% | 0% | 1 | 0 | 2 | 27.7% | 0% | 27.7% | 2 | 43.5% | 1.102% | 0% | 1 | 8.563% | 0.6812% | 0% | 1 | 17.97% | 0.7594% | 0% | 1 | 52.13% | 1.301% | 0% | 2 | 23.18% | 0.8109% | 0% | 1 | 2.25% | 0.6372% | 0% | 1
183 | UltraPower Chinese Station | NORTHERN CALIFORNIA | 0 | 0 | 0 | 0% | 0% | 1 | 7.1756 | 0% | 0% | 1 | 0.2255% | 0% | 0% | 1 | 0 | 2 | 44.16% | 0% | 44.16% | 2 | 42.22% | 0% | 0% | 1 | 91.12% | 0% | 0% | 4 | 94.88% | 0% | 0% | 4 | 95.14% | 0% | 0% | 5 | 53.48% | 0% | 0% | 2 | 10.02% | 0% | 0% | 1 |  | 0% | 0% | 1 | 10.6692 | 0% | 0% | 1 | 0.0331% | 0% | 0% | 1 | 0 | 2 | 40.55% | 0% | 40.55% | 2 | 65.54% | 0% | 0% | 2 | 36.22% | 0% | 0% | 1 | 40.27% | 0% | 0% | 1 | 80.3% | 0% | 0% | 3 | 71.87% | 0% | 0% | 3 | 8.004% | 0% | 0% | 1 |  | 0% | 0% | 1 | 10.6316 | 0% | 0% | 1 | 1.285% | 0% | 0% | 1 | 0 | 2 | 43.1% | 1.206% | 44.3% | 2 | 75.68% | 0% | 0% | 3 | 30.67% | 0% | 0% | 1 | 36.32% | 0% | 0% | 1 | 84.46% | 0% | 0% | 3 | 69.76% | 0% | 0% | 2 | 8.56% | 0% | 0% | 1 |  | 0% | 0% | 1 | 11 | 0% | 0% | 1 | 4.364% | 0% | 0% | 1 | 0 | 2 | 41.32% | 5.186% | 46.5% | 2 | 73.82% | 0% | 0% | 3 | 29.28% | 0% | 0% | 1 | 42.67% | 0% | 0% | 1 | 87.45% | 0% | 0% | 3 | 60.72% | 0% | 0% | 2 | 8.663% | 0% | 0% | 1
184 | Curtis | NORTHERN CALIFORNIA | 0 | 0 | 10 | 0% | 0% | 1 | 28.6062 | 0% | 0% | 3 | 0.1517% | 0% | 0% | 1 | 0 | 2 | 84.82% | 15.1% | 99.93% | 5 | 3.249% | 0% | 0% | 1 | 14.42% | 0% | 0% | 1 | 14.94% | 0% | 0% | 1 | 20.98% | 0% | 0% | 1 | 44.1% | 0% | 0% | 1 | 2.193% | 0% | 0% | 1 |  | 0% | 0% | 1 | 15.4274 | 0% | 0% | 2 | 0.2198% | 0% | 0% | 1 | 0 | 2 | 71.19% | 27.36% | 98.55% | 5 | 41.96% | 0% | 0% | 1 | 36.48% | 0% | 0% | 1 | 44.17% | 0% | 0% | 1 | 70.45% | 0% | 0% | 3 | 56.69% | 0% | 0% | 2 | 2.454% | 0% | 0% | 1 |  | 0% | 0% | 1 | 13.6838 | 0% | 0% | 2 | 0.1253% | 0% | 0% | 1 | 0 | 2 | 68.98% | 23.19% | 92.17% | 5 | 41% | 0% | 0% | 1 | 34.06% | 0% | 0% | 1 | 47.04% | 0% | 0% | 1 | 69.75% | 0% | 0% | 2 | 58.41% | 0% | 0% | 2 | 2.663% | 0% | 0% | 1 |  | 0% | 0% | 1 | 14.8631 | 0% | 0% | 2 | 0.06454% | 0% | 0% | 1 | 0 | 2 | 64.08% | 20.77% | 84.85% | 5 | 50.52% | 0% | 0% | 2 | 25.57% | 0% | 0% | 1 | 35.29% | 0% | 0% | 1 | 69.56% | 0% | 0% | 2 | 60.67% | 0% | 0% | 2 | 3.516% | 0% | 0% | 1
185 | Peoria | NORTHERN CALIFORNIA | 0 | 0 | 10 | 0% | 0% | 1 | 9.2397 | 0% | 0% | 1 | 0.2746% | 0% | 0% | 1 | 0 | 2 | 73.67% | 0% | 73.67% | 3 | 57.15% | 0% | 0% | 2 | 85.81% | 0% | 0% | 3 | 81.67% | 0% | 0% | 3 | 87.55% | 0% | 0% | 3 | 51.45% | 0% | 0% | 2 | 14.42% | 0% | 0% | 1 |  | 0% | 0% | 1 | 11.6467 | 0% | 0% | 1 | 0.1147% | 0% | 0% | 1 | 0 | 2 | 48.73% | 0% | 48.73% | 2 | 63.46% | 0% | 0% | 2 | 41.52% | 0% | 0% | 1 | 43.39% | 0% | 0% | 1 | 80.52% | 0% | 0% | 3 | 70.87% | 0% | 0% | 3 | 8.487% | 0% | 0% | 1 |  | 0% | 0% | 1 | 10.0833 | 0% | 0% | 1 | 1.023% | 0% | 0% | 1 | 0 | 2 | 45.86% | 1.568% | 47.42% | 2 | 75.29% | 0% | 0% | 3 | 29.48% | 0% | 0% | 1 | 36.94% | 0% | 0% | 1 | 84.57% | 0% | 0% | 3 | 70.87% | 0% | 0% | 3 | 8.448% | 0% | 0% | 1 |  | 0% | 0% | 1 | 11.2222 | 0% | 0% | 1 | 3.693% | 0% | 0% | 1 | 0 | 2 | 42.99% | 4.613% | 47.61% | 2 | 72.51% | 0% | 0% | 3 | 26.21% | 0% | 0% | 1 | 40.16% | 0% | 0% | 1 | 86.8% | 0% | 0% | 3 | 62.18% | 0% | 0% | 2 | 8.467% | 0% | 0% | 1
186 | Moorpark | GREATER LA METRO | 0 | 0 | 10 | 0% | 0% | 1 | 16.9072 | 0% | 0% | 2 | 33.76% | 0% | 0% | 1 | 0 | 2 | 1.135% | 81.17% | 82.3% | 5 | 16.03% | 0% | 0% | 1 | 0% | 0% | 0% | 1 | 19.99% | 0% | 0% | 1 | 36.02% | 0% | 0% | 1 | 5.667% | 0% | 0% | 1 | 5.234% | 0% | 0% | 1 |  | 0% | 0% | 1 | 12.7321 | 0% | 0% | 2 | 31.06% | 0% | 0% | 1 | 0 | 2 | 4.799% | 68.52% | 73.32% | 5 | 31.6% | 0% | 0% | 1 | 6.623% | 0% | 0% | 1 | 13.55% | 0% | 0% | 1 | 41.95% | 0% | 0% | 1 | 18.25% | 0% | 0% | 1 | 9.592% | 0% | 0% | 1 |  | 0% | 0% | 1 | 12.7436 | 0% | 0% | 2 | 21.44% | 0% | 0% | 1 | 0 | 2 | 5.894% | 67.55% | 73.44% | 5 | 38.53% | 0% | 0% | 1 | 6.567% | 0% | 0% | 1 | 19.06% | 0% | 0% | 1 | 51.5% | 0% | 0% | 2 | 21.36% | 0% | 0% | 1 | 8.995% | 0% | 0% | 1 |  | 0% | 0% | 1 | 14.8889 | 0% | 0% | 2 | 15.56% | 0% | 0% | 1 | 0 | 2 | 6.073% | 73.3% | 79.37% | 5 | 41.83% | 0% | 0% | 1 | 7.899% | 0% | 0% | 1 | 19.19% | 0% | 0% | 1 | 55.79% | 0% | 0% | 2 | 29.69% | 0% | 0% | 1 | 9.177% | 0% | 0% | 1
187 | Santa Clara | GREATER LA METRO | 0 | 0 | 10 | 0% | 0% | 1 | 7.484 | 0% | 0% | 1 | 16.81% | 0% | 0% | 1 | 0 | 2 | 0.3579% | 80.08% | 80.44% | 5 | 4.381% | 0% | 0% | 1 | 8.589% | 0% | 0% | 1 | 9.432% | 0% | 0% | 1 | 13.81% | 0% | 0% | 1 | 44.34% | 0% | 0% | 1 | 4.919% | 0% | 0% | 1 |  | 0% | 0% | 1 | 6.2242 | 0% | 0% | 1 | 16.08% | 0% | 0% | 1 | 0 | 2 | 1.012% | 73% | 74.01% | 5 | 26.13% | 0% | 0% | 1 | 6.774% | 0% | 0% | 1 | 12.15% | 0% | 0% | 1 | 37.11% | 0% | 0% | 1 | 32.96% | 0% | 0% | 1 | 6.037% | 0% | 0% | 1 |  | 0% | 0% | 1 | 8.25 | 0% | 0% | 1 | 18.21% | 0% | 0% | 1 | 0 | 2 | 4.267% | 65.41% | 69.68% | 5 | 28.45% | 0% | 0% | 1 | 6.925% | 0% | 0% | 1 | 13.92% | 0% | 0% | 1 | 38.9% | 0% | 0% | 1 | 24.14% | 0% | 0% | 1 | 7.142% | 0% | 0% | 1 |  | 0% | 0% | 1 | 8.1247 | 0% | 0% | 1 | 17.63% | 0% | 0% | 1 | 0 | 2 | 7.005% | 66.3% | 73.31% | 5 | 31.62% | 0% | 0% | 1 | 7.547% | 0% | 0% | 1 | 13.52% | 0% | 0% | 1 | 41.58% | 0% | 0% | 1 | 25.05% | 0% | 0% | 1 | 7.646% | 0% | 0% | 1
188 | Davis | NORTHERN CALIFORNIA | 100 | 1000 | 10 | 106.8% | 0.2599% | 4 | 8.8443 | 81.67% | 0% | 3 | 74.1% | 27.51% | 0% | 2 | 0 | 2 | 0% | 0% | 0% | 1 | 44.19% | 7.048% | 0% | 1 | 48.34% | 7.614% | 0% | 1 | 59.25% | 9.654% | 0% | 2 | 84.44% | 25.28% | 0% | 3 | 0% | 3.934% | 0% | 1 | 2.544% | 4.036% | 0% | 1 |  | 17.25% | 0% | 1 | 8.4931 | 8.666% | 0% | 1 | 76.51% | 6.035% | 0% | 3 | 0 | 2 | 0% | 0% | 0% | 1 | 31.41% | 1.239% | 0% | 1 | 20.35% | 1.067% | 0% | 1 | 30.72% | 1.227% | 0% | 1 | 45.78% | 1.567% | 0% | 1 | 0% | 0.8499% | 0% | 1 | 3.739% | 0.8829% | 0% | 1 |  | 5.006% | 0% | 1 | 9.9802 | 4.536% | 0% | 1 | 66.25% | 6.035% | 0% | 2 | 0 | 2 | 0.1194% | 0% | 0.1194% | 1 | 33.74% | 0.5465% | 0% | 1 | 13.5% | 0.4186% | 0% | 1 | 22.37% | 0.4665% | 0% | 1 | 45.08% | 0.6594% | 0% | 1 | 0.1549% | 0.3627% | 0% | 1 | 5.394% | 0.3828% | 0% | 1 |  | 3.578% | 0% | 1 | 9.7691 | 2.373% | 0% | 1 | 56.02% | 6.035% | 0% | 2 | 0 | 2 | 4.769% | 0% | 4.769% | 1 | 35.07% | 0.3279% | 0% | 1 | 16.06% | 0.2536% | 0% | 1 | 26.8% | 0.2908% | 0% | 1 | 54.19% | 0.4647% | 0% | 2 | 3.452% | 0.2205% | 0% | 1 | 7.411% | 0.2299% | 0% | 1
189 | Putah Creek | NORTHERN CALIFORNIA | 0 | 0 | 5 | 0% | 0% | 1 | 11.604 | 0% | 0% | 1 | 44.02% | 0% | 0% | 1 | 0 | 2 | 25.11% | 0% | 25.11% | 2 | 60.96% | 0% | 0% | 2 | 0.8851% | 0% | 0% | 1 | 0% | 0% | 0% | 1 | 60.96% | 0% | 0% | 2 | 14.81% | 0% | 0% | 1 | 4.148% | 0% | 0% | 1 |  | 0% | 0% | 1 | 10.9009 | 0% | 0% | 1 | 50.57% | 0% | 0% | 2 | 0 | 2 | 25.4% | 0% | 25.4% | 2 | 47.88% | 0% | 0% | 1 | 3.389% | 0% | 0% | 1 | 0.2872% | 0% | 0% | 1 | 49.32% | 0% | 0% | 1 | 16.48% | 0% | 0% | 1 | 3.729% | 0% | 0% | 1 |  | 0% | 0% | 1 | 10.3934 | 0% | 0% | 1 | 49.98% | 0% | 0% | 1 | 0 | 2 | 27.91% | 0% | 27.91% | 2 | 50.8% | 0% | 0% | 2 | 7.268% | 0% | 0% | 1 | 8.136% | 0% | 0% | 1 | 55.46% | 0% | 0% | 2 | 19.87% | 0% | 0% | 1 | 4.013% | 0% | 0% | 1 |  | 0% | 0% | 1 | 9.0757 | 0% | 0% | 1 | 44.11% | 0% | 0% | 1 | 0 | 2 | 27.4% | 0.965% | 28.36% | 2 | 51.87% | 0% | 0% | 2 | 13.09% | 0% | 0% | 1 | 17.76% | 0% | 0% | 1 | 61.78% | 0% | 0% | 2 | 22.46% | 0% | 0% | 1 | 5.954% | 0% | 0% | 1
190 | East Marysville | NORTHERN CALIFORNIA | 0 | 0 | 10 | 0% | 0% | 1 | 14.7185 | 0% | 0% | 2 | 60.93% | 0% | 0% | 2 | 0 | 2 | 0% | 0% | 0% | 1 | 41.3% | 0% | 0% | 1 | 0% | 0% | 0% | 1 | 0% | 0% | 0% | 1 | 41.3% | 0% | 0% | 1 | 0% | 0% | 0% | 1 | 10.56% | 0% | 0% | 1 |  | 0% | 0% | 1 | 14.6667 | 0% | 0% | 2 | 45.08% | 0% | 0% | 1 | 0 | 2 | 0.05773% | 0% | 0.05773% | 1 | 42.86% | 0% | 0% | 1 | 6.415% | 0% | 0% | 1 | 18.49% | 0% | 0% | 1 | 57.01% | 0% | 0% | 2 | 1.64% | 0% | 0% | 1 | 10.28% | 0% | 0% | 1 |  | 0% | 0% | 1 | 14.1203 | 0% | 0% | 2 | 39.28% | 0% | 0% | 1 | 0 | 2 | 7.695% | 0% | 7.695% | 1 | 52.56% | 0% | 0% | 2 | 6.792% | 0% | 0% | 1 | 22.64% | 0% | 0% | 1 | 68.98% | 0% | 0% | 2 | 8.157% | 0% | 0% | 1 | 10.69% | 0% | 0% | 1 |  | 0% | 0% | 1 | 13 | 0% | 0% | 2 | 37.81% | 0% | 0% | 1 | 0 | 2 | 15.51% | 0% | 15.51% | 1 | 57.67% | 0% | 0% | 2 | 8.734% | 0% | 0% | 1 | 28.48% | 0% | 0% | 1 | 74.37% | 0% | 0% | 3 | 12.13% | 0% | 0% | 1 | 9.875% | 0% | 0% | 1
191 | Olivehurst | NORTHERN CALIFORNIA | 0 | 0 | 10 | 0% | 0% | 1 | 13.1242 | 0% | 0% | 2 | 28.73% | 0% | 0% | 1 | 0 | 2 | 0% | 0% | 0% | 1 | 15.48% | 0% | 0% | 1 | 0% | 0% | 0% | 1 | 0% | 0% | 0% | 1 | 15.48% | 0% | 0% | 1 | 0% | 0% | 0% | 1 | 14.46% | 0% | 0% | 1 |  | 0% | 0% | 1 | 14.5413 | 0% | 0% | 2 | 52.93% | 0% | 0% | 2 | 0 | 2 | 0% | 0% | 0% | 1 | 36.72% | 0% | 0% | 1 | 0.773% | 0% | 0% | 1 | 15.5% | 0% | 0% | 1 | 49.22% | 0% | 0% | 1 | 0.03572% | 0% | 0% | 1 | 11.34% | 0% | 0% | 1 |  | 0% | 0% | 1 | 12.5 | 0% | 0% | 2 | 43.92% | 0% | 0% | 1 | 0 | 2 | 4.424% | 0% | 4.424% | 1 | 44.11% | 0% | 0% | 1 | 7.351% | 0% | 0% | 1 | 29.04% | 0% | 0% | 1 | 63.59% | 0% | 0% | 2 | 4.451% | 0% | 0% | 1 | 10.86% | 0% | 0% | 1 |  | 0% | 0% | 1 | 11.8333 | 0% | 0% | 1 | 42.99% | 0% | 0% | 1 | 0 | 2 | 13.46% | 0% | 13.46% | 1 | 52.91% | 0% | 0% | 2 | 6.333% | 0% | 0% | 1 | 30.59% | 0% | 0% | 1 | 72.63% | 0% | 0% | 3 | 10.84% | 0% | 0% | 1 | 10.24% | 0% | 0% | 1
192 | Morro Bay |  | 0 | 0 | 10 | 0% | 0% | 1 | 26.1881 | 0% | 0% | 3 | 1.898% | 0% | 0% | 1 | 0 | 2 | 12.74% | 0% | 12.74% | 1 | 6.593% | 0% | 0% | 1 | 26.25% | 0% | 0% | 1 | 47.67% | 0% | 0% | 1 | 54.24% | 0% | 0% | 2 | 37.04% | 0% | 0% | 1 | 7.215% | 0% | 0% | 1 |  | 0% | 0% | 1 | 9.3296 | 0% | 0% | 1 | 2.358% | 0% | 0% | 1 | 0 | 2 | 18.57% | 36.69% | 55.27% | 5 | 54.31% | 0% | 0% | 2 | 27.56% | 0% | 0% | 1 | 44.99% | 0% | 0% | 1 | 78.32% | 0% | 0% | 3 | 63.24% | 0% | 0% | 2 | 8.255% | 0% | 0% | 1 |  | 0% | 0% | 1 | 9.3756 | 0% | 0% | 1 | 1.628% | 0% | 0% | 1 | 0 | 2 | 28.94% | 37.65% | 66.59% | 5 | 45.49% | 0% | 0% | 1 | 29.98% | 0% | 0% | 1 | 44.71% | 0% | 0% | 1 | 69.86% | 0% | 0% | 2 | 57.88% | 0% | 0% | 2 | 7.432% | 0% | 0% | 1 |  | 0% | 0% | 1 | 11 | 0% | 0% | 1 | 3.035% | 0% | 0% | 1 | 0 | 2 | 42.3% | 27.1% | 69.4% | 4 | 35.7% | 0% | 0% | 1 | 23.22% | 0% | 0% | 1 | 42.37% | 0% | 0% | 1 | 61.36% | 0% | 0% | 2 | 48.97% | 0% | 0% | 1 | 6.063% | 0% | 0% | 1
193 | Palomar | SAN DIEGO | 0 | 0 | 10 | 0% | 0% | 1 | 5.4193 | 0% | 0% | 1 | 0% | 0% | 0% | 1 | 0 | 2 | 0% | 0% | 0% | 1 | 13.66% | 0% | 0% | 1 | 82.38% | 0% | 0% | 3 | 93.38% | 0% | 0% | 4 | 93.38% | 0% | 0% | 4 | 0% | 0% | 0% | 1 | 13.85% | 0% | 0% | 1 |  | 0% | 0% | 1 | 26.2709 | 0% | 0% | 3 | 2.475% | 0% | 0% | 1 | 0 | 2 | 89.98% | 0% | 89.98% | 5 | 36.23% | 0% | 0% | 1 | 32.43% | 0% | 0% | 1 | 16.86% | 0% | 0% | 1 | 62.34% | 0% | 0% | 2 | 2.01% | 0% | 0% | 1 | 8.027% | 0% | 0% | 1 |  | 0% | 0% | 1 | 47 | 0% | 0% | 4 | 5.828% | 0% | 0% | 1 | 0 | 2 | 91.2% | 3.191% | 94.39% | 5 | 66.28% | 0% | 0% | 2 | 30.13% | 0% | 0% | 1 | 54.72% | 0% | 0% | 2 | 83.06% | 0% | 0% | 3 | 1.573% | 0% | 0% | 1 | 6.266% | 0% | 0% | 1 |  | 0% | 0% | 1 | 39.1727 | 0% | 0% | 4 | 5.242% | 0% | 0% | 1 | 0 | 2 | 62.35% | 35.58% | 97.93% | 5 | 42.43% | 0% | 0% | 1 | 18.64% | 0% | 0% | 1 | 29.82% | 0% | 0% | 1 | 53.55% | 0% | 0% | 2 | 6.424% | 0% | 0% | 1 | 7.043% | 0% | 0% | 1
194 | Margarita | GREATER LA METRO | 0 | 0 | 10 | 0% | 0% | 1 | 55 | 0% | 0% | 4 | 0.4252% | 0% | 0% | 1 | 0 | 2 | 100% | 0% | 100% | 5 | 47.81% | 0% | 0% | 1 | 73.21% | 0% | 0% | 3 | 73.21% | 0% | 0% | 3 | 81.69% | 0% | 0% | 3 | 25.52% | 0% | 0% | 1 | 9.022% | 0% | 0% | 1 |  | 0% | 0% | 1 | 50.0417 | 0% | 0% | 4 | 0.1294% | 0% | 0% | 1 | 0 | 2 | 85.6% | 8.193% | 93.79% | 5 | 27.96% | 0% | 0% | 1 | 61.35% | 0% | 0% | 2 | 64.86% | 0% | 0% | 2 | 78.52% | 0% | 0% | 3 | 50.46% | 0% | 0% | 2 | 6.599% | 0% | 0% | 1 |  | 0% | 0% | 1 | 31.3917 | 0% | 0% | 4 | 0.1669% | 0% | 0% | 1 | 0 | 2 | 59.1% | 36.41% | 95.51% | 5 | 48.36% | 0% | 0% | 1 | 48.53% | 0% | 0% | 1 | 59.22% | 0% | 0% | 2 | 86.21% | 0% | 0% | 3 | 57.99% | 0% | 0% | 2 | 7.879% | 0% | 0% | 1 |  | 0% | 0% | 1 | 32.9775 | 0% | 0% | 4 | 0.2837% | 0% | 0% | 1 | 0 | 2 | 39.91% | 55.25% | 95.16% | 5 | 46.83% | 0% | 0% | 1 | 46.83% | 0% | 0% | 1 | 56.42% | 0% | 0% | 2 | 85.6% | 0% | 0% | 3 | 45.41% | 0% | 0% | 1 | 7.591% | 0% | 0% | 1
195 | Huntington Beach |  | 0 | 0 | 10 | 0% | 0% | 1 | 49.5 | 0% | 0% | 4 | 0% | 0% | 0% | 1 | 0 | 2 | 0% | 0% | 0% | 1 | 0% | 0% | 0% | 1 | 16.87% | 0% | 0% | 1 | 96.91% | 0% | 0% | 5 | 96.91% | 0% | 0% | 5 | 0% | 0% | 0% | 1 | 7.168% | 0% | 0% | 1 |  | 0% | 0% | 1 | 48 | 0% | 0% | 4 | 0% | 0% | 0% | 1 | 0 | 2 | 0% | 0% | 0% | 1 | 0.05678% | 0% | 0% | 1 | 25.77% | 0% | 0% | 1 | 96.34% | 0% | 0% | 5 | 96.39% | 0% | 0% | 5 | 0% | 0% | 0% | 1 | 6.491% | 0% | 0% | 1 |  | 0% | 0% | 1 | 48 | 0% | 0% | 4 | 0.1852% | 0% | 0% | 1 | 0 | 2 | 0.5344% | 3.41% | 3.945% | 2 | 1.477% | 0% | 0% | 1 | 20.7% | 0% | 0% | 1 | 79.94% | 0% | 0% | 3 | 81.41% | 0% | 0% | 3 | 0.1948% | 0% | 0% | 1 | 5.597% | 0% | 0% | 1 |  | 0% | 0% | 1 | 48 | 0% | 0% | 4 | 0.2034% | 0% | 0% | 1 | 0 | 2 | 1.197% | 11.09% | 12.29% | 3 | 3.491% | 0% | 0% | 1 | 19% | 0% | 0% | 1 | 73.12% | 0% | 0% | 3 | 77.65% | 0% | 0% | 3 | 3.862% | 0% | 0% | 1 | 4.198% | 0% | 0% | 1
196 | Los Esteros | NORTHERN CALIFORNIA | 0 | 0 | 10 | 0% | 0% | 1 | 9.9429 | 0% | 0% | 1 | 0% | 0% | 0% | 1 | 0 | 2 | 41.82% | 0% | 41.82% | 2 | 0% | 0% | 0% | 1 | 9.134% | 0% | 0% | 1 | 50.76% | 0% | 0% | 2 | 50.76% | 0% | 0% | 2 | 38.76% | 0% | 0% | 1 | 34.46% | 0% | 0% | 1 |  | 0% | 0% | 1 | 6.4892 | 0% | 0% | 1 | 0.1351% | 0% | 0% | 1 | 0 | 2 | 77.88% | 0% | 77.88% | 5 | 43.25% | 0% | 0% | 1 | 40.83% | 0% | 0% | 1 | 46.49% | 0% | 0% | 1 | 53.15% | 0% | 0% | 2 | 53.01% | 0% | 0% | 2 | 9.134% | 0% | 0% | 1 |  | 0% | 0% | 1 | 7.1294 | 0% | 0% | 1 | 0.4484% | 0% | 0% | 1 | 0 | 2 | 76.28% | 5.901% | 82.18% | 5 | 57.85% | 0% | 0% | 2 | 34.43% | 0% | 0% | 1 | 44.35% | 0% | 0% | 1 | 67.14% | 0% | 0% | 2 | 66.39% | 0% | 0% | 2 | 7.4% | 0% | 0% | 1 |  | 0% | 0% | 1 | 12.8 | 0% | 0% | 2 | 0.5612% | 0% | 0% | 1 | 0 | 2 | 71.45% | 15.66% | 87.11% | 5 | 71.43% | 0% | 0% | 3 | 35.32% | 0% | 0% | 1 | 50.43% | 0% | 0% | 2 | 83.19% | 0% | 0% | 3 | 65.76% | 0% | 0% | 2 | 5.855% | 0% | 0% | 1
197 | Birds Landing | NORTHERN CALIFORNIA | 200 | 2000 | 10 | 10.55% | 0% | 1 | 6.0483 | 26.5% | 0% | 2 | 0% | 10.45% | 0% | 1 | 0 | 2 | 0% | 0% | 0% | 1 | 15.48% | 5.909% | 0% | 1 | 32.6% | 7.41% | 0% | 1 | 31.65% | 7.307% | 0% | 1 | 44.96% | 9.074% | 0% | 1 | 0.4479% | 5.017% | 0% | 1 | 12.66% | 5.718% | 0% | 1 |  | 6.531% | 0% | 1 | 6.6823 | 8.716% | 0% | 1 | 4.233% | 5.724% | 0% | 1 | 0 | 2 | 0.01799% | 0% | 0.01799% | 1 | 13.38% | 2.458% | 0% | 1 | 38.08% | 3.439% | 0% | 1 | 35.04% | 3.278% | 0% | 1 | 48.61% | 4.144% | 0% | 1 | 2.177% | 2.177% | 0% | 1 | 29.24% | 3.009% | 0% | 1 |  | 5.991% | 0% | 1 | 7 | 4.383% | 0% | 1 | 21.93% | 5.724% | 0% | 1 | 0 | 2 | 3.084% | 0.09091% | 3.175% | 2 | 12.12% | 1.214% | 0% | 1 | 37.28% | 1.7% | 0% | 1 | 36.64% | 1.683% | 0% | 1 | 47.85% | 2.045% | 0% | 1 | 4.348% | 1.115% | 0% | 1 | 24.18% | 1.407% | 0% | 1 |  | 4.434% | 0% | 1 | 11.6667 | 2.788% | 0% | 1 | 33.56% | 5.724% | 0% | 1 | 0 | 2 | 6.015% | 1.239% | 7.254% | 2 | 18.46% | 0.6911% | 0% | 1 | 29.38% | 0.798% | 0% | 1 | 29.92% | 0.8041% | 0% | 1 | 42.37% | 0.9778% | 0% | 1 | 5.745% | 0.5979% | 0% | 1 | 17.26% | 0.6811% | 0% | 1
198 | Cayetano | NORTHERN CALIFORNIA | 100 | 1000 | 10 | 84.55% | 0% | 4 | 13.8571 | 106.7% | 0.333% | 3 | 0% | 81.73% | 0% | 3 | 0 | 2 | 59.09% | 8.672% | 67.77% | 3 | 36.01% | 7.362% | 0% | 1 | 59.37% | 11.59% | 0% | 2 | 83.29% | 28.2% | 0% | 3 | 83.29% | 28.2% | 0% | 3 | 30.25% | 6.754% | 0% | 1 | 7.735% | 5.106% | 0% | 1 |  | 41.46% | 0% | 2 | 10.7368 | 6.289% | 0% | 1 | 0.2898% | 36.44% | 0% | 2 | 0 | 2 | 48.96% | 5.269% | 54.23% | 3 | 65.29% | 3.574% | 0% | 2 | 59.96% | 3.098% | 0% | 2 | 74.19% | 4.807% | 0% | 3 | 89.86% | 12.24% | 0% | 3 | 30.22% | 1.778% | 0% | 1 | 7.406% | 1.34% | 0% | 1 |  | 15.38% | 0% | 1 | 12.1562 | 2.375% | 0% | 2 | 9.045% | 36.44% | 0% | 2 | 0 | 2 | 37.18% | 11.21% | 48.39% | 3 | 61.87% | 1.446% | 0% | 2 | 59.33% | 1.356% | 0% | 2 | 68.13% | 1.73% | 0% | 2 | 85.75% | 3.868% | 0% | 3 | 34.76% | 0.845% | 0% | 1 | 6.776% | 0.5914% | 0% | 1 |  | 11.03% | 0% | 1 | 10.7498 | 1.066% | 0% | 1 | 19.28% | 36.44% | 0% | 2 | 0 | 2 | 30.39% | 10.47% | 40.86% | 3 | 59.84% | 0.8464% | 0% | 2 | 47.03% | 0.6417% | 0% | 1 | 54.88% | 0.7535% | 0% | 2 | 76.5% | 1.447% | 0% | 3 | 35.69% | 0.5286% | 0% | 1 | 6.368% | 0.363% | 0% | 1
199 | Silvergate | SAN DIEGO | 0 | 0 | 10 | 0% | 0% | 1 | 33 | 0% | 0% | 4 | 0% | 0% | 0% | 1 | 0 | 2 | 0% | 0% | 0% | 1 | 1.71% | 0% | 0% | 1 | 10.13% | 0% | 0% | 1 | 79.86% | 0% | 0% | 3 | 80.26% | 0% | 0% | 3 | 0% | 0% | 0% | 1 | 1.193% | 0% | 0% | 1 |  | 0% | 0% | 1 | 26.3333 | 0% | 0% | 3 | 0% | 0% | 0% | 1 | 0 | 2 | 0.9712% | 0% | 0.9712% | 1 | 1.654% | 0% | 0% | 1 | 19.82% | 0% | 0% | 1 | 80.56% | 0% | 0% | 3 | 80.9% | 0% | 0% | 3 | 0% | 0% | 0% | 1 | 1.59% | 0% | 0% | 1 |  | 0% | 0% | 1 | 25.25 | 0% | 0% | 3 | 0% | 0% | 0% | 1 | 0 | 2 | 46.17% | 10.4% | 56.56% | 3 | 8.175% | 0% | 0% | 1 | 64.96% | 0% | 0% | 2 | 85.15% | 0% | 0% | 3 | 91.99% | 0% | 0% | 4 | 23.35% | 0% | 0% | 1 | 5.016% | 0% | 0% | 1 |  | 0% | 0% | 1 | 23.5541 | 0% | 0% | 3 | 0.04949% | 0% | 0% | 1 | 0 | 2 | 28.72% | 47.99% | 76.71% | 5 | 26% | 0% | 0% | 1 | 68.81% | 0% | 0% | 2 | 83.43% | 0% | 0% | 3 | 91.65% | 0% | 0% | 4 | 28.95% | 0% | 0% | 1 | 5.133% | 0% | 0% | 1
200 | Richmond | NORTHERN CALIFORNIA | 0 | 0 | 10 | 0% | 0% | 1 | 11.351 | 0% | 0% | 1 | 0% | 0% | 0% | 1 | 0 | 2 | 91.51% | 0% | 91.51% | 5 | 64.56% | 0% | 0% | 2 | 8.966% | 0% | 0% | 1 | 2.76% | 0% | 0% | 1 | 68.31% | 0% | 0% | 2 | 65.74% | 0% | 0% | 2 | 5.01% | 0% | 0% | 1 |  | 0% | 0% | 1 | 7.4409 | 0% | 0% | 1 | 0% | 0% | 0% | 1 | 0 | 2 | 85.43% | 0% | 85.43% | 5 | 42.92% | 0% | 0% | 1 | 18.69% | 0% | 0% | 1 | 14.77% | 0% | 0% | 1 | 55.79% | 0% | 0% | 2 | 56.02% | 0% | 0% | 2 | 9.166% | 0% | 0% | 1 |  | 0% | 0% | 1 | 6.5917 | 0% | 0% | 1 | 0% | 0% | 0% | 1 | 0 | 2 | 85.05% | 0% | 85.05% | 5 | 30.74% | 0% | 0% | 1 | 21.04% | 0% | 0% | 1 | 19.05% | 0% | 0% | 1 | 50.66% | 0% | 0% | 2 | 52.39% | 0% | 0% | 2 | 9.246% | 0% | 0% | 1 |  | 0% | 0% | 1 | 6.1721 | 0% | 0% | 1 | 0% | 0% | 0% | 1 | 0 | 2 | 80.93% | 0% | 80.93% | 5 | 25.67% | 0% | 0% | 1 | 21.25% | 0% | 0% | 1 | 23.07% | 0% | 0% | 1 | 49.42% | 0% | 0% | 1 | 53.32% | 0% | 0% | 2 | 11.33% | 0% | 0% | 1
201 | Rancho Vista | GREATER LA METRO | 0 | 0 | 10 | 0% | 0% | 1 | 42.0625 | 0% | 0% | 4 | 0% | 0% | 0% | 1 | 0 | 2 | 100% | 0% | 100% | 5 | 100% | 0% | 0% | 5 | 100% | 0% | 0% | 5 | 100% | 0% | 0% | 5 | 100% | 0% | 0% | 5 | 0% | 0% | 0% | 1 | 0% | 0% | 0% | 1 |  | 0% | 0% | 1 | 52 | 0% | 0% | 4 | 14.83% | 0% | 0% | 1 | 0 | 2 | 14.45% | 28.63% | 43.08% | 4 | 43.09% | 0% | 0% | 1 | 32.32% | 0% | 0% | 1 | 28.93% | 0% | 0% | 1 | 43.09% | 0% | 0% | 1 | 22.72% | 0% | 0% | 1 | 5.23% | 0% | 0% | 1 |  | 0% | 0% | 1 | 38.9 | 0% | 0% | 4 | 6.707% | 0% | 0% | 1 | 0 | 2 | 27.33% | 50.35% | 77.68% | 5 | 59.2% | 0% | 0% | 2 | 43.79% | 0% | 0% | 1 | 49.28% | 0% | 0% | 1 | 76.05% | 0% | 0% | 3 | 21.72% | 0% | 0% | 1 | 16.13% | 0% | 0% | 1 |  | 0% | 0% | 1 | 24.2743 | 0% | 0% | 3 | 2.556% | 0% | 0% | 1 | 0 | 2 | 23.12% | 64.48% | 87.59% | 5 | 47.29% | 0% | 0% | 1 | 50.56% | 0% | 0% | 2 | 61.52% | 0% | 0% | 2 | 86.42% | 0% | 0% | 3 | 35.9% | 0% | 0% | 1 | 9.919% | 0% | 0% | 1
202 | Hilltop | NORTHERN CALIFORNIA | 0 | 0 | 10 | 0% | 0% | 1 | 9.5785 | 0% | 0% | 1 | 2.088% | 0% | 0% | 1 | 0 | 2 | 0% | 0% | 0% | 1 | 30.97% | 0% | 0% | 1 | 23.27% | 0% | 0% | 1 | 1.537e-06% | 0% | 0% | 1 | 54.24% | 0% | 0% | 2 | 57.71% | 0% | 0% | 2 | 6.429% | 0% | 0% | 1 |  | 0% | 0% | 1 | 12.25 | 0% | 0% | 2 | 5.174% | 0% | 0% | 1 | 0 | 2 | 2.158% | 0% | 2.158% | 1 | 37.31% | 0% | 0% | 1 | 19.81% | 0% | 0% | 1 | 8.763% | 0% | 0% | 1 | 53.33% | 0% | 0% | 2 | 58.43% | 0% | 0% | 2 | 10.29% | 0% | 0% | 1 |  | 0% | 0% | 1 | 7.75 | 0% | 0% | 1 | 4.691% | 0% | 0% | 1 | 0 | 2 | 23.75% | 0% | 23.75% | 2 | 42.23% | 0% | 0% | 1 | 19.5% | 0% | 0% | 1 | 11.16% | 0% | 0% | 1 | 58.04% | 0% | 0% | 2 | 65.52% | 0% | 0% | 2 | 11.53% | 0% | 0% | 1 |  | 0% | 0% | 1 | 10.1396 | 0% | 0% | 1 | 4.141% | 0% | 0% | 1 | 0 | 2 | 39.99% | 0% | 39.99% | 2 | 51.05% | 0% | 0% | 2 | 20.45% | 0% | 0% | 1 | 12.35% | 0% | 0% | 1 | 64% | 0% | 0% | 2 | 68.47% | 0% | 0% | 2 | 11.34% | 0% | 0% | 1
203 | Thermalito | NORTHERN CALIFORNIA | 0 | 0 | 0 | 0% | 0% | 1 | 8.283 | 0% | 0% | 1 | 3.196% | 0% | 0% | 1 | 0 | 2 | 1.969% | 0% | 1.969% | 1 | 69.72% | 0% | 0% | 2 | 26.54% | 0% | 0% | 1 | 38.61% | 0% | 0% | 1 | 99.87% | 0% | 0% | 5 | 9.026% | 0% | 0% | 1 | 38.82% | 0% | 0% | 1 |  | 0% | 0% | 1 | 12.2876 | 0% | 0% | 2 | 6.746% | 0% | 0% | 1 | 0 | 2 | 13.44% | 0% | 13.44% | 1 | 65.75% | 0% | 0% | 2 | 18.1% | 0% | 0% | 1 | 51.06% | 0% | 0% | 2 | 89.33% | 0% | 0% | 3 | 7.793% | 0% | 0% | 1 | 19.02% | 0% | 0% | 1 |  | 0% | 0% | 1 | 13.3333 | 0% | 0% | 2 | 13.93% | 0% | 0% | 1 | 0 | 2 | 20.49% | 5.748% | 26.24% | 2 | 61.77% | 0% | 0% | 2 | 14.73% | 0% | 0% | 1 | 48.2% | 0% | 0% | 1 | 83.62% | 0% | 0% | 3 | 16.19% | 0% | 0% | 1 | 13% | 0% | 0% | 1 |  | 0% | 0% | 1 | 13.2267 | 0% | 0% | 2 | 20.76% | 0% | 0% | 1 | 0 | 2 | 18.53% | 11.87% | 30.41% | 3 | 56.48% | 0% | 0% | 2 | 18.6% | 0% | 0% | 1 | 45.28% | 0% | 0% | 1 | 80.1% | 0% | 0% | 3 | 18.17% | 0% | 0% | 1 | 11.03% | 0% | 0% | 1
204 | Martinez | NORTHERN CALIFORNIA | 0 | 0 | 10 | 0% | 0% | 1 | 73 | 0% | 0% | 4 | 0.1298% | 0% | 0% | 1 | 0 | 2 | 55.29% | 0.01221% | 55.3% | 3 | 1.585% | 0% | 0% | 1 | 38.04% | 0% | 0% | 1 | 49.45% | 0% | 0% | 1 | 60.83% | 0% | 0% | 2 | 12.61% | 0% | 0% | 1 | 5.979% | 0% | 0% | 1 |  | 0% | 0% | 1 | 72 | 0% | 0% | 4 | 0.07038% | 0% | 0% | 1 | 0 | 2 | 45.9% | 2.052% | 47.95% | 2 | 19.22% | 0% | 0% | 1 | 46.08% | 0% | 0% | 1 | 54.22% | 0% | 0% | 2 | 72.09% | 0% | 0% | 3 | 18.67% | 0% | 0% | 1 | 17.76% | 0% | 0% | 1 |  | 0% | 0% | 1 | 52.2821 | 0% | 0% | 4 | 1.144% | 0% | 0% | 1 | 0 | 2 | 32.16% | 8.089% | 40.25% | 2 | 35.52% | 0% | 0% | 1 | 45.5% | 0% | 0% | 1 | 55.11% | 0% | 0% | 2 | 78.45% | 0% | 0% | 3 | 20.79% | 0% | 0% | 1 | 24.14% | 0% | 0% | 1 |  | 0% | 0% | 1 | 33 | 0% | 0% | 4 | 5.374% | 0% | 0% | 1 | 0 | 2 | 23.93% | 12.63% | 36.57% | 3 | 37.81% | 0% | 0% | 1 | 37.96% | 0% | 0% | 1 | 48.25% | 0% | 0% | 1 | 71.05% | 0% | 0% | 3 | 22.57% | 0% | 0% | 1 | 16.31% | 0% | 0% | 1
205 | Lone Tree | NORTHERN CALIFORNIA | 0 | 0 | 10 | 0% | 0% | 1 | 11.0506 | 0% | 0% | 1 | 15.13% | 0% | 0% | 1 | 0 | 2 | 56.98% | 0% | 56.98% | 3 | 39.29% | 0% | 0% | 1 | 59.87% | 0% | 0% | 2 | 59.87% | 0% | 0% | 2 | 59.89% | 0% | 0% | 2 | 37.75% | 0% | 0% | 1 | 7.217% | 0% | 0% | 1 |  | 0% | 0% | 1 | 9.0167 | 0% | 0% | 1 | 18.04% | 0% | 0% | 1 | 0 | 2 | 34.7% | 9.332% | 44.03% | 2 | 26.95% | 0% | 0% | 1 | 57.96% | 0% | 0% | 2 | 59.29% | 0% | 0% | 2 | 60.9% | 0% | 0% | 2 | 17.6% | 0% | 0% | 1 | 11.87% | 0% | 0% | 1 |  | 0% | 0% | 1 | 7.1365 | 0% | 0% | 1 | 26.05% | 0% | 0% | 1 | 0 | 2 | 17.96% | 3.846% | 21.81% | 2 | 34.48% | 0% | 0% | 1 | 44.51% | 0% | 0% | 1 | 45.77% | 0% | 0% | 1 | 60.73% | 0% | 0% | 2 | 8.725% | 0% | 0% | 1 | 13.58% | 0% | 0% | 1 |  | 0% | 0% | 1 | 9.1669 | 0% | 0% | 1 | 36.38% | 0% | 0% | 1 | 0 | 2 | 10.26% | 3.843% | 14.1% | 2 | 30.81% | 0% | 0% | 1 | 34.44% | 0% | 0% | 1 | 36.98% | 0% | 0% | 1 | 52.28% | 0% | 0% | 2 | 6.853% | 0% | 0% | 1 | 11.95% | 0% | 0% | 1
206 | Delta Switching Yard | NORTHERN CALIFORNIA | 0 | 0 | 10 | 0% | 0% | 1 | 11.2688 | 0% | 0% | 1 | 16.92% | 0% | 0% | 1 | 0 | 2 | 8.608% | 0% | 8.608% | 1 | 69.96% | 0% | 0% | 2 | 60.81% | 0% | 0% | 2 | 70.33% | 0% | 0% | 3 | 91.87% | 0% | 0% | 4 | 1.503% | 0% | 0% | 1 | 9.747% | 0% | 0% | 1 |  | 0% | 0% | 1 | 10.8749 | 0% | 0% | 1 | 34.43% | 0% | 0% | 1 | 0 | 2 | 11.06% | 1.311% | 12.38% | 2 | 52.66% | 0% | 0% | 2 | 47.46% | 0% | 0% | 1 | 51.55% | 0% | 0% | 2 | 69.13% | 0% | 0% | 2 | 6.829% | 0% | 0% | 1 | 6.631% | 0% | 0% | 1 |  | 0% | 0% | 1 | 11.8054 | 0% | 0% | 1 | 37.67% | 0% | 0% | 1 | 0 | 2 | 17.93% | 2.476% | 20.41% | 2 | 47.06% | 0% | 0% | 1 | 41.74% | 0% | 0% | 1 | 44.38% | 0% | 0% | 1 | 61.89% | 0% | 0% | 2 | 16.83% | 0% | 0% | 1 | 6.775% | 0% | 0% | 1 |  | 0% | 0% | 1 | 11.6914 | 0% | 0% | 1 | 39.47% | 0% | 0% | 1 | 0 | 2 | 17.61% | 2.038% | 19.65% | 2 | 44.65% | 0% | 0% | 1 | 37.54% | 0% | 0% | 1 | 39.65% | 0% | 0% | 1 | 59.57% | 0% | 0% | 2 | 20.24% | 0% | 0% | 1 | 7.191% | 0% | 0% | 1
207 | Green Ridge Midway | NORTHERN CALIFORNIA | 0 | 0 | 10 | 0% | 0% | 1 | 17 | 0% | 0% | 2 | 5.866% | 0% | 0% | 1 | 0 | 2 | 0% | 0% | 0% | 1 | 82.85% | 0% | 0% | 3 | 70.51% | 0% | 0% | 3 | 80.85% | 0% | 0% | 3 | 98.45% | 0% | 0% | 5 | 13.63% | 0% | 0% | 1 | 4.065% | 0% | 0% | 1 |  | 0% | 0% | 1 | 13.1563 | 0% | 0% | 2 | 20.18% | 0% | 0% | 1 | 0 | 2 | 12.92% | 0.1431% | 13.06% | 2 | 68.06% | 0% | 0% | 2 | 60.45% | 0% | 0% | 2 | 61.97% | 0% | 0% | 2 | 82.68% | 0% | 0% | 3 | 22.85% | 0% | 0% | 1 | 6.18% | 0% | 0% | 1 |  | 0% | 0% | 1 | 12.5 | 0% | 0% | 2 | 33.09% | 0% | 0% | 1 | 0 | 2 | 19.97% | 0.8676% | 20.84% | 2 | 53.98% | 0% | 0% | 2 | 41.86% | 0% | 0% | 1 | 44.36% | 0% | 0% | 1 | 67.19% | 0% | 0% | 2 | 26.54% | 0% | 0% | 1 | 5.498% | 0% | 0% | 1 |  | 0% | 0% | 1 | 12 | 0% | 0% | 2 | 36.59% | 0% | 0% | 1 | 0 | 2 | 21.24% | 1.815% | 23.06% | 2 | 52.71% | 0% | 0% | 2 | 36.09% | 0% | 0% | 1 | 38.98% | 0% | 0% | 1 | 63.1% | 0% | 0% | 2 | 28.15% | 0% | 0% | 1 | 5.901% | 0% | 0% | 1
208 | Inyo | GREATER KRAMER | 0 | 0 | 0 | 0% | 0% | 1 | 5.5127 | 0% | 0% | 1 | 0% | 0% | 0% | 1 | 0 | 2 | 91.59% | 0% | 91.59% | 5 | 0% | 0% | 0% | 1 | 17.49% | 0% | 0% | 1 | 34.64% | 0% | 0% | 1 | 40.62% | 0% | 0% | 1 | 40.67% | 0% | 0% | 1 | 4.819% | 0% | 0% | 1 |  | 0% | 0% | 1 | 4.0467 | 0% | 0% | 1 | 0% | 0% | 0% | 1 | 0 | 2 | 68.4% | 0% | 68.4% | 3 | 0% | 0% | 0% | 1 | 24.24% | 0% | 0% | 1 | 37.83% | 0% | 0% | 1 | 39.07% | 0% | 0% | 1 | 69.36% | 0% | 0% | 2 | 9.339% | 0% | 0% | 1 |  | 0% | 0% | 1 | 4.6667 | 0% | 0% | 1 | 0% | 0% | 0% | 1 | 0 | 2 | 63.98% | 0% | 63.98% | 3 | 0% | 0% | 0% | 1 | 29.12% | 0% | 0% | 1 | 37.73% | 0% | 0% | 1 | 40.12% | 0% | 0% | 1 | 67.42% | 0% | 0% | 2 | 6.844% | 0% | 0% | 1 |  | 0% | 0% | 1 | 4 | 0% | 0% | 1 | 0% | 0% | 0% | 1 | 0 | 2 | 56.28% | 0% | 56.28% | 3 | 0% | 0% | 0% | 1 | 26.94% | 0% | 0% | 1 | 29.3% | 0% | 0% | 1 | 35.39% | 0% | 0% | 1 | 70.76% | 0% | 0% | 3 | 5.722% | 0% | 0% | 1
209 | Control | GREATER KRAMER | 0 | 0 | 10 | 0% | 0% | 1 | 4.349 | 0% | 0% | 1 | 0% | 0% | 0% | 1 | 0 | 2 | 93.51% | 0% | 93.51% | 5 | 0% | 0% | 0% | 1 | 10.42% | 0% | 0% | 1 | 50.38% | 0% | 0% | 2 | 53.32% | 0% | 0% | 2 | 59.99% | 0% | 0% | 2 | 8.012% | 0% | 0% | 1 |  | 0% | 0% | 1 | 4.2649 | 0% | 0% | 1 | 0% | 0% | 0% | 1 | 0 | 2 | 75.91% | 0% | 75.91% | 5 | 0% | 0% | 0% | 1 | 29.85% | 0% | 0% | 1 | 43.22% | 0% | 0% | 1 | 45.42% | 0% | 0% | 1 | 65.13% | 0% | 0% | 2 | 10.02% | 0% | 0% | 1 |  | 0% | 0% | 1 | 4.441 | 0% | 0% | 1 | 0% | 0% | 0% | 1 | 0 | 2 | 71.52% | 0% | 71.52% | 3 | 0% | 0% | 0% | 1 | 27.6% | 0% | 0% | 1 | 37.79% | 0% | 0% | 1 | 39.63% | 0% | 0% | 1 | 66.71% | 0% | 0% | 2 | 7.469% | 0% | 0% | 1 |  | 0% | 0% | 1 | 4.0377 | 0% | 0% | 1 | 0% | 0% | 0% | 1 | 0 | 2 | 61.08% | 0% | 61.08% | 3 | 0% | 0% | 0% | 1 | 26.02% | 0% | 0% | 1 | 27.8% | 0% | 0% | 1 | 33.57% | 0% | 0% | 1 | 69.46% | 0% | 0% | 2 | 5.912% | 0% | 0% | 1
210 | Big Creek Hydro Facilities | SPGE | 0 | 0 | 10 | 0% | 0% | 1 | 3.6632 | 0% | 0% | 1 | 0% | 0% | 0% | 1 | 0 | 2 | 7.311% | 65.93% | 73.24% | 5 | 38.59% | 0% | 0% | 1 | 92.73% | 0% | 0% | 4 | 19.79% | 0% | 0% | 1 | 92.83% | 0% | 0% | 4 | 74.91% | 0% | 0% | 3 | 5.697% | 0% | 0% | 1 |  | 0% | 0% | 1 | 6.9953 | 0% | 0% | 1 | 0% | 0% | 0% | 1 | 0 | 2 | 37.67% | 41.27% | 78.94% | 5 | 38.12% | 0% | 0% | 1 | 68.63% | 0% | 0% | 2 | 27.39% | 0% | 0% | 1 | 80.41% | 0% | 0% | 3 | 72.79% | 0% | 0% | 3 | 5.147% | 0% | 0% | 1 |  | 0% | 0% | 1 | 8.5429 | 0% | 0% | 1 | 0% | 0% | 0% | 1 | 0 | 2 | 53.67% | 31.13% | 84.81% | 5 | 22.33% | 0% | 0% | 1 | 58.56% | 0% | 0% | 2 | 43.63% | 0% | 0% | 1 | 72.37% | 0% | 0% | 3 | 70.02% | 0% | 0% | 3 | 4.239% | 0% | 0% | 1 |  | 0% | 0% | 1 | 11.3997 | 0% | 0% | 1 | 0% | 0% | 0% | 1 | 0 | 2 | 61.13% | 23.08% | 84.21% | 5 | 17.27% | 0% | 0% | 1 | 47.68% | 0% | 0% | 1 | 39.55% | 0% | 0% | 1 | 63.24% | 0% | 0% | 2 | 70.09% | 0% | 0% | 3 | 4.214% | 0% | 0% | 1
211 | Moss Landing |  | 0 | 0 | 10 | 0% | 0% | 1 | 13.48 | 0% | 0% | 2 | 55.96% | 0% | 0% | 2 | 0 | 2 | 0.8649% | 0% | 0.8649% | 1 | 0.3143% | 0% | 0% | 1 | 59.76% | 0% | 0% | 2 | 61.47% | 0% | 0% | 2 | 61.78% | 0% | 0% | 2 | 0% | 0% | 0% | 1 | 9.1% | 0% | 0% | 1 |  | 0% | 0% | 1 | 20 | 0% | 0% | 3 | 48.92% | 0% | 0% | 1 | 0 | 2 | 3.506% | 0% | 3.506% | 1 | 7.363% | 0% | 0% | 1 | 28.25% | 0% | 0% | 1 | 34.56% | 0% | 0% | 1 | 38.93% | 0% | 0% | 1 | 2.423% | 0% | 0% | 1 | 6.664% | 0% | 0% | 1 |  | 0% | 0% | 1 | 19.1678 | 0% | 0% | 2 | 32.71% | 0% | 0% | 1 | 0 | 2 | 20.74% | 9.699% | 30.44% | 2 | 30.61% | 0% | 0% | 1 | 21.46% | 0% | 0% | 1 | 33.05% | 0% | 0% | 1 | 56.59% | 0% | 0% | 2 | 17.16% | 0% | 0% | 1 | 6.183% | 0% | 0% | 1 |  | 0% | 0% | 1 | 20 | 0% | 0% | 3 | 28.16% | 0% | 0% | 1 | 0 | 2 | 25.43% | 12.97% | 38.4% | 3 | 28.87% | 0% | 0% | 1 | 16% | 0% | 0% | 1 | 27.04% | 0% | 0% | 1 | 49.98% | 0% | 0% | 1 | 21.1% | 0% | 0% | 1 | 5.239% | 0% | 0% | 1
212 | Cal Ave | SPGE | 0 | 0 | 10 | 0% | 0% | 1 | 29.12 | 0% | 0% | 3 | 80.11% | 0% | 0% | 3 | 0 | 2 | 0% | 0% | 0% | 1 | 0% | 0% | 0% | 1 | 0% | 0% | 0% | 1 | 0% | 0% | 0% | 1 | 0% | 0% | 0% | 1 | 0% | 0% | 0% | 1 | 0.01872% | 0% | 0% | 1 |  | 0% | 0% | 1 | 24.8517 | 0% | 0% | 3 | 68.3% | 0% | 0% | 2 | 0 | 2 | 0% | 0% | 0% | 1 | 0% | 0% | 0% | 1 | 0% | 0% | 0% | 1 | 0% | 0% | 0% | 1 | 0% | 0% | 0% | 1 | 0% | 0% | 0% | 1 | 0.2715% | 0% | 0% | 1 |  | 0% | 0% | 1 | 21.8 | 0% | 0% | 3 | 61.85% | 0% | 0% | 2 | 0 | 2 | 0% | 0% | 0% | 1 | 10.98% | 0% | 0% | 1 | 10.81% | 0% | 0% | 1 | 10.76% | 0% | 0% | 1 | 15.13% | 0% | 0% | 1 | 1.458% | 0% | 0% | 1 | 5.02% | 0% | 0% | 1 |  | 0% | 0% | 1 | 18.7778 | 0% | 0% | 2 | 50.84% | 0% | 0% | 2 | 0 | 2 | 0.3668% | 0% | 0.3668% | 1 | 17.89% | 0% | 0% | 1 | 16.76% | 0% | 0% | 1 | 17.04% | 0% | 0% | 1 | 28.39% | 0% | 0% | 1 | 9.733% | 0% | 0% | 1 | 7.313% | 0% | 0% | 1
213 | Poso Mountain | SPGE | 0 | 0 | 10 | 0% | 0% | 1 | 6.3552 | 0% | 0% | 1 | 0% | 0% | 0% | 1 | 0 | 2 | 57.82% | 0% | 57.82% | 3 | 63.16% | 0% | 0% | 2 | 0.6501% | 0% | 0% | 1 | 7.261% | 0% | 0% | 1 | 63.16% | 0% | 0% | 2 | 36.13% | 0% | 0% | 1 | 1.867% | 0% | 0% | 1 |  | 0% | 0% | 1 | 6.7866 | 0% | 0% | 1 | 5.631% | 0% | 0% | 1 | 0 | 2 | 48.29% | 0% | 48.29% | 2 | 73.95% | 0% | 0% | 3 | 22.37% | 0% | 0% | 1 | 34.56% | 0% | 0% | 1 | 75.91% | 0% | 0% | 3 | 40.24% | 0% | 0% | 1 | 1.586% | 0% | 0% | 1 |  | 0% | 0% | 1 | 7.6343 | 0% | 0% | 1 | 21.09% | 0% | 0% | 1 | 0 | 2 | 46.37% | 0% | 46.37% | 2 | 63.23% | 0% | 0% | 2 | 18.01% | 0% | 0% | 1 | 26.12% | 0% | 0% | 1 | 65.06% | 0% | 0% | 2 | 40.3% | 0% | 0% | 1 | 1.49% | 0% | 0% | 1 |  | 0% | 0% | 1 | 8.0485 | 0% | 0% | 1 | 29.27% | 0% | 0% | 1 | 0 | 2 | 41.36% | 0% | 41.36% | 2 | 51.1% | 0% | 0% | 2 | 12.55% | 0% | 0% | 1 | 21.65% | 0% | 0% | 1 | 54.88% | 0% | 0% | 2 | 36.69% | 0% | 0% | 1 | 1.497% | 0% | 0% | 1
214 | Walnut | GREATER LA METRO | 0 | 0 | 10 | 0% | 0% | 1 | 0 | 0% | 0% | 1 | 0% | 0% | 0% | 1 | 0 | 2 | 0% | 0% | 0% | 1 | 0% | 0% | 0% | 1 | 0% | 0% | 0% | 1 | 0% | 0% | 0% | 1 | 0% | 0% | 0% | 1 | 0% | 0% | 0% | 1 | 0% | 0% | 0% | 1 |  | 0% | 0% | 1 | 16.1597 | 0% | 0% | 2 | 0% | 0% | 0% | 1 | 0 | 2 | 16.01% | 83.99% | 100% | 5 | 53.57% | 0% | 0% | 2 | 0% | 0% | 0% | 1 | 0% | 0% | 0% | 1 | 53.57% | 0% | 0% | 2 | 38.74% | 0% | 0% | 1 | 18.14% | 0% | 0% | 1 |  | 0% | 0% | 1 | 14.425 | 0% | 0% | 2 | 0% | 0% | 0% | 1 | 0 | 2 | 8.147% | 91.85% | 100% | 5 | 50.08% | 0% | 0% | 2 | 13.11% | 0% | 0% | 1 | 12.77% | 0% | 0% | 1 | 61.61% | 0% | 0% | 2 | 34.62% | 0% | 0% | 1 | 17.09% | 0% | 0% | 1 |  | 0% | 0% | 1 | 12.8667 | 0% | 0% | 2 | 6.706% | 0% | 0% | 1 | 0 | 2 | 18.57% | 60.1% | 78.68% | 5 | 29.97% | 0% | 0% | 1 | 11.6% | 0% | 0% | 1 | 26.53% | 0% | 0% | 1 | 57.19% | 0% | 0% | 2 | 23.96% | 0% | 0% | 1 | 20.22% | 0% | 0% | 1
215 | Chevmain | GREATER LA METRO | 0 | 0 | 10 | 0% | 0% | 1 | 6.5469 | 0% | 0% | 1 | 0% | 0% | 0% | 1 | 0 | 2 | 0% | 0% | 0% | 1 | 1.809% | 0% | 0% | 1 | 0% | 0% | 0% | 1 | 28.75% | 0% | 0% | 1 | 30.56% | 0% | 0% | 1 | 0% | 0% | 0% | 1 | 0% | 0% | 0% | 1 |  | 0% | 0% | 1 | 6.7876 | 0% | 0% | 1 | 0% | 0% | 0% | 1 | 0 | 2 | 20.72% | 0% | 20.72% | 2 | 2.89% | 0% | 0% | 1 | 30.56% | 0% | 0% | 1 | 55.07% | 0% | 0% | 2 | 57.96% | 0% | 0% | 2 | 0% | 0% | 0% | 1 | 0.1727% | 0% | 0% | 1 |  | 0% | 0% | 1 | 10.5434 | 0% | 0% | 1 | 0% | 0% | 0% | 1 | 0 | 2 | 17.75% | 1.347% | 19.1% | 2 | 1.431% | 0% | 0% | 1 | 2.895% | 0% | 0% | 1 | 58.93% | 0% | 0% | 2 | 60.36% | 0% | 0% | 2 | 7.288% | 0% | 0% | 1 | 3.317% | 0% | 0% | 1 |  | 0% | 0% | 1 | 20.8333 | 0% | 0% | 3 | 0% | 0% | 0% | 1 | 0 | 2 | 22.79% | 25.64% | 48.43% | 4 | 11.42% | 0% | 0% | 1 | 15.9% | 0% | 0% | 1 | 43.65% | 0% | 0% | 1 | 49.59% | 0% | 0% | 1 | 11.68% | 0% | 0% | 1 | 8.341% | 0% | 0% | 1
216 | Long Beach |  | 0 | 0 | 0 | 0% | 0% | 1 | 10.5935 | 0% | 0% | 1 | 0% | 0% | 0% | 1 | 0 | 2 | 0% | 0% | 0% | 1 | 0% | 0% | 0% | 1 | 0% | 0% | 0% | 1 | 54.87% | 0% | 0% | 2 | 54.87% | 0% | 0% | 2 | 0% | 0% | 0% | 1 | 0.1386% | 0% | 0% | 1 |  | 0% | 0% | 1 | 26.125 | 0% | 0% | 3 | 0% | 0% | 0% | 1 | 0 | 2 | 0.1503% | 0% | 0.1503% | 1 | 0% | 0% | 0% | 1 | 10.41% | 0% | 0% | 1 | 62.33% | 0% | 0% | 2 | 62.33% | 0% | 0% | 2 | 0% | 0% | 0% | 1 | 0.4252% | 0% | 0% | 1 |  | 0% | 0% | 1 | 52.6 | 0% | 0% | 4 | 0% | 0% | 0% | 1 | 0 | 2 | 1.819% | 0% | 1.819% | 1 | 0.1433% | 0% | 0% | 1 | 9.329% | 0% | 0% | 1 | 68.55% | 0% | 0% | 2 | 68.69% | 0% | 0% | 2 | 0% | 0% | 0% | 1 | 0.4333% | 0% | 0% | 1 |  | 0% | 0% | 1 | 47 | 0% | 0% | 4 | 0% | 0% | 0% | 1 | 0 | 2 | 1.332% | 0% | 1.332% | 1 | 0.105% | 0% | 0% | 1 | 15.17% | 0% | 0% | 1 | 76.04% | 0% | 0% | 3 | 76.15% | 0% | 0% | 3 | 0% | 0% | 0% | 1 | 3.426% | 0% | 0% | 1
217 | Pit 1 | NORTHERN CALIFORNIA | 0 | 0 | 10 | 0% | 0% | 1 | 8.4096 | 0% | 0% | 1 | 0% | 0% | 0% | 1 | 0 | 2 | 86.71% | 0% | 86.71% | 5 | 50.81% | 0% | 0% | 2 | 71.17% | 0% | 0% | 3 | 83.48% | 0% | 0% | 3 | 96.98% | 0% | 0% | 5 | 57.39% | 0% | 0% | 2 | 3.925% | 0% | 0% | 1 |  | 0% | 0% | 1 | 7.7662 | 0% | 0% | 1 | 0% | 0% | 0% | 1 | 0 | 2 | 75.21% | 0% | 75.21% | 5 | 26.97% | 0% | 0% | 1 | 42.38% | 0% | 0% | 1 | 45.19% | 0% | 0% | 1 | 59.36% | 0% | 0% | 2 | 44.31% | 0% | 0% | 1 | 7.88% | 0% | 0% | 1 |  | 0% | 0% | 1 | 5.6935 | 0% | 0% | 1 | 3.57e-05% | 0% | 0% | 1 | 0 | 2 | 82.94% | 0% | 82.94% | 5 | 29.14% | 0% | 0% | 1 | 21.79% | 0% | 0% | 1 | 20.88% | 0% | 0% | 1 | 44.66% | 0% | 0% | 1 | 54.75% | 0% | 0% | 2 | 6.724% | 0% | 0% | 1 |  | 0% | 0% | 1 | 5 | 0% | 0% | 1 | 0.08093% | 0% | 0% | 1 | 0 | 2 | 87.58% | 0% | 87.58% | 5 | 36.09% | 0% | 0% | 1 | 15.37% | 0% | 0% | 1 | 13.35% | 0% | 0% | 1 | 46.75% | 0% | 0% | 1 | 58.8% | 0% | 0% | 2 | 6.343% | 0% | 0% | 1
218 | Cove Rd | NORTHERN CALIFORNIA | 0 | 0 | 10 | 0% | 0% | 1 | 6.8679 | 0% | 0% | 1 | 0.0566% | 0% | 0% | 1 | 0 | 2 | 100% | 0% | 100% | 5 | 62.22% | 0% | 0% | 2 | 14.22% | 0% | 0% | 1 | 22.59% | 0% | 0% | 1 | 64.51% | 0% | 0% | 2 | 50.94% | 0% | 0% | 2 | 4.456% | 0% | 0% | 1 |  | 0% | 0% | 1 | 5.0631 | 0% | 0% | 1 | 0.09371% | 0% | 0% | 1 | 0 | 2 | 90.19% | 9.309% | 99.5% | 5 | 54.85% | 0% | 0% | 2 | 22.85% | 0% | 0% | 1 | 31.23% | 0% | 0% | 1 | 68.7% | 0% | 0% | 2 | 65.72% | 0% | 0% | 2 | 5.394% | 0% | 0% | 1 |  | 0% | 0% | 1 | 4.8 | 0% | 0% | 1 | 0.1027% | 0% | 0% | 1 | 0 | 2 | 86.58% | 10.46% | 97.04% | 5 | 51.65% | 0% | 0% | 2 | 21.4% | 0% | 0% | 1 | 24.89% | 0% | 0% | 1 | 64.39% | 0% | 0% | 2 | 64.2% | 0% | 0% | 2 | 6.731% | 0% | 0% | 1 |  | 0% | 0% | 1 | 4.9502 | 0% | 0% | 1 | 0.1339% | 0% | 0% | 1 | 0 | 2 | 91.56% | 6.18% | 97.74% | 5 | 46.91% | 0% | 0% | 1 | 22.67% | 0% | 0% | 1 | 26.43% | 0% | 0% | 1 | 61.05% | 0% | 0% | 2 | 65.67% | 0% | 0% | 2 | 6.338% | 0% | 0% | 1
219 | Drum | NORTHERN CALIFORNIA | 0 | 0 | 10 | 0% | 0% | 1 | 10.3216 | 0% | 0% | 1 | 0% | 0% | 0% | 1 | 0 | 2 | 10.25% | 89.75% | 100% | 5 | 9.049% | 0% | 0% | 1 | 9.307% | 0% | 0% | 1 | 0.4596% | 0% | 0% | 1 | 18.36% | 0% | 0% | 1 | 21.32% | 0% | 0% | 1 | 0.9976% | 0% | 0% | 1 |  | 0% | 0% | 1 | 9.2098 | 0% | 0% | 1 | 0% | 0% | 0% | 1 | 0 | 2 | 40.88% | 58.29% | 99.18% | 5 | 19.22% | 0% | 0% | 1 | 14.39% | 0% | 0% | 1 | 6.718% | 0% | 0% | 1 | 34.23% | 0% | 0% | 1 | 34.7% | 0% | 0% | 1 | 1.852% | 0% | 0% | 1 |  | 0% | 0% | 1 | 11.37 | 0% | 0% | 1 | 0.01628% | 0% | 0% | 1 | 0 | 2 | 39.25% | 53% | 92.25% | 5 | 27.06% | 0% | 0% | 1 | 15.85% | 0% | 0% | 1 | 17.4% | 0% | 0% | 1 | 47.17% | 0% | 0% | 1 | 36.96% | 0% | 0% | 1 | 2.916% | 0% | 0% | 1 |  | 0% | 0% | 1 | 12.9483 | 0% | 0% | 2 | 0.04966% | 0% | 0% | 1 | 0 | 2 | 37.62% | 46.06% | 83.69% | 5 | 28.01% | 0% | 0% | 1 | 12.79% | 0% | 0% | 1 | 19.04% | 0% | 0% | 1 | 46.41% | 0% | 0% | 1 | 44.96% | 0% | 0% | 1 | 3.223% | 0% | 0% | 1
220 | Vierra | NORTHERN CALIFORNIA | 0 | 0 | 10 | 0% | 0% | 1 | 38.43 | 0% | 0% | 4 | 69.4% | 0% | 0% | 2 | 0 | 2 | 0% | 0% | 0% | 1 | 20.69% | 0% | 0% | 1 | 1.933% | 0% | 0% | 1 | 1.933% | 0% | 0% | 1 | 22.62% | 0% | 0% | 1 | 0% | 0% | 0% | 1 | 6.752% | 0% | 0% | 1 |  | 0% | 0% | 1 | 18.6183 | 0% | 0% | 2 | 69.72% | 0% | 0% | 2 | 0 | 2 | 0% | 0% | 0% | 1 | 19.73% | 0% | 0% | 1 | 12.39% | 0% | 0% | 1 | 12.39% | 0% | 0% | 1 | 25.03% | 0% | 0% | 1 | 0% | 0% | 0% | 1 | 5.114% | 0% | 0% | 1 |  | 0% | 0% | 1 | 16.125 | 0% | 0% | 2 | 69.71% | 0% | 0% | 2 | 0 | 2 | 0% | 0% | 0% | 1 | 28.05% | 0% | 0% | 1 | 13.55% | 0% | 0% | 1 | 13.53% | 0% | 0% | 1 | 34.55% | 0% | 0% | 1 | 1.104% | 0% | 0% | 1 | 3.648% | 0% | 0% | 1 |  | 0% | 0% | 1 | 14.9596 | 0% | 0% | 2 | 59.84% | 0% | 0% | 2 | 0 | 2 | 0% | 0% | 0% | 1 | 39.28% | 0% | 0% | 1 | 16.9% | 0% | 0% | 1 | 19.79% | 0% | 0% | 1 | 46.4% | 0% | 0% | 1 | 7.149% | 0% | 0% | 1 | 4.512% | 0% | 0% | 1
221 | Coyote | NORTHERN CALIFORNIA | 0 | 0 | 10 | 0% | 0% | 1 | 12.1664 | 0% | 0% | 2 | 6.223% | 0% | 0% | 1 | 0 | 2 | 58.8% | 0% | 58.8% | 3 | 99.73% | 0% | 0% | 5 | 53.97% | 0% | 0% | 2 | 63.9% | 0% | 0% | 2 | 99.95% | 0% | 0% | 5 | 39.02% | 0% | 0% | 1 | 3.354% | 0% | 0% | 1 |  | 0% | 0% | 1 | 10.0843 | 0% | 0% | 1 | 2.218% | 0% | 0% | 1 | 0 | 2 | 60.94% | 14.61% | 75.55% | 5 | 81.32% | 0% | 0% | 3 | 27.41% | 0% | 0% | 1 | 40.24% | 0% | 0% | 1 | 84.54% | 0% | 0% | 3 | 59.88% | 0% | 0% | 2 | 4.714% | 0% | 0% | 1 |  | 0% | 0% | 1 | 11.5214 | 0% | 0% | 1 | 1.513% | 0% | 0% | 1 | 0 | 2 | 65.5% | 23.42% | 88.91% | 5 | 70.18% | 0% | 0% | 3 | 24.24% | 0% | 0% | 1 | 40.66% | 0% | 0% | 1 | 77.2% | 0% | 0% | 3 | 65.64% | 0% | 0% | 2 | 3.705% | 0% | 0% | 1 |  | 0% | 0% | 1 | 14.7162 | 0% | 0% | 2 | 2.926% | 0% | 0% | 1 | 0 | 2 | 60.82% | 27.94% | 88.76% | 5 | 66.49% | 0% | 0% | 2 | 25.5% | 0% | 0% | 1 | 45.38% | 0% | 0% | 1 | 81.67% | 0% | 0% | 3 | 61.84% | 0% | 0% | 2 | 3.217% | 0% | 0% | 1
222 | Metcalf | NORTHERN CALIFORNIA | 0 | 0 | 10 | 0% | 0% | 1 | 10.6248 | 0% | 0% | 1 | 6.138% | 0% | 0% | 1 | 0 | 2 | 57.58% | 0% | 57.58% | 3 | 99.48% | 0% | 0% | 5 | 55.6% | 0% | 0% | 2 | 65.56% | 0% | 0% | 2 | 99.7% | 0% | 0% | 5 | 38.37% | 0% | 0% | 1 | 3.245% | 0% | 0% | 1 |  | 0% | 0% | 1 | 9.7703 | 0% | 0% | 1 | 2.169% | 0% | 0% | 1 | 0 | 2 | 62.61% | 13.42% | 76.04% | 5 | 81.26% | 0% | 0% | 3 | 27.36% | 0% | 0% | 1 | 39.4% | 0% | 0% | 1 | 84.54% | 0% | 0% | 3 | 60.34% | 0% | 0% | 2 | 4.605% | 0% | 0% | 1 |  | 0% | 0% | 1 | 10.8889 | 0% | 0% | 1 | 1.468% | 0% | 0% | 1 | 0 | 2 | 67.61% | 21.55% | 89.16% | 5 | 71.31% | 0% | 0% | 3 | 24.92% | 0% | 0% | 1 | 39.9% | 0% | 0% | 1 | 77.47% | 0% | 0% | 3 | 67.15% | 0% | 0% | 2 | 3.722% | 0% | 0% | 1 |  | 0% | 0% | 1 | 14 | 0% | 0% | 2 | 2.86% | 0% | 0% | 1 | 0 | 2 | 61.58% | 27.31% | 88.89% | 5 | 66.53% | 0% | 0% | 2 | 25.81% | 0% | 0% | 1 | 45.13% | 0% | 0% | 1 | 81.5% | 0% | 0% | 3 | 62.29% | 0% | 0% | 2 | 3.227% | 0% | 0% | 1
223 | Diablo | SPGE | 0 | 0 | 10 | 0% | 0% | 1 | 4.1336 | 0% | 0% | 1 | 0% | 0% | 0% | 1 | 0 | 2 | 13.08% | 86.51% | 99.59% | 5 | 0.02522% | 0% | 0% | 1 | 5.786% | 0% | 0% | 1 | 56.33% | 0% | 0% | 2 | 56.33% | 0% | 0% | 2 | 63.63% | 0% | 0% | 2 | 6.915% | 0% | 0% | 1 |  | 0% | 0% | 1 | 7.9966 | 0% | 0% | 1 | 3.606% | 0% | 0% | 1 | 0 | 2 | 31.57% | 59.49% | 91.06% | 5 | 5.28% | 0% | 0% | 1 | 16.34% | 0% | 0% | 1 | 72.18% | 0% | 0% | 3 | 72.18% | 0% | 0% | 3 | 47.44% | 0% | 0% | 1 | 10.1% | 0% | 0% | 1 |  | 0% | 0% | 1 | 12.0865 | 0% | 0% | 2 | 5.395% | 0% | 0% | 1 | 0 | 2 | 42.22% | 32.75% | 74.97% | 5 | 18.14% | 0% | 0% | 1 | 14.89% | 0% | 0% | 1 | 66.72% | 0% | 0% | 2 | 70.56% | 0% | 0% | 3 | 46.62% | 0% | 0% | 1 | 9.258% | 0% | 0% | 1 |  | 0% | 0% | 1 | 9.496 | 0% | 0% | 1 | 5.973% | 0% | 0% | 1 | 0 | 2 | 38.64% | 33.92% | 72.56% | 5 | 37.06% | 0% | 0% | 1 | 23.78% | 0% | 0% | 1 | 49.98% | 0% | 0% | 1 | 66.02% | 0% | 0% | 2 | 46.94% | 0% | 0% | 1 | 9.311% | 0% | 0% | 1
224 | Coolwater | GREATER KRAMER | 100 | 1000 | 10 | 735% | 6.527% | 4 | 21.95 | 152.2% | 4.155% | 3 | 2.516% | 3276% | 256.8% | 5 | 0 | 2 | 0% | 0% | 0% | 1 | 98.97% | 727.8% | 6.517% | 5 | 80.01% | 37.41% | 0% | 3 | 50.29% | 15.04% | 0% | 2 | 98.97% | 727.8% | 6.517% | 5 | 23.7% | 9.801% | 0% | 1 | 3.249% | 7.729% | 0% | 1 |  | 18.68% | 0% | 1 | 20.3022 | 11.16% | 0% | 3 | 1.282% | 0% | 0% | 1 | 0 | 2 | 0% | 0% | 0% | 1 | 83.4% | 12.26% | 0% | 3 | 33.29% | 3.05% | 0% | 1 | 22.11% | 2.612% | 0% | 1 | 85.37% | 13.9% | 0% | 3 | 39.42% | 3.359% | 0% | 1 | 3.773% | 2.115% | 0% | 1 |  | 3.795% | 0% | 1 | 24.0559 | 10.46% | 0% | 3 | 2.396% | 0% | 0% | 1 | 0 | 2 | 0% | 0% | 0% | 1 | 60.76% | 2.973% | 0% | 2 | 30.13% | 1.67% | 0% | 1 | 15.07% | 1.374% | 0% | 1 | 63.49% | 3.195% | 0% | 2 | 27.85% | 1.617% | 0% | 1 | 2.835% | 1.201% | 0% | 1 |  | 2.576% | 0% | 1 | 21.5399 | 5.915% | 0% | 3 | 2.425% | 0% | 0% | 1 | 0 | 2 | 0% | 0% | 0% | 1 | 52.46% | 1.374% | 0% | 2 | 28.13% | 0.9087% | 0% | 1 | 18.13% | 0.7977% | 0% | 1 | 59.26% | 1.603% | 0% | 2 | 40.22% | 1.092% | 0% | 1 | 2.786% | 0.6718% | 0% | 1
225 | San Onofre | GREATER LA METRO | 0 | 0 | 10 | 0% | 0% | 1 | 11.1366 | 0% | 0% | 1 | 0% | 0% | 0% | 1 | 0 | 2 | 31.58% | 0% | 31.58% | 2 | 0% | 0% | 0% | 1 | 78.6% | 0% | 0% | 3 | 82.01% | 0% | 0% | 3 | 82.01% | 0% | 0% | 3 | 0.5933% | 0% | 0% | 1 | 7.224% | 0% | 0% | 1 |  | 0% | 0% | 1 | 5.8257 | 0% | 0% | 1 | 0% | 0% | 0% | 1 | 0 | 2 | 95.67% | 0% | 95.67% | 5 | 7.669% | 0% | 0% | 1 | 75.18% | 0% | 0% | 3 | 75.56% | 0% | 0% | 3 | 75.56% | 0% | 0% | 3 | 63.59% | 0% | 0% | 2 | 5.415% | 0% | 0% | 1 |  | 0% | 0% | 1 | 29.7262 | 0% | 0% | 3 | 0.3916% | 0% | 0% | 1 | 0 | 2 | 87.93% | 3.857% | 91.79% | 5 | 48.11% | 0% | 0% | 1 | 58.44% | 0% | 0% | 2 | 67.11% | 0% | 0% | 2 | 84.72% | 0% | 0% | 3 | 49.94% | 0% | 0% | 1 | 7.155% | 0% | 0% | 1 |  | 0% | 0% | 1 | 32.6545 | 0% | 0% | 4 | 1.122% | 0% | 0% | 1 | 0 | 2 | 56.43% | 39% | 95.44% | 5 | 55.09% | 0% | 0% | 2 | 47.43% | 0% | 0% | 1 | 49.04% | 0% | 0% | 1 | 85.46% | 0% | 0% | 3 | 28.53% | 0% | 0% | 1 | 6.043% | 0% | 0% | 1
226 | Woodland | NORTHERN CALIFORNIA | 12 | 120 | 5 | 6.219% | 0% | 1 | 9.9746 | 3.156% | 0% | 1 | 67.06% | 2.284% | 0% | 2 | 0 | 2 | 0% | 0% | 0% | 1 | 56.73% | 0.9257% | 0% | 2 | 23.79% | 0.5256% | 0% | 1 | 26.41% | 0.5443% | 0% | 1 | 68.72% | 1.281% | 0% | 2 | 0% | 0.4006% | 0% | 1 | 7.571% | 0.4334% | 0% | 1 |  | 1.115% | 0% | 1 | 9.2481 | 0.7177% | 0% | 1 | 63.33% | 0.4292% | 0% | 2 | 0 | 2 | 0% | 0% | 0% | 1 | 48.07% | 0.1664% | 0% | 1 | 19.22% | 0.107% | 0% | 1 | 30.11% | 0.1236% | 0% | 1 | 61.18% | 0.2226% | 0% | 2 | 0% | 0.08641% | 0% | 1 | 6.027% | 0.09195% | 0% | 1 |  | 0.874% | 0% | 1 | 8.9879 | 0.4001% | 0% | 1 | 66.19% | 0.4292% | 0% | 2 | 0 | 2 | 0.007448% | 0% | 0.007448% | 1 | 44.53% | 0.06882% | 0% | 1 | 13.18% | 0.04397% | 0% | 1 | 39.09% | 0.06267% | 0% | 1 | 68.09% | 0.1196% | 0% | 2 | 0.223% | 0.03826% | 0% | 1 | 4.599% | 0.04001% | 0% | 1 |  | 0.3862% | 0% | 1 | 8.9212 | 0.2079% | 0% | 1 | 59.43% | 0.4292% | 0% | 2 | 0 | 2 | 3.999% | 0% | 3.999% | 1 | 46.31% | 0.04109% | 0% | 1 | 10.55% | 0.02466% | 0% | 1 | 38.6% | 0.03593% | 0% | 1 | 67.8% | 0.0685% | 0% | 2 | 4.509% | 0.0231% | 0% | 1 | 5.143% | 0.02326% | 0% | 1
227 | Donnells | NORTHERN CALIFORNIA | 0 | 0 | 0 | 0% | 0% | 1 | 4.7911 | 0% | 0% | 1 | 0% | 0% | 0% | 1 | 0 | 2 | 66.03% | 21.76% | 87.79% | 5 | 0% | 0% | 0% | 1 | 12.41% | 0% | 0% | 1 | 12.54% | 0% | 0% | 1 | 12.54% | 0% | 0% | 1 | 65.02% | 0% | 0% | 2 | 1.228% | 0% | 0% | 1 |  | 0% | 0% | 1 | 4.0505 | 0% | 0% | 1 | 0% | 0% | 0% | 1 | 0 | 2 | 53.32% | 18.22% | 71.53% | 3 | 2.221% | 0% | 0% | 1 | 5.306% | 0% | 0% | 1 | 16.7% | 0% | 0% | 1 | 19.16% | 0% | 0% | 1 | 68.32% | 0% | 0% | 2 | 2.394% | 0% | 0% | 1 |  | 0% | 0% | 1 | 6.3999 | 0% | 0% | 1 | 0% | 0% | 0% | 1 | 0 | 2 | 54.41% | 18.91% | 73.32% | 3 | 9.248% | 0% | 0% | 1 | 6.905% | 0% | 0% | 1 | 18.88% | 0% | 0% | 1 | 26.22% | 0% | 0% | 1 | 64.1% | 0% | 0% | 2 | 2.462% | 0% | 0% | 1 |  | 0% | 0% | 1 | 10.6909 | 0% | 0% | 1 | 0% | 0% | 0% | 1 | 0 | 2 | 55.63% | 23.42% | 79.05% | 5 | 12.22% | 0% | 0% | 1 | 9.725% | 0% | 0% | 1 | 19.48% | 0% | 0% | 1 | 29.78% | 0% | 0% | 1 | 56.56% | 0% | 0% | 2 | 2.443% | 0% | 0% | 1
228 | Mandalay | GREATER LA METRO | 0 | 0 | 10 | 0% | 0% | 1 | 4.5826 | 0% | 0% | 1 | 35.15% | 0% | 0% | 1 | 0 | 2 | 1.824% | 0% | 1.824% | 1 | 0% | 0% | 0% | 1 | 0% | 0% | 0% | 1 | 92.01% | 0% | 0% | 4 | 92.01% | 0% | 0% | 4 | 0% | 0% | 0% | 1 | 2.405% | 0% | 0% | 1 |  | 0% | 0% | 1 | 4.5826 | 0% | 0% | 1 | 11.47% | 0% | 0% | 1 | 0 | 2 | 0.6536% | 47.44% | 48.09% | 5 | 1.177% | 0% | 0% | 1 | 7.509% | 0% | 0% | 1 | 15.7% | 0% | 0% | 1 | 15.7% | 0% | 0% | 1 | 13.66% | 0% | 0% | 1 | 7.471% | 0% | 0% | 1 |  | 0% | 0% | 1 | 5.7093 | 0% | 0% | 1 | 15.23% | 0% | 0% | 1 | 0 | 2 | 4.376% | 58.14% | 62.52% | 5 | 18.78% | 0% | 0% | 1 | 8.001% | 0% | 0% | 1 | 14.09% | 0% | 0% | 1 | 29.78% | 0% | 0% | 1 | 27.86% | 0% | 0% | 1 | 6.86% | 0% | 0% | 1 |  | 0% | 0% | 1 | 7.91 | 0% | 0% | 1 | 16.55% | 0% | 0% | 1 | 0 | 2 | 4.771% | 66.84% | 71.62% | 5 | 28.25% | 0% | 0% | 1 | 5.577% | 0% | 0% | 1 | 12.84% | 0% | 0% | 1 | 38.03% | 0% | 0% | 1 | 24.62% | 0% | 0% | 1 | 7.027% | 0% | 0% | 1
229 | North Gila | ARIZONA MINOR | 0 | 0 | 0 | 0% | 0% | 1 | 7.0327 | 0% | 0% | 1 | 62.76% | 0% | 0% | 2 | 0 | 2 | 0% | 0% | 0% | 1 | 0% | 0% | 0% | 1 | 97.78% | 0% | 0% | 5 | 97.78% | 0% | 0% | 5 | 97.78% | 0% | 0% | 5 | 0% | 0% | 0% | 1 | 7.055% | 0% | 0% | 1 |  | 0% | 0% | 1 | 4.2994 | 0% | 0% | 1 | 36.15% | 0% | 0% | 1 | 0 | 2 | 0% | 0% | 0% | 1 | 1.042% | 0% | 0% | 1 | 79.13% | 0% | 0% | 3 | 71.75% | 0% | 0% | 3 | 79.21% | 0% | 0% | 3 | 38.07% | 0% | 0% | 1 | 5.349% | 0% | 0% | 1 |  | 0% | 0% | 1 | 3.6757 | 0% | 0% | 1 | 19.97% | 0% | 0% | 1 | 0 | 2 | 0% | 0% | 0% | 1 | 0.5942% | 0% | 0% | 1 | 59.99% | 0% | 0% | 2 | 56.14% | 0% | 0% | 2 | 60.08% | 0% | 0% | 2 | 54.41% | 0% | 0% | 2 | 5.058% | 0% | 0% | 1 |  | 0% | 0% | 1 | 3.6682 | 0% | 0% | 1 | 15.5% | 0% | 0% | 1 | 0 | 2 | 0% | 0% | 0% | 1 | 0.4945% | 0% | 0% | 1 | 52.25% | 0% | 0% | 2 | 45.44% | 0% | 0% | 1 | 52.33% | 0% | 0% | 2 | 51.84% | 0% | 0% | 2 | 4.352% | 0% | 0% | 1
230 | Eight Mile | NORTHERN CALIFORNIA | 0 | 0 | 10 | 0% | 0% | 1 | 11.9249 | 0% | 0% | 1 | 67.65% | 0% | 0% | 2 | 0 | 2 | 0% | 0% | 0% | 1 | 0% | 0% | 0% | 1 | 38.19% | 0% | 0% | 1 | 47.14% | 0% | 0% | 1 | 47.14% | 0% | 0% | 1 | 0% | 0% | 0% | 1 | 4.752% | 0% | 0% | 1 |  | 0% | 0% | 1 | 12 | 0% | 0% | 2 | 73.65% | 0% | 0% | 2 | 0 | 2 | 0% | 0% | 0% | 1 | 12.94% | 0% | 0% | 1 | 23.55% | 0% | 0% | 1 | 26.2% | 0% | 0% | 1 | 31.72% | 0% | 0% | 1 | 0% | 0% | 0% | 1 | 6.301% | 0% | 0% | 1 |  | 0% | 0% | 1 | 13.2581 | 0% | 0% | 2 | 67.05% | 0% | 0% | 2 | 0 | 2 | 0% | 0% | 0% | 1 | 10.46% | 0% | 0% | 1 | 14.41% | 0% | 0% | 1 | 19.25% | 0% | 0% | 1 | 26.43% | 0% | 0% | 1 | 0% | 0% | 0% | 1 | 7.285% | 0% | 0% | 1 |  | 0% | 0% | 1 | 13.2391 | 0% | 0% | 2 | 57.75% | 0% | 0% | 2 | 0 | 2 | 0% | 0% | 0% | 1 | 12.17% | 0% | 0% | 1 | 13.77% | 0% | 0% | 1 | 22.25% | 0% | 0% | 1 | 31.11% | 0% | 0% | 1 | 0.8447% | 0% | 0% | 1 | 8.895% | 0% | 0% | 1
231 | Kern Power | SPGE | 0 | 0 | 10 | 0% | 0% | 1 | 76.4 | 0% | 0% | 4 | 69.33% | 0% | 0% | 2 | 0 | 2 | 0% | 0% | 0% | 1 | 64.31% | 0% | 0% | 2 | 21.32% | 0% | 0% | 1 | 25.74% | 0% | 0% | 1 | 64.31% | 0% | 0% | 2 | 0% | 0% | 0% | 1 | 2.784% | 0% | 0% | 1 |  | 0% | 0% | 1 | 16.1 | 0% | 0% | 2 | 48.94% | 0% | 0% | 1 | 0 | 2 | 0% | 0% | 0% | 1 | 33.47% | 0% | 0% | 1 | 17.38% | 0% | 0% | 1 | 36.16% | 0% | 0% | 1 | 50.06% | 0% | 0% | 2 | 0.5014% | 0% | 0% | 1 | 9.758% | 0% | 0% | 1 |  | 0% | 0% | 1 | 11.9382 | 0% | 0% | 1 | 46.55% | 0% | 0% | 1 | 0 | 2 | 3.69% | 0% | 3.69% | 1 | 31.52% | 0% | 0% | 1 | 17.48% | 0% | 0% | 1 | 31.63% | 0% | 0% | 1 | 49.11% | 0% | 0% | 1 | 3.48% | 0% | 0% | 1 | 6.776% | 0% | 0% | 1 |  | 0% | 0% | 1 | 9.3261 | 0% | 0% | 1 | 46.2% | 0% | 0% | 1 | 0 | 2 | 10.55% | 0% | 10.55% | 1 | 30.79% | 0% | 0% | 1 | 21.89% | 0% | 0% | 1 | 38.5% | 0% | 0% | 1 | 53.74% | 0% | 0% | 2 | 8.811% | 0% | 0% | 1 | 4.471% | 0% | 0% | 1
232 | Renfro | SPGE | 0 | 0 | 10 | 0% | 0% | 1 | 25.0983 | 0% | 0% | 3 | 66.2% | 0% | 0% | 2 | 0 | 2 | 0% | 0% | 0% | 1 | 43.26% | 0% | 0% | 1 | 20.66% | 0% | 0% | 1 | 56.73% | 0% | 0% | 2 | 62.62% | 0% | 0% | 2 | 0% | 0% | 0% | 1 | 14.47% | 0% | 0% | 1 |  | 0% | 0% | 1 | 15.8233 | 0% | 0% | 2 | 52.79% | 0% | 0% | 2 | 0 | 2 | 0% | 0% | 0% | 1 | 27.94% | 0% | 0% | 1 | 25.38% | 0% | 0% | 1 | 43.68% | 0% | 0% | 1 | 49.89% | 0% | 0% | 1 | 0.4337% | 0% | 0% | 1 | 12.98% | 0% | 0% | 1 |  | 0% | 0% | 1 | 11.4756 | 0% | 0% | 1 | 51.32% | 0% | 0% | 2 | 0 | 2 | 0.2267% | 0% | 0.2267% | 1 | 26.65% | 0% | 0% | 1 | 21.4% | 0% | 0% | 1 | 37.91% | 0% | 0% | 1 | 51.04% | 0% | 0% | 2 | 1.824% | 0% | 0% | 1 | 6.819% | 0% | 0% | 1 |  | 0% | 0% | 1 | 9.5333 | 0% | 0% | 1 | 47.23% | 0% | 0% | 1 | 0 | 2 | 5.638% | 0% | 5.638% | 1 | 27.12% | 0% | 0% | 1 | 21.54% | 0% | 0% | 1 | 39.68% | 0% | 0% | 1 | 54.11% | 0% | 0% | 2 | 4.282% | 0% | 0% | 1 | 4.504% | 0% | 0% | 1
233 | Highwind | GREATER TEHACHAPI | 0 | 0 | 0 | 0% | 0% | 1 | 17.7755 | 0% | 0% | 2 | 2.009% | 0% | 0% | 1 | 0 | 2 | 90.71% | 4.64% | 95.35% | 5 | 64.56% | 0% | 0% | 2 | 22.14% | 0% | 0% | 1 | 86.47% | 0% | 0% | 3 | 95.26% | 0% | 0% | 5 | 25.76% | 0% | 0% | 1 | 2.47% | 0% | 0% | 1 |  | 0% | 0% | 1 | 24 | 0% | 0% | 3 | 0.8817% | 0% | 0% | 1 | 0 | 2 | 53.32% | 15.53% | 68.85% | 3 | 39.2% | 0% | 0% | 1 | 18.16% | 0% | 0% | 1 | 48.33% | 0% | 0% | 1 | 69.04% | 0% | 0% | 2 | 30.61% | 0% | 0% | 1 | 1.499% | 0% | 0% | 1 |  | 0% | 0% | 1 | 28.0864 | 0% | 0% | 3 | 1.927% | 0% | 0% | 1 | 0 | 2 | 46.45% | 17.19% | 63.64% | 3 | 32% | 0% | 0% | 1 | 20.46% | 0% | 0% | 1 | 33.6% | 0% | 0% | 1 | 58.54% | 0% | 0% | 2 | 33.6% | 0% | 0% | 1 | 1.223% | 0% | 0% | 1 |  | 0% | 0% | 1 | 29.3333 | 0% | 0% | 3 | 1.369% | 0% | 0% | 1 | 0 | 2 | 42.61% | 13.75% | 56.36% | 3 | 40.28% | 0% | 0% | 1 | 18.73% | 0% | 0% | 1 | 26.49% | 0% | 0% | 1 | 60.06% | 0% | 0% | 2 | 37.95% | 0% | 0% | 1 | 1.201% | 0% | 0% | 1
234 | Sylmar | GREATER LA METRO | 0 | 0 | 10 | 0% | 0% | 1 | 12.5044 | 0% | 0% | 2 | 0.1554% | 0% | 0% | 1 | 0 | 2 | 0.1842% | 99.82% | 100% | 5 | 31.91% | 0% | 0% | 1 | 0% | 0% | 0% | 1 | 9.983% | 0% | 0% | 1 | 41.89% | 0% | 0% | 1 | 35.64% | 0% | 0% | 1 | 15.57% | 0% | 0% | 1 |  | 0% | 0% | 1 | 16.52 | 0% | 0% | 2 | 0.04605% | 0% | 0% | 1 | 0 | 2 | 0.04494% | 99.96% | 100% | 5 | 33.89% | 0% | 0% | 1 | 5.286% | 0% | 0% | 1 | 13.95% | 0% | 0% | 1 | 47.83% | 0% | 0% | 1 | 49.81% | 0% | 0% | 1 | 11.02% | 0% | 0% | 1 |  | 0% | 0% | 1 | 20.3333 | 0% | 0% | 3 | 1.34% | 0% | 0% | 1 | 0 | 2 | 2.972% | 97.03% | 100% | 5 | 39.97% | 0% | 0% | 1 | 3.227% | 0% | 0% | 1 | 13.89% | 0% | 0% | 1 | 51.02% | 0% | 0% | 2 | 44.5% | 0% | 0% | 1 | 11.09% | 0% | 0% | 1 |  | 0% | 0% | 1 | 17.6667 | 0% | 0% | 2 | 2.463% | 0% | 0% | 1 | 0 | 2 | 4.155% | 95.76% | 99.92% | 5 | 48.56% | 0% | 0% | 1 | 4.405% | 0% | 0% | 1 | 9.603% | 0% | 0% | 1 | 55.87% | 0% | 0% | 2 | 47.69% | 0% | 0% | 1 | 11.56% | 0% | 0% | 1
235 | Westley | SPGE | 0 | 0 | 10 | 0% | 0% | 1 | 10.9071 | 0% | 0% | 1 | 86.34% | 0% | 0% | 3 | 0 | 2 | 0% | 0% | 0% | 1 | 70.37% | 0% | 0% | 3 | 16.68% | 0% | 0% | 1 | 11.69% | 0% | 0% | 1 | 76.18% | 0% | 0% | 3 | 0.1779% | 0% | 0% | 1 | 4.186% | 0% | 0% | 1 |  | 0% | 0% | 1 | 12.5297 | 0% | 0% | 2 | 62.11% | 0% | 0% | 2 | 0 | 2 | 5.36% | 0% | 5.36% | 1 | 67.85% | 0% | 0% | 2 | 24.14% | 0% | 0% | 1 | 26.84% | 0% | 0% | 1 | 75.15% | 0% | 0% | 3 | 15.49% | 0% | 0% | 1 | 4.057% | 0% | 0% | 1 |  | 0% | 0% | 1 | 13.6077 | 0% | 0% | 2 | 55.41% | 0% | 0% | 2 | 0 | 2 | 10.06% | 0% | 10.06% | 1 | 57.63% | 0% | 0% | 2 | 16.93% | 0% | 0% | 1 | 20.96% | 0% | 0% | 1 | 61.83% | 0% | 0% | 2 | 22.71% | 0% | 0% | 1 | 3.449% | 0% | 0% | 1 |  | 0% | 0% | 1 | 14.8696 | 0% | 0% | 2 | 49.08% | 0% | 0% | 1 | 0 | 2 | 12.61% | 0% | 12.61% | 1 | 52.22% | 0% | 0% | 2 | 16.78% | 0% | 0% | 1 | 20.97% | 0% | 0% | 1 | 57.1% | 0% | 0% | 2 | 26.29% | 0% | 0% | 1 | 3.141% | 0% | 0% | 1
236 | GWF Hanford Sw Sta | SPGE | 0 | 0 | 10 | 0% | 0% | 1 | 11.7763 | 0% | 0% | 1 | 29.06% | 0% | 0% | 1 | 0 | 2 | 0% | 0% | 0% | 1 | 0% | 0% | 0% | 1 | 0% | 0% | 0% | 1 | 3.417% | 0% | 0% | 1 | 3.417% | 0% | 0% | 1 | 0% | 0% | 0% | 1 | 1.186% | 0% | 0% | 1 |  | 0% | 0% | 1 | 11.2113 | 0% | 0% | 1 | 36.04% | 0% | 0% | 1 | 0 | 2 | 0% | 0% | 0% | 1 | 0.5485% | 0% | 0% | 1 | 1.609% | 0% | 0% | 1 | 10.3% | 0% | 0% | 1 | 10.35% | 0% | 0% | 1 | 0% | 0% | 0% | 1 | 3.914% | 0% | 0% | 1 |  | 0% | 0% | 1 | 11.3967 | 0% | 0% | 1 | 40.3% | 0% | 0% | 1 | 0 | 2 | 0% | 0% | 0% | 1 | 6.78% | 0% | 0% | 1 | 3.453% | 0% | 0% | 1 | 9.103% | 0% | 0% | 1 | 15.22% | 0% | 0% | 1 | 0% | 0% | 0% | 1 | 3.199% | 0% | 0% | 1 |  | 0% | 0% | 1 | 10.75 | 0% | 0% | 1 | 42.13% | 0% | 0% | 1 | 0 | 2 | 0% | 0% | 0% | 1 | 8.956% | 0% | 0% | 1 | 4.86% | 0% | 0% | 1 | 8.82% | 0% | 0% | 1 | 16.78% | 0% | 0% | 1 | 0% | 0% | 0% | 1 | 3.049% | 0% | 0% | 1
237 | Tevis | SPGE | 0 | 0 | 10 | 0% | 0% | 1 | 24 | 0% | 0% | 3 | 43.7% | 0% | 0% | 1 | 0 | 2 | 0% | 0% | 0% | 1 | 42.91% | 0% | 0% | 1 | 38.25% | 0% | 0% | 1 | 71.03% | 0% | 0% | 3 | 71.03% | 0% | 0% | 3 | 1.705% | 0% | 0% | 1 | 21.12% | 0% | 0% | 1 |  | 0% | 0% | 1 | 16.2925 | 0% | 0% | 2 | 48.93% | 0% | 0% | 1 | 0 | 2 | 0% | 0% | 0% | 1 | 27.12% | 0% | 0% | 1 | 33.42% | 0% | 0% | 1 | 56.35% | 0% | 0% | 2 | 58.53% | 0% | 0% | 2 | 0.4541% | 0% | 0% | 1 | 12.21% | 0% | 0% | 1 |  | 0% | 0% | 1 | 10.5926 | 0% | 0% | 1 | 46.66% | 0% | 0% | 1 | 0 | 2 | 0% | 0% | 0% | 1 | 19.8% | 0% | 0% | 1 | 30.44% | 0% | 0% | 1 | 45.85% | 0% | 0% | 1 | 52.24% | 0% | 0% | 2 | 0.4039% | 0% | 0% | 1 | 6.954% | 0% | 0% | 1 |  | 0% | 0% | 1 | 9.4583 | 0% | 0% | 1 | 51.71% | 0% | 0% | 2 | 0 | 2 | 3.509% | 0% | 3.509% | 1 | 22.24% | 0% | 0% | 1 | 21.39% | 0% | 0% | 1 | 39.19% | 0% | 0% | 1 | 49.99% | 0% | 0% | 1 | 3.033% | 0% | 0% | 1 | 4.433% | 0% | 0% | 1
238 | Otay Mesa | SAN DIEGO | 0 | 0 | 10 | 0% | 0% | 1 | 14.109 | 0% | 0% | 2 | 0% | 0% | 0% | 1 | 0 | 2 | 91.14% | 0.8114% | 91.95% | 5 | 6.04% | 0% | 0% | 1 | 90.23% | 0% | 0% | 4 | 96.68% | 0% | 0% | 5 | 96.77% | 0% | 0% | 5 | 17.37% | 0% | 0% | 1 | 11.38% | 0% | 0% | 1 |  | 0% | 0% | 1 | 13.6 | 0% | 0% | 2 | 0.08153% | 0% | 0% | 1 | 0 | 2 | 44.47% | 51.68% | 96.15% | 5 | 4.368% | 0% | 0% | 1 | 92.49% | 0% | 0% | 4 | 95.62% | 0% | 0% | 5 | 96.94% | 0% | 0% | 5 | 52.06% | 0% | 0% | 2 | 5.462% | 0% | 0% | 1 |  | 0% | 0% | 1 | 14.6872 | 0% | 0% | 2 | 0.1423% | 0% | 0% | 1 | 0 | 2 | 17.71% | 79.05% | 96.76% | 5 | 22.86% | 0% | 0% | 1 | 64.12% | 0% | 0% | 2 | 91.09% | 0% | 0% | 4 | 92.17% | 0% | 0% | 4 | 46.7% | 0% | 0% | 1 | 4.552% | 0% | 0% | 1 |  | 0% | 0% | 1 | 19.5619 | 0% | 0% | 2 | 0.1001% | 0% | 0% | 1 | 0 | 2 | 9.331% | 83.22% | 92.55% | 5 | 13.91% | 0% | 0% | 1 | 42.96% | 0% | 0% | 1 | 79.74% | 0% | 0% | 3 | 80.74% | 0% | 0% | 3 | 48.12% | 0% | 0% | 1 | 3.55% | 0% | 0% | 1
239 | Redondo | GREATER LA METRO | 0 | 0 | 10 | 0% | 0% | 1 | 12.5008 | 0% | 0% | 2 | 0% | 0% | 0% | 1 | 0 | 2 | 24.42% | 0% | 24.42% | 2 | 5.933% | 0% | 0% | 1 | 0% | 0% | 0% | 1 | 48.52% | 0% | 0% | 1 | 54.45% | 0% | 0% | 2 | 0% | 0% | 0% | 1 | 0% | 0% | 0% | 1 |  | 0% | 0% | 1 | 8.5241 | 0% | 0% | 1 | 0% | 0% | 0% | 1 | 0 | 2 | 16.69% | 0% | 16.69% | 1 | 1.315% | 0% | 0% | 1 | 12.41% | 0% | 0% | 1 | 74.52% | 0% | 0% | 3 | 75.84% | 0% | 0% | 3 | 0% | 0% | 0% | 1 | 0.07856% | 0% | 0% | 1 |  | 0% | 0% | 1 | 8.5241 | 0% | 0% | 1 | 0% | 0% | 0% | 1 | 0 | 2 | 2.673% | 0% | 2.673% | 1 | 0.2106% | 0% | 0% | 1 | 2.446% | 0% | 0% | 1 | 54.35% | 0% | 0% | 2 | 54.56% | 0% | 0% | 2 | 0% | 0% | 0% | 1 | 0.1382% | 0% | 0% | 1 |  | 0% | 0% | 1 | 22 | 0% | 0% | 3 | 0% | 0% | 0% | 1 | 0 | 2 | 16.38% | 6.654% | 23.04% | 2 | 4.72% | 0% | 0% | 1 | 6.282% | 0% | 0% | 1 | 46.96% | 0% | 0% | 1 | 51.68% | 0% | 0% | 2 | 7.625% | 0% | 0% | 1 | 4.163% | 0% | 0% | 1
240 | Arkansas | GREATER IMPERIAL | 0 | 0 | 0 | 0% | 0% | 1 | 7.3602 | 0% | 0% | 1 | 41.23% | 0% | 0% | 1 | 0 | 2 | 0% | 0% | 0% | 1 | 3.994% | 0% | 0% | 1 | 13.23% | 0% | 0% | 1 | 31.34% | 0% | 0% | 1 | 31.34% | 0% | 0% | 1 | 0% | 0% | 0% | 1 | 3.15% | 0% | 0% | 1 |  | 0% | 0% | 1 | 7.9508 | 0% | 0% | 1 | 48.29% | 0% | 0% | 1 | 0 | 2 | 0% | 0% | 0% | 1 | 6.292% | 0% | 0% | 1 | 27.81% | 0% | 0% | 1 | 41.15% | 0% | 0% | 1 | 42.32% | 0% | 0% | 1 | 0.7392% | 0% | 0% | 1 | 6.609% | 0% | 0% | 1 |  | 0% | 0% | 1 | 8.0277 | 0% | 0% | 1 | 51.52% | 0% | 0% | 2 | 0 | 2 | 0% | 0% | 0% | 1 | 5.56% | 0% | 0% | 1 | 28.65% | 0% | 0% | 1 | 35.07% | 0% | 0% | 1 | 39.41% | 0% | 0% | 1 | 2.802% | 0% | 0% | 1 | 6.19% | 0% | 0% | 1 |  | 0% | 0% | 1 | 8 | 0% | 0% | 1 | 49.48% | 0% | 0% | 1 | 0 | 2 | 0% | 0% | 0% | 1 | 6.173% | 0% | 0% | 1 | 22.41% | 0% | 0% | 1 | 26.96% | 0% | 0% | 1 | 32.34% | 0% | 0% | 1 | 5.732% | 0% | 0% | 1 | 6.091% | 0% | 0% | 1
241 | California Water | SPGE | 0 | 0 | 0 | 0% | 0% | 1 | 12.5433 | 0% | 0% | 2 | 5.427% | 0% | 0% | 1 | 0 | 2 | 19.25% | 0% | 19.25% | 1 | 89.04% | 0% | 0% | 3 | 41.53% | 0% | 0% | 1 | 53.33% | 0% | 0% | 2 | 89.19% | 0% | 0% | 3 | 19.11% | 0% | 0% | 1 | 2.301% | 0% | 0% | 1 |  | 0% | 0% | 1 | 8.1457 | 0% | 0% | 1 | 16.15% | 0% | 0% | 1 | 0 | 2 | 38.37% | 0% | 38.37% | 2 | 70.27% | 0% | 0% | 3 | 20.8% | 0% | 0% | 1 | 29.97% | 0% | 0% | 1 | 70.68% | 0% | 0% | 3 | 33.82% | 0% | 0% | 1 | 1.882% | 0% | 0% | 1 |  | 0% | 0% | 1 | 8.6771 | 0% | 0% | 1 | 23.29% | 0% | 0% | 1 | 0 | 2 | 40.36% | 0% | 40.36% | 2 | 58.24% | 0% | 0% | 2 | 18.61% | 0% | 0% | 1 | 30.77% | 0% | 0% | 1 | 62.28% | 0% | 0% | 2 | 35.19% | 0% | 0% | 1 | 1.623% | 0% | 0% | 1 |  | 0% | 0% | 1 | 8.6524 | 0% | 0% | 1 | 32.67% | 0% | 0% | 1 | 0 | 2 | 34.96% | 1.076% | 36.04% | 2 | 52.54% | 0% | 0% | 2 | 19.04% | 0% | 0% | 1 | 31.33% | 0% | 0% | 1 | 60.5% | 0% | 0% | 2 | 31.91% | 0% | 0% | 1 | 2.831% | 0% | 0% | 1
242 | Grimway | SPGE | 0 | 0 | 10 | 0% | 0% | 1 | 10.3863 | 0% | 0% | 1 | 88.9% | 0% | 0% | 3 | 0 | 2 | 0% | 0% | 0% | 1 | 0.3817% | 0% | 0% | 1 | 0% | 0% | 0% | 1 | 15.64% | 0% | 0% | 1 | 16.02% | 0% | 0% | 1 | 0% | 0% | 0% | 1 | 0.09639% | 0% | 0% | 1 |  | 0% | 0% | 1 | 9.6 | 0% | 0% | 1 | 62.76% | 0% | 0% | 2 | 0 | 2 | 5.436% | 0.0403% | 5.476% | 2 | 19.14% | 0% | 0% | 1 | 13.47% | 0% | 0% | 1 | 22.14% | 0% | 0% | 1 | 32.64% | 0% | 0% | 1 | 8.054% | 0% | 0% | 1 | 1.44% | 0% | 0% | 1 |  | 0% | 0% | 1 | 10.2 | 0% | 0% | 1 | 51.95% | 0% | 0% | 2 | 0 | 2 | 17.99% | 4.841% | 22.83% | 2 | 34.29% | 0% | 0% | 1 | 21.21% | 0% | 0% | 1 | 30.07% | 0% | 0% | 1 | 47.27% | 0% | 0% | 1 | 17.97% | 0% | 0% | 1 | 1.804% | 0% | 0% | 1 |  | 0% | 0% | 1 | 9.9889 | 0% | 0% | 1 | 42.26% | 0% | 0% | 1 | 0 | 2 | 19.07% | 8.076% | 27.15% | 2 | 42.01% | 0% | 0% | 1 | 21.35% | 0% | 0% | 1 | 33% | 0% | 0% | 1 | 56.25% | 0% | 0% | 2 | 20.69% | 0% | 0% | 1 | 2.341% | 0% | 0% | 1
243 | Viejo | GREATER LA METRO | 0 | 0 | 10 | 0% | 0% | 1 | 37.0714 | 0% | 0% | 4 | 0.4215% | 0% | 0% | 1 | 0 | 2 | 9.88% | 86.05% | 95.93% | 5 | 20.23% | 0% | 0% | 1 | 63.36% | 0% | 0% | 2 | 76.88% | 0% | 0% | 3 | 95.05% | 0% | 0% | 5 | 39.48% | 0% | 0% | 1 | 9.541% | 0% | 0% | 1 |  | 0% | 0% | 1 | 35.1885 | 0% | 0% | 4 | 0.1896% | 0% | 0% | 1 | 0 | 2 | 28.24% | 70.08% | 98.32% | 5 | 50.64% | 0% | 0% | 2 | 42.17% | 0% | 0% | 1 | 58.17% | 0% | 0% | 2 | 89.01% | 0% | 0% | 3 | 59.88% | 0% | 0% | 2 | 11.91% | 0% | 0% | 1 |  | 0% | 0% | 1 | 23.6591 | 0% | 0% | 3 | 0.1272% | 0% | 0% | 1 | 0 | 2 | 43.52% | 51.19% | 94.71% | 5 | 47.08% | 0% | 0% | 1 | 41.74% | 0% | 0% | 1 | 55.18% | 0% | 0% | 2 | 85.46% | 0% | 0% | 3 | 57.76% | 0% | 0% | 2 | 9.024% | 0% | 0% | 1 |  | 0% | 0% | 1 | 32.5928 | 0% | 0% | 4 | 0.9438% | 0% | 0% | 1 | 0 | 2 | 37.17% | 49.6% | 86.77% | 5 | 33.73% | 0% | 0% | 1 | 42.81% | 0% | 0% | 1 | 58.92% | 0% | 0% | 2 | 83.33% | 0% | 0% | 3 | 40.37% | 0% | 0% | 1 | 10.71% | 0% | 0% | 1
244 | Kelso | NORTHERN CALIFORNIA | 0 | 0 | 10 | 0% | 0% | 1 | 17 | 0% | 0% | 2 | 23.47% | 0% | 0% | 1 | 0 | 2 | 2.267% | 0% | 2.267% | 1 | 67.46% | 0% | 0% | 2 | 56.24% | 0% | 0% | 2 | 61.21% | 0% | 0% | 2 | 85.8% | 0% | 0% | 3 | 1.619% | 0% | 0% | 1 | 9.653% | 0% | 0% | 1 |  | 0% | 0% | 1 | 11.3605 | 0% | 0% | 1 | 36.92% | 0% | 0% | 1 | 0 | 2 | 8.796% | 0.869% | 9.665% | 2 | 53.95% | 0% | 0% | 2 | 45.16% | 0% | 0% | 1 | 49.11% | 0% | 0% | 1 | 68.05% | 0% | 0% | 2 | 7.223% | 0% | 0% | 1 | 6.504% | 0% | 0% | 1 |  | 0% | 0% | 1 | 12.5 | 0% | 0% | 2 | 40.26% | 0% | 0% | 1 | 0 | 2 | 16.48% | 1.947% | 18.43% | 2 | 45.57% | 0% | 0% | 1 | 38.95% | 0% | 0% | 1 | 41.68% | 0% | 0% | 1 | 59.27% | 0% | 0% | 2 | 16.2% | 0% | 0% | 1 | 6.485% | 0% | 0% | 1 |  | 0% | 0% | 1 | 12 | 0% | 0% | 2 | 40.05% | 0% | 0% | 1 | 0 | 2 | 17% | 1.713% | 18.71% | 2 | 45.08% | 0% | 0% | 1 | 37.12% | 0% | 0% | 1 | 39.16% | 0% | 0% | 1 | 59.41% | 0% | 0% | 2 | 20.4% | 0% | 0% | 1 | 7.103% | 0% | 0% | 1
245 | BlytheSC 161 kV | RIVERSIDE | 160 | 1600 | 10 | 27.27% | 0% | 2 | 16.2618 | 677.9% | 4.531% | 3 | 50.5% | 11.57% | 0% | 2 | 0 | 2 | 0% | 0% | 0% | 1 | 40.15% | 7.264% | 0% | 1 | 47.13% | 8.223% | 0% | 1 | 29.2% | 6.14% | 0% | 1 | 68.08% | 13.62% | 0% | 2 | 0% | 4.347% | 0% | 1 | 1.576% | 4.417% | 0% | 1 |  | 5.362% | 0% | 1 | 12.697 | 12.44% | 0% | 2 | 36.91% | 0.1397% | 0% | 1 | 0 | 2 | 0% | 0% | 0% | 1 | 28.2% | 2.01% | 0% | 1 | 34.04% | 2.188% | 0% | 1 | 18.17% | 1.763% | 0% | 1 | 46.41% | 2.693% | 0% | 1 | 11.97% | 1.639% | 0% | 1 | 1.656% | 1.467% | 0% | 1 |  | 3.892% | 0% | 1 | 10.2007 | 3.177% | 0% | 1 | 27.76% | 0.1397% | 0% | 1 | 0 | 2 | 0% | 0% | 0% | 1 | 35.74% | 1.357% | 0% | 1 | 37.97% | 1.406% | 0% | 1 | 25.81% | 1.176% | 0% | 1 | 52.01% | 1.818% | 0% | 2 | 27.53% | 1.204% | 0% | 1 | 1.744% | 0.8877% | 0% | 1 |  | 3.119% | 0% | 1 | 8.0177 | 1.715% | 0% | 1 | 21.49% | 0.1397% | 0% | 1 | 0 | 2 | 0% | 0% | 0% | 1 | 36.11% | 1.02% | 0% | 1 | 39.94% | 1.085% | 0% | 1 | 29.38% | 0.9226% | 0% | 1 | 52.86% | 1.382% | 0% | 2 | 36.61% | 1.028% | 0% | 1 | 2.222% | 0.6663% | 0% | 1
246 | Windhub | GREATER TEHACHAPI | 2428.5 | 24285 | 15 | 177.1% | 58.55% | 5 | 30.6667 | 32548% | 189.8% | 5 | 0% | 0% | 0% | 1 | 0 | 2 | 7.911% | 0% | 7.911% | 1 | 33.93% | 115.7% | 30.57% | 5 | 24.29% | 101% | 3.015% | 4 | 33.46% | 114.9% | 29.61% | 5 | 55.84% | 173.1% | 57.81% | 5 | 4.942% | 80.42% | 0% | 4 | 0.2933% | 76.67% | 0% | 4 |  | 65.57% | 0% | 3 | 32.125 | 785% | 49.66% | 5 | 1.638% | 0% | 0% | 1 | 0 | 2 | 33.2% | 0.02759% | 33.23% | 2 | 31.52% | 33.88% | 0% | 2 | 29.49% | 32.91% | 0% | 2 | 37.21% | 36.95% | 0% | 2 | 61.28% | 59.91% | 0% | 3 | 13.53% | 26.83% | 0% | 2 | 0.6376% | 23.35% | 0% | 2 |  | 30.77% | 0% | 2 | 33.5 | 116.4% | 4.419% | 5 | 1.269% | 0% | 0% | 1 | 0 | 2 | 32.33% | 4.176% | 36.5% | 2 | 32.17% | 16.15% | 0% | 1 | 24.87% | 14.58% | 0% | 1 | 26.59% | 14.92% | 0% | 1 | 57.32% | 25.67% | 0% | 2 | 24.13% | 14.44% | 0% | 1 | 1.107% | 11.08% | 0% | 1 |  | 18.03% | 0% | 1 | 38 | 36.58% | 0% | 4 | 1.47% | 0% | 0% | 1 | 0 | 2 | 31.05% | 6.956% | 38% | 2 | 33.7% | 9.202% | 0% | 1 | 21.9% | 7.811% | 0% | 1 | 24.93% | 8.127% | 0% | 1 | 56.57% | 14.05% | 0% | 2 | 29.73% | 8.682% | 0% | 1 | 1.281% | 6.18% | 0% | 1
247 | Camanche | NORTHERN CALIFORNIA | 0 | 0 | 10 | 0% | 0% | 1 | 17.6515 | 0% | 0% | 2 | 6.04% | 0% | 0% | 1 | 0 | 2 | 9.664% | 0% | 9.664% | 1 | 82.35% | 0% | 0% | 3 | 61.65% | 0% | 0% | 2 | 85.34% | 0% | 0% | 3 | 86.05% | 0% | 0% | 3 | 39.9% | 0% | 0% | 1 | 25.96% | 0% | 0% | 1 |  | 0% | 0% | 1 | 18.1286 | 0% | 0% | 2 | 14.11% | 0% | 0% | 1 | 0 | 2 | 18.89% | 0% | 18.89% | 1 | 61.34% | 0% | 0% | 2 | 40.13% | 0% | 0% | 1 | 68.46% | 0% | 0% | 2 | 78.82% | 0% | 0% | 3 | 26.77% | 0% | 0% | 1 | 19.71% | 0% | 0% | 1 |  | 0% | 0% | 1 | 17.2627 | 0% | 0% | 2 | 20.29% | 0% | 0% | 1 | 0 | 2 | 20.38% | 0% | 20.38% | 2 | 55.1% | 0% | 0% | 2 | 29.87% | 0% | 0% | 1 | 54.36% | 0% | 0% | 2 | 72.42% | 0% | 0% | 3 | 28.93% | 0% | 0% | 1 | 18.4% | 0% | 0% | 1 |  | 0% | 0% | 1 | 16 | 0% | 0% | 2 | 21.77% | 0% | 0% | 1 | 0 | 2 | 23.32% | 0% | 23.32% | 2 | 53.24% | 0% | 0% | 2 | 22.95% | 0% | 0% | 1 | 42.73% | 0% | 0% | 1 | 68.49% | 0% | 0% | 2 | 33.18% | 0% | 0% | 1 | 15.55% | 0% | 0% | 1
248 | Whirlwind | GREATER TEHACHAPI | 732 | 7320 | 10 | 27.74% | 0% | 2 | 35.032 | 2285% | 56.14% | 5 | 1.199% | 0% | 0% | 1 | 0 | 2 | 36.98% | 0% | 36.98% | 2 | 16.94% | 21.79% | 0% | 2 | 12.88% | 20.77% | 0% | 2 | 12.88% | 20.77% | 0% | 2 | 30.54% | 26.05% | 0% | 2 | 4.575% | 18.96% | 0% | 1 | 0.5872% | 18.2% | 0% | 1 |  | 12.5% | 0% | 1 | 38.75 | 56.01% | 0% | 4 | 1.929% | 0% | 0% | 1 | 0 | 2 | 41.74% | 0.0003919% | 41.74% | 2 | 23.23% | 6.342% | 0% | 1 | 39.12% | 7.998% | 0% | 1 | 22.27% | 6.264% | 0% | 1 | 55.62% | 10.97% | 0% | 2 | 14.78% | 5.714% | 0% | 1 | 0.4698% | 4.892% | 0% | 1 |  | 7.055% | 0% | 1 | 38.4405 | 27.22% | 0% | 4 | 1.872% | 0% | 0% | 1 | 0 | 2 | 40.17% | 5.712% | 45.88% | 2 | 23.43% | 3.438% | 0% | 1 | 36.81% | 4.166% | 0% | 1 | 27.33% | 3.622% | 0% | 1 | 56.33% | 6.028% | 0% | 2 | 18.55% | 3.232% | 0% | 1 | 1.632% | 2.676% | 0% | 1 |  | 5.395% | 0% | 1 | 38.125 | 15.11% | 0% | 4 | 1.825% | 0% | 0% | 1 | 0 | 2 | 37.91% | 13.18% | 51.08% | 3 | 25.01% | 2.464% | 0% | 1 | 35.02% | 2.843% | 0% | 1 | 32.78% | 2.749% | 0% | 1 | 57.98% | 4.397% | 0% | 2 | 20.96% | 2.338% | 0% | 1 | 2.492% | 1.895% | 0% | 1
249 | El Casco | RIVERSIDE | 0 | 0 | 10 | 0% | 0% | 1 | 19.7664 | 0% | 0% | 2 | 0.1134% | 0% | 0% | 1 | 0 | 2 | 13.85% | 84.49% | 98.35% | 5 | 64.31% | 0% | 0% | 2 | 45.49% | 0% | 0% | 1 | 41.76% | 0% | 0% | 1 | 81.46% | 0% | 0% | 3 | 43.3% | 0% | 0% | 1 | 5.197% | 0% | 0% | 1 |  | 0% | 0% | 1 | 19.7506 | 0% | 0% | 2 | 4.266% | 0% | 0% | 1 | 0 | 2 | 15.25% | 75.47% | 90.73% | 5 | 40.35% | 0% | 0% | 1 | 40.08% | 0% | 0% | 1 | 59.92% | 0% | 0% | 2 | 80.93% | 0% | 0% | 3 | 39.57% | 0% | 0% | 1 | 5.974% | 0% | 0% | 1 |  | 0% | 0% | 1 | 21.5393 | 0% | 0% | 3 | 2.769% | 0% | 0% | 1 | 0 | 2 | 21.69% | 69.25% | 90.93% | 5 | 34.31% | 0% | 0% | 1 | 34.9% | 0% | 0% | 1 | 56.2% | 0% | 0% | 2 | 74.13% | 0% | 0% | 3 | 41.35% | 0% | 0% | 1 | 5.541% | 0% | 0% | 1 |  | 0% | 0% | 1 | 24 | 0% | 0% | 3 | 2.21% | 0% | 0% | 1 | 0 | 2 | 24.07% | 68.08% | 92.14% | 5 | 28.61% | 0% | 0% | 1 | 35.91% | 0% | 0% | 1 | 58.38% | 0% | 0% | 2 | 72.67% | 0% | 0% | 3 | 42.38% | 0% | 0% | 1 | 4.956% | 0% | 0% | 1
250 | Suncrest | SAN DIEGO | 0 | 0 | 10 | 0% | 0% | 1 | 13.8354 | 0% | 0% | 2 | 0.015% | 0% | 0% | 1 | 0 | 2 | 0.9295% | 99.07% | 100% | 5 | 18.8% | 0% | 0% | 1 | 26.47% | 0% | 0% | 1 | 48.34% | 0% | 0% | 1 | 56.59% | 0% | 0% | 2 | 59.8% | 0% | 0% | 2 | 3.486% | 0% | 0% | 1 |  | 0% | 0% | 1 | 13.45 | 0% | 0% | 2 | 0.002576% | 0% | 0% | 1 | 0 | 2 | 0.186% | 99.81% | 100% | 5 | 18.78% | 0% | 0% | 1 | 29.89% | 0% | 0% | 1 | 59.1% | 0% | 0% | 2 | 65.04% | 0% | 0% | 2 | 67.2% | 0% | 0% | 2 | 3.77% | 0% | 0% | 1 |  | 0% | 0% | 1 | 11.8645 | 0% | 0% | 1 | 0.08336% | 0% | 0% | 1 | 0 | 2 | 0.6132% | 99.39% | 100% | 5 | 20.61% | 0% | 0% | 1 | 36.11% | 0% | 0% | 1 | 60.37% | 0% | 0% | 2 | 72.99% | 0% | 0% | 3 | 64.95% | 0% | 0% | 2 | 4.29% | 0% | 0% | 1 |  | 0% | 0% | 1 | 13.2168 | 0% | 0% | 2 | 0.2598% | 0% | 0% | 1 | 0 | 2 | 2.567% | 96.77% | 99.34% | 5 | 24.8% | 0% | 0% | 1 | 33.08% | 0% | 0% | 1 | 53.62% | 0% | 0% | 2 | 68.15% | 0% | 0% | 2 | 60.26% | 0% | 0% | 2 | 4.298% | 0% | 0% | 1
251 | Colorado River | RIVERSIDE | 1450 | 14500 | 15 | 39715% | 47.25% | 5 | 4.3318 | 85.17% | 0% | 3 | 0.03991% | 24604% | 118062% | 5 | 0 | 2 | 0% | 0% | 0% | 1 | 78.8% | 223.2% | 33.14% | 5 | 87.98% | 393.7% | 40.12% | 5 | 85.6% | 328.6% | 38.45% | 5 | 97.12% | 1645% | 45.76% | 5 | 74.33% | 184.3% | 29.12% | 5 | 0.1409% | 47.38% | 0% | 2 |  | 94.3% | 0% | 4 | 7.3686 | 45.66% | 0% | 2 | 14.64% | 91.09% | 0% | 3 | 0 | 2 | 0% | 0% | 0% | 1 | 41.39% | 27% | 0% | 2 | 47.37% | 30.06% | 0% | 2 | 40.97% | 26.8% | 0% | 2 | 60.08% | 39.64% | 0% | 2 | 47.39% | 30.07% | 0% | 2 | 0.693% | 15.93% | 0% | 1 |  | 38.67% | 0% | 2 | 8.5135 | 25.39% | 0% | 2 | 22.72% | 91.09% | 0% | 3 | 0 | 2 | 0% | 0% | 0% | 1 | 38.19% | 12.36% | 0% | 1 | 41.53% | 13.06% | 0% | 1 | 31.75% | 11.19% | 0% | 1 | 58.2% | 18.27% | 0% | 2 | 34.88% | 11.73% | 0% | 1 | 0.9915% | 7.715% | 0% | 1 |  | 28.12% | 0% | 2 | 7.4777 | 15.43% | 0% | 1 | 20.87% | 91.09% | 0% | 3 | 0 | 2 | 0% | 0% | 0% | 1 | 40.33% | 9.648% | 0% | 1 | 40.8% | 9.724% | 0% | 1 | 31.43% | 8.396% | 0% | 1 | 56.15% | 13.13% | 0% | 2 | 35.36% | 8.906% | 0% | 1 | 1.433% | 5.84% | 0% | 1
252 | Redbluff | RIVERSIDE | 888.5 | 8885 | 15 | 124.8% | 19.37% | 5 | 5.1689 | 130.6% | 22.49% | 5 | 0% | 340.9% | 0% | 4 | 0 | 2 | 0% | 0% | 0% | 1 | 21.66% | 69.84% | 0% | 3 | 0.5982% | 55.04% | 0% | 3 | 0% | 54.71% | 0% | 3 | 22.25% | 70.37% | 0% | 3 | 2.029% | 55.85% | 0% | 3 | 4.602% | 57.35% | 0% | 3 |  | 54.31% | 0% | 3 | 4.8763 | 49.44% | 0% | 2 | 0% | 0% | 0% | 1 | 0 | 2 | 0% | 0% | 0% | 1 | 30.98% | 35.42% | 0% | 2 | 0.2908% | 24.52% | 0% | 2 | 0% | 24.45% | 0% | 2 | 31.27% | 35.57% | 0% | 2 | 14.52% | 28.6% | 0% | 2 | 2.446% | 25.06% | 0% | 2 |  | 54.31% | 0% | 3 | 4.2104 | 37.92% | 0% | 2 | 0% | 0% | 0% | 1 | 0 | 2 | 0% | 0% | 0% | 1 | 45.03% | 34.49% | 0% | 2 | 13.2% | 21.84% | 0% | 2 | 12.23% | 21.6% | 0% | 2 | 45.34% | 34.68% | 0% | 2 | 17.27% | 22.91% | 0% | 2 | 1.897% | 19.32% | 0% | 1 |  | 51.26% | 0% | 3 | 3.7838 | 26.25% | 0% | 2 | 0% | 0% | 0% | 1 | 0 | 2 | 0% | 0% | 0% | 1 | 39% | 22.65% | 0% | 2 | 26.95% | 18.91% | 0% | 1 | 16.43% | 16.53% | 0% | 1 | 51.08% | 28.25% | 0% | 2 | 30.67% | 19.93% | 0% | 1 | 1.45% | 14.02% | 0% | 1
253 | Ocotillo | GREATER IMPERIAL | 0 | 0 | 10 | 0% | 0% | 1 | 7.3655 | 0% | 0% | 1 | 0% | 0% | 0% | 1 | 0 | 2 | 0% | 0% | 0% | 1 | 31.34% | 0% | 0% | 1 | 27.25% | 0% | 0% | 1 | 16.48% | 0% | 0% | 1 | 58.64% | 0% | 0% | 2 | 26.62% | 0% | 0% | 1 | 0% | 0% | 0% | 1 |  | 0% | 0% | 1 | 5.1646 | 0% | 0% | 1 | 0% | 0% | 0% | 1 | 0 | 2 | 1.518% | 0% | 1.518% | 1 | 34.88% | 0% | 0% | 1 | 18.87% | 0% | 0% | 1 | 14.45% | 0% | 0% | 1 | 56.3% | 0% | 0% | 2 | 37.67% | 0% | 0% | 1 | 0.02593% | 0% | 0% | 1 |  | 0% | 0% | 1 | 6.673 | 0% | 0% | 1 | 0.122% | 0% | 0% | 1 | 0 | 2 | 24.15% | 0.1135% | 24.27% | 2 | 17.38% | 0% | 0% | 1 | 17.9% | 0% | 0% | 1 | 19.04% | 0% | 0% | 1 | 41.35% | 0% | 0% | 1 | 54.3% | 0% | 0% | 2 | 0.7812% | 0% | 0% | 1 |  | 0% | 0% | 1 | 8.1789 | 0% | 0% | 1 | 8.657% | 0% | 0% | 1 | 0 | 2 | 31.92% | 8.178% | 40.09% | 2 | 11.44% | 0% | 0% | 1 | 15.39% | 0% | 0% | 1 | 26.13% | 0% | 0% | 1 | 39.44% | 0% | 0% | 1 | 44.7% | 0% | 0% | 1 | 3.772% | 0% | 0% | 1
254 | Ivanpah | SNV ELDORADO DESERT | 0 | 0 | 0 | 0% | 0% | 1 | 3.0259 | 0% | 0% | 1 | 0% | 0% | 0% | 1 | 0 | 2 | 0% | 0% | 0% | 1 | 97.99% | 0% | 0% | 5 | 94.2% | 0% | 0% | 4 | 0.4326% | 0% | 0% | 1 | 98.2% | 0% | 0% | 5 | 22.31% | 0% | 0% | 1 | 0% | 0% | 0% | 1 |  | 0% | 0% | 1 | 2.597 | 0% | 0% | 1 | 0% | 0% | 0% | 1 | 0 | 2 | 0% | 0% | 0% | 1 | 56.54% | 0% | 0% | 2 | 81.39% | 0% | 0% | 3 | 26.7% | 0% | 0% | 1 | 83.14% | 0% | 0% | 3 | 64.24% | 0% | 0% | 2 | 5.396e-05% | 0% | 0% | 1 |  | 0% | 0% | 1 | 2.6105 | 0% | 0% | 1 | 0% | 0% | 0% | 1 | 0 | 2 | 0% | 0% | 0% | 1 | 22.86% | 0% | 0% | 1 | 32.08% | 0% | 0% | 1 | 8.711% | 0% | 0% | 1 | 32.65% | 0% | 0% | 1 | 87.67% | 0% | 0% | 3 | 1.76e-05% | 0% | 0% | 1 |  | 0% | 0% | 1 | 2.873 | 0% | 0% | 1 | 0% | 0% | 0% | 1 | 0 | 2 | 0% | 0% | 0% | 1 | 13.39% | 0% | 0% | 1 | 23.81% | 0% | 0% | 1 | 6.815% | 0% | 0% | 1 | 24.14% | 0% | 0% | 1 | 85.21% | 0% | 0% | 3 | 0.3867% | 0% | 0% | 1
255 | Alamitos | GREATER LA METRO | 0 | 0 | 10 | 0% | 0% | 1 | 27 | 0% | 0% | 3 | 0% | 0% | 0% | 1 | 0 | 2 | 0% | 0% | 0% | 1 | 0% | 0% | 0% | 1 | 58.6% | 0% | 0% | 2 | 93.61% | 0% | 0% | 4 | 93.61% | 0% | 0% | 4 | 0% | 0% | 0% | 1 | 1.758% | 0% | 0% | 1 |  | 0% | 0% | 1 | 60.5 | 0% | 0% | 4 | 0% | 0% | 0% | 1 | 0 | 2 | 0% | 0% | 0% | 1 | 0% | 0% | 0% | 1 | 9.238% | 0% | 0% | 1 | 70.97% | 0% | 0% | 3 | 70.97% | 0% | 0% | 3 | 0% | 0% | 0% | 1 | 0.4458% | 0% | 0% | 1 |  | 0% | 0% | 1 | 47 | 0% | 0% | 4 | 0% | 0% | 0% | 1 | 0 | 2 | 0.04524% | 0% | 0.04524% | 1 | 0% | 0% | 0% | 1 | 14.45% | 0% | 0% | 1 | 77.52% | 0% | 0% | 3 | 77.52% | 0% | 0% | 3 | 0% | 0% | 0% | 1 | 3.549% | 0% | 0% | 1 |  | 0% | 0% | 1 | 47 | 0% | 0% | 4 | 0% | 0% | 0% | 1 | 0 | 2 | 1.144% | 9.269% | 10.41% | 2 | 1.281% | 0% | 0% | 1 | 12.51% | 0% | 0% | 1 | 69.84% | 0% | 0% | 2 | 71.12% | 0% | 0% | 3 | 0% | 0% | 0% | 1 | 4.793% | 0% | 0% | 1
256 | Shilo III | NORTHERN CALIFORNIA | 0 | 0 | 0 | 0% | 0% | 1 | 6.1099 | 0% | 0% | 1 | 0% | 0% | 0% | 1 | 0 | 2 | 0% | 0% | 0% | 1 | 6.745% | 0% | 0% | 1 | 37.7% | 0% | 0% | 1 | 40.06% | 0% | 0% | 1 | 51.7% | 0% | 0% | 2 | 0.06799% | 0% | 0% | 1 | 18.76% | 0% | 0% | 1 |  | 0% | 0% | 1 | 6.4064 | 0% | 0% | 1 | 7.341% | 0% | 0% | 1 | 0 | 2 | 0% | 0% | 0% | 1 | 16.46% | 0% | 0% | 1 | 37.57% | 0% | 0% | 1 | 36.98% | 0% | 0% | 1 | 52.52% | 0% | 0% | 2 | 4.628% | 0% | 0% | 1 | 31.14% | 0% | 0% | 1 |  | 0% | 0% | 1 | 7.0666 | 0% | 0% | 1 | 26.72% | 0% | 0% | 1 | 0 | 2 | 1.914% | 0% | 1.914% | 1 | 11.94% | 0% | 0% | 1 | 32.11% | 0% | 0% | 1 | 32% | 0% | 0% | 1 | 43.3% | 0% | 0% | 1 | 3.498% | 0% | 0% | 1 | 22.89% | 0% | 0% | 1 |  | 0% | 0% | 1 | 12.25 | 0% | 0% | 2 | 33.08% | 0% | 0% | 1 | 0 | 2 | 8.468% | 0.4225% | 8.89% | 2 | 17.66% | 0% | 0% | 1 | 24.75% | 0% | 0% | 1 | 25.91% | 0% | 0% | 1 | 40.98% | 0% | 0% | 1 | 6.862% | 0% | 0% | 1 | 16.19% | 0% | 0% | 1
257 | ECO | GREATER IMPERIAL | 90 | 900 | 10 | 55.81% | 0% | 3 | 11.6573 | 501.3% | 24.82% | 5 | 1.726% | 0% | 0% | 1 | 0 | 2 | 55.87% | 0% | 55.87% | 3 | 0% | 22.77% | 0% | 2 | 22.74% | 29.47% | 0% | 2 | 31.87% | 33.42% | 0% | 2 | 38.28% | 36.89% | 0% | 2 | 18.77% | 28.03% | 0% | 2 | 4.249% | 23.78% | 0% | 2 |  | 14.4% | 0% | 1 | 8.3848 | 23.94% | 0% | 2 | 0.2923% | 0% | 0% | 1 | 0 | 2 | 62.63% | 0% | 62.63% | 3 | 11.23% | 4.343% | 0% | 1 | 33.53% | 5.801% | 0% | 1 | 35.96% | 6.02% | 0% | 1 | 54.27% | 8.431% | 0% | 2 | 31.76% | 5.65% | 0% | 1 | 1.678% | 3.921% | 0% | 1 |  | 4.876% | 0% | 1 | 10.1105 | 6.278% | 0% | 1 | 0.09951% | 0% | 0% | 1 | 0 | 2 | 61.75% | 5.442% | 67.19% | 3 | 21.04% | 1.662% | 0% | 1 | 14.62% | 1.537% | 0% | 1 | 31.58% | 1.918% | 0% | 1 | 54.4% | 2.878% | 0% | 2 | 40.14% | 2.193% | 0% | 1 | 1.13% | 1.328% | 0% | 1 |  | 3.336% | 0% | 1 | 8.928 | 3.204% | 0% | 1 | 0.2706% | 0% | 0% | 1 | 0 | 2 | 43.69% | 27.84% | 71.54% | 4 | 16.44% | 1.052% | 0% | 1 | 13.13% | 1.012% | 0% | 1 | 21.98% | 1.126% | 0% | 1 | 42.95% | 1.54% | 0% | 1 | 48.02% | 1.69% | 0% | 1 | 1.417% | 0.8914% | 0% | 1
258 | IID System | GREATER IMPERIAL | 0 | 0 | 0 | 0% | 0% | 1 | 9.5476 | 0% | 0% | 1 | 35.65% | 0% | 0% | 1 | 0 | 2 | 0% | 0% | 0% | 1 | 0% | 0% | 0% | 1 | 75.55% | 0% | 0% | 3 | 84.8% | 0% | 0% | 3 | 84.8% | 0% | 0% | 3 | 0% | 0% | 0% | 1 | 11.78% | 0% | 0% | 1 |  | 0% | 0% | 1 | 7.6625 | 0% | 0% | 1 | 37.85% | 0% | 0% | 1 | 0 | 2 | 0% | 0% | 0% | 1 | 1.379% | 0% | 0% | 1 | 44.01% | 0% | 0% | 1 | 54.31% | 0% | 0% | 2 | 54.63% | 0% | 0% | 2 | 0.1764% | 0% | 0% | 1 | 8.079% | 0% | 0% | 1 |  | 0% | 0% | 1 | 8.1533 | 0% | 0% | 1 | 43.53% | 0% | 0% | 1 | 0 | 2 | 0% | 0% | 0% | 1 | 4.147% | 0% | 0% | 1 | 36.61% | 0% | 0% | 1 | 44.83% | 0% | 0% | 1 | 48.15% | 0% | 0% | 1 | 2.244% | 0% | 0% | 1 | 7.204% | 0% | 0% | 1 |  | 0% | 0% | 1 | 8.0771 | 0% | 0% | 1 | 41.66% | 0% | 0% | 1 | 0 | 2 | 0% | 0% | 0% | 1 | 3.809% | 0% | 0% | 1 | 25.94% | 0% | 0% | 1 | 32.23% | 0% | 0% | 1 | 35.97% | 0% | 0% | 1 | 6.639% | 0% | 0% | 1 | 6.276% | 0% | 0% | 1
259 | Sonora | GREATER IMPERIAL | 0 | 0 | 0 | 0% | 0% | 1 | 7 | 0% | 0% | 1 | 28.83% | 0% | 0% | 1 | 0 | 2 | 0% | 0% | 0% | 1 | 13.72% | 0% | 0% | 1 | 7.313% | 0% | 0% | 1 | 42.35% | 0% | 0% | 1 | 42.35% | 0% | 0% | 1 | 0.01897% | 0% | 0% | 1 | 7.001% | 0% | 0% | 1 |  | 0% | 0% | 1 | 8 | 0% | 0% | 1 | 40.13% | 0% | 0% | 1 | 0 | 2 | 0% | 0% | 0% | 1 | 7.988% | 0% | 0% | 1 | 31.67% | 0% | 0% | 1 | 49.2% | 0% | 0% | 1 | 49.61% | 0% | 0% | 1 | 1.271% | 0% | 0% | 1 | 7.643% | 0% | 0% | 1 |  | 0% | 0% | 1 | 7.9259 | 0% | 0% | 1 | 46.75% | 0% | 0% | 1 | 0 | 2 | 0% | 0% | 0% | 1 | 6.274% | 0% | 0% | 1 | 30.98% | 0% | 0% | 1 | 39.05% | 0% | 0% | 1 | 43.31% | 0% | 0% | 1 | 2.88% | 0% | 0% | 1 | 6.705% | 0% | 0% | 1 |  | 0% | 0% | 1 | 7.9503 | 0% | 0% | 1 | 47.94% | 0% | 0% | 1 | 0 | 2 | 0% | 0% | 0% | 1 | 5.55% | 0% | 0% | 1 | 25.47% | 0% | 0% | 1 | 30.87% | 0% | 0% | 1 | 35.5% | 0% | 0% | 1 | 5.446% | 0% | 0% | 1 | 6.277% | 0% | 0% | 1
260 | Caliente | SPGE | 0 | 0 | 10 | 0% | 0% | 1 | 8.4241 | 0% | 0% | 1 | 0% | 0% | 0% | 1 | 0 | 2 | 0% | 0% | 0% | 1 | 31.56% | 0% | 0% | 1 | 20.3% | 0% | 0% | 1 | 37.23% | 0% | 0% | 1 | 56.92% | 0% | 0% | 2 | 42.53% | 0% | 0% | 1 | 4.165% | 0% | 0% | 1 |  | 0% | 0% | 1 | 13.56 | 0% | 0% | 2 | 0.01308% | 0% | 0% | 1 | 0 | 2 | 0.5294% | 0% | 0.5294% | 1 | 45.44% | 0% | 0% | 1 | 18.01% | 0% | 0% | 1 | 33.04% | 0% | 0% | 1 | 65.97% | 0% | 0% | 2 | 44.37% | 0% | 0% | 1 | 5.942% | 0% | 0% | 1 |  | 0% | 0% | 1 | 8.6053 | 0% | 0% | 1 | 2.867% | 0% | 0% | 1 | 0 | 2 | 9.254% | 0% | 9.254% | 1 | 45.85% | 0% | 0% | 1 | 12.5% | 0% | 0% | 1 | 25.6% | 0% | 0% | 1 | 64.05% | 0% | 0% | 2 | 43.91% | 0% | 0% | 1 | 3.052% | 0% | 0% | 1 |  | 0% | 0% | 1 | 7.2483 | 0% | 0% | 1 | 11.58% | 0% | 0% | 1 | 0 | 2 | 10.75% | 0% | 10.75% | 1 | 46.52% | 0% | 0% | 1 | 14.1% | 0% | 0% | 1 | 24.71% | 0% | 0% | 1 | 65% | 0% | 0% | 2 | 39.43% | 0% | 0% | 1 | 2.234% | 0% | 0% | 1
261 | Regulus | SPGE | 0 | 0 | 0 | 0% | 0% | 1 | 11.6512 | 0% | 0% | 1 | 85.06% | 0% | 0% | 3 | 0 | 2 | 0% | 0% | 0% | 1 | 0% | 0% | 0% | 1 | 0.7979% | 0% | 0% | 1 | 9.79% | 0% | 0% | 1 | 9.79% | 0% | 0% | 1 | 0% | 0% | 0% | 1 | 0.02482% | 0% | 0% | 1 |  | 0% | 0% | 1 | 10.3479 | 0% | 0% | 1 | 55.56% | 0% | 0% | 2 | 0 | 2 | 9.336% | 0% | 9.336% | 1 | 28.26% | 0% | 0% | 1 | 12.74% | 0% | 0% | 1 | 22.45% | 0% | 0% | 1 | 38.56% | 0% | 0% | 1 | 13.48% | 0% | 0% | 1 | 1.971% | 0% | 0% | 1 |  | 0% | 0% | 1 | 9.6668 | 0% | 0% | 1 | 43.1% | 0% | 0% | 1 | 0 | 2 | 24.09% | 2.863% | 26.96% | 2 | 44.66% | 0% | 0% | 1 | 20.8% | 0% | 0% | 1 | 31.39% | 0% | 0% | 1 | 55.26% | 0% | 0% | 2 | 23.53% | 0% | 0% | 1 | 1.707% | 0% | 0% | 1 |  | 0% | 0% | 1 | 10.1807 | 0% | 0% | 1 | 39.68% | 0% | 0% | 1 | 0 | 2 | 24.34% | 6.749% | 31.09% | 2 | 43.75% | 0% | 0% | 1 | 21.25% | 0% | 0% | 1 | 32.31% | 0% | 0% | 1 | 55.77% | 0% | 0% | 2 | 23.75% | 0% | 0% | 1 | 2.745% | 0% | 0% | 1
262 | Geysers | NORTHERN CALIFORNIA | 0 | 0 | 10 | 0% | 0% | 1 | 6.9 | 0% | 0% | 1 | 0.2834% | 0% | 0% | 1 | 0 | 2 | 20.61% | 78.48% | 99.09% | 5 | 98.38% | 0% | 0% | 5 | 65.11% | 0% | 0% | 2 | 99.98% | 0% | 0% | 5 | 100% | 0% | 0% | 5 | 45.48% | 0% | 0% | 1 | 1.215% | 0% | 0% | 1 |  | 0% | 0% | 1 | 10.7767 | 0% | 0% | 1 | 6.01% | 0% | 0% | 1 | 0 | 2 | 23.85% | 63.41% | 87.26% | 5 | 65.16% | 0% | 0% | 2 | 61.05% | 0% | 0% | 2 | 84.34% | 0% | 0% | 3 | 95.39% | 0% | 0% | 5 | 33.61% | 0% | 0% | 1 | 2.617% | 0% | 0% | 1 |  | 0% | 0% | 1 | 11.5823 | 0% | 0% | 1 | 6.924% | 0% | 0% | 1 | 0 | 2 | 36.55% | 47.84% | 84.39% | 5 | 57.01% | 0% | 0% | 2 | 49.45% | 0% | 0% | 1 | 76.91% | 0% | 0% | 3 | 93.24% | 0% | 0% | 4 | 34.37% | 0% | 0% | 1 | 2.14% | 0% | 0% | 1 |  | 0% | 0% | 1 | 11.2864 | 0% | 0% | 1 | 6.979% | 0% | 0% | 1 | 0 | 2 | 42.64% | 41.91% | 84.55% | 5 | 59.46% | 0% | 0% | 2 | 43.49% | 0% | 0% | 1 | 74.46% | 0% | 0% | 3 | 91.65% | 0% | 0% | 4 | 43.4% | 0% | 0% | 1 | 2.309% | 0% | 0% | 1
263 | Solar SS | SPGE | 0 | 0 | 10 | 0% | 0% | 1 | 4.1575 | 0% | 0% | 1 | 0.2091% | 0% | 0% | 1 | 0 | 2 | 21.02% | 0% | 21.02% | 2 | 8.614% | 0% | 0% | 1 | 25.32% | 0% | 0% | 1 | 43.06% | 0% | 0% | 1 | 44.74% | 0% | 0% | 1 | 52.82% | 0% | 0% | 2 | 1.016% | 0% | 0% | 1 |  | 0% | 0% | 1 | 8.2748 | 0% | 0% | 1 | 0.1802% | 0% | 0% | 1 | 0 | 2 | 24.24% | 0% | 24.24% | 2 | 32.48% | 0% | 0% | 1 | 17.82% | 0% | 0% | 1 | 30% | 0% | 0% | 1 | 56.87% | 0% | 0% | 2 | 66.96% | 0% | 0% | 2 | 4.034% | 0% | 0% | 1 |  | 0% | 0% | 1 | 7.885 | 0% | 0% | 1 | 0.7533% | 0% | 0% | 1 | 0 | 2 | 19.66% | 0% | 19.66% | 1 | 40.99% | 0% | 0% | 1 | 17.91% | 0% | 0% | 1 | 26.93% | 0% | 0% | 1 | 61.42% | 0% | 0% | 2 | 58.24% | 0% | 0% | 2 | 3.503% | 0% | 0% | 1 |  | 0% | 0% | 1 | 6.6496 | 0% | 0% | 1 | 2.877% | 0% | 0% | 1 | 0 | 2 | 18.41% | 2.028% | 20.44% | 2 | 46.79% | 0% | 0% | 1 | 13.39% | 0% | 0% | 1 | 24.55% | 0% | 0% | 1 | 65.53% | 0% | 0% | 2 | 49.9% | 0% | 0% | 1 | 2.628% | 0% | 0% | 1
264 | Olive | SPGE | 40 | 400 | 5 | 4.538% | 0% | 1 | 10.8389 | 28.1% | 0% | 2 | 27.93% | 3.071% | 0% | 1 | 0 | 2 | 0% | 0% | 0% | 1 | 50.85% | 3.289% | 0% | 2 | 7.842% | 1.754% | 0% | 1 | 35.89% | 2.521% | 0% | 1 | 61.12% | 4.157% | 0% | 2 | 0% | 1.616% | 0% | 1 | 5.598% | 1.712% | 0% | 1 |  | 0.7248% | 0% | 1 | 8.9988 | 1.099% | 0% | 1 | 37.8% | 0.6089% | 0% | 1 | 0 | 2 | 0% | 0% | 0% | 1 | 32.61% | 0.4195% | 0% | 1 | 10.82% | 0.317% | 0% | 1 | 25.26% | 0.3782% | 0% | 1 | 46.29% | 0.5263% | 0% | 1 | 0.02972% | 0.2827% | 0% | 1 | 6.227% | 0.3014% | 0% | 1 |  | 0.3734% | 0% | 1 | 8.2837 | 0.4825% | 0% | 1 | 43.13% | 0.6089% | 0% | 1 | 0 | 2 | 0% | 0% | 0% | 1 | 31.65% | 0.173% | 0% | 1 | 8.967% | 0.1299% | 0% | 1 | 19.76% | 0.1473% | 0% | 1 | 43.38% | 0.2088% | 0% | 1 | 0.08547% | 0.1183% | 0% | 1 | 6.162% | 0.126% | 0% | 1 |  | 0.2119% | 0% | 1 | 8.4839 | 0.2722% | 0% | 1 | 44.22% | 0.6089% | 0% | 1 | 0 | 2 | 0% | 0% | 0% | 1 | 30.5% | 0.08984% | 0% | 1 | 5.972% | 0.0664% | 0% | 1 | 16.65% | 0.07491% | 0% | 1 | 41.78% | 0.1073% | 0% | 1 | 0.06157% | 0.06248% | 0% | 1 | 5.136% | 0.06582% | 0% | 1
265 | 7th Standard | SPGE | 0 | 0 | 10 | 0% | 0% | 1 | 20 | 0% | 0% | 3 | 77.92% | 0% | 0% | 3 | 0 | 2 | 0% | 0% | 0% | 1 | 12.58% | 0% | 0% | 1 | 0% | 0% | 0% | 1 | 2.987% | 0% | 0% | 1 | 12.66% | 0% | 0% | 1 | 0% | 0% | 0% | 1 | 2.325% | 0% | 0% | 1 |  | 0% | 0% | 1 | 13.8339 | 0% | 0% | 2 | 53.51% | 0% | 0% | 2 | 0 | 2 | 0% | 0% | 0% | 1 | 35.7% | 0% | 0% | 1 | 7.513% | 0% | 0% | 1 | 19.88% | 0% | 0% | 1 | 44.17% | 0% | 0% | 1 | 1.24% | 0% | 0% | 1 | 6.248% | 0% | 0% | 1 |  | 0% | 0% | 1 | 11.5453 | 0% | 0% | 1 | 47.9% | 0% | 0% | 1 | 0 | 2 | 5.797% | 0% | 5.797% | 1 | 36.25% | 0% | 0% | 1 | 14.77% | 0% | 0% | 1 | 29.14% | 0% | 0% | 1 | 50.25% | 0% | 0% | 2 | 4.544% | 0% | 0% | 1 | 6.526% | 0% | 0% | 1 |  | 0% | 0% | 1 | 9.75 | 0% | 0% | 1 | 47.61% | 0% | 0% | 1 | 0 | 2 | 12.33% | 0% | 12.33% | 1 | 33.97% | 0% | 0% | 1 | 18.64% | 0% | 0% | 1 | 35.81% | 0% | 0% | 1 | 53.97% | 0% | 0% | 2 | 10.31% | 0% | 0% | 1 | 4.212% | 0% | 0% | 1
266 | Delevan | NORTHERN CALIFORNIA | 599.4 | 5994 | 10 | 82.57% | 0% | 4 | 5.9292 | 41.38% | 0% | 2 | 26.51% | 49.17% | 0% | 2 | 0 | 2 | 3.888% | 0% | 3.888% | 1 | 42.1% | 21.48% | 0% | 2 | 7.638% | 13.46% | 0% | 1 | 31.99% | 18.28% | 0% | 1 | 70.61% | 42.31% | 0% | 3 | 13.42% | 14.36% | 0% | 1 | 2.474% | 12.75% | 0% | 1 |  | 23.38% | 0% | 2 | 6.1839 | 8.822% | 0% | 1 | 24.32% | 13.59% | 0% | 1 | 0 | 2 | 19.28% | 0% | 19.28% | 1 | 32.54% | 5.254% | 0% | 1 | 10.77% | 3.973% | 0% | 1 | 32.47% | 5.249% | 0% | 1 | 60.64% | 9.005% | 0% | 2 | 29.9% | 5.057% | 0% | 1 | 3.333% | 3.667% | 0% | 1 |  | 9.466% | 0% | 1 | 7.2277 | 5.126% | 0% | 1 | 24.91% | 13.59% | 0% | 1 | 0 | 2 | 23.78% | 0% | 23.78% | 2 | 29.97% | 2.245% | 0% | 1 | 13.16% | 1.81% | 0% | 1 | 33.18% | 2.353% | 0% | 1 | 54.92% | 3.488% | 0% | 2 | 31.28% | 2.288% | 0% | 1 | 3.31% | 1.626% | 0% | 1 |  | 5.977% | 0% | 1 | 6.6724 | 2.857% | 0% | 1 | 27.79% | 13.59% | 0% | 1 | 0 | 2 | 25.25% | 0% | 25.25% | 2 | 30.34% | 1.348% | 0% | 1 | 13.01% | 1.08% | 0% | 1 | 31.43% | 1.37% | 0% | 1 | 54.38% | 2.059% | 0% | 2 | 31.5% | 1.371% | 0% | 1 | 4.31% | 0.9816% | 0% | 1
267 | Mustang | SPGE | 350 | 3500 | 10 | 41.13% | 0% | 2 | 6.1317 | 46.63% | 0% | 2 | 49.13% | 28.56% | 0% | 2 | 0 | 2 | 0% | 0% | 0% | 1 | 18.55% | 16.34% | 0% | 1 | 0% | 13.31% | 0% | 1 | 0% | 13.31% | 0% | 1 | 18.55% | 16.34% | 0% | 1 | 0% | 13.31% | 0% | 1 | 1.982% | 13.58% | 0% | 1 |  | 6% | 0% | 1 | 8.028 | 10.07% | 0% | 1 | 42.94% | 5.014% | 0% | 1 | 0 | 2 | 0% | 0% | 0% | 1 | 14.72% | 2.924% | 0% | 1 | 2.041% | 2.545% | 0% | 1 | 3.535% | 2.585% | 0% | 1 | 16.92% | 3.001% | 0% | 1 | 0% | 2.493% | 0% | 1 | 1.814% | 2.539% | 0% | 1 |  | 2.371% | 0% | 1 | 8.8424 | 3.886% | 0% | 1 | 48.44% | 5.014% | 0% | 1 | 0 | 2 | 0% | 0% | 0% | 1 | 10.47% | 1.061% | 0% | 1 | 1.936% | 0.9686% | 0% | 1 | 4.747% | 0.9972% | 0% | 1 | 14.11% | 1.106% | 0% | 1 | 0% | 0.9499% | 0% | 1 | 1.689% | 0.9662% | 0% | 1 |  | 1.227% | 0% | 1 | 8.6667 | 2.067% | 0% | 1 | 41.77% | 5.014% | 0% | 1 | 0 | 2 | 0% | 0% | 0% | 1 | 13.05% | 0.6078% | 0% | 1 | 1.905% | 0.5387% | 0% | 1 | 6.788% | 0.5669% | 0% | 1 | 18.27% | 0.6466% | 0% | 1 | 0.2134% | 0.5296% | 0% | 1 | 1.602% | 0.5371% | 0% | 1
268 | Tranquility | SPGE | 2100 | 21000 | 10 | 92.72% | 0% | 4 | 8.1434 | 854.8% | 43.87% | 5 | 34.01% | 76.54% | 0% | 3 | 0 | 2 | 0% | 0% | 0% | 1 | 27.13% | 63.28% | 0% | 3 | 0% | 46.11% | 0% | 2 | 8.984% | 50.66% | 0% | 3 | 29.56% | 65.46% | 0% | 3 | 0% | 46.11% | 0% | 2 | 0.2602% | 46.23% | 0% | 2 |  | 31.61% | 0% | 2 | 7.6049 | 81.29% | 0% | 3 | 42.24% | 28% | 0% | 2 | 0 | 2 | 0% | 0% | 0% | 1 | 25.82% | 16% | 0% | 1 | 3.445% | 12.29% | 0% | 1 | 13.12% | 13.66% | 0% | 1 | 27.84% | 16.45% | 0% | 1 | 4.631% | 12.45% | 0% | 1 | 0.4025% | 11.92% | 0% | 1 |  | 20.13% | 0% | 2 | 6.6491 | 24.18% | 0% | 2 | 40.29% | 28% | 0% | 2 | 0 | 2 | 0% | 0% | 0% | 1 | 35.07% | 8.415% | 0% | 1 | 7.797% | 5.926% | 0% | 1 | 18.07% | 6.668% | 0% | 1 | 42.77% | 9.547% | 0% | 1 | 12.88% | 6.271% | 0% | 1 | 2.038% | 5.577% | 0% | 1 |  | 10.45% | 0% | 1 | 6.2973 | 12.17% | 0% | 1 | 32.79% | 28% | 0% | 2 | 0 | 2 | 0.5481% | 0% | 0.5481% | 1 | 37.77% | 5.155% | 0% | 1 | 10.3% | 3.576% | 0% | 1 | 18.36% | 3.929% | 0% | 1 | 45.61% | 5.897% | 0% | 1 | 15.49% | 3.796% | 0% | 1 | 2.466% | 3.289% | 0% | 1
269 | Calcite | GREATER KRAMER | 454 | 4540 | 10 | 38.05% | 0% | 2 | 32.5 | 736218% | 69.25% | 5 | 0.5468% | 0% | 0% | 1 | 0 | 2 | 0% | 0% | 0% | 1 | 52.54% | 35.26% | 0% | 2 | 20.62% | 21.08% | 0% | 2 | 11.26% | 18.86% | 0% | 1 | 53.63% | 36.09% | 0% | 2 | 10.25% | 18.65% | 0% | 1 | 1.564% | 17% | 0% | 1 |  | 15.86% | 0% | 1 | 38.75 | 684% | 22.42% | 5 | 0.8411% | 0% | 0% | 1 | 0 | 2 | 0% | 0% | 0% | 1 | 44.15% | 11.03% | 0% | 1 | 23.44% | 8.045% | 0% | 1 | 20.63% | 7.761% | 0% | 1 | 57.52% | 14.5% | 0% | 2 | 17.69% | 7.484% | 0% | 1 | 0.6001% | 6.197% | 0% | 1 |  | 12.09% | 0% | 1 | 39 | 49.3% | 0% | 4 | 0.5221% | 0% | 0% | 1 | 0 | 2 | 6.473% | 0% | 6.473% | 1 | 43.46% | 6.38% | 0% | 1 | 26.67% | 4.92% | 0% | 1 | 24.09% | 4.752% | 0% | 1 | 60.96% | 9.239% | 0% | 2 | 27.1% | 4.949% | 0% | 1 | 0.4673% | 3.624% | 0% | 1 |  | 10.43% | 0% | 1 | 32 | 15.93% | 0% | 4 | 0.374% | 0% | 0% | 1 | 0 | 2 | 16.51% | 0.2108% | 16.72% | 2 | 34.62% | 3.952% | 0% | 1 | 29.44% | 3.662% | 0% | 1 | 28.96% | 3.637% | 0% | 1 | 59.21% | 6.334% | 0% | 2 | 37.78% | 4.153% | 0% | 1 | 0.5168% | 2.597% | 0% | 1
270 | Trout Canyon (fka Crazy Eyes) | SNV ELDORADO DESERT | 0 | 0 | 0 | 0% | 0% | 1 | 0 | 0% | 0% | 1 | 0% | 0% | 0% | 1 | 0 | 2 | 0% | 0% | 0% | 1 | 0% | 0% | 0% | 1 | 0% | 0% | 0% | 1 | 0% | 0% | 0% | 1 | 0% | 0% | 0% | 1 | 0% | 0% | 0% | 1 | 0% | 0% | 0% | 1 |  | 0% | 0% | 1 | 0 | 0% | 0% | 1 | 0% | 0% | 0% | 1 | 0 | 2 | 0% | 0% | 0% | 1 | 0% | 0% | 0% | 1 | 0% | 0% | 0% | 1 | 0% | 0% | 0% | 1 | 0% | 0% | 0% | 1 | 0% | 0% | 0% | 1 | 0% | 0% | 0% | 1 |  | 0% | 0% | 1 | 78.4333 | 0% | 0% | 4 | 0% | 0% | 0% | 1 | 0 | 2 | 0% | 0% | 0% | 1 | 10.87% | 0% | 0% | 1 | 0.1733% | 0% | 0% | 1 | 70.64% | 0% | 0% | 3 | 76.24% | 0% | 0% | 3 | 50.75% | 0% | 0% | 2 | 0.07268% | 0% | 0% | 1 |  | 0% | 0% | 1 | 71.9714 | 0% | 0% | 4 | 0% | 0% | 0% | 1 | 0 | 2 | 0% | 0% | 0% | 1 | 9.582% | 0% | 0% | 1 | 0.1528% | 0% | 0% | 1 | 66.34% | 0% | 0% | 2 | 71.28% | 0% | 0% | 3 | 48.65% | 0% | 0% | 1 | 0.2217% | 0% | 0% | 1
271 | Delaney | ARIZONA MINOR | 0 | 0 | 0 | 0% | 0% | 1 | 0 | 0% | 0% | 1 | 0% | 0% | 0% | 1 | 0 | 2 | 0% | 0% | 0% | 1 | 0% | 0% | 0% | 1 | 0% | 0% | 0% | 1 | 0% | 0% | 0% | 1 | 0% | 0% | 0% | 1 | 0% | 0% | 0% | 1 | 0% | 0% | 0% | 1 |  | 0% | 0% | 1 | 0 | 0% | 0% | 1 | 0% | 0% | 0% | 1 | 0 | 2 | 0% | 0% | 0% | 1 | 0% | 0% | 0% | 1 | 0% | 0% | 0% | 1 | 0% | 0% | 0% | 1 | 0% | 0% | 0% | 1 | 0% | 0% | 0% | 1 | 0% | 0% | 0% | 1 |  | 0% | 0% | 1 | 0 | 0% | 0% | 1 | 0% | 0% | 0% | 1 | 0 | 2 | 0% | 0% | 0% | 1 | 0% | 0% | 0% | 1 | 0% | 0% | 0% | 1 | 0% | 0% | 0% | 1 | 0% | 0% | 0% | 1 | 0% | 0% | 0% | 1 | 0% | 0% | 0% | 1 |  | 0% | 0% | 1 | 0 | 0% | 0% | 1 | 0% | 0% | 0% | 1 | 0 | 2 | 0% | 0% | 0% | 1 | 0% | 0% | 0% | 1 | 0% | 0% | 0% | 1 | 0% | 0% | 0% | 1 | 0% | 0% | 0% | 1 | 0% | 0% | 0% | 1 | 0% | 0% | 0% | 1
272 | Desert View | SNV ELDORADO DESERT | 0 | 0 | 0 | 0% | 0% | 1 | 0 | 0% | 0% | 1 | 0% | 0% | 0% | 1 | 0 | 2 | 0% | 0% | 0% | 1 | 0% | 0% | 0% | 1 | 0% | 0% | 0% | 1 | 0% | 0% | 0% | 1 | 0% | 0% | 0% | 1 | 0% | 0% | 0% | 1 | 0% | 0% | 0% | 1 |  | 0% | 0% | 1 | 0 | 0% | 0% | 1 | 0% | 0% | 0% | 1 | 0 | 2 | 0% | 0% | 0% | 1 | 0% | 0% | 0% | 1 | 0% | 0% | 0% | 1 | 0% | 0% | 0% | 1 | 0% | 0% | 0% | 1 | 0% | 0% | 0% | 1 | 0% | 0% | 0% | 1 |  | 0% | 0% | 1 | 0 | 0% | 0% | 1 | 0% | 0% | 0% | 1 | 0 | 2 | 0% | 0% | 0% | 1 | 0% | 0% | 0% | 1 | 0% | 0% | 0% | 1 | 0% | 0% | 0% | 1 | 0% | 0% | 0% | 1 | 0% | 0% | 0% | 1 | 0% | 0% | 0% | 1 |  | 0% | 0% | 1 | 0 | 0% | 0% | 1 | 0% | 0% | 0% | 1 | 0 | 2 | 0% | 0% | 0% | 1 | 0% | 0% | 0% | 1 | 0% | 0% | 0% | 1 | 0% | 0% | 0% | 1 | 0% | 0% | 0% | 1 | 0% | 0% | 0% | 1 | 0% | 0% | 0% | 1
273 | Carpenter Canyon (fka Gamebird) | SNV ELDORADO DESERT | 0 | 0 | 0 | 0% | 0% | 1 | 0 | 0% | 0% | 1 | 0% | 0% | 0% | 1 | 0 | 2 | 0% | 0% | 0% | 1 | 0% | 0% | 0% | 1 | 0% | 0% | 0% | 1 | 0% | 0% | 0% | 1 | 0% | 0% | 0% | 1 | 0% | 0% | 0% | 1 | 0% | 0% | 0% | 1 |  | 0% | 0% | 1 | 1.2397 | 0% | 0% | 1 | 0% | 0% | 0% | 1 | 0 | 2 | 0% | 0% | 0% | 1 | 36.05% | 0% | 0% | 1 | 1.117% | 0% | 0% | 1 | 11.2% | 0% | 0% | 1 | 37.16% | 0% | 0% | 1 | 100% | 0% | 0% | 5 | 0% | 0% | 0% | 1 |  | 0% | 0% | 1 | 59.1356 | 0% | 0% | 4 | 0% | 0% | 0% | 1 | 0 | 2 | 0% | 0% | 0% | 1 | 11.57% | 0% | 0% | 1 | 2.985% | 0% | 0% | 1 | 68.08% | 0% | 0% | 2 | 74.04% | 0% | 0% | 3 | 49.45% | 0% | 0% | 1 | 0.4863% | 0% | 0% | 1 |  | 0% | 0% | 1 | 48 | 0% | 0% | 4 | 0% | 0% | 0% | 1 | 0 | 2 | 0% | 0% | 0% | 1 | 9.776% | 0% | 0% | 1 | 2.523% | 0% | 0% | 1 | 72.5% | 0% | 0% | 3 | 77.54% | 0% | 0% | 3 | 52.35% | 0% | 0% | 2 | 0.4118% | 0% | 0% | 1
274 | Hassayampa | ARIZONA MINOR | 0 | 0 | 0 | 0% | 0% | 1 | 0 | 0% | 0% | 1 | 0% | 0% | 0% | 1 | 0 | 2 | 0% | 0% | 0% | 1 | 0% | 0% | 0% | 1 | 0% | 0% | 0% | 1 | 0% | 0% | 0% | 1 | 0% | 0% | 0% | 1 | 0% | 0% | 0% | 1 | 0% | 0% | 0% | 1 |  | 0% | 0% | 1 | 0 | 0% | 0% | 1 | 0% | 0% | 0% | 1 | 0 | 2 | 0% | 0% | 0% | 1 | 0% | 0% | 0% | 1 | 0% | 0% | 0% | 1 | 0% | 0% | 0% | 1 | 0% | 0% | 0% | 1 | 0% | 0% | 0% | 1 | 0% | 0% | 0% | 1 |  | 0% | 0% | 1 | 0 | 0% | 0% | 1 | 0% | 0% | 0% | 1 | 0 | 2 | 0% | 0% | 0% | 1 | 0% | 0% | 0% | 1 | 0% | 0% | 0% | 1 | 0% | 0% | 0% | 1 | 0% | 0% | 0% | 1 | 0% | 0% | 0% | 1 | 0% | 0% | 0% | 1 |  | 0% | 0% | 1 | 0 | 0% | 0% | 1 | 0% | 0% | 0% | 1 | 0 | 2 | 0% | 0% | 0% | 1 | 0% | 0% | 0% | 1 | 0% | 0% | 0% | 1 | 0% | 0% | 0% | 1 | 0% | 0% | 0% | 1 | 0% | 0% | 0% | 1 | 0% | 0% | 0% | 1
275 | Hoodoo Wash | ARIZONA MINOR | 0 | 0 | 0 | 0% | 0% | 1 | 0 | 0% | 0% | 1 | 0% | 0% | 0% | 1 | 0 | 2 | 0% | 0% | 0% | 1 | 0% | 0% | 0% | 1 | 0% | 0% | 0% | 1 | 0% | 0% | 0% | 1 | 0% | 0% | 0% | 1 | 0% | 0% | 0% | 1 | 0% | 0% | 0% | 1 |  | 0% | 0% | 1 | 0 | 0% | 0% | 1 | 0% | 0% | 0% | 1 | 0 | 2 | 0% | 0% | 0% | 1 | 0% | 0% | 0% | 1 | 0% | 0% | 0% | 1 | 0% | 0% | 0% | 1 | 0% | 0% | 0% | 1 | 0% | 0% | 0% | 1 | 0% | 0% | 0% | 1 |  | 0% | 0% | 1 | 0 | 0% | 0% | 1 | 0% | 0% | 0% | 1 | 0 | 2 | 0% | 0% | 0% | 1 | 0% | 0% | 0% | 1 | 0% | 0% | 0% | 1 | 0% | 0% | 0% | 1 | 0% | 0% | 0% | 1 | 0% | 0% | 0% | 1 | 0% | 0% | 0% | 1 |  | 0% | 0% | 1 | 0 | 0% | 0% | 1 | 0% | 0% | 0% | 1 | 0 | 2 | 0% | 0% | 0% | 1 | 0% | 0% | 0% | 1 | 0% | 0% | 0% | 1 | 0% | 0% | 0% | 1 | 0% | 0% | 0% | 1 | 0% | 0% | 0% | 1 | 0% | 0% | 0% | 1
276 | Innovation | SNV ELDORADO DESERT | 0 | 0 | 0 | 0% | 0% | 1 | 0 | 0% | 0% | 1 | 0% | 0% | 0% | 1 | 0 | 2 | 0% | 0% | 0% | 1 | 0% | 0% | 0% | 1 | 0% | 0% | 0% | 1 | 0% | 0% | 0% | 1 | 0% | 0% | 0% | 1 | 0% | 0% | 0% | 1 | 0% | 0% | 0% | 1 |  | 0% | 0% | 1 | 0 | 0% | 0% | 1 | 0% | 0% | 0% | 1 | 0 | 2 | 0% | 0% | 0% | 1 | 0% | 0% | 0% | 1 | 0% | 0% | 0% | 1 | 0% | 0% | 0% | 1 | 0% | 0% | 0% | 1 | 0% | 0% | 0% | 1 | 0% | 0% | 0% | 1 |  | 0% | 0% | 1 | 0 | 0% | 0% | 1 | 0% | 0% | 0% | 1 | 0 | 2 | 0% | 0% | 0% | 1 | 0% | 0% | 0% | 1 | 0% | 0% | 0% | 1 | 0% | 0% | 0% | 1 | 0% | 0% | 0% | 1 | 0% | 0% | 0% | 1 | 0% | 0% | 0% | 1 |  | 0% | 0% | 1 | 0 | 0% | 0% | 1 | 0% | 0% | 0% | 1 | 0 | 2 | 0% | 0% | 0% | 1 | 0% | 0% | 0% | 1 | 0% | 0% | 0% | 1 | 0% | 0% | 0% | 1 | 0% | 0% | 0% | 1 | 0% | 0% | 0% | 1 | 0% | 0% | 0% | 1
277 | Lathrop | SNV ELDORADO DESERT | 0 | 0 | 0 | 0% | 0% | 1 | 0 | 0% | 0% | 1 | 0% | 0% | 0% | 1 | 0 | 2 | 0% | 0% | 0% | 1 | 0% | 0% | 0% | 1 | 0% | 0% | 0% | 1 | 0% | 0% | 0% | 1 | 0% | 0% | 0% | 1 | 0% | 0% | 0% | 1 | 0% | 0% | 0% | 1 |  | 0% | 0% | 1 | 0 | 0% | 0% | 1 | 0% | 0% | 0% | 1 | 0 | 2 | 0% | 0% | 0% | 1 | 0% | 0% | 0% | 1 | 0% | 0% | 0% | 1 | 0% | 0% | 0% | 1 | 0% | 0% | 0% | 1 | 0% | 0% | 0% | 1 | 0% | 0% | 0% | 1 |  | 0% | 0% | 1 | 0 | 0% | 0% | 1 | 0% | 0% | 0% | 1 | 0 | 2 | 0% | 0% | 0% | 1 | 0% | 0% | 0% | 1 | 0% | 0% | 0% | 1 | 0% | 0% | 0% | 1 | 0% | 0% | 0% | 1 | 0% | 0% | 0% | 1 | 0% | 0% | 0% | 1 |  | 0% | 0% | 1 | 1.0887 | 0% | 0% | 1 | 0% | 0% | 0% | 1 | 0 | 2 | 0% | 0% | 0% | 1 | 0% | 0% | 0% | 1 | 0% | 0% | 0% | 1 | 0% | 0% | 0% | 1 | 0% | 0% | 0% | 1 | 100% | 0% | 0% | 5 | 0.4541% | 0% | 0% | 1
278 | Mohave | SNV ELDORADO DESERT | 0 | 0 | 0 | 0% | 0% | 1 | 0 | 0% | 0% | 1 | 0% | 0% | 0% | 1 | 0 | 2 | 0% | 0% | 0% | 1 | 0% | 0% | 0% | 1 | 0% | 0% | 0% | 1 | 0% | 0% | 0% | 1 | 0% | 0% | 0% | 1 | 0% | 0% | 0% | 1 | 0% | 0% | 0% | 1 |  | 0% | 0% | 1 | 1.8009 | 0% | 0% | 1 | 0% | 0% | 0% | 1 | 0 | 2 | 0% | 0% | 0% | 1 | 0% | 0% | 0% | 1 | 44.26% | 0% | 0% | 1 | 0% | 0% | 0% | 1 | 44.26% | 0% | 0% | 1 | 74.52% | 0% | 0% | 3 | 8.92% | 0% | 0% | 1 |  | 0% | 0% | 1 | 2.4093 | 0% | 0% | 1 | 0% | 0% | 0% | 1 | 0 | 2 | 0% | 0% | 0% | 1 | 14.95% | 0% | 0% | 1 | 89.07% | 0% | 0% | 3 | 0% | 0% | 0% | 1 | 89.07% | 0% | 0% | 3 | 24.7% | 0% | 0% | 1 | 15.69% | 0% | 0% | 1 |  | 0% | 0% | 1 | 5.137 | 0% | 0% | 1 | 0% | 0% | 0% | 1 | 0 | 2 | 0% | 0% | 0% | 1 | 39.01% | 0% | 0% | 1 | 80.94% | 0% | 0% | 3 | 0% | 0% | 0% | 1 | 84.76% | 0% | 0% | 3 | 34.1% | 0% | 0% | 1 | 11.43% | 0% | 0% | 1
279 | Pahrump | SNV ELDORADO DESERT | 0 | 0 | 0 | 0% | 0% | 1 | 0 | 0% | 0% | 1 | 0% | 0% | 0% | 1 | 0 | 2 | 0% | 0% | 0% | 1 | 0% | 0% | 0% | 1 | 0% | 0% | 0% | 1 | 0% | 0% | 0% | 1 | 0% | 0% | 0% | 1 | 0% | 0% | 0% | 1 | 0% | 0% | 0% | 1 |  | 0% | 0% | 1 | 2.6343 | 0% | 0% | 1 | 0% | 0% | 0% | 1 | 0 | 2 | 0% | 0% | 0% | 1 | 0% | 0% | 0% | 1 | 39.37% | 0% | 0% | 1 | 44.92% | 0% | 0% | 1 | 44.92% | 0% | 0% | 1 | 82.19% | 0% | 0% | 3 | 5.454% | 0% | 0% | 1 |  | 0% | 0% | 1 | 11.5161 | 0% | 0% | 1 | 0% | 0% | 0% | 1 | 0 | 2 | 0% | 0% | 0% | 1 | 20.08% | 0% | 0% | 1 | 5.181% | 0% | 0% | 1 | 44.66% | 0% | 0% | 1 | 55.01% | 0% | 0% | 2 | 74.13% | 0% | 0% | 3 | 0.7113% | 0% | 0% | 1 |  | 0% | 0% | 1 | 47.9 | 0% | 0% | 4 | 0% | 0% | 0% | 1 | 0 | 2 | 0% | 0% | 0% | 1 | 9.666% | 0% | 0% | 1 | 2.494% | 0% | 0% | 1 | 71.58% | 0% | 0% | 3 | 76.57% | 0% | 0% | 3 | 52.09% | 0% | 0% | 2 | 0.4212% | 0% | 0% | 1
280 | Palo Verde | ARIZONA MINOR | 0 | 0 | 10 | 0% | 0% | 1 | 0 | 0% | 0% | 1 | 0% | 0% | 0% | 1 | 0 | 2 | 0% | 0% | 0% | 1 | 0% | 0% | 0% | 1 | 0% | 0% | 0% | 1 | 0% | 0% | 0% | 1 | 0% | 0% | 0% | 1 | 0% | 0% | 0% | 1 | 0% | 0% | 0% | 1 |  | 0% | 0% | 1 | 0 | 0% | 0% | 1 | 0% | 0% | 0% | 1 | 0 | 2 | 0% | 0% | 0% | 1 | 0% | 0% | 0% | 1 | 0% | 0% | 0% | 1 | 0% | 0% | 0% | 1 | 0% | 0% | 0% | 1 | 0% | 0% | 0% | 1 | 0% | 0% | 0% | 1 |  | 0% | 0% | 1 | 0 | 0% | 0% | 1 | 0% | 0% | 0% | 1 | 0 | 2 | 0% | 0% | 0% | 1 | 0% | 0% | 0% | 1 | 0% | 0% | 0% | 1 | 0% | 0% | 0% | 1 | 0% | 0% | 0% | 1 | 0% | 0% | 0% | 1 | 0% | 0% | 0% | 1 |  | 0% | 0% | 1 | 0 | 0% | 0% | 1 | 0% | 0% | 0% | 1 | 0 | 2 | 0% | 0% | 0% | 1 | 0% | 0% | 0% | 1 | 0% | 0% | 0% | 1 | 0% | 0% | 0% | 1 | 0% | 0% | 0% | 1 | 0% | 0% | 0% | 1 | 0% | 0% | 0% | 1
281 | Primm | SNV ELDORADO DESERT | 0 | 0 | 0 | 0% | 0% | 1 | 2.6101 | 0% | 0% | 1 | 0% | 0% | 0% | 1 | 0 | 2 | 0% | 0% | 0% | 1 | 54.63% | 0% | 0% | 2 | 54.63% | 0% | 0% | 2 | 0% | 0% | 0% | 1 | 54.63% | 0% | 0% | 2 | 45.37% | 0% | 0% | 1 | 0% | 0% | 0% | 1 |  | 0% | 0% | 1 | 2.5988 | 0% | 0% | 1 | 0% | 0% | 0% | 1 | 0 | 2 | 0% | 0% | 0% | 1 | 60.28% | 0% | 0% | 2 | 95.92% | 0% | 0% | 5 | 38.03% | 0% | 0% | 1 | 98.17% | 0% | 0% | 5 | 51.78% | 0% | 0% | 2 | 0% | 0% | 0% | 1 |  | 0% | 0% | 1 | 2.8021 | 0% | 0% | 1 | 0% | 0% | 0% | 1 | 0 | 2 | 0% | 0% | 0% | 1 | 43.63% | 0% | 0% | 1 | 68.16% | 0% | 0% | 2 | 26.35% | 0% | 0% | 1 | 69.89% | 0% | 0% | 2 | 65.14% | 0% | 0% | 2 | 0% | 0% | 0% | 1 |  | 0% | 0% | 1 | 2.726 | 0% | 0% | 1 | 0% | 0% | 0% | 1 | 0 | 2 | 0% | 0% | 0% | 1 | 27.9% | 0% | 0% | 1 | 41.46% | 0% | 0% | 1 | 12.93% | 0% | 0% | 1 | 42.15% | 0% | 0% | 1 | 77.32% | 0% | 0% | 3 | 0.8061% | 0% | 0% | 1
282 | Sloan Canyon (fka Bob) | SNV ELDORADO DESERT | 0 | 0 | 0 | 0% | 0% | 1 | 0 | 0% | 0% | 1 | 0% | 0% | 0% | 1 | 0 | 2 | 0% | 0% | 0% | 1 | 0% | 0% | 0% | 1 | 0% | 0% | 0% | 1 | 0% | 0% | 0% | 1 | 0% | 0% | 0% | 1 | 0% | 0% | 0% | 1 | 0% | 0% | 0% | 1 |  | 0% | 0% | 1 | 0 | 0% | 0% | 1 | 0% | 0% | 0% | 1 | 0 | 2 | 0% | 0% | 0% | 1 | 0% | 0% | 0% | 1 | 0% | 0% | 0% | 1 | 0% | 0% | 0% | 1 | 0% | 0% | 0% | 1 | 0% | 0% | 0% | 1 | 0% | 0% | 0% | 1 |  | 0% | 0% | 1 | 0 | 0% | 0% | 1 | 0% | 0% | 0% | 1 | 0 | 2 | 0% | 0% | 0% | 1 | 0% | 0% | 0% | 1 | 0% | 0% | 0% | 1 | 0% | 0% | 0% | 1 | 0% | 0% | 0% | 1 | 0% | 0% | 0% | 1 | 0% | 0% | 0% | 1 |  | 0% | 0% | 1 | 0 | 0% | 0% | 1 | 0% | 0% | 0% | 1 | 0 | 2 | 0% | 0% | 0% | 1 | 0% | 0% | 0% | 1 | 0% | 0% | 0% | 1 | 0% | 0% | 0% | 1 | 0% | 0% | 0% | 1 | 0% | 0% | 0% | 1 | 0% | 0% | 0% | 1
283 | Valley (VEA) | SNV ELDORADO DESERT | 0 | 0 | 0 | 0% | 0% | 1 | 1.156 | 0% | 0% | 1 | 0% | 0% | 0% | 1 | 0 | 2 | 0% | 0% | 0% | 1 | 0% | 0% | 0% | 1 | 0% | 0% | 0% | 1 | 0% | 0% | 0% | 1 | 0% | 0% | 0% | 1 | 100% | 0% | 0% | 5 | 0% | 0% | 0% | 1 |  | 0% | 0% | 1 | 1.0887 | 0% | 0% | 1 | 0% | 0% | 0% | 1 | 0 | 2 | 0% | 0% | 0% | 1 | 0% | 0% | 0% | 1 | 0% | 0% | 0% | 1 | 0% | 0% | 0% | 1 | 0% | 0% | 0% | 1 | 100% | 0% | 0% | 5 | 0.4541% | 0% | 0% | 1 |  | 0% | 0% | 1 | 1.0887 | 0% | 0% | 1 | 0% | 0% | 0% | 1 | 0 | 2 | 0% | 0% | 0% | 1 | 0% | 0% | 0% | 1 | 0% | 0% | 0% | 1 | 0% | 0% | 0% | 1 | 0% | 0% | 0% | 1 | 100% | 0% | 0% | 5 | 0.4541% | 0% | 0% | 1 |  | 0% | 0% | 1 | 1.1783 | 0% | 0% | 1 | 0% | 0% | 0% | 1 | 0 | 2 | 0% | 0% | 0% | 1 | 0% | 0% | 0% | 1 | 0% | 0% | 0% | 1 | 6.11% | 0% | 0% | 1 | 6.11% | 0% | 0% | 1 | 100% | 0% | 0% | 5 | 0.4263% | 0% | 0% | 1
284 | Vista (VEA) | SNV ELDORADO DESERT | 0 | 0 | 0 | 0% | 0% | 1 | 0 | 0% | 0% | 1 | 0% | 0% | 0% | 1 | 0 | 2 | 0% | 0% | 0% | 1 | 0% | 0% | 0% | 1 | 0% | 0% | 0% | 1 | 0% | 0% | 0% | 1 | 0% | 0% | 0% | 1 | 0% | 0% | 0% | 1 | 0% | 0% | 0% | 1 |  | 0% | 0% | 1 | 0 | 0% | 0% | 1 | 0% | 0% | 0% | 1 | 0 | 2 | 0% | 0% | 0% | 1 | 0% | 0% | 0% | 1 | 0% | 0% | 0% | 1 | 0% | 0% | 0% | 1 | 0% | 0% | 0% | 1 | 0% | 0% | 0% | 1 | 0% | 0% | 0% | 1 |  | 0% | 0% | 1 | 2.2751 | 0% | 0% | 1 | 0% | 0% | 0% | 1 | 0 | 2 | 0% | 0% | 0% | 1 | 0.08838% | 0% | 0% | 1 | 71.61% | 0% | 0% | 3 | 95.71% | 0% | 0% | 5 | 95.8% | 0% | 0% | 5 | 57.04% | 0% | 0% | 2 | 10.48% | 0% | 0% | 1 |  | 0% | 0% | 1 | 1.4375 | 0% | 0% | 1 | 0% | 0% | 0% | 1 | 0 | 2 | 0% | 0% | 0% | 1 | 12.15% | 0% | 0% | 1 | 15.53% | 0% | 0% | 1 | 30.66% | 0% | 0% | 1 | 42.81% | 0% | 0% | 1 | 86.99% | 0% | 0% | 3 | 2.132% | 0% | 0% | 1
285 | Bay Boulevard | SAN DIEGO | 0 | 0 | 10 | 0% | 0% | 1 | 11.0211 | 0% | 0% | 1 | 0% | 0% | 0% | 1 | 0 | 2 | 0% | 0% | 0% | 1 | 10% | 0% | 0% | 1 | 63.99% | 0% | 0% | 2 | 77.3% | 0% | 0% | 3 | 77.3% | 0% | 0% | 3 | 0% | 0% | 0% | 1 | 7.324% | 0% | 0% | 1 |  | 0% | 0% | 1 | 28.75 | 0% | 0% | 3 | 0% | 0% | 0% | 1 | 0 | 2 | 41.26% | 0% | 41.26% | 2 | 1.456% | 0% | 0% | 1 | 53.68% | 0% | 0% | 2 | 91.52% | 0% | 0% | 4 | 91.73% | 0% | 0% | 4 | 1.841% | 0% | 0% | 1 | 6.773% | 0% | 0% | 1 |  | 0% | 0% | 1 | 25.25 | 0% | 0% | 3 | 0% | 0% | 0% | 1 | 0 | 2 | 42.26% | 15.89% | 58.15% | 3 | 5.047% | 0% | 0% | 1 | 64.73% | 0% | 0% | 2 | 90.48% | 0% | 0% | 4 | 91.86% | 0% | 0% | 4 | 27.58% | 0% | 0% | 1 | 5.117% | 0% | 0% | 1 |  | 0% | 0% | 1 | 23 | 0% | 0% | 3 | 0.07338% | 0% | 0% | 1 | 0 | 2 | 24.43% | 53.95% | 78.38% | 5 | 24.62% | 0% | 0% | 1 | 67.58% | 0% | 0% | 2 | 88.82% | 0% | 0% | 3 | 92.85% | 0% | 0% | 4 | 32.75% | 0% | 0% | 1 | 4.863% | 0% | 0% | 1
286 | Beatty | SNV ELDORADO DESERT | 0 | 0 | 0 | 0% | 0% | 1 | 0 | 0% | 0% | 1 | 0% | 0% | 0% | 1 | 0 | 2 | 0% | 0% | 0% | 1 | 0% | 0% | 0% | 1 | 0% | 0% | 0% | 1 | 0% | 0% | 0% | 1 | 0% | 0% | 0% | 1 | 0% | 0% | 0% | 1 | 0% | 0% | 0% | 1 |  | 0% | 0% | 1 | 0 | 0% | 0% | 1 | 0% | 0% | 0% | 1 | 0 | 2 | 0% | 0% | 0% | 1 | 0% | 0% | 0% | 1 | 0% | 0% | 0% | 1 | 0% | 0% | 0% | 1 | 0% | 0% | 0% | 1 | 0% | 0% | 0% | 1 | 0% | 0% | 0% | 1 |  | 0% | 0% | 1 | 0 | 0% | 0% | 1 | 0% | 0% | 0% | 1 | 0 | 2 | 0% | 0% | 0% | 1 | 0% | 0% | 0% | 1 | 0% | 0% | 0% | 1 | 0% | 0% | 0% | 1 | 0% | 0% | 0% | 1 | 100% | 0% | 0% | 5 | 0% | 0% | 0% | 1 |  | 0% | 0% | 1 | 0 | 0% | 0% | 1 | 0% | 0% | 0% | 1 | 0 | 2 | 0% | 0% | 0% | 1 | 0% | 0% | 0% | 1 | 0% | 0% | 0% | 1 | 0% | 0% | 0% | 1 | 0% | 0% | 0% | 1 | 100% | 0% | 0% | 5 | 0% | 0% | 0% | 1
287 | Lee Lake (Proposed) | RIVERSIDE | 0 | 0 | 0 | 0% | 0% | 1 | 16.8656 | 0% | 0% | 2 | 0.007755% | 0% | 0% | 1 | 0 | 2 | 20.48% | 65.52% | 86% | 5 | 46.5% | 0% | 0% | 1 | 43.74% | 0% | 0% | 1 | 57.55% | 0% | 0% | 2 | 82.2% | 0% | 0% | 3 | 37.58% | 0% | 0% | 1 | 9.394% | 0% | 0% | 1 |  | 0% | 0% | 1 | 24.5267 | 0% | 0% | 3 | 0.2901% | 0% | 0% | 1 | 0 | 2 | 22.98% | 63.63% | 86.61% | 5 | 34.37% | 0% | 0% | 1 | 30.55% | 0% | 0% | 1 | 51.26% | 0% | 0% | 2 | 75.55% | 0% | 0% | 3 | 35.1% | 0% | 0% | 1 | 9.773% | 0% | 0% | 1 |  | 0% | 0% | 1 | 27.7576 | 0% | 0% | 3 | 0.1908% | 0% | 0% | 1 | 0 | 2 | 27.86% | 61.82% | 89.68% | 5 | 32.14% | 0% | 0% | 1 | 33.72% | 0% | 0% | 1 | 50.92% | 0% | 0% | 2 | 77.48% | 0% | 0% | 3 | 37.2% | 0% | 0% | 1 | 9.654% | 0% | 0% | 1 |  | 0% | 0% | 1 | 32.9048 | 0% | 0% | 4 | 2.008% | 0% | 0% | 1 | 0 | 2 | 40.34% | 47.53% | 87.87% | 5 | 28.76% | 0% | 0% | 1 | 42.07% | 0% | 0% | 1 | 56.26% | 0% | 0% | 2 | 74.75% | 0% | 0% | 3 | 31.52% | 0% | 0% | 1 | 8.473% | 0% | 0% | 1
288 | Leprino Jct | SPGE | 22 | 220 | 10 | 1.095% | 0% | 1 | 14.0435 | 37.3% | 0% | 2 | 0.3525% | 0.879% | 0% | 1 | 0 | 2 | 0% | 0% | 0% | 1 | 31.03% | 1.029% | 0% | 1 | 0% | 0.7094% | 0% | 1 | 0% | 0.7094% | 0% | 1 | 31.03% | 1.029% | 0% | 1 | 0% | 0.7094% | 0% | 1 | 6.221% | 0.7565% | 0% | 1 |  | 0.2681% | 0% | 1 | 9.7616 | 0.8053% | 0% | 1 | 25.88% | 0.245% | 0% | 1 | 0 | 2 | 0% | 0% | 0% | 1 | 15.31% | 0.182% | 0% | 1 | 0.2247% | 0.1545% | 0% | 1 | 1.236% | 0.156% | 0% | 1 | 15.31% | 0.182% | 0% | 1 | 0% | 0.1541% | 0% | 1 | 2.787% | 0.1585% | 0% | 1 |  | 0.1255% | 0% | 1 | 9.2648 | 0.2308% | 0% | 1 | 37.76% | 0.245% | 0% | 1 | 0 | 2 | 0% | 0% | 0% | 1 | 11.09% | 0.0692% | 0% | 1 | 1.516% | 0.06248% | 0% | 1 | 4.04% | 0.06412% | 0% | 1 | 13.98% | 0.07153% | 0% | 1 | 0% | 0.06153% | 0% | 1 | 1.903% | 0.06273% | 0% | 1 |  | 0.07339% | 0% | 1 | 9.2057 | 0.1353% | 0% | 1 | 41.98% | 0.245% | 0% | 1 | 0 | 2 | 0% | 0% | 0% | 1 | 10.43% | 0.0363% | 0% | 1 | 1.608% | 0.03305% | 0% | 1 | 6.48% | 0.03477% | 0% | 1 | 16.17% | 0.03879% | 0% | 1 | 0% | 0.03252% | 0% | 1 | 1.868% | 0.03314% | 0% | 1
289 | Mead | SNV ELDORADO DESERT | 0 | 0 | 0 | 0% | 0% | 1 | 0 | 0% | 0% | 1 | 0% | 0% | 0% | 1 | 0 | 2 | 0% | 0% | 0% | 1 | 0% | 0% | 0% | 1 | 0% | 0% | 0% | 1 | 0% | 0% | 0% | 1 | 0% | 0% | 0% | 1 | 0% | 0% | 0% | 1 | 0% | 0% | 0% | 1 |  | 0% | 0% | 1 | 0 | 0% | 0% | 1 | 0% | 0% | 0% | 1 | 0 | 2 | 0% | 0% | 0% | 1 | 0% | 0% | 0% | 1 | 0% | 0% | 0% | 1 | 0% | 0% | 0% | 1 | 0% | 0% | 0% | 1 | 0% | 0% | 0% | 1 | 0% | 0% | 0% | 1 |  | 0% | 0% | 1 | 0 | 0% | 0% | 1 | 0% | 0% | 0% | 1 | 0 | 2 | 0% | 0% | 0% | 1 | 0% | 0% | 0% | 1 | 0% | 0% | 0% | 1 | 0% | 0% | 0% | 1 | 0% | 0% | 0% | 1 | 0% | 0% | 0% | 1 | 0% | 0% | 0% | 1 |  | 0% | 0% | 1 | 0 | 0% | 0% | 1 | 0% | 0% | 0% | 1 | 0 | 2 | 0% | 0% | 0% | 1 | 0% | 0% | 0% | 1 | 0% | 0% | 0% | 1 | 0% | 0% | 0% | 1 | 0% | 0% | 0% | 1 | 0% | 0% | 0% | 1 | 0% | 0% | 0% | 1
290 | Quinto | SPGE | 450 | 4500 | 10 | 107.7% | 1.603% | 4 | 13.0348 | 60.06% | 0% | 2 | 26.99% | 102.8% | 1.898% | 4 | 0 | 2 | 0% | 0% | 0% | 1 | 54.43% | 40.63% | 0% | 2 | 0.1691% | 18.55% | 0% | 1 | 10.17% | 20.61% | 0% | 2 | 54.43% | 40.63% | 0% | 2 | 6.684% | 19.84% | 0% | 1 | 3.641% | 19.21% | 0% | 1 |  | 23.78% | 0% | 2 | 8.6667 | 15.05% | 0% | 1 | 20.67% | 17.96% | 0% | 1 | 0 | 2 | 1.28% | 0% | 1.28% | 1 | 54.34% | 9.743% | 0% | 2 | 9.257% | 4.903% | 0% | 1 | 19.71% | 5.541% | 0% | 1 | 59.24% | 10.91% | 0% | 2 | 19.96% | 5.558% | 0% | 1 | 8.931% | 4.885% | 0% | 1 |  | 17.88% | 0% | 1 | 6.502 | 5.166% | 0% | 1 | 19.3% | 17.96% | 0% | 1 | 0 | 2 | 10.13% | 0% | 10.13% | 1 | 59.07% | 4.765% | 0% | 2 | 16.45% | 2.334% | 0% | 1 | 27.17% | 2.677% | 0% | 1 | 66.29% | 5.785% | 0% | 2 | 40.24% | 3.263% | 0% | 1 | 7.116% | 2.099% | 0% | 1 |  | 10.42% | 0% | 1 | 6.343 | 2.603% | 0% | 1 | 21.8% | 17.96% | 0% | 1 | 0 | 2 | 13.79% | 0% | 13.79% | 1 | 57.74% | 2.496% | 0% | 2 | 14.69% | 1.236% | 0% | 1 | 23.59% | 1.38% | 0% | 1 | 65.06% | 3.018% | 0% | 2 | 43.09% | 1.853% | 0% | 1 | 6.631% | 1.13% | 0% | 1
291 | Sandy | SNV ELDORADO DESERT | 0 | 0 | 0 | 0% | 0% | 1 | 0 | 0% | 0% | 1 | 0% | 0% | 0% | 1 | 0 | 2 | 0% | 0% | 0% | 1 | 0% | 0% | 0% | 1 | 0% | 0% | 0% | 1 | 0% | 0% | 0% | 1 | 0% | 0% | 0% | 1 | 0% | 0% | 0% | 1 | 0% | 0% | 0% | 1 |  | 0% | 0% | 1 | 0 | 0% | 0% | 1 | 0% | 0% | 0% | 1 | 0 | 2 | 0% | 0% | 0% | 1 | 0% | 0% | 0% | 1 | 0% | 0% | 0% | 1 | 0% | 0% | 0% | 1 | 0% | 0% | 0% | 1 | 0% | 0% | 0% | 1 | 0% | 0% | 0% | 1 |  | 0% | 0% | 1 | 34.7625 | 0% | 0% | 4 | 0% | 0% | 0% | 1 | 0 | 2 | 0% | 0% | 0% | 1 | 0% | 0% | 0% | 1 | 0% | 0% | 0% | 1 | 70.44% | 0% | 0% | 3 | 70.44% | 0% | 0% | 3 | 23.58% | 0% | 0% | 1 | 0.7892% | 0% | 0% | 1 |  | 0% | 0% | 1 | 51.5 | 0% | 0% | 4 | 0% | 0% | 0% | 1 | 0 | 2 | 0% | 0% | 0% | 1 | 9.512% | 0% | 0% | 1 | 0.05012% | 0% | 0% | 1 | 65.15% | 0% | 0% | 2 | 70.05% | 0% | 0% | 3 | 45.91% | 0% | 0% | 1 | 0.3806% | 0% | 0% | 1
292 | Eldorado | SNV ELDORADO DESERT | 0 | 0 | 0 | 0% | 0% | 1 | 0 | 0% | 0% | 1 | 0% | 0% | 0% | 1 | 0 | 2 | 0% | 0% | 0% | 1 | 0% | 0% | 0% | 1 | 0% | 0% | 0% | 1 | 0% | 0% | 0% | 1 | 0% | 0% | 0% | 1 | 0% | 0% | 0% | 1 | 0% | 0% | 0% | 1 |  | 0% | 0% | 1 | 0 | 0% | 0% | 1 | 0% | 0% | 0% | 1 | 0 | 2 | 0% | 0% | 0% | 1 | 0% | 0% | 0% | 1 | 0% | 0% | 0% | 1 | 0% | 0% | 0% | 1 | 0% | 0% | 0% | 1 | 0% | 0% | 0% | 1 | 0% | 0% | 0% | 1 |  | 0% | 0% | 1 | 0 | 0% | 0% | 1 | 0% | 0% | 0% | 1 | 0 | 2 | 0% | 0% | 0% | 1 | 0% | 0% | 0% | 1 | 0% | 0% | 0% | 1 | 0% | 0% | 0% | 1 | 0% | 0% | 0% | 1 | 0% | 0% | 0% | 1 | 0% | 0% | 0% | 1 |  | 0% | 0% | 1 | 0 | 0% | 0% | 1 | 0% | 0% | 0% | 1 | 0 | 2 | 0% | 0% | 0% | 1 | 0% | 0% | 0% | 1 | 0% | 0% | 0% | 1 | 0% | 0% | 0% | 1 | 0% | 0% | 0% | 1 | 0% | 0% | 0% | 1 | 0% | 0% | 0% | 1
293 | Fink (Proposed) |  | 140 | 1400 | 10 | 45.57% | 0% | 2 | 6.9209 | 10.2% | 0% | 1 | 43.13% | 0% | 0% | 1 | 0 | 2 | 14.12% | 0% | 14.12% | 1 | 30.75% | 5.319% | 0% | 1 | 12.28% | 4.199% | 0% | 1 | 21.15% | 4.671% | 0% | 1 | 50.01% | 7.368% | 0% | 2 | 28.77% | 5.171% | 0% | 1 | 1.936% | 3.756% | 0% | 1 |  | 13.64% | 0% | 1 | 9.9791 | 3.318% | 0% | 1 | 40.16% | 10.09% | 0% | 1 | 0 | 2 | 27.49% | 0% | 27.49% | 2 | 48.4% | 1.926% | 0% | 1 | 12.59% | 1.137% | 0% | 1 | 20.85% | 1.256% | 0% | 1 | 59.22% | 2.438% | 0% | 2 | 31.29% | 1.447% | 0% | 1 | 3.419% | 1.029% | 0% | 1 |  | 3.735% | 0% | 1 | 10.7952 | 1.591% | 0% | 1 | 40.49% | 10.09% | 0% | 1 | 0 | 2 | 17.62% | 0% | 17.62% | 1 | 44.94% | 0.8376% | 0% | 1 | 9.764% | 0.511% | 0% | 1 | 16.52% | 0.5524% | 0% | 1 | 52.42% | 0.9692% | 0% | 2 | 30.66% | 0.665% | 0% | 1 | 3.367% | 0.4772% | 0% | 1 |  | 2.3% | 0% | 1 | 10.4926 | 1.165% | 0% | 1 | 40.55% | 10.09% | 0% | 1 | 0 | 2 | 16.06% | 0% | 16.06% | 1 | 45.43% | 0.5566% | 0% | 1 | 12.67% | 0.3478% | 0% | 1 | 18.53% | 0.3728% | 0% | 1 | 52.75% | 0.6428% | 0% | 2 | 29.85% | 0.4329% | 0% | 1 | 4.419% | 0.3178% | 0% | 1
294 | Gates-Midway (Proposed) | SPGE | 890 | 8900 | 10 | 44.41% | 0% | 2 | 6.8736 | 75.85% | 0% | 2 | 21.92% | 25.31% | 0% | 2 | 0 | 2 | 0% | 0% | 0% | 1 | 29.86% | 25.77% | 0% | 2 | 8.854% | 19.83% | 0% | 1 | 12.3% | 20.61% | 0% | 2 | 36.03% | 28.26% | 0% | 2 | 0% | 18.08% | 0% | 1 | 6.518% | 19.34% | 0% | 1 |  | 21.29% | 0% | 2 | 7.0383 | 19.47% | 0% | 1 | 23.89% | 0% | 0% | 1 | 0 | 2 | 0% | 0% | 0% | 1 | 55.64% | 11.56% | 0% | 2 | 6.225% | 5.471% | 0% | 1 | 16.44% | 6.139% | 0% | 1 | 60.09% | 12.85% | 0% | 2 | 0.3948% | 5.15% | 0% | 1 | 8.774% | 5.623% | 0% | 1 |  | 9.515% | 0% | 1 | 7 | 7.921% | 0% | 1 | 20.89% | 0% | 0% | 1 | 0 | 2 | 0% | 0% | 0% | 1 | 60.52% | 6.231% | 0% | 2 | 6.497% | 2.631% | 0% | 1 | 13.26% | 2.836% | 0% | 1 | 63.81% | 6.798% | 0% | 2 | 0.4744% | 2.472% | 0% | 1 | 5.348% | 2.599% | 0% | 1 |  | 4.826% | 0% | 1 | 7 | 4.215% | 0% | 1 | 18.39% | 0% | 0% | 1 | 0 | 2 | 0.5607% | 0% | 0.5607% | 1 | 55.38% | 3.109% | 0% | 2 | 4.664% | 1.455% | 0% | 1 | 17.01% | 1.672% | 0% | 1 | 63.78% | 3.829% | 0% | 2 | 2.833% | 1.428% | 0% | 1 | 3.894% | 1.443% | 0% | 1
295 | Rancho Seco - Bellota (Proposed) | NORTHERN CALIFORNIA | 0 | 0 | 10 | 0% | 0% | 1 | 11.55 | 0% | 0% | 1 | 6.9% | 0% | 0% | 1 | 0 | 2 | 25.8% | 0% | 25.8% | 2 | 65.19% | 0% | 0% | 2 | 53.18% | 0% | 0% | 2 | 70.68% | 0% | 0% | 3 | 82.38% | 0% | 0% | 3 | 48.18% | 0% | 0% | 1 | 22.22% | 0% | 0% | 1 |  | 0% | 0% | 1 | 18.6307 | 0% | 0% | 2 | 18.12% | 0% | 0% | 1 | 0 | 2 | 18.45% | 0% | 18.45% | 1 | 46.26% | 0% | 0% | 1 | 36.75% | 0% | 0% | 1 | 67.11% | 0% | 0% | 2 | 74.24% | 0% | 0% | 3 | 30.54% | 0% | 0% | 1 | 17.19% | 0% | 0% | 1 |  | 0% | 0% | 1 | 15.472 | 0% | 0% | 2 | 25.3% | 0% | 0% | 1 | 0 | 2 | 17.35% | 0% | 17.35% | 1 | 47.34% | 0% | 0% | 1 | 25.6% | 0% | 0% | 1 | 49.94% | 0% | 0% | 1 | 66.14% | 0% | 0% | 2 | 32.31% | 0% | 0% | 1 | 13.72% | 0% | 0% | 1 |  | 0% | 0% | 1 | 14.5918 | 0% | 0% | 2 | 23.03% | 0% | 0% | 1 | 0 | 2 | 21.47% | 0% | 21.47% | 2 | 52.07% | 0% | 0% | 2 | 19.93% | 0% | 0% | 1 | 42.48% | 0% | 0% | 1 | 67.01% | 0% | 0% | 2 | 32.46% | 0% | 0% | 1 | 13.05% | 0% | 0% | 1
296 | Midway - Wheeler Ridge (Proposed) | SPGE | 150 | 1500 | 10 | 16.16% | 0% | 1 | 5.7778 | 16.61% | 0% | 1 | 49.95% | 9.252% | 0% | 1 | 0 | 2 | 0% | 0% | 0% | 1 | 8.65% | 3.5% | 0% | 1 | 32.11% | 4.709% | 0% | 1 | 42.97% | 5.606% | 0% | 1 | 44.07% | 5.716% | 0% | 1 | 0% | 3.197% | 0% | 1 | 0.5086% | 3.213% | 0% | 1 |  | 7.248% | 0% | 1 | 6.4111 | 5.943% | 0% | 1 | 45.03% | 3.588% | 0% | 1 | 0 | 2 | 0% | 0% | 0% | 1 | 20.31% | 1.441% | 0% | 1 | 36.94% | 1.821% | 0% | 1 | 49.01% | 2.252% | 0% | 1 | 58.65% | 2.777% | 0% | 2 | 2.1% | 1.173% | 0% | 1 | 0.4753% | 1.154% | 0% | 1 |  | 4.945% | 0% | 1 | 6.8817 | 2.394% | 0% | 1 | 40.7% | 3.588% | 0% | 1 | 0 | 2 | 0% | 0% | 0% | 1 | 22.11% | 0.7585% | 0% | 1 | 38.27% | 0.957% | 0% | 1 | 56.85% | 1.369% | 0% | 2 | 63.29% | 1.609% | 0% | 2 | 4.272% | 0.6172% | 0% | 1 | 5.54% | 0.6255% | 0% | 1 |  | 3.368% | 0% | 1 | 8.1915 | 1.639% | 0% | 1 | 43.04% | 3.588% | 0% | 1 | 0 | 2 | 1.979% | 0.1733% | 2.152% | 2 | 21.56% | 0.4906% | 0% | 1 | 30.06% | 0.5502% | 0% | 1 | 54.23% | 0.8407% | 0% | 2 | 60.18% | 0.9663% | 0% | 2 | 6.914% | 0.4134% | 0% | 1 | 5.474% | 0.4071% | 0% | 1
297 | Suncrest - Ocotillo (Proposed) | GREATER IMPERIAL | 0 | 0 | 10 | 0% | 0% | 1 | 4.9213 | 0% | 0% | 1 | 0.05569% | 0% | 0% | 1 | 0 | 2 | 0.6127% | 99.39% | 100% | 5 | 0.001213% | 0% | 0% | 1 | 32.33% | 0% | 0% | 1 | 41.83% | 0% | 0% | 1 | 53.6% | 0% | 0% | 2 | 75.89% | 0% | 0% | 3 | 2.792% | 0% | 0% | 1 |  | 0% | 0% | 1 | 7.2004 | 0% | 0% | 1 | 0.1116% | 0% | 0% | 1 | 0 | 2 | 9.89% | 90.11% | 100% | 5 | 7.81% | 0% | 0% | 1 | 29.8% | 0% | 0% | 1 | 42.09% | 0% | 0% | 1 | 54.62% | 0% | 0% | 2 | 69.56% | 0% | 0% | 2 | 3.525% | 0% | 0% | 1 |  | 0% | 0% | 1 | 8.7987 | 0% | 0% | 1 | 0.2198% | 0% | 0% | 1 | 0 | 2 | 23.4% | 75.28% | 98.67% | 5 | 9.937% | 0% | 0% | 1 | 27.1% | 0% | 0% | 1 | 43.2% | 0% | 0% | 1 | 57.26% | 0% | 0% | 2 | 62.12% | 0% | 0% | 2 | 3.302% | 0% | 0% | 1 |  | 0% | 0% | 1 | 11.4352 | 0% | 0% | 1 | 0.2107% | 0% | 0% | 1 | 0 | 2 | 21.62% | 76.84% | 98.45% | 5 | 11.93% | 0% | 0% | 1 | 25.17% | 0% | 0% | 1 | 47.19% | 0% | 0% | 1 | 59.04% | 0% | 0% | 2 | 60.89% | 0% | 0% | 2 | 3.771% | 0% | 0% | 1
298 | North Gila - IV (Proposed) | GREATER IMPERIAL | 550 | 5500 | 15 | 413.1% | 29.6% | 5 | 4.1196 | 52.63% | 0% | 2 | 21.06% | 567.4% | 128.4% | 5 | 0 | 2 | 0% | 0% | 0% | 1 | 0% | 35.68% | 0% | 2 | 72.64% | 130.4% | 11.45% | 5 | 72.64% | 130.4% | 11.45% | 5 | 72.64% | 130.4% | 11.45% | 5 | 35.71% | 55.5% | 0% | 3 | 13.23% | 41.12% | 0% | 2 |  | 71.24% | 0% | 3 | 6 | 33.65% | 0% | 2 | 57.28% | 35.8% | 0% | 2 | 0 | 2 | 0% | 0% | 0% | 1 | 0.673% | 10.25% | 0% | 1 | 33.03% | 15.2% | 0% | 1 | 33.03% | 15.2% | 0% | 1 | 33.7% | 15.35% | 0% | 1 | 11.91% | 11.55% | 0% | 1 | 8.307% | 11.1% | 0% | 1 |  | 28.59% | 0% | 2 | 8 | 22.7% | 0% | 2 | 62.57% | 35.8% | 0% | 2 | 0 | 2 | 0% | 0% | 0% | 1 | 3.72% | 4.93% | 0% | 1 | 20.19% | 5.947% | 0% | 1 | 20.19% | 5.947% | 0% | 1 | 23.91% | 6.238% | 0% | 1 | 10.18% | 5.285% | 0% | 1 | 5.783% | 5.038% | 0% | 1 |  | 16.73% | 0% | 1 | 8.4922 | 16.47% | 0% | 1 | 64.15% | 35.8% | 0% | 2 | 0 | 2 | 0% | 0% | 0% | 1 | 4.448% | 3.004% | 0% | 1 | 15.26% | 3.387% | 0% | 1 | 15.26% | 3.387% | 0% | 1 | 19.7% | 3.574% | 0% | 1 | 8.849% | 3.149% | 0% | 1 | 5.063% | 3.023% | 0% | 1
299 | Lugo - Pisgah (Proposed) | GREATER KRAMER | 0 | 0 | 10 | 0% | 0% | 1 | 63 | 0% | 0% | 4 | 0% | 0% | 0% | 1 | 0 | 2 | 0% | 0% | 0% | 1 | 0.1002% | 0% | 0% | 1 | 6.734% | 0% | 0% | 1 | 6.178% | 0% | 0% | 1 | 9.154% | 0% | 0% | 1 | 78.96% | 0% | 0% | 3 | 0.03464% | 0% | 0% | 1 |  | 0% | 0% | 1 | 44.2333 | 0% | 0% | 4 | 0% | 0% | 0% | 1 | 0 | 2 | 0.2024% | 0% | 0.2024% | 1 | 18.98% | 0% | 0% | 1 | 6.381% | 0% | 0% | 1 | 6.652% | 0% | 0% | 1 | 26.95% | 0% | 0% | 1 | 66.51% | 0% | 0% | 2 | 0.08395% | 0% | 0% | 1 |  | 0% | 0% | 1 | 39.25 | 0% | 0% | 4 | 0.4147% | 0% | 0% | 1 | 0 | 2 | 15.36% | 0% | 15.36% | 1 | 24.95% | 0% | 0% | 1 | 14.88% | 0% | 0% | 1 | 20.59% | 0% | 0% | 1 | 42.26% | 0% | 0% | 1 | 52.01% | 0% | 0% | 2 | 0.1995% | 0% | 0% | 1 |  | 0% | 0% | 1 | 38 | 0% | 0% | 4 | 0.3682% | 0% | 0% | 1 | 0 | 2 | 17.96% | 0.5647% | 18.52% | 2 | 25.78% | 0% | 0% | 1 | 21.74% | 0% | 0% | 1 | 27.14% | 0% | 0% | 1 | 48.27% | 0% | 0% | 1 | 41.38% | 0% | 0% | 1 | 0.5506% | 0% | 0% | 1
300 | Crow Creek | SPGE | 0 | 0 | 10 | 0% | 0% | 1 | 7.5263 | 0% | 0% | 1 | 47.55% | 0% | 0% | 1 | 0 | 2 | 11.64% | 0% | 11.64% | 1 | 28.04% | 0% | 0% | 1 | 11.58% | 0% | 0% | 1 | 19.3% | 0% | 0% | 1 | 45.91% | 0% | 0% | 1 | 25.15% | 0% | 0% | 1 | 1.888% | 0% | 0% | 1 |  | 0% | 0% | 1 | 10.1206 | 0% | 0% | 1 | 40.61% | 0% | 0% | 1 | 0 | 2 | 26.49% | 0% | 26.49% | 2 | 48.06% | 0% | 0% | 1 | 12.33% | 0% | 0% | 1 | 20.3% | 0% | 0% | 1 | 58.61% | 0% | 0% | 2 | 29.79% | 0% | 0% | 1 | 3.502% | 0% | 0% | 1 |  | 0% | 0% | 1 | 11 | 0% | 0% | 1 | 41.61% | 0% | 0% | 1 | 0 | 2 | 17.32% | 0% | 17.32% | 1 | 44.62% | 0% | 0% | 1 | 9.632% | 0% | 0% | 1 | 16.31% | 0% | 0% | 1 | 52.06% | 0% | 0% | 2 | 29.65% | 0% | 0% | 1 | 3.395% | 0% | 0% | 1 |  | 0% | 0% | 1 | 10.6674 | 0% | 0% | 1 | 41.24% | 0% | 0% | 1 | 0 | 2 | 15.36% | 0% | 15.36% | 1 | 44.91% | 0% | 0% | 1 | 12.5% | 0% | 0% | 1 | 18.32% | 0% | 0% | 1 | 52.24% | 0% | 0% | 2 | 29.09% | 0% | 0% | 1 | 4.41% | 0% | 0% | 1
301 | Harry Allen | NEVADA MAJOR | 0 | 0 | 0 | 0% | 0% | 1 | 0 | 0% | 0% | 1 | 0% | 0% | 0% | 1 | 0 | 2 | 0% | 0% | 0% | 1 | 0% | 0% | 0% | 1 | 0% | 0% | 0% | 1 | 0% | 0% | 0% | 1 | 0% | 0% | 0% | 1 | 0% | 0% | 0% | 1 | 0% | 0% | 0% | 1 |  | 0% | 0% | 1 | 0 | 0% | 0% | 1 | 0% | 0% | 0% | 1 | 0 | 2 | 0% | 0% | 0% | 1 | 0% | 0% | 0% | 1 | 0% | 0% | 0% | 1 | 0% | 0% | 0% | 1 | 0% | 0% | 0% | 1 | 0% | 0% | 0% | 1 | 0% | 0% | 0% | 1 |  | 0% | 0% | 1 | 0 | 0% | 0% | 1 | 0% | 0% | 0% | 1 | 0 | 2 | 0% | 0% | 0% | 1 | 0% | 0% | 0% | 1 | 0% | 0% | 0% | 1 | 0% | 0% | 0% | 1 | 0% | 0% | 0% | 1 | 0% | 0% | 0% | 1 | 0% | 0% | 0% | 1 |  | 0% | 0% | 1 | 0 | 0% | 0% | 1 | 0% | 0% | 0% | 1 | 0 | 2 | 0% | 0% | 0% | 1 | 0% | 0% | 0% | 1 | 0% | 0% | 0% | 1 | 0% | 0% | 0% | 1 | 0% | 0% | 0% | 1 | 0% | 0% | 0% | 1 | 0% | 0% | 0% | 1
302 | Kirker | NORTHERN CALIFORNIA | 0 | 0 | 10 | 0% | 0% | 1 | 6.9377 | 0% | 0% | 1 | 0% | 0% | 0% | 1 | 0 | 2 | 39.37% | 0% | 39.37% | 2 | 46.16% | 0% | 0% | 1 | 69.65% | 0% | 0% | 2 | 40.37% | 0% | 0% | 1 | 71.18% | 0% | 0% | 3 | 17.82% | 0% | 0% | 1 | 59.34% | 0% | 0% | 2 |  | 0% | 0% | 1 | 6.6183 | 0% | 0% | 1 | 0.003388% | 0% | 0% | 1 | 0 | 2 | 15.68% | 2.772% | 18.45% | 2 | 24.97% | 0% | 0% | 1 | 46.85% | 0% | 0% | 1 | 36.69% | 0% | 0% | 1 | 54.61% | 0% | 0% | 2 | 9.385% | 0% | 0% | 1 | 30.87% | 0% | 0% | 1 |  | 0% | 0% | 1 | 15.2857 | 0% | 0% | 2 | 3.325% | 0% | 0% | 1 | 0 | 2 | 14.79% | 4.503% | 19.3% | 2 | 21.19% | 0% | 0% | 1 | 47.63% | 0% | 0% | 1 | 45.02% | 0% | 0% | 1 | 59.16% | 0% | 0% | 2 | 12.25% | 0% | 0% | 1 | 21.05% | 0% | 0% | 1 |  | 0% | 0% | 1 | 19.3333 | 0% | 0% | 2 | 16.21% | 0% | 0% | 1 | 0 | 2 | 18.91% | 7.652% | 26.56% | 2 | 24.21% | 0% | 0% | 1 | 41.95% | 0% | 0% | 1 | 47.53% | 0% | 0% | 1 | 60.64% | 0% | 0% | 2 | 13.28% | 0% | 0% | 1 | 18.07% | 0% | 0% | 1
303 | Oro Loma | SPGE | 75 | 750 | 5 | 2.67% | 0% | 1 | 7 | 17.59% | 0% | 1 | 36.81% | 2.624% | 0% | 1 | 0 | 2 | 0% | 0% | 0% | 1 | 0% | 1.559% | 0% | 1 | 0% | 1.559% | 0% | 1 | 12.23% | 1.777% | 0% | 1 | 12.23% | 1.777% | 0% | 1 | 0% | 1.559% | 0% | 1 | 1.211% | 1.579% | 0% | 1 |  | 0.8262% | 0% | 1 | 7.9507 | 6.005% | 0% | 1 | 36.19% | 0.589% | 0% | 1 | 0 | 2 | 0% | 0% | 0% | 1 | 10.82% | 0.4853% | 0% | 1 | 1.003% | 0.4372% | 0% | 1 | 6.546% | 0.4631% | 0% | 1 | 14.55% | 0.5065% | 0% | 1 | 3.575% | 0.4489% | 0% | 1 | 2.792% | 0.4452% | 0% | 1 |  | 0.6365% | 0% | 1 | 7.6826 | 1.039% | 0% | 1 | 39.42% | 0.589% | 0% | 1 | 0 | 2 | 0% | 0% | 0% | 1 | 32.59% | 0.2848% | 0% | 1 | 3.18% | 0.1983% | 0% | 1 | 12.95% | 0.2205% | 0% | 1 | 38.74% | 0.3134% | 0% | 1 | 10.16% | 0.2137% | 0% | 1 | 4.227% | 0.2005% | 0% | 1 |  | 0.4808% | 0% | 1 | 7.125 | 0.4903% | 0% | 1 | 36.98% | 0.589% | 0% | 1 | 0 | 2 | 0.00789% | 0% | 0.00789% | 1 | 42.81% | 0.1964% | 0% | 1 | 12.8% | 0.1288% | 0% | 1 | 20.56% | 0.1414% | 0% | 1 | 49.53% | 0.2226% | 0% | 1 | 14.91% | 0.132% | 0% | 1 | 4.795% | 0.118% | 0% | 1
304 | Logan Creek | NORTHERN CALIFORNIA | 0 | 0 | 10 | 0% | 0% | 1 | 6.5909 | 0% | 0% | 1 | 51.96% | 0% | 0% | 2 | 0 | 2 | 0% | 0% | 0% | 1 | 13.73% | 0% | 0% | 1 | 0% | 0% | 0% | 1 | 0% | 0% | 0% | 1 | 13.73% | 0% | 0% | 1 | 5.182% | 0% | 0% | 1 | 2.282% | 0% | 0% | 1 |  | 0% | 0% | 1 | 5.6227 | 0% | 0% | 1 | 35.49% | 0% | 0% | 1 | 0 | 2 | 5.676% | 0% | 5.676% | 1 | 24.64% | 0% | 0% | 1 | 2.72% | 0% | 0% | 1 | 5.435% | 0% | 0% | 1 | 28.68% | 0% | 0% | 1 | 23.09% | 0% | 0% | 1 | 4.002% | 0% | 0% | 1 |  | 0% | 0% | 1 | 6.1774 | 0% | 0% | 1 | 30.15% | 0% | 0% | 1 | 0 | 2 | 14.27% | 0% | 14.27% | 1 | 32.33% | 0% | 0% | 1 | 5.273% | 0% | 0% | 1 | 10.12% | 0% | 0% | 1 | 39.35% | 0% | 0% | 1 | 29.5% | 0% | 0% | 1 | 3.726% | 0% | 0% | 1 |  | 0% | 0% | 1 | 6.8916 | 0% | 0% | 1 | 30.05% | 0% | 0% | 1 | 0 | 2 | 18.89% | 0% | 18.89% | 1 | 36.89% | 0% | 0% | 1 | 9.426% | 0% | 0% | 1 | 18.04% | 0% | 0% | 1 | 49.37% | 0% | 0% | 1 | 31.31% | 0% | 0% | 1 | 5.358% | 0% | 0% | 1
305 | Julian Hinds | RIVERSIDE | 0 | 0 | 10 | 0% | 0% | 1 | 1.9686 | 0% | 0% | 1 | 0% | 0% | 0% | 1 | 0 | 2 | 0% | 0% | 0% | 1 | 100% | 0% | 0% | 5 | 58.41% | 0% | 0% | 2 | 44.83% | 0% | 0% | 1 | 100% | 0% | 0% | 5 | 5.274% | 0% | 0% | 1 | 0% | 0% | 0% | 1 |  | 0% | 0% | 1 | 3.3952 | 0% | 0% | 1 | 0% | 0% | 0% | 1 | 0 | 2 | 0% | 0% | 0% | 1 | 99.38% | 0% | 0% | 5 | 23.82% | 0% | 0% | 1 | 12.12% | 0% | 0% | 1 | 99.38% | 0% | 0% | 5 | 20.92% | 0% | 0% | 1 | 0% | 0% | 0% | 1 |  | 0% | 0% | 1 | 5.4907 | 0% | 0% | 1 | 0% | 0% | 0% | 1 | 0 | 2 | 0% | 0% | 0% | 1 | 17.8% | 0% | 0% | 1 | 36.66% | 0% | 0% | 1 | 3.598% | 0% | 0% | 1 | 51.22% | 0% | 0% | 2 | 45.72% | 0% | 0% | 1 | 0% | 0% | 0% | 1 |  | 0% | 0% | 1 | 5.1958 | 0% | 0% | 1 | 0% | 0% | 0% | 1 | 0 | 2 | 0% | 0% | 0% | 1 | 10.99% | 0% | 0% | 1 | 22.67% | 0% | 0% | 1 | 7.407% | 0% | 0% | 1 | 34.02% | 0% | 0% | 1 | 36.33% | 0% | 0% | 1 | 0.5767% | 0% | 0% | 1
306 | Hollister | SPGE | 0 | 0 | 10 | 0% | 0% | 1 | 16.7688 | 0% | 0% | 2 | 26.81% | 0% | 0% | 1 | 0 | 2 | 2.869% | 0% | 2.869% | 1 | 9.543% | 0% | 0% | 1 | 20.29% | 0% | 0% | 1 | 26.42% | 0% | 0% | 1 | 34.46% | 0% | 0% | 1 | 13.59% | 0% | 0% | 1 | 6.769% | 0% | 0% | 1 |  | 0% | 0% | 1 | 10.5757 | 0% | 0% | 1 | 14.79% | 0% | 0% | 1 | 0 | 2 | 19.36% | 0% | 19.36% | 1 | 45.14% | 0% | 0% | 1 | 15.56% | 0% | 0% | 1 | 26.08% | 0% | 0% | 1 | 60.57% | 0% | 0% | 2 | 36.03% | 0% | 0% | 1 | 4.425% | 0% | 0% | 1 |  | 0% | 0% | 1 | 8.8724 | 0% | 0% | 1 | 10.93% | 0% | 0% | 1 | 0 | 2 | 33.06% | 1.479% | 34.54% | 2 | 56.96% | 0% | 0% | 2 | 13.96% | 0% | 0% | 1 | 27.38% | 0% | 0% | 1 | 69.22% | 0% | 0% | 2 | 48.64% | 0% | 0% | 1 | 4.39% | 0% | 0% | 1 |  | 0% | 0% | 1 | 8.4851 | 0% | 0% | 1 | 13.62% | 0% | 0% | 1 | 0 | 2 | 35.53% | 2.403% | 37.94% | 2 | 60.39% | 0% | 0% | 2 | 12.91% | 0% | 0% | 1 | 24.75% | 0% | 0% | 1 | 69.8% | 0% | 0% | 2 | 51.14% | 0% | 0% | 2 | 3.736% | 0% | 0% | 1
307 | Boulevard | GREATER IMPERIAL | 40 | 400 | 10 | 5.029% | 0% | 1 | 13.2314 | 27.3% | 0% | 2 | 0% | 0% | 0% | 1 | 0 | 2 | 100% | 0% | 100% | 5 | 13.97% | 1.509% | 0% | 1 | 14.67% | 1.522% | 0% | 1 | 41.89% | 2.235% | 0% | 1 | 56.81% | 3.007% | 0% | 2 | 36.65% | 2.05% | 0% | 1 | 1.698% | 1.321% | 0% | 1 |  | 2.127% | 0% | 1 | 10.8333 | 3.071% | 0% | 1 | 0.2644% | 0% | 0% | 1 | 0 | 2 | 66.54% | 30.83% | 97.37% | 5 | 10.81% | 0.6677% | 0% | 1 | 9.464% | 0.6578% | 0% | 1 | 28.63% | 0.8344% | 0% | 1 | 40.13% | 0.9947% | 0% | 1 | 48.92% | 1.166% | 0% | 1 | 1.657% | 0.6056% | 0% | 1 |  | 1.687% | 0% | 1 | 9.4522 | 1.372% | 0% | 1 | 0.3836% | 0% | 0% | 1 | 0 | 2 | 42.19% | 50.49% | 92.68% | 5 | 9.125% | 0.4117% | 0% | 1 | 19.51% | 0.4649% | 0% | 1 | 27.84% | 0.5185% | 0% | 1 | 46.41% | 0.6982% | 0% | 1 | 51.67% | 0.7742% | 0% | 2 | 2.271% | 0.3829% | 0% | 1 |  | 1.335% | 0% | 1 | 9 | 0.7691% | 0% | 1 | 0.2583% | 0% | 0% | 1 | 0 | 2 | 28.1% | 57.21% | 85.31% | 5 | 12.94% | 0.2848% | 0% | 1 | 22.86% | 0.3214% | 0% | 1 | 32.89% | 0.3694% | 0% | 1 | 53.44% | 0.5325% | 0% | 2 | 54.32% | 0.5427% | 0% | 2 | 2.696% | 0.2548% | 0% | 1
308 | Llagas | NORTHERN CALIFORNIA | 50 | 500 | 10 | 11.6% | 0% | 1 | 18.9007 | 11.37% | 0% | 2 | 26.76% | 0% | 0% | 1 | 0 | 2 | 28.91% | 7.759% | 36.67% | 2 | 53.55% | 4.632% | 0% | 2 | 0% | 2.152% | 0% | 1 | 3.474% | 2.229% | 0% | 1 | 53.55% | 4.632% | 0% | 2 | 25.29% | 2.88% | 0% | 1 | 2.402% | 2.205% | 0% | 1 |  | 2.461% | 0% | 1 | 15 | 2.264% | 0% | 2 | 15.76% | 0% | 0% | 1 | 0 | 2 | 34.36% | 14.51% | 48.87% | 3 | 50.03% | 1.069% | 0% | 2 | 3.647% | 0.5543% | 0% | 1 | 10.25% | 0.5951% | 0% | 1 | 53.4% | 1.146% | 0% | 2 | 34.28% | 0.8126% | 0% | 1 | 4.064% | 0.5567% | 0% | 1 |  | 1.36% | 0% | 1 | 17.3087 | 1.274% | 0% | 2 | 15.54% | 0% | 0% | 1 | 0 | 2 | 35.18% | 12.23% | 47.4% | 3 | 52.52% | 0.5494% | 0% | 2 | 8.563% | 0.2853% | 0% | 1 | 14.31% | 0.3044% | 0% | 1 | 58.93% | 0.6352% | 0% | 2 | 37.33% | 0.4162% | 0% | 1 | 4.65% | 0.2736% | 0% | 1 |  | 1.119% | 0% | 1 | 14.8014 | 0.5839% | 0% | 2 | 13.26% | 0% | 0% | 1 | 0 | 2 | 37.59% | 9.361% | 46.95% | 2 | 53.57% | 0.3342% | 0% | 2 | 16.14% | 0.185% | 0% | 1 | 23.97% | 0.2041% | 0% | 1 | 67.31% | 0.4747% | 0% | 2 | 45.17% | 0.283% | 0% | 1 | 4.4% | 0.1623% | 0% | 1
309 | Miller | SPGE | 0 | 0 | 10 | 0% | 0% | 1 | 7.2903 | 0% | 0% | 1 | 47.38% | 0% | 0% | 1 | 0 | 2 | 0% | 0% | 0% | 1 | 29.71% | 0% | 0% | 1 | 36.37% | 0% | 0% | 1 | 42.29% | 0% | 0% | 1 | 69.4% | 0% | 0% | 2 | 7.894% | 0% | 0% | 1 | 1.205% | 0% | 0% | 1 |  | 0% | 0% | 1 | 7.7051 | 0% | 0% | 1 | 35.75% | 0% | 0% | 1 | 0 | 2 | 7.278% | 0% | 7.278% | 1 | 33.77% | 0% | 0% | 1 | 12.36% | 0% | 0% | 1 | 20.21% | 0% | 0% | 1 | 49.06% | 0% | 0% | 1 | 27.74% | 0% | 0% | 1 | 2.503% | 0% | 0% | 1 |  | 0% | 0% | 1 | 8.9335 | 0% | 0% | 1 | 30.01% | 0% | 0% | 1 | 0 | 2 | 19.7% | 0% | 19.7% | 1 | 40.58% | 0% | 0% | 1 | 9.156% | 0% | 0% | 1 | 14.86% | 0% | 0% | 1 | 49.93% | 0% | 0% | 1 | 34% | 0% | 0% | 1 | 6.479% | 0% | 0% | 1 |  | 0% | 0% | 1 | 8.8908 | 0% | 0% | 1 | 29.01% | 0% | 0% | 1 | 0 | 2 | 20.18% | 0% | 20.18% | 2 | 47.19% | 0% | 0% | 1 | 10.97% | 0% | 0% | 1 | 18.26% | 0% | 0% | 1 | 54.36% | 0% | 0% | 2 | 34.54% | 0% | 0% | 1 | 5.66% | 0% | 0% | 1
310 | Madison | NORTHERN CALIFORNIA | 13 | 130 | 5 | 4.647% | 0% | 1 | 8.6296 | 12.76% | 0% | 1 | 62.24% | 1.846% | 0% | 2 | 0 | 2 | 2.527% | 0% | 2.527% | 1 | 70.48% | 1.103% | 0% | 3 | 0% | 0.3255% | 0% | 1 | 0% | 0.3255% | 0% | 1 | 70.48% | 1.103% | 0% | 3 | 6.776% | 0.3492% | 0% | 1 | 2.927% | 0.3354% | 0% | 1 |  | 1.351% | 0% | 1 | 7.9323 | 0.9402% | 0% | 1 | 50.27% | 0.5891% | 0% | 2 | 0 | 2 | 12.78% | 0% | 12.78% | 1 | 64.21% | 0.2389% | 0% | 2 | 2.237% | 0.08744% | 0% | 1 | 3.288% | 0.08839% | 0% | 1 | 65.67% | 0.249% | 0% | 2 | 15.13% | 0.1007% | 0% | 1 | 2.333% | 0.08753% | 0% | 1 |  | 0.8503% | 0% | 1 | 7.8564 | 0.2975% | 0% | 1 | 49.7% | 0.5891% | 0% | 1 | 0 | 2 | 16.44% | 0% | 16.44% | 1 | 61.97% | 0.1124% | 0% | 2 | 6.906% | 0.04593% | 0% | 1 | 14.91% | 0.05025% | 0% | 1 | 69.49% | 0.1402% | 0% | 2 | 16.43% | 0.05117% | 0% | 1 | 3.139% | 0.04414% | 0% | 1 |  | 0.4161% | 0% | 1 | 8.5358 | 0.1592% | 0% | 1 | 49.47% | 0.5891% | 0% | 1 | 0 | 2 | 21.55% | 0% | 21.55% | 2 | 57.78% | 0.05813% | 0% | 2 | 11.71% | 0.0278% | 0% | 1 | 25.12% | 0.03278% | 0% | 1 | 69.51% | 0.08051% | 0% | 2 | 18.89% | 0.03026% | 0% | 1 | 3.665% | 0.02548% | 0% | 1
311 | New Melones | NORTHERN CALIFORNIA | 0 | 0 | 10 | 0% | 0% | 1 | 21.5493 | 0% | 0% | 3 | 0% | 0% | 0% | 1 | 0 | 2 | 95.84% | 0% | 95.84% | 5 | 40.77% | 0% | 0% | 1 | 50.81% | 0% | 0% | 2 | 45.72% | 0% | 0% | 1 | 59.8% | 0% | 0% | 2 | 58.01% | 0% | 0% | 2 | 7.474% | 0% | 0% | 1 |  | 0% | 0% | 1 | 14.125 | 0% | 0% | 2 | 0.1605% | 0% | 0% | 1 | 0 | 2 | 71.08% | 0.00648% | 71.09% | 3 | 64.51% | 0% | 0% | 2 | 44.11% | 0% | 0% | 1 | 51.79% | 0% | 0% | 2 | 83% | 0% | 0% | 3 | 64.34% | 0% | 0% | 2 | 8.584% | 0% | 0% | 1 |  | 0% | 0% | 1 | 10.8086 | 0% | 0% | 1 | 0.655% | 0% | 0% | 1 | 0 | 2 | 53.64% | 1.762% | 55.4% | 3 | 72.59% | 0% | 0% | 3 | 26.68% | 0% | 0% | 1 | 36.28% | 0% | 0% | 1 | 84.16% | 0% | 0% | 3 | 73.58% | 0% | 0% | 3 | 8.827% | 0% | 0% | 1 |  | 0% | 0% | 1 | 11.4006 | 0% | 0% | 1 | 2.672% | 0% | 0% | 1 | 0 | 2 | 44.37% | 4.506% | 48.88% | 2 | 71.23% | 0% | 0% | 3 | 22.72% | 0% | 0% | 1 | 37.58% | 0% | 0% | 1 | 85.09% | 0% | 0% | 3 | 65.45% | 0% | 0% | 2 | 8.227% | 0% | 0% | 1
312 | Waukena | SPGE | 0 | 0 | 10 | 0% | 0% | 1 | 7.6158 | 0% | 0% | 1 | 26.23% | 0% | 0% | 1 | 0 | 2 | 0% | 0% | 0% | 1 | 9.256% | 0% | 0% | 1 | 0.1916% | 0% | 0% | 1 | 27.57% | 0% | 0% | 1 | 34.66% | 0% | 0% | 1 | 0% | 0% | 0% | 1 | 8.668% | 0% | 0% | 1 |  | 0% | 0% | 1 | 7.1443 | 0% | 0% | 1 | 35.06% | 0% | 0% | 1 | 0 | 2 | 0% | 0% | 0% | 1 | 5.743% | 0% | 0% | 1 | 2.353% | 0% | 0% | 1 | 11.24% | 0% | 0% | 1 | 15.76% | 0% | 0% | 1 | 0% | 0% | 0% | 1 | 5.105% | 0% | 0% | 1 |  | 0% | 0% | 1 | 7.7762 | 0% | 0% | 1 | 35.28% | 0% | 0% | 1 | 0 | 2 | 0% | 0% | 0% | 1 | 13.39% | 0% | 0% | 1 | 1.458% | 0% | 0% | 1 | 5.564% | 0% | 0% | 1 | 18.39% | 0% | 0% | 1 | 0% | 0% | 0% | 1 | 3.284% | 0% | 0% | 1 |  | 0% | 0% | 1 | 8.825 | 0% | 0% | 1 | 35.92% | 0% | 0% | 1 | 0 | 2 | 0% | 0% | 0% | 1 | 16.76% | 0% | 0% | 1 | 3.744% | 0% | 0% | 1 | 8.783% | 0% | 0% | 1 | 24.68% | 0% | 0% | 1 | 0.006401% | 0% | 0% | 1 | 2.784% | 0% | 0% | 1
313 | Colgate | NORTHERN CALIFORNIA | 0 | 0 | 10 | 0% | 0% | 1 | 16.7445 | 0% | 0% | 2 | 0.3295% | 0% | 0% | 1 | 0 | 2 | 79.01% | 18.93% | 97.95% | 5 | 97.47% | 0% | 0% | 5 | 1.4% | 0% | 0% | 1 | 16.3% | 0% | 0% | 1 | 97.47% | 0% | 0% | 5 | 43.21% | 0% | 0% | 1 | 2.638% | 0% | 0% | 1 |  | 0% | 0% | 1 | 19.2934 | 0% | 0% | 2 | 0.2105% | 0% | 0% | 1 | 0 | 2 | 60.6% | 38.8% | 99.4% | 5 | 87.2% | 0% | 0% | 3 | 10.91% | 0% | 0% | 1 | 22.23% | 0% | 0% | 1 | 92.76% | 0% | 0% | 4 | 45.63% | 0% | 0% | 1 | 2.637% | 0% | 0% | 1 |  | 0% | 0% | 1 | 20.85 | 0% | 0% | 3 | 0.3311% | 0% | 0% | 1 | 0 | 2 | 53.4% | 39.16% | 92.56% | 5 | 76.46% | 0% | 0% | 3 | 13.31% | 0% | 0% | 1 | 21.43% | 0% | 0% | 1 | 84.12% | 0% | 0% | 3 | 43.01% | 0% | 0% | 1 | 3.491% | 0% | 0% | 1 |  | 0% | 0% | 1 | 19.5495 | 0% | 0% | 2 | 1.91% | 0% | 0% | 1 | 0 | 2 | 48.62% | 38.39% | 87.01% | 5 | 68.02% | 0% | 0% | 2 | 13.21% | 0% | 0% | 1 | 18.52% | 0% | 0% | 1 | 78.26% | 0% | 0% | 3 | 37.41% | 0% | 0% | 1 | 5.402% | 0% | 0% | 1
314 | New Sub - Pit 1 - Cottonwood (Proposed) | NORTHERN CALIFORNIA | 0 | 0 | 10 | 0% | 0% | 1 | 4.6266 | 0% | 0% | 1 | 0.2397% | 0% | 0% | 1 | 0 | 2 | 95.88% | 4.117% | 100% | 5 | 74.03% | 0% | 0% | 3 | 3.414% | 0% | 0% | 1 | 3.414% | 0% | 0% | 1 | 74.03% | 0% | 0% | 3 | 71.82% | 0% | 0% | 3 | 5.503% | 0% | 0% | 1 |  | 0% | 0% | 1 | 5.2647 | 0% | 0% | 1 | 0.09355% | 0% | 0% | 1 | 0 | 2 | 86.34% | 11.11% | 97.45% | 5 | 61.46% | 0% | 0% | 2 | 10.16% | 0% | 0% | 1 | 12.96% | 0% | 0% | 1 | 63.82% | 0% | 0% | 2 | 60.79% | 0% | 0% | 2 | 7.424% | 0% | 0% | 1 |  | 0% | 0% | 1 | 5.2511 | 0% | 0% | 1 | 0.1422% | 0% | 0% | 1 | 0 | 2 | 87.96% | 9.293% | 97.25% | 5 | 51.7% | 0% | 0% | 2 | 15.36% | 0% | 0% | 1 | 18.65% | 0% | 0% | 1 | 59.22% | 0% | 0% | 2 | 64.47% | 0% | 0% | 2 | 7.004% | 0% | 0% | 1 |  | 0% | 0% | 1 | 5.0262 | 0% | 0% | 1 | 0.1705% | 0% | 0% | 1 | 0 | 2 | 91.22% | 6.195% | 97.42% | 5 | 49.14% | 0% | 0% | 1 | 23.72% | 0% | 0% | 1 | 26.01% | 0% | 0% | 1 | 61.96% | 0% | 0% | 2 | 67.27% | 0% | 0% | 2 | 6.391% | 0% | 0% | 1
315 | Excelsior | SPGE | 0 | 0 | 10 | 0% | 0% | 1 | 6.3698 | 0% | 0% | 1 | 42.94% | 0% | 0% | 1 | 0 | 2 | 0% | 0% | 0% | 1 | 0% | 0% | 0% | 1 | 0% | 0% | 0% | 1 | 0% | 0% | 0% | 1 | 0% | 0% | 0% | 1 | 0% | 0% | 0% | 1 | 0.1052% | 0% | 0% | 1 |  | 0% | 0% | 1 | 6.0716 | 0% | 0% | 1 | 50.65% | 0% | 0% | 2 | 0 | 2 | 0% | 0% | 0% | 1 | 12.61% | 0% | 0% | 1 | 0.5113% | 0% | 0% | 1 | 0.9308% | 0% | 0% | 1 | 12.61% | 0% | 0% | 1 | 5.777% | 0% | 0% | 1 | 0.2532% | 0% | 0% | 1 |  | 0% | 0% | 1 | 6.4478 | 0% | 0% | 1 | 44.77% | 0% | 0% | 1 | 0 | 2 | 0% | 0% | 0% | 1 | 30.51% | 0% | 0% | 1 | 2.891% | 0% | 0% | 1 | 8.679% | 0% | 0% | 1 | 33.42% | 0% | 0% | 1 | 10.11% | 0% | 0% | 1 | 0.596% | 0% | 0% | 1 |  | 0% | 0% | 1 | 6.5944 | 0% | 0% | 1 | 41.51% | 0% | 0% | 1 | 0 | 2 | 0% | 0% | 0% | 1 | 32.15% | 0% | 0% | 1 | 4.957% | 0% | 0% | 1 | 12.99% | 0% | 0% | 1 | 36.77% | 0% | 0% | 1 | 11.97% | 0% | 0% | 1 | 1.098% | 0% | 0% | 1
316 | Cal Flats | SPGE | 0 | 0 | 10 | 0% | 0% | 1 | 4.2584 | 0% | 0% | 1 | 3.371% | 0% | 0% | 1 | 0 | 2 | 24.01% | 0% | 24.01% | 2 | 6.217% | 0% | 0% | 1 | 0% | 0% | 0% | 1 | 34.01% | 0% | 0% | 1 | 40.23% | 0% | 0% | 1 | 69.74% | 0% | 0% | 2 | 1.317% | 0% | 0% | 1 |  | 0% | 0% | 1 | 4.5183 | 0% | 0% | 1 | 1.02% | 0% | 0% | 1 | 0 | 2 | 34.16% | 0% | 34.16% | 2 | 37.68% | 0% | 0% | 1 | 5.632% | 0% | 0% | 1 | 20.31% | 0% | 0% | 1 | 51.28% | 0% | 0% | 2 | 78.68% | 0% | 0% | 3 | 1.151% | 0% | 0% | 1 |  | 0% | 0% | 1 | 5.1075 | 0% | 0% | 1 | 1.156% | 0% | 0% | 1 | 0 | 2 | 23.53% | 0% | 23.53% | 2 | 44.8% | 0% | 0% | 1 | 6.939% | 0% | 0% | 1 | 20.23% | 0% | 0% | 1 | 56.77% | 0% | 0% | 2 | 62.32% | 0% | 0% | 2 | 0.952% | 0% | 0% | 1 |  | 0% | 0% | 1 | 5.6788 | 0% | 0% | 1 | 5.481% | 0% | 0% | 1 | 0 | 2 | 19.08% | 0% | 19.08% | 1 | 47.11% | 0% | 0% | 1 | 7.629% | 0% | 0% | 1 | 22.91% | 0% | 0% | 1 | 57.73% | 0% | 0% | 2 | 48.8% | 0% | 0% | 1 | 1.176% | 0% | 0% | 1

## Land_OOS_Analysis_Solar_2040
Land-use and environmental criteria analysis for 2040 utility-scale solar resources mapped to Nevada or Arizona areas of the CAISO system for 5, 10, 15, and 20 mile radii from substations. This analysis uses the values from the "LandEnvData_SolarWind_OOS" tab to calculate criteria alignment. |  |  |  | Utility-scale Solar Resource Density Assumption
|  |  |  | 10 | Acres/MW
[6 empty] | 5 Mile Radius Analysis |  |  | 10 Mile Radius Analysis |  |  | 15 Mile Radius Analysis |  |  | 20 Mile Radius Analysis
[6 empty] | WECC Land-Use Screen |  |  | WECC Land-Use Screen |  |  | WECC Land-Use Screen |  |  | WECC Land-Use Screen
OBJECTID | IRP_Substation_Name | RESOLVE_Solar_Area | MWs Mapped | Acres of MWs Mapped | Distance from Substation Selected (mi) | Lower Implications Area used by MWs Mapped | High Implications Area used by MWs Mapped | Core Screen Criteria Alignment Level | Lower Implications Area used by MWs Mapped | High Implications Area used by MWs Mapped | Core Screen Criteria Alignment Level | Lower Implications Area used by MWs Mapped | High Implications Area used by MWs Mapped | Core Screen Criteria Alignment Level | Lower Implications Area used by MWs Mapped | High Implications Area used by MWs Mapped | Core Screen Criteria Alignment Level
1 | DELANEY | ARIZONA | 400 | 4000 | 10 | 12.99% | 0% | 1 | 2.848% | 0% | 1 | 1.438% | 0% | 1 | 0.9472% | 0% | 1
2 | GAMEBIRD | SNV | 700 | 7000 | 10 | 64.31% | 0% | 3 | 13.41% | 0% | 1 | 8.394% | 0% | 1 | 6.078% | 0% | 1
3 | MOHAVE | SNV | 987 | 9870 | 10 | 278% | 3336% | 5 | 39.88% | 0% | 2 | 20.38% | 0% | 2 | 12.04% | 0% | 1
4 | HASSAYAMPA | ARIZONA | 680 | 6800 | 5 | 21.03% | 0% | 2 | 6.287% | 0% | 1 | 3.284% | 0% | 1 | 1.912% | 0% | 1
5 | ELDORADO | SNV | 0 | 0 | 10 | 0% | 0% | 1 | 0% | 0% | 1 | 0% | 0% | 1 | 0% | 0% | 1
6 | NORTH GILA | ARIZONA | 0 | 0 | 10 | 0% | 0% | 1 | 0% | 0% | 1 | 0% | 0% | 1 | 0% | 0% | 1
7 | LATHROP | SNV | 450 | 4500 | 10 | 62.92% | 0% | 3 | 10.42% | 0% | 1 | 4.304% | 0% | 1 | 3.39% | 0% | 1
8 | BEATTY | SNV | 500 | 5000 | 10 | 999.9% | 999.9% | 5 | 29.98% | 0% | 2 | 8.402% | 0% | 1 | 4.402% | 0% | 1
9 | VALLEY (VEA) | SNV | 0 | 0 | 10 | 0% | 0% | 1 | 0% | 0% | 1 | 0% | 0% | 1 | 0% | 0% | 1
10 | INNOVATION | SNV | 600 | 6000 | 10 | 24.3% | 0% | 2 | 9.41% | 0% | 1 | 5.495% | 0% | 1 | 4.04% | 0% | 1
11 | HOODOO WASH | ARIZONA | 1166.5 | 11665 | 5 | 27.86% | 0% | 2 | 7.373% | 0% | 1 | 4.305% | 0% | 1 | 2.794% | 0% | 1
12 | VISTA (VEA) | SNV | 200 | 2000 | 10 | 6.496% | 0% | 1 | 3.343% | 0% | 1 | 1.963% | 0% | 1 | 1.204% | 0% | 1
13 | DESERT VIEW | SNV | 400 | 4000 | 15 | 65.73% | 0% | 3 | 57.99% | 0% | 3 | 19.37% | 0% | 1 | 11.58% | 0% | 1
14 | CIELO AZUL | ARIZONA | 3125 | 31250 | 10 | 84.45% | 0% | 4 | 25.55% | 0% | 2 | 13.56% | 0% | 1 | 8.983% | 0% | 1
15 | TROUT CANYON | SNV | 1911 | 19110 | 15 | 456.4% | 8210% | 5 | 56.51% | 0% | 3 | 25.17% | 0% | 2 | 18.88% | 0% | 1
16 | SLOAN CANYON | SNV | 300 | 3000 | 10 | 116.4% | 98.76% | 5 | 57.43% | 0% | 3 | 16.05% | 0% | 1 | 8.056% | 0% | 1
17 | CHARLESTON PARK | SNV | 0 | 0 | 0 | 0% | 0% | 1 | 0% | 0% | 1 | 0% | 0% | 1 | 0% | 0% | 1
18 | JACKASS FLATS | SNV | 0 | 0 | 0 | 0% | 0% | 1 | 0% | 0% | 1 | 0% | 0% | 1 | 0% | 0% | 1
19 | MCCULLOUGH | SNV | 0 | 0 | 0 | 0% | 0% | 1 | 0% | 0% | 1 | 0% | 0% | 1 | 0% | 0% | 1
20 | MEAD | SNV | 0 | 0 | 0 | 0% | 0% | 1 | 0% | 0% | 1 | 0% | 0% | 1 | 0% | 0% | 1
21 | MERCURY | SNV | 0 | 0 | 10 | 0% | 0% | 1 | 0% | 0% | 1 | 0% | 0% | 1 | 0% | 0% | 1
22 | NORTHWEST (NVE) | SNV | 0 | 0 | 0 | 0% | 0% | 1 | 0% | 0% | 1 | 0% | 0% | 1 | 0% | 0% | 1
23 | PAHRUMP | SNV | 0 | 0 | 10 | 0% | 0% | 1 | 0% | 0% | 1 | 0% | 0% | 1 | 0% | 0% | 1
24 | PALO VERDE | ARIZONA | 0 | 0 | 10 | 0% | 0% | 1 | 0% | 0% | 1 | 0% | 0% | 1 | 0% | 0% | 1
25 | PRIMM | SNV | 0 | 0 | 10 | 0% | 0% | 1 | 0% | 0% | 1 | 0% | 0% | 1 | 0% | 0% | 1
26 | SANDY VALLEY | SNV | 0 | 0 | 10 | 0% | 0% | 1 | 0% | 0% | 1 | 0% | 0% | 1 | 0% | 0% | 1
27 | THOUSANDAIRE | SNV | 0 | 0 | 10 | 0% | 0% | 1 | 0% | 0% | 1 | 0% | 0% | 1 | 0% | 0% | 1
28 | VALLEY SWITCH | SNV | 0 | 0 | 10 | 0% | 0% | 1 | 0% | 0% | 1 | 0% | 0% | 1 | 0% | 0% | 1

## Land_EnvAnalysis_Wind_2040
Land-use and environmental criteria analysis for 2040 onshore wind resources mapped to in-California areas for 10, 15, 20 and 30 mile radii from substations. This analysis uses the values from the "LandEnv_Wind_Data_Xmi" 10 through 30 mile tabs to calculate criteria alignment. |  |  |  | Onshore Wind Resource Density Assumption
Parcelizations, Cropland Index, and Overdrafted Groundwater Criteria are not applied for onshore wind
|  |  |  | 40 | Acres/MW | 10-mile Radius From Substation Analysis | [40 empty] | 15-mile Radius From Substation Analysis | [40 empty] | 20-mile Radius From Substation Analysis | [40 empty] | 30-mile Radius From Substation Analysis
[6 empty] | 3. Land-use Feasibility Criteria Analysis | [16 empty] | 4. Environmental (Conservation and Biological) Impact Factors Criteria Analysis | [23 empty] | 3. Land-use Feasibility Criteria Analysis | [16 empty] | 4. Environmental (Conservation and Biological) Impact Factors Criteria Analysis | [23 empty] | 3. Land-use Feasibility Criteria Analysis | [16 empty] | 4. Environmental (Conservation and Biological) Impact Factors Criteria Analysis | [23 empty] | 3. Land-use Feasibility Criteria Analysis | [16 empty] | 4. Environmental (Conservation and Biological) Impact Factors Criteria Analysis
[6 empty] | CEC Core Land-Use Screen |  |  | CEC's Parcelization |  |  |  | CEC's Cropland Index |  |  |  | Criticially Overdrafted Groundwater Basin |  | Fire Threat |  |  |  | ACE Terrestrial Connectivity |  |  |  | ACE Biodiversity |  |  |  | ACE Irreplaceability |  |  |  | ACE Combined |  |  |  | Terrestrial Landscape Intactness |  |  |  | Wetlands |  |  |  | CEC Core Land-Use Screen |  |  | CEC's Parcelization |  |  |  | CEC's Cropland Index |  |  |  | Criticially Overdrafted Groundwater Basin |  | Fire Threat |  |  |  | ACE Terrestrial Connectivity |  |  |  | ACE Biodiversity |  |  |  | ACE Irreplaceability |  |  |  | ACE Combined |  |  |  | Terrestrial Landscape Intactness |  |  |  | Wetlands |  |  |  | CEC Core Land-Use Screen |  |  | CEC's Parcelization |  |  |  | CEC's Cropland Index |  |  |  | Criticially Overdrafted Groundwater Basin |  | Fire Threat |  |  |  | ACE Terrestrial Connectivity |  |  |  | ACE Biodiversity |  |  |  | ACE Irreplaceability |  |  |  | ACE Combined |  |  |  | Terrestrial Landscape Intactness |  |  |  | Wetlands |  |  |  | CEC Core Land-Use Screen |  |  | CEC's Parcelization |  |  |  | CEC's Cropland Index |  |  |  | Criticially Overdrafted Groundwater Basin |  | Fire Threat |  |  |  | ACE Terrestrial Connectivity |  |  |  | ACE Biodiversity |  |  |  | ACE Irreplaceability |  |  |  | ACE Combined |  |  |  | Terrestrial Landscape Intactness |  |  |  | Wetlands
OBJECTID | IRP_Substation_Name | RESOLVE_Wind_Area | MWs Mapped | Acres of MWs Mapped | Distance from Substation Selected (mi) | Lower Implications Area used by MWs Mapped | High Implications Area used by MWs Mapped | Core Screen Criteria Alignment Level | Substation's 10th Percentile Value Parcelization | Low Parcelization (P ≤ 6) Area used by MWs Mapped | Medium Parcelization (6 < P ≤ 30) Area used by MWs Mapped | Parcelization Criteria Alignment Level | Total Potential Area Percentage High Value Cropland | Low Value Cropland used by MWs Mapped | High Value Cropland used by MWs Mapped | Cropland Index Criteria Alignment Level | Majority of Area within Critically Overdrafted Basin | Overdrafted Basin Criteria Alignment Level | Total Potential Area Percentage Tier 2 | Total Potential Area Percentage Tier 3 | Total Potential Area Percentage Tier 2 or 3 | Fire Threat Criteria Alignment Level | Total Potential Area Percentage Higher Implications | Low Implications Area used by MWs Mapped | Higher Implications Area used by MWs Mapped | ACE Connectivity Criteria Alignment | Total Potential Area Percentage Higher Implications | Low Implications Area used by MWs Mapped | Higher Implications Area used by MWs Mapped | ACE Biodiversity Criteria Alignment | Total Potential Area Percentage Higher Implications | Low Implications Area used by MWs Mapped | Higher Implications Area used by MWs Mapped | ACE Irreplaceability Criteria Alignment | Total Potential Area Percentage Higher Implications | Low Implications Area used by MWs Mapped | Higher Implications Area used by MWs Mapped | All ACE Criteria Alignment | Total Potential Area Percentage Higher Implications | Low Implications Area used by MWs Mapped | Higher Implications Area used by MWs Mapped | Intactness Criteria Alignment | Total Potential Area Percentage Higher Implications | Low Implications Area used by MWs Mapped | Higher Implications Area used by MWs Mapped | Wetlands Criteria Alignment | Lower Implications Area used by MWs Mapped | High Implications Area used by MWs Mapped | Core Screen Criteria Alignment Level | Substation's 10th Percentile Value Parcelization | Low Parcelization (P ≤ 6) Area used by MWs Mapped | Medium Parcelization (6 < P ≤ 30) Area used by MWs Mapped | Parcelization Criteria Alignment Level | Total Potential Area Percentage High Value Cropland | Low Value Cropland used by MWs Mapped | High Value Cropland used by MWs Mapped | Cropland Index Criteria Alignment Level | Majority of Area within Critically Overdrafted Basin | Overdrafted Basin Criteria Alignment Level | Total Potential Area Percentage Tier 2 | Total Potential Area Percentage Tier 3 | Total Potential Area Percentage Tier 2 or 3 | Fire Threat Criteria Alignment Level | Total Potential Area Percentage Higher Implications | Low Implications Area used by MWs Mapped | Higher Implications Area used by MWs Mapped | ACE Connectivity Criteria Alignment | Total Potential Area Percentage Higher Implications | Low Implications Area used by MWs Mapped | Higher Implications Area used by MWs Mapped | ACE Biodiversity Criteria Alignment | Total Potential Area Percentage Higher Implications | Low Implications Area used by MWs Mapped | Higher Implications Area used by MWs Mapped | ACE Irreplaceability Criteria Alignment | Total Potential Area Percentage Higher Implications | Low Implications Area used by MWs Mapped | Higher Implications Area used by MWs Mapped | All ACE Criteria Alignment | Total Potential Area Percentage Higher Implications | Low Implications Area used by MWs Mapped | Higher Implications Area used by MWs Mapped | Intactness Criteria Alignment | Total Potential Area Percentage Higher Implications | Low Implications Area used by MWs Mapped | Higher Implications Area used by MWs Mapped | Wetlands Criteria Alignment | Lower Implications Area used by MWs Mapped | High Implications Area used by MWs Mapped | Core Screen Criteria Alignment Level | Substation's 10th Percentile Value Parcelization | Low Parcelization (P ≤ 6) Area used by MWs Mapped | Medium Parcelization (6 < P ≤ 30) Area used by MWs Mapped | Parcelization Criteria Alignment Level | Total Potential Area Percentage High Value Cropland | Low Value Cropland used by MWs Mapped | High Value Cropland used by MWs Mapped | Cropland Index Criteria Alignment Level | Majority of Area within Critically Overdrafted Basin | Overdrafted Basin Criteria Alignment Level | Total Potential Area Percentage Tier 2 | Total Potential Area Percentage Tier 3 | Total Potential Area Percentage Tier 2 or 3 | Fire Threat Criteria Alignment Level | Total Potential Area Percentage Higher Implications | Low Implications Area used by MWs Mapped | Higher Implications Area used by MWs Mapped | ACE Connectivity Criteria Alignment | Total Potential Area Percentage Higher Implications | Low Implications Area used by MWs Mapped | Higher Implications Area used by MWs Mapped | ACE Biodiversity Criteria Alignment | Total Potential Area Percentage Higher Implications | Low Implications Area used by MWs Mapped | Higher Implications Area used by MWs Mapped | ACE Irreplaceability Criteria Alignment | Total Potential Area Percentage Higher Implications | Low Implications Area used by MWs Mapped | Higher Implications Area used by MWs Mapped | All ACE Criteria Alignment | Total Potential Area Percentage Higher Implications | Low Implications Area used by MWs Mapped | Higher Implications Area used by MWs Mapped | Intactness Criteria Alignment | Total Potential Area Percentage Higher Implications | Low Implications Area used by MWs Mapped | Higher Implications Area used by MWs Mapped | Wetlands Criteria Alignment | Lower Implications Area used by MWs Mapped | High Implications Area used by MWs Mapped | Core Screen Criteria Alignment Level | Substation's 10th Percentile Value Parcelization | Low Parcelization (P ≤ 6) Area used by MWs Mapped | Medium Parcelization (6 < P ≤ 30) Area used by MWs Mapped | Parcelization Criteria Alignment Level | Total Potential Area Percentage High Value Cropland | Low Value Cropland used by MWs Mapped | High Value Cropland used by MWs Mapped | Cropland Index Criteria Alignment Level | Majority of Area within Critically Overdrafted Basin | Overdrafted Basin Criteria Alignment Level | Total Potential Area Percentage Tier 2 | Total Potential Area Percentage Tier 3 | Total Potential Area Percentage Tier 2 or 3 | Fire Threat Criteria Alignment Level | Total Potential Area Percentage Higher Implications | Low Implications Area used by MWs Mapped | Higher Implications Area used by MWs Mapped | ACE Connectivity Criteria Alignment | Total Potential Area Percentage Higher Implications | Low Implications Area used by MWs Mapped | Higher Implications Area used by MWs Mapped | ACE Biodiversity Criteria Alignment | Total Potential Area Percentage Higher Implications | Low Implications Area used by MWs Mapped | Higher Implications Area used by MWs Mapped | ACE Irreplaceability Criteria Alignment | Total Potential Area Percentage Higher Implications | Low Implications Area used by MWs Mapped | Higher Implications Area used by MWs Mapped | All ACE Criteria Alignment | Total Potential Area Percentage Higher Implications | Low Implications Area used by MWs Mapped | Higher Implications Area used by MWs Mapped | Intactness Criteria Alignment | Total Potential Area Percentage Higher Implications | Low Implications Area used by MWs Mapped | Higher Implications Area used by MWs Mapped | Wetlands Criteria Alignment
0 | East Shore | Solano | 0 | 0 | 0 | 0% | 0% | 1 |  |  |  |  | 0% | [5 empty] | 0% | 38.63% | 38.63% | 5 | 29.91% | 0% | 0% | 1 | 19.74% | 0% | 0% | 1 | 65.07% | 0% | 0% | 2 | 77.2% | 0% | 0% | 3 | 35.01% | 0% | 0% | 1 | 13.57% | 0% | 0% | 1 | 0% | 0% | 1 |  |  |  |  | 0% | [5 empty] | 5.009% | 35.62% | 40.63% | 5 | 34.87% | 0% | 0% | 1 | 29.51% | 0% | 0% | 1 | 62.9% | 0% | 0% | 2 | 76.9% | 0% | 0% | 3 | 35.57% | 0% | 0% | 1 | 14.78% | 0% | 0% | 1 | 0% | 0% | 1 |  |  |  |  | 0.1041% | [5 empty] | 8.558% | 52.24% | 60.8% | 5 | 57.5% | 0% | 0% | 2 | 45.53% | 0% | 0% | 1 | 67.39% | 0% | 0% | 2 | 81.43% | 0% | 0% | 3 | 48.82% | 0% | 0% | 1 | 11.4% | 0% | 0% | 1 | 0% | 0% | 1 |  |  |  |  | 0.2259% | [5 empty] | 42.68% | 21.1% | 63.77% | 4 | 54.01% | 0% | 0% | 2 | 55.01% | 0% | 0% | 2 | 69.13% | 0% | 0% | 2 | 83.33% | 0% | 0% | 3 | 41.17% | 0% | 0% | 1 | 7.437% | 0% | 0% | 1
1 | Newark | Solano | 0 | 0 | 0 | 0% | 0% | 1 |  |  |  |  | 0% | [5 empty] | 21.93% | 42.95% | 64.88% | 5 | 54.12% | 0% | 0% | 2 | 20.81% | 0% | 0% | 1 | 49.45% | 0% | 0% | 1 | 82.76% | 0% | 0% | 3 | 53.16% | 0% | 0% | 2 | 31.96% | 0% | 0% | 1 | 0% | 0% | 1 |  |  |  |  | 0% | [5 empty] | 15.16% | 57.55% | 72.71% | 5 | 61.47% | 0% | 0% | 2 | 20.8% | 0% | 0% | 1 | 63.3% | 0% | 0% | 2 | 87.47% | 0% | 0% | 3 | 64.49% | 0% | 0% | 2 | 22.02% | 0% | 0% | 1 | 0% | 0% | 1 |  |  |  |  | 0.03057% | [5 empty] | 48.36% | 29.7% | 78.06% | 5 | 75.96% | 0% | 0% | 3 | 28.05% | 0% | 0% | 1 | 48.23% | 0% | 0% | 1 | 90% | 0% | 0% | 4 | 64.8% | 0% | 0% | 2 | 10.67% | 0% | 0% | 1 | 0% | 0% | 1 |  |  |  |  | 0.4455% | [5 empty] | 39.49% | 19.06% | 58.55% | 3 | 77.22% | 0% | 0% | 3 | 54.1% | 0% | 0% | 2 | 69.32% | 0% | 0% | 2 | 94.16% | 0% | 0% | 4 | 61.97% | 0% | 0% | 2 | 5.365% | 0% | 0% | 1
2 | Tesla | Solano | 300 | 12000 | 0 | 2453% | 16.49% | 5 |  |  |  |  | 24.99% | [5 empty] | 6.192% | 0% | 6.192% | 1 | 72.25% | 61.51% | 0% | 3 | 56.38% | 39.13% | 0% | 2 | 59.02% | 41.64% | 0% | 2 | 79.62% | 83.73% | 0% | 4 | 35.3% | 26.38% | 0% | 2 | 4.506% | 17.87% | 0% | 1 | 782.7% | 7.041% | 4 |  |  |  |  | 37.05% | [5 empty] | 13.42% | 1.181% | 14.61% | 2 | 59.98% | 19.96% | 0% | 2 | 38.29% | 12.95% | 0% | 1 | 39.29% | 13.16% | 0% | 1 | 66.45% | 23.82% | 0% | 2 | 28.97% | 11.25% | 0% | 1 | 5.307% | 8.437% | 0% | 1 | 89.53% | 0% | 4 |  |  |  |  | 40.7% | [5 empty] | 15.78% | 2.146% | 17.92% | 2 | 55.79% | 11.02% | 0% | 2 | 31.51% | 7.113% | 0% | 1 | 33.83% | 7.361% | 0% | 1 | 61.33% | 12.6% | 0% | 2 | 32.39% | 7.204% | 0% | 1 | 4.648% | 5.109% | 0% | 1 | 22.83% | 0% | 2 |  |  |  |  | 42.68% | [5 empty] | 17.09% | 2.696% | 19.78% | 2 | 53.44% | 5.816% | 0% | 2 | 30.12% | 3.875% | 0% | 1 | 33.84% | 4.093% | 0% | 1 | 63.71% | 7.462% | 0% | 2 | 29.17% | 3.823% | 0% | 1 | 5.85% | 2.876% | 0% | 1
3 | Cabrillo | Kern_Greater_Carrizo | 91.2 | 3648 | 10 | 88.31% | 0% | 4 |  |  |  |  | 4.112% | [5 empty] | 92.47% | 0% | 92.47% | 5 | 63.95% | 20.77% | 0% | 2 | 5.586% | 7.932% | 0% | 1 | 31.79% | 10.98% | 0% | 1 | 77.95% | 33.97% | 0% | 3 | 58.81% | 18.18% | 0% | 2 | 6.325% | 7.995% | 0% | 1 | 52.59% | 0% | 3 |  |  |  |  | 2.313% | [5 empty] | 92.61% | 0.4434% | 93.05% | 5 | 70.71% | 12.51% | 0% | 3 | 3.17% | 3.785% | 0% | 1 | 22.32% | 4.718% | 0% | 1 | 79.71% | 18.06% | 0% | 3 | 64.16% | 10.22% | 0% | 2 | 6.167% | 3.906% | 0% | 1 | 42.91% | 0% | 2 |  |  |  |  | 2.475% | [5 empty] | 88.51% | 2.77% | 91.28% | 5 | 69.4% | 10.9% | 0% | 2 | 2.885% | 3.434% | 0% | 1 | 21.86% | 4.268% | 0% | 1 | 79.11% | 15.96% | 0% | 3 | 62.61% | 8.92% | 0% | 2 | 6.063% | 3.55% | 0% | 1 | 30.81% | 0% | 2 |  |  |  |  | 3.909% | [5 empty] | 74.21% | 10.88% | 85.09% | 5 | 64.04% | 7.342% | 0% | 2 | 2.3% | 2.702% | 0% | 1 | 21.78% | 3.375% | 0% | 1 | 72.94% | 9.757% | 0% | 3 | 59.86% | 6.578% | 0% | 2 | 6.65% | 2.828% | 0% | 1
4 | Honcut | Northern_California | 0 | 0 | 0 | 0% | 0% | 1 |  |  |  |  | 35.34% | [5 empty] | 1.515% | 0% | 1.515% | 1 | 77.65% | 0% | 0% | 3 | 7.746% | 0% | 0% | 1 | 21.82% | 0% | 0% | 1 | 83.92% | 0% | 0% | 3 | 2.387% | 0% | 0% | 1 | 15.07% | 0% | 0% | 1 | 0% | 0% | 1 |  |  |  |  | 28.93% | [5 empty] | 1.384% | 0% | 1.384% | 1 | 61.5% | 0% | 0% | 2 | 14.8% | 0% | 0% | 1 | 36.04% | 0% | 0% | 1 | 82.59% | 0% | 0% | 3 | 7.414% | 0% | 0% | 1 | 11.43% | 0% | 0% | 1 | 0% | 0% | 1 |  |  |  |  | 26.04% | [5 empty] | 3.428% | 0.6989% | 4.127% | 2 | 55.66% | 0% | 0% | 2 | 18.35% | 0% | 0% | 1 | 39.01% | 0% | 0% | 1 | 80.21% | 0% | 0% | 3 | 7.222% | 0% | 0% | 1 | 12.03% | 0% | 0% | 1 | 0% | 0% | 1 |  |  |  |  | 38.8% | [5 empty] | 3.621% | 5.454% | 9.076% | 2 | 45.09% | 0% | 0% | 1 | 17.75% | 0% | 0% | 1 | 43.07% | 0% | 0% | 1 | 71.35% | 0% | 0% | 3 | 6.649% | 0% | 0% | 1 | 10.61% | 0% | 0% | 1
5 | Palermo | Northern_California | 0 | 0 | 0 | 0% | 0% | 1 |  |  |  |  | 14.25% | [5 empty] | 18.8% | 2.626% | 21.43% | 2 | 90.02% | 0% | 0% | 4 | 10% | 0% | 0% | 1 | 7.174% | 0% | 0% | 1 | 94.73% | 0% | 0% | 4 | 11.9% | 0% | 0% | 1 | 28.11% | 0% | 0% | 1 | 0% | 0% | 1 |  |  |  |  | 18.63% | [5 empty] | 9.415% | 7.016% | 16.43% | 2 | 80.68% | 0% | 0% | 3 | 13.93% | 0% | 0% | 1 | 30.32% | 0% | 0% | 1 | 91.74% | 0% | 0% | 4 | 9.584% | 0% | 0% | 1 | 20.5% | 0% | 0% | 1 | 0% | 0% | 1 |  |  |  |  | 19.42% | [5 empty] | 7.068% | 12.48% | 19.55% | 3 | 62.36% | 0% | 0% | 2 | 21.54% | 0% | 0% | 1 | 41.53% | 0% | 0% | 1 | 85.99% | 0% | 0% | 3 | 11.28% | 0% | 0% | 1 | 13.83% | 0% | 0% | 1 | 0% | 0% | 1 |  |  |  |  | 24.63% | [5 empty] | 13.46% | 13.65% | 27.11% | 3 | 41.32% | 0% | 0% | 1 | 24.91% | 0% | 0% | 1 | 44.33% | 0% | 0% | 1 | 73.54% | 0% | 0% | 3 | 15.91% | 0% | 0% | 1 | 10.51% | 0% | 0% | 1
6 | Table Mountain | Northern_California | 0 | 0 | 0 | 0% | 0% | 1 |  |  |  |  | 9.331% | [5 empty] | 12.78% | 0.02539% | 12.81% | 2 | 82.76% | 0% | 0% | 3 | 25.74% | 0% | 0% | 1 | 47.26% | 0% | 0% | 1 | 95.58% | 0% | 0% | 5 | 11.08% | 0% | 0% | 1 | 26.52% | 0% | 0% | 1 | 0% | 0% | 1 |  |  |  |  | 13.39% | [5 empty] | 9.827% | 6.558% | 16.38% | 2 | 58.7% | 0% | 0% | 2 | 20.38% | 0% | 0% | 1 | 51.13% | 0% | 0% | 2 | 85.4% | 0% | 0% | 3 | 8.479% | 0% | 0% | 1 | 15.13% | 0% | 0% | 1 | 0% | 0% | 1 |  |  |  |  | 22.94% | [5 empty] | 9.497% | 10.79% | 20.28% | 3 | 50.46% | 0% | 0% | 2 | 22.67% | 0% | 0% | 1 | 51.7% | 0% | 0% | 2 | 82.5% | 0% | 0% | 3 | 10.44% | 0% | 0% | 1 | 14.64% | 0% | 0% | 1 | 0% | 0% | 1 |  |  |  |  | 30.83% | [5 empty] | 15.19% | 10.59% | 25.78% | 3 | 45.96% | 0% | 0% | 1 | 21.37% | 0% | 0% | 1 | 39.03% | 0% | 0% | 1 | 71.97% | 0% | 0% | 3 | 18.72% | 0% | 0% | 1 | 10.94% | 0% | 0% | 1
7 | Wyandotte | Northern_California | 0 | 0 | 0 | 0% | 0% | 1 |  |  |  |  | 8.156% | [5 empty] | 23.95% | 0.4301% | 24.38% | 2 | 90.03% | 0% | 0% | 4 | 18.62% | 0% | 0% | 1 | 16.16% | 0% | 0% | 1 | 97.97% | 0% | 0% | 5 | 15.22% | 0% | 0% | 1 | 31.33% | 0% | 0% | 1 | 0% | 0% | 1 |  |  |  |  | 14.53% | [5 empty] | 10.54% | 10.65% | 21.19% | 3 | 77.73% | 0% | 0% | 3 | 15.38% | 0% | 0% | 1 | 34.85% | 0% | 0% | 1 | 91.09% | 0% | 0% | 4 | 11.01% | 0% | 0% | 1 | 20.05% | 0% | 0% | 1 | 0% | 0% | 1 |  |  |  |  | 18.07% | [5 empty] | 7.839% | 13.87% | 21.7% | 3 | 59.56% | 0% | 0% | 2 | 22.22% | 0% | 0% | 1 | 45.29% | 0% | 0% | 1 | 85.73% | 0% | 0% | 3 | 11.6% | 0% | 0% | 1 | 13.4% | 0% | 0% | 1 | 0% | 0% | 1 |  |  |  |  | 25.02% | [5 empty] | 14.69% | 14.08% | 28.77% | 3 | 41.19% | 0% | 0% | 1 | 25.58% | 0% | 0% | 1 | 44.83% | 0% | 0% | 1 | 72.98% | 0% | 0% | 3 | 17.6% | 0% | 0% | 1 | 9.965% | 0% | 0% | 1
8 | Cortina | Northern_California | 0 | 0 | 0 | 0% | 0% | 1 |  |  |  |  | 38.84% | [5 empty] | 26.08% | 0% | 26.08% | 2 | 37.03% | 0% | 0% | 1 | 12.95% | 0% | 0% | 1 | 39.05% | 0% | 0% | 1 | 67.91% | 0% | 0% | 2 | 30.13% | 0% | 0% | 1 | 1.053% | 0% | 0% | 1 | 0% | 0% | 1 |  |  |  |  | 31.38% | [5 empty] | 39.23% | 0.001331% | 39.23% | 2 | 41.92% | 0% | 0% | 1 | 15.81% | 0% | 0% | 1 | 36.76% | 0% | 0% | 1 | 70.44% | 0% | 0% | 3 | 40.82% | 0% | 0% | 1 | 1.703% | 0% | 0% | 1 | 0% | 0% | 1 |  |  |  |  | 31.26% | [5 empty] | 37.07% | 0.1836% | 37.25% | 2 | 42.31% | 0% | 0% | 1 | 16.78% | 0% | 0% | 1 | 34.16% | 0% | 0% | 1 | 67.34% | 0% | 0% | 2 | 38.75% | 0% | 0% | 1 | 2.621% | 0% | 0% | 1 | 0% | 0% | 1 |  |  |  |  | 34.01% | [5 empty] | 28.3% | 0.9081% | 29.21% | 2 | 41.4% | 0% | 0% | 1 | 14.17% | 0% | 0% | 1 | 37.9% | 0% | 0% | 1 | 65.97% | 0% | 0% | 2 | 30.66% | 0% | 0% | 1 | 3.213% | 0% | 0% | 1
9 | Etiwanda | Greater_Kramer | 0 | 0 | 0 | 0% | 0% | 1 |  |  |  |  | 0% | [5 empty] | 18.2% | 81.8% | 100% | 5 | 100% | 0% | 0% | 5 | 73.53% | 0% | 0% | 3 | 77.06% | 0% | 0% | 3 | 100% | 0% | 0% | 5 | 71.29% | 0% | 0% | 3 | 3.9% | 0% | 0% | 1 | 0% | 0% | 1 |  |  |  |  | 0% | [5 empty] | 3.556% | 96.44% | 100% | 5 | 98.71% | 0% | 0% | 5 | 63.37% | 0% | 0% | 2 | 43.01% | 0% | 0% | 1 | 100% | 0% | 0% | 5 | 56.38% | 0% | 0% | 2 | 7.951% | 0% | 0% | 1 | 0% | 0% | 1 |  |  |  |  | 0.006669% | [5 empty] | 17.93% | 82.07% | 100% | 5 | 66.32% | 0% | 0% | 2 | 68.38% | 0% | 0% | 2 | 65.68% | 0% | 0% | 2 | 97.64% | 0% | 0% | 5 | 57.24% | 0% | 0% | 2 | 5.808% | 0% | 0% | 1 | 0% | 0% | 1 |  |  |  |  | 0.02337% | [5 empty] | 22.35% | 40.67% | 63.02% | 5 | 58.8% | 0% | 0% | 2 | 61.54% | 0% | 0% | 2 | 54.76% | 0% | 0% | 2 | 86.77% | 0% | 0% | 3 | 35.11% | 0% | 0% | 1 | 3.194% | 0% | 0% | 1
10 | Brentwood | Solano | 0 | 0 | 0 | 0% | 0% | 1 |  |  |  |  | 31.91% | [5 empty] | 31.41% | 5.943% | 37.35% | 2 | 44.28% | 0% | 0% | 1 | 44.84% | 0% | 0% | 1 | 44.33% | 0% | 0% | 1 | 61.5% | 0% | 0% | 2 | 16.24% | 0% | 0% | 1 | 13.19% | 0% | 0% | 1 | 0% | 0% | 1 |  |  |  |  | 46.43% | [5 empty] | 12.92% | 4.515% | 17.44% | 2 | 37.1% | 0% | 0% | 1 | 43.34% | 0% | 0% | 1 | 43.23% | 0% | 0% | 1 | 58% | 0% | 0% | 2 | 7.241% | 0% | 0% | 1 | 10.84% | 0% | 0% | 1 | 0% | 0% | 1 |  |  |  |  | 51.35% | [5 empty] | 7.9% | 2.749% | 10.65% | 2 | 33.4% | 0% | 0% | 1 | 38.48% | 0% | 0% | 1 | 37.46% | 0% | 0% | 1 | 50.52% | 0% | 0% | 2 | 7.862% | 0% | 0% | 1 | 10.74% | 0% | 0% | 1 | 0% | 0% | 1 |  |  |  |  | 42.44% | [5 empty] | 8.504% | 2.612% | 11.12% | 2 | 31.37% | 0% | 0% | 1 | 33.06% | 0% | 0% | 1 | 33.15% | 0% | 0% | 1 | 50% | 0% | 0% | 2 | 14.19% | 0% | 0% | 1 | 12.54% | 0% | 0% | 1
11 | Clayton | Solano | 0 | 0 | 0 | 0% | 0% | 1 |  |  |  |  | 0.0006289% | [5 empty] | 35.31% | 25.41% | 60.72% | 4 | 54.49% | 0% | 0% | 2 | 79.05% | 0% | 0% | 3 | 63.74% | 0% | 0% | 2 | 83.07% | 0% | 0% | 3 | 35.98% | 0% | 0% | 1 | 37.55% | 0% | 0% | 1 | 0% | 0% | 1 |  |  |  |  | 0.1394% | [5 empty] | 37.29% | 12.87% | 50.15% | 3 | 37.36% | 0% | 0% | 1 | 66.27% | 0% | 0% | 2 | 55.58% | 0% | 0% | 2 | 77.21% | 0% | 0% | 3 | 24.59% | 0% | 0% | 1 | 30.26% | 0% | 0% | 1 | 0% | 0% | 1 |  |  |  |  | 1.176% | [5 empty] | 30.67% | 10.68% | 41.35% | 3 | 34.02% | 0% | 0% | 1 | 57.8% | 0% | 0% | 2 | 62.6% | 0% | 0% | 2 | 79.14% | 0% | 0% | 3 | 20.48% | 0% | 0% | 1 | 23.26% | 0% | 0% | 1 | 0% | 0% | 1 |  |  |  |  | 30.29% | [5 empty] | 16.07% | 3.655% | 19.73% | 2 | 33.99% | 0% | 0% | 1 | 35.93% | 0% | 0% | 1 | 39.78% | 0% | 0% | 1 | 59.37% | 0% | 0% | 2 | 13.97% | 0% | 0% | 1 | 15.81% | 0% | 0% | 1
12 | Contra Costa | Solano | 0 | 0 | 15 | 0% | 0% | 1 |  |  |  |  | 4.056% | [5 empty] | 32.48% | 9.728% | 42.21% | 2 | 39.94% | 0% | 0% | 1 | 82.68% | 0% | 0% | 3 | 73.89% | 0% | 0% | 3 | 83.35% | 0% | 0% | 3 | 23.23% | 0% | 0% | 1 | 28.07% | 0% | 0% | 1 | 0% | 0% | 1 |  |  |  |  | 23.44% | [5 empty] | 15.95% | 6.593% | 22.54% | 2 | 34.09% | 0% | 0% | 1 | 54.35% | 0% | 0% | 2 | 49.95% | 0% | 0% | 1 | 65.93% | 0% | 0% | 2 | 9.75% | 0% | 0% | 1 | 23.94% | 0% | 0% | 1 | 0% | 0% | 1 |  |  |  |  | 38.92% | [5 empty] | 9.012% | 3.23% | 12.24% | 2 | 29.61% | 0% | 0% | 1 | 39.89% | 0% | 0% | 1 | 37.06% | 0% | 0% | 1 | 54.66% | 0% | 0% | 2 | 6.22% | 0% | 0% | 1 | 19.77% | 0% | 0% | 1 | 0% | 0% | 1 |  |  |  |  | 43.33% | [5 empty] | 9.944% | 2.57% | 12.51% | 2 | 26.37% | 0% | 0% | 1 | 30.39% | 0% | 0% | 1 | 33.71% | 0% | 0% | 1 | 47.69% | 0% | 0% | 1 | 10.22% | 0% | 0% | 1 | 12.84% | 0% | 0% | 1
13 | Pittsburg | Solano | 0 | 0 | 0 | 0% | 0% | 1 |  |  |  |  | 0.02388% | [5 empty] | 15.34% | 0.7862% | 16.12% | 2 | 45.66% | 0% | 0% | 1 | 69.81% | 0% | 0% | 2 | 42.47% | 0% | 0% | 1 | 79.81% | 0% | 0% | 3 | 11.82% | 0% | 0% | 1 | 59.43% | 0% | 0% | 2 | 0% | 0% | 1 |  |  |  |  | 4.223% | [5 empty] | 14.98% | 5.951% | 20.93% | 2 | 26.21% | 0% | 0% | 1 | 60.35% | 0% | 0% | 2 | 51.48% | 0% | 0% | 2 | 70.73% | 0% | 0% | 3 | 16.09% | 0% | 0% | 1 | 33.98% | 0% | 0% | 1 | 0% | 0% | 1 |  |  |  |  | 20.52% | [5 empty] | 17.03% | 4.262% | 21.29% | 2 | 25.65% | 0% | 0% | 1 | 46.46% | 0% | 0% | 1 | 46.55% | 0% | 0% | 1 | 63.51% | 0% | 0% | 2 | 11.18% | 0% | 0% | 1 | 23.23% | 0% | 0% | 1 | 0% | 0% | 1 |  |  |  |  | 39.5% | [5 empty] | 14.24% | 2.623% | 16.86% | 2 | 27.16% | 0% | 0% | 1 | 28.67% | 0% | 0% | 1 | 32.61% | 0% | 0% | 1 | 50.23% | 0% | 0% | 2 | 11.06% | 0% | 0% | 1 | 13.26% | 0% | 0% | 1
14 | San Bernardino | Greater_Kramer | 0 | 0 | 0 | 0% | 0% | 1 |  |  |  |  | 0% | [5 empty] | 0% | 100% | 100% | 5 | 100% | 0% | 0% | 5 | 4.058% | 0% | 0% | 1 | 100% | 0% | 0% | 5 | 100% | 0% | 0% | 5 | 8.743% | 0% | 0% | 1 | 10.72% | 0% | 0% | 1 | 0% | 0% | 1 |  |  |  |  | 0% | [5 empty] | 3.566% | 96.43% | 100% | 5 | 65.86% | 0% | 0% | 2 | 16.02% | 0% | 0% | 1 | 65.72% | 0% | 0% | 2 | 91.96% | 0% | 0% | 4 | 47.39% | 0% | 0% | 1 | 3.447% | 0% | 0% | 1 | 0% | 0% | 1 |  |  |  |  | 0.004945% | [5 empty] | 26.55% | 73.45% | 100% | 5 | 69.83% | 0% | 0% | 2 | 34.8% | 0% | 0% | 1 | 61.86% | 0% | 0% | 2 | 90.29% | 0% | 0% | 4 | 64.59% | 0% | 0% | 2 | 6.224% | 0% | 0% | 1 | 0% | 0% | 1 |  |  |  |  | 0.09746% | [5 empty] | 34.72% | 40.15% | 74.87% | 5 | 41.11% | 0% | 0% | 1 | 46.82% | 0% | 0% | 1 | 57.81% | 0% | 0% | 2 | 81.89% | 0% | 0% | 3 | 45.74% | 0% | 0% | 1 | 2.8% | 0% | 0% | 1
15 | Placerville | El_Dorado_Mariposa | 0 | 0 | 0 | 0% | 0% | 1 |  |  |  |  | 0% | [5 empty] | 0% | 0% | 0% | 1 | 0% | 0% | 0% | 1 | 0% | 0% | 0% | 1 | 0% | 0% | 0% | 1 | 0% | 0% | 0% | 1 | 0% | 0% | 0% | 1 | 0% | 0% | 0% | 1 | 0% | 0% | 1 |  |  |  |  | 0% | [5 empty] | 0% | 100% | 100% | 5 | 100% | 0% | 0% | 5 | 0% | 0% | 0% | 1 | 100% | 0% | 0% | 5 | 100% | 0% | 0% | 5 | 40.8% | 0% | 0% | 1 | 0% | 0% | 0% | 1 | 0% | 0% | 1 |  |  |  |  | 0% | [5 empty] | 52.92% | 47.08% | 100% | 5 | 57.31% | 0% | 0% | 2 | 26.86% | 0% | 0% | 1 | 3.121% | 0% | 0% | 1 | 58.35% | 0% | 0% | 2 | 73.75% | 0% | 0% | 3 | 0.05999% | 0% | 0% | 1 | 0% | 0% | 1 |  |  |  |  | 0% | [5 empty] | 88.75% | 10.72% | 99.47% | 5 | 8.608% | 0% | 0% | 1 | 15.99% | 0% | 0% | 1 | 4.995% | 0% | 0% | 1 | 26.29% | 0% | 0% | 1 | 75.89% | 0% | 0% | 3 | 2.679% | 0% | 0% | 1
16 | Cantua | Central_Valley_North_Los_Banos | 0 | 0 | 0 | 0% | 0% | 1 |  |  |  |  | 53.04% | [5 empty] | 0% | 0% | 0% | 1 | 20.08% | 0% | 0% | 1 | 0% | 0% | 0% | 1 | 6.303% | 0% | 0% | 1 | 22.78% | 0% | 0% | 1 | 5.483% | 0% | 0% | 1 | 0.2155% | 0% | 0% | 1 | 0% | 0% | 1 |  |  |  |  | 40.36% | [5 empty] | 0% | 0% | 0% | 1 | 19.63% | 0% | 0% | 1 | 0.00932% | 0% | 0% | 1 | 4.7% | 0% | 0% | 1 | 21.09% | 0% | 0% | 1 | 5.155% | 0% | 0% | 1 | 0.3529% | 0% | 0% | 1 | 0% | 0% | 1 |  |  |  |  | 39.83% | [5 empty] | 0% | 0% | 0% | 1 | 21.71% | 0% | 0% | 1 | 4.136% | 0% | 0% | 1 | 8.353% | 0% | 0% | 1 | 25.81% | 0% | 0% | 1 | 3.15% | 0% | 0% | 1 | 0.9663% | 0% | 0% | 1 | 0% | 0% | 1 |  |  |  |  | 44.57% | [5 empty] | 0.07034% | 0% | 0.07034% | 1 | 19.95% | 0% | 0% | 1 | 6.727% | 0% | 0% | 1 | 11.53% | 0% | 0% | 1 | 27.4% | 0% | 0% | 1 | 2.461% | 0% | 0% | 1 | 2.047% | 0% | 0% | 1
17 | Cheney | Central_Valley_North_Los_Banos | 0 | 0 | 0 | 0% | 0% | 1 |  |  |  |  | 33.35% | [5 empty] | 0% | 0% | 0% | 1 | 13.42% | 0% | 0% | 1 | 0% | 0% | 0% | 1 | 14.66% | 0% | 0% | 1 | 26.4% | 0% | 0% | 1 | 0% | 0% | 0% | 1 | 0.1474% | 0% | 0% | 1 | 0% | 0% | 1 |  |  |  |  | 31.15% | [5 empty] | 0% | 0% | 0% | 1 | 14.86% | 0% | 0% | 1 | 0.3186% | 0% | 0% | 1 | 11.51% | 0% | 0% | 1 | 23.77% | 0% | 0% | 1 | 0% | 0% | 0% | 1 | 0.7207% | 0% | 0% | 1 | 0% | 0% | 1 |  |  |  |  | 33.82% | [5 empty] | 0% | 0% | 0% | 1 | 28.31% | 0% | 0% | 1 | 3.642% | 0% | 0% | 1 | 10.22% | 0% | 0% | 1 | 34.63% | 0% | 0% | 1 | 0.5414% | 0% | 0% | 1 | 3.634% | 0% | 0% | 1 | 0% | 0% | 1 |  |  |  |  | 31.01% | [5 empty] | 1.666% | 0% | 1.666% | 1 | 33.79% | 0% | 0% | 1 | 8.516% | 0% | 0% | 1 | 14.07% | 0% | 0% | 1 | 40.28% | 0% | 0% | 1 | 6.428% | 0% | 0% | 1 | 5.368% | 0% | 0% | 1
18 | Gates | Central_Valley_North_Los_Banos | 0 | 0 | 0 | 0% | 0% | 1 |  |  |  |  | 91.73% | [5 empty] | 0% | 0% | 0% | 1 | 0% | 0% | 0% | 1 | 7.907% | 0% | 0% | 1 | 20.67% | 0% | 0% | 1 | 20.67% | 0% | 0% | 1 | 0% | 0% | 0% | 1 | 0.3768% | 0% | 0% | 1 | 0% | 0% | 1 |  |  |  |  | 75.91% | [5 empty] | 0% | 0% | 0% | 1 | 5.945% | 0% | 0% | 1 | 3.534% | 0% | 0% | 1 | 15.34% | 0% | 0% | 1 | 16.64% | 0% | 0% | 1 | 0.3555% | 0% | 0% | 1 | 0.1929% | 0% | 0% | 1 | 0% | 0% | 1 |  |  |  |  | 55.78% | [5 empty] | 1.617% | 0% | 1.617% | 1 | 15.07% | 0% | 0% | 1 | 2.068% | 0% | 0% | 1 | 9.428% | 0% | 0% | 1 | 21.37% | 0% | 0% | 1 | 10.87% | 0% | 0% | 1 | 0.5384% | 0% | 0% | 1 | 0% | 0% | 1 |  |  |  |  | 44.54% | [5 empty] | 1.705% | 0% | 1.705% | 1 | 16.67% | 0% | 0% | 1 | 2.224% | 0% | 0% | 1 | 6.571% | 0% | 0% | 1 | 19.95% | 0% | 0% | 1 | 9.787% | 0% | 0% | 1 | 1.172% | 0% | 0% | 1
19 | Helm | Central_Valley_North_Los_Banos | 0 | 0 | 0 | 0% | 0% | 1 |  |  |  |  | 21.08% | [5 empty] | 0% | 0% | 0% | 1 | 24.38% | 0% | 0% | 1 | 14.04% | 0% | 0% | 1 | 14.93% | 0% | 0% | 1 | 33.69% | 0% | 0% | 1 | 0% | 0% | 0% | 1 | 3.017% | 0% | 0% | 1 | 0% | 0% | 1 |  |  |  |  | 35.33% | [5 empty] | 0% | 0% | 0% | 1 | 19.91% | 0% | 0% | 1 | 9.253% | 0% | 0% | 1 | 11.68% | 0% | 0% | 1 | 26.72% | 0% | 0% | 1 | 0.09582% | 0% | 0% | 1 | 2.416% | 0% | 0% | 1 | 0% | 0% | 1 |  |  |  |  | 44.99% | [5 empty] | 0% | 0% | 0% | 1 | 19.04% | 0% | 0% | 1 | 6.836% | 0% | 0% | 1 | 9.668% | 0% | 0% | 1 | 25.27% | 0% | 0% | 1 | 0.3055% | 0% | 0% | 1 | 2.398% | 0% | 0% | 1 | 0% | 0% | 1 |  |  |  |  | 45.06% | [5 empty] | 0% | 0% | 0% | 1 | 21.45% | 0% | 0% | 1 | 7.408% | 0% | 0% | 1 | 12.17% | 0% | 0% | 1 | 28.69% | 0% | 0% | 1 | 2.143% | 0% | 0% | 1 | 4.126% | 0% | 0% | 1
20 | Kearney | Central_Valley_North_Los_Banos | 0 | 0 | 0 | 0% | 0% | 1 |  |  |  |  | 69.5% | [5 empty] | 0% | 0% | 0% | 1 | 2.335% | 0% | 0% | 1 | 0.1997% | 0% | 0% | 1 | 0.1997% | 0% | 0% | 1 | 2.534% | 0% | 0% | 1 | 0% | 0% | 0% | 1 | 0.3387% | 0% | 0% | 1 | 0% | 0% | 1 |  |  |  |  | 62.05% | [5 empty] | 0% | 0% | 0% | 1 | 5.802% | 0% | 0% | 1 | 7.432% | 0% | 0% | 1 | 7.432% | 0% | 0% | 1 | 12.37% | 0% | 0% | 1 | 0% | 0% | 0% | 1 | 1.416% | 0% | 0% | 1 | 0% | 0% | 1 |  |  |  |  | 51.09% | [5 empty] | 0% | 0% | 0% | 1 | 16.82% | 0% | 0% | 1 | 13.17% | 0% | 0% | 1 | 14.62% | 0% | 0% | 1 | 28.2% | 0% | 0% | 1 | 1.477% | 0% | 0% | 1 | 4.013% | 0% | 0% | 1 | 0% | 0% | 1 |  |  |  |  | 42.07% | [5 empty] | 0% | 0% | 0% | 1 | 20.78% | 0% | 0% | 1 | 13.03% | 0% | 0% | 1 | 16.24% | 0% | 0% | 1 | 30.45% | 0% | 0% | 1 | 1.909% | 0% | 0% | 1 | 6.257% | 0% | 0% | 1
21 | Kingsburg | Central_Valley_North_Los_Banos | 0 | 0 | 0 | 0% | 0% | 1 |  |  |  |  | 56.85% | [5 empty] | 0% | 0% | 0% | 1 | 0% | 0% | 0% | 1 | 0% | 0% | 0% | 1 | 0% | 0% | 0% | 1 | 0% | 0% | 0% | 1 | 0% | 0% | 0% | 1 | 3.046% | 0% | 0% | 1 | 0% | 0% | 1 |  |  |  |  | 68.3% | [5 empty] | 0% | 0% | 0% | 1 | 0% | 0% | 0% | 1 | 0% | 0% | 0% | 1 | 0% | 0% | 0% | 1 | 0% | 0% | 0% | 1 | 0% | 0% | 0% | 1 | 1.667% | 0% | 0% | 1 | 0% | 0% | 1 |  |  |  |  | 64.24% | [5 empty] | 0% | 0% | 0% | 1 | 2.501% | 0% | 0% | 1 | 0.5713% | 0% | 0% | 1 | 0.6409% | 0% | 0% | 1 | 2.501% | 0% | 0% | 1 | 0% | 0% | 0% | 1 | 1.957% | 0% | 0% | 1 | 0% | 0% | 1 |  |  |  |  | 50.13% | [5 empty] | 0% | 0% | 0% | 1 | 7.081% | 0% | 0% | 1 | 1.486% | 0% | 0% | 1 | 1.513% | 0% | 0% | 1 | 7.524% | 0% | 0% | 1 | 0% | 0% | 0% | 1 | 1.715% | 0% | 0% | 1
22 | Malaga | Central_Valley_North_Los_Banos | 0 | 0 | 0 | 0% | 0% | 1 |  |  |  |  | 77.3% | [5 empty] | 0% | 0% | 0% | 1 | 0% | 0% | 0% | 1 | 0% | 0% | 0% | 1 | 0% | 0% | 0% | 1 | 0% | 0% | 0% | 1 | 0% | 0% | 0% | 1 | 0.1576% | 0% | 0% | 1 | 0% | 0% | 1 |  |  |  |  | 72.68% | [5 empty] | 0% | 0% | 0% | 1 | 0% | 0% | 0% | 1 | 0% | 0% | 0% | 1 | 0% | 0% | 0% | 1 | 0% | 0% | 0% | 1 | 0% | 0% | 0% | 1 | 0.1102% | 0% | 0% | 1 | 0% | 0% | 1 |  |  |  |  | 61.6% | [5 empty] | 0% | 0% | 0% | 1 | 3.368% | 0% | 0% | 1 | 3.707% | 0% | 0% | 1 | 3.707% | 0% | 0% | 1 | 7.075% | 0% | 0% | 1 | 0.9841% | 0% | 0% | 1 | 2.659% | 0% | 0% | 1 | 0% | 0% | 1 |  |  |  |  | 46.7% | [5 empty] | 0% | 0% | 0% | 1 | 18.15% | 0% | 0% | 1 | 13.69% | 0% | 0% | 1 | 16.51% | 0% | 0% | 1 | 29% | 0% | 0% | 1 | 1.878% | 0% | 0% | 1 | 5.537% | 0% | 0% | 1
23 | McCall | Central_Valley_North_Los_Banos | 0 | 0 | 0 | 0% | 0% | 1 |  |  |  |  | 75.4% | [5 empty] | 0% | 0% | 0% | 1 | 0% | 0% | 0% | 1 | 0% | 0% | 0% | 1 | 0% | 0% | 0% | 1 | 0% | 0% | 0% | 1 | 0% | 0% | 0% | 1 | 0.1951% | 0% | 0% | 1 | 0% | 0% | 1 |  |  |  |  | 69.69% | [5 empty] | 0% | 0% | 0% | 1 | 0% | 0% | 0% | 1 | 0% | 0% | 0% | 1 | 0% | 0% | 0% | 1 | 0% | 0% | 0% | 1 | 0% | 0% | 0% | 1 | 1.131% | 0% | 0% | 1 | 0% | 0% | 1 |  |  |  |  | 66.41% | [5 empty] | 0% | 0% | 0% | 1 | 0.1389% | 0% | 0% | 1 | 0% | 0% | 0% | 1 | 0% | 0% | 0% | 1 | 0.1389% | 0% | 0% | 1 | 0% | 0% | 0% | 1 | 0.8492% | 0% | 0% | 1 | 0% | 0% | 1 |  |  |  |  | 50.15% | [5 empty] | 0% | 0% | 0% | 1 | 10.8% | 0% | 0% | 1 | 9.423% | 0% | 0% | 1 | 9.445% | 0% | 0% | 1 | 18.21% | 0% | 0% | 1 | 1.032% | 0% | 0% | 1 | 3.26% | 0% | 0% | 1
24 | Mc Mullin | Central_Valley_North_Los_Banos | 0 | 0 | 0 | 0% | 0% | 1 |  |  |  |  | 47.93% | [5 empty] | 0% | 0% | 0% | 1 | 14.46% | 0% | 0% | 1 | 7.626% | 0% | 0% | 1 | 7.626% | 0% | 0% | 1 | 17.45% | 0% | 0% | 1 | 0% | 0% | 0% | 1 | 1.405% | 0% | 0% | 1 | 0% | 0% | 1 |  |  |  |  | 46.91% | [5 empty] | 0% | 0% | 0% | 1 | 14.36% | 0% | 0% | 1 | 8.503% | 0% | 0% | 1 | 8.748% | 0% | 0% | 1 | 20.43% | 0% | 0% | 1 | 0% | 0% | 0% | 1 | 1.515% | 0% | 0% | 1 | 0% | 0% | 1 |  |  |  |  | 47.85% | [5 empty] | 0% | 0% | 0% | 1 | 16.3% | 0% | 0% | 1 | 6.918% | 0% | 0% | 1 | 7.529% | 0% | 0% | 1 | 20.74% | 0% | 0% | 1 | 0.05845% | 0% | 0% | 1 | 2.02% | 0% | 0% | 1 | 0% | 0% | 1 |  |  |  |  | 47.13% | [5 empty] | 0% | 0% | 0% | 1 | 18.77% | 0% | 0% | 1 | 8.825% | 0% | 0% | 1 | 13.09% | 0% | 0% | 1 | 26.99% | 0% | 0% | 1 | 2.131% | 0% | 0% | 1 | 4.825% | 0% | 0% | 1
25 | Mendota | Central_Valley_North_Los_Banos | 0 | 0 | 0 | 0% | 0% | 1 |  |  |  |  | 24.11% | [5 empty] | 0% | 0% | 0% | 1 | 13.99% | 0% | 0% | 1 | 1.727% | 0% | 0% | 1 | 10.8% | 0% | 0% | 1 | 23.57% | 0% | 0% | 1 | 0.3815% | 0% | 0% | 1 | 2.608% | 0% | 0% | 1 | 0% | 0% | 1 |  |  |  |  | 20.84% | [5 empty] | 0% | 0% | 0% | 1 | 37.46% | 0% | 0% | 1 | 6.991% | 0% | 0% | 1 | 16.48% | 0% | 0% | 1 | 46.04% | 0% | 0% | 1 | 1.942% | 0% | 0% | 1 | 7.325% | 0% | 0% | 1 | 0% | 0% | 1 |  |  |  |  | 25.98% | [5 empty] | 0% | 0% | 0% | 1 | 38.43% | 0% | 0% | 1 | 10.17% | 0% | 0% | 1 | 18.53% | 0% | 0% | 1 | 48.08% | 0% | 0% | 1 | 2.097% | 0% | 0% | 1 | 7.889% | 0% | 0% | 1 | 0% | 0% | 1 |  |  |  |  | 37.77% | [5 empty] | 0.312% | 0% | 0.312% | 1 | 28.51% | 0% | 0% | 1 | 7.774% | 0% | 0% | 1 | 11.91% | 0% | 0% | 1 | 34.63% | 0% | 0% | 1 | 3.071% | 0% | 0% | 1 | 5.021% | 0% | 0% | 1
26 | Oro Loma | Central_Valley_North_Los_Banos | 0 | 0 | 0 | 0% | 0% | 1 |  |  |  |  | 17.75% | [5 empty] | 0% | 0% | 0% | 1 | 1.23% | 0% | 0% | 1 | 0% | 0% | 0% | 1 | 0.04044% | 0% | 0% | 1 | 1.27% | 0% | 0% | 1 | 0% | 0% | 0% | 1 | 2.358% | 0% | 0% | 1 | 0% | 0% | 1 |  |  |  |  | 36.11% | [5 empty] | 0% | 0% | 0% | 1 | 29.44% | 0% | 0% | 1 | 1.039% | 0% | 0% | 1 | 10.38% | 0% | 0% | 1 | 34.36% | 0% | 0% | 1 | 1.894% | 0% | 0% | 1 | 6.475% | 0% | 0% | 1 | 0% | 0% | 1 |  |  |  |  | 34.53% | [5 empty] | 0% | 0% | 0% | 1 | 45.2% | 0% | 0% | 1 | 8.779% | 0% | 0% | 1 | 15.23% | 0% | 0% | 1 | 49.57% | 0% | 0% | 1 | 3.028% | 0% | 0% | 1 | 7.513% | 0% | 0% | 1 | 0% | 0% | 1 |  |  |  |  | 29% | [5 empty] | 0.749% | 0% | 0.749% | 1 | 43.77% | 0% | 0% | 1 | 12.27% | 0% | 0% | 1 | 19.65% | 0% | 0% | 1 | 51.56% | 0% | 0% | 2 | 5.435% | 0% | 0% | 1 | 8.542% | 0% | 0% | 1
27 | Panoche | Central_Valley_North_Los_Banos | 0 | 0 | 0 | 0% | 0% | 1 |  |  |  |  | 40.82% | [5 empty] | 0% | 0% | 0% | 1 | 0% | 0% | 0% | 1 | 0% | 0% | 0% | 1 | 25.2% | 0% | 0% | 1 | 25.2% | 0% | 0% | 1 | 0% | 0% | 0% | 1 | 0.2032% | 0% | 0% | 1 | 0% | 0% | 1 |  |  |  |  | 25.06% | [5 empty] | 0% | 0% | 0% | 1 | 16.16% | 0% | 0% | 1 | 0.02789% | 0% | 0% | 1 | 11.94% | 0% | 0% | 1 | 24.99% | 0% | 0% | 1 | 0% | 0% | 0% | 1 | 0.3938% | 0% | 0% | 1 | 0% | 0% | 1 |  |  |  |  | 31.36% | [5 empty] | 0.03385% | 0% | 0.03385% | 1 | 26.99% | 0% | 0% | 1 | 1.896% | 0% | 0% | 1 | 8.934% | 0% | 0% | 1 | 32.66% | 0% | 0% | 1 | 0.9213% | 0% | 0% | 1 | 3.752% | 0% | 0% | 1 | 0% | 0% | 1 |  |  |  |  | 29.74% | [5 empty] | 2.456% | 0% | 2.456% | 1 | 36.02% | 0% | 0% | 1 | 9.427% | 0% | 0% | 1 | 15.37% | 0% | 0% | 1 | 43.28% | 0% | 0% | 1 | 7.687% | 0% | 0% | 1 | 5.833% | 0% | 0% | 1
28 | Reedley | Central_Valley_North_Los_Banos | 0 | 0 | 0 | 0% | 0% | 1 |  |  |  |  | 0% | [5 empty] | 0% | 0% | 0% | 1 | 0% | 0% | 0% | 1 | 0% | 0% | 0% | 1 | 0% | 0% | 0% | 1 | 0% | 0% | 0% | 1 | 0% | 0% | 0% | 1 | 0% | 0% | 0% | 1 | 0% | 0% | 1 |  |  |  |  | 0% | [5 empty] | 0% | 0% | 0% | 1 | 0% | 0% | 0% | 1 | 0% | 0% | 0% | 1 | 0% | 0% | 0% | 1 | 0% | 0% | 0% | 1 | 0% | 0% | 0% | 1 | 0% | 0% | 0% | 1 | 0% | 0% | 1 |  |  |  |  | 52.85% | [5 empty] | 0% | 0% | 0% | 1 | 0% | 0% | 0% | 1 | 0% | 0% | 0% | 1 | 0% | 0% | 0% | 1 | 0% | 0% | 0% | 1 | 0% | 0% | 0% | 1 | 2.319% | 0% | 0% | 1 | 0% | 0% | 1 |  |  |  |  | 70.66% | [5 empty] | 0% | 0% | 0% | 1 | 0% | 0% | 0% | 1 | 0% | 0% | 0% | 1 | 0% | 0% | 0% | 1 | 0% | 0% | 0% | 1 | 0% | 0% | 0% | 1 | 1.091% | 0% | 0% | 1
29 | Sanger | Central_Valley_North_Los_Banos | 0 | 0 | 0 | 0% | 0% | 1 |  |  |  |  | 89.05% | [5 empty] | 0% | 0% | 0% | 1 | 0% | 0% | 0% | 1 | 0% | 0% | 0% | 1 | 0% | 0% | 0% | 1 | 0% | 0% | 0% | 1 | 0% | 0% | 0% | 1 | 0% | 0% | 0% | 1 | 0% | 0% | 1 |  |  |  |  | 80.05% | [5 empty] | 0% | 0% | 0% | 1 | 0% | 0% | 0% | 1 | 0% | 0% | 0% | 1 | 0% | 0% | 0% | 1 | 0% | 0% | 0% | 1 | 0% | 0% | 0% | 1 | 0.1765% | 0% | 0% | 1 | 0% | 0% | 1 |  |  |  |  | 65.4% | [5 empty] | 0% | 0% | 0% | 1 | 0% | 0% | 0% | 1 | 1.97% | 0% | 0% | 1 | 1.97% | 0% | 0% | 1 | 1.97% | 0% | 0% | 1 | 0.02449% | 0% | 0% | 1 | 0.8086% | 0% | 0% | 1 | 0% | 0% | 1 |  |  |  |  | 55.75% | [5 empty] | 0% | 0% | 0% | 1 | 12.45% | 0% | 0% | 1 | 12.19% | 0% | 0% | 1 | 14.44% | 0% | 0% | 1 | 23.21% | 0% | 0% | 1 | 2.434% | 0% | 0% | 1 | 5.474% | 0% | 0% | 1
30 | Schindler | Central_Valley_North_Los_Banos | 0 | 0 | 0 | 0% | 0% | 1 |  |  |  |  | 42.9% | [5 empty] | 0% | 0% | 0% | 1 | 8.416% | 0% | 0% | 1 | 0.2975% | 0% | 0% | 1 | 1.74% | 0% | 0% | 1 | 10.14% | 0% | 0% | 1 | 0% | 0% | 0% | 1 | 0.4949% | 0% | 0% | 1 | 0% | 0% | 1 |  |  |  |  | 50.56% | [5 empty] | 0% | 0% | 0% | 1 | 16.19% | 0% | 0% | 1 | 4.566% | 0% | 0% | 1 | 7.837% | 0% | 0% | 1 | 20.35% | 0% | 0% | 1 | 2.042% | 0% | 0% | 1 | 0.8358% | 0% | 0% | 1 | 0% | 0% | 1 |  |  |  |  | 47.81% | [5 empty] | 0% | 0% | 0% | 1 | 17.86% | 0% | 0% | 1 | 3.43% | 0% | 0% | 1 | 6.914% | 0% | 0% | 1 | 21.36% | 0% | 0% | 1 | 2.025% | 0% | 0% | 1 | 1.173% | 0% | 0% | 1 | 0% | 0% | 1 |  |  |  |  | 48.09% | [5 empty] | 0% | 0% | 0% | 1 | 15.77% | 0% | 0% | 1 | 5.248% | 0% | 0% | 1 | 8.089% | 0% | 0% | 1 | 20.71% | 0% | 0% | 1 | 1.557% | 0% | 0% | 1 | 1.974% | 0% | 0% | 1
31 | Wahtoke | Central_Valley_North_Los_Banos | 0 | 0 | 0 | 0% | 0% | 1 |  |  |  |  | 0% | [5 empty] | 0% | 0% | 0% | 1 | 0% | 0% | 0% | 1 | 0% | 0% | 0% | 1 | 0% | 0% | 0% | 1 | 0% | 0% | 0% | 1 | 0% | 0% | 0% | 1 | 0% | 0% | 0% | 1 | 0% | 0% | 1 |  |  |  |  | 57.36% | [5 empty] | 0% | 0% | 0% | 1 | 0% | 0% | 0% | 1 | 0% | 0% | 0% | 1 | 0% | 0% | 0% | 1 | 0% | 0% | 0% | 1 | 0% | 0% | 0% | 1 | 3.294% | 0% | 0% | 1 | 0% | 0% | 1 |  |  |  |  | 63.77% | [5 empty] | 0% | 0% | 0% | 1 | 0% | 0% | 0% | 1 | 0% | 0% | 0% | 1 | 0% | 0% | 0% | 1 | 0% | 0% | 0% | 1 | 0% | 0% | 0% | 1 | 1.981% | 0% | 0% | 1 | 0% | 0% | 1 |  |  |  |  | 62.75% | [5 empty] | 0% | 0% | 0% | 1 | 2.202% | 0% | 0% | 1 | 1.206% | 0% | 0% | 1 | 1.258% | 0% | 0% | 1 | 2.982% | 0% | 0% | 1 | 0% | 0% | 0% | 1 | 1.037% | 0% | 0% | 1
32 | West Fresno | Central_Valley_North_Los_Banos | 0 | 0 | 0 | 0% | 0% | 1 |  |  |  |  | 73.05% | [5 empty] | 0% | 0% | 0% | 1 | 0% | 0% | 0% | 1 | 0% | 0% | 0% | 1 | 0% | 0% | 0% | 1 | 0% | 0% | 0% | 1 | 0% | 0% | 0% | 1 | 0.07965% | 0% | 0% | 1 | 0% | 0% | 1 |  |  |  |  | 67.05% | [5 empty] | 0% | 0% | 0% | 1 | 4.661% | 0% | 0% | 1 | 2.086% | 0% | 0% | 1 | 2.086% | 0% | 0% | 1 | 6.746% | 0% | 0% | 1 | 0% | 0% | 0% | 1 | 1.064% | 0% | 0% | 1 | 0% | 0% | 1 |  |  |  |  | 56.77% | [5 empty] | 0% | 0% | 0% | 1 | 9.415% | 0% | 0% | 1 | 13.48% | 0% | 0% | 1 | 14.35% | 0% | 0% | 1 | 21.45% | 0% | 0% | 1 | 1.82% | 0% | 0% | 1 | 4.281% | 0% | 0% | 1 | 0% | 0% | 1 |  |  |  |  | 42.93% | [5 empty] | 0% | 0% | 0% | 1 | 20.32% | 0% | 0% | 1 | 15% | 0% | 0% | 1 | 18.09% | 0% | 0% | 1 | 31.42% | 0% | 0% | 1 | 2.226% | 0% | 0% | 1 | 6.615% | 0% | 0% | 1
33 | Glenn | Northern_California | 202.5 | 8100 | 10 | 14.47% | 0% | 1 |  |  |  |  | 54.46% | [5 empty] | 0% | 0% | 0% | 1 | 54.28% | 12.53% | 0% | 2 | 0.6119% | 5.765% | 0% | 1 | 1.186% | 5.799% | 0% | 1 | 54.87% | 12.7% | 0% | 2 | 3.566% | 5.942% | 0% | 1 | 16.73% | 6.881% | 0% | 1 | 7.523% | 0% | 1 |  |  |  |  | 44.38% | [5 empty] | 0.5671% | 0% | 0.5671% | 1 | 52.88% | 5.56% | 0% | 2 | 1.834% | 2.669% | 0% | 1 | 5.435% | 2.77% | 0% | 1 | 56.86% | 6.072% | 0% | 2 | 10.07% | 2.913% | 0% | 1 | 16.45% | 3.136% | 0% | 1 | 5.019% | 0% | 1 |  |  |  |  | 32.12% | [5 empty] | 8.474% | 0% | 8.474% | 1 | 48.49% | 2.996% | 0% | 1 | 3.277% | 1.596% | 0% | 1 | 6.899% | 1.658% | 0% | 1 | 53.2% | 3.298% | 0% | 2 | 25.97% | 2.085% | 0% | 1 | 15.73% | 1.832% | 0% | 1 | 3.14% | 0% | 1 |  |  |  |  | 24.57% | [5 empty] | 24.49% | 0.3372% | 24.83% | 2 | 41.48% | 1.395% | 0% | 1 | 5.759% | 0.8659% | 0% | 1 | 13.65% | 0.945% | 0% | 1 | 50.31% | 1.642% | 0% | 2 | 36.51% | 1.285% | 0% | 1 | 11.96% | 0.9269% | 0% | 1
34 | Bridgeville | Humboldt | 0 | 0 | 0 | 0% | 0% | 1 |  |  |  |  | 0% | [5 empty] | 35.04% | 17.08% | 52.11% | 3 | 23.65% | 0% | 0% | 1 | 21.75% | 0% | 0% | 1 | 23.54% | 0% | 0% | 1 | 41.22% | 0% | 0% | 1 | 82.35% | 0% | 0% | 3 | 0.3489% | 0% | 0% | 1 | 0% | 0% | 1 |  |  |  |  | 0% | [5 empty] | 60.1% | 9.774% | 69.87% | 3 | 21.02% | 0% | 0% | 1 | 24.46% | 0% | 0% | 1 | 29.98% | 0% | 0% | 1 | 42.54% | 0% | 0% | 1 | 80.36% | 0% | 0% | 3 | 0.8378% | 0% | 0% | 1 | 0% | 0% | 1 |  |  |  |  | 0% | [5 empty] | 69.77% | 6.464% | 76.23% | 5 | 17% | 0% | 0% | 1 | 20.13% | 0% | 0% | 1 | 26.91% | 0% | 0% | 1 | 36.73% | 0% | 0% | 1 | 81.79% | 0% | 0% | 3 | 1.086% | 0% | 0% | 1 | 0% | 0% | 1 |  |  |  |  | 0% | [5 empty] | 79.23% | 3.053% | 82.28% | 5 | 10.08% | 0% | 0% | 1 | 23.76% | 0% | 0% | 1 | 29.56% | 0% | 0% | 1 | 35.86% | 0% | 0% | 1 | 75.05% | 0% | 0% | 3 | 4.042% | 0% | 0% | 1
35 | Humboldt | Humboldt | 0 | 0 | 0 | 0% | 0% | 1 |  |  |  |  | 0% | [5 empty] | 51.97% | 0% | 51.97% | 3 | 7.332% | 0% | 0% | 1 | 42.52% | 0% | 0% | 1 | 52.75% | 0% | 0% | 2 | 55.05% | 0% | 0% | 2 | 29.41% | 0% | 0% | 1 | 21.06% | 0% | 0% | 1 | 0% | 0% | 1 |  |  |  |  | 0% | [5 empty] | 47.92% | 0% | 47.92% | 2 | 4.893% | 0% | 0% | 1 | 33.63% | 0% | 0% | 1 | 37.91% | 0% | 0% | 1 | 40.43% | 0% | 0% | 1 | 41.02% | 0% | 0% | 1 | 21.06% | 0% | 0% | 1 | 0% | 0% | 1 |  |  |  |  | 0% | [5 empty] | 52.55% | 0.3382% | 52.89% | 3 | 4.057% | 0% | 0% | 1 | 24.66% | 0% | 0% | 1 | 28.56% | 0% | 0% | 1 | 31.16% | 0% | 0% | 1 | 50.68% | 0% | 0% | 2 | 14.94% | 0% | 0% | 1 | 0% | 0% | 1 |  |  |  |  | 0% | [5 empty] | 56.01% | 2.703% | 58.72% | 3 | 12.56% | 0% | 0% | 1 | 18.95% | 0% | 0% | 1 | 23.47% | 0% | 0% | 1 | 31.77% | 0% | 0% | 1 | 60.9% | 0% | 0% | 2 | 9.087% | 0% | 0% | 1
36 | El Centro | Greater_Imperial | 0 | 0 | 0 | 0% | 0% | 1 |  |  |  |  | 68.8% | [5 empty] | 0% | 0% | 0% | 1 | 2.535% | 0% | 0% | 1 | 4.131% | 0% | 0% | 1 | 4.131% | 0% | 0% | 1 | 6.666% | 0% | 0% | 1 | 0% | 0% | 0% | 1 | 6.459% | 0% | 0% | 1 | 0% | 0% | 1 |  |  |  |  | 71.31% | [5 empty] | 0% | 0% | 0% | 1 | 1.258% | 0% | 0% | 1 | 10.17% | 0% | 0% | 1 | 11.3% | 0% | 0% | 1 | 12.56% | 0% | 0% | 1 | 0.6204% | 0% | 0% | 1 | 5.327% | 0% | 0% | 1 | 0% | 0% | 1 |  |  |  |  | 66.32% | [5 empty] | 0% | 0% | 0% | 1 | 1.151% | 0% | 0% | 1 | 14.84% | 0% | 0% | 1 | 12.92% | 0% | 0% | 1 | 16.75% | 0% | 0% | 1 | 5.367% | 0% | 0% | 1 | 4.647% | 0% | 0% | 1 | 0% | 0% | 1 |  |  |  |  | 53.45% | [5 empty] | 0% | 0% | 0% | 1 | 6.544% | 0% | 0% | 1 | 17.05% | 0% | 0% | 1 | 15.23% | 0% | 0% | 1 | 24.16% | 0% | 0% | 1 | 15.64% | 0% | 0% | 1 | 5.004% | 0% | 0% | 1
37 | High Line | Greater_Imperial | 0 | 0 | 0 | 0% | 0% | 1 |  |  |  |  | 66.55% | [5 empty] | 0% | 0% | 0% | 1 | 0% | 0% | 0% | 1 | 29.09% | 0% | 0% | 1 | 29.09% | 0% | 0% | 1 | 29.09% | 0% | 0% | 1 | 7.724% | 0% | 0% | 1 | 6.343% | 0% | 0% | 1 | 0% | 0% | 1 |  |  |  |  | 64.4% | [5 empty] | 0% | 0% | 0% | 1 | 4.272% | 0% | 0% | 1 | 18.05% | 0% | 0% | 1 | 18.05% | 0% | 0% | 1 | 22.32% | 0% | 0% | 1 | 7.644% | 0% | 0% | 1 | 5.112% | 0% | 0% | 1 | 0% | 0% | 1 |  |  |  |  | 59.24% | [5 empty] | 0% | 0% | 0% | 1 | 5.293% | 0% | 0% | 1 | 13.68% | 0% | 0% | 1 | 13.78% | 0% | 0% | 1 | 18.97% | 0% | 0% | 1 | 9.335% | 0% | 0% | 1 | 5.25% | 0% | 0% | 1 | 0% | 0% | 1 |  |  |  |  | 55.26% | [5 empty] | 0% | 0% | 0% | 1 | 6.771% | 0% | 0% | 1 | 16.46% | 0% | 0% | 1 | 14.38% | 0% | 0% | 1 | 23.84% | 0% | 0% | 1 | 11.12% | 0% | 0% | 1 | 4.897% | 0% | 0% | 1
38 | Imperial Valley | Greater_Imperial | 0 | 0 | 0 | 0% | 0% | 1 |  |  |  |  | 39.12% | [5 empty] | 0% | 0% | 0% | 1 | 0% | 0% | 0% | 1 | 18.09% | 0% | 0% | 1 | 30.76% | 0% | 0% | 1 | 30.76% | 0% | 0% | 1 | 3.572% | 0% | 0% | 1 | 8.017% | 0% | 0% | 1 | 0% | 0% | 1 |  |  |  |  | 33.49% | [5 empty] | 0% | 0% | 0% | 1 | 9.089% | 0% | 0% | 1 | 5.4% | 0% | 0% | 1 | 9.183% | 0% | 0% | 1 | 18.27% | 0% | 0% | 1 | 27.94% | 0% | 0% | 1 | 5.29% | 0% | 0% | 1 | 0% | 0% | 1 |  |  |  |  | 49.57% | [5 empty] | 0% | 0% | 0% | 1 | 5.652% | 0% | 0% | 1 | 4.449% | 0% | 0% | 1 | 5.999% | 0% | 0% | 1 | 11.68% | 0% | 0% | 1 | 18.89% | 0% | 0% | 1 | 5.532% | 0% | 0% | 1 | 0% | 0% | 1 |  |  |  |  | 58.57% | [5 empty] | 0.2881% | 0% | 0.2881% | 1 | 2.786% | 0% | 0% | 1 | 16.26% | 0% | 0% | 1 | 13.82% | 0% | 0% | 1 | 19.88% | 0% | 0% | 1 | 13.3% | 0% | 0% | 1 | 4.46% | 0% | 0% | 1
39 | El Segundo | Greater_LA | 0 | 0 | 0 | 0% | 0% | 1 |  |  |  |  | 0% | [5 empty] | 18.34% | 0% | 18.34% | 1 | 2.903% | 0% | 0% | 1 | 30.71% | 0% | 0% | 1 | 55.33% | 0% | 0% | 2 | 58.23% | 0% | 0% | 2 | 0% | 0% | 0% | 1 | 0.1735% | 0% | 0% | 1 | 0% | 0% | 1 |  |  |  |  | 0% | [5 empty] | 9.051% | 0.837% | 9.888% | 2 | 2.464% | 0% | 0% | 1 | 5.876% | 0% | 0% | 1 | 77.8% | 0% | 0% | 3 | 80.27% | 0% | 0% | 3 | 0% | 0% | 0% | 1 | 0.0567% | 0% | 0% | 1 | 0% | 0% | 1 |  |  |  |  | 0% | [5 empty] | 3.67% | 1.56% | 5.23% | 2 | 1.12% | 0% | 0% | 1 | 2.674% | 0% | 0% | 1 | 53.04% | 0% | 0% | 2 | 54.16% | 0% | 0% | 2 | 0% | 0% | 0% | 1 | 0.1578% | 0% | 0% | 1 | 0% | 0% | 1 |  |  |  |  | 0% | [5 empty] | 1.917% | 22.85% | 24.77% | 4 | 3.025% | 0% | 0% | 1 | 7.996% | 0% | 0% | 1 | 54.77% | 0% | 0% | 2 | 57.8% | 0% | 0% | 2 | 3.725% | 0% | 0% | 1 | 3.105% | 0% | 0% | 1
40 | Arco | Central_Valley_North_Los_Banos | 0 | 0 | 0 | 0% | 0% | 1 |  |  |  |  | 0% | [5 empty] | 0% | 0% | 0% | 1 | 0% | 0% | 0% | 1 | 0% | 0% | 0% | 1 | 0% | 0% | 0% | 1 | 0% | 0% | 0% | 1 | 0% | 0% | 0% | 1 | 0% | 0% | 0% | 1 | 0% | 0% | 1 |  |  |  |  | 0% | [5 empty] | 37.29% | 0% | 37.29% | 2 | 80.98% | 0% | 0% | 3 | 0% | 0% | 0% | 1 | 24.69% | 0% | 0% | 1 | 92.96% | 0% | 0% | 4 | 69.57% | 0% | 0% | 2 | 0.2917% | 0% | 0% | 1 | 0% | 0% | 1 |  |  |  |  | 0.00393% | [5 empty] | 7.719% | 0% | 7.719% | 1 | 62.84% | 0% | 0% | 2 | 7.031% | 0% | 0% | 1 | 18.51% | 0% | 0% | 1 | 67.05% | 0% | 0% | 2 | 59.77% | 0% | 0% | 2 | 1.128% | 0% | 0% | 1 | 0% | 0% | 1 |  |  |  |  | 8.15% | [5 empty] | 4.453% | 0% | 4.453% | 1 | 47.95% | 0% | 0% | 1 | 3.153% | 0% | 0% | 1 | 14.04% | 0% | 0% | 1 | 52.76% | 0% | 0% | 2 | 52.95% | 0% | 0% | 2 | 1.038% | 0% | 0% | 1
41 | Bakersfield | Central_Valley_North_Los_Banos | 0 | 0 | 0 | 0% | 0% | 1 |  |  |  |  | 0% | [5 empty] | 0% | 0% | 0% | 1 | 0% | 0% | 0% | 1 | 0% | 0% | 0% | 1 | 0% | 0% | 0% | 1 | 0% | 0% | 0% | 1 | 0% | 0% | 0% | 1 | 0% | 0% | 0% | 1 | 0% | 0% | 1 |  |  |  |  | 0% | [5 empty] | 0% | 0% | 0% | 1 | 0% | 0% | 0% | 1 | 0% | 0% | 0% | 1 | 0% | 0% | 0% | 1 | 0% | 0% | 0% | 1 | 0% | 0% | 0% | 1 | 0% | 0% | 0% | 1 | 0% | 0% | 1 |  |  |  |  | 0% | [5 empty] | 0% | 0% | 0% | 1 | 0% | 0% | 0% | 1 | 0% | 0% | 0% | 1 | 0% | 0% | 0% | 1 | 0% | 0% | 0% | 1 | 0% | 0% | 0% | 1 | 0% | 0% | 0% | 1 | 0% | 0% | 1 |  |  |  |  | 0% | [5 empty] | 43.41% | 56.59% | 100% | 5 | 53.41% | 0% | 0% | 2 | 13.98% | 0% | 0% | 1 | 25.11% | 0% | 0% | 1 | 63.75% | 0% | 0% | 2 | 55.38% | 0% | 0% | 2 | 2.918% | 0% | 0% | 1
42 | Charca | Central_Valley_North_Los_Banos | 0 | 0 | 0 | 0% | 0% | 1 |  |  |  |  | 0% | [5 empty] | 0% | 0% | 0% | 1 | 0% | 0% | 0% | 1 | 0% | 0% | 0% | 1 | 0% | 0% | 0% | 1 | 0% | 0% | 0% | 1 | 0% | 0% | 0% | 1 | 0% | 0% | 0% | 1 | 0% | 0% | 1 |  |  |  |  | 0% | [5 empty] | 0% | 0% | 0% | 1 | 0% | 0% | 0% | 1 | 0% | 0% | 0% | 1 | 0% | 0% | 0% | 1 | 0% | 0% | 0% | 1 | 0% | 0% | 0% | 1 | 0% | 0% | 0% | 1 | 0% | 0% | 1 |  |  |  |  | 0% | [5 empty] | 0% | 0% | 0% | 1 | 0% | 0% | 0% | 1 | 0% | 0% | 0% | 1 | 0% | 0% | 0% | 1 | 0% | 0% | 0% | 1 | 0% | 0% | 0% | 1 | 0% | 0% | 0% | 1 | 0% | 0% | 1 |  |  |  |  | 0% | [5 empty] | 0% | 0% | 0% | 1 | 0% | 0% | 0% | 1 | 0% | 0% | 0% | 1 | 0% | 0% | 0% | 1 | 0% | 0% | 0% | 1 | 0% | 0% | 0% | 1 | 0% | 0% | 0% | 1
43 | Columbus | Central_Valley_North_Los_Banos | 0 | 0 | 15 | 0% | 0% | 1 |  |  |  |  | 0% | [5 empty] | 0% | 0% | 0% | 1 | 0% | 0% | 0% | 1 | 0% | 0% | 0% | 1 | 0% | 0% | 0% | 1 | 0% | 0% | 0% | 1 | 0% | 0% | 0% | 1 | 0% | 0% | 0% | 1 | 0% | 0% | 1 |  |  |  |  | 0% | [5 empty] | 0% | 0% | 0% | 1 | 0% | 0% | 0% | 1 | 0% | 0% | 0% | 1 | 0% | 0% | 0% | 1 | 0% | 0% | 0% | 1 | 0% | 0% | 0% | 1 | 0% | 0% | 0% | 1 | 0% | 0% | 1 |  |  |  |  | 0% | [5 empty] | 71.04% | 28.96% | 100% | 5 | 73.75% | 0% | 0% | 3 | 35.71% | 0% | 0% | 1 | 71.76% | 0% | 0% | 3 | 93.62% | 0% | 0% | 4 | 54.55% | 0% | 0% | 2 | 3.073% | 0% | 0% | 1 | 0% | 0% | 1 |  |  |  |  | 0.0485% | [5 empty] | 50.94% | 49.06% | 100% | 5 | 43.05% | 0% | 0% | 1 | 15.31% | 0% | 0% | 1 | 32.27% | 0% | 0% | 1 | 62.25% | 0% | 0% | 2 | 65.65% | 0% | 0% | 2 | 2.425% | 0% | 0% | 1
44 | Elk Hills | Central_Valley_North_Los_Banos | 0 | 0 | 0 | 0% | 0% | 1 |  |  |  |  | 0% | [5 empty] | 0% | 0% | 0% | 1 | 0% | 0% | 0% | 1 | 0% | 0% | 0% | 1 | 0% | 0% | 0% | 1 | 0% | 0% | 0% | 1 | 0% | 0% | 0% | 1 | 0% | 0% | 0% | 1 | 0% | 0% | 1 |  |  |  |  | 0% | [5 empty] | 0% | 0% | 0% | 1 | 0% | 0% | 0% | 1 | 0% | 0% | 0% | 1 | 0% | 0% | 0% | 1 | 0% | 0% | 0% | 1 | 0% | 0% | 0% | 1 | 0% | 0% | 0% | 1 | 0% | 0% | 1 |  |  |  |  | 0% | [5 empty] | 0% | 0% | 0% | 1 | 0% | 0% | 0% | 1 | 0% | 0% | 0% | 1 | 0% | 0% | 0% | 1 | 0% | 0% | 0% | 1 | 0% | 0% | 0% | 1 | 0% | 0% | 0% | 1 | 0% | 0% | 1 |  |  |  |  | 0% | [5 empty] | 40.34% | 0.1335% | 40.47% | 2 | 8.188% | 0% | 0% | 1 | 13.19% | 0% | 0% | 1 | 13.19% | 0% | 0% | 1 | 16.61% | 0% | 0% | 1 | 37.11% | 0% | 0% | 1 | 1.608% | 0% | 0% | 1
45 | Goose Lake | Central_Valley_North_Los_Banos | 0 | 0 | 0 | 0% | 0% | 1 |  |  |  |  | 0% | [5 empty] | 0% | 0% | 0% | 1 | 0% | 0% | 0% | 1 | 0% | 0% | 0% | 1 | 0% | 0% | 0% | 1 | 0% | 0% | 0% | 1 | 0% | 0% | 0% | 1 | 0% | 0% | 0% | 1 | 0% | 0% | 1 |  |  |  |  | 0% | [5 empty] | 0% | 0% | 0% | 1 | 0% | 0% | 0% | 1 | 0% | 0% | 0% | 1 | 0% | 0% | 0% | 1 | 0% | 0% | 0% | 1 | 0% | 0% | 0% | 1 | 0% | 0% | 0% | 1 | 0% | 0% | 1 |  |  |  |  | 0% | [5 empty] | 0% | 0% | 0% | 1 | 0% | 0% | 0% | 1 | 0% | 0% | 0% | 1 | 0% | 0% | 0% | 1 | 0% | 0% | 0% | 1 | 0% | 0% | 0% | 1 | 0% | 0% | 0% | 1 | 0% | 0% | 1 |  |  |  |  | 0% | [5 empty] | 0% | 0% | 0% | 1 | 43.76% | 0% | 0% | 1 | 1.923% | 0% | 0% | 1 | 13.39% | 0% | 0% | 1 | 51% | 0% | 0% | 2 | 59.41% | 0% | 0% | 2 | 1.602% | 0% | 0% | 1
46 | Kernridge | Central_Valley_North_Los_Banos | 0 | 0 | 0 | 0% | 0% | 1 |  |  |  |  | 0% | [5 empty] | 0% | 0% | 0% | 1 | 9.387% | 0% | 0% | 1 | 10.1% | 0% | 0% | 1 | 10.1% | 0% | 0% | 1 | 19.48% | 0% | 0% | 1 | 7.672% | 0% | 0% | 1 | 0% | 0% | 0% | 1 | 0% | 0% | 1 |  |  |  |  | 0% | [5 empty] | 0% | 0% | 0% | 1 | 36.26% | 0% | 0% | 1 | 3.377% | 0% | 0% | 1 | 23.5% | 0% | 0% | 1 | 48.97% | 0% | 0% | 1 | 46.95% | 0% | 0% | 1 | 1.462% | 0% | 0% | 1 | 0% | 0% | 1 |  |  |  |  | 0% | [5 empty] | 0% | 0% | 0% | 1 | 40.82% | 0% | 0% | 1 | 2.016% | 0% | 0% | 1 | 14.03% | 0% | 0% | 1 | 48.42% | 0% | 0% | 1 | 60.02% | 0% | 0% | 2 | 1.652% | 0% | 0% | 1 | 0% | 0% | 1 |  |  |  |  | 0% | [5 empty] | 10.78% | 0% | 10.78% | 1 | 46.72% | 0% | 0% | 1 | 4.766% | 0% | 0% | 1 | 9.373% | 0% | 0% | 1 | 53.63% | 0% | 0% | 2 | 64.91% | 0% | 0% | 2 | 1.452% | 0% | 0% | 1
47 | Lamont | Central_Valley_North_Los_Banos | 0 | 0 | 0 | 0% | 0% | 1 |  |  |  |  | 0% | [5 empty] | 0% | 0% | 0% | 1 | 0% | 0% | 0% | 1 | 0% | 0% | 0% | 1 | 0% | 0% | 0% | 1 | 0% | 0% | 0% | 1 | 0% | 0% | 0% | 1 | 0% | 0% | 0% | 1 | 0% | 0% | 1 |  |  |  |  | 0% | [5 empty] | 0% | 100% | 100% | 5 | 100% | 0% | 0% | 5 | 1.867% | 0% | 0% | 1 | 1.867% | 0% | 0% | 1 | 100% | 0% | 0% | 5 | 29.2% | 0% | 0% | 1 | 1.404% | 0% | 0% | 1 | 0% | 0% | 1 |  |  |  |  | 0% | [5 empty] | 17.39% | 82.61% | 100% | 5 | 63% | 0% | 0% | 2 | 14.9% | 0% | 0% | 1 | 17.29% | 0% | 0% | 1 | 68.92% | 0% | 0% | 2 | 46.75% | 0% | 0% | 1 | 2.849% | 0% | 0% | 1 | 0% | 0% | 1 |  |  |  |  | 0.1379% | [5 empty] | 67.7% | 24.57% | 92.26% | 5 | 47.5% | 0% | 0% | 1 | 14.22% | 0% | 0% | 1 | 37.78% | 0% | 0% | 1 | 64% | 0% | 0% | 2 | 70.84% | 0% | 0% | 3 | 2.518% | 0% | 0% | 1
48 | Lerdo | Central_Valley_North_Los_Banos | 0 | 0 | 0 | 0% | 0% | 1 |  |  |  |  | 0% | [5 empty] | 0% | 0% | 0% | 1 | 0% | 0% | 0% | 1 | 0% | 0% | 0% | 1 | 0% | 0% | 0% | 1 | 0% | 0% | 0% | 1 | 0% | 0% | 0% | 1 | 0% | 0% | 0% | 1 | 0% | 0% | 1 |  |  |  |  | 0% | [5 empty] | 0% | 0% | 0% | 1 | 0% | 0% | 0% | 1 | 0% | 0% | 0% | 1 | 0% | 0% | 0% | 1 | 0% | 0% | 0% | 1 | 0% | 0% | 0% | 1 | 0% | 0% | 0% | 1 | 0% | 0% | 1 |  |  |  |  | 0% | [5 empty] | 0% | 0% | 0% | 1 | 0% | 0% | 0% | 1 | 0% | 0% | 0% | 1 | 0% | 0% | 0% | 1 | 0% | 0% | 0% | 1 | 0% | 0% | 0% | 1 | 0% | 0% | 0% | 1 | 0% | 0% | 1 |  |  |  |  | 0% | [5 empty] | 100% | 0% | 100% | 5 | 35.91% | 0% | 0% | 1 | 0.007458% | 0% | 0% | 1 | 57.46% | 0% | 0% | 2 | 63.59% | 0% | 0% | 2 | 60.34% | 0% | 0% | 2 | 1.609% | 0% | 0% | 1
49 | Magunden | Central_Valley_North_Los_Banos | 0 | 0 | 0 | 0% | 0% | 1 |  |  |  |  | 0% | [5 empty] | 0% | 0% | 0% | 1 | 0% | 0% | 0% | 1 | 0% | 0% | 0% | 1 | 0% | 0% | 0% | 1 | 0% | 0% | 0% | 1 | 0% | 0% | 0% | 1 | 0% | 0% | 0% | 1 | 0% | 0% | 1 |  |  |  |  | 0% | [5 empty] | 0% | 0% | 0% | 1 | 0% | 0% | 0% | 1 | 0% | 0% | 0% | 1 | 0% | 0% | 0% | 1 | 0% | 0% | 0% | 1 | 0% | 0% | 0% | 1 | 0% | 0% | 0% | 1 | 0% | 0% | 1 |  |  |  |  | 0% | [5 empty] | 30.3% | 69.7% | 100% | 5 | 93.08% | 0% | 0% | 4 | 21.43% | 0% | 0% | 1 | 29.24% | 0% | 0% | 1 | 100% | 0% | 0% | 5 | 48.39% | 0% | 0% | 1 | 1.967% | 0% | 0% | 1 | 0% | 0% | 1 |  |  |  |  | 0.2683% | [5 empty] | 54.1% | 45.9% | 100% | 5 | 37.64% | 0% | 0% | 1 | 9.853% | 0% | 0% | 1 | 26.1% | 0% | 0% | 1 | 53.44% | 0% | 0% | 2 | 62.34% | 0% | 0% | 2 | 2.616% | 0% | 0% | 1
50 | Midway | Central_Valley_North_Los_Banos | 0 | 0 | 20 | 0% | 0% | 1 |  |  |  |  | 0% | [5 empty] | 0% | 0% | 0% | 1 | 0% | 0% | 0% | 1 | 0% | 0% | 0% | 1 | 0% | 0% | 0% | 1 | 0% | 0% | 0% | 1 | 0% | 0% | 0% | 1 | 0% | 0% | 0% | 1 | 0% | 0% | 1 |  |  |  |  | 0% | [5 empty] | 0% | 0% | 0% | 1 | 0% | 0% | 0% | 1 | 0% | 0% | 0% | 1 | 0% | 0% | 0% | 1 | 0% | 0% | 0% | 1 | 0% | 0% | 0% | 1 | 0% | 0% | 0% | 1 | 0% | 0% | 1 |  |  |  |  | 0% | [5 empty] | 0% | 0% | 0% | 1 | 0% | 0% | 0% | 1 | 0% | 0% | 0% | 1 | 0% | 0% | 0% | 1 | 0% | 0% | 0% | 1 | 0% | 0% | 0% | 1 | 0% | 0% | 0% | 1 | 0% | 0% | 1 |  |  |  |  | 0% | [5 empty] | 0% | 0% | 0% | 1 | 33.33% | 0% | 0% | 1 | 4.415% | 0% | 0% | 1 | 26.23% | 0% | 0% | 1 | 45.46% | 0% | 0% | 1 | 33.5% | 0% | 0% | 1 | 0.7522% | 0% | 0% | 1
51 | Norco | Central_Valley_North_Los_Banos | 0 | 0 | 15 | 0% | 0% | 1 |  |  |  |  | 0% | [5 empty] | 0% | 0% | 0% | 1 | 0% | 0% | 0% | 1 | 0% | 0% | 0% | 1 | 0% | 0% | 0% | 1 | 0% | 0% | 0% | 1 | 0% | 0% | 0% | 1 | 0% | 0% | 0% | 1 | 0% | 0% | 1 |  |  |  |  | 0% | [5 empty] | 0% | 0% | 0% | 1 | 0% | 0% | 0% | 1 | 0% | 0% | 0% | 1 | 0% | 0% | 0% | 1 | 0% | 0% | 0% | 1 | 0% | 0% | 0% | 1 | 0% | 0% | 0% | 1 | 0% | 0% | 1 |  |  |  |  | 0% | [5 empty] | 0% | 0% | 0% | 1 | 0% | 0% | 0% | 1 | 0% | 0% | 0% | 1 | 0% | 0% | 0% | 1 | 0% | 0% | 0% | 1 | 0% | 0% | 0% | 1 | 0% | 0% | 0% | 1 | 0% | 0% | 1 |  |  |  |  | 0% | [5 empty] | 86.46% | 0.05547% | 86.52% | 5 | 5.106% | 0% | 0% | 1 | 0% | 0% | 0% | 1 | 0% | 0% | 0% | 1 | 5.106% | 0% | 0% | 1 | 78.28% | 0% | 0% | 3 | 3.294% | 0% | 0% | 1
52 | Rio Bravo | Central_Valley_North_Los_Banos | 0 | 0 | 0 | 0% | 0% | 1 |  |  |  |  | 0% | [5 empty] | 0% | 0% | 0% | 1 | 0% | 0% | 0% | 1 | 0% | 0% | 0% | 1 | 0% | 0% | 0% | 1 | 0% | 0% | 0% | 1 | 0% | 0% | 0% | 1 | 0% | 0% | 0% | 1 | 0% | 0% | 1 |  |  |  |  | 0% | [5 empty] | 0% | 0% | 0% | 1 | 0% | 0% | 0% | 1 | 0% | 0% | 0% | 1 | 0% | 0% | 0% | 1 | 0% | 0% | 0% | 1 | 0% | 0% | 0% | 1 | 0% | 0% | 0% | 1 | 0% | 0% | 1 |  |  |  |  | 0% | [5 empty] | 0% | 0% | 0% | 1 | 0% | 0% | 0% | 1 | 0% | 0% | 0% | 1 | 0% | 0% | 0% | 1 | 0% | 0% | 0% | 1 | 0% | 0% | 0% | 1 | 0% | 0% | 0% | 1 | 0% | 0% | 1 |  |  |  |  | 0% | [5 empty] | 0% | 0% | 0% | 1 | 0% | 0% | 0% | 1 | 0% | 0% | 0% | 1 | 0% | 0% | 0% | 1 | 0% | 0% | 0% | 1 | 0% | 0% | 0% | 1 | 0% | 0% | 0% | 1
53 | Rosedale | Central_Valley_North_Los_Banos | 0 | 0 | 0 | 0% | 0% | 1 |  |  |  |  | 0% | [5 empty] | 0% | 0% | 0% | 1 | 0% | 0% | 0% | 1 | 0% | 0% | 0% | 1 | 0% | 0% | 0% | 1 | 0% | 0% | 0% | 1 | 0% | 0% | 0% | 1 | 0% | 0% | 0% | 1 | 0% | 0% | 1 |  |  |  |  | 0% | [5 empty] | 0% | 0% | 0% | 1 | 0% | 0% | 0% | 1 | 0% | 0% | 0% | 1 | 0% | 0% | 0% | 1 | 0% | 0% | 0% | 1 | 0% | 0% | 0% | 1 | 0% | 0% | 0% | 1 | 0% | 0% | 1 |  |  |  |  | 0% | [5 empty] | 0% | 0% | 0% | 1 | 0% | 0% | 0% | 1 | 0% | 0% | 0% | 1 | 0% | 0% | 0% | 1 | 0% | 0% | 0% | 1 | 0% | 0% | 0% | 1 | 0% | 0% | 0% | 1 | 0% | 0% | 1 |  |  |  |  | 0% | [5 empty] | 29.34% | 70.66% | 100% | 5 | 66.37% | 0% | 0% | 2 | 16.78% | 0% | 0% | 1 | 27.93% | 0% | 0% | 1 | 79.54% | 0% | 0% | 3 | 43.91% | 0% | 0% | 1 | 2.823% | 0% | 0% | 1
54 | Semitropic | Central_Valley_North_Los_Banos | 0 | 0 | 0 | 0% | 0% | 1 |  |  |  |  | 0% | [5 empty] | 0% | 0% | 0% | 1 | 0% | 0% | 0% | 1 | 0% | 0% | 0% | 1 | 0% | 0% | 0% | 1 | 0% | 0% | 0% | 1 | 0% | 0% | 0% | 1 | 0% | 0% | 0% | 1 | 0% | 0% | 1 |  |  |  |  | 0% | [5 empty] | 0% | 0% | 0% | 1 | 0% | 0% | 0% | 1 | 0% | 0% | 0% | 1 | 0% | 0% | 0% | 1 | 0% | 0% | 0% | 1 | 0% | 0% | 0% | 1 | 0% | 0% | 0% | 1 | 0% | 0% | 1 |  |  |  |  | 0% | [5 empty] | 0% | 0% | 0% | 1 | 0% | 0% | 0% | 1 | 0% | 0% | 0% | 1 | 0% | 0% | 0% | 1 | 0% | 0% | 0% | 1 | 0% | 0% | 0% | 1 | 0% | 0% | 0% | 1 | 0% | 0% | 1 |  |  |  |  | 0% | [5 empty] | 0% | 0% | 0% | 1 | 11.52% | 0% | 0% | 1 | 10.7% | 0% | 0% | 1 | 10.84% | 0% | 0% | 1 | 22.23% | 0% | 0% | 1 | 8.387% | 0% | 0% | 1 | 0% | 0% | 0% | 1
55 | Shafter | Central_Valley_North_Los_Banos | 0 | 0 | 0 | 0% | 0% | 1 |  |  |  |  | 0% | [5 empty] | 0% | 0% | 0% | 1 | 0% | 0% | 0% | 1 | 0% | 0% | 0% | 1 | 0% | 0% | 0% | 1 | 0% | 0% | 0% | 1 | 0% | 0% | 0% | 1 | 0% | 0% | 0% | 1 | 0% | 0% | 1 |  |  |  |  | 0% | [5 empty] | 0% | 0% | 0% | 1 | 0% | 0% | 0% | 1 | 0% | 0% | 0% | 1 | 0% | 0% | 0% | 1 | 0% | 0% | 0% | 1 | 0% | 0% | 0% | 1 | 0% | 0% | 0% | 1 | 0% | 0% | 1 |  |  |  |  | 0% | [5 empty] | 0% | 0% | 0% | 1 | 0% | 0% | 0% | 1 | 0% | 0% | 0% | 1 | 0% | 0% | 0% | 1 | 0% | 0% | 0% | 1 | 0% | 0% | 0% | 1 | 0% | 0% | 0% | 1 | 0% | 0% | 1 |  |  |  |  | 0% | [5 empty] | 0% | 0% | 0% | 1 | 0% | 0% | 0% | 1 | 0% | 0% | 0% | 1 | 0% | 0% | 0% | 1 | 0% | 0% | 0% | 1 | 0% | 0% | 0% | 1 | 0% | 0% | 0% | 1
56 | Smyrna | Central_Valley_North_Los_Banos | 0 | 0 | 0 | 0% | 0% | 1 |  |  |  |  | 0% | [5 empty] | 0% | 0% | 0% | 1 | 0% | 0% | 0% | 1 | 0% | 0% | 0% | 1 | 0% | 0% | 0% | 1 | 0% | 0% | 0% | 1 | 0% | 0% | 0% | 1 | 0% | 0% | 0% | 1 | 0% | 0% | 1 |  |  |  |  | 0% | [5 empty] | 0% | 0% | 0% | 1 | 0% | 0% | 0% | 1 | 0% | 0% | 0% | 1 | 0% | 0% | 0% | 1 | 0% | 0% | 0% | 1 | 0% | 0% | 0% | 1 | 0% | 0% | 0% | 1 | 0% | 0% | 1 |  |  |  |  | 0% | [5 empty] | 0% | 0% | 0% | 1 | 0% | 0% | 0% | 1 | 0% | 0% | 0% | 1 | 0% | 0% | 0% | 1 | 0% | 0% | 0% | 1 | 0% | 0% | 0% | 1 | 0% | 0% | 0% | 1 | 0% | 0% | 1 |  |  |  |  | 0% | [5 empty] | 0% | 0% | 0% | 1 | 0% | 0% | 0% | 1 | 0% | 0% | 0% | 1 | 0% | 0% | 0% | 1 | 0% | 0% | 0% | 1 | 0% | 0% | 0% | 1 | 0% | 0% | 0% | 1
57 | Stockdale | Central_Valley_North_Los_Banos | 0 | 0 | 0 | 0% | 0% | 1 |  |  |  |  | 0% | [5 empty] | 0% | 0% | 0% | 1 | 0% | 0% | 0% | 1 | 0% | 0% | 0% | 1 | 0% | 0% | 0% | 1 | 0% | 0% | 0% | 1 | 0% | 0% | 0% | 1 | 0% | 0% | 0% | 1 | 0% | 0% | 1 |  |  |  |  | 0% | [5 empty] | 0% | 0% | 0% | 1 | 0% | 0% | 0% | 1 | 0% | 0% | 0% | 1 | 0% | 0% | 0% | 1 | 0% | 0% | 0% | 1 | 0% | 0% | 0% | 1 | 0% | 0% | 0% | 1 | 0% | 0% | 1 |  |  |  |  | 0% | [5 empty] | 0% | 0% | 0% | 1 | 0% | 0% | 0% | 1 | 0% | 0% | 0% | 1 | 0% | 0% | 0% | 1 | 0% | 0% | 0% | 1 | 0% | 0% | 0% | 1 | 0% | 0% | 0% | 1 | 0% | 0% | 1 |  |  |  |  | 0% | [5 empty] | 23.14% | 76.53% | 99.66% | 5 | 63.73% | 0% | 0% | 2 | 15.96% | 0% | 0% | 1 | 25.61% | 0% | 0% | 1 | 75% | 0% | 0% | 3 | 39.69% | 0% | 0% | 1 | 2.736% | 0% | 0% | 1
58 | Taft | Central_Valley_North_Los_Banos | 0 | 0 | 0 | 0% | 0% | 1 |  |  |  |  | 0% | [5 empty] | 0% | 0% | 0% | 1 | 0% | 0% | 0% | 1 | 0% | 0% | 0% | 1 | 0% | 0% | 0% | 1 | 0% | 0% | 0% | 1 | 0% | 0% | 0% | 1 | 0% | 0% | 0% | 1 | 0% | 0% | 1 |  |  |  |  | 0% | [5 empty] | 0% | 0% | 0% | 1 | 0% | 0% | 0% | 1 | 0% | 0% | 0% | 1 | 0% | 0% | 0% | 1 | 0% | 0% | 0% | 1 | 0% | 0% | 0% | 1 | 0% | 0% | 0% | 1 | 0% | 0% | 1 |  |  |  |  | 0% | [5 empty] | 88.69% | 0% | 88.69% | 5 | 0% | 0% | 0% | 1 | 0% | 0% | 0% | 1 | 0% | 0% | 0% | 1 | 0% | 0% | 0% | 1 | 89.44% | 0% | 0% | 3 | 2.19% | 0% | 0% | 1 | 0% | 0% | 1 |  |  |  |  | 0% | [5 empty] | 19.33% | 0.4721% | 19.8% | 2 | 3.741% | 0% | 0% | 1 | 8.335% | 0% | 0% | 1 | 16.14% | 0% | 0% | 1 | 18.22% | 0% | 0% | 1 | 54.51% | 0% | 0% | 2 | 0.8131% | 0% | 0% | 1
59 | Temblor | Central_Valley_North_Los_Banos | 0 | 0 | 0 | 0% | 0% | 1 |  |  |  |  | 0% | [5 empty] | 0% | 0% | 0% | 1 | 13.62% | 0% | 0% | 1 | 27.99% | 0% | 0% | 1 | 27.99% | 0% | 0% | 1 | 35.01% | 0% | 0% | 1 | 0.604% | 0% | 0% | 1 | 0% | 0% | 0% | 1 | 0% | 0% | 1 |  |  |  |  | 0% | [5 empty] | 0% | 0% | 0% | 1 | 22.29% | 0% | 0% | 1 | 5.996% | 0% | 0% | 1 | 22.56% | 0% | 0% | 1 | 32.08% | 0% | 0% | 1 | 16.01% | 0% | 0% | 1 | 0.3386% | 0% | 0% | 1 | 0% | 0% | 1 |  |  |  |  | 0% | [5 empty] | 0% | 0% | 0% | 1 | 36.95% | 0% | 0% | 1 | 2.727% | 0% | 0% | 1 | 18.98% | 0% | 0% | 1 | 47.21% | 0% | 0% | 1 | 52.44% | 0% | 0% | 2 | 2.218% | 0% | 0% | 1 | 0% | 0% | 1 |  |  |  |  | 0% | [5 empty] | 11.05% | 0.6133% | 11.67% | 2 | 41.5% | 0% | 0% | 1 | 7.752% | 0% | 0% | 1 | 13.82% | 0% | 0% | 1 | 52.34% | 0% | 0% | 2 | 68.38% | 0% | 0% | 2 | 1.923% | 0% | 0% | 1
60 | Tupman | Central_Valley_North_Los_Banos | 0 | 0 | 0 | 0% | 0% | 1 |  |  |  |  | 0% | [5 empty] | 0% | 0% | 0% | 1 | 0% | 0% | 0% | 1 | 0% | 0% | 0% | 1 | 0% | 0% | 0% | 1 | 0% | 0% | 0% | 1 | 0% | 0% | 0% | 1 | 0% | 0% | 0% | 1 | 0% | 0% | 1 |  |  |  |  | 0% | [5 empty] | 0% | 0% | 0% | 1 | 0% | 0% | 0% | 1 | 0% | 0% | 0% | 1 | 0% | 0% | 0% | 1 | 0% | 0% | 0% | 1 | 0% | 0% | 0% | 1 | 0% | 0% | 0% | 1 | 0% | 0% | 1 |  |  |  |  | 0% | [5 empty] | 0% | 0% | 0% | 1 | 0% | 0% | 0% | 1 | 0% | 0% | 0% | 1 | 0% | 0% | 0% | 1 | 0% | 0% | 0% | 1 | 0% | 0% | 0% | 1 | 0% | 0% | 0% | 1 | 0% | 0% | 1 |  |  |  |  | 0% | [5 empty] | 0% | 0% | 0% | 1 | 0% | 0% | 0% | 1 | 0% | 0% | 0% | 1 | 0% | 0% | 0% | 1 | 0% | 0% | 0% | 1 | 0% | 0% | 0% | 1 | 0% | 0% | 0% | 1
61 | Westpark | Central_Valley_North_Los_Banos | 0 | 0 | 0 | 0% | 0% | 1 |  |  |  |  | 0% | [5 empty] | 0% | 0% | 0% | 1 | 0% | 0% | 0% | 1 | 0% | 0% | 0% | 1 | 0% | 0% | 0% | 1 | 0% | 0% | 0% | 1 | 0% | 0% | 0% | 1 | 0% | 0% | 0% | 1 | 0% | 0% | 1 |  |  |  |  | 0% | [5 empty] | 0% | 0% | 0% | 1 | 0% | 0% | 0% | 1 | 0% | 0% | 0% | 1 | 0% | 0% | 0% | 1 | 0% | 0% | 0% | 1 | 0% | 0% | 0% | 1 | 0% | 0% | 0% | 1 | 0% | 0% | 1 |  |  |  |  | 0% | [5 empty] | 0% | 0% | 0% | 1 | 0% | 0% | 0% | 1 | 0% | 0% | 0% | 1 | 0% | 0% | 0% | 1 | 0% | 0% | 0% | 1 | 0% | 0% | 0% | 1 | 0% | 0% | 0% | 1 | 0% | 0% | 1 |  |  |  |  | 0% | [5 empty] | 33.73% | 66.27% | 100% | 5 | 58.35% | 0% | 0% | 2 | 16.56% | 0% | 0% | 1 | 28% | 0% | 0% | 1 | 70.4% | 0% | 0% | 3 | 46.66% | 0% | 0% | 1 | 2.786% | 0% | 0% | 1
62 | Wheeler Ridge | Central_Valley_North_Los_Banos | 0 | 0 | 0 | 0% | 0% | 1 |  |  |  |  | 0% | [5 empty] | 0% | 0% | 0% | 1 | 0% | 0% | 0% | 1 | 0% | 0% | 0% | 1 | 0% | 0% | 0% | 1 | 0% | 0% | 0% | 1 | 0% | 0% | 0% | 1 | 0% | 0% | 0% | 1 | 0% | 0% | 1 |  |  |  |  | 0% | [5 empty] | 7.979% | 0% | 7.979% | 1 | 100% | 0% | 0% | 5 | 85.44% | 0% | 0% | 3 | 85.44% | 0% | 0% | 3 | 100% | 0% | 0% | 5 | 89.66% | 0% | 0% | 3 | 3.025% | 0% | 0% | 1 | 0% | 0% | 1 |  |  |  |  | 0.0004995% | [5 empty] | 61.8% | 9.778% | 71.57% | 3 | 70.83% | 0% | 0% | 3 | 47.21% | 0% | 0% | 1 | 66.93% | 0% | 0% | 2 | 92.84% | 0% | 0% | 4 | 58.56% | 0% | 0% | 2 | 3.753% | 0% | 0% | 1 | 0% | 0% | 1 |  |  |  |  | 0.778% | [5 empty] | 75.33% | 14.45% | 89.78% | 5 | 57.65% | 0% | 0% | 2 | 40.11% | 0% | 0% | 1 | 40.49% | 0% | 0% | 1 | 80.09% | 0% | 0% | 3 | 46.96% | 0% | 0% | 1 | 2.368% | 0% | 0% | 1
63 | Kern Oil | Central_Valley_North_Los_Banos | 0 | 0 | 0 | 0% | 0% | 1 |  |  |  |  | 0% | [5 empty] | 0% | 0% | 0% | 1 | 0% | 0% | 0% | 1 | 0% | 0% | 0% | 1 | 0% | 0% | 0% | 1 | 0% | 0% | 0% | 1 | 0% | 0% | 0% | 1 | 0% | 0% | 0% | 1 | 0% | 0% | 1 |  |  |  |  | 0% | [5 empty] | 0% | 0% | 0% | 1 | 0% | 0% | 0% | 1 | 0% | 0% | 0% | 1 | 0% | 0% | 0% | 1 | 0% | 0% | 0% | 1 | 0% | 0% | 0% | 1 | 0% | 0% | 0% | 1 | 0% | 0% | 1 |  |  |  |  | 0% | [5 empty] | 100% | 0% | 100% | 5 | 100% | 0% | 0% | 5 | 0% | 0% | 0% | 1 | 0% | 0% | 0% | 1 | 100% | 0% | 0% | 5 | 15.28% | 0% | 0% | 1 | 0% | 0% | 0% | 1 | 0% | 0% | 1 |  |  |  |  | 0% | [5 empty] | 42.92% | 57.08% | 100% | 5 | 52.2% | 0% | 0% | 2 | 16.95% | 0% | 0% | 1 | 31.72% | 0% | 0% | 1 | 68.85% | 0% | 0% | 2 | 51.37% | 0% | 0% | 2 | 2.889% | 0% | 0% | 1
64 | Inyokern | Greater_Kramer (Exclude) | 0 | 0 | 0 | 0% | 0% | 1 |  |  |  |  | 0% | [5 empty] | 0% | 0% | 0% | 1 | 57.83% | 0% | 0% | 2 | 26.29% | 0% | 0% | 1 | 8.628% | 0% | 0% | 1 | 62.23% | 0% | 0% | 2 | 37.49% | 0% | 0% | 1 | 0.002182% | 0% | 0% | 1 | 0% | 0% | 1 |  |  |  |  | 0% | [5 empty] | 3.822% | 0% | 3.822% | 1 | 57.77% | 0% | 0% | 2 | 26.1% | 0% | 0% | 1 | 11.33% | 0% | 0% | 1 | 65.37% | 0% | 0% | 2 | 37.68% | 0% | 0% | 1 | 0.2597% | 0% | 0% | 1 | 0% | 0% | 1 |  |  |  |  | 0.04211% | [5 empty] | 18.76% | 0% | 18.76% | 1 | 51.83% | 0% | 0% | 2 | 31.83% | 0% | 0% | 1 | 20.85% | 0% | 0% | 1 | 69.06% | 0% | 0% | 2 | 37.39% | 0% | 0% | 1 | 0.3353% | 0% | 0% | 1 | 0% | 0% | 1 |  |  |  |  | 1.24% | [5 empty] | 13.64% | 8.351% | 21.99% | 2 | 16.34% | 0% | 0% | 1 | 31.74% | 0% | 0% | 1 | 20.19% | 0% | 0% | 1 | 48.16% | 0% | 0% | 1 | 48.89% | 0% | 0% | 1 | 2.758% | 0% | 0% | 1
65 | Pastoria | Central_Valley_North_Los_Banos | 0 | 0 | 0 | 0% | 0% | 1 |  |  |  |  | 0.0004916% | [5 empty] | 70.46% | 0% | 70.46% | 3 | 86.02% | 0% | 0% | 3 | 66.96% | 0% | 0% | 2 | 79.43% | 0% | 0% | 3 | 100% | 0% | 0% | 5 | 67.29% | 0% | 0% | 2 | 3.012% | 0% | 0% | 1 | 0% | 0% | 1 |  |  |  |  | 1.406% | [5 empty] | 81.76% | 0.3244% | 82.08% | 5 | 65.07% | 0% | 0% | 2 | 64.84% | 0% | 0% | 2 | 69.08% | 0% | 0% | 2 | 96.78% | 0% | 0% | 5 | 48.87% | 0% | 0% | 1 | 2.884% | 0% | 0% | 1 | 0% | 0% | 1 |  |  |  |  | 1.213% | [5 empty] | 80.13% | 2.872% | 83% | 5 | 57.39% | 0% | 0% | 2 | 47.89% | 0% | 0% | 1 | 40.31% | 0% | 0% | 1 | 85.25% | 0% | 0% | 3 | 42.72% | 0% | 0% | 1 | 1.948% | 0% | 0% | 1 | 0% | 0% | 1 |  |  |  |  | 1.061% | [5 empty] | 61% | 13.8% | 74.8% | 3 | 46.39% | 0% | 0% | 1 | 35.19% | 0% | 0% | 1 | 30.52% | 0% | 0% | 1 | 72.74% | 0% | 0% | 3 | 39.3% | 0% | 0% | 1 | 2.703% | 0% | 0% | 1
66 | Ransburg | Greater_Kramer (Exclude) | 0 | 0 | 0 | 0% | 0% | 1 |  |  |  |  | 0% | [5 empty] | 0% | 0% | 0% | 1 | 43.08% | 0% | 0% | 1 | 0.02567% | 0% | 0% | 1 | 0% | 0% | 0% | 1 | 43.11% | 0% | 0% | 1 | 57.14% | 0% | 0% | 2 | 0% | 0% | 0% | 1 | 0% | 0% | 1 |  |  |  |  | 0% | [5 empty] | 0% | 0% | 0% | 1 | 47.09% | 0% | 0% | 1 | 20.54% | 0% | 0% | 1 | 3.57% | 0% | 0% | 1 | 65.7% | 0% | 0% | 2 | 61.38% | 0% | 0% | 2 | 0.04086% | 0% | 0% | 1 | 0% | 0% | 1 |  |  |  |  | 0.00358% | [5 empty] | 0% | 0% | 0% | 1 | 36.93% | 0% | 0% | 1 | 23.76% | 0% | 0% | 1 | 4.399% | 0% | 0% | 1 | 57.67% | 0% | 0% | 2 | 53.97% | 0% | 0% | 2 | 0.573% | 0% | 0% | 1 | 0% | 0% | 1 |  |  |  |  | 0.001855% | [5 empty] | 0.03196% | 0% | 0.03196% | 1 | 36.92% | 0% | 0% | 1 | 24.41% | 0% | 0% | 1 | 6.555% | 0% | 0% | 1 | 56.64% | 0% | 0% | 2 | 47.84% | 0% | 0% | 1 | 0.5235% | 0% | 0% | 1
67 | Sycamore | Central_Valley_North_Los_Banos | 0 | 0 | 0 | 0% | 0% | 1 |  |  |  |  | 0% | [5 empty] | 0% | 0% | 0% | 1 | 0% | 0% | 0% | 1 | 0% | 0% | 0% | 1 | 0% | 0% | 0% | 1 | 0% | 0% | 0% | 1 | 0% | 0% | 0% | 1 | 0% | 0% | 0% | 1 | 0% | 0% | 1 |  |  |  |  | 0% | [5 empty] | 0% | 0% | 0% | 1 | 0% | 0% | 0% | 1 | 0% | 0% | 0% | 1 | 0% | 0% | 0% | 1 | 0% | 0% | 0% | 1 | 0% | 0% | 0% | 1 | 0% | 0% | 0% | 1 | 0% | 0% | 1 |  |  |  |  | 0% | [5 empty] | 100% | 0% | 100% | 5 | 88.51% | 0% | 0% | 3 | 0% | 0% | 0% | 1 | 84.34% | 0% | 0% | 3 | 100% | 0% | 0% | 5 | 40.97% | 0% | 0% | 1 | 0.1133% | 0% | 0% | 1 | 0% | 0% | 1 |  |  |  |  | 0% | [5 empty] | 40.65% | 59.35% | 100% | 5 | 48.44% | 0% | 0% | 1 | 20.37% | 0% | 0% | 1 | 37.23% | 0% | 0% | 1 | 71.45% | 0% | 0% | 3 | 54.5% | 0% | 0% | 2 | 3.019% | 0% | 0% | 1
68 | Avenal | Central_Valley_North_Los_Banos | 0 | 0 | 0 | 0% | 0% | 1 |  |  |  |  | 0% | [5 empty] | 0.2039% | 0% | 0.2039% | 1 | 63.16% | 0% | 0% | 2 | 0% | 0% | 0% | 1 | 32.42% | 0% | 0% | 1 | 78.32% | 0% | 0% | 3 | 52.54% | 0% | 0% | 2 | 0.2618% | 0% | 0% | 1 | 0% | 0% | 1 |  |  |  |  | 22.83% | [5 empty] | 7.022% | 0% | 7.022% | 1 | 45.02% | 0% | 0% | 1 | 0% | 0% | 0% | 1 | 17.97% | 0% | 0% | 1 | 52.76% | 0% | 0% | 2 | 57.88% | 0% | 0% | 2 | 0.6148% | 0% | 0% | 1 | 0% | 0% | 1 |  |  |  |  | 44.57% | [5 empty] | 7.872% | 0% | 7.872% | 1 | 26.32% | 0% | 0% | 1 | 6.743% | 0% | 0% | 1 | 19.22% | 0% | 0% | 1 | 37.81% | 0% | 0% | 1 | 35.31% | 0% | 0% | 1 | 0.5137% | 0% | 0% | 1 | 0% | 0% | 1 |  |  |  |  | 35.82% | [5 empty] | 2.742% | 0% | 2.742% | 1 | 27.32% | 0% | 0% | 1 | 3.055% | 0% | 0% | 1 | 11.33% | 0% | 0% | 1 | 32.36% | 0% | 0% | 1 | 22.7% | 0% | 0% | 1 | 1.192% | 0% | 0% | 1
69 | Corcoran | Central_Valley_North_Los_Banos | 0 | 0 | 0 | 0% | 0% | 1 |  |  |  |  | 3.259% | [5 empty] | 0% | 0% | 0% | 1 | 0% | 0% | 0% | 1 | 0% | 0% | 0% | 1 | 0% | 0% | 0% | 1 | 0% | 0% | 0% | 1 | 0% | 0% | 0% | 1 | 1.834% | 0% | 0% | 1 | 0% | 0% | 1 |  |  |  |  | 10.17% | [5 empty] | 0% | 0% | 0% | 1 | 0% | 0% | 0% | 1 | 0% | 0% | 0% | 1 | 0% | 0% | 0% | 1 | 0% | 0% | 0% | 1 | 0% | 0% | 0% | 1 | 3.207% | 0% | 0% | 1 | 0% | 0% | 1 |  |  |  |  | 15.96% | [5 empty] | 0% | 0% | 0% | 1 | 0.05346% | 0% | 0% | 1 | 0% | 0% | 0% | 1 | 0% | 0% | 0% | 1 | 0.05346% | 0% | 0% | 1 | 0% | 0% | 0% | 1 | 4.033% | 0% | 0% | 1 | 0% | 0% | 1 |  |  |  |  | 45.6% | [5 empty] | 0% | 0% | 0% | 1 | 3.836% | 0% | 0% | 1 | 1.01% | 0% | 0% | 1 | 3.746% | 0% | 0% | 1 | 5.763% | 0% | 0% | 1 | 0.2457% | 0% | 0% | 1 | 2.551% | 0% | 0% | 1
70 | Henrietta | Central_Valley_North_Los_Banos | 0 | 0 | 0 | 0% | 0% | 1 |  |  |  |  | 54.46% | [5 empty] | 0% | 0% | 0% | 1 | 1.685% | 0% | 0% | 1 | 1.641% | 0% | 0% | 1 | 1.785% | 0% | 0% | 1 | 3.298% | 0% | 0% | 1 | 0% | 0% | 0% | 1 | 3.095% | 0% | 0% | 1 | 0% | 0% | 1 |  |  |  |  | 57.26% | [5 empty] | 0% | 0% | 0% | 1 | 5.307% | 0% | 0% | 1 | 2.556% | 0% | 0% | 1 | 6.026% | 0% | 0% | 1 | 10.84% | 0% | 0% | 1 | 0% | 0% | 0% | 1 | 1.872% | 0% | 0% | 1 | 0% | 0% | 1 |  |  |  |  | 51.69% | [5 empty] | 0% | 0% | 0% | 1 | 6.457% | 0% | 0% | 1 | 1.572% | 0% | 0% | 1 | 4.842% | 0% | 0% | 1 | 10.42% | 0% | 0% | 1 | 0.1222% | 0% | 0% | 1 | 1.611% | 0% | 0% | 1 | 0% | 0% | 1 |  |  |  |  | 48.36% | [5 empty] | 0% | 0% | 0% | 1 | 11.58% | 0% | 0% | 1 | 2.895% | 0% | 0% | 1 | 5.43% | 0% | 0% | 1 | 14.35% | 0% | 0% | 1 | 2.554% | 0% | 0% | 1 | 1.246% | 0% | 0% | 1
71 | Eagle Rock | Mendocino_Marin | 131.2 | 5248 | 0 | 999.9% | 9.088% | 4 |  |  |  |  | 2.687% | [5 empty] | 11.16% | 84.03% | 95.18% | 5 | 69.02% | 29.34% | 0% | 2 | 61.32% | 23.5% | 0% | 2 | 78.97% | 43.22% | 0% | 3 | 100% | 999% | 9.088% | 5 | 35.85% | 14.17% | 0% | 1 | 1.227% | 9.201% | 0% | 1 | 376.3% | 4.258% | 4 |  |  |  |  | 2.927% | [5 empty] | 29.6% | 64.23% | 93.84% | 5 | 68.06% | 17.88% | 0% | 2 | 49.13% | 11.23% | 0% | 1 | 77.52% | 25.41% | 0% | 3 | 97.5% | 228.7% | 3.296% | 5 | 41.21% | 9.714% | 0% | 1 | 1.272% | 5.785% | 0% | 1 | 56.42% | 0% | 3 |  |  |  |  | 2.196% | [5 empty] | 49.69% | 44.8% | 94.49% | 5 | 65.71% | 9.595% | 0% | 2 | 34.41% | 5.017% | 0% | 1 | 65.98% | 9.672% | 0% | 2 | 89.21% | 30.5% | 0% | 3 | 52.05% | 6.862% | 0% | 2 | 1.253% | 3.332% | 0% | 1 | 33.63% | 0% | 2 |  |  |  |  | 1.539% | [5 empty] | 64.34% | 32.27% | 96.62% | 5 | 52.36% | 3.67% | 0% | 2 | 31.27% | 2.543% | 0% | 1 | 60.28% | 4.401% | 0% | 2 | 82.88% | 10.21% | 0% | 3 | 66.46% | 5.212% | 0% | 2 | 1.15% | 1.768% | 0% | 1
72 | Leavitt | Northern_California | 300 | 12000 | 20 | 660% | 33.61% | 5 |  |  |  |  | 0% | [5 empty] | 95% | 0% | 95% | 5 | 55.31% | 83.62% | 0% | 4 | 23.74% | 49% | 0% | 2 | 25.77% | 50.34% | 0% | 3 | 76.92% | 161.9% | 18.57% | 5 | 69.73% | 123.5% | 10.18% | 5 | 8.27% | 40.74% | 0% | 2 | 79.68% | 0% | 3 |  |  |  |  | 0% | [5 empty] | 96.72% | 0% | 96.72% | 5 | 43.36% | 18.29% | 0% | 1 | 21.56% | 13.2% | 0% | 1 | 19.27% | 12.83% | 0% | 1 | 60.92% | 26.5% | 0% | 2 | 66.43% | 30.85% | 0% | 2 | 8.002% | 11.26% | 0% | 1 | 31.38% | 0% | 2 |  |  |  |  | 0% | [5 empty] | 97% | 0% | 97% | 5 | 41.24% | 8.712% | 0% | 1 | 14.14% | 5.962% | 0% | 1 | 14.09% | 5.959% | 0% | 1 | 53.8% | 11.08% | 0% | 2 | 63.45% | 14% | 0% | 2 | 8.161% | 5.574% | 0% | 1 | 14.46% | 0% | 1 |  |  |  |  | 0% | [5 empty] | 94.64% | 0% | 94.64% | 5 | 35.99% | 3.252% | 0% | 1 | 10.53% | 2.326% | 0% | 1 | 15.6% | 2.466% | 0% | 1 | 49.11% | 4.09% | 0% | 1 | 70.44% | 7.039% | 0% | 3 | 8.262% | 2.269% | 0% | 1
73 | Madeline | Northern_California | 631.1 | 25244 | 20 | 300.9% | 12.15% | 5 |  |  |  |  | 0% | [5 empty] | 72.77% | 0% | 72.77% | 3 | 20% | 21.44% | 0% | 2 | 5.823% | 18.22% | 0% | 1 | 6.181% | 18.29% | 0% | 1 | 26.45% | 23.32% | 0% | 2 | 80.11% | 86.25% | 0% | 4 | 24.34% | 22.67% | 0% | 2 | 163.1% | 3.369% | 4 |  |  |  |  | 0% | [5 empty] | 84.58% | 0% | 84.58% | 5 | 28.99% | 11.64% | 0% | 1 | 5.405% | 8.737% | 0% | 1 | 9.486% | 9.131% | 0% | 1 | 37.56% | 13.24% | 0% | 1 | 85.15% | 55.67% | 0% | 3 | 16.89% | 9.944% | 0% | 1 | 108.9% | 0.4182% | 4 |  |  |  |  | 0.001556% | [5 empty] | 87.53% | 0% | 87.53% | 5 | 38.66% | 7.979% | 0% | 1 | 8.15% | 5.329% | 0% | 1 | 11.74% | 5.546% | 0% | 1 | 47.56% | 9.334% | 0% | 1 | 84.9% | 32.41% | 0% | 3 | 14.24% | 5.708% | 0% | 1 | 44.15% | 0% | 2 |  |  |  |  | 0.006018% | [5 empty] | 91.81% | 0% | 91.81% | 5 | 44.83% | 5.315% | 0% | 1 | 11.14% | 3.3% | 0% | 1 | 12.22% | 3.341% | 0% | 1 | 51.96% | 6.104% | 0% | 2 | 82.33% | 16.6% | 0% | 3 | 11.26% | 3.304% | 0% | 1
74 | Antelope | Tehachapi | 200 | 8000 | 0 | 27.74% | 0% | 2 |  |  |  |  | 0.9732% | [5 empty] | 17.58% | 47.08% | 64.66% | 5 | 2.967% | 11.86% | 0% | 1 | 32.51% | 17.05% | 0% | 1 | 34.18% | 17.48% | 0% | 1 | 40.14% | 19.22% | 0% | 1 | 25.29% | 15.4% | 0% | 1 | 3.942% | 11.98% | 0% | 1 | 15.27% | 0% | 1 |  |  |  |  | 1.465% | [5 empty] | 14.91% | 40.58% | 55.49% | 5 | 11.43% | 7.276% | 0% | 1 | 27.56% | 8.896% | 0% | 1 | 20.87% | 8.143% | 0% | 1 | 41.25% | 10.97% | 0% | 1 | 24.41% | 8.525% | 0% | 1 | 3.741% | 6.694% | 0% | 1 | 8.688% | 0% | 1 |  |  |  |  | 2.57% | [5 empty] | 24.36% | 30.11% | 54.47% | 5 | 13.82% | 3.998% | 0% | 1 | 31.52% | 5.031% | 0% | 1 | 20.05% | 4.31% | 0% | 1 | 46.06% | 6.388% | 0% | 1 | 21.24% | 4.375% | 0% | 1 | 2.785% | 3.544% | 0% | 1 | 7.307% | 0% | 1 |  |  |  |  | 1.972% | [5 empty] | 32.27% | 25.24% | 57.5% | 4 | 29.74% | 2.609% | 0% | 1 | 38.33% | 2.972% | 0% | 1 | 26.74% | 2.502% | 0% | 1 | 63.7% | 5.05% | 0% | 2 | 33.62% | 2.761% | 0% | 1 | 3.07% | 1.891% | 0% | 1
75 | Arcogen | Greater_LA | 0 | 0 | 0 | 0% | 0% | 1 |  |  |  |  | 0% | [5 empty] | 0.7993% | 0% | 0.7993% | 1 | 0.01645% | 0% | 0% | 1 | 2.751% | 0% | 0% | 1 | 59.25% | 0% | 0% | 2 | 59.26% | 0% | 0% | 2 | 0% | 0% | 0% | 1 | 0.2108% | 0% | 0% | 1 | 0% | 0% | 1 |  |  |  |  | 0% | [5 empty] | 2.239% | 0% | 2.239% | 1 | 0.1764% | 0% | 0% | 1 | 11.48% | 0% | 0% | 1 | 61.58% | 0% | 0% | 2 | 61.76% | 0% | 0% | 2 | 0% | 0% | 0% | 1 | 0.4406% | 0% | 0% | 1 | 0% | 0% | 1 |  |  |  |  | 0% | [5 empty] | 1.522% | 0% | 1.522% | 1 | 0.1199% | 0% | 0% | 1 | 13.44% | 0% | 0% | 1 | 72.83% | 0% | 0% | 3 | 72.95% | 0% | 0% | 3 | 0% | 0% | 0% | 1 | 1.289% | 0% | 0% | 1 | 0% | 0% | 1 |  |  |  |  | 0% | [5 empty] | 1.673% | 3.522% | 5.195% | 2 | 0.5443% | 0% | 0% | 1 | 13.94% | 0% | 0% | 1 | 73.45% | 0% | 0% | 3 | 74% | 0% | 0% | 3 | 1.95% | 0% | 0% | 1 | 3.235% | 0% | 0% | 1
76 | Bailey | Tehachapi | 0 | 0 | 0 | 0% | 0% | 1 |  |  |  |  | 1.452% | [5 empty] | 86.07% | 0% | 86.07% | 5 | 61.32% | 0% | 0% | 2 | 53.32% | 0% | 0% | 2 | 45.69% | 0% | 0% | 1 | 93.47% | 0% | 0% | 4 | 48.59% | 0% | 0% | 1 | 2.589% | 0% | 0% | 1 | 0% | 0% | 1 |  |  |  |  | 1.55% | [5 empty] | 74.92% | 3.525% | 78.45% | 5 | 56.48% | 0% | 0% | 2 | 49.29% | 0% | 0% | 1 | 36.24% | 0% | 0% | 1 | 87.09% | 0% | 0% | 3 | 41% | 0% | 0% | 1 | 2.289% | 0% | 0% | 1 | 0% | 0% | 1 |  |  |  |  | 0.938% | [5 empty] | 66.53% | 10.26% | 76.79% | 5 | 51.91% | 0% | 0% | 2 | 36.45% | 0% | 0% | 1 | 27.86% | 0% | 0% | 1 | 75.88% | 0% | 0% | 3 | 42.52% | 0% | 0% | 1 | 3.267% | 0% | 0% | 1 | 0% | 0% | 1 |  |  |  |  | 1.77% | [5 empty] | 48.31% | 27.12% | 75.43% | 5 | 44% | 0% | 0% | 1 | 30.98% | 0% | 0% | 1 | 26.54% | 0% | 0% | 1 | 68.18% | 0% | 0% | 2 | 37.72% | 0% | 0% | 1 | 3.843% | 0% | 0% | 1
77 | Center | Greater_LA | 0 | 0 | 0 | 0% | 0% | 1 |  |  |  |  | 0% | [5 empty] | 0% | 0% | 0% | 1 | 0% | 0% | 0% | 1 | 0% | 0% | 0% | 1 | 0% | 0% | 0% | 1 | 0% | 0% | 0% | 1 | 0% | 0% | 0% | 1 | 0% | 0% | 0% | 1 | 0% | 0% | 1 |  |  |  |  | 0% | [5 empty] | 0% | 0% | 0% | 1 | 0% | 0% | 0% | 1 | 14.02% | 0% | 0% | 1 | 52.09% | 0% | 0% | 2 | 52.09% | 0% | 0% | 2 | 0% | 0% | 0% | 1 | 0.5809% | 0% | 0% | 1 | 0% | 0% | 1 |  |  |  |  | 0% | [5 empty] | 0.4913% | 0% | 0.4913% | 1 | 0.02882% | 0% | 0% | 1 | 9.221% | 0% | 0% | 1 | 71.15% | 0% | 0% | 3 | 71.18% | 0% | 0% | 3 | 0% | 0% | 0% | 1 | 0.4209% | 0% | 0% | 1 | 0% | 0% | 1 |  |  |  |  | 0% | [5 empty] | 1.245% | 20.34% | 21.58% | 4 | 3.96% | 0% | 0% | 1 | 12.62% | 0% | 0% | 1 | 66% | 0% | 0% | 2 | 68.41% | 0% | 0% | 2 | 18.39% | 0% | 0% | 1 | 6.931% | 0% | 0% | 1
78 | Del Amo | Greater_LA | 0 | 0 | 0 | 0% | 0% | 1 |  |  |  |  | 0% | [5 empty] | 0% | 0% | 0% | 1 | 0% | 0% | 0% | 1 | 20.53% | 0% | 0% | 1 | 40.59% | 0% | 0% | 1 | 40.59% | 0% | 0% | 1 | 0% | 0% | 0% | 1 | 0.8% | 0% | 0% | 1 | 0% | 0% | 1 |  |  |  |  | 0% | [5 empty] | 0% | 0% | 0% | 1 | 0% | 0% | 0% | 1 | 8.714% | 0% | 0% | 1 | 72.44% | 0% | 0% | 3 | 72.44% | 0% | 0% | 3 | 0% | 0% | 0% | 1 | 0.6722% | 0% | 0% | 1 | 0% | 0% | 1 |  |  |  |  | 0% | [5 empty] | 1.286% | 0% | 1.286% | 1 | 0.1013% | 0% | 0% | 1 | 14.06% | 0% | 0% | 1 | 76.68% | 0% | 0% | 3 | 76.78% | 0% | 0% | 3 | 0% | 0% | 0% | 1 | 3.482% | 0% | 0% | 1 | 0% | 0% | 1 |  |  |  |  | 0% | [5 empty] | 1.36% | 3.873% | 5.233% | 2 | 2.743% | 0% | 0% | 1 | 15.33% | 0% | 0% | 1 | 74.84% | 0% | 0% | 3 | 77.58% | 0% | 0% | 3 | 1.972% | 0% | 0% | 1 | 3.281% | 0% | 0% | 1
79 | El Nido | Greater_LA | 0 | 0 | 0 | 0% | 0% | 1 |  |  |  |  | 0% | [5 empty] | 21.71% | 0% | 21.71% | 2 | 2.863% | 0% | 0% | 1 | 30.28% | 0% | 0% | 1 | 54.56% | 0% | 0% | 2 | 57.42% | 0% | 0% | 2 | 0% | 0% | 0% | 1 | 0.1711% | 0% | 0% | 1 | 0% | 0% | 1 |  |  |  |  | 0% | [5 empty] | 2.905% | 0% | 2.905% | 1 | 0.2165% | 0% | 0% | 1 | 2.514% | 0% | 0% | 1 | 55.68% | 0% | 0% | 2 | 55.9% | 0% | 0% | 2 | 0% | 0% | 0% | 1 | 0.1421% | 0% | 0% | 1 | 0% | 0% | 1 |  |  |  |  | 0% | [5 empty] | 3.289% | 0.7311% | 4.02% | 2 | 1.002% | 0% | 0% | 1 | 5.863% | 0% | 0% | 1 | 57.79% | 0% | 0% | 2 | 58.8% | 0% | 0% | 2 | 0% | 0% | 0% | 1 | 0.2148% | 0% | 0% | 1 | 0% | 0% | 1 |  |  |  |  | 0% | [5 empty] | 1.821% | 12.09% | 13.91% | 3 | 0.6726% | 0% | 0% | 1 | 14.54% | 0% | 0% | 1 | 64.28% | 0% | 0% | 2 | 64.95% | 0% | 0% | 2 | 0% | 0% | 0% | 1 | 2.44% | 0% | 0% | 1
80 | Goodrich | Greater_LA | 0 | 0 | 0 | 0% | 0% | 1 |  |  |  |  | 0% | [5 empty] | 0% | 0% | 0% | 1 | 0% | 0% | 0% | 1 | 0% | 0% | 0% | 1 | 0% | 0% | 0% | 1 | 0% | 0% | 0% | 1 | 0% | 0% | 0% | 1 | 0% | 0% | 0% | 1 | 0% | 0% | 1 |  |  |  |  | 0% | [5 empty] | 0% | 100% | 100% | 5 | 0% | 0% | 0% | 1 | 0.1447% | 0% | 0% | 1 | 17.26% | 0% | 0% | 1 | 17.26% | 0% | 0% | 1 | 96.41% | 0% | 0% | 5 | 23.82% | 0% | 0% | 1 | 0% | 0% | 1 |  |  |  |  | 0.2819% | [5 empty] | 0% | 100% | 100% | 5 | 45.49% | 0% | 0% | 1 | 0.03007% | 0% | 0% | 1 | 30.86% | 0% | 0% | 1 | 55.17% | 0% | 0% | 2 | 81.63% | 0% | 0% | 3 | 19.16% | 0% | 0% | 1 | 0% | 0% | 1 |  |  |  |  | 0.09191% | [5 empty] | 14.15% | 58.12% | 72.27% | 5 | 23.09% | 0% | 0% | 1 | 49.07% | 0% | 0% | 1 | 49.5% | 0% | 0% | 1 | 69.57% | 0% | 0% | 2 | 31.98% | 0% | 0% | 1 | 3.851% | 0% | 0% | 1
81 | Gould | Greater_LA | 0 | 0 | 0 | 0% | 0% | 1 |  |  |  |  | 0% | [5 empty] | 0% | 100% | 100% | 5 | 23.8% | 0% | 0% | 1 | 0.09936% | 0% | 0% | 1 | 36.11% | 0% | 0% | 1 | 36.11% | 0% | 0% | 1 | 99.03% | 0% | 0% | 5 | 26.58% | 0% | 0% | 1 | 0% | 0% | 1 |  |  |  |  | 0.4601% | [5 empty] | 0% | 100% | 100% | 5 | 48.73% | 0% | 0% | 1 | 0.02517% | 0% | 0% | 1 | 25.8% | 0% | 0% | 1 | 56.8% | 0% | 0% | 2 | 75.11% | 0% | 0% | 3 | 15.89% | 0% | 0% | 1 | 0% | 0% | 1 |  |  |  |  | 0.239% | [5 empty] | 0% | 100% | 100% | 5 | 31.5% | 0% | 0% | 1 | 0.01307% | 0% | 0% | 1 | 13.42% | 0% | 0% | 1 | 35.71% | 0% | 0% | 1 | 48.84% | 0% | 0% | 1 | 10.16% | 0% | 0% | 1 | 0% | 0% | 1 |  |  |  |  | 0.4186% | [5 empty] | 8.577% | 68.83% | 77.4% | 5 | 19.9% | 0% | 0% | 1 | 36.98% | 0% | 0% | 1 | 33.55% | 0% | 0% | 1 | 57.09% | 0% | 0% | 2 | 39.21% | 0% | 0% | 1 | 5.313% | 0% | 0% | 1
82 | Harborgen | Greater_LA | 0 | 0 | 0 | 0% | 0% | 1 |  |  |  |  | 0% | [5 empty] | 0.1538% | 0% | 0.1538% | 1 | 0% | 0% | 0% | 1 | 8.219% | 0% | 0% | 1 | 61.46% | 0% | 0% | 2 | 61.46% | 0% | 0% | 2 | 0% | 0% | 0% | 1 | 0.4327% | 0% | 0% | 1 | 0% | 0% | 1 |  |  |  |  | 0% | [5 empty] | 1.908% | 0% | 1.908% | 1 | 0.1504% | 0% | 0% | 1 | 9.785% | 0% | 0% | 1 | 66.95% | 0% | 0% | 2 | 67.1% | 0% | 0% | 2 | 0% | 0% | 0% | 1 | 0.4545% | 0% | 0% | 1 | 0% | 0% | 1 |  |  |  |  | 0% | [5 empty] | 1.365% | 0% | 1.365% | 1 | 0.1076% | 0% | 0% | 1 | 15.73% | 0% | 0% | 1 | 75.5% | 0% | 0% | 3 | 75.61% | 0% | 0% | 3 | 0% | 0% | 0% | 1 | 3.51% | 0% | 0% | 1 | 0% | 0% | 1 |  |  |  |  | 0% | [5 empty] | 1.709% | 3.931% | 5.639% | 2 | 0.478% | 0% | 0% | 1 | 13.86% | 0% | 0% | 1 | 72.88% | 0% | 0% | 3 | 73.36% | 0% | 0% | 3 | 2.677% | 0% | 0% | 1 | 3.208% | 0% | 0% | 1
83 | Hinson | Greater_LA | 0 | 0 | 0 | 0% | 0% | 1 |  |  |  |  | 0% | [5 empty] | 0.08526% | 0% | 0.08526% | 1 | 0% | 0% | 0% | 1 | 4.469% | 0% | 0% | 1 | 59.96% | 0% | 0% | 2 | 59.96% | 0% | 0% | 2 | 0% | 0% | 0% | 1 | 0.2664% | 0% | 0% | 1 | 0% | 0% | 1 |  |  |  |  | 0% | [5 empty] | 2.165% | 0% | 2.165% | 1 | 0.1706% | 0% | 0% | 1 | 11.1% | 0% | 0% | 1 | 62.67% | 0% | 0% | 2 | 62.84% | 0% | 0% | 2 | 0% | 0% | 0% | 1 | 0.5156% | 0% | 0% | 1 | 0% | 0% | 1 |  |  |  |  | 0% | [5 empty] | 1.458% | 0% | 1.458% | 1 | 0.1149% | 0% | 0% | 1 | 16.79% | 0% | 0% | 1 | 73.88% | 0% | 0% | 3 | 73.99% | 0% | 0% | 3 | 0% | 0% | 0% | 1 | 1.83% | 0% | 0% | 1 | 0% | 0% | 1 |  |  |  |  | 0% | [5 empty] | 1.763% | 1.268% | 3.031% | 2 | 0.5039% | 0% | 0% | 1 | 14.27% | 0% | 0% | 1 | 75.19% | 0% | 0% | 3 | 75.69% | 0% | 0% | 3 | 0.7498% | 0% | 0% | 1 | 3.311% | 0% | 0% | 1
84 | La Cienega | Greater_LA | 0 | 0 | 0 | 0% | 0% | 1 |  |  |  |  | 0% | [5 empty] | 0.1342% | 0% | 0.1342% | 1 | 0.7167% | 0% | 0% | 1 | 51.7% | 0% | 0% | 2 | 59.15% | 0% | 0% | 2 | 59.86% | 0% | 0% | 2 | 0% | 0% | 0% | 1 | 0.2921% | 0% | 0% | 1 | 0% | 0% | 1 |  |  |  |  | 0% | [5 empty] | 22.18% | 4.104% | 26.29% | 2 | 11.54% | 0% | 0% | 1 | 26.24% | 0% | 0% | 1 | 47.28% | 0% | 0% | 1 | 58.82% | 0% | 0% | 2 | 0% | 0% | 0% | 1 | 0.278% | 0% | 0% | 1 | 0% | 0% | 1 |  |  |  |  | 0% | [5 empty] | 5.01% | 2.018% | 7.028% | 2 | 1.529% | 0% | 0% | 1 | 3.208% | 0% | 0% | 1 | 56.34% | 0% | 0% | 2 | 57.87% | 0% | 0% | 2 | 0% | 0% | 0% | 1 | 0.2077% | 0% | 0% | 1 | 0% | 0% | 1 |  |  |  |  | 0.07994% | [5 empty] | 0.8103% | 73.09% | 73.9% | 5 | 43.93% | 0% | 0% | 1 | 3.392% | 0% | 0% | 1 | 27.05% | 0% | 0% | 1 | 62.9% | 0% | 0% | 2 | 50.9% | 0% | 0% | 2 | 10.89% | 0% | 0% | 1
85 | La Fresa | Greater_LA | 0 | 0 | 0 | 0% | 0% | 1 |  |  |  |  | 0% | [5 empty] | 5.696% | 0% | 5.696% | 1 | 0.4488% | 0% | 0% | 1 | 2.298% | 0% | 0% | 1 | 72.04% | 0% | 0% | 3 | 72.49% | 0% | 0% | 3 | 0% | 0% | 0% | 1 | 0.02682% | 0% | 0% | 1 | 0% | 0% | 1 |  |  |  |  | 0% | [5 empty] | 2.584% | 0% | 2.584% | 1 | 0.2036% | 0% | 0% | 1 | 3.339% | 0% | 0% | 1 | 55.79% | 0% | 0% | 2 | 56% | 0% | 0% | 2 | 0% | 0% | 0% | 1 | 0.2256% | 0% | 0% | 1 | 0% | 0% | 1 |  |  |  |  | 0% | [5 empty] | 2.872% | 0.197% | 3.069% | 2 | 0.5767% | 0% | 0% | 1 | 12.71% | 0% | 0% | 1 | 60.95% | 0% | 0% | 2 | 61.52% | 0% | 0% | 2 | 0% | 0% | 0% | 1 | 0.4458% | 0% | 0% | 1 | 0% | 0% | 1 |  |  |  |  | 0% | [5 empty] | 1.64% | 10.29% | 11.93% | 3 | 0.6058% | 0% | 0% | 1 | 13.23% | 0% | 0% | 1 | 67.86% | 0% | 0% | 2 | 68.47% | 0% | 0% | 2 | 0.5378% | 0% | 0% | 1 | 3.908% | 0% | 0% | 1
86 | Laguna Bell | Greater_LA | 0 | 0 | 0 | 0% | 0% | 1 |  |  |  |  | 0% | [5 empty] | 0% | 0% | 0% | 1 | 0% | 0% | 0% | 1 | 0% | 0% | 0% | 1 | 0% | 0% | 0% | 1 | 0% | 0% | 0% | 1 | 0% | 0% | 0% | 1 | 0% | 0% | 0% | 1 | 0% | 0% | 1 |  |  |  |  | 0% | [5 empty] | 0% | 0% | 0% | 1 | 0% | 0% | 0% | 1 | 12.66% | 0% | 0% | 1 | 31.25% | 0% | 0% | 1 | 31.25% | 0% | 0% | 1 | 0% | 0% | 0% | 1 | 3.421% | 0% | 0% | 1 | 0% | 0% | 1 |  |  |  |  | 0% | [5 empty] | 0.5619% | 0% | 0.5619% | 1 | 0.03739% | 0% | 0% | 1 | 13.04% | 0% | 0% | 1 | 62.66% | 0% | 0% | 2 | 62.7% | 0% | 0% | 2 | 0% | 0% | 0% | 1 | 0.4531% | 0% | 0% | 1 | 0% | 0% | 1 |  |  |  |  | 0% | [5 empty] | 0.9323% | 46.39% | 47.32% | 5 | 23.8% | 0% | 0% | 1 | 8.495% | 0% | 0% | 1 | 54.84% | 0% | 0% | 2 | 69.22% | 0% | 0% | 2 | 39.14% | 0% | 0% | 1 | 9.14% | 0% | 0% | 1
87 | Lighthipe | Greater_LA | 0 | 0 | 0 | 0% | 0% | 1 |  |  |  |  | 0% | [5 empty] | 0% | 0% | 0% | 1 | 0% | 0% | 0% | 1 | 1.622% | 0% | 0% | 1 | 42.48% | 0% | 0% | 1 | 42.48% | 0% | 0% | 1 | 0% | 0% | 0% | 1 | 0.3526% | 0% | 0% | 1 | 0% | 0% | 1 |  |  |  |  | 0% | [5 empty] | 0.658% | 0% | 0.658% | 1 | 0.03798% | 0% | 0% | 1 | 11.68% | 0% | 0% | 1 | 62.52% | 0% | 0% | 2 | 62.55% | 0% | 0% | 2 | 0% | 0% | 0% | 1 | 0.4494% | 0% | 0% | 1 | 0% | 0% | 1 |  |  |  |  | 0% | [5 empty] | 1.55% | 0% | 1.55% | 1 | 0.1222% | 0% | 0% | 1 | 11.95% | 0% | 0% | 1 | 72.46% | 0% | 0% | 3 | 72.58% | 0% | 0% | 3 | 0% | 0% | 0% | 1 | 1.243% | 0% | 0% | 1 | 0% | 0% | 1 |  |  |  |  | 0% | [5 empty] | 1.663% | 4.163% | 5.826% | 2 | 3.091% | 0% | 0% | 1 | 15.13% | 0% | 0% | 1 | 74.38% | 0% | 0% | 3 | 77.48% | 0% | 0% | 3 | 1.964% | 0% | 0% | 1 | 3.272% | 0% | 0% | 1
88 | Mesa (SCE) | Greater_LA | 0 | 0 | 0 | 0% | 0% | 1 |  |  |  |  | 0% | [5 empty] | 0% | 0% | 0% | 1 | 0% | 0% | 0% | 1 | 0% | 0% | 0% | 1 | 0% | 0% | 0% | 1 | 0% | 0% | 0% | 1 | 0% | 0% | 0% | 1 | 0% | 0% | 0% | 1 | 0% | 0% | 1 |  |  |  |  | 0% | [5 empty] | 0% | 0% | 0% | 1 | 0% | 0% | 0% | 1 | 0% | 0% | 0% | 1 | 0% | 0% | 0% | 1 | 0% | 0% | 0% | 1 | 0% | 0% | 0% | 1 | 0% | 0% | 0% | 1 | 0% | 0% | 1 |  |  |  |  | 0% | [5 empty] | 0% | 0.7103% | 0.7103% | 2 | 0% | 0% | 0% | 1 | 9.458% | 0% | 0% | 1 | 38.91% | 0% | 0% | 1 | 38.91% | 0% | 0% | 1 | 0.7103% | 0% | 0% | 1 | 1.166% | 0% | 0% | 1 | 0% | 0% | 1 |  |  |  |  | 0.191% | [5 empty] | 0.7274% | 62.35% | 63.08% | 5 | 22.18% | 0% | 0% | 1 | 14.53% | 0% | 0% | 1 | 47.63% | 0% | 0% | 1 | 62.38% | 0% | 0% | 2 | 37.47% | 0% | 0% | 1 | 8.921% | 0% | 0% | 1
89 | Olinda | Greater_LA | 0 | 0 | 0 | 0% | 0% | 1 |  |  |  |  | 0% | [5 empty] | 0% | 0% | 0% | 1 | 0% | 0% | 0% | 1 | 0% | 0% | 0% | 1 | 0% | 0% | 0% | 1 | 0% | 0% | 0% | 1 | 0% | 0% | 0% | 1 | 0% | 0% | 0% | 1 | 0% | 0% | 1 |  |  |  |  | 0% | [5 empty] | 0% | 100% | 100% | 5 | 91.09% | 0% | 0% | 4 | 8.915% | 0% | 0% | 1 | 8.915% | 0% | 0% | 1 | 100% | 0% | 0% | 5 | 55.5% | 0% | 0% | 2 | 2.47% | 0% | 0% | 1 | 0% | 0% | 1 |  |  |  |  | 0% | [5 empty] | 0% | 14.99% | 14.99% | 3 | 10.15% | 0% | 0% | 1 | 27.98% | 0% | 0% | 1 | 86% | 0% | 0% | 3 | 96.15% | 0% | 0% | 5 | 7.632% | 0% | 0% | 1 | 1.076% | 0% | 0% | 1 | 0% | 0% | 1 |  |  |  |  | 0% | [5 empty] | 0.3906% | 7.585% | 7.976% | 2 | 5.55% | 0% | 0% | 1 | 14.34% | 0% | 0% | 1 | 73.89% | 0% | 0% | 3 | 78.51% | 0% | 0% | 3 | 5.244% | 0% | 0% | 1 | 3.6% | 0% | 0% | 1
90 | Pardee | Tehachapi | 0 | 0 | 0 | 0% | 0% | 1 |  |  |  |  | 1.931% | [5 empty] | 8.543% | 91.36% | 99.91% | 5 | 68.53% | 0% | 0% | 2 | 0.5141% | 0% | 0% | 1 | 8.037% | 0% | 0% | 1 | 73.56% | 0% | 0% | 3 | 61.58% | 0% | 0% | 2 | 9.501% | 0% | 0% | 1 | 0% | 0% | 1 |  |  |  |  | 3.281% | [5 empty] | 16.9% | 82.92% | 99.82% | 5 | 66.42% | 0% | 0% | 2 | 1.763% | 0% | 0% | 1 | 4.152% | 0% | 0% | 1 | 69.23% | 0% | 0% | 2 | 56.66% | 0% | 0% | 2 | 11.02% | 0% | 0% | 1 | 0% | 0% | 1 |  |  |  |  | 2.086% | [5 empty] | 19.53% | 80.35% | 99.89% | 5 | 54.18% | 0% | 0% | 2 | 5.762% | 0% | 0% | 1 | 9.189% | 0% | 0% | 1 | 62.87% | 0% | 0% | 2 | 55.22% | 0% | 0% | 2 | 9.528% | 0% | 0% | 1 | 0% | 0% | 1 |  |  |  |  | 1.748% | [5 empty] | 32.99% | 46.55% | 79.55% | 5 | 38% | 0% | 0% | 1 | 24.06% | 0% | 0% | 1 | 18.3% | 0% | 0% | 1 | 60.81% | 0% | 0% | 2 | 37.53% | 0% | 0% | 1 | 5.653% | 0% | 0% | 1
91 | Rio Hondo | Greater_LA | 0 | 0 | 0 | 0% | 0% | 1 |  |  |  |  | 0% | [5 empty] | 0% | 0% | 0% | 1 | 0% | 0% | 0% | 1 | 0% | 0% | 0% | 1 | 0% | 0% | 0% | 1 | 0% | 0% | 0% | 1 | 0% | 0% | 0% | 1 | 0% | 0% | 0% | 1 | 0% | 0% | 1 |  |  |  |  | 0% | [5 empty] | 0% | 100% | 100% | 5 | 0% | 0% | 0% | 1 | 0% | 0% | 0% | 1 | 0% | 0% | 0% | 1 | 0% | 0% | 0% | 1 | 100% | 0% | 0% | 5 | 0% | 0% | 0% | 1 | 0% | 0% | 1 |  |  |  |  | 0% | [5 empty] | 0% | 100% | 100% | 5 | 0.01921% | 0% | 0% | 1 | 0.1985% | 0% | 0% | 1 | 15.97% | 0% | 0% | 1 | 15.99% | 0% | 0% | 1 | 95.39% | 0% | 0% | 5 | 19.2% | 0% | 0% | 1 | 0% | 0% | 1 |  |  |  |  | 0.09604% | [5 empty] | 19.28% | 49.23% | 68.51% | 5 | 30.39% | 0% | 0% | 1 | 58.53% | 0% | 0% | 2 | 61.43% | 0% | 0% | 2 | 77.43% | 0% | 0% | 3 | 33.55% | 0% | 0% | 1 | 4.145% | 0% | 0% | 1
92 | Saugus | Tehachapi | 0 | 0 | 0 | 0% | 0% | 1 |  |  |  |  | 1.641% | [5 empty] | 4.37% | 95.6% | 99.97% | 5 | 66.99% | 0% | 0% | 2 | 0% | 0% | 0% | 1 | 9.305% | 0% | 0% | 1 | 72.82% | 0% | 0% | 3 | 60.7% | 0% | 0% | 2 | 8.422% | 0% | 0% | 1 | 0% | 0% | 1 |  |  |  |  | 3.361% | [5 empty] | 14.99% | 84.83% | 99.82% | 5 | 66.67% | 0% | 0% | 2 | 1.806% | 0% | 0% | 1 | 4.252% | 0% | 0% | 1 | 69.55% | 0% | 0% | 2 | 56.31% | 0% | 0% | 2 | 10.99% | 0% | 0% | 1 | 0% | 0% | 1 |  |  |  |  | 2.281% | [5 empty] | 15.97% | 83.91% | 99.88% | 5 | 57.33% | 0% | 0% | 2 | 4.033% | 0% | 0% | 1 | 8.299% | 0% | 0% | 1 | 64.49% | 0% | 0% | 2 | 54.71% | 0% | 0% | 2 | 10.22% | 0% | 0% | 1 | 0% | 0% | 1 |  |  |  |  | 1.816% | [5 empty] | 30.87% | 48.42% | 79.29% | 5 | 36.94% | 0% | 0% | 1 | 23.71% | 0% | 0% | 1 | 17.65% | 0% | 0% | 1 | 60.31% | 0% | 0% | 2 | 37.68% | 0% | 0% | 1 | 5.737% | 0% | 0% | 1
93 | Vincent | Tehachapi | 0 | 0 | 0 | 0% | 0% | 1 |  |  |  |  | 0.5284% | [5 empty] | 6.892% | 85.87% | 92.77% | 5 | 8.946% | 0% | 0% | 1 | 31.93% | 0% | 0% | 1 | 30.97% | 0% | 0% | 1 | 42.88% | 0% | 0% | 1 | 35.22% | 0% | 0% | 1 | 3.95% | 0% | 0% | 1 | 0% | 0% | 1 |  |  |  |  | 1.246% | [5 empty] | 8.395% | 56.14% | 64.53% | 5 | 10.88% | 0% | 0% | 1 | 45.3% | 0% | 0% | 1 | 35.73% | 0% | 0% | 1 | 57.32% | 0% | 0% | 2 | 31.9% | 0% | 0% | 1 | 3.729% | 0% | 0% | 1 | 0% | 0% | 1 |  |  |  |  | 3.491% | [5 empty] | 6.899% | 46.09% | 52.99% | 5 | 9.159% | 0% | 0% | 1 | 41.78% | 0% | 0% | 1 | 28.48% | 0% | 0% | 1 | 52.58% | 0% | 0% | 2 | 30.63% | 0% | 0% | 1 | 3.636% | 0% | 0% | 1 | 0% | 0% | 1 |  |  |  |  | 2.236% | [5 empty] | 10.76% | 30.33% | 41.08% | 5 | 17.45% | 0% | 0% | 1 | 41.42% | 0% | 0% | 1 | 27.01% | 0% | 0% | 1 | 55.4% | 0% | 0% | 2 | 31.32% | 0% | 0% | 1 | 3.139% | 0% | 0% | 1
94 | Borden | Central_Valley_North_Los_Banos | 0 | 0 | 0 | 0% | 0% | 1 |  |  |  |  | 48.84% | [5 empty] | 0% | 0% | 0% | 1 | 23.19% | 0% | 0% | 1 | 32.56% | 0% | 0% | 1 | 40.19% | 0% | 0% | 1 | 50.91% | 0% | 0% | 2 | 8.474% | 0% | 0% | 1 | 16.28% | 0% | 0% | 1 | 0% | 0% | 1 |  |  |  |  | 49.92% | [5 empty] | 0% | 0% | 0% | 1 | 23.25% | 0% | 0% | 1 | 26.46% | 0% | 0% | 1 | 33.47% | 0% | 0% | 1 | 45.9% | 0% | 0% | 1 | 5.96% | 0% | 0% | 1 | 12.04% | 0% | 0% | 1 | 0% | 0% | 1 |  |  |  |  | 38.3% | [5 empty] | 0% | 0% | 0% | 1 | 29.83% | 0% | 0% | 1 | 26.55% | 0% | 0% | 1 | 32.9% | 0% | 0% | 1 | 48.25% | 0% | 0% | 1 | 5.59% | 0% | 0% | 1 | 13.32% | 0% | 0% | 1 | 0% | 0% | 1 |  |  |  |  | 34.82% | [5 empty] | 0% | 0% | 0% | 1 | 36.41% | 0% | 0% | 1 | 20.57% | 0% | 0% | 1 | 24.99% | 0% | 0% | 1 | 48.04% | 0% | 0% | 1 | 7.384% | 0% | 0% | 1 | 10.92% | 0% | 0% | 1
95 | Dairyland | Central_Valley_North_Los_Banos | 0 | 0 | 0 | 0% | 0% | 1 |  |  |  |  | 28.09% | [5 empty] | 0% | 0% | 0% | 1 | 40% | 0% | 0% | 1 | 8.198% | 0% | 0% | 1 | 11.17% | 0% | 0% | 1 | 45.35% | 0% | 0% | 1 | 0.1142% | 0% | 0% | 1 | 5.882% | 0% | 0% | 1 | 0% | 0% | 1 |  |  |  |  | 27.47% | [5 empty] | 0% | 0% | 0% | 1 | 51.01% | 0% | 0% | 2 | 23.94% | 0% | 0% | 1 | 30.41% | 0% | 0% | 1 | 61.41% | 0% | 0% | 2 | 4.035% | 0% | 0% | 1 | 15.25% | 0% | 0% | 1 | 0% | 0% | 1 |  |  |  |  | 29.91% | [5 empty] | 0% | 0% | 0% | 1 | 49.31% | 0% | 0% | 1 | 24.48% | 0% | 0% | 1 | 30.26% | 0% | 0% | 1 | 58.78% | 0% | 0% | 2 | 8.528% | 0% | 0% | 1 | 13.49% | 0% | 0% | 1 | 0% | 0% | 1 |  |  |  |  | 32.16% | [5 empty] | 0% | 0% | 0% | 1 | 42.15% | 0% | 0% | 1 | 25.36% | 0% | 0% | 1 | 32.54% | 0% | 0% | 1 | 55.81% | 0% | 0% | 2 | 11.49% | 0% | 0% | 1 | 13.37% | 0% | 0% | 1
96 | Gregg | Central_Valley_North_Los_Banos | 0 | 0 | 10 | 0% | 0% | 1 |  |  |  |  | 62.57% | [5 empty] | 0% | 0% | 0% | 1 | 10.22% | 0% | 0% | 1 | 20.44% | 0% | 0% | 1 | 23.14% | 0% | 0% | 1 | 32.89% | 0% | 0% | 1 | 6.146% | 0% | 0% | 1 | 9.927% | 0% | 0% | 1 | 0% | 0% | 1 |  |  |  |  | 58.07% | [5 empty] | 0% | 0% | 0% | 1 | 15.01% | 0% | 0% | 1 | 22.01% | 0% | 0% | 1 | 26.78% | 0% | 0% | 1 | 35.04% | 0% | 0% | 1 | 4.909% | 0% | 0% | 1 | 9.869% | 0% | 0% | 1 | 0% | 0% | 1 |  |  |  |  | 46.7% | [5 empty] | 0% | 0% | 0% | 1 | 17.5% | 0% | 0% | 1 | 22.7% | 0% | 0% | 1 | 27.9% | 0% | 0% | 1 | 36.96% | 0% | 0% | 1 | 3.89% | 0% | 0% | 1 | 9.21% | 0% | 0% | 1 | 0% | 0% | 1 |  |  |  |  | 35.11% | [5 empty] | 0% | 0% | 0% | 1 | 32.94% | 0% | 0% | 1 | 18.26% | 0% | 0% | 1 | 22.26% | 0% | 0% | 1 | 43.41% | 0% | 0% | 1 | 5.628% | 0% | 0% | 1 | 9.951% | 0% | 0% | 1
97 | Newhall | Central_Valley_North_Los_Banos | 0 | 0 | 0 | 0% | 0% | 1 |  |  |  |  | 16.46% | [5 empty] | 0% | 0% | 0% | 1 | 61.14% | 0% | 0% | 2 | 12.8% | 0% | 0% | 1 | 22.79% | 0% | 0% | 1 | 67.86% | 0% | 0% | 2 | 5.399% | 0% | 0% | 1 | 17% | 0% | 0% | 1 | 0% | 0% | 1 |  |  |  |  | 28.11% | [5 empty] | 0% | 0% | 0% | 1 | 38.61% | 0% | 0% | 1 | 9.566% | 0% | 0% | 1 | 17.15% | 0% | 0% | 1 | 47.55% | 0% | 0% | 1 | 2.38% | 0% | 0% | 1 | 8.877% | 0% | 0% | 1 | 0% | 0% | 1 |  |  |  |  | 32.86% | [5 empty] | 0% | 0% | 0% | 1 | 33.79% | 0% | 0% | 1 | 10.31% | 0% | 0% | 1 | 15.73% | 0% | 0% | 1 | 43.25% | 0% | 0% | 1 | 1.601% | 0% | 0% | 1 | 7.144% | 0% | 0% | 1 | 0% | 0% | 1 |  |  |  |  | 35.66% | [5 empty] | 0% | 0% | 0% | 1 | 34.68% | 0% | 0% | 1 | 19.1% | 0% | 0% | 1 | 24.36% | 0% | 0% | 1 | 45.47% | 0% | 0% | 1 | 4.668% | 0% | 0% | 1 | 9.7% | 0% | 0% | 1
98 | Ignacio | Mendocino_Marin | 0 | 0 | 0 | 0% | 0% | 1 |  |  |  |  | 0.5933% | [5 empty] | 47.59% | 39.27% | 86.86% | 5 | 71.96% | 0% | 0% | 3 | 40.81% | 0% | 0% | 1 | 65.69% | 0% | 0% | 2 | 90.51% | 0% | 0% | 4 | 60.04% | 0% | 0% | 2 | 6.3% | 0% | 0% | 1 | 0% | 0% | 1 |  |  |  |  | 0.7265% | [5 empty] | 48.37% | 19.48% | 67.86% | 3 | 62.89% | 0% | 0% | 2 | 40.9% | 0% | 0% | 1 | 69.33% | 0% | 0% | 2 | 89.52% | 0% | 0% | 3 | 55.46% | 0% | 0% | 2 | 8.648% | 0% | 0% | 1 | 0% | 0% | 1 |  |  |  |  | 0.6782% | [5 empty] | 57% | 15.58% | 72.58% | 3 | 52.95% | 0% | 0% | 2 | 34.21% | 0% | 0% | 1 | 64.27% | 0% | 0% | 2 | 84.47% | 0% | 0% | 3 | 55.08% | 0% | 0% | 2 | 8.115% | 0% | 0% | 1 | 0% | 0% | 1 |  |  |  |  | 3.065% | [5 empty] | 50.3% | 14.46% | 64.76% | 3 | 57.03% | 0% | 0% | 2 | 27.42% | 0% | 0% | 1 | 51.55% | 0% | 0% | 2 | 82.04% | 0% | 0% | 3 | 54.55% | 0% | 0% | 2 | 9.565% | 0% | 0% | 1
99 | Calpella | Mendocino_Marin | 0 | 0 | 0 | 0% | 0% | 1 |  |  |  |  | 0.2889% | [5 empty] | 97.1% | 2.899% | 100% | 5 | 7.151% | 0% | 0% | 1 | 48.3% | 0% | 0% | 1 | 63.11% | 0% | 0% | 2 | 66.97% | 0% | 0% | 2 | 88.8% | 0% | 0% | 3 | 0.7783% | 0% | 0% | 1 | 0% | 0% | 1 |  |  |  |  | 0.2644% | [5 empty] | 85.43% | 14.33% | 99.76% | 5 | 27.6% | 0% | 0% | 1 | 34.83% | 0% | 0% | 1 | 54.01% | 0% | 0% | 2 | 65.9% | 0% | 0% | 2 | 82.45% | 0% | 0% | 3 | 1.129% | 0% | 0% | 1 | 0% | 0% | 1 |  |  |  |  | 0.1963% | [5 empty] | 88.42% | 11.42% | 99.84% | 5 | 31.74% | 0% | 0% | 1 | 33.71% | 0% | 0% | 1 | 51.13% | 0% | 0% | 2 | 69.12% | 0% | 0% | 2 | 79.04% | 0% | 0% | 3 | 0.9325% | 0% | 0% | 1 | 0% | 0% | 1 |  |  |  |  | 0.3167% | [5 empty] | 82.69% | 15.31% | 98% | 5 | 43.3% | 0% | 0% | 1 | 20.01% | 0% | 0% | 1 | 36.74% | 0% | 0% | 1 | 65.66% | 0% | 0% | 2 | 71.91% | 0% | 0% | 3 | 1.658% | 0% | 0% | 1
100 | Hopland | Mendocino_Marin | 0 | 0 | 0 | 0% | 0% | 1 |  |  |  |  | 0.5649% | [5 empty] | 72.94% | 27.01% | 99.95% | 5 | 76.59% | 0% | 0% | 3 | 22.92% | 0% | 0% | 1 | 32.43% | 0% | 0% | 1 | 83.1% | 0% | 0% | 3 | 79.34% | 0% | 0% | 3 | 0.7764% | 0% | 0% | 1 | 0% | 0% | 1 |  |  |  |  | 0.2592% | [5 empty] | 75.33% | 24.55% | 99.88% | 5 | 60.14% | 0% | 0% | 2 | 27.82% | 0% | 0% | 1 | 38.95% | 0% | 0% | 1 | 80.78% | 0% | 0% | 3 | 80.14% | 0% | 0% | 3 | 0.6927% | 0% | 0% | 1 | 0% | 0% | 1 |  |  |  |  | 1.391% | [5 empty] | 72.29% | 25.03% | 97.32% | 5 | 51.45% | 0% | 0% | 2 | 34.6% | 0% | 0% | 1 | 49.92% | 0% | 0% | 1 | 78.82% | 0% | 0% | 3 | 73.58% | 0% | 0% | 3 | 0.8423% | 0% | 0% | 1 | 0% | 0% | 1 |  |  |  |  | 1.258% | [5 empty] | 73.69% | 23.4% | 97.09% | 5 | 44.49% | 0% | 0% | 1 | 25.92% | 0% | 0% | 1 | 53.24% | 0% | 0% | 2 | 74.13% | 0% | 0% | 3 | 69.23% | 0% | 0% | 2 | 0.8668% | 0% | 0% | 1
101 | Mendocino | Mendocino_Marin | 0 | 0 | 0 | 0% | 0% | 1 |  |  |  |  | 0.2556% | [5 empty] | 82.09% | 17.91% | 100% | 5 | 27.45% | 0% | 0% | 1 | 44.65% | 0% | 0% | 1 | 60.81% | 0% | 0% | 2 | 69.65% | 0% | 0% | 2 | 83.49% | 0% | 0% | 3 | 1.058% | 0% | 0% | 1 | 0% | 0% | 1 |  |  |  |  | 0.2877% | [5 empty] | 81.3% | 18.45% | 99.75% | 5 | 29.67% | 0% | 0% | 1 | 36.94% | 0% | 0% | 1 | 58.13% | 0% | 0% | 2 | 70.72% | 0% | 0% | 3 | 79.47% | 0% | 0% | 3 | 1.173% | 0% | 0% | 1 | 0% | 0% | 1 |  |  |  |  | 0.2006% | [5 empty] | 86.5% | 13.31% | 99.82% | 5 | 34.42% | 0% | 0% | 1 | 31.25% | 0% | 0% | 1 | 49.79% | 0% | 0% | 1 | 70.73% | 0% | 0% | 3 | 79.29% | 0% | 0% | 3 | 1.072% | 0% | 0% | 1 | 0% | 0% | 1 |  |  |  |  | 0.2513% | [5 empty] | 86.77% | 12.11% | 98.88% | 5 | 40.31% | 0% | 0% | 1 | 19.34% | 0% | 0% | 1 | 36.01% | 0% | 0% | 1 | 62.85% | 0% | 0% | 2 | 73.75% | 0% | 0% | 3 | 1.299% | 0% | 0% | 1
102 | Ukiah | Mendocino_Marin | 0 | 0 | 0 | 0% | 0% | 1 |  |  |  |  | 0.1723% | [5 empty] | 100% | 0% | 100% | 5 | 4.065% | 0% | 0% | 1 | 41.83% | 0% | 0% | 1 | 55.68% | 0% | 0% | 2 | 57.97% | 0% | 0% | 2 | 88.85% | 0% | 0% | 3 | 0.9122% | 0% | 0% | 1 | 0% | 0% | 1 |  |  |  |  | 0.275% | [5 empty] | 94.95% | 4.815% | 99.77% | 5 | 24.15% | 0% | 0% | 1 | 37.72% | 0% | 0% | 1 | 49.95% | 0% | 0% | 1 | 65.88% | 0% | 0% | 2 | 85.59% | 0% | 0% | 3 | 0.9666% | 0% | 0% | 1 | 0% | 0% | 1 |  |  |  |  | 0.2559% | [5 empty] | 87.75% | 12.12% | 99.87% | 5 | 35.32% | 0% | 0% | 1 | 31.33% | 0% | 0% | 1 | 49.75% | 0% | 0% | 1 | 68.78% | 0% | 0% | 2 | 80.27% | 0% | 0% | 3 | 0.8561% | 0% | 0% | 1 | 0% | 0% | 1 |  |  |  |  | 0.7031% | [5 empty] | 79.77% | 16.83% | 96.6% | 5 | 44.77% | 0% | 0% | 1 | 20.96% | 0% | 0% | 1 | 38.83% | 0% | 0% | 1 | 67.42% | 0% | 0% | 2 | 69.34% | 0% | 0% | 2 | 1.933% | 0% | 0% | 1
103 | Le Grand | Central_Valley_North_Los_Banos | 0 | 0 | 0 | 0% | 0% | 1 |  |  |  |  | 29.8% | [5 empty] | 0% | 0% | 0% | 1 | 50.78% | 0% | 0% | 2 | 47.17% | 0% | 0% | 1 | 48.86% | 0% | 0% | 1 | 64.99% | 0% | 0% | 2 | 13.45% | 0% | 0% | 1 | 21.97% | 0% | 0% | 1 | 0% | 0% | 1 |  |  |  |  | 25.14% | [5 empty] | 0% | 0% | 0% | 1 | 49.89% | 0% | 0% | 1 | 33.7% | 0% | 0% | 1 | 38.84% | 0% | 0% | 1 | 63.38% | 0% | 0% | 2 | 20.59% | 0% | 0% | 1 | 16.49% | 0% | 0% | 1 | 0% | 0% | 1 |  |  |  |  | 24% | [5 empty] | 0% | 0% | 0% | 1 | 60.56% | 0% | 0% | 2 | 33.75% | 0% | 0% | 1 | 41.47% | 0% | 0% | 1 | 71.29% | 0% | 0% | 3 | 20.57% | 0% | 0% | 1 | 17.52% | 0% | 0% | 1 | 0% | 0% | 1 |  |  |  |  | 32.59% | [5 empty] | 0% | 0% | 0% | 1 | 47.39% | 0% | 0% | 1 | 25.64% | 0% | 0% | 1 | 32.94% | 0% | 0% | 1 | 59.36% | 0% | 0% | 2 | 13.63% | 0% | 0% | 1 | 14.79% | 0% | 0% | 1
104 | Merced | Central_Valley_North_Los_Banos | 0 | 0 | 0 | 0% | 0% | 1 |  |  |  |  | 31.95% | [5 empty] | 0% | 0% | 0% | 1 | 55.06% | 0% | 0% | 2 | 34.03% | 0% | 0% | 1 | 46.27% | 0% | 0% | 1 | 71.53% | 0% | 0% | 3 | 1.691% | 0% | 0% | 1 | 16.81% | 0% | 0% | 1 | 0% | 0% | 1 |  |  |  |  | 39.36% | [5 empty] | 0% | 0% | 0% | 1 | 50.16% | 0% | 0% | 2 | 37.16% | 0% | 0% | 1 | 44.68% | 0% | 0% | 1 | 64.78% | 0% | 0% | 2 | 11.76% | 0% | 0% | 1 | 16.88% | 0% | 0% | 1 | 0% | 0% | 1 |  |  |  |  | 40.35% | [5 empty] | 0% | 0% | 0% | 1 | 48.57% | 0% | 0% | 1 | 29.5% | 0% | 0% | 1 | 36.73% | 0% | 0% | 1 | 60.52% | 0% | 0% | 2 | 15.91% | 0% | 0% | 1 | 13.76% | 0% | 0% | 1 | 0% | 0% | 1 |  |  |  |  | 31.44% | [5 empty] | 0% | 0% | 0% | 1 | 49.46% | 0% | 0% | 1 | 26.67% | 0% | 0% | 1 | 33.5% | 0% | 0% | 1 | 59.15% | 0% | 0% | 2 | 15.59% | 0% | 0% | 1 | 13.79% | 0% | 0% | 1
105 | Wilson | Central_Valley_North_Los_Banos | 200 | 8000 | 0 | 51.1% | 0% | 3 |  |  |  |  | 26.57% | [5 empty] | 0% | 0% | 0% | 1 | 56.77% | 24.92% | 0% | 2 | 50.98% | 21.97% | 0% | 2 | 54.95% | 23.91% | 0% | 2 | 77.25% | 47.36% | 0% | 3 | 18.14% | 13.16% | 0% | 1 | 26.04% | 14.57% | 0% | 1 | 16.47% | 0% | 1 |  |  |  |  | 25.52% | [5 empty] | 0% | 0% | 0% | 1 | 55.88% | 8.926% | 0% | 2 | 44.5% | 7.096% | 0% | 1 | 54.72% | 8.697% | 0% | 2 | 72.94% | 14.55% | 0% | 3 | 27.66% | 5.444% | 0% | 1 | 20.98% | 4.983% | 0% | 1 | 7.399% | 0% | 1 |  |  |  |  | 33.65% | [5 empty] | 0% | 0% | 0% | 1 | 55.78% | 4.932% | 0% | 2 | 34.33% | 3.321% | 0% | 1 | 41.65% | 3.738% | 0% | 1 | 67.73% | 6.758% | 0% | 2 | 21.43% | 2.776% | 0% | 1 | 16.18% | 2.602% | 0% | 1 | 3.152% | 0% | 1 |  |  |  |  | 30.38% | [5 empty] | 0% | 0% | 0% | 1 | 51.07% | 2.338% | 0% | 2 | 29.09% | 1.613% | 0% | 1 | 36.18% | 1.793% | 0% | 1 | 61.42% | 2.966% | 0% | 2 | 16.39% | 1.368% | 0% | 1 | 14.48% | 1.338% | 0% | 1
106 | Los Banos | Central_Valley_North_Los_Banos | 110 | 4400 | 15 | 42.8% | 0% | 2 |  |  |  |  | 9.77% | [5 empty] | 0% | 0% | 0% | 1 | 74.97% | 39.57% | 0% | 3 | 1.664% | 10.07% | 0% | 1 | 9.901% | 11% | 0% | 1 | 74.97% | 39.57% | 0% | 3 | 18.41% | 12.14% | 0% | 1 | 7.925% | 10.76% | 0% | 1 | 30.08% | 0% | 2 |  |  |  |  | 10.62% | [5 empty] | 7.111% | 0% | 7.111% | 1 | 75.34% | 23.04% | 0% | 3 | 9.259% | 6.261% | 0% | 1 | 15.79% | 6.747% | 0% | 1 | 78.79% | 26.79% | 0% | 3 | 34.84% | 8.719% | 0% | 1 | 9.066% | 6.248% | 0% | 1 | 11.98% | 0% | 1 |  |  |  |  | 23.95% | [5 empty] | 4.926% | 0% | 4.926% | 1 | 61.34% | 9.44% | 0% | 2 | 9.376% | 4.028% | 0% | 1 | 14.18% | 4.253% | 0% | 1 | 65.57% | 10.6% | 0% | 2 | 30.51% | 5.252% | 0% | 1 | 7.839% | 3.96% | 0% | 1 | 3.583% | 0% | 1 |  |  |  |  | 33.06% | [5 empty] | 6.442% | 0% | 6.442% | 1 | 50.93% | 3.083% | 0% | 2 | 12.28% | 1.725% | 0% | 1 | 19.03% | 1.868% | 0% | 1 | 55.53% | 3.401% | 0% | 2 | 18.51% | 1.856% | 0% | 1 | 5.941% | 1.608% | 0% | 1
107 | Coburn | Peninsula_Monterey | 106 | 4240 | 10 | 17.12% | 0% | 1 |  |  |  |  | 26.84% | [5 empty] | 18.23% | 0% | 18.23% | 1 | 40.98% | 10.08% | 0% | 1 | 2.415% | 6.096% | 0% | 1 | 19.16% | 7.359% | 0% | 1 | 50.25% | 11.96% | 0% | 2 | 30.17% | 8.519% | 0% | 1 | 2.68% | 6.112% | 0% | 1 | 11.69% | 0% | 1 |  |  |  |  | 24.86% | [5 empty] | 25.29% | 0% | 25.29% | 2 | 41.46% | 6.241% | 0% | 1 | 5.017% | 3.847% | 0% | 1 | 23.94% | 4.803% | 0% | 1 | 54.93% | 8.106% | 0% | 2 | 28.03% | 5.076% | 0% | 1 | 3.506% | 3.786% | 0% | 1 | 9.331% | 0% | 1 |  |  |  |  | 22.1% | [5 empty] | 37.82% | 0% | 37.82% | 2 | 47.14% | 4.785% | 0% | 1 | 11.63% | 2.862% | 0% | 1 | 27.95% | 3.511% | 0% | 1 | 59.69% | 6.275% | 0% | 2 | 37.15% | 4.024% | 0% | 1 | 3.892% | 2.632% | 0% | 1 | 5.817% | 0% | 1 |  |  |  |  | 22.12% | [5 empty] | 44.97% | 0% | 44.97% | 2 | 47.1% | 3.145% | 0% | 1 | 10.43% | 1.857% | 0% | 1 | 26.54% | 2.264% | 0% | 1 | 58.78% | 4.036% | 0% | 2 | 40.11% | 2.777% | 0% | 1 | 3.504% | 1.724% | 0% | 1
108 | Tulucay | Northern_California | 0 | 0 | 0 | 0% | 0% | 1 |  |  |  |  | 11.25% | [5 empty] | 63.61% | 5.853% | 69.46% | 3 | 77.08% | 0% | 0% | 3 | 9.778% | 0% | 0% | 1 | 31.59% | 0% | 0% | 1 | 81.42% | 0% | 0% | 3 | 57% | 0% | 0% | 2 | 9.475% | 0% | 0% | 1 | 0% | 0% | 1 |  |  |  |  | 6.159% | [5 empty] | 55.49% | 10.97% | 66.45% | 3 | 65.39% | 0% | 0% | 2 | 16.7% | 0% | 0% | 1 | 33.87% | 0% | 0% | 1 | 81.76% | 0% | 0% | 3 | 50.44% | 0% | 0% | 2 | 10.98% | 0% | 0% | 1 | 0% | 0% | 1 |  |  |  |  | 5.006% | [5 empty] | 56.43% | 11.71% | 68.15% | 3 | 63.52% | 0% | 0% | 2 | 21.74% | 0% | 0% | 1 | 35.8% | 0% | 0% | 1 | 82.11% | 0% | 0% | 3 | 47.73% | 0% | 0% | 1 | 13.24% | 0% | 0% | 1 | 0% | 0% | 1 |  |  |  |  | 15.5% | [5 empty] | 39.45% | 11.47% | 50.92% | 3 | 51.7% | 0% | 0% | 2 | 23.86% | 0% | 0% | 1 | 36.13% | 0% | 0% | 1 | 71.66% | 0% | 0% | 3 | 39.69% | 0% | 0% | 1 | 13.7% | 0% | 0% | 1
109 | Brunswick | Northern_California | 0 | 0 | 0 | 0% | 0% | 1 |  |  |  |  | 0% | [5 empty] | 0% | 0% | 0% | 1 | 0% | 0% | 0% | 1 | 0% | 0% | 0% | 1 | 0% | 0% | 0% | 1 | 0% | 0% | 0% | 1 | 0% | 0% | 0% | 1 | 0% | 0% | 0% | 1 | 0% | 0% | 1 |  |  |  |  | 0% | [5 empty] | 0% | 100% | 100% | 5 | 8.051% | 0% | 0% | 1 | 48.28% | 0% | 0% | 1 | 0% | 0% | 0% | 1 | 56.33% | 0% | 0% | 2 | 6.569% | 0% | 0% | 1 | 0.7343% | 0% | 0% | 1 | 0% | 0% | 1 |  |  |  |  | 0% | [5 empty] | 17.94% | 76.37% | 94.31% | 5 | 9.351% | 0% | 0% | 1 | 9.313% | 0% | 0% | 1 | 0.1233% | 0% | 0% | 1 | 18.79% | 0% | 0% | 1 | 39.61% | 0% | 0% | 1 | 0.4595% | 0% | 0% | 1 | 0% | 0% | 1 |  |  |  |  | 12.12% | [5 empty] | 31.97% | 18.39% | 50.36% | 3 | 41.1% | 0% | 0% | 1 | 16.16% | 0% | 0% | 1 | 14.51% | 0% | 0% | 1 | 59.99% | 0% | 0% | 2 | 30.46% | 0% | 0% | 1 | 10.42% | 0% | 0% | 1
110 | Higgins | Northern_California | 0 | 0 | 0 | 0% | 0% | 1 |  |  |  |  | 0% | [5 empty] | 0% | 0% | 0% | 1 | 0% | 0% | 0% | 1 | 0% | 0% | 0% | 1 | 0% | 0% | 0% | 1 | 0% | 0% | 0% | 1 | 0% | 0% | 0% | 1 | 0% | 0% | 0% | 1 | 0% | 0% | 1 |  |  |  |  | 4.876% | [5 empty] | 7.269% | 0% | 7.269% | 1 | 100% | 0% | 0% | 5 | 0% | 0% | 0% | 1 | 0% | 0% | 0% | 1 | 100% | 0% | 0% | 5 | 7.021% | 0% | 0% | 1 | 47.77% | 0% | 0% | 1 | 0% | 0% | 1 |  |  |  |  | 25.78% | [5 empty] | 4.658% | 0% | 4.658% | 1 | 76.21% | 0% | 0% | 3 | 0% | 0% | 0% | 1 | 0.06494% | 0% | 0% | 1 | 76.28% | 0% | 0% | 3 | 4.645% | 0% | 0% | 1 | 28.82% | 0% | 0% | 1 | 0% | 0% | 1 |  |  |  |  | 32.32% | [5 empty] | 10.98% | 3.374% | 14.35% | 2 | 53.26% | 0% | 0% | 2 | 5.777% | 0% | 0% | 1 | 16.24% | 0% | 0% | 1 | 60.24% | 0% | 0% | 2 | 8.481% | 0% | 0% | 1 | 14.07% | 0% | 0% | 1
111 | Barre | Greater_LA | 0 | 0 | 0 | 0% | 0% | 1 |  |  |  |  | 0% | [5 empty] | 0% | 0% | 0% | 1 | 0% | 0% | 0% | 1 | 29.36% | 0% | 0% | 1 | 97% | 0% | 0% | 5 | 97% | 0% | 0% | 5 | 0% | 0% | 0% | 1 | 1.112% | 0% | 0% | 1 | 0% | 0% | 1 |  |  |  |  | 0% | [5 empty] | 0% | 0% | 0% | 1 | 0% | 0% | 0% | 1 | 18.79% | 0% | 0% | 1 | 73.05% | 0% | 0% | 3 | 73.05% | 0% | 0% | 3 | 0% | 0% | 0% | 1 | 4.687% | 0% | 0% | 1 | 0% | 0% | 1 |  |  |  |  | 0% | [5 empty] | 0.03228% | 4.057% | 4.09% | 2 | 2.776% | 0% | 0% | 1 | 14.78% | 0% | 0% | 1 | 76.17% | 0% | 0% | 3 | 78.94% | 0% | 0% | 3 | 2.066% | 0% | 0% | 1 | 3.431% | 0% | 0% | 1 | 0% | 0% | 1 |  |  |  |  | 0% | [5 empty] | 1.243% | 3.662% | 4.905% | 2 | 2.594% | 0% | 0% | 1 | 15.94% | 0% | 0% | 1 | 76.21% | 0% | 0% | 3 | 78.8% | 0% | 0% | 3 | 1.865% | 0% | 0% | 1 | 3.102% | 0% | 0% | 1
112 | Ellis | Greater_LA | 0 | 0 | 0 | 0% | 0% | 1 |  |  |  |  | 0% | [5 empty] | 0% | 0% | 0% | 1 | 0.05772% | 0% | 0% | 1 | 26.04% | 0% | 0% | 1 | 96.29% | 0% | 0% | 5 | 96.35% | 0% | 0% | 5 | 0% | 0% | 0% | 1 | 6.599% | 0% | 0% | 1 | 0% | 0% | 1 |  |  |  |  | 0% | [5 empty] | 0.09668% | 0% | 0.09668% | 1 | 0.05032% | 0% | 0% | 1 | 23.79% | 0% | 0% | 1 | 91.17% | 0% | 0% | 4 | 91.22% | 0% | 0% | 4 | 0% | 0% | 0% | 1 | 5.83% | 0% | 0% | 1 | 0% | 0% | 1 |  |  |  |  | 0% | [5 empty] | 0.1361% | 0% | 0.1361% | 1 | 0.02879% | 0% | 0% | 1 | 15.09% | 0% | 0% | 1 | 78.52% | 0% | 0% | 3 | 78.55% | 0% | 0% | 3 | 0% | 0% | 0% | 1 | 3.394% | 0% | 0% | 1 | 0% | 0% | 1 |  |  |  |  | 0% | [5 empty] | 1.557% | 3.667% | 5.224% | 2 | 2.597% | 0% | 0% | 1 | 15.86% | 0% | 0% | 1 | 76.09% | 0% | 0% | 3 | 78.68% | 0% | 0% | 3 | 1.867% | 0% | 0% | 1 | 3.175% | 0% | 0% | 1
113 | Johanna | Greater_LA | 0 | 0 | 0 | 0% | 0% | 1 |  |  |  |  | 0% | [5 empty] | 0% | 0% | 0% | 1 | 0.07026% | 0% | 0% | 1 | 17.68% | 0% | 0% | 1 | 96.67% | 0% | 0% | 5 | 96.74% | 0% | 0% | 5 | 0% | 0% | 0% | 1 | 7.558% | 0% | 0% | 1 | 0% | 0% | 1 |  |  |  |  | 0% | [5 empty] | 0.2632% | 0% | 0.2632% | 1 | 0.05569% | 0% | 0% | 1 | 25.58% | 0% | 0% | 1 | 96.01% | 0% | 0% | 5 | 96.07% | 0% | 0% | 5 | 0% | 0% | 0% | 1 | 6.366% | 0% | 0% | 1 | 0% | 0% | 1 |  |  |  |  | 0% | [5 empty] | 0.1946% | 5.833% | 6.027% | 2 | 3.99% | 0% | 0% | 1 | 23.86% | 0% | 0% | 1 | 85.36% | 0% | 0% | 3 | 89.35% | 0% | 0% | 3 | 2.97% | 0% | 0% | 1 | 4.849% | 0% | 0% | 1 | 0% | 0% | 1 |  |  |  |  | 0% | [5 empty] | 0.497% | 3.737% | 4.234% | 2 | 2.557% | 0% | 0% | 1 | 16.23% | 0% | 0% | 1 | 76.98% | 0% | 0% | 3 | 79.53% | 0% | 0% | 3 | 1.903% | 0% | 0% | 1 | 3.236% | 0% | 0% | 1
114 | Lewis | Greater_LA | 0 | 0 | 0 | 0% | 0% | 1 |  |  |  |  | 0% | [5 empty] | 0% | 0% | 0% | 1 | 0% | 0% | 0% | 1 | 0% | 0% | 0% | 1 | 0% | 0% | 0% | 1 | 0% | 0% | 0% | 1 | 0% | 0% | 0% | 1 | 0% | 0% | 0% | 1 | 0% | 0% | 1 |  |  |  |  | 0% | [5 empty] | 0% | 5.816% | 5.816% | 2 | 4.827% | 0% | 0% | 1 | 24.63% | 0% | 0% | 1 | 91.69% | 0% | 0% | 4 | 96.51% | 0% | 0% | 5 | 3.624% | 0% | 0% | 1 | 5.887% | 0% | 0% | 1 | 0% | 0% | 1 |  |  |  |  | 0% | [5 empty] | 0.06895% | 5.083% | 5.152% | 2 | 3.477% | 0% | 0% | 1 | 18.57% | 0% | 0% | 1 | 71.62% | 0% | 0% | 3 | 75.1% | 0% | 0% | 3 | 2.588% | 0% | 0% | 1 | 4.297% | 0% | 0% | 1 | 0% | 0% | 1 |  |  |  |  | 0% | [5 empty] | 0.9895% | 3.714% | 4.704% | 2 | 2.631% | 0% | 0% | 1 | 15.29% | 0% | 0% | 1 | 76.29% | 0% | 0% | 3 | 78.92% | 0% | 0% | 3 | 1.891% | 0% | 0% | 1 | 3.141% | 0% | 0% | 1
115 | Santiago | Greater_LA | 0 | 0 | 0 | 0% | 0% | 1 |  |  |  |  | 0% | [5 empty] | 1.528% | 0% | 1.528% | 1 | 0.3577% | 0% | 0% | 1 | 5.566% | 0% | 0% | 1 | 92.07% | 0% | 0% | 4 | 92.43% | 0% | 0% | 4 | 0% | 0% | 0% | 1 | 2.387% | 0% | 0% | 1 | 0% | 0% | 1 |  |  |  |  | 0% | [5 empty] | 0.2742% | 0% | 0.2742% | 1 | 0.05801% | 0% | 0% | 1 | 18.27% | 0% | 0% | 1 | 95.77% | 0% | 0% | 5 | 95.83% | 0% | 0% | 5 | 0% | 0% | 0% | 1 | 6.312% | 0% | 0% | 1 | 0% | 0% | 1 |  |  |  |  | 0% | [5 empty] | 0.2219% | 6.648% | 6.87% | 2 | 4.548% | 0% | 0% | 1 | 26.49% | 0% | 0% | 1 | 90.82% | 0% | 0% | 4 | 95.37% | 0% | 0% | 5 | 3.386% | 0% | 0% | 1 | 5.454% | 0% | 0% | 1 | 0% | 0% | 1 |  |  |  |  | 0% | [5 empty] | 0.455% | 3.753% | 4.208% | 2 | 2.568% | 0% | 0% | 1 | 16.24% | 0% | 0% | 1 | 76.89% | 0% | 0% | 3 | 79.46% | 0% | 0% | 3 | 1.918% | 0% | 0% | 1 | 3.268% | 0% | 0% | 1
116 | Serrano | Greater_LA | 0 | 0 | 0 | 0% | 0% | 1 |  |  |  |  | 0% | [5 empty] | 0% | 100% | 100% | 5 | 67.71% | 0% | 0% | 2 | 32.29% | 0% | 0% | 1 | 32.29% | 0% | 0% | 1 | 100% | 0% | 0% | 5 | 50.93% | 0% | 0% | 2 | 1.329% | 0% | 0% | 1 | 0% | 0% | 1 |  |  |  |  | 0% | [5 empty] | 0% | 95.33% | 95.33% | 5 | 64.55% | 0% | 0% | 2 | 35.45% | 0% | 0% | 1 | 35.45% | 0% | 0% | 1 | 100% | 0% | 0% | 5 | 48.55% | 0% | 0% | 1 | 4.877% | 0% | 0% | 1 | 0% | 0% | 1 |  |  |  |  | 0% | [5 empty] | 0.09618% | 7.089% | 7.186% | 2 | 4.85% | 0% | 0% | 1 | 25.83% | 0% | 0% | 1 | 91.55% | 0% | 0% | 4 | 96.4% | 0% | 0% | 5 | 3.61% | 0% | 0% | 1 | 5.893% | 0% | 0% | 1 | 0% | 0% | 1 |  |  |  |  | 0% | [5 empty] | 0.1263% | 3.832% | 3.958% | 2 | 2.636% | 0% | 0% | 1 | 15.53% | 0% | 0% | 1 | 76.9% | 0% | 0% | 3 | 79.49% | 0% | 0% | 3 | 1.974% | 0% | 0% | 1 | 3.201% | 0% | 0% | 1
117 | Villa Park | Greater_LA | 0 | 0 | 0 | 0% | 0% | 1 |  |  |  |  | 0% | [5 empty] | 0% | 0% | 0% | 1 | 0% | 0% | 0% | 1 | 0% | 0% | 0% | 1 | 0% | 0% | 0% | 1 | 0% | 0% | 0% | 1 | 0% | 0% | 0% | 1 | 0% | 0% | 0% | 1 | 0% | 0% | 1 |  |  |  |  | 0% | [5 empty] | 0% | 8.949% | 8.949% | 2 | 6.06% | 0% | 0% | 1 | 22.77% | 0% | 0% | 1 | 91.96% | 0% | 0% | 4 | 98.02% | 0% | 0% | 5 | 4.558% | 0% | 0% | 1 | 7.068% | 0% | 0% | 1 | 0% | 0% | 1 |  |  |  |  | 0% | [5 empty] | 0.09449% | 6.965% | 7.059% | 2 | 4.765% | 0% | 0% | 1 | 25.5% | 0% | 0% | 1 | 91.34% | 0% | 0% | 4 | 96.11% | 0% | 0% | 5 | 3.547% | 0% | 0% | 1 | 5.79% | 0% | 0% | 1 | 0% | 0% | 1 |  |  |  |  | 0% | [5 empty] | 0.1361% | 3.777% | 3.913% | 2 | 2.584% | 0% | 0% | 1 | 15.5% | 0% | 0% | 1 | 76.9% | 0% | 0% | 3 | 79.48% | 0% | 0% | 3 | 1.923% | 0% | 0% | 1 | 3.194% | 0% | 0% | 1
118 | Capistrano | Greater_LA | 0 | 0 | 0 | 0% | 0% | 1 |  |  |  |  | 0% | [5 empty] | 5.164% | 0% | 5.164% | 1 | 0% | 0% | 0% | 1 | 32.19% | 0% | 0% | 1 | 86.94% | 0% | 0% | 3 | 86.94% | 0% | 0% | 3 | 0% | 0% | 0% | 1 | 0.8355% | 0% | 0% | 1 | 0% | 0% | 1 |  |  |  |  | 0% | [5 empty] | 4.991% | 0% | 4.991% | 1 | 0.2907% | 0% | 0% | 1 | 28.29% | 0% | 0% | 1 | 86.43% | 0% | 0% | 3 | 86.72% | 0% | 0% | 3 | 0% | 0% | 0% | 1 | 1.147% | 0% | 0% | 1 | 0% | 0% | 1 |  |  |  |  | 0% | [5 empty] | 1.681% | 0% | 1.681% | 1 | 0.09791% | 0% | 0% | 1 | 29.1% | 0% | 0% | 1 | 92.24% | 0% | 0% | 4 | 92.34% | 0% | 0% | 4 | 0.346% | 0% | 0% | 1 | 8.617% | 0% | 0% | 1 | 0% | 0% | 1 |  |  |  |  | 0% | [5 empty] | 0.6942% | 5.726% | 6.42% | 2 | 5.22% | 0% | 0% | 1 | 34.51% | 0% | 0% | 1 | 91.23% | 0% | 0% | 4 | 95.15% | 0% | 0% | 5 | 3.148% | 0% | 0% | 1 | 7.607% | 0% | 0% | 1
119 | Trabuco | Greater_LA | 0 | 0 | 0 | 0% | 0% | 1 |  |  |  |  | 0% | [5 empty] | 1.871% | 0% | 1.871% | 1 | 0% | 0% | 0% | 1 | 25.1% | 0% | 0% | 1 | 86.52% | 0% | 0% | 3 | 86.52% | 0% | 0% | 3 | 0% | 0% | 0% | 1 | 0% | 0% | 0% | 1 | 0% | 0% | 1 |  |  |  |  | 0% | [5 empty] | 3.487% | 0% | 3.487% | 1 | 0.2031% | 0% | 0% | 1 | 21.26% | 0% | 0% | 1 | 88.71% | 0% | 0% | 3 | 88.91% | 0% | 0% | 3 | 0% | 0% | 0% | 1 | 1.933% | 0% | 0% | 1 | 0% | 0% | 1 |  |  |  |  | 0% | [5 empty] | 1.232% | 0% | 1.232% | 1 | 0.07177% | 0% | 0% | 1 | 24.95% | 0% | 0% | 1 | 93.79% | 0% | 0% | 4 | 93.86% | 0% | 0% | 4 | 0.01678% | 0% | 0% | 1 | 7.925% | 0% | 0% | 1 | 0% | 0% | 1 |  |  |  |  | 0% | [5 empty] | 0.6715% | 5.539% | 6.211% | 2 | 4.625% | 0% | 0% | 1 | 33.17% | 0% | 0% | 1 | 91.51% | 0% | 0% | 4 | 95.3% | 0% | 0% | 5 | 3.045% | 0% | 0% | 1 | 7.367% | 0% | 0% | 1
120 | Pleasant Grove | Northern_California | 0 | 0 | 0 | 0% | 0% | 1 |  |  |  |  | 2.869% | [5 empty] | 0% | 0% | 0% | 1 | 35.23% | 0% | 0% | 1 | 0% | 0% | 0% | 1 | 0.05689% | 0% | 0% | 1 | 35.29% | 0% | 0% | 1 | 0% | 0% | 0% | 1 | 27.46% | 0% | 0% | 1 | 0% | 0% | 1 |  |  |  |  | 35.44% | [5 empty] | 1.037% | 0% | 1.037% | 1 | 44.63% | 0% | 0% | 1 | 0% | 0% | 0% | 1 | 13.26% | 0% | 0% | 1 | 56.5% | 0% | 0% | 2 | 0.9133% | 0% | 0% | 1 | 18.46% | 0% | 0% | 1 | 0% | 0% | 1 |  |  |  |  | 38% | [5 empty] | 0.5703% | 0% | 0.5703% | 1 | 59.71% | 0% | 0% | 2 | 6.587% | 0% | 0% | 1 | 27.67% | 0% | 0% | 1 | 69.99% | 0% | 0% | 2 | 0.5509% | 0% | 0% | 1 | 17.49% | 0% | 0% | 1 | 0% | 0% | 1 |  |  |  |  | 56.82% | [5 empty] | 0.4534% | 0% | 0.4534% | 1 | 47.55% | 0% | 0% | 1 | 8.632% | 0% | 0% | 1 | 40.62% | 0% | 0% | 1 | 67.88% | 0% | 0% | 2 | 0.4826% | 0% | 0% | 1 | 10.01% | 0% | 0% | 1
121 | Summit | Northern_California | 0 | 0 | 0 | 0% | 0% | 1 |  |  |  |  | 0% | [5 empty] | 31.39% | 1.554% | 32.95% | 2 | 13.76% | 0% | 0% | 1 | 9.425% | 0% | 0% | 1 | 44.37% | 0% | 0% | 1 | 54.54% | 0% | 0% | 2 | 71.98% | 0% | 0% | 3 | 9.437% | 0% | 0% | 1 | 0% | 0% | 1 |  |  |  |  | 0% | [5 empty] | 53.9% | 0.7087% | 54.61% | 3 | 23.95% | 0% | 0% | 1 | 17.92% | 0% | 0% | 1 | 34.72% | 0% | 0% | 1 | 52.55% | 0% | 0% | 2 | 69.28% | 0% | 0% | 2 | 9.347% | 0% | 0% | 1 | 0% | 0% | 1 |  |  |  |  | 0.04005% | [5 empty] | 58.95% | 2.958% | 61.91% | 3 | 33.96% | 0% | 0% | 1 | 12.39% | 0% | 0% | 1 | 24.49% | 0% | 0% | 1 | 52.75% | 0% | 0% | 2 | 69.13% | 0% | 0% | 2 | 9.018% | 0% | 0% | 1 | 0% | 0% | 1 |  |  |  |  | 0.04741% | [5 empty] | 63.59% | 4.466% | 68.05% | 3 | 32.7% | 0% | 0% | 1 | 11.48% | 0% | 0% | 1 | 22.78% | 0% | 0% | 1 | 50.28% | 0% | 0% | 2 | 70.54% | 0% | 0% | 3 | 8.67% | 0% | 0% | 1
122 | Devers | Riverside | 234.5 | 9380 | 20 | 223.7% | 62.93% | 5 |  |  |  |  | 0% | [5 empty] | 26.19% | 0.6202% | 26.81% | 2 | 44.08% | 134.9% | 44.26% | 5 | 35.97% | 117.8% | 31.69% | 5 | 33.3% | 113.1% | 26.21% | 5 | 56.19% | 172.2% | 56.27% | 5 | 23.5% | 98.6% | 0% | 4 | 0.1969% | 75.58% | 0% | 4 | 82.59% | 0% | 4 |  |  |  |  | 0% | [5 empty] | 33.26% | 22.78% | 56.04% | 4 | 29.11% | 35.63% | 0% | 2 | 23.37% | 32.96% | 0% | 2 | 30.13% | 36.14% | 0% | 2 | 46.04% | 46.81% | 0% | 2 | 42.04% | 43.57% | 0% | 2 | 1.341% | 25.6% | 0% | 2 | 54.94% | 0% | 3 |  |  |  |  | 0.01486% | [5 empty] | 33.05% | 39.11% | 72.16% | 5 | 36.68% | 21.52% | 0% | 2 | 22.59% | 17.6% | 0% | 1 | 40.13% | 22.76% | 0% | 2 | 56.43% | 31.27% | 0% | 2 | 51.13% | 27.88% | 0% | 2 | 1.999% | 13.9% | 0% | 1 | 15.27% | 0% | 1 |  |  |  |  | 0.8883% | [5 empty] | 29.02% | 17.45% | 46.47% | 3 | 29.44% | 6.66% | 0% | 1 | 20.29% | 5.895% | 0% | 1 | 32.78% | 6.991% | 0% | 1 | 52.28% | 9.848% | 0% | 2 | 41.52% | 8.035% | 0% | 1 | 1.237% | 4.758% | 0% | 1
123 | Kern | Riverside (Exclude) | 0 | 0 | 0 | 0% | 0% | 1 |  |  |  |  | 0% | [5 empty] | 0% | 0% | 0% | 1 | 10.8% | 0% | 0% | 1 | 31.44% | 0% | 0% | 1 | 0% | 0% | 0% | 1 | 40.68% | 0% | 0% | 1 | 52.13% | 0% | 0% | 2 | 0% | 0% | 0% | 1 | 0% | 0% | 1 |  |  |  |  | 0% | [5 empty] | 0% | 0% | 0% | 1 | 9.954% | 0% | 0% | 1 | 20.48% | 0% | 0% | 1 | 0% | 0% | 0% | 1 | 29.42% | 0% | 0% | 1 | 34.98% | 0% | 0% | 1 | 0.4654% | 0% | 0% | 1 | 0% | 0% | 1 |  |  |  |  | 0% | [5 empty] | 0% | 0% | 0% | 1 | 28% | 0% | 0% | 1 | 14.69% | 0% | 0% | 1 | 1.377% | 0% | 0% | 1 | 40.82% | 0% | 0% | 1 | 31.47% | 0% | 0% | 1 | 0.9997% | 0% | 0% | 1 | 0% | 0% | 1 |  |  |  |  | 0% | [5 empty] | 0% | 0% | 0% | 1 | 39.03% | 0% | 0% | 1 | 22.45% | 0% | 0% | 1 | 12.47% | 0% | 0% | 1 | 51.72% | 0% | 0% | 2 | 33.02% | 0% | 0% | 1 | 0.7633% | 0% | 0% | 1
124 | Mirage | Riverside | 0 | 0 | 0 | 0% | 0% | 1 |  |  |  |  | 0% | [5 empty] | 16.03% | 0% | 16.03% | 1 | 11.44% | 0% | 0% | 1 | 18.1% | 0% | 0% | 1 | 14.66% | 0% | 0% | 1 | 28.65% | 0% | 0% | 1 | 29.96% | 0% | 0% | 1 | 0.004222% | 0% | 0% | 1 | 0% | 0% | 1 |  |  |  |  | 0.5384% | [5 empty] | 10.99% | 0% | 10.99% | 1 | 9.05% | 0% | 0% | 1 | 31.23% | 0% | 0% | 1 | 24.07% | 0% | 0% | 1 | 38.91% | 0% | 0% | 1 | 30.51% | 0% | 0% | 1 | 0.01788% | 0% | 0% | 1 | 0% | 0% | 1 |  |  |  |  | 1.658% | [5 empty] | 19.09% | 9.575% | 28.66% | 2 | 20.31% | 0% | 0% | 1 | 37.2% | 0% | 0% | 1 | 33.74% | 0% | 0% | 1 | 54.22% | 0% | 0% | 2 | 43.07% | 0% | 0% | 1 | 0.7433% | 0% | 0% | 1 | 0% | 0% | 1 |  |  |  |  | 5.934% | [5 empty] | 27.79% | 13.79% | 41.58% | 3 | 23.51% | 0% | 0% | 1 | 23.24% | 0% | 0% | 1 | 29.08% | 0% | 0% | 1 | 49.12% | 0% | 0% | 1 | 36.99% | 0% | 0% | 1 | 1.858% | 0% | 0% | 1
125 | Valley | Riverside (Exclude) | 0 | 0 | 0 | 0% | 0% | 1 |  |  |  |  | 0% | [5 empty] | 0% | 0% | 0% | 1 | 0% | 0% | 0% | 1 | 0% | 0% | 0% | 1 | 0% | 0% | 0% | 1 | 0% | 0% | 0% | 1 | 0% | 0% | 0% | 1 | 0% | 0% | 0% | 1 | 0% | 0% | 1 |  |  |  |  | 0% | [5 empty] | 0% | 100% | 100% | 5 | 99.82% | 0% | 0% | 5 | 0.1764% | 0% | 0% | 1 | 100% | 0% | 0% | 5 | 100% | 0% | 0% | 5 | 5.66% | 0% | 0% | 1 | 0.1051% | 0% | 0% | 1 | 0% | 0% | 1 |  |  |  |  | 0% | [5 empty] | 0% | 100% | 100% | 5 | 2.325% | 0% | 0% | 1 | 19.83% | 0% | 0% | 1 | 23.01% | 0% | 0% | 1 | 23.01% | 0% | 0% | 1 | 40.18% | 0% | 0% | 1 | 1.813% | 0% | 0% | 1 | 0% | 0% | 1 |  |  |  |  | 0.1444% | [5 empty] | 24.46% | 71.1% | 95.56% | 5 | 46.77% | 0% | 0% | 1 | 23.7% | 0% | 0% | 1 | 49.23% | 0% | 0% | 1 | 69.44% | 0% | 0% | 2 | 58.21% | 0% | 0% | 2 | 3.232% | 0% | 0% | 1
126 | Gold Hill | Solano | 0 | 0 | 0 | 0% | 0% | 1 |  |  |  |  | 0% | [5 empty] | 0% | 0% | 0% | 1 | 0% | 0% | 0% | 1 | 0% | 0% | 0% | 1 | 0% | 0% | 0% | 1 | 0% | 0% | 0% | 1 | 0% | 0% | 0% | 1 | 0% | 0% | 0% | 1 | 0% | 0% | 1 |  |  |  |  | 0% | [5 empty] | 0% | 0% | 0% | 1 | 0% | 0% | 0% | 1 | 0% | 0% | 0% | 1 | 0% | 0% | 0% | 1 | 0% | 0% | 0% | 1 | 0% | 0% | 0% | 1 | 0% | 0% | 0% | 1 | 0% | 0% | 1 |  |  |  |  | 1.149% | [5 empty] | 0% | 0% | 0% | 1 | 23.52% | 0% | 0% | 1 | 0% | 0% | 0% | 1 | 10.67% | 0% | 0% | 1 | 34.19% | 0% | 0% | 1 | 0% | 0% | 0% | 1 | 29.55% | 0% | 0% | 1 | 0% | 0% | 1 |  |  |  |  | 42.52% | [5 empty] | 0.5402% | 0% | 0.5402% | 1 | 50.99% | 0% | 0% | 2 | 11.3% | 0% | 0% | 1 | 32.56% | 0% | 0% | 1 | 65.59% | 0% | 0% | 2 | 0.5218% | 0% | 0% | 1 | 15.78% | 0% | 0% | 1
127 | Grand Island | Solano | 0 | 0 | 0 | 0% | 0% | 1 |  |  |  |  | 53.26% | [5 empty] | 0% | 0% | 0% | 1 | 10.07% | 0% | 0% | 1 | 15.92% | 0% | 0% | 1 | 17.71% | 0% | 0% | 1 | 25.79% | 0% | 0% | 1 | 0.01792% | 0% | 0% | 1 | 10.41% | 0% | 0% | 1 | 0% | 0% | 1 |  |  |  |  | 51.45% | [5 empty] | 0% | 0% | 0% | 1 | 11.02% | 0% | 0% | 1 | 25.72% | 0% | 0% | 1 | 29.87% | 0% | 0% | 1 | 36.63% | 0% | 0% | 1 | 0.4187% | 0% | 0% | 1 | 13.69% | 0% | 0% | 1 | 0% | 0% | 1 |  |  |  |  | 51.3% | [5 empty] | 0% | 0% | 0% | 1 | 12.3% | 0% | 0% | 1 | 26.23% | 0% | 0% | 1 | 28.39% | 0% | 0% | 1 | 37% | 0% | 0% | 1 | 0.5414% | 0% | 0% | 1 | 14.78% | 0% | 0% | 1 | 0% | 0% | 1 |  |  |  |  | 53.53% | [5 empty] | 5.968% | 0.8985% | 6.867% | 2 | 20.68% | 0% | 0% | 1 | 24.09% | 0% | 0% | 1 | 26.09% | 0% | 0% | 1 | 39.91% | 0% | 0% | 1 | 3.867% | 0% | 0% | 1 | 13.05% | 0% | 0% | 1
128 | Chino | Greater_Kramer | 0 | 0 | 10 | 0% | 0% | 1 |  |  |  |  | 0% | [5 empty] | 0% | 100% | 100% | 5 | 67.71% | 0% | 0% | 2 | 32.29% | 0% | 0% | 1 | 32.29% | 0% | 0% | 1 | 100% | 0% | 0% | 5 | 50.93% | 0% | 0% | 2 | 1.329% | 0% | 0% | 1 | 0% | 0% | 1 |  |  |  |  | 0% | [5 empty] | 0% | 100% | 100% | 5 | 67.71% | 0% | 0% | 2 | 32.29% | 0% | 0% | 1 | 32.29% | 0% | 0% | 1 | 100% | 0% | 0% | 5 | 50.93% | 0% | 0% | 2 | 1.329% | 0% | 0% | 1 | 0% | 0% | 1 |  |  |  |  | 0% | [5 empty] | 3.689% | 96.31% | 100% | 5 | 91.81% | 0% | 0% | 4 | 53.45% | 0% | 0% | 2 | 42.11% | 0% | 0% | 1 | 100% | 0% | 0% | 5 | 59.22% | 0% | 0% | 2 | 3.799% | 0% | 0% | 1 | 0% | 0% | 1 |  |  |  |  | 0.004453% | [5 empty] | 34.66% | 53.9% | 88.56% | 5 | 52.76% | 0% | 0% | 2 | 71.28% | 0% | 0% | 3 | 71.05% | 0% | 0% | 3 | 98.29% | 0% | 0% | 5 | 42.4% | 0% | 0% | 1 | 4.562% | 0% | 0% | 1
129 | Kramer | Greater_Kramer (Exclude) | 0 | 0 | 0 | 0% | 0% | 1 |  |  |  |  | 0% | [5 empty] | 0% | 0% | 0% | 1 | 95.86% | 0% | 0% | 5 | 10.17% | 0% | 0% | 1 | 0% | 0% | 0% | 1 | 95.86% | 0% | 0% | 5 | 65.56% | 0% | 0% | 2 | 0% | 0% | 0% | 1 | 0% | 0% | 1 |  |  |  |  | 0% | [5 empty] | 0% | 0% | 0% | 1 | 52.73% | 0% | 0% | 2 | 21.87% | 0% | 0% | 1 | 5.948% | 0% | 0% | 1 | 71% | 0% | 0% | 3 | 67.76% | 0% | 0% | 2 | 0.3595% | 0% | 0% | 1 | 0% | 0% | 1 |  |  |  |  | 0.01074% | [5 empty] | 0% | 0% | 0% | 1 | 39.7% | 0% | 0% | 1 | 18.29% | 0% | 0% | 1 | 3.441% | 0% | 0% | 1 | 55.71% | 0% | 0% | 2 | 49.44% | 0% | 0% | 1 | 0.2957% | 0% | 0% | 1 | 0% | 0% | 1 |  |  |  |  | 0.7762% | [5 empty] | 0% | 0% | 0% | 1 | 36.21% | 0% | 0% | 1 | 33.12% | 0% | 0% | 1 | 7.401% | 0% | 0% | 1 | 61.18% | 0% | 0% | 2 | 43.88% | 0% | 0% | 1 | 1.251% | 0% | 0% | 1
130 | Lugo | Greater_Kramer | 0 | 0 | 0 | 0% | 0% | 1 |  |  |  |  | 0.004761% | [5 empty] | 30.72% | 60.69% | 91.41% | 5 | 53.59% | 0% | 0% | 2 | 67.87% | 0% | 0% | 2 | 61.53% | 0% | 0% | 2 | 90.06% | 0% | 0% | 4 | 51.66% | 0% | 0% | 2 | 5.102% | 0% | 0% | 1 | 0% | 0% | 1 |  |  |  |  | 0.003033% | [5 empty] | 21.03% | 46.72% | 67.75% | 5 | 58.78% | 0% | 0% | 2 | 60.43% | 0% | 0% | 2 | 52.38% | 0% | 0% | 2 | 87.71% | 0% | 0% | 3 | 40.05% | 0% | 0% | 1 | 4.194% | 0% | 0% | 1 | 0% | 0% | 1 |  |  |  |  | 0.06882% | [5 empty] | 20.85% | 26.15% | 47% | 4 | 55.17% | 0% | 0% | 2 | 50.13% | 0% | 0% | 2 | 41.19% | 0% | 0% | 1 | 80.3% | 0% | 0% | 3 | 33.72% | 0% | 0% | 1 | 2.261% | 0% | 0% | 1 | 0% | 0% | 1 |  |  |  |  | 0.1886% | [5 empty] | 15.31% | 12.96% | 28.27% | 3 | 46.45% | 0% | 0% | 1 | 41.85% | 0% | 0% | 1 | 33.33% | 0% | 0% | 1 | 70.98% | 0% | 0% | 3 | 35.93% | 0% | 0% | 1 | 1.509% | 0% | 0% | 1
131 | Mira Loma | Greater_Kramer | 0 | 0 | 0 | 0% | 0% | 1 |  |  |  |  | 0% | [5 empty] | 0% | 100% | 100% | 5 | 60.65% | 0% | 0% | 2 | 39.35% | 0% | 0% | 1 | 39.35% | 0% | 0% | 1 | 100% | 0% | 0% | 5 | 49.01% | 0% | 0% | 1 | 0.2026% | 0% | 0% | 1 | 0% | 0% | 1 |  |  |  |  | 0% | [5 empty] | 2.948% | 97.05% | 100% | 5 | 86.12% | 0% | 0% | 3 | 35.78% | 0% | 0% | 1 | 40.58% | 0% | 0% | 1 | 100% | 0% | 0% | 5 | 74.37% | 0% | 0% | 3 | 0.7805% | 0% | 0% | 1 | 0% | 0% | 1 |  |  |  |  | 0% | [5 empty] | 4.265% | 95.73% | 100% | 5 | 97.55% | 0% | 0% | 5 | 65.05% | 0% | 0% | 2 | 34.89% | 0% | 0% | 1 | 100% | 0% | 0% | 5 | 52% | 0% | 0% | 2 | 8.08% | 0% | 0% | 1 | 0% | 0% | 1 |  |  |  |  | 0.003925% | [5 empty] | 32.96% | 63.29% | 96.26% | 5 | 62.41% | 0% | 0% | 2 | 69.53% | 0% | 0% | 2 | 64% | 0% | 0% | 2 | 94.43% | 0% | 0% | 4 | 51.73% | 0% | 0% | 2 | 5.57% | 0% | 0% | 1
132 | Padua | Greater_Kramer | 0 | 0 | 0 | 0% | 0% | 1 |  |  |  |  | 0% | [5 empty] | 0% | 100% | 100% | 5 | 100% | 0% | 0% | 5 | 3.048% | 0% | 0% | 1 | 33.19% | 0% | 0% | 1 | 100% | 0% | 0% | 5 | 99.4% | 0% | 0% | 5 | 6.369% | 0% | 0% | 1 | 0% | 0% | 1 |  |  |  |  | 0% | [5 empty] | 3.883% | 96.12% | 100% | 5 | 98.39% | 0% | 0% | 5 | 60.24% | 0% | 0% | 2 | 43.76% | 0% | 0% | 1 | 100% | 0% | 0% | 5 | 58.71% | 0% | 0% | 2 | 9.781% | 0% | 0% | 1 | 0% | 0% | 1 |  |  |  |  | 0% | [5 empty] | 26.34% | 73.66% | 100% | 5 | 60.02% | 0% | 0% | 2 | 75.45% | 0% | 0% | 3 | 73.32% | 0% | 0% | 3 | 97.56% | 0% | 0% | 5 | 53.98% | 0% | 0% | 2 | 4.182% | 0% | 0% | 1 | 0% | 0% | 1 |  |  |  |  | 0.02758% | [5 empty] | 23.14% | 36.4% | 59.54% | 5 | 50.09% | 0% | 0% | 2 | 66.42% | 0% | 0% | 2 | 54.37% | 0% | 0% | 2 | 84.88% | 0% | 0% | 3 | 34.15% | 0% | 0% | 1 | 2.747% | 0% | 0% | 1
133 | Pisgah | Greater_Kramer | 0 | 0 | 0 | 0% | 0% | 1 |  |  |  |  | 0% | [5 empty] | 0% | 0% | 0% | 1 | 56.05% | 0% | 0% | 2 | 73.1% | 0% | 0% | 3 | 81.11% | 0% | 0% | 3 | 85.84% | 0% | 0% | 3 | 42.84% | 0% | 0% | 1 | 0.7338% | 0% | 0% | 1 | 0% | 0% | 1 |  |  |  |  | 1.126% | [5 empty] | 0% | 0% | 0% | 1 | 20.67% | 0% | 0% | 1 | 21.96% | 0% | 0% | 1 | 24.92% | 0% | 0% | 1 | 29.57% | 0% | 0% | 1 | 51.46% | 0% | 0% | 2 | 1.651% | 0% | 0% | 1 | 0% | 0% | 1 |  |  |  |  | 2.211% | [5 empty] | 0% | 0% | 0% | 1 | 26.02% | 0% | 0% | 1 | 18.22% | 0% | 0% | 1 | 21.05% | 0% | 0% | 1 | 32.96% | 0% | 0% | 1 | 36.11% | 0% | 0% | 1 | 1.857% | 0% | 0% | 1 | 0% | 0% | 1 |  |  |  |  | 1.36% | [5 empty] | 0% | 0% | 0% | 1 | 40.72% | 0% | 0% | 1 | 19.56% | 0% | 0% | 1 | 20.5% | 0% | 0% | 1 | 47.38% | 0% | 0% | 1 | 46.9% | 0% | 0% | 1 | 2.093% | 0% | 0% | 1
134 | Roadway | Greater_Kramer | 0 | 0 | 0 | 0% | 0% | 1 |  |  |  |  | 0.131% | [5 empty] | 0% | 0% | 0% | 1 | 59.73% | 0% | 0% | 2 | 45.63% | 0% | 0% | 1 | 21.16% | 0% | 0% | 1 | 69.45% | 0% | 0% | 2 | 21.13% | 0% | 0% | 1 | 0.4851% | 0% | 0% | 1 | 0% | 0% | 1 |  |  |  |  | 0.08725% | [5 empty] | 10.22% | 0% | 10.22% | 1 | 34.66% | 0% | 0% | 1 | 43.29% | 0% | 0% | 1 | 17.46% | 0% | 0% | 1 | 57.55% | 0% | 0% | 2 | 27.47% | 0% | 0% | 1 | 0.6538% | 0% | 0% | 1 | 0% | 0% | 1 |  |  |  |  | 0.04451% | [5 empty] | 9.568% | 9.026% | 18.59% | 2 | 49.12% | 0% | 0% | 1 | 46.22% | 0% | 0% | 1 | 22.35% | 0% | 0% | 1 | 68.8% | 0% | 0% | 2 | 35.81% | 0% | 0% | 1 | 2.025% | 0% | 0% | 1 | 0% | 0% | 1 |  |  |  |  | 0.406% | [5 empty] | 10.56% | 9.649% | 20.21% | 2 | 42.71% | 0% | 0% | 1 | 48.12% | 0% | 0% | 1 | 29.19% | 0% | 0% | 1 | 74.03% | 0% | 0% | 3 | 37.53% | 0% | 0% | 1 | 1.788% | 0% | 0% | 1
135 | Tortilla | Greater_Kramer | 0 | 0 | 0 | 0% | 0% | 1 |  |  |  |  | 4.3% | [5 empty] | 0% | 0% | 0% | 1 | 62.16% | 0% | 0% | 2 | 50.95% | 0% | 0% | 2 | 28.03% | 0% | 0% | 1 | 78.87% | 0% | 0% | 3 | 42.93% | 0% | 0% | 1 | 1.966% | 0% | 0% | 1 | 0% | 0% | 1 |  |  |  |  | 1.559% | [5 empty] | 0% | 0% | 0% | 1 | 53.98% | 0% | 0% | 2 | 42.42% | 0% | 0% | 1 | 10.93% | 0% | 0% | 1 | 73.46% | 0% | 0% | 3 | 52.51% | 0% | 0% | 2 | 2.474% | 0% | 0% | 1 | 0% | 0% | 1 |  |  |  |  | 1.222% | [5 empty] | 0% | 0% | 0% | 1 | 53.87% | 0% | 0% | 2 | 33.13% | 0% | 0% | 1 | 10.65% | 0% | 0% | 1 | 69.54% | 0% | 0% | 2 | 50.26% | 0% | 0% | 2 | 2.891% | 0% | 0% | 1 | 0% | 0% | 1 |  |  |  |  | 1.331% | [5 empty] | 0% | 0% | 0% | 1 | 45.2% | 0% | 0% | 1 | 29.46% | 0% | 0% | 1 | 13.84% | 0% | 0% | 1 | 56.75% | 0% | 0% | 2 | 37.48% | 0% | 0% | 1 | 2.088% | 0% | 0% | 1
136 | Victor | Greater_Kramer | 0 | 0 | 0 | 0% | 0% | 1 |  |  |  |  | 0.04453% | [5 empty] | 11.63% | 0% | 11.63% | 1 | 50.45% | 0% | 0% | 2 | 57.23% | 0% | 0% | 2 | 22.29% | 0% | 0% | 1 | 72.71% | 0% | 0% | 3 | 6.983% | 0% | 0% | 1 | 0.08141% | 0% | 0% | 1 | 0% | 0% | 1 |  |  |  |  | 0.07774% | [5 empty] | 14.99% | 17.96% | 32.95% | 3 | 43.21% | 0% | 0% | 1 | 57.32% | 0% | 0% | 2 | 34.51% | 0% | 0% | 1 | 70.84% | 0% | 0% | 3 | 27.59% | 0% | 0% | 1 | 2.233% | 0% | 0% | 1 | 0% | 0% | 1 |  |  |  |  | 0.06597% | [5 empty] | 11.58% | 17.75% | 29.32% | 3 | 53.51% | 0% | 0% | 2 | 48.65% | 0% | 0% | 1 | 28.73% | 0% | 0% | 1 | 71.65% | 0% | 0% | 3 | 34.97% | 0% | 0% | 1 | 2.09% | 0% | 0% | 1 | 0% | 0% | 1 |  |  |  |  | 0.1121% | [5 empty] | 13.1% | 11.18% | 24.28% | 3 | 44.34% | 0% | 0% | 1 | 45.8% | 0% | 0% | 1 | 32.03% | 0% | 0% | 1 | 73.94% | 0% | 0% | 3 | 36.53% | 0% | 0% | 1 | 1.736% | 0% | 0% | 1
137 | Vista | Greater_Kramer | 0 | 0 | 0 | 0% | 0% | 1 |  |  |  |  | 0% | [5 empty] | 0% | 0% | 0% | 1 | 0% | 0% | 0% | 1 | 0% | 0% | 0% | 1 | 0% | 0% | 0% | 1 | 0% | 0% | 0% | 1 | 0% | 0% | 0% | 1 | 0% | 0% | 0% | 1 | 0% | 0% | 1 |  |  |  |  | 0% | [5 empty] | 14.18% | 85.82% | 100% | 5 | 100% | 0% | 0% | 5 | 63.73% | 0% | 0% | 2 | 96.21% | 0% | 0% | 5 | 100% | 0% | 0% | 5 | 66.26% | 0% | 0% | 2 | 3.852% | 0% | 0% | 1 | 0% | 0% | 1 |  |  |  |  | 0.00838% | [5 empty] | 2.763% | 97.24% | 100% | 5 | 85.66% | 0% | 0% | 3 | 37.68% | 0% | 0% | 1 | 46.24% | 0% | 0% | 1 | 94.29% | 0% | 0% | 4 | 60.24% | 0% | 0% | 2 | 8.547% | 0% | 0% | 1 | 0% | 0% | 1 |  |  |  |  | 0.0133% | [5 empty] | 37.88% | 51.94% | 89.82% | 5 | 47.31% | 0% | 0% | 1 | 45.61% | 0% | 0% | 1 | 62.41% | 0% | 0% | 2 | 87.41% | 0% | 0% | 3 | 54.93% | 0% | 0% | 2 | 3.841% | 0% | 0% | 1
138 | Encina | Greater_SD | 0 | 0 | 0 | 0% | 0% | 1 |  |  |  |  | 0% | [5 empty] | 0% | 0% | 0% | 1 | 12.81% | 0% | 0% | 1 | 91.43% | 0% | 0% | 4 | 94.53% | 0% | 0% | 4 | 94.53% | 0% | 0% | 4 | 0% | 0% | 0% | 1 | 23.99% | 0% | 0% | 1 | 0% | 0% | 1 |  |  |  |  | 0% | [5 empty] | 0% | 0% | 0% | 1 | 11.38% | 0% | 0% | 1 | 91.01% | 0% | 0% | 4 | 94.52% | 0% | 0% | 4 | 94.52% | 0% | 0% | 4 | 1.6% | 0% | 0% | 1 | 22.49% | 0% | 0% | 1 | 0% | 0% | 1 |  |  |  |  | 0% | [5 empty] | 0% | 0% | 0% | 1 | 10.95% | 0% | 0% | 1 | 87.51% | 0% | 0% | 3 | 92.51% | 0% | 0% | 4 | 92.51% | 0% | 0% | 4 | 1.603% | 0% | 0% | 1 | 21.65% | 0% | 0% | 1 | 0% | 0% | 1 |  |  |  |  | 0% | [5 empty] | 1.343% | 33.72% | 35.07% | 5 | 38.98% | 0% | 0% | 1 | 52.59% | 0% | 0% | 2 | 84.1% | 0% | 0% | 3 | 84.1% | 0% | 0% | 3 | 32.67% | 0% | 0% | 1 | 12.17% | 0% | 0% | 1
139 | Escondido | Greater_SD | 0 | 0 | 0 | 0% | 0% | 1 |  |  |  |  | 0% | [5 empty] | 0% | 0% | 0% | 1 | 0% | 0% | 0% | 1 | 100% | 0% | 0% | 5 | 100% | 0% | 0% | 5 | 100% | 0% | 0% | 5 | 0% | 0% | 0% | 1 | 33.87% | 0% | 0% | 1 | 0% | 0% | 1 |  |  |  |  | 0% | [5 empty] | 0% | 0% | 0% | 1 | 8.478% | 0% | 0% | 1 | 80.53% | 0% | 0% | 3 | 93.22% | 0% | 0% | 4 | 93.22% | 0% | 0% | 4 | 0% | 0% | 0% | 1 | 10.81% | 0% | 0% | 1 | 0% | 0% | 1 |  |  |  |  | 0% | [5 empty] | 0% | 31.2% | 31.2% | 5 | 39.8% | 0% | 0% | 1 | 61.57% | 0% | 0% | 2 | 95.31% | 0% | 0% | 5 | 95.31% | 0% | 0% | 5 | 27.33% | 0% | 0% | 1 | 16.77% | 0% | 0% | 1 | 0% | 0% | 1 |  |  |  |  | 0.1381% | [5 empty] | 29.06% | 58.96% | 88.01% | 5 | 83.25% | 0% | 0% | 3 | 17.56% | 0% | 0% | 1 | 62.06% | 0% | 0% | 2 | 96.58% | 0% | 0% | 5 | 62.23% | 0% | 0% | 2 | 16.43% | 0% | 0% | 1
140 | Kearny | Greater_SD | 0 | 0 | 0 | 0% | 0% | 1 |  |  |  |  | 0% | [5 empty] | 0% | 0% | 0% | 1 | 1.243% | 0% | 0% | 1 | 4.266% | 0% | 0% | 1 | 64.26% | 0% | 0% | 2 | 64.26% | 0% | 0% | 2 | 0% | 0% | 0% | 1 | 0.1892% | 0% | 0% | 1 | 0% | 0% | 1 |  |  |  |  | 0% | [5 empty] | 0% | 0% | 0% | 1 | 1.672% | 0% | 0% | 1 | 19.29% | 0% | 0% | 1 | 79.75% | 0% | 0% | 3 | 80.08% | 0% | 0% | 3 | 0% | 0% | 0% | 1 | 1.448% | 0% | 0% | 1 | 0% | 0% | 1 |  |  |  |  | 0% | [5 empty] | 0% | 0% | 0% | 1 | 1.689% | 0% | 0% | 1 | 19.73% | 0% | 0% | 1 | 79.87% | 0% | 0% | 3 | 80.2% | 0% | 0% | 3 | 0% | 0% | 0% | 1 | 1.631% | 0% | 0% | 1 | 0% | 0% | 1 |  |  |  |  | 0% | [5 empty] | 6.443% | 0.7702% | 7.213% | 2 | 5.671% | 0% | 0% | 1 | 28.84% | 0% | 0% | 1 | 81.03% | 0% | 0% | 3 | 81.3% | 0% | 0% | 3 | 2.275% | 0% | 0% | 1 | 4.029% | 0% | 0% | 1
141 | Miguel | Greater_SD | 0 | 0 | 0 | 0% | 0% | 1 |  |  |  |  | 0% | [5 empty] | 28.57% | 0% | 28.57% | 2 | 8.257% | 0% | 0% | 1 | 45.81% | 0% | 0% | 1 | 80.23% | 0% | 0% | 3 | 80.23% | 0% | 0% | 3 | 1.542% | 0% | 0% | 1 | 11.35% | 0% | 0% | 1 | 0% | 0% | 1 |  |  |  |  | 0% | [5 empty] | 7.526% | 0.08918% | 7.616% | 2 | 4.68% | 0% | 0% | 1 | 21.92% | 0% | 0% | 1 | 81.38% | 0% | 0% | 3 | 81.7% | 0% | 0% | 3 | 1.847% | 0% | 0% | 1 | 3.762% | 0% | 0% | 1 | 0% | 0% | 1 |  |  |  |  | 0% | [5 empty] | 6.826% | 1.797% | 8.623% | 2 | 4.27% | 0% | 0% | 1 | 25.94% | 0% | 0% | 1 | 81.38% | 0% | 0% | 3 | 81.66% | 0% | 0% | 3 | 3.042% | 0% | 0% | 1 | 3.693% | 0% | 0% | 1 | 0% | 0% | 1 |  |  |  |  | 0.3964% | [5 empty] | 2.808% | 59.09% | 61.9% | 5 | 5.843% | 0% | 0% | 1 | 28.73% | 0% | 0% | 1 | 64.04% | 0% | 0% | 2 | 74.22% | 0% | 0% | 3 | 31.31% | 0% | 0% | 1 | 3.125% | 0% | 0% | 1
142 | Mission | Greater_SD | 0 | 0 | 0 | 0% | 0% | 1 |  |  |  |  | 0% | [5 empty] | 0% | 0% | 0% | 1 | 1.683% | 0% | 0% | 1 | 16.13% | 0% | 0% | 1 | 78.93% | 0% | 0% | 3 | 79.28% | 0% | 0% | 3 | 0% | 0% | 0% | 1 | 1.165% | 0% | 0% | 1 | 0% | 0% | 1 |  |  |  |  | 0% | [5 empty] | 0% | 0% | 0% | 1 | 1.667% | 0% | 0% | 1 | 19.15% | 0% | 0% | 1 | 79.7% | 0% | 0% | 3 | 80.03% | 0% | 0% | 3 | 0% | 0% | 0% | 1 | 1.578% | 0% | 0% | 1 | 0% | 0% | 1 |  |  |  |  | 0% | [5 empty] | 2.873% | 0% | 2.873% | 1 | 2.311% | 0% | 0% | 1 | 25.03% | 0% | 0% | 1 | 81.63% | 0% | 0% | 3 | 81.92% | 0% | 0% | 3 | 0% | 0% | 0% | 1 | 3.232% | 0% | 0% | 1 | 0% | 0% | 1 |  |  |  |  | 0% | [5 empty] | 6.546% | 1.037% | 7.583% | 2 | 4.417% | 0% | 0% | 1 | 27.76% | 0% | 0% | 1 | 81.01% | 0% | 0% | 3 | 81.28% | 0% | 0% | 3 | 2.566% | 0% | 0% | 1 | 3.991% | 0% | 0% | 1
143 | Old Town | Greater_SD | 0 | 0 | 0 | 0% | 0% | 1 |  |  |  |  | 0% | [5 empty] | 0% | 0% | 0% | 1 | 1.665% | 0% | 0% | 1 | 17.26% | 0% | 0% | 1 | 79.14% | 0% | 0% | 3 | 79.48% | 0% | 0% | 3 | 0% | 0% | 0% | 1 | 1.297% | 0% | 0% | 1 | 0% | 0% | 1 |  |  |  |  | 0% | [5 empty] | 0% | 0% | 0% | 1 | 1.665% | 0% | 0% | 1 | 19.2% | 0% | 0% | 1 | 79.69% | 0% | 0% | 3 | 80.02% | 0% | 0% | 3 | 0% | 0% | 0% | 1 | 1.583% | 0% | 0% | 1 | 0% | 0% | 1 |  |  |  |  | 0% | [5 empty] | 2.93% | 0% | 2.93% | 1 | 2.357% | 0% | 0% | 1 | 25.52% | 0% | 0% | 1 | 81.27% | 0% | 0% | 3 | 81.57% | 0% | 0% | 3 | 0% | 0% | 0% | 1 | 3.11% | 0% | 0% | 1 | 0% | 0% | 1 |  |  |  |  | 0% | [5 empty] | 6.582% | 0.4825% | 7.065% | 2 | 4.442% | 0% | 0% | 1 | 27.62% | 0% | 0% | 1 | 80.94% | 0% | 0% | 3 | 81.21% | 0% | 0% | 3 | 2.02% | 0% | 0% | 1 | 4.014% | 0% | 0% | 1
144 | Penasquitos | Greater_SD | 0 | 0 | 10 | 0% | 0% | 1 |  |  |  |  | 0% | [5 empty] | 0% | 0% | 0% | 1 | 1.51% | 0% | 0% | 1 | 33.98% | 0% | 0% | 1 | 62.87% | 0% | 0% | 2 | 62.87% | 0% | 0% | 2 | 0% | 0% | 0% | 1 | 3.785% | 0% | 0% | 1 | 0% | 0% | 1 |  |  |  |  | 0% | [5 empty] | 0% | 0% | 0% | 1 | 2.626% | 0% | 0% | 1 | 12.96% | 0% | 0% | 1 | 62% | 0% | 0% | 2 | 62% | 0% | 0% | 2 | 0% | 0% | 0% | 1 | 1.491% | 0% | 0% | 1 | 0% | 0% | 1 |  |  |  |  | 0% | [5 empty] | 0% | 0% | 0% | 1 | 1.988% | 0% | 0% | 1 | 19.57% | 0% | 0% | 1 | 79.64% | 0% | 0% | 3 | 79.97% | 0% | 0% | 3 | 0% | 0% | 0% | 1 | 1.756% | 0% | 0% | 1 | 0% | 0% | 1 |  |  |  |  | 0% | [5 empty] | 2.494% | 0% | 2.494% | 1 | 3.695% | 0% | 0% | 1 | 34.42% | 0% | 0% | 1 | 83.32% | 0% | 0% | 3 | 83.58% | 0% | 0% | 3 | 0.2419% | 0% | 0% | 1 | 6.059% | 0% | 0% | 1
145 | San Luis Rey | Greater_SD | 0 | 0 | 0 | 0% | 0% | 1 |  |  |  |  | 0% | [5 empty] | 0% | 0% | 0% | 1 | 12.55% | 0% | 0% | 1 | 93.88% | 0% | 0% | 4 | 94.76% | 0% | 0% | 4 | 94.76% | 0% | 0% | 4 | 1.796% | 0% | 0% | 1 | 24.16% | 0% | 0% | 1 | 0% | 0% | 1 |  |  |  |  | 0% | [5 empty] | 0% | 0% | 0% | 1 | 11.71% | 0% | 0% | 1 | 89.87% | 0% | 0% | 3 | 94.05% | 0% | 0% | 4 | 94.05% | 0% | 0% | 4 | 1.747% | 0% | 0% | 1 | 22.81% | 0% | 0% | 1 | 0% | 0% | 1 |  |  |  |  | 0% | [5 empty] | 3.26% | 0% | 3.26% | 1 | 10.25% | 0% | 0% | 1 | 89.4% | 0% | 0% | 3 | 93.39% | 0% | 0% | 4 | 93.39% | 0% | 0% | 4 | 1.502% | 0% | 0% | 1 | 21.02% | 0% | 0% | 1 | 0% | 0% | 1 |  |  |  |  | 0% | [5 empty] | 0.5982% | 68.86% | 69.46% | 5 | 70.74% | 0% | 0% | 3 | 35.77% | 0% | 0% | 1 | 96.45% | 0% | 0% | 5 | 96.45% | 0% | 0% | 5 | 48.38% | 0% | 0% | 1 | 15.97% | 0% | 0% | 1
146 | Sycamore Canyon | Greater_SD | 0 | 0 | 0 | 0% | 0% | 1 |  |  |  |  | 0% | [5 empty] | 0% | 0% | 0% | 1 | 0% | 0% | 0% | 1 | 0% | 0% | 0% | 1 | 0% | 0% | 0% | 1 | 0% | 0% | 0% | 1 | 0% | 0% | 0% | 1 | 0% | 0% | 0% | 1 | 0% | 0% | 1 |  |  |  |  | 0% | [5 empty] | 0% | 0% | 0% | 1 | 7.873% | 0% | 0% | 1 | 58.09% | 0% | 0% | 2 | 76.08% | 0% | 0% | 3 | 76.08% | 0% | 0% | 3 | 0% | 0% | 0% | 1 | 7.687% | 0% | 0% | 1 | 0% | 0% | 1 |  |  |  |  | 0% | [5 empty] | 0% | 0% | 0% | 1 | 2.225% | 0% | 0% | 1 | 12.62% | 0% | 0% | 1 | 78.76% | 0% | 0% | 3 | 79.13% | 0% | 0% | 3 | 0% | 0% | 0% | 1 | 1.58% | 0% | 0% | 1 | 0% | 0% | 1 |  |  |  |  | 0.1751% | [5 empty] | 13.32% | 66.66% | 79.98% | 5 | 68.05% | 0% | 0% | 2 | 30.26% | 0% | 0% | 1 | 73.44% | 0% | 0% | 3 | 95.45% | 0% | 0% | 5 | 48.7% | 0% | 0% | 1 | 17.23% | 0% | 0% | 1
147 | Talega | Greater_SD | 0 | 0 | 0 | 0% | 0% | 1 |  |  |  |  | 0% | [5 empty] | 4.546% | 0% | 4.546% | 1 | 0% | 0% | 0% | 1 | 30.82% | 0% | 0% | 1 | 87.96% | 0% | 0% | 3 | 87.96% | 0% | 0% | 3 | 0.0239% | 0% | 0% | 1 | 1.04% | 0% | 0% | 1 | 0% | 0% | 1 |  |  |  |  | 0% | [5 empty] | 4.969% | 0% | 4.969% | 1 | 0% | 0% | 0% | 1 | 35.43% | 0% | 0% | 1 | 87.43% | 0% | 0% | 3 | 87.43% | 0% | 0% | 3 | 1.868% | 0% | 0% | 1 | 1.836% | 0% | 0% | 1 | 0% | 0% | 1 |  |  |  |  | 0% | [5 empty] | 3.203% | 0% | 3.203% | 1 | 2.835% | 0% | 0% | 1 | 60.63% | 0% | 0% | 2 | 90.41% | 0% | 0% | 4 | 90.58% | 0% | 0% | 4 | 1.069% | 0% | 0% | 1 | 12.88% | 0% | 0% | 1 | 0% | 0% | 1 |  |  |  |  | 0% | [5 empty] | 0.8648% | 0% | 0.8648% | 1 | 1.958% | 0% | 0% | 1 | 32.01% | 0% | 0% | 1 | 94.61% | 0% | 0% | 4 | 94.66% | 0% | 0% | 4 | 0.2888% | 0% | 0% | 1 | 9.291% | 0% | 0% | 1
148 | Martin (San Francisco H) | Peninsula_Monterey | 0 | 0 | 0 | 0% | 0% | 1 |  |  |  |  | 0% | [5 empty] | 2.104% | 20.96% | 23.06% | 4 | 21.46% | 0% | 0% | 1 | 36.08% | 0% | 0% | 1 | 55.31% | 0% | 0% | 2 | 56.61% | 0% | 0% | 2 | 18.68% | 0% | 0% | 1 | 4.261% | 0% | 0% | 1 | 0% | 0% | 1 |  |  |  |  | 0.682% | [5 empty] | 2.09% | 29.22% | 31.31% | 4 | 28.41% | 0% | 0% | 1 | 46.76% | 0% | 0% | 1 | 64.69% | 0% | 0% | 2 | 67.58% | 0% | 0% | 2 | 23.68% | 0% | 0% | 1 | 6.026% | 0% | 0% | 1 | 0% | 0% | 1 |  |  |  |  | 0.5238% | [5 empty] | 5.44% | 31.28% | 36.72% | 5 | 32.31% | 0% | 0% | 1 | 51.77% | 0% | 0% | 2 | 69.11% | 0% | 0% | 2 | 72.92% | 0% | 0% | 3 | 25.19% | 0% | 0% | 1 | 9.391% | 0% | 0% | 1 | 0% | 0% | 1 |  |  |  |  | 0.245% | [5 empty] | 21.1% | 31.93% | 53.02% | 5 | 33.24% | 0% | 0% | 1 | 41.84% | 0% | 0% | 1 | 68.63% | 0% | 0% | 2 | 77.59% | 0% | 0% | 3 | 32.76% | 0% | 0% | 1 | 9.07% | 0% | 0% | 1
149 | Bellota | Solano | 0 | 0 | 15 | 0% | 0% | 1 |  |  |  |  | 12.68% | [5 empty] | 0% | 0% | 0% | 1 | 69.72% | 0% | 0% | 2 | 1.628% | 0% | 0% | 1 | 19.57% | 0% | 0% | 1 | 71.35% | 0% | 0% | 3 | 20.8% | 0% | 0% | 1 | 6.271% | 0% | 0% | 1 | 0% | 0% | 1 |  |  |  |  | 14.39% | [5 empty] | 1.102% | 0% | 1.102% | 1 | 57.77% | 0% | 0% | 2 | 3.606% | 0% | 0% | 1 | 20.03% | 0% | 0% | 1 | 65.83% | 0% | 0% | 2 | 14.43% | 0% | 0% | 1 | 5.278% | 0% | 0% | 1 | 0% | 0% | 1 |  |  |  |  | 22.79% | [5 empty] | 7.281% | 0% | 7.281% | 1 | 57.52% | 0% | 0% | 2 | 4.963% | 0% | 0% | 1 | 20.18% | 0% | 0% | 1 | 65.84% | 0% | 0% | 2 | 23.89% | 0% | 0% | 1 | 5.351% | 0% | 0% | 1 | 0% | 0% | 1 |  |  |  |  | 46.41% | [5 empty] | 3.958% | 0% | 3.958% | 1 | 47.83% | 0% | 0% | 1 | 11.79% | 0% | 0% | 1 | 21.26% | 0% | 0% | 1 | 56.23% | 0% | 0% | 2 | 16.41% | 0% | 0% | 1 | 6.64% | 0% | 0% | 1
150 | Ripon | Solano | 0 | 0 | 0 | 0% | 0% | 1 |  |  |  |  | 62.24% | [5 empty] | 0% | 0% | 0% | 1 | 38.42% | 0% | 0% | 1 | 5.229% | 0% | 0% | 1 | 6.188% | 0% | 0% | 1 | 40.66% | 0% | 0% | 1 | 0% | 0% | 0% | 1 | 2.475% | 0% | 0% | 1 | 0% | 0% | 1 |  |  |  |  | 60.28% | [5 empty] | 0% | 0% | 0% | 1 | 43.66% | 0% | 0% | 1 | 4.833% | 0% | 0% | 1 | 5.735% | 0% | 0% | 1 | 45.18% | 0% | 0% | 1 | 0% | 0% | 0% | 1 | 2.716% | 0% | 0% | 1 | 0% | 0% | 1 |  |  |  |  | 54.02% | [5 empty] | 0.6249% | 0% | 0.6249% | 1 | 46.06% | 0% | 0% | 1 | 5.619% | 0% | 0% | 1 | 9.111% | 0% | 0% | 1 | 49% | 0% | 0% | 1 | 7.274% | 0% | 0% | 1 | 3.486% | 0% | 0% | 1 | 0% | 0% | 1 |  |  |  |  | 39.49% | [5 empty] | 7.229% | 0% | 7.229% | 1 | 55.14% | 0% | 0% | 2 | 18.19% | 0% | 0% | 1 | 27.26% | 0% | 0% | 1 | 61.52% | 0% | 0% | 2 | 24.25% | 0% | 0% | 1 | 5.327% | 0% | 0% | 1
151 | Lockeford | Solano | 0 | 0 | 0 | 0% | 0% | 1 |  |  |  |  | 65.7% | [5 empty] | 0% | 0% | 0% | 1 | 0% | 0% | 0% | 1 | 0% | 0% | 0% | 1 | 21.61% | 0% | 0% | 1 | 21.61% | 0% | 0% | 1 | 0% | 0% | 0% | 1 | 3.022% | 0% | 0% | 1 | 0% | 0% | 1 |  |  |  |  | 68.69% | [5 empty] | 0% | 0% | 0% | 1 | 0% | 0% | 0% | 1 | 19.13% | 0% | 0% | 1 | 22.12% | 0% | 0% | 1 | 22.12% | 0% | 0% | 1 | 0% | 0% | 0% | 1 | 5.818% | 0% | 0% | 1 | 0% | 0% | 1 |  |  |  |  | 61.83% | [5 empty] | 0% | 0% | 0% | 1 | 15.77% | 0% | 0% | 1 | 15.86% | 0% | 0% | 1 | 18.39% | 0% | 0% | 1 | 29.02% | 0% | 0% | 1 | 1.427% | 0% | 0% | 1 | 5.827% | 0% | 0% | 1 | 0% | 0% | 1 |  |  |  |  | 52.43% | [5 empty] | 2.414% | 0% | 2.414% | 1 | 28.91% | 0% | 0% | 1 | 13.42% | 0% | 0% | 1 | 19.3% | 0% | 0% | 1 | 41.28% | 0% | 0% | 1 | 8.005% | 0% | 0% | 1 | 7.071% | 0% | 0% | 1
152 | Stagg | Solano | 0 | 0 | 0 | 0% | 0% | 1 |  |  |  |  | 86.04% | [5 empty] | 0% | 0% | 0% | 1 | 13.23% | 0% | 0% | 1 | 22.62% | 0% | 0% | 1 | 22.62% | 0% | 0% | 1 | 28.61% | 0% | 0% | 1 | 0% | 0% | 0% | 1 | 5.825% | 0% | 0% | 1 | 0% | 0% | 1 |  |  |  |  | 77.51% | [5 empty] | 0% | 0% | 0% | 1 | 19.78% | 0% | 0% | 1 | 15.25% | 0% | 0% | 1 | 15.25% | 0% | 0% | 1 | 29.92% | 0% | 0% | 1 | 0% | 0% | 0% | 1 | 7.436% | 0% | 0% | 1 | 0% | 0% | 1 |  |  |  |  | 67.81% | [5 empty] | 0.02539% | 0% | 0.02539% | 1 | 16.58% | 0% | 0% | 1 | 15.84% | 0% | 0% | 1 | 15.78% | 0% | 0% | 1 | 29.13% | 0% | 0% | 1 | 0% | 0% | 0% | 1 | 6.8% | 0% | 0% | 1 | 0% | 0% | 1 |  |  |  |  | 48.31% | [5 empty] | 3.703% | 1.101% | 4.804% | 2 | 34.39% | 0% | 0% | 1 | 23.72% | 0% | 0% | 1 | 26.11% | 0% | 0% | 1 | 46.64% | 0% | 0% | 1 | 7.874% | 0% | 0% | 1 | 8.033% | 0% | 0% | 1
153 | Weber | Solano | 0 | 0 | 0 | 0% | 0% | 1 |  |  |  |  | 73.51% | [5 empty] | 0% | 0% | 0% | 1 | 0% | 0% | 0% | 1 | 1.129% | 0% | 0% | 1 | 1.129% | 0% | 0% | 1 | 1.129% | 0% | 0% | 1 | 0% | 0% | 0% | 1 | 2.469% | 0% | 0% | 1 | 0% | 0% | 1 |  |  |  |  | 69.9% | [5 empty] | 0% | 0% | 0% | 1 | 27.07% | 0% | 0% | 1 | 3.32% | 0% | 0% | 1 | 3.474% | 0% | 0% | 1 | 29.42% | 0% | 0% | 1 | 0% | 0% | 0% | 1 | 3.574% | 0% | 0% | 1 | 0% | 0% | 1 |  |  |  |  | 63.67% | [5 empty] | 0% | 0% | 0% | 1 | 32.76% | 0% | 0% | 1 | 9.588% | 0% | 0% | 1 | 11.21% | 0% | 0% | 1 | 38.92% | 0% | 0% | 1 | 1.207% | 0% | 0% | 1 | 5.255% | 0% | 0% | 1 | 0% | 0% | 1 |  |  |  |  | 45.98% | [5 empty] | 3.824% | 0.0687% | 3.892% | 2 | 44.93% | 0% | 0% | 1 | 20.28% | 0% | 0% | 1 | 24.52% | 0% | 0% | 1 | 55.22% | 0% | 0% | 2 | 14.99% | 0% | 0% | 1 | 6.054% | 0% | 0% | 1
154 | Carrizo Plains | Kern_Greater_Carrizo | 0 | 0 | 0 | 0% | 0% | 1 |  |  |  |  | 0% | [5 empty] | 0% | 0% | 0% | 1 | 51.3% | 0% | 0% | 2 | 0.0144% | 0% | 0% | 1 | 10.43% | 0% | 0% | 1 | 56.76% | 0% | 0% | 2 | 68.26% | 0% | 0% | 2 | 1.437% | 0% | 0% | 1 | 0% | 0% | 1 |  |  |  |  | 0% | [5 empty] | 17.07% | 0% | 17.07% | 1 | 42.6% | 0% | 0% | 1 | 3.152% | 0% | 0% | 1 | 9.154% | 0% | 0% | 1 | 48.54% | 0% | 0% | 1 | 69.21% | 0% | 0% | 2 | 1.418% | 0% | 0% | 1 | 0% | 0% | 1 |  |  |  |  | 0% | [5 empty] | 22.74% | 3.098% | 25.84% | 2 | 44.5% | 0% | 0% | 1 | 5.808% | 0% | 0% | 1 | 14.17% | 0% | 0% | 1 | 55.43% | 0% | 0% | 2 | 66.91% | 0% | 0% | 2 | 1.984% | 0% | 0% | 1 | 0% | 0% | 1 |  |  |  |  | 0.2552% | [5 empty] | 28.19% | 14.28% | 42.47% | 3 | 40.73% | 0% | 0% | 1 | 7.129% | 0% | 0% | 1 | 20.51% | 0% | 0% | 1 | 52.56% | 0% | 0% | 2 | 61.98% | 0% | 0% | 2 | 3.13% | 0% | 0% | 1
155 | Cholame | Kern_Greater_Carrizo | 0 | 0 | 0 | 0% | 0% | 1 |  |  |  |  | 0.01635% | [5 empty] | 3.304% | 0% | 3.304% | 1 | 64.86% | 0% | 0% | 2 | 12.07% | 0% | 0% | 1 | 33.11% | 0% | 0% | 1 | 71.1% | 0% | 0% | 3 | 49.18% | 0% | 0% | 1 | 1.541% | 0% | 0% | 1 | 0% | 0% | 1 |  |  |  |  | 0.2301% | [5 empty] | 9.681% | 0% | 9.681% | 1 | 58.92% | 0% | 0% | 2 | 6.196% | 0% | 0% | 1 | 17.75% | 0% | 0% | 1 | 62.66% | 0% | 0% | 2 | 58.92% | 0% | 0% | 2 | 0.9615% | 0% | 0% | 1 | 0% | 0% | 1 |  |  |  |  | 1.287% | [5 empty] | 22.34% | 0.9677% | 23.3% | 2 | 48.44% | 0% | 0% | 1 | 4.96% | 0% | 0% | 1 | 19.32% | 0% | 0% | 1 | 57.7% | 0% | 0% | 2 | 53.7% | 0% | 0% | 2 | 1.962% | 0% | 0% | 1 | 0% | 0% | 1 |  |  |  |  | 0.95% | [5 empty] | 23.99% | 13.18% | 37.16% | 3 | 46.51% | 0% | 0% | 1 | 10.98% | 0% | 0% | 1 | 26.46% | 0% | 0% | 1 | 58.89% | 0% | 0% | 2 | 52.2% | 0% | 0% | 2 | 2.504% | 0% | 0% | 1
156 | Mesa | Kern_Greater_Carrizo | 0 | 0 | 0 | 0% | 0% | 1 |  |  |  |  | 18.12% | [5 empty] | 11.9% | 36.36% | 48.26% | 5 | 16.46% | 0% | 0% | 1 | 0.0009419% | 0% | 0% | 1 | 17.81% | 0% | 0% | 1 | 30.65% | 0% | 0% | 1 | 45.26% | 0% | 0% | 1 | 6.771% | 0% | 0% | 1 | 0% | 0% | 1 |  |  |  |  | 6.968% | [5 empty] | 20.67% | 41.13% | 61.8% | 5 | 23.39% | 0% | 0% | 1 | 1.17% | 0% | 0% | 1 | 29.54% | 0% | 0% | 1 | 36.85% | 0% | 0% | 1 | 63.79% | 0% | 0% | 2 | 7.522% | 0% | 0% | 1 | 0% | 0% | 1 |  |  |  |  | 4.433% | [5 empty] | 32.56% | 42.07% | 74.63% | 5 | 30.26% | 0% | 0% | 1 | 1.154% | 0% | 0% | 1 | 26.49% | 0% | 0% | 1 | 41.76% | 0% | 0% | 1 | 71.82% | 0% | 0% | 3 | 6.924% | 0% | 0% | 1 | 0% | 0% | 1 |  |  |  |  | 2.859% | [5 empty] | 49.98% | 32.38% | 82.35% | 5 | 33.41% | 0% | 0% | 1 | 7.773% | 0% | 0% | 1 | 37.05% | 0% | 0% | 1 | 55.07% | 0% | 0% | 2 | 63.62% | 0% | 0% | 2 | 5.415% | 0% | 0% | 1
157 | Oceano | Kern_Greater_Carrizo | 0 | 0 | 0 | 0% | 0% | 1 |  |  |  |  | 3.722% | [5 empty] | 36.03% | 31.7% | 67.73% | 5 | 25.01% | 0% | 0% | 1 | 1.148% | 0% | 0% | 1 | 21.92% | 0% | 0% | 1 | 28.59% | 0% | 0% | 1 | 46.09% | 0% | 0% | 1 | 11.27% | 0% | 0% | 1 | 0% | 0% | 1 |  |  |  |  | 7.229% | [5 empty] | 25.25% | 42.7% | 67.95% | 5 | 29.98% | 0% | 0% | 1 | 1.985% | 0% | 0% | 1 | 36.76% | 0% | 0% | 1 | 45.44% | 0% | 0% | 1 | 57.97% | 0% | 0% | 2 | 9.252% | 0% | 0% | 1 | 0% | 0% | 1 |  |  |  |  | 4.348% | [5 empty] | 31.3% | 47.99% | 79.29% | 5 | 27.39% | 0% | 0% | 1 | 3.138% | 0% | 0% | 1 | 36.13% | 0% | 0% | 1 | 46.41% | 0% | 0% | 1 | 67.14% | 0% | 0% | 2 | 8.016% | 0% | 0% | 1 | 0% | 0% | 1 |  |  |  |  | 1.85% | [5 empty] | 42.41% | 38.89% | 81.3% | 5 | 30.65% | 0% | 0% | 1 | 9.947% | 0% | 0% | 1 | 33.49% | 0% | 0% | 1 | 48.22% | 0% | 0% | 1 | 58.38% | 0% | 0% | 2 | 6.045% | 0% | 0% | 1
158 | San Luis Obispo | Kern_Greater_Carrizo | 0 | 0 | 0 | 0% | 0% | 1 |  |  |  |  | 0.5666% | [5 empty] | 40.24% | 57.53% | 97.77% | 5 | 34.53% | 0% | 0% | 1 | 12.33% | 0% | 0% | 1 | 49.11% | 0% | 0% | 1 | 59.25% | 0% | 0% | 2 | 74.89% | 0% | 0% | 3 | 9.357% | 0% | 0% | 1 | 0% | 0% | 1 |  |  |  |  | 0.2186% | [5 empty] | 28.51% | 68.13% | 96.64% | 5 | 39.99% | 0% | 0% | 1 | 18.66% | 0% | 0% | 1 | 52.37% | 0% | 0% | 2 | 64.67% | 0% | 0% | 2 | 65.22% | 0% | 0% | 2 | 6.881% | 0% | 0% | 1 | 0% | 0% | 1 |  |  |  |  | 0.7658% | [5 empty] | 40.03% | 42.77% | 82.81% | 5 | 34.53% | 0% | 0% | 1 | 14.24% | 0% | 0% | 1 | 39.32% | 0% | 0% | 1 | 54.35% | 0% | 0% | 2 | 50.21% | 0% | 0% | 2 | 6.157% | 0% | 0% | 1 | 0% | 0% | 1 |  |  |  |  | 2.378% | [5 empty] | 42.35% | 33.43% | 75.77% | 5 | 30.07% | 0% | 0% | 1 | 12.24% | 0% | 0% | 1 | 32.11% | 0% | 0% | 1 | 48.32% | 0% | 0% | 1 | 53.49% | 0% | 0% | 2 | 5.447% | 0% | 0% | 1
159 | Templeton | Kern_Greater_Carrizo | 113.07 | 4522.8 | 10 | 16.18% | 0% | 1 |  |  |  |  | 2.815% | [5 empty] | 31.13% | 35.32% | 66.44% | 5 | 28.68% | 8.965% | 0% | 1 | 23.59% | 8.369% | 0% | 1 | 36.06% | 10% | 0% | 1 | 46.98% | 12.06% | 0% | 1 | 34.69% | 9.79% | 0% | 1 | 3.829% | 6.649% | 0% | 1 | 11.86% | 0% | 1 |  |  |  |  | 2.193% | [5 empty] | 38.85% | 28.13% | 66.98% | 4 | 34.62% | 5.923% | 0% | 1 | 19.11% | 4.788% | 0% | 1 | 33.18% | 5.796% | 0% | 1 | 49.56% | 7.678% | 0% | 1 | 41.69% | 6.642% | 0% | 1 | 4.889% | 4.072% | 0% | 1 | 10.66% | 0% | 1 |  |  |  |  | 1.831% | [5 empty] | 43.52% | 28.07% | 71.59% | 4 | 35.47% | 4.959% | 0% | 1 | 18.05% | 3.905% | 0% | 1 | 32.34% | 4.73% | 0% | 1 | 51.56% | 6.606% | 0% | 2 | 44.51% | 5.767% | 0% | 1 | 4.448% | 3.349% | 0% | 1 | 8.905% | 0% | 1 |  |  |  |  | 1.599% | [5 empty] | 32.45% | 22.72% | 55.17% | 4 | 44.19% | 3.202% | 0% | 1 | 13.38% | 2.063% | 0% | 1 | 33.64% | 2.693% | 0% | 1 | 60.58% | 4.533% | 0% | 2 | 47.93% | 3.432% | 0% | 1 | 3.973% | 1.861% | 0% | 1
160 | Sisquoc | Kern_Greater_Carrizo | 0 | 0 | 0 | 0% | 0% | 1 |  |  |  |  | 0.4105% | [5 empty] | 0.7415% | 28.79% | 29.54% | 4 | 42.34% | 0% | 0% | 1 | 2.231% | 0% | 0% | 1 | 70.46% | 0% | 0% | 3 | 70.46% | 0% | 0% | 3 | 56.45% | 0% | 0% | 2 | 0.021% | 0% | 0% | 1 | 0% | 0% | 1 |  |  |  |  | 5.494% | [5 empty] | 50.5% | 27.18% | 77.69% | 5 | 44.82% | 0% | 0% | 1 | 3.556% | 0% | 0% | 1 | 46.25% | 0% | 0% | 1 | 67.72% | 0% | 0% | 2 | 62.33% | 0% | 0% | 2 | 2.594% | 0% | 0% | 1 | 0% | 0% | 1 |  |  |  |  | 5.651% | [5 empty] | 46.7% | 31.11% | 77.81% | 5 | 38.29% | 0% | 0% | 1 | 3.44% | 0% | 0% | 1 | 35.21% | 0% | 0% | 1 | 52.95% | 0% | 0% | 2 | 59.94% | 0% | 0% | 2 | 5.337% | 0% | 0% | 1 | 0% | 0% | 1 |  |  |  |  | 2.636% | [5 empty] | 65.51% | 19.36% | 84.87% | 5 | 49.17% | 0% | 0% | 1 | 4.396% | 0% | 0% | 1 | 21.07% | 0% | 0% | 1 | 59.95% | 0% | 0% | 2 | 68.69% | 0% | 0% | 2 | 6.294% | 0% | 0% | 1
161 | Goleta | Kern_Greater_Carrizo | 0 | 0 | 0 | 0% | 0% | 1 |  |  |  |  | 0.1702% | [5 empty] | 20.11% | 30.9% | 51.01% | 5 | 31.37% | 0% | 0% | 1 | 0% | 0% | 0% | 1 | 2.972% | 0% | 0% | 1 | 34.34% | 0% | 0% | 1 | 34.06% | 0% | 0% | 1 | 6.935% | 0% | 0% | 1 | 0% | 0% | 1 |  |  |  |  | 2.569% | [5 empty] | 40.09% | 31.97% | 72.06% | 5 | 66.77% | 0% | 0% | 2 | 1.437% | 0% | 0% | 1 | 8.423% | 0% | 0% | 1 | 75.19% | 0% | 0% | 3 | 30.16% | 0% | 0% | 1 | 6.242% | 0% | 0% | 1 | 0% | 0% | 1 |  |  |  |  | 2.32% | [5 empty] | 47.12% | 37.33% | 84.45% | 5 | 56.05% | 0% | 0% | 2 | 0.8842% | 0% | 0% | 1 | 8.492% | 0% | 0% | 1 | 64.48% | 0% | 0% | 2 | 49.41% | 0% | 0% | 1 | 7.112% | 0% | 0% | 1 | 0% | 0% | 1 |  |  |  |  | 2.2% | [5 empty] | 78.56% | 11.05% | 89.61% | 5 | 62.92% | 0% | 0% | 2 | 3.464% | 0% | 0% | 1 | 16.7% | 0% | 0% | 1 | 71.83% | 0% | 0% | 3 | 63.66% | 0% | 0% | 2 | 5.443% | 0% | 0% | 1
162 | Schulte Switching Station | Peninsula_Monterey | 0 | 0 | 0 | 0% | 0% | 1 |  |  |  |  | 0% | [5 empty] | 0% | 0% | 0% | 1 | 0% | 0% | 0% | 1 | 0% | 0% | 0% | 1 | 18.54% | 0% | 0% | 1 | 18.54% | 0% | 0% | 1 | 0% | 0% | 0% | 1 | 92.87% | 0% | 0% | 4 | 0% | 0% | 1 |  |  |  |  | 0.134% | [5 empty] | 34.47% | 48.8% | 83.27% | 5 | 71.34% | 0% | 0% | 3 | 18.56% | 0% | 0% | 1 | 64.74% | 0% | 0% | 2 | 81.43% | 0% | 0% | 3 | 35% | 0% | 0% | 1 | 15.79% | 0% | 0% | 1 | 0% | 0% | 1 |  |  |  |  | 0.04856% | [5 empty] | 63.07% | 31.38% | 94.45% | 5 | 81.08% | 0% | 0% | 3 | 19.99% | 0% | 0% | 1 | 45.78% | 0% | 0% | 1 | 92.81% | 0% | 0% | 4 | 73.63% | 0% | 0% | 3 | 6.581% | 0% | 0% | 1 | 0% | 0% | 1 |  |  |  |  | 0.2786% | [5 empty] | 46.58% | 18.37% | 64.95% | 3 | 76.74% | 0% | 0% | 3 | 44.5% | 0% | 0% | 1 | 63.79% | 0% | 0% | 2 | 94.18% | 0% | 0% | 4 | 69.38% | 0% | 0% | 2 | 5.207% | 0% | 0% | 1
163 | Hicks | Peninsula_Monterey | 0 | 0 | 0 | 0% | 0% | 1 |  |  |  |  | 0.1698% | [5 empty] | 0% | 100% | 100% | 5 | 53.6% | 0% | 0% | 2 | 0% | 0% | 0% | 1 | 69.33% | 0% | 0% | 2 | 89.86% | 0% | 0% | 3 | 30.36% | 0% | 0% | 1 | 0.9745% | 0% | 0% | 1 | 0% | 0% | 1 |  |  |  |  | 0.1861% | [5 empty] | 11.89% | 88.11% | 100% | 5 | 72.83% | 0% | 0% | 3 | 0.475% | 0% | 0% | 1 | 68.1% | 0% | 0% | 2 | 93.65% | 0% | 0% | 4 | 45.28% | 0% | 0% | 1 | 1.393% | 0% | 0% | 1 | 0% | 0% | 1 |  |  |  |  | 0.06008% | [5 empty] | 65.5% | 31.3% | 96.8% | 5 | 77.83% | 0% | 0% | 3 | 17.8% | 0% | 0% | 1 | 56.61% | 0% | 0% | 2 | 92.74% | 0% | 0% | 4 | 73.84% | 0% | 0% | 3 | 3.597% | 0% | 0% | 1 | 0% | 0% | 1 |  |  |  |  | 2.452% | [5 empty] | 62.88% | 18.13% | 81.01% | 5 | 73.8% | 0% | 0% | 3 | 38.95% | 0% | 0% | 1 | 62.49% | 0% | 0% | 2 | 95% | 0% | 0% | 4 | 71.97% | 0% | 0% | 3 | 4.947% | 0% | 0% | 1
164 | Cottonwood | Northern_California | 0 | 0 | 0 | 0% | 0% | 1 |  |  |  |  | 2.101% | [5 empty] | 86.56% | 0% | 86.56% | 5 | 26.12% | 0% | 0% | 1 | 8.513% | 0% | 0% | 1 | 8.838% | 0% | 0% | 1 | 32.48% | 0% | 0% | 1 | 27.76% | 0% | 0% | 1 | 4.688% | 0% | 0% | 1 | 0% | 0% | 1 |  |  |  |  | 1.026% | [5 empty] | 88.82% | 2.759% | 91.58% | 5 | 37.37% | 0% | 0% | 1 | 5.813% | 0% | 0% | 1 | 4.281% | 0% | 0% | 1 | 40.9% | 0% | 0% | 1 | 44.73% | 0% | 0% | 1 | 4.616% | 0% | 0% | 1 | 0% | 0% | 1 |  |  |  |  | 3.968% | [5 empty] | 83.3% | 5.438% | 88.74% | 5 | 29.5% | 0% | 0% | 1 | 7.083% | 0% | 0% | 1 | 6.956% | 0% | 0% | 1 | 35.12% | 0% | 0% | 1 | 52.7% | 0% | 0% | 2 | 4.737% | 0% | 0% | 1 | 0% | 0% | 1 |  |  |  |  | 5.549% | [5 empty] | 75.42% | 5.004% | 80.42% | 5 | 37.21% | 0% | 0% | 1 | 12.31% | 0% | 0% | 1 | 14.27% | 0% | 0% | 1 | 45.19% | 0% | 0% | 1 | 58.81% | 0% | 0% | 2 | 8.783% | 0% | 0% | 1
165 | Jessup | Northern_California | 0 | 0 | 0 | 0% | 0% | 1 |  |  |  |  | 2.962% | [5 empty] | 72.35% | 9.705% | 82.06% | 5 | 44.1% | 0% | 0% | 1 | 10.54% | 0% | 0% | 1 | 5.463% | 0% | 0% | 1 | 50.4% | 0% | 0% | 2 | 23.93% | 0% | 0% | 1 | 4.27% | 0% | 0% | 1 | 0% | 0% | 1 |  |  |  |  | 1.196% | [5 empty] | 83.79% | 9.571% | 93.36% | 5 | 39.17% | 0% | 0% | 1 | 8.299% | 0% | 0% | 1 | 6.705% | 0% | 0% | 1 | 44.92% | 0% | 0% | 1 | 41.94% | 0% | 0% | 1 | 3.413% | 0% | 0% | 1 | 0% | 0% | 1 |  |  |  |  | 0.6331% | [5 empty] | 89.98% | 4.993% | 94.97% | 5 | 36.1% | 0% | 0% | 1 | 9.861% | 0% | 0% | 1 | 12.69% | 0% | 0% | 1 | 42.84% | 0% | 0% | 1 | 53.14% | 0% | 0% | 2 | 3.001% | 0% | 0% | 1 | 0% | 0% | 1 |  |  |  |  | 4.612% | [5 empty] | 80.72% | 5.872% | 86.59% | 5 | 33.12% | 0% | 0% | 1 | 13.21% | 0% | 0% | 1 | 16.41% | 0% | 0% | 1 | 42.67% | 0% | 0% | 1 | 62.29% | 0% | 0% | 2 | 5.5% | 0% | 0% | 1
166 | Round Mountain | Northern_California | 0 | 0 | 10 | 0% | 0% | 1 |  |  |  |  | 0.1035% | [5 empty] | 90.37% | 9.082% | 99.46% | 5 | 67.28% | 0% | 0% | 2 | 17.91% | 0% | 0% | 1 | 22.58% | 0% | 0% | 1 | 73.27% | 0% | 0% | 3 | 66.36% | 0% | 0% | 2 | 5.157% | 0% | 0% | 1 | 0% | 0% | 1 |  |  |  |  | 0.0475% | [5 empty] | 95.09% | 4.166% | 99.26% | 5 | 52.32% | 0% | 0% | 2 | 24.61% | 0% | 0% | 1 | 29.14% | 0% | 0% | 1 | 66.96% | 0% | 0% | 2 | 70.92% | 0% | 0% | 3 | 4.949% | 0% | 0% | 1 | 0% | 0% | 1 |  |  |  |  | 0.03995% | [5 empty] | 95.36% | 3.941% | 99.31% | 5 | 48.55% | 0% | 0% | 1 | 22.79% | 0% | 0% | 1 | 26.71% | 0% | 0% | 1 | 61.26% | 0% | 0% | 2 | 71.89% | 0% | 0% | 3 | 4.34% | 0% | 0% | 1 | 0% | 0% | 1 |  |  |  |  | 0.09752% | [5 empty] | 94.49% | 4.998% | 99.49% | 5 | 41.77% | 0% | 0% | 1 | 20.7% | 0% | 0% | 1 | 23.79% | 0% | 0% | 1 | 55.22% | 0% | 0% | 2 | 65.44% | 0% | 0% | 2 | 4.244% | 0% | 0% | 1
167 | Carquinez | Solano | 0 | 0 | 0 | 0% | 0% | 1 |  |  |  |  | 0.05413% | [5 empty] | 32.7% | 0% | 32.7% | 2 | 15.47% | 0% | 0% | 1 | 32.65% | 0% | 0% | 1 | 49.62% | 0% | 0% | 1 | 73% | 0% | 0% | 3 | 18.77% | 0% | 0% | 1 | 12.25% | 0% | 0% | 1 | 0% | 0% | 1 |  |  |  |  | 4.488% | [5 empty] | 32.73% | 0.2376% | 32.97% | 2 | 30.56% | 0% | 0% | 1 | 30.28% | 0% | 0% | 1 | 43.83% | 0% | 0% | 1 | 72.89% | 0% | 0% | 3 | 22.99% | 0% | 0% | 1 | 18.86% | 0% | 0% | 1 | 0% | 0% | 1 |  |  |  |  | 5.009% | [5 empty] | 40.81% | 4.494% | 45.31% | 2 | 46.9% | 0% | 0% | 1 | 27% | 0% | 0% | 1 | 38.4% | 0% | 0% | 1 | 76.51% | 0% | 0% | 3 | 32.15% | 0% | 0% | 1 | 19.05% | 0% | 0% | 1 | 0% | 0% | 1 |  |  |  |  | 4.843% | [5 empty] | 42.83% | 12.51% | 55.34% | 3 | 50.97% | 0% | 0% | 2 | 34.24% | 0% | 0% | 1 | 46.8% | 0% | 0% | 1 | 77.78% | 0% | 0% | 3 | 40.73% | 0% | 0% | 1 | 16.5% | 0% | 0% | 1
168 | Peabody | Solano | 0 | 0 | 0 | 0% | 0% | 1 |  |  |  |  | 16.51% | [5 empty] | 32.08% | 0% | 32.08% | 2 | 29.6% | 0% | 0% | 1 | 35.52% | 0% | 0% | 1 | 35.64% | 0% | 0% | 1 | 67.72% | 0% | 0% | 2 | 21.15% | 0% | 0% | 1 | 25.47% | 0% | 0% | 1 | 0% | 0% | 1 |  |  |  |  | 21.58% | [5 empty] | 30.1% | 0% | 30.1% | 2 | 43.9% | 0% | 0% | 1 | 22.19% | 0% | 0% | 1 | 21.93% | 0% | 0% | 1 | 62.09% | 0% | 0% | 2 | 24.45% | 0% | 0% | 1 | 21.12% | 0% | 0% | 1 | 0% | 0% | 1 |  |  |  |  | 33.37% | [5 empty] | 22.36% | 0% | 22.36% | 2 | 34% | 0% | 0% | 1 | 18.32% | 0% | 0% | 1 | 20.68% | 0% | 0% | 1 | 50.22% | 0% | 0% | 2 | 18.51% | 0% | 0% | 1 | 17.76% | 0% | 0% | 1 | 0% | 0% | 1 |  |  |  |  | 36.67% | [5 empty] | 19.85% | 4.318% | 24.17% | 2 | 36.36% | 0% | 0% | 1 | 21.71% | 0% | 0% | 1 | 28% | 0% | 0% | 1 | 55.7% | 0% | 0% | 2 | 18.7% | 0% | 0% | 1 | 12.48% | 0% | 0% | 1
169 | Vaca Dixon | Solano | 0 | 0 | 0 | 0% | 0% | 1 |  |  |  |  | 57.19% | [5 empty] | 11.8% | 0% | 11.8% | 1 | 23.77% | 0% | 0% | 1 | 13.27% | 0% | 0% | 1 | 10.3% | 0% | 0% | 1 | 35.74% | 0% | 0% | 1 | 6.758% | 0% | 0% | 1 | 5.985% | 0% | 0% | 1 | 0% | 0% | 1 |  |  |  |  | 43.1% | [5 empty] | 21.22% | 0% | 21.22% | 2 | 30.78% | 0% | 0% | 1 | 14.04% | 0% | 0% | 1 | 14.37% | 0% | 0% | 1 | 44.53% | 0% | 0% | 1 | 16.24% | 0% | 0% | 1 | 12.63% | 0% | 0% | 1 | 0% | 0% | 1 |  |  |  |  | 42.51% | [5 empty] | 23.76% | 0% | 23.76% | 2 | 37.68% | 0% | 0% | 1 | 12.68% | 0% | 0% | 1 | 19.52% | 0% | 0% | 1 | 51.14% | 0% | 0% | 2 | 19.58% | 0% | 0% | 1 | 10.96% | 0% | 0% | 1 | 0% | 0% | 1 |  |  |  |  | 39.44% | [5 empty] | 17.27% | 2.807% | 20.08% | 2 | 42.36% | 0% | 0% | 1 | 16.81% | 0% | 0% | 1 | 23.22% | 0% | 0% | 1 | 58.09% | 0% | 0% | 2 | 17.21% | 0% | 0% | 1 | 10.71% | 0% | 0% | 1
170 | Bellevue | Mendocino_Marin | 0 | 0 | 0 | 0% | 0% | 1 |  |  |  |  | 1.386% | [5 empty] | 86.74% | 6.493% | 93.23% | 5 | 57.34% | 0% | 0% | 2 | 39.06% | 0% | 0% | 1 | 65.86% | 0% | 0% | 2 | 75.01% | 0% | 0% | 3 | 68.61% | 0% | 0% | 2 | 6.616% | 0% | 0% | 1 | 0% | 0% | 1 |  |  |  |  | 1.915% | [5 empty] | 51.16% | 35.42% | 86.58% | 5 | 63.55% | 0% | 0% | 2 | 25.81% | 0% | 0% | 1 | 59.14% | 0% | 0% | 2 | 84.55% | 0% | 0% | 3 | 69.27% | 0% | 0% | 2 | 5.962% | 0% | 0% | 1 | 0% | 0% | 1 |  |  |  |  | 1.325% | [5 empty] | 45.55% | 36.19% | 81.74% | 5 | 71.64% | 0% | 0% | 3 | 30.3% | 0% | 0% | 1 | 58.2% | 0% | 0% | 2 | 88.39% | 0% | 0% | 3 | 71.43% | 0% | 0% | 3 | 6.015% | 0% | 0% | 1 | 0% | 0% | 1 |  |  |  |  | 1.952% | [5 empty] | 52.21% | 34.77% | 86.99% | 5 | 71.02% | 0% | 0% | 3 | 29.62% | 0% | 0% | 1 | 64% | 0% | 0% | 2 | 90.56% | 0% | 0% | 4 | 71.01% | 0% | 0% | 3 | 5.497% | 0% | 0% | 1
171 | Cloverdale | Mendocino_Marin | 0 | 0 | 0 | 0% | 0% | 1 |  |  |  |  | 2.517% | [5 empty] | 48.49% | 45.03% | 93.51% | 5 | 84.89% | 0% | 0% | 3 | 33.51% | 0% | 0% | 1 | 51.13% | 0% | 0% | 2 | 97.58% | 0% | 0% | 5 | 67.97% | 0% | 0% | 2 | 1.149% | 0% | 0% | 1 | 0% | 0% | 1 |  |  |  |  | 1.199% | [5 empty] | 58.78% | 38.51% | 97.29% | 5 | 75.72% | 0% | 0% | 3 | 32.14% | 0% | 0% | 1 | 57.14% | 0% | 0% | 2 | 90.2% | 0% | 0% | 4 | 71.57% | 0% | 0% | 3 | 0.9495% | 0% | 0% | 1 | 0% | 0% | 1 |  |  |  |  | 1.616% | [5 empty] | 60.83% | 36.49% | 97.32% | 5 | 57.51% | 0% | 0% | 2 | 32.51% | 0% | 0% | 1 | 62.3% | 0% | 0% | 2 | 87.41% | 0% | 0% | 3 | 68.97% | 0% | 0% | 2 | 0.8428% | 0% | 0% | 1 | 0% | 0% | 1 |  |  |  |  | 1.538% | [5 empty] | 65.2% | 31.62% | 96.82% | 5 | 47.79% | 0% | 0% | 1 | 26.63% | 0% | 0% | 1 | 57.11% | 0% | 0% | 2 | 77.55% | 0% | 0% | 3 | 66.49% | 0% | 0% | 2 | 1.017% | 0% | 0% | 1
172 | Fulton | Mendocino_Marin | 0 | 0 | 0 | 0% | 0% | 1 |  |  |  |  | 0.3451% | [5 empty] | 0.047% | 99.95% | 100% | 5 | 82.82% | 0% | 0% | 3 | 12.93% | 0% | 0% | 1 | 94.47% | 0% | 0% | 4 | 97.89% | 0% | 0% | 5 | 52.18% | 0% | 0% | 2 | 1.919% | 0% | 0% | 1 | 0% | 0% | 1 |  |  |  |  | 2.621% | [5 empty] | 9.104% | 87.74% | 96.85% | 5 | 51.67% | 0% | 0% | 2 | 22.64% | 0% | 0% | 1 | 53.11% | 0% | 0% | 2 | 77.31% | 0% | 0% | 3 | 62.34% | 0% | 0% | 2 | 2.17% | 0% | 0% | 1 | 0% | 0% | 1 |  |  |  |  | 1.881% | [5 empty] | 35.36% | 49.62% | 84.98% | 5 | 66.41% | 0% | 0% | 2 | 32.46% | 0% | 0% | 1 | 67.6% | 0% | 0% | 2 | 88.42% | 0% | 0% | 3 | 69.87% | 0% | 0% | 2 | 4.209% | 0% | 0% | 1 | 0% | 0% | 1 |  |  |  |  | 1.923% | [5 empty] | 51.37% | 38.09% | 89.46% | 5 | 67.37% | 0% | 0% | 2 | 31.37% | 0% | 0% | 1 | 63.43% | 0% | 0% | 2 | 90% | 0% | 0% | 3 | 65.43% | 0% | 0% | 2 | 3.62% | 0% | 0% | 1
173 | Lakeville | Mendocino_Marin | 0 | 0 | 0 | 0% | 0% | 1 |  |  |  |  | 2.328% | [5 empty] | 82.66% | 9.195% | 91.85% | 5 | 84.34% | 0% | 0% | 3 | 34.62% | 0% | 0% | 1 | 56.93% | 0% | 0% | 2 | 87.75% | 0% | 0% | 3 | 66.38% | 0% | 0% | 2 | 4.291% | 0% | 0% | 1 | 0% | 0% | 1 |  |  |  |  | 1.318% | [5 empty] | 69.71% | 22.42% | 92.13% | 5 | 75.74% | 0% | 0% | 3 | 26.92% | 0% | 0% | 1 | 55.93% | 0% | 0% | 2 | 88.55% | 0% | 0% | 3 | 74.74% | 0% | 0% | 3 | 6.621% | 0% | 0% | 1 | 0% | 0% | 1 |  |  |  |  | 0.9052% | [5 empty] | 59.29% | 25.35% | 84.64% | 5 | 73.5% | 0% | 0% | 3 | 26.04% | 0% | 0% | 1 | 60.64% | 0% | 0% | 2 | 91.01% | 0% | 0% | 4 | 71.21% | 0% | 0% | 3 | 7.999% | 0% | 0% | 1 | 0% | 0% | 1 |  |  |  |  | 3.02% | [5 empty] | 50.71% | 23.47% | 74.18% | 4 | 63.35% | 0% | 0% | 2 | 28.46% | 0% | 0% | 1 | 51.12% | 0% | 0% | 2 | 84.56% | 0% | 0% | 3 | 59.35% | 0% | 0% | 2 | 8.129% | 0% | 0% | 1
174 | Penngrove | Mendocino_Marin | 0 | 0 | 0 | 0% | 0% | 1 |  |  |  |  | 1.244% | [5 empty] | 95.28% | 1.345% | 96.62% | 5 | 60.89% | 0% | 0% | 2 | 27.77% | 0% | 0% | 1 | 62.43% | 0% | 0% | 2 | 82.22% | 0% | 0% | 3 | 75.41% | 0% | 0% | 3 | 5.729% | 0% | 0% | 1 | 0% | 0% | 1 |  |  |  |  | 1.534% | [5 empty] | 65.47% | 21.63% | 87.1% | 5 | 73.45% | 0% | 0% | 3 | 24.36% | 0% | 0% | 1 | 57.77% | 0% | 0% | 2 | 88.69% | 0% | 0% | 3 | 76.21% | 0% | 0% | 3 | 6.091% | 0% | 0% | 1 | 0% | 0% | 1 |  |  |  |  | 1.367% | [5 empty] | 48.31% | 32.52% | 80.83% | 5 | 72.9% | 0% | 0% | 3 | 33.07% | 0% | 0% | 1 | 57.8% | 0% | 0% | 2 | 88.41% | 0% | 0% | 3 | 70.36% | 0% | 0% | 3 | 6.602% | 0% | 0% | 1 | 0% | 0% | 1 |  |  |  |  | 1.795% | [5 empty] | 49.69% | 32.31% | 82% | 5 | 69.62% | 0% | 0% | 2 | 27.26% | 0% | 0% | 1 | 58.16% | 0% | 0% | 2 | 89.16% | 0% | 0% | 3 | 68.15% | 0% | 0% | 2 | 6.787% | 0% | 0% | 1
175 | Warnerville | Central_Valley_North_Los_Banos | 0 | 0 | 0 | 0% | 0% | 1 |  |  |  |  | 21.73% | [5 empty] | 0% | 0% | 0% | 1 | 68.97% | 0% | 0% | 2 | 13.04% | 0% | 0% | 1 | 32.61% | 0% | 0% | 1 | 79.14% | 0% | 0% | 3 | 20.45% | 0% | 0% | 1 | 7.667% | 0% | 0% | 1 | 0% | 0% | 1 |  |  |  |  | 21% | [5 empty] | 4.205% | 0% | 4.205% | 1 | 68.29% | 0% | 0% | 2 | 16.2% | 0% | 0% | 1 | 31.59% | 0% | 0% | 1 | 76.61% | 0% | 0% | 3 | 28.98% | 0% | 0% | 1 | 8.13% | 0% | 0% | 1 | 0% | 0% | 1 |  |  |  |  | 30.07% | [5 empty] | 4.404% | 0% | 4.404% | 1 | 57.86% | 0% | 0% | 2 | 14.91% | 0% | 0% | 1 | 28.3% | 0% | 0% | 1 | 66.6% | 0% | 0% | 2 | 23.59% | 0% | 0% | 1 | 6.475% | 0% | 0% | 1 | 0% | 0% | 1 |  |  |  |  | 37.11% | [5 empty] | 3.419% | 0% | 3.419% | 1 | 52.46% | 0% | 0% | 2 | 16.1% | 0% | 0% | 1 | 26.14% | 0% | 0% | 1 | 60.52% | 0% | 0% | 2 | 20.03% | 0% | 0% | 1 | 7.171% | 0% | 0% | 1
176 | Riverbank | Central_Valley_North_Los_Banos | 0 | 0 | 0 | 0% | 0% | 1 |  |  |  |  | 23.22% | [5 empty] | 0% | 0% | 0% | 1 | 69.78% | 0% | 0% | 2 | 4.658% | 0% | 0% | 1 | 17.85% | 0% | 0% | 1 | 77.28% | 0% | 0% | 3 | 6.436% | 0% | 0% | 1 | 4.965% | 0% | 0% | 1 | 0% | 0% | 1 |  |  |  |  | 32.23% | [5 empty] | 1.614% | 0% | 1.614% | 1 | 62.43% | 0% | 0% | 2 | 8.233% | 0% | 0% | 1 | 22.43% | 0% | 0% | 1 | 69.9% | 0% | 0% | 2 | 18.67% | 0% | 0% | 1 | 5.503% | 0% | 0% | 1 | 0% | 0% | 1 |  |  |  |  | 33.67% | [5 empty] | 4.651% | 0% | 4.651% | 1 | 57.49% | 0% | 0% | 2 | 12.15% | 0% | 0% | 1 | 23.49% | 0% | 0% | 1 | 63.68% | 0% | 0% | 2 | 21.58% | 0% | 0% | 1 | 6.351% | 0% | 0% | 1 | 0% | 0% | 1 |  |  |  |  | 38.96% | [5 empty] | 4.503% | 0% | 4.503% | 1 | 52.92% | 0% | 0% | 2 | 13.7% | 0% | 0% | 1 | 23.49% | 0% | 0% | 1 | 59.51% | 0% | 0% | 2 | 21.63% | 0% | 0% | 1 | 6.318% | 0% | 0% | 1
177 | Pease | Northern_California | 0 | 0 | 0 | 0% | 0% | 1 |  |  |  |  | 45.34% | [5 empty] | 0% | 0% | 0% | 1 | 44.47% | 0% | 0% | 1 | 13.58% | 0% | 0% | 1 | 28.94% | 0% | 0% | 1 | 68.75% | 0% | 0% | 2 | 8.561% | 0% | 0% | 1 | 5.932% | 0% | 0% | 1 | 0% | 0% | 1 |  |  |  |  | 44.27% | [5 empty] | 0.02344% | 0% | 0.02344% | 1 | 51.53% | 0% | 0% | 2 | 14.25% | 0% | 0% | 1 | 36.07% | 0% | 0% | 1 | 73.54% | 0% | 0% | 3 | 5.55% | 0% | 0% | 1 | 8.933% | 0% | 0% | 1 | 0% | 0% | 1 |  |  |  |  | 46.83% | [5 empty] | 0.4859% | 0% | 0.4859% | 1 | 52.18% | 0% | 0% | 2 | 13.29% | 0% | 0% | 1 | 41.06% | 0% | 0% | 1 | 73.91% | 0% | 0% | 3 | 3.793% | 0% | 0% | 1 | 9.337% | 0% | 0% | 1 | 0% | 0% | 1 |  |  |  |  | 47.44% | [5 empty] | 2.043% | 0.2591% | 2.302% | 2 | 47.06% | 0% | 0% | 1 | 12.36% | 0% | 0% | 1 | 43.56% | 0% | 0% | 1 | 71.69% | 0% | 0% | 3 | 3.688% | 0% | 0% | 1 | 8.998% | 0% | 0% | 1
178 | Rio Oso | Northern_California | 0 | 0 | 0 | 0% | 0% | 1 |  |  |  |  | 42.71% | [5 empty] | 0.06532% | 0% | 0.06532% | 1 | 57.57% | 0% | 0% | 2 | 8.433% | 0% | 0% | 1 | 22.87% | 0% | 0% | 1 | 65.69% | 0% | 0% | 2 | 0.2431% | 0% | 0% | 1 | 17.46% | 0% | 0% | 1 | 0% | 0% | 1 |  |  |  |  | 44.63% | [5 empty] | 0.4175% | 0% | 0.4175% | 1 | 47.35% | 0% | 0% | 1 | 6.474% | 0% | 0% | 1 | 36.31% | 0% | 0% | 1 | 66.48% | 0% | 0% | 2 | 0.4033% | 0% | 0% | 1 | 13.99% | 0% | 0% | 1 | 0% | 0% | 1 |  |  |  |  | 55.72% | [5 empty] | 0.5282% | 0% | 0.5282% | 1 | 43.14% | 0% | 0% | 1 | 4.895% | 0% | 0% | 1 | 38% | 0% | 0% | 1 | 64.95% | 0% | 0% | 2 | 0.5721% | 0% | 0% | 1 | 11% | 0% | 0% | 1 | 0% | 0% | 1 |  |  |  |  | 53.68% | [5 empty] | 0.2403% | 0% | 0.2403% | 1 | 54.57% | 0% | 0% | 2 | 10.7% | 0% | 0% | 1 | 39.89% | 0% | 0% | 1 | 73.42% | 0% | 0% | 3 | 2.845% | 0% | 0% | 1 | 8.545% | 0% | 0% | 1
179 | Alpaugh | Central_Valley_North_Los_Banos | 0 | 0 | 10 | 0% | 0% | 1 |  |  |  |  | 0% | [5 empty] | 0% | 0% | 0% | 1 | 0% | 0% | 0% | 1 | 0% | 0% | 0% | 1 | 0% | 0% | 0% | 1 | 0% | 0% | 0% | 1 | 0% | 0% | 0% | 1 | 0% | 0% | 0% | 1 | 0% | 0% | 1 |  |  |  |  | 0% | [5 empty] | 0% | 0% | 0% | 1 | 0% | 0% | 0% | 1 | 0% | 0% | 0% | 1 | 0% | 0% | 0% | 1 | 0% | 0% | 0% | 1 | 0% | 0% | 0% | 1 | 0% | 0% | 0% | 1 | 0% | 0% | 1 |  |  |  |  | 1.952% | [5 empty] | 0% | 0% | 0% | 1 | 0% | 0% | 0% | 1 | 0% | 0% | 0% | 1 | 0% | 0% | 0% | 1 | 0% | 0% | 0% | 1 | 0% | 0% | 0% | 1 | 2.03% | 0% | 0% | 1 | 0% | 0% | 1 |  |  |  |  | 11.2% | [5 empty] | 0% | 0% | 0% | 1 | 0.0283% | 0% | 0% | 1 | 0% | 0% | 0% | 1 | 2.264% | 0% | 0% | 1 | 2.292% | 0% | 0% | 1 | 0% | 0% | 0% | 1 | 3.914% | 0% | 0% | 1
180 | Rector | Central_Valley_North_Los_Banos | 0 | 0 | 0 | 0% | 0% | 1 |  |  |  |  | 0% | [5 empty] | 0% | 0% | 0% | 1 | 0% | 0% | 0% | 1 | 0% | 0% | 0% | 1 | 0% | 0% | 0% | 1 | 0% | 0% | 0% | 1 | 0% | 0% | 0% | 1 | 0% | 0% | 0% | 1 | 0% | 0% | 1 |  |  |  |  | 0% | [5 empty] | 0% | 0% | 0% | 1 | 0% | 0% | 0% | 1 | 0% | 0% | 0% | 1 | 0% | 0% | 0% | 1 | 0% | 0% | 0% | 1 | 0% | 0% | 0% | 1 | 0% | 0% | 0% | 1 | 0% | 0% | 1 |  |  |  |  | 28.94% | [5 empty] | 0% | 0% | 0% | 1 | 0% | 0% | 0% | 1 | 0% | 0% | 0% | 1 | 0% | 0% | 0% | 1 | 0% | 0% | 0% | 1 | 0% | 0% | 0% | 1 | 0% | 0% | 0% | 1 | 0% | 0% | 1 |  |  |  |  | 33.49% | [5 empty] | 0% | 0% | 0% | 1 | 0% | 0% | 0% | 1 | 0% | 0% | 0% | 1 | 0% | 0% | 0% | 1 | 0% | 0% | 0% | 1 | 0% | 0% | 0% | 1 | 3.004% | 0% | 0% | 1
181 | Springville | Central_Valley_North_Los_Banos | 0 | 0 | 0 | 0% | 0% | 1 |  |  |  |  | 0% | [5 empty] | 0% | 0% | 0% | 1 | 0% | 0% | 0% | 1 | 0% | 0% | 0% | 1 | 0% | 0% | 0% | 1 | 0% | 0% | 0% | 1 | 0% | 0% | 0% | 1 | 0% | 0% | 0% | 1 | 0% | 0% | 1 |  |  |  |  | 0% | [5 empty] | 0% | 0% | 0% | 1 | 0% | 0% | 0% | 1 | 0% | 0% | 0% | 1 | 0% | 0% | 0% | 1 | 0% | 0% | 0% | 1 | 0% | 0% | 0% | 1 | 0% | 0% | 0% | 1 | 0% | 0% | 1 |  |  |  |  | 0% | [5 empty] | 0% | 0% | 0% | 1 | 0% | 0% | 0% | 1 | 0% | 0% | 0% | 1 | 0% | 0% | 0% | 1 | 0% | 0% | 0% | 1 | 0% | 0% | 0% | 1 | 0% | 0% | 0% | 1 | 0% | 0% | 1 |  |  |  |  | 0% | [5 empty] | 100% | 0% | 100% | 5 | 0% | 0% | 0% | 1 | 24.97% | 0% | 0% | 1 | 67.58% | 0% | 0% | 2 | 67.58% | 0% | 0% | 2 | 92.4% | 0% | 0% | 4 | 9.566% | 0% | 0% | 1
182 | Vestal | Central_Valley_North_Los_Banos | 0 | 0 | 0 | 0% | 0% | 1 |  |  |  |  | 0% | [5 empty] | 0% | 0% | 0% | 1 | 0% | 0% | 0% | 1 | 0% | 0% | 0% | 1 | 0% | 0% | 0% | 1 | 0% | 0% | 0% | 1 | 0% | 0% | 0% | 1 | 0% | 0% | 0% | 1 | 0% | 0% | 1 |  |  |  |  | 0% | [5 empty] | 0% | 0% | 0% | 1 | 0% | 0% | 0% | 1 | 0% | 0% | 0% | 1 | 0% | 0% | 0% | 1 | 0% | 0% | 0% | 1 | 0% | 0% | 0% | 1 | 0% | 0% | 0% | 1 | 0% | 0% | 1 |  |  |  |  | 0% | [5 empty] | 0% | 0% | 0% | 1 | 0% | 0% | 0% | 1 | 0% | 0% | 0% | 1 | 0% | 0% | 0% | 1 | 0% | 0% | 0% | 1 | 0% | 0% | 0% | 1 | 0% | 0% | 0% | 1 | 0% | 0% | 1 |  |  |  |  | 0% | [5 empty] | 96.17% | 3.834% | 100% | 5 | 7.668% | 0% | 0% | 1 | 14.69% | 0% | 0% | 1 | 51.8% | 0% | 0% | 2 | 52.55% | 0% | 0% | 2 | 87.88% | 0% | 0% | 3 | 4.111% | 0% | 0% | 1
183 | UltraPower Chinese Station | El_Dorado_Mariposa | 0 | 0 | 0 | 0% | 0% | 1 |  |  |  |  | 0% | [5 empty] | 18.18% | 0% | 18.18% | 1 | 90.89% | 0% | 0% | 4 | 20.23% | 0% | 0% | 1 | 33.54% | 0% | 0% | 1 | 91.09% | 0% | 0% | 4 | 90.71% | 0% | 0% | 4 | 8.36% | 0% | 0% | 1 | 0% | 0% | 1 |  |  |  |  | 3.085% | [5 empty] | 17.93% | 0% | 17.93% | 1 | 90.21% | 0% | 0% | 4 | 25.39% | 0% | 0% | 1 | 36.35% | 0% | 0% | 1 | 92.17% | 0% | 0% | 4 | 79.72% | 0% | 0% | 3 | 12.77% | 0% | 0% | 1 | 0% | 0% | 1 |  |  |  |  | 8.621% | [5 empty] | 10.94% | 0% | 10.94% | 1 | 84.94% | 0% | 0% | 3 | 27.16% | 0% | 0% | 1 | 48.76% | 0% | 0% | 1 | 94.71% | 0% | 0% | 4 | 59.45% | 0% | 0% | 2 | 13.08% | 0% | 0% | 1 | 0% | 0% | 1 |  |  |  |  | 19.5% | [5 empty] | 4.87% | 0% | 4.87% | 1 | 64.98% | 0% | 0% | 2 | 21.12% | 0% | 0% | 1 | 37.17% | 0% | 0% | 1 | 75.4% | 0% | 0% | 3 | 31.86% | 0% | 0% | 1 | 9.472% | 0% | 0% | 1
184 | Curtis | El_Dorado_Mariposa | 0 | 0 | 0 | 0% | 0% | 1 |  |  |  |  | 0% | [5 empty] | 0% | 0% | 0% | 1 | 0% | 0% | 0% | 1 | 0% | 0% | 0% | 1 | 0% | 0% | 0% | 1 | 0% | 0% | 0% | 1 | 0% | 0% | 0% | 1 | 0% | 0% | 0% | 1 | 0% | 0% | 1 |  |  |  |  | 0% | [5 empty] | 0% | 0% | 0% | 1 | 0% | 0% | 0% | 1 | 0% | 0% | 0% | 1 | 0% | 0% | 0% | 1 | 0% | 0% | 0% | 1 | 0% | 0% | 0% | 1 | 0% | 0% | 0% | 1 | 0% | 0% | 1 |  |  |  |  | 0% | [5 empty] | 30.2% | 0% | 30.2% | 2 | 85.18% | 0% | 0% | 3 | 17.82% | 0% | 0% | 1 | 30.81% | 0% | 0% | 1 | 85.41% | 0% | 0% | 3 | 88.98% | 0% | 0% | 3 | 6.226% | 0% | 0% | 1 | 0% | 0% | 1 |  |  |  |  | 6.132% | [5 empty] | 20.92% | 0.4123% | 21.34% | 2 | 68.16% | 0% | 0% | 2 | 21.56% | 0% | 0% | 1 | 40.7% | 0% | 0% | 1 | 77.59% | 0% | 0% | 3 | 60.46% | 0% | 0% | 2 | 10.95% | 0% | 0% | 1
185 | Peoria | El_Dorado_Mariposa | 0 | 0 | 15 | 0% | 0% | 1 |  |  |  |  | 0% | [5 empty] | 31.22% | 0% | 31.22% | 2 | 85.81% | 0% | 0% | 3 | 19.06% | 0% | 0% | 1 | 33.73% | 0% | 0% | 1 | 86.01% | 0% | 0% | 3 | 90.41% | 0% | 0% | 4 | 6.173% | 0% | 0% | 1 | 0% | 0% | 1 |  |  |  |  | 2.4% | [5 empty] | 22.29% | 0% | 22.29% | 2 | 91.74% | 0% | 0% | 4 | 24.9% | 0% | 0% | 1 | 35.13% | 0% | 0% | 1 | 92.33% | 0% | 0% | 4 | 81.94% | 0% | 0% | 3 | 11.2% | 0% | 0% | 1 | 0% | 0% | 1 |  |  |  |  | 7.394% | [5 empty] | 11.68% | 0% | 11.68% | 1 | 82.46% | 0% | 0% | 3 | 23.06% | 0% | 0% | 1 | 46.41% | 0% | 0% | 1 | 93.8% | 0% | 0% | 4 | 59.58% | 0% | 0% | 2 | 12.65% | 0% | 0% | 1 | 0% | 0% | 1 |  |  |  |  | 18.89% | [5 empty] | 5.105% | 0% | 5.105% | 1 | 65.86% | 0% | 0% | 2 | 19.69% | 0% | 0% | 1 | 36.19% | 0% | 0% | 1 | 76.41% | 0% | 0% | 3 | 31.26% | 0% | 0% | 1 | 8.861% | 0% | 0% | 1
186 | Moorpark | Greater_LA | 0 | 0 | 0 | 0% | 0% | 1 |  |  |  |  | 3.792% | [5 empty] | 0% | 100% | 100% | 5 | 54.82% | 0% | 0% | 2 | 0% | 0% | 0% | 1 | 0% | 0% | 0% | 1 | 54.82% | 0% | 0% | 2 | 65.43% | 0% | 0% | 2 | 15.54% | 0% | 0% | 1 | 0% | 0% | 1 |  |  |  |  | 8.691% | [5 empty] | 4.047% | 95.92% | 99.97% | 5 | 75.79% | 0% | 0% | 3 | 0% | 0% | 0% | 1 | 0.8645% | 0% | 0% | 1 | 75.79% | 0% | 0% | 3 | 49.16% | 0% | 0% | 1 | 14.1% | 0% | 0% | 1 | 0% | 0% | 1 |  |  |  |  | 5.252% | [5 empty] | 9.197% | 87.03% | 96.23% | 5 | 71.46% | 0% | 0% | 3 | 5.677% | 0% | 0% | 1 | 8.68% | 0% | 0% | 1 | 76.66% | 0% | 0% | 3 | 53.58% | 0% | 0% | 2 | 13.84% | 0% | 0% | 1 | 0% | 0% | 1 |  |  |  |  | 2.897% | [5 empty] | 30.45% | 66.48% | 96.93% | 5 | 72.14% | 0% | 0% | 3 | 3.216% | 0% | 0% | 1 | 5.849% | 0% | 0% | 1 | 76.08% | 0% | 0% | 3 | 57.58% | 0% | 0% | 2 | 11.36% | 0% | 0% | 1
187 | Santa Clara | Greater_LA | 0 | 0 | 0 | 0% | 0% | 1 |  |  |  |  | 0% | [5 empty] | 2.393% | 0% | 2.393% | 1 | 0% | 0% | 0% | 1 | 0% | 0% | 0% | 1 | 83.78% | 0% | 0% | 3 | 83.78% | 0% | 0% | 3 | 0% | 0% | 0% | 1 | 4.216% | 0% | 0% | 1 | 0% | 0% | 1 |  |  |  |  | 0.1242% | [5 empty] | 3.126% | 0.005945% | 3.132% | 2 | 26.52% | 0% | 0% | 1 | 56.24% | 0% | 0% | 2 | 81.93% | 0% | 0% | 3 | 81.93% | 0% | 0% | 3 | 0% | 0% | 0% | 1 | 46.37% | 0% | 0% | 1 | 0% | 0% | 1 |  |  |  |  | 0.1092% | [5 empty] | 8.697% | 22.77% | 31.46% | 4 | 41.91% | 0% | 0% | 1 | 39.45% | 0% | 0% | 1 | 57.28% | 0% | 0% | 2 | 80.92% | 0% | 0% | 3 | 17.47% | 0% | 0% | 1 | 33.44% | 0% | 0% | 1 | 0% | 0% | 1 |  |  |  |  | 5.231% | [5 empty] | 25.92% | 68.21% | 94.13% | 5 | 71.89% | 0% | 0% | 3 | 5.712% | 0% | 0% | 1 | 8.707% | 0% | 0% | 1 | 76.99% | 0% | 0% | 3 | 54.61% | 0% | 0% | 2 | 13.67% | 0% | 0% | 1
188 | Davis | Solano | 0 | 0 | 0 | 0% | 0% | 1 |  |  |  |  | 75.4% | [5 empty] | 0% | 0% | 0% | 1 | 24.34% | 0% | 0% | 1 | 18.03% | 0% | 0% | 1 | 33.61% | 0% | 0% | 1 | 36.4% | 0% | 0% | 1 | 0% | 0% | 0% | 1 | 2.458% | 0% | 0% | 1 | 0% | 0% | 1 |  |  |  |  | 66.81% | [5 empty] | 0.1602% | 0% | 0.1602% | 1 | 32.44% | 0% | 0% | 1 | 8.47% | 0% | 0% | 1 | 18.78% | 0% | 0% | 1 | 41.41% | 0% | 0% | 1 | 0.281% | 0% | 0% | 1 | 5.196% | 0% | 0% | 1 | 0% | 0% | 1 |  |  |  |  | 57.37% | [5 empty] | 4.051% | 0% | 4.051% | 1 | 36.85% | 0% | 0% | 1 | 11.25% | 0% | 0% | 1 | 20.05% | 0% | 0% | 1 | 50.62% | 0% | 0% | 2 | 4.38% | 0% | 0% | 1 | 6.834% | 0% | 0% | 1 | 0% | 0% | 1 |  |  |  |  | 47.58% | [5 empty] | 13.53% | 0% | 13.53% | 1 | 45.83% | 0% | 0% | 1 | 12.56% | 0% | 0% | 1 | 30.4% | 0% | 0% | 1 | 60.96% | 0% | 0% | 2 | 12.04% | 0% | 0% | 1 | 7.976% | 0% | 0% | 1
189 | Putah Creek | Solano | 0 | 0 | 0 | 0% | 0% | 1 |  |  |  |  | 53.96% | [5 empty] | 21.04% | 0% | 21.04% | 2 | 48.79% | 0% | 0% | 1 | 3.26% | 0% | 0% | 1 | 0% | 0% | 0% | 1 | 49.98% | 0% | 0% | 1 | 18.95% | 0% | 0% | 1 | 2.574% | 0% | 0% | 1 | 0% | 0% | 1 |  |  |  |  | 45.37% | [5 empty] | 32.78% | 0% | 32.78% | 2 | 56.11% | 0% | 0% | 2 | 6.924% | 0% | 0% | 1 | 7.053% | 0% | 0% | 1 | 58.96% | 0% | 0% | 2 | 26.87% | 0% | 0% | 1 | 3.726% | 0% | 0% | 1 | 0% | 0% | 1 |  |  |  |  | 42.1% | [5 empty] | 29.38% | 1.056% | 30.44% | 2 | 56.33% | 0% | 0% | 2 | 9.696% | 0% | 0% | 1 | 15.14% | 0% | 0% | 1 | 63.35% | 0% | 0% | 2 | 25.93% | 0% | 0% | 1 | 4.779% | 0% | 0% | 1 | 0% | 0% | 1 |  |  |  |  | 41.02% | [5 empty] | 21.5% | 3.496% | 25% | 2 | 52.57% | 0% | 0% | 2 | 12.56% | 0% | 0% | 1 | 26.46% | 0% | 0% | 1 | 65.69% | 0% | 0% | 2 | 22.71% | 0% | 0% | 1 | 7.825% | 0% | 0% | 1
190 | East Marysville | Northern_California | 0 | 0 | 0 | 0% | 0% | 1 |  |  |  |  | 45.63% | [5 empty] | 0.06484% | 0% | 0.06484% | 1 | 53.23% | 0% | 0% | 2 | 8.797% | 0% | 0% | 1 | 19.16% | 0% | 0% | 1 | 66.26% | 0% | 0% | 2 | 0.85% | 0% | 0% | 1 | 10.33% | 0% | 0% | 1 | 0% | 0% | 1 |  |  |  |  | 43.03% | [5 empty] | 0.3047% | 0% | 0.3047% | 1 | 53.63% | 0% | 0% | 2 | 8.757% | 0% | 0% | 1 | 26.85% | 0% | 0% | 1 | 72.56% | 0% | 0% | 3 | 5.413% | 0% | 0% | 1 | 11.73% | 0% | 0% | 1 | 0% | 0% | 1 |  |  |  |  | 43.62% | [5 empty] | 0.8445% | 0% | 0.8445% | 1 | 54.46% | 0% | 0% | 2 | 12.85% | 0% | 0% | 1 | 36.31% | 0% | 0% | 1 | 74.89% | 0% | 0% | 3 | 4.431% | 0% | 0% | 1 | 10.9% | 0% | 0% | 1 | 0% | 0% | 1 |  |  |  |  | 48.36% | [5 empty] | 1.514% | 0.8287% | 2.342% | 2 | 48.22% | 0% | 0% | 1 | 12.42% | 0% | 0% | 1 | 43.8% | 0% | 0% | 1 | 71.92% | 0% | 0% | 3 | 3.486% | 0% | 0% | 1 | 9.813% | 0% | 0% | 1
191 | Olivehurst | Northern_California | 0 | 0 | 0 | 0% | 0% | 1 |  |  |  |  | 57.38% | [5 empty] | 0% | 0% | 0% | 1 | 43.86% | 0% | 0% | 1 | 0.6803% | 0% | 0% | 1 | 14.23% | 0% | 0% | 1 | 54.7% | 0% | 0% | 2 | 0% | 0% | 0% | 1 | 10.7% | 0% | 0% | 1 | 0% | 0% | 1 |  |  |  |  | 47.99% | [5 empty] | 0.5508% | 0% | 0.5508% | 1 | 46.7% | 0% | 0% | 1 | 9.023% | 0% | 0% | 1 | 33.73% | 0% | 0% | 1 | 67.96% | 0% | 0% | 2 | 2.235% | 0% | 0% | 1 | 10.76% | 0% | 0% | 1 | 0% | 0% | 1 |  |  |  |  | 48.83% | [5 empty] | 0.3738% | 0% | 0.3738% | 1 | 53.94% | 0% | 0% | 2 | 10.32% | 0% | 0% | 1 | 36.44% | 0% | 0% | 1 | 73.26% | 0% | 0% | 3 | 4.353% | 0% | 0% | 1 | 10.89% | 0% | 0% | 1 | 0% | 0% | 1 |  |  |  |  | 50.68% | [5 empty] | 1.392% | 0.1492% | 1.541% | 2 | 51.16% | 0% | 0% | 2 | 11.62% | 0% | 0% | 1 | 42.59% | 0% | 0% | 1 | 72.62% | 0% | 0% | 3 | 2.979% | 0% | 0% | 1 | 8.87% | 0% | 0% | 1
192 | Morro Bay | Kern_Greater_Carrizo | 0 | 0 | 0 | 0% | 0% | 1 |  |  |  |  | 0.6839% | [5 empty] | 12.53% | 61.22% | 73.75% | 5 | 74.73% | 0% | 0% | 3 | 29.69% | 0% | 0% | 1 | 46.09% | 0% | 0% | 1 | 89.06% | 0% | 0% | 3 | 66.65% | 0% | 0% | 2 | 8.219% | 0% | 0% | 1 | 0% | 0% | 1 |  |  |  |  | 0.3617% | [5 empty] | 21.03% | 63.11% | 84.14% | 5 | 54.84% | 0% | 0% | 2 | 28.53% | 0% | 0% | 1 | 47.4% | 0% | 0% | 1 | 73.77% | 0% | 0% | 3 | 67.05% | 0% | 0% | 2 | 7.212% | 0% | 0% | 1 | 0% | 0% | 1 |  |  |  |  | 1.441% | [5 empty] | 34.9% | 39.34% | 74.24% | 5 | 35.56% | 0% | 0% | 1 | 19.84% | 0% | 0% | 1 | 38.12% | 0% | 0% | 1 | 55.76% | 0% | 0% | 2 | 53.23% | 0% | 0% | 2 | 5.229% | 0% | 0% | 1 | 0% | 0% | 1 |  |  |  |  | 1.51% | [5 empty] | 42.8% | 32.24% | 75.04% | 5 | 32.82% | 0% | 0% | 1 | 15.31% | 0% | 0% | 1 | 37.01% | 0% | 0% | 1 | 53.34% | 0% | 0% | 2 | 47.66% | 0% | 0% | 1 | 5.046% | 0% | 0% | 1
193 | Palomar | Greater_SD | 0 | 0 | 0 | 0% | 0% | 1 |  |  |  |  | 0% | [5 empty] | 0% | 0% | 0% | 1 | 21.48% | 0% | 0% | 1 | 87.5% | 0% | 0% | 3 | 92.7% | 0% | 0% | 4 | 92.7% | 0% | 0% | 4 | 0% | 0% | 0% | 1 | 15.15% | 0% | 0% | 1 | 0% | 0% | 1 |  |  |  |  | 0% | [5 empty] | 0% | 0% | 0% | 1 | 11.67% | 0% | 0% | 1 | 91.36% | 0% | 0% | 4 | 94.58% | 0% | 0% | 4 | 94.58% | 0% | 0% | 4 | 0.7392% | 0% | 0% | 1 | 22.53% | 0% | 0% | 1 | 0% | 0% | 1 |  |  |  |  | 0% | [5 empty] | 0% | 0% | 0% | 1 | 10.62% | 0% | 0% | 1 | 84.92% | 0% | 0% | 3 | 90.37% | 0% | 0% | 4 | 90.37% | 0% | 0% | 4 | 1.556% | 0% | 0% | 1 | 21.01% | 0% | 0% | 1 | 0% | 0% | 1 |  |  |  |  | 0% | [5 empty] | 0.4515% | 51.47% | 51.92% | 5 | 53.23% | 0% | 0% | 2 | 29.23% | 0% | 0% | 1 | 88.79% | 0% | 0% | 3 | 88.79% | 0% | 0% | 3 | 35.89% | 0% | 0% | 1 | 12.59% | 0% | 0% | 1
194 | Margarita | Greater_LA | 0 | 0 | 0 | 0% | 0% | 1 |  |  |  |  | 0% | [5 empty] | 1.115% | 0% | 1.115% | 1 | 0% | 0% | 0% | 1 | 26.29% | 0% | 0% | 1 | 87.96% | 0% | 0% | 3 | 87.96% | 0% | 0% | 3 | 0% | 0% | 0% | 1 | 0% | 0% | 0% | 1 | 0% | 0% | 1 |  |  |  |  | 0% | [5 empty] | 5.867% | 0% | 5.867% | 1 | 0.3417% | 0% | 0% | 1 | 32.79% | 0% | 0% | 1 | 85.82% | 0% | 0% | 3 | 86.16% | 0% | 0% | 3 | 0% | 0% | 0% | 1 | 1.169% | 0% | 0% | 1 | 0% | 0% | 1 |  |  |  |  | 0% | [5 empty] | 1.984% | 0% | 1.984% | 1 | 0.1156% | 0% | 0% | 1 | 16.96% | 0% | 0% | 1 | 91.48% | 0% | 0% | 4 | 91.59% | 0% | 0% | 4 | 0.02702% | 0% | 0% | 1 | 9.277% | 0% | 0% | 1 | 0% | 0% | 1 |  |  |  |  | 0% | [5 empty] | 0.7141% | 5.891% | 6.605% | 2 | 5.37% | 0% | 0% | 1 | 33.98% | 0% | 0% | 1 | 91.03% | 0% | 0% | 4 | 95.06% | 0% | 0% | 5 | 3.238% | 0% | 0% | 1 | 7.77% | 0% | 0% | 1
195 | Huntington Beach | Greater_LA | 0 | 0 | 0 | 0% | 0% | 1 |  |  |  |  | 0% | [5 empty] | 0% | 0% | 0% | 1 | 0.05678% | 0% | 0% | 1 | 25.77% | 0% | 0% | 1 | 96.34% | 0% | 0% | 5 | 96.39% | 0% | 0% | 5 | 0% | 0% | 0% | 1 | 6.491% | 0% | 0% | 1 | 0% | 0% | 1 |  |  |  |  | 0% | [5 empty] | 0.1962% | 0% | 0.1962% | 1 | 0.04623% | 0% | 0% | 1 | 21.97% | 0% | 0% | 1 | 83.88% | 0% | 0% | 3 | 83.93% | 0% | 0% | 3 | 0% | 0% | 0% | 1 | 5.357% | 0% | 0% | 1 | 0% | 0% | 1 |  |  |  |  | 0% | [5 empty] | 0.1339% | 0% | 0.1339% | 1 | 0.02833% | 0% | 0% | 1 | 14.85% | 0% | 0% | 1 | 78.82% | 0% | 0% | 3 | 78.85% | 0% | 0% | 3 | 0% | 0% | 0% | 1 | 3.34% | 0% | 0% | 1 | 0% | 0% | 1 |  |  |  |  | 0% | [5 empty] | 1.556% | 3.775% | 5.33% | 2 | 2.579% | 0% | 0% | 1 | 15.77% | 0% | 0% | 1 | 75.58% | 0% | 0% | 3 | 78.16% | 0% | 0% | 3 | 1.983% | 0% | 0% | 1 | 3.153% | 0% | 0% | 1
196 | Los Esteros | Peninsula_Monterey | 0 | 0 | 0 | 0% | 0% | 1 |  |  |  |  | 0% | [5 empty] | 12.65% | 0% | 12.65% | 1 | 13.61% | 0% | 0% | 1 | 13.61% | 0% | 0% | 1 | 29.75% | 0% | 0% | 1 | 29.75% | 0% | 0% | 1 | 8.439% | 0% | 0% | 1 | 83.22% | 0% | 0% | 3 | 0% | 0% | 1 |  |  |  |  | 0.09522% | [5 empty] | 68.41% | 17.21% | 85.62% | 5 | 81.52% | 0% | 0% | 3 | 28.98% | 0% | 0% | 1 | 41.25% | 0% | 0% | 1 | 92.64% | 0% | 0% | 4 | 80.18% | 0% | 0% | 3 | 16.32% | 0% | 0% | 1 | 0% | 0% | 1 |  |  |  |  | 0.05245% | [5 empty] | 63.23% | 29.57% | 92.79% | 5 | 80.99% | 0% | 0% | 3 | 22.69% | 0% | 0% | 1 | 44.68% | 0% | 0% | 1 | 92.15% | 0% | 0% | 4 | 74.29% | 0% | 0% | 3 | 7.442% | 0% | 0% | 1 | 0% | 0% | 1 |  |  |  |  | 0.196% | [5 empty] | 39.53% | 17.46% | 56.99% | 3 | 79.95% | 0% | 0% | 3 | 49.35% | 0% | 0% | 1 | 67.11% | 0% | 0% | 2 | 95.11% | 0% | 0% | 5 | 68.4% | 0% | 0% | 2 | 4.777% | 0% | 0% | 1
197 | Birds Landing | Solano | 251 | 10040 | 15 | 176.5% | 11.01% | 5 |  |  |  |  | 5.459% | [5 empty] | 0% | 0% | 0% | 1 | 20.14% | 27.81% | 0% | 2 | 52.5% | 46.77% | 0% | 2 | 43.3% | 39.17% | 0% | 2 | 64.59% | 62.73% | 0% | 3 | 2.769% | 22.84% | 0% | 2 | 49.03% | 43.58% | 0% | 2 | 146.8% | 2.99% | 4 |  |  |  |  | 27.6% | [5 empty] | 2.824% | 0.08296% | 2.907% | 2 | 15.6% | 10.44% | 0% | 1 | 42.02% | 15.2% | 0% | 1 | 37.67% | 14.14% | 0% | 1 | 52.95% | 18.73% | 0% | 2 | 4.35% | 9.212% | 0% | 1 | 30.33% | 12.65% | 0% | 1 | 53.39% | 0% | 3 |  |  |  |  | 34.24% | [5 empty] | 7.366% | 1.86% | 9.226% | 2 | 23.46% | 5.867% | 0% | 1 | 33.37% | 6.739% | 0% | 1 | 32% | 6.603% | 0% | 1 | 47.95% | 8.626% | 0% | 1 | 7.003% | 4.828% | 0% | 1 | 21.12% | 5.693% | 0% | 1 | 12.46% | 0% | 1 |  |  |  |  | 44.33% | [5 empty] | 14.59% | 1.528% | 16.12% | 2 | 25.67% | 2.639% | 0% | 1 | 25.39% | 2.629% | 0% | 1 | 28.21% | 2.732% | 0% | 1 | 45.89% | 3.625% | 0% | 1 | 10.03% | 2.18% | 0% | 1 | 12.76% | 2.248% | 0% | 1
198 | Cayetano | Solano | 0 | 0 | 0 | 0% | 0% | 1 |  |  |  |  | 0.2179% | [5 empty] | 47.31% | 16.53% | 63.84% | 3 | 79.12% | 0% | 0% | 3 | 81.31% | 0% | 0% | 3 | 92.52% | 0% | 0% | 4 | 96.43% | 0% | 0% | 5 | 30.01% | 0% | 0% | 1 | 7.374% | 0% | 0% | 1 | 0% | 0% | 1 |  |  |  |  | 9.403% | [5 empty] | 28.95% | 15.26% | 44.21% | 3 | 69.86% | 0% | 0% | 2 | 72.09% | 0% | 0% | 3 | 76.63% | 0% | 0% | 3 | 87.32% | 0% | 0% | 3 | 36.11% | 0% | 0% | 1 | 5.883% | 0% | 0% | 1 | 0% | 0% | 1 |  |  |  |  | 24.75% | [5 empty] | 23.46% | 8.701% | 32.16% | 2 | 64.82% | 0% | 0% | 2 | 49.76% | 0% | 0% | 1 | 53.43% | 0% | 0% | 2 | 75.88% | 0% | 0% | 3 | 37.75% | 0% | 0% | 1 | 5.666% | 0% | 0% | 1 | 0% | 0% | 1 |  |  |  |  | 35.33% | [5 empty] | 16.77% | 3.46% | 20.23% | 2 | 49.54% | 0% | 0% | 1 | 38.32% | 0% | 0% | 1 | 40.14% | 0% | 0% | 1 | 64.81% | 0% | 0% | 2 | 29.1% | 0% | 0% | 1 | 9.939% | 0% | 0% | 1
199 | Silvergate | Greater_SD | 0 | 0 | 0 | 0% | 0% | 1 |  |  |  |  | 0% | [5 empty] | 0% | 0% | 0% | 1 | 1.67% | 0% | 0% | 1 | 19.03% | 0% | 0% | 1 | 80.37% | 0% | 0% | 3 | 80.71% | 0% | 0% | 3 | 0% | 0% | 0% | 1 | 1.478% | 0% | 0% | 1 | 0% | 0% | 1 |  |  |  |  | 0% | [5 empty] | 2.948% | 0% | 2.948% | 1 | 2.334% | 0% | 0% | 1 | 24.61% | 0% | 0% | 1 | 81.32% | 0% | 0% | 3 | 81.62% | 0% | 0% | 3 | 0% | 0% | 0% | 1 | 3.184% | 0% | 0% | 1 | 0% | 0% | 1 |  |  |  |  | 0% | [5 empty] | 6.836% | 0% | 6.836% | 1 | 4.312% | 0% | 0% | 1 | 25.49% | 0% | 0% | 1 | 80.41% | 0% | 0% | 3 | 80.7% | 0% | 0% | 3 | 1.597% | 0% | 0% | 1 | 3.672% | 0% | 0% | 1 | 0% | 0% | 1 |  |  |  |  | 0% | [5 empty] | 6.543% | 2.682% | 9.226% | 2 | 4.416% | 0% | 0% | 1 | 26.39% | 0% | 0% | 1 | 81.06% | 0% | 0% | 3 | 81.33% | 0% | 0% | 3 | 3.875% | 0% | 0% | 1 | 3.887% | 0% | 0% | 1
200 | Richmond | Northern_California | 0 | 0 | 0 | 0% | 0% | 1 |  |  |  |  | 0% | [5 empty] | 97.23% | 0% | 97.23% | 5 | 46.69% | 0% | 0% | 1 | 10.81% | 0% | 0% | 1 | 8.712% | 0% | 0% | 1 | 52.34% | 0% | 0% | 2 | 65.4% | 0% | 0% | 2 | 6.739% | 0% | 0% | 1 | 0% | 0% | 1 |  |  |  |  | 0% | [5 empty] | 98.46% | 0% | 98.46% | 5 | 35.79% | 0% | 0% | 1 | 13.26% | 0% | 0% | 1 | 12.56% | 0% | 0% | 1 | 48.14% | 0% | 0% | 1 | 62.69% | 0% | 0% | 2 | 7.134% | 0% | 0% | 1 | 0% | 0% | 1 |  |  |  |  | 0% | [5 empty] | 92.71% | 0% | 92.71% | 5 | 31.13% | 0% | 0% | 1 | 11.67% | 0% | 0% | 1 | 15.19% | 0% | 0% | 1 | 45.48% | 0% | 0% | 1 | 63.41% | 0% | 0% | 2 | 7.815% | 0% | 0% | 1 | 0% | 0% | 1 |  |  |  |  | 0% | [5 empty] | 95.38% | 0% | 95.38% | 5 | 35.88% | 0% | 0% | 1 | 14.38% | 0% | 0% | 1 | 18.37% | 0% | 0% | 1 | 52.62% | 0% | 0% | 2 | 70.23% | 0% | 0% | 3 | 8.883% | 0% | 0% | 1
201 | Rancho Vista | Greater_Kramer | 0 | 0 | 0 | 0% | 0% | 1 |  |  |  |  | 0% | [5 empty] | 13.85% | 86.15% | 100% | 5 | 100% | 0% | 0% | 5 | 66.01% | 0% | 0% | 2 | 70.65% | 0% | 0% | 3 | 100% | 0% | 0% | 5 | 73.22% | 0% | 0% | 3 | 2.695% | 0% | 0% | 1 | 0% | 0% | 1 |  |  |  |  | 0% | [5 empty] | 3.673% | 96.33% | 100% | 5 | 97.99% | 0% | 0% | 5 | 65.35% | 0% | 0% | 2 | 42.15% | 0% | 0% | 1 | 100% | 0% | 0% | 5 | 54.72% | 0% | 0% | 2 | 8.5% | 0% | 0% | 1 | 0% | 0% | 1 |  |  |  |  | 0.006942% | [5 empty] | 17.51% | 82.49% | 100% | 5 | 65.9% | 0% | 0% | 2 | 68.76% | 0% | 0% | 2 | 66.1% | 0% | 0% | 2 | 97.54% | 0% | 0% | 5 | 56.3% | 0% | 0% | 2 | 5.572% | 0% | 0% | 1 | 0% | 0% | 1 |  |  |  |  | 0.02355% | [5 empty] | 22.03% | 40.66% | 62.69% | 5 | 58.91% | 0% | 0% | 2 | 62.08% | 0% | 0% | 2 | 54.73% | 0% | 0% | 2 | 87.06% | 0% | 0% | 3 | 35.01% | 0% | 0% | 1 | 3.199% | 0% | 0% | 1
202 | Hilltop | Northern_California | 0 | 0 | 20 | 0% | 0% | 1 |  |  |  |  | 0.2489% | [5 empty] | 0.2612% | 0% | 0.2612% | 1 | 51.07% | 0% | 0% | 2 | 4.348% | 0% | 0% | 1 | 0.5489% | 0% | 0% | 1 | 54.87% | 0% | 0% | 2 | 91.23% | 0% | 0% | 4 | 7.622% | 0% | 0% | 1 | 0% | 0% | 1 |  |  |  |  | 0.3841% | [5 empty] | 25.41% | 0% | 25.41% | 2 | 55.25% | 0% | 0% | 2 | 9.267% | 0% | 0% | 1 | 7.399% | 0% | 0% | 1 | 62.19% | 0% | 0% | 2 | 88.91% | 0% | 0% | 3 | 10.23% | 0% | 0% | 1 | 0% | 0% | 1 |  |  |  |  | 0.3417% | [5 empty] | 45.64% | 0% | 45.64% | 2 | 60.31% | 0% | 0% | 2 | 14.52% | 0% | 0% | 1 | 11.33% | 0% | 0% | 1 | 67.17% | 0% | 0% | 2 | 83.79% | 0% | 0% | 3 | 9.869% | 0% | 0% | 1 | 0% | 0% | 1 |  |  |  |  | 0.7698% | [5 empty] | 55.57% | 0% | 55.57% | 3 | 61.76% | 0% | 0% | 2 | 19.38% | 0% | 0% | 1 | 14.38% | 0% | 0% | 1 | 71.73% | 0% | 0% | 3 | 84.45% | 0% | 0% | 3 | 8.201% | 0% | 0% | 1
203 | Thermalito | Northern_California | 0 | 0 | 0 | 0% | 0% | 1 |  |  |  |  | 7.965% | [5 empty] | 9.848% | 0% | 9.848% | 1 | 80.12% | 0% | 0% | 3 | 19.24% | 0% | 0% | 1 | 42.54% | 0% | 0% | 1 | 95.2% | 0% | 0% | 5 | 8.25% | 0% | 0% | 1 | 24.98% | 0% | 0% | 1 | 0% | 0% | 1 |  |  |  |  | 15.79% | [5 empty] | 9.271% | 3.245% | 12.52% | 2 | 61.08% | 0% | 0% | 2 | 17.11% | 0% | 0% | 1 | 48.47% | 0% | 0% | 1 | 86.25% | 0% | 0% | 3 | 7.2% | 0% | 0% | 1 | 15.95% | 0% | 0% | 1 | 0% | 0% | 1 |  |  |  |  | 23.74% | [5 empty] | 6.852% | 9.208% | 16.06% | 2 | 54.42% | 0% | 0% | 2 | 21.18% | 0% | 0% | 1 | 47.71% | 0% | 0% | 1 | 82.76% | 0% | 0% | 3 | 8.83% | 0% | 0% | 1 | 14.23% | 0% | 0% | 1 | 0% | 0% | 1 |  |  |  |  | 31.63% | [5 empty] | 12.55% | 10.13% | 22.68% | 3 | 45.26% | 0% | 0% | 1 | 21.61% | 0% | 0% | 1 | 40.73% | 0% | 0% | 1 | 72.4% | 0% | 0% | 3 | 15.71% | 0% | 0% | 1 | 10.83% | 0% | 0% | 1
204 | Martinez | Solano | 0 | 0 | 0 | 0% | 0% | 1 |  |  |  |  | 0.05624% | [5 empty] | 33.28% | 0.2067% | 33.48% | 2 | 11.28% | 0% | 0% | 1 | 36.91% | 0% | 0% | 1 | 43.16% | 0% | 0% | 1 | 66.42% | 0% | 0% | 2 | 15.25% | 0% | 0% | 1 | 22.74% | 0% | 0% | 1 | 0% | 0% | 1 |  |  |  |  | 0.6976% | [5 empty] | 23.74% | 1.911% | 25.65% | 2 | 28.82% | 0% | 0% | 1 | 43.55% | 0% | 0% | 1 | 48.69% | 0% | 0% | 1 | 76.93% | 0% | 0% | 3 | 16.06% | 0% | 0% | 1 | 32.1% | 0% | 0% | 1 | 0% | 0% | 1 |  |  |  |  | 3.609% | [5 empty] | 28.29% | 5.471% | 33.77% | 2 | 33.33% | 0% | 0% | 1 | 42.53% | 0% | 0% | 1 | 48.91% | 0% | 0% | 1 | 74.05% | 0% | 0% | 3 | 22.98% | 0% | 0% | 1 | 23.98% | 0% | 0% | 1 | 0% | 0% | 1 |  |  |  |  | 11.94% | [5 empty] | 31.24% | 9.579% | 40.82% | 2 | 39.78% | 0% | 0% | 1 | 37.94% | 0% | 0% | 1 | 45.42% | 0% | 0% | 1 | 71.34% | 0% | 0% | 3 | 25.98% | 0% | 0% | 1 | 17.91% | 0% | 0% | 1
205 | Lone Tree | Solano | 0 | 0 | 0 | 0% | 0% | 1 |  |  |  |  | 2.448% | [5 empty] | 51.76% | 16.96% | 68.72% | 3 | 46.21% | 0% | 0% | 1 | 78.25% | 0% | 0% | 3 | 78.03% | 0% | 0% | 3 | 80.53% | 0% | 0% | 3 | 29.93% | 0% | 0% | 1 | 14.68% | 0% | 0% | 1 | 0% | 0% | 1 |  |  |  |  | 27.08% | [5 empty] | 19.52% | 6.87% | 26.39% | 2 | 40.23% | 0% | 0% | 1 | 56.87% | 0% | 0% | 2 | 54.3% | 0% | 0% | 2 | 69.1% | 0% | 0% | 2 | 10.86% | 0% | 0% | 1 | 19.42% | 0% | 0% | 1 | 0% | 0% | 1 |  |  |  |  | 43.66% | [5 empty] | 9% | 3.526% | 12.53% | 2 | 32.37% | 0% | 0% | 1 | 38.48% | 0% | 0% | 1 | 37.03% | 0% | 0% | 1 | 52.74% | 0% | 0% | 2 | 6.001% | 0% | 0% | 1 | 15.55% | 0% | 0% | 1 | 0% | 0% | 1 |  |  |  |  | 41.93% | [5 empty] | 8.129% | 2.714% | 10.84% | 2 | 28.67% | 0% | 0% | 1 | 32.92% | 0% | 0% | 1 | 34.93% | 0% | 0% | 1 | 49.95% | 0% | 0% | 1 | 11.98% | 0% | 0% | 1 | 12.99% | 0% | 0% | 1
206 | Delta Switching Yard | Solano | 0 | 0 | 0 | 0% | 0% | 1 |  |  |  |  | 39.33% | [5 empty] | 13.16% | 2.107% | 15.26% | 2 | 53.72% | 0% | 0% | 2 | 46.79% | 0% | 0% | 1 | 48.22% | 0% | 0% | 1 | 64.41% | 0% | 0% | 2 | 8.807% | 0% | 0% | 1 | 5.798% | 0% | 0% | 1 | 0% | 0% | 1 |  |  |  |  | 44.96% | [5 empty] | 13.49% | 4.006% | 17.5% | 2 | 48.51% | 0% | 0% | 1 | 40.34% | 0% | 0% | 1 | 40.89% | 0% | 0% | 1 | 56.25% | 0% | 0% | 2 | 18.65% | 0% | 0% | 1 | 6.326% | 0% | 0% | 1 | 0% | 0% | 1 |  |  |  |  | 43.03% | [5 empty] | 12.18% | 3.13% | 15.31% | 2 | 48.28% | 0% | 0% | 1 | 39.2% | 0% | 0% | 1 | 39.38% | 0% | 0% | 1 | 60.11% | 0% | 0% | 2 | 21.31% | 0% | 0% | 1 | 7.586% | 0% | 0% | 1 | 0% | 0% | 1 |  |  |  |  | 42.8% | [5 empty] | 12.12% | 2.752% | 14.87% | 2 | 44.31% | 0% | 0% | 1 | 31.32% | 0% | 0% | 1 | 33.06% | 0% | 0% | 1 | 56.22% | 0% | 0% | 2 | 24.69% | 0% | 0% | 1 | 8.101% | 0% | 0% | 1
207 | Green Ridge Midway | Solano | 0 | 0 | 10 | 0% | 0% | 1 |  |  |  |  | 27.66% | [5 empty] | 7.768% | 0.02241% | 7.79% | 2 | 67.84% | 0% | 0% | 2 | 59.76% | 0% | 0% | 2 | 61.07% | 0% | 0% | 2 | 76.48% | 0% | 0% | 3 | 29.27% | 0% | 0% | 1 | 4.784% | 0% | 0% | 1 | 0% | 0% | 1 |  |  |  |  | 37.67% | [5 empty] | 13.08% | 1.454% | 14.54% | 2 | 58.59% | 0% | 0% | 2 | 39.69% | 0% | 0% | 1 | 40.11% | 0% | 0% | 1 | 65.38% | 0% | 0% | 2 | 27.94% | 0% | 0% | 1 | 5.202% | 0% | 0% | 1 | 0% | 0% | 1 |  |  |  |  | 40.41% | [5 empty] | 16.33% | 2.94% | 19.27% | 2 | 55.16% | 0% | 0% | 2 | 33.47% | 0% | 0% | 1 | 34.85% | 0% | 0% | 1 | 60.92% | 0% | 0% | 2 | 30.77% | 0% | 0% | 1 | 5.313% | 0% | 0% | 1 | 0% | 0% | 1 |  |  |  |  | 42.6% | [5 empty] | 16.6% | 2.715% | 19.32% | 2 | 52.27% | 0% | 0% | 2 | 31.11% | 0% | 0% | 1 | 34.58% | 0% | 0% | 1 | 62.82% | 0% | 0% | 2 | 28.87% | 0% | 0% | 1 | 6.452% | 0% | 0% | 1
208 | Inyo | Greater_Kramer (Exclude) | 0 | 0 | 0 | 0% | 0% | 1 |  |  |  |  | 0% | [5 empty] | 27.38% | 0% | 27.38% | 2 | 0% | 0% | 0% | 1 | 8.043% | 0% | 0% | 1 | 23.76% | 0% | 0% | 1 | 23.76% | 0% | 0% | 1 | 82.23% | 0% | 0% | 3 | 13.23% | 0% | 0% | 1 | 0% | 0% | 1 |  |  |  |  | 0% | [5 empty] | 32.15% | 0% | 32.15% | 2 | 0% | 0% | 0% | 1 | 16.22% | 0% | 0% | 1 | 26.06% | 0% | 0% | 1 | 28% | 0% | 0% | 1 | 76.98% | 0% | 0% | 3 | 7.203% | 0% | 0% | 1 | 0% | 0% | 1 |  |  |  |  | 0% | [5 empty] | 47.85% | 0% | 47.85% | 2 | 0% | 0% | 0% | 1 | 18.55% | 0% | 0% | 1 | 18.26% | 0% | 0% | 1 | 27.39% | 0% | 0% | 1 | 76.46% | 0% | 0% | 3 | 6.068% | 0% | 0% | 1 | 0% | 0% | 1 |  |  |  |  | 0% | [5 empty] | 48.15% | 0% | 48.15% | 2 | 0% | 0% | 0% | 1 | 24.03% | 0% | 0% | 1 | 10.68% | 0% | 0% | 1 | 29.01% | 0% | 0% | 1 | 77% | 0% | 0% | 3 | 3.643% | 0% | 0% | 1
209 | Control | Greater_Kramer (Exclude) | 0 | 0 | 0 | 0% | 0% | 1 |  |  |  |  | 0% | [5 empty] | 36.71% | 0% | 36.71% | 2 | 0% | 0% | 0% | 1 | 1.148% | 0% | 0% | 1 | 30.24% | 0% | 0% | 1 | 30.24% | 0% | 0% | 1 | 85.51% | 0% | 0% | 3 | 17.97% | 0% | 0% | 1 | 0% | 0% | 1 |  |  |  |  | 0% | [5 empty] | 42.76% | 0% | 42.76% | 2 | 0% | 0% | 0% | 1 | 9.484% | 0% | 0% | 1 | 23.54% | 0% | 0% | 1 | 23.87% | 0% | 0% | 1 | 76.72% | 0% | 0% | 3 | 8.726% | 0% | 0% | 1 | 0% | 0% | 1 |  |  |  |  | 0% | [5 empty] | 51.75% | 0% | 51.75% | 3 | 0% | 0% | 0% | 1 | 17.71% | 0% | 0% | 1 | 16.2% | 0% | 0% | 1 | 24.36% | 0% | 0% | 1 | 74.19% | 0% | 0% | 3 | 6.105% | 0% | 0% | 1 | 0% | 0% | 1 |  |  |  |  | 0% | [5 empty] | 48.65% | 0% | 48.65% | 2 | 0% | 0% | 0% | 1 | 24.04% | 0% | 0% | 1 | 10.45% | 0% | 0% | 1 | 28.94% | 0% | 0% | 1 | 77.05% | 0% | 0% | 3 | 3.75% | 0% | 0% | 1
210 | Big Creek Hydro Facilities | Central_Valley_North_Los_Banos | 0 | 0 | 0 | 0% | 0% | 1 |  |  |  |  | 0% | [5 empty] | 0% | 0% | 0% | 1 | 0% | 0% | 0% | 1 | 0% | 0% | 0% | 1 | 0% | 0% | 0% | 1 | 0% | 0% | 0% | 1 | 0% | 0% | 0% | 1 | 0% | 0% | 0% | 1 | 0% | 0% | 1 |  |  |  |  | 0% | [5 empty] | 0% | 0% | 0% | 1 | 0% | 0% | 0% | 1 | 0% | 0% | 0% | 1 | 0% | 0% | 0% | 1 | 0% | 0% | 0% | 1 | 0% | 0% | 0% | 1 | 0% | 0% | 0% | 1 | 0% | 0% | 1 |  |  |  |  | 0% | [5 empty] | 0% | 0% | 0% | 1 | 0% | 0% | 0% | 1 | 0% | 0% | 0% | 1 | 0% | 0% | 0% | 1 | 0% | 0% | 0% | 1 | 0% | 0% | 0% | 1 | 0% | 0% | 0% | 1 | 0% | 0% | 1 |  |  |  |  | 0% | [5 empty] | 0% | 0% | 0% | 1 | 0% | 0% | 0% | 1 | 5.293% | 0% | 0% | 1 | 24.44% | 0% | 0% | 1 | 24.44% | 0% | 0% | 1 | 100% | 0% | 0% | 5 | 22.32% | 0% | 0% | 1
211 | Moss Landing | Peninsula_Monterey | 0 | 0 | 0 | 0% | 0% | 1 |  |  |  |  | 49.3% | [5 empty] | 0% | 0% | 0% | 1 | 2.815% | 0% | 0% | 1 | 40.45% | 0% | 0% | 1 | 56.87% | 0% | 0% | 2 | 59.69% | 0% | 0% | 2 | 0% | 0% | 0% | 1 | 11.53% | 0% | 0% | 1 | 0% | 0% | 1 |  |  |  |  | 41.99% | [5 empty] | 1.697% | 0.1414% | 1.838% | 2 | 4.221% | 0% | 0% | 1 | 40.91% | 0% | 0% | 1 | 61.05% | 0% | 0% | 2 | 65.28% | 0% | 0% | 2 | 1.826% | 0% | 0% | 1 | 9.905% | 0% | 0% | 1 | 0% | 0% | 1 |  |  |  |  | 48.92% | [5 empty] | 2.337% | 2.788% | 5.125% | 2 | 4.904% | 0% | 0% | 1 | 33.36% | 0% | 0% | 1 | 46.16% | 0% | 0% | 1 | 48.93% | 0% | 0% | 1 | 3.244% | 0% | 0% | 1 | 7.78% | 0% | 0% | 1 | 0% | 0% | 1 |  |  |  |  | 47.24% | [5 empty] | 16.15% | 13.31% | 29.46% | 3 | 15.51% | 0% | 0% | 1 | 11.87% | 0% | 0% | 1 | 26.1% | 0% | 0% | 1 | 37.52% | 0% | 0% | 1 | 15.21% | 0% | 0% | 1 | 5.702% | 0% | 0% | 1
212 | Cal Ave | Central_Valley_North_Los_Banos | 0 | 0 | 10 | 0% | 0% | 1 |  |  |  |  | 73.42% | [5 empty] | 0% | 0% | 0% | 1 | 0% | 0% | 0% | 1 | 0% | 0% | 0% | 1 | 0% | 0% | 0% | 1 | 0% | 0% | 0% | 1 | 0% | 0% | 0% | 1 | 0.054% | 0% | 0% | 1 | 0% | 0% | 1 |  |  |  |  | 70.66% | [5 empty] | 0% | 0% | 0% | 1 | 3.27% | 0% | 0% | 1 | 0.7395% | 0% | 0% | 1 | 0.7395% | 0% | 0% | 1 | 4.01% | 0% | 0% | 1 | 0% | 0% | 0% | 1 | 0.6804% | 0% | 0% | 1 | 0% | 0% | 1 |  |  |  |  | 59.46% | [5 empty] | 0% | 0% | 0% | 1 | 3.941% | 0% | 0% | 1 | 9.576% | 0% | 0% | 1 | 9.576% | 0% | 0% | 1 | 13.43% | 0% | 0% | 1 | 1.643% | 0% | 0% | 1 | 3.17% | 0% | 0% | 1 | 0% | 0% | 1 |  |  |  |  | 44.92% | [5 empty] | 0% | 0% | 0% | 1 | 19.1% | 0% | 0% | 1 | 15.64% | 0% | 0% | 1 | 18.83% | 0% | 0% | 1 | 31.33% | 0% | 0% | 1 | 2.378% | 0% | 0% | 1 | 6.554% | 0% | 0% | 1
213 | Poso Mountain | Central_Valley_North_Los_Banos | 0 | 0 | 0 | 0% | 0% | 1 |  |  |  |  | 0% | [5 empty] | 0% | 0% | 0% | 1 | 0% | 0% | 0% | 1 | 0% | 0% | 0% | 1 | 0% | 0% | 0% | 1 | 0% | 0% | 0% | 1 | 0% | 0% | 0% | 1 | 0% | 0% | 0% | 1 | 0% | 0% | 1 |  |  |  |  | 0% | [5 empty] | 100% | 0% | 100% | 5 | 100% | 0% | 0% | 5 | 0% | 0% | 0% | 1 | 0% | 0% | 0% | 1 | 100% | 0% | 0% | 5 | 18.24% | 0% | 0% | 1 | 0% | 0% | 0% | 1 | 0% | 0% | 1 |  |  |  |  | 0% | [5 empty] | 100% | 0% | 100% | 5 | 22.1% | 0% | 0% | 1 | 0.0434% | 0% | 0% | 1 | 41.54% | 0% | 0% | 1 | 45.3% | 0% | 0% | 1 | 71.98% | 0% | 0% | 3 | 1.727% | 0% | 0% | 1 | 0% | 0% | 1 |  |  |  |  | 0% | [5 empty] | 52.24% | 47.76% | 100% | 5 | 30.24% | 0% | 0% | 1 | 29.02% | 0% | 0% | 1 | 53.46% | 0% | 0% | 2 | 71.31% | 0% | 0% | 3 | 69.21% | 0% | 0% | 2 | 2.298% | 0% | 0% | 1
214 | Walnut | Greater_LA | 0 | 0 | 0 | 0% | 0% | 1 |  |  |  |  | 0% | [5 empty] | 0% | 0% | 0% | 1 | 0% | 0% | 0% | 1 | 0% | 0% | 0% | 1 | 0% | 0% | 0% | 1 | 0% | 0% | 0% | 1 | 0% | 0% | 0% | 1 | 0% | 0% | 0% | 1 | 0% | 0% | 1 |  |  |  |  | 0% | [5 empty] | 0% | 0% | 0% | 1 | 0% | 0% | 0% | 1 | 0% | 0% | 0% | 1 | 0% | 0% | 0% | 1 | 0% | 0% | 0% | 1 | 0% | 0% | 0% | 1 | 0% | 0% | 0% | 1 | 0% | 0% | 1 |  |  |  |  | 0% | [5 empty] | 0% | 88.16% | 88.16% | 5 | 59.69% | 0% | 0% | 2 | 38.44% | 0% | 0% | 1 | 40.31% | 0% | 0% | 1 | 100% | 0% | 0% | 5 | 44.9% | 0% | 0% | 1 | 2.131% | 0% | 0% | 1 | 0% | 0% | 1 |  |  |  |  | 0% | [5 empty] | 0.6334% | 50.45% | 51.09% | 5 | 18.43% | 0% | 0% | 1 | 19.38% | 0% | 0% | 1 | 66.4% | 0% | 0% | 2 | 73.74% | 0% | 0% | 3 | 34.06% | 0% | 0% | 1 | 8.509% | 0% | 0% | 1
215 | Chevmain | Greater_LA | 0 | 0 | 0 | 0% | 0% | 1 |  |  |  |  | 0% | [5 empty] | 20.72% | 0% | 20.72% | 2 | 2.89% | 0% | 0% | 1 | 30.56% | 0% | 0% | 1 | 55.07% | 0% | 0% | 2 | 57.96% | 0% | 0% | 2 | 0% | 0% | 0% | 1 | 0.1727% | 0% | 0% | 1 | 0% | 0% | 1 |  |  |  |  | 0% | [5 empty] | 4.666% | 0.3376% | 5.003% | 2 | 0.7583% | 0% | 0% | 1 | 3.4% | 0% | 0% | 1 | 69.2% | 0% | 0% | 2 | 69.96% | 0% | 0% | 2 | 0% | 0% | 0% | 1 | 0.2075% | 0% | 0% | 1 | 0% | 0% | 1 |  |  |  |  | 0% | [5 empty] | 3.543% | 1.085% | 4.628% | 2 | 1.082% | 0% | 0% | 1 | 3.203% | 0% | 0% | 1 | 54.86% | 0% | 0% | 2 | 55.94% | 0% | 0% | 2 | 0% | 0% | 0% | 1 | 0.2331% | 0% | 0% | 1 | 0% | 0% | 1 |  |  |  |  | 0% | [5 empty] | 1.884% | 16.47% | 18.35% | 3 | 1.286% | 0% | 0% | 1 | 7.902% | 0% | 0% | 1 | 61.4% | 0% | 0% | 2 | 62.69% | 0% | 0% | 2 | 0.5706% | 0% | 0% | 1 | 2.71% | 0% | 0% | 1
216 | Long Beach | Greater_LA | 0 | 0 | 0 | 0% | 0% | 1 |  |  |  |  | 0% | [5 empty] | 0.1503% | 0% | 0.1503% | 1 | 0% | 0% | 0% | 1 | 10.41% | 0% | 0% | 1 | 62.33% | 0% | 0% | 2 | 62.33% | 0% | 0% | 2 | 0% | 0% | 0% | 1 | 0.4252% | 0% | 0% | 1 | 0% | 0% | 1 |  |  |  |  | 0% | [5 empty] | 1.819% | 0% | 1.819% | 1 | 0.1433% | 0% | 0% | 1 | 9.329% | 0% | 0% | 1 | 68.55% | 0% | 0% | 2 | 68.69% | 0% | 0% | 2 | 0% | 0% | 0% | 1 | 0.4333% | 0% | 0% | 1 | 0% | 0% | 1 |  |  |  |  | 0% | [5 empty] | 1.332% | 0% | 1.332% | 1 | 0.105% | 0% | 0% | 1 | 15.17% | 0% | 0% | 1 | 76.04% | 0% | 0% | 3 | 76.15% | 0% | 0% | 3 | 0% | 0% | 0% | 1 | 3.426% | 0% | 0% | 1 | 0% | 0% | 1 |  |  |  |  | 0% | [5 empty] | 1.699% | 4.292% | 5.99% | 2 | 0.4752% | 0% | 0% | 1 | 13.78% | 0% | 0% | 1 | 72.45% | 0% | 0% | 3 | 72.92% | 0% | 0% | 3 | 3.038% | 0% | 0% | 1 | 3.189% | 0% | 0% | 1
217 | Pit 1 | Northern_California | 0 | 0 | 0 | 0% | 0% | 1 |  |  |  |  | 0% | [5 empty] | 97.67% | 0% | 97.67% | 5 | 29.64% | 0% | 0% | 1 | 24.04% | 0% | 0% | 1 | 41.51% | 0% | 0% | 1 | 43.9% | 0% | 0% | 1 | 51.17% | 0% | 0% | 2 | 1.006% | 0% | 0% | 1 | 0% | 0% | 1 |  |  |  |  | 0% | [5 empty] | 95.79% | 0% | 95.79% | 5 | 30.06% | 0% | 0% | 1 | 9.311% | 0% | 0% | 1 | 6.345% | 0% | 0% | 1 | 35.95% | 0% | 0% | 1 | 69.95% | 0% | 0% | 2 | 2.13% | 0% | 0% | 1 | 0% | 0% | 1 |  |  |  |  | 0.1141% | [5 empty] | 97.84% | 0% | 97.84% | 5 | 39.65% | 0% | 0% | 1 | 10.12% | 0% | 0% | 1 | 5.667% | 0% | 0% | 1 | 46.07% | 0% | 0% | 1 | 70.81% | 0% | 0% | 3 | 3.661% | 0% | 0% | 1 | 0% | 0% | 1 |  |  |  |  | 0.05207% | [5 empty] | 90.89% | 1.106% | 91.99% | 5 | 38.85% | 0% | 0% | 1 | 8.523% | 0% | 0% | 1 | 8.564% | 0% | 0% | 1 | 45.09% | 0% | 0% | 1 | 68.71% | 0% | 0% | 2 | 3.973% | 0% | 0% | 1
218 | Cove Rd | Northern_California | 0 | 0 | 0 | 0% | 0% | 1 |  |  |  |  | 0.09001% | [5 empty] | 92.58% | 6.992% | 99.57% | 5 | 50.81% | 0% | 0% | 2 | 21.93% | 0% | 0% | 1 | 26.29% | 0% | 0% | 1 | 63.61% | 0% | 0% | 2 | 67.83% | 0% | 0% | 2 | 5.153% | 0% | 0% | 1 | 0% | 0% | 1 |  |  |  |  | 0.04786% | [5 empty] | 95.11% | 4.198% | 99.31% | 5 | 49.22% | 0% | 0% | 1 | 23.56% | 0% | 0% | 1 | 25.37% | 0% | 0% | 1 | 64.34% | 0% | 0% | 2 | 69.44% | 0% | 0% | 2 | 4.7% | 0% | 0% | 1 | 0% | 0% | 1 |  |  |  |  | 0.03101% | [5 empty] | 96.63% | 2.719% | 99.35% | 5 | 41.29% | 0% | 0% | 1 | 21.72% | 0% | 0% | 1 | 24.28% | 0% | 0% | 1 | 55.9% | 0% | 0% | 2 | 72.4% | 0% | 0% | 3 | 4.228% | 0% | 0% | 1 | 0% | 0% | 1 |  |  |  |  | 0.08117% | [5 empty] | 94.5% | 5.036% | 99.53% | 5 | 38.99% | 0% | 0% | 1 | 20.64% | 0% | 0% | 1 | 22.45% | 0% | 0% | 1 | 53.34% | 0% | 0% | 2 | 64.3% | 0% | 0% | 2 | 4.304% | 0% | 0% | 1
219 | Drum | Northern_California | 0 | 0 | 0 | 0% | 0% | 1 |  |  |  |  | 0% | [5 empty] | 82.08% | 15.07% | 97.15% | 5 | 5.686% | 0% | 0% | 1 | 14.56% | 0% | 0% | 1 | 0.08457% | 0% | 0% | 1 | 20.33% | 0% | 0% | 1 | 55.21% | 0% | 0% | 2 | 2.5% | 0% | 0% | 1 | 0% | 0% | 1 |  |  |  |  | 0% | [5 empty] | 69.2% | 9.29% | 78.49% | 5 | 16.38% | 0% | 0% | 1 | 18.33% | 0% | 0% | 1 | 9.255% | 0% | 0% | 1 | 36.32% | 0% | 0% | 1 | 58.35% | 0% | 0% | 2 | 4.668% | 0% | 0% | 1 | 0% | 0% | 1 |  |  |  |  | 0% | [5 empty] | 48.53% | 15.52% | 64.05% | 3 | 11.7% | 0% | 0% | 1 | 9.226% | 0% | 0% | 1 | 12.83% | 0% | 0% | 1 | 29.58% | 0% | 0% | 1 | 66.44% | 0% | 0% | 2 | 4.813% | 0% | 0% | 1 | 0% | 0% | 1 |  |  |  |  | 0% | [5 empty] | 47.81% | 12.46% | 60.27% | 3 | 12.43% | 0% | 0% | 1 | 15.01% | 0% | 0% | 1 | 19.33% | 0% | 0% | 1 | 36.49% | 0% | 0% | 1 | 67.21% | 0% | 0% | 2 | 7.445% | 0% | 0% | 1
220 | Vierra | Solano | 0 | 0 | 0 | 0% | 0% | 1 |  |  |  |  | 74.06% | [5 empty] | 0% | 0% | 0% | 1 | 17.08% | 0% | 0% | 1 | 5.272% | 0% | 0% | 1 | 5.272% | 0% | 0% | 1 | 19.61% | 0% | 0% | 1 | 0% | 0% | 0% | 1 | 4.47% | 0% | 0% | 1 | 0% | 0% | 1 |  |  |  |  | 72.63% | [5 empty] | 0% | 0% | 0% | 1 | 30.43% | 0% | 0% | 1 | 6.954% | 0% | 0% | 1 | 5.419% | 0% | 0% | 1 | 33.05% | 0% | 0% | 1 | 0.8727% | 0% | 0% | 1 | 3.153% | 0% | 0% | 1 | 0% | 0% | 1 |  |  |  |  | 56.48% | [5 empty] | 0% | 0% | 0% | 1 | 47.2% | 0% | 0% | 1 | 14.96% | 0% | 0% | 1 | 15.03% | 0% | 0% | 1 | 49.56% | 0% | 0% | 1 | 10.25% | 0% | 0% | 1 | 3.54% | 0% | 0% | 1 | 0% | 0% | 1 |  |  |  |  | 44.41% | [5 empty] | 7.507% | 0.383% | 7.89% | 2 | 48.96% | 0% | 0% | 1 | 20.9% | 0% | 0% | 1 | 27.2% | 0% | 0% | 1 | 57.75% | 0% | 0% | 2 | 19.98% | 0% | 0% | 1 | 5.339% | 0% | 0% | 1
221 | Coyote | Peninsula_Monterey | 0 | 0 | 0 | 0% | 0% | 1 |  |  |  |  | 0% | [5 empty] | 44.58% | 55.42% | 100% | 5 | 100% | 0% | 0% | 5 | 0.5604% | 0% | 0% | 1 | 31.38% | 0% | 0% | 1 | 100% | 0% | 0% | 5 | 83.19% | 0% | 0% | 3 | 3.348% | 0% | 0% | 1 | 0% | 0% | 1 |  |  |  |  | 0% | [5 empty] | 84.27% | 15.73% | 100% | 5 | 84.87% | 0% | 0% | 3 | 32.65% | 0% | 0% | 1 | 47.7% | 0% | 0% | 1 | 93.49% | 0% | 0% | 4 | 89.41% | 0% | 0% | 3 | 1.69% | 0% | 0% | 1 | 0% | 0% | 1 |  |  |  |  | 0.02532% | [5 empty] | 77.46% | 21.6% | 99.06% | 5 | 81.82% | 0% | 0% | 3 | 24.53% | 0% | 0% | 1 | 41.76% | 0% | 0% | 1 | 93.81% | 0% | 0% | 4 | 84.27% | 0% | 0% | 3 | 1.986% | 0% | 0% | 1 | 0% | 0% | 1 |  |  |  |  | 1.985% | [5 empty] | 53.19% | 9.762% | 62.95% | 3 | 82% | 0% | 0% | 3 | 31.06% | 0% | 0% | 1 | 52.39% | 0% | 0% | 2 | 94.68% | 0% | 0% | 4 | 82.62% | 0% | 0% | 3 | 3.801% | 0% | 0% | 1
222 | Metcalf | Peninsula_Monterey | 0 | 0 | 0 | 0% | 0% | 1 |  |  |  |  | 0% | [5 empty] | 54.63% | 45.37% | 100% | 5 | 100% | 0% | 0% | 5 | 0.9887% | 0% | 0% | 1 | 25.25% | 0% | 0% | 1 | 100% | 0% | 0% | 5 | 85.93% | 0% | 0% | 3 | 2.633% | 0% | 0% | 1 | 0% | 0% | 1 |  |  |  |  | 0% | [5 empty] | 85.57% | 14.43% | 100% | 5 | 86.15% | 0% | 0% | 3 | 31.64% | 0% | 0% | 1 | 45.41% | 0% | 0% | 1 | 93.71% | 0% | 0% | 4 | 90.53% | 0% | 0% | 4 | 1.705% | 0% | 0% | 1 | 0% | 0% | 1 |  |  |  |  | 0.02462% | [5 empty] | 78.23% | 20.7% | 98.93% | 5 | 82.28% | 0% | 0% | 3 | 25.02% | 0% | 0% | 1 | 41.66% | 0% | 0% | 1 | 93.66% | 0% | 0% | 4 | 84.93% | 0% | 0% | 3 | 1.943% | 0% | 0% | 1 | 0% | 0% | 1 |  |  |  |  | 1.864% | [5 empty] | 52.45% | 9.647% | 62.1% | 3 | 82.31% | 0% | 0% | 3 | 30.81% | 0% | 0% | 1 | 52.44% | 0% | 0% | 2 | 94.79% | 0% | 0% | 4 | 83.41% | 0% | 0% | 3 | 3.766% | 0% | 0% | 1
223 | Diablo | Kern_Greater_Carrizo | 0 | 0 | 0 | 0% | 0% | 1 |  |  |  |  | 0.1285% | [5 empty] | 11.53% | 86.53% | 98.06% | 5 | 8.434% | 0% | 0% | 1 | 3.329% | 0% | 0% | 1 | 60.16% | 0% | 0% | 2 | 60.16% | 0% | 0% | 2 | 62.61% | 0% | 0% | 2 | 8.616% | 0% | 0% | 1 | 0% | 0% | 1 |  |  |  |  | 0.1207% | [5 empty] | 26.05% | 60.58% | 86.62% | 5 | 19.21% | 0% | 0% | 1 | 6.802% | 0% | 0% | 1 | 61.25% | 0% | 0% | 2 | 65.02% | 0% | 0% | 2 | 60.67% | 0% | 0% | 2 | 7.902% | 0% | 0% | 1 | 0% | 0% | 1 |  |  |  |  | 0.5892% | [5 empty] | 23.46% | 61.38% | 84.83% | 5 | 52.98% | 0% | 0% | 2 | 19.75% | 0% | 0% | 1 | 46.5% | 0% | 0% | 1 | 72.18% | 0% | 0% | 3 | 64.11% | 0% | 0% | 2 | 8.463% | 0% | 0% | 1 | 0% | 0% | 1 |  |  |  |  | 2.829% | [5 empty] | 37.7% | 34.56% | 72.26% | 5 | 33.88% | 0% | 0% | 1 | 13.93% | 0% | 0% | 1 | 38.3% | 0% | 0% | 1 | 53.94% | 0% | 0% | 2 | 49.39% | 0% | 0% | 1 | 5.812% | 0% | 0% | 1
224 | Coolwater | Greater_Kramer | 212.18 | 8487.2 | 0 | 166.2% | 11.61% | 5 |  |  |  |  | 0.6204% | [5 empty] | 0% | 0% | 0% | 1 | 78.15% | 113.5% | 3.772% | 4 | 24.21% | 32.72% | 0% | 2 | 13.29% | 28.6% | 0% | 2 | 80.3% | 125.8% | 6.342% | 4 | 51.96% | 51.61% | 0% | 3 | 2.766% | 25.5% | 0% | 2 | 34.48% | 0% | 2 |  |  |  |  | 2.568% | [5 empty] | 0% | 0% | 0% | 1 | 53.43% | 29.09% | 0% | 2 | 21.63% | 17.29% | 0% | 1 | 9.857% | 15.03% | 0% | 1 | 55.25% | 30.27% | 0% | 2 | 33.63% | 20.41% | 0% | 2 | 2.064% | 13.83% | 0% | 1 | 23.53% | 0% | 2 |  |  |  |  | 2.312% | [5 empty] | 0% | 0% | 0% | 1 | 44.78% | 13.23% | 0% | 1 | 19.44% | 9.068% | 0% | 1 | 13.11% | 8.408% | 0% | 1 | 50.4% | 14.73% | 0% | 2 | 44.88% | 13.25% | 0% | 1 | 2.133% | 7.465% | 0% | 1 | 12.86% | 0% | 1 |  |  |  |  | 1.424% | [5 empty] | 0% | 0% | 0% | 1 | 43.04% | 6.529% | 0% | 1 | 27.27% | 5.113% | 0% | 1 | 15.27% | 4.389% | 0% | 1 | 54.58% | 8.188% | 0% | 2 | 39.14% | 6.111% | 0% | 1 | 2.024% | 3.796% | 0% | 1
225 | San Onofre | Greater_SD | 0 | 0 | 0 | 0% | 0% | 1 |  |  |  |  | 0% | [5 empty] | 17.12% | 0% | 17.12% | 1 | 0% | 0% | 0% | 1 | 66.45% | 0% | 0% | 2 | 73.72% | 0% | 0% | 3 | 73.72% | 0% | 0% | 3 | 7.89% | 0% | 0% | 1 | 7.969% | 0% | 0% | 1 | 0% | 0% | 1 |  |  |  |  | 0% | [5 empty] | 2.352% | 0% | 2.352% | 1 | 3.837% | 0% | 0% | 1 | 61.56% | 0% | 0% | 2 | 91.73% | 0% | 0% | 4 | 91.73% | 0% | 0% | 4 | 1.084% | 0% | 0% | 1 | 13.29% | 0% | 0% | 1 | 0% | 0% | 1 |  |  |  |  | 0% | [5 empty] | 2.952% | 0% | 2.952% | 1 | 5.542% | 0% | 0% | 1 | 62.65% | 0% | 0% | 2 | 90.1% | 0% | 0% | 4 | 90.1% | 0% | 0% | 4 | 0.9859% | 0% | 0% | 1 | 12.37% | 0% | 0% | 1 | 0% | 0% | 1 |  |  |  |  | 0% | [5 empty] | 1.414% | 0% | 1.414% | 1 | 3.246% | 0% | 0% | 1 | 38.58% | 0% | 0% | 1 | 92.47% | 0% | 0% | 4 | 92.55% | 0% | 0% | 4 | 0.4723% | 0% | 0% | 1 | 13.04% | 0% | 0% | 1
226 | Woodland | Solano | 0 | 0 | 0 | 0% | 0% | 1 |  |  |  |  | 62.61% | [5 empty] | 0% | 0% | 0% | 1 | 53.84% | 0% | 0% | 2 | 15.41% | 0% | 0% | 1 | 30.37% | 0% | 0% | 1 | 65.5% | 0% | 0% | 2 | 0% | 0% | 0% | 1 | 5.124% | 0% | 0% | 1 | 0% | 0% | 1 |  |  |  |  | 66.39% | [5 empty] | 0.01327% | 0% | 0.01327% | 1 | 55.02% | 0% | 0% | 2 | 8.312% | 0% | 0% | 1 | 30.8% | 0% | 0% | 1 | 67.07% | 0% | 0% | 2 | 0.3975% | 0% | 0% | 1 | 3.909% | 0% | 0% | 1 | 0% | 0% | 1 |  |  |  |  | 58.11% | [5 empty] | 4.95% | 0% | 4.95% | 1 | 55.92% | 0% | 0% | 2 | 7.609% | 0% | 0% | 1 | 34.21% | 0% | 0% | 1 | 68.74% | 0% | 0% | 2 | 6.143% | 0% | 0% | 1 | 4.339% | 0% | 0% | 1 | 0% | 0% | 1 |  |  |  |  | 51.55% | [5 empty] | 13.95% | 0% | 13.95% | 1 | 47.63% | 0% | 0% | 1 | 9.494% | 0% | 0% | 1 | 29.18% | 0% | 0% | 1 | 63.03% | 0% | 0% | 2 | 13.31% | 0% | 0% | 1 | 6.087% | 0% | 0% | 1
227 | Donnells | El_Dorado_Mariposa | 0 | 0 | 0 | 0% | 0% | 1 |  |  |  |  | 0% | [5 empty] | 35.51% | 1.89% | 37.4% | 2 | 0.3153% | 0% | 0% | 1 | 2.958% | 0% | 0% | 1 | 11.47% | 0% | 0% | 1 | 13.79% | 0% | 0% | 1 | 75.65% | 0% | 0% | 3 | 4.2% | 0% | 0% | 1 | 0% | 0% | 1 |  |  |  |  | 0% | [5 empty] | 42.89% | 1.347% | 44.24% | 2 | 8.778% | 0% | 0% | 1 | 4.083% | 0% | 0% | 1 | 7.422% | 0% | 0% | 1 | 19.68% | 0% | 0% | 1 | 66.38% | 0% | 0% | 2 | 3.907% | 0% | 0% | 1 | 0% | 0% | 1 |  |  |  |  | 0% | [5 empty] | 50.83% | 0.9872% | 51.81% | 3 | 6.488% | 0% | 0% | 1 | 5.285% | 0% | 0% | 1 | 8.529% | 0% | 0% | 1 | 18.31% | 0% | 0% | 1 | 54.45% | 0% | 0% | 2 | 3.577% | 0% | 0% | 1 | 0% | 0% | 1 |  |  |  |  | 0% | [5 empty] | 48.13% | 0.6913% | 48.82% | 2 | 5.921% | 0% | 0% | 1 | 7.68% | 0% | 0% | 1 | 11.03% | 0% | 0% | 1 | 22.77% | 0% | 0% | 1 | 61.6% | 0% | 0% | 2 | 5.281% | 0% | 0% | 1
228 | Mandalay | Greater_LA | 0 | 0 | 0 | 0% | 0% | 1 |  |  |  |  | 0% | [5 empty] | 1.202% | 0% | 1.202% | 1 | 20.32% | 0% | 0% | 1 | 48.89% | 0% | 0% | 1 | 83.1% | 0% | 0% | 3 | 83.1% | 0% | 0% | 3 | 0% | 0% | 0% | 1 | 40.64% | 0% | 0% | 1 | 0% | 0% | 1 |  |  |  |  | 0.1215% | [5 empty] | 4.009% | 0.005812% | 4.015% | 2 | 25.93% | 0% | 0% | 1 | 55.89% | 0% | 0% | 2 | 81.01% | 0% | 0% | 3 | 81.01% | 0% | 0% | 3 | 0% | 0% | 0% | 1 | 45.72% | 0% | 0% | 1 | 0% | 0% | 1 |  |  |  |  | 0.1462% | [5 empty] | 5.754% | 0.8722% | 6.626% | 2 | 25.3% | 0% | 0% | 1 | 52.79% | 0% | 0% | 2 | 76.66% | 0% | 0% | 3 | 77.51% | 0% | 0% | 3 | 0.6876% | 0% | 0% | 1 | 43.23% | 0% | 0% | 1 | 0% | 0% | 1 |  |  |  |  | 4.815% | [5 empty] | 12.97% | 70.43% | 83.4% | 5 | 43.65% | 0% | 0% | 1 | 7.556% | 0% | 0% | 1 | 14.56% | 0% | 0% | 1 | 54.54% | 0% | 0% | 2 | 46.47% | 0% | 0% | 1 | 16.41% | 0% | 0% | 1
229 | North Gila | Arizona | 0 | 0 | 0 | 0% | 0% | 1 |  |  |  |  | 32.65% | [5 empty] | 0% | 0% | 0% | 1 | 1.12% | 0% | 0% | 1 | 75.61% | 0% | 0% | 3 | 66.97% | 0% | 0% | 2 | 75.71% | 0% | 0% | 3 | 44.21% | 0% | 0% | 1 | 4.551% | 0% | 0% | 1 | 0% | 0% | 1 |  |  |  |  | 17.4% | [5 empty] | 0% | 0% | 0% | 1 | 0.6205% | 0% | 0% | 1 | 54.91% | 0% | 0% | 2 | 50.57% | 0% | 0% | 2 | 55.02% | 0% | 0% | 2 | 58.58% | 0% | 0% | 2 | 3.269% | 0% | 0% | 1 | 0% | 0% | 1 |  |  |  |  | 13.38% | [5 empty] | 0% | 0% | 0% | 1 | 0.5141% | 0% | 0% | 1 | 47.85% | 0% | 0% | 1 | 40.23% | 0% | 0% | 1 | 47.93% | 0% | 0% | 1 | 55.24% | 0% | 0% | 2 | 2.528% | 0% | 0% | 1 | 0% | 0% | 1 |  |  |  |  | 12.99% | [5 empty] | 0% | 0% | 0% | 1 | 0.6263% | 0% | 0% | 1 | 46.57% | 0% | 0% | 1 | 39.13% | 0% | 0% | 1 | 46.65% | 0% | 0% | 1 | 54.81% | 0% | 0% | 2 | 2.455% | 0% | 0% | 1
230 | Eight Mile | Solano | 0 | 0 | 0 | 0% | 0% | 1 |  |  |  |  | 75.9% | [5 empty] | 0% | 0% | 0% | 1 | 18.56% | 0% | 0% | 1 | 28.14% | 0% | 0% | 1 | 28.14% | 0% | 0% | 1 | 35.93% | 0% | 0% | 1 | 0% | 0% | 0% | 1 | 7.291% | 0% | 0% | 1 | 0% | 0% | 1 |  |  |  |  | 72.97% | [5 empty] | 0% | 0% | 0% | 1 | 14.32% | 0% | 0% | 1 | 20.66% | 0% | 0% | 1 | 21.17% | 0% | 0% | 1 | 30.24% | 0% | 0% | 1 | 0% | 0% | 0% | 1 | 8.036% | 0% | 0% | 1 | 0% | 0% | 1 |  |  |  |  | 67.85% | [5 empty] | 0% | 0% | 0% | 1 | 14.18% | 0% | 0% | 1 | 18.73% | 0% | 0% | 1 | 18.95% | 0% | 0% | 1 | 29.57% | 0% | 0% | 1 | 0% | 0% | 0% | 1 | 7.509% | 0% | 0% | 1 | 0% | 0% | 1 |  |  |  |  | 48.56% | [5 empty] | 3.358% | 1.064% | 4.422% | 2 | 28.95% | 0% | 0% | 1 | 24.57% | 0% | 0% | 1 | 27% | 0% | 0% | 1 | 44.62% | 0% | 0% | 1 | 4.717% | 0% | 0% | 1 | 10.21% | 0% | 0% | 1
231 | Kern Power | Central_Valley_North_Los_Banos | 0 | 0 | 0 | 0% | 0% | 1 |  |  |  |  | 0% | [5 empty] | 0% | 0% | 0% | 1 | 0% | 0% | 0% | 1 | 0% | 0% | 0% | 1 | 0% | 0% | 0% | 1 | 0% | 0% | 0% | 1 | 0% | 0% | 0% | 1 | 0% | 0% | 0% | 1 | 0% | 0% | 1 |  |  |  |  | 0% | [5 empty] | 0% | 0% | 0% | 1 | 0% | 0% | 0% | 1 | 0% | 0% | 0% | 1 | 0% | 0% | 0% | 1 | 0% | 0% | 0% | 1 | 0% | 0% | 0% | 1 | 0% | 0% | 0% | 1 | 0% | 0% | 1 |  |  |  |  | 0% | [5 empty] | 0% | 0% | 0% | 1 | 0% | 0% | 0% | 1 | 0% | 0% | 0% | 1 | 0% | 0% | 0% | 1 | 0% | 0% | 0% | 1 | 0% | 0% | 0% | 1 | 0% | 0% | 0% | 1 | 0% | 0% | 1 |  |  |  |  | 0% | [5 empty] | 34.06% | 65.94% | 100% | 5 | 74.89% | 0% | 0% | 3 | 19.26% | 0% | 0% | 1 | 32.14% | 0% | 0% | 1 | 89.34% | 0% | 0% | 3 | 47.3% | 0% | 0% | 1 | 2.328% | 0% | 0% | 1
232 | Renfro | Central_Valley_North_Los_Banos | 0 | 0 | 0 | 0% | 0% | 1 |  |  |  |  | 0% | [5 empty] | 0% | 0% | 0% | 1 | 0% | 0% | 0% | 1 | 0% | 0% | 0% | 1 | 0% | 0% | 0% | 1 | 0% | 0% | 0% | 1 | 0% | 0% | 0% | 1 | 0% | 0% | 0% | 1 | 0% | 0% | 1 |  |  |  |  | 0% | [5 empty] | 0% | 0% | 0% | 1 | 0% | 0% | 0% | 1 | 0% | 0% | 0% | 1 | 0% | 0% | 0% | 1 | 0% | 0% | 0% | 1 | 0% | 0% | 0% | 1 | 0% | 0% | 0% | 1 | 0% | 0% | 1 |  |  |  |  | 0% | [5 empty] | 0% | 0% | 0% | 1 | 0% | 0% | 0% | 1 | 0% | 0% | 0% | 1 | 0% | 0% | 0% | 1 | 0% | 0% | 0% | 1 | 0% | 0% | 0% | 1 | 0% | 0% | 0% | 1 | 0% | 0% | 1 |  |  |  |  | 0% | [5 empty] | 100% | 0% | 100% | 5 | 100% | 0% | 0% | 5 | 0% | 0% | 0% | 1 | 69.14% | 0% | 0% | 2 | 100% | 0% | 0% | 5 | 33.59% | 0% | 0% | 1 | 0% | 0% | 0% | 1
233 | Highwind | Tehachapi | 0 | 0 | 0 | 0% | 0% | 1 |  |  |  |  | 0.2845% | [5 empty] | 67.72% | 19.93% | 87.65% | 5 | 42.04% | 0% | 0% | 1 | 5.479% | 0% | 0% | 1 | 32.07% | 0% | 0% | 1 | 64.45% | 0% | 0% | 2 | 46.76% | 0% | 0% | 1 | 1.54% | 0% | 0% | 1 | 0% | 0% | 1 |  |  |  |  | 0.1107% | [5 empty] | 63% | 12.27% | 75.27% | 5 | 36.49% | 0% | 0% | 1 | 18.4% | 0% | 0% | 1 | 33.83% | 0% | 0% | 1 | 62.8% | 0% | 0% | 2 | 50.49% | 0% | 0% | 2 | 1.29% | 0% | 0% | 1 | 0% | 0% | 1 |  |  |  |  | 0.6396% | [5 empty] | 52.37% | 8.862% | 61.23% | 3 | 45.57% | 0% | 0% | 1 | 18.98% | 0% | 0% | 1 | 25.14% | 0% | 0% | 1 | 63.5% | 0% | 0% | 2 | 47.57% | 0% | 0% | 1 | 1.096% | 0% | 0% | 1 | 0% | 0% | 1 |  |  |  |  | 0.8735% | [5 empty] | 40.35% | 7.584% | 47.94% | 2 | 33.91% | 0% | 0% | 1 | 33.44% | 0% | 0% | 1 | 26.58% | 0% | 0% | 1 | 65.23% | 0% | 0% | 2 | 39.18% | 0% | 0% | 1 | 1.328% | 0% | 0% | 1
234 | Sylmar | Tehachapi | 0 | 0 | 0 | 0% | 0% | 1 |  |  |  |  | 0% | [5 empty] | 0% | 100% | 100% | 5 | 64.29% | 0% | 0% | 2 | 0% | 0% | 0% | 1 | 4.485% | 0% | 0% | 1 | 68.77% | 0% | 0% | 2 | 66.49% | 0% | 0% | 2 | 13.65% | 0% | 0% | 1 | 0% | 0% | 1 |  |  |  |  | 0.8631% | [5 empty] | 0% | 100% | 100% | 5 | 65.17% | 0% | 0% | 2 | 0% | 0% | 0% | 1 | 11.53% | 0% | 0% | 1 | 72.39% | 0% | 0% | 3 | 54.73% | 0% | 0% | 2 | 9.773% | 0% | 0% | 1 | 0% | 0% | 1 |  |  |  |  | 3.308% | [5 empty] | 5.217% | 94.7% | 99.92% | 5 | 63.45% | 0% | 0% | 2 | 0.4366% | 0% | 0% | 1 | 6.846% | 0% | 0% | 1 | 66.29% | 0% | 0% | 2 | 58.2% | 0% | 0% | 2 | 11.32% | 0% | 0% | 1 | 0% | 0% | 1 |  |  |  |  | 1.752% | [5 empty] | 22.16% | 76.27% | 98.43% | 5 | 40.21% | 0% | 0% | 1 | 13.8% | 0% | 0% | 1 | 14.96% | 0% | 0% | 1 | 56.64% | 0% | 0% | 2 | 47.53% | 0% | 0% | 1 | 8.444% | 0% | 0% | 1
235 | Westley | Central_Valley_North_Los_Banos | 0 | 0 | 0 | 0% | 0% | 1 |  |  |  |  | 56.03% | [5 empty] | 8.737% | 0% | 8.737% | 1 | 69.39% | 0% | 0% | 2 | 14.21% | 0% | 0% | 1 | 19.13% | 0% | 0% | 1 | 71.5% | 0% | 0% | 3 | 26.08% | 0% | 0% | 1 | 2.753% | 0% | 0% | 1 | 0% | 0% | 1 |  |  |  |  | 52.28% | [5 empty] | 8.364% | 0% | 8.364% | 1 | 58.85% | 0% | 0% | 2 | 11.03% | 0% | 0% | 1 | 17.91% | 0% | 0% | 1 | 60.16% | 0% | 0% | 2 | 28.22% | 0% | 0% | 1 | 2.806% | 0% | 0% | 1 | 0% | 0% | 1 |  |  |  |  | 46.87% | [5 empty] | 9.443% | 0% | 9.443% | 1 | 58.32% | 0% | 0% | 2 | 15.96% | 0% | 0% | 1 | 20.97% | 0% | 0% | 1 | 59.76% | 0% | 0% | 2 | 31.77% | 0% | 0% | 1 | 2.921% | 0% | 0% | 1 | 0% | 0% | 1 |  |  |  |  | 40.52% | [5 empty] | 10.8% | 0% | 10.8% | 1 | 53.29% | 0% | 0% | 2 | 15.81% | 0% | 0% | 1 | 22.71% | 0% | 0% | 1 | 57.87% | 0% | 0% | 2 | 24% | 0% | 0% | 1 | 3.429% | 0% | 0% | 1
236 | GWF Hanford Sw Sta | Central_Valley_North_Los_Banos | 0 | 0 | 0 | 0% | 0% | 1 |  |  |  |  | 23.17% | [5 empty] | 0% | 0% | 0% | 1 | 0% | 0% | 0% | 1 | 0% | 0% | 0% | 1 | 0% | 0% | 0% | 1 | 0% | 0% | 0% | 1 | 0% | 0% | 0% | 1 | 3.672% | 0% | 0% | 1 | 0% | 0% | 1 |  |  |  |  | 32.76% | [5 empty] | 0% | 0% | 0% | 1 | 1.134% | 0% | 0% | 1 | 0% | 0% | 0% | 1 | 0.1006% | 0% | 0% | 1 | 1.134% | 0% | 0% | 1 | 0% | 0% | 0% | 1 | 3.71% | 0% | 0% | 1 | 0% | 0% | 1 |  |  |  |  | 39.15% | [5 empty] | 0% | 0% | 0% | 1 | 3.839% | 0% | 0% | 1 | 0.6098% | 0% | 0% | 1 | 0.6841% | 0% | 0% | 1 | 3.839% | 0% | 0% | 1 | 0% | 0% | 0% | 1 | 3.074% | 0% | 0% | 1 | 0% | 0% | 1 |  |  |  |  | 54.69% | [5 empty] | 0% | 0% | 0% | 1 | 6.278% | 0% | 0% | 1 | 1.238% | 0% | 0% | 1 | 3.89% | 0% | 0% | 1 | 9.414% | 0% | 0% | 1 | 0.1019% | 0% | 0% | 1 | 1.489% | 0% | 0% | 1
237 | Tevis | Central_Valley_North_Los_Banos | 0 | 0 | 0 | 0% | 0% | 1 |  |  |  |  | 0% | [5 empty] | 0% | 0% | 0% | 1 | 0% | 0% | 0% | 1 | 0% | 0% | 0% | 1 | 0% | 0% | 0% | 1 | 0% | 0% | 0% | 1 | 0% | 0% | 0% | 1 | 0% | 0% | 0% | 1 | 0% | 0% | 1 |  |  |  |  | 0% | [5 empty] | 0% | 0% | 0% | 1 | 0% | 0% | 0% | 1 | 0% | 0% | 0% | 1 | 0% | 0% | 0% | 1 | 0% | 0% | 0% | 1 | 0% | 0% | 0% | 1 | 0% | 0% | 0% | 1 | 0% | 0% | 1 |  |  |  |  | 0% | [5 empty] | 0% | 0% | 0% | 1 | 0% | 0% | 0% | 1 | 0% | 0% | 0% | 1 | 0% | 0% | 0% | 1 | 0% | 0% | 0% | 1 | 0% | 0% | 0% | 1 | 0% | 0% | 0% | 1 | 0% | 0% | 1 |  |  |  |  | 0% | [5 empty] | 4.606% | 95.39% | 100% | 5 | 88.98% | 0% | 0% | 3 | 1.356% | 0% | 0% | 1 | 2.434% | 0% | 0% | 1 | 88.98% | 0% | 0% | 3 | 23.35% | 0% | 0% | 1 | 1.516% | 0% | 0% | 1
238 | Otay Mesa | Greater_SD | 0 | 0 | 0 | 0% | 0% | 1 |  |  |  |  | 0% | [5 empty] | 51.14% | 1.807% | 52.94% | 3 | 21.62% | 0% | 0% | 1 | 58.7% | 0% | 0% | 2 | 83.11% | 0% | 0% | 3 | 83.11% | 0% | 0% | 3 | 13.75% | 0% | 0% | 1 | 17.66% | 0% | 0% | 1 | 0% | 0% | 1 |  |  |  |  | 0% | [5 empty] | 28.57% | 9.595% | 38.16% | 2 | 14.74% | 0% | 0% | 1 | 58.62% | 0% | 0% | 2 | 84.15% | 0% | 0% | 3 | 84.15% | 0% | 0% | 3 | 14.8% | 0% | 0% | 1 | 11.79% | 0% | 0% | 1 | 0% | 0% | 1 |  |  |  |  | 0% | [5 empty] | 7.762% | 7.066% | 14.83% | 2 | 4.327% | 0% | 0% | 1 | 18.82% | 0% | 0% | 1 | 80.83% | 0% | 0% | 3 | 81.15% | 0% | 0% | 3 | 5.255% | 0% | 0% | 1 | 3.844% | 0% | 0% | 1 | 0% | 0% | 1 |  |  |  |  | 0.8691% | [5 empty] | 2.586% | 68.03% | 70.61% | 5 | 4.955% | 0% | 0% | 1 | 38.26% | 0% | 0% | 1 | 45.87% | 0% | 0% | 1 | 71.93% | 0% | 0% | 3 | 29.45% | 0% | 0% | 1 | 2.826% | 0% | 0% | 1
239 | Redondo | Greater_LA | 0 | 0 | 0 | 0% | 0% | 1 |  |  |  |  | 0% | [5 empty] | 16.69% | 0% | 16.69% | 1 | 1.315% | 0% | 0% | 1 | 12.41% | 0% | 0% | 1 | 74.52% | 0% | 0% | 3 | 75.84% | 0% | 0% | 3 | 0% | 0% | 0% | 1 | 0.07856% | 0% | 0% | 1 | 0% | 0% | 1 |  |  |  |  | 0% | [5 empty] | 2.673% | 0% | 2.673% | 1 | 0.2106% | 0% | 0% | 1 | 2.446% | 0% | 0% | 1 | 54.35% | 0% | 0% | 2 | 54.56% | 0% | 0% | 2 | 0% | 0% | 0% | 1 | 0.1382% | 0% | 0% | 1 | 0% | 0% | 1 |  |  |  |  | 0% | [5 empty] | 3.223% | 0.5033% | 3.726% | 2 | 0.8773% | 0% | 0% | 1 | 7.858% | 0% | 0% | 1 | 58.74% | 0% | 0% | 2 | 59.62% | 0% | 0% | 2 | 0% | 0% | 0% | 1 | 0.4211% | 0% | 0% | 1 | 0% | 0% | 1 |  |  |  |  | 0% | [5 empty] | 1.668% | 14.41% | 16.08% | 3 | 0.6161% | 0% | 0% | 1 | 13.45% | 0% | 0% | 1 | 63.54% | 0% | 0% | 2 | 64.16% | 0% | 0% | 2 | 2.287% | 0% | 0% | 1 | 3.998% | 0% | 0% | 1
240 | Arkansas | Greater_Imperial (Exclude) | 0 | 0 | 0 | 0% | 0% | 1 |  |  |  |  | 62.34% | [5 empty] | 0% | 0% | 0% | 1 | 2.673% | 0% | 0% | 1 | 32.15% | 0% | 0% | 1 | 30.05% | 0% | 0% | 1 | 34.69% | 0% | 0% | 1 | 1.862% | 0% | 0% | 1 | 3.622% | 0% | 0% | 1 | 0% | 0% | 1 |  |  |  |  | 62.95% | [5 empty] | 0% | 0% | 0% | 1 | 5.15% | 0% | 0% | 1 | 24.64% | 0% | 0% | 1 | 20.39% | 0% | 0% | 1 | 30.49% | 0% | 0% | 1 | 6.119% | 0% | 0% | 1 | 3.414% | 0% | 0% | 1 | 0% | 0% | 1 |  |  |  |  | 56.03% | [5 empty] | 0% | 0% | 0% | 1 | 6.833% | 0% | 0% | 1 | 15.68% | 0% | 0% | 1 | 13.77% | 0% | 0% | 1 | 23.25% | 0% | 0% | 1 | 9.714% | 0% | 0% | 1 | 4.272% | 0% | 0% | 1 | 0% | 0% | 1 |  |  |  |  | 53.54% | [5 empty] | 0% | 0% | 0% | 1 | 6.741% | 0% | 0% | 1 | 12.73% | 0% | 0% | 1 | 11.42% | 0% | 0% | 1 | 20.69% | 0% | 0% | 1 | 12.78% | 0% | 0% | 1 | 3.972% | 0% | 0% | 1
241 | California Water | Central_Valley_North_Los_Banos | 0 | 0 | 0 | 0% | 0% | 1 |  |  |  |  | 0% | [5 empty] | 0% | 0% | 0% | 1 | 0% | 0% | 0% | 1 | 0% | 0% | 0% | 1 | 0% | 0% | 0% | 1 | 0% | 0% | 0% | 1 | 0% | 0% | 0% | 1 | 0% | 0% | 0% | 1 | 0% | 0% | 1 |  |  |  |  | 0% | [5 empty] | 100% | 0% | 100% | 5 | 100% | 0% | 0% | 5 | 0% | 0% | 0% | 1 | 0% | 0% | 0% | 1 | 100% | 0% | 0% | 5 | 14.81% | 0% | 0% | 1 | 0% | 0% | 0% | 1 | 0% | 0% | 1 |  |  |  |  | 0% | [5 empty] | 55.5% | 44.5% | 100% | 5 | 61.62% | 0% | 0% | 2 | 32.69% | 0% | 0% | 1 | 54.61% | 0% | 0% | 2 | 87.66% | 0% | 0% | 3 | 67.51% | 0% | 0% | 2 | 2.508% | 0% | 0% | 1 | 0% | 0% | 1 |  |  |  |  | 0.2186% | [5 empty] | 58.26% | 41.74% | 100% | 5 | 34.89% | 0% | 0% | 1 | 14.16% | 0% | 0% | 1 | 35.72% | 0% | 0% | 1 | 60.68% | 0% | 0% | 2 | 69.07% | 0% | 0% | 2 | 2.414% | 0% | 0% | 1
242 | Grimway | Central_Valley_North_Los_Banos | 0 | 0 | 0 | 0% | 0% | 1 |  |  |  |  | 0% | [5 empty] | 0% | 0% | 0% | 1 | 0% | 0% | 0% | 1 | 0% | 0% | 0% | 1 | 0% | 0% | 0% | 1 | 0% | 0% | 0% | 1 | 0% | 0% | 0% | 1 | 0% | 0% | 0% | 1 | 0% | 0% | 1 |  |  |  |  | 0% | [5 empty] | 0% | 100% | 100% | 5 | 75.93% | 0% | 0% | 3 | 0.9538% | 0% | 0% | 1 | 0.9538% | 0% | 0% | 1 | 75.93% | 0% | 0% | 3 | 18.86% | 0% | 0% | 1 | 2.824% | 0% | 0% | 1 | 0% | 0% | 1 |  |  |  |  | 0% | [5 empty] | 14.97% | 85.03% | 100% | 5 | 56.68% | 0% | 0% | 2 | 2.25% | 0% | 0% | 1 | 4.802% | 0% | 0% | 1 | 57.23% | 0% | 0% | 2 | 48.38% | 0% | 0% | 1 | 2.417% | 0% | 0% | 1 | 0% | 0% | 1 |  |  |  |  | 0.1096% | [5 empty] | 74.38% | 19.01% | 93.4% | 5 | 57.49% | 0% | 0% | 2 | 25.88% | 0% | 0% | 1 | 43.15% | 0% | 0% | 1 | 72.65% | 0% | 0% | 3 | 67.2% | 0% | 0% | 2 | 2.383% | 0% | 0% | 1
243 | Viejo | Greater_LA | 0 | 0 | 0 | 0% | 0% | 1 |  |  |  |  | 0% | [5 empty] | 0% | 0% | 0% | 1 | 0% | 0% | 0% | 1 | 0% | 0% | 0% | 1 | 0% | 0% | 0% | 1 | 0% | 0% | 0% | 1 | 0% | 0% | 0% | 1 | 0% | 0% | 0% | 1 | 0% | 0% | 1 |  |  |  |  | 0% | [5 empty] | 1.762% | 0% | 1.762% | 1 | 0.3729% | 0% | 0% | 1 | 27.52% | 0% | 0% | 1 | 89.96% | 0% | 0% | 3 | 90.34% | 0% | 0% | 4 | 0% | 0% | 0% | 1 | 2.487% | 0% | 0% | 1 | 0% | 0% | 1 |  |  |  |  | 0% | [5 empty] | 1.199% | 10.38% | 11.58% | 3 | 7.105% | 0% | 0% | 1 | 28.61% | 0% | 0% | 1 | 87.16% | 0% | 0% | 3 | 94.26% | 0% | 0% | 4 | 5.289% | 0% | 0% | 1 | 8.234% | 0% | 0% | 1 | 0% | 0% | 1 |  |  |  |  | 0% | [5 empty] | 0.7372% | 6.081% | 6.818% | 2 | 4.16% | 0% | 0% | 1 | 26.83% | 0% | 0% | 1 | 91% | 0% | 0% | 4 | 95.16% | 0% | 0% | 5 | 3.343% | 0% | 0% | 1 | 5.297% | 0% | 0% | 1
244 | Kelso | Solano | 3.45 | 138 | 10 | 28.21% | 0% | 2 |  |  |  |  | 42.72% | [5 empty] | 10.2% | 1.286% | 11.48% | 2 | 54.75% | 0.4012% | 0% | 2 | 43.64% | 0.3222% | 0% | 1 | 44.97% | 0.33% | 0% | 1 | 63.03% | 0.4911% | 0% | 2 | 9.687% | 0.2011% | 0% | 1 | 5.877% | 0.1929% | 0% | 1 | 6.735% | 0% | 1 |  |  |  |  | 47.14% | [5 empty] | 12.24% | 3.102% | 15.34% | 2 | 46.98% | 0.1686% | 0% | 1 | 37.25% | 0.1424% | 0% | 1 | 38.21% | 0.1446% | 0% | 1 | 54.03% | 0.1944% | 0% | 2 | 18.11% | 0.1091% | 0% | 1 | 6.059% | 0.09514% | 0% | 1 | 3.883% | 0% | 1 |  |  |  |  | 43.19% | [5 empty] | 12.24% | 2.883% | 15.12% | 2 | 48.41% | 0.1196% | 0% | 1 | 38.47% | 0.1003% | 0% | 1 | 38.75% | 0.1008% | 0% | 1 | 59.75% | 0.1533% | 0% | 2 | 21.5% | 0.07862% | 0% | 1 | 7.491% | 0.06672% | 0% | 1 | 0.2542% | 0% | 1 |  |  |  |  | 43.31% | [5 empty] | 12.42% | 2.695% | 15.12% | 2 | 45.17% | 0.0564% | 0% | 1 | 31.06% | 0.04486% | 0% | 1 | 32.91% | 0.04609% | 0% | 1 | 56.63% | 0.0713% | 0% | 2 | 24.71% | 0.04107% | 0% | 1 | 7.611% | 0.03347% | 0% | 1
245 | BlytheSC 161 kV | Riverside (Exclude) | 0 | 0 | 0 | 0% | 0% | 1 |  |  |  |  | 6.729% | [5 empty] | 0% | 0% | 0% | 1 | 25.06% | 0% | 0% | 1 | 31.8% | 0% | 0% | 1 | 16.44% | 0% | 0% | 1 | 46.53% | 0% | 0% | 1 | 52.67% | 0% | 0% | 2 | 1.356% | 0% | 0% | 1 | 0% | 0% | 1 |  |  |  |  | 2.32% | [5 empty] | 0% | 0% | 0% | 1 | 41.98% | 0% | 0% | 1 | 33.33% | 0% | 0% | 1 | 26.77% | 0% | 0% | 1 | 52.43% | 0% | 0% | 2 | 66.94% | 0% | 0% | 2 | 1.075% | 0% | 0% | 1 | 0% | 0% | 1 |  |  |  |  | 1.664% | [5 empty] | 0% | 0% | 0% | 1 | 38.61% | 0% | 0% | 1 | 36.03% | 0% | 0% | 1 | 29.52% | 0% | 0% | 1 | 51.71% | 0% | 0% | 2 | 67.44% | 0% | 0% | 2 | 1.88% | 0% | 0% | 1 | 0% | 0% | 1 |  |  |  |  | 1.341% | [5 empty] | 0% | 0% | 0% | 1 | 44.97% | 0% | 0% | 1 | 42.13% | 0% | 0% | 1 | 36.6% | 0% | 0% | 1 | 58.49% | 0% | 0% | 2 | 64.28% | 0% | 0% | 2 | 3.918% | 0% | 0% | 1
246 | Windhub | Tehachapi | 174 | 6960 | 10 | 84.07% | 0% | 4 |  |  |  |  | 0% | [5 empty] | 47.8% | 0% | 47.8% | 2 | 40.12% | 33.1% | 0% | 2 | 29.59% | 28.15% | 0% | 2 | 33.78% | 29.93% | 0% | 2 | 72.07% | 70.96% | 0% | 3 | 23.51% | 25.91% | 0% | 2 | 0.2183% | 19.86% | 0% | 1 | 23.98% | 0% | 2 |  |  |  |  | 1.148% | [5 empty] | 38.91% | 4.523% | 43.43% | 2 | 43.09% | 11.4% | 0% | 1 | 25.16% | 8.668% | 0% | 1 | 21.99% | 8.316% | 0% | 1 | 65.39% | 18.74% | 0% | 2 | 36.44% | 10.21% | 0% | 1 | 0.8553% | 6.543% | 0% | 1 | 11.58% | 0% | 1 |  |  |  |  | 0.6564% | [5 empty] | 40.3% | 4.741% | 45.04% | 2 | 43.39% | 5.712% | 0% | 1 | 20.44% | 4.064% | 0% | 1 | 22.58% | 4.177% | 0% | 1 | 61.69% | 8.44% | 0% | 2 | 39.87% | 5.377% | 0% | 1 | 0.9836% | 3.266% | 0% | 1 | 5.115% | 0% | 1 |  |  |  |  | 1.219% | [5 empty] | 33.67% | 10.03% | 43.69% | 3 | 28% | 2.104% | 0% | 1 | 31.46% | 2.21% | 0% | 1 | 23.1% | 1.97% | 0% | 1 | 58.04% | 3.61% | 0% | 2 | 35.67% | 2.355% | 0% | 1 | 1.666% | 1.541% | 0% | 1
247 | Camanche | Solano | 0 | 0 | 0 | 0% | 0% | 1 |  |  |  |  | 58.42% | [5 empty] | 0% | 0% | 0% | 1 | 0% | 0% | 0% | 1 | 0% | 0% | 0% | 1 | 29.43% | 0% | 0% | 1 | 29.43% | 0% | 0% | 1 | 0% | 0% | 0% | 1 | 0.9412% | 0% | 0% | 1 | 0% | 0% | 1 |  |  |  |  | 56.03% | [5 empty] | 0% | 0% | 0% | 1 | 0% | 0% | 0% | 1 | 4.44% | 0% | 0% | 1 | 32.58% | 0% | 0% | 1 | 32.58% | 0% | 0% | 1 | 0% | 0% | 0% | 1 | 2.227% | 0% | 0% | 1 | 0% | 0% | 1 |  |  |  |  | 57.88% | [5 empty] | 0% | 0% | 0% | 1 | 3.56% | 0% | 0% | 1 | 8.368% | 0% | 0% | 1 | 12.67% | 0% | 0% | 1 | 13.88% | 0% | 0% | 1 | 2.969% | 0% | 0% | 1 | 10.93% | 0% | 0% | 1 | 0% | 0% | 1 |  |  |  |  | 38.65% | [5 empty] | 5.646% | 0% | 5.646% | 1 | 37.78% | 0% | 0% | 1 | 14.94% | 0% | 0% | 1 | 24.72% | 0% | 0% | 1 | 51.35% | 0% | 0% | 2 | 15.41% | 0% | 0% | 1 | 6.497% | 0% | 0% | 1
248 | Whirlwind | Tehachapi | 300 | 12000 | 10 | 30.25% | 0% | 2 |  |  |  |  | 1.828% | [5 empty] | 46.06% | 0.0005064% | 46.06% | 2 | 29.94% | 14.72% | 0% | 1 | 40.88% | 17.44% | 0% | 1 | 24.59% | 13.67% | 0% | 1 | 61.57% | 26.83% | 0% | 2 | 17.66% | 12.52% | 0% | 1 | 0.3227% | 10.35% | 0% | 1 | 21.49% | 0% | 2 |  |  |  |  | 1.714% | [5 empty] | 48.51% | 8.068% | 56.58% | 3 | 28.91% | 8.575% | 0% | 1 | 42.19% | 10.55% | 0% | 1 | 30.56% | 8.779% | 0% | 1 | 65.17% | 17.5% | 0% | 2 | 24.11% | 8.033% | 0% | 1 | 1.426% | 6.184% | 0% | 1 | 17.13% | 0% | 1 |  |  |  |  | 1.476% | [5 empty] | 45.62% | 16.21% | 61.82% | 3 | 29.09% | 7.093% | 0% | 1 | 37.39% | 8.034% | 0% | 1 | 29.32% | 7.116% | 0% | 1 | 60.94% | 12.88% | 0% | 2 | 27.52% | 6.94% | 0% | 1 | 2.364% | 5.151% | 0% | 1 | 10.86% | 0% | 1 |  |  |  |  | 1.647% | [5 empty] | 41.14% | 21.48% | 62.61% | 4 | 38% | 4.623% | 0% | 1 | 28.9% | 4.031% | 0% | 1 | 23.99% | 3.771% | 0% | 1 | 61.85% | 7.511% | 0% | 2 | 36.45% | 4.51% | 0% | 1 | 2.656% | 2.944% | 0% | 1
249 | El Casco | Riverside (Exclude) | 0 | 0 | 0 | 0% | 0% | 1 |  |  |  |  | 0.637% | [5 empty] | 0% | 100% | 100% | 5 | 2.885% | 0% | 0% | 1 | 0.03681% | 0% | 0% | 1 | 97.22% | 0% | 0% | 5 | 97.22% | 0% | 0% | 5 | 50.7% | 0% | 0% | 2 | 4.603% | 0% | 0% | 1 | 0% | 0% | 1 |  |  |  |  | 0.08417% | [5 empty] | 5.369% | 94.63% | 100% | 5 | 44.23% | 0% | 0% | 1 | 15.21% | 0% | 0% | 1 | 44.56% | 0% | 0% | 1 | 72.24% | 0% | 0% | 3 | 61.22% | 0% | 0% | 2 | 5.041% | 0% | 0% | 1 | 0% | 0% | 1 |  |  |  |  | 0.02958% | [5 empty] | 19.79% | 80.21% | 100% | 5 | 34.99% | 0% | 0% | 1 | 20.13% | 0% | 0% | 1 | 49.15% | 0% | 0% | 1 | 64.39% | 0% | 0% | 2 | 50.29% | 0% | 0% | 2 | 3.043% | 0% | 0% | 1 | 0% | 0% | 1 |  |  |  |  | 0.01244% | [5 empty] | 47.94% | 47.78% | 95.72% | 5 | 41.62% | 0% | 0% | 1 | 39.4% | 0% | 0% | 1 | 69.93% | 0% | 0% | 2 | 84.17% | 0% | 0% | 3 | 61.23% | 0% | 0% | 2 | 3.381% | 0% | 0% | 1
250 | Suncrest | Greater_SD | 0 | 0 | 0 | 0% | 0% | 1 |  |  |  |  | 0% | [5 empty] | 0% | 100% | 100% | 5 | 10.04% | 0% | 0% | 1 | 88.67% | 0% | 0% | 3 | 100% | 0% | 0% | 5 | 100% | 0% | 0% | 5 | 88.07% | 0% | 0% | 3 | 0.05168% | 0% | 0% | 1 | 0% | 0% | 1 |  |  |  |  | 0% | [5 empty] | 0.4948% | 99.51% | 100% | 5 | 6.737% | 0% | 0% | 1 | 57.29% | 0% | 0% | 2 | 74.45% | 0% | 0% | 3 | 84.36% | 0% | 0% | 3 | 74.79% | 0% | 0% | 3 | 5.888% | 0% | 0% | 1 | 0% | 0% | 1 |  |  |  |  | 0.3316% | [5 empty] | 2.713% | 96% | 98.72% | 5 | 19.13% | 0% | 0% | 1 | 36.13% | 0% | 0% | 1 | 56.92% | 0% | 0% | 2 | 66.62% | 0% | 0% | 2 | 61.07% | 0% | 0% | 2 | 5.948% | 0% | 0% | 1 | 0% | 0% | 1 |  |  |  |  | 0.1746% | [5 empty] | 43.25% | 53.97% | 97.22% | 5 | 30.88% | 0% | 0% | 1 | 26.28% | 0% | 0% | 1 | 49.02% | 0% | 0% | 1 | 68.33% | 0% | 0% | 2 | 57.3% | 0% | 0% | 2 | 6% | 0% | 0% | 1
251 | Colorado River | Riverside (Exclude) | 0 | 0 | 0 | 0% | 0% | 1 |  |  |  |  | 0.006659% | [5 empty] | 0% | 0% | 0% | 1 | 55.89% | 0% | 0% | 2 | 52.89% | 0% | 0% | 2 | 49.8% | 0% | 0% | 1 | 71.33% | 0% | 0% | 3 | 78.74% | 0% | 0% | 3 | 0.3756% | 0% | 0% | 1 | 0% | 0% | 1 |  |  |  |  | 0.4062% | [5 empty] | 0% | 0% | 0% | 1 | 49.99% | 0% | 0% | 1 | 43.49% | 0% | 0% | 1 | 38.89% | 0% | 0% | 1 | 65.97% | 0% | 0% | 2 | 70.71% | 0% | 0% | 3 | 0.5189% | 0% | 0% | 1 | 0% | 0% | 1 |  |  |  |  | 1.583% | [5 empty] | 0% | 0% | 0% | 1 | 45.64% | 0% | 0% | 1 | 38.1% | 0% | 0% | 1 | 32.86% | 0% | 0% | 1 | 57.65% | 0% | 0% | 2 | 63.03% | 0% | 0% | 2 | 0.7342% | 0% | 0% | 1 | 0% | 0% | 1 |  |  |  |  | 1.185% | [5 empty] | 0% | 0% | 0% | 1 | 45.73% | 0% | 0% | 1 | 35.09% | 0% | 0% | 1 | 30.45% | 0% | 0% | 1 | 57.16% | 0% | 0% | 2 | 59.75% | 0% | 0% | 2 | 2.096% | 0% | 0% | 1
252 | Redbluff | Riverside (Exclude) | 0 | 0 | 0 | 0% | 0% | 1 |  |  |  |  | 0% | [5 empty] | 0% | 0% | 0% | 1 | 39.16% | 0% | 0% | 1 | 0.1236% | 0% | 0% | 1 | 0% | 0% | 0% | 1 | 39.28% | 0% | 0% | 1 | 14.7% | 0% | 0% | 1 | 1.377% | 0% | 0% | 1 | 0% | 0% | 1 |  |  |  |  | 0% | [5 empty] | 0% | 0% | 0% | 1 | 49.13% | 0% | 0% | 1 | 11.31% | 0% | 0% | 1 | 10.51% | 0% | 0% | 1 | 49.3% | 0% | 0% | 1 | 16.67% | 0% | 0% | 1 | 1.079% | 0% | 0% | 1 | 0% | 0% | 1 |  |  |  |  | 0% | [5 empty] | 0% | 0% | 0% | 1 | 41.6% | 0% | 0% | 1 | 25.46% | 0% | 0% | 1 | 15.57% | 0% | 0% | 1 | 54.04% | 0% | 0% | 2 | 28.93% | 0% | 0% | 1 | 0.8579% | 0% | 0% | 1 | 0% | 0% | 1 |  |  |  |  | 0% | [5 empty] | 0% | 0% | 0% | 1 | 51.24% | 0% | 0% | 2 | 32.55% | 0% | 0% | 1 | 26.51% | 0% | 0% | 1 | 62.74% | 0% | 0% | 2 | 51.37% | 0% | 0% | 2 | 0.6936% | 0% | 0% | 1
253 | Ocotillo | Greater_Imperial | 0 | 0 | 0 | 0% | 0% | 1 |  |  |  |  | 0% | [5 empty] | 0.6362% | 0% | 0.6362% | 1 | 50.39% | 0% | 0% | 2 | 3.324% | 0% | 0% | 1 | 7.457% | 0% | 0% | 1 | 58.14% | 0% | 0% | 2 | 60.35% | 0% | 0% | 2 | 0.04964% | 0% | 0% | 1 | 0% | 0% | 1 |  |  |  |  | 0% | [5 empty] | 27.77% | 0.1501% | 27.92% | 2 | 16.68% | 0% | 0% | 1 | 13.43% | 0% | 0% | 1 | 19.16% | 0% | 0% | 1 | 38.03% | 0% | 0% | 1 | 67.84% | 0% | 0% | 2 | 0.7394% | 0% | 0% | 1 | 0% | 0% | 1 |  |  |  |  | 6.119% | [5 empty] | 36.55% | 10.57% | 47.13% | 3 | 10.84% | 0% | 0% | 1 | 8.808% | 0% | 0% | 1 | 22.57% | 0% | 0% | 1 | 33.87% | 0% | 0% | 1 | 51.95% | 0% | 0% | 2 | 2.972% | 0% | 0% | 1 | 0% | 0% | 1 |  |  |  |  | 14.93% | [5 empty] | 18.72% | 24.67% | 43.39% | 4 | 7.39% | 0% | 0% | 1 | 15.8% | 0% | 0% | 1 | 22.44% | 0% | 0% | 1 | 34.17% | 0% | 0% | 1 | 45.81% | 0% | 0% | 1 | 3.356% | 0% | 0% | 1
254 | Ivanpah | Southern_NV_Eldorado | 0 | 0 | 0 | 0% | 0% | 1 |  |  |  |  | 0% | [5 empty] | 0% | 0% | 0% | 1 | 82.93% | 0% | 0% | 3 | 75.43% | 0% | 0% | 3 | 10.46% | 0% | 0% | 1 | 93.35% | 0% | 0% | 4 | 50.68% | 0% | 0% | 2 | 2.109e-05% | 0% | 0% | 1 | 0% | 0% | 1 |  |  |  |  | 0% | [5 empty] | 0% | 0% | 0% | 1 | 50.36% | 0% | 0% | 2 | 46.84% | 0% | 0% | 1 | 5.968% | 0% | 0% | 1 | 57.06% | 0% | 0% | 2 | 71.4% | 0% | 0% | 3 | 1.204e-05% | 0% | 0% | 1 | 0% | 0% | 1 |  |  |  |  | 0% | [5 empty] | 0% | 0% | 0% | 1 | 34.28% | 0% | 0% | 1 | 35.51% | 0% | 0% | 1 | 5.428% | 0% | 0% | 1 | 42.47% | 0% | 0% | 1 | 74.5% | 0% | 0% | 3 | 0.308% | 0% | 0% | 1 | 0% | 0% | 1 |  |  |  |  | 0% | [5 empty] | 0% | 0% | 0% | 1 | 16.83% | 0% | 0% | 1 | 27.17% | 0% | 0% | 1 | 8.398% | 0% | 0% | 1 | 35.22% | 0% | 0% | 1 | 83.71% | 0% | 0% | 3 | 0.183% | 0% | 0% | 1
255 | Alamitos | Greater_LA | 0 | 0 | 0 | 0% | 0% | 1 |  |  |  |  | 0% | [5 empty] | 0% | 0% | 0% | 1 | 0% | 0% | 0% | 1 | 9.238% | 0% | 0% | 1 | 70.97% | 0% | 0% | 3 | 70.97% | 0% | 0% | 3 | 0% | 0% | 0% | 1 | 0.4458% | 0% | 0% | 1 | 0% | 0% | 1 |  |  |  |  | 0% | [5 empty] | 0.04524% | 0% | 0.04524% | 1 | 0% | 0% | 0% | 1 | 14.45% | 0% | 0% | 1 | 77.52% | 0% | 0% | 3 | 77.52% | 0% | 0% | 3 | 0% | 0% | 0% | 1 | 3.549% | 0% | 0% | 1 | 0% | 0% | 1 |  |  |  |  | 0% | [5 empty] | 1.261% | 0% | 1.261% | 1 | 0.1285% | 0% | 0% | 1 | 13.79% | 0% | 0% | 1 | 76.98% | 0% | 0% | 3 | 77.11% | 0% | 0% | 3 | 0% | 0% | 0% | 1 | 3.431% | 0% | 0% | 1 | 0% | 0% | 1 |  |  |  |  | 0% | [5 empty] | 1.281% | 3.781% | 5.062% | 2 | 2.673% | 0% | 0% | 1 | 16.24% | 0% | 0% | 1 | 75.48% | 0% | 0% | 3 | 78.16% | 0% | 0% | 3 | 1.988% | 0% | 0% | 1 | 3.198% | 0% | 0% | 1
256 | Shilo III | Solano | 0 | 0 | 0 | 0% | 0% | 1 |  |  |  |  | 8.794% | [5 empty] | 0% | 0% | 0% | 1 | 26.52% | 0% | 0% | 1 | 47.06% | 0% | 0% | 1 | 40.47% | 0% | 0% | 1 | 67.21% | 0% | 0% | 2 | 5.139% | 0% | 0% | 1 | 48.26% | 0% | 0% | 1 | 0% | 0% | 1 |  |  |  |  | 29.96% | [5 empty] | 0.6668% | 0% | 0.6668% | 1 | 15.42% | 0% | 0% | 1 | 36.74% | 0% | 0% | 1 | 33.03% | 0% | 0% | 1 | 48.86% | 0% | 0% | 1 | 2.977% | 0% | 0% | 1 | 30.05% | 0% | 0% | 1 | 0% | 0% | 1 |  |  |  |  | 35.18% | [5 empty] | 10.41% | 0.5606% | 10.97% | 2 | 22.29% | 0% | 0% | 1 | 26.94% | 0% | 0% | 1 | 27.15% | 0% | 0% | 1 | 46.38% | 0% | 0% | 1 | 8.417% | 0% | 0% | 1 | 18.98% | 0% | 0% | 1 | 0% | 0% | 1 |  |  |  |  | 42.99% | [5 empty] | 16.47% | 1.444% | 17.92% | 2 | 25.93% | 0% | 0% | 1 | 25.31% | 0% | 0% | 1 | 28.8% | 0% | 0% | 1 | 47.07% | 0% | 0% | 1 | 11.49% | 0% | 0% | 1 | 12.86% | 0% | 0% | 1
257 | ECO | Greater_Imperial | 0 | 0 | 0 | 0% | 0% | 1 |  |  |  |  | 0% | [5 empty] | 90.09% | 0% | 90.09% | 5 | 16.31% | 0% | 0% | 1 | 30.6% | 0% | 0% | 1 | 40.68% | 0% | 0% | 1 | 63.12% | 0% | 0% | 2 | 41.63% | 0% | 0% | 1 | 1.667% | 0% | 0% | 1 | 0% | 0% | 1 |  |  |  |  | 0% | [5 empty] | 75.72% | 7.252% | 82.98% | 5 | 21.06% | 0% | 0% | 1 | 10.67% | 0% | 0% | 1 | 35.52% | 0% | 0% | 1 | 55.64% | 0% | 0% | 2 | 47.64% | 0% | 0% | 1 | 1.262% | 0% | 0% | 1 | 0% | 0% | 1 |  |  |  |  | 0.1495% | [5 empty] | 52.3% | 27.53% | 79.83% | 5 | 16.42% | 0% | 0% | 1 | 10.04% | 0% | 0% | 1 | 24.33% | 0% | 0% | 1 | 43.22% | 0% | 0% | 1 | 54.39% | 0% | 0% | 2 | 1.391% | 0% | 0% | 1 | 0% | 0% | 1 |  |  |  |  | 4.367% | [5 empty] | 26.87% | 36.39% | 63.26% | 5 | 8.655% | 0% | 0% | 1 | 17.96% | 0% | 0% | 1 | 29.59% | 0% | 0% | 1 | 42.25% | 0% | 0% | 1 | 56.46% | 0% | 0% | 2 | 2.853% | 0% | 0% | 1
258 | IID System | Greater_Imperial (Exclude) | 0 | 0 | 0 | 0% | 0% | 1 |  |  |  |  | 46.63% | [5 empty] | 0% | 0% | 0% | 1 | 2.337e-05% | 0% | 0% | 1 | 36.25% | 0% | 0% | 1 | 38.58% | 0% | 0% | 1 | 40.34% | 0% | 0% | 1 | 0.02293% | 0% | 0% | 1 | 2.358% | 0% | 0% | 1 | 0% | 0% | 1 |  |  |  |  | 55.96% | [5 empty] | 0% | 0% | 0% | 1 | 1.239% | 0% | 0% | 1 | 35.04% | 0% | 0% | 1 | 28.63% | 0% | 0% | 1 | 38.17% | 0% | 0% | 1 | 5.347% | 0% | 0% | 1 | 4.121% | 0% | 0% | 1 | 0% | 0% | 1 |  |  |  |  | 50.9% | [5 empty] | 0% | 0% | 0% | 1 | 2.803% | 0% | 0% | 1 | 21.42% | 0% | 0% | 1 | 16.94% | 0% | 0% | 1 | 25.53% | 0% | 0% | 1 | 9.336% | 0% | 0% | 1 | 3.736% | 0% | 0% | 1 | 0% | 0% | 1 |  |  |  |  | 47.29% | [5 empty] | 0% | 0% | 0% | 1 | 6.26% | 0% | 0% | 1 | 13.4% | 0% | 0% | 1 | 11.73% | 0% | 0% | 1 | 21.02% | 0% | 0% | 1 | 17.08% | 0% | 0% | 1 | 4.255% | 0% | 0% | 1
259 | Sonora | Greater_Imperial (Exclude) | 0 | 0 | 0 | 0% | 0% | 1 |  |  |  |  | 51.75% | [5 empty] | 0% | 0% | 0% | 1 | 7.343% | 0% | 0% | 1 | 45.64% | 0% | 0% | 1 | 50.16% | 0% | 0% | 2 | 52.72% | 0% | 0% | 2 | 5.796% | 0% | 0% | 1 | 5.585% | 0% | 0% | 1 | 0% | 0% | 1 |  |  |  |  | 56.84% | [5 empty] | 0% | 0% | 0% | 1 | 6.553% | 0% | 0% | 1 | 25.63% | 0% | 0% | 1 | 21.42% | 0% | 0% | 1 | 33.15% | 0% | 0% | 1 | 7.06% | 0% | 0% | 1 | 3.537% | 0% | 0% | 1 | 0% | 0% | 1 |  |  |  |  | 55.73% | [5 empty] | 0% | 0% | 0% | 1 | 5.816% | 0% | 0% | 1 | 18.82% | 0% | 0% | 1 | 16.66% | 0% | 0% | 1 | 25.6% | 0% | 0% | 1 | 9.909% | 0% | 0% | 1 | 4.037% | 0% | 0% | 1 | 0% | 0% | 1 |  |  |  |  | 53.22% | [5 empty] | 0% | 0% | 0% | 1 | 7.639% | 0% | 0% | 1 | 13.13% | 0% | 0% | 1 | 11.26% | 0% | 0% | 1 | 21.69% | 0% | 0% | 1 | 12.16% | 0% | 0% | 1 | 4.033% | 0% | 0% | 1
260 | Caliente | Kern_Greater_Carrizo | 0 | 0 | 0 | 0% | 0% | 1 |  |  |  |  | 0% | [5 empty] | 0% | 0% | 0% | 1 | 34.19% | 0% | 0% | 1 | 2.552% | 0% | 0% | 1 | 17.76% | 0% | 0% | 1 | 43.8% | 0% | 0% | 1 | 52.61% | 0% | 0% | 2 | 2.08% | 0% | 0% | 1 | 0% | 0% | 1 |  |  |  |  | 0% | [5 empty] | 0.1492% | 0% | 0.1492% | 1 | 50.86% | 0% | 0% | 2 | 1.64% | 0% | 0% | 1 | 11.41% | 0% | 0% | 1 | 57.04% | 0% | 0% | 2 | 65.74% | 0% | 0% | 2 | 1.37% | 0% | 0% | 1 | 0% | 0% | 1 |  |  |  |  | 0% | [5 empty] | 13.26% | 0% | 13.26% | 1 | 43.48% | 0% | 0% | 1 | 2.362% | 0% | 0% | 1 | 8.116% | 0% | 0% | 1 | 48.52% | 0% | 0% | 1 | 69.11% | 0% | 0% | 2 | 1.317% | 0% | 0% | 1 | 0% | 0% | 1 |  |  |  |  | 0.01512% | [5 empty] | 25.42% | 13.16% | 38.58% | 3 | 41.28% | 0% | 0% | 1 | 7.181% | 0% | 0% | 1 | 18.3% | 0% | 0% | 1 | 53.28% | 0% | 0% | 2 | 66.79% | 0% | 0% | 2 | 2.564% | 0% | 0% | 1
261 | Regulus | Central_Valley_North_Los_Banos | 0 | 0 | 0 | 0% | 0% | 1 |  |  |  |  | 0% | [5 empty] | 0% | 0% | 0% | 1 | 0% | 0% | 0% | 1 | 0% | 0% | 0% | 1 | 0% | 0% | 0% | 1 | 0% | 0% | 0% | 1 | 0% | 0% | 0% | 1 | 0% | 0% | 0% | 1 | 0% | 0% | 1 |  |  |  |  | 0% | [5 empty] | 0% | 100% | 100% | 5 | 100% | 0% | 0% | 5 | 1.98% | 0% | 0% | 1 | 1.98% | 0% | 0% | 1 | 100% | 0% | 0% | 5 | 30.87% | 0% | 0% | 1 | 1.444% | 0% | 0% | 1 | 0% | 0% | 1 |  |  |  |  | 0% | [5 empty] | 17.18% | 82.82% | 100% | 5 | 63.4% | 0% | 0% | 2 | 14.75% | 0% | 0% | 1 | 17.17% | 0% | 0% | 1 | 69.21% | 0% | 0% | 2 | 46.02% | 0% | 0% | 1 | 2.867% | 0% | 0% | 1 | 0% | 0% | 1 |  |  |  |  | 0.1399% | [5 empty] | 67.23% | 24.93% | 92.15% | 5 | 47.6% | 0% | 0% | 1 | 14.18% | 0% | 0% | 1 | 37.63% | 0% | 0% | 1 | 63.95% | 0% | 0% | 2 | 70.73% | 0% | 0% | 3 | 2.541% | 0% | 0% | 1
262 | Geysers | Mendocino_Marin | 0 | 0 | 0 | 0% | 0% | 1 |  |  |  |  | 0.1002% | [5 empty] | 9.898% | 89.5% | 99.4% | 5 | 75.94% | 0% | 0% | 3 | 65.62% | 0% | 0% | 2 | 92.93% | 0% | 0% | 4 | 100% | 0% | 0% | 5 | 39.01% | 0% | 0% | 1 | 1.372% | 0% | 0% | 1 | 0% | 0% | 1 |  |  |  |  | 2.971% | [5 empty] | 29.79% | 63.96% | 93.76% | 5 | 64.55% | 0% | 0% | 2 | 46.08% | 0% | 0% | 1 | 78% | 0% | 0% | 3 | 95.52% | 0% | 0% | 5 | 39.63% | 0% | 0% | 1 | 1.239% | 0% | 0% | 1 | 0% | 0% | 1 |  |  |  |  | 2.023% | [5 empty] | 43.86% | 51.74% | 95.61% | 5 | 68.39% | 0% | 0% | 2 | 38.6% | 0% | 0% | 1 | 74.98% | 0% | 0% | 3 | 93.77% | 0% | 0% | 4 | 52.13% | 0% | 0% | 2 | 1.441% | 0% | 0% | 1 | 0% | 0% | 1 |  |  |  |  | 1.906% | [5 empty] | 57.64% | 38.06% | 95.69% | 5 | 58.8% | 0% | 0% | 2 | 31.12% | 0% | 0% | 1 | 56.9% | 0% | 0% | 2 | 84.37% | 0% | 0% | 3 | 66.2% | 0% | 0% | 2 | 1.501% | 0% | 0% | 1
263 | Solar SS | Kern_Greater_Carrizo | 0 | 0 | 0 | 0% | 0% | 1 |  |  |  |  | 0% | [5 empty] | 0% | 0% | 0% | 1 | 54.65% | 0% | 0% | 2 | 0% | 0% | 0% | 1 | 10.48% | 0% | 0% | 1 | 60.15% | 0% | 0% | 2 | 72.33% | 0% | 0% | 3 | 1.455% | 0% | 0% | 1 | 0% | 0% | 1 |  |  |  |  | 0% | [5 empty] | 18.29% | 0% | 18.29% | 1 | 43.88% | 0% | 0% | 1 | 3.16% | 0% | 0% | 1 | 8.906% | 0% | 0% | 1 | 49.71% | 0% | 0% | 1 | 68.48% | 0% | 0% | 2 | 1.487% | 0% | 0% | 1 | 0% | 0% | 1 |  |  |  |  | 0.01924% | [5 empty] | 24.17% | 4.672% | 28.84% | 2 | 44.11% | 0% | 0% | 1 | 5.938% | 0% | 0% | 1 | 16.64% | 0% | 0% | 1 | 56.11% | 0% | 0% | 2 | 65.8% | 0% | 0% | 2 | 2.02% | 0% | 0% | 1 | 0% | 0% | 1 |  |  |  |  | 0.2539% | [5 empty] | 28.24% | 15.6% | 43.83% | 3 | 39.85% | 0% | 0% | 1 | 6.967% | 0% | 0% | 1 | 20.22% | 0% | 0% | 1 | 51.58% | 0% | 0% | 2 | 62.86% | 0% | 0% | 2 | 3.213% | 0% | 0% | 1
264 | Olive | Central_Valley_North_Los_Banos | 0 | 0 | 0 | 0% | 0% | 1 |  |  |  |  | 0% | [5 empty] | 0% | 0% | 0% | 1 | 0% | 0% | 0% | 1 | 0% | 0% | 0% | 1 | 0% | 0% | 0% | 1 | 0% | 0% | 0% | 1 | 0% | 0% | 0% | 1 | 0% | 0% | 0% | 1 | 0% | 0% | 1 |  |  |  |  | 0% | [5 empty] | 0% | 0% | 0% | 1 | 0% | 0% | 0% | 1 | 0% | 0% | 0% | 1 | 0% | 0% | 0% | 1 | 0% | 0% | 0% | 1 | 0% | 0% | 0% | 1 | 0% | 0% | 0% | 1 | 0% | 0% | 1 |  |  |  |  | 0% | [5 empty] | 0% | 0% | 0% | 1 | 0% | 0% | 0% | 1 | 0% | 0% | 0% | 1 | 0% | 0% | 0% | 1 | 0% | 0% | 0% | 1 | 0% | 0% | 0% | 1 | 0% | 0% | 0% | 1 | 0% | 0% | 1 |  |  |  |  | 8.828% | [5 empty] | 0% | 0% | 0% | 1 | 0% | 0% | 0% | 1 | 0% | 0% | 0% | 1 | 0.07604% | 0% | 0% | 1 | 0.07604% | 0% | 0% | 1 | 0% | 0% | 0% | 1 | 3.183% | 0% | 0% | 1
265 | 7th Standard | Central_Valley_North_Los_Banos | 0 | 0 | 0 | 0% | 0% | 1 |  |  |  |  | 0% | [5 empty] | 0% | 0% | 0% | 1 | 0% | 0% | 0% | 1 | 0% | 0% | 0% | 1 | 0% | 0% | 0% | 1 | 0% | 0% | 0% | 1 | 0% | 0% | 0% | 1 | 0% | 0% | 0% | 1 | 0% | 0% | 1 |  |  |  |  | 0% | [5 empty] | 0% | 0% | 0% | 1 | 0% | 0% | 0% | 1 | 0% | 0% | 0% | 1 | 0% | 0% | 0% | 1 | 0% | 0% | 0% | 1 | 0% | 0% | 0% | 1 | 0% | 0% | 0% | 1 | 0% | 0% | 1 |  |  |  |  | 0% | [5 empty] | 0% | 0% | 0% | 1 | 0% | 0% | 0% | 1 | 0% | 0% | 0% | 1 | 0% | 0% | 0% | 1 | 0% | 0% | 0% | 1 | 0% | 0% | 0% | 1 | 0% | 0% | 0% | 1 | 0% | 0% | 1 |  |  |  |  | 0% | [5 empty] | 81.41% | 18.59% | 100% | 5 | 53.79% | 0% | 0% | 2 | 26.08% | 0% | 0% | 1 | 65.84% | 0% | 0% | 2 | 77.78% | 0% | 0% | 3 | 62.73% | 0% | 0% | 2 | 3.341% | 0% | 0% | 1
266 | Delevan | Northern_California | 0 | 0 | 0 | 0% | 0% | 1 |  |  |  |  | 21.26% | [5 empty] | 24.17% | 0% | 24.17% | 2 | 38.37% | 0% | 0% | 1 | 12% | 0% | 0% | 1 | 26.41% | 0% | 0% | 1 | 60.79% | 0% | 0% | 2 | 37.49% | 0% | 0% | 1 | 3.184% | 0% | 0% | 1 | 0% | 0% | 1 |  |  |  |  | 25.23% | [5 empty] | 24.94% | 0% | 24.94% | 2 | 28.96% | 0% | 0% | 1 | 9.636% | 0% | 0% | 1 | 25.25% | 0% | 0% | 1 | 50.76% | 0% | 0% | 2 | 34.51% | 0% | 0% | 1 | 3.215% | 0% | 0% | 1 | 0% | 0% | 1 |  |  |  |  | 30.55% | [5 empty] | 21.83% | 0% | 21.83% | 2 | 28.91% | 0% | 0% | 1 | 9.997% | 0% | 0% | 1 | 24.77% | 0% | 0% | 1 | 49.78% | 0% | 0% | 1 | 30.77% | 0% | 0% | 1 | 4.313% | 0% | 0% | 1 | 0% | 0% | 1 |  |  |  |  | 28.93% | [5 empty] | 19.59% | 0.3231% | 19.91% | 2 | 35.5% | 0% | 0% | 1 | 12.22% | 0% | 0% | 1 | 28.51% | 0% | 0% | 1 | 55.55% | 0% | 0% | 2 | 30.68% | 0% | 0% | 1 | 4.261% | 0% | 0% | 1
267 | Mustang | Central_Valley_North_Los_Banos | 0 | 0 | 0 | 0% | 0% | 1 |  |  |  |  | 59.26% | [5 empty] | 0% | 0% | 0% | 1 | 0.6062% | 0% | 0% | 1 | 2.994% | 0% | 0% | 1 | 3.896% | 0% | 0% | 1 | 4.355% | 0% | 0% | 1 | 0% | 0% | 0% | 1 | 1.9% | 0% | 0% | 1 | 0% | 0% | 1 |  |  |  |  | 58.81% | [5 empty] | 0% | 0% | 0% | 1 | 4.984% | 0% | 0% | 1 | 2.623% | 0% | 0% | 1 | 6.184% | 0% | 0% | 1 | 10.66% | 0% | 0% | 1 | 0% | 0% | 0% | 1 | 1.817% | 0% | 0% | 1 | 0% | 0% | 1 |  |  |  |  | 51.31% | [5 empty] | 0% | 0% | 0% | 1 | 6.634% | 0% | 0% | 1 | 1.615% | 0% | 0% | 1 | 5.082% | 0% | 0% | 1 | 10.73% | 0% | 0% | 1 | 0.1336% | 0% | 0% | 1 | 1.618% | 0% | 0% | 1 | 0% | 0% | 1 |  |  |  |  | 48.29% | [5 empty] | 0% | 0% | 0% | 1 | 11.77% | 0% | 0% | 1 | 2.868% | 0% | 0% | 1 | 5.419% | 0% | 0% | 1 | 14.56% | 0% | 0% | 1 | 2.831% | 0% | 0% | 1 | 1.255% | 0% | 0% | 1
268 | Tranquility | Central_Valley_North_Los_Banos | 0 | 0 | 0 | 0% | 0% | 1 |  |  |  |  | 38.42% | [5 empty] | 0% | 0% | 0% | 1 | 17.67% | 0% | 0% | 1 | 0.1093% | 0% | 0% | 1 | 6.307% | 0% | 0% | 1 | 20.83% | 0% | 0% | 1 | 0% | 0% | 0% | 1 | 0.6116% | 0% | 0% | 1 | 0% | 0% | 1 |  |  |  |  | 39.39% | [5 empty] | 0% | 0% | 0% | 1 | 23.75% | 0% | 0% | 1 | 4.542% | 0% | 0% | 1 | 12.07% | 0% | 0% | 1 | 31.02% | 0% | 0% | 1 | 0.1773% | 0% | 0% | 1 | 2.401% | 0% | 0% | 1 | 0% | 0% | 1 |  |  |  |  | 30.02% | [5 empty] | 0% | 0% | 0% | 1 | 27.21% | 0% | 0% | 1 | 9.313% | 0% | 0% | 1 | 14.94% | 0% | 0% | 1 | 36.9% | 0% | 0% | 1 | 1.704% | 0% | 0% | 1 | 2.933% | 0% | 0% | 1 | 0% | 0% | 1 |  |  |  |  | 39.36% | [5 empty] | 0.2468% | 0% | 0.2468% | 1 | 26.84% | 0% | 0% | 1 | 6.958% | 0% | 0% | 1 | 12.01% | 0% | 0% | 1 | 33.11% | 0% | 0% | 1 | 3.157% | 0% | 0% | 1 | 4.331% | 0% | 0% | 1
269 | Calcite | Greater_Kramer | 0 | 0 | 0 | 0% | 0% | 1 |  |  |  |  | 0.857% | [5 empty] | 0% | 0% | 0% | 1 | 44.1% | 0% | 0% | 1 | 23.26% | 0% | 0% | 1 | 19.72% | 0% | 0% | 1 | 56.87% | 0% | 0% | 2 | 17.82% | 0% | 0% | 1 | 0.5962% | 0% | 0% | 1 | 0% | 0% | 1 |  |  |  |  | 0.5675% | [5 empty] | 6.998% | 0% | 6.998% | 1 | 43.82% | 0% | 0% | 1 | 27.25% | 0% | 0% | 1 | 24.16% | 0% | 0% | 1 | 61.7% | 0% | 0% | 2 | 28.76% | 0% | 0% | 1 | 0.4549% | 0% | 0% | 1 | 0% | 0% | 1 |  |  |  |  | 0.4411% | [5 empty] | 17.3% | 0.2486% | 17.55% | 2 | 37.57% | 0% | 0% | 1 | 28.56% | 0% | 0% | 1 | 29.99% | 0% | 0% | 1 | 61.18% | 0% | 0% | 2 | 38.77% | 0% | 0% | 1 | 0.5343% | 0% | 0% | 1 | 0% | 0% | 1 |  |  |  |  | 0.9534% | [5 empty] | 14.62% | 5.585% | 20.2% | 2 | 42.02% | 0% | 0% | 1 | 29.5% | 0% | 0% | 1 | 27.73% | 0% | 0% | 1 | 61.88% | 0% | 0% | 2 | 41.87% | 0% | 0% | 1 | 2.062% | 0% | 0% | 1
270 | Trout Canyon (fka Crazy Eyes) | Southern_NV_Eldorado | 0 | 0 | 0 | 0% | 0% | 1 |  |  |  |  | 0% | [5 empty] | 0% | 0% | 0% | 1 | 0% | 0% | 0% | 1 | 0% | 0% | 0% | 1 | 0% | 0% | 0% | 1 | 0% | 0% | 0% | 1 | 0% | 0% | 0% | 1 | 0% | 0% | 0% | 1 | 0% | 0% | 1 |  |  |  |  | 0% | [5 empty] | 0% | 0% | 0% | 1 | 21.21% | 0% | 0% | 1 | 0.3391% | 0% | 0% | 1 | 43.63% | 0% | 0% | 1 | 54.7% | 0% | 0% | 2 | 80.53% | 0% | 0% | 3 | 0.003448% | 0% | 0% | 1 | 0% | 0% | 1 |  |  |  |  | 0% | [5 empty] | 0% | 0% | 0% | 1 | 17.61% | 0% | 0% | 1 | 0.2814% | 0% | 0% | 1 | 43.75% | 0% | 0% | 1 | 52.94% | 0% | 0% | 2 | 73.7% | 0% | 0% | 3 | 0.113% | 0% | 0% | 1 | 0% | 0% | 1 |  |  |  |  | 0% | [5 empty] | 0% | 0% | 0% | 1 | 14.33% | 0% | 0% | 1 | 4.587% | 0% | 0% | 1 | 45.55% | 0% | 0% | 1 | 53.03% | 0% | 0% | 2 | 72.18% | 0% | 0% | 3 | 0.7961% | 0% | 0% | 1
271 | Delaney | Arizona | 0 | 0 | 0 | 0% | 0% | 1 |  |  |  |  | 0% | [5 empty] | 0% | 0% | 0% | 1 | 0% | 0% | 0% | 1 | 0% | 0% | 0% | 1 | 0% | 0% | 0% | 1 | 0% | 0% | 0% | 1 | 0% | 0% | 0% | 1 | 0% | 0% | 0% | 1 | 0% | 0% | 1 |  |  |  |  | 0% | [5 empty] | 0% | 0% | 0% | 1 | 0% | 0% | 0% | 1 | 0% | 0% | 0% | 1 | 0% | 0% | 0% | 1 | 0% | 0% | 0% | 1 | 0% | 0% | 0% | 1 | 0% | 0% | 0% | 1 | 0% | 0% | 1 |  |  |  |  | 0% | [5 empty] | 0% | 0% | 0% | 1 | 0% | 0% | 0% | 1 | 0% | 0% | 0% | 1 | 0% | 0% | 0% | 1 | 0% | 0% | 0% | 1 | 0% | 0% | 0% | 1 | 0% | 0% | 0% | 1 | 0% | 0% | 1 |  |  |  |  | 0% | [5 empty] | 0% | 0% | 0% | 1 | 0% | 0% | 0% | 1 | 0% | 0% | 0% | 1 | 0% | 0% | 0% | 1 | 0% | 0% | 0% | 1 | 0% | 0% | 0% | 1 | 0% | 0% | 0% | 1
272 | Desert View | Southern_NV_Eldorado | 0 | 0 | 0 | 0% | 0% | 1 |  |  |  |  | 0% | [5 empty] | 0% | 0% | 0% | 1 | 0% | 0% | 0% | 1 | 0% | 0% | 0% | 1 | 0% | 0% | 0% | 1 | 0% | 0% | 0% | 1 | 0% | 0% | 0% | 1 | 0% | 0% | 0% | 1 | 0% | 0% | 1 |  |  |  |  | 0% | [5 empty] | 0% | 0% | 0% | 1 | 0% | 0% | 0% | 1 | 0% | 0% | 0% | 1 | 0% | 0% | 0% | 1 | 0% | 0% | 0% | 1 | 0% | 0% | 0% | 1 | 0% | 0% | 0% | 1 | 0% | 0% | 1 |  |  |  |  | 0% | [5 empty] | 0% | 0% | 0% | 1 | 0% | 0% | 0% | 1 | 0% | 0% | 0% | 1 | 0% | 0% | 0% | 1 | 0% | 0% | 0% | 1 | 0% | 0% | 0% | 1 | 0% | 0% | 0% | 1 | 0% | 0% | 1 |  |  |  |  | 0% | [5 empty] | 0% | 0% | 0% | 1 | 0% | 0% | 0% | 1 | 0% | 0% | 0% | 1 | 0% | 0% | 0% | 1 | 0% | 0% | 0% | 1 | 0% | 0% | 0% | 1 | 0% | 0% | 0% | 1
273 | Carpenter Canyon (fka Gamebird) | Southern_NV_Eldorado | 0 | 0 | 0 | 0% | 0% | 1 |  |  |  |  | 0% | [5 empty] | 0% | 0% | 0% | 1 | 36.06% | 0% | 0% | 1 | 1.106% | 0% | 0% | 1 | 11.19% | 0% | 0% | 1 | 37.16% | 0% | 0% | 1 | 100% | 0% | 0% | 5 | 0% | 0% | 0% | 1 | 0% | 0% | 1 |  |  |  |  | 0% | [5 empty] | 0% | 0% | 0% | 1 | 19.2% | 0% | 0% | 1 | 5.014% | 0% | 0% | 1 | 47.8% | 0% | 0% | 1 | 57.82% | 0% | 0% | 2 | 77.68% | 0% | 0% | 3 | 0.6904% | 0% | 0% | 1 | 0% | 0% | 1 |  |  |  |  | 0% | [5 empty] | 0% | 0% | 0% | 1 | 17.38% | 0% | 0% | 1 | 4.537% | 0% | 0% | 1 | 51.86% | 0% | 0% | 2 | 60.93% | 0% | 0% | 2 | 78.02% | 0% | 0% | 3 | 0.626% | 0% | 0% | 1 | 0% | 0% | 1 |  |  |  |  | 0% | [5 empty] | 0% | 0% | 0% | 1 | 14.75% | 0% | 0% | 1 | 3.85% | 0% | 0% | 1 | 46.01% | 0% | 0% | 1 | 53.71% | 0% | 0% | 2 | 70.35% | 0% | 0% | 3 | 0.6675% | 0% | 0% | 1
274 | Hassayampa | Arizona | 0 | 0 | 0 | 0% | 0% | 1 |  |  |  |  | 0% | [5 empty] | 0% | 0% | 0% | 1 | 0% | 0% | 0% | 1 | 0% | 0% | 0% | 1 | 0% | 0% | 0% | 1 | 0% | 0% | 0% | 1 | 0% | 0% | 0% | 1 | 0% | 0% | 0% | 1 | 0% | 0% | 1 |  |  |  |  | 0% | [5 empty] | 0% | 0% | 0% | 1 | 0% | 0% | 0% | 1 | 0% | 0% | 0% | 1 | 0% | 0% | 0% | 1 | 0% | 0% | 0% | 1 | 0% | 0% | 0% | 1 | 0% | 0% | 0% | 1 | 0% | 0% | 1 |  |  |  |  | 0% | [5 empty] | 0% | 0% | 0% | 1 | 0% | 0% | 0% | 1 | 0% | 0% | 0% | 1 | 0% | 0% | 0% | 1 | 0% | 0% | 0% | 1 | 0% | 0% | 0% | 1 | 0% | 0% | 0% | 1 | 0% | 0% | 1 |  |  |  |  | 0% | [5 empty] | 0% | 0% | 0% | 1 | 0% | 0% | 0% | 1 | 0% | 0% | 0% | 1 | 0% | 0% | 0% | 1 | 0% | 0% | 0% | 1 | 0% | 0% | 0% | 1 | 0% | 0% | 0% | 1
275 | Hoodoo Wash | Arizona | 0 | 0 | 0 | 0% | 0% | 1 |  |  |  |  | 0% | [5 empty] | 0% | 0% | 0% | 1 | 0% | 0% | 0% | 1 | 0% | 0% | 0% | 1 | 0% | 0% | 0% | 1 | 0% | 0% | 0% | 1 | 0% | 0% | 0% | 1 | 0% | 0% | 0% | 1 | 0% | 0% | 1 |  |  |  |  | 0% | [5 empty] | 0% | 0% | 0% | 1 | 0% | 0% | 0% | 1 | 0% | 0% | 0% | 1 | 0% | 0% | 0% | 1 | 0% | 0% | 0% | 1 | 0% | 0% | 0% | 1 | 0% | 0% | 0% | 1 | 0% | 0% | 1 |  |  |  |  | 0% | [5 empty] | 0% | 0% | 0% | 1 | 0% | 0% | 0% | 1 | 0% | 0% | 0% | 1 | 0% | 0% | 0% | 1 | 0% | 0% | 0% | 1 | 0% | 0% | 0% | 1 | 0% | 0% | 0% | 1 | 0% | 0% | 1 |  |  |  |  | 0% | [5 empty] | 0% | 0% | 0% | 1 | 0% | 0% | 0% | 1 | 0% | 0% | 0% | 1 | 0% | 0% | 0% | 1 | 0% | 0% | 0% | 1 | 0% | 0% | 0% | 1 | 0% | 0% | 0% | 1
276 | Innovation | Southern_NV_Eldorado | 0 | 0 | 0 | 0% | 0% | 1 |  |  |  |  | 0% | [5 empty] | 0% | 0% | 0% | 1 | 0% | 0% | 0% | 1 | 0% | 0% | 0% | 1 | 0% | 0% | 0% | 1 | 0% | 0% | 0% | 1 | 0% | 0% | 0% | 1 | 0% | 0% | 0% | 1 | 0% | 0% | 1 |  |  |  |  | 0% | [5 empty] | 0% | 0% | 0% | 1 | 0% | 0% | 0% | 1 | 0% | 0% | 0% | 1 | 0% | 0% | 0% | 1 | 0% | 0% | 0% | 1 | 0% | 0% | 0% | 1 | 0% | 0% | 0% | 1 | 0% | 0% | 1 |  |  |  |  | 0% | [5 empty] | 0% | 0% | 0% | 1 | 0% | 0% | 0% | 1 | 0% | 0% | 0% | 1 | 0% | 0% | 0% | 1 | 0% | 0% | 0% | 1 | 0% | 0% | 0% | 1 | 0% | 0% | 0% | 1 | 0% | 0% | 1 |  |  |  |  | 0% | [5 empty] | 0% | 0% | 0% | 1 | 0.2733% | 0% | 0% | 1 | 78.32% | 0% | 0% | 3 | 87.24% | 0% | 0% | 3 | 87.51% | 0% | 0% | 3 | 94.75% | 0% | 0% | 4 | 1.104% | 0% | 0% | 1
277 | Lathrop | Southern_NV_Eldorado | 0 | 0 | 0 | 0% | 0% | 1 |  |  |  |  | 0% | [5 empty] | 0% | 0% | 0% | 1 | 0% | 0% | 0% | 1 | 0% | 0% | 0% | 1 | 0% | 0% | 0% | 1 | 0% | 0% | 0% | 1 | 0% | 0% | 0% | 1 | 0% | 0% | 0% | 1 | 0% | 0% | 1 |  |  |  |  | 0% | [5 empty] | 0% | 0% | 0% | 1 | 0% | 0% | 0% | 1 | 0% | 0% | 0% | 1 | 0% | 0% | 0% | 1 | 0% | 0% | 0% | 1 | 0% | 0% | 0% | 1 | 0% | 0% | 0% | 1 | 0% | 0% | 1 |  |  |  |  | 0% | [5 empty] | 0% | 0% | 0% | 1 | 0% | 0% | 0% | 1 | 0% | 0% | 0% | 1 | 0% | 0% | 0% | 1 | 0% | 0% | 0% | 1 | 100% | 0% | 0% | 5 | 0.4541% | 0% | 0% | 1 | 0% | 0% | 1 |  |  |  |  | 0% | [5 empty] | 0% | 0% | 0% | 1 | 0.03137% | 0% | 0% | 1 | 0% | 0% | 0% | 1 | 2.708% | 0% | 0% | 1 | 2.74% | 0% | 0% | 1 | 100% | 0% | 0% | 5 | 0.4412% | 0% | 0% | 1
278 | Mohave | Southern_NV_Eldorado | 0 | 0 | 0 | 0% | 0% | 1 |  |  |  |  | 0% | [5 empty] | 0% | 0% | 0% | 1 | 0% | 0% | 0% | 1 | 44.26% | 0% | 0% | 1 | 0% | 0% | 0% | 1 | 44.26% | 0% | 0% | 1 | 74.52% | 0% | 0% | 3 | 8.92% | 0% | 0% | 1 | 0% | 0% | 1 |  |  |  |  | 0% | [5 empty] | 0% | 0% | 0% | 1 | 13.93% | 0% | 0% | 1 | 88.93% | 0% | 0% | 3 | 0% | 0% | 0% | 1 | 88.93% | 0% | 0% | 3 | 25% | 0% | 0% | 1 | 15.48% | 0% | 0% | 1 | 0% | 0% | 1 |  |  |  |  | 0% | [5 empty] | 0% | 0% | 0% | 1 | 23.49% | 0% | 0% | 1 | 79.04% | 0% | 0% | 3 | 0% | 0% | 0% | 1 | 84.3% | 0% | 0% | 3 | 28.72% | 0% | 0% | 1 | 12.63% | 0% | 0% | 1 | 0% | 0% | 1 |  |  |  |  | 0% | [5 empty] | 0% | 0% | 0% | 1 | 17.53% | 0% | 0% | 1 | 55.43% | 0% | 0% | 2 | 23.07% | 0% | 0% | 1 | 69.7% | 0% | 0% | 2 | 53.87% | 0% | 0% | 2 | 6.355% | 0% | 0% | 1
279 | Pahrump | Southern_NV_Eldorado | 0 | 0 | 0 | 0% | 0% | 1 |  |  |  |  | 0% | [5 empty] | 0% | 0% | 0% | 1 | 0% | 0% | 0% | 1 | 39.38% | 0% | 0% | 1 | 44.93% | 0% | 0% | 1 | 44.93% | 0% | 0% | 1 | 82.18% | 0% | 0% | 3 | 5.458% | 0% | 0% | 1 | 0% | 0% | 1 |  |  |  |  | 0% | [5 empty] | 0% | 0% | 0% | 1 | 23.92% | 0% | 0% | 1 | 6.245% | 0% | 0% | 1 | 34.99% | 0% | 0% | 1 | 47.48% | 0% | 0% | 1 | 86.59% | 0% | 0% | 3 | 0.8578% | 0% | 0% | 1 | 0% | 0% | 1 |  |  |  |  | 0% | [5 empty] | 0% | 0% | 0% | 1 | 17% | 0% | 0% | 1 | 4.438% | 0% | 0% | 1 | 50.69% | 0% | 0% | 2 | 59.57% | 0% | 0% | 2 | 77.05% | 0% | 0% | 3 | 0.6378% | 0% | 0% | 1 | 0% | 0% | 1 |  |  |  |  | 0% | [5 empty] | 0% | 0% | 0% | 1 | 15.32% | 0% | 0% | 1 | 3.999% | 0% | 0% | 1 | 47.78% | 0% | 0% | 1 | 55.78% | 0% | 0% | 2 | 72.56% | 0% | 0% | 3 | 0.6418% | 0% | 0% | 1
280 | Palo Verde | Arizona | 0 | 0 | 0 | 0% | 0% | 1 |  |  |  |  | 0% | [5 empty] | 0% | 0% | 0% | 1 | 0% | 0% | 0% | 1 | 0% | 0% | 0% | 1 | 0% | 0% | 0% | 1 | 0% | 0% | 0% | 1 | 0% | 0% | 0% | 1 | 0% | 0% | 0% | 1 | 0% | 0% | 1 |  |  |  |  | 0% | [5 empty] | 0% | 0% | 0% | 1 | 0% | 0% | 0% | 1 | 0% | 0% | 0% | 1 | 0% | 0% | 0% | 1 | 0% | 0% | 0% | 1 | 0% | 0% | 0% | 1 | 0% | 0% | 0% | 1 | 0% | 0% | 1 |  |  |  |  | 0% | [5 empty] | 0% | 0% | 0% | 1 | 0% | 0% | 0% | 1 | 0% | 0% | 0% | 1 | 0% | 0% | 0% | 1 | 0% | 0% | 0% | 1 | 0% | 0% | 0% | 1 | 0% | 0% | 0% | 1 | 0% | 0% | 1 |  |  |  |  | 0% | [5 empty] | 0% | 0% | 0% | 1 | 0% | 0% | 0% | 1 | 0% | 0% | 0% | 1 | 0% | 0% | 0% | 1 | 0% | 0% | 0% | 1 | 0% | 0% | 0% | 1 | 0% | 0% | 0% | 1
281 | Primm | Southern_NV_Eldorado | 0 | 0 | 0 | 0% | 0% | 1 |  |  |  |  | 0% | [5 empty] | 0% | 0% | 0% | 1 | 87.62% | 0% | 0% | 3 | 79.14% | 0% | 0% | 3 | 11.82% | 0% | 0% | 1 | 99.4% | 0% | 0% | 5 | 44.91% | 0% | 0% | 1 | 0% | 0% | 0% | 1 | 0% | 0% | 1 |  |  |  |  | 0% | [5 empty] | 0% | 0% | 0% | 1 | 82.41% | 0% | 0% | 3 | 74.44% | 0% | 0% | 3 | 11% | 0% | 0% | 1 | 93.36% | 0% | 0% | 4 | 48.16% | 0% | 0% | 1 | 0% | 0% | 0% | 1 | 0% | 0% | 1 |  |  |  |  | 0% | [5 empty] | 0% | 0% | 0% | 1 | 58.11% | 0% | 0% | 2 | 55.53% | 0% | 0% | 2 | 8.372% | 0% | 0% | 1 | 67.33% | 0% | 0% | 2 | 62.05% | 0% | 0% | 2 | 0.522% | 0% | 0% | 1 | 0% | 0% | 1 |  |  |  |  | 0% | [5 empty] | 0% | 0% | 0% | 1 | 24.17% | 0% | 0% | 1 | 33.93% | 0% | 0% | 1 | 10.45% | 0% | 0% | 1 | 39.49% | 0% | 0% | 1 | 71.65% | 0% | 0% | 3 | 0.3097% | 0% | 0% | 1
282 | Sloan Canyon (fka Bob) | Southern_NV_Eldorado | 0 | 0 | 0 | 0% | 0% | 1 |  |  |  |  | 0% | [5 empty] | 0% | 0% | 0% | 1 | 0% | 0% | 0% | 1 | 0% | 0% | 0% | 1 | 0% | 0% | 0% | 1 | 0% | 0% | 0% | 1 | 0% | 0% | 0% | 1 | 0% | 0% | 0% | 1 | 0% | 0% | 1 |  |  |  |  | 0% | [5 empty] | 0% | 0% | 0% | 1 | 0% | 0% | 0% | 1 | 0% | 0% | 0% | 1 | 0% | 0% | 0% | 1 | 0% | 0% | 0% | 1 | 0% | 0% | 0% | 1 | 0% | 0% | 0% | 1 | 0% | 0% | 1 |  |  |  |  | 0% | [5 empty] | 0% | 0% | 0% | 1 | 0% | 0% | 0% | 1 | 0% | 0% | 0% | 1 | 0% | 0% | 0% | 1 | 0% | 0% | 0% | 1 | 0% | 0% | 0% | 1 | 0% | 0% | 0% | 1 | 0% | 0% | 1 |  |  |  |  | 0% | [5 empty] | 0% | 0% | 0% | 1 | 95.83% | 0% | 0% | 5 | 72.97% | 0% | 0% | 3 | 0.0005072% | 0% | 0% | 1 | 95.83% | 0% | 0% | 5 | 37.42% | 0% | 0% | 1 | 0% | 0% | 0% | 1
283 | Valley (VEA) | Southern_NV_Eldorado | 0 | 0 | 0 | 0% | 0% | 1 |  |  |  |  | 0% | [5 empty] | 0% | 0% | 0% | 1 | 0% | 0% | 0% | 1 | 0% | 0% | 0% | 1 | 0% | 0% | 0% | 1 | 0% | 0% | 0% | 1 | 100% | 0% | 0% | 5 | 0.4541% | 0% | 0% | 1 | 0% | 0% | 1 |  |  |  |  | 0% | [5 empty] | 0% | 0% | 0% | 1 | 0% | 0% | 0% | 1 | 0% | 0% | 0% | 1 | 0% | 0% | 0% | 1 | 0% | 0% | 0% | 1 | 100% | 0% | 0% | 5 | 0.4541% | 0% | 0% | 1 | 0% | 0% | 1 |  |  |  |  | 0% | [5 empty] | 0% | 0% | 0% | 1 | 0% | 0% | 0% | 1 | 0% | 0% | 0% | 1 | 6.11% | 0% | 0% | 1 | 6.11% | 0% | 0% | 1 | 100% | 0% | 0% | 5 | 0.4263% | 0% | 0% | 1 | 0% | 0% | 1 |  |  |  |  | 0% | [5 empty] | 0% | 0% | 0% | 1 | 0.02559% | 0% | 0% | 1 | 0% | 0% | 0% | 1 | 5.262% | 0% | 0% | 1 | 5.288% | 0% | 0% | 1 | 88.05% | 0% | 0% | 3 | 0.4384% | 0% | 0% | 1
284 | Vista (VEA) | Southern_NV_Eldorado | 0 | 0 | 0 | 0% | 0% | 1 |  |  |  |  | 0% | [5 empty] | 0% | 0% | 0% | 1 | 0% | 0% | 0% | 1 | 0% | 0% | 0% | 1 | 0% | 0% | 0% | 1 | 0% | 0% | 0% | 1 | 0% | 0% | 0% | 1 | 0% | 0% | 0% | 1 | 0% | 0% | 1 |  |  |  |  | 0% | [5 empty] | 0% | 0% | 0% | 1 | 0.08838% | 0% | 0% | 1 | 71.61% | 0% | 0% | 3 | 95.71% | 0% | 0% | 5 | 95.8% | 0% | 0% | 5 | 57.04% | 0% | 0% | 2 | 10.48% | 0% | 0% | 1 | 0% | 0% | 1 |  |  |  |  | 0% | [5 empty] | 0% | 0% | 0% | 1 | 12.15% | 0% | 0% | 1 | 15.52% | 0% | 0% | 1 | 30.66% | 0% | 0% | 1 | 42.82% | 0% | 0% | 1 | 86.98% | 0% | 0% | 3 | 2.132% | 0% | 0% | 1 | 0% | 0% | 1 |  |  |  |  | 0% | [5 empty] | 0% | 0% | 0% | 1 | 14.77% | 0% | 0% | 1 | 3.856% | 0% | 0% | 1 | 45.05% | 0% | 0% | 1 | 52.76% | 0% | 0% | 2 | 78.2% | 0% | 0% | 3 | 0.6396% | 0% | 0% | 1
285 | Bay Boulevard | Greater_SD | 0 | 0 | 0 | 0% | 0% | 1 |  |  |  |  | 0% | [5 empty] | 3.408% | 0% | 3.408% | 1 | 2.124% | 0% | 0% | 1 | 22.3% | 0% | 0% | 1 | 85.63% | 0% | 0% | 3 | 85.98% | 0% | 0% | 3 | 0% | 0% | 0% | 1 | 3.596% | 0% | 0% | 1 | 0% | 0% | 1 |  |  |  |  | 0% | [5 empty] | 7.001% | 0% | 7.001% | 1 | 4.379% | 0% | 0% | 1 | 25.71% | 0% | 0% | 1 | 81.12% | 0% | 0% | 3 | 81.41% | 0% | 0% | 3 | 1.635% | 0% | 0% | 1 | 3.666% | 0% | 0% | 1 | 0% | 0% | 1 |  |  |  |  | 0% | [5 empty] | 6.869% | 0.1147% | 6.983% | 2 | 4.297% | 0% | 0% | 1 | 25.4% | 0% | 0% | 1 | 80.46% | 0% | 0% | 3 | 80.75% | 0% | 0% | 3 | 1.719% | 0% | 0% | 1 | 3.64% | 0% | 0% | 1 | 0% | 0% | 1 |  |  |  |  | 0% | [5 empty] | 6.409% | 5.638% | 12.05% | 2 | 4.043% | 0% | 0% | 1 | 25.22% | 0% | 0% | 1 | 79.91% | 0% | 0% | 3 | 80.18% | 0% | 0% | 3 | 4.324% | 0% | 0% | 1 | 3.592% | 0% | 0% | 1
286 | Beatty | Southern_NV_Eldorado | 0 | 0 | 0 | 0% | 0% | 1 |  |  |  |  | 0% | [5 empty] | 0% | 0% | 0% | 1 | 0% | 0% | 0% | 1 | 0% | 0% | 0% | 1 | 0% | 0% | 0% | 1 | 0% | 0% | 0% | 1 | 0% | 0% | 0% | 1 | 0% | 0% | 0% | 1 | 0% | 0% | 1 |  |  |  |  | 0% | [5 empty] | 0% | 0% | 0% | 1 | 0% | 0% | 0% | 1 | 0% | 0% | 0% | 1 | 0% | 0% | 0% | 1 | 0% | 0% | 0% | 1 | 100% | 0% | 0% | 5 | 0% | 0% | 0% | 1 | 0% | 0% | 1 |  |  |  |  | 0% | [5 empty] | 0% | 0% | 0% | 1 | 0% | 0% | 0% | 1 | 0% | 0% | 0% | 1 | 0% | 0% | 0% | 1 | 0% | 0% | 0% | 1 | 100% | 0% | 0% | 5 | 0% | 0% | 0% | 1 | 0% | 0% | 1 |  |  |  |  | 0% | [5 empty] | 0% | 0% | 0% | 1 | 0% | 0% | 0% | 1 | 0% | 0% | 0% | 1 | 0% | 0% | 0% | 1 | 0% | 0% | 0% | 1 | 100% | 0% | 0% | 5 | 0% | 0% | 0% | 1
287 | Lee Lake (Proposed) | Riverside (Exclude) | 0 | 0 | 0 | 0% | 0% | 1 |  |  |  |  | 0% | [5 empty] | 0% | 0% | 0% | 1 | 0% | 0% | 0% | 1 | 0% | 0% | 0% | 1 | 0% | 0% | 0% | 1 | 0% | 0% | 0% | 1 | 0% | 0% | 0% | 1 | 0% | 0% | 0% | 1 | 0% | 0% | 1 |  |  |  |  | 0% | [5 empty] | 0% | 0% | 0% | 1 | 0% | 0% | 0% | 1 | 0% | 0% | 0% | 1 | 0% | 0% | 0% | 1 | 0% | 0% | 0% | 1 | 0% | 0% | 0% | 1 | 0% | 0% | 0% | 1 | 0% | 0% | 1 |  |  |  |  | 0% | [5 empty] | 0% | 100% | 100% | 5 | 67.71% | 0% | 0% | 2 | 32.29% | 0% | 0% | 1 | 32.29% | 0% | 0% | 1 | 100% | 0% | 0% | 5 | 50.93% | 0% | 0% | 2 | 1.329% | 0% | 0% | 1 | 0% | 0% | 1 |  |  |  |  | 0% | [5 empty] | 1.75% | 20.13% | 21.88% | 4 | 15.56% | 0% | 0% | 1 | 20.52% | 0% | 0% | 1 | 83.1% | 0% | 0% | 3 | 92.97% | 0% | 0% | 4 | 11.64% | 0% | 0% | 1 | 6.001% | 0% | 0% | 1
288 | Leprino Jct | Central_Valley_North_Los_Banos | 0 | 0 | 0 | 0% | 0% | 1 |  |  |  |  | 30.4% | [5 empty] | 0% | 0% | 0% | 1 | 1.248% | 0% | 0% | 1 | 0% | 0% | 0% | 1 | 0.1467% | 0% | 0% | 1 | 1.248% | 0% | 0% | 1 | 0% | 0% | 0% | 1 | 3.591% | 0% | 0% | 1 | 0% | 0% | 1 |  |  |  |  | 50.36% | [5 empty] | 0% | 0% | 0% | 1 | 4.111% | 0% | 0% | 1 | 2.046% | 0% | 0% | 1 | 2.584% | 0% | 0% | 1 | 6.101% | 0% | 0% | 1 | 0% | 0% | 0% | 1 | 2.297% | 0% | 0% | 1 | 0% | 0% | 1 |  |  |  |  | 54.85% | [5 empty] | 0% | 0% | 0% | 1 | 5.464% | 0% | 0% | 1 | 1.768% | 0% | 0% | 1 | 4.534% | 0% | 0% | 1 | 9.626% | 0% | 0% | 1 | 0% | 0% | 0% | 1 | 1.774% | 0% | 0% | 1 | 0% | 0% | 1 |  |  |  |  | 48.13% | [5 empty] | 0% | 0% | 0% | 1 | 10.15% | 0% | 0% | 1 | 2.433% | 0% | 0% | 1 | 5.188% | 0% | 0% | 1 | 12.93% | 0% | 0% | 1 | 1.426% | 0% | 0% | 1 | 1.296% | 0% | 0% | 1
289 | Mead | Southern_NV_Eldorado | 0 | 0 | 0 | 0% | 0% | 1 |  |  |  |  | 0% | [5 empty] | 0% | 0% | 0% | 1 | 0% | 0% | 0% | 1 | 0% | 0% | 0% | 1 | 0% | 0% | 0% | 1 | 0% | 0% | 0% | 1 | 0% | 0% | 0% | 1 | 0% | 0% | 0% | 1 | 0% | 0% | 1 |  |  |  |  | 0% | [5 empty] | 0% | 0% | 0% | 1 | 0% | 0% | 0% | 1 | 0% | 0% | 0% | 1 | 0% | 0% | 0% | 1 | 0% | 0% | 0% | 1 | 0% | 0% | 0% | 1 | 0% | 0% | 0% | 1 | 0% | 0% | 1 |  |  |  |  | 0% | [5 empty] | 0% | 0% | 0% | 1 | 0% | 0% | 0% | 1 | 0% | 0% | 0% | 1 | 0% | 0% | 0% | 1 | 0% | 0% | 0% | 1 | 0% | 0% | 0% | 1 | 0% | 0% | 0% | 1 | 0% | 0% | 1 |  |  |  |  | 0% | [5 empty] | 0% | 0% | 0% | 1 | 0% | 0% | 0% | 1 | 0% | 0% | 0% | 1 | 0% | 0% | 0% | 1 | 0% | 0% | 0% | 1 | 0% | 0% | 0% | 1 | 0% | 0% | 0% | 1
290 | Quinto | Central_Valley_North_Los_Banos | 0 | 0 | 0 | 0% | 0% | 1 |  |  |  |  | 7.789% | [5 empty] | 2.734% | 0% | 2.734% | 1 | 78.89% | 0% | 0% | 3 | 3.431% | 0% | 0% | 1 | 12.06% | 0% | 0% | 1 | 80.56% | 0% | 0% | 3 | 24.07% | 0% | 0% | 1 | 6.537% | 0% | 0% | 1 | 0% | 0% | 1 |  |  |  |  | 6.982% | [5 empty] | 6.89% | 0% | 6.89% | 1 | 75.4% | 0% | 0% | 3 | 7.024% | 0% | 0% | 1 | 14.38% | 0% | 0% | 1 | 79.76% | 0% | 0% | 3 | 39.28% | 0% | 0% | 1 | 7.574% | 0% | 0% | 1 | 0% | 0% | 1 |  |  |  |  | 17.19% | [5 empty] | 6.098% | 0% | 6.098% | 1 | 67.62% | 0% | 0% | 2 | 11.5% | 0% | 0% | 1 | 17.51% | 0% | 0% | 1 | 72.91% | 0% | 0% | 3 | 33.38% | 0% | 0% | 1 | 8.288% | 0% | 0% | 1 | 0% | 0% | 1 |  |  |  |  | 38.24% | [5 empty] | 9.514% | 0% | 9.514% | 1 | 53.8% | 0% | 0% | 2 | 13.74% | 0% | 0% | 1 | 21.4% | 0% | 0% | 1 | 57.93% | 0% | 0% | 2 | 24.29% | 0% | 0% | 1 | 5.724% | 0% | 0% | 1
291 | Sandy | Southern_NV_Eldorado | 0 | 0 | 0 | 0% | 0% | 1 |  |  |  |  | 0% | [5 empty] | 0% | 0% | 0% | 1 | 0% | 0% | 0% | 1 | 0% | 0% | 0% | 1 | 0% | 0% | 0% | 1 | 0% | 0% | 0% | 1 | 0% | 0% | 0% | 1 | 0% | 0% | 0% | 1 | 0% | 0% | 1 |  |  |  |  | 0% | [5 empty] | 0% | 0% | 0% | 1 | 0% | 0% | 0% | 1 | 0% | 0% | 0% | 1 | 6.361% | 0% | 0% | 1 | 6.361% | 0% | 0% | 1 | 9.036% | 0% | 0% | 1 | 1.088% | 0% | 0% | 1 | 0% | 0% | 1 |  |  |  |  | 0% | [5 empty] | 0% | 0% | 0% | 1 | 17.93% | 0% | 0% | 1 | 0.09561% | 0% | 0% | 1 | 43.2% | 0% | 0% | 1 | 52.56% | 0% | 0% | 2 | 70.5% | 0% | 0% | 3 | 0.3532% | 0% | 0% | 1 | 0% | 0% | 1 |  |  |  |  | 0% | [5 empty] | 0% | 0% | 0% | 1 | 14.63% | 0% | 0% | 1 | 5.552% | 0% | 0% | 1 | 43.96% | 0% | 0% | 1 | 51.59% | 0% | 0% | 2 | 73.97% | 0% | 0% | 3 | 0.5642% | 0% | 0% | 1
292 | Eldorado | Southern_NV_Eldorado | 0 | 0 | 0 | 0% | 0% | 1 |  |  |  |  | 0% | [5 empty] | 0% | 0% | 0% | 1 | 0% | 0% | 0% | 1 | 0% | 0% | 0% | 1 | 0% | 0% | 0% | 1 | 0% | 0% | 0% | 1 | 0% | 0% | 0% | 1 | 0% | 0% | 0% | 1 | 0% | 0% | 1 |  |  |  |  | 0% | [5 empty] | 0% | 0% | 0% | 1 | 0% | 0% | 0% | 1 | 0% | 0% | 0% | 1 | 0% | 0% | 0% | 1 | 0% | 0% | 0% | 1 | 0% | 0% | 0% | 1 | 0% | 0% | 0% | 1 | 0% | 0% | 1 |  |  |  |  | 0% | [5 empty] | 0% | 0% | 0% | 1 | 0% | 0% | 0% | 1 | 0% | 0% | 0% | 1 | 0% | 0% | 0% | 1 | 0% | 0% | 0% | 1 | 0% | 0% | 0% | 1 | 0% | 0% | 0% | 1 | 0% | 0% | 1 |  |  |  |  | 0% | [5 empty] | 0% | 0% | 0% | 1 | 87.57% | 0% | 0% | 3 | 51.79% | 0% | 0% | 2 | 10.96% | 0% | 0% | 1 | 98.53% | 0% | 0% | 5 | 81.2% | 0% | 0% | 3 | 0% | 0% | 0% | 1
293 | Fink (Proposed) |  | 0 | 0 | 0 | 0% | 0% | 1 |  |  |  |  | 5.028% | [5 empty] | 77.72% | 0% | 77.72% | 5 | 94.76% | 0% | 0% | 4 | 29.45% | 0% | 0% | 1 | 64.39% | 0% | 0% | 2 | 97.52% | 0% | 0% | 5 | 75.64% | 0% | 0% | 3 | 3.511% | 0% | 0% | 1 | 0% | 0% | 1 |  |  |  |  | 33.56% | [5 empty] | 18.9% | 0% | 18.9% | 1 | 61.05% | 0% | 0% | 2 | 8.814% | 0% | 0% | 1 | 21.43% | 0% | 0% | 1 | 63.26% | 0% | 0% | 2 | 43.26% | 0% | 0% | 1 | 2.937% | 0% | 0% | 1 | 0% | 0% | 1 |  |  |  |  | 41.42% | [5 empty] | 12.05% | 0% | 12.05% | 1 | 62.06% | 0% | 0% | 2 | 10.13% | 0% | 0% | 1 | 19.75% | 0% | 0% | 1 | 64% | 0% | 0% | 2 | 36.76% | 0% | 0% | 1 | 2.493% | 0% | 0% | 1 | 0% | 0% | 1 |  |  |  |  | 37.84% | [5 empty] | 13.68% | 0% | 13.68% | 1 | 57.94% | 0% | 0% | 2 | 15% | 0% | 0% | 1 | 21.17% | 0% | 0% | 1 | 62.02% | 0% | 0% | 2 | 30.36% | 0% | 0% | 1 | 4.128% | 0% | 0% | 1
294 | Gates-Midway (Proposed) | Central_Valley_North_Los_Banos | 0 | 0 | 0 | 0% | 0% | 1 |  |  |  |  | 0% | [5 empty] | 0% | 0% | 0% | 1 | 0% | 0% | 0% | 1 | 0% | 0% | 0% | 1 | 0% | 0% | 0% | 1 | 0% | 0% | 0% | 1 | 0% | 0% | 0% | 1 | 0% | 0% | 0% | 1 | 0% | 0% | 1 |  |  |  |  | 0% | [5 empty] | 0% | 0% | 0% | 1 | 0% | 0% | 0% | 1 | 0% | 0% | 0% | 1 | 0% | 0% | 0% | 1 | 0% | 0% | 0% | 1 | 0% | 0% | 0% | 1 | 0% | 0% | 0% | 1 | 0% | 0% | 1 |  |  |  |  | 0% | [5 empty] | 1.531% | 0% | 1.531% | 1 | 45.46% | 0% | 0% | 1 | 0% | 0% | 0% | 1 | 97.28% | 0% | 0% | 5 | 98.81% | 0% | 0% | 5 | 2.042% | 0% | 0% | 1 | 0% | 0% | 0% | 1 | 0% | 0% | 1 |  |  |  |  | 0.3592% | [5 empty] | 3.537% | 0% | 3.537% | 1 | 46.35% | 0% | 0% | 1 | 3.219% | 0% | 0% | 1 | 12.67% | 0% | 0% | 1 | 50.88% | 0% | 0% | 2 | 51.61% | 0% | 0% | 2 | 1.166% | 0% | 0% | 1
295 | Rancho Seco - Bellota (Proposed) | Solano | 0 | 0 | 0 | 0% | 0% | 1 |  |  |  |  | 60.51% | [5 empty] | 0% | 0% | 0% | 1 | 0% | 0% | 0% | 1 | 0% | 0% | 0% | 1 | 77.05% | 0% | 0% | 3 | 77.05% | 0% | 0% | 3 | 0% | 0% | 0% | 1 | 11.5% | 0% | 0% | 1 | 0% | 0% | 1 |  |  |  |  | 30.5% | [5 empty] | 0% | 0% | 0% | 1 | 25.96% | 0% | 0% | 1 | 3.964% | 0% | 0% | 1 | 27.38% | 0% | 0% | 1 | 41.67% | 0% | 0% | 1 | 13.12% | 0% | 0% | 1 | 5.825% | 0% | 0% | 1 | 0% | 0% | 1 |  |  |  |  | 19.25% | [5 empty] | 7.707% | 0% | 7.707% | 1 | 59.16% | 0% | 0% | 2 | 4.68% | 0% | 0% | 1 | 25.14% | 0% | 0% | 1 | 69.62% | 0% | 0% | 2 | 24.55% | 0% | 0% | 1 | 6.675% | 0% | 0% | 1 | 0% | 0% | 1 |  |  |  |  | 43.01% | [5 empty] | 5.782% | 0% | 5.782% | 1 | 39.96% | 0% | 0% | 1 | 14.26% | 0% | 0% | 1 | 22.8% | 0% | 0% | 1 | 50.18% | 0% | 0% | 2 | 16.81% | 0% | 0% | 1 | 6.081% | 0% | 0% | 1
296 | Midway - Wheeler Ridge (Proposed) | Central_Valley_North_Los_Banos | 0 | 0 | 0 | 0% | 0% | 1 |  |  |  |  | 0% | [5 empty] | 0% | 0% | 0% | 1 | 0% | 0% | 0% | 1 | 0% | 0% | 0% | 1 | 0% | 0% | 0% | 1 | 0% | 0% | 0% | 1 | 0% | 0% | 0% | 1 | 0% | 0% | 0% | 1 | 0% | 0% | 1 |  |  |  |  | 0% | [5 empty] | 0% | 0% | 0% | 1 | 0% | 0% | 0% | 1 | 0% | 0% | 0% | 1 | 0% | 0% | 0% | 1 | 0% | 0% | 0% | 1 | 0% | 0% | 0% | 1 | 0% | 0% | 0% | 1 | 0% | 0% | 1 |  |  |  |  | 0% | [5 empty] | 91.89% | 0.3205% | 92.21% | 5 | 0.4913% | 0% | 0% | 1 | 0% | 0% | 0% | 1 | 0% | 0% | 0% | 1 | 0.4913% | 0% | 0% | 1 | 84.12% | 0% | 0% | 3 | 3.818% | 0% | 0% | 1 | 0% | 0% | 1 |  |  |  |  | 0% | [5 empty] | 79.34% | 2.43% | 81.77% | 5 | 51.9% | 0% | 0% | 2 | 34.99% | 0% | 0% | 1 | 52.19% | 0% | 0% | 2 | 70.7% | 0% | 0% | 3 | 61.9% | 0% | 0% | 2 | 3.852% | 0% | 0% | 1
297 | Suncrest - Ocotillo (Proposed) | Greater_Imperial | 400 | 16000 | 20 | 294.6% | 24.55% | 5 |  |  |  |  | 0% | [5 empty] | 13.26% | 86.74% | 100% | 5 | 0.2079% | 33.08% | 0% | 2 | 28.56% | 46.2% | 0% | 2 | 44.16% | 59.11% | 0% | 3 | 48.99% | 64.71% | 0% | 3 | 73.58% | 124.9% | 8.946% | 4 | 2.404% | 33.82% | 0% | 2 | 120.2% | 3.698% | 4 |  |  |  |  | 0.2059% | [5 empty] | 37.69% | 60.79% | 98.48% | 5 | 6.392% | 19.88% | 0% | 1 | 26.45% | 25.3% | 0% | 2 | 45.28% | 34.01% | 0% | 2 | 57.16% | 43.44% | 0% | 2 | 58.63% | 44.99% | 0% | 2 | 2.327% | 19.05% | 0% | 1 | 104.1% | 0.74% | 4 |  |  |  |  | 0.1746% | [5 empty] | 38.56% | 59.93% | 98.49% | 5 | 12.29% | 17.99% | 0% | 1 | 25.48% | 21.18% | 0% | 2 | 46.26% | 29.36% | 0% | 2 | 58.34% | 37.88% | 0% | 2 | 57.24% | 36.91% | 0% | 2 | 3.695% | 16.39% | 0% | 1 | 67.68% | 0% | 3 |  |  |  |  | 0.1579% | [5 empty] | 34.06% | 48.41% | 82.47% | 5 | 25.85% | 14.58% | 0% | 1 | 23.91% | 14.2% | 0% | 1 | 43.39% | 19.09% | 0% | 1 | 61.17% | 27.83% | 0% | 2 | 54.49% | 23.75% | 0% | 2 | 4.922% | 11.37% | 0% | 1
298 | North Gila - IV (Proposed) | Greater_Imperial | 0 | 0 | 0 | 0% | 0% | 1 |  |  |  |  | 55.54% | [5 empty] | 0% | 0% | 0% | 1 | 0% | 0% | 0% | 1 | 36.21% | 0% | 0% | 1 | 36.21% | 0% | 0% | 1 | 36.21% | 0% | 0% | 1 | 12.42% | 0% | 0% | 1 | 8.59% | 0% | 0% | 1 | 0% | 0% | 1 |  |  |  |  | 61.69% | [5 empty] | 0% | 0% | 0% | 1 | 3.71% | 0% | 0% | 1 | 21.1% | 0% | 0% | 1 | 21.1% | 0% | 0% | 1 | 24.81% | 0% | 0% | 1 | 10.48% | 0% | 0% | 1 | 5.857% | 0% | 0% | 1 | 0% | 0% | 1 |  |  |  |  | 62.71% | [5 empty] | 0% | 0% | 0% | 1 | 4.83% | 0% | 0% | 1 | 16.61% | 0% | 0% | 1 | 16.61% | 0% | 0% | 1 | 21.44% | 0% | 0% | 1 | 9.427% | 0% | 0% | 1 | 4.991% | 0% | 0% | 1 | 0% | 0% | 1 |  |  |  |  | 51.74% | [5 empty] | 0% | 0% | 0% | 1 | 7.221% | 0% | 0% | 1 | 15.88% | 0% | 0% | 1 | 15.05% | 0% | 0% | 1 | 22.98% | 0% | 0% | 1 | 14.11% | 0% | 0% | 1 | 4.774% | 0% | 0% | 1
299 | Lugo - Pisgah (Proposed) | Greater_Kramer | 150 | 6000 | 15 | 96.58% | 0% | 4 |  |  |  |  | 0% | [5 empty] | 0.2746% | 0% | 0.2746% | 1 | 25.4% | 24.87% | 0% | 2 | 8.297% | 20.23% | 0% | 2 | 7.999% | 20.16% | 0% | 2 | 35.19% | 28.62% | 0% | 2 | 66.06% | 54.66% | 0% | 3 | 0.08549% | 18.57% | 0% | 1 | 22.67% | 0% | 2 |  |  |  |  | 0.4907% | [5 empty] | 16.19% | 0% | 16.19% | 1 | 28.45% | 9.675% | 0% | 1 | 14.74% | 8.12% | 0% | 1 | 20.83% | 8.745% | 0% | 1 | 45.4% | 12.68% | 0% | 1 | 49.17% | 13.62% | 0% | 1 | 0.1618% | 6.934% | 0% | 1 | 12.97% | 0% | 1 |  |  |  |  | 0.4322% | [5 empty] | 16.31% | 0.0001796% | 16.31% | 2 | 29.59% | 6.076% | 0% | 1 | 19.82% | 5.335% | 0% | 1 | 25.41% | 5.735% | 0% | 1 | 49.54% | 8.478% | 0% | 1 | 38.96% | 7.008% | 0% | 1 | 0.5311% | 4.301% | 0% | 1 | 7.913% | 0% | 1 |  |  |  |  | 0.3196% | [5 empty] | 18.1% | 2.906% | 21.01% | 2 | 33.66% | 3.617% | 0% | 1 | 23.38% | 3.132% | 0% | 1 | 28.78% | 3.369% | 0% | 1 | 54.76% | 5.304% | 0% | 2 | 38.26% | 3.886% | 0% | 1 | 0.6405% | 2.415% | 0% | 1
300 | Crow Creek | Central_Valley_North_Los_Banos | 0 | 0 | 0 | 0% | 0% | 1 |  |  |  |  | 10.4% | [5 empty] | 66.6% | 0% | 66.6% | 3 | 88.91% | 0% | 0% | 3 | 25.71% | 0% | 0% | 1 | 55.3% | 0% | 0% | 2 | 91.27% | 0% | 0% | 4 | 64.8% | 0% | 0% | 2 | 4.042% | 0% | 0% | 1 | 0% | 0% | 1 |  |  |  |  | 35.86% | [5 empty] | 18.06% | 0% | 18.06% | 1 | 59.88% | 0% | 0% | 2 | 8.444% | 0% | 0% | 1 | 20.86% | 0% | 0% | 1 | 62.06% | 0% | 0% | 2 | 41.19% | 0% | 0% | 1 | 2.964% | 0% | 0% | 1 | 0% | 0% | 1 |  |  |  |  | 42.36% | [5 empty] | 11.75% | 0% | 11.75% | 1 | 61.44% | 0% | 0% | 2 | 9.892% | 0% | 0% | 1 | 19.42% | 0% | 0% | 1 | 63.31% | 0% | 0% | 2 | 36.04% | 0% | 0% | 1 | 2.418% | 0% | 0% | 1 | 0% | 0% | 1 |  |  |  |  | 38% | [5 empty] | 13.36% | 0% | 13.36% | 1 | 57.62% | 0% | 0% | 2 | 15.01% | 0% | 0% | 1 | 21.28% | 0% | 0% | 1 | 61.82% | 0% | 0% | 2 | 29.67% | 0% | 0% | 1 | 4.127% | 0% | 0% | 1
301 | Harry Allen | Nevada | 0 | 0 | 0 | 0% | 0% | 1 |  |  |  |  | 0% | [5 empty] | 0% | 0% | 0% | 1 | 0% | 0% | 0% | 1 | 0% | 0% | 0% | 1 | 0% | 0% | 0% | 1 | 0% | 0% | 0% | 1 | 0% | 0% | 0% | 1 | 0% | 0% | 0% | 1 | 0% | 0% | 1 |  |  |  |  | 0% | [5 empty] | 0% | 0% | 0% | 1 | 0% | 0% | 0% | 1 | 0% | 0% | 0% | 1 | 0% | 0% | 0% | 1 | 0% | 0% | 0% | 1 | 0% | 0% | 0% | 1 | 0% | 0% | 0% | 1 | 0% | 0% | 1 |  |  |  |  | 0% | [5 empty] | 0% | 0% | 0% | 1 | 0% | 0% | 0% | 1 | 0% | 0% | 0% | 1 | 0% | 0% | 0% | 1 | 0% | 0% | 0% | 1 | 0% | 0% | 0% | 1 | 0% | 0% | 0% | 1 | 0% | 0% | 1 |  |  |  |  | 0% | [5 empty] | 0% | 0% | 0% | 1 | 0% | 0% | 0% | 1 | 0% | 0% | 0% | 1 | 0% | 0% | 0% | 1 | 0% | 0% | 0% | 1 | 0% | 0% | 0% | 1 | 0% | 0% | 0% | 1
302 | Kirker | Solano | 0 | 0 | 0 | 0% | 0% | 1 |  |  |  |  | 0.006571% | [5 empty] | 19.66% | 4.603% | 24.26% | 2 | 46.55% | 0% | 0% | 1 | 70.73% | 0% | 0% | 3 | 46.54% | 0% | 0% | 1 | 79.97% | 0% | 0% | 3 | 14.71% | 0% | 0% | 1 | 55.25% | 0% | 0% | 2 | 0% | 0% | 1 |  |  |  |  | 2.15% | [5 empty] | 19.45% | 7.147% | 26.6% | 2 | 29.74% | 0% | 0% | 1 | 61.61% | 0% | 0% | 2 | 53.3% | 0% | 0% | 2 | 73.73% | 0% | 0% | 3 | 18.59% | 0% | 0% | 1 | 32.13% | 0% | 0% | 1 | 0% | 0% | 1 |  |  |  |  | 16.94% | [5 empty] | 19.31% | 4.862% | 24.18% | 2 | 26.06% | 0% | 0% | 1 | 48.15% | 0% | 0% | 1 | 48.57% | 0% | 0% | 1 | 65.49% | 0% | 0% | 2 | 12.07% | 0% | 0% | 1 | 24.09% | 0% | 0% | 1 | 0% | 0% | 1 |  |  |  |  | 38.21% | [5 empty] | 14.52% | 2.734% | 17.25% | 2 | 27.93% | 0% | 0% | 1 | 29.45% | 0% | 0% | 1 | 33.28% | 0% | 0% | 1 | 51.15% | 0% | 0% | 2 | 11.41% | 0% | 0% | 1 | 13.63% | 0% | 0% | 1
303 | Logan Creek | Northern_California | 0 | 0 | 0 | 0% | 0% | 1 |  |  |  |  | 31.42% | [5 empty] | 6.342% | 0% | 6.342% | 1 | 27% | 0% | 0% | 1 | 3.015% | 0% | 0% | 1 | 5.991% | 0% | 0% | 1 | 31.46% | 0% | 0% | 1 | 25.8% | 0% | 0% | 1 | 4.313% | 0% | 0% | 1 | 0% | 0% | 1 |  |  |  |  | 28.31% | [5 empty] | 12.33% | 0% | 12.33% | 1 | 32.37% | 0% | 0% | 1 | 4.972% | 0% | 0% | 1 | 10.51% | 0% | 0% | 1 | 40.11% | 0% | 0% | 1 | 30.5% | 0% | 0% | 1 | 3.745% | 0% | 0% | 1 | 0% | 0% | 1 |  |  |  |  | 31.37% | [5 empty] | 12.27% | 0% | 12.27% | 1 | 33.89% | 0% | 0% | 1 | 6.433% | 0% | 0% | 1 | 15% | 0% | 0% | 1 | 45.66% | 0% | 0% | 1 | 29.32% | 0% | 0% | 1 | 5.8% | 0% | 0% | 1 | 0% | 0% | 1 |  |  |  |  | 28.54% | [5 empty] | 16.76% | 0% | 16.76% | 1 | 38.3% | 0% | 0% | 1 | 8.164% | 0% | 0% | 1 | 22.52% | 0% | 0% | 1 | 55.72% | 0% | 0% | 2 | 27.4% | 0% | 0% | 1 | 7.951% | 0% | 0% | 1
304 | Julian Hinds | Riverside (Exclude) | 0 | 0 | 20 | 0% | 0% | 1 |  |  |  |  | 0% | [5 empty] | 0% | 0% | 0% | 1 | 100% | 0% | 0% | 5 | 16.76% | 0% | 0% | 1 | 0% | 0% | 0% | 1 | 100% | 0% | 0% | 5 | 43.64% | 0% | 0% | 1 | 0% | 0% | 0% | 1 | 0% | 0% | 1 |  |  |  |  | 0% | [5 empty] | 0% | 0% | 0% | 1 | 14.38% | 0% | 0% | 1 | 39.22% | 0% | 0% | 1 | 2.733% | 0% | 0% | 1 | 51.67% | 0% | 0% | 2 | 51.46% | 0% | 0% | 2 | 0% | 0% | 0% | 1 | 0% | 0% | 1 |  |  |  |  | 0% | [5 empty] | 0% | 0% | 0% | 1 | 11.45% | 0% | 0% | 1 | 21.53% | 0% | 0% | 1 | 1.929% | 0% | 0% | 1 | 32.5% | 0% | 0% | 1 | 36.61% | 0% | 0% | 1 | 0.1003% | 0% | 0% | 1 | 0% | 0% | 1 |  |  |  |  | 9.194% | [5 empty] | 0.4684% | 0% | 0.4684% | 1 | 20.35% | 0% | 0% | 1 | 24.44% | 0% | 0% | 1 | 12.08% | 0% | 0% | 1 | 43.6% | 0% | 0% | 1 | 26.05% | 0% | 0% | 1 | 1.628% | 0% | 0% | 1
305 | Hollister | Peninsula_Monterey | 0 | 0 | 0 | 0% | 0% | 1 |  |  |  |  | 0% | [5 empty] | 63.41% | 0% | 63.41% | 3 | 16.89% | 0% | 0% | 1 | 0% | 0% | 0% | 1 | 0% | 0% | 0% | 1 | 16.89% | 0% | 0% | 1 | 100% | 0% | 0% | 5 | 0% | 0% | 0% | 1 | 0% | 0% | 1 |  |  |  |  | 0% | [5 empty] | 26.59% | 0.1584% | 26.75% | 2 | 97.87% | 0% | 0% | 5 | 0% | 0% | 0% | 1 | 0% | 0% | 0% | 1 | 97.87% | 0% | 0% | 5 | 98.07% | 0% | 0% | 5 | 0.1919% | 0% | 0% | 1 | 0% | 0% | 1 |  |  |  |  | 16.05% | [5 empty] | 29.77% | 0.04238% | 29.82% | 2 | 81.58% | 0% | 0% | 3 | 0.09573% | 0% | 0% | 1 | 1.986% | 0% | 0% | 1 | 81.67% | 0% | 0% | 3 | 76.98% | 0% | 0% | 3 | 1.924% | 0% | 0% | 1 | 0% | 0% | 1 |  |  |  |  | 21.97% | [5 empty] | 30.91% | 1.322% | 32.23% | 2 | 59.27% | 0% | 0% | 2 | 11.41% | 0% | 0% | 1 | 18.45% | 0% | 0% | 1 | 67.55% | 0% | 0% | 2 | 48.16% | 0% | 0% | 1 | 4.216% | 0% | 0% | 1
306 | Boulevard | Greater_Imperial | 63.3 | 2532 | 10 | 18.55% | 0% | 1 |  |  |  |  | 0.03583% | [5 empty] | 70.45% | 28.04% | 98.5% | 5 | 11.41% | 5.375% | 0% | 1 | 9.502% | 5.262% | 0% | 1 | 31.86% | 6.989% | 0% | 1 | 42.84% | 8.332% | 0% | 1 | 51.77% | 9.874% | 0% | 2 | 1.37% | 4.828% | 0% | 1 | 16.86% | 0% | 1 |  |  |  |  | 0.2367% | [5 empty] | 50.62% | 47.64% | 98.27% | 5 | 8.276% | 3.69% | 0% | 1 | 15.12% | 3.988% | 0% | 1 | 30.54% | 4.873% | 0% | 1 | 45.64% | 6.227% | 0% | 1 | 56.73% | 7.823% | 0% | 2 | 1.712% | 3.444% | 0% | 1 | 15.2% | 0% | 1 |  |  |  |  | 0.1828% | [5 empty] | 39.35% | 51.16% | 90.51% | 5 | 11.26% | 2.947% | 0% | 1 | 21.32% | 3.324% | 0% | 1 | 36.11% | 4.093% | 0% | 1 | 53.29% | 5.599% | 0% | 2 | 57.01% | 6.083% | 0% | 2 | 1.977% | 2.668% | 0% | 1 | 11.38% | 0% | 1 |  |  |  |  | 0.14% | [5 empty] | 30.72% | 42.85% | 73.56% | 5 | 10.41% | 2.235% | 0% | 1 | 19.55% | 2.489% | 0% | 1 | 32.42% | 2.964% | 0% | 1 | 46.69% | 3.757% | 0% | 1 | 60.68% | 5.093% | 0% | 2 | 2.729% | 2.059% | 0% | 1
307 | Llagas | Peninsula_Monterey | 0 | 0 | 0 | 0% | 0% | 1 |  |  |  |  | 0% | [5 empty] | 86.83% | 2.635% | 89.46% | 5 | 34.25% | 0% | 0% | 1 | 0% | 0% | 0% | 1 | 0% | 0% | 0% | 1 | 34.25% | 0% | 0% | 1 | 99.78% | 0% | 0% | 5 | 0.4238% | 0% | 0% | 1 | 0% | 0% | 1 |  |  |  |  | 0% | [5 empty] | 49.89% | 47.1% | 96.99% | 5 | 71.08% | 0% | 0% | 3 | 7.33% | 0% | 0% | 1 | 35.78% | 0% | 0% | 1 | 71.08% | 0% | 0% | 3 | 84.87% | 0% | 0% | 3 | 1.186% | 0% | 0% | 1 | 0% | 0% | 1 |  |  |  |  | 10.25% | [5 empty] | 49.93% | 10.4% | 60.33% | 3 | 69.27% | 0% | 0% | 2 | 26.72% | 0% | 0% | 1 | 33.31% | 0% | 0% | 1 | 91.05% | 0% | 0% | 4 | 70.89% | 0% | 0% | 3 | 4.504% | 0% | 0% | 1 | 0% | 0% | 1 |  |  |  |  | 14.25% | [5 empty] | 31.89% | 5.84% | 37.73% | 2 | 69.24% | 0% | 0% | 2 | 15.38% | 0% | 0% | 1 | 27.96% | 0% | 0% | 1 | 81.56% | 0% | 0% | 3 | 61.94% | 0% | 0% | 2 | 2.843% | 0% | 0% | 1
308 | Miller | Central_Valley_North_Los_Banos | 0 | 0 | 0 | 0% | 0% | 1 |  |  |  |  | 2.776% | [5 empty] | 0% | 0% | 0% | 1 | 77.34% | 0% | 0% | 3 | 10.61% | 0% | 0% | 1 | 23.16% | 0% | 0% | 1 | 87.91% | 0% | 0% | 3 | 56.19% | 0% | 0% | 2 | 1.789% | 0% | 0% | 1 | 0% | 0% | 1 |  |  |  |  | 5.757% | [5 empty] | 22.3% | 0% | 22.3% | 2 | 72.58% | 0% | 0% | 3 | 7.102% | 0% | 0% | 1 | 19.54% | 0% | 0% | 1 | 77.06% | 0% | 0% | 3 | 44.8% | 0% | 0% | 1 | 6.313% | 0% | 0% | 1 | 0% | 0% | 1 |  |  |  |  | 17.57% | [5 empty] | 18.49% | 0% | 18.49% | 1 | 68.53% | 0% | 0% | 2 | 8.775% | 0% | 0% | 1 | 19.9% | 0% | 0% | 1 | 71.26% | 0% | 0% | 3 | 40.45% | 0% | 0% | 1 | 5.56% | 0% | 0% | 1 | 0% | 0% | 1 |  |  |  |  | 39.67% | [5 empty] | 12.66% | 0% | 12.66% | 1 | 56.66% | 0% | 0% | 2 | 13.77% | 0% | 0% | 1 | 20.56% | 0% | 0% | 1 | 60.13% | 0% | 0% | 2 | 29.63% | 0% | 0% | 1 | 4.775% | 0% | 0% | 1
309 | Madison | Solano | 0 | 0 | 20 | 0% | 0% | 1 |  |  |  |  | 45.44% | [5 empty] | 14.87% | 0% | 14.87% | 1 | 70.73% | 0% | 0% | 3 | 0.3998% | 0% | 0% | 1 | 1.911% | 0% | 0% | 1 | 72.25% | 0% | 0% | 3 | 18.29% | 0% | 0% | 1 | 1.632% | 0% | 0% | 1 | 0% | 0% | 1 |  |  |  |  | 47.13% | [5 empty] | 16.77% | 0% | 16.77% | 1 | 65.41% | 0% | 0% | 2 | 4.212% | 0% | 0% | 1 | 14.8% | 0% | 0% | 1 | 72.09% | 0% | 0% | 3 | 18.49% | 0% | 0% | 1 | 2.432% | 0% | 0% | 1 | 0% | 0% | 1 |  |  |  |  | 48.77% | [5 empty] | 20.24% | 0% | 20.24% | 2 | 61.08% | 0% | 0% | 2 | 8.487% | 0% | 0% | 1 | 24.77% | 0% | 0% | 1 | 70.86% | 0% | 0% | 3 | 19.5% | 0% | 0% | 1 | 2.943% | 0% | 0% | 1 | 0% | 0% | 1 |  |  |  |  | 46.49% | [5 empty] | 24.01% | 1.056% | 25.07% | 2 | 51.65% | 0% | 0% | 2 | 10.91% | 0% | 0% | 1 | 31.94% | 0% | 0% | 1 | 67.14% | 0% | 0% | 2 | 23.26% | 0% | 0% | 1 | 4.946% | 0% | 0% | 1
310 | New Melones | El_Dorado_Mariposa | 0 | 0 | 0 | 0% | 0% | 1 |  |  |  |  | 0% | [5 empty] | 78.97% | 0% | 78.97% | 5 | 75.81% | 0% | 0% | 3 | 22.89% | 0% | 0% | 1 | 38.39% | 0% | 0% | 1 | 76.07% | 0% | 0% | 3 | 86.56% | 0% | 0% | 3 | 5.457% | 0% | 0% | 1 | 0% | 0% | 1 |  |  |  |  | 1.634% | [5 empty] | 24.1% | 0% | 24.1% | 2 | 91.4% | 0% | 0% | 4 | 23.87% | 0% | 0% | 1 | 32.16% | 0% | 0% | 1 | 93.65% | 0% | 0% | 4 | 85.66% | 0% | 0% | 3 | 11.03% | 0% | 0% | 1 | 0% | 0% | 1 |  |  |  |  | 5.502% | [5 empty] | 12.07% | 0% | 12.07% | 1 | 80.84% | 0% | 0% | 3 | 19.95% | 0% | 0% | 1 | 44.7% | 0% | 0% | 1 | 92.33% | 0% | 0% | 4 | 61.87% | 0% | 0% | 2 | 12.35% | 0% | 0% | 1 | 0% | 0% | 1 |  |  |  |  | 17.42% | [5 empty] | 5.412% | 0% | 5.412% | 1 | 68.79% | 0% | 0% | 2 | 20.34% | 0% | 0% | 1 | 37.83% | 0% | 0% | 1 | 79.81% | 0% | 0% | 3 | 32.65% | 0% | 0% | 1 | 8.724% | 0% | 0% | 1
311 | Waukena | Central_Valley_North_Los_Banos | 0 | 0 | 0 | 0% | 0% | 1 |  |  |  |  | 4.641% | [5 empty] | 0% | 0% | 0% | 1 | 0% | 0% | 0% | 1 | 0% | 0% | 0% | 1 | 0% | 0% | 0% | 1 | 0% | 0% | 0% | 1 | 0% | 0% | 0% | 1 | 1.532% | 0% | 0% | 1 | 0% | 0% | 1 |  |  |  |  | 10.63% | [5 empty] | 0% | 0% | 0% | 1 | 0% | 0% | 0% | 1 | 0% | 0% | 0% | 1 | 0% | 0% | 0% | 1 | 0% | 0% | 0% | 1 | 0% | 0% | 0% | 1 | 4.019% | 0% | 0% | 1 | 0% | 0% | 1 |  |  |  |  | 21.91% | [5 empty] | 0% | 0% | 0% | 1 | 0.3408% | 0% | 0% | 1 | 0% | 0% | 0% | 1 | 0% | 0% | 0% | 1 | 0.3408% | 0% | 0% | 1 | 0% | 0% | 0% | 1 | 3.553% | 0% | 0% | 1 | 0% | 0% | 1 |  |  |  |  | 48.02% | [5 empty] | 0% | 0% | 0% | 1 | 5.564% | 0% | 0% | 1 | 1.527% | 0% | 0% | 1 | 4.296% | 0% | 0% | 1 | 8.253% | 0% | 0% | 1 | 0.217% | 0% | 0% | 1 | 2.336% | 0% | 0% | 1
312 | Excelsior | Central_Valley_North_Los_Banos | 0 | 0 | 0 | 0% | 0% | 1 |  |  |  |  | 48.45% | [5 empty] | 0% | 0% | 0% | 1 | 6.858% | 0% | 0% | 1 | 0.01046% | 0% | 0% | 1 | 1.109% | 0% | 0% | 1 | 6.858% | 0% | 0% | 1 | 2.812% | 0% | 0% | 1 | 0.1871% | 0% | 0% | 1 | 0% | 0% | 1 |  |  |  |  | 48.86% | [5 empty] | 0% | 0% | 0% | 1 | 21.12% | 0% | 0% | 1 | 2.837% | 0% | 0% | 1 | 8.172% | 0% | 0% | 1 | 25.04% | 0% | 0% | 1 | 3.368% | 0% | 0% | 1 | 0.5503% | 0% | 0% | 1 | 0% | 0% | 1 |  |  |  |  | 45.7% | [5 empty] | 0% | 0% | 0% | 1 | 20.19% | 0% | 0% | 1 | 3.772% | 0% | 0% | 1 | 7.622% | 0% | 0% | 1 | 24.04% | 0% | 0% | 1 | 2.655% | 0% | 0% | 1 | 1.068% | 0% | 0% | 1 | 0% | 0% | 1 |  |  |  |  | 48.18% | [5 empty] | 0% | 0% | 0% | 1 | 16.59% | 0% | 0% | 1 | 5.552% | 0% | 0% | 1 | 9.29% | 0% | 0% | 1 | 22.59% | 0% | 0% | 1 | 1.646% | 0% | 0% | 1 | 1.941% | 0% | 0% | 1
313 | Colgate | Northern_California | 0 | 0 | 0 | 0% | 0% | 1 |  |  |  |  | 0% | [5 empty] | 0% | 0% | 0% | 1 | 0% | 0% | 0% | 1 | 0% | 0% | 0% | 1 | 0% | 0% | 0% | 1 | 0% | 0% | 0% | 1 | 0% | 0% | 0% | 1 | 0% | 0% | 0% | 1 | 0% | 0% | 1 |  |  |  |  | 0% | [5 empty] | 10.15% | 48.47% | 58.62% | 5 | 62.19% | 0% | 0% | 2 | 20.9% | 0% | 0% | 1 | 32.4% | 0% | 0% | 1 | 84.88% | 0% | 0% | 3 | 34.51% | 0% | 0% | 1 | 4.262% | 0% | 0% | 1 | 0% | 0% | 1 |  |  |  |  | 7.588% | [5 empty] | 19.17% | 33.23% | 52.41% | 5 | 58.4% | 0% | 0% | 2 | 21.51% | 0% | 0% | 1 | 25.3% | 0% | 0% | 1 | 80.41% | 0% | 0% | 3 | 24.92% | 0% | 0% | 1 | 12.54% | 0% | 0% | 1 | 0% | 0% | 1 |  |  |  |  | 17.38% | [5 empty] | 26.1% | 21.16% | 47.25% | 4 | 43.49% | 0% | 0% | 1 | 23.33% | 0% | 0% | 1 | 24.52% | 0% | 0% | 1 | 69.53% | 0% | 0% | 2 | 23.53% | 0% | 0% | 1 | 11.52% | 0% | 0% | 1
314 | New Sub - Pit 1 - Cottonwood (Proposed) | Northern_California | 206 | 8240 | 15 | 75.78% | 0% | 3 |  |  |  |  | 0.07666% | [5 empty] | 92.94% | 6.723% | 99.66% | 5 | 63.9% | 20.72% | 0% | 2 | 9.729% | 8.285% | 0% | 1 | 11.88% | 8.487% | 0% | 1 | 66.63% | 22.41% | 0% | 2 | 65.13% | 21.45% | 0% | 2 | 5.977% | 7.955% | 0% | 1 | 43.91% | 0% | 2 |  |  |  |  | 0.04621% | [5 empty] | 95.59% | 4.053% | 99.64% | 5 | 50.08% | 9.031% | 0% | 2 | 13.16% | 5.191% | 0% | 1 | 14.41% | 5.267% | 0% | 1 | 56.03% | 10.25% | 0% | 2 | 70.45% | 15.26% | 0% | 3 | 5.068% | 4.749% | 0% | 1 | 32.8% | 0% | 2 |  |  |  |  | 0.09206% | [5 empty] | 95.93% | 3.584% | 99.51% | 5 | 43.98% | 5.187% | 0% | 1 | 21.95% | 3.723% | 0% | 1 | 21.36% | 3.696% | 0% | 1 | 55.63% | 6.549% | 0% | 2 | 73.8% | 11.09% | 0% | 3 | 4.564% | 3.045% | 0% | 1 | 13.08% | 0% | 1 |  |  |  |  | 0.07548% | [5 empty] | 95.06% | 4.544% | 99.6% | 5 | 40.14% | 2.501% | 0% | 1 | 18.42% | 1.835% | 0% | 1 | 20.63% | 1.886% | 0% | 1 | 51.84% | 3.108% | 0% | 2 | 66.46% | 4.464% | 0% | 2 | 4.22% | 1.563% | 0% | 1
315 | Cal Flats |  | 0 | 0 | 0 | 0% | 0% | 1 |  |  |  |  | 0.009864% | [5 empty] | 11.9% | 0% | 11.9% | 1 | 59.93% | 0% | 0% | 2 | 3.345% | 0% | 0% | 1 | 18% | 0% | 0% | 1 | 62.55% | 0% | 0% | 2 | 90.17% | 0% | 0% | 4 | 0.8616% | 0% | 0% | 1 | 0% | 0% | 1 |  |  |  |  | 0.005286% | [5 empty] | 14.43% | 0% | 14.43% | 1 | 62.79% | 0% | 0% | 2 | 10.1% | 0% | 0% | 1 | 18.14% | 0% | 0% | 1 | 65.17% | 0% | 0% | 2 | 82.39% | 0% | 0% | 3 | 1.275% | 0% | 0% | 1 | 0% | 0% | 1 |  |  |  |  | 0.009027% | [5 empty] | 10.64% | 0% | 10.64% | 1 | 63.42% | 0% | 0% | 2 | 6.665% | 0% | 0% | 1 | 23.36% | 0% | 0% | 1 | 67.66% | 0% | 0% | 2 | 63.79% | 0% | 0% | 2 | 1.143% | 0% | 0% | 1 | 0% | 0% | 1 |  |  |  |  | 17.21% | [5 empty] | 15.03% | 0.003802% | 15.04% | 2 | 43.45% | 0% | 0% | 1 | 5.502% | 0% | 0% | 1 | 20.19% | 0% | 0% | 1 | 54.16% | 0% | 0% | 2 | 39.43% | 0% | 0% | 1 | 1.433% | 0% | 0% | 1

## Land_OOS_Analysis_Wind_2040
Land-use and environmental criteria analysis for 2040 onshore wind resources mapped to Nevada or Arizona areas of the CAISO system for 5, 10, 15, and 20 mile radii from substations. This analysis uses the values from the "LandEnvData_SolarWind_OOS" tab to calculate criteria alignment. |  |  |  | Onshore Wind Resource Density Assumption
|  |  |  | 40 | Acres/MW
[6 empty] | 5 Mile Radius Analysis |  |  | 10 Mile Radius Analysis |  |  | 15 Mile Radius Analysis |  |  | 20 Mile Radius Analysis
[6 empty] | WECC Land-Use Screen |  |  | WECC Land-Use Screen |  |  | WECC Land-Use Screen |  |  | WECC Land-Use Screen
OBJECTID | IRP_Substation_Name | RESOLVE_Solar_Area | MWs Mapped | Acres of MWs Mapped | Distance from Substation Selected (mi) | Lower Implications Area used by MWs Mapped | High Implications Area used by MWs Mapped | Core Screen Criteria Alignment Level | Lower Implications Area used by MWs Mapped | High Implications Area used by MWs Mapped | Core Screen Criteria Alignment Level | Lower Implications Area used by MWs Mapped | High Implications Area used by MWs Mapped | Core Screen Criteria Alignment Level | Lower Implications Area used by MWs Mapped | High Implications Area used by MWs Mapped | Core Screen Criteria Alignment Level
1 | DELANEY | ARIZONA | 0 | 0 | 0 | 0% | 0% | 1 | 0% | 0% | 1 | 0% | 0% | 1 | 0% | 0% | 1
2 | GAMEBIRD | SNV | 0 | 0 | 0 | 0% | 0% | 1 | 0% | 0% | 1 | 0% | 0% | 1 | 0% | 0% | 1
3 | MOHAVE | SNV | 484.9 | 19396 | 20 | 1963% | 30840% | 5 | 102.1% | 2.94% | 4 | 53.42% | 0% | 3 | 33.28% | 0% | 2
4 | HASSAYAMPA | ARIZONA | 0 | 0 | 0 | 0% | 0% | 1 | 0% | 0% | 1 | 0% | 0% | 1 | 0% | 0% | 1
5 | ELDORADO | SNV | 0 | 0 | 0 | 0% | 0% | 1 | 0% | 0% | 1 | 0% | 0% | 1 | 0% | 0% | 1
6 | NORTH GILA | ARIZONA | 0 | 0 | 0 | 0% | 0% | 1 | 0% | 0% | 1 | 0% | 0% | 1 | 0% | 0% | 1
7 | LATHROP | SNV | 300 | 12000 | 15 | 167.8% | 23.44% | 5 | 28.3% | 0% | 2 | 13.86% | 0% | 1 | 10.99% | 0% | 1
8 | BEATTY | SNV | 0 | 0 | 0 | 0% | 0% | 1 | 0% | 0% | 1 | 0% | 0% | 1 | 0% | 0% | 1
9 | VALLEY (VEA) | SNV | 0 | 0 | 0 | 0% | 0% | 1 | 0% | 0% | 1 | 0% | 0% | 1 | 0% | 0% | 1
10 | INNOVATION | SNV | 0 | 0 | 0 | 0% | 0% | 1 | 0% | 0% | 1 | 0% | 0% | 1 | 0% | 0% | 1
11 | HOODOO WASH | ARIZONA | 0 | 0 | 0 | 0% | 0% | 1 | 0% | 0% | 1 | 0% | 0% | 1 | 0% | 0% | 1
12 | VISTA (VEA) | SNV | 0 | 0 | 0 | 0% | 0% | 1 | 0% | 0% | 1 | 0% | 0% | 1 | 0% | 0% | 1
13 | DESERT VIEW | SNV | 0 | 0 | 0 | 0% | 0% | 1 | 0% | 0% | 1 | 0% | 0% | 1 | 0% | 0% | 1
14 | CIELO AZUL | ARIZONA | 0 | 0 | 0 | 0% | 0% | 1 | 0% | 0% | 1 | 0% | 0% | 1 | 0% | 0% | 1
15 | TROUT CANYON | SNV | 0 | 0 | 20 | 0% | 0% | 1 | 0% | 0% | 1 | 0% | 0% | 1 | 0% | 0% | 1
16 | SLOAN CANYON | SNV | 310 | 12400 | 20 | 811.7% | 2790% | 5 | 362% | 230.3% | 5 | 109.8% | 5.515% | 4 | 43.73% | 0% | 2
17 | CHARLESTON PARK | SNV | 0 | 0 | 0 | 0% | 0% | 1 | 0% | 0% | 1 | 0% | 0% | 1 | 0% | 0% | 1
18 | JACKASS FLATS | SNV | 0 | 0 | 0 | 0% | 0% | 1 | 0% | 0% | 1 | 0% | 0% | 1 | 0% | 0% | 1
19 | MCCULLOUGH | SNV | 0 | 0 | 0 | 0% | 0% | 1 | 0% | 0% | 1 | 0% | 0% | 1 | 0% | 0% | 1
20 | MEAD | SNV | 0 | 0 | 0 | 0% | 0% | 1 | 0% | 0% | 1 | 0% | 0% | 1 | 0% | 0% | 1
21 | MERCURY | SNV | 0 | 0 | 0 | 0% | 0% | 1 | 0% | 0% | 1 | 0% | 0% | 1 | 0% | 0% | 1
22 | NORTHWEST (NVE) | SNV | 0 | 0 | 0 | 0% | 0% | 1 | 0% | 0% | 1 | 0% | 0% | 1 | 0% | 0% | 1
23 | PAHRUMP | SNV | 0 | 0 | 0 | 0% | 0% | 1 | 0% | 0% | 1 | 0% | 0% | 1 | 0% | 0% | 1
24 | PALO VERDE | ARIZONA | 0 | 0 | 0 | 0% | 0% | 1 | 0% | 0% | 1 | 0% | 0% | 1 | 0% | 0% | 1
25 | PRIMM | SNV | 0 | 0 | 0 | 0% | 0% | 1 | 0% | 0% | 1 | 0% | 0% | 1 | 0% | 0% | 1
26 | SANDY VALLEY | SNV | 0 | 0 | 0 | 0% | 0% | 1 | 0% | 0% | 1 | 0% | 0% | 1 | 0% | 0% | 1
27 | THOUSANDAIRE | SNV | 0 | 0 | 0 | 0% | 0% | 1 | 0% | 0% | 1 | 0% | 0% | 1 | 0% | 0% | 1
28 | VALLEY SWITCH | SNV | 0 | 0 | 0 | 0% | 0% | 1 | 0% | 0% | 1 | 0% | 0% | 1 | 0% | 0% | 1

## Land_EnvAnalysis_Geo
Land-use and environmental criteria analysis for mapped geothermal resources in California by geothermal field. Mapping analysis is conducted by identified geothermal field rather than by distance from substation. Analysis results apply to both 2035 and 2040 mapping as the amount of geothermal resources mapped is unchanged between the two model years. This analysis uses values from "LandEnvData_Geo" tab to calculate criteria alignment. |  |  |  | Geothermal Resource Density Assumption
|  |  |  | 5 | Acres/MW
[6 empty] | Protected Area Layer (Lower=Outside of Protected Area) |  |  | Fire Threat |  |  |  | ACE Terrestrial Connectivity |  |  |  | ACE Biodiversity |  |  |  | ACE Irreplaceability |  |  |  | ACE Combined |  |  |  | Terrestrial Landscape Intactness |  |  |  | Wetlands
Field Count | Geothermal Field Name | RESOLVE Region | MWs Mapped | Acres of MWs Mapped |  | Lower Implications Area used by MWs Mapped | High Implications Area used by MWs Mapped | Core Screen Criteria Alignment Level | Total Potential Area Percentage Tier 2 | Total Potential Area Percentage Tier 3 | Total Potential Area Percentage Tier 2 or 3 | Fire Threat Criteria Alignment Level | Total Potential Area Percentage Higher Implications | Low Implications Area used by MWs Mapped | Higher Implications Area used by MWs Mapped | ACE Connectivity Criteria Alignment | Total Potential Area Percentage Higher Implications | Low Implications Area used by MWs Mapped | Higher Implications Area used by MWs Mapped | ACE Biodiversity Criteria Alignment | Total Potential Area Percentage Higher Implications | Low Implications Area used by MWs Mapped | Higher Implications Area used by MWs Mapped | ACE Irreplaceability Criteria Alignment | Total Potential Area Percentage Higher Implications | Low Implications Area used by MWs Mapped | Higher Implications Area used by MWs Mapped | All ACE Criteria Alignment | Total Potential Area Percentage Higher Implications | Low Implications Area used by MWs Mapped | Higher Implications Area used by MWs Mapped | Intactness Criteria Alignment | Total Potential Area Percentage Higher Implications | Low Implications Area used by MWs Mapped | Higher Implications Area used by MWs Mapped | Wetlands Criteria Alignment
1 | Geysers | Northern_California | 190.5 | 952.5 |  | 0.3363% | 0% | 1 | 32.17% | 56.59% | 88.76% | 5 | 47.63% | 0.6422% | 0% | 1 | 40.48% | 0.565% | 0% | 1 | 62.18% | 0.8893% | 0% | 2 | 78.98% | 1.6% | 0% | 3 | 41.81% | 0.578% | 0% | 1 | 1.346% | 0.3409% | 0% | 1
2 | Calistoga | Northern_California | 0 | 0 |  | 0% | 0% | 1 | 8.41% | 50.58% | 58.99% | 5 | 65.17% | 0% | 0% | 2 | 82.84% | 0% | 0% | 3 | 95.2% | 0% | 0% | 5 | 100% | 0% | 0% | 5 | 10.6% | 0% | 0% | 1 | 7.017% | 0% | 0% | 1
3 | Lake City - Surprise Valley 1 | Northern_California | 100 | 500 |  | 0.765% | 0% | 1 | 7.93% | 0% | 7.93% | 1 | 41.62% | 1.311% | 0% | 1 | 31.94% | 1.124% | 0% | 1 | 6.507% | 0.8183% | 0% | 1 | 57.42% | 1.797% | 0% | 2 | 51.73% | 1.585% | 0% | 2 | 10.44% | 0.8542% | 0% | 1
4 | East Brawley | Greater_Imperial (Exclude) | 165 | 825 |  | 1.169% | 0% | 1 | 0% | 0% | 0% | 1 | 1.807% | 1.191% | 0% | 1 | 9.071% | 1.286% | 0% | 1 | 9.731% | 1.295% | 0% | 1 | 10.88% | 1.312% | 0% | 1 | 4.353% | 1.223% | 0% | 1 | 4.102% | 1.219% | 0% | 1
5 | East Mesa | Greater_Imperial | 0 | 0 |  | 0% | 0% | 1 | 0% | 0% | 0% | 1 | 7.747% | 0% | 0% | 1 | 12.26% | 0% | 0% | 1 | 12.26% | 0% | 0% | 1 | 20% | 0% | 0% | 1 | 37.52% | 0% | 0% | 1 | 5.05% | 0% | 0% | 1
6 | Mono - Long Valley | Greater_Kramer (Exclude) | 40.7 | 203.5 |  | 0.04445% | 0% | 1 | 75.64% | 0% | 75.64% | 5 | 4.868% | 0.04673% | 0% | 1 | 26.9% | 0.06081% | 0% | 1 | 19.3% | 0.05508% | 0% | 1 | 37.45% | 0.07107% | 0% | 1 | 62.53% | 0.1186% | 0% | 2 | 6.903% | 0.04775% | 0% | 1
7 | Wendel - Amedee | Northern_California | 0 | 0 |  | 0% | 0% | 1 | 36.53% | 0% | 36.53% | 2 | 34.75% | 0% | 0% | 1 | 60.88% | 0% | 0% | 2 | 54.37% | 0% | 0% | 2 | 75.33% | 0% | 0% | 3 | 38.37% | 0% | 0% | 1 | 9.961% | 0% | 0% | 1
8 | Glass Mountain | Northern_California | 0 | 0 |  | 0% | 0% | 1 | 83.74% | 0% | 83.74% | 5 | 83.15% | 0% | 0% | 3 | 15.85% | 0% | 0% | 1 | 11.12% | 0% | 0% | 1 | 85.71% | 0% | 0% | 3 | 89.22% | 0% | 0% | 3 | 0.3122% | 0% | 0% | 1
9 | Fort Bidwell | Northern_California | 0 | 0 |  | 0% | 0% | 1 | 100% | 0% | 100% | 5 | 98.42% | 0% | 0% | 5 | 11.3% | 0% | 0% | 1 | 0% | 0% | 0% | 1 | 98.42% | 0% | 0% | 5 | 0% | 0% | 0% | 1 | 41.74% | 0% | 0% | 1
10 | Arrowhead HS | Greater_Kramer | 0 | 0 |  | 0% | 0% | 1 | 0% | 100% | 100% | 5 | 100% | 0% | 0% | 5 | 100% | 0% | 0% | 5 | 0% | 0% | 0% | 1 | 100% | 0% | 0% | 5 | 5.018% | 0% | 0% | 1 | 4.555% | 0% | 0% | 1
11 | Salton Sea | Greater_Imperial (Exclude) | 581.5 | 2907.5 |  | 2.817% | 0% | 1 | 0% | 0% | 0% | 1 | 0% | 2.817% | 0% | 1 | 56.23% | 6.434% | 0% | 2 | 63.43% | 7.701% | 0% | 2 | 63.43% | 7.701% | 0% | 2 | 0.3734% | 2.827% | 0% | 1 | 11.24% | 3.173% | 0% | 1
12 | Brawley | Greater_Imperial (Exclude) | 0 | 0 |  | 0% | 0% | 1 | 0% | 0% | 0% | 1 | 0% | 0% | 0% | 1 | 31% | 0% | 0% | 1 | 31% | 0% | 0% | 1 | 31% | 0% | 0% | 1 | 0% | 0% | 0% | 1 | 5.475% | 0% | 0% | 1
13 | Heber | Greater_Imperial | 0 | 0 |  | 0% | 0% | 1 | 0% | 0% | 0% | 1 | 0% | 0% | 0% | 1 | 9.291% | 0% | 0% | 1 | 9.291% | 0% | 0% | 1 | 9.291% | 0% | 0% | 1 | 0% | 0% | 0% | 1 | 7.896% | 0% | 0% | 1
14 | Boyes HS | Mendocino_Marin | 0 | 0 |  | 0% | 0% | 1 | 0% | 0% | 0% | 1 | 0% | 0% | 0% | 1 | 44.98% | 0% | 0% | 1 | 52.63% | 0% | 0% | 2 | 100% | 0% | 0% | 5 | 0% | 0% | 0% | 1 | 48.83% | 0% | 0% | 1
15 | Sonoma Mission Inn | Mendocino_Marin | 0 | 0 |  | 0% | 0% | 1 | 0% | 0% | 0% | 1 | 0% | 0% | 0% | 1 | 15.62% | 0% | 0% | 1 | 36.84% | 0% | 0% | 1 | 100% | 0% | 0% | 5 | 0% | 0% | 0% | 1 | 26.03% | 0% | 0% | 1
16 | Hot Mineral Spa | Greater_Imperial (Exclude) | 0 | 0 |  | 0% | 0% | 1 | 0% | 0% | 0% | 1 | 0% | 0% | 0% | 1 | 26.22% | 0% | 0% | 1 | 90.88% | 0% | 0% | 4 | 92.69% | 0% | 0% | 4 | 16.89% | 0% | 0% | 1 | 24.52% | 0% | 0% | 1
17 | Canby (I'SOT) | Northern_California | 0 | 0 |  | 0% | 0% | 1 | 0.7058% | 0% | 0.7058% | 1 | 0% | 0% | 0% | 1 | 100% | 0% | 0% | 5 | 0% | 0% | 0% | 1 | 100% | 0% | 0% | 5 | 0% | 0% | 0% | 1 | 48.66% | 0% | 0% | 1
18 | West Valley Reservoir | Northern_California | 0 | 0 |  | 0% | 0% | 1 | 70.3% | 0% | 70.3% | 3 | 64.36% | 0% | 0% | 2 | 0% | 0% | 0% | 1 | 35.64% | 0% | 0% | 1 | 100% | 0% | 0% | 5 | 85.49% | 0% | 0% | 3 | 3.505% | 0% | 0% | 1
19 | Little Hot Spring (Fall River) | Northern_California | 0 | 0 |  | 0% | 0% | 1 | 100% | 0% | 100% | 5 | 100% | 0% | 0% | 5 | 0% | 0% | 0% | 1 | 0% | 0% | 0% | 1 | 100% | 0% | 0% | 5 | 0% | 0% | 0% | 1 | 13.21% | 0% | 0% | 1
20 | Carson River | El_Dorado_Mariposa | 0 | 0 |  | 0% | 0% | 1 | 100% | 0% | 100% | 5 | 100% | 0% | 0% | 5 | 0% | 0% | 0% | 1 | 0% | 0% | 0% | 1 | 100% | 0% | 0% | 5 | 100% | 0% | 0% | 5 | 5.734% | 0% | 0% | 1
21 | Tasajara HS | Peninsula_Monterey | 0 | 0 |  | 0% | 0% | 1 | 100% | 0% | 100% | 5 | 100% | 0% | 0% | 5 | 0% | 0% | 0% | 1 | 0% | 0% | 0% | 1 | 100% | 0% | 0% | 5 | 100% | 0% | 0% | 5 | 15.3% | 0% | 0% | 1
22 | Truckhaven | Greater_Imperial (Exclude) | 0 | 0 |  | 0% | 0% | 1 | 0% | 0% | 0% | 1 | 3.735% | 0% | 0% | 1 | 0% | 0% | 0% | 1 | 0% | 0% | 0% | 1 | 3.735% | 0% | 0% | 1 | 47.81% | 0% | 0% | 1 | 0.007969% | 0% | 0% | 1
23 | Brockway Hot Springs | Northern_California | 0 | 0 |  | 0% | 0% | 1 | 51.02% | 0% | 51.02% | 3 | 0% | 0% | 0% | 1 | 0% | 0% | 0% | 1 | 100% | 0% | 0% | 5 | 100% | 0% | 0% | 5 | 0% | 0% | 0% | 1 | 0% | 0% | 0% | 1
24 | Marble Hot Well | Northern_California | 0 | 0 |  | 0% | 0% | 1 | 0% | 0% | 0% | 1 | 0% | 0% | 0% | 1 | 0% | 0% | 0% | 1 | 100% | 0% | 0% | 5 | 100% | 0% | 0% | 5 | 21.02% | 0% | 0% | 1 | 8.7% | 0% | 0% | 1
25 | Paso Robles | Kern_Greater_Carrizo | 0 | 0 |  | 0% | 0% | 1 | 0% | 0% | 0% | 1 | 0% | 0% | 0% | 1 | 0% | 0% | 0% | 1 | 100% | 0% | 0% | 5 | 100% | 0% | 0% | 5 | 0% | 0% | 0% | 1 | 28.05% | 0% | 0% | 1
26 | South Brawley | Greater_Imperial | 0 | 0 |  | 0% | 0% | 1 | 0% | 0% | 0% | 1 | 0% | 0% | 0% | 1 | 0% | 0% | 0% | 1 | 0% | 0% | 0% | 1 | 0% | 0% | 0% | 1 | 0% | 0% | 0% | 1 | 13.99% | 0% | 0% | 1
27 | Sierra Valley | Northern_California | 0 | 0 |  | 0% | 0% | 1 | 0% | 0% | 0% | 1 | 0% | 0% | 0% | 1 | 0% | 0% | 0% | 1 | 0% | 0% | 0% | 1 | 0% | 0% | 0% | 1 | 99.47% | 0% | 0% | 5 | 100% | 0% | 0% | 5
28 | Kelly HS | Northern_California | 0 | 0 |  | 0% | 0% | 1 | 0% | 0% | 0% | 1 | 0% | 0% | 0% | 1 | 0% | 0% | 0% | 1 | 0% | 0% | 0% | 1 | 0% | 0% | 0% | 1 | 0% | 0% | 0% | 1 | 3.552% | 0% | 0% | 1
29 | Indian Valley Hot Springs | Northern_California | 0 | 0 |  | 0% | 0% | 1 | 0% | 0% | 0% | 1 | 0% | 0% | 0% | 1 | 0% | 0% | 0% | 1 | 0% | 0% | 0% | 1 | 0% | 0% | 0% | 1 | 0% | 0% | 0% | 1 | 50.48% | 0% | 0% | 2
30 | Fales HS | Greater_Kramer (Exclude) | 0 | 0 |  | 0% | 0% | 1 | 100% | 0% | 100% | 5 | 0% | 0% | 0% | 1 | 0% | 0% | 0% | 1 | 0% | 0% | 0% | 1 | 0% | 0% | 0% | 1 | 100% | 0% | 0% | 5 | 2.242% | 0% | 0% | 1
31 | Big Bend HS | Northern_California | 0 | 0 |  | 0% | 0% | 1 | 100% | 0% | 100% | 5 | 0% | 0% | 0% | 1 | 0% | 0% | 0% | 1 | 0% | 0% | 0% | 1 | 0% | 0% | 0% | 1 | 100% | 0% | 0% | 5 | 12.65% | 0% | 0% | 1
32 | Kellog HS | Northern_California | 0 | 0 |  | 0% | 0% | 1 | 59.87% | 0% | 59.87% | 3 | 0% | 0% | 0% | 1 | 0% | 0% | 0% | 1 | 0% | 0% | 0% | 1 | 0% | 0% | 0% | 1 | 0% | 0% | 0% | 1 | 50.5% | 0% | 0% | 2

## Land_EnvPSH
Land-use and environmental criteria analysis for potential pumped storage hydro resource locations in California. Locations were identified using known proposed projects/projects under FERC permitting or licensing and environmental and land-use screen data analysis was conducted on for a 5-mile radius circle centered on a central point of the potential project area as identified in permitting information. |  |  |  |  | Level 1: less than | Level 2: less than | Level 3: less than | Level 4: less than | Level 5: greater than
[5 empty] | 0.5 | 0.7 | 0.9 | 0.95 | 0.95
|  |  | Land-use & Env. Impacts Criteria Alignment | [7 empty] | Acres | [6 empty] | Percent | [7 empty] | Potential FERC Project Info for Identified Area | [5 empty] | Staff Assessment of Criteria based on FERC filings
2035 LDES Res. Mapped | 2040 LDES Res. Mapped | Potential Pumped Storage Site (FERC Application Name) | Protected Area Layer | Terrestrial Biodiversity | Terrestrial Connectivity | Terrestrial Irreplaceability | Intactness | Aquatic Rare Species Richness | Aquatic Irreplaceability | Acres (5 mile radius) | Protected Area Layer | Terr Biodiversity 5 | Terr Connectivity 4,5 | Terr Irreplaceability 4,5 | High Intactness | Aq Rare Species Richness 4,5 | Aq Irreplaceability 4,5 | Protected Area Layer | Terr Biodiversity 5 | Terr Connectivity 4,5 | Terr Irreplaceability 4,5 | High Intactness | Aq Rare Species Richness 4,5 | Aq Irreplaceability 4,5 | Notes | FERC Project Number | State | City | County | Expected MWs | License Status | Probable Lower Reservoir |  | Probable Upper Reservoir |  | Probable Water Source |  | Interconnection
0 | 0 | Eagle_Mountain | 2 | 1 | 1 | 1 | 3 | 1 | 1 | 50257.207 | 31796.3652 | 10546.2607 | 20717.8535 | 281.611 | 38728.4453 |  |  | 63.27% | 20.98% | 41.22% | 0.5603% | 77.06% | 0% | 0% |  | P-13123 | CA | Eagle Mountain | Riverside | 1300 | Active License | Brownfield | 2 | Brownfield | 2 | Ground Water (Low Prioritization) | 3 | In a queue (Red Bluff)
315 | 315 | Swan Lake North Pumped Storage | [22 empty] | in Oregon, no land-use data currently | P-13318 | OR | Altamont | Klamath | 393.3 | Active License | New off-stream | 3 | New off-stream | 3 | Ground Water (Low Prioritization) | 3 | In a queue (Malin)
0 | 0 | LEAPS | 1 | 1 | 1 | 2 | 1 | 1 | 1 | 50257.207 | 20767.8184 | 13819.2686 | 21592.3145 | 30891.8418 | 23550.1133 | 24398.6016 | 24398.6028 | 41.32% | 27.5% | 42.96% | 61.47% | 46.86% | 48.55% | 48.55% |  | P-14227 | CA | Lake Elsinore | Riverside | 500 | Active Preliminary Permits | Existing off-stream | 1 | New off-stream | 3 | Existing off-stream reservoir | 1 | In a queue (Alberhill)
409.2 | 409.2 | San_Vicente | 1 | 3 | 3 | 2 | 1 | 3 | 2 | 50257.207 | 19839.6895 | 37256.8008 | 38113.542 | 26059.6992 | 19769.4727 | 40213.2876 | 32492.0065 | 39.48% | 74.13% | 75.84% | 51.85% | 39.34% | 80.01% | 64.65% |  | P-14642 | CA | Poway | San Diego | 500 | Received Preliminary Permits | Existing off-stream | 1 | New off-stream | 3 | Existing off-stream reservoir | 1 | Sycamore Canyon 230 kV
346 | 346 | Mokulumne Pumped Storage | 1 | 1 | 1 | 1 | 2 | 1 | 2 | 50257.207 | 8553.3828 | 4800 | 2593 | 6973 | 33441 | 22461 | 29383 | 17.02% | 9.551% | 5.159% | 13.87% | 66.54% | 44.69% | 58.47% | Overlap in 5-mile buffer of Salt Springs | P-14796 | CA | Jackson | Amador and Calaveras | 400 | Active Preliminary Permits | Existing on-stream | 2 | Existing on-stream | 2 | Existing on-stream reservoir | 2 | In a queue (Bellota)
0 | 0 | Bison_Peak | 1 | 1 | 3 | 1 | 3 | 1 | 1 | 50257.207 | 12390.7285 | 14263.5908 | 43941.5371 | 17052.6948 | 40748.0273 |  | 410.469 | 24.65% | 28.38% | 87.43% | 33.93% | 81.08% | 0% | 0.8167% |  | P-14850 | CA |  | Kern | 480 | Active Preliminary Permits | New off-stream | 3 | New off-stream | 3 | Ground Water (Low Prioritization) | 3 | in a queue (Windhub 230 kV)
0 | 0 | Tehachapi Pumped Storage | 1 | 3 | 3 | 3 | 2 | 1 | 1 | 50257.207 | 8549.8027 | 40404.9305 | 41242.2598 | 44860.42 | 28570.0807 | 11930 | 8845.5395 | 17.01% | 80.4% | 82.06% | 89.26% | 56.85% | 23.74% | 17.6% |  | P-15104 | CA | Lebec | Kern | 1000 | Active Preliminary Permits | New off-stream | 3 | New off-stream | 3 | Ground Water (Low Prioritization) | 3 | Bailey 220 kV
0 | 0 | Nacimiento Pumped Storage | 1 | 1 | 2 | 1 | 2 | 1 | 1 | 50257.207 | 20740.3809 | 1370.9758 | 27986.8203 | 2617.3489 | 30677.1529 | 1720 |  | 41.27% | 2.728% | 55.69% | 5.208% | 61.04% | 3.422% | 0% |  | P-15269 | CA | Oak Shores | San Luis Obispo | 1500 | Active Preliminary Permits | Existing on-stream | 2 | New off-stream | 3 | Existing on-stream reservoir | 2 | Templeton 230 kV
0 | 0 | Twitchell Pumped Storage | 1 | 1 | 1 | 1 | 2 | 2 | 1 | 50257.207 | 859.6131 | 636.7851 | 1910.5011 | 636.1804 | 31548.9614 | 35177 | 19741.8729 | 1.71% | 1.267% | 3.801% | 1.266% | 62.77% | 69.99% | 39.28% |  | P-15271 | CA | Santa Maria | San Luis Obispo, Santa Barbara | 600 | Active Preliminary Permits | Existing on-stream | 2 | New off-stream | 3 | Existing on-stream reservoir | 2 | Mesa 230 kV
0 | 0 | Whale Rock Pumped Storage | 1 | 1 | 3 | 1 | 2 | 4 | 1 | 50257.207 | 432 | 16284.338 | 37711.685 | 18309.3468 | 29308.2152 | 46733 |  | 0.8596% | 32.4% | 75.04% | 36.43% | 58.32% | 92.99% | 0% |  | P-15272 | CA | Cayucos | San Luis Obispo | 600 | Active Preliminary Permits | Existing off-stream | 1 | New off-stream | 3 | Existing off-stream reservoir | 1 | New sub (Morro-Solar or Morro-Diablo 230 kV)
0 | 0 | Vandenberg Pumped Storage | 1 | 1 | 2 | 1 | 2 | 1 | 1 | 50257.207 | 6.0471 | 1504.2202 | 29985.7016 | 14678.3929 | 30064.0963 | 10426 | 8617.4616 | 0.01203% | 2.993% | 59.66% | 29.21% | 59.82% | 20.75% | 17.15% |  | P-15284 | CA | Vandenburg | Santa Barbara | 1351 | Pending Preliminary Permits | Ocean | 4 | New off-stream | 3 | Ocean | 5 | Lompoc Substation
0 | 0 | Haiwee Pumped Storage | 5 | 2 | 1 | 1 | 3 | 1 | 1 | 50257.207 | 49067.0195 | 27547.1112 | 17454.3178 | 23649.6795 | 36672.1857 |  |  | 97.63% | 54.81% | 34.73% | 47.06% | 72.97% | 0% | 0% |  | P-15307 | CA | Olancha | Inyo | 1600 | Pending Preliminary Permits | Existing on-stream | 2 | New off-stream | 3 | Existing on-stream reservoir | 2 | Windhub
0 | 0 | MQR Pumped Storage | 1 | 3 | 3 | 3 | 1 | 5 | 5 | 50257.207 | 6735.166 | 42484.5306 | 44327.8994 | 40884.3608 | 19386.2811 | 50259 | 50258.3482 | 13.4% | 84.53% | 88.2% | 81.35% | 38.57% | 100% | 100% |  | P-15312 | CA | Tracy | Alameda | 280 | Active Preliminary Permits | New off-stream | 3 | New off-stream | 3 | Existing off-stream reservoir | 1 | Tesla 230 kV
0 | 0 | Salt Springs Pumped Storage | 1 | 1 | 1 | 1 | 2 | 1 | 1 | 50257.207 | 12535.5303 | 4800 | 1600 | 8000 | 34055 | 10368 | 18507 | 24.94% | 9.551% | 3.184% | 15.92% | 67.76% | 20.63% | 36.82% | Overlap in 5-mile buffer of Mokulumne | P-15343 | CA | Mokelumne Hill | Calaveras | 2000 | Pending Preliminary Permits | Existing on-stream | 2 | New off-stream | 3 | Existing on-stream reservoir | 2 | Bellota 230 kV
0 | 0 | Isabella Pumped Storage | 1 | 2 | 1 | 3 | 2 | 1 | 1 | 50257.207 | 18722 | 28658 | 840 | 36195 | 28802 |  | 3099 | 37.25% | 57.02% | 1.671% | 72.02% | 57.31% | 0% | 6.166% | Average of CEC analysis of (alt 1&2) and (alt 3) | P-15306 | CA | Lake Isabella | Kern | 2000 | Pending Preliminary Permits | Existing on-stream | 2 | New off-stream | 3 | Existing on-stream reservoir | 2 | Magunden 115 kV
500 | 500 | Maxwell Pumped Storage | 1 | 1 | 2 | 1 | 1 | 1 | 1 | 50257.207 | 12686.1416 | 18535.9996 | 29214.3195 | 18440.4436 | 22407.6069 |  |  | 25.24% | 36.88% | 58.13% | 36.69% | 44.59% | 0% | 0% |  | P-15345 | CA | Rosamond | Kern | 3600 | Pending Preliminary Permits | Brownfield | 2 | New off-stream | 3 | Existing off-stream reservoir | 1 | Whirlwind

## EnvScreens_Reconciliation
Resources that need to be added or excluded in the land-use analyis
|  |  | Resources in Baseline that need to be included in Land-Screens Analysis |  |  |  | Resources in portfolio that need to be excluded from Land-Screens Analysis
CAISO Study Area | Substation | Voltage | Wind | Solar | Geothermal | Has Res | Wind | Solar | Geothermal | Has Res
PG&E KERN | 7th Standard | 115 | 0 | 0 | 0 |  | 0 | 0
SCE Metro | Alamitos | 230 | 0 | 0 | 0 |  | 0 | 0
SCE Eastern | Alberhill | 115 | 0 | 0 | 0 |  | 0 | 0
SCE Eastern | Alberhill | 500 | 0 | 0 | 0 |  | 0 | 0
PG&E GBA | Alhambra | 115 | 0 | 0 | 0 |  | 0 | 0
PG&E FRESNO | Alpaugh | 115 | 0 | 0 | 0 |  | 0 | 0
SDGE | Alpine | 69 | 0 | 0 | 0 |  | 0 | 0
PG&E GBA | Altamont Midway (Sandhill) | 230 | 0 | 0 | 0 |  | 0 | 0
SCE Northern | Antelope | 66 | 0 | 0 | 0 |  | 0 | 0
SCE Northern | Antelope | 230 | 0 | 131 | 0 |  | 0 | 0
SCE Northern | Antelope | 500 | 0 | 0 | 0 |  | 0 | 0
PG&E NGBA | Arcata | 60 | 0 | 0 | 0 |  | 0 | 0
PG&E KERN | Arco | 230 | 0 | 65 | 0 |  | 0 | 0
PG&E KERN | Arco | 70 | 0 | 60 | 0 |  | 0 | 0
SCE Metro | ArcoGen | 230 | 0 | 0 | 0 |  | 0 | 0
SDGE | Artesian | 230 | 0 | 0 | 0 |  | 0 | 0
SDGE | Artesian | 69 | 0 | 0 | 0 |  | 0 | 0
PG&E FRESNO | Ashlan | 230 | 0 | 0 | 0 |  | 0 | 0
PG&E NGBA | Atlantic | 115 | 0 | 0 | 0 |  | 0 | 0
PG&E NGBA | Atlantic | 230 | 0 | 0 | 0 |  | 0 | 0
PG&E NGBA | Atlantic | 60 | 0 | 0 | 0 |  | 0 | 0
PG&E FRESNO | Atwater | 115 | 0 | 0 | 0 |  | 0 | 0
PG&E GBA | Avena | 115 | 0 | 0 | 0 |  | 0 | 0
SDGE | Avocado | 69 | 0 | 0 | 0 |  | 0 | 0
PG&E NGBA | Bahia | 230 | 0 | 0 | 0 |  | 0 | 0
SCE Northern | Bailey | 230 | 0 | 0 | 0 |  | 0 | 0
SCE NOL | Baker | 115 | 0 | 0 | 0 |  | 0 | 0
PG&E KERN | Bakersfield | 230 | 0 | 0 | 0 |  | 0 | 0
PG&E FRESNO | Balch | 230 | 0 | 0 | 0 |  | 0 | 0
SCE Eastern | Bannister | 230 | 0 | 0 | 0 |  | 0 | 0
SCE Metro | Barre | 230 | 0 | 10 | 0 |  | 0 | 10
SDGE | Bay Boulevard | 69 | 0 | 0 | 0 |  | 0 | 0
SDGE | Bay Boulevard | 230 | 0 | 0 | 0 |  | 0 | 0
SCE EOP | Beatty | 138 | 0 | 0 | 0 |  | 0 | 0
SCE EOP | Beatty | 230 | 0 | 0 | 0 |  | 0 | 0
PG&E NGBA | Belden | 230 | 0 | 0 | 0 |  | 0 | 0
PG&E NGBA | Bell | 115 | 0 | 0 | 0 |  | 0 | 0
PG&E NGBA | Bellevue | 115 | 0 | 0 | 0 |  | 0 | 0
PG&E GBA | Bellota | 115 | 0 | 0 | 0 |  | 0 | 0
PG&E GBA | Bellota | 230 | 0 | 0 | 0 |  | 0 | 0
SCE Northern | Big Creek | 230 | 0 | 0 | 0 |  | 0 | 0
PG&E FRESNO | Biola | 70 | 0 | 0 | 0 |  | 0 | 0
PG&E GBA | Birds Landing | 230 | 0 | 0 | 0 |  | 0 | 0
SCE Northern | Bliss | 66 | 0 | 0 | 0 |  | 0 | 0
SCE Eastern | Blythe | 161 | 0 | 0 | 0 |  | 0 | 0
PG&E NGBA | Bogue | 115 | 0 | 0 | 0 |  | 0 | 0
PG&E FRESNO | Borden | 230 | 0 | 0 | 0 |  | 0 | 0
PG&E FRESNO | Borden | 70 | 0 | 0 | 0 |  | 0 | 0
SDGE | Boulevard East | 138 | 0 | 0 | 0 |  | 0 | 0
SDGE | Boulevard East | 69 | 0 | 0 | 0 |  | 0 | 0
PG&E GBA | Brentwood | 230 | 0 | 0 | 0 |  | 0 | 0
PG&E NGBA | Bridgeville | 115 | 0 | 0 | 0 |  | 0 | 0
PG&E NGBA | Brighton | 115 | 0 | 0 | 0 |  | 0 | 0
PG&E NGBA | Brighton | 230 | 0 | 0 | 0 |  | 0 | 0
PG&E NGBA | Brunswick | 115 | 0 | 0 | 0 |  | 0 | 0
PG&E NGBA | Bucks Creek | 230 | 0 | 0 | 0 |  | 0 | 0
PG&E KERN | Buena Vista | 230 | 0 | 0 | 0 |  | 0 | 0
PG&E FRESNO | Bullard | 115 | 0 | 0 | 0 |  | 0 | 0
PG&E GBA | Burlingame | 115 | 0 | 0 | 0 |  | 0 | 0
PG&E NGBA | Burney Forest | 230 | 0 | 0 | 0 |  | 0 | 0
PG&E NGBA | Butte | 115 | 0 | 0 | 0 |  | 0 | 0
PG&E KERN | Cabrillo | 115 | 91.2 | 0 | 0 |  | 0 | 0
PG&E FRESNO | Cal Flats | 230 | 0 | 0 | 0 |  | 0 | 0
SCE NOL | Calcite | 230 | 0 | 0 | 0 |  | 0 | 0
PG&E KERN | Caliente | 230 | 0 | 0 | 0 |  | 0 | 0
PG&E FRESNO | California Ave | 115 | 0 | 0 | 0 |  | 0 | 0
PG&E KERN | Callender | 115 | 0 | 0 | 0 |  | 0 | 0
PG&E NGBA | Calpella | 115 | 0 | 0 | 0 |  | 0 | 0
PG&E GBA | Camanche | 230 | 0 | 0 | 0 |  | 0 | 0
SDGE | Cameron | 69 | 0 | 0 | 0 |  | 0 | 0
SDGE | Cannon | 69 | 0 | 0 | 0 |  | 0 | 0
PG&E FRESNO | Cantua | 115 | 0 | 0 | 0 |  | 0 | 0
SDGE | Capistrano | 138 | 0 | 0 | 0 |  | 0 | 0
SDGE | Capistrano | 230 | 0 | 0 | 0 |  | 0 | 0
PG&E NGBA | Carberry | 230 | 0 | 0 | 0 |  | 0 | 0
SCE Eastern | Cardiff | 66 | 0 | 0 | 0 |  | 0 | 0
PG&E NGBA | Caribou | 60 | 0 | 0 | 0 |  | 0 | 0
PG&E NGBA | Caribou | 115 | 0 | 0 | 0 |  | 0 | 0
PG&E NGBA | Caribou | 230 | 0 | 0 | 0 |  | 0 | 0
SCE EOP | Carpenter Canyon (fka Gamebird) | 138 | 0 | 0 | 0 |  | 0 | 0
SCE EOP | Carpenter Canyon (fka Gamebird) | 230 | 0 | 0 | 0 |  | 0 | 0
PG&E NGBA | Carquinez | 115 | 0 | 0 | 0 |  | 0 | 0
SDGE | Carrizo Gorge | 138 | 0 | 0 | 0 |  | 0 | 0
PG&E KERN | Carrizo Plains | 115 | 0 | 0 | 0 |  | 0 | 0
PG&E KERN | Casaloma | 230 | 0 | 0 | 0 |  | 0 | 0
PG&E GBA | Castro Valley | 230 | 0 | 0 | 0 |  | 0 | 0
PG&E GBA | Cayetano | 230 | 0 | 0 | 0 |  | 0 | 0
SCE Metro | Center | 230 | 0 | 0 | 0 |  | 0 | 0
PG&E KERN | Charca | 115 | 0 | 0 | 0 |  | 0 | 0
SCE EOP | Charleston | 138 | 0 | 0 | 0 |  | 0 | 0
SCE Metro | Chevmain | 230 | 0 | 0 | 0 |  | 0 | 0
SDGE | Chicarita | 138 | 0 | 0 | 0 |  | 0 | 0
SCE Metro | Chino | 230 | 0 | 0 | 0 |  | 0 | 0
PG&E FRESNO | Chowchilla | 115 | 0 | 0 | 0 |  | 0 | 0
PG&E GBA | Christie | 60 | 0 | 0 | 0 |  | 0 | 0
PG&E GBA | Christie | 115 | 0 | 0 | 0 |  | 0 | 0
SCE Eastern | Cielo Azul | 500 | 0 | 0 | 0 |  | 0 | 0
PG&E GBA | Clay | 60 | 0 | 0 | 0 |  | 0 | 0
PG&E GBA | Clayton | 115 | 0 | 0 | 0 |  | 0 | 0
PG&E NGBA | Cloverdale | 115 | 0 | 0 | 25 |  | 0 | 0
PG&E FRESNO | Clovis | 115 | 0 | 0 | 0 |  | 0 | 0
PG&E GBA | Coburn | 230 | 0 | 0 | 0 |  | 0 | 0
PG&E GBA | Coburn | 60 | 0 | 0 | 0 |  | 0 | 0
PG&E NGBA | Colgate | 230 | 0 | 0 | 0 |  | 0 | 0
PG&E GBA | Collierville | 230 | 0 | 0 | 0 |  | 0 | 0
PG&E GBA | Collinsville | 230 | 0 | 0 | 0 |  | 0 | 0
PG&E GBA | Collinsville | 500 | 0 | 0 | 0 |  | 0 | 0
SCE Eastern | Colorado River | 230 | 0 | 133 | 0 |  | 0 | 0
SCE Eastern | Colorado River | 500 | 0 | 0 | 0 |  | 0 | 0
PG&E KERN | Columbus | 115 | 0 | 0 | 0 |  | 0 | 0
PG&E GBA | Contra Costa | 115 | 0 | 0 | 0 |  | 0 | 0
PG&E GBA | Contra Costa | 230 | 0 | 0 | 0 |  | 0 | 0
PG&E GBA | Contra Costa PP | 230 | 0 | 0 | 0 |  | 0 | 0
SCE NOL | Control | 115 | 0 | 0 | 44 |  | 0 | 0
SCE NOL | Control | 55 | 0 | 0 | 0 |  | 0 | 0
PG&E GBA | Cooley Landing | 115 | 0 | 0 | 0 |  | 0 | 0
PG&E GBA | Cooley Landing | 60 | 0 | 0 | 0 |  | 0 | 0
SCE NOL | Coolwater | 230 | 0 | 0 | 0 |  | 0 | 0
SCE NOL | Coolwater | 115 | 0 | 0 | 0 |  | 0 | 0
PG&E KERN | Copus | 70 | 0 | 0 | 0 |  | 0 | 0
PG&E FRESNO | Corcoran | 70 | 0 | 0 | 0 |  | 0 | 0
PG&E FRESNO | Corcoran | 115 | 0 | 0 | 0 |  | 0 | 0
PG&E NGBA | Corona | 115 | 0 | 0 | 0 |  | 0 | 0
PG&E NGBA | Cortina | 230 | 0 | 0 | 0 |  | 0 | 0
PG&E NGBA | Cortina | 115 | 0 | 0 | 0 |  | 0 | 0
PG&E GBA | Cottle | 230 | 0 | 0 | 0 |  | 0 | 0
PG&E NGBA | Cottonwood | 115 | 0 | 0 | 0 |  | 0 | 0
PG&E NGBA | Cottonwood | 230 | 0 | 0 | 0 |  | 0 | 0
PG&E NGBA | Cottonwood | 60 | 0 | 0 | 0 |  | 0 | 0
PG&E NGBA | Cove Road | 230 | 0 | 0 | 0 |  | 0 | 0
PG&E GBA | Coyote | 230 | 0 | 0 | 0 |  | 0 | 0
PG&E GBA | Crazy Horse Canyon | 115 | 0 | 0 | 0 |  | 0 | 0
SDGE | Creelman | 69 | 0 | 0 | 0 |  | 0 | 0
PG&E FRESNO | Crescent | 70 | 0 | 0 | 0 |  | 0 | 0
PG&E FRESNO | Cressey | 115 | 0 | 0 | 0 |  | 0 | 0
PG&E NGBA | Cresta | 230 | 0 | 0 | 0 |  | 0 | 0
SDGE | Crestwood | 69 | 0 | 0 | 0 |  | 0 | 0
PG&E GBA | Crow Creek | 60 | 0 | 20.3 | 0 |  | 0 | 0
PG&E GBA | Crows Landing | 60 | 0 | 0 | 0 |  | 0 | 0
PG&E GBA | Curtis | 115 | 0 | 0 | 0 |  | 0 | 0
PG&E FRESNO | Dairyland | 115 | 0 | 0 | 0 |  | 0 | 0
PG&E NGBA | Davis | 115 | 0 | 0 | 0 |  | 0 | 0
SCE Metro | Del Amo | 500 | 0 | 0 | 0 |  | 0 | 0
SCE Metro | Del Amo | 230 | 0 | 10 | 0 |  | 0 | 0
SCE Eastern | Delaney | 500 | 0 | 0 | 0 |  | 0 | 0
PG&E NGBA | Delevan | 230 | 0 | 0 | 0 |  | 0 | 0
PG&E GBA | Delta PP | 230 | 0 | 0 | 0 |  | 0 | 0
SCE EOP | Desert View | 230 | 0 | 0 | 0 |  | 0 | 0
SCE Eastern | Devers | 230 | 0 | 0 | 0 |  | 0 | 0
SCE Eastern | Devers | 500 | 0 | 0 | 0 |  | 0 | 0
PG&E KERN | Diablo Canyon | 230 | 0 | 0 | 0 |  | 0 | 0
PG&E KERN | Diablo Canyon | 500 | 0 | 0 | 0 |  | 0 | 0
PG&E KERN | Divide | 115 | 0 | 0 | 0 |  | 0 | 0
PG&E GBA | Dixon Landing | 115 | 0 | 0 | 0 |  | 0 | 0
PG&E FRESNO | Dos Amigos | 230 | 0 | 0 | 0 |  | 0 | 0
PG&E NGBA | Drum | 115 | 0 | 0 | 0 |  | 0 | 0
PG&E GBA | Dumbarton | 115 | 0 | 0 | 0 |  | 0 | 0
SCE NOL | Dunn Siding | 115 | 0 | 0 | 0 |  | 0 | 0
SCE Eastern | Eagle Mountain | 230 | 0 | 0 | 0 |  | 0 | 0
PG&E NGBA | Eagle Rock (PGE) | 60 | 0 | 0 | 0 |  | 0 | 0
PG&E NGBA | Eagle Rock (PGE) | 115 | 0 | 0 | 0 |  | 0 | 0
SCE Metro | Eagle Rock (SCE) | 230 | 0 | 0 | 0 |  | 0 | 0
PG&E NGBA | East Marysville | 115 | 0 | 0 | 0 |  | 0 | 0
PG&E NGBA | East Nicolaus | 115 | 0 | 0 | 0 |  | 0 | 0
PG&E NGBA | East Nicolaus | 60 | 0 | 0 | 0 |  | 0 | 0
PG&E GBA | Eastshore | 115 | 0 | 0 | 0 |  | 0 | 0
PG&E GBA | Eastshore | 230 | 0 | 0 | 0 |  | 0 | 0
SDGE | ECO | 138 | 0 | 0 | 0 |  | 0 | 0
SDGE | ECO | 230 | 0 | 0 | 0 |  | 0 | 0
SDGE | ECO | 500 | 0 | 0 | 0 |  | 0 | 0
PG&E GBA | Edenvale | 115 | 0 | 0 | 0 |  | 0 | 0
PG&E GBA | Edes | 115 | 0 | 0 | 0 |  | 0 | 0
PG&E GBA | Eight Mile | 230 | 0 | 0 | 0 |  | 0 | 0
SDGE | El Cajon | 69 | 0 | 0 | 0 |  | 0 | 0
SCE Eastern | El Casco | 230 | 0 | 0 | 0 |  | 0 | 0
PG&E GBA | El Cerrito G | 115 | 0 | 0 | 0 |  | 0 | 0
PG&E NGBA | El Dorado PH | 115 | 0 | 0 | 0 |  | 0 | 0
PG&E FRESNO | El Nido (PGE) | 115 | 0 | 0 | 0 |  | 0 | 0
SCE Metro | El Nido (SCE) | 230 | 0 | 0 | 0 |  | 0 | 0
PG&E GBA | El Patio | 115 | 0 | 0 | 0 |  | 0 | 0
SCE Metro | El Segundo | 230 | 0 | 0 | 0 |  | 0 | 0
SCE EOP | Eldorado | 230 | 0 | 0 | 83 |  | 0 | 0
SCE EOP | Eldorado | 500 | 0 | 0 | 0 |  | 0 | 0
SCE Northern | Elizabeth Lake | 66 | 0 | 0 | 0 |  | 0 | 0
PG&E KERN | Elk Hills | 230 | 0 | 0 | 0 |  | 0 | 0
SDGE | Elliot | 69 | 0 | 0 | 0 |  | 0 | 0
SCE Metro | Ellis | 230 | 0 | 0 | 0 |  | 0 | 0
SDGE | Encina | 138 | 0 | 0 | 0 |  | 0 | 0
SDGE | Encina | 230 | 0 | 0 | 0 |  | 0 | 0
SDGE | Escondido | 230 | 0 | 0 | 0 |  | 0 | 0
SDGE | Escondido | 69 | 0 | 0 | 0 |  | 0 | 0
PG&E KERN | Estrella | 230 | 0 | 0 | 0 |  | 0 | 0
SCE Eastern | Etiwanda | 230 | 0 | 0 | 0 |  | 0 | 0
PG&E GBA | Evergreen | 115 | 0 | 0 | 0 |  | 0 | 0
PG&E GBA | Evergreen | 60 | 0 | 0 | 0 |  | 0 | 0
PG&E FRESNO | Excelsior | 115 | 0 | 0 | 0 |  | 0 | 0
PG&E FRESNO | Exchequer | 115 | 0 | 0 | 0 |  | 0 | 0
PG&E KERN | Fairway | 115 | 0 | 0 | 0 |  | 0 | 0
PG&E KERN | Famoso | 115 | 0 | 0 | 0 |  | 0 | 0
PG&E NGBA | Fern Road | 500 | 0 | 0 | 0 |  | 0 | 0
PG&E GBA | Fibreboard (SPI Sonora) | 115 | 0 | 0 | 0 |  | 0 | 0
PG&E FRESNO | Figarden | 230 | 0 | 0 | 0 |  | 0 | 0
PG&E FRESNO | Fink | 230 | 0 | 50 | 0 |  | 0 | 0
PG&E NGBA | Fitch Mountain | 60 | 0 | 0 | 0 |  | 0 | 0
PG&E GBA | FMC | 115 | 0 | 0 | 0 |  | 0 | 0
PG&E GBA | Fremont | 115 | 0 | 0 | 0 |  | 0 | 0
PG&E GBA | French Camp | 60 | 0 | 0 | 0 |  | 0 | 0
PG&E GBA | Frogtown | 115 | 0 | 0 | 0 |  | 0 | 0
PG&E NGBA | Fulton | 115 | 0 | 0 | 0 |  | 0 | 0
PG&E NGBA | Fulton | 230 | 0 | 0 | 0 |  | 0 | 0
PG&E NGBA | Fulton | 60 | 0 | 0 | 0 |  | 0 | 0
PG&E KERN | Ganso | 115 | 0 | 0 | 0 |  | 0 | 0
PG&E FRESNO | Gates | 230 | 0 | 0 | 0 |  | 0 | 0
PG&E FRESNO | Gates | 500 | 0 | 0 | 0 |  | 0 | 0
PG&E NGBA | Geysers 12 | 230 | 0 | 0 | 0 |  | 0 | 0
PG&E NGBA | Geysers 17 | 230 | 0 | 0 | 0 |  | 0 | 0
PG&E NGBA | Geysers 3 | 115 | 0 | 0 | 0 |  | 0 | 0
PG&E NGBA | Glenn | 230 | 0 | 0 | 0 |  | 0 | 0
PG&E NGBA | Glenn | 60 | 0 | 0 | 0 |  | 0 | 0
PG&E NGBA | Gold Hill | 115 | 0 | 0 | 0 |  | 0 | 0
PG&E NGBA | Gold Hill | 230 | 0 | 0 | 0 |  | 0 | 0
SCE Northern | Goleta | 230 | 0 | 0 | 0 |  | 0 | 0
SCE Metro | Goodrich | 230 | 0 | 0 | 0 |  | 0 | 0
PG&E KERN | Goose Lake | 115 | 0 | 0 | 0 |  | 0 | 0
SCE Metro | Gould | 230 | 0 | 0 | 0 |  | 0 | 0
PG&E NGBA | Grand Island | 115 | 0 | 0 | 0 |  | 0 | 0
SDGE | Granite | 69 | 0 | 0 | 0 |  | 0 | 0
PG&E GBA | Grant | 115 | 0 | 0 | 0 |  | 0 | 0
PG&E GBA | Green Valley | 115 | 0 | 0 | 0 |  | 0 | 0
PG&E NGBA | Greenleaf 1 | 115 | 0 | 0 | 0 |  | 0 | 0
PG&E FRESNO | Gregg | 230 | 0 | 0 | 0 |  | 0 | 0
PG&E FRESNO | Grimmway-Malaga | 115 | 0 | 0 | 0 |  | 0 | 0
PG&E NGBA | Grizzly | 230 | 0 | 0 | 0 |  | 0 | 0
PG&E FRESNO | Guernsey | 70 | 0 | 0 | 0 |  | 0 | 0
PG&E FRESNO | GWF Hanford | 115 | 0 | 0 | 0 |  | 0 | 0
PG&E FRESNO | Haas | 230 | 0 | 0 | 0 |  | 0 | 0
PG&E FRESNO | Hammonds | 115 | 0 | 0 | 0 |  | 0 | 0
SCE Metro | HarborGen | 230 | 0 | 0 | 0 |  | 0 | 0
PG&E NGBA | Harris | 60 | 0 | 0 | 0 |  | 0 | 0
SCE EOP | Harry Allen | 500 | 0 | 0 | 0 |  | 0 | 0
PG&E NGBA | Hartley | 60 | 0 | 0 | 0 |  | 0 | 0
SCE NOL | Harvard | 115 | 0 | 0 | 0 |  | 0 | 0
SDGE | Hassayampa | 500 | 0 | 0 | 0 |  | 0 | 0
PG&E FRESNO | Helm | 230 | 0 | 0 | 0 |  | 0 | 0
PG&E FRESNO | Helm | 70 | 0 | 0 | 0 |  | 0 | 0
PG&E FRESNO | Henrietta | 115 | 0 | 0 | 0 |  | 0 | 0
PG&E FRESNO | Henrietta | 230 | 0 | 20 | 0 |  | 0 | 0
PG&E FRESNO | Henrietta | 70 | 0 | 0 | 0 |  | 0 | 0
PG&E FRESNO | Herndon | 115 | 0 | 0 | 0 |  | 0 | 0
PG&E FRESNO | Herndon | 230 | 0 | 0 | 0 |  | 0 | 0
PG&E GBA | Hicks | 230 | 0 | 0 | 0 |  | 0 | 0
PG&E NGBA | Higgins | 115 | 0 | 0 | 0 |  | 0 | 0
PG&E NGBA | Hilltop | 345 | 0 | 0 | 0 |  | 0 | 0
SCE Metro | Hinson | 230 | 0 | 0 | 0 |  | 0 | 0
PG&E GBA | Hollister | 115 | 0 | 0 | 0 |  | 0 | 0
PG&E NGBA | Homestake | 115 | 0 | 0 | 0 |  | 0 | 0
PG&E NGBA | Honcut | 115 | 0 | 0 | 0 |  | 0 | 0
SDGE | Hoodoo Wash | 500 | 0 | 0 | 0 |  | 0 | 0
PG&E NGBA | Hopland | 115 | 0 | 0 | 0 |  | 0 | 0
PG&E NGBA | Hopland | 60 | 0 | 0 | 0 |  | 0 | 0
PG&E NGBA | Humboldt | 115 | 0 | 0 | 0 |  | 0 | 0
PG&E NGBA | Humboldt | 60 | 0 | 0 | 0 |  | 0 | 0
PG&E NGBA | Humboldt | 500 | 0 | 0 | 0 |  | 0 | 0
SCE Metro | Huntington Beach | 230 | 0 | 0 | 0 |  | 0 | 0
PG&E NGBA | Ignacio | 115 | 0 | 0 | 0 |  | 0 | 0
PG&E NGBA | Ignacio | 230 | 0 | 0 | 0 |  | 0 | 0
PG&E NGBA | Ignacio | 60 | 0 | 0 | 0 |  | 0 | 0
SDGE | Imperial Beach | 69 | 0 | 0 | 0 |  | 0 | 0
SDGE | Imperial Valley | 230 | 0 | 0 | 25 |  | 0 | 0
SDGE | Imperial Valley | 500 | 0 | 0 | 0 |  | 0 | 0
SCE EOP | Innovation | 138 | 0 | 0 | 0 |  | 0 | 0
SCE EOP | Innovation | 230 | 0 | 0 | 0 |  | 0 | 0
SCE NOL | Inyokern | 115 | 0 | 0 | 0 |  | 0 | 0
SCE EOP | IS Tap | 138 | 0 | 0 | 0 |  | 0 | 0
SCE EOP | Ivanpah | 115 | 0 | 0 | 0 |  | 0 | 0
SCE EOP | Ivanpah | 230 | 0 | 0 | 0 |  | 0 | 0
SCE EOP | Jackass (DOE) | 138 | 0 | 0 | 0 |  | 0 | 0
PG&E NGBA | James B Black | 230 | 0 | 0 | 0 |  | 0 | 0
PG&E GBA | Jefferson | 230 | 0 | 0 | 0 |  | 0 | 0
PG&E NGBA | Jessup | 115 | 0 | 0 | 0 |  | 0 | 0
SCE Metro | Johanna | 230 | 0 | 0 | 0 |  | 0 | 0
SCE Eastern | Julian Hinds | 230 | 0 | 0 | 0 |  | 0 | 0
PG&E GBA | Kasson | 115 | 0 | 0 | 0 |  | 0 | 0
PG&E GBA | Kasson | 60 | 0 | 0 | 0 |  | 0 | 0
PG&E FRESNO | Kearney | 230 | 0 | 0 | 0 |  | 0 | 0
PG&E FRESNO | Kearney | 70 | 0 | 0 | 0 |  | 0 | 0
PG&E GBA | Kelso | 230 | 0 | 0 | 0 |  | 0 | 0
PG&E FRESNO | Kerchoff 1 | 115 | 0 | 0 | 0 |  | 0 | 0
PG&E KERN | Kern Oil | 115 | 0 | 0 | 0 |  | 0 | 0
PG&E KERN | Kern PP | 115 | 0 | 0 | 0 |  | 0 | 0
PG&E KERN | Kern PP | 230 | 0 | 0 | 0 |  | 0 | 0
PG&E KERN | Kern PP | 70 | 0 | 0 | 0 |  | 0 | 0
PG&E KERN | Kernridge | 115 | 0 | 0 | 0 |  | 0 | 0
PG&E FRESNO | Kingsburg | 115 | 0 | 0 | 0 |  | 0 | 0
PG&E GBA | Kirker | 115 | 0 | 0 | 0 |  | 0 | 0
PG&E NGBA | Knights Landing | 115 | 0 | 0 | 0 |  | 0 | 0
PG&E NGBA | Konocti | 60 | 0 | 0 | 0 |  | 0 | 0
SCE NOL | Kramer | 115 | 0 | 0 | 0 |  | 0 | 0
SCE NOL | Kramer | 230 | 0 | 615 | 0 |  | 0 | 75
SCE Metro | La Cienega | 230 | 0 | 0 | 0 |  | 0 | 0
SCE Metro | La Fresa | 230 | 0 | 0 | 0 |  | 0 | 0
SCE Metro | Laguna Bell | 230 | 0 | 0 | 0 |  | 0 | 0
PG&E KERN | Lakeview | 70 | 0 | 0 | 0 |  | 0 | 0
PG&E NGBA | Lakeville | 230 | 0 | 0 | 0 |  | 0 | 0
PG&E NGBA | Lakeville | 60 | 0 | 0 | 0 |  | 0 | 0
PG&E NGBA | Lakeville | 115 | 0 | 0 | 0 |  | 0 | 0
PG&E GBA | Lakewood | 115 | 0 | 0 | 0 |  | 0 | 0
PG&E NGBA | Lambie | 230 | 0 | 0 | 0 |  | 0 | 0
PG&E GBA | Lammers | 115 | 0 | 0 | 0 |  | 0 | 0
PG&E KERN | Lamont | 115 | 0 | 0 | 0 |  | 0 | 0
PG&E FRESNO | Las Aguilas | 230 | 0 | 0 | 0 |  | 0 | 0
SCE EOP | Lathrop | 138 | 0 | 0 | 0 |  | 0 | 0
SCE EOP | Lathrop | 230 | 0 | 0 | 0 |  | 0 | 0
PG&E FRESNO | Le Grand | 115 | 0 | 0 | 0 |  | 0 | 0
PG&E FRESNO | Lemoore | 70 | 0 | 0 | 0 |  | 0 | 0
PG&E KERN | Lerdo | 115 | 0 | 0 | 0 |  | 0 | 0
SCE Metro | Lewis | 230 | 0 | 0 | 0 |  | 0 | 0
SCE Metro | Lighthipe | 230 | 0 | 0 | 0 |  | 0 | 0
SDGE | Lilac | 69 | 0 | 0 | 0 |  | 0 | 0
PG&E NGBA | Lincoln | 115 | 0 | 0 | 0 |  | 0 | 0
PG&E KERN | Live Oak | 115 | 0 | 0 | 0 |  | 0 | 0
PG&E GBA | Llagas | 115 | 0 | 0 | 0 |  | 0 | 0
PG&E GBA | Lockeford | 115 | 0 | 0 | 0 |  | 0 | 0
PG&E GBA | Lockeford | 230 | 0 | 0 | 0 |  | 0 | 0
PG&E GBA | Lockeford | 60 | 0 | 0 | 0 |  | 0 | 0
PG&E GBA | Lodi | 230 | 0 | 0 | 0 |  | 0 | 0
PG&E NGBA | Logan Creek | 230 | 0 | 0 | 0 |  | 0 | 0
PG&E GBA | Lone Tree | 230 | 0 | 0 | 0 |  | 0 | 0
PG&E FRESNO | Los Banos | 230 | 0 | 0 | 0 |  | 0 | 0
PG&E FRESNO | Los Banos | 500 | 0 | 0 | 0 |  | 0 | 0
SDGE | Los Coches | 138 | 0 | 0 | 0 |  | 0 | 0
SDGE | Los Coches | 69 | 0 | 0 | 0 |  | 0 | 0
PG&E GBA | Los Esteros | 115 | 0 | 0 | 0 |  | 0 | 0
PG&E GBA | Los Esteros | 230 | 0 | 0 | 0 |  | 0 | 0
PG&E GBA | Los Positas | 230 | 0 | 0 | 0 |  | 0 | 0
PG&E GBA | Los Positas | 60 | 0 | 0 | 0 |  | 0 | 0
SDGE | Loveland | 69 | 0 | 0 | 0 |  | 0 | 0
SCE NOL | Lugo | 230 | 0 | 0 | 0 |  | 0 | 0
SCE Metro | Lugo | 500 | 0 | 0 | 0 |  | 0 | 0
PG&E FRESNO | Madera | 70 | 0 | 0 | 0 |  | 0 | 0
PG&E NGBA | Madison | 115 | 0 | 0 | 0 |  | 0 | 0
PG&E KERN | Magunden | 115 | 0 | 0 | 0 |  | 0 | 0
SCE Northern | Magunden | 230 | 0 | 0 | 0 |  | 0 | 0
PG&E FRESNO | Malaga | 115 | 0 | 0 | 0 |  | 0 | 0
PG&E NGBA | Malin | 500 | 0 | 0 | 0 |  | 0 | 0
SCE Northern | Mandalay | 230 | 0 | 0 | 0 |  | 0 | 0
PG&E FRESNO | Manning | 230 | 0 | 0 | 0 |  | 0 | 0
PG&E FRESNO | Manning | 500 | 0 | 0 | 0 |  | 0 | 0
PG&E GBA | Manteca | 115 | 0 | 0 | 0 |  | 0 | 0
SDGE | Margarita | 138 | 0 | 0 | 0 |  | 0 | 0
PG&E GBA | Martin | 230 | 0 | 0 | 0 |  | 0 | 0
PG&E GBA | Martin | 115 | 0 | 0 | 0 |  | 0 | 0
PG&E GBA | Martinez | 115 | 0 | 0 | 0 |  | 0 | 0
PG&E FRESNO | Mc Mullin | 230 | 0 | 0 | 0 |  | 0 | 0
PG&E FRESNO | McCall | 115 | 0 | 0 | 0 |  | 0 | 0
PG&E FRESNO | McCall | 230 | 0 | 0 | 0 |  | 0 | 0
PG&E GBA | Meadow Lane | 115 | 0 | 0 | 0 |  | 0 | 0
PG&E GBA | Melones | 115 | 0 | 0 | 0 |  | 0 | 0
PG&E GBA | Melones | 230 | 0 | 0 | 0 |  | 0 | 0
SDGE | Melrose | 69 | 0 | 0 | 0 |  | 0 | 0
PG&E NGBA | Mendocino | 115 | 0 | 0 | 0 |  | 0 | 0
PG&E NGBA | Mendocino | 60 | 0 | 0 | 0 |  | 0 | 0
PG&E FRESNO | Mendota | 115 | 0 | 0 | 0 |  | 0 | 0
PG&E GBA | Menlo | 60 | 0 | 0 | 0 |  | 0 | 0
PG&E FRESNO | Merced | 115 | 0 | 0 | 0 |  | 0 | 0
SCE EOP | Mercury | 138 | 0 | 0 | 0 |  | 0 | 0
PG&E FRESNO | Mercy Springs | 70 | 0 | 0 | 0 |  | 0 | 0
PG&E NGBA | Meridian | 60 | 0 | 0 | 0 |  | 0 | 0
PG&E KERN | Mesa (PGE) | 115 | 0 | 0 | 0 |  | 0 | 0
PG&E KERN | Mesa (PGE) | 230 | 0 | 0 | 0 |  | 0 | 0
SCE Metro | Mesa (SCE) | 230 | 0 | 0 | 0 |  | 0 | 0
SCE Metro | Mesa (SCE) | 500 | 0 | 0 | 0 |  | 0 | 0
SDGE | Mesa Heights | 69 | 0 | 0 | 0 |  | 0 | 0
PG&E GBA | Metcalf | 115 | 0 | 0 | 0 |  | 0 | 0
PG&E GBA | Metcalf | 230 | 0 | 0 | 0 |  | 0 | 0
PG&E GBA | Metcalf | 500 | 0 | 0 | 0 |  | 0 | 0
PG&E KERN | Midway | 115 | 0 | 0 | 0 |  | 0 | 0
PG&E KERN | Midway | 230 | 0 | 0 | 0 |  | 0 | 0
PG&E KERN | Midway | 500 | 0 | 0 | 0 |  | 0 | 0
SDGE | Miguel | 230 | 0 | 0 | 0 |  | 0 | 0
SDGE | Miguel | 500 | 0 | 0 | 0 |  | 0 | 0
SDGE | Miguel | 69 | 0 | 0 | 0 |  | 0 | 0
PG&E GBA | Millbrae | 115 | 0 | 0 | 0 |  | 0 | 0
PG&E GBA | Miller | 115 | 0 | 0 | 0 |  | 0 | 0
SCE Metro | Mira Loma | 230 | 0 | 0 | 0 |  | 0 | 0
SCE Metro | Mira Loma | 500 | 0 | 0 | 0 |  | 0 | 0
SCE Eastern | Mirage | 115 | 0 | 0 | 0 |  | 0 | 0
SCE Eastern | Mirage | 230 | 0 | 0 | 25 |  | 0 | 0
SDGE | Mission | 138 | 0 | 0 | 0 |  | 0 | 0
SDGE | Mission | 230 | 0 | 0 | 0 |  | 0 | 0
SDGE | Mission | 69 | 0 | 0 | 0 |  | 0 | 0
PG&E GBA | Mi-Wuk | 115 | 0 | 0 | 0 |  | 0 | 0
SCE EOP | Mohave | 500 | 0 | 0 | 0 |  | 0 | 0
PG&E NGBA | Monroe | 115 | 0 | 0 | 0 |  | 0 | 0
SDGE | Monserate | 69 | 0 | 0 | 0 |  | 0 | 0
PG&E GBA | Monta Vista | 115 | 0 | 0 | 0 |  | 0 | 0
PG&E GBA | Monta Vista | 230 | 0 | 0 | 0 |  | 0 | 0
PG&E GBA | Monta Vista | 60 | 0 | 0 | 0 |  | 0 | 0
PG&E NGBA | Monticello | 115 | 0 | 0 | 0 |  | 0 | 0
SCE Northern | Moorpark | 230 | 0 | 0 | 0 |  | 0 | 0
SCE Northern | Moorpark | 66 | 0 | 0 | 0 |  | 0 | 0
PG&E GBA | Moraga | 115 | 0 | 0 | 0 |  | 0 | 0
PG&E GBA | Moraga | 230 | 0 | 0 | 0 |  | 0 | 0
PG&E GBA | Morgan Hill | 115 | 0 | 0 | 0 |  | 0 | 0
PG&E KERN | Morro Bay | 115 | 0 | 0 | 0 |  | 0 | 0
PG&E KERN | Morro Bay | 230 | 0 | 0 | 0 |  | 0 | 0
PG&E KERN | Morro Bay | 500 | 0 | 0 | 0 |  | 0 | 0
PG&E GBA | Moss Landing | 115 | 0 | 0 | 0 |  | 0 | 0
PG&E GBA | Moss Landing | 230 | 0 | 0 | 0 |  | 0 | 0
PG&E GBA | Moss Landing | 500 | 0 | 0 | 0 |  | 0 | 0
SCE EOP | Mountain Pass | 115 | 0 | 0 | 0 |  | 0 | 0
PG&E GBA | Mountain View | 115 | 0 | 0 | 0 |  | 0 | 0
PG&E GBA | Mt Eden | 115 | 0 | 0 | 0 |  | 0 | 0
PG&E KERN | Mt Poso | 115 | 0 | 0 | 0 |  | 0 | 0
SDGE | Murray | 69 | 0 | 0 | 0 |  | 0 | 0
PG&E FRESNO | Mustang | 230 | 0 | 0 | 0 |  | 0 | 106.5
SCE Northern | Neenach | 66 | 0 | 0 | 0 |  | 0 | 0
PG&E KERN | New Sub - Gates - Midway (Proposed) | 230 | 0 | 0 | 0 |  | 0 | 0
PG&E KERN | New Sub - Gates - Templeton (Proposed) | 230 | 0 | 0 | 0 |  | 0 | 0
SCE NOL | New Sub - Kramer - Lugo (Proposed) | 230 | 0 | 0 | 0 |  | 0 | 0
PG&E FRESNO | New Sub - Los Banos - Midway (Proposed) | 500 | 0 | 0 | 0 |  | 0 | 0
SCE NOL | New Sub - Lugo - Pisgah (Proposed) | 230 | 0 | 0 | 0 |  | 0 | 0
PG&E KERN | New Sub - Midway - Wheeler Ridge (Proposed) | 230 | 0 | 0 | 0 |  | 0 | 0
PG&E NGBA | New Sub - Near existing Leavitt (PSREC) | 138 | 0 | 0 | 0 |  | 0 | 0
PG&E NGBA | New Sub - Near existing Madeline (NVE) | 69 | 0 | 0 | 0 |  | 0 | 0
SDGE | New Sub - North Gila - IV (Proposed) | 500 | 0 | 0 | 0 |  | 0 | 0
PG&E NGBA | New Sub - Pit 1 - Cottonwood (Proposed) | 230 | 0 | 0 | 0 |  | 0 | 0
PG&E GBA | New Sub - Rancho Seco - Bellota (Proposed) | 230 | 0 | 0 | 0 |  | 0 | 0
SDGE | New Sub - Suncrest - Ocotillo (Proposed) | 500 | 0 | 0 | 0 |  | 0 | 0
PG&E FRESNO | New Sub - Westley - Quinto (Proposed) | 230 | 0 | 0 | 0 |  | 0 | 0
PG&E GBA | Newark | 115 | 0 | 0 | 0 |  | 0 | 0
PG&E GBA | Newark | 230 | 0 | 0 | 0 |  | 0 | 0
PG&E GBA | Newark | 60 | 0 | 0 | 0 |  | 0 | 0
PG&E FRESNO | Newhall | 115 | 0 | 0 | 0 |  | 0 | 0
PG&E KERN | Norco | 115 | 0 | 0 | 0 |  | 0 | 0
PG&E GBA | Nortech | 115 | 0 | 0 | 0 |  | 0 | 0
SDGE | North City Metering | 138 | 0 | 0 | 0 |  | 0 | 0
PG&E GBA | North Dublin | 230 | 0 | 0 | 0 |  | 0 | 0
SDGE | North Gila | 500 | 0 | 0 | 0 |  | 0 | 0
SCE Metro | North of SONGS | 230 | 0 | 0 | 0 |  | 0 | 0
SCE Metro | North of SONGS | 500 | 0 | 0 | 0 |  | 0 | 0
PG&E NGBA | Notre Dame | 115 | 0 | 0 | 0 |  | 0 | 0
PG&E GBA | Oakland C | 115 | 0 | 0 | 0 |  | 0 | 0
PG&E GBA | Oakland J | 115 | 0 | 0 | 0 |  | 0 | 0
PG&E GBA | Oakland L | 115 | 0 | 0 | 0 |  | 0 | 0
PG&E GBA | Oakland X | 115 | 0 | 0 | 0 |  | 0 | 0
SDGE | Ocean Ranch | 69 | 0 | 0 | 0 |  | 0 | 0
PG&E KERN | Oceano | 115 | 0 | 0 | 0 |  | 0 | 0
SDGE | Ocotillo Express | 500 | 0 | 0 | 0 |  | 0 | 0
PG&E KERN | Old River | 70 | 0 | 0 | 0 |  | 0 | 0
SDGE | Old Town | 230 | 0 | 0 | 0 |  | 0 | 0
SCE Metro | Olinda | 230 | 0 | 0 | 0 |  | 0 | 0
PG&E FRESNO | Olive | 115 | 0 | 0 | 0 |  | 0 | 0
PG&E NGBA | Olivehurst | 115 | 0 | 0 | 0 |  | 0 | 0
PG&E NGBA | Oregon Trail | 60 | 0 | 0 | 0 |  | 0 | 0
SCE Northern | Ormond Beach | 230 | 0 | 0 | 0 |  | 0 | 0
PG&E FRESNO | Oro Loma | 115 | 0 | 0 | 0 |  | 0 | 0
PG&E FRESNO | Oro Loma | 70 | 0 | 0 | 0 |  | 0 | 0
PG&E FRESNO | Orosi | 70 | 0 | 0 | 0 |  | 0 | 0
SDGE | Otay | 69 | 0 | 0 | 0 |  | 0 | 0
SDGE | Otay Mesa | 230 | 0 | 0 | 0 |  | 0 | 0
PG&E FRESNO | Padre Flats SW STA | 230 | 0 | 0 | 0 |  | 0 | 0
SCE EOP | Pahrump | 138 | 0 | 0 | 0 |  | 0 | 0
SCE EOP | Pahrump | 230 | 0 | 0 | 0 |  | 0 | 0
SDGE | Pala | 69 | 0 | 0 | 0 |  | 0 | 0
PG&E NGBA | Palermo | 115 | 0 | 0 | 0 |  | 0 | 0
PG&E NGBA | Palermo | 230 | 0 | 0 | 0 |  | 0 | 0
SCE Eastern | Palo Verde | 500 | 0 | 0 | 0 |  | 0 | 0
SDGE | Palomar Energy | 230 | 0 | 0 | 0 |  | 0 | 0
PG&E KERN | Panama | 70 | 0 | 0 | 0 |  | 0 | 0
PG&E FRESNO | Panoche | 115 | 0 | 0 | 0 |  | 0 | 0
PG&E FRESNO | Panoche | 230 | 0 | 0 | 0 |  | 0 | 0
SCE Northern | Pardee | 230 | 0 | 0 | 0 |  | 0 | 0
PG&E NGBA | Parkway | 230 | 0 | 0 | 0 |  | 0 | 0
SCE Northern | Pastoria | 230 | 0 | 0 | 0 |  | 0 | 0
SCE Metro | Pauda | 230 | 0 | 0 | 0 |  | 0 | 0
PG&E GBA | Paul Sweet | 115 | 0 | 0 | 0 |  | 0 | 0
PG&E NGBA | Peabody | 230 | 0 | 0 | 0 |  | 0 | 0
PG&E NGBA | Pease | 115 | 0 | 0 | 0 |  | 0 | 0
PG&E NGBA | Pease | 60 | 0 | 0 | 0 |  | 0 | 0
SDGE | Penasquitos | 138 | 0 | 0 | 0 |  | 0 | 0
SDGE | Penasquitos | 230 | 0 | 0 | 0 |  | 0 | 0
SDGE | Penasquitos | 69 | 0 | 0 | 0 |  | 0 | 0
SDGE | Pendleton | 69 | 0 | 0 | 0 |  | 0 | 0
PG&E NGBA | Penngrove | 115 | 0 | 0 | 0 |  | 0 | 0
PG&E GBA | Peoria | 115 | 0 | 0 | 0 |  | 0 | 0
PG&E GBA | Piercy | 115 | 0 | 0 | 0 |  | 0 | 0
PG&E FRESNO | Pine Flat | 230 | 0 | 0 | 0 |  | 0 | 0
SCE NOL | Pisgah | 230 | 0 | 0 | 0 |  | 0 | 0
PG&E NGBA | Pit 1 | 230 | 0 | 0 | 0 |  | 0 | 0
PG&E NGBA | Pit 1 | 60 | 0 | 0 | 0 |  | 0 | 0
PG&E NGBA | Pit 3 | 230 | 0 | 0 | 0 |  | 0 | 0
PG&E NGBA | Pit 4 | 230 | 0 | 0 | 0 |  | 0 | 0
PG&E GBA | Pittsburg | 115 | 0 | 0 | 0 |  | 0 | 0
PG&E GBA | Pittsburg | 230 | 0 | 0 | 0 |  | 0 | 0
PG&E NGBA | Pleasant Grove | 115 | 0 | 0 | 0 |  | 0 | 0
PG&E NGBA | POE | 230 | 0 | 0 | 0 |  | 0 | 0
SDGE | Point Loma | 69 | 0 | 0 | 0 |  | 0 | 0
SDGE | Pomerado | 69 | 0 | 0 | 0 |  | 0 | 0
PG&E KERN | Poso Mountain | 115 | 0 | 0 | 0 |  | 0 | 0
SCE EOP | Primm | 230 | 0 | 0 | 0 |  | 0 | 0
PG&E NGBA | Putah Creek | 115 | 0 | 0 | 0 |  | 0 | 3
SDGE | Q1806 | 138 | 0 | 0 | 0 |  | 0 | 0
PG&E FRESNO | Quinto | 230 | 0 | 0 | 0 |  | 0 | 0
PG&E GBA | Race Track | 115 | 0 | 0 | 0 |  | 0 | 0
SDGE | Rancho Mission Viejo | 138 | 0 | 0 | 0 |  | 0 | 0
PG&E GBA | Rancho Seco | 230 | 0 | 0 | 0 |  | 0 | 0
SCE Metro | Rancho Vista | 230 | 0 | 0 | 0 |  | 0 | 0
SCE Metro | Rancho Vista | 500 | 0 | 0 | 0 |  | 0 | 0
SCE NOL | Ransburg | 115 | 0 | 0 | 0 |  | 0 | 0
PG&E GBA | Ravenswood | 115 | 0 | 0 | 0 |  | 0 | 0
PG&E GBA | Ravenswood | 230 | 0 | 0 | 0 |  | 0 | 0
SCE Northern | Rector | 230 | 0 | 0 | 0 |  | 0 | 0
SCE Eastern | Red Bluff | 230 | 0 | 0 | 0 |  | 0 | 0
SCE Eastern | Red Bluff | 500 | 0 | 250 | 0 |  | 0 | 0
PG&E NGBA | Redbud | 115 | 0 | 0 | 0 |  | 0 | 0
SCE Metro | Redondo | 230 | 0 | 0 | 0 |  | 0 | 0
PG&E FRESNO | Reedley | 115 | 0 | 0 | 0 |  | 0 | 0
PG&E KERN | Renfro | 115 | 0 | 0 | 0 |  | 0 | 0
PG&E GBA | Richmond R | 115 | 0 | 0 | 0 |  | 0 | 0
PG&E NGBA | Rincon | 115 | 0 | 0 | 0 |  | 0 | 0
PG&E KERN | Rio Bravo | 115 | 0 | 0 | 0 |  | 0 | 0
SCE Metro | Rio Hondo | 230 | 0 | 0 | 0 |  | 0 | 0
PG&E NGBA | Rio Oso | 115 | 0 | 0 | 0 |  | 0 | 0
PG&E NGBA | Rio Oso | 230 | 0 | 0 | 0 |  | 0 | 0
PG&E GBA | Ripon | 115 | 0 | 0 | 0 |  | 0 | 0
PG&E GBA | Riverbank | 115 | 0 | 0 | 0 |  | 0 | 0
SCE NOL | Roadway | 115 | 0 | 0 | 0 |  | 0 | 0
PG&E NGBA | Rock Creek 1 | 230 | 0 | 0 | 0 |  | 0 | 0
SCE Northern | Rosamond | 66 | 0 | 0 | 0 |  | 0 | 0
PG&E GBA | Rossmoor | 230 | 0 | 0 | 0 |  | 0 | 0
PG&E NGBA | Round Mountain | 230 | 0 | 0 | 0 |  | 0 | 0
PG&E NGBA | Round Mountain | 500 | 0 | 0 | 0 |  | 0 | 0
PG&E GBA | Salado | 115 | 0 | 0 | 0 |  | 0 | 0
PG&E GBA | Salado | 60 | 0 | 0 | 0 |  | 0 | 0
PG&E GBA | Salinas | 115 | 0 | 0 | 0 |  | 0 | 0
SDGE | Salt Creek | 69 | 0 | 0 | 0 |  | 0 | 0
SCE Eastern | San Bernardino | 230 | 0 | 0 | 0 |  | 0 | 0
PG&E GBA | SAN FRAN A (POTRERO PP) | 115 | 0 | 0 | 0 |  | 0 | 0
PG&E GBA | SAN FRAN A (POTRERO PP) | 230 | 0 | 0 | 0 |  | 0 | 0
PG&E GBA | San Jose A | 115 | 0 | 0 | 0 |  | 0 | 0
PG&E GBA | San Jose B | 115 | 0 | 0 | 0 |  | 0 | 0
PG&E GBA | San Leandro U | 115 | 0 | 0 | 0 |  | 0 | 0
PG&E KERN | San Luis Obispo | 115 | 0 | 0 | 0 |  | 0 | 0
PG&E KERN | San Luis Obispo | 70 | 0 | 0 | 0 |  | 0 | 0
SDGE | San Luis Rey | 230 | 0 | 0 | 0 |  | 0 | 0
SDGE | San Luis Rey | 69 | 0 | 0 | 0 |  | 0 | 0
SDGE | San Marcos | 69 | 0 | 0 | 0 |  | 0 | 0
SCE Metro | San Onofre | 230 | 0 | 0 | 0 |  | 0 | 0
PG&E GBA | San Pablo | 115 | 0 | 0 | 0 |  | 0 | 0
PG&E GBA | San Ramon | 230 | 0 | 0 | 0 |  | 0 | 0
SDGE | San Ysidro | 69 | 0 | 0 | 0 |  | 0 | 0
SCE NOL | Sandlot | 230 | 0 | 0 | 0 |  | 0 | 0
SCE EOP | Sandy | 138 | 0 | 0 | 0 |  | 0 | 0
PG&E FRESNO | Sanger | 115 | 0 | 0 | 0 |  | 0 | 0
SCE Northern | Santa Clara | 230 | 0 | 0 | 0 |  | 0 | 0
PG&E NGBA | Santa Rosa A | 115 | 0 | 0 | 0 |  | 0 | 0
PG&E GBA | Santa Teresa | 115 | 0 | 0 | 0 |  | 0 | 0
SDGE | Santee | 138 | 0 | 0 | 0 |  | 0 | 0
SCE Metro | Santiago | 230 | 0 | 0 | 0 |  | 0 | 0
PG&E GBA | Saratoga | 230 | 0 | 0 | 0 |  | 0 | 0
SCE Northern | Saugus | 230 | 0 | 0 | 0 |  | 0 | 0
PG&E FRESNO | Schindler | 115 | 0 | 0 | 0 |  | 0 | 0
PG&E FRESNO | Schindler | 70 | 0 | 0 | 0 |  | 0 | 0
PG&E GBA | Schulte | 115 | 0 | 0 | 0 |  | 0 | 0
SDGE | Scripps | 69 | 0 | 0 | 0 |  | 0 | 0
PG&E KERN | Semitropic | 115 | 0 | 0 | 0 |  | 0 | 0
SCE Metro | Serrano | 230 | 0 | 0 | 0 |  | 0 | 0
SCE Metro | Serrano | 500 | 0 | 0 | 0 |  | 0 | 0
SDGE | Shadowridge | 138 | 0 | 0 | 0 |  | 0 | 0
PG&E KERN | Shafter | 115 | 0 | 0 | 0 |  | 0 | 0
PG&E NGBA | Silverado | 115 | 0 | 0 | 0 |  | 0 | 0
SDGE | Silvergate | 230 | 0 | 0 | 0 |  | 0 | 0
SDGE | Silvergate | 69 | 0 | 0 | 0 |  | 0 | 0
PG&E KERN | Sisquoc | 115 | 0 | 0 | 0 |  | 0 | 0
SCE EOP | Sloan Canyon | 230 | 0 | 0 | 0 |  | 0 | 0
SCE EOP | Sloan Canyon | 500 | 0 | 0 | 0 |  | 0 | 0
PG&E KERN | Smyrna | 115 | 0 | 0 | 0 |  | 0 | 0
PG&E GBA | Sobrante | 115 | 0 | 0 | 0 |  | 0 | 0
PG&E GBA | Sobrante | 230 | 0 | 0 | 0 |  | 0 | 0
PG&E KERN | Solar | 230 | 0 | 0 | 0 |  | 0 | 0
PG&E GBA | Soledad | 115 | 0 | 0 | 0 |  | 0 | 0
PG&E GBA | Soledad | 60 | 0 | 0 | 0 |  | 0 | 0
SDGE | Spring Valley | 69 | 0 | 0 | 0 |  | 0 | 0
SCE Northern | Springville | 230 | 0 | 0 | 0 |  | 0 | 0
PG&E GBA | Stagg | 230 | 0 | 0 | 0 |  | 0 | 0
PG&E GBA | Standard Oil | 115 | 0 | 0 | 0 |  | 0 | 0
PG&E GBA | Stanislaus | 115 | 0 | 0 | 0 |  | 0 | 0
PG&E KERN | Stockdale | 115 | 0 | 0 | 0 |  | 0 | 0
PG&E KERN | Stockdale | 230 | 0 | 0 | 0 |  | 0 | 0
PG&E GBA | Stockton A | 115 | 0 | 0 | 0 |  | 0 | 0
PG&E GBA | Stone | 115 | 0 | 0 | 0 |  | 0 | 0
PG&E FRESNO | Storey | 230 | 0 | 0 | 0 |  | 0 | 0
PG&E NGBA | Summit | 115 | 0 | 0 | 40 |  | 0 | 0
SDGE | Suncrest | 230 | 0 | 0 | 0 |  | 0 | 0
SDGE | Suncrest | 500 | 0 | 0 | 0 |  | 0 | 0
PG&E KERN | Sunrise | 230 | 0 | 0 | 0 |  | 0 | 0
PG&E KERN | Sunset | 230 | 0 | 0 | 0 |  | 0 | 0
PG&E GBA | Swift | 115 | 0 | 0 | 0 |  | 0 | 0
SDGE | Sycamore Canyon | 138 | 0 | 0 | 0 |  | 0 | 0
SDGE | Sycamore Canyon | 230 | 0 | 0 | 0 |  | 0 | 0
SDGE | Sycamore Canyon | 69 | 0 | 0 | 0 |  | 0 | 0
SCE Northern | Sylmar | 230 | 0 | 0 | 0 |  | 0 | 0
PG&E NGBA | Table Mountain | 115 | 0 | 0 | 0 |  | 0 | 0
PG&E NGBA | Table Mountain | 230 | 0 | 0 | 0 |  | 0 | 0
PG&E NGBA | Table Mountain | 500 | 0 | 0 | 0 |  | 0 | 0
PG&E NGBA | Table Mountain | 60 | 0 | 0 | 0 |  | 0 | 0
PG&E KERN | Taft | 115 | 0 | 0 | 0 |  | 0 | 0
SDGE | Talega | 138 | 0 | 0 | 0 |  | 0 | 0
SDGE | Talega | 230 | 0 | 0 | 0 |  | 0 | 0
PG&E GBA | Tassajara | 230 | 0 | 0 | 0 |  | 0 | 0
PG&E KERN | Tejon | 70 | 0 | 0 | 0 |  | 0 | 0
SDGE | Telegraph Canyon | 138 | 0 | 0 | 0 |  | 0 | 0
PG&E KERN | Temblor | 115 | 0 | 0 | 0 |  | 0 | 0
PG&E KERN | Templeton | 230 | 0 | 0 | 0 |  | 0 | 0
PG&E KERN | Templeton | 70 | 0 | 0 | 0 |  | 0 | 0
PG&E GBA | Tesla | 115 | 0 | 0 | 0 |  | 0 | 0
PG&E GBA | Tesla | 230 | 0 | 0 | 0 |  | 0 | 0
PG&E GBA | Tesla | 500 | 0 | 0 | 0 |  | 0 | 0
PG&E KERN | Tevis | 115 | 0 | 0 | 0 |  | 0 | 0
SCE EOP | Thousandaire | 138 | 0 | 0 | 0 |  | 0 | 0
PG&E KERN | Topaz | 230 | 0 | 0 | 0 |  | 0 | 0
SCE NOL | Tortilla | 115 | 0 | 0 | 0 |  | 0 | 0
SDGE | Trabuco | 138 | 0 | 0 | 0 |  | 0 | 0
PG&E GBA | Tracy | 115 | 0 | 0 | 0 |  | 0 | 0
PG&E FRESNO | Tranquility | 230 | 0 | 200 | 0 |  | 0 | 0
PG&E GBA | Trimble | 115 | 0 | 0 | 0 |  | 0 | 0
SCE EOP | Trout Canyon | 230 | 0 | 0 | 0 |  | 0 | 0
SCE EOP | Trout Canyon | 500 | 0 | 0 | 0 |  | 0 | 0
PG&E NGBA | Tulucay | 230 | 0 | 0 | 0 |  | 0 | 0
PG&E NGBA | Tulucay | 60 | 0 | 0 | 0 |  | 0 | 0
PG&E KERN | Tupman | 115 | 0 | 0 | 0 |  | 0 | 0
PG&E NGBA | Ukiah | 115 | 0 | 0 | 0 |  | 0 | 0
PG&E KERN | Union (Estrella) | 70 | 0 | 0 | 0 |  | 0 | 0
PG&E NGBA | Vaca Dixon | 115 | 0 | 0 | 0 |  | 0 | 0
PG&E NGBA | Vaca Dixon | 230 | 0 | 0 | 0 |  | 0 | 0
PG&E NGBA | Vaca Dixon | 500 | 0 | 0 | 0 |  | 0 | 0
PG&E NGBA | Vaca Dixon | 60 | 0 | 0 | 0 |  | 0 | 0
SCE Eastern | Valley (SCE) | 500 | 0 | 0 | 0 |  | 0 | 0
SCE EOP | Valley (VEA) | 138 | 0 | 0 | 0 |  | 0 | 0
SDGE | Valley Center | 69 | 0 | 0 | 0 |  | 0 | 0
PG&E GBA | Valley Home | 115 | 0 | 0 | 0 |  | 0 | 0
PG&E GBA | Valley Springs | 230 | 0 | 0 | 0 |  | 0 | 0
PG&E GBA | Valley Springs | 60 | 0 | 0 | 0 |  | 0 | 0
SCE EOP | Valley Switch | 138 | 0 | 0 | 0 |  | 0 | 0
SCE EOP | Valley Switch | 230 | 0 | 0 | 0 |  | 0 | 0
PG&E GBA | Vasco | 230 | 0 | 0 | 0 |  | 0 | 0
PG&E GBA | Vasona | 230 | 0 | 0 | 0 |  | 0 | 0
SCE Northern | Vestal | 230 | 0 | 300 | 0 |  | 0 | 0
SCE Northern | Vestal | 66 | 0 | 0 | 0 |  | 0 | 0
SCE NOL | Victor | 115 | 0 | 0 | 0 |  | 0 | 0
SCE NOL | Victor | 230 | 0 | 0 | 0 |  | 0 | 0
SCE Metro | Viejo | 230 | 0 | 0 | 0 |  | 0 | 0
PG&E GBA | Vierra | 115 | 0 | 0 | 0 |  | 0 | 0
SCE Metro | Villa Park | 230 | 0 | 0 | 0 |  | 0 | 0
SCE Northern | Vincent | 230 | 0 | 0 | 0 |  | 0 | 0
SCE Northern | Vincent | 500 | 0 | 0 | 0 |  | 0 | 0
PG&E GBA | Vineyard | 230 | 0 | 0 | 0 |  | 0 | 0
SDGE | Vineyard | 69 | 0 | 0 | 0 |  | 0 | 0
SCE Eastern | Vista (SCE) | 230 | 0 | 0 | 0 |  | 0 | 0
SCE EOP | Vista (VEA) | 138 | 0 | 0 | 0 |  | 0 | 0
SCE EOP | Vista (VEA) | 230 | 0 | 0 | 0 |  | 0 | 0
PG&E FRESNO | Wahtoke | 115 | 0 | 0 | 0 |  | 0 | 0
SCE Northern | Wakefield | 66 | 0 | 0 | 0 |  | 0 | 0
SCE Metro | Walnut | 230 | 0 | 0 | 0 |  | 0 | 0
SCE Northern | Warne | 230 | 0 | 0 | 0 |  | 0 | 0
PG&E GBA | Warnerville | 230 | 0 | 0 | 0 |  | 0 | 0
PG&E FRESNO | Waukena | 115 | 0 | 0 | 0 |  | 0 | 0
PG&E GBA | Weber | 230 | 0 | 0 | 0 |  | 0 | 0
PG&E GBA | Weber | 60 | 0 | 0 | 0 |  | 0 | 0
PG&E FRESNO | West Fresno | 115 | 0 | 0 | 0 |  | 0 | 0
PG&E FRESNO | Westley | 230 | 0 | 0 | 0 |  | 0 | 0
PG&E KERN | Westpark | 115 | 0 | 0 | 0 |  | 0 | 0
PG&E KERN | Wheeler Ridge | 230 | 0 | 0 | 0 |  | 0 | 0
PG&E KERN | Wheeler Ridge | 115 | 0 | 0 | 0 |  | 0 | 0
PG&E KERN | Wheeler Ridge | 70 | 0 | 100 | 0 |  | 0 | 0
SCE Northern | Whirlwind | 230 | 0 | 0 | 0 |  | 0 | 174
SCE Northern | Whirlwind | 500 | 0 | 0 | 0 |  | 0 | 0
PG&E GBA | Whisman | 115 | 0 | 0 | 0 |  | 0 | 0
SCE Eastern | Wildlife | 230 | 0 | 0 | 0 |  | 0 | 0
PG&E FRESNO | Wilson | 115 | 0 | 0 | 0 |  | 0 | 0
PG&E FRESNO | Wilson | 230 | 0 | 0 | 0 |  | 0 | 0
SCE Northern | Windhub | 230 | 0 | 378 | 0 |  | 0 | 0
SCE Northern | Windhub | 500 | 0 | 0 | 0 |  | 0 | 0
PG&E GBA | Windmaster | 230 | 0 | 0 | 0 |  | 0 | 0
PG&E NGBA | Windsor | 60 | 0 | 0 | 0 |  | 0 | 0
PG&E NGBA | Woodland | 115 | 0 | 0 | 0 |  | 0 | 0
PG&E FRESNO | Woodward | 115 | 0 | 0 | 0 |  | 0 | 0
PG&E NGBA | Wyandotte | 115 | 0 | 0 | 0 |  | 0 | 0

## CommunityEnv_Criteria_README
5. Community and environmental (societal) impact factors
Criteria Purpose | Mapped resources should seek to bolster and benefit pollution-burdened and disadvantaged communities where feasible, particularly by reducing emissions and impacts of air-pollutant emitting fossil-fuel generators.
Application of Analysis | For the Disadvantaged Communities, IRA Energy Communities, and Air Quality Non-Attainment Zones staff are assessing if the majority of the land area within 10 miles around the substation is within the criteria as an approximation for if resources interconnecting at the substation would be in the criteria. For proximity to existing gas generator staff are assess the proximity of the interconnection substation itself.
Biomass/Biogas Analysis | For mapped biomass/biogas resources, staff are applying the criteria to prioritize locating resources not in non-attainment zones or near disadvantaged communities.
Criteria Definition | See page 35 of the Busbar Mapping Methodology document (see README tab) for detail on criteria alignment levels for Environmental (Societal) and community Impacts, including Air Quality Non-Attainment District (NA_Zone_PM25 and NA_Zone_O3), Proximity to Existing Thermal Generator (Gax_Proximity), IRA Energy Communities (IRA_Energy_Community), and Disadvantaged Communities (DAC_Proximity).
Criteria Alignment Levels
| Non-Attainment Zones |  | IRA Energy Communities |  | Proximity to Gas Plants |  | Disadvantaged Communities
Level | Resources | Biomass/gas | Resources | Biomass/gas | Resources | Biomass/gas | Resources | Biomass/gas
1 | In Zone | Outside Zone | In Community | Outside Comm. | < 1 miles | > 10 miles | In DAC | > 5 miles of DAC
2 | Outside Zone | - | Outside Comm. | - | < 10 miles | < 10 miles | <5 miles
3 | - | In Zone | - | In Community | > 10 miles | < 1 miles | >5 miles | < 5 miles of DAC
4 | - | - | - | - | - | - | - | In DAC
Tabs for Analysis
Comm-Env_Summary_byArea |  |  | Summary of resources identified with the criteria by study area
Community_Env_DataSets |  |  | Analysis and data for all substations

## Comm-Env_Summary_byArea
The tables below summarize the mapping resulting alignment with the community environmental impacts criteria. The tables identify the number of MWs of generation and storage within the identified criteria by CAISO study area for both 2035 and 2040 portfolio.
| 2035 Portfolio Mapping | In Non-Attainment Zone (O3 or PM2.5) |  | Substation Near Fossil Fuel Plant (<1 mile) |  | Substation Near Fossil Fuel Plant (<5 mile) |  | In IRA Energy Community |  | In DAC |  | In or near (<5 mi) DAC
| Total MWs by Criteria | Generation | Storage | Generation | Storage | Generation | Storage | Generation | Storage | Generation | Storage | Generation | Storage
| PG&E North of Greater Bay Study Area | 129.48 | 101.2 | 500 | 120 | 524.6 | 120 | 1564.45 | 165 | 0 | 0 | 85.13 | 38 | PG&E NGBA
| PG&E Greater Bay Study Area | 1055.825 | 1415.875 | 2.975 | 296.375 | 683.625 | 711.075 | 1044.75 | 604.5 | 353.375 | 365.3 | 952.175 | 868 | PG&E GBA
| PG&E Fresno Study Area | 4116.598 | 2782.75 | 272.71 | 270.2 | 876.21 | 601.6 | 45 | 161.4 | 4081.538 | 2782.75 | 4114.598 | 2782.75 | PG&E FRESNO
| PG&E Kern Study Area | 2326.57 | 493 | 1 | 0 | 2480.8 | 3 | 1886.57 | 254.5 | 2311.37 | 490 | 2326.57 | 493 | PG&E KERN
| SCE Northern Area | 3257.5 | 4508 | 0 | 0 | 120 | 150 | 3257.5 | 4578 | 303 | 415 | 2164.5 | 1500 | SCE Northern
| SCE Metro Study Area | 427.45 | 1900.5 | 20 | 624 | 35.83 | 1619 | 427.45 | 1900.5 | 35.19 | 1774 | 427.45 | 1900.5 | SCE Metro
| SCE North of Lugo Study Area | 1322.18 | 488.2 | 0 | 0 | 516.88 | 213.5 | 1365.18 | 513.2 | 520.18 | 213.5 | 535.18 | 213.5 | SCE NOL
| East of Pisgah Study Area | 0 | 0 | 0 | 0 | 3074.3 | 279 | 7763.3 | 1210 | 0 | 0 | 0 | 200 | EOP
| SCE Eastern Study Area | 3882.85 | 1725 | 324.5 | 320 | 492.35 | 1770 | 4762.35 | 4285.4 | 162.6 | 530 | 167.85 | 1515 | SCE Eastern
| SDG&E Study Area | 2588.04 | 1637.41 | 0 | 137.7 | 332.84 | 809.91 | 1924.04 | 959.91 | 332.84 | 678.16 | 332.84 | 724.16 | SDGE
| Total | 19106.493 | 15051.935 | 1121.185 | 1768.275 | 9137.435 | 6277.085 | 24040.59 | 14632.41 | 8100.093 | 7248.71 | 11106.293 | 10234.91
| 2040 Portfolio Mapping | In Non-Attainment Zone (O3 or PM2.5) |  | Substation Near Fossil Fuel Plant (<1 mile) |  | Substation Near Fossil Fuel Plant (<5 mile) |  | In IRA Energy Community |  | In DAC |  | In or near (<5 mi) DAC
| Total MWs by Criteria | Generation | Storage | Generation | Storage | Generation | Storage | Generation | Storage | Generation | Storage | Generation | Storage
| PG&E North of Greater Bay Study Area | 229.48 | 136.2 | 899.4 | 170.1 | 924 | 170.1 | 2283.85 | 315.1 | 0 | 0 | 85.13 | 38 | PG&E NGBA
| PG&E Greater Bay Study Area | 3412.825 | 2073.075 | 2.975 | 846.375 | 2440.625 | 1553.275 | 2951.75 | 1084.5 | 603.375 | 722.5 | 2909.175 | 1775.2 | PG&E GBA
| PG&E Fresno Study Area | 10477.098 | 4402.75 | 1123.21 | 550.2 | 3326.71 | 1256.6 | 45 | 161.4 | 10242.038 | 4372.75 | 10475.098 | 4402.75 | PG&E FRESNO
| PG&E Kern Study Area | 4531.57 | 1483 | 1 | 0 | 2600.8 | 58 | 3341.57 | 1034.5 | 4516.37 | 1480 | 4531.57 | 1483 | PG&E KERN
| SCE Northern Area | 6093.5 | 5412 | 0 | 0 | 320 | 200 | 6093.5 | 5482 | 753 | 520 | 3570.5 | 1705 | SCE Northern
| SCE Metro Study Area | 2177.45 | 2400.5 | 20 | 774 | 35.83 | 2119 | 2177.45 | 2400.5 | 35.19 | 2174 | 2177.45 | 2400.5 | SCE Metro
| SCE North of Lugo Study Area | 1676.18 | 668.2 | 0 | 0 | 516.88 | 213.5 | 1719.18 | 693.2 | 770.18 | 293.5 | 785.18 | 293.5 | SCE NOL
| East of Pisgah Study Area | 400 | 150 | 0 | 0 | 3074.3 | 529 | 11527.2 | 2375 | 0 | 0 | 0 | 200 | EOP
| SCE Eastern Study Area | 4547.25 | 1905 | 554.5 | 400 | 722.35 | 1850 | 6742.35 | 4842.4 | 162.6 | 530 | 167.85 | 1515 | SCE Eastern
| SDG&E Study Area | 3822.64 | 2387.41 | 0 | 337.7 | 632.84 | 1234.91 | 1960.64 | 1304.91 | 632.84 | 828.16 | 1182.84 | 1039.16 | SDGE
| Total | 37367.993 | 21018.135 | 2601.085 | 3078.375 | 14594.335 | 9184.385 | 38842.49 | 19693.51 | 17715.593 | 10920.91 | 25884.793 | 14852.11
| 2035 Portfolio Mapping Difference: Final – Initial | In Non-Attainment Zone (O3 or PM2.5) |  | Substation Near Thermal Plant (<1 mile) |  | Substation Near Fossil Fuel Plant (<5 mile) |  | In IRA Energy Community |  | In DAC |  | In or near (<5 mi) DAC
| MWs Difference | Generation | Storage | Generation | Storage | Generation | Storage | Generation | Storage | Generation | Storage | Generation | Storage
PG&E North of Greater Bay
PG&E Greater Bay
PG&E Fresno
PG&E Kern
SCE Northern Area
SCE Metro
SCE North of Lugo
East of Pisgah
SCE Eastern
SDG&E
| Total | 0 | 0 | 0 | 0 | 0 | 0 | 0 | 0 | 0 | 0 | 0 | 0
| 2040 Portfolio Mapping Difference: Final – Initial | In Non-Attainment Zone (O3 or PM2.5) |  | Substation Near Thermal Plant (<1 mile) |  | Substation Near Fossil Fuel Plant (<5 mile) |  | In IRA Energy Community |  | In DAC |  | In or near (<5 mi) DAC
| MWs Difference | Generation | Storage | Generation | Storage | Generation | Storage | Generation | Storage | Generation | Storage | Generation | Storage
PG&E North of Greater Bay
PG&E Greater Bay
PG&E Fresno
PG&E Kern
SCE Northern Area
SCE Metro
SCE North of Lugo
East of Pisgah
SCE Eastern
SDG&E
| Total | 0 | 0 | 0 | 0 | 0 | 0 | 0 | 0 | 0 | 0 | 0 | 0

## Community_Env_DataSets
Depicts the Community Enviromental Criteria alignment by substation for renewable resources, storage, and biomass/gas resources. |  |  | Non-Attainment Zone Flags |  | Gas Proximity Flags |  | Env. Communities Flags | DAC Flags
|  |  | 0: Not in Zone |  | 1: < 1-mile | 3. < 10 mi | 0: Not in | 1: In DaC | [24 empty] | 2035 | [16 empty] | 2040
|  |  | 1: In Zone |  | 2: < 5-miles | 4. > 10 mi | 1: In | 2: Within 5-miles | NA_Zone_PM25 |  | NA_Zone_O3 |  | Gas_Proximity |  | IRA_Energy_Community |  | DAC_Proximity |  | 2035 Total Portfolio Resources | [16 empty] | 2040 Total Portfolio Resources
[8 empty] | 3: > 5 miles | Biomass | Other Res. | Biomass | Other Res. | Biomass | Other Res. | Biomass | Other Res. | Biomass | Other Res. | Geothermal | Biomass | Wind | Wind | OOS Wind | OOS Wind | Offshore Wind | Offshore Wind | Distributed Solar | Solar | Solar | Battery_4hr | Battery_8hr | LDES | Has | Total | Total | Geothermal | Biomass | Wind | Wind | OOS Wind | OOS Wind | Offshore Wind | Offshore Wind | Distributed Solar | Solar | Solar | Battery_4hr | Battery_8hr | LDES | Has | Total | Total
CAISO Study Area | Substation | Voltage | IN_NAZ_PM25 | IN_NAZ_Ozone | Fossil Fuel Plant Proximity | Nearest Plant Retired? | In_EC | DAC_Level | Alignment | Alignment | Alignment | Alignment | Alignment | Alignment | Alignment | Alignment | Alignment | Alignment | FCDS | FCDS | FCDS | EODS | FCDS | EODS | FCDS | EODS | EODS | FCDS | EODS | FCDS | FCDS | FCDS | Res | Gens | Storage | FCDS | FCDS | FCDS | EODS | FCDS | EODS | FCDS | EODS | EODS | FCDS | EODS | FCDS | FCDS | FCDS | Res | Gens | Storage
PG&E KERN | 7th Standard | 115 | 1 | 1 | 3 | 0 | 1 | 2 | 3 | 1 | 3 | 1 | 2 | 3 | 3 | 1 | 3 | 2 | 0 | 0 | 0 | 0 | 0 | 0 | 0 | 0 | 0 | 0 | 0 | 0 | 0 | 0 | 0 | 0 | 0 | 0 | 0 | 0 | 0 | 0 | 0 | 0 | 0 | 0 | 0 | 0 | 0 | 0 | 0 | 0 | 0 | 0
SCE Metro | Alamitos | 230 | 1 | 1 | 1 | 0 | 1 | 1 | 3 | 1 | 3 | 1 | 4 | 1 | 3 | 1 | 4 | 1 | 0 | 0 | 0 | 0 | 0 | 0 | 0 | 0 | 0 | 0 | 0 | 82 | 0 | 0 | 1 | 0 | 82 | 0 | 0 | 0 | 0 | 0 | 0 | 0 | 0 | 0 | 0 | 0 | 82 | 0 | 0 | 1 | 0 | 82
SCE Eastern | Alberhill | 115 | 1 | 1 | 4 | 1 | 1 | 1 | 3 | 1 | 3 | 1 | 1 | 4 | 3 | 1 | 4 | 1 | 0 | 0 | 0 | 0 | 0 | 0 | 0 | 0 | 0 | 0 | 0 | 0 | 0 | 0 | 0 | 0 | 0 | 0 | 0 | 0 | 0 | 0 | 0 | 0 | 0 | 0 | 0 | 0 | 0 | 0 | 0 | 0 | 0 | 0
SCE Eastern | Alberhill | 500 | 1 | 1 | 4 | 1 | 1 | 1 | 3 | 1 | 3 | 1 | 1 | 4 | 3 | 1 | 4 | 1 | 0 | 0 | 0 | 0 | 0 | 0 | 0 | 0 | 0 | 0 | 0 | 0 | 0 | 0 | 0 | 0 | 0 | 0 | 0 | 0 | 0 | 0 | 0 | 0 | 0 | 0 | 0 | 0 | 0 | 0 | 0 | 0 | 0 | 0
PG&E GBA | Alhambra | 115 | 2 | 1 | 2 | 0 | 1 | 2 | 1 | 2 | 3 | 1 | 3 | 2 | 3 | 1 | 3 | 2 | 0 | 0 | 0 | 0 | 0 | 0 | 0 | 0 | 0 | 0 | 0 | 0 | 0 | 0 | 0 | 0 | 0 | 0 | 0 | 0 | 0 | 0 | 0 | 0 | 0 | 0 | 0 | 0 | 0 | 0 | 0 | 0 | 0 | 0
PG&E FRESNO | Alpaugh | 115 | 1 | 1 | 3 | 0 | 1 | 1 | 3 | 1 | 3 | 1 | 2 | 3 | 3 | 1 | 4 | 1 | 0 | 0 | 0 | 0 | 0 | 0 | 0 | 0 | 3 | 0 | 0 | 10 | 0 | 0 | 1 | 3 | 10 | 0 | 0 | 0 | 0 | 0 | 0 | 0 | 0 | 3 | 0 | 0 | 10 | 0 | 0 | 1 | 3 | 10
SDGE | Alpine | 69 | 2 | 1 | 4 | 0 | 1 | 3 | 1 | 2 | 3 | 1 | 1 | 4 | 3 | 1 | 1 | 3 | 0 | 0 | 0 | 0 | 0 | 0 | 0 | 0 | 0 | 0 | 0 | 6 | 0 | 0 | 1 | 0 | 6 | 0 | 0 | 0 | 0 | 0 | 0 | 0 | 0 | 0 | 0 | 0 | 6 | 0 | 0 | 1 | 0 | 6
PG&E GBA | Altamont Midway (Sandhill) | 230 | 2 | 1 | 2 | 0 | 1 | 3 | 1 | 2 | 3 | 1 | 3 | 2 | 3 | 1 | 1 | 3 | 0 | 0 | 5 | 0 | 0 | 0 | 0 | 0 | 0 | 0 | 0 | 0 | 0 | 0 | 1 | 5 | 0 | 0 | 0 | 5 | 0 | 0 | 0 | 0 | 0 | 0 | 0 | 0 | 0 | 0 | 0 | 1 | 5 | 0
SCE Northern | Antelope | 66 | 2 | 1 | 4 | 1 | 1 | 3 | 1 | 2 | 3 | 1 | 1 | 4 | 3 | 1 | 1 | 3 | 0 | 0 | 0 | 0 | 0 | 0 | 0 | 0 | 0 | 0 | 20 | 0 | 0 | 0 | 1 | 20 | 0 | 0 | 0 | 0 | 0 | 0 | 0 | 0 | 0 | 0 | 0 | 20 | 0 | 0 | 0 | 1 | 20 | 0
SCE Northern | Antelope | 230 | 2 | 1 | 4 | 1 | 1 | 3 | 1 | 2 | 3 | 1 | 1 | 4 | 3 | 1 | 1 | 3 | 0 | 0 | 200 | 0 | 0 | 0 | 0 | 0 | 6 | 56 | 0 | 28 | 0 | 0 | 1 | 262 | 28 | 0 | 0 | 200 | 0 | 0 | 0 | 0 | 0 | 6 | 56 | 150 | 28 | 50 | 0 | 1 | 412 | 78
SCE Northern | Antelope | 500 | 2 | 1 | 4 | 1 | 1 | 3 | 1 | 2 | 3 | 1 | 1 | 4 | 3 | 1 | 1 | 3 | 0 | 0 | 0 | 0 | 0 | 0 | 0 | 0 | 0 | 0 | 0 | 0 | 0 | 0 | 0 | 0 | 0 | 0 | 0 | 0 | 0 | 0 | 0 | 0 | 0 | 0 | 0 | 0 | 0 | 0 | 0 | 0 | 0 | 0
PG&E NGBA | Arcata | 60 | 2 | 2 | 4 | 0 | 2 | 3 | 1 | 2 | 1 | 2 | 1 | 4 | 1 | 2 | 1 | 3 | 0 | 0 | 0 | 0 | 0 | 0 | 0 | 0 | 7 | 0 | 0 | 2.5 | 0 | 0 | 1 | 7 | 2.5 | 0 | 0 | 0 | 0 | 0 | 0 | 0 | 0 | 7 | 0 | 0 | 2.5 | 0 | 0 | 1 | 7 | 2.5
PG&E KERN | Arco | 230 | 1 | 1 | 4 | 0 | 1 | 1 | 3 | 1 | 3 | 1 | 1 | 4 | 3 | 1 | 4 | 1 | 0 | 0 | 0 | 0 | 0 | 0 | 0 | 0 | 4.79 | 125 | 225 | 0 | 0 | 0 | 1 | 354.79 | 0 | 0 | 0 | 0 | 0 | 0 | 0 | 0 | 0 | 4.79 | 200 | 674 | 0 | 165 | 0 | 1 | 878.79 | 165
PG&E KERN | Arco | 70 | 1 | 1 | 4 | 0 | 1 | 1 | 3 | 1 | 3 | 1 | 1 | 4 | 3 | 1 | 4 | 1 | 0 | 0 | 0 | 0 | 0 | 0 | 0 | 0 | 0 | 0 | 0 | 2 | 0 | 0 | 1 | 0 | 2 | 0 | 0 | 0 | 0 | 0 | 0 | 0 | 0 | 0 | 0 | 0 | 2 | 0 | 0 | 1 | 0 | 2
SCE Metro | ArcoGen | 230 | 1 | 1 | 1 | 0 | 1 | 1 | 3 | 1 | 3 | 1 | 4 | 1 | 3 | 1 | 4 | 1 | 0 | 0 | 0 | 0 | 0 | 0 | 0 | 0 | 0 | 0 | 0 | 0 | 0 | 0 | 0 | 0 | 0 | 0 | 0 | 0 | 0 | 0 | 0 | 0 | 0 | 0 | 0 | 0 | 0 | 0 | 0 | 0 | 0 | 0
SDGE | Artesian | 230 | 2 | 1 | 2 | 0 | 1 | 3 | 1 | 2 | 3 | 1 | 3 | 2 | 3 | 1 | 1 | 3 | 0 | 0 | 0 | 0 | 0 | 0 | 0 | 0 | 0 | 0 | 0 | 0 | 0 | 0 | 0 | 0 | 0 | 0 | 0 | 0 | 0 | 0 | 0 | 0 | 0 | 0 | 0 | 0 | 0 | 0 | 0 | 0 | 0 | 0
SDGE | Artesian | 69 | 2 | 1 | 2 | 0 | 1 | 3 | 1 | 2 | 3 | 1 | 3 | 2 | 3 | 1 | 1 | 3 | 0 | 0 | 0 | 0 | 0 | 0 | 0 | 0 | 0 | 0 | 0 | 0 | 0 | 0 | 0 | 0 | 0 | 0 | 0 | 0 | 0 | 0 | 0 | 0 | 0 | 0 | 0 | 0 | 0 | 0 | 0 | 0 | 0 | 0
PG&E FRESNO | Ashlan | 230 | 1 | 1 | 2 | 0 | 2 | 1 | 3 | 1 | 3 | 1 | 3 | 2 | 1 | 2 | 4 | 1 | 0 | 0 | 0 | 0 | 0 | 0 | 0 | 0 | 0 | 0 | 0 | 0 | 0 | 0 | 0 | 0 | 0 | 0 | 0 | 0 | 0 | 0 | 0 | 0 | 0 | 0 | 0 | 0 | 0 | 0 | 0 | 0 | 0 | 0
PG&E NGBA | Atlantic | 115 | 2 | 1 | 2 | 0 | 2 | 3 | 1 | 2 | 3 | 1 | 3 | 2 | 1 | 2 | 1 | 3 | 0 | 0 | 0 | 0 | 0 | 0 | 0 | 0 | 0 | 0 | 0 | 0 | 0 | 0 | 0 | 0 | 0 | 0 | 0 | 0 | 0 | 0 | 0 | 0 | 0 | 0 | 0 | 0 | 0 | 0 | 0 | 0 | 0 | 0
PG&E NGBA | Atlantic | 230 | 2 | 1 | 2 | 0 | 2 | 3 | 1 | 2 | 3 | 1 | 3 | 2 | 1 | 2 | 1 | 3 | 0 | 0 | 0 | 0 | 0 | 0 | 0 | 0 | 0 | 0 | 0 | 0 | 0 | 0 | 0 | 0 | 0 | 0 | 0 | 0 | 0 | 0 | 0 | 0 | 0 | 0 | 0 | 0 | 0 | 0 | 0 | 0 | 0 | 0
PG&E NGBA | Atlantic | 60 | 2 | 1 | 2 | 0 | 2 | 3 | 1 | 2 | 3 | 1 | 3 | 2 | 1 | 2 | 1 | 3 | 0 | 0 | 0 | 0 | 0 | 0 | 0 | 0 | 0 | 0 | 0 | 0 | 0 | 0 | 0 | 0 | 0 | 0 | 0 | 0 | 0 | 0 | 0 | 0 | 0 | 0 | 0 | 0 | 0 | 0 | 0 | 0 | 0 | 0
PG&E FRESNO | Atwater | 115 | 1 | 1 | 1 | 1 | 2 | 1 | 3 | 1 | 3 | 1 | 4 | 2 | 1 | 2 | 4 | 1 | 0 | 0 | 0 | 0 | 0 | 0 | 0 | 0 | 2 | 0 | 0 | 0 | 0 | 0 | 1 | 2 | 0 | 0 | 0 | 0 | 0 | 0 | 0 | 0 | 0 | 2 | 0 | 0 | 0 | 0 | 0 | 1 | 2 | 0
PG&E GBA | Avena | 115 | 1 | 1 | 3 | 0 | 2 | 1 | 3 | 1 | 3 | 1 | 2 | 3 | 1 | 2 | 4 | 1 | 0 | 0 | 0 | 0 | 0 | 0 | 0 | 0 | 0 | 0 | 0 | 0 | 0 | 0 | 0 | 0 | 0 | 0 | 0 | 0 | 0 | 0 | 0 | 0 | 0 | 0 | 0 | 0 | 0 | 0 | 0 | 0 | 0 | 0
SDGE | Avocado | 69 | 2 | 1 | 3 | 0 | 1 | 3 | 1 | 2 | 3 | 1 | 2 | 3 | 3 | 1 | 1 | 3 | 0 | 0 | 0 | 0 | 0 | 0 | 0 | 0 | 0 | 0 | 0 | 29.6 | 0 | 0 | 1 | 0 | 29.6 | 0 | 0 | 0 | 0 | 0 | 0 | 0 | 0 | 0 | 0 | 0 | 29.6 | 0 | 0 | 1 | 0 | 29.6
PG&E NGBA | Bahia | 230 | 2 | 1 | 1 | 0 | 1 | 2 | 1 | 2 | 3 | 1 | 4 | 1 | 3 | 1 | 3 | 2 | 0 | 0 | 0 | 0 | 0 | 0 | 0 | 0 | 0 | 0 | 0 | 0 | 0 | 0 | 0 | 0 | 0 | 0 | 0 | 0 | 0 | 0 | 0 | 0 | 0 | 0 | 0 | 0 | 0 | 0 | 0 | 0 | 0 | 0
SCE Northern | Bailey | 230 | 1 | 1 | 4 | 0 | 1 | 3 | 3 | 1 | 3 | 1 | 1 | 4 | 3 | 1 | 1 | 3 | 0 | 0 | 0 | 0 | 0 | 0 | 0 | 0 | 0 | 0 | 0 | 0 | 0 | 0 | 0 | 0 | 0 | 0 | 0 | 0 | 0 | 0 | 0 | 0 | 0 | 0 | 0 | 0 | 0 | 0 | 0 | 0 | 0 | 0
SCE NOL | Baker | 115 | 2 | 2 | 4 | 1 | 1 | 1 | 1 | 2 | 1 | 2 | 1 | 4 | 3 | 1 | 4 | 1 | 0 | 0 | 0 | 0 | 0 | 0 | 0 | 0 | 0 | 0 | 0 | 0 | 0 | 0 | 0 | 0 | 0 | 0 | 0 | 0 | 0 | 0 | 0 | 0 | 0 | 0 | 0 | 0 | 0 | 0 | 0 | 0 | 0 | 0
PG&E KERN | Bakersfield | 230 | 1 | 1 | 2 | 1 | 1 | 1 | 3 | 1 | 3 | 1 | 3 | 3 | 3 | 1 | 4 | 1 | 0 | 0 | 0 | 0 | 0 | 0 | 0 | 0 | 0 | 0 | 0 | 0 | 0 | 0 | 0 | 0 | 0 | 0 | 0 | 0 | 0 | 0 | 0 | 0 | 0 | 0 | 0 | 0 | 0 | 0 | 0 | 0 | 0 | 0
PG&E FRESNO | Balch | 230 | 1 | 1 | 4 | 0 | 2 | 3 | 3 | 1 | 3 | 1 | 1 | 4 | 1 | 2 | 1 | 3 | 0 | 0 | 0 | 0 | 0 | 0 | 0 | 0 | 0 | 0 | 0 | 0 | 0 | 0 | 0 | 0 | 0 | 0 | 0 | 0 | 0 | 0 | 0 | 0 | 0 | 0 | 0 | 0 | 0 | 0 | 0 | 0 | 0 | 0
SCE Eastern | Bannister | 230 | 2 | 1 | 2 | 0 | 2 | 1 | 1 | 2 | 3 | 1 | 3 | 2 | 1 | 2 | 4 | 1 | 0 | 0 | 0 | 0 | 0 | 0 | 0 | 0 | 0 | 0 | 0 | 0 | 0 | 0 | 0 | 0 | 0 | 0 | 0 | 0 | 0 | 0 | 0 | 0 | 0 | 0 | 0 | 0 | 0 | 0 | 0 | 0 | 0 | 0
SCE Metro | Barre | 230 | 1 | 1 | 1 | 0 | 1 | 1 | 3 | 1 | 3 | 1 | 4 | 1 | 3 | 1 | 4 | 1 | 0 | 0 | 0 | 0 | 0 | 0 | 0 | 0 | 0 | 10 | 10 | 10 | 0 | 0 | 1 | 20 | 10 | 0 | 0 | 0 | 0 | 0 | 0 | 0 | 0 | 0 | 10 | 10 | 10 | 0 | 0 | 1 | 20 | 10
SDGE | Bay Boulevard | 69 | 2 | 1 | 1 | 1 | 1 | 1 | 1 | 2 | 3 | 1 | 4 | 2 | 3 | 1 | 4 | 1 | 0 | 0 | 0 | 0 | 0 | 0 | 0 | 0 | 0 | 0 | 0 | 0 | 0 | 0 | 0 | 0 | 0 | 0 | 0 | 0 | 0 | 0 | 0 | 0 | 0 | 0 | 0 | 0 | 0 | 0 | 0 | 0 | 0 | 0
SDGE | Bay Boulevard | 230 | 2 | 1 | 1 | 1 | 1 | 1 | 1 | 2 | 3 | 1 | 4 | 2 | 3 | 1 | 4 | 1 | 0 | 0 | 0 | 0 | 0 | 0 | 0 | 0 | 0 | 0 | 0 | 0 | 0 | 0 | 0 | 0 | 0 | 0 | 0 | 0 | 0 | 0 | 0 | 0 | 0 | 0 | 0 | 0 | 0 | 0 | 0 | 0 | 0 | 0
EOP | Beatty | 138 | 2 | 2 | 4 | 0 | 1 | 3 | 1 | 2 | 1 | 2 | 1 | 4 | 3 | 1 | 1 | 3 | 0 | 0 | 0 | 0 | 0 | 0 | 0 | 0 | 0 | 0 | 0 | 0 | 0 | 0 | 0 | 0 | 0 | 0 | 0 | 0 | 0 | 0 | 0 | 0 | 0 | 0 | 0 | 0 | 0 | 0 | 0 | 0 | 0 | 0
EOP | Beatty | 230 | 2 | 2 | 4 | 0 | 1 | 3 | 1 | 2 | 1 | 2 | 1 | 4 | 3 | 1 | 1 | 3 | 450 | 0 | 0 | 0 | 0 | 0 | 0 | 0 | 0 | 0 | 0 | 0 | 0 | 0 | 1 | 450 | 0 | 450 | 0 | 0 | 0 | 0 | 0 | 0 | 0 | 0 | 100 | 400 | 0 | 125 | 0 | 1 | 950 | 125
PG&E NGBA | Belden | 230 | 2 | 2 | 4 | 0 | 1 | 3 | 1 | 2 | 1 | 2 | 1 | 4 | 3 | 1 | 1 | 3 | 0 | 0 | 0 | 0 | 0 | 0 | 0 | 0 | 0 | 0 | 0 | 0 | 0 | 0 | 0 | 0 | 0 | 0 | 0 | 0 | 0 | 0 | 0 | 0 | 0 | 0 | 0 | 0 | 0 | 0 | 0 | 0 | 0 | 0
PG&E NGBA | Bell | 115 | 2 | 1 | 4 | 0 | 2 | 3 | 1 | 2 | 3 | 1 | 1 | 4 | 1 | 2 | 1 | 3 | 0 | 0 | 0 | 0 | 0 | 0 | 0 | 0 | 0 | 0 | 0 | 0 | 0 | 0 | 0 | 0 | 0 | 0 | 0 | 0 | 0 | 0 | 0 | 0 | 0 | 0 | 0 | 0 | 0 | 0 | 0 | 0 | 0 | 0
PG&E NGBA | Bellevue | 115 | 2 | 1 | 2 | 0 | 2 | 2 | 1 | 2 | 3 | 1 | 3 | 2 | 1 | 2 | 3 | 2 | 0 | 0 | 0 | 0 | 0 | 0 | 0 | 0 | 0 | 0 | 0 | 0 | 0 | 0 | 0 | 0 | 0 | 0 | 0 | 0 | 0 | 0 | 0 | 0 | 0 | 0 | 0 | 0 | 0 | 0 | 0 | 0 | 0 | 0
PG&E GBA | Bellota | 115 | 1 | 1 | 4 | 1 | 2 | 3 | 3 | 1 | 3 | 1 | 1 | 4 | 1 | 2 | 1 | 3 | 0 | 0 | 0 | 0 | 0 | 0 | 0 | 0 | 0 | 0 | 0 | 0 | 0 | 0 | 0 | 0 | 0 | 0 | 0 | 0 | 0 | 0 | 0 | 0 | 0 | 0 | 0 | 0 | 0 | 0 | 0 | 0 | 0 | 0
PG&E GBA | Bellota | 230 | 1 | 1 | 4 | 1 | 2 | 3 | 3 | 1 | 3 | 1 | 1 | 4 | 1 | 2 | 1 | 3 | 0 | 0 | 0 | 0 | 0 | 0 | 0 | 0 | 0 | 0 | 0 | 0 | 0 | 346 | 1 | 0 | 346 | 0 | 0 | 0 | 0 | 0 | 0 | 0 | 0 | 0 | 200 | 200 | 0 | 0 | 346 | 1 | 400 | 346
SCE Northern | Big Creek | 230 | 1 | 1 | 4 | 0 | 2 | 3 | 3 | 1 | 3 | 1 | 1 | 4 | 1 | 2 | 1 | 3 | 0 | 0 | 0 | 0 | 0 | 0 | 0 | 0 | 0 | 0 | 0 | 0 | 0 | 0 | 0 | 0 | 0 | 0 | 0 | 0 | 0 | 0 | 0 | 0 | 0 | 0 | 0 | 0 | 0 | 0 | 0 | 0 | 0 | 0
PG&E FRESNO | Biola | 70 | 1 | 1 | 4 | 0 | 2 | 1 | 3 | 1 | 3 | 1 | 1 | 4 | 1 | 2 | 4 | 1 | 0 | 0 | 0 | 0 | 0 | 0 | 0 | 0 | 0 | 0 | 0 | 0 | 0 | 0 | 0 | 0 | 0 | 0 | 0 | 0 | 0 | 0 | 0 | 0 | 0 | 0 | 0 | 0 | 0 | 0 | 0 | 0 | 0 | 0
PG&E GBA | Birds Landing | 230 | 2 | 1 | 3 | 1 | 1 | 1 | 1 | 2 | 3 | 1 | 2 | 4 | 3 | 1 | 4 | 1 | 0 | 0 | 234.8 | 107 | 0 | 0 | 0 | 0 | 0 | 0 | 0 | 0 | 0 | 0 | 1 | 341.8 | 0 | 0 | 0 | 234.8 | 107 | 0 | 0 | 0 | 0 | 0 | 0 | 200 | 0 | 65 | 0 | 1 | 541.8 | 65
SCE Northern | Bliss | 66 | 1 | 1 | 4 | 0 | 1 | 1 | 3 | 1 | 3 | 1 | 1 | 4 | 3 | 1 | 4 | 1 | 0 | 0 | 0 | 0 | 0 | 0 | 0 | 0 | 0 | 0 | 0 | 0 | 0 | 0 | 0 | 0 | 0 | 0 | 0 | 0 | 0 | 0 | 0 | 0 | 0 | 0 | 0 | 0 | 0 | 0 | 0 | 0 | 0 | 0
SCE Eastern | Blythe | 161 | 2 | 2 | 2 | 0 | 1 | 1 | 1 | 2 | 1 | 2 | 3 | 2 | 3 | 1 | 4 | 1 | 0 | 0 | 0 | 0 | 0 | 0 | 0 | 0 | 0 | 0 | 160 | 160 | 0 | 0 | 1 | 160 | 160 | 0 | 0 | 0 | 0 | 0 | 0 | 0 | 0 | 0 | 0 | 160 | 160 | 0 | 0 | 1 | 160 | 160
PG&E NGBA | Bogue | 115 | 2 | 2 | 2 | 0 | 1 | 2 | 1 | 2 | 1 | 2 | 3 | 2 | 3 | 1 | 3 | 2 | 0 | 0 | 0 | 0 | 0 | 0 | 0 | 0 | 0 | 0 | 0 | 0 | 0 | 0 | 0 | 0 | 0 | 0 | 0 | 0 | 0 | 0 | 0 | 0 | 0 | 0 | 0 | 0 | 0 | 0 | 0 | 0 | 0 | 0
PG&E FRESNO | Borden | 230 | 1 | 1 | 4 | 0 | 2 | 1 | 3 | 1 | 3 | 1 | 1 | 4 | 1 | 2 | 4 | 1 | 0 | 0 | 0 | 0 | 0 | 0 | 0 | 0 | 0 | 0 | 0 | 0 | 0 | 0 | 0 | 0 | 0 | 0 | 0 | 0 | 0 | 0 | 0 | 0 | 0 | 0 | 0 | 300 | 0 | 100 | 0 | 1 | 300 | 100
PG&E FRESNO | Borden | 70 | 1 | 1 | 4 | 0 | 2 | 1 | 3 | 1 | 3 | 1 | 1 | 4 | 1 | 2 | 4 | 1 | 0 | 0 | 0 | 0 | 0 | 0 | 0 | 0 | 4.5 | 0 | 0 | 0 | 0 | 0 | 1 | 4.5 | 0 | 0 | 0 | 0 | 0 | 0 | 0 | 0 | 0 | 4.5 | 0 | 0 | 0 | 0 | 0 | 1 | 4.5 | 0
SDGE | Boulevard East | 138 | 2 | 1 | 4 | 0 | 1 | 3 | 1 | 2 | 3 | 1 | 1 | 4 | 3 | 1 | 1 | 3 | 0 | 0 | 60 | 3.3 | 0 | 0 | 0 | 0 | 0 | 0 | 0 | 0 | 0 | 0 | 1 | 63.3 | 0 | 0 | 0 | 60 | 3.3 | 0 | 0 | 0 | 0 | 0 | 0 | 0 | 0 | 0 | 0 | 1 | 63.3 | 0
SDGE | Boulevard East | 69 | 2 | 1 | 4 | 0 | 1 | 3 | 1 | 2 | 3 | 1 | 1 | 4 | 3 | 1 | 1 | 3 | 0 | 0 | 0 | 0 | 0 | 0 | 0 | 0 | 0 | 0 | 17.4 | 27.15 | 0 | 0 | 1 | 17.4 | 27.15 | 0 | 0 | 0 | 0 | 0 | 0 | 0 | 0 | 0 | 0 | 40 | 27.15 | 0 | 0 | 1 | 40 | 27.15
PG&E GBA | Brentwood | 230 | 2 | 1 | 3 | 1 | 1 | 3 | 1 | 2 | 3 | 1 | 2 | 4 | 3 | 1 | 1 | 3 | 0 | 0 | 0 | 0 | 0 | 0 | 0 | 0 | 2 | 0 | 0 | 0.8 | 0 | 0 | 1 | 2 | 0.8 | 0 | 0 | 0 | 0 | 0 | 0 | 0 | 0 | 2 | 0 | 0 | 0.8 | 0 | 0 | 1 | 2 | 0.8
PG&E NGBA | Bridgeville | 115 | 2 | 2 | 4 | 0 | 2 | 3 | 1 | 2 | 1 | 2 | 1 | 4 | 1 | 2 | 1 | 3 | 0 | 8 | 0 | 0 | 0 | 0 | 0 | 0 | 0 | 0 | 0 | 0 | 0 | 0 | 1 | 8 | 0 | 0 | 8 | 0 | 0 | 0 | 0 | 0 | 0 | 0 | 0 | 0 | 0 | 0 | 0 | 1 | 8 | 0
PG&E NGBA | Brighton | 115 | 2 | 1 | 2 | 0 | 2 | 1 | 1 | 2 | 3 | 1 | 3 | 2 | 1 | 2 | 4 | 1 | 0 | 0 | 0 | 0 | 0 | 0 | 0 | 0 | 0 | 0 | 0 | 0 | 0 | 0 | 0 | 0 | 0 | 0 | 0 | 0 | 0 | 0 | 0 | 0 | 0 | 0 | 0 | 0 | 0 | 0 | 0 | 0 | 0 | 0
PG&E NGBA | Brighton | 230 | 2 | 1 | 2 | 0 | 2 | 1 | 1 | 2 | 3 | 1 | 3 | 2 | 1 | 2 | 4 | 1 | 0 | 0 | 0 | 0 | 0 | 0 | 0 | 0 | 0 | 0 | 0 | 0 | 0 | 0 | 0 | 0 | 0 | 0 | 0 | 0 | 0 | 0 | 0 | 0 | 0 | 0 | 0 | 0 | 0 | 0 | 0 | 0 | 0 | 0
PG&E NGBA | Brunswick | 115 | 2 | 1 | 4 | 0 | 1 | 3 | 1 | 2 | 3 | 1 | 1 | 4 | 3 | 1 | 1 | 3 | 0 | 0 | 0 | 0 | 0 | 0 | 0 | 0 | 1.9 | 0 | 0 | 0 | 0 | 0 | 1 | 1.9 | 0 | 0 | 0 | 0 | 0 | 0 | 0 | 0 | 0 | 1.9 | 0 | 0 | 0 | 0 | 0 | 1 | 1.9 | 0
PG&E NGBA | Bucks Creek | 230 | 2 | 2 | 4 | 0 | 1 | 3 | 1 | 2 | 1 | 2 | 1 | 4 | 3 | 1 | 1 | 3 | 0 | 0 | 0 | 0 | 0 | 0 | 0 | 0 | 0 | 0 | 0 | 0 | 0 | 0 | 0 | 0 | 0 | 0 | 0 | 0 | 0 | 0 | 0 | 0 | 0 | 0 | 0 | 0 | 0 | 0 | 0 | 0 | 0 | 0
PG&E KERN | Buena Vista | 230 | 2 | 2 | 3 | 1 | 2 | 1 | 1 | 2 | 1 | 2 | 2 | 4 | 1 | 2 | 4 | 1 | 0 | 0 | 0 | 0 | 0 | 0 | 0 | 0 | 0 | 0 | 0 | 0 | 0 | 0 | 0 | 0 | 0 | 0 | 0 | 0 | 0 | 0 | 0 | 0 | 0 | 0 | 0 | 0 | 0 | 0 | 0 | 0 | 0 | 0
PG&E FRESNO | Bullard | 115 | 1 | 1 | 1 | 0 | 2 | 2 | 3 | 1 | 3 | 1 | 4 | 1 | 1 | 2 | 3 | 2 | 0 | 0 | 0 | 0 | 0 | 0 | 0 | 0 | 0 | 0 | 0 | 0 | 0 | 0 | 0 | 0 | 0 | 0 | 0 | 0 | 0 | 0 | 0 | 0 | 0 | 0 | 0 | 0 | 0 | 0 | 0 | 0 | 0 | 0
PG&E GBA | Burlingame | 115 | 2 | 1 | 2 | 1 | 1 | 2 | 1 | 2 | 3 | 1 | 3 | 3 | 3 | 1 | 3 | 2 | 0 | 0 | 0 | 0 | 0 | 0 | 0 | 0 | 0 | 0 | 0 | 0 | 0 | 0 | 0 | 0 | 0 | 0 | 0 | 0 | 0 | 0 | 0 | 0 | 0 | 0 | 0 | 0 | 0 | 0 | 0 | 0 | 0 | 0
PG&E NGBA | Burney Forest | 230 | 2 | 2 | 4 | 1 | 2 | 3 | 1 | 2 | 1 | 2 | 1 | 4 | 1 | 2 | 1 | 3 | 0 | 11 | 0 | 0 | 0 | 0 | 0 | 0 | 0 | 0 | 0 | 0 | 0 | 0 | 1 | 11 | 0 | 0 | 11 | 0 | 0 | 0 | 0 | 0 | 0 | 0 | 0 | 0 | 0 | 0 | 0 | 1 | 11 | 0
PG&E NGBA | Butte | 115 | 2 | 1 | 4 | 0 | 2 | 2 | 1 | 2 | 3 | 1 | 1 | 4 | 1 | 2 | 3 | 2 | 0 | 0 | 0 | 0 | 0 | 0 | 0 | 0 | 0 | 0 | 0 | 0 | 0 | 0 | 0 | 0 | 0 | 0 | 0 | 0 | 0 | 0 | 0 | 0 | 0 | 0 | 0 | 0 | 0 | 0 | 0 | 0 | 0 | 0
PG&E KERN | Cabrillo | 115 | 2 | 2 | 4 | 1 | 1 | 3 | 1 | 2 | 1 | 2 | 1 | 4 | 3 | 1 | 1 | 3 | 0 | 0 | 0 | 0 | 0 | 0 | 0 | 0 | 0 | 0 | 0 | 0 | 0 | 0 | 0 | 0 | 0 | 0 | 0 | 0 | 0 | 0 | 0 | 0 | 0 | 0 | 0 | 0 | 0 | 0 | 0 | 0 | 0 | 0
PG&E FRESNO | Cal Flats | 230 | 2 | 2 | 4 | 0 | 2 | 2 | 1 | 2 | 1 | 2 | 1 | 4 | 1 | 2 | 3 | 2 | 0 | 0 | 0 | 0 | 0 | 0 | 0 | 0 | 0 | 0 | 0 | 0 | 0 | 0 | 0 | 0 | 0 | 0 | 0 | 0 | 0 | 0 | 0 | 0 | 0 | 0 | 0 | 0 | 0 | 0 | 0 | 0 | 0 | 0
SCE NOL | Calcite | 230 | 2 | 1 | 4 | 0 | 1 | 3 | 1 | 2 | 3 | 1 | 1 | 4 | 3 | 1 | 1 | 3 | 0 | 0 | 0 | 0 | 0 | 0 | 0 | 0 | 0 | 200 | 150 | 0 | 0 | 0 | 1 | 350 | 0 | 0 | 0 | 0 | 0 | 0 | 0 | 0 | 0 | 0 | 200 | 254 | 0 | 100 | 0 | 1 | 454 | 100
PG&E KERN | Caliente | 230 | 2 | 1 | 4 | 0 | 2 | 2 | 1 | 2 | 3 | 1 | 1 | 4 | 1 | 2 | 3 | 2 | 0 | 0 | 0 | 0 | 0 | 0 | 0 | 0 | 0 | 0 | 0 | 0 | 0 | 0 | 0 | 0 | 0 | 0 | 0 | 0 | 0 | 0 | 0 | 0 | 0 | 0 | 0 | 0 | 0 | 0 | 0 | 0 | 0 | 0
PG&E FRESNO | California Ave | 115 | 1 | 1 | 2 | 0 | 2 | 1 | 3 | 1 | 3 | 1 | 3 | 2 | 1 | 2 | 4 | 1 | 0 | 0 | 0 | 0 | 0 | 0 | 0 | 0 | 0 | 0 | 0 | 0 | 0 | 0 | 0 | 0 | 0 | 0 | 0 | 0 | 0 | 0 | 0 | 0 | 0 | 0 | 0 | 0 | 0 | 0 | 0 | 0 | 0 | 0
PG&E KERN | Callender | 115 | 2 | 2 | 4 | 1 | 2 | 2 | 1 | 2 | 1 | 2 | 1 | 4 | 1 | 2 | 3 | 2 | 0 | 0 | 0 | 0 | 0 | 0 | 0 | 0 | 0 | 0 | 0 | 0 | 0 | 0 | 0 | 0 | 0 | 0 | 0 | 0 | 0 | 0 | 0 | 0 | 0 | 0 | 0 | 0 | 0 | 0 | 0 | 0 | 0 | 0
PG&E NGBA | Calpella | 115 | 2 | 2 | 4 | 1 | 2 | 3 | 1 | 2 | 1 | 2 | 1 | 4 | 1 | 2 | 1 | 3 | 0 | 10 | 0 | 0 | 0 | 0 | 0 | 0 | 4 | 0 | 0 | 4 | 0 | 0 | 1 | 14 | 4 | 0 | 10 | 0 | 0 | 0 | 0 | 0 | 0 | 4 | 0 | 0 | 4 | 0 | 0 | 1 | 14 | 4
PG&E GBA | Camanche | 230 | 1 | 1 | 3 | 1 | 2 | 3 | 3 | 1 | 3 | 1 | 2 | 4 | 1 | 2 | 1 | 3 | 0 | 0 | 0 | 0 | 0 | 0 | 0 | 0 | 0 | 0 | 0 | 0 | 0 | 0 | 0 | 0 | 0 | 0 | 0 | 0 | 0 | 0 | 0 | 0 | 0 | 0 | 0 | 0 | 0 | 0 | 0 | 0 | 0 | 0
SDGE | Cameron | 69 | 1 | 1 | 2 | 0 | 1 | 1 | 3 | 1 | 3 | 1 | 3 | 2 | 3 | 1 | 4 | 1 | 0 | 0 | 0 | 0 | 0 | 0 | 0 | 0 | 0.84 | 0 | 0 | 0.46 | 0 | 0 | 1 | 0.84 | 0.46 | 0 | 0 | 0 | 0 | 0 | 0 | 0 | 0 | 0.84 | 0 | 0 | 0.46 | 0 | 0 | 1 | 0.84 | 0.46
SDGE | Cannon | 69 | 2 | 1 | 1 | 0 | 1 | 3 | 1 | 2 | 3 | 1 | 4 | 1 | 3 | 1 | 1 | 3 | 0 | 0 | 0 | 0 | 0 | 0 | 0 | 0 | 0 | 0 | 0 | 0 | 0 | 0 | 0 | 0 | 0 | 0 | 0 | 0 | 0 | 0 | 0 | 0 | 0 | 0 | 0 | 0 | 0 | 0 | 0 | 0 | 0 | 0
PG&E FRESNO | Cantua | 115 | 1 | 1 | 4 | 0 | 2 | 1 | 3 | 1 | 3 | 1 | 1 | 4 | 1 | 2 | 4 | 1 | 0 | 0 | 0 | 0 | 0 | 0 | 0 | 0 | 0 | 0 | 0 | 0 | 0 | 0 | 0 | 0 | 0 | 0 | 0 | 0 | 0 | 0 | 0 | 0 | 0 | 0 | 0 | 0 | 0 | 0 | 0 | 0 | 0 | 0
SDGE | Capistrano | 138 | 1 | 1 | 2 | 0 | 1 | 3 | 3 | 1 | 3 | 1 | 3 | 2 | 3 | 1 | 1 | 3 | 0 | 0 | 0 | 0 | 0 | 0 | 0 | 0 | 0 | 0 | 0 | 0 | 0 | 0 | 0 | 0 | 0 | 0 | 0 | 0 | 0 | 0 | 0 | 0 | 0 | 0 | 0 | 0 | 0 | 75 | 0 | 1 | 0 | 75
SDGE | Capistrano | 230 | 1 | 1 | 2 | 0 | 1 | 3 | 3 | 1 | 3 | 1 | 3 | 2 | 3 | 1 | 1 | 3 | 0 | 0 | 0 | 0 | 0 | 0 | 0 | 0 | 0 | 0 | 0 | 0 | 0 | 0 | 0 | 0 | 0 | 0 | 0 | 0 | 0 | 0 | 0 | 0 | 0 | 0 | 0 | 0 | 0 | 0 | 0 | 0 | 0 | 0
PG&E NGBA | Carberry | 230 | 2 | 2 | 4 | 1 | 2 | 3 | 1 | 2 | 1 | 2 | 1 | 4 | 1 | 2 | 1 | 3 | 0 | 3.6 | 0 | 0 | 0 | 0 | 0 | 0 | 0 | 0 | 0 | 0 | 0 | 0 | 1 | 3.6 | 0 | 0 | 3.6 | 0 | 0 | 0 | 0 | 0 | 0 | 0 | 0 | 0 | 0 | 0 | 0 | 1 | 3.6 | 0
SCE Eastern | Cardiff | 66 | 1 | 1 | 2 | 0 | 1 | 1 | 3 | 1 | 3 | 1 | 3 | 2 | 3 | 1 | 4 | 1 | 0 | 0 | 0 | 0 | 0 | 0 | 0 | 0 | 0 | 0 | 0 | 0 | 0 | 0 | 0 | 0 | 0 | 0 | 0 | 0 | 0 | 0 | 0 | 0 | 0 | 0 | 0 | 0 | 0 | 0 | 0 | 0 | 0 | 0
PG&E NGBA | Caribou | 60 | 2 | 2 | 4 | 0 | 1 | 3 | 1 | 2 | 1 | 2 | 1 | 4 | 3 | 1 | 1 | 3 | 0 | 10 | 0 | 0 | 0 | 0 | 0 | 0 | 0 | 0 | 0 | 0 | 0 | 0 | 1 | 10 | 0 | 0 | 10 | 0 | 0 | 0 | 0 | 0 | 0 | 0 | 0 | 0 | 0 | 0 | 0 | 1 | 10 | 0
PG&E NGBA | Caribou | 115 | 2 | 2 | 4 | 0 | 1 | 3 | 1 | 2 | 1 | 2 | 1 | 4 | 3 | 1 | 1 | 3 | 0 | 10 | 0 | 0 | 0 | 0 | 0 | 0 | 0 | 0 | 0 | 0 | 0 | 0 | 1 | 10 | 0 | 0 | 10 | 0 | 0 | 0 | 0 | 0 | 0 | 0 | 0 | 0 | 0 | 0 | 0 | 1 | 10 | 0
PG&E NGBA | Caribou | 230 | 2 | 2 | 4 | 0 | 1 | 3 | 1 | 2 | 1 | 2 | 1 | 4 | 3 | 1 | 1 | 3 | 0 | 0 | 0 | 0 | 0 | 0 | 0 | 0 | 0 | 0 | 0 | 0 | 0 | 0 | 0 | 0 | 0 | 0 | 0 | 0 | 0 | 0 | 0 | 0 | 0 | 0 | 0 | 0 | 0 | 0 | 0 | 0 | 0 | 0
EOP | Carpenter Canyon (fka Gamebird) | 138 | 2 | 2 | 4 | 0 | 1 | 3 | 1 | 2 | 1 | 2 | 1 | 4 | 3 | 1 | 1 | 3 | 0 | 0 | 0 | 0 | 0 | 0 | 0 | 0 | 0 | 0 | 0 | 0 | 0 | 0 | 0 | 0 | 0 | 0 | 0 | 0 | 0 | 0 | 0 | 0 | 0 | 0 | 0 | 0 | 0 | 0 | 0 | 0 | 0 | 0
EOP | Carpenter Canyon (fka Gamebird) | 230 | 2 | 2 | 4 | 0 | 1 | 3 | 1 | 2 | 1 | 2 | 1 | 4 | 3 | 1 | 1 | 3 | 0 | 0 | 0 | 0 | 0 | 0 | 0 | 0 | 0 | 0 | 158 | 0 | 0 | 0 | 1 | 158 | 0 | 0 | 0 | 0 | 0 | 0 | 0 | 0 | 0 | 0 | 150 | 550 | 0 | 140 | 0 | 1 | 700 | 140
PG&E NGBA | Carquinez | 115 | 2 | 1 | 2 | 0 | 1 | 1 | 1 | 2 | 3 | 1 | 3 | 2 | 3 | 1 | 4 | 1 | 0 | 0 | 0 | 0 | 0 | 0 | 0 | 0 | 0 | 0 | 0 | 0 | 0 | 0 | 0 | 0 | 0 | 0 | 0 | 0 | 0 | 0 | 0 | 0 | 0 | 0 | 0 | 0 | 0 | 0 | 0 | 0 | 0 | 0
SDGE | Carrizo Gorge | 138 | 2 | 1 | 4 | 0 | 1 | 3 | 1 | 2 | 3 | 1 | 1 | 4 | 3 | 1 | 1 | 3 | 0 | 0 | 0 | 0 | 0 | 0 | 0 | 0 | 0 | 0 | 90 | 70 | 0 | 0 | 1 | 90 | 70 | 0 | 0 | 0 | 0 | 0 | 0 | 0 | 0 | 0 | 0 | 90 | 70 | 0 | 0 | 1 | 90 | 70
PG&E KERN | Carrizo Plains | 115 | 2 | 1 | 4 | 0 | 2 | 2 | 1 | 2 | 3 | 1 | 1 | 4 | 1 | 2 | 3 | 2 | 0 | 0 | 0 | 0 | 0 | 0 | 0 | 0 | 0 | 0 | 0 | 0 | 0 | 0 | 0 | 0 | 0 | 0 | 0 | 0 | 0 | 0 | 0 | 0 | 0 | 0 | 0 | 0 | 0 | 0 | 0 | 0 | 0 | 0
PG&E KERN | Casaloma | 230 | 1 | 1 | 2 | 1 | 1 | 1 | 3 | 1 | 3 | 1 | 3 | 3 | 3 | 1 | 4 | 1 | 0 | 0 | 0 | 0 | 0 | 0 | 0 | 0 | 0 | 0 | 0 | 0 | 0 | 0 | 0 | 0 | 0 | 0 | 0 | 0 | 0 | 0 | 0 | 0 | 0 | 0 | 0 | 0 | 0 | 0 | 0 | 0 | 0 | 0
PG&E GBA | Castro Valley | 230 | 2 | 1 | 2 | 0 | 1 | 2 | 1 | 2 | 3 | 1 | 3 | 2 | 3 | 1 | 3 | 2 | 0 | 0 | 0 | 0 | 0 | 0 | 0 | 0 | 0 | 0 | 0 | 0 | 0 | 0 | 0 | 0 | 0 | 0 | 0 | 0 | 0 | 0 | 0 | 0 | 0 | 0 | 0 | 0 | 0 | 0 | 0 | 0 | 0 | 0
PG&E GBA | Cayetano | 230 | 2 | 1 | 3 | 0 | 1 | 3 | 1 | 2 | 3 | 1 | 2 | 3 | 3 | 1 | 1 | 3 | 0 | 0 | 0 | 0 | 0 | 0 | 0 | 0 | 0 | 0 | 100 | 100 | 0 | 0 | 1 | 100 | 100 | 0 | 0 | 0 | 0 | 0 | 0 | 0 | 0 | 0 | 0 | 100 | 100 | 0 | 0 | 1 | 100 | 100
SCE Metro | Center | 230 | 1 | 1 | 1 | 0 | 1 | 1 | 3 | 1 | 3 | 1 | 4 | 1 | 3 | 1 | 4 | 1 | 0 | 0 | 0 | 0 | 0 | 0 | 0 | 0 | 0 | 0 | 0 | 90 | 0 | 0 | 1 | 0 | 90 | 0 | 0 | 0 | 0 | 0 | 0 | 0 | 0 | 0 | 0 | 0 | 90 | 0 | 0 | 1 | 0 | 90
PG&E KERN | Charca | 115 | 1 | 1 | 4 | 0 | 1 | 1 | 3 | 1 | 3 | 1 | 1 | 4 | 3 | 1 | 4 | 1 | 0 | 0 | 0 | 0 | 0 | 0 | 0 | 0 | 4.62 | 0 | 0 | 0 | 0 | 0 | 1 | 4.62 | 0 | 0 | 0 | 0 | 0 | 0 | 0 | 0 | 0 | 4.62 | 0 | 0 | 0 | 0 | 0 | 1 | 4.62 | 0
EOP | Charleston | 138 | 2 | 2 | 4 | 0 | 1 | 3 | 1 | 2 | 1 | 2 | 1 | 4 | 3 | 1 | 1 | 3 | 0 | 0 | 0 | 0 | 0 | 0 | 0 | 0 | 0 | 0 | 0 | 0 | 0 | 0 | 0 | 0 | 0 | 0 | 0 | 0 | 0 | 0 | 0 | 0 | 0 | 0 | 0 | 0 | 0 | 0 | 0 | 0 | 0 | 0
SCE Metro | Chevmain | 230 | 1 | 1 | 1 | 0 | 1 | 1 | 3 | 1 | 3 | 1 | 4 | 1 | 3 | 1 | 4 | 1 | 0 | 0 | 0 | 0 | 0 | 0 | 0 | 0 | 0 | 0 | 0 | 0 | 0 | 0 | 0 | 0 | 0 | 0 | 0 | 0 | 0 | 0 | 0 | 0 | 0 | 0 | 0 | 0 | 0 | 0 | 0 | 0 | 0 | 0
SDGE | Chicarita | 138 | 2 | 1 | 2 | 1 | 1 | 3 | 1 | 2 | 3 | 1 | 3 | 3 | 3 | 1 | 1 | 3 | 0 | 0 | 0 | 0 | 0 | 0 | 0 | 0 | 0 | 0 | 0 | 0 | 0 | 0 | 0 | 0 | 0 | 0 | 0 | 0 | 0 | 0 | 0 | 0 | 0 | 0 | 0 | 0 | 0 | 0 | 0 | 0 | 0 | 0
SCE Metro | Chino | 230 | 1 | 1 | 1 | 0 | 1 | 2 | 3 | 1 | 3 | 1 | 4 | 1 | 3 | 1 | 3 | 2 | 0 | 0 | 0 | 0 | 0 | 0 | 0 | 0 | 0 | 0 | 0 | 0 | 0 | 0 | 0 | 0 | 0 | 0 | 0 | 0 | 0 | 0 | 0 | 0 | 0 | 0 | 0 | 0 | 0 | 0 | 0 | 0 | 0 | 0
PG&E FRESNO | Chowchilla | 115 | 1 | 1 | 1 | 0 | 2 | 2 | 3 | 1 | 3 | 1 | 4 | 1 | 1 | 2 | 3 | 2 | 0 | 0 | 0 | 0 | 0 | 0 | 0 | 0 | 7.56 | 0 | 0 | 0 | 0 | 0 | 1 | 7.56 | 0 | 0 | 0 | 0 | 0 | 0 | 0 | 0 | 0 | 7.56 | 0 | 0 | 0 | 0 | 0 | 1 | 7.56 | 0
PG&E GBA | Christie | 60 | 2 | 1 | 2 | 0 | 1 | 2 | 1 | 2 | 3 | 1 | 3 | 2 | 3 | 1 | 3 | 2 | 0 | 0 | 0 | 0 | 0 | 0 | 0 | 0 | 0 | 0 | 0 | 0 | 0 | 0 | 0 | 0 | 0 | 0 | 0 | 0 | 0 | 0 | 0 | 0 | 0 | 0 | 0 | 0 | 0 | 0 | 0 | 0 | 0 | 0
PG&E GBA | Christie | 115 | 2 | 1 | 2 | 0 | 1 | 2 | 1 | 2 | 3 | 1 | 3 | 2 | 3 | 1 | 3 | 2 | 0 | 0 | 0 | 0 | 0 | 0 | 0 | 0 | 0 | 0 | 0 | 0 | 0 | 0 | 0 | 0 | 0 | 0 | 0 | 0 | 0 | 0 | 0 | 0 | 0 | 0 | 0 | 0 | 0 | 0 | 0 | 0 | 0 | 0
SCE Eastern | Cielo Azul | 500 | 2 | 2 | 4 | 0 | 1 | 3 | 1 | 2 | 1 | 2 | 1 | 4 | 3 | 1 | 1 | 3 | 0 | 0 | 0 | 0 | 0 | 0 | 0 | 0 | 0 | 0 | 2025 | 1549.4 | 0 | 0 | 1 | 2025 | 1549.4 | 0 | 0 | 0 | 0 | 0 | 0 | 0 | 0 | 0 | 500 | 2625 | 1549.4 | 250 | 0 | 1 | 3125 | 1799.4
PG&E GBA | Clay | 60 | 2 | 1 | 2 | 1 | 1 | 3 | 1 | 2 | 3 | 1 | 3 | 3 | 3 | 1 | 1 | 3 | 0 | 0 | 0 | 0 | 0 | 0 | 0 | 0 | 0 | 0 | 0 | 0 | 0 | 0 | 0 | 0 | 0 | 0 | 0 | 0 | 0 | 0 | 0 | 0 | 0 | 0 | 0 | 0 | 0 | 0 | 0 | 0 | 0 | 0
PG&E GBA | Clayton | 115 | 2 | 1 | 3 | 1 | 1 | 2 | 1 | 2 | 3 | 1 | 2 | 4 | 3 | 1 | 3 | 2 | 0 | 0 | 0 | 0 | 0 | 0 | 0 | 0 | 0 | 0 | 0 | 0 | 0 | 0 | 0 | 0 | 0 | 0 | 0 | 0 | 0 | 0 | 0 | 0 | 0 | 0 | 0 | 0 | 0 | 0 | 0 | 0 | 0 | 0
PG&E NGBA | Cloverdale | 115 | 2 | 2 | 4 | 1 | 2 | 3 | 1 | 2 | 1 | 2 | 1 | 4 | 1 | 2 | 1 | 3 | 46 | 5.5 | 0 | 0 | 0 | 0 | 0 | 0 | 0 | 0 | 0 | 0 | 0 | 0 | 1 | 51.5 | 0 | 46 | 5.5 | 0 | 0 | 0 | 0 | 0 | 0 | 0 | 0 | 0 | 0 | 0 | 0 | 1 | 51.5 | 0
PG&E FRESNO | Clovis | 115 | 1 | 1 | 2 | 0 | 2 | 2 | 3 | 1 | 3 | 1 | 3 | 2 | 1 | 2 | 3 | 2 | 0 | 0 | 0 | 0 | 0 | 0 | 0 | 0 | 0 | 0 | 0 | 0 | 0 | 0 | 0 | 0 | 0 | 0 | 0 | 0 | 0 | 0 | 0 | 0 | 0 | 0 | 0 | 0 | 0 | 0 | 0 | 0 | 0 | 0
PG&E GBA | Coburn | 230 | 2 | 2 | 2 | 0 | 2 | 3 | 1 | 2 | 1 | 2 | 3 | 2 | 1 | 2 | 1 | 3 | 0 | 0 | 100 | 0 | 0 | 0 | 0 | 0 | 0 | 0 | 0 | 0 | 0 | 0 | 1 | 100 | 0 | 0 | 0 | 100 | 0 | 0 | 0 | 0 | 0 | 0 | 0 | 0 | 0 | 0 | 0 | 1 | 100 | 0
PG&E GBA | Coburn | 60 | 2 | 2 | 2 | 0 | 2 | 3 | 1 | 2 | 1 | 2 | 3 | 2 | 1 | 2 | 1 | 3 | 0 | 0 | 0 | 0 | 0 | 0 | 0 | 0 | 0 | 0 | 0 | 0 | 0 | 0 | 0 | 0 | 0 | 0 | 0 | 0 | 0 | 0 | 0 | 0 | 0 | 0 | 0 | 0 | 0 | 0 | 0 | 0 | 0 | 0
PG&E NGBA | Colgate | 230 | 2 | 1 | 4 | 0 | 1 | 3 | 1 | 2 | 3 | 1 | 1 | 4 | 3 | 1 | 1 | 3 | 0 | 8.5 | 0 | 0 | 0 | 0 | 0 | 0 | 0 | 0 | 0 | 0 | 0 | 0 | 1 | 8.5 | 0 | 0 | 8.5 | 0 | 0 | 0 | 0 | 0 | 0 | 0 | 0 | 0 | 0 | 0 | 0 | 1 | 8.5 | 0
PG&E GBA | Collierville | 230 | 2 | 1 | 4 | 1 | 1 | 3 | 1 | 2 | 3 | 1 | 1 | 4 | 3 | 1 | 1 | 3 | 0 | 0 | 0 | 0 | 0 | 0 | 0 | 0 | 0 | 0 | 0 | 0 | 0 | 0 | 0 | 0 | 0 | 0 | 0 | 0 | 0 | 0 | 0 | 0 | 0 | 0 | 0 | 0 | 0 | 0 | 0 | 0 | 0 | 0
PG&E GBA | Collinsville | 230 | 2 | 1 | 2 | 1 | 1 | 1 | 1 | 2 | 3 | 1 | 3 | 3 | 3 | 1 | 4 | 1 | 0 | 0 | 0 | 0 | 0 | 0 | 0 | 0 | 0 | 0 | 0 | 0 | 0 | 0 | 0 | 0 | 0 | 0 | 0 | 0 | 0 | 0 | 0 | 0 | 0 | 0 | 0 | 0 | 0 | 0 | 0 | 0 | 0 | 0
PG&E GBA | Collinsville | 500 | 2 | 1 | 2 | 1 | 1 | 1 | 1 | 2 | 3 | 1 | 3 | 3 | 3 | 1 | 4 | 1 | 0 | 0 | 0 | 0 | 0 | 0 | 0 | 0 | 0 | 0 | 0 | 0 | 0 | 0 | 0 | 0 | 0 | 0 | 0 | 0 | 0 | 0 | 0 | 0 | 0 | 0 | 0 | 0 | 0 | 0 | 0 | 0 | 0 | 0
SCE Eastern | Colorado River | 230 | 2 | 2 | 3 | 0 | 1 | 3 | 1 | 2 | 1 | 2 | 2 | 3 | 3 | 1 | 1 | 3 | 0 | 0 | 0 | 0 | 0 | 0 | 0 | 0 | 0 | 300 | 500 | 180 | 0 | 0 | 1 | 800 | 180 | 0 | 0 | 0 | 0 | 0 | 0 | 0 | 0 | 0 | 500 | 950 | 180 | 150 | 0 | 1 | 1450 | 330
SCE Eastern | Colorado River | 500 | 2 | 2 | 3 | 0 | 1 | 3 | 1 | 2 | 1 | 2 | 2 | 3 | 3 | 1 | 1 | 3 | 0 | 0 | 0 | 0 | 0 | 0 | 0 | 0 | 0 | 0 | 0 | 0 | 0 | 0 | 0 | 0 | 0 | 0 | 0 | 0 | 0 | 0 | 0 | 0 | 0 | 0 | 0 | 0 | 0 | 0 | 0 | 0 | 0 | 0
PG&E KERN | Columbus | 115 | 1 | 1 | 2 | 0 | 1 | 2 | 3 | 1 | 3 | 1 | 3 | 2 | 3 | 1 | 3 | 2 | 0 | 0 | 0 | 0 | 0 | 0 | 0 | 0 | 0 | 0 | 0 | 0 | 0 | 0 | 0 | 0 | 0 | 0 | 0 | 0 | 0 | 0 | 0 | 0 | 0 | 0 | 0 | 0 | 0 | 0 | 0 | 0 | 0 | 0
PG&E GBA | Contra Costa | 115 | 2 | 1 | 1 | 1 | 1 | 2 | 1 | 2 | 3 | 1 | 4 | 2 | 3 | 1 | 3 | 2 | 0 | 0 | 0 | 0 | 0 | 0 | 0 | 0 | 0 | 0 | 0 | 0 | 0 | 0 | 0 | 0 | 0 | 0 | 0 | 0 | 0 | 0 | 0 | 0 | 0 | 0 | 0 | 0 | 0 | 0 | 0 | 0 | 0 | 0
PG&E GBA | Contra Costa | 230 | 2 | 1 | 1 | 1 | 1 | 2 | 1 | 2 | 3 | 1 | 4 | 2 | 3 | 1 | 3 | 2 | 0 | 0 | 0 | 0 | 0 | 0 | 0 | 0 | 0 | 0 | 0 | 0 | 0 | 0 | 0 | 0 | 0 | 0 | 0 | 0 | 0 | 0 | 0 | 0 | 0 | 0 | 0 | 0 | 0 | 0 | 0 | 0 | 0 | 0
PG&E GBA | Contra Costa PP | 230 | 2 | 1 | 1 | 0 | 1 | 2 | 1 | 2 | 3 | 1 | 4 | 1 | 3 | 1 | 3 | 2 | 0 | 0 | 0 | 0 | 0 | 0 | 0 | 0 | 0 | 0 | 0 | 0 | 0 | 0 | 0 | 0 | 0 | 0 | 0 | 0 | 0 | 0 | 0 | 0 | 0 | 0 | 0 | 0 | 0 | 0 | 0 | 0 | 0 | 0
SCE NOL | Control | 115 | 2 | 2 | 4 | 0 | 1 | 3 | 1 | 2 | 1 | 2 | 1 | 4 | 3 | 1 | 1 | 3 | 9.7 | 0 | 0 | 0 | 0 | 0 | 0 | 0 | 0 | 0 | 0 | 0 | 0 | 0 | 1 | 9.7 | 0 | 9.7 | 0 | 0 | 0 | 0 | 0 | 0 | 0 | 0 | 0 | 0 | 0 | 0 | 0 | 1 | 9.7 | 0
SCE NOL | Control | 55 | 2 | 2 | 4 | 0 | 1 | 3 | 1 | 2 | 1 | 2 | 1 | 4 | 3 | 1 | 1 | 3 | 0 | 0 | 0 | 0 | 0 | 0 | 0 | 0 | 0 | 0 | 0 | 0 | 0 | 0 | 0 | 0 | 0 | 0 | 0 | 0 | 0 | 0 | 0 | 0 | 0 | 0 | 0 | 0 | 0 | 0 | 0 | 0 | 0 | 0
PG&E GBA | Cooley Landing | 115 | 2 | 1 | 2 | 0 | 1 | 1 | 1 | 2 | 3 | 1 | 3 | 2 | 3 | 1 | 4 | 1 | 0 | 0 | 0 | 0 | 0 | 0 | 0 | 0 | 0 | 0 | 0 | 0 | 0 | 0 | 0 | 0 | 0 | 0 | 0 | 0 | 0 | 0 | 0 | 0 | 0 | 0 | 0 | 0 | 0 | 0 | 0 | 0 | 0 | 0
PG&E GBA | Cooley Landing | 60 | 2 | 1 | 2 | 0 | 1 | 1 | 1 | 2 | 3 | 1 | 3 | 2 | 3 | 1 | 4 | 1 | 0 | 0 | 0 | 0 | 0 | 0 | 0 | 0 | 0 | 0 | 0 | 0 | 0 | 0 | 0 | 0 | 0 | 0 | 0 | 0 | 0 | 0 | 0 | 0 | 0 | 0 | 0 | 0 | 0 | 15 | 0 | 1 | 0 | 15
SCE NOL | Coolwater | 230 | 2 | 1 | 1 | 1 | 1 | 1 | 1 | 2 | 3 | 1 | 4 | 2 | 3 | 1 | 4 | 1 | 0 | 0 | 0 | 0 | 0 | 0 | 0 | 0 | 0 | 0 | 0 | 0 | 0 | 0 | 0 | 0 | 0 | 0 | 0 | 0 | 0 | 0 | 0 | 0 | 0 | 0 | 0 | 0 | 0 | 0 | 0 | 0 | 0 | 0
SCE NOL | Coolwater | 115 | 2 | 1 | 1 | 1 | 1 | 1 | 1 | 2 | 3 | 1 | 4 | 2 | 3 | 1 | 4 | 1 | 0 | 0 | 180 | 32.18 | 0 | 0 | 0 | 0 | 0 | 100 | 0 | 113.5 | 0 | 0 | 1 | 312.18 | 113.5 | 0 | 0 | 180 | 32.18 | 0 | 0 | 0 | 0 | 0 | 100 | 0 | 113.5 | 0 | 0 | 1 | 312.18 | 113.5
PG&E KERN | Copus | 70 | 1 | 1 | 3 | 0 | 1 | 1 | 3 | 1 | 3 | 1 | 2 | 3 | 3 | 1 | 4 | 1 | 0 | 0 | 0 | 0 | 0 | 0 | 0 | 0 | 0 | 0 | 0 | 0 | 0 | 0 | 0 | 0 | 0 | 0 | 0 | 0 | 0 | 0 | 0 | 0 | 0 | 0 | 0 | 0 | 0 | 0 | 0 | 0 | 0 | 0
PG&E FRESNO | Corcoran | 70 | 1 | 1 | 4 | 1 | 2 | 1 | 3 | 1 | 3 | 1 | 1 | 4 | 1 | 2 | 4 | 1 | 0 | 0 | 0 | 0 | 0 | 0 | 0 | 0 | 4.5 | 0 | 0 | 0 | 0 | 0 | 1 | 4.5 | 0 | 0 | 0 | 0 | 0 | 0 | 0 | 0 | 0 | 4.5 | 0 | 0 | 0 | 0 | 0 | 1 | 4.5 | 0
PG&E FRESNO | Corcoran | 115 | 1 | 1 | 4 | 1 | 2 | 1 | 3 | 1 | 3 | 1 | 1 | 4 | 1 | 2 | 4 | 1 | 0 | 0 | 0 | 0 | 0 | 0 | 0 | 0 | 0 | 0 | 0 | 0 | 0 | 0 | 0 | 0 | 0 | 0 | 0 | 0 | 0 | 0 | 0 | 0 | 0 | 0 | 0 | 0 | 0 | 0 | 0 | 0 | 0 | 0
PG&E NGBA | Corona | 115 | 2 | 1 | 3 | 0 | 2 | 3 | 1 | 2 | 3 | 1 | 2 | 3 | 1 | 2 | 1 | 3 | 0 | 0 | 0 | 0 | 0 | 0 | 0 | 0 | 0 | 0 | 0 | 0 | 0 | 0 | 0 | 0 | 0 | 0 | 0 | 0 | 0 | 0 | 0 | 0 | 0 | 0 | 0 | 0 | 0 | 0 | 0 | 0 | 0 | 0
PG&E NGBA | Cortina | 230 | 2 | 2 | 4 | 0 | 1 | 3 | 1 | 2 | 1 | 2 | 1 | 4 | 3 | 1 | 1 | 3 | 0 | 0 | 0 | 0 | 0 | 0 | 0 | 0 | 0 | 0 | 0 | 0 | 0 | 0 | 0 | 0 | 0 | 0 | 0 | 0 | 0 | 0 | 0 | 0 | 0 | 0 | 0 | 0 | 0 | 0 | 0 | 0 | 0 | 0
PG&E NGBA | Cortina | 115 | 2 | 2 | 4 | 0 | 1 | 3 | 1 | 2 | 1 | 2 | 1 | 4 | 3 | 1 | 1 | 3 | 0 | 5 | 0 | 0 | 0 | 0 | 0 | 0 | 0 | 0 | 80 | 0 | 45 | 0 | 1 | 85 | 45 | 0 | 5 | 0 | 0 | 0 | 0 | 0 | 0 | 0 | 50 | 80 | 0 | 85 | 0 | 1 | 135 | 85
PG&E GBA | Cottle | 230 | 1 | 1 | 2 | 1 | 2 | 1 | 3 | 1 | 3 | 1 | 3 | 3 | 1 | 2 | 4 | 1 | 0 | 0 | 0 | 0 | 0 | 0 | 0 | 0 | 0 | 0 | 0 | 0 | 50 | 0 | 1 | 0 | 50 | 0 | 0 | 0 | 0 | 0 | 0 | 0 | 0 | 0 | 0 | 0 | 0 | 50 | 0 | 1 | 0 | 50
PG&E NGBA | Cottonwood | 115 | 2 | 2 | 2 | 1 | 2 | 3 | 1 | 2 | 1 | 2 | 3 | 3 | 1 | 2 | 1 | 3 | 0 | 0 | 0 | 0 | 0 | 0 | 0 | 0 | 0 | 0 | 0 | 0 | 0 | 0 | 0 | 0 | 0 | 0 | 0 | 0 | 0 | 0 | 0 | 0 | 0 | 0 | 0 | 0 | 0 | 0 | 0 | 0 | 0 | 0
PG&E NGBA | Cottonwood | 230 | 2 | 2 | 2 | 1 | 2 | 3 | 1 | 2 | 1 | 2 | 3 | 3 | 1 | 2 | 1 | 3 | 0 | 0 | 0 | 0 | 0 | 0 | 0 | 0 | 0 | 0 | 0 | 0 | 0 | 0 | 0 | 0 | 0 | 0 | 0 | 0 | 0 | 0 | 0 | 0 | 0 | 0 | 0 | 0 | 0 | 0 | 0 | 0 | 0 | 0
PG&E NGBA | Cottonwood | 60 | 2 | 2 | 2 | 1 | 2 | 3 | 1 | 2 | 1 | 2 | 3 | 3 | 1 | 2 | 1 | 3 | 0 | 0 | 0 | 0 | 0 | 0 | 0 | 0 | 0 | 0 | 0 | 0 | 0 | 0 | 0 | 0 | 0 | 0 | 0 | 0 | 0 | 0 | 0 | 0 | 0 | 0 | 0 | 0 | 0 | 0 | 0 | 0 | 0 | 0
PG&E NGBA | Cove Road | 230 | 2 | 2 | 4 | 1 | 2 | 3 | 1 | 2 | 1 | 2 | 1 | 4 | 1 | 2 | 1 | 3 | 0 | 0 | 0 | 0 | 0 | 0 | 0 | 0 | 0 | 0 | 0 | 0 | 0 | 0 | 0 | 0 | 0 | 0 | 0 | 0 | 0 | 0 | 0 | 0 | 0 | 0 | 0 | 0 | 0 | 0 | 0 | 0 | 0 | 0
PG&E GBA | Coyote | 230 | 2 | 1 | 3 | 0 | 2 | 2 | 1 | 2 | 3 | 1 | 2 | 3 | 1 | 2 | 3 | 2 | 0 | 0 | 0 | 0 | 0 | 0 | 0 | 0 | 0 | 0 | 0 | 0 | 0 | 0 | 0 | 0 | 0 | 0 | 0 | 0 | 0 | 0 | 0 | 0 | 0 | 0 | 0 | 0 | 0 | 0 | 0 | 0 | 0 | 0
PG&E GBA | Crazy Horse Canyon | 115 | 2 | 2 | 3 | 1 | 2 | 3 | 1 | 2 | 1 | 2 | 2 | 4 | 1 | 2 | 1 | 3 | 0 | 0 | 0 | 0 | 0 | 0 | 0 | 0 | 0 | 0 | 0 | 0 | 0 | 0 | 0 | 0 | 0 | 0 | 0 | 0 | 0 | 0 | 0 | 0 | 0 | 0 | 0 | 0 | 0 | 0 | 0 | 0 | 0 | 0
SDGE | Creelman | 69 | 2 | 1 | 4 | 0 | 1 | 3 | 1 | 2 | 3 | 1 | 1 | 4 | 3 | 1 | 1 | 3 | 0 | 0 | 0 | 0 | 0 | 0 | 0 | 0 | 0 | 0 | 0 | 7.8 | 0 | 0 | 1 | 0 | 7.8 | 0 | 0 | 0 | 0 | 0 | 0 | 0 | 0 | 0 | 0 | 0 | 7.8 | 0 | 0 | 1 | 0 | 7.8
PG&E FRESNO | Crescent | 70 | 1 | 1 | 3 | 0 | 2 | 1 | 3 | 1 | 3 | 1 | 2 | 3 | 1 | 2 | 4 | 1 | 0 | 0 | 0 | 0 | 0 | 0 | 0 | 0 | 0 | 0 | 35 | 35 | 0 | 0 | 1 | 35 | 35 | 0 | 0 | 0 | 0 | 0 | 0 | 0 | 0 | 0 | 0 | 35 | 35 | 0 | 0 | 1 | 35 | 35
PG&E FRESNO | Cressey | 115 | 1 | 1 | 2 | 1 | 2 | 1 | 3 | 1 | 3 | 1 | 3 | 3 | 1 | 2 | 4 | 1 | 0 | 0 | 0 | 0 | 0 | 0 | 0 | 0 | 0 | 0 | 0 | 0 | 0 | 0 | 0 | 0 | 0 | 0 | 0 | 0 | 0 | 0 | 0 | 0 | 0 | 0 | 0 | 0 | 0 | 0 | 0 | 0 | 0 | 0
PG&E NGBA | Cresta | 230 | 2 | 1 | 4 | 0 | 2 | 3 | 1 | 2 | 3 | 1 | 1 | 4 | 1 | 2 | 1 | 3 | 0 | 0 | 0 | 0 | 0 | 0 | 0 | 0 | 0 | 0 | 0 | 0 | 0 | 0 | 0 | 0 | 0 | 0 | 0 | 0 | 0 | 0 | 0 | 0 | 0 | 0 | 0 | 0 | 0 | 0 | 0 | 0 | 0 | 0
SDGE | Crestwood | 69 | 2 | 1 | 4 | 0 | 1 | 3 | 1 | 2 | 3 | 1 | 1 | 4 | 3 | 1 | 1 | 3 | 0 | 0 | 0 | 0 | 0 | 0 | 0 | 0 | 0 | 0 | 0 | 0 | 0 | 0 | 0 | 0 | 0 | 0 | 0 | 0 | 0 | 0 | 0 | 0 | 0 | 0 | 0 | 0 | 0 | 0 | 0 | 0 | 0 | 0
PG&E GBA | Crow Creek | 60 | 1 | 1 | 4 | 0 | 2 | 1 | 3 | 1 | 3 | 1 | 1 | 4 | 1 | 2 | 4 | 1 | 0 | 0 | 0 | 0 | 0 | 0 | 0 | 0 | 0 | 0 | 0 | 0 | 0 | 0 | 0 | 0 | 0 | 0 | 0 | 0 | 0 | 0 | 0 | 0 | 0 | 0 | 0 | 0 | 0 | 0 | 0 | 0 | 0 | 0
PG&E GBA | Crows Landing | 60 | 1 | 1 | 4 | 0 | 2 | 1 | 3 | 1 | 3 | 1 | 1 | 4 | 1 | 2 | 4 | 1 | 0 | 0 | 0 | 0 | 0 | 0 | 0 | 0 | 0 | 0 | 0 | 0 | 0 | 0 | 0 | 0 | 0 | 0 | 0 | 0 | 0 | 0 | 0 | 0 | 0 | 0 | 0 | 0 | 0 | 0 | 0 | 0 | 0 | 0
PG&E GBA | Curtis | 115 | 2 | 1 | 4 | 1 | 1 | 3 | 1 | 2 | 3 | 1 | 1 | 4 | 3 | 1 | 1 | 3 | 0 | 0 | 0 | 0 | 0 | 0 | 0 | 0 | 0 | 0 | 0 | 0 | 0 | 0 | 0 | 0 | 0 | 0 | 0 | 0 | 0 | 0 | 0 | 0 | 0 | 0 | 0 | 0 | 0 | 0 | 0 | 0 | 0 | 0
PG&E FRESNO | Dairyland | 115 | 1 | 1 | 3 | 0 | 2 | 1 | 3 | 1 | 3 | 1 | 2 | 3 | 1 | 2 | 4 | 1 | 0 | 0 | 0 | 0 | 0 | 0 | 0 | 0 | 5 | 0 | 0 | 0 | 0 | 0 | 1 | 5 | 0 | 0 | 0 | 0 | 0 | 0 | 0 | 0 | 0 | 5 | 0 | 0 | 0 | 0 | 0 | 1 | 5 | 0
PG&E NGBA | Davis | 115 | 2 | 1 | 4 | 1 | 2 | 3 | 1 | 2 | 3 | 1 | 1 | 4 | 1 | 2 | 1 | 3 | 0 | 0 | 0 | 0 | 0 | 0 | 0 | 0 | 0 | 0 | 0 | 0 | 0 | 0 | 0 | 0 | 0 | 0 | 0 | 0 | 0 | 0 | 0 | 0 | 0 | 0 | 20 | 80 | 0 | 35 | 0 | 1 | 100 | 35
SCE Metro | Del Amo | 500 | 1 | 1 | 2 | 1 | 1 | 2 | 3 | 1 | 3 | 1 | 3 | 3 | 3 | 1 | 3 | 2 | 0 | 0 | 0 | 0 | 0 | 0 | 0 | 0 | 0 | 0 | 0 | 0 | 0 | 0 | 0 | 0 | 0 | 0 | 0 | 0 | 0 | 0 | 0 | 0 | 0 | 0 | 0 | 0 | 0 | 0 | 0 | 0 | 0 | 0
SCE Metro | Del Amo | 230 | 1 | 1 | 2 | 1 | 1 | 2 | 3 | 1 | 3 | 1 | 3 | 3 | 3 | 1 | 3 | 2 | 0 | 0 | 0 | 0 | 0 | 0 | 0 | 0 | 0 | 0 | 0 | 0 | 0 | 0 | 0 | 0 | 0 | 0 | 0 | 0 | 0 | 0 | 0 | 0 | 0 | 0 | 0 | 0 | 0 | 0 | 0 | 0 | 0 | 0
SCE Eastern | Delaney | 500 | 2 | 1 | 4 | 0 | 2 | 3 | 1 | 2 | 3 | 1 | 1 | 4 | 1 | 2 | 1 | 3 | 0 | 0 | 0 | 0 | 0 | 0 | 0 | 0 | 0 | 0 | 0 | 0 | 0 | 0 | 0 | 0 | 0 | 0 | 0 | 0 | 0 | 0 | 0 | 0 | 0 | 0 | 150 | 250 | 0 | 100 | 0 | 1 | 400 | 100
PG&E NGBA | Delevan | 230 | 2 | 2 | 1 | 0 | 1 | 3 | 1 | 2 | 1 | 2 | 4 | 1 | 3 | 1 | 1 | 3 | 0 | 0 | 0 | 0 | 0 | 0 | 0 | 0 | 0 | 50 | 150 | 0 | 50 | 70 | 1 | 200 | 120 | 0 | 0 | 0 | 0 | 0 | 0 | 0 | 0 | 0 | 199.4 | 400 | 0 | 100.1 | 70 | 1 | 599.4 | 170.1
PG&E GBA | Delta PP | 230 | 2 | 1 | 2 | 1 | 1 | 2 | 1 | 2 | 3 | 1 | 3 | 3 | 3 | 1 | 3 | 2 | 0 | 0 | 0 | 0 | 0 | 0 | 0 | 0 | 0 | 0 | 0 | 0 | 0 | 0 | 0 | 0 | 0 | 0 | 0 | 0 | 0 | 0 | 0 | 0 | 0 | 0 | 0 | 0 | 0 | 0 | 0 | 0 | 0 | 0
EOP | Desert View | 230 | 2 | 1 | 4 | 0 | 1 | 3 | 1 | 2 | 3 | 1 | 1 | 4 | 3 | 1 | 1 | 3 | 0 | 0 | 0 | 0 | 0 | 0 | 0 | 0 | 0 | 0 | 0 | 0 | 0 | 0 | 0 | 0 | 0 | 0 | 0 | 0 | 0 | 0 | 0 | 0 | 0 | 0 | 0 | 400 | 0 | 150 | 0 | 1 | 400 | 150
SCE Eastern | Devers | 230 | 2 | 1 | 1 | 0 | 1 | 3 | 1 | 2 | 3 | 1 | 4 | 1 | 3 | 1 | 1 | 3 | 0 | 0 | 287.5 | 37 | 0 | 0 | 0 | 0 | 0 | 0 | 0 | 220 | 100 | 0 | 1 | 324.5 | 320 | 0 | 0 | 287.5 | 37 | 0 | 0 | 0 | 0 | 0 | 50 | 180 | 220 | 180 | 0 | 1 | 554.5 | 400
SCE Eastern | Devers | 500 | 2 | 1 | 1 | 0 | 1 | 3 | 1 | 2 | 3 | 1 | 4 | 1 | 3 | 1 | 1 | 3 | 0 | 0 | 0 | 0 | 0 | 0 | 0 | 0 | 0 | 0 | 0 | 0 | 0 | 0 | 0 | 0 | 0 | 0 | 0 | 0 | 0 | 0 | 0 | 0 | 0 | 0 | 0 | 0 | 0 | 0 | 0 | 0 | 0 | 0
PG&E KERN | Diablo Canyon | 230 | 2 | 2 | 4 | 1 | 2 | 3 | 1 | 2 | 1 | 2 | 1 | 4 | 1 | 2 | 1 | 3 | 0 | 0 | 0 | 0 | 0 | 0 | 0 | 0 | 0 | 0 | 0 | 0 | 0 | 0 | 0 | 0 | 0 | 0 | 0 | 0 | 0 | 0 | 0 | 0 | 0 | 0 | 0 | 0 | 0 | 0 | 0 | 0 | 0 | 0
PG&E KERN | Diablo Canyon | 500 | 2 | 2 | 4 | 1 | 2 | 3 | 1 | 2 | 1 | 2 | 1 | 4 | 1 | 2 | 1 | 3 | 0 | 0 | 0 | 0 | 0 | 0 | 2500 | 0 | 0 | 0 | 0 | 0 | 0 | 0 | 1 | 2500 | 0 | 0 | 0 | 0 | 0 | 0 | 0 | 2500 | 0 | 0 | 0 | 0 | 0 | 0 | 0 | 1 | 2500 | 0
PG&E KERN | Divide | 115 | 2 | 2 | 3 | 1 | 1 | 2 | 1 | 2 | 1 | 2 | 2 | 4 | 3 | 1 | 3 | 2 | 0 | 0 | 0 | 0 | 0 | 0 | 0 | 0 | 0 | 0 | 0 | 0 | 0 | 0 | 0 | 0 | 0 | 0 | 0 | 0 | 0 | 0 | 0 | 0 | 0 | 0 | 0 | 0 | 0 | 0 | 0 | 0 | 0 | 0
PG&E GBA | Dixon Landing | 115 | 2 | 1 | 2 | 0 | 1 | 2 | 1 | 2 | 3 | 1 | 3 | 2 | 3 | 1 | 3 | 2 | 0 | 0 | 0 | 0 | 0 | 0 | 0 | 0 | 2.3 | 0 | 0 | 0 | 0 | 0 | 1 | 2.3 | 0 | 0 | 0 | 0 | 0 | 0 | 0 | 0 | 0 | 2.3 | 0 | 0 | 0 | 0 | 0 | 1 | 2.3 | 0
PG&E FRESNO | Dos Amigos | 230 | 1 | 1 | 4 | 0 | 2 | 1 | 3 | 1 | 3 | 1 | 1 | 4 | 1 | 2 | 4 | 1 | 0 | 0 | 0 | 0 | 0 | 0 | 0 | 0 | 3 | 0 | 0 | 0 | 0 | 0 | 1 | 3 | 0 | 0 | 0 | 0 | 0 | 0 | 0 | 0 | 0 | 3 | 0 | 0 | 0 | 0 | 0 | 1 | 3 | 0
PG&E NGBA | Drum | 115 | 2 | 1 | 4 | 0 | 2 | 3 | 1 | 2 | 3 | 1 | 1 | 4 | 1 | 2 | 1 | 3 | 0 | 0 | 0 | 0 | 0 | 0 | 0 | 0 | 0 | 0 | 0 | 0 | 0 | 0 | 0 | 0 | 0 | 0 | 0 | 0 | 0 | 0 | 0 | 0 | 0 | 0 | 0 | 0 | 0 | 0 | 0 | 0 | 0 | 0
PG&E GBA | Dumbarton | 115 | 2 | 1 | 3 | 0 | 1 | 2 | 1 | 2 | 3 | 1 | 2 | 3 | 3 | 1 | 3 | 2 | 0 | 0 | 0 | 0 | 0 | 0 | 0 | 0 | 5 | 0 | 0 | 0 | 0 | 0 | 1 | 5 | 0 | 0 | 0 | 0 | 0 | 0 | 0 | 0 | 0 | 5 | 0 | 0 | 0 | 0 | 0 | 1 | 5 | 0
SCE NOL | Dunn Siding | 115 | 2 | 1 | 4 | 1 | 1 | 1 | 1 | 2 | 3 | 1 | 1 | 4 | 3 | 1 | 4 | 1 | 0 | 0 | 0 | 0 | 0 | 0 | 0 | 0 | 0 | 0 | 0 | 0 | 0 | 0 | 0 | 0 | 0 | 0 | 0 | 0 | 0 | 0 | 0 | 0 | 0 | 0 | 0 | 0 | 0 | 0 | 0 | 0 | 0 | 0
SCE Eastern | Eagle Mountain | 230 | 2 | 2 | 4 | 0 | 1 | 3 | 1 | 2 | 1 | 2 | 1 | 4 | 3 | 1 | 1 | 3 | 0 | 0 | 0 | 0 | 0 | 0 | 0 | 0 | 0 | 0 | 0 | 0 | 0 | 0 | 0 | 0 | 0 | 0 | 0 | 0 | 0 | 0 | 0 | 0 | 0 | 0 | 0 | 0 | 0 | 0 | 0 | 0 | 0 | 0
PG&E NGBA | Eagle Rock (PGE) | 60 | 2 | 2 | 4 | 1 | 2 | 3 | 1 | 2 | 1 | 2 | 1 | 4 | 1 | 2 | 1 | 3 | 0 | 0 | 0 | 0 | 0 | 0 | 0 | 0 | 0 | 0 | 0 | 0 | 0 | 0 | 0 | 0 | 0 | 0 | 0 | 0 | 0 | 0 | 0 | 0 | 0 | 0 | 0 | 0 | 0 | 0 | 0 | 0 | 0 | 0
PG&E NGBA | Eagle Rock (PGE) | 115 | 2 | 2 | 4 | 1 | 2 | 3 | 1 | 2 | 1 | 2 | 1 | 4 | 1 | 2 | 1 | 3 | 46 | 0 | 0 | 0 | 0 | 0 | 0 | 0 | 0 | 0 | 0 | 0 | 0 | 0 | 1 | 46 | 0 | 46 | 0 | 98 | 33.2 | 0 | 0 | 0 | 0 | 0 | 0 | 0 | 0 | 0 | 0 | 1 | 177.2 | 0
SCE Metro | Eagle Rock (SCE) | 230 | 1 | 1 | 2 | 0 | 1 | 2 | 3 | 1 | 3 | 1 | 3 | 2 | 3 | 1 | 3 | 2 | 0 | 0 | 0 | 0 | 0 | 0 | 0 | 0 | 0 | 0 | 0 | 0 | 0 | 0 | 0 | 0 | 0 | 0 | 0 | 0 | 0 | 0 | 0 | 0 | 0 | 0 | 0 | 0 | 0 | 0 | 0 | 0 | 0 | 0
PG&E NGBA | East Marysville | 115 | 2 | 2 | 2 | 0 | 1 | 2 | 1 | 2 | 1 | 2 | 3 | 2 | 3 | 1 | 3 | 2 | 0 | 0 | 0 | 0 | 0 | 0 | 0 | 0 | 0 | 0 | 0 | 0 | 0 | 0 | 0 | 0 | 0 | 0 | 0 | 0 | 0 | 0 | 0 | 0 | 0 | 0 | 0 | 0 | 0 | 0 | 0 | 0 | 0 | 0
PG&E NGBA | East Nicolaus | 115 | 2 | 1 | 4 | 0 | 1 | 3 | 1 | 2 | 3 | 1 | 1 | 4 | 3 | 1 | 1 | 3 | 0 | 0 | 0 | 0 | 0 | 0 | 0 | 0 | 0 | 0 | 0 | 0 | 0 | 0 | 0 | 0 | 0 | 0 | 0 | 0 | 0 | 0 | 0 | 0 | 0 | 0 | 0 | 0 | 0 | 0 | 0 | 0 | 0 | 0
PG&E NGBA | East Nicolaus | 60 | 2 | 1 | 4 | 0 | 1 | 3 | 1 | 2 | 3 | 1 | 1 | 4 | 3 | 1 | 1 | 3 | 0 | 0 | 0 | 0 | 0 | 0 | 0 | 0 | 0 | 0 | 0 | 0 | 0 | 0 | 0 | 0 | 0 | 0 | 0 | 0 | 0 | 0 | 0 | 0 | 0 | 0 | 0 | 0 | 0 | 0 | 0 | 0 | 0 | 0
PG&E GBA | Eastshore | 115 | 2 | 1 | 2 | 0 | 1 | 1 | 1 | 2 | 3 | 1 | 3 | 2 | 3 | 1 | 4 | 1 | 0 | 0 | 0 | 0 | 0 | 0 | 0 | 0 | 0 | 0 | 0 | 0 | 0 | 0 | 0 | 0 | 0 | 0 | 0 | 0 | 0 | 0 | 0 | 0 | 0 | 0 | 0 | 0 | 0 | 0 | 0 | 0 | 0 | 0
PG&E GBA | Eastshore | 230 | 2 | 1 | 2 | 0 | 1 | 1 | 1 | 2 | 3 | 1 | 3 | 2 | 3 | 1 | 4 | 1 | 0 | 0 | 0 | 0 | 0 | 0 | 0 | 0 | 0 | 0 | 0 | 0 | 0 | 0 | 0 | 0 | 0 | 0 | 0 | 0 | 0 | 0 | 0 | 0 | 0 | 0 | 0 | 0 | 0 | 0 | 0 | 0 | 0 | 0
SDGE | ECO | 138 | 2 | 1 | 4 | 0 | 1 | 3 | 1 | 2 | 3 | 1 | 1 | 4 | 3 | 1 | 1 | 3 | 0 | 0 | 0 | 0 | 0 | 0 | 0 | 0 | 0 | 0 | 0 | 0 | 0 | 0 | 0 | 0 | 0 | 0 | 0 | 0 | 0 | 0 | 0 | 0 | 0 | 0 | 0 | 0 | 0 | 0 | 0 | 0 | 0 | 0
SDGE | ECO | 230 | 2 | 1 | 4 | 0 | 1 | 3 | 1 | 2 | 3 | 1 | 1 | 4 | 3 | 1 | 1 | 3 | 0 | 0 | 300 | 52.5 | 0 | 0 | 0 | 0 | 0 | 0 | 0 | 0 | 0 | 0 | 1 | 352.5 | 0 | 0 | 0 | 300 | 52.5 | 0 | 0 | 0 | 0 | 0 | 0 | 0 | 0 | 0 | 0 | 1 | 352.5 | 0
SDGE | ECO | 500 | 2 | 1 | 4 | 0 | 1 | 3 | 1 | 2 | 3 | 1 | 1 | 4 | 3 | 1 | 1 | 3 | 0 | 0 | 600 | 400 | 0 | 0 | 0 | 0 | 0 | 0 | 0 | 0 | 0 | 0 | 1 | 1000 | 0 | 0 | 0 | 600 | 400 | 0 | 0 | 0 | 0 | 0 | 0 | 0 | 0 | 0 | 0 | 1 | 1000 | 0
PG&E GBA | Edenvale | 115 | 2 | 1 | 2 | 0 | 2 | 2 | 1 | 2 | 3 | 1 | 3 | 2 | 1 | 2 | 3 | 2 | 0 | 0 | 0 | 0 | 0 | 0 | 0 | 0 | 0 | 0 | 0 | 0 | 0 | 0 | 0 | 0 | 0 | 0 | 0 | 0 | 0 | 0 | 0 | 0 | 0 | 0 | 0 | 0 | 0 | 0 | 0 | 0 | 0 | 0
PG&E GBA | Edes | 115 | 2 | 1 | 3 | 0 | 1 | 1 | 1 | 2 | 3 | 1 | 2 | 3 | 3 | 1 | 4 | 1 | 0 | 0 | 0 | 0 | 0 | 0 | 0 | 0 | 1.7 | 0 | 0 | 0 | 0 | 0 | 1 | 1.7 | 0 | 0 | 0 | 0 | 0 | 0 | 0 | 0 | 0 | 1.7 | 0 | 0 | 0 | 0 | 0 | 1 | 1.7 | 0
PG&E GBA | Eight Mile | 230 | 1 | 1 | 2 | 0 | 2 | 1 | 3 | 1 | 3 | 1 | 3 | 2 | 1 | 2 | 4 | 1 | 0 | 0 | 0 | 0 | 0 | 0 | 0 | 0 | 0 | 0 | 0 | 0 | 0 | 0 | 0 | 0 | 0 | 0 | 0 | 0 | 0 | 0 | 0 | 0 | 0 | 0 | 0 | 0 | 0 | 0 | 0 | 0 | 0 | 0
SDGE | El Cajon | 69 | 2 | 1 | 1 | 1 | 1 | 1 | 1 | 2 | 3 | 1 | 4 | 2 | 3 | 1 | 4 | 1 | 0 | 0 | 0 | 0 | 0 | 0 | 0 | 0 | 0 | 0 | 0 | 50 | 0 | 0 | 1 | 0 | 50 | 0 | 0 | 0 | 0 | 0 | 0 | 0 | 0 | 0 | 0 | 0 | 50 | 0 | 0 | 1 | 0 | 50
SCE Eastern | El Casco | 230 | 1 | 1 | 4 | 0 | 1 | 2 | 3 | 1 | 3 | 1 | 1 | 4 | 3 | 1 | 3 | 2 | 0 | 0 | 0 | 0 | 0 | 0 | 0 | 0 | 0 | 0 | 0 | 65 | 0 | 0 | 1 | 0 | 65 | 0 | 0 | 0 | 0 | 0 | 0 | 0 | 0 | 0 | 0 | 0 | 65 | 0 | 0 | 1 | 0 | 65
PG&E GBA | El Cerrito G | 115 | 2 | 1 | 2 | 0 | 1 | 2 | 1 | 2 | 3 | 1 | 3 | 2 | 3 | 1 | 3 | 2 | 0 | 0 | 0 | 0 | 0 | 0 | 0 | 0 | 0 | 0 | 0 | 0 | 0 | 0 | 0 | 0 | 0 | 0 | 0 | 0 | 0 | 0 | 0 | 0 | 0 | 0 | 0 | 0 | 0 | 0 | 0 | 0 | 0 | 0
PG&E NGBA | El Dorado PH | 115 | 2 | 1 | 4 | 0 | 2 | 3 | 1 | 2 | 3 | 1 | 1 | 4 | 1 | 2 | 1 | 3 | 0 | 0 | 0 | 0 | 0 | 0 | 0 | 0 | 0 | 0 | 0 | 0 | 0 | 0 | 0 | 0 | 0 | 0 | 0 | 0 | 0 | 0 | 0 | 0 | 0 | 0 | 0 | 0 | 0 | 0 | 0 | 0 | 0 | 0
PG&E FRESNO | El Nido (PGE) | 115 | 1 | 1 | 4 | 0 | 2 | 1 | 3 | 1 | 3 | 1 | 1 | 4 | 1 | 2 | 4 | 1 | 0 | 0 | 0 | 0 | 0 | 0 | 0 | 0 | 3 | 0 | 0 | 0 | 0 | 0 | 1 | 3 | 0 | 0 | 0 | 0 | 0 | 0 | 0 | 0 | 0 | 3 | 0 | 0 | 0 | 0 | 0 | 1 | 3 | 0
SCE Metro | El Nido (SCE) | 230 | 1 | 1 | 2 | 0 | 1 | 2 | 3 | 1 | 3 | 1 | 3 | 2 | 3 | 1 | 3 | 2 | 0 | 0 | 0 | 0 | 0 | 0 | 0 | 0 | 0 | 0 | 0 | 0 | 0 | 0 | 0 | 0 | 0 | 0 | 0 | 0 | 0 | 0 | 0 | 0 | 0 | 0 | 0 | 0 | 0 | 100 | 0 | 1 | 0 | 100
PG&E GBA | El Patio | 115 | 2 | 1 | 2 | 1 | 2 | 2 | 1 | 2 | 3 | 1 | 3 | 3 | 1 | 2 | 3 | 2 | 0 | 0 | 0 | 0 | 0 | 0 | 0 | 0 | 0 | 0 | 0 | 0 | 0 | 0 | 0 | 0 | 0 | 0 | 0 | 0 | 0 | 0 | 0 | 0 | 0 | 0 | 0 | 0 | 0 | 0 | 0 | 0 | 0 | 0
SCE Metro | El Segundo | 230 | 1 | 1 | 1 | 0 | 1 | 1 | 3 | 1 | 3 | 1 | 4 | 1 | 3 | 1 | 4 | 1 | 0 | 0 | 0 | 0 | 0 | 0 | 0 | 0 | 0 | 0 | 0 | 0 | 0 | 0 | 0 | 0 | 0 | 0 | 0 | 0 | 0 | 0 | 0 | 0 | 0 | 0 | 0 | 0 | 0 | 0 | 0 | 0 | 0 | 0
EOP | Eldorado | 230 | 2 | 2 | 2 | 0 | 1 | 3 | 1 | 2 | 1 | 2 | 3 | 2 | 3 | 1 | 1 | 3 | 128.3 | 0 | 0 | 0 | 51 | 0 | 0 | 0 | 0 | 0 | 0 | 279 | 0 | 0 | 1 | 179.3 | 279 | 128.3 | 0 | 0 | 0 | 51 | 0 | 0 | 0 | 0 | 0 | 0 | 279 | 250 | 0 | 1 | 179.3 | 529
EOP | Eldorado | 500 | 2 | 2 | 2 | 0 | 1 | 3 | 1 | 2 | 1 | 2 | 3 | 2 | 3 | 1 | 1 | 3 | 0 | 0 | 0 | 0 | 2895 | 0 | 0 | 0 | 0 | 0 | 0 | 0 | 0 | 0 | 1 | 2895 | 0 | 0 | 0 | 0 | 0 | 2895 | 0 | 0 | 0 | 0 | 0 | 0 | 0 | 0 | 0 | 1 | 2895 | 0
SCE Northern | Elizabeth Lake | 66 | 1 | 1 | 2 | 1 | 1 | 3 | 3 | 1 | 3 | 1 | 3 | 3 | 3 | 1 | 1 | 3 | 0 | 0 | 0 | 0 | 0 | 0 | 0 | 0 | 0 | 0 | 0 | 0 | 0 | 0 | 0 | 0 | 0 | 0 | 0 | 0 | 0 | 0 | 0 | 0 | 0 | 0 | 0 | 0 | 0 | 0 | 0 | 0 | 0 | 0
PG&E KERN | Elk Hills | 230 | 1 | 1 | 3 | 0 | 1 | 1 | 3 | 1 | 3 | 1 | 2 | 3 | 3 | 1 | 4 | 1 | 0 | 0 | 0 | 0 | 0 | 0 | 0 | 0 | 5.25 | 0 | 0 | 0 | 0 | 0 | 1 | 5.25 | 0 | 0 | 0 | 0 | 0 | 0 | 0 | 0 | 0 | 5.25 | 0 | 0 | 0 | 0 | 0 | 1 | 5.25 | 0
SDGE | Elliot | 69 | 2 | 1 | 2 | 0 | 1 | 2 | 1 | 2 | 3 | 1 | 3 | 2 | 3 | 1 | 3 | 2 | 0 | 0 | 0 | 0 | 0 | 0 | 0 | 0 | 0 | 0 | 0 | 9.75 | 0 | 0 | 1 | 0 | 9.75 | 0 | 0 | 0 | 0 | 0 | 0 | 0 | 0 | 0 | 0 | 0 | 9.75 | 0 | 0 | 1 | 0 | 9.75
SCE Metro | Ellis | 230 | 1 | 1 | 2 | 0 | 1 | 2 | 3 | 1 | 3 | 1 | 3 | 2 | 3 | 1 | 3 | 2 | 0 | 0 | 0 | 0 | 0 | 0 | 0 | 0 | 0 | 0 | 0 | 0 | 0 | 0 | 0 | 0 | 0 | 0 | 0 | 0 | 0 | 0 | 0 | 0 | 0 | 0 | 0 | 0 | 0 | 0 | 0 | 0 | 0 | 0
SDGE | Encina | 138 | 2 | 1 | 1 | 0 | 1 | 3 | 1 | 2 | 3 | 1 | 4 | 1 | 3 | 1 | 1 | 3 | 0 | 0 | 0 | 0 | 0 | 0 | 0 | 0 | 0 | 0 | 0 | 0 | 0 | 0 | 0 | 0 | 0 | 0 | 0 | 0 | 0 | 0 | 0 | 0 | 0 | 0 | 0 | 0 | 0 | 0 | 0 | 0 | 0 | 0
SDGE | Encina | 230 | 2 | 1 | 1 | 0 | 1 | 3 | 1 | 2 | 3 | 1 | 4 | 1 | 3 | 1 | 1 | 3 | 0 | 0 | 0 | 0 | 0 | 0 | 0 | 0 | 0 | 0 | 0 | 0 | 0 | 0 | 0 | 0 | 0 | 0 | 0 | 0 | 0 | 0 | 0 | 0 | 0 | 0 | 0 | 0 | 0 | 0 | 0 | 0 | 0 | 0
SDGE | Escondido | 230 | 2 | 1 | 1 | 0 | 1 | 3 | 1 | 2 | 3 | 1 | 4 | 1 | 3 | 1 | 1 | 3 | 0 | 0 | 0 | 0 | 0 | 0 | 0 | 0 | 0 | 0 | 0 | 0 | 0 | 0 | 0 | 0 | 0 | 0 | 0 | 0 | 0 | 0 | 0 | 0 | 0 | 0 | 0 | 0 | 0 | 200 | 0 | 1 | 0 | 200
SDGE | Escondido | 69 | 2 | 1 | 1 | 0 | 1 | 3 | 1 | 2 | 3 | 1 | 4 | 1 | 3 | 1 | 1 | 3 | 0 | 0 | 0 | 0 | 0 | 0 | 0 | 0 | 0 | 0 | 0 | 13 | 0 | 0 | 1 | 0 | 13 | 0 | 0 | 0 | 0 | 0 | 0 | 0 | 0 | 0 | 0 | 0 | 13 | 0 | 0 | 1 | 0 | 13
PG&E KERN | Estrella | 230 | 2 | 2 | 4 | 1 | 2 | 3 | 1 | 2 | 1 | 2 | 1 | 4 | 1 | 2 | 1 | 3 | 0 | 0 | 0 | 0 | 0 | 0 | 0 | 0 | 0 | 0 | 0 | 0 | 0 | 0 | 0 | 0 | 0 | 0 | 0 | 0 | 0 | 0 | 0 | 0 | 0 | 0 | 0 | 0 | 0 | 0 | 0 | 0 | 0 | 0
SCE Eastern | Etiwanda | 230 | 1 | 1 | 1 | 1 | 1 | 1 | 3 | 1 | 3 | 1 | 4 | 2 | 3 | 1 | 4 | 1 | 0 | 0 | 0 | 0 | 0 | 0 | 0 | 0 | 0 | 0 | 0 | 170 | 0 | 0 | 1 | 0 | 170 | 0 | 0 | 0 | 0 | 0 | 0 | 0 | 0 | 0 | 0 | 0 | 170 | 0 | 0 | 1 | 0 | 170
PG&E GBA | Evergreen | 115 | 2 | 1 | 2 | 0 | 2 | 2 | 1 | 2 | 3 | 1 | 3 | 2 | 1 | 2 | 3 | 2 | 0 | 0 | 0 | 0 | 0 | 0 | 0 | 0 | 0 | 0 | 0 | 0 | 0 | 0 | 0 | 0 | 0 | 0 | 0 | 0 | 0 | 0 | 0 | 0 | 0 | 0 | 0 | 0 | 0 | 0 | 0 | 0 | 0 | 0
PG&E GBA | Evergreen | 60 | 2 | 1 | 2 | 0 | 2 | 2 | 1 | 2 | 3 | 1 | 3 | 2 | 1 | 2 | 3 | 2 | 0 | 0 | 0 | 0 | 0 | 0 | 0 | 0 | 0 | 0 | 0 | 0 | 0 | 0 | 0 | 0 | 0 | 0 | 0 | 0 | 0 | 0 | 0 | 0 | 0 | 0 | 0 | 0 | 0 | 0 | 0 | 0 | 0 | 0
PG&E FRESNO | Excelsior | 115 | 1 | 1 | 4 | 0 | 2 | 1 | 3 | 1 | 3 | 1 | 1 | 4 | 1 | 2 | 4 | 1 | 0 | 0 | 0 | 0 | 0 | 0 | 0 | 0 | 0 | 0 | 0 | 0 | 0 | 0 | 0 | 0 | 0 | 0 | 0 | 0 | 0 | 0 | 0 | 0 | 0 | 0 | 0 | 0 | 0 | 0 | 0 | 0 | 0 | 0
PG&E FRESNO | Exchequer | 115 | 2 | 1 | 4 | 1 | 1 | 2 | 1 | 2 | 3 | 1 | 1 | 4 | 3 | 1 | 3 | 2 | 0 | 2 | 0 | 0 | 0 | 0 | 0 | 0 | 0 | 0 | 0 | 0 | 0 | 0 | 1 | 2 | 0 | 0 | 2 | 0 | 0 | 0 | 0 | 0 | 0 | 0 | 0 | 0 | 0 | 0 | 0 | 1 | 2 | 0
PG&E KERN | Fairway | 115 | 2 | 2 | 2 | 1 | 1 | 2 | 1 | 2 | 1 | 2 | 3 | 3 | 3 | 1 | 3 | 2 | 0 | 0 | 0 | 0 | 0 | 0 | 0 | 0 | 0 | 0 | 0 | 0 | 0 | 0 | 0 | 0 | 0 | 0 | 0 | 0 | 0 | 0 | 0 | 0 | 0 | 0 | 0 | 0 | 0 | 0 | 0 | 0 | 0 | 0
PG&E KERN | Famoso | 115 | 1 | 1 | 3 | 1 | 1 | 1 | 3 | 1 | 3 | 1 | 2 | 4 | 3 | 1 | 4 | 1 | 0 | 0 | 0 | 0 | 0 | 0 | 0 | 0 | 4 | 0 | 0 | 0 | 0 | 0 | 1 | 4 | 0 | 0 | 0 | 0 | 0 | 0 | 0 | 0 | 0 | 4 | 0 | 0 | 0 | 0 | 0 | 1 | 4 | 0
PG&E NGBA | Fern Road | 500 | 2 | 2 | 4 | 1 | 2 | 3 | 1 | 2 | 1 | 2 | 1 | 4 | 1 | 2 | 1 | 3 | 0 | 0 | 0 | 0 | 0 | 0 | 0 | 0 | 0 | 0 | 0 | 0 | 0 | 0 | 0 | 0 | 0 | 0 | 0 | 0 | 0 | 0 | 0 | 0 | 0 | 0 | 0 | 0 | 0 | 0 | 0 | 0 | 0 | 0
PG&E GBA | Fibreboard (SPI Sonora) | 115 | 2 | 1 | 1 | 1 | 1 | 2 | 1 | 2 | 3 | 1 | 4 | 2 | 3 | 1 | 3 | 2 | 0 | 0 | 0 | 0 | 0 | 0 | 0 | 0 | 0 | 0 | 0 | 0 | 0 | 0 | 0 | 0 | 0 | 0 | 0 | 0 | 0 | 0 | 0 | 0 | 0 | 0 | 0 | 0 | 0 | 0 | 0 | 0 | 0 | 0
PG&E FRESNO | Figarden | 230 | 1 | 1 | 3 | 0 | 2 | 2 | 3 | 1 | 3 | 1 | 2 | 3 | 1 | 2 | 3 | 2 | 0 | 0 | 0 | 0 | 0 | 0 | 0 | 0 | 0 | 0 | 0 | 0 | 0 | 0 | 0 | 0 | 0 | 0 | 0 | 0 | 0 | 0 | 0 | 0 | 0 | 0 | 0 | 0 | 0 | 0 | 0 | 0 | 0 | 0
PG&E FRESNO | Fink | 230 | 1 | 1 | 4 | 0 | 2 | 1 | 3 | 1 | 3 | 1 | 1 | 4 | 1 | 2 | 4 | 1 | 0 | 0 | 0 | 0 | 0 | 0 | 0 | 0 | 0 | 30 | 110 | 157 | 0 | 0 | 1 | 140 | 157 | 0 | 0 | 0 | 0 | 0 | 0 | 0 | 0 | 0 | 30 | 110 | 157 | 0 | 0 | 1 | 140 | 157
PG&E NGBA | Fitch Mountain | 60 | 2 | 2 | 4 | 1 | 2 | 3 | 1 | 2 | 1 | 2 | 1 | 4 | 1 | 2 | 1 | 3 | 0 | 0 | 0 | 0 | 0 | 0 | 0 | 0 | 0 | 0 | 0 | 0 | 0 | 0 | 0 | 0 | 0 | 0 | 0 | 0 | 0 | 0 | 0 | 0 | 0 | 0 | 0 | 0 | 0 | 0 | 0 | 0 | 0 | 0
PG&E GBA | FMC | 115 | 2 | 1 | 1 | 1 | 2 | 2 | 1 | 2 | 3 | 1 | 4 | 2 | 1 | 2 | 3 | 2 | 0 | 0 | 0 | 0 | 0 | 0 | 0 | 0 | 0 | 0 | 0 | 0 | 0 | 0 | 0 | 0 | 0 | 0 | 0 | 0 | 0 | 0 | 0 | 0 | 0 | 0 | 0 | 0 | 0 | 0 | 0 | 0 | 0 | 0
PG&E GBA | Fremont | 115 | 2 | 1 | 3 | 0 | 1 | 2 | 1 | 2 | 3 | 1 | 2 | 3 | 3 | 1 | 3 | 2 | 0 | 0 | 0 | 0 | 0 | 0 | 0 | 0 | 0 | 0 | 0 | 0 | 0 | 0 | 0 | 0 | 0 | 0 | 0 | 0 | 0 | 0 | 0 | 0 | 0 | 0 | 0 | 0 | 0 | 0 | 0 | 0 | 0 | 0
PG&E GBA | French Camp | 60 | 1 | 1 | 2 | 1 | 2 | 1 | 3 | 1 | 3 | 1 | 3 | 3 | 1 | 2 | 4 | 1 | 0 | 0 | 0 | 0 | 0 | 0 | 0 | 0 | 0 | 0 | 0 | 0 | 0 | 0 | 0 | 0 | 0 | 0 | 0 | 0 | 0 | 0 | 0 | 0 | 0 | 0 | 0 | 0 | 0 | 0 | 0 | 0 | 0 | 0
PG&E GBA | Frogtown | 115 | 2 | 1 | 4 | 1 | 1 | 3 | 1 | 2 | 3 | 1 | 1 | 4 | 3 | 1 | 1 | 3 | 0 | 0 | 0 | 0 | 0 | 0 | 0 | 0 | 0 | 0 | 0 | 0 | 0 | 0 | 0 | 0 | 0 | 0 | 0 | 0 | 0 | 0 | 0 | 0 | 0 | 0 | 0 | 0 | 0 | 0 | 0 | 0 | 0 | 0
PG&E NGBA | Fulton | 115 | 2 | 1 | 2 | 1 | 2 | 2 | 1 | 2 | 3 | 1 | 3 | 3 | 1 | 2 | 3 | 2 | 0 | 0 | 0 | 0 | 0 | 0 | 0 | 0 | 0 | 0 | 0 | 0 | 0 | 0 | 0 | 0 | 0 | 0 | 0 | 0 | 0 | 0 | 0 | 0 | 0 | 0 | 0 | 0 | 0 | 0 | 0 | 0 | 0 | 0
PG&E NGBA | Fulton | 230 | 2 | 1 | 2 | 1 | 2 | 2 | 1 | 2 | 3 | 1 | 3 | 3 | 1 | 2 | 3 | 2 | 54 | 0 | 0 | 0 | 0 | 0 | 0 | 0 | 0 | 0 | 0 | 38 | 0 | 0 | 1 | 54 | 38 | 54 | 0 | 0 | 0 | 0 | 0 | 0 | 0 | 0 | 0 | 0 | 38 | 0 | 0 | 1 | 54 | 38
PG&E NGBA | Fulton | 60 | 2 | 1 | 2 | 1 | 2 | 2 | 1 | 2 | 3 | 1 | 3 | 3 | 1 | 2 | 3 | 2 | 0 | 0 | 0 | 0 | 0 | 0 | 0 | 0 | 0 | 0 | 0 | 0 | 0 | 0 | 0 | 0 | 0 | 0 | 0 | 0 | 0 | 0 | 0 | 0 | 0 | 0 | 0 | 0 | 0 | 0 | 0 | 0 | 0 | 0
PG&E KERN | Ganso | 115 | 1 | 1 | 3 | 0 | 1 | 1 | 3 | 1 | 3 | 1 | 2 | 3 | 3 | 1 | 4 | 1 | 0 | 0.5 | 0 | 0 | 0 | 0 | 0 | 0 | 1.5 | 0 | 0 | 0 | 0 | 0 | 1 | 2 | 0 | 0 | 0.5 | 0 | 0 | 0 | 0 | 0 | 0 | 1.5 | 0 | 0 | 0 | 0 | 0 | 1 | 2 | 0
PG&E FRESNO | Gates | 230 | 1 | 1 | 2 | 1 | 2 | 1 | 3 | 1 | 3 | 1 | 3 | 3 | 1 | 2 | 4 | 1 | 0 | 0 | 0 | 0 | 0 | 0 | 0 | 0 | 3 | 759.5 | 560.5 | 753.25 | 0 | 100 | 1 | 1323 | 853.25 | 0 | 0 | 0 | 0 | 0 | 0 | 0 | 0 | 3 | 859.5 | 1010.5 | 753.25 | 160 | 100 | 1 | 1873 | 1013.25
PG&E FRESNO | Gates | 500 | 1 | 1 | 2 | 1 | 2 | 1 | 3 | 1 | 3 | 1 | 3 | 3 | 1 | 2 | 4 | 1 | 0 | 0 | 0 | 0 | 0 | 0 | 0 | 0 | 0 | 0 | 0 | 190 | 35 | 0 | 1 | 0 | 225 | 0 | 0 | 0 | 0 | 0 | 0 | 0 | 0 | 0 | 0 | 0 | 190 | 35 | 0 | 1 | 0 | 225
PG&E NGBA | Geysers 12 | 230 | 2 | 2 | 4 | 1 | 2 | 3 | 1 | 2 | 1 | 2 | 1 | 4 | 1 | 2 | 1 | 3 | 0 | 0 | 0 | 0 | 0 | 0 | 0 | 0 | 0 | 0 | 0 | 0 | 0 | 0 | 0 | 0 | 0 | 0 | 0 | 0 | 0 | 0 | 0 | 0 | 0 | 0 | 0 | 0 | 0 | 0 | 0 | 0 | 0 | 0
PG&E NGBA | Geysers 17 | 230 | 2 | 2 | 4 | 1 | 2 | 3 | 1 | 2 | 1 | 2 | 1 | 4 | 1 | 2 | 1 | 3 | 19.5 | 0 | 0 | 0 | 0 | 0 | 0 | 0 | 0 | 0 | 0 | 0 | 0 | 0 | 1 | 19.5 | 0 | 19.5 | 0 | 0 | 0 | 0 | 0 | 0 | 0 | 0 | 0 | 0 | 0 | 0 | 0 | 1 | 19.5 | 0
PG&E NGBA | Geysers 3 | 115 | 2 | 2 | 4 | 1 | 2 | 3 | 1 | 2 | 1 | 2 | 1 | 4 | 1 | 2 | 1 | 3 | 0 | 0 | 0 | 0 | 0 | 0 | 0 | 0 | 0 | 0 | 0 | 0 | 0 | 0 | 0 | 0 | 0 | 0 | 0 | 0 | 0 | 0 | 0 | 0 | 0 | 0 | 0 | 0 | 0 | 0 | 0 | 0 | 0 | 0
PG&E NGBA | Glenn | 230 | 2 | 2 | 4 | 0 | 1 | 3 | 1 | 2 | 1 | 2 | 1 | 4 | 3 | 1 | 1 | 3 | 0 | 0 | 166.5 | 36 | 0 | 0 | 0 | 0 | 0 | 0 | 0 | 0 | 0 | 0 | 1 | 202.5 | 0 | 0 | 0 | 166.5 | 36 | 0 | 0 | 0 | 0 | 0 | 100 | 170 | 0 | 60 | 0 | 1 | 472.5 | 60
PG&E NGBA | Glenn | 60 | 2 | 2 | 4 | 0 | 1 | 3 | 1 | 2 | 1 | 2 | 1 | 4 | 3 | 1 | 1 | 3 | 0 | 0 | 0 | 0 | 0 | 0 | 0 | 0 | 0 | 0 | 0 | 0 | 0 | 0 | 0 | 0 | 0 | 0 | 0 | 0 | 0 | 0 | 0 | 0 | 0 | 0 | 0 | 0 | 0 | 0 | 0 | 0 | 0 | 0
PG&E NGBA | Gold Hill | 115 | 2 | 1 | 4 | 0 | 2 | 3 | 1 | 2 | 3 | 1 | 1 | 4 | 1 | 2 | 1 | 3 | 0 | 0 | 0 | 0 | 0 | 0 | 0 | 0 | 0 | 0 | 0 | 0 | 0 | 0 | 0 | 0 | 0 | 0 | 0 | 0 | 0 | 0 | 0 | 0 | 0 | 0 | 0 | 0 | 0 | 0 | 0 | 0 | 0 | 0
PG&E NGBA | Gold Hill | 230 | 2 | 1 | 4 | 0 | 2 | 3 | 1 | 2 | 3 | 1 | 1 | 4 | 1 | 2 | 1 | 3 | 0 | 0 | 0 | 0 | 0 | 0 | 0 | 0 | 0 | 0 | 0 | 0 | 0 | 0 | 0 | 0 | 0 | 0 | 0 | 0 | 0 | 0 | 0 | 0 | 0 | 0 | 0 | 0 | 0 | 0 | 0 | 0 | 0 | 0
SCE Northern | Goleta | 230 | 2 | 2 | 2 | 0 | 1 | 2 | 1 | 2 | 1 | 2 | 3 | 2 | 3 | 1 | 3 | 2 | 0 | 0 | 0 | 0 | 0 | 0 | 0 | 0 | 0 | 0 | 0 | 70 | 0 | 0 | 1 | 0 | 70 | 0 | 0 | 0 | 0 | 0 | 0 | 0 | 0 | 0 | 0 | 0 | 70 | 0 | 0 | 1 | 0 | 70
SCE Metro | Goodrich | 230 | 1 | 1 | 2 | 1 | 1 | 2 | 3 | 1 | 3 | 1 | 3 | 3 | 3 | 1 | 3 | 2 | 0 | 0 | 0 | 0 | 0 | 0 | 0 | 0 | 0 | 0 | 0 | 0 | 0 | 0 | 0 | 0 | 0 | 0 | 0 | 0 | 0 | 0 | 0 | 0 | 0 | 0 | 0 | 0 | 0 | 0 | 0 | 0 | 0 | 0
PG&E KERN | Goose Lake | 115 | 1 | 1 | 2 | 0 | 1 | 1 | 3 | 1 | 3 | 1 | 3 | 2 | 3 | 1 | 4 | 1 | 0 | 3 | 0 | 0 | 0 | 0 | 0 | 0 | 0 | 0 | 0 | 0 | 0 | 0 | 1 | 3 | 0 | 0 | 3 | 0 | 0 | 0 | 0 | 0 | 0 | 0 | 0 | 0 | 0 | 0 | 0 | 1 | 3 | 0
SCE Metro | Gould | 230 | 1 | 1 | 3 | 1 | 1 | 2 | 3 | 1 | 3 | 1 | 2 | 4 | 3 | 1 | 3 | 2 | 0 | 0 | 0 | 0 | 0 | 0 | 0 | 0 | 0 | 0 | 0 | 0 | 0 | 0 | 0 | 0 | 0 | 0 | 0 | 0 | 0 | 0 | 0 | 0 | 0 | 0 | 0 | 0 | 0 | 0 | 0 | 0 | 0 | 0
PG&E NGBA | Grand Island | 115 | 2 | 1 | 4 | 0 | 2 | 2 | 1 | 2 | 3 | 1 | 1 | 4 | 1 | 2 | 3 | 2 | 0 | 0 | 0 | 0 | 0 | 0 | 0 | 0 | 2.73 | 0 | 0 | 0 | 0 | 0 | 1 | 2.73 | 0 | 0 | 0 | 0 | 0 | 0 | 0 | 0 | 0 | 2.73 | 0 | 0 | 0 | 0 | 0 | 1 | 2.73 | 0
SDGE | Granite | 69 | 2 | 1 | 2 | 0 | 2 | 2 | 1 | 2 | 3 | 1 | 3 | 2 | 1 | 2 | 3 | 2 | 0 | 0 | 0 | 0 | 0 | 0 | 0 | 0 | 0 | 0 | 0 | 4.5 | 0 | 0 | 1 | 0 | 4.5 | 0 | 0 | 0 | 0 | 0 | 0 | 0 | 0 | 0 | 0 | 0 | 4.5 | 0 | 0 | 1 | 0 | 4.5
PG&E GBA | Grant | 115 | 2 | 1 | 2 | 0 | 1 | 2 | 1 | 2 | 3 | 1 | 3 | 2 | 3 | 1 | 3 | 2 | 0 | 0 | 0 | 0 | 0 | 0 | 0 | 0 | 0 | 0 | 0 | 0 | 0 | 0 | 0 | 0 | 0 | 0 | 0 | 0 | 0 | 0 | 0 | 0 | 0 | 0 | 0 | 0 | 0 | 0 | 0 | 0 | 0 | 0
PG&E GBA | Green Valley | 115 | 2 | 2 | 2 | 1 | 2 | 2 | 1 | 2 | 1 | 2 | 3 | 3 | 1 | 2 | 3 | 2 | 0 | 1.1 | 0 | 0 | 0 | 0 | 0 | 0 | 0 | 0 | 0 | 0 | 0 | 0 | 1 | 1.1 | 0 | 0 | 1.1 | 0 | 0 | 0 | 0 | 0 | 0 | 0 | 0 | 0 | 0 | 0 | 0 | 1 | 1.1 | 0
PG&E NGBA | Greenleaf 1 | 115 | 2 | 2 | 1 | 0 | 1 | 3 | 1 | 2 | 1 | 2 | 4 | 1 | 3 | 1 | 1 | 3 | 0 | 0 | 0 | 0 | 0 | 0 | 0 | 0 | 0 | 0 | 0 | 0 | 0 | 0 | 0 | 0 | 0 | 0 | 0 | 0 | 0 | 0 | 0 | 0 | 0 | 0 | 0 | 0 | 0 | 0 | 0 | 0 | 0 | 0
PG&E FRESNO | Gregg | 230 | 1 | 1 | 3 | 0 | 2 | 1 | 3 | 1 | 3 | 1 | 2 | 3 | 1 | 2 | 4 | 1 | 0 | 0 | 0 | 0 | 0 | 0 | 0 | 0 | 0 | 0 | 0 | 0 | 0 | 140 | 1 | 0 | 140 | 0 | 0 | 0 | 0 | 0 | 0 | 0 | 0 | 0 | 0 | 0 | 0 | 0 | 140 | 1 | 0 | 140
PG&E FRESNO | Grimmway-Malaga | 115 | 1 | 1 | 2 | 0 | 1 | 1 | 3 | 1 | 3 | 1 | 3 | 2 | 3 | 1 | 4 | 1 | 0 | 0 | 0 | 0 | 0 | 0 | 0 | 0 | 0 | 0 | 0 | 0 | 0 | 0 | 0 | 0 | 0 | 0 | 0 | 0 | 0 | 0 | 0 | 0 | 0 | 0 | 0 | 0 | 0 | 0 | 0 | 0 | 0 | 0
PG&E NGBA | Grizzly | 230 | 2 | 2 | 4 | 0 | 1 | 3 | 1 | 2 | 1 | 2 | 1 | 4 | 3 | 1 | 1 | 3 | 0 | 0 | 0 | 0 | 0 | 0 | 0 | 0 | 0 | 0 | 0 | 0 | 0 | 0 | 0 | 0 | 0 | 0 | 0 | 0 | 0 | 0 | 0 | 0 | 0 | 0 | 0 | 0 | 0 | 0 | 0 | 0 | 0 | 0
PG&E FRESNO | Guernsey | 70 | 1 | 1 | 2 | 1 | 2 | 1 | 3 | 1 | 3 | 1 | 3 | 3 | 1 | 2 | 4 | 1 | 0 | 0 | 0 | 0 | 0 | 0 | 0 | 0 | 7.5 | 0 | 0 | 0 | 0 | 0 | 1 | 7.5 | 0 | 0 | 0 | 0 | 0 | 0 | 0 | 0 | 0 | 7.5 | 0 | 0 | 0 | 0 | 0 | 1 | 7.5 | 0
PG&E FRESNO | GWF Hanford | 115 | 2 | 1 | 1 | 1 | 1 | 1 | 1 | 2 | 3 | 1 | 4 | 2 | 3 | 1 | 4 | 1 | 0 | 0 | 0 | 0 | 0 | 0 | 0 | 0 | 0 | 0 | 0 | 131.4 | 0 | 0 | 1 | 0 | 131.4 | 0 | 0 | 0 | 0 | 0 | 0 | 0 | 0 | 0 | 0 | 0 | 131.4 | 0 | 0 | 1 | 0 | 131.4
PG&E FRESNO | Haas | 230 | 1 | 1 | 4 | 0 | 2 | 3 | 3 | 1 | 3 | 1 | 1 | 4 | 1 | 2 | 1 | 3 | 0 | 0 | 0 | 0 | 0 | 0 | 0 | 0 | 0 | 0 | 0 | 0 | 0 | 0 | 0 | 0 | 0 | 0 | 0 | 0 | 0 | 0 | 0 | 0 | 0 | 0 | 0 | 0 | 0 | 0 | 0 | 0 | 0 | 0
PG&E FRESNO | Hammonds | 115 | 1 | 1 | 2 | 0 | 2 | 1 | 3 | 1 | 3 | 1 | 3 | 2 | 1 | 2 | 4 | 1 | 0 | 0 | 0 | 0 | 0 | 0 | 0 | 0 | 0 | 0 | 0 | 0 | 0 | 0 | 0 | 0 | 0 | 0 | 0 | 0 | 0 | 0 | 0 | 0 | 0 | 0 | 0 | 0 | 0 | 0 | 0 | 0 | 0 | 0
SCE Metro | HarborGen | 230 | 1 | 1 | 1 | 1 | 1 | 1 | 3 | 1 | 3 | 1 | 4 | 2 | 3 | 1 | 4 | 1 | 0 | 0 | 0 | 0 | 0 | 0 | 0 | 0 | 0 | 0 | 0 | 0 | 0 | 0 | 0 | 0 | 0 | 0 | 0 | 0 | 0 | 0 | 0 | 0 | 0 | 0 | 0 | 0 | 0 | 0 | 0 | 0 | 0 | 0
PG&E NGBA | Harris | 60 | 2 | 2 | 2 | 0 | 2 | 3 | 1 | 2 | 1 | 2 | 3 | 2 | 1 | 2 | 1 | 3 | 0 | 0 | 0 | 0 | 0 | 0 | 0 | 0 | 0 | 0 | 0 | 0 | 0 | 0 | 0 | 0 | 0 | 0 | 0 | 0 | 0 | 0 | 0 | 0 | 0 | 0 | 0 | 0 | 0 | 0 | 0 | 0 | 0 | 0
EOP | Harry Allen | 500 | 2 | 2 | 4 | 0 | 1 | 3 | 1 | 2 | 1 | 2 | 1 | 4 | 3 | 1 | 1 | 3 | 100 | 0 | 0 | 0 | 1060 | 0 | 0 | 0 | 0 | 0 | 0 | 0 | 0 | 0 | 1 | 1160 | 0 | 100 | 0 | 0 | 0 | 1060 | 0 | 0 | 0 | 0 | 0 | 0 | 0 | 0 | 0 | 1 | 1160 | 0
PG&E NGBA | Hartley | 60 | 2 | 2 | 4 | 0 | 2 | 3 | 1 | 2 | 1 | 2 | 1 | 4 | 1 | 2 | 1 | 3 | 0 | 0 | 0 | 0 | 0 | 0 | 0 | 0 | 0 | 0 | 0 | 0 | 0 | 0 | 0 | 0 | 0 | 0 | 0 | 0 | 0 | 0 | 0 | 0 | 0 | 0 | 0 | 0 | 0 | 0 | 0 | 0 | 0 | 0
SCE NOL | Harvard | 115 | 2 | 1 | 4 | 1 | 1 | 1 | 1 | 2 | 3 | 1 | 1 | 4 | 3 | 1 | 4 | 1 | 0 | 0 | 0 | 0 | 0 | 0 | 0 | 0 | 0 | 0 | 0 | 0 | 0 | 0 | 0 | 0 | 0 | 0 | 0 | 0 | 0 | 0 | 0 | 0 | 0 | 0 | 0 | 0 | 0 | 0 | 0 | 0 | 0 | 0
SDGE | Hassayampa | 500 | 2 | 1 | 4 | 0 | 2 | 3 | 1 | 2 | 3 | 1 | 1 | 4 | 1 | 2 | 1 | 3 | 0 | 0 | 0 | 0 | 0 | 0 | 0 | 0 | 0 | 172 | 160 | 95 | 0 | 0 | 1 | 332 | 95 | 0 | 0 | 0 | 0 | 0 | 0 | 0 | 0 | 0 | 300 | 380 | 95 | 90 | 0 | 1 | 680 | 185
PG&E FRESNO | Helm | 230 | 1 | 1 | 2 | 0 | 2 | 1 | 3 | 1 | 3 | 1 | 3 | 2 | 1 | 2 | 4 | 1 | 0 | 0 | 0 | 0 | 0 | 0 | 0 | 0 | 0 | 0 | 0 | 0 | 0 | 0 | 0 | 0 | 0 | 0 | 0 | 0 | 0 | 0 | 0 | 0 | 0 | 0 | 50 | 200 | 0 | 80 | 0 | 1 | 250 | 80
PG&E FRESNO | Helm | 70 | 1 | 1 | 2 | 0 | 2 | 1 | 3 | 1 | 3 | 1 | 3 | 2 | 1 | 2 | 4 | 1 | 0 | 0 | 0 | 0 | 0 | 0 | 0 | 0 | 0 | 0 | 0 | 0 | 0 | 0 | 0 | 0 | 0 | 0 | 0 | 0 | 0 | 0 | 0 | 0 | 0 | 0 | 0 | 0 | 0 | 0 | 0 | 0 | 0 | 0
PG&E FRESNO | Henrietta | 115 | 1 | 1 | 1 | 0 | 2 | 1 | 3 | 1 | 3 | 1 | 4 | 1 | 1 | 2 | 4 | 1 | 0 | 0 | 0 | 0 | 0 | 0 | 0 | 0 | 0 | 0 | 0 | 0 | 0 | 0 | 0 | 0 | 0 | 0 | 0 | 0 | 0 | 0 | 0 | 0 | 0 | 0 | 0 | 0 | 0 | 0 | 0 | 0 | 0 | 0
PG&E FRESNO | Henrietta | 230 | 1 | 1 | 1 | 0 | 2 | 1 | 3 | 1 | 3 | 1 | 4 | 1 | 1 | 2 | 4 | 1 | 0 | 0 | 0 | 0 | 0 | 0 | 0 | 0 | 0 | 0 | 0 | 0 | 0 | 0 | 0 | 0 | 0 | 0 | 0 | 0 | 0 | 0 | 0 | 0 | 0 | 0 | 50 | 200 | 0 | 80 | 0 | 1 | 250 | 80
PG&E FRESNO | Henrietta | 70 | 1 | 1 | 1 | 0 | 2 | 1 | 3 | 1 | 3 | 1 | 4 | 1 | 1 | 2 | 4 | 1 | 0 | 0 | 0 | 0 | 0 | 0 | 0 | 0 | 3 | 0 | 0 | 173.2 | 0 | 0 | 1 | 3 | 173.2 | 0 | 0 | 0 | 0 | 0 | 0 | 0 | 0 | 3 | 0 | 0 | 173.2 | 0 | 0 | 1 | 3 | 173.2
PG&E FRESNO | Herndon | 115 | 1 | 1 | 3 | 0 | 2 | 1 | 3 | 1 | 3 | 1 | 2 | 3 | 1 | 2 | 4 | 1 | 0 | 0 | 0 | 0 | 0 | 0 | 0 | 0 | 0 | 0 | 0 | 0 | 0 | 0 | 0 | 0 | 0 | 0 | 0 | 0 | 0 | 0 | 0 | 0 | 0 | 0 | 0 | 0 | 0 | 0 | 0 | 0 | 0 | 0
PG&E FRESNO | Herndon | 230 | 1 | 1 | 3 | 0 | 2 | 1 | 3 | 1 | 3 | 1 | 2 | 3 | 1 | 2 | 4 | 1 | 0 | 0 | 0 | 0 | 0 | 0 | 0 | 0 | 0 | 0 | 0 | 0 | 0 | 0 | 0 | 0 | 0 | 0 | 0 | 0 | 0 | 0 | 0 | 0 | 0 | 0 | 0 | 0 | 0 | 0 | 0 | 0 | 0 | 0
PG&E GBA | Hicks | 230 | 2 | 1 | 3 | 1 | 2 | 2 | 1 | 2 | 3 | 1 | 2 | 4 | 1 | 2 | 3 | 2 | 0 | 0 | 0 | 0 | 0 | 0 | 0 | 0 | 0 | 0 | 0 | 0 | 0 | 0 | 0 | 0 | 0 | 0 | 0 | 0 | 0 | 0 | 0 | 0 | 0 | 0 | 0 | 0 | 0 | 0 | 0 | 0 | 0 | 0
PG&E NGBA | Higgins | 115 | 2 | 1 | 4 | 0 | 1 | 3 | 1 | 2 | 3 | 1 | 1 | 4 | 3 | 1 | 1 | 3 | 0 | 0 | 0 | 0 | 0 | 0 | 0 | 0 | 0 | 0 | 0 | 0 | 0 | 0 | 0 | 0 | 0 | 0 | 0 | 0 | 0 | 0 | 0 | 0 | 0 | 0 | 0 | 0 | 0 | 0 | 0 | 0 | 0 | 0
PG&E NGBA | Hilltop | 345 | 2 | 2 | 4 | 0 | 1 | 3 | 1 | 2 | 1 | 2 | 1 | 4 | 3 | 1 | 1 | 3 | 100 | 0 | 0 | 0 | 0 | 0 | 0 | 0 | 0 | 0 | 0 | 0 | 0 | 0 | 1 | 100 | 0 | 100 | 0 | 0 | 0 | 0 | 0 | 0 | 0 | 0 | 0 | 0 | 0 | 0 | 0 | 1 | 100 | 0
SCE Metro | Hinson | 230 | 1 | 1 | 2 | 0 | 1 | 1 | 3 | 1 | 3 | 1 | 3 | 2 | 3 | 1 | 4 | 1 | 0 | 5.6 | 0 | 0 | 0 | 0 | 0 | 0 | 3.08 | 0 | 0 | 525 | 0 | 0 | 1 | 8.68 | 525 | 0 | 5.6 | 0 | 0 | 0 | 0 | 0 | 0 | 3.08 | 0 | 0 | 525 | 0 | 0 | 1 | 8.68 | 525
PG&E GBA | Hollister | 115 | 2 | 2 | 4 | 0 | 2 | 3 | 1 | 2 | 1 | 2 | 1 | 4 | 1 | 2 | 1 | 3 | 0 | 0 | 0 | 0 | 0 | 0 | 0 | 0 | 0 | 0 | 0 | 0 | 10 | 0 | 1 | 0 | 10 | 0 | 0 | 0 | 0 | 0 | 0 | 0 | 0 | 0 | 0 | 0 | 0 | 10 | 0 | 1 | 0 | 10
PG&E NGBA | Homestake | 115 | 2 | 1 | 4 | 1 | 2 | 3 | 1 | 2 | 3 | 1 | 1 | 4 | 1 | 2 | 1 | 3 | 0 | 0 | 0 | 0 | 0 | 0 | 0 | 0 | 0 | 0 | 0 | 0 | 0 | 0 | 0 | 0 | 0 | 0 | 0 | 0 | 0 | 0 | 0 | 0 | 0 | 0 | 0 | 0 | 0 | 0 | 0 | 0 | 0 | 0
PG&E NGBA | Honcut | 115 | 2 | 1 | 4 | 0 | 2 | 3 | 1 | 2 | 3 | 1 | 1 | 4 | 1 | 2 | 1 | 3 | 0 | 0 | 0 | 0 | 0 | 0 | 0 | 0 | 0 | 0 | 0 | 0 | 0 | 0 | 0 | 0 | 0 | 0 | 0 | 0 | 0 | 0 | 0 | 0 | 0 | 0 | 0 | 0 | 0 | 0 | 0 | 0 | 0 | 0
SDGE | Hoodoo Wash | 500 | 2 | 2 | 4 | 0 | 2 | 3 | 1 | 2 | 1 | 2 | 1 | 4 | 1 | 2 | 1 | 3 | 0 | 0 | 0 | 0 | 0 | 0 | 0 | 0 | 0 | 247.5 | 679 | 547.5 | 0 | 0 | 1 | 926.5 | 547.5 | 0 | 0 | 0 | 0 | 0 | 0 | 0 | 0 | 0 | 247.5 | 919 | 547.5 | 50 | 0 | 1 | 1166.5 | 597.5
PG&E NGBA | Hopland | 115 | 2 | 2 | 4 | 1 | 2 | 3 | 1 | 2 | 1 | 2 | 1 | 4 | 1 | 2 | 1 | 3 | 0 | 0 | 0 | 0 | 0 | 0 | 0 | 0 | 0 | 0 | 0 | 0 | 0 | 0 | 0 | 0 | 0 | 0 | 0 | 0 | 0 | 0 | 0 | 0 | 0 | 0 | 0 | 0 | 0 | 0 | 0 | 0 | 0 | 0
PG&E NGBA | Hopland | 60 | 2 | 2 | 4 | 1 | 2 | 3 | 1 | 2 | 1 | 2 | 1 | 4 | 1 | 2 | 1 | 3 | 0 | 0 | 0 | 0 | 0 | 0 | 0 | 0 | 0 | 0 | 0 | 0 | 0 | 0 | 0 | 0 | 0 | 0 | 0 | 0 | 0 | 0 | 0 | 0 | 0 | 0 | 0 | 0 | 0 | 0 | 0 | 0 | 0 | 0
PG&E NGBA | Humboldt | 115 | 2 | 2 | 3 | 0 | 2 | 3 | 1 | 2 | 1 | 2 | 2 | 3 | 1 | 2 | 1 | 3 | 0 | 2.5 | 0 | 0 | 0 | 0 | 0 | 0 | 0 | 0 | 0 | 0 | 0 | 0 | 1 | 2.5 | 0 | 0 | 2.5 | 0 | 0 | 0 | 0 | 0 | 0 | 0 | 0 | 0 | 0 | 0 | 0 | 1 | 2.5 | 0
PG&E NGBA | Humboldt | 60 | 2 | 2 | 3 | 0 | 2 | 3 | 1 | 2 | 1 | 2 | 2 | 3 | 1 | 2 | 1 | 3 | 0 | 0 | 0 | 0 | 0 | 0 | 0 | 0 | 1.999 | 0 | 0 | 17.25 | 0 | 0 | 1 | 1.999 | 17.25 | 0 | 0 | 0 | 0 | 0 | 0 | 0 | 0 | 1.999 | 0 | 0 | 17.25 | 0 | 0 | 1 | 1.999 | 17.25
PG&E NGBA | Humboldt | 500 | 2 | 2 | 3 | 0 | 2 | 3 | 1 | 2 | 1 | 2 | 2 | 3 | 1 | 2 | 1 | 3 | 0 | 0 | 0 | 0 | 0 | 0 | 2680 | 0 | 0 | 0 | 0 | 0 | 0 | 0 | 1 | 2680 | 0 | 0 | 0 | 0 | 0 | 0 | 0 | 2680 | 0 | 0 | 0 | 0 | 0 | 0 | 0 | 1 | 2680 | 0
SCE Metro | Huntington Beach | 230 | 1 | 1 | 1 | 0 | 1 | 2 | 3 | 1 | 3 | 1 | 4 | 1 | 3 | 1 | 3 | 2 | 0 | 0 | 0 | 0 | 0 | 0 | 0 | 0 | 0 | 0 | 0 | 0 | 0 | 0 | 0 | 0 | 0 | 0 | 0 | 0 | 0 | 0 | 0 | 0 | 0 | 0 | 0 | 0 | 0 | 0 | 0 | 0 | 0 | 0
PG&E NGBA | Ignacio | 115 | 2 | 1 | 4 | 0 | 1 | 3 | 1 | 2 | 3 | 1 | 1 | 4 | 3 | 1 | 1 | 3 | 0 | 0.65 | 0 | 0 | 0 | 0 | 0 | 0 | 0 | 0 | 0 | 0 | 0 | 0 | 1 | 0.65 | 0 | 0 | 0.65 | 0 | 0 | 0 | 0 | 0 | 0 | 0 | 0 | 0 | 0 | 0 | 0 | 1 | 0.65 | 0
PG&E NGBA | Ignacio | 230 | 2 | 1 | 4 | 0 | 1 | 3 | 1 | 2 | 3 | 1 | 1 | 4 | 3 | 1 | 1 | 3 | 0 | 0 | 0 | 0 | 0 | 0 | 0 | 0 | 0 | 0 | 0 | 0 | 0 | 0 | 0 | 0 | 0 | 0 | 0 | 0 | 0 | 0 | 0 | 0 | 0 | 0 | 0 | 0 | 0 | 0 | 0 | 0 | 0 | 0
PG&E NGBA | Ignacio | 60 | 2 | 1 | 4 | 0 | 1 | 3 | 1 | 2 | 3 | 1 | 1 | 4 | 3 | 1 | 1 | 3 | 0 | 0 | 0 | 0 | 0 | 0 | 0 | 0 | 0 | 0 | 0 | 0 | 0 | 0 | 0 | 0 | 0 | 0 | 0 | 0 | 0 | 0 | 0 | 0 | 0 | 0 | 0 | 0 | 0 | 0 | 0 | 0 | 0 | 0
SDGE | Imperial Beach | 69 | 2 | 1 | 2 | 1 | 1 | 2 | 1 | 2 | 3 | 1 | 3 | 3 | 3 | 1 | 3 | 2 | 0 | 0 | 0 | 0 | 0 | 0 | 0 | 0 | 0 | 0 | 0 | 3 | 0 | 0 | 1 | 0 | 3 | 0 | 0 | 0 | 0 | 0 | 0 | 0 | 0 | 0 | 0 | 0 | 3 | 0 | 0 | 1 | 0 | 3
SDGE | Imperial Valley | 230 | 1 | 1 | 2 | 0 | 2 | 1 | 3 | 1 | 3 | 1 | 3 | 2 | 1 | 2 | 4 | 1 | 140 | 0 | 0 | 0 | 0 | 0 | 0 | 0 | 0 | 0 | 192 | 578 | 0 | 0 | 1 | 332 | 578 | 140 | 0 | 0 | 0 | 0 | 0 | 0 | 0 | 0 | 0 | 492 | 578 | 150 | 0 | 1 | 632 | 728
SDGE | Imperial Valley | 500 | 1 | 1 | 2 | 0 | 2 | 1 | 3 | 1 | 3 | 1 | 3 | 2 | 1 | 2 | 4 | 1 | 0 | 0 | 0 | 0 | 0 | 0 | 0 | 0 | 0 | 0 | 0 | 0 | 0 | 0 | 0 | 0 | 0 | 0 | 0 | 0 | 0 | 0 | 0 | 0 | 0 | 0 | 0 | 0 | 0 | 0 | 0 | 0 | 0 | 0
EOP | Innovation | 138 | 2 | 2 | 4 | 0 | 1 | 3 | 1 | 2 | 1 | 2 | 1 | 4 | 3 | 1 | 1 | 3 | 0 | 0 | 0 | 0 | 0 | 0 | 0 | 0 | 0 | 0 | 0 | 0 | 0 | 0 | 0 | 0 | 0 | 0 | 0 | 0 | 0 | 0 | 0 | 0 | 0 | 0 | 0 | 0 | 0 | 0 | 0 | 0 | 0 | 0
EOP | Innovation | 230 | 2 | 2 | 4 | 0 | 1 | 3 | 1 | 2 | 1 | 2 | 1 | 4 | 3 | 1 | 1 | 3 | 0 | 0 | 0 | 0 | 0 | 0 | 0 | 0 | 0 | 300 | 0 | 0 | 0 | 0 | 1 | 300 | 0 | 0 | 0 | 0 | 0 | 0 | 0 | 0 | 0 | 0 | 300 | 300 | 0 | 50 | 0 | 1 | 600 | 50
SCE NOL | Inyokern | 115 | 2 | 2 | 4 | 0 | 1 | 3 | 1 | 2 | 1 | 2 | 1 | 4 | 3 | 1 | 1 | 3 | 0 | 1.5 | 0 | 0 | 0 | 0 | 0 | 0 | 0 | 0 | 31.8 | 25 | 0 | 0 | 1 | 33.3 | 25 | 0 | 1.5 | 0 | 0 | 0 | 0 | 0 | 0 | 0 | 0 | 31.8 | 25 | 0 | 0 | 1 | 33.3 | 25
EOP | IS Tap | 138 | 2 | 2 | 4 | 0 | 1 | 3 | 1 | 2 | 1 | 2 | 1 | 4 | 3 | 1 | 1 | 3 | 0 | 0 | 0 | 0 | 0 | 0 | 0 | 0 | 0 | 0 | 0 | 0 | 0 | 0 | 0 | 0 | 0 | 0 | 0 | 0 | 0 | 0 | 0 | 0 | 0 | 0 | 0 | 0 | 0 | 0 | 0 | 0 | 0 | 0
EOP | Ivanpah | 115 | 2 | 2 | 4 | 0 | 1 | 1 | 1 | 2 | 1 | 2 | 1 | 4 | 3 | 1 | 4 | 1 | 0 | 0 | 0 | 0 | 0 | 0 | 0 | 0 | 0 | 0 | 0 | 0 | 0 | 0 | 0 | 0 | 0 | 0 | 0 | 0 | 0 | 0 | 0 | 0 | 0 | 0 | 0 | 0 | 0 | 0 | 0 | 0 | 0 | 0
EOP | Ivanpah | 230 | 2 | 2 | 4 | 0 | 1 | 1 | 1 | 2 | 1 | 2 | 1 | 4 | 3 | 1 | 4 | 1 | 0 | 0 | 0 | 0 | 0 | 0 | 0 | 0 | 0 | 0 | 0 | 0 | 0 | 0 | 0 | 0 | 0 | 0 | 0 | 0 | 0 | 0 | 0 | 0 | 0 | 0 | 0 | 0 | 0 | 0 | 0 | 0 | 0 | 0
EOP | Jackass (DOE) | 138 | 2 | 2 | 4 | 1 | 1 | 3 | 1 | 2 | 1 | 2 | 1 | 4 | 3 | 1 | 1 | 3 | 0 | 0 | 0 | 0 | 0 | 0 | 0 | 0 | 0 | 0 | 0 | 0 | 0 | 0 | 0 | 0 | 0 | 0 | 0 | 0 | 0 | 0 | 0 | 0 | 0 | 0 | 0 | 0 | 0 | 0 | 0 | 0 | 0 | 0
PG&E NGBA | James B Black | 230 | 2 | 2 | 4 | 0 | 2 | 3 | 1 | 2 | 1 | 2 | 1 | 4 | 1 | 2 | 1 | 3 | 0 | 0 | 0 | 0 | 0 | 0 | 0 | 0 | 0 | 0 | 0 | 0 | 0 | 0 | 0 | 0 | 0 | 0 | 0 | 0 | 0 | 0 | 0 | 0 | 0 | 0 | 0 | 0 | 0 | 0 | 0 | 0 | 0 | 0
PG&E GBA | Jefferson | 230 | 2 | 1 | 3 | 0 | 1 | 2 | 1 | 2 | 3 | 1 | 2 | 3 | 3 | 1 | 3 | 2 | 0 | 0 | 0 | 0 | 0 | 0 | 0 | 0 | 0 | 0 | 0 | 0 | 0 | 0 | 0 | 0 | 0 | 0 | 0 | 0 | 0 | 0 | 0 | 0 | 0 | 0 | 0 | 0 | 0 | 0 | 0 | 0 | 0 | 0
PG&E NGBA | Jessup | 115 | 2 | 2 | 2 | 1 | 2 | 3 | 1 | 2 | 1 | 2 | 3 | 3 | 1 | 2 | 1 | 3 | 0 | 17 | 0 | 0 | 0 | 0 | 0 | 0 | 0 | 0 | 0 | 0 | 0 | 0 | 1 | 17 | 0 | 0 | 17 | 0 | 0 | 0 | 0 | 0 | 0 | 0 | 0 | 0 | 0 | 0 | 0 | 1 | 17 | 0
SCE Metro | Johanna | 230 | 1 | 1 | 2 | 0 | 1 | 1 | 3 | 1 | 3 | 1 | 3 | 2 | 3 | 1 | 4 | 1 | 0 | 0 | 0 | 0 | 0 | 0 | 0 | 0 | 0 | 0 | 0 | 0 | 0 | 0 | 0 | 0 | 0 | 0 | 0 | 0 | 0 | 0 | 0 | 0 | 0 | 0 | 0 | 0 | 0 | 0 | 0 | 0 | 0 | 0
SCE Eastern | Julian Hinds | 230 | 2 | 1 | 4 | 0 | 1 | 3 | 1 | 2 | 3 | 1 | 1 | 4 | 3 | 1 | 1 | 3 | 0 | 0 | 0 | 0 | 0 | 0 | 0 | 0 | 0 | 0 | 0 | 0 | 0 | 0 | 0 | 0 | 0 | 0 | 0 | 0 | 0 | 0 | 0 | 0 | 0 | 0 | 0 | 0 | 0 | 0 | 0 | 0 | 0 | 0
PG&E GBA | Kasson | 115 | 1 | 1 | 3 | 1 | 2 | 1 | 3 | 1 | 3 | 1 | 2 | 4 | 1 | 2 | 4 | 1 | 0 | 0 | 0 | 0 | 0 | 0 | 0 | 0 | 0 | 0 | 0 | 0 | 0 | 0 | 0 | 0 | 0 | 0 | 0 | 0 | 0 | 0 | 0 | 0 | 0 | 0 | 0 | 0 | 0 | 0 | 0 | 0 | 0 | 0
PG&E GBA | Kasson | 60 | 1 | 1 | 3 | 1 | 2 | 1 | 3 | 1 | 3 | 1 | 2 | 4 | 1 | 2 | 4 | 1 | 0 | 0 | 0 | 0 | 0 | 0 | 0 | 0 | 0 | 0 | 0 | 0 | 0 | 0 | 0 | 0 | 0 | 0 | 0 | 0 | 0 | 0 | 0 | 0 | 0 | 0 | 0 | 0 | 0 | 0 | 0 | 0 | 0 | 0
PG&E FRESNO | Kearney | 230 | 1 | 1 | 3 | 0 | 2 | 1 | 3 | 1 | 3 | 1 | 2 | 3 | 1 | 2 | 4 | 1 | 0 | 0 | 0 | 0 | 0 | 0 | 0 | 0 | 10 | 0 | 0 | 0 | 0 | 0 | 1 | 10 | 0 | 0 | 0 | 0 | 0 | 0 | 0 | 0 | 0 | 10 | 0 | 0 | 0 | 0 | 0 | 1 | 10 | 0
PG&E FRESNO | Kearney | 70 | 1 | 1 | 3 | 0 | 2 | 1 | 3 | 1 | 3 | 1 | 2 | 3 | 1 | 2 | 4 | 1 | 0 | 0 | 0 | 0 | 0 | 0 | 0 | 0 | 0 | 0 | 0 | 0 | 0 | 0 | 0 | 0 | 0 | 0 | 0 | 0 | 0 | 0 | 0 | 0 | 0 | 0 | 0 | 0 | 0 | 0 | 0 | 0 | 0 | 0
PG&E GBA | Kelso | 230 | 2 | 1 | 1 | 1 | 1 | 2 | 1 | 2 | 3 | 1 | 4 | 2 | 3 | 1 | 3 | 2 | 0 | 0 | 80.8 | 3.45 | 0 | 0 | 0 | 0 | 0 | 0 | 0 | 90.7 | 0 | 0 | 1 | 84.25 | 90.7 | 0 | 0 | 80.8 | 3.45 | 0 | 0 | 0 | 0 | 0 | 0 | 0 | 90.7 | 0 | 0 | 1 | 84.25 | 90.7
PG&E FRESNO | Kerchoff 1 | 115 | 1 | 1 | 4 | 0 | 2 | 3 | 3 | 1 | 3 | 1 | 1 | 4 | 1 | 2 | 1 | 3 | 0 | 2 | 0 | 0 | 0 | 0 | 0 | 0 | 0 | 0 | 0 | 0 | 0 | 0 | 1 | 2 | 0 | 0 | 2 | 0 | 0 | 0 | 0 | 0 | 0 | 0 | 0 | 0 | 0 | 0 | 0 | 1 | 2 | 0
PG&E KERN | Kern Oil | 115 | 1 | 1 | 1 | 0 | 1 | 1 | 3 | 1 | 3 | 1 | 4 | 1 | 3 | 1 | 4 | 1 | 0 | 0 | 0 | 0 | 0 | 0 | 0 | 0 | 1 | 0 | 0 | 0 | 0 | 0 | 1 | 1 | 0 | 0 | 0 | 0 | 0 | 0 | 0 | 0 | 0 | 1 | 0 | 0 | 0 | 0 | 0 | 1 | 1 | 0
PG&E KERN | Kern PP | 115 | 1 | 1 | 2 | 0 | 1 | 2 | 3 | 1 | 3 | 1 | 3 | 2 | 3 | 1 | 3 | 2 | 0 | 0 | 0 | 0 | 0 | 0 | 0 | 0 | 0 | 0 | 0 | 0 | 0 | 0 | 0 | 0 | 0 | 0 | 0 | 0 | 0 | 0 | 0 | 0 | 0 | 0 | 0 | 0 | 0 | 0 | 0 | 0 | 0 | 0
PG&E KERN | Kern PP | 230 | 1 | 1 | 2 | 0 | 1 | 2 | 3 | 1 | 3 | 1 | 3 | 2 | 3 | 1 | 3 | 2 | 0 | 0 | 0 | 0 | 0 | 0 | 0 | 0 | 0 | 0 | 0 | 0 | 0 | 0 | 0 | 0 | 0 | 0 | 0 | 0 | 0 | 0 | 0 | 0 | 0 | 0 | 0 | 0 | 0 | 0 | 0 | 0 | 0 | 0
PG&E KERN | Kern PP | 70 | 1 | 1 | 2 | 0 | 1 | 2 | 3 | 1 | 3 | 1 | 3 | 2 | 3 | 1 | 3 | 2 | 0 | 0 | 0 | 0 | 0 | 0 | 0 | 0 | 0 | 0 | 0 | 0 | 0 | 0 | 0 | 0 | 0 | 0 | 0 | 0 | 0 | 0 | 0 | 0 | 0 | 0 | 0 | 0 | 0 | 0 | 0 | 0 | 0 | 0
PG&E KERN | Kernridge | 115 | 1 | 1 | 1 | 0 | 1 | 1 | 3 | 1 | 3 | 1 | 4 | 1 | 3 | 1 | 4 | 1 | 0 | 0 | 0 | 0 | 0 | 0 | 0 | 0 | 0 | 0 | 0 | 0 | 0 | 0 | 0 | 0 | 0 | 0 | 0 | 0 | 0 | 0 | 0 | 0 | 0 | 0 | 0 | 0 | 0 | 0 | 0 | 0 | 0 | 0
PG&E FRESNO | Kingsburg | 115 | 1 | 1 | 2 | 0 | 2 | 1 | 3 | 1 | 3 | 1 | 3 | 2 | 1 | 2 | 4 | 1 | 0 | 0 | 0 | 0 | 0 | 0 | 0 | 0 | 0 | 0 | 0 | 0 | 0 | 0 | 0 | 0 | 0 | 0 | 0 | 0 | 0 | 0 | 0 | 0 | 0 | 0 | 0 | 0 | 0 | 0 | 0 | 0 | 0 | 0
PG&E GBA | Kirker | 115 | 2 | 1 | 2 | 1 | 1 | 1 | 1 | 2 | 3 | 1 | 3 | 3 | 3 | 1 | 4 | 1 | 0 | 0 | 0 | 0 | 0 | 0 | 0 | 0 | 2.9 | 0 | 0 | 0 | 0 | 0 | 1 | 2.9 | 0 | 0 | 0 | 0 | 0 | 0 | 0 | 0 | 0 | 2.9 | 0 | 0 | 0 | 0 | 0 | 1 | 2.9 | 0
PG&E NGBA | Knights Landing | 115 | 2 | 1 | 4 | 0 | 2 | 3 | 1 | 2 | 3 | 1 | 1 | 4 | 1 | 2 | 1 | 3 | 0 | 0 | 0 | 0 | 0 | 0 | 0 | 0 | 0 | 0 | 0 | 0 | 0 | 0 | 0 | 0 | 0 | 0 | 0 | 0 | 0 | 0 | 0 | 0 | 0 | 0 | 0 | 0 | 0 | 0 | 0 | 0 | 0 | 0
PG&E NGBA | Konocti | 60 | 2 | 2 | 4 | 1 | 2 | 3 | 1 | 2 | 1 | 2 | 1 | 4 | 1 | 2 | 1 | 3 | 0 | 0.2 | 0 | 0 | 0 | 0 | 0 | 0 | 0 | 0 | 0 | 0 | 0 | 0 | 1 | 0.2 | 0 | 0 | 0.2 | 0 | 0 | 0 | 0 | 0 | 0 | 0 | 0 | 0 | 0 | 0 | 0 | 1 | 0.2 | 0
SCE NOL | Kramer | 115 | 2 | 1 | 3 | 1 | 1 | 3 | 1 | 2 | 3 | 1 | 2 | 4 | 3 | 1 | 1 | 3 | 0 | 0 | 0 | 0 | 0 | 0 | 0 | 0 | 4 | 0 | 8 | 0 | 6 | 0 | 1 | 12 | 6 | 0 | 0 | 0 | 0 | 0 | 0 | 0 | 0 | 4 | 0 | 8 | 0 | 6 | 0 | 1 | 12 | 6
SCE NOL | Kramer | 230 | 2 | 1 | 3 | 1 | 1 | 3 | 1 | 2 | 3 | 1 | 2 | 4 | 3 | 1 | 1 | 3 | 0 | 0 | 0 | 0 | 0 | 0 | 0 | 0 | 0 | 75 | 200 | 268.7 | 0 | 0 | 1 | 275 | 268.7 | 0 | 0 | 0 | 0 | 0 | 0 | 0 | 0 | 0 | 75 | 200 | 268.7 | 0 | 0 | 1 | 275 | 268.7
SCE Metro | La Cienega | 230 | 1 | 1 | 2 | 0 | 1 | 2 | 3 | 1 | 3 | 1 | 3 | 2 | 3 | 1 | 3 | 2 | 0 | 0 | 0 | 0 | 0 | 0 | 0 | 0 | 0 | 0 | 0 | 0 | 0 | 0 | 0 | 0 | 0 | 0 | 0 | 0 | 0 | 0 | 0 | 0 | 0 | 0 | 0 | 0 | 0 | 0 | 0 | 0 | 0 | 0
SCE Metro | La Fresa | 230 | 1 | 1 | 2 | 0 | 1 | 2 | 3 | 1 | 3 | 1 | 3 | 2 | 3 | 1 | 3 | 2 | 0 | 0 | 0 | 0 | 0 | 0 | 0 | 0 | 0.64 | 0 | 0 | 0 | 0 | 0 | 1 | 0.64 | 0 | 0 | 0 | 0 | 0 | 0 | 0 | 0 | 0 | 0.64 | 0 | 0 | 0 | 0 | 0 | 1 | 0.64 | 0
SCE Metro | Laguna Bell | 230 | 1 | 1 | 1 | 1 | 1 | 1 | 3 | 1 | 3 | 1 | 4 | 2 | 3 | 1 | 4 | 1 | 0 | 0 | 0 | 0 | 0 | 0 | 0 | 0 | 3.27 | 0 | 0 | 350 | 0 | 0 | 1 | 3.27 | 350 | 0 | 0 | 0 | 0 | 0 | 0 | 0 | 0 | 3.27 | 0 | 0 | 350 | 150 | 0 | 1 | 3.27 | 500
PG&E KERN | Lakeview | 70 | 1 | 1 | 4 | 0 | 1 | 1 | 3 | 1 | 3 | 1 | 1 | 4 | 3 | 1 | 4 | 1 | 0 | 0 | 0 | 0 | 0 | 0 | 0 | 0 | 0 | 0 | 70 | 65.5 | 0 | 0 | 1 | 70 | 65.5 | 0 | 0 | 0 | 0 | 0 | 0 | 0 | 0 | 0 | 0 | 70 | 65.5 | 0 | 0 | 1 | 70 | 65.5
PG&E NGBA | Lakeville | 230 | 2 | 1 | 4 | 0 | 2 | 3 | 1 | 2 | 3 | 1 | 1 | 4 | 1 | 2 | 1 | 3 | 0 | 0 | 0 | 0 | 0 | 0 | 0 | 0 | 0 | 0 | 0 | 0 | 0 | 0 | 0 | 0 | 0 | 0 | 0 | 0 | 0 | 0 | 0 | 0 | 0 | 0 | 0 | 0 | 0 | 0 | 0 | 0 | 0 | 0
PG&E NGBA | Lakeville | 60 | 2 | 1 | 4 | 0 | 2 | 3 | 1 | 2 | 3 | 1 | 1 | 4 | 1 | 2 | 1 | 3 | 0 | 0 | 0 | 0 | 0 | 0 | 0 | 0 | 4 | 0 | 0 | 0 | 0 | 0 | 1 | 4 | 0 | 0 | 0 | 0 | 0 | 0 | 0 | 0 | 0 | 4 | 0 | 0 | 0 | 0 | 0 | 1 | 4 | 0
PG&E NGBA | Lakeville | 115 | 2 | 1 | 4 | 0 | 2 | 3 | 1 | 2 | 3 | 1 | 1 | 4 | 1 | 2 | 1 | 3 | 0 | 0 | 0 | 0 | 0 | 0 | 0 | 0 | 0 | 0 | 0 | 50 | 0 | 0 | 1 | 0 | 50 | 0 | 0 | 0 | 0 | 0 | 0 | 0 | 0 | 0 | 0 | 0 | 50 | 0 | 0 | 1 | 0 | 50
PG&E GBA | Lakewood | 115 | 2 | 1 | 2 | 1 | 1 | 2 | 1 | 2 | 3 | 1 | 3 | 3 | 3 | 1 | 3 | 2 | 0 | 0 | 0 | 0 | 0 | 0 | 0 | 0 | 0 | 0 | 0 | 0 | 0 | 0 | 0 | 0 | 0 | 0 | 0 | 0 | 0 | 0 | 0 | 0 | 0 | 0 | 0 | 0 | 0 | 0 | 0 | 0 | 0 | 0
PG&E NGBA | Lambie | 230 | 2 | 1 | 1 | 0 | 1 | 1 | 1 | 2 | 3 | 1 | 4 | 1 | 3 | 1 | 4 | 1 | 0 | 0 | 0 | 0 | 0 | 0 | 0 | 0 | 0 | 0 | 0 | 0 | 0 | 0 | 0 | 0 | 0 | 0 | 0 | 0 | 0 | 0 | 0 | 0 | 0 | 0 | 0 | 0 | 0 | 0 | 0 | 0 | 0 | 0
PG&E GBA | Lammers | 115 | 1 | 1 | 1 | 0 | 2 | 2 | 3 | 1 | 3 | 1 | 4 | 1 | 1 | 2 | 3 | 2 | 0 | 0 | 0 | 0 | 0 | 0 | 0 | 0 | 0 | 0 | 0 | 0 | 0 | 0 | 0 | 0 | 0 | 0 | 0 | 0 | 0 | 0 | 0 | 0 | 0 | 0 | 0 | 0 | 0 | 0 | 0 | 0 | 0 | 0
PG&E KERN | Lamont | 115 | 1 | 1 | 2 | 0 | 1 | 1 | 3 | 1 | 3 | 1 | 3 | 2 | 3 | 1 | 4 | 1 | 0 | 5 | 0 | 0 | 0 | 0 | 0 | 0 | 4 | 0 | 80 | 0 | 0 | 0 | 1 | 89 | 0 | 0 | 5 | 0 | 0 | 0 | 0 | 0 | 0 | 4 | 30 | 170 | 0 | 55 | 0 | 1 | 209 | 55
PG&E FRESNO | Las Aguilas | 230 | 2 | 2 | 4 | 0 | 2 | 2 | 1 | 2 | 1 | 2 | 1 | 4 | 1 | 2 | 3 | 2 | 0 | 0 | 0 | 0 | 0 | 0 | 0 | 0 | 0 | 0 | 0 | 0 | 0 | 0 | 0 | 0 | 0 | 0 | 0 | 0 | 0 | 0 | 0 | 0 | 0 | 0 | 0 | 0 | 0 | 0 | 0 | 0 | 0 | 0
EOP | Lathrop | 138 | 2 | 2 | 4 | 1 | 1 | 3 | 1 | 2 | 1 | 2 | 1 | 4 | 3 | 1 | 1 | 3 | 0 | 0 | 0 | 0 | 0 | 0 | 0 | 0 | 0 | 0 | 0 | 0 | 0 | 0 | 0 | 0 | 0 | 0 | 0 | 0 | 0 | 0 | 0 | 0 | 0 | 0 | 0 | 0 | 0 | 0 | 0 | 0 | 0 | 0
EOP | Lathrop | 230 | 2 | 2 | 4 | 1 | 1 | 3 | 1 | 2 | 1 | 2 | 1 | 4 | 3 | 1 | 1 | 3 | 0 | 0 | 300 | 0 | 0 | 0 | 0 | 0 | 0 | 0 | 0 | 0 | 0 | 0 | 1 | 300 | 0 | 0 | 0 | 300 | 0 | 0 | 0 | 0 | 0 | 0 | 200 | 250 | 0 | 75 | 0 | 1 | 750 | 75
PG&E FRESNO | Le Grand | 115 | 1 | 1 | 3 | 0 | 2 | 1 | 3 | 1 | 3 | 1 | 2 | 3 | 1 | 2 | 4 | 1 | 0 | 0 | 0 | 0 | 0 | 0 | 0 | 0 | 0 | 0 | 0 | 0 | 0 | 0 | 0 | 0 | 0 | 0 | 0 | 0 | 0 | 0 | 0 | 0 | 0 | 0 | 50 | 100 | 0 | 30 | 0 | 1 | 150 | 30
PG&E FRESNO | Lemoore | 70 | 1 | 1 | 3 | 0 | 2 | 2 | 3 | 1 | 3 | 1 | 2 | 3 | 1 | 2 | 3 | 2 | 0 | 0 | 0 | 0 | 0 | 0 | 0 | 0 | 0 | 0 | 22 | 0 | 0 | 0 | 1 | 22 | 0 | 0 | 0 | 0 | 0 | 0 | 0 | 0 | 0 | 0 | 0 | 22 | 0 | 0 | 0 | 1 | 22 | 0
PG&E KERN | Lerdo | 115 | 1 | 1 | 3 | 1 | 1 | 1 | 3 | 1 | 3 | 1 | 2 | 4 | 3 | 1 | 4 | 1 | 0 | 0 | 0 | 0 | 0 | 0 | 0 | 0 | 0 | 0 | 0 | 0 | 0 | 0 | 0 | 0 | 0 | 0 | 0 | 0 | 0 | 0 | 0 | 0 | 0 | 0 | 0 | 0 | 0 | 0 | 0 | 0 | 0 | 0
SCE Metro | Lewis | 230 | 1 | 1 | 2 | 1 | 1 | 2 | 3 | 1 | 3 | 1 | 3 | 3 | 3 | 1 | 3 | 2 | 0 | 0 | 0 | 0 | 0 | 0 | 0 | 0 | 0 | 0 | 0 | 0 | 0 | 0 | 0 | 0 | 0 | 0 | 0 | 0 | 0 | 0 | 0 | 0 | 0 | 0 | 0 | 0 | 0 | 0 | 0 | 0 | 0 | 0
SCE Metro | Lighthipe | 230 | 1 | 1 | 2 | 0 | 1 | 1 | 3 | 1 | 3 | 1 | 3 | 2 | 3 | 1 | 4 | 1 | 0 | 0 | 0 | 0 | 0 | 0 | 0 | 0 | 3.24 | 0 | 0 | 0 | 0 | 0 | 1 | 3.24 | 0 | 0 | 0 | 0 | 0 | 0 | 0 | 0 | 0 | 3.24 | 0 | 0 | 0 | 100 | 0 | 1 | 3.24 | 100
SDGE | Lilac | 69 | 2 | 1 | 3 | 0 | 1 | 3 | 1 | 2 | 3 | 1 | 2 | 3 | 3 | 1 | 1 | 3 | 0 | 0 | 0 | 0 | 0 | 0 | 0 | 0 | 0 | 0 | 0 | 0 | 0 | 0 | 0 | 0 | 0 | 0 | 0 | 0 | 0 | 0 | 0 | 0 | 0 | 0 | 0 | 0 | 0 | 0 | 0 | 0 | 0 | 0
PG&E NGBA | Lincoln | 115 | 2 | 1 | 3 | 0 | 2 | 3 | 1 | 2 | 3 | 1 | 2 | 3 | 1 | 2 | 1 | 3 | 0 | 0 | 0 | 0 | 0 | 0 | 0 | 0 | 0 | 0 | 0 | 0 | 0 | 0 | 0 | 0 | 0 | 0 | 0 | 0 | 0 | 0 | 0 | 0 | 0 | 0 | 0 | 0 | 0 | 0 | 0 | 0 | 0 | 0
PG&E KERN | Live Oak | 115 | 1 | 1 | 1 | 0 | 1 | 1 | 3 | 1 | 3 | 1 | 4 | 1 | 3 | 1 | 4 | 1 | 0 | 0 | 0 | 0 | 0 | 0 | 0 | 0 | 0 | 0 | 0 | 0 | 0 | 0 | 0 | 0 | 0 | 0 | 0 | 0 | 0 | 0 | 0 | 0 | 0 | 0 | 0 | 0 | 0 | 0 | 0 | 0 | 0 | 0
PG&E GBA | Llagas | 115 | 2 | 1 | 2 | 0 | 2 | 1 | 1 | 2 | 3 | 1 | 3 | 2 | 1 | 2 | 4 | 1 | 0 | 0 | 0 | 0 | 0 | 0 | 0 | 0 | 0 | 0 | 0 | 0 | 0 | 0 | 0 | 0 | 0 | 0 | 0 | 0 | 0 | 0 | 0 | 0 | 0 | 0 | 0 | 50 | 0 | 27.2 | 0 | 1 | 50 | 27.2
PG&E GBA | Lockeford | 115 | 1 | 1 | 3 | 1 | 2 | 2 | 3 | 1 | 3 | 1 | 2 | 4 | 1 | 2 | 3 | 2 | 0 | 0 | 0 | 0 | 0 | 0 | 0 | 0 | 0 | 0 | 0 | 0 | 0 | 0 | 0 | 0 | 0 | 0 | 0 | 0 | 0 | 0 | 0 | 0 | 0 | 0 | 0 | 0 | 0 | 0 | 0 | 0 | 0 | 0
PG&E GBA | Lockeford | 230 | 1 | 1 | 3 | 1 | 2 | 2 | 3 | 1 | 3 | 1 | 2 | 4 | 1 | 2 | 3 | 2 | 0 | 0 | 0 | 0 | 0 | 0 | 0 | 0 | 0 | 0 | 0 | 0 | 0 | 0 | 0 | 0 | 0 | 0 | 0 | 0 | 0 | 0 | 0 | 0 | 0 | 0 | 0 | 0 | 0 | 0 | 0 | 0 | 0 | 0
PG&E GBA | Lockeford | 60 | 1 | 1 | 3 | 1 | 2 | 2 | 3 | 1 | 3 | 1 | 2 | 4 | 1 | 2 | 3 | 2 | 0 | 0 | 0 | 0 | 0 | 0 | 0 | 0 | 0 | 0 | 0 | 0 | 0 | 0 | 0 | 0 | 0 | 0 | 0 | 0 | 0 | 0 | 0 | 0 | 0 | 0 | 0 | 0 | 0 | 0 | 0 | 0 | 0 | 0
PG&E GBA | Lodi | 230 | 1 | 1 | 1 | 0 | 2 | 1 | 3 | 1 | 3 | 1 | 4 | 1 | 1 | 2 | 4 | 1 | 0 | 0 | 0 | 0 | 0 | 0 | 0 | 0 | 0 | 0 | 0 | 0 | 0 | 0 | 0 | 0 | 0 | 0 | 0 | 0 | 0 | 0 | 0 | 0 | 0 | 0 | 0 | 0 | 0 | 0 | 0 | 0 | 0 | 0
PG&E NGBA | Logan Creek | 230 | 2 | 2 | 4 | 0 | 1 | 2 | 1 | 2 | 1 | 2 | 1 | 4 | 3 | 1 | 3 | 2 | 0 | 0 | 0 | 0 | 0 | 0 | 0 | 0 | 0 | 0 | 0 | 0 | 0 | 0 | 0 | 0 | 0 | 0 | 0 | 0 | 0 | 0 | 0 | 0 | 0 | 0 | 0 | 0 | 0 | 0 | 0 | 0 | 0 | 0
PG&E GBA | Lone Tree | 230 | 2 | 1 | 2 | 1 | 1 | 2 | 1 | 2 | 3 | 1 | 3 | 3 | 3 | 1 | 3 | 2 | 0 | 0 | 0 | 0 | 0 | 0 | 0 | 0 | 1.8 | 0 | 0 | 0 | 0 | 0 | 1 | 1.8 | 0 | 0 | 0 | 0 | 0 | 0 | 0 | 0 | 0 | 1.8 | 0 | 0 | 0 | 0 | 0 | 1 | 1.8 | 0
PG&E FRESNO | Los Banos | 230 | 1 | 1 | 4 | 0 | 2 | 1 | 3 | 1 | 3 | 1 | 1 | 4 | 1 | 2 | 4 | 1 | 0 | 1.988 | 170.5 | 0 | 0 | 0 | 0 | 0 | 5.9 | 150 | 280 | 0.9 | 0 | 0 | 1 | 608.388 | 0.9 | 0 | 1.988 | 170.5 | 0 | 0 | 0 | 0 | 0 | 5.9 | 150 | 280 | 0.9 | 0 | 0 | 1 | 608.388 | 0.9
PG&E FRESNO | Los Banos | 500 | 1 | 1 | 4 | 0 | 2 | 1 | 3 | 1 | 3 | 1 | 1 | 4 | 1 | 2 | 4 | 1 | 0 | 0 | 0 | 0 | 0 | 0 | 0 | 0 | 0 | 0 | 0 | 0 | 0 | 0 | 0 | 0 | 0 | 0 | 0 | 0 | 0 | 0 | 0 | 0 | 0 | 0 | 200 | 500 | 0 | 200 | 0 | 1 | 700 | 200
SDGE | Los Coches | 138 | 2 | 2 | 4 | 0 | 2 | 3 | 1 | 2 | 1 | 2 | 1 | 4 | 1 | 2 | 1 | 3 | 0 | 0 | 0 | 0 | 0 | 0 | 0 | 0 | 0 | 0 | 0 | 0 | 0 | 0 | 0 | 0 | 0 | 0 | 0 | 0 | 0 | 0 | 0 | 0 | 0 | 0 | 0 | 0 | 0 | 0 | 0 | 0 | 0 | 0
SDGE | Los Coches | 69 | 2 | 2 | 4 | 0 | 2 | 3 | 1 | 2 | 1 | 2 | 1 | 4 | 1 | 2 | 1 | 3 | 0 | 0 | 0 | 0 | 0 | 0 | 0 | 0 | 0 | 0 | 0 | 1.5 | 0 | 0 | 1 | 0 | 1.5 | 0 | 0 | 0 | 0 | 0 | 0 | 0 | 0 | 0 | 0 | 0 | 1.5 | 0 | 0 | 1 | 0 | 1.5
PG&E GBA | Los Esteros | 115 | 2 | 1 | 1 | 0 | 2 | 1 | 1 | 2 | 3 | 1 | 4 | 1 | 1 | 2 | 4 | 1 | 0 | 0 | 0 | 0 | 0 | 0 | 0 | 0 | 0 | 0 | 0 | 3.3 | 0 | 0 | 1 | 0 | 3.3 | 0 | 0 | 0 | 0 | 0 | 0 | 0 | 0 | 0 | 0 | 0 | 3.3 | 0 | 0 | 1 | 0 | 3.3
PG&E GBA | Los Esteros | 230 | 2 | 1 | 1 | 0 | 2 | 1 | 1 | 2 | 3 | 1 | 4 | 1 | 1 | 2 | 4 | 1 | 0 | 0 | 0 | 0 | 0 | 0 | 0 | 0 | 0 | 0 | 0 | 0 | 100 | 0 | 1 | 0 | 100 | 0 | 0 | 0 | 0 | 0 | 0 | 0 | 0 | 0 | 0 | 0 | 0 | 100 | 0 | 1 | 0 | 100
PG&E GBA | Los Positas | 230 | 2 | 1 | 3 | 0 | 1 | 3 | 1 | 2 | 3 | 1 | 2 | 3 | 3 | 1 | 1 | 3 | 0 | 0 | 0 | 0 | 0 | 0 | 0 | 0 | 0 | 0 | 0 | 0 | 0 | 0 | 0 | 0 | 0 | 0 | 0 | 0 | 0 | 0 | 0 | 0 | 0 | 0 | 0 | 0 | 0 | 0 | 0 | 0 | 0 | 0
PG&E GBA | Los Positas | 60 | 2 | 1 | 3 | 0 | 1 | 3 | 1 | 2 | 3 | 1 | 2 | 3 | 3 | 1 | 1 | 3 | 0 | 0 | 0 | 0 | 0 | 0 | 0 | 0 | 0 | 0 | 0 | 0 | 0 | 0 | 0 | 0 | 0 | 0 | 0 | 0 | 0 | 0 | 0 | 0 | 0 | 0 | 0 | 0 | 0 | 0 | 0 | 0 | 0 | 0
SDGE | Loveland | 69 | 2 | 1 | 3 | 0 | 1 | 3 | 1 | 2 | 3 | 1 | 2 | 3 | 3 | 1 | 1 | 3 | 0 | 0 | 0 | 0 | 0 | 0 | 0 | 0 | 0 | 0 | 0 | 0 | 0 | 0 | 0 | 0 | 0 | 0 | 0 | 0 | 0 | 0 | 0 | 0 | 0 | 4 | 0 | 0 | 0 | 0 | 0 | 1 | 4 | 0
SCE NOL | Lugo | 230 | 2 | 1 | 4 | 0 | 1 | 2 | 1 | 2 | 3 | 1 | 1 | 4 | 3 | 1 | 3 | 2 | 0 | 0 | 0 | 0 | 0 | 0 | 0 | 0 | 0 | 0 | 0 | 0 | 0 | 0 | 0 | 0 | 0 | 0 | 0 | 0 | 0 | 0 | 0 | 0 | 0 | 0 | 0 | 0 | 0 | 0 | 0 | 0 | 0 | 0
SCE Metro | Lugo | 500 | 2 | 1 | 4 | 0 | 1 | 2 | 1 | 2 | 3 | 1 | 1 | 4 | 3 | 1 | 3 | 2 | 389 | 0 | 0 | 0 | 0 | 0 | 0 | 0 | 0 | 0 | 0 | 0 | 0 | 0 | 1 | 389 | 0 | 389 | 0 | 0 | 0 | 1750 | 0 | 0 | 0 | 0 | 0 | 0 | 0 | 0 | 0 | 1 | 2139 | 0
PG&E FRESNO | Madera | 70 | 1 | 1 | 4 | 0 | 2 | 1 | 3 | 1 | 3 | 1 | 1 | 4 | 1 | 2 | 4 | 1 | 0 | 0 | 0 | 0 | 0 | 0 | 0 | 0 | 0 | 0 | 0 | 0 | 0 | 0 | 0 | 0 | 0 | 0 | 0 | 0 | 0 | 0 | 0 | 0 | 0 | 0 | 0 | 0 | 0 | 0 | 0 | 0 | 0 | 0
PG&E NGBA | Madison | 115 | 2 | 1 | 4 | 0 | 2 | 3 | 1 | 2 | 3 | 1 | 1 | 4 | 1 | 2 | 1 | 3 | 0 | 0 | 0 | 0 | 0 | 0 | 0 | 0 | 0 | 0 | 13 | 10.2 | 0 | 0 | 1 | 13 | 10.2 | 0 | 0 | 0 | 0 | 0 | 0 | 0 | 0 | 0 | 0 | 13 | 10.2 | 0 | 0 | 1 | 13 | 10.2
PG&E KERN | Magunden | 115 | 1 | 1 | 2 | 0 | 1 | 1 | 3 | 1 | 3 | 1 | 3 | 2 | 3 | 1 | 4 | 1 | 0 | 0 | 0 | 0 | 0 | 0 | 0 | 0 | 0 | 0 | 0 | 0 | 0 | 0 | 0 | 0 | 0 | 0 | 0 | 0 | 0 | 0 | 0 | 0 | 0 | 0 | 0 | 0 | 0 | 0 | 0 | 0 | 0 | 0
SCE Northern | Magunden | 230 | 1 | 1 | 2 | 0 | 1 | 1 | 3 | 1 | 3 | 1 | 3 | 2 | 3 | 1 | 4 | 1 | 0 | 0 | 0 | 0 | 0 | 0 | 0 | 0 | 0 | 0 | 0 | 0 | 0 | 0 | 0 | 0 | 0 | 0 | 0 | 0 | 0 | 0 | 0 | 0 | 0 | 0 | 0 | 0 | 0 | 0 | 0 | 0 | 0 | 0
PG&E FRESNO | Malaga | 115 | 1 | 1 | 1 | 0 | 2 | 1 | 3 | 1 | 3 | 1 | 4 | 1 | 1 | 2 | 4 | 1 | 0 | 0 | 0 | 0 | 0 | 0 | 0 | 0 | 0 | 0 | 0 | 97 | 0 | 0 | 1 | 0 | 97 | 0 | 0 | 0 | 0 | 0 | 0 | 0 | 0 | 0 | 0 | 0 | 97 | 0 | 0 | 1 | 0 | 97
PG&E NGBA | Malin | 500 | 2 | 2 | 4 | 0 | 2 | 3 | 1 | 2 | 1 | 2 | 1 | 4 | 1 | 2 | 1 | 3 | 100 | 0 | 0 | 0 | 0 | 0 | 0 | 0 | 0 | 0 | 0 | 0 | 0 | 315 | 1 | 100 | 315 | 100 | 0 | 0 | 0 | 0 | 0 | 0 | 0 | 0 | 0 | 0 | 0 | 0 | 315 | 1 | 100 | 315
SCE Northern | Mandalay | 230 | 2 | 1 | 1 | 1 | 1 | 1 | 1 | 2 | 3 | 1 | 4 | 2 | 3 | 1 | 4 | 1 | 0 | 0 | 0 | 0 | 0 | 0 | 0 | 0 | 0 | 0 | 0 | 0 | 0 | 0 | 0 | 0 | 0 | 0 | 0 | 0 | 0 | 0 | 0 | 0 | 0 | 0 | 0 | 0 | 0 | 0 | 0 | 0 | 0 | 0
PG&E FRESNO | Manning | 230 | 1 | 1 | 2 | 0 | 2 | 1 | 3 | 1 | 3 | 1 | 3 | 2 | 1 | 2 | 4 | 1 | 0 | 0 | 0 | 0 | 0 | 0 | 0 | 0 | 0 | 0 | 0 | 0 | 0 | 0 | 0 | 0 | 0 | 0 | 0 | 0 | 0 | 0 | 0 | 0 | 0 | 0 | 50 | 200 | 0 | 65 | 0 | 1 | 250 | 65
PG&E FRESNO | Manning | 500 | 1 | 1 | 2 | 0 | 2 | 1 | 3 | 1 | 3 | 1 | 3 | 2 | 1 | 2 | 4 | 1 | 0 | 0 | 0 | 0 | 0 | 0 | 0 | 0 | 0 | 0 | 600 | 0 | 0 | 200 | 1 | 600 | 200 | 0 | 0 | 0 | 0 | 0 | 0 | 0 | 0 | 0 | 500 | 1000 | 0 | 200 | 200 | 1 | 1500 | 400
PG&E GBA | Manteca | 115 | 1 | 1 | 2 | 0 | 2 | 2 | 3 | 1 | 3 | 1 | 3 | 2 | 1 | 2 | 3 | 2 | 0 | 0 | 0 | 0 | 0 | 0 | 0 | 0 | 1.5 | 0 | 0 | 0 | 0 | 0 | 1 | 1.5 | 0 | 0 | 0 | 0 | 0 | 0 | 0 | 0 | 0 | 1.5 | 0 | 0 | 0 | 0 | 0 | 1 | 1.5 | 0
SDGE | Margarita | 138 | 1 | 1 | 2 | 0 | 1 | 3 | 3 | 1 | 3 | 1 | 3 | 2 | 3 | 1 | 1 | 3 | 0 | 0 | 0 | 0 | 0 | 0 | 0 | 0 | 0 | 0 | 0 | 0 | 0 | 0 | 0 | 0 | 0 | 0 | 0 | 0 | 0 | 0 | 0 | 0 | 0 | 0 | 0 | 0 | 0 | 0 | 0 | 0 | 0 | 0
PG&E GBA | Martin | 230 | 2 | 1 | 2 | 1 | 1 | 2 | 1 | 2 | 3 | 1 | 3 | 3 | 3 | 1 | 3 | 2 | 0 | 0 | 0 | 0 | 0 | 0 | 0 | 0 | 0 | 0 | 0 | 0 | 0 | 0 | 0 | 0 | 0 | 0 | 0 | 0 | 0 | 0 | 0 | 0 | 0 | 0 | 0 | 0 | 0 | 0 | 0 | 0 | 0 | 0
PG&E GBA | Martin | 115 | 2 | 1 | 2 | 1 | 1 | 2 | 1 | 2 | 3 | 1 | 3 | 3 | 3 | 1 | 3 | 2 | 0 | 0 | 0 | 0 | 0 | 0 | 0 | 0 | 0 | 0 | 0 | 188 | 0 | 0 | 1 | 0 | 188 | 0 | 0 | 0 | 0 | 0 | 0 | 0 | 0 | 0 | 0 | 0 | 188 | 150 | 0 | 1 | 0 | 338
PG&E GBA | Martinez | 115 | 2 | 1 | 1 | 0 | 1 | 1 | 1 | 2 | 3 | 1 | 4 | 1 | 3 | 1 | 4 | 1 | 0 | 0 | 0 | 0 | 0 | 0 | 0 | 0 | 0 | 0 | 0 | 0 | 0 | 0 | 0 | 0 | 0 | 0 | 0 | 0 | 0 | 0 | 0 | 0 | 0 | 0 | 0 | 0 | 0 | 0 | 0 | 0 | 0 | 0
PG&E FRESNO | Mc Mullin | 230 | 1 | 1 | 3 | 0 | 2 | 1 | 3 | 1 | 3 | 1 | 2 | 3 | 1 | 2 | 4 | 1 | 0 | 0 | 0 | 0 | 0 | 0 | 0 | 0 | 0 | 0 | 0 | 0 | 0 | 0 | 0 | 0 | 0 | 0 | 0 | 0 | 0 | 0 | 0 | 0 | 0 | 0 | 100 | 200 | 0 | 60 | 0 | 1 | 300 | 60
PG&E FRESNO | McCall | 115 | 1 | 1 | 3 | 0 | 2 | 1 | 3 | 1 | 3 | 1 | 2 | 3 | 1 | 2 | 4 | 1 | 0 | 0 | 0 | 0 | 0 | 0 | 0 | 0 | 1.5 | 0 | 0 | 0 | 0 | 0 | 1 | 1.5 | 0 | 0 | 0 | 0 | 0 | 0 | 0 | 0 | 0 | 1.5 | 0 | 0 | 0 | 0 | 0 | 1 | 1.5 | 0
PG&E FRESNO | McCall | 230 | 1 | 1 | 3 | 0 | 2 | 1 | 3 | 1 | 3 | 1 | 2 | 3 | 1 | 2 | 4 | 1 | 0 | 0 | 0 | 0 | 0 | 0 | 0 | 0 | 0 | 0 | 0 | 0 | 0 | 0 | 0 | 0 | 0 | 0 | 0 | 0 | 0 | 0 | 0 | 0 | 0 | 0 | 0 | 0 | 0 | 0 | 0 | 0 | 0 | 0
PG&E GBA | Meadow Lane | 115 | 2 | 1 | 1 | 1 | 1 | 1 | 1 | 2 | 3 | 1 | 4 | 2 | 3 | 1 | 4 | 1 | 0 | 0 | 0 | 0 | 0 | 0 | 0 | 0 | 0 | 0 | 0 | 0 | 0 | 0 | 0 | 0 | 0 | 0 | 0 | 0 | 0 | 0 | 0 | 0 | 0 | 0 | 0 | 0 | 0 | 0 | 0 | 0 | 0 | 0
PG&E GBA | Melones | 115 | 2 | 1 | 4 | 1 | 1 | 3 | 1 | 2 | 3 | 1 | 1 | 4 | 3 | 1 | 1 | 3 | 0 | 0 | 0 | 0 | 0 | 0 | 0 | 0 | 0 | 0 | 0 | 0 | 0 | 0 | 0 | 0 | 0 | 0 | 0 | 0 | 0 | 0 | 0 | 0 | 0 | 0 | 0 | 0 | 0 | 0 | 0 | 0 | 0 | 0
PG&E GBA | Melones | 230 | 2 | 1 | 4 | 1 | 1 | 3 | 1 | 2 | 3 | 1 | 1 | 4 | 3 | 1 | 1 | 3 | 0 | 0 | 0 | 0 | 0 | 0 | 0 | 0 | 0 | 0 | 0 | 0 | 0 | 0 | 0 | 0 | 0 | 0 | 0 | 0 | 0 | 0 | 0 | 0 | 0 | 0 | 0 | 0 | 0 | 0 | 0 | 0 | 0 | 0
SDGE | Melrose | 69 | 2 | 1 | 3 | 0 | 1 | 3 | 1 | 2 | 3 | 1 | 2 | 3 | 3 | 1 | 1 | 3 | 0 | 0 | 0 | 0 | 0 | 0 | 0 | 0 | 0 | 0 | 0 | 20 | 0 | 0 | 1 | 0 | 20 | 0 | 0 | 0 | 0 | 0 | 0 | 0 | 0 | 0 | 0 | 0 | 20 | 0 | 0 | 1 | 0 | 20
PG&E NGBA | Mendocino | 115 | 2 | 2 | 4 | 1 | 2 | 3 | 1 | 2 | 1 | 2 | 1 | 4 | 1 | 2 | 1 | 3 | 0 | 0 | 0 | 0 | 0 | 0 | 0 | 0 | 5 | 0 | 0 | 0 | 0 | 0 | 1 | 5 | 0 | 0 | 0 | 0 | 0 | 0 | 0 | 0 | 0 | 5 | 0 | 0 | 0 | 0 | 0 | 1 | 5 | 0
PG&E NGBA | Mendocino | 60 | 2 | 2 | 4 | 1 | 2 | 3 | 1 | 2 | 1 | 2 | 1 | 4 | 1 | 2 | 1 | 3 | 0 | 3 | 0 | 0 | 0 | 0 | 0 | 0 | 0 | 0 | 0 | 0 | 0 | 5 | 1 | 3 | 5 | 0 | 3 | 0 | 0 | 0 | 0 | 0 | 0 | 0 | 0 | 0 | 0 | 0 | 5 | 1 | 3 | 5
PG&E FRESNO | Mendota | 115 | 1 | 1 | 3 | 0 | 2 | 1 | 3 | 1 | 3 | 1 | 2 | 3 | 1 | 2 | 4 | 1 | 0 | 0 | 0 | 0 | 0 | 0 | 0 | 0 | 0 | 0 | 0 | 0 | 0 | 0 | 0 | 0 | 0 | 0 | 0 | 0 | 0 | 0 | 0 | 0 | 0 | 0 | 0 | 0 | 0 | 0 | 0 | 0 | 0 | 0
PG&E GBA | Menlo | 60 | 2 | 1 | 2 | 1 | 1 | 2 | 1 | 2 | 3 | 1 | 3 | 3 | 3 | 1 | 3 | 2 | 0 | 0 | 0 | 0 | 0 | 0 | 0 | 0 | 0 | 0 | 0 | 0 | 0 | 0 | 0 | 0 | 0 | 0 | 0 | 0 | 0 | 0 | 0 | 0 | 0 | 0 | 0 | 0 | 0 | 0 | 0 | 0 | 0 | 0
PG&E FRESNO | Merced | 115 | 1 | 1 | 3 | 1 | 2 | 1 | 3 | 1 | 3 | 1 | 2 | 4 | 1 | 2 | 4 | 1 | 0 | 0 | 0 | 0 | 0 | 0 | 0 | 0 | 4 | 0 | 0 | 0 | 0 | 0 | 1 | 4 | 0 | 0 | 0 | 0 | 0 | 0 | 0 | 0 | 0 | 4 | 0 | 0 | 0 | 0 | 0 | 1 | 4 | 0
EOP | Mercury | 138 | 2 | 2 | 4 | 0 | 1 | 3 | 1 | 2 | 1 | 2 | 1 | 4 | 3 | 1 | 1 | 3 | 0 | 0 | 0 | 0 | 0 | 0 | 0 | 0 | 0 | 0 | 0 | 0 | 0 | 0 | 0 | 0 | 0 | 0 | 0 | 0 | 0 | 0 | 0 | 0 | 0 | 0 | 0 | 0 | 0 | 0 | 0 | 0 | 0 | 0
PG&E FRESNO | Mercy Springs | 70 | 1 | 1 | 4 | 0 | 2 | 1 | 3 | 1 | 3 | 1 | 1 | 4 | 1 | 2 | 4 | 1 | 0 | 2 | 0 | 0 | 0 | 0 | 0 | 0 | 0 | 0 | 75 | 78 | 0 | 0 | 1 | 77 | 78 | 0 | 2 | 0 | 0 | 0 | 0 | 0 | 0 | 0 | 0 | 75 | 78 | 0 | 0 | 1 | 77 | 78
PG&E NGBA | Meridian | 60 | 2 | 2 | 4 | 0 | 1 | 3 | 1 | 2 | 1 | 2 | 1 | 4 | 3 | 1 | 1 | 3 | 0 | 0 | 0 | 0 | 0 | 0 | 0 | 0 | 0 | 0 | 0 | 0 | 0 | 0 | 0 | 0 | 0 | 0 | 0 | 0 | 0 | 0 | 0 | 0 | 0 | 0 | 0 | 0 | 0 | 0 | 0 | 0 | 0 | 0
PG&E KERN | Mesa (PGE) | 115 | 2 | 2 | 2 | 1 | 2 | 2 | 1 | 2 | 1 | 2 | 3 | 3 | 1 | 2 | 3 | 2 | 0 | 0 | 0 | 0 | 0 | 0 | 0 | 0 | 0 | 0 | 0 | 0 | 0 | 0 | 0 | 0 | 0 | 0 | 0 | 0 | 0 | 0 | 0 | 0 | 0 | 0 | 0 | 0 | 0 | 0 | 0 | 0 | 0 | 0
PG&E KERN | Mesa (PGE) | 230 | 2 | 2 | 2 | 1 | 2 | 2 | 1 | 2 | 1 | 2 | 3 | 3 | 1 | 2 | 3 | 2 | 0 | 0 | 0 | 0 | 0 | 0 | 0 | 0 | 0 | 0 | 0 | 0 | 0 | 0 | 0 | 0 | 0 | 0 | 0 | 0 | 0 | 0 | 0 | 0 | 0 | 0 | 0 | 0 | 0 | 0 | 0 | 0 | 0 | 0
SCE Metro | Mesa (SCE) | 230 | 1 | 1 | 2 | 1 | 1 | 2 | 3 | 1 | 3 | 1 | 3 | 3 | 3 | 1 | 3 | 2 | 0 | 0 | 0 | 0 | 0 | 0 | 0 | 0 | 2.62 | 0 | 0 | 6.5 | 0 | 0 | 1 | 2.62 | 6.5 | 0 | 0 | 0 | 0 | 0 | 0 | 0 | 0 | 2.62 | 0 | 0 | 6.5 | 0 | 0 | 1 | 2.62 | 6.5
SCE Metro | Mesa (SCE) | 500 | 1 | 1 | 2 | 1 | 1 | 2 | 3 | 1 | 3 | 1 | 3 | 3 | 3 | 1 | 3 | 2 | 0 | 0 | 0 | 0 | 0 | 0 | 0 | 0 | 0 | 0 | 0 | 0 | 0 | 0 | 0 | 0 | 0 | 0 | 0 | 0 | 0 | 0 | 0 | 0 | 0 | 0 | 0 | 0 | 0 | 0 | 0 | 0 | 0 | 0
SDGE | Mesa Heights | 69 | 2 | 1 | 2 | 0 | 1 | 3 | 1 | 2 | 3 | 1 | 3 | 2 | 3 | 1 | 1 | 3 | 0 | 0 | 0 | 0 | 0 | 0 | 0 | 0 | 0 | 0 | 0 | 10.5 | 0 | 0 | 1 | 0 | 10.5 | 0 | 0 | 0 | 0 | 0 | 0 | 0 | 0 | 0 | 0 | 0 | 10.5 | 0 | 0 | 1 | 0 | 10.5
PG&E GBA | Metcalf | 115 | 2 | 1 | 1 | 0 | 2 | 3 | 1 | 2 | 3 | 1 | 4 | 1 | 1 | 2 | 1 | 3 | 0 | 0 | 0 | 0 | 0 | 0 | 0 | 0 | 0 | 0 | 0 | 0 | 0 | 0 | 0 | 0 | 0 | 0 | 0 | 0 | 0 | 0 | 0 | 0 | 0 | 0 | 0 | 0 | 0 | 0 | 0 | 0 | 0 | 0
PG&E GBA | Metcalf | 230 | 2 | 1 | 1 | 0 | 2 | 3 | 1 | 2 | 3 | 1 | 4 | 1 | 1 | 2 | 1 | 3 | 0 | 0 | 0 | 0 | 0 | 0 | 0 | 0 | 0 | 0 | 0 | 0 | 101.075 | 0 | 1 | 0 | 101.075 | 0 | 0 | 0 | 0 | 0 | 0 | 0 | 0 | 0 | 0 | 0 | 0 | 251.075 | 0 | 1 | 0 | 251.075
PG&E GBA | Metcalf | 500 | 2 | 1 | 1 | 0 | 2 | 3 | 1 | 2 | 3 | 1 | 4 | 1 | 1 | 2 | 1 | 3 | 0 | 0 | 0 | 0 | 0 | 0 | 0 | 0 | 0 | 0 | 0 | 0 | 0 | 0 | 0 | 0 | 0 | 0 | 0 | 0 | 0 | 0 | 0 | 0 | 0 | 0 | 0 | 0 | 0 | 0 | 0 | 0 | 0 | 0
PG&E KERN | Midway | 115 | 1 | 1 | 3 | 0 | 1 | 1 | 3 | 1 | 3 | 1 | 2 | 3 | 3 | 1 | 4 | 1 | 0 | 0 | 0 | 0 | 0 | 0 | 0 | 0 | 0 | 204 | 120 | 0 | 0 | 0 | 1 | 324 | 0 | 0 | 0 | 0 | 0 | 0 | 0 | 0 | 0 | 0 | 205 | 180 | 0 | 60 | 0 | 1 | 385 | 60
PG&E KERN | Midway | 230 | 1 | 1 | 3 | 0 | 1 | 1 | 3 | 1 | 3 | 1 | 2 | 3 | 3 | 1 | 4 | 1 | 0 | 0 | 0 | 0 | 0 | 0 | 0 | 0 | 0 | 0 | 0 | 0 | 0 | 0 | 0 | 0 | 0 | 0 | 0 | 0 | 0 | 0 | 0 | 0 | 0 | 0 | 0 | 0 | 0 | 0 | 0 | 0 | 0 | 0
PG&E KERN | Midway | 500 | 1 | 1 | 3 | 0 | 1 | 1 | 3 | 1 | 3 | 1 | 2 | 3 | 3 | 1 | 4 | 1 | 0 | 0 | 0 | 0 | 0 | 0 | 0 | 0 | 0 | 300 | 350 | 0 | 0 | 0 | 1 | 650 | 0 | 0 | 0 | 0 | 0 | 0 | 0 | 0 | 0 | 0 | 300 | 800 | 0 | 400 | 0 | 1 | 1100 | 400
SDGE | Miguel | 230 | 2 | 1 | 3 | 0 | 1 | 2 | 1 | 2 | 3 | 1 | 2 | 3 | 3 | 1 | 3 | 2 | 0 | 0 | 0 | 0 | 0 | 0 | 0 | 0 | 0 | 0 | 0 | 0 | 0 | 0 | 0 | 0 | 0 | 0 | 0 | 0 | 0 | 0 | 0 | 0 | 0 | 0 | 0 | 0 | 0 | 0 | 0 | 0 | 0 | 0
SDGE | Miguel | 500 | 2 | 1 | 3 | 0 | 1 | 2 | 1 | 2 | 3 | 1 | 2 | 3 | 3 | 1 | 3 | 2 | 0 | 0 | 0 | 0 | 0 | 0 | 0 | 0 | 0 | 0 | 0 | 0 | 0 | 0 | 0 | 0 | 0 | 0 | 0 | 0 | 0 | 0 | 0 | 0 | 0 | 0 | 0 | 0 | 0 | 0 | 0 | 0 | 0 | 0
SDGE | Miguel | 69 | 2 | 1 | 3 | 0 | 1 | 2 | 1 | 2 | 3 | 1 | 2 | 3 | 3 | 1 | 3 | 2 | 0 | 0 | 0 | 0 | 0 | 0 | 0 | 0 | 0 | 0 | 0 | 9.75 | 0 | 0 | 1 | 0 | 9.75 | 0 | 0 | 0 | 0 | 0 | 0 | 0 | 0 | 0 | 0 | 0 | 9.75 | 0 | 0 | 1 | 0 | 9.75
PG&E GBA | Millbrae | 115 | 2 | 1 | 2 | 1 | 1 | 2 | 1 | 2 | 3 | 1 | 3 | 3 | 3 | 1 | 3 | 2 | 0 | 0 | 0 | 0 | 0 | 0 | 0 | 0 | 3.5 | 0 | 0 | 0 | 0 | 0 | 1 | 3.5 | 0 | 0 | 0 | 0 | 0 | 0 | 0 | 0 | 0 | 3.5 | 0 | 0 | 0 | 0 | 0 | 1 | 3.5 | 0
PG&E GBA | Miller | 115 | 1 | 1 | 4 | 0 | 2 | 1 | 3 | 1 | 3 | 1 | 1 | 4 | 1 | 2 | 4 | 1 | 0 | 0 | 0 | 0 | 0 | 0 | 0 | 0 | 0 | 0 | 0 | 0 | 0 | 0 | 0 | 0 | 0 | 0 | 0 | 0 | 0 | 0 | 0 | 0 | 0 | 0 | 0 | 0 | 0 | 0 | 0 | 0 | 0 | 0
SCE Metro | Mira Loma | 230 | 1 | 1 | 1 | 0 | 1 | 1 | 3 | 1 | 3 | 1 | 4 | 1 | 3 | 1 | 4 | 1 | 0 | 0 | 0 | 0 | 0 | 0 | 0 | 0 | 0 | 0 | 0 | 42 | 0 | 0 | 1 | 0 | 42 | 0 | 0 | 0 | 0 | 0 | 0 | 0 | 0 | 0 | 0 | 0 | 42 | 100 | 0 | 1 | 0 | 142
SCE Metro | Mira Loma | 500 | 1 | 1 | 1 | 0 | 1 | 1 | 3 | 1 | 3 | 1 | 4 | 1 | 3 | 1 | 4 | 1 | 0 | 0 | 0 | 0 | 0 | 0 | 0 | 0 | 0 | 0 | 0 | 0 | 0 | 0 | 0 | 0 | 0 | 0 | 0 | 0 | 0 | 0 | 0 | 0 | 0 | 0 | 0 | 0 | 0 | 0 | 0 | 0 | 0 | 0
SCE Eastern | Mirage | 115 | 2 | 1 | 3 | 0 | 1 | 3 | 1 | 2 | 3 | 1 | 2 | 3 | 3 | 1 | 1 | 3 | 0 | 0 | 0 | 0 | 0 | 0 | 0 | 0 | 0 | 0 | 0 | 0 | 0 | 0 | 0 | 0 | 0 | 0 | 0 | 0 | 0 | 0 | 0 | 0 | 0 | 0 | 0 | 0 | 0 | 0 | 0 | 0 | 0 | 0
SCE Eastern | Mirage | 230 | 2 | 1 | 3 | 0 | 1 | 3 | 1 | 2 | 3 | 1 | 2 | 3 | 3 | 1 | 1 | 3 | 556.5 | 0 | 0 | 0 | 0 | 0 | 0 | 0 | 0 | 0 | 0 | 50 | 0 | 0 | 1 | 556.5 | 50 | 556.5 | 0 | 0 | 0 | 0 | 0 | 0 | 0 | 0 | 0 | 0 | 50 | 0 | 0 | 1 | 556.5 | 50
SDGE | Mission | 138 | 2 | 1 | 2 | 0 | 1 | 2 | 1 | 2 | 3 | 1 | 3 | 2 | 3 | 1 | 3 | 2 | 0 | 0 | 0 | 0 | 0 | 0 | 0 | 0 | 0 | 0 | 0 | 0 | 0 | 0 | 0 | 0 | 0 | 0 | 0 | 0 | 0 | 0 | 0 | 0 | 0 | 0 | 0 | 0 | 0 | 0 | 0 | 0 | 0 | 0
SDGE | Mission | 230 | 2 | 1 | 2 | 0 | 1 | 2 | 1 | 2 | 3 | 1 | 3 | 2 | 3 | 1 | 3 | 2 | 0 | 0 | 0 | 0 | 0 | 0 | 0 | 0 | 0 | 0 | 0 | 0 | 0 | 0 | 0 | 0 | 0 | 0 | 0 | 0 | 0 | 0 | 0 | 0 | 0 | 0 | 0 | 0 | 0 | 0 | 0 | 0 | 0 | 0
SDGE | Mission | 69 | 2 | 1 | 2 | 0 | 1 | 2 | 1 | 2 | 3 | 1 | 3 | 2 | 3 | 1 | 3 | 2 | 0 | 0 | 0 | 0 | 0 | 0 | 0 | 0 | 0 | 0 | 0 | 0 | 0 | 0 | 0 | 0 | 0 | 0 | 0 | 0 | 0 | 0 | 0 | 0 | 0 | 0 | 0 | 0 | 0 | 0 | 0 | 0 | 0 | 0
PG&E GBA | Mi-Wuk | 115 | 2 | 1 | 4 | 1 | 1 | 3 | 1 | 2 | 3 | 1 | 1 | 4 | 3 | 1 | 1 | 3 | 0 | 0 | 0 | 0 | 0 | 0 | 0 | 0 | 0 | 0 | 0 | 0 | 0 | 0 | 0 | 0 | 0 | 0 | 0 | 0 | 0 | 0 | 0 | 0 | 0 | 0 | 0 | 0 | 0 | 0 | 0 | 0 | 0 | 0
EOP | Mohave | 500 | 2 | 2 | 2 | 1 | 1 | 3 | 1 | 2 | 1 | 2 | 3 | 3 | 3 | 1 | 1 | 3 | 0 | 0 | 300 | 0 | 0 | 0 | 0 | 0 | 0 | 400 | 0 | 0 | 0 | 0 | 1 | 700 | 0 | 0 | 0 | 484.9 | 0 | 0 | 0 | 0 | 0 | 0 | 400 | 587 | 0 | 125 | 0 | 1 | 1471.9 | 125
PG&E NGBA | Monroe | 115 | 2 | 1 | 2 | 1 | 2 | 2 | 1 | 2 | 3 | 1 | 3 | 3 | 1 | 2 | 3 | 2 | 0 | 0 | 0 | 0 | 0 | 0 | 0 | 0 | 0 | 0 | 0 | 0 | 0 | 0 | 0 | 0 | 0 | 0 | 0 | 0 | 0 | 0 | 0 | 0 | 0 | 0 | 0 | 0 | 0 | 0 | 0 | 0 | 0 | 0
SDGE | Monserate | 69 | 2 | 1 | 3 | 0 | 1 | 3 | 1 | 2 | 3 | 1 | 2 | 3 | 3 | 1 | 1 | 3 | 0 | 0 | 0 | 0 | 0 | 0 | 0 | 0 | 0 | 0 | 0 | 0 | 0 | 0 | 0 | 0 | 0 | 0 | 0 | 0 | 0 | 0 | 0 | 0 | 0 | 0 | 0 | 0 | 0 | 0 | 0 | 0 | 0 | 0
PG&E GBA | Monta Vista | 115 | 2 | 1 | 3 | 0 | 2 | 3 | 1 | 2 | 3 | 1 | 2 | 3 | 1 | 2 | 1 | 3 | 0 | 0 | 0 | 0 | 0 | 0 | 0 | 0 | 0 | 0 | 0 | 0 | 0 | 0 | 0 | 0 | 0 | 0 | 0 | 0 | 0 | 0 | 0 | 0 | 0 | 0 | 0 | 0 | 0 | 0 | 0 | 0 | 0 | 0
PG&E GBA | Monta Vista | 230 | 2 | 1 | 3 | 0 | 2 | 3 | 1 | 2 | 3 | 1 | 2 | 3 | 1 | 2 | 1 | 3 | 0 | 0 | 0 | 0 | 0 | 0 | 0 | 0 | 0 | 0 | 0 | 0 | 0 | 0 | 0 | 0 | 0 | 0 | 0 | 0 | 0 | 0 | 0 | 0 | 0 | 0 | 0 | 0 | 0 | 0 | 0 | 0 | 0 | 0
PG&E GBA | Monta Vista | 60 | 2 | 1 | 3 | 0 | 2 | 3 | 1 | 2 | 3 | 1 | 2 | 3 | 1 | 2 | 1 | 3 | 0 | 0 | 0 | 0 | 0 | 0 | 0 | 0 | 0 | 0 | 0 | 0 | 0 | 0 | 0 | 0 | 0 | 0 | 0 | 0 | 0 | 0 | 0 | 0 | 0 | 0 | 0 | 0 | 0 | 0 | 0 | 0 | 0 | 0
PG&E NGBA | Monticello | 115 | 2 | 1 | 4 | 1 | 2 | 3 | 1 | 2 | 3 | 1 | 1 | 4 | 1 | 2 | 1 | 3 | 0 | 0 | 0 | 0 | 0 | 0 | 0 | 0 | 0 | 0 | 0 | 0 | 0 | 0 | 0 | 0 | 0 | 0 | 0 | 0 | 0 | 0 | 0 | 0 | 0 | 0 | 0 | 0 | 0 | 0 | 0 | 0 | 0 | 0
SCE Northern | Moorpark | 230 | 2 | 1 | 4 | 0 | 1 | 3 | 1 | 2 | 3 | 1 | 1 | 4 | 3 | 1 | 1 | 3 | 0 | 0 | 0 | 0 | 0 | 0 | 0 | 0 | 0 | 0 | 0 | 350 | 0 | 0 | 1 | 0 | 350 | 0 | 0 | 0 | 0 | 0 | 0 | 0 | 0 | 0 | 0 | 0 | 350 | 150 | 0 | 1 | 0 | 500
SCE Northern | Moorpark | 66 | 2 | 1 | 4 | 0 | 1 | 3 | 1 | 2 | 3 | 1 | 1 | 4 | 3 | 1 | 1 | 3 | 0 | 0 | 0 | 0 | 0 | 0 | 0 | 0 | 0 | 0 | 0 | 0 | 0 | 0 | 0 | 0 | 0 | 0 | 0 | 0 | 0 | 0 | 0 | 0 | 0 | 0 | 0 | 0 | 0 | 0 | 0 | 0 | 0 | 0
PG&E GBA | Moraga | 115 | 2 | 1 | 3 | 0 | 1 | 3 | 1 | 2 | 3 | 1 | 2 | 3 | 3 | 1 | 1 | 3 | 0 | 0 | 0 | 0 | 0 | 0 | 0 | 0 | 0 | 0 | 0 | 0 | 0 | 0 | 0 | 0 | 0 | 0 | 0 | 0 | 0 | 0 | 0 | 0 | 0 | 0 | 0 | 0 | 0 | 0 | 0 | 0 | 0 | 0
PG&E GBA | Moraga | 230 | 2 | 1 | 3 | 0 | 1 | 3 | 1 | 2 | 3 | 1 | 2 | 3 | 3 | 1 | 1 | 3 | 0 | 0 | 0 | 0 | 0 | 0 | 0 | 0 | 0 | 0 | 0 | 0 | 0 | 0 | 0 | 0 | 0 | 0 | 0 | 0 | 0 | 0 | 0 | 0 | 0 | 0 | 0 | 0 | 0 | 0 | 0 | 0 | 0 | 0
PG&E GBA | Morgan Hill | 115 | 2 | 1 | 3 | 0 | 2 | 2 | 1 | 2 | 3 | 1 | 2 | 3 | 1 | 2 | 3 | 2 | 0 | 0 | 0 | 0 | 0 | 0 | 0 | 0 | 0 | 0 | 0 | 0 | 0 | 0 | 0 | 0 | 0 | 0 | 0 | 0 | 0 | 0 | 0 | 0 | 0 | 0 | 0 | 0 | 0 | 0 | 0 | 0 | 0 | 0
PG&E KERN | Morro Bay | 115 | 2 | 2 | 1 | 1 | 2 | 3 | 1 | 2 | 1 | 2 | 4 | 2 | 1 | 2 | 1 | 3 | 0 | 0 | 0 | 0 | 0 | 0 | 0 | 0 | 0 | 0 | 0 | 0 | 0 | 0 | 0 | 0 | 0 | 0 | 0 | 0 | 0 | 0 | 0 | 0 | 0 | 0 | 0 | 0 | 0 | 0 | 0 | 0 | 0 | 0
PG&E KERN | Morro Bay | 230 | 2 | 2 | 1 | 1 | 2 | 3 | 1 | 2 | 1 | 2 | 4 | 2 | 1 | 2 | 1 | 3 | 0 | 0 | 0 | 0 | 0 | 0 | 0 | 0 | 0 | 0 | 0 | 0 | 0 | 0 | 0 | 0 | 0 | 0 | 0 | 0 | 0 | 0 | 0 | 0 | 0 | 0 | 0 | 0 | 0 | 0 | 0 | 0 | 0 | 0
PG&E KERN | Morro Bay | 500 | 2 | 2 | 1 | 1 | 2 | 3 | 1 | 2 | 1 | 2 | 4 | 2 | 1 | 2 | 1 | 3 | 0 | 0 | 0 | 0 | 0 | 0 | 2375 | 0 | 0 | 0 | 0 | 0 | 0 | 0 | 1 | 2375 | 0 | 0 | 0 | 0 | 0 | 0 | 0 | 2375 | 0 | 0 | 0 | 0 | 0 | 0 | 0 | 1 | 2375 | 0
PG&E GBA | Moss Landing | 115 | 2 | 2 | 1 | 0 | 2 | 2 | 1 | 2 | 1 | 2 | 4 | 1 | 1 | 2 | 3 | 2 | 0 | 0 | 0 | 0 | 0 | 0 | 0 | 0 | 0 | 0 | 0 | 0 | 0 | 0 | 0 | 0 | 0 | 0 | 0 | 0 | 0 | 0 | 0 | 0 | 0 | 0 | 0 | 0 | 0 | 0 | 0 | 0 | 0 | 0
PG&E GBA | Moss Landing | 230 | 2 | 2 | 1 | 0 | 2 | 2 | 1 | 2 | 1 | 2 | 4 | 1 | 1 | 2 | 3 | 2 | 0 | 0 | 0 | 0 | 0 | 0 | 0 | 0 | 0 | 0 | 0 | 0 | 0 | 0 | 0 | 0 | 0 | 0 | 0 | 0 | 0 | 0 | 0 | 0 | 0 | 0 | 0 | 0 | 0 | 0 | 0 | 0 | 0 | 0
PG&E GBA | Moss Landing | 500 | 2 | 2 | 1 | 0 | 2 | 2 | 1 | 2 | 1 | 2 | 4 | 1 | 1 | 2 | 3 | 2 | 0 | 0 | 0 | 0 | 0 | 0 | 0 | 0 | 0 | 0 | 0 | 0 | 0 | 0 | 0 | 0 | 0 | 0 | 0 | 0 | 0 | 0 | 0 | 0 | 0 | 0 | 0 | 0 | 0 | 400 | 0 | 1 | 0 | 400
EOP | Mountain Pass | 115 | 2 | 2 | 4 | 0 | 1 | 1 | 1 | 2 | 1 | 2 | 1 | 4 | 3 | 1 | 4 | 1 | 0 | 0 | 0 | 0 | 0 | 0 | 0 | 0 | 0 | 0 | 0 | 0 | 0 | 0 | 0 | 0 | 0 | 0 | 0 | 0 | 0 | 0 | 0 | 0 | 0 | 0 | 0 | 0 | 0 | 0 | 0 | 0 | 0 | 0
PG&E GBA | Mountain View | 115 | 2 | 1 | 2 | 0 | 2 | 2 | 1 | 2 | 3 | 1 | 3 | 2 | 1 | 2 | 3 | 2 | 0 | 0 | 0 | 0 | 0 | 0 | 0 | 0 | 0 | 0 | 0 | 0 | 0 | 0 | 0 | 0 | 0 | 0 | 0 | 0 | 0 | 0 | 0 | 0 | 0 | 0 | 0 | 0 | 0 | 0 | 0 | 0 | 0 | 0
PG&E GBA | Mt Eden | 115 | 2 | 1 | 2 | 0 | 1 | 2 | 1 | 2 | 3 | 1 | 3 | 2 | 3 | 1 | 3 | 2 | 0 | 0 | 0 | 0 | 0 | 0 | 0 | 0 | 0 | 0 | 0 | 0 | 0 | 0 | 0 | 0 | 0 | 0 | 0 | 0 | 0 | 0 | 0 | 0 | 0 | 0 | 0 | 0 | 0 | 0 | 0 | 0 | 0 | 0
PG&E KERN | Mt Poso | 115 | 1 | 1 | 1 | 1 | 1 | 1 | 3 | 1 | 3 | 1 | 4 | 2 | 3 | 1 | 4 | 1 | 0 | 0 | 0 | 0 | 0 | 0 | 0 | 0 | 0 | 0 | 0 | 0 | 0 | 0 | 0 | 0 | 0 | 0 | 0 | 0 | 0 | 0 | 0 | 0 | 0 | 0 | 0 | 0 | 0 | 0 | 0 | 0 | 0 | 0
SDGE | Murray | 69 | 2 | 1 | 2 | 0 | 1 | 2 | 1 | 2 | 3 | 1 | 3 | 2 | 3 | 1 | 3 | 2 | 0 | 0 | 0 | 0 | 0 | 0 | 0 | 0 | 0 | 0 | 0 | 9 | 0 | 0 | 1 | 0 | 9 | 0 | 0 | 0 | 0 | 0 | 0 | 0 | 0 | 0 | 0 | 0 | 9 | 0 | 0 | 1 | 0 | 9
PG&E FRESNO | Mustang | 230 | 1 | 1 | 1 | 0 | 2 | 1 | 3 | 1 | 3 | 1 | 4 | 1 | 1 | 2 | 4 | 1 | 0 | 0 | 0 | 0 | 0 | 0 | 0 | 0 | 0 | 106.5 | 149.5 | 0 | 0 | 0 | 1 | 256 | 0 | 0 | 0 | 0 | 0 | 0 | 0 | 0 | 0 | 0 | 156.5 | 300 | 0 | 100 | 0 | 1 | 456.5 | 100
SCE Northern | Neenach | 66 | 2 | 1 | 4 | 1 | 1 | 3 | 1 | 2 | 3 | 1 | 1 | 4 | 3 | 1 | 1 | 3 | 0 | 0 | 0 | 0 | 0 | 0 | 0 | 0 | 0 | 0 | 0 | 0 | 0 | 0 | 0 | 0 | 0 | 0 | 0 | 0 | 0 | 0 | 0 | 0 | 0 | 0 | 0 | 0 | 0 | 0 | 0 | 0 | 0 | 0
PG&E KERN | New Sub - Gates - Midway (Proposed) | 230 | 1 | 1 | 4 | 0 | 2 | 1 | 3 | 1 | 3 | 1 | 1 | 4 | 1 | 2 | 4 | 1 | 0 | 0 | 0 | 0 | 0 | 0 | 0 | 0 | 0 | 0 | 440 | 238.5 | 0 | 0 | 1 | 440 | 238.5 | 0 | 0 | 0 | 0 | 0 | 0 | 0 | 0 | 0 | 100 | 790 | 238.5 | 125 | 0 | 1 | 890 | 363.5
PG&E KERN | New Sub - Gates - Templeton (Proposed) | 230 | 1 | 1 | 4 | 1 | 2 | 1 | 3 | 1 | 3 | 1 | 1 | 4 | 1 | 2 | 4 | 1 | 0 | 0 | 0 | 0 | 0 | 0 | 0 | 0 | 0 | 0 | 0 | 0 | 0 | 0 | 0 | 0 | 0 | 0 | 0 | 0 | 0 | 0 | 0 | 0 | 0 | 0 | 50 | 250 | 0 | 85 | 0 | 1 | 300 | 85
SCE NOL | New Sub - Kramer - Lugo (Proposed) | 230 | 2 | 1 | 2 | 0 | 1 | 1 | 1 | 2 | 3 | 1 | 3 | 2 | 3 | 1 | 4 | 1 | 0 | 0 | 0 | 0 | 0 | 0 | 0 | 0 | 0 | 0 | 0 | 0 | 0 | 0 | 0 | 0 | 0 | 0 | 0 | 0 | 0 | 0 | 0 | 0 | 0 | 0 | 0 | 0 | 0 | 0 | 0 | 0 | 0 | 0
PG&E FRESNO | New Sub - Los Banos - Midway (Proposed) | 500 | 1 | 1 | 4 | 0 | 2 | 1 | 3 | 1 | 3 | 1 | 1 | 4 | 1 | 2 | 4 | 1 | 0 | 0 | 0 | 0 | 0 | 0 | 0 | 0 | 0 | 0 | 0 | 0 | 0 | 0 | 0 | 0 | 0 | 0 | 0 | 0 | 0 | 0 | 0 | 0 | 0 | 0 | 600 | 400 | 0 | 175 | 0 | 1 | 1000 | 175
SCE NOL | New Sub - Lugo - Pisgah (Proposed) | 230 | 2 | 1 | 3 | 0 | 1 | 3 | 1 | 2 | 3 | 1 | 2 | 3 | 3 | 1 | 1 | 3 | 0 | 0 | 150 | 0 | 0 | 0 | 0 | 0 | 0 | 0 | 0 | 0 | 0 | 0 | 1 | 150 | 0 | 0 | 0 | 150 | 0 | 0 | 0 | 0 | 0 | 0 | 0 | 0 | 0 | 0 | 0 | 1 | 150 | 0
PG&E KERN | New Sub - Midway - Wheeler Ridge (Proposed) | 230 | 1 | 1 | 3 | 0 | 1 | 1 | 3 | 1 | 3 | 1 | 2 | 3 | 3 | 1 | 4 | 1 | 0 | 0 | 0 | 0 | 0 | 0 | 0 | 0 | 0 | 0 | 150 | 92 | 0 | 0 | 1 | 150 | 92 | 0 | 0 | 0 | 0 | 0 | 0 | 0 | 0 | 0 | 0 | 150 | 92 | 0 | 0 | 1 | 150 | 92
PG&E NGBA | New Sub - Near existing Leavitt (PSREC) | 345 | 2 | 2 | 1 | 0 | 1 | 3 | 1 | 2 | 1 | 2 | 4 | 1 | 3 | 1 | 1 | 3 | 0 | 0 | 300 | 0 | 0 | 0 | 0 | 0 | 0 | 0 | 0 | 0 | 0 | 0 | 1 | 300 | 0 | 0 | 0 | 300 | 0 | 0 | 0 | 0 | 0 | 0 | 0 | 0 | 0 | 0 | 0 | 1 | 300 | 0
PG&E NGBA | New Sub - Near existing Madeline (NVE) | 345 | 2 | 2 | 4 | 0 | 1 | 3 | 1 | 2 | 1 | 2 | 1 | 4 | 3 | 1 | 1 | 3 | 0 | 0 | 631.1 | 0 | 0 | 0 | 0 | 0 | 0 | 0 | 0 | 0 | 0 | 0 | 1 | 631.1 | 0 | 0 | 0 | 631.1 | 0 | 0 | 0 | 0 | 0 | 0 | 0 | 0 | 0 | 0 | 0 | 1 | 631.1 | 0
SDGE | New Sub - North Gila - IV (Proposed) | 500 | 2 | 1 | 4 | 0 | 2 | 2 | 1 | 2 | 3 | 1 | 1 | 4 | 1 | 2 | 3 | 2 | 0 | 0 | 0 | 0 | 0 | 0 | 0 | 0 | 0 | 0 | 0 | 0 | 0 | 0 | 0 | 0 | 0 | 0 | 0 | 0 | 0 | 0 | 0 | 0 | 0 | 0 | 150 | 400 | 0 | 165 | 0 | 1 | 550 | 165
PG&E NGBA | New Sub - Pit 1 - Cottonwood (Proposed) | 230 | 2 | 2 | 4 | 1 | 2 | 3 | 1 | 2 | 1 | 2 | 1 | 4 | 1 | 2 | 1 | 3 | 0 | 0 | 200 | 6 | 0 | 0 | 0 | 0 | 0 | 0 | 0 | 0 | 0 | 0 | 1 | 206 | 0 | 0 | 0 | 200 | 6 | 0 | 0 | 0 | 0 | 0 | 0 | 0 | 0 | 0 | 0 | 1 | 206 | 0
PG&E GBA | New Sub - Rancho Seco - Bellota (Proposed) | 230 | 1 | 1 | 3 | 1 | 2 | 3 | 3 | 1 | 3 | 1 | 2 | 4 | 1 | 2 | 1 | 3 | 0 | 0 | 0 | 0 | 0 | 0 | 0 | 0 | 0 | 0 | 0 | 0 | 0 | 0 | 0 | 0 | 0 | 0 | 0 | 0 | 0 | 0 | 0 | 0 | 0 | 0 | 0 | 0 | 0 | 0 | 0 | 0 | 0 | 0
SDGE | New Sub - Suncrest - Ocotillo (Proposed) | 500 | 2 | 1 | 4 | 0 | 1 | 3 | 1 | 2 | 3 | 1 | 1 | 4 | 3 | 1 | 1 | 3 | 0 | 0 | 300 | 100 | 0 | 0 | 0 | 0 | 0 | 0 | 0 | 0 | 0 | 0 | 1 | 400 | 0 | 0 | 0 | 300 | 100 | 0 | 0 | 0 | 0 | 0 | 0 | 0 | 0 | 0 | 0 | 1 | 400 | 0
PG&E FRESNO | New Sub - Westley - Quinto (Proposed) | 230 | 1 | 1 | 4 | 0 | 2 | 1 | 3 | 1 | 3 | 1 | 1 | 4 | 1 | 2 | 4 | 1 | 0 | 0 | 0 | 0 | 0 | 0 | 0 | 0 | 0 | 0 | 0 | 0 | 0 | 0 | 0 | 0 | 0 | 0 | 0 | 0 | 0 | 0 | 0 | 0 | 0 | 0 | 0 | 0 | 0 | 0 | 0 | 0 | 0 | 0
PG&E GBA | Newark | 115 | 2 | 1 | 3 | 0 | 1 | 2 | 1 | 2 | 3 | 1 | 2 | 3 | 3 | 1 | 3 | 2 | 0 | 0 | 0 | 0 | 0 | 0 | 0 | 0 | 0 | 0 | 0 | 0 | 0 | 0 | 0 | 0 | 0 | 0 | 0 | 0 | 0 | 0 | 0 | 0 | 0 | 0 | 0 | 0 | 0 | 0 | 0 | 0 | 0 | 0
PG&E GBA | Newark | 230 | 2 | 1 | 3 | 0 | 1 | 2 | 1 | 2 | 3 | 1 | 2 | 3 | 3 | 1 | 3 | 2 | 0 | 0 | 0 | 0 | 0 | 0 | 0 | 0 | 0 | 0 | 0 | 0 | 0 | 0 | 0 | 0 | 0 | 0 | 0 | 0 | 0 | 0 | 0 | 0 | 0 | 0 | 0 | 0 | 0 | 0 | 0 | 0 | 0 | 0
PG&E GBA | Newark | 60 | 2 | 1 | 3 | 0 | 1 | 2 | 1 | 2 | 3 | 1 | 2 | 3 | 3 | 1 | 3 | 2 | 0 | 0 | 0 | 0 | 0 | 0 | 0 | 0 | 2.5 | 0 | 0 | 0 | 0 | 0 | 1 | 2.5 | 0 | 0 | 0 | 0 | 0 | 0 | 0 | 0 | 0 | 2.5 | 0 | 0 | 0 | 0 | 0 | 1 | 2.5 | 0
PG&E FRESNO | Newhall | 115 | 1 | 1 | 4 | 0 | 2 | 1 | 3 | 1 | 3 | 1 | 1 | 4 | 1 | 2 | 4 | 1 | 0 | 0 | 0 | 0 | 0 | 0 | 0 | 0 | 0 | 0 | 0 | 0 | 0 | 0 | 0 | 0 | 0 | 0 | 0 | 0 | 0 | 0 | 0 | 0 | 0 | 0 | 0 | 0 | 0 | 0 | 0 | 0 | 0 | 0
PG&E KERN | Norco | 115 | 1 | 1 | 3 | 0 | 1 | 1 | 3 | 1 | 3 | 1 | 2 | 3 | 3 | 1 | 4 | 1 | 0 | 0.8 | 0 | 0 | 0 | 0 | 0 | 0 | 0 | 0 | 0 | 0 | 0 | 0 | 1 | 0.8 | 0 | 0 | 0.8 | 0 | 0 | 0 | 0 | 0 | 0 | 0 | 0 | 0 | 0 | 0 | 0 | 1 | 0.8 | 0
PG&E GBA | Nortech | 115 | 2 | 1 | 2 | 0 | 2 | 1 | 1 | 2 | 3 | 1 | 3 | 2 | 1 | 2 | 4 | 1 | 0 | 0 | 0 | 0 | 0 | 0 | 0 | 0 | 0 | 0 | 0 | 0 | 0 | 0 | 0 | 0 | 0 | 0 | 0 | 0 | 0 | 0 | 0 | 0 | 0 | 0 | 0 | 0 | 0 | 0 | 0 | 0 | 0 | 0
SDGE | North City Metering | 138 | 2 | 1 | 2 | 0 | 1 | 3 | 1 | 2 | 3 | 1 | 3 | 2 | 3 | 1 | 1 | 3 | 0 | 0 | 0 | 0 | 0 | 0 | 0 | 0 | 0 | 0 | 0 | 0 | 0 | 0 | 0 | 0 | 0 | 0 | 0 | 0 | 0 | 0 | 0 | 0 | 0 | 0 | 0 | 0 | 0 | 0 | 0 | 0 | 0 | 0
PG&E GBA | North Dublin | 230 | 2 | 1 | 2 | 0 | 1 | 3 | 1 | 2 | 3 | 1 | 3 | 2 | 3 | 1 | 1 | 3 | 0 | 0 | 0 | 0 | 0 | 0 | 0 | 0 | 0 | 0 | 0 | 0 | 0 | 0 | 0 | 0 | 0 | 0 | 0 | 0 | 0 | 0 | 0 | 0 | 0 | 0 | 0 | 0 | 0 | 0 | 0 | 0 | 0 | 0
SDGE | North Gila | 500 | 2 | 2 | 4 | 1 | 2 | 3 | 1 | 2 | 1 | 2 | 1 | 4 | 1 | 2 | 1 | 3 | 0 | 0 | 0 | 0 | 0 | 0 | 0 | 0 | 0 | 0 | 0 | 0 | 0 | 0 | 0 | 0 | 0 | 0 | 0 | 0 | 0 | 0 | 0 | 0 | 0 | 0 | 0 | 0 | 0 | 0 | 0 | 0 | 0 | 0
SCE Metro | North of SONGS | 230 | 2 | 1 | 3 | 0 | 1 | 3 | 1 | 2 | 3 | 1 | 2 | 3 | 3 | 1 | 1 | 3 | 0 | 0 | 0 | 0 | 0 | 0 | 0 | 0 | 0 | 0 | 0 | 0 | 0 | 0 | 0 | 0 | 0 | 0 | 0 | 0 | 0 | 0 | 0 | 0 | 0 | 0 | 0 | 0 | 0 | 0 | 0 | 0 | 0 | 0
SCE Metro | North of SONGS | 500 | 2 | 1 | 3 | 0 | 1 | 3 | 1 | 2 | 3 | 1 | 2 | 3 | 3 | 1 | 1 | 3 | 0 | 0 | 0 | 0 | 0 | 0 | 0 | 0 | 0 | 0 | 0 | 0 | 0 | 0 | 0 | 0 | 0 | 0 | 0 | 0 | 0 | 0 | 0 | 0 | 0 | 0 | 0 | 0 | 0 | 0 | 0 | 0 | 0 | 0
PG&E NGBA | Notre Dame | 115 | 2 | 1 | 4 | 0 | 2 | 2 | 1 | 2 | 3 | 1 | 1 | 4 | 1 | 2 | 3 | 2 | 0 | 0 | 0 | 0 | 0 | 0 | 0 | 0 | 0 | 0 | 0 | 0 | 0 | 0 | 0 | 0 | 0 | 0 | 0 | 0 | 0 | 0 | 0 | 0 | 0 | 0 | 0 | 0 | 0 | 0 | 0 | 0 | 0 | 0
PG&E GBA | Oakland C | 115 | 2 | 1 | 1 | 0 | 1 | 2 | 1 | 2 | 3 | 1 | 4 | 1 | 3 | 1 | 3 | 2 | 0 | 0 | 0 | 0 | 0 | 0 | 0 | 0 | 0 | 0 | 0 | 0 | 0 | 0 | 0 | 0 | 0 | 0 | 0 | 0 | 0 | 0 | 0 | 0 | 0 | 0 | 0 | 0 | 0 | 0 | 0 | 0 | 0 | 0
PG&E GBA | Oakland J | 115 | 2 | 1 | 2 | 0 | 1 | 1 | 1 | 2 | 3 | 1 | 3 | 2 | 3 | 1 | 4 | 1 | 0 | 0 | 0 | 0 | 0 | 0 | 0 | 0 | 0 | 0 | 0 | 0 | 0 | 0 | 0 | 0 | 0 | 0 | 0 | 0 | 0 | 0 | 0 | 0 | 0 | 0 | 0 | 0 | 0 | 0 | 0 | 0 | 0 | 0
PG&E GBA | Oakland L | 115 | 2 | 1 | 2 | 0 | 1 | 1 | 1 | 2 | 3 | 1 | 3 | 2 | 3 | 1 | 4 | 1 | 0 | 0 | 0 | 0 | 0 | 0 | 0 | 0 | 0 | 0 | 0 | 0 | 0 | 0 | 0 | 0 | 0 | 0 | 0 | 0 | 0 | 0 | 0 | 0 | 0 | 0 | 0 | 0 | 0 | 0 | 0 | 0 | 0 | 0
PG&E GBA | Oakland X | 115 | 2 | 1 | 2 | 0 | 1 | 2 | 1 | 2 | 3 | 1 | 3 | 2 | 3 | 1 | 3 | 2 | 0 | 0 | 0 | 0 | 0 | 0 | 0 | 0 | 0 | 0 | 0 | 0 | 0 | 0 | 0 | 0 | 0 | 0 | 0 | 0 | 0 | 0 | 0 | 0 | 0 | 0 | 0 | 0 | 0 | 0 | 0 | 0 | 0 | 0
SDGE | Ocean Ranch | 69 | 2 | 1 | 3 | 1 | 1 | 3 | 1 | 2 | 3 | 1 | 2 | 4 | 3 | 1 | 1 | 3 | 0 | 0 | 0 | 0 | 0 | 0 | 0 | 0 | 0 | 0 | 0 | 0 | 0 | 0 | 0 | 0 | 0 | 0 | 0 | 0 | 0 | 0 | 0 | 0 | 0 | 0 | 0 | 0 | 0 | 0 | 0 | 0 | 0 | 0
PG&E KERN | Oceano | 115 | 2 | 2 | 4 | 1 | 2 | 3 | 1 | 2 | 1 | 2 | 1 | 4 | 1 | 2 | 1 | 3 | 0 | 0 | 0 | 0 | 0 | 0 | 0 | 0 | 0 | 0 | 0 | 0 | 0 | 0 | 0 | 0 | 0 | 0 | 0 | 0 | 0 | 0 | 0 | 0 | 0 | 0 | 0 | 0 | 0 | 0 | 0 | 0 | 0 | 0
SDGE | Ocotillo Express | 500 | 2 | 1 | 4 | 0 | 2 | 3 | 1 | 2 | 3 | 1 | 1 | 4 | 1 | 2 | 1 | 3 | 0 | 0 | 0 | 0 | 0 | 0 | 0 | 0 | 0 | 0 | 0 | 0 | 0 | 0 | 0 | 0 | 0 | 0 | 0 | 0 | 0 | 0 | 0 | 0 | 0 | 0 | 0 | 0 | 0 | 0 | 0 | 0 | 0 | 0
PG&E KERN | Old River | 70 | 1 | 1 | 4 | 0 | 1 | 2 | 3 | 1 | 3 | 1 | 1 | 4 | 3 | 1 | 3 | 2 | 0 | 0 | 0 | 0 | 0 | 0 | 0 | 0 | 2.4 | 0 | 0 | 0 | 0 | 0 | 1 | 2.4 | 0 | 0 | 0 | 0 | 0 | 0 | 0 | 0 | 0 | 2.4 | 0 | 0 | 0 | 0 | 0 | 1 | 2.4 | 0
SDGE | Old Town | 230 | 2 | 1 | 2 | 1 | 1 | 2 | 1 | 2 | 3 | 1 | 3 | 3 | 3 | 1 | 3 | 2 | 0 | 0 | 0 | 0 | 0 | 0 | 0 | 0 | 0 | 0 | 0 | 0 | 0 | 0 | 0 | 0 | 0 | 0 | 0 | 0 | 0 | 0 | 0 | 0 | 0 | 0 | 0 | 0 | 0 | 0 | 0 | 0 | 0 | 0
SCE Metro | Olinda | 230 | 1 | 1 | 2 | 0 | 1 | 2 | 3 | 1 | 3 | 1 | 3 | 2 | 3 | 1 | 3 | 2 | 0 | 0 | 0 | 0 | 0 | 0 | 0 | 0 | 0 | 0 | 0 | 0 | 0 | 0 | 0 | 0 | 0 | 0 | 0 | 0 | 0 | 0 | 0 | 0 | 0 | 0 | 0 | 0 | 0 | 0 | 0 | 0 | 0 | 0
PG&E FRESNO | Olive | 115 | 1 | 1 | 4 | 0 | 1 | 1 | 3 | 1 | 3 | 1 | 1 | 4 | 3 | 1 | 4 | 1 | 0 | 0 | 0 | 0 | 0 | 0 | 0 | 0 | 0 | 40 | 0 | 20 | 0 | 0 | 1 | 40 | 20 | 0 | 0 | 0 | 0 | 0 | 0 | 0 | 0 | 0 | 40 | 0 | 20 | 0 | 0 | 1 | 40 | 20
PG&E NGBA | Olivehurst | 115 | 2 | 2 | 2 | 0 | 1 | 2 | 1 | 2 | 1 | 2 | 3 | 2 | 3 | 1 | 3 | 2 | 0 | 0 | 0 | 0 | 0 | 0 | 0 | 0 | 0 | 0 | 0 | 0 | 0 | 0 | 0 | 0 | 0 | 0 | 0 | 0 | 0 | 0 | 0 | 0 | 0 | 0 | 0 | 0 | 0 | 0 | 0 | 0 | 0 | 0
PG&E NGBA | Oregon Trail | 60 | 2 | 2 | 3 | 0 | 2 | 3 | 1 | 2 | 1 | 2 | 2 | 3 | 1 | 2 | 1 | 3 | 0 | 0 | 0 | 0 | 0 | 0 | 0 | 0 | 0 | 0 | 0 | 0 | 0 | 0 | 0 | 0 | 0 | 0 | 0 | 0 | 0 | 0 | 0 | 0 | 0 | 0 | 0 | 0 | 0 | 0 | 0 | 0 | 0 | 0
SCE Northern | Ormond Beach | 230 | 2 | 1 | 1 | 0 | 1 | 1 | 1 | 2 | 3 | 1 | 4 | 1 | 3 | 1 | 4 | 1 | 0 | 0 | 0 | 0 | 0 | 0 | 0 | 0 | 0 | 0 | 0 | 0 | 0 | 0 | 0 | 0 | 0 | 0 | 0 | 0 | 0 | 0 | 0 | 0 | 0 | 0 | 0 | 0 | 0 | 0 | 0 | 0 | 0 | 0
PG&E FRESNO | Oro Loma | 115 | 1 | 1 | 4 | 0 | 2 | 1 | 3 | 1 | 3 | 1 | 1 | 4 | 1 | 2 | 4 | 1 | 0 | 0 | 0 | 0 | 0 | 0 | 0 | 0 | 0 | 0 | 0 | 0 | 0 | 0 | 0 | 0 | 0 | 0 | 0 | 0 | 0 | 0 | 0 | 0 | 0 | 0 | 0 | 0 | 0 | 0 | 0 | 0 | 0 | 0
PG&E FRESNO | Oro Loma | 70 | 1 | 1 | 4 | 0 | 2 | 1 | 3 | 1 | 3 | 1 | 1 | 4 | 1 | 2 | 4 | 1 | 0 | 0 | 0 | 0 | 0 | 0 | 0 | 0 | 5 | 0 | 0 | 0 | 0 | 0 | 1 | 5 | 0 | 0 | 0 | 0 | 0 | 0 | 0 | 0 | 0 | 5 | 0 | 0 | 0 | 0 | 0 | 1 | 5 | 0
PG&E FRESNO | Orosi | 70 | 1 | 1 | 4 | 0 | 1 | 1 | 3 | 1 | 3 | 1 | 1 | 4 | 3 | 1 | 4 | 1 | 0 | 0 | 0 | 0 | 0 | 0 | 0 | 0 | 0 | 0 | 0 | 0 | 0 | 0 | 0 | 0 | 0 | 0 | 0 | 0 | 0 | 0 | 0 | 0 | 0 | 0 | 0 | 0 | 0 | 0 | 0 | 0 | 0 | 0
SDGE | Otay | 69 | 2 | 1 | 1 | 0 | 1 | 1 | 1 | 2 | 3 | 1 | 4 | 1 | 3 | 1 | 4 | 1 | 0 | 0 | 0 | 0 | 0 | 0 | 0 | 0 | 0 | 0 | 0 | 49.7 | 0 | 0 | 1 | 0 | 49.7 | 0 | 0 | 0 | 0 | 0 | 0 | 0 | 0 | 0 | 0 | 0 | 49.7 | 0 | 0 | 1 | 0 | 49.7
SDGE | Otay Mesa | 230 | 2 | 1 | 1 | 0 | 1 | 3 | 1 | 2 | 3 | 1 | 4 | 1 | 3 | 1 | 1 | 3 | 0 | 0 | 0 | 0 | 0 | 0 | 0 | 0 | 0 | 0 | 0 | 65 | 0 | 0 | 1 | 0 | 65 | 0 | 0 | 0 | 0 | 0 | 0 | 0 | 0 | 0 | 0 | 0 | 65 | 0 | 0 | 1 | 0 | 65
PG&E FRESNO | Padre Flats SW STA | 230 | 1 | 1 | 4 | 1 | 2 | 1 | 3 | 1 | 3 | 1 | 1 | 4 | 1 | 2 | 4 | 1 | 0 | 0 | 0 | 0 | 0 | 0 | 0 | 0 | 0 | 0 | 0 | 0 | 0 | 0 | 0 | 0 | 0 | 0 | 0 | 0 | 0 | 0 | 0 | 0 | 0 | 0 | 0 | 0 | 0 | 0 | 0 | 0 | 0 | 0
EOP | Pahrump | 138 | 2 | 2 | 4 | 0 | 1 | 3 | 1 | 2 | 1 | 2 | 1 | 4 | 3 | 1 | 1 | 3 | 0 | 0 | 0 | 0 | 0 | 0 | 0 | 0 | 0 | 0 | 0 | 0 | 0 | 0 | 0 | 0 | 0 | 0 | 0 | 0 | 0 | 0 | 0 | 0 | 0 | 0 | 0 | 0 | 0 | 0 | 0 | 0 | 0 | 0
EOP | Pahrump | 230 | 2 | 2 | 4 | 0 | 1 | 3 | 1 | 2 | 1 | 2 | 1 | 4 | 3 | 1 | 1 | 3 | 0 | 0 | 0 | 0 | 0 | 0 | 0 | 0 | 0 | 0 | 0 | 0 | 0 | 0 | 0 | 0 | 0 | 0 | 0 | 0 | 0 | 0 | 0 | 0 | 0 | 0 | 0 | 0 | 0 | 0 | 0 | 0 | 0 | 0
SDGE | Pala | 69 | 2 | 1 | 1 | 0 | 1 | 3 | 1 | 2 | 3 | 1 | 4 | 1 | 3 | 1 | 1 | 3 | 0 | 0 | 0 | 0 | 0 | 0 | 0 | 0 | 0 | 0 | 0 | 10 | 0 | 0 | 1 | 0 | 10 | 0 | 0 | 0 | 0 | 0 | 0 | 0 | 0 | 0 | 0 | 0 | 10 | 0 | 0 | 1 | 0 | 10
PG&E NGBA | Palermo | 115 | 2 | 1 | 2 | 0 | 2 | 2 | 1 | 2 | 3 | 1 | 3 | 2 | 1 | 2 | 3 | 2 | 0 | 0 | 0 | 0 | 0 | 0 | 0 | 0 | 0 | 0 | 0 | 0 | 0 | 0 | 0 | 0 | 0 | 0 | 0 | 0 | 0 | 0 | 0 | 0 | 0 | 0 | 0 | 0 | 0 | 0 | 0 | 0 | 0 | 0
PG&E NGBA | Palermo | 230 | 2 | 1 | 2 | 0 | 2 | 2 | 1 | 2 | 3 | 1 | 3 | 2 | 1 | 2 | 3 | 2 | 0 | 0 | 0 | 0 | 0 | 0 | 0 | 0 | 0 | 0 | 0 | 0 | 0 | 0 | 0 | 0 | 0 | 0 | 0 | 0 | 0 | 0 | 0 | 0 | 0 | 0 | 0 | 0 | 0 | 0 | 0 | 0 | 0 | 0
SCE Eastern | Palo Verde | 500 | 2 | 1 | 4 | 0 | 2 | 3 | 1 | 2 | 3 | 1 | 1 | 4 | 1 | 2 | 1 | 3 | 0 | 0 | 0 | 0 | 2994 | 0 | 0 | 0 | 0 | 0 | 0 | 0 | 0 | 0 | 1 | 2994 | 0 | 0 | 0 | 0 | 0 | 3028.4 | 0 | 0 | 0 | 0 | 0 | 0 | 0 | 0 | 0 | 1 | 3028.4 | 0
SDGE | Palomar Energy | 230 | 2 | 1 | 2 | 0 | 1 | 3 | 1 | 2 | 3 | 1 | 3 | 2 | 3 | 1 | 1 | 3 | 0 | 0 | 0 | 0 | 0 | 0 | 0 | 0 | 0 | 0 | 0 | 0 | 0 | 0 | 0 | 0 | 0 | 0 | 0 | 0 | 0 | 0 | 0 | 0 | 0 | 0 | 0 | 0 | 0 | 0 | 0 | 0 | 0 | 0
PG&E KERN | Panama | 70 | 1 | 1 | 3 | 1 | 1 | 1 | 3 | 1 | 3 | 1 | 2 | 4 | 3 | 1 | 4 | 1 | 0 | 0 | 0 | 0 | 0 | 0 | 0 | 0 | 0 | 0 | 0 | 0 | 0 | 0 | 0 | 0 | 0 | 0 | 0 | 0 | 0 | 0 | 0 | 0 | 0 | 0 | 0 | 0 | 0 | 0 | 0 | 0 | 0 | 0
PG&E FRESNO | Panoche | 115 | 1 | 1 | 1 | 0 | 2 | 1 | 3 | 1 | 3 | 1 | 4 | 1 | 1 | 2 | 4 | 1 | 0 | 0 | 0 | 0 | 0 | 0 | 0 | 0 | 6.15 | 0 | 0 | 0 | 0 | 0 | 1 | 6.15 | 0 | 0 | 0 | 0 | 0 | 0 | 0 | 0 | 0 | 6.15 | 0 | 0 | 0 | 0 | 0 | 1 | 6.15 | 0
PG&E FRESNO | Panoche | 230 | 1 | 1 | 1 | 0 | 2 | 1 | 3 | 1 | 3 | 1 | 4 | 1 | 1 | 2 | 4 | 1 | 0 | 0 | 0 | 0 | 0 | 0 | 0 | 0 | 0 | 0 | 0 | 0 | 0 | 0 | 0 | 0 | 0 | 0 | 0 | 0 | 0 | 0 | 0 | 0 | 0 | 0 | 100 | 300 | 0 | 100 | 0 | 1 | 400 | 100
SCE Northern | Pardee | 230 | 1 | 1 | 2 | 1 | 1 | 3 | 3 | 1 | 3 | 1 | 3 | 3 | 3 | 1 | 1 | 3 | 0 | 0 | 0 | 0 | 0 | 0 | 0 | 0 | 0 | 0 | 0 | 15 | 0 | 0 | 1 | 0 | 15 | 0 | 0 | 0 | 0 | 0 | 0 | 0 | 0 | 0 | 0 | 0 | 15 | 0 | 0 | 1 | 0 | 15
PG&E NGBA | Parkway | 230 | 2 | 1 | 3 | 1 | 1 | 2 | 1 | 2 | 3 | 1 | 2 | 4 | 3 | 1 | 3 | 2 | 0 | 3.8 | 0 | 0 | 0 | 0 | 0 | 0 | 0 | 0 | 0 | 0 | 0 | 0 | 1 | 3.8 | 0 | 0 | 3.8 | 0 | 0 | 0 | 0 | 0 | 0 | 0 | 0 | 0 | 0 | 0 | 0 | 1 | 3.8 | 0
SCE Northern | Pastoria | 230 | 1 | 1 | 2 | 0 | 1 | 3 | 3 | 1 | 3 | 1 | 3 | 2 | 3 | 1 | 1 | 3 | 0 | 0 | 0 | 0 | 0 | 0 | 0 | 0 | 0 | 0 | 105 | 80 | 0 | 0 | 1 | 105 | 80 | 0 | 0 | 0 | 0 | 0 | 0 | 0 | 0 | 0 | 0 | 105 | 80 | 0 | 0 | 1 | 105 | 80
SCE Metro | Pauda | 230 | 1 | 1 | 2 | 0 | 1 | 2 | 3 | 1 | 3 | 1 | 3 | 2 | 3 | 1 | 3 | 2 | 0 | 0 | 0 | 0 | 0 | 0 | 0 | 0 | 0 | 0 | 0 | 120 | 0 | 0 | 1 | 0 | 120 | 0 | 0 | 0 | 0 | 0 | 0 | 0 | 0 | 0 | 0 | 0 | 120 | 0 | 0 | 1 | 0 | 120
PG&E GBA | Paul Sweet | 115 | 2 | 2 | 2 | 0 | 2 | 3 | 1 | 2 | 1 | 2 | 3 | 2 | 1 | 2 | 1 | 3 | 0 | 0 | 0 | 0 | 0 | 0 | 0 | 0 | 0 | 0 | 0 | 0 | 0 | 0 | 0 | 0 | 0 | 0 | 0 | 0 | 0 | 0 | 0 | 0 | 0 | 0 | 0 | 0 | 0 | 0 | 0 | 0 | 0 | 0
PG&E NGBA | Peabody | 230 | 2 | 1 | 2 | 0 | 1 | 2 | 1 | 2 | 3 | 1 | 3 | 2 | 3 | 1 | 3 | 2 | 0 | 0 | 0 | 0 | 0 | 0 | 0 | 0 | 8 | 0 | 0 | 0 | 0 | 0 | 1 | 8 | 0 | 0 | 0 | 0 | 0 | 0 | 0 | 0 | 0 | 8 | 0 | 0 | 0 | 0 | 0 | 1 | 8 | 0
PG&E NGBA | Pease | 115 | 2 | 2 | 2 | 0 | 1 | 2 | 1 | 2 | 1 | 2 | 3 | 2 | 3 | 1 | 3 | 2 | 0 | 0 | 0 | 0 | 0 | 0 | 0 | 0 | 0 | 0 | 0 | 0 | 0 | 0 | 0 | 0 | 0 | 0 | 0 | 0 | 0 | 0 | 0 | 0 | 0 | 0 | 0 | 0 | 0 | 0 | 0 | 0 | 0 | 0
PG&E NGBA | Pease | 60 | 2 | 2 | 2 | 0 | 1 | 2 | 1 | 2 | 1 | 2 | 3 | 2 | 3 | 1 | 3 | 2 | 0 | 0 | 0 | 0 | 0 | 0 | 0 | 0 | 3 | 0 | 0 | 0 | 0 | 0 | 1 | 3 | 0 | 0 | 0 | 0 | 0 | 0 | 0 | 0 | 0 | 3 | 0 | 0 | 0 | 0 | 0 | 1 | 3 | 0
SDGE | Penasquitos | 138 | 2 | 1 | 2 | 0 | 1 | 3 | 1 | 2 | 3 | 1 | 3 | 2 | 3 | 1 | 1 | 3 | 0 | 0 | 0 | 0 | 0 | 0 | 0 | 0 | 0 | 0 | 0 | 0 | 0 | 0 | 0 | 0 | 0 | 0 | 0 | 0 | 0 | 0 | 0 | 0 | 0 | 0 | 0 | 0 | 0 | 0 | 0 | 0 | 0 | 0
SDGE | Penasquitos | 230 | 2 | 1 | 2 | 0 | 1 | 3 | 1 | 2 | 3 | 1 | 3 | 2 | 3 | 1 | 1 | 3 | 0 | 0 | 0 | 0 | 0 | 0 | 0 | 0 | 0 | 0 | 0 | 0 | 0 | 0 | 0 | 0 | 0 | 0 | 0 | 0 | 0 | 0 | 0 | 0 | 0 | 0 | 0 | 0 | 0 | 0 | 0 | 0 | 0 | 0
SDGE | Penasquitos | 69 | 2 | 1 | 2 | 0 | 1 | 3 | 1 | 2 | 3 | 1 | 3 | 2 | 3 | 1 | 1 | 3 | 0 | 0 | 0 | 0 | 0 | 0 | 0 | 0 | 0 | 0 | 0 | 0 | 0 | 0 | 0 | 0 | 0 | 0 | 0 | 0 | 0 | 0 | 0 | 0 | 0 | 0 | 0 | 0 | 0 | 0 | 0 | 0 | 0 | 0
SDGE | Pendleton | 69 | 2 | 1 | 4 | 1 | 1 | 3 | 1 | 2 | 3 | 1 | 1 | 4 | 3 | 1 | 1 | 3 | 0 | 0 | 0 | 0 | 0 | 0 | 0 | 0 | 0 | 0 | 0 | 0 | 50 | 0 | 1 | 0 | 50 | 0 | 0 | 0 | 0 | 0 | 0 | 0 | 0 | 0 | 0 | 0 | 0 | 50 | 0 | 1 | 0 | 50
PG&E NGBA | Penngrove | 115 | 2 | 1 | 3 | 0 | 2 | 2 | 1 | 2 | 3 | 1 | 2 | 3 | 1 | 2 | 3 | 2 | 0 | 0 | 0 | 0 | 0 | 0 | 0 | 0 | 0 | 0 | 0 | 0 | 0 | 0 | 0 | 0 | 0 | 0 | 0 | 0 | 0 | 0 | 0 | 0 | 0 | 0 | 0 | 0 | 0 | 0 | 0 | 0 | 0 | 0
PG&E GBA | Peoria | 115 | 2 | 1 | 4 | 1 | 1 | 3 | 1 | 2 | 3 | 1 | 1 | 4 | 3 | 1 | 1 | 3 | 0 | 1 | 0 | 0 | 0 | 0 | 0 | 0 | 0 | 0 | 0 | 0 | 0 | 0 | 1 | 1 | 0 | 0 | 1 | 0 | 0 | 0 | 0 | 0 | 0 | 0 | 0 | 0 | 0 | 0 | 0 | 1 | 1 | 0
PG&E GBA | Piercy | 115 | 2 | 1 | 2 | 0 | 2 | 2 | 1 | 2 | 3 | 1 | 3 | 2 | 1 | 2 | 3 | 2 | 0 | 0 | 0 | 0 | 0 | 0 | 0 | 0 | 0 | 0 | 0 | 0 | 0 | 0 | 0 | 0 | 0 | 0 | 0 | 0 | 0 | 0 | 0 | 0 | 0 | 0 | 0 | 0 | 0 | 0 | 0 | 0 | 0 | 0
PG&E FRESNO | Pine Flat | 230 | 1 | 1 | 4 | 0 | 2 | 3 | 3 | 1 | 3 | 1 | 1 | 4 | 1 | 2 | 1 | 3 | 0 | 0 | 0 | 0 | 0 | 0 | 0 | 0 | 0 | 0 | 0 | 0 | 0 | 0 | 0 | 0 | 0 | 0 | 0 | 0 | 0 | 0 | 0 | 0 | 0 | 0 | 0 | 0 | 0 | 0 | 0 | 0 | 0 | 0
SCE NOL | Pisgah | 230 | 2 | 1 | 4 | 1 | 1 | 1 | 1 | 2 | 3 | 1 | 1 | 4 | 3 | 1 | 4 | 1 | 0 | 0 | 0 | 0 | 0 | 0 | 0 | 0 | 0 | 0 | 0 | 0 | 0 | 0 | 0 | 0 | 0 | 0 | 0 | 0 | 0 | 0 | 0 | 0 | 0 | 0 | 0 | 250 | 0 | 80 | 0 | 1 | 250 | 80
PG&E NGBA | Pit 1 | 230 | 2 | 2 | 4 | 1 | 2 | 3 | 1 | 2 | 1 | 2 | 1 | 4 | 1 | 2 | 1 | 3 | 0 | 0 | 0 | 0 | 0 | 0 | 0 | 0 | 0 | 0 | 0 | 0 | 0 | 0 | 0 | 0 | 0 | 0 | 0 | 0 | 0 | 0 | 0 | 0 | 0 | 0 | 0 | 0 | 0 | 0 | 0 | 0 | 0 | 0
PG&E NGBA | Pit 1 | 60 | 2 | 2 | 4 | 1 | 2 | 3 | 1 | 2 | 1 | 2 | 1 | 4 | 1 | 2 | 1 | 3 | 0 | 0 | 0 | 0 | 0 | 0 | 0 | 0 | 0 | 0 | 0 | 0 | 0 | 0 | 0 | 0 | 0 | 0 | 0 | 0 | 0 | 0 | 0 | 0 | 0 | 0 | 0 | 0 | 0 | 0 | 0 | 0 | 0 | 0
PG&E NGBA | Pit 3 | 230 | 2 | 2 | 4 | 1 | 2 | 3 | 1 | 2 | 1 | 2 | 1 | 4 | 1 | 2 | 1 | 3 | 0 | 0 | 0 | 0 | 0 | 0 | 0 | 0 | 0 | 0 | 0 | 0 | 0 | 0 | 0 | 0 | 0 | 0 | 0 | 0 | 0 | 0 | 0 | 0 | 0 | 0 | 0 | 0 | 0 | 0 | 0 | 0 | 0 | 0
PG&E NGBA | Pit 4 | 230 | 2 | 2 | 4 | 1 | 2 | 3 | 1 | 2 | 1 | 2 | 1 | 4 | 1 | 2 | 1 | 3 | 0 | 0 | 0 | 0 | 0 | 0 | 0 | 0 | 0 | 0 | 0 | 0 | 0 | 0 | 0 | 0 | 0 | 0 | 0 | 0 | 0 | 0 | 0 | 0 | 0 | 0 | 0 | 0 | 0 | 0 | 0 | 0 | 0 | 0
PG&E GBA | Pittsburg | 115 | 2 | 1 | 1 | 1 | 1 | 1 | 1 | 2 | 3 | 1 | 4 | 2 | 3 | 1 | 4 | 1 | 0 | 0 | 0 | 0 | 0 | 0 | 0 | 0 | 0 | 0 | 0 | 0 | 0 | 0 | 0 | 0 | 0 | 0 | 0 | 0 | 0 | 0 | 0 | 0 | 0 | 0 | 0 | 0 | 0 | 75 | 0 | 1 | 0 | 75
PG&E GBA | Pittsburg | 230 | 2 | 1 | 1 | 1 | 1 | 1 | 1 | 2 | 3 | 1 | 4 | 2 | 3 | 1 | 4 | 1 | 0 | 0 | 0 | 0 | 0 | 0 | 0 | 0 | 0 | 0 | 0 | 0 | 0 | 100 | 1 | 0 | 100 | 0 | 0 | 0 | 0 | 0 | 0 | 0 | 0 | 0 | 0 | 0 | 0 | 175 | 100 | 1 | 0 | 275
PG&E NGBA | Pleasant Grove | 115 | 2 | 1 | 2 | 0 | 2 | 3 | 1 | 2 | 3 | 1 | 3 | 2 | 1 | 2 | 1 | 3 | 0 | 0 | 0 | 0 | 0 | 0 | 0 | 0 | 0 | 0 | 0 | 0 | 0 | 0 | 0 | 0 | 0 | 0 | 0 | 0 | 0 | 0 | 0 | 0 | 0 | 0 | 0 | 0 | 0 | 0 | 0 | 0 | 0 | 0
PG&E NGBA | POE | 230 | 2 | 1 | 4 | 0 | 2 | 3 | 1 | 2 | 3 | 1 | 1 | 4 | 1 | 2 | 1 | 3 | 0 | 0 | 0 | 0 | 0 | 0 | 0 | 0 | 0 | 0 | 0 | 0 | 0 | 0 | 0 | 0 | 0 | 0 | 0 | 0 | 0 | 0 | 0 | 0 | 0 | 0 | 0 | 0 | 0 | 0 | 0 | 0 | 0 | 0
SDGE | Point Loma | 69 | 2 | 1 | 2 | 1 | 1 | 2 | 1 | 2 | 3 | 1 | 3 | 3 | 3 | 1 | 3 | 2 | 0 | 0 | 0 | 0 | 0 | 0 | 0 | 0 | 0 | 0 | 0 | 0 | 0 | 0 | 0 | 0 | 0 | 0 | 0 | 0 | 0 | 0 | 0 | 0 | 0 | 0 | 0 | 0 | 0 | 0 | 0 | 0 | 0 | 0
SDGE | Pomerado | 69 | 2 | 1 | 2 | 1 | 1 | 3 | 1 | 2 | 3 | 1 | 3 | 3 | 3 | 1 | 1 | 3 | 0 | 0 | 0 | 0 | 0 | 0 | 0 | 0 | 0 | 0 | 0 | 100 | 0 | 0 | 1 | 0 | 100 | 0 | 0 | 0 | 0 | 0 | 0 | 0 | 0 | 0 | 0 | 0 | 100 | 0 | 0 | 1 | 0 | 100
PG&E KERN | Poso Mountain | 115 | 1 | 1 | 2 | 1 | 1 | 2 | 3 | 1 | 3 | 1 | 3 | 3 | 3 | 1 | 3 | 2 | 0 | 0 | 0 | 0 | 0 | 0 | 0 | 0 | 0 | 0 | 0 | 0 | 0 | 0 | 0 | 0 | 0 | 0 | 0 | 0 | 0 | 0 | 0 | 0 | 0 | 0 | 0 | 0 | 0 | 0 | 0 | 0 | 0 | 0
EOP | Primm | 230 | 2 | 2 | 4 | 0 | 1 | 2 | 1 | 2 | 1 | 2 | 1 | 4 | 3 | 1 | 3 | 2 | 0 | 0 | 0 | 0 | 0 | 0 | 0 | 0 | 0 | 0 | 0 | 200 | 0 | 0 | 1 | 0 | 200 | 0 | 0 | 0 | 0 | 0 | 0 | 0 | 0 | 0 | 0 | 0 | 200 | 0 | 0 | 1 | 0 | 200
PG&E NGBA | Putah Creek | 115 | 2 | 1 | 3 | 0 | 2 | 3 | 1 | 2 | 3 | 1 | 2 | 3 | 1 | 2 | 1 | 3 | 0 | 0 | 0 | 0 | 0 | 0 | 0 | 0 | 4.3 | 0 | 3 | 3 | 0 | 0 | 1 | 7.3 | 3 | 0 | 0 | 0 | 0 | 0 | 0 | 0 | 0 | 4.3 | 0 | 3 | 3 | 0 | 0 | 1 | 7.3 | 3
SDGE | Q1806 | 138 | 1 | 1 | 2 | 0 | 1 | 3 | 3 | 1 | 3 | 1 | 3 | 2 | 3 | 1 | 1 | 3 | 0 | 0 | 0 | 0 | 0 | 0 | 0 | 0 | 0 | 0 | 0 | 0 | 0 | 0 | 0 | 0 | 0 | 0 | 0 | 0 | 0 | 0 | 0 | 0 | 0 | 0 | 0 | 0 | 0 | 0 | 0 | 0 | 0 | 0
PG&E FRESNO | Quinto | 230 | 1 | 1 | 4 | 0 | 2 | 1 | 3 | 1 | 3 | 1 | 1 | 4 | 1 | 2 | 4 | 1 | 0 | 0 | 0 | 0 | 0 | 0 | 0 | 0 | 0 | 0 | 140 | 0 | 0 | 0 | 1 | 140 | 0 | 0 | 0 | 0 | 0 | 0 | 0 | 0 | 0 | 0 | 200 | 250 | 0 | 50 | 0 | 1 | 450 | 50
PG&E GBA | Race Track | 115 | 2 | 1 | 4 | 1 | 1 | 3 | 1 | 2 | 3 | 1 | 1 | 4 | 3 | 1 | 1 | 3 | 0 | 0 | 0 | 0 | 0 | 0 | 0 | 0 | 0 | 0 | 0 | 0 | 0 | 0 | 0 | 0 | 0 | 0 | 0 | 0 | 0 | 0 | 0 | 0 | 0 | 0 | 0 | 0 | 0 | 0 | 0 | 0 | 0 | 0
SDGE | Rancho Mission Viejo | 138 | 1 | 1 | 2 | 0 | 1 | 3 | 3 | 1 | 3 | 1 | 3 | 2 | 3 | 1 | 1 | 3 | 0 | 0 | 0 | 0 | 0 | 0 | 0 | 0 | 0 | 0 | 0 | 0 | 0 | 0 | 0 | 0 | 0 | 0 | 0 | 0 | 0 | 0 | 0 | 0 | 0 | 0 | 0 | 0 | 0 | 0 | 0 | 0 | 0 | 0
PG&E GBA | Rancho Seco | 230 | 2 | 1 | 1 | 0 | 2 | 3 | 1 | 2 | 3 | 1 | 4 | 1 | 1 | 2 | 1 | 3 | 0 | 0 | 0 | 0 | 0 | 0 | 0 | 0 | 0 | 0 | 0 | 0 | 0 | 0 | 0 | 0 | 0 | 0 | 0 | 0 | 0 | 0 | 0 | 0 | 0 | 0 | 0 | 0 | 0 | 0 | 0 | 0 | 0 | 0
SCE Metro | Rancho Vista | 230 | 1 | 1 | 1 | 0 | 1 | 1 | 3 | 1 | 3 | 1 | 4 | 1 | 3 | 1 | 4 | 1 | 0 | 0 | 0 | 0 | 0 | 0 | 0 | 0 | 0 | 0 | 0 | 0 | 0 | 0 | 0 | 0 | 0 | 0 | 0 | 0 | 0 | 0 | 0 | 0 | 0 | 0 | 0 | 0 | 0 | 0 | 0 | 0 | 0 | 0
SCE Metro | Rancho Vista | 500 | 1 | 1 | 1 | 0 | 1 | 1 | 3 | 1 | 3 | 1 | 4 | 1 | 3 | 1 | 4 | 1 | 0 | 0 | 0 | 0 | 0 | 0 | 0 | 0 | 0 | 0 | 0 | 0 | 0 | 0 | 0 | 0 | 0 | 0 | 0 | 0 | 0 | 0 | 0 | 0 | 0 | 0 | 0 | 0 | 0 | 0 | 0 | 0 | 0 | 0
SCE NOL | Ransburg | 115 | 2 | 1 | 4 | 0 | 1 | 1 | 1 | 2 | 3 | 1 | 1 | 4 | 3 | 1 | 4 | 1 | 0 | 0 | 0 | 0 | 0 | 0 | 0 | 0 | 3.3 | 0 | 0 | 0 | 0 | 0 | 1 | 3.3 | 0 | 0 | 0 | 0 | 0 | 0 | 0 | 0 | 0 | 3.3 | 0 | 0 | 0 | 0 | 0 | 1 | 3.3 | 0
PG&E GBA | Ravenswood | 115 | 2 | 1 | 2 | 0 | 1 | 2 | 1 | 2 | 3 | 1 | 3 | 2 | 3 | 1 | 3 | 2 | 0 | 0 | 0 | 0 | 0 | 0 | 0 | 0 | 0 | 0 | 0 | 0 | 0 | 0 | 0 | 0 | 0 | 0 | 0 | 0 | 0 | 0 | 0 | 0 | 0 | 0 | 0 | 0 | 0 | 0 | 0 | 0 | 0 | 0
PG&E GBA | Ravenswood | 230 | 2 | 1 | 2 | 0 | 1 | 2 | 1 | 2 | 3 | 1 | 3 | 2 | 3 | 1 | 3 | 2 | 0 | 0 | 0 | 0 | 0 | 0 | 0 | 0 | 0 | 0 | 0 | 0 | 0 | 0 | 0 | 0 | 0 | 0 | 0 | 0 | 0 | 0 | 0 | 0 | 0 | 0 | 0 | 0 | 0 | 0 | 0 | 0 | 0 | 0
SCE Northern | Rector | 230 | 1 | 1 | 2 | 0 | 1 | 2 | 3 | 1 | 3 | 1 | 3 | 2 | 3 | 1 | 3 | 2 | 0 | 0 | 0 | 0 | 0 | 0 | 0 | 0 | 15 | 0 | 0 | 0 | 0 | 0 | 1 | 15 | 0 | 0 | 0 | 0 | 0 | 0 | 0 | 0 | 0 | 15 | 0 | 200 | 0 | 50 | 0 | 1 | 215 | 50
SCE Eastern | Red Bluff | 230 | 2 | 2 | 4 | 0 | 1 | 3 | 1 | 2 | 1 | 2 | 1 | 4 | 3 | 1 | 1 | 3 | 0 | 0 | 0 | 0 | 0 | 0 | 0 | 0 | 0 | 0 | 463.5 | 446 | 0 | 0 | 1 | 463.5 | 446 | 0 | 0 | 0 | 0 | 0 | 0 | 0 | 0 | 0 | 0 | 463.5 | 446 | 0 | 0 | 1 | 463.5 | 446
SCE Eastern | Red Bluff | 500 | 2 | 2 | 4 | 0 | 1 | 3 | 1 | 2 | 1 | 2 | 1 | 4 | 3 | 1 | 1 | 3 | 0 | 0 | 0 | 0 | 0 | 0 | 0 | 0 | 0 | 175 | 250 | 225 | 0 | 0 | 1 | 425 | 225 | 0 | 0 | 0 | 0 | 0 | 0 | 0 | 0 | 0 | 175 | 250 | 225 | 77 | 0 | 1 | 425 | 302
PG&E NGBA | Redbud | 115 | 2 | 2 | 4 | 0 | 2 | 3 | 1 | 2 | 1 | 2 | 1 | 4 | 1 | 2 | 1 | 3 | 0 | 0 | 0 | 0 | 0 | 0 | 0 | 0 | 0 | 0 | 0 | 0 | 0 | 0 | 0 | 0 | 0 | 0 | 0 | 0 | 0 | 0 | 0 | 0 | 0 | 0 | 0 | 0 | 0 | 0 | 0 | 0 | 0 | 0
SCE Metro | Redondo | 230 | 1 | 1 | 1 | 1 | 1 | 2 | 3 | 1 | 3 | 1 | 4 | 2 | 3 | 1 | 3 | 2 | 0 | 0 | 0 | 0 | 0 | 0 | 0 | 0 | 0 | 0 | 0 | 0 | 0 | 0 | 0 | 0 | 0 | 0 | 0 | 0 | 0 | 0 | 0 | 0 | 0 | 0 | 0 | 0 | 0 | 0 | 0 | 0 | 0 | 0
PG&E FRESNO | Reedley | 115 | 1 | 1 | 4 | 0 | 2 | 1 | 3 | 1 | 3 | 1 | 1 | 4 | 1 | 2 | 4 | 1 | 0 | 0 | 0 | 0 | 0 | 0 | 0 | 0 | 0 | 0 | 0 | 0 | 0 | 0 | 0 | 0 | 0 | 0 | 0 | 0 | 0 | 0 | 0 | 0 | 0 | 0 | 0 | 0 | 0 | 0 | 0 | 0 | 0 | 0
PG&E KERN | Renfro | 115 | 1 | 1 | 2 | 0 | 1 | 2 | 3 | 1 | 3 | 1 | 3 | 2 | 3 | 1 | 3 | 2 | 0 | 0 | 0 | 0 | 0 | 0 | 0 | 0 | 0 | 0 | 0 | 0 | 0 | 0 | 0 | 0 | 0 | 0 | 0 | 0 | 0 | 0 | 0 | 0 | 0 | 0 | 0 | 0 | 0 | 0 | 0 | 0 | 0 | 0
PG&E GBA | Richmond R | 115 | 2 | 1 | 2 | 0 | 1 | 2 | 1 | 2 | 3 | 1 | 3 | 2 | 3 | 1 | 3 | 2 | 0 | 0.5 | 0 | 0 | 0 | 0 | 0 | 0 | 8 | 0 | 0 | 0 | 0 | 0 | 1 | 8.5 | 0 | 0 | 0.5 | 0 | 0 | 0 | 0 | 0 | 0 | 8 | 0 | 0 | 0 | 0 | 0 | 1 | 8.5 | 0
PG&E NGBA | Rincon | 115 | 2 | 1 | 2 | 1 | 2 | 2 | 1 | 2 | 3 | 1 | 3 | 3 | 1 | 2 | 3 | 2 | 0 | 0 | 0 | 0 | 0 | 0 | 0 | 0 | 0 | 0 | 0 | 0 | 0 | 0 | 0 | 0 | 0 | 0 | 0 | 0 | 0 | 0 | 0 | 0 | 0 | 0 | 0 | 0 | 0 | 0 | 0 | 0 | 0 | 0
PG&E KERN | Rio Bravo | 115 | 1 | 1 | 2 | 0 | 1 | 1 | 3 | 1 | 3 | 1 | 3 | 2 | 3 | 1 | 4 | 1 | 0 | 0 | 0 | 0 | 0 | 0 | 0 | 0 | 0 | 0 | 0 | 0 | 0 | 0 | 0 | 0 | 0 | 0 | 0 | 0 | 0 | 0 | 0 | 0 | 0 | 0 | 0 | 0 | 0 | 0 | 0 | 0 | 0 | 0
SCE Metro | Rio Hondo | 230 | 1 | 1 | 3 | 1 | 1 | 1 | 3 | 1 | 3 | 1 | 2 | 4 | 3 | 1 | 4 | 1 | 0 | 0 | 0 | 0 | 0 | 0 | 0 | 0 | 0 | 0 | 0 | 265 | 10 | 0 | 1 | 0 | 275 | 0 | 0 | 0 | 0 | 0 | 0 | 0 | 0 | 0 | 0 | 0 | 265 | 10 | 0 | 1 | 0 | 275
PG&E NGBA | Rio Oso | 115 | 2 | 1 | 4 | 0 | 1 | 3 | 1 | 2 | 3 | 1 | 1 | 4 | 3 | 1 | 1 | 3 | 0 | 0 | 0 | 0 | 0 | 0 | 0 | 0 | 0 | 0 | 0 | 0 | 0 | 0 | 0 | 0 | 0 | 0 | 0 | 0 | 0 | 0 | 0 | 0 | 0 | 0 | 0 | 0 | 0 | 0 | 0 | 0 | 0 | 0
PG&E NGBA | Rio Oso | 230 | 2 | 1 | 4 | 0 | 1 | 3 | 1 | 2 | 3 | 1 | 1 | 4 | 3 | 1 | 1 | 3 | 0 | 0 | 0 | 0 | 0 | 0 | 0 | 0 | 0 | 0 | 0 | 0 | 0 | 0 | 0 | 0 | 0 | 0 | 0 | 0 | 0 | 0 | 0 | 0 | 0 | 0 | 0 | 0 | 0 | 0 | 0 | 0 | 0 | 0
PG&E GBA | Ripon | 115 | 1 | 1 | 2 | 0 | 2 | 2 | 3 | 1 | 3 | 1 | 3 | 2 | 1 | 2 | 3 | 2 | 0 | 0 | 0 | 0 | 0 | 0 | 0 | 0 | 2.6 | 0 | 0 | 99 | 0 | 0 | 1 | 2.6 | 99 | 0 | 0 | 0 | 0 | 0 | 0 | 0 | 0 | 2.6 | 0 | 0 | 99 | 0 | 0 | 1 | 2.6 | 99
PG&E GBA | Riverbank | 115 | 1 | 1 | 2 | 1 | 2 | 2 | 3 | 1 | 3 | 1 | 3 | 3 | 1 | 2 | 3 | 2 | 0 | 0 | 0 | 0 | 0 | 0 | 0 | 0 | 0 | 0 | 0 | 0 | 0 | 0 | 0 | 0 | 0 | 0 | 0 | 0 | 0 | 0 | 0 | 0 | 0 | 0 | 0 | 0 | 0 | 0 | 0 | 0 | 0 | 0
SCE NOL | Roadway | 115 | 2 | 1 | 2 | 0 | 1 | 1 | 1 | 2 | 3 | 1 | 3 | 2 | 3 | 1 | 4 | 1 | 0 | 2.7 | 0 | 0 | 0 | 0 | 0 | 0 | 2 | 200 | 0 | 100 | 0 | 0 | 1 | 204.7 | 100 | 0 | 2.7 | 0 | 0 | 0 | 0 | 0 | 0 | 2 | 200 | 0 | 100 | 0 | 0 | 1 | 204.7 | 100
PG&E NGBA | Rock Creek 1 | 230 | 2 | 2 | 4 | 0 | 1 | 3 | 1 | 2 | 1 | 2 | 1 | 4 | 3 | 1 | 1 | 3 | 0 | 0 | 0 | 0 | 0 | 0 | 0 | 0 | 0 | 0 | 0 | 0 | 0 | 0 | 0 | 0 | 0 | 0 | 0 | 0 | 0 | 0 | 0 | 0 | 0 | 0 | 0 | 0 | 0 | 0 | 0 | 0 | 0 | 0
SCE Northern | Rosamond | 66 | 2 | 1 | 4 | 0 | 1 | 3 | 1 | 2 | 3 | 1 | 1 | 4 | 3 | 1 | 1 | 3 | 0 | 0 | 0 | 0 | 0 | 0 | 0 | 0 | 0 | 0 | 0 | 0 | 0 | 0 | 0 | 0 | 0 | 0 | 0 | 0 | 0 | 0 | 0 | 0 | 0 | 0 | 0 | 0 | 0 | 0 | 0 | 0 | 0 | 0
PG&E GBA | Rossmoor | 230 | 2 | 1 | 3 | 1 | 1 | 3 | 1 | 2 | 3 | 1 | 2 | 4 | 3 | 1 | 1 | 3 | 0 | 0 | 0 | 0 | 0 | 0 | 0 | 0 | 0 | 0 | 0 | 0 | 0 | 0 | 0 | 0 | 0 | 0 | 0 | 0 | 0 | 0 | 0 | 0 | 0 | 0 | 0 | 0 | 0 | 0 | 0 | 0 | 0 | 0
PG&E NGBA | Round Mountain | 230 | 2 | 2 | 4 | 1 | 2 | 3 | 1 | 2 | 1 | 2 | 1 | 4 | 1 | 2 | 1 | 3 | 0 | 0 | 0 | 0 | 0 | 0 | 0 | 0 | 0 | 0 | 0 | 0 | 0 | 0 | 0 | 0 | 0 | 0 | 0 | 0 | 0 | 0 | 0 | 0 | 0 | 0 | 0 | 0 | 0 | 0 | 0 | 0 | 0 | 0
PG&E NGBA | Round Mountain | 500 | 2 | 2 | 4 | 1 | 2 | 3 | 1 | 2 | 1 | 2 | 1 | 4 | 1 | 2 | 1 | 3 | 0 | 0 | 0 | 0 | 0 | 0 | 0 | 0 | 0 | 0 | 0 | 0 | 0 | 0 | 0 | 0 | 0 | 0 | 0 | 0 | 0 | 0 | 0 | 0 | 0 | 0 | 0 | 0 | 0 | 0 | 0 | 0 | 0 | 0
PG&E GBA | Salado | 115 | 1 | 1 | 4 | 0 | 2 | 1 | 3 | 1 | 3 | 1 | 1 | 4 | 1 | 2 | 4 | 1 | 0 | 0 | 0 | 0 | 0 | 0 | 0 | 0 | 0 | 0 | 0 | 0 | 0 | 0 | 0 | 0 | 0 | 0 | 0 | 0 | 0 | 0 | 0 | 0 | 0 | 0 | 0 | 0 | 0 | 0 | 0 | 0 | 0 | 0
PG&E GBA | Salado | 60 | 1 | 1 | 4 | 0 | 2 | 1 | 3 | 1 | 3 | 1 | 1 | 4 | 1 | 2 | 4 | 1 | 0 | 0 | 0 | 0 | 0 | 0 | 0 | 0 | 0 | 0 | 0 | 0 | 0 | 0 | 0 | 0 | 0 | 0 | 0 | 0 | 0 | 0 | 0 | 0 | 0 | 0 | 0 | 0 | 0 | 0 | 0 | 0 | 0 | 0
PG&E GBA | Salinas | 115 | 2 | 2 | 2 | 1 | 2 | 2 | 1 | 2 | 1 | 2 | 3 | 3 | 1 | 2 | 3 | 2 | 0 | 3.25 | 0 | 0 | 0 | 0 | 0 | 0 | 3 | 0 | 0 | 0 | 0 | 0 | 1 | 6.25 | 0 | 0 | 3.25 | 0 | 0 | 0 | 0 | 0 | 0 | 3 | 0 | 0 | 0 | 0 | 0 | 1 | 6.25 | 0
SDGE | Salt Creek | 69 | 2 | 1 | 3 | 0 | 1 | 2 | 1 | 2 | 3 | 1 | 2 | 3 | 3 | 1 | 3 | 2 | 0 | 0 | 0 | 0 | 0 | 0 | 0 | 0 | 0 | 0 | 0 | 0 | 0 | 0 | 0 | 0 | 0 | 0 | 0 | 0 | 0 | 0 | 0 | 0 | 0 | 0 | 0 | 0 | 0 | 0 | 0 | 0 | 0 | 0
SCE Eastern | San Bernardino | 230 | 1 | 1 | 1 | 1 | 1 | 2 | 3 | 1 | 3 | 1 | 4 | 2 | 3 | 1 | 3 | 2 | 0 | 5.25 | 0 | 0 | 0 | 0 | 0 | 0 | 0 | 0 | 0 | 0 | 0 | 0 | 1 | 5.25 | 0 | 0 | 5.25 | 0 | 0 | 0 | 0 | 0 | 0 | 0 | 0 | 0 | 0 | 0 | 0 | 1 | 5.25 | 0
PG&E GBA | SAN FRAN A (POTRERO PP) | 115 | 2 | 1 | 1 | 1 | 1 | 2 | 1 | 2 | 3 | 1 | 4 | 2 | 3 | 1 | 3 | 2 | 0 | 0 | 0 | 0 | 0 | 0 | 0 | 0 | 0 | 0 | 0 | 0 | 0 | 0 | 0 | 0 | 0 | 0 | 0 | 0 | 0 | 0 | 0 | 0 | 0 | 0 | 0 | 0 | 0 | 0 | 0 | 0 | 0 | 0
PG&E GBA | SAN FRAN A (POTRERO PP) | 230 | 2 | 1 | 1 | 1 | 1 | 2 | 1 | 2 | 3 | 1 | 4 | 2 | 3 | 1 | 3 | 2 | 0 | 0 | 0 | 0 | 0 | 0 | 0 | 0 | 0 | 0 | 0 | 0 | 0 | 0 | 0 | 0 | 0 | 0 | 0 | 0 | 0 | 0 | 0 | 0 | 0 | 0 | 0 | 0 | 0 | 0 | 0 | 0 | 0 | 0
PG&E GBA | San Jose A | 115 | 2 | 1 | 1 | 1 | 2 | 2 | 1 | 2 | 3 | 1 | 4 | 2 | 1 | 2 | 3 | 2 | 0 | 0 | 0 | 0 | 0 | 0 | 0 | 0 | 0 | 0 | 0 | 0 | 0 | 0 | 0 | 0 | 0 | 0 | 0 | 0 | 0 | 0 | 0 | 0 | 0 | 0 | 0 | 0 | 0 | 0 | 0 | 0 | 0 | 0
PG&E GBA | San Jose B | 115 | 2 | 1 | 2 | 1 | 2 | 2 | 1 | 2 | 3 | 1 | 3 | 3 | 1 | 2 | 3 | 2 | 0 | 0 | 0 | 0 | 0 | 0 | 0 | 0 | 0 | 0 | 0 | 0 | 0 | 0 | 0 | 0 | 0 | 0 | 0 | 0 | 0 | 0 | 0 | 0 | 0 | 0 | 0 | 0 | 0 | 0 | 0 | 0 | 0 | 0
PG&E GBA | San Leandro U | 115 | 2 | 1 | 3 | 0 | 1 | 2 | 1 | 2 | 3 | 1 | 2 | 3 | 3 | 1 | 3 | 2 | 0 | 0 | 0 | 0 | 0 | 0 | 0 | 0 | 0 | 0 | 0 | 0 | 0 | 0 | 0 | 0 | 0 | 0 | 0 | 0 | 0 | 0 | 0 | 0 | 0 | 0 | 0 | 0 | 0 | 0 | 0 | 0 | 0 | 0
PG&E KERN | San Luis Obispo | 115 | 2 | 2 | 4 | 1 | 2 | 3 | 1 | 2 | 1 | 2 | 1 | 4 | 1 | 2 | 1 | 3 | 0 | 0 | 0 | 0 | 0 | 0 | 0 | 0 | 0 | 0 | 0 | 0 | 0 | 0 | 0 | 0 | 0 | 0 | 0 | 0 | 0 | 0 | 0 | 0 | 0 | 0 | 0 | 0 | 0 | 0 | 0 | 0 | 0 | 0
PG&E KERN | San Luis Obispo | 70 | 2 | 2 | 4 | 1 | 2 | 3 | 1 | 2 | 1 | 2 | 1 | 4 | 1 | 2 | 1 | 3 | 0 | 11 | 0 | 0 | 0 | 0 | 0 | 0 | 0 | 0 | 0 | 0 | 0 | 0 | 1 | 11 | 0 | 0 | 11 | 0 | 0 | 0 | 0 | 0 | 0 | 0 | 0 | 0 | 0 | 0 | 0 | 1 | 11 | 0
SDGE | San Luis Rey | 230 | 2 | 1 | 3 | 1 | 1 | 3 | 1 | 2 | 3 | 1 | 2 | 4 | 3 | 1 | 1 | 3 | 0 | 0 | 0 | 0 | 0 | 0 | 0 | 0 | 0 | 0 | 0 | 0 | 0 | 0 | 0 | 0 | 0 | 0 | 0 | 0 | 0 | 0 | 0 | 0 | 0 | 0 | 0 | 0 | 0 | 0 | 0 | 0 | 0 | 0
SDGE | San Luis Rey | 69 | 2 | 1 | 3 | 1 | 1 | 3 | 1 | 2 | 3 | 1 | 2 | 4 | 3 | 1 | 1 | 3 | 0 | 0 | 0 | 0 | 0 | 0 | 0 | 0 | 0 | 0 | 0 | 0 | 0 | 0 | 0 | 0 | 0 | 0 | 0 | 0 | 0 | 0 | 0 | 0 | 0 | 0 | 0 | 0 | 0 | 0 | 0 | 0 | 0 | 0
SDGE | San Marcos | 69 | 2 | 1 | 2 | 0 | 1 | 3 | 1 | 2 | 3 | 1 | 3 | 2 | 3 | 1 | 1 | 3 | 0 | 0 | 0 | 0 | 0 | 0 | 0 | 0 | 0 | 0 | 0 | 0 | 0 | 0 | 0 | 0 | 0 | 0 | 0 | 0 | 0 | 0 | 0 | 0 | 0 | 0 | 0 | 0 | 0 | 0 | 0 | 0 | 0 | 0
SCE Metro | San Onofre | 230 | 2 | 1 | 4 | 0 | 1 | 3 | 1 | 2 | 3 | 1 | 1 | 4 | 3 | 1 | 1 | 3 | 0 | 0 | 0 | 0 | 0 | 0 | 0 | 0 | 0 | 0 | 0 | 0 | 0 | 0 | 0 | 0 | 0 | 0 | 0 | 0 | 0 | 0 | 0 | 0 | 0 | 0 | 0 | 0 | 0 | 0 | 0 | 0 | 0 | 0
PG&E GBA | San Pablo | 115 | 2 | 1 | 2 | 0 | 1 | 1 | 1 | 2 | 3 | 1 | 3 | 2 | 3 | 1 | 4 | 1 | 0 | 0 | 0 | 0 | 0 | 0 | 0 | 0 | 0 | 0 | 0 | 0 | 0 | 0 | 0 | 0 | 0 | 0 | 0 | 0 | 0 | 0 | 0 | 0 | 0 | 0 | 0 | 0 | 0 | 0 | 0 | 0 | 0 | 0
PG&E GBA | San Ramon | 230 | 2 | 1 | 2 | 0 | 1 | 3 | 1 | 2 | 3 | 1 | 3 | 2 | 3 | 1 | 1 | 3 | 0 | 0 | 0 | 0 | 0 | 0 | 0 | 0 | 0 | 0 | 0 | 0 | 0 | 0 | 0 | 0 | 0 | 0 | 0 | 0 | 0 | 0 | 0 | 0 | 0 | 0 | 0 | 0 | 0 | 0 | 0 | 0 | 0 | 0
SDGE | San Ysidro | 69 | 2 | 1 | 2 | 0 | 1 | 2 | 1 | 2 | 3 | 1 | 3 | 2 | 3 | 1 | 3 | 2 | 0 | 0 | 0 | 0 | 0 | 0 | 0 | 0 | 0 | 0 | 0 | 0 | 0 | 0 | 0 | 0 | 0 | 0 | 0 | 0 | 0 | 0 | 0 | 0 | 0 | 0 | 0 | 0 | 0 | 0 | 0 | 0 | 0 | 0
SCE NOL | Sandlot | 230 | 2 | 1 | 4 | 1 | 1 | 2 | 1 | 2 | 3 | 1 | 1 | 4 | 3 | 1 | 3 | 2 | 0 | 0 | 0 | 0 | 0 | 0 | 0 | 0 | 0 | 0 | 0 | 0 | 0 | 0 | 0 | 0 | 0 | 0 | 0 | 0 | 0 | 0 | 0 | 0 | 0 | 0 | 0 | 0 | 0 | 0 | 0 | 0 | 0 | 0
EOP | Sandy | 138 | 2 | 2 | 4 | 0 | 1 | 3 | 1 | 2 | 1 | 2 | 1 | 4 | 3 | 1 | 1 | 3 | 0 | 0 | 0 | 0 | 0 | 0 | 0 | 0 | 0 | 0 | 0 | 0 | 0 | 0 | 0 | 0 | 0 | 0 | 0 | 0 | 0 | 0 | 0 | 0 | 0 | 0 | 0 | 0 | 0 | 0 | 0 | 0 | 0 | 0
PG&E FRESNO | Sanger | 115 | 1 | 1 | 2 | 0 | 2 | 2 | 3 | 1 | 3 | 1 | 3 | 2 | 1 | 2 | 3 | 2 | 0 | 1.5 | 0 | 0 | 0 | 0 | 0 | 0 | 0 | 0 | 0 | 0 | 0 | 0 | 1 | 1.5 | 0 | 0 | 1.5 | 0 | 0 | 0 | 0 | 0 | 0 | 0 | 100 | 100 | 0 | 30 | 0 | 1 | 201.5 | 30
SCE Northern | Santa Clara | 230 | 2 | 1 | 3 | 0 | 1 | 2 | 1 | 2 | 3 | 1 | 2 | 3 | 3 | 1 | 3 | 2 | 0 | 0 | 0 | 0 | 0 | 0 | 0 | 0 | 0 | 0 | 0 | 0 | 0 | 0 | 0 | 0 | 0 | 0 | 0 | 0 | 0 | 0 | 0 | 0 | 0 | 0 | 0 | 0 | 0 | 0 | 0 | 0 | 0 | 0
PG&E NGBA | Santa Rosa A | 115 | 2 | 1 | 2 | 1 | 2 | 2 | 1 | 2 | 3 | 1 | 3 | 3 | 1 | 2 | 3 | 2 | 0 | 0 | 0 | 0 | 0 | 0 | 0 | 0 | 0 | 0 | 0 | 0 | 0 | 0 | 0 | 0 | 0 | 0 | 0 | 0 | 0 | 0 | 0 | 0 | 0 | 0 | 0 | 0 | 0 | 0 | 0 | 0 | 0 | 0
PG&E GBA | Santa Teresa | 115 | 2 | 1 | 2 | 0 | 2 | 2 | 1 | 2 | 3 | 1 | 3 | 2 | 1 | 2 | 3 | 2 | 0 | 0 | 0 | 0 | 0 | 0 | 0 | 0 | 0 | 0 | 0 | 0 | 0 | 0 | 0 | 0 | 0 | 0 | 0 | 0 | 0 | 0 | 0 | 0 | 0 | 0 | 0 | 0 | 0 | 0 | 0 | 0 | 0 | 0
SDGE | Santee | 138 | 2 | 1 | 2 | 0 | 1 | 2 | 1 | 2 | 3 | 1 | 3 | 2 | 3 | 1 | 3 | 2 | 0 | 0 | 0 | 0 | 0 | 0 | 0 | 0 | 0 | 0 | 0 | 10 | 0 | 0 | 1 | 0 | 10 | 0 | 0 | 0 | 0 | 0 | 0 | 0 | 0 | 0 | 0 | 0 | 10 | 0 | 0 | 1 | 0 | 10
SCE Metro | Santiago | 230 | 1 | 1 | 2 | 0 | 1 | 2 | 3 | 1 | 3 | 1 | 3 | 2 | 3 | 1 | 3 | 2 | 0 | 0 | 0 | 0 | 0 | 0 | 0 | 0 | 0 | 0 | 0 | 0 | 0 | 0 | 0 | 0 | 0 | 0 | 0 | 0 | 0 | 0 | 0 | 0 | 0 | 0 | 0 | 0 | 0 | 0 | 0 | 0 | 0 | 0
PG&E GBA | Saratoga | 230 | 2 | 1 | 3 | 1 | 2 | 3 | 1 | 2 | 3 | 1 | 2 | 4 | 1 | 2 | 1 | 3 | 0 | 0 | 0 | 0 | 0 | 0 | 0 | 0 | 0 | 0 | 0 | 0 | 0 | 0 | 0 | 0 | 0 | 0 | 0 | 0 | 0 | 0 | 0 | 0 | 0 | 0 | 0 | 0 | 0 | 0 | 0 | 0 | 0 | 0
SCE Northern | Saugus | 230 | 1 | 1 | 2 | 1 | 1 | 3 | 3 | 1 | 3 | 1 | 3 | 3 | 3 | 1 | 1 | 3 | 0 | 0 | 0 | 0 | 0 | 0 | 0 | 0 | 0 | 0 | 0 | 0 | 0 | 0 | 0 | 0 | 0 | 0 | 0 | 0 | 0 | 0 | 0 | 0 | 0 | 0 | 0 | 0 | 0 | 0 | 0 | 0 | 0 | 0
PG&E FRESNO | Schindler | 115 | 1 | 1 | 4 | 0 | 2 | 1 | 3 | 1 | 3 | 1 | 1 | 4 | 1 | 2 | 4 | 1 | 0 | 0 | 0 | 0 | 0 | 0 | 0 | 0 | 0 | 0 | 0 | 0 | 0 | 0 | 0 | 0 | 0 | 0 | 0 | 0 | 0 | 0 | 0 | 0 | 0 | 0 | 100 | 0 | 0 | 40 | 0 | 1 | 100 | 40
PG&E FRESNO | Schindler | 70 | 1 | 1 | 4 | 0 | 2 | 1 | 3 | 1 | 3 | 1 | 1 | 4 | 1 | 2 | 4 | 1 | 0 | 0 | 0 | 0 | 0 | 0 | 0 | 0 | 0 | 0 | 0 | 0 | 0 | 0 | 0 | 0 | 0 | 0 | 0 | 0 | 0 | 0 | 0 | 0 | 0 | 0 | 0 | 0 | 0 | 0 | 0 | 0 | 0 | 0
PG&E GBA | Schulte | 115 | 1 | 1 | 1 | 0 | 2 | 2 | 3 | 1 | 3 | 1 | 4 | 1 | 1 | 2 | 3 | 2 | 0 | 0 | 0 | 0 | 0 | 0 | 0 | 0 | 0 | 0 | 0 | 0 | 0 | 0 | 0 | 0 | 0 | 0 | 0 | 0 | 0 | 0 | 0 | 0 | 0 | 0 | 0 | 0 | 0 | 0 | 0 | 0 | 0 | 0
SDGE | Scripps | 69 | 2 | 1 | 2 | 0 | 1 | 3 | 1 | 2 | 3 | 1 | 3 | 2 | 3 | 1 | 1 | 3 | 0 | 0 | 0 | 0 | 0 | 0 | 0 | 0 | 0 | 0 | 0 | 0 | 0 | 0 | 0 | 0 | 0 | 0 | 0 | 0 | 0 | 0 | 0 | 0 | 0 | 0 | 0 | 0 | 0 | 0 | 0 | 0 | 0 | 0
PG&E KERN | Semitropic | 115 | 1 | 1 | 3 | 0 | 1 | 1 | 3 | 1 | 3 | 1 | 2 | 3 | 3 | 1 | 4 | 1 | 0 | 0 | 0 | 0 | 0 | 0 | 0 | 0 | 4.66 | 0 | 0 | 0 | 0 | 0 | 1 | 4.66 | 0 | 0 | 0 | 0 | 0 | 0 | 0 | 0 | 0 | 4.66 | 0 | 0 | 0 | 0 | 0 | 1 | 4.66 | 0
SCE Metro | Serrano | 230 | 1 | 1 | 2 | 0 | 1 | 2 | 3 | 1 | 3 | 1 | 3 | 2 | 3 | 1 | 3 | 2 | 0 | 0 | 0 | 0 | 0 | 0 | 0 | 0 | 0 | 0 | 0 | 0 | 0 | 0 | 0 | 0 | 0 | 0 | 0 | 0 | 0 | 0 | 0 | 0 | 0 | 0 | 0 | 0 | 0 | 0 | 0 | 0 | 0 | 0
SCE Metro | Serrano | 500 | 1 | 1 | 2 | 0 | 1 | 2 | 3 | 1 | 3 | 1 | 3 | 2 | 3 | 1 | 3 | 2 | 0 | 0 | 0 | 0 | 0 | 0 | 0 | 0 | 0 | 0 | 0 | 0 | 0 | 0 | 0 | 0 | 0 | 0 | 0 | 0 | 0 | 0 | 0 | 0 | 0 | 0 | 0 | 0 | 0 | 0 | 0 | 0 | 0 | 0
SDGE | Shadowridge | 138 | 2 | 1 | 3 | 0 | 1 | 3 | 1 | 2 | 3 | 1 | 2 | 3 | 3 | 1 | 1 | 3 | 0 | 0 | 0 | 0 | 0 | 0 | 0 | 0 | 0 | 0 | 0 | 0 | 0 | 0 | 0 | 0 | 0 | 0 | 0 | 0 | 0 | 0 | 0 | 0 | 0 | 0 | 0 | 0 | 0 | 0 | 0 | 0 | 0 | 0
PG&E KERN | Shafter | 115 | 1 | 1 | 3 | 0 | 1 | 1 | 3 | 1 | 3 | 1 | 2 | 3 | 3 | 1 | 4 | 1 | 0 | 0 | 0 | 0 | 0 | 0 | 0 | 0 | 2.25 | 0 | 0 | 0 | 0 | 0 | 1 | 2.25 | 0 | 0 | 0 | 0 | 0 | 0 | 0 | 0 | 0 | 2.25 | 0 | 0 | 0 | 0 | 0 | 1 | 2.25 | 0
PG&E NGBA | Silverado | 115 | 2 | 1 | 3 | 1 | 2 | 3 | 1 | 2 | 3 | 1 | 2 | 4 | 1 | 2 | 1 | 3 | 0 | 0 | 0 | 0 | 0 | 0 | 0 | 0 | 0 | 0 | 0 | 0 | 0 | 0 | 0 | 0 | 0 | 0 | 0 | 0 | 0 | 0 | 0 | 0 | 0 | 0 | 0 | 0 | 0 | 0 | 0 | 0 | 0 | 0
SDGE | Silvergate | 230 | 2 | 1 | 1 | 0 | 1 | 1 | 1 | 2 | 3 | 1 | 4 | 1 | 3 | 1 | 4 | 1 | 0 | 0 | 0 | 0 | 0 | 0 | 0 | 0 | 0 | 0 | 0 | 0 | 0 | 0 | 0 | 0 | 0 | 0 | 0 | 0 | 0 | 0 | 0 | 0 | 0 | 0 | 0 | 0 | 0 | 0 | 0 | 0 | 0 | 0
SDGE | Silvergate | 69 | 2 | 1 | 1 | 0 | 1 | 1 | 1 | 2 | 3 | 1 | 4 | 1 | 3 | 1 | 4 | 1 | 0 | 0 | 0 | 0 | 0 | 0 | 0 | 0 | 0 | 0 | 0 | 0 | 0 | 0 | 0 | 0 | 0 | 0 | 0 | 0 | 0 | 0 | 0 | 0 | 0 | 0 | 0 | 0 | 0 | 0 | 0 | 0 | 0 | 0
PG&E KERN | Sisquoc | 115 | 2 | 2 | 3 | 1 | 1 | 3 | 1 | 2 | 1 | 2 | 2 | 4 | 3 | 1 | 1 | 3 | 0 | 0 | 0 | 0 | 0 | 0 | 0 | 0 | 0 | 0 | 0 | 0 | 0 | 0 | 0 | 0 | 0 | 0 | 0 | 0 | 0 | 0 | 0 | 0 | 0 | 0 | 0 | 0 | 0 | 0 | 0 | 0 | 0 | 0
EOP | Sloan Canyon | 230 | 2 | 2 | 3 | 0 | 1 | 3 | 1 | 2 | 1 | 2 | 2 | 3 | 3 | 1 | 1 | 3 | 0 | 0 | 260 | 50 | 0 | 0 | 0 | 0 | 0 | 0 | 0 | 0 | 0 | 0 | 1 | 310 | 0 | 0 | 0 | 260 | 50 | 0 | 0 | 0 | 0 | 0 | 0 | 0 | 0 | 0 | 0 | 1 | 310 | 0
EOP | Sloan Canyon | 500 | 2 | 2 | 3 | 0 | 1 | 3 | 1 | 2 | 1 | 2 | 2 | 3 | 3 | 1 | 1 | 3 | 0 | 0 | 0 | 0 | 0 | 0 | 0 | 0 | 0 | 0 | 0 | 0 | 0 | 0 | 0 | 0 | 0 | 0 | 0 | 0 | 0 | 0 | 0 | 0 | 0 | 0 | 0 | 0 | 0 | 0 | 0 | 0 | 0 | 0
PG&E KERN | Smyrna | 115 | 1 | 1 | 4 | 0 | 1 | 1 | 3 | 1 | 3 | 1 | 1 | 4 | 3 | 1 | 4 | 1 | 0 | 0 | 0 | 0 | 0 | 0 | 0 | 0 | 6 | 0 | 0 | 0 | 0 | 0 | 1 | 6 | 0 | 0 | 0 | 0 | 0 | 0 | 0 | 0 | 0 | 6 | 0 | 0 | 0 | 0 | 0 | 1 | 6 | 0
PG&E GBA | Sobrante | 115 | 2 | 1 | 2 | 0 | 1 | 3 | 1 | 2 | 3 | 1 | 3 | 2 | 3 | 1 | 1 | 3 | 0 | 0 | 0 | 0 | 0 | 0 | 0 | 0 | 0 | 0 | 0 | 0 | 0 | 0 | 0 | 0 | 0 | 0 | 0 | 0 | 0 | 0 | 0 | 0 | 0 | 0 | 0 | 0 | 0 | 0 | 0 | 0 | 0 | 0
PG&E GBA | Sobrante | 230 | 2 | 1 | 2 | 0 | 1 | 3 | 1 | 2 | 3 | 1 | 3 | 2 | 3 | 1 | 1 | 3 | 0 | 0 | 0 | 0 | 0 | 0 | 0 | 0 | 0 | 0 | 0 | 0 | 0 | 0 | 0 | 0 | 0 | 0 | 0 | 0 | 0 | 0 | 0 | 0 | 0 | 0 | 0 | 0 | 0 | 0 | 0 | 0 | 0 | 0
PG&E KERN | Solar | 230 | 2 | 1 | 4 | 0 | 2 | 3 | 1 | 2 | 3 | 1 | 1 | 4 | 1 | 2 | 1 | 3 | 0 | 0 | 0 | 0 | 0 | 0 | 0 | 0 | 0 | 0 | 0 | 0 | 0 | 0 | 0 | 0 | 0 | 0 | 0 | 0 | 0 | 0 | 0 | 0 | 0 | 0 | 0 | 0 | 0 | 0 | 0 | 0 | 0 | 0
PG&E GBA | Soledad | 115 | 2 | 2 | 4 | 0 | 2 | 3 | 1 | 2 | 1 | 2 | 1 | 4 | 1 | 2 | 1 | 3 | 0 | 0 | 0 | 0 | 0 | 0 | 0 | 0 | 0 | 0 | 0 | 0 | 0 | 0 | 0 | 0 | 0 | 0 | 0 | 0 | 0 | 0 | 0 | 0 | 0 | 0 | 0 | 0 | 0 | 0 | 0 | 0 | 0 | 0
PG&E GBA | Soledad | 60 | 2 | 2 | 4 | 0 | 2 | 3 | 1 | 2 | 1 | 2 | 1 | 4 | 1 | 2 | 1 | 3 | 0 | 0 | 6 | 0 | 0 | 0 | 0 | 0 | 0 | 0 | 0 | 0 | 0 | 0 | 1 | 6 | 0 | 0 | 0 | 6 | 0 | 0 | 0 | 0 | 0 | 0 | 0 | 0 | 0 | 0 | 0 | 1 | 6 | 0
SDGE | Spring Valley | 69 | 2 | 1 | 2 | 0 | 1 | 2 | 1 | 2 | 3 | 1 | 3 | 2 | 3 | 1 | 3 | 2 | 0 | 0 | 0 | 0 | 0 | 0 | 0 | 0 | 0 | 0 | 0 | 0 | 0 | 0 | 0 | 0 | 0 | 0 | 0 | 0 | 0 | 0 | 0 | 0 | 0 | 0 | 0 | 0 | 0 | 0 | 0 | 0 | 0 | 0
SCE Northern | Springville | 230 | 1 | 1 | 4 | 0 | 1 | 1 | 3 | 1 | 3 | 1 | 1 | 4 | 3 | 1 | 4 | 1 | 0 | 0 | 0 | 0 | 0 | 0 | 0 | 0 | 3 | 0 | 0 | 225 | 0 | 0 | 1 | 3 | 225 | 0 | 0 | 0 | 0 | 0 | 0 | 0 | 0 | 3 | 170 | 180 | 225 | 50 | 0 | 1 | 353 | 275
PG&E GBA | Stagg | 230 | 1 | 1 | 2 | 1 | 2 | 2 | 3 | 1 | 3 | 1 | 3 | 3 | 1 | 2 | 3 | 2 | 0 | 0 | 0 | 0 | 0 | 0 | 0 | 0 | 0 | 0 | 0 | 0 | 0 | 0 | 0 | 0 | 0 | 0 | 0 | 0 | 0 | 0 | 0 | 0 | 0 | 0 | 0 | 0 | 0 | 0 | 0 | 0 | 0 | 0
PG&E GBA | Standard Oil | 115 | 2 | 1 | 1 | 0 | 1 | 2 | 1 | 2 | 3 | 1 | 4 | 1 | 3 | 1 | 3 | 2 | 0 | 0 | 0 | 0 | 0 | 0 | 0 | 0 | 0 | 0 | 0 | 0 | 0 | 0 | 0 | 0 | 0 | 0 | 0 | 0 | 0 | 0 | 0 | 0 | 0 | 0 | 0 | 0 | 0 | 0 | 0 | 0 | 0 | 0
PG&E GBA | Stanislaus | 115 | 2 | 1 | 4 | 1 | 1 | 3 | 1 | 2 | 3 | 1 | 1 | 4 | 3 | 1 | 1 | 3 | 0 | 0 | 0 | 0 | 0 | 0 | 0 | 0 | 0 | 0 | 0 | 0 | 0 | 0 | 0 | 0 | 0 | 0 | 0 | 0 | 0 | 0 | 0 | 0 | 0 | 0 | 0 | 0 | 0 | 0 | 0 | 0 | 0 | 0
PG&E KERN | Stockdale | 115 | 1 | 1 | 2 | 0 | 1 | 2 | 3 | 1 | 3 | 1 | 3 | 2 | 3 | 1 | 3 | 2 | 0 | 0 | 0 | 0 | 0 | 0 | 0 | 0 | 1.8 | 0 | 0 | 0 | 0 | 0 | 1 | 1.8 | 0 | 0 | 0 | 0 | 0 | 0 | 0 | 0 | 0 | 1.8 | 0 | 0 | 0 | 0 | 0 | 1 | 1.8 | 0
PG&E KERN | Stockdale | 230 | 1 | 1 | 2 | 0 | 1 | 2 | 3 | 1 | 3 | 1 | 3 | 2 | 3 | 1 | 3 | 2 | 0 | 0 | 0 | 0 | 0 | 0 | 0 | 0 | 0 | 0 | 0 | 0 | 0 | 0 | 0 | 0 | 0 | 0 | 0 | 0 | 0 | 0 | 0 | 0 | 0 | 0 | 0 | 0 | 0 | 0 | 0 | 0 | 0 | 0
PG&E GBA | Stockton A | 115 | 1 | 1 | 2 | 1 | 2 | 1 | 3 | 1 | 3 | 1 | 3 | 3 | 1 | 2 | 4 | 1 | 0 | 0 | 0 | 0 | 0 | 0 | 0 | 0 | 0 | 0 | 0 | 0 | 0 | 0 | 0 | 0 | 0 | 0 | 0 | 0 | 0 | 0 | 0 | 0 | 0 | 0 | 0 | 0 | 0 | 0 | 0 | 0 | 0 | 0
PG&E GBA | Stone | 115 | 2 | 1 | 2 | 1 | 2 | 2 | 1 | 2 | 3 | 1 | 3 | 3 | 1 | 2 | 3 | 2 | 0 | 0 | 0 | 0 | 0 | 0 | 0 | 0 | 0 | 0 | 0 | 0 | 0 | 0 | 0 | 0 | 0 | 0 | 0 | 0 | 0 | 0 | 0 | 0 | 0 | 0 | 0 | 0 | 0 | 0 | 0 | 0 | 0 | 0
PG&E FRESNO | Storey | 230 | 1 | 1 | 4 | 0 | 2 | 1 | 3 | 1 | 3 | 1 | 1 | 4 | 1 | 2 | 4 | 1 | 0 | 0 | 0 | 0 | 0 | 0 | 0 | 0 | 0 | 0 | 0 | 0 | 0 | 0 | 0 | 0 | 0 | 0 | 0 | 0 | 0 | 0 | 0 | 0 | 0 | 0 | 0 | 0 | 0 | 0 | 0 | 0 | 0 | 0
PG&E NGBA | Summit | 115 | 2 | 1 | 4 | 1 | 2 | 3 | 1 | 2 | 3 | 1 | 1 | 4 | 1 | 2 | 1 | 3 | 0 | 0 | 0 | 0 | 0 | 0 | 0 | 0 | 0 | 0 | 0 | 0 | 0 | 0 | 0 | 0 | 0 | 0 | 0 | 0 | 0 | 0 | 0 | 0 | 0 | 0 | 0 | 0 | 0 | 0 | 0 | 0 | 0 | 0
SDGE | Suncrest | 230 | 2 | 1 | 4 | 0 | 1 | 3 | 1 | 2 | 3 | 1 | 1 | 4 | 3 | 1 | 1 | 3 | 0 | 0 | 0 | 0 | 0 | 0 | 0 | 0 | 0 | 0 | 0 | 0 | 0 | 0 | 0 | 0 | 0 | 0 | 0 | 0 | 0 | 0 | 0 | 0 | 0 | 0 | 0 | 0 | 0 | 0 | 0 | 0 | 0 | 0
SDGE | Suncrest | 500 | 2 | 1 | 4 | 0 | 1 | 3 | 1 | 2 | 3 | 1 | 1 | 4 | 3 | 1 | 1 | 3 | 0 | 0 | 0 | 0 | 0 | 0 | 0 | 0 | 0 | 0 | 0 | 0 | 0 | 0 | 0 | 0 | 0 | 0 | 0 | 0 | 0 | 0 | 0 | 0 | 0 | 0 | 0 | 0 | 0 | 0 | 0 | 0 | 0 | 0
PG&E KERN | Sunrise | 230 | 1 | 1 | 1 | 0 | 1 | 1 | 3 | 1 | 3 | 1 | 4 | 1 | 3 | 1 | 4 | 1 | 0 | 0 | 0 | 0 | 0 | 0 | 0 | 0 | 0 | 0 | 0 | 0 | 0 | 0 | 0 | 0 | 0 | 0 | 0 | 0 | 0 | 0 | 0 | 0 | 0 | 0 | 0 | 0 | 0 | 0 | 0 | 0 | 0 | 0
PG&E KERN | Sunset | 230 | 1 | 1 | 1 | 0 | 1 | 1 | 3 | 1 | 3 | 1 | 4 | 1 | 3 | 1 | 4 | 1 | 0 | 0 | 0 | 0 | 0 | 0 | 0 | 0 | 0 | 0 | 0 | 0 | 0 | 0 | 0 | 0 | 0 | 0 | 0 | 0 | 0 | 0 | 0 | 0 | 0 | 0 | 0 | 0 | 0 | 0 | 0 | 0 | 0 | 0
PG&E GBA | Swift | 115 | 2 | 1 | 2 | 0 | 2 | 2 | 1 | 2 | 3 | 1 | 3 | 2 | 1 | 2 | 3 | 2 | 0 | 0 | 0 | 0 | 0 | 0 | 0 | 0 | 0 | 0 | 0 | 0 | 0 | 0 | 0 | 0 | 0 | 0 | 0 | 0 | 0 | 0 | 0 | 0 | 0 | 0 | 0 | 0 | 0 | 0 | 0 | 0 | 0 | 0
SDGE | Sycamore Canyon | 138 | 2 | 1 | 3 | 1 | 1 | 3 | 1 | 2 | 3 | 1 | 2 | 4 | 3 | 1 | 1 | 3 | 0 | 0 | 0 | 0 | 0 | 0 | 0 | 0 | 0 | 0 | 0 | 0 | 0 | 0 | 0 | 0 | 0 | 0 | 0 | 0 | 0 | 0 | 0 | 0 | 0 | 0 | 0 | 0 | 0 | 0 | 0 | 0 | 0 | 0
SDGE | Sycamore Canyon | 230 | 2 | 1 | 3 | 1 | 1 | 3 | 1 | 2 | 3 | 1 | 2 | 4 | 3 | 1 | 1 | 3 | 0 | 0 | 0 | 0 | 0 | 0 | 0 | 0 | 0 | 0 | 0 | 0 | 0 | 409.2 | 1 | 0 | 409.2 | 0 | 0 | 0 | 0 | 0 | 0 | 0 | 0 | 0 | 0 | 0 | 0 | 0 | 409.2 | 1 | 0 | 409.2
SDGE | Sycamore Canyon | 69 | 2 | 1 | 3 | 1 | 1 | 3 | 1 | 2 | 3 | 1 | 2 | 4 | 3 | 1 | 1 | 3 | 0 | 0 | 0 | 0 | 0 | 0 | 0 | 0 | 0 | 0 | 0 | 0 | 0 | 0 | 0 | 0 | 0 | 0 | 0 | 0 | 0 | 0 | 0 | 0 | 0 | 0 | 0 | 0 | 0 | 0 | 0 | 0 | 0 | 0
SCE Northern | Sylmar | 230 | 1 | 1 | 2 | 0 | 1 | 1 | 3 | 1 | 3 | 1 | 3 | 2 | 3 | 1 | 4 | 1 | 0 | 0 | 0 | 0 | 0 | 0 | 0 | 0 | 0 | 0 | 0 | 0 | 0 | 0 | 0 | 0 | 0 | 0 | 0 | 0 | 0 | 0 | 0 | 0 | 0 | 0 | 0 | 0 | 0 | 0 | 0 | 0 | 0 | 0
PG&E NGBA | Table Mountain | 115 | 2 | 1 | 3 | 0 | 2 | 1 | 1 | 2 | 3 | 1 | 2 | 3 | 1 | 2 | 4 | 1 | 0 | 0 | 0 | 0 | 0 | 0 | 0 | 0 | 0 | 0 | 0 | 0 | 0 | 0 | 0 | 0 | 0 | 0 | 0 | 0 | 0 | 0 | 0 | 0 | 0 | 0 | 0 | 0 | 0 | 0 | 0 | 0 | 0 | 0
PG&E NGBA | Table Mountain | 230 | 2 | 1 | 3 | 0 | 2 | 1 | 1 | 2 | 3 | 1 | 2 | 3 | 1 | 2 | 4 | 1 | 0 | 0 | 0 | 0 | 0 | 0 | 0 | 0 | 0 | 0 | 0 | 0 | 0 | 0 | 0 | 0 | 0 | 0 | 0 | 0 | 0 | 0 | 0 | 0 | 0 | 0 | 0 | 0 | 0 | 0 | 0 | 0 | 0 | 0
PG&E NGBA | Table Mountain | 500 | 2 | 1 | 3 | 0 | 2 | 1 | 1 | 2 | 3 | 1 | 2 | 3 | 1 | 2 | 4 | 1 | 0 | 0 | 0 | 0 | 0 | 0 | 0 | 0 | 0 | 0 | 0 | 0 | 0 | 0 | 0 | 0 | 0 | 0 | 0 | 0 | 0 | 0 | 0 | 0 | 0 | 0 | 0 | 0 | 0 | 0 | 0 | 0 | 0 | 0
PG&E NGBA | Table Mountain | 60 | 2 | 1 | 3 | 0 | 2 | 1 | 1 | 2 | 3 | 1 | 2 | 3 | 1 | 2 | 4 | 1 | 0 | 0 | 0 | 0 | 0 | 0 | 0 | 0 | 0 | 0 | 0 | 0 | 0 | 0 | 0 | 0 | 0 | 0 | 0 | 0 | 0 | 0 | 0 | 0 | 0 | 0 | 0 | 0 | 0 | 0 | 0 | 0 | 0 | 0
PG&E KERN | Taft | 115 | 1 | 1 | 2 | 0 | 1 | 2 | 3 | 1 | 3 | 1 | 3 | 2 | 3 | 1 | 3 | 2 | 0 | 0 | 0 | 0 | 0 | 0 | 0 | 0 | 8 | 0 | 3 | 3 | 0 | 0 | 1 | 11 | 3 | 0 | 0 | 0 | 0 | 0 | 0 | 0 | 0 | 8 | 0 | 3 | 3 | 0 | 0 | 1 | 11 | 3
SDGE | Talega | 138 | 2 | 1 | 3 | 0 | 1 | 3 | 1 | 2 | 3 | 1 | 2 | 3 | 3 | 1 | 1 | 3 | 0 | 0 | 0 | 0 | 0 | 0 | 0 | 0 | 0 | 0 | 0 | 0 | 0 | 0 | 0 | 0 | 0 | 0 | 0 | 0 | 0 | 0 | 0 | 0 | 0 | 0 | 0 | 0 | 0 | 70 | 0 | 1 | 0 | 70
SDGE | Talega | 230 | 2 | 1 | 3 | 0 | 1 | 3 | 1 | 2 | 3 | 1 | 2 | 3 | 3 | 1 | 1 | 3 | 0 | 0 | 0 | 0 | 0 | 0 | 0 | 0 | 0 | 0 | 0 | 0 | 0 | 0 | 0 | 0 | 0 | 0 | 0 | 0 | 0 | 0 | 0 | 0 | 0 | 0 | 0 | 0 | 0 | 0 | 0 | 0 | 0 | 0
PG&E GBA | Tassajara | 230 | 2 | 1 | 3 | 0 | 1 | 3 | 1 | 2 | 3 | 1 | 2 | 3 | 3 | 1 | 1 | 3 | 0 | 0 | 0 | 0 | 0 | 0 | 0 | 0 | 0 | 0 | 0 | 0 | 0 | 0 | 0 | 0 | 0 | 0 | 0 | 0 | 0 | 0 | 0 | 0 | 0 | 0 | 0 | 0 | 0 | 0 | 0 | 0 | 0 | 0
PG&E KERN | Tejon | 70 | 1 | 1 | 3 | 0 | 1 | 1 | 3 | 1 | 3 | 1 | 2 | 3 | 3 | 1 | 4 | 1 | 0 | 0 | 0 | 0 | 0 | 0 | 0 | 0 | 0 | 0 | 0 | 0 | 0 | 0 | 0 | 0 | 0 | 0 | 0 | 0 | 0 | 0 | 0 | 0 | 0 | 0 | 0 | 0 | 0 | 0 | 0 | 0 | 0 | 0
SDGE | Telegraph Canyon | 138 | 2 | 1 | 2 | 0 | 1 | 2 | 1 | 2 | 3 | 1 | 3 | 2 | 3 | 1 | 3 | 2 | 0 | 0 | 0 | 0 | 0 | 0 | 0 | 0 | 0 | 0 | 0 | 0 | 0 | 0 | 0 | 0 | 0 | 0 | 0 | 0 | 0 | 0 | 0 | 0 | 0 | 0 | 0 | 0 | 0 | 0 | 0 | 0 | 0 | 0
PG&E KERN | Temblor | 115 | 1 | 1 | 2 | 0 | 1 | 1 | 3 | 1 | 3 | 1 | 3 | 2 | 3 | 1 | 4 | 1 | 0 | 0 | 0 | 0 | 0 | 0 | 0 | 0 | 0 | 0 | 0 | 0 | 0 | 0 | 0 | 0 | 0 | 0 | 0 | 0 | 0 | 0 | 0 | 0 | 0 | 0 | 0 | 0 | 0 | 0 | 0 | 0 | 0 | 0
PG&E KERN | Templeton | 230 | 2 | 2 | 4 | 1 | 2 | 3 | 1 | 2 | 1 | 2 | 1 | 4 | 1 | 2 | 1 | 3 | 0 | 0 | 113.07 | 0 | 0 | 0 | 0 | 0 | 0 | 0 | 0 | 0 | 0 | 0 | 1 | 113.07 | 0 | 0 | 0 | 113.07 | 0 | 0 | 0 | 0 | 0 | 0 | 0 | 0 | 0 | 0 | 0 | 1 | 113.07 | 0
PG&E KERN | Templeton | 70 | 2 | 2 | 4 | 1 | 2 | 3 | 1 | 2 | 1 | 2 | 1 | 4 | 1 | 2 | 1 | 3 | 0 | 3 | 0 | 0 | 0 | 0 | 0 | 0 | 0 | 0 | 0 | 0 | 0 | 0 | 1 | 3 | 0 | 0 | 3 | 0 | 0 | 0 | 0 | 0 | 0 | 0 | 0 | 0 | 0 | 0 | 0 | 1 | 3 | 0
PG&E GBA | Tesla | 115 | 2 | 1 | 2 | 0 | 1 | 2 | 1 | 2 | 3 | 1 | 3 | 2 | 3 | 1 | 3 | 2 | 0 | 0 | 0 | 0 | 0 | 0 | 0 | 0 | 0 | 0 | 0 | 0 | 0 | 0 | 0 | 0 | 0 | 0 | 0 | 0 | 0 | 0 | 0 | 0 | 0 | 0 | 0 | 0 | 0 | 0 | 0 | 0 | 0 | 0
PG&E GBA | Tesla | 230 | 2 | 1 | 2 | 0 | 1 | 2 | 1 | 2 | 3 | 1 | 3 | 2 | 3 | 1 | 3 | 2 | 0 | 0 | 100 | 76.5 | 0 | 0 | 0 | 0 | 0 | 0 | 0 | 125 | 0 | 0 | 1 | 176.5 | 125 | 0 | 0 | 100 | 76.5 | 0 | 0 | 0 | 0 | 0 | 0 | 0 | 125 | 0 | 0 | 1 | 176.5 | 125
PG&E GBA | Tesla | 500 | 2 | 1 | 2 | 0 | 1 | 2 | 1 | 2 | 3 | 1 | 3 | 2 | 3 | 1 | 3 | 2 | 0 | 0 | 300 | 0 | 0 | 0 | 0 | 0 | 0 | 0 | 0 | 0 | 0 | 0 | 1 | 300 | 0 | 0 | 0 | 300 | 0 | 1707 | 0 | 0 | 0 | 0 | 0 | 0 | 0 | 0 | 0 | 1 | 2007 | 0
PG&E KERN | Tevis | 115 | 1 | 1 | 2 | 0 | 1 | 2 | 3 | 1 | 3 | 1 | 3 | 2 | 3 | 1 | 3 | 2 | 0 | 0 | 0 | 0 | 0 | 0 | 0 | 0 | 0 | 0 | 0 | 0 | 0 | 0 | 0 | 0 | 0 | 0 | 0 | 0 | 0 | 0 | 0 | 0 | 0 | 0 | 0 | 0 | 0 | 0 | 0 | 0 | 0 | 0
EOP | Thousandaire | 138 | 2 | 2 | 4 | 0 | 1 | 3 | 1 | 2 | 1 | 2 | 1 | 4 | 3 | 1 | 1 | 3 | 0 | 0 | 0 | 0 | 0 | 0 | 0 | 0 | 0 | 0 | 0 | 0 | 0 | 0 | 0 | 0 | 0 | 0 | 0 | 0 | 0 | 0 | 0 | 0 | 0 | 0 | 0 | 0 | 0 | 0 | 0 | 0 | 0 | 0
PG&E KERN | Topaz | 230 | 1 | 1 | 2 | 1 | 1 | 2 | 3 | 1 | 3 | 1 | 3 | 3 | 3 | 1 | 3 | 2 | 0 | 0 | 0 | 0 | 0 | 0 | 0 | 0 | 0 | 0 | 0 | 0 | 0 | 0 | 0 | 0 | 0 | 0 | 0 | 0 | 0 | 0 | 0 | 0 | 0 | 0 | 0 | 0 | 0 | 0 | 0 | 0 | 0 | 0
SCE NOL | Tortilla | 115 | 2 | 1 | 3 | 1 | 1 | 2 | 1 | 2 | 3 | 1 | 2 | 4 | 3 | 1 | 3 | 2 | 0 | 0 | 0 | 0 | 0 | 0 | 0 | 0 | 3 | 0 | 0 | 0 | 0 | 0 | 1 | 3 | 0 | 0 | 0 | 0 | 0 | 0 | 0 | 0 | 0 | 3 | 0 | 0 | 0 | 0 | 0 | 1 | 3 | 0
SDGE | Trabuco | 138 | 1 | 1 | 1 | 0 | 1 | 2 | 3 | 1 | 3 | 1 | 4 | 1 | 3 | 1 | 3 | 2 | 0 | 0 | 0 | 0 | 0 | 0 | 0 | 0 | 0 | 0 | 0 | 0 | 0 | 0 | 0 | 0 | 0 | 0 | 0 | 0 | 0 | 0 | 0 | 0 | 0 | 0 | 0 | 0 | 0 | 0 | 0 | 0 | 0 | 0
PG&E GBA | Tracy | 115 | 2 | 1 | 2 | 1 | 1 | 2 | 1 | 2 | 3 | 1 | 3 | 3 | 3 | 1 | 3 | 2 | 0 | 3 | 0 | 0 | 0 | 0 | 0 | 0 | 0 | 0 | 0 | 0 | 0 | 0 | 1 | 3 | 0 | 0 | 3 | 0 | 0 | 0 | 0 | 0 | 0 | 0 | 0 | 0 | 0 | 0 | 0 | 1 | 3 | 0
PG&E FRESNO | Tranquility | 230 | 1 | 1 | 4 | 0 | 2 | 1 | 3 | 1 | 3 | 1 | 1 | 4 | 1 | 2 | 4 | 1 | 0 | 0 | 0 | 0 | 0 | 0 | 0 | 0 | 0 | 0 | 600 | 662 | 0 | 0 | 1 | 600 | 662 | 0 | 0 | 0 | 0 | 0 | 0 | 0 | 0 | 0 | 200 | 900 | 662 | 125 | 0 | 1 | 1100 | 787
PG&E GBA | Trimble | 115 | 2 | 1 | 2 | 1 | 2 | 2 | 1 | 2 | 3 | 1 | 3 | 3 | 1 | 2 | 3 | 2 | 0 | 0 | 0 | 0 | 0 | 0 | 0 | 0 | 0 | 0 | 0 | 0 | 0 | 0 | 0 | 0 | 0 | 0 | 0 | 0 | 0 | 0 | 0 | 0 | 0 | 0 | 0 | 0 | 0 | 0 | 0 | 0 | 0 | 0
EOP | Trout Canyon | 230 | 2 | 2 | 4 | 0 | 1 | 3 | 1 | 2 | 1 | 2 | 1 | 4 | 3 | 1 | 1 | 3 | 0 | 0 | 0 | 0 | 0 | 0 | 0 | 0 | 0 | 566 | 745 | 731 | 0 | 0 | 1 | 1311 | 731 | 0 | 0 | 0 | 0 | 0 | 0 | 0 | 0 | 0 | 816 | 1095 | 731 | 180 | 0 | 1 | 1911 | 911
EOP | Trout Canyon | 500 | 2 | 2 | 4 | 0 | 1 | 3 | 1 | 2 | 1 | 2 | 1 | 4 | 3 | 1 | 1 | 3 | 0 | 0 | 0 | 0 | 0 | 0 | 0 | 0 | 0 | 0 | 0 | 0 | 0 | 0 | 0 | 0 | 0 | 0 | 0 | 0 | 0 | 0 | 0 | 0 | 0 | 0 | 0 | 0 | 0 | 0 | 0 | 0 | 0 | 0
PG&E NGBA | Tulucay | 230 | 2 | 1 | 2 | 1 | 2 | 3 | 1 | 2 | 3 | 1 | 3 | 3 | 1 | 2 | 1 | 3 | 0 | 0 | 0 | 0 | 0 | 0 | 0 | 0 | 0 | 0 | 0 | 0 | 0 | 0 | 0 | 0 | 0 | 0 | 0 | 0 | 0 | 0 | 0 | 0 | 0 | 0 | 0 | 0 | 0 | 0 | 0 | 0 | 0 | 0
PG&E NGBA | Tulucay | 60 | 2 | 1 | 2 | 1 | 2 | 3 | 1 | 2 | 3 | 1 | 3 | 3 | 1 | 2 | 1 | 3 | 0 | 0 | 0 | 0 | 0 | 0 | 0 | 0 | 0 | 0 | 0 | 0 | 0 | 0 | 0 | 0 | 0 | 0 | 0 | 0 | 0 | 0 | 0 | 0 | 0 | 0 | 0 | 0 | 0 | 0 | 0 | 0 | 0 | 0
PG&E KERN | Tupman | 115 | 1 | 1 | 2 | 0 | 1 | 1 | 3 | 1 | 3 | 1 | 3 | 2 | 3 | 1 | 4 | 1 | 0 | 0 | 0 | 0 | 0 | 0 | 0 | 0 | 0 | 0 | 0 | 0 | 0 | 0 | 0 | 0 | 0 | 0 | 0 | 0 | 0 | 0 | 0 | 0 | 0 | 0 | 0 | 0 | 0 | 0 | 0 | 0 | 0 | 0
PG&E NGBA | Ukiah | 115 | 2 | 2 | 4 | 1 | 2 | 3 | 1 | 2 | 1 | 2 | 1 | 4 | 1 | 2 | 1 | 3 | 0 | 0 | 0 | 0 | 0 | 0 | 0 | 0 | 0 | 0 | 0 | 0 | 0 | 0 | 0 | 0 | 0 | 0 | 0 | 0 | 0 | 0 | 0 | 0 | 0 | 0 | 0 | 0 | 0 | 0 | 0 | 0 | 0 | 0
PG&E KERN | Union (Estrella) | 70 | 2 | 2 | 4 | 1 | 2 | 3 | 1 | 2 | 1 | 2 | 1 | 4 | 1 | 2 | 1 | 3 | 0 | 0 | 0 | 0 | 0 | 0 | 0 | 0 | 0 | 0 | 0 | 0 | 0 | 0 | 0 | 0 | 0 | 0 | 0 | 0 | 0 | 0 | 0 | 0 | 0 | 0 | 0 | 0 | 0 | 0 | 0 | 0 | 0 | 0
PG&E NGBA | Vaca Dixon | 115 | 2 | 1 | 1 | 0 | 1 | 3 | 1 | 2 | 3 | 1 | 4 | 1 | 3 | 1 | 1 | 3 | 0 | 0 | 0 | 0 | 0 | 0 | 0 | 0 | 0 | 0 | 0 | 0 | 0 | 0 | 0 | 0 | 0 | 0 | 0 | 0 | 0 | 0 | 0 | 0 | 0 | 0 | 0 | 0 | 0 | 0 | 0 | 0 | 0 | 0
PG&E NGBA | Vaca Dixon | 230 | 2 | 1 | 1 | 0 | 1 | 3 | 1 | 2 | 3 | 1 | 4 | 1 | 3 | 1 | 1 | 3 | 0 | 0 | 0 | 0 | 0 | 0 | 0 | 0 | 0 | 0 | 0 | 0 | 0 | 0 | 0 | 0 | 0 | 0 | 0 | 0 | 0 | 0 | 0 | 0 | 0 | 0 | 0 | 0 | 0 | 0 | 0 | 0 | 0 | 0
PG&E NGBA | Vaca Dixon | 500 | 2 | 1 | 1 | 0 | 1 | 3 | 1 | 2 | 3 | 1 | 4 | 1 | 3 | 1 | 1 | 3 | 0 | 0 | 0 | 0 | 0 | 0 | 0 | 0 | 0 | 0 | 0 | 0 | 0 | 0 | 0 | 0 | 0 | 0 | 0 | 0 | 0 | 0 | 0 | 0 | 0 | 0 | 0 | 0 | 0 | 0 | 0 | 0 | 0 | 0
PG&E NGBA | Vaca Dixon | 60 | 2 | 1 | 1 | 0 | 1 | 3 | 1 | 2 | 3 | 1 | 4 | 1 | 3 | 1 | 1 | 3 | 0 | 0 | 0 | 0 | 0 | 0 | 0 | 0 | 0 | 0 | 0 | 0 | 0 | 0 | 0 | 0 | 0 | 0 | 0 | 0 | 0 | 0 | 0 | 0 | 0 | 0 | 0 | 0 | 0 | 0 | 0 | 0 | 0 | 0
SCE Eastern | Valley (SCE) | 500 | 1 | 1 | 1 | 1 | 1 | 2 | 3 | 1 | 3 | 1 | 4 | 2 | 3 | 1 | 3 | 2 | 0 | 0 | 0 | 0 | 0 | 0 | 0 | 0 | 0 | 0 | 0 | 720 | 0 | 200 | 1 | 0 | 920 | 0 | 0 | 0 | 0 | 0 | 0 | 0 | 0 | 0 | 0 | 0 | 720 | 0 | 200 | 1 | 0 | 920
EOP | Valley (VEA) | 138 | 2 | 2 | 4 | 1 | 1 | 3 | 1 | 2 | 1 | 2 | 1 | 4 | 3 | 1 | 1 | 3 | 0 | 0 | 0 | 0 | 0 | 0 | 0 | 0 | 0 | 0 | 0 | 0 | 0 | 0 | 0 | 0 | 0 | 0 | 0 | 0 | 0 | 0 | 0 | 0 | 0 | 0 | 0 | 0 | 0 | 30 | 0 | 1 | 0 | 30
SDGE | Valley Center | 69 | 2 | 1 | 3 | 1 | 1 | 3 | 1 | 2 | 3 | 1 | 2 | 4 | 3 | 1 | 1 | 3 | 0 | 0 | 0 | 0 | 0 | 0 | 0 | 0 | 0 | 0 | 0 | 0 | 0 | 0 | 0 | 0 | 0 | 0 | 0 | 0 | 0 | 0 | 0 | 0 | 0 | 10 | 0 | 0 | 0 | 0 | 0 | 1 | 10 | 0
PG&E GBA | Valley Home | 115 | 1 | 1 | 3 | 1 | 2 | 1 | 3 | 1 | 3 | 1 | 2 | 4 | 1 | 2 | 4 | 1 | 0 | 0 | 0 | 0 | 0 | 0 | 0 | 0 | 0 | 0 | 0 | 0 | 0 | 0 | 0 | 0 | 0 | 0 | 0 | 0 | 0 | 0 | 0 | 0 | 0 | 0 | 0 | 0 | 0 | 0 | 0 | 0 | 0 | 0
PG&E GBA | Valley Springs | 230 | 2 | 1 | 3 | 1 | 1 | 3 | 1 | 2 | 3 | 1 | 2 | 4 | 3 | 1 | 1 | 3 | 0 | 3 | 0 | 0 | 0 | 0 | 0 | 0 | 0 | 0 | 0 | 0 | 0 | 0 | 1 | 3 | 0 | 0 | 3 | 0 | 0 | 0 | 0 | 0 | 0 | 0 | 0 | 0 | 0 | 0 | 0 | 1 | 3 | 0
PG&E GBA | Valley Springs | 60 | 2 | 1 | 3 | 1 | 1 | 3 | 1 | 2 | 3 | 1 | 2 | 4 | 3 | 1 | 1 | 3 | 0 | 0 | 0 | 0 | 0 | 0 | 0 | 0 | 0 | 0 | 0 | 0 | 0 | 0 | 0 | 0 | 0 | 0 | 0 | 0 | 0 | 0 | 0 | 0 | 0 | 0 | 0 | 0 | 0 | 0 | 0 | 0 | 0 | 0
EOP | Valley Switch | 138 | 2 | 2 | 4 | 1 | 1 | 3 | 1 | 2 | 1 | 2 | 1 | 4 | 3 | 1 | 1 | 3 | 0 | 0 | 0 | 0 | 0 | 0 | 0 | 0 | 0 | 0 | 0 | 0 | 0 | 0 | 0 | 0 | 0 | 0 | 0 | 0 | 0 | 0 | 0 | 0 | 0 | 0 | 0 | 0 | 0 | 0 | 0 | 0 | 0 | 0
EOP | Valley Switch | 230 | 2 | 2 | 4 | 1 | 1 | 3 | 1 | 2 | 1 | 2 | 1 | 4 | 3 | 1 | 1 | 3 | 0 | 0 | 0 | 0 | 0 | 0 | 0 | 0 | 0 | 0 | 0 | 0 | 0 | 0 | 0 | 0 | 0 | 0 | 0 | 0 | 0 | 0 | 0 | 0 | 0 | 0 | 0 | 0 | 0 | 0 | 0 | 0 | 0 | 0
PG&E GBA | Vasco | 230 | 2 | 1 | 3 | 0 | 1 | 3 | 1 | 2 | 3 | 1 | 2 | 3 | 3 | 1 | 1 | 3 | 0 | 0 | 0 | 0 | 0 | 0 | 0 | 0 | 0 | 0 | 0 | 0 | 0 | 0 | 0 | 0 | 0 | 0 | 0 | 0 | 0 | 0 | 0 | 0 | 0 | 0 | 0 | 0 | 0 | 0 | 0 | 0 | 0 | 0
PG&E GBA | Vasona | 230 | 2 | 1 | 3 | 1 | 2 | 3 | 1 | 2 | 3 | 1 | 2 | 4 | 1 | 2 | 1 | 3 | 0 | 0 | 0 | 0 | 0 | 0 | 0 | 0 | 0 | 0 | 0 | 0 | 0 | 0 | 0 | 0 | 0 | 0 | 0 | 0 | 0 | 0 | 0 | 0 | 0 | 0 | 0 | 0 | 0 | 0 | 0 | 0 | 0 | 0
SCE Northern | Vestal | 230 | 1 | 1 | 3 | 1 | 1 | 1 | 3 | 1 | 3 | 1 | 2 | 4 | 3 | 1 | 4 | 1 | 0 | 0 | 0 | 0 | 0 | 0 | 0 | 0 | 0 | 125 | 175 | 110 | 0 | 0 | 1 | 300 | 110 | 0 | 0 | 0 | 0 | 0 | 0 | 0 | 0 | 0 | 125 | 275 | 110 | 55 | 0 | 1 | 400 | 165
SCE Northern | Vestal | 66 | 1 | 1 | 3 | 1 | 1 | 1 | 3 | 1 | 3 | 1 | 2 | 4 | 3 | 1 | 4 | 1 | 0 | 0 | 0 | 0 | 0 | 0 | 0 | 0 | 0 | 0 | 0 | 80 | 0 | 0 | 1 | 0 | 80 | 0 | 0 | 0 | 0 | 0 | 0 | 0 | 0 | 0 | 0 | 0 | 80 | 0 | 0 | 1 | 0 | 80
SCE NOL | Victor | 115 | 2 | 1 | 3 | 0 | 1 | 2 | 1 | 2 | 3 | 1 | 2 | 3 | 3 | 1 | 3 | 2 | 0 | 0 | 0 | 0 | 0 | 0 | 0 | 0 | 7 | 0 | 0 | 0 | 0 | 0 | 1 | 7 | 0 | 0 | 0 | 0 | 0 | 0 | 0 | 0 | 0 | 7 | 0 | 0 | 0 | 0 | 0 | 1 | 7 | 0
SCE NOL | Victor | 230 | 2 | 1 | 3 | 0 | 1 | 2 | 1 | 2 | 3 | 1 | 2 | 3 | 3 | 1 | 3 | 2 | 0 | 0 | 0 | 0 | 0 | 0 | 0 | 0 | 5 | 0 | 0 | 0 | 0 | 0 | 1 | 5 | 0 | 0 | 0 | 0 | 0 | 0 | 0 | 0 | 0 | 5 | 0 | 0 | 0 | 0 | 0 | 1 | 5 | 0
SCE Metro | Viejo | 230 | 1 | 1 | 3 | 0 | 1 | 2 | 3 | 1 | 3 | 1 | 2 | 3 | 3 | 1 | 3 | 2 | 0 | 0 | 0 | 0 | 0 | 0 | 0 | 0 | 0 | 0 | 0 | 0 | 0 | 0 | 0 | 0 | 0 | 0 | 0 | 0 | 0 | 0 | 0 | 0 | 0 | 0 | 0 | 0 | 0 | 0 | 0 | 0 | 0 | 0
PG&E GBA | Vierra | 115 | 1 | 1 | 1 | 0 | 2 | 1 | 3 | 1 | 3 | 1 | 4 | 1 | 1 | 2 | 4 | 1 | 0 | 0 | 0 | 0 | 0 | 0 | 0 | 0 | 2.975 | 0 | 0 | 92 | 0 | 0 | 1 | 2.975 | 92 | 0 | 0 | 0 | 0 | 0 | 0 | 0 | 0 | 2.975 | 0 | 0 | 92 | 0 | 0 | 1 | 2.975 | 92
SCE Metro | Villa Park | 230 | 1 | 1 | 2 | 0 | 1 | 2 | 3 | 1 | 3 | 1 | 3 | 2 | 3 | 1 | 3 | 2 | 0 | 0 | 0 | 0 | 0 | 0 | 0 | 0 | 0 | 0 | 0 | 0 | 0 | 0 | 0 | 0 | 0 | 0 | 0 | 0 | 0 | 0 | 0 | 0 | 0 | 0 | 0 | 0 | 0 | 0 | 0 | 0 | 0 | 0
SCE Northern | Vincent | 230 | 2 | 1 | 4 | 0 | 1 | 3 | 1 | 2 | 3 | 1 | 1 | 4 | 3 | 1 | 1 | 3 | 0 | 0 | 0 | 0 | 0 | 0 | 0 | 0 | 0 | 0 | 0 | 399 | 0 | 0 | 1 | 0 | 399 | 0 | 0 | 0 | 0 | 0 | 0 | 0 | 0 | 0 | 0 | 780 | 399 | 349 | 0 | 1 | 780 | 748
SCE Northern | Vincent | 500 | 2 | 1 | 4 | 0 | 1 | 3 | 1 | 2 | 3 | 1 | 1 | 4 | 3 | 1 | 1 | 3 | 0 | 0 | 0 | 0 | 0 | 0 | 0 | 0 | 0 | 0 | 0 | 0 | 0 | 0 | 0 | 0 | 0 | 0 | 0 | 0 | 0 | 0 | 0 | 0 | 0 | 0 | 0 | 0 | 0 | 0 | 0 | 0 | 0 | 0
PG&E GBA | Vineyard | 230 | 2 | 1 | 2 | 0 | 1 | 3 | 1 | 2 | 3 | 1 | 3 | 2 | 3 | 1 | 1 | 3 | 0 | 0 | 0 | 0 | 0 | 0 | 0 | 0 | 0 | 0 | 0 | 0 | 0 | 0 | 0 | 0 | 0 | 0 | 0 | 0 | 0 | 0 | 0 | 0 | 0 | 0 | 0 | 0 | 0 | 0 | 0 | 0 | 0 | 0
SDGE | Vineyard | 69 | 2 | 1 | 2 | 0 | 1 | 3 | 1 | 2 | 3 | 1 | 3 | 2 | 3 | 1 | 1 | 3 | 0 | 0 | 0 | 0 | 0 | 0 | 0 | 0 | 0 | 0 | 0 | 0 | 0 | 0 | 0 | 0 | 0 | 0 | 0 | 0 | 0 | 0 | 0 | 0 | 0 | 0 | 0 | 0 | 0 | 0 | 0 | 0 | 0 | 0
SCE Eastern | Vista (SCE) | 230 | 1 | 1 | 2 | 0 | 1 | 1 | 3 | 1 | 3 | 1 | 3 | 2 | 3 | 1 | 4 | 1 | 0 | 2.6 | 0 | 0 | 0 | 0 | 0 | 0 | 0 | 0 | 0 | 200 | 0 | 0 | 1 | 2.6 | 200 | 0 | 2.6 | 0 | 0 | 0 | 0 | 0 | 0 | 0 | 0 | 0 | 200 | 0 | 0 | 1 | 2.6 | 200
EOP | Vista (VEA) | 138 | 2 | 2 | 4 | 0 | 1 | 3 | 1 | 2 | 1 | 2 | 1 | 4 | 3 | 1 | 1 | 3 | 0 | 0 | 0 | 0 | 0 | 0 | 0 | 0 | 0 | 0 | 0 | 0 | 0 | 0 | 0 | 0 | 0 | 0 | 0 | 0 | 0 | 0 | 0 | 0 | 0 | 0 | 0 | 0 | 0 | 0 | 0 | 0 | 0 | 0
EOP | Vista (VEA) | 230 | 2 | 2 | 4 | 0 | 1 | 3 | 1 | 2 | 1 | 2 | 1 | 4 | 3 | 1 | 1 | 3 | 0 | 0 | 0 | 0 | 0 | 0 | 0 | 0 | 0 | 0 | 0 | 0 | 0 | 0 | 0 | 0 | 0 | 0 | 0 | 0 | 0 | 0 | 0 | 0 | 0 | 0 | 50 | 150 | 0 | 40 | 0 | 1 | 200 | 40
PG&E FRESNO | Wahtoke | 115 | 1 | 1 | 3 | 0 | 2 | 1 | 3 | 1 | 3 | 1 | 2 | 3 | 1 | 2 | 4 | 1 | 0 | 0 | 0 | 0 | 0 | 0 | 0 | 0 | 0 | 0 | 0 | 0 | 0 | 0 | 0 | 0 | 0 | 0 | 0 | 0 | 0 | 0 | 0 | 0 | 0 | 0 | 0 | 0 | 0 | 0 | 0 | 0 | 0 | 0
SCE Northern | Wakefield | 66 | 2 | 1 | 4 | 0 | 1 | 3 | 1 | 2 | 3 | 1 | 1 | 4 | 3 | 1 | 1 | 3 | 0 | 0 | 0 | 0 | 0 | 0 | 0 | 0 | 0 | 0 | 0 | 15 | 0 | 0 | 1 | 0 | 15 | 0 | 0 | 0 | 0 | 0 | 0 | 0 | 0 | 0 | 0 | 0 | 15 | 0 | 0 | 1 | 0 | 15
SCE Metro | Walnut | 230 | 1 | 1 | 1 | 0 | 1 | 1 | 3 | 1 | 3 | 1 | 4 | 1 | 3 | 1 | 4 | 1 | 0 | 0 | 0 | 0 | 0 | 0 | 0 | 0 | 0 | 0 | 0 | 400 | 0 | 0 | 1 | 0 | 400 | 0 | 0 | 0 | 0 | 0 | 0 | 0 | 0 | 0 | 0 | 0 | 400 | 50 | 0 | 1 | 0 | 450
SCE Northern | Warne | 230 | 1 | 1 | 4 | 1 | 1 | 3 | 3 | 1 | 3 | 1 | 1 | 4 | 3 | 1 | 1 | 3 | 0 | 0 | 0 | 0 | 0 | 0 | 0 | 0 | 0 | 0 | 0 | 0 | 0 | 0 | 0 | 0 | 0 | 0 | 0 | 0 | 0 | 0 | 0 | 0 | 0 | 0 | 0 | 0 | 0 | 0 | 0 | 0 | 0 | 0
PG&E GBA | Warnerville | 230 | 1 | 1 | 2 | 1 | 2 | 2 | 3 | 1 | 3 | 1 | 3 | 3 | 1 | 2 | 3 | 2 | 0 | 0 | 0 | 0 | 0 | 0 | 0 | 0 | 0 | 0 | 0 | 0 | 0 | 0 | 0 | 0 | 0 | 0 | 0 | 0 | 0 | 0 | 0 | 0 | 0 | 0 | 0 | 0 | 0 | 0 | 0 | 0 | 0 | 0
PG&E FRESNO | Waukena | 115 | 1 | 1 | 3 | 1 | 2 | 1 | 3 | 1 | 3 | 1 | 2 | 4 | 1 | 2 | 4 | 1 | 0 | 0 | 0 | 0 | 0 | 0 | 0 | 0 | 0 | 0 | 0 | 0 | 0 | 0 | 0 | 0 | 0 | 0 | 0 | 0 | 0 | 0 | 0 | 0 | 0 | 0 | 0 | 0 | 0 | 0 | 0 | 0 | 0 | 0
PG&E GBA | Weber | 230 | 1 | 1 | 2 | 1 | 2 | 1 | 3 | 1 | 3 | 1 | 3 | 3 | 1 | 2 | 4 | 1 | 0 | 0 | 0 | 0 | 0 | 0 | 0 | 0 | 0 | 0 | 0 | 0 | 0 | 0 | 0 | 0 | 0 | 0 | 0 | 0 | 0 | 0 | 0 | 0 | 0 | 0 | 0 | 0 | 0 | 0 | 0 | 0 | 0 | 0
PG&E GBA | Weber | 60 | 1 | 1 | 2 | 1 | 2 | 1 | 3 | 1 | 3 | 1 | 3 | 3 | 1 | 2 | 4 | 1 | 0 | 0 | 0 | 0 | 0 | 0 | 0 | 0 | 4 | 0 | 0 | 20 | 0 | 0 | 1 | 4 | 20 | 0 | 0 | 0 | 0 | 0 | 0 | 0 | 0 | 4 | 0 | 0 | 20 | 0 | 0 | 1 | 4 | 20
PG&E FRESNO | West Fresno | 115 | 1 | 1 | 2 | 0 | 2 | 1 | 3 | 1 | 3 | 1 | 3 | 2 | 1 | 2 | 4 | 1 | 0 | 0 | 0 | 0 | 0 | 0 | 0 | 0 | 0 | 0 | 0 | 0 | 0 | 0 | 0 | 0 | 0 | 0 | 0 | 0 | 0 | 0 | 0 | 0 | 0 | 0 | 0 | 0 | 0 | 0 | 0 | 0 | 0 | 0
PG&E FRESNO | Westley | 230 | 1 | 1 | 4 | 0 | 2 | 1 | 3 | 1 | 3 | 1 | 1 | 4 | 1 | 2 | 4 | 1 | 0 | 0 | 0 | 0 | 0 | 0 | 0 | 0 | 0 | 0 | 0 | 0 | 0 | 0 | 0 | 0 | 0 | 0 | 0 | 0 | 0 | 0 | 0 | 0 | 0 | 0 | 0 | 0 | 0 | 0 | 0 | 0 | 0 | 0
PG&E KERN | Westpark | 115 | 1 | 1 | 2 | 1 | 1 | 1 | 3 | 1 | 3 | 1 | 3 | 3 | 3 | 1 | 4 | 1 | 0 | 0 | 0 | 0 | 0 | 0 | 0 | 0 | 0 | 0 | 0 | 0 | 0 | 0 | 0 | 0 | 0 | 0 | 0 | 0 | 0 | 0 | 0 | 0 | 0 | 0 | 0 | 0 | 0 | 0 | 0 | 0 | 0 | 0
PG&E KERN | Wheeler Ridge | 230 | 1 | 1 | 4 | 0 | 1 | 1 | 3 | 1 | 3 | 1 | 1 | 4 | 3 | 1 | 4 | 1 | 0 | 0 | 0 | 0 | 0 | 0 | 0 | 0 | 0 | 200 | 0 | 0 | 0 | 0 | 1 | 200 | 0 | 0 | 0 | 0 | 0 | 0 | 0 | 0 | 0 | 0 | 200 | 300 | 0 | 100 | 0 | 1 | 500 | 100
PG&E KERN | Wheeler Ridge | 115 | 1 | 1 | 4 | 0 | 1 | 1 | 3 | 1 | 3 | 1 | 1 | 4 | 3 | 1 | 4 | 1 | 0 | 0 | 0 | 0 | 0 | 0 | 0 | 0 | 0 | 0 | 0 | 0 | 0 | 0 | 0 | 0 | 0 | 0 | 0 | 0 | 0 | 0 | 0 | 0 | 0 | 0 | 0 | 0 | 0 | 0 | 0 | 0 | 0 | 0
PG&E KERN | Wheeler Ridge | 70 | 1 | 1 | 4 | 0 | 1 | 1 | 3 | 1 | 3 | 1 | 1 | 4 | 3 | 1 | 4 | 1 | 0 | 0 | 0 | 0 | 0 | 0 | 0 | 0 | 0 | 0 | 0 | 92 | 0 | 0 | 1 | 0 | 92 | 0 | 0 | 0 | 0 | 0 | 0 | 0 | 0 | 0 | 0 | 0 | 92 | 0 | 0 | 1 | 0 | 92
SCE Northern | Whirlwind | 230 | 2 | 1 | 4 | 0 | 1 | 3 | 1 | 2 | 3 | 1 | 1 | 4 | 3 | 1 | 1 | 3 | 0 | 0 | 300 | 0 | 0 | 0 | 0 | 0 | 0 | 218 | 188 | 837 | 454 | 900 | 1 | 706 | 2191 | 0 | 0 | 300 | 0 | 0 | 0 | 0 | 0 | 0 | 318 | 588 | 837 | 604 | 900 | 1 | 1206 | 2341
SCE Northern | Whirlwind | 500 | 2 | 1 | 4 | 0 | 1 | 3 | 1 | 2 | 3 | 1 | 1 | 4 | 3 | 1 | 1 | 3 | 0 | 0 | 0 | 0 | 0 | 0 | 0 | 0 | 0 | 0 | 0 | 0 | 0 | 0 | 0 | 0 | 0 | 0 | 0 | 0 | 0 | 0 | 0 | 0 | 0 | 0 | 0 | 0 | 0 | 0 | 0 | 0 | 0 | 0
PG&E GBA | Whisman | 115 | 2 | 1 | 2 | 0 | 2 | 2 | 1 | 2 | 3 | 1 | 3 | 2 | 1 | 2 | 3 | 2 | 0 | 0 | 0 | 0 | 0 | 0 | 0 | 0 | 0 | 0 | 0 | 0 | 0 | 0 | 0 | 0 | 0 | 0 | 0 | 0 | 0 | 0 | 0 | 0 | 0 | 0 | 0 | 0 | 0 | 0 | 0 | 0 | 0 | 0
SCE Eastern | Wildlife | 230 | 1 | 1 | 1 | 0 | 1 | 1 | 3 | 1 | 3 | 1 | 4 | 1 | 3 | 1 | 4 | 1 | 0 | 0 | 0 | 0 | 0 | 0 | 0 | 0 | 0 | 0 | 0 | 0 | 0 | 0 | 0 | 0 | 0 | 0 | 0 | 0 | 0 | 0 | 0 | 0 | 0 | 0 | 0 | 0 | 0 | 0 | 0 | 0 | 0 | 0
PG&E FRESNO | Wilson | 115 | 1 | 1 | 4 | 1 | 2 | 1 | 3 | 1 | 3 | 1 | 1 | 4 | 1 | 2 | 4 | 1 | 0 | 0 | 0 | 0 | 0 | 0 | 0 | 0 | 0 | 0 | 0 | 0 | 0 | 0 | 0 | 0 | 0 | 0 | 0 | 0 | 0 | 0 | 0 | 0 | 0 | 0 | 0 | 0 | 0 | 25 | 0 | 1 | 0 | 25
PG&E FRESNO | Wilson | 230 | 1 | 1 | 4 | 1 | 2 | 1 | 3 | 1 | 3 | 1 | 1 | 4 | 1 | 2 | 4 | 1 | 0 | 0 | 150 | 50 | 0 | 0 | 0 | 0 | 0 | 0 | 0 | 0 | 0 | 0 | 1 | 200 | 0 | 0 | 0 | 150 | 50 | 0 | 0 | 0 | 0 | 0 | 0 | 0 | 0 | 0 | 0 | 1 | 200 | 0
SCE Northern | Windhub | 230 | 2 | 1 | 4 | 0 | 1 | 2 | 1 | 2 | 3 | 1 | 1 | 4 | 3 | 1 | 3 | 2 | 0 | 0 | 174 | 0 | 0 | 0 | 0 | 0 | 0 | 0 | 1020 | 1000 | 0 | 0 | 1 | 1194 | 1000 | 0 | 0 | 174 | 0 | 0 | 0 | 0 | 0 | 0 | 130 | 1220 | 1000 | 20 | 0 | 1 | 1524 | 1020
SCE Northern | Windhub | 500 | 2 | 1 | 4 | 0 | 1 | 2 | 1 | 2 | 3 | 1 | 1 | 4 | 3 | 1 | 3 | 2 | 0 | 0 | 0 | 0 | 0 | 0 | 0 | 0 | 0 | 652.5 | 0 | 15 | 0 | 0 | 1 | 652.5 | 15 | 0 | 0 | 0 | 0 | 0 | 0 | 0 | 0 | 0 | 878.5 | 200 | 15 | 30 | 0 | 1 | 1078.5 | 45
PG&E GBA | Windmaster | 230 | 2 | 1 | 2 | 0 | 1 | 2 | 1 | 2 | 3 | 1 | 3 | 2 | 3 | 1 | 3 | 2 | 0 | 0 | 0 | 0 | 0 | 0 | 0 | 0 | 0 | 0 | 0 | 0 | 0 | 0 | 0 | 0 | 0 | 0 | 0 | 0 | 0 | 0 | 0 | 0 | 0 | 0 | 0 | 0 | 0 | 0 | 0 | 0 | 0 | 0
PG&E NGBA | Windsor | 60 | 1 | 1 | 2 | 0 | 1 | 2 | 3 | 1 | 3 | 1 | 3 | 2 | 3 | 1 | 3 | 2 | 0 | 0 | 0 | 0 | 0 | 0 | 0 | 0 | 0 | 0 | 0 | 0 | 0 | 0 | 0 | 0 | 0 | 0 | 0 | 0 | 0 | 0 | 0 | 0 | 0 | 0 | 0 | 0 | 0 | 0 | 0 | 0 | 0 | 0
PG&E NGBA | Woodland | 115 | 2 | 1 | 4 | 1 | 2 | 3 | 1 | 2 | 3 | 1 | 1 | 4 | 1 | 2 | 1 | 3 | 0 | 0 | 0 | 0 | 0 | 0 | 0 | 0 | 0 | 0 | 12 | 0 | 0 | 0 | 1 | 12 | 0 | 0 | 0 | 0 | 0 | 0 | 0 | 0 | 0 | 0 | 0 | 12 | 0 | 0 | 0 | 1 | 12 | 0
PG&E FRESNO | Woodward | 115 | 1 | 1 | 2 | 0 | 2 | 2 | 3 | 1 | 3 | 1 | 3 | 2 | 1 | 2 | 3 | 2 | 0 | 0 | 0 | 0 | 0 | 0 | 0 | 0 | 0 | 0 | 0 | 0 | 0 | 0 | 0 | 0 | 0 | 0 | 0 | 0 | 0 | 0 | 0 | 0 | 0 | 0 | 0 | 0 | 0 | 0 | 0 | 0 | 0 | 0
PG&E NGBA | Wyandotte | 115 | 2 | 1 | 2 | 0 | 2 | 2 | 1 | 2 | 3 | 1 | 3 | 2 | 1 | 2 | 3 | 2 | 0 | 10 | 0 | 0 | 0 | 0 | 0 | 0 | 3.6 | 0 | 0 | 0 | 0 | 0 | 1 | 13.6 | 0 | 0 | 10 | 0 | 0 | 0 | 0 | 0 | 0 | 3.6 | 0 | 0 | 0 | 0 | 0 | 1 | 13.6 | 0

## CI_Criteria_README
6. Alignment with Commercial Development Interest
Criteria Purpose | To the extent possible, busbar allocations should reflect the planned procurement indicated in LSEs' plans and the level of commercial interest (CI) in the CAISO and other relevant interconnection queues including queues from other Balancing Area Authorities and participating transmission operators, as well as projects in advanced stages of development that may not be reflected in the interconnection queues identified through working group communications.
In-Development Resources | For the proposed 25-26 TPP portfolio, staff mapped resources to align with in-development resources, which are resources contracted by LSEs or identified as under construction by PTOs but are not in the current modeling baseline. These resources are summarized by substation in "Res_by_Sub" tabs under the first set of resource type columns with the header "In-Development, Contracted, or Online and not in baseline." A detailed list of these resources can be found the separate " BaselineReconcilation_25-26TPP_Initial.xlsx" file posted with the Dashboard appendices.
Commercial Interest Ranking | After in-development resources, resources with an Executed Interconnection Agreement or Transmission Plan Deliverability have the highest alignment priority. Proposed resources that have completed Phase 2 of cluster studies have the next priority. Combined these represent "higher confidence" commercial interest. Resources in Phase 1 for CAISO or that have not completed any interconnection studies by their respective balancing area authority or transmission owner are weighted as “lower confidence” commercial interest are weighted as "lower confidence" commercial interest.
Commercial Interest Sources | Analysis incorporates resources from the CAISO interconnection queue (including the Cluster 15 applications), the SCE, PG&E, and SDG&E wholesale distribution tariff queues, and additional out-of-CAISO queues for key resources such as geothermal and wind including NVEP, IID, Pacifi-corp, and IPP queues. Date queues were pulled are shown for each queue source in the supporting tabs show below. For the PD, Working Group staff updated the CAISO interconnection queue to a more recent version than used in the initial mapping.
Queue Analysis | For the CAISO interconnection queue and the SCE and PG&E WDT queues, staff sought to subtract resources already in the baseline, contracted, or online to better identify new potential resources. Separate workbooks for this analysis is included in the Dashboard appendices.
Commercial Analysis Tabs | The Commercial Analysis tabs for 2035 and 2040 show comparisons of the mapped generic resources by substations to the commercial interest meeting the various confidence criteria (Executed IA, Completed Phase II, and all commercial interest) used to establish the criteria alignment flags and the criteria alignment flags by resource type at each substation. The tabs also include the MWs of interest included in the 12/5/2023 CAISO briefing on resources available for near-term interconnection.
Criteria Definition | See pages 36 of the Busbar Mapping Methodology document (see README tab) for detail on criteria alignment levels for Commercial Development Interest which were bifurcated into two categories 1) mapped resources that are significantly less than commercial interest and 2) mapped resources that exceed commercial interest.
Criteria Alignment Levels
Level | Less Commercial Interest than MWs Mapped |  | Level | More Commercial Interest than MWs Mapped
1 | MWs mapped aligns with Executed IA and TPD CI |  | 1+ | Total CI is significantly greater than mapped MWs (500 MW or 33%)
2- | Executed IA or TPD CI is less than mapped MWs (100 MW or 10%) |  | 2+ | Higher Confidence CI is greater (100 MW or 10%)
3- | Higher Confidence CI is less (100 MW or 10%) |  | 3+ | Executed IA or TPD CI is greater (100 MW or 10%)
4- | Total CI is less (100 MW or 10%) |  | 4+ | Executed IA or TPD CI is significantly greater (500 MW or 33%)
5- | Total CI is significantly less (500 MW or 33%) or zero |  | 5+ | Identified In-Development resources are greater
Tabs for Analysis
CIAnalysis_Summary_byArea |  | Summaryof mapped portfolio's alignment with commercial development interest by CAISO study area
CIAnalysis_Alignment_Summary |  | Summary of number of substations by resource type and study area that have commercial interest alignment flags
CI_Analysis_2035 |  | Commercial development interest analysis for 2035 model year
CI_Analysis_2040 |  | Commercial development interest analysis for 2040 model year
CAISO_Queue_bySub |  | Summary by substation and CI confidence level for CAISO interconnection queue resources not identified as online or in-development or in baseline
SelectPTOs-Queue_bySub |  | Summary by substation and CI confidence level for PG&E, SDG&E, and SCE WDT queue resources not identified as online or in-development or in baseline
Out-of-CAISO_QueueInfo |  | Summary by substation (both out-of-CAISO sub and assumed CAISO intertie) of key resources from IID, NVEP, and Pacificorp interconnection queues
In_Dev_Resources |  | Summary by substation of identified in-development, contracted, and online resources not in IRP modeling baseline

## CIAnalysis_Summary_byArea
The tables below summarize the mapping results for both 2035 and 2040 compared to the identified commercial interest by CAISO study area. The comparison includes the amount of commercial interest with TPD and higher and lower confidence categories.
|  | Mapped Portfolio |  | Commercial Queue Interest |  |  |  | Mapped Portfolio |  | Commercial Queue Interest
| PG&E North of Greater Bay | Generic (2035) | Generic (2040) | TPD | Higher Confidence | All Queue Interest | PG&E Greater Bay | Generic (2035) | Generic (2040) | TPD | Higher Confidence | All Queue Interest
| Geothermal (MW) | 340.5 | 340.5 | 28 | 37.435 | 37.435 | Geothermal (MW) | 0 | 0 | 0 | 0 | 0 | Geothermal | FCDS | PG&E NGBA | PG&E GBA
| Biomass (MW) | 105.55 | 105.55 | 0 | 10 | 34.88 | Biomass (MW) | 8.85 | 8.85 | 0 | 0.577 | 5.427 | Biomass | FCDS | PG&E NGBA | PG&E GBA
| OnshoreWind (MW) | 1339.6 | 1470.8 | 200 | 206 | 1352.2 | OnshoreWind (MW) | 922.75 | 922.75 | 160.8 | 881.75 | 1384.55 | Wind | Total | PG&E NGBA | PG&E GBA
| OOS Wind (MW) | 0 | 0 | 0 | 0 | 0 | OOS Wind (MW) | 0 | 1707 | 0 | 0 | 0 | OOS Wind | Total | PG&E NGBA | PG&E GBA
| Offshore Wind (MW) | 2680 | 2680 | 0 | 161.925 | 2461.925 | Offshore Wind (MW) | 0 | 0 | 750 | 1525.172 | 1525.172 | Offshore Wind | Total | PG&E NGBA | PG&E GBA
| Distrib. Solar (MW) | 24.8 | 24.8 | 0 | 57.5394 | 155.9024 | Distrib. Solar (MW) | 33.3 | 33.3 | 0 | 107.7786 | 256.6553 | Distributed Solar | EODS | PG&E NGBA | PG&E GBA
| Solar (MW) | 280 | 1099.4 | 24.5 | 1009.7646 | 7220.2006 | Solar (MW) | 0 | 650 | 0 | 1085.543 | 4277.453 | Solar | Total | PG&E NGBA | PG&E GBA
| Battery (MW) | 95 | 280.1 | 269.9 | 4987.9715 | 15530.5695 | Battery (MW) | 261.075 | 1318.275 | 5977.124 | 11019.0797 | 28763.3317 | Battery | Total | PG&E NGBA | PG&E GBA
| LDES (MW) | 385 | 385 | 0 | 0 | 482.4 | LDES (MW) | 446 | 446 | 0 | 0 | 500 | LDES | FCDS | PG&E NGBA | PG&E GBA
| Total (MW) | 5250.45 | 6386.15 | 522.4 | 6470.6356 | 27275.5126 | Total (MW) | 1671.975 | 5086.175 | 6887.924 | 14619.9003 | 36712.5891
|  | Mapped Portfolio |  | Commercial Queue Interest |  |  |  | Mapped Portfolio |  | Commercial Queue Interest
| PG&E Fresno | Generic (2035) | Generic (2040) | TPD | Higher Confidence | All Queue Interest | PG&E Kern | Generic (2035) | Generic (2040) | TPD | Higher Confidence | All Queue Interest
| Geothermal (MW) | 0 | 0 | 0 | 0 | 0 | Geothermal (MW) | 0 | 0 | 0 | 0 | 0 | Geothermal | FCDS | PG&E FRESNO | PG&E KERN
| Biomass (MW) | 7.5 | 7.5 | 0 | 11.55 | 11.55 | Biomass (MW) | 23.3 | 23.3 | 0 | 5.5 | 20.276 | Biomass | FCDS | PG&E FRESNO | PG&E KERN
| OnshoreWind (MW) | 310 | 310 | 0 | 3.6 | 203.6 | OnshoreWind (MW) | 113.07 | 113.07 | 0 | 0 | 0 | Wind | Total | PG&E FRESNO | PG&E KERN
| OOS Wind (MW) | 0 | 0 | 0 | 0 | 0 | OOS Wind (MW) | 0 | 0 | 0 | 0 | 0 | OOS Wind | Total | PG&E FRESNO | PG&E KERN
| Offshore Wind (MW) | 0 | 0 | 0 | 0 | 0 | Offshore Wind (MW) | 4875 | 4875 | 2500 | 4366.062 | 7726.062 | Offshore Wind | Total | PG&E FRESNO | PG&E KERN
| Distrib. Solar (MW) | 28.75 | 28.75 | 0 | 87.9564 | 148.2704 | Distrib. Solar (MW) | 31.55 | 31.55 | 0 | 131.2363 | 285.8333 | Distributed Solar | EODS | PG&E FRESNO | PG&E KERN
| Solar (MW) | 1736.5 | 8097 | 145.9067 | 6354.0633 | 32960.8164 | Solar (MW) | 1404 | 3609 | 245.8433 | 4304.7219 | 15731.3109 | Solar | Total | PG&E FRESNO | PG&E KERN
| Battery (MW) | 0 | 1620 | 5451.45 | 8209.9683 | 46646.7122 | Battery (MW) | 0 | 990 | 2195.575 | 6380.3872 | 21632.3234 | Battery | Total | PG&E FRESNO | PG&E KERN
| LDES (MW) | 440 | 440 | 0 | 0 | 119 | LDES (MW) | 0 | 0 | 464.9 | 520 | 520 | LDES | FCDS | PG&E FRESNO | PG&E KERN
| Total (MW) | 2522.75 | 10503.25 | 5597.3567 | 14667.138 | 80089.949 | Total (MW) | 6446.92 | 9641.92 | 5406.3183 | 15707.9074 | 45915.8057
|  | Mapped Portfolio |  | Commercial Queue Interest |  |  |  | Mapped Portfolio |  | Commercial Queue Interest
| SCE Northern Area | Generic (2035) | Generic (2040) | TPD | Higher Confidence | All Queue Interest | SCE Metro | Generic (2035) | Generic (2040) | TPD | Higher Confidence | All Queue Interest
| Geothermal (MW) | 0 | 0 | 0 | 0 | 0 | Geothermal (MW) | 23 | 23 | 0 | 0 | 80 | Geothermal | FCDS | SCE Northern | SCE Metro
| Biomass (MW) | 0 | 0 | 0 | 0 | 0 | Biomass (MW) | 0 | 0 | 0 | 0 | 0 | Biomass | FCDS | SCE Northern | SCE Metro
| OnshoreWind (MW) | 674 | 674 | 100 | 100 | 229.2 | OnshoreWind (MW) | 0 | 0 | 0 | 0 | 0 | Wind | Total | SCE Northern | SCE Metro
| OOS Wind (MW) | 0 | 0 | 0 | 0 | 0 | OOS Wind (MW) | 0 | 1750 | 0 | 0 | 0 | OOS Wind | Total | SCE Northern | SCE Metro
| Offshore Wind (MW) | 0 | 0 | 0 | 0 | 0 | Offshore Wind (MW) | 0 | 0 | 0 | 0 | 0 | Offshore Wind | Total | SCE Northern | SCE Metro
| Distrib. Solar (MW) | 0 | 0 | 0 | 15.49 | 208.122 | Distrib. Solar (MW) | 0 | 0 | 0 | 0 | 0 | Distributed Solar | EODS | SCE Northern | SCE Metro
| Solar (MW) | 749.5 | 3585.5 | 710.4256 | 4551.687 | 11356.8565 | Solar (MW) | 0 | 0 | 0 | 10 | 10 | Solar | Total | SCE Northern | SCE Metro
| Battery (MW) | 0 | 904 | 5724.2272 | 10593.5047 | 28207.4955 | Battery (MW) | 0 | 500 | 3621 | 5779.4082 | 21810.1632 | Battery | Total | SCE Northern | SCE Metro
| LDES (MW) | 700 | 700 | 300 | 312 | 812 | LDES (MW) | 0 | 0 | 0 | 0 | 0 | LDES | FCDS | SCE Northern | SCE Metro
| Total (MW) | 2123.5 | 5863.5 | 6834.6528 | 15572.6817 | 40813.6741 | Total (MW) | 23 | 2273 | 3621 | 5789.4082 | 21900.1632
|  | Mapped Portfolio |  | Commercial Queue Interest |  |  |  | Mapped Portfolio |  | Commercial Queue Interest
| SCE North of Lugo | Generic (2035) | Generic (2040) | TPD | Higher Confidence | All Queue Interest | East of Pisgah | Generic (2035) | Generic (2040) | TPD | Higher Confidence | All Queue Interest
| Geothermal (MW) | 0 | 0 | 0 | 0 | 4.5 | Geothermal (MW) | 678.3 | 678.3 | 0 | 0 | 967.5 | Geothermal | FCDS | SCE NOL | EOP
| Biomass (MW) | 4.2 | 4.2 | 0 | 0 | 2.7 | Biomass (MW) | 0 | 0 | 0 | 0 | 0 | Biomass | FCDS | SCE NOL | EOP
| OnshoreWind (MW) | 362.18 | 362.18 | 0 | 362.18 | 462.18 | OnshoreWind (MW) | 910 | 1094.9 | 65.8196 | 310 | 1418 | Wind | Total | SCE NOL | EOP
| OOS Wind (MW) | 0 | 0 | 0 | 0 | 0 | OOS Wind (MW) | 3955 | 3955 | 0 | 0 | 11477.5 | OOS Wind | Total | SCE NOL | EOP
| Offshore Wind (MW) | 0 | 0 | 0 | 0 | 0 | Offshore Wind (MW) | 0 | 0 | 0 | 0 | 0 | Offshore Wind | Total | SCE NOL | EOP
| Distrib. Solar (MW) | 7.3 | 7.3 | 0 | 37.14 | 229.48 | Distrib. Solar (MW) | 0 | 0 | 0 | 0 | 0 | Distributed Solar | EODS | SCE NOL | EOP
| Solar (MW) | 450 | 804 | 373.72 | 1385.61 | 9500.56 | Solar (MW) | 1394 | 4973 | 741 | 6864.7876 | 21979.7876 | Solar | Total | SCE NOL | EOP
| Battery (MW) | 0 | 180 | 1623.54 | 2604.3537 | 19180.6317 | Battery (MW) | 0 | 1165 | 4224 | 7043.1643 | 27143.441 | Battery | Total | SCE NOL | EOP
| LDES (MW) | 0 | 0 | 0 | 0 | 500 | LDES (MW) | 0 | 0 | 0 | 0 | 500 | LDES | FCDS | SCE NOL | EOP
| Total (MW) | 823.68 | 1357.68 | 1997.26 | 4389.2837 | 29880.0517 | Total (MW) | 6937.3 | 11866.2 | 5030.8196 | 14217.9519 | 63486.2286
|  | Mapped Portfolio |  | Commercial Queue Interest |  |  |  | Mapped Portfolio |  | Commercial Queue Interest
| SCE Eastern | Generic (2035) | Generic (2040) | TPD | Higher Confidence | All Queue Interest | SDG&E | Generic (2035) | Generic (2040) | TPD | Higher Confidence | All Queue Interest
| Geothermal (MW) | 556.5 | 556.5 | 0 | 0 | 671 | Geothermal (MW) | 140 | 140 | 0 | 0 | 83 | Geothermal | FCDS | SCE Eastern | SDGE
| Biomass (MW) | 5.25 | 5.25 | 0 | 0 | 5.278 | Biomass (MW) | 0 | 0 | 0 | 0 | 0 | Biomass | FCDS | SCE Eastern | SDGE
| OnshoreWind (MW) | 267.5 | 267.5 | 0 | 60 | 760.5 | OnshoreWind (MW) | 1515.8 | 1515.8 | 0 | 1516.8 | 2922.6 | Wind | Total | SCE Eastern | SDGE
| OOS Wind (MW) | 1309 | 1343.4 | 0 | 0 | 0 | OOS Wind (MW) | 0 | 0 | 0 | 0 | 0 | OOS Wind | Total | SCE Eastern | SDGE
| Offshore Wind (MW) | 0 | 0 | 0 | 0 | 0 | Offshore Wind (MW) | 0 | 0 | 0 | 0 | 0 | Offshore Wind | Total | SCE Eastern | SDGE
| Distrib. Solar (MW) | 0 | 0 | 0 | 17.97 | 68.089 | Distrib. Solar (MW) | 0 | 14 | 0 | 4.1037 | 21.8137 | Distributed Solar | EODS | SCE Eastern | SDGE
| Solar (MW) | 0 | 2380 | 0 | 9484.1804 | 20239.1704 | Solar (MW) | 367 | 1827.6 | 485 | 3129.3 | 13055.774 | Solar | Total | SCE Eastern | SDGE
| Battery (MW) | 0 | 657 | 4618.76 | 15158.4985 | 36198.9885 | Battery (MW) | 0 | 800 | 2339.32 | 4750.1577 | 25129.5595 | Battery | Total | SCE Eastern | SDGE
| LDES (MW) | 200 | 200 | 500 | 1917 | 1917 | LDES (MW) | 409.2 | 409.2 | 0 | 0 | 500 | LDES | FCDS | SCE Eastern | SDGE
| Total (MW) | 2338.25 | 5409.65 | 5118.76 | 26637.6489 | 59860.0259 | Total (MW) | 2432 | 4706.6 | 2824.32 | 9400.3613 | 41712.7471

## CIAnalysis_Alignment_Summary
The tables below summarize the number of substations with non-alignment flags for commercial interest criteria analysis by CAISO study area and resource type. There are separate tables for 2035 mapping results and 2040 mapping results.
2035 Mapping Results | Geothermal |  |  |  |  | Biomass |  |  |  |  | Onshore Wind |  |  |  |  | OOS Wind |  |  |  |  | Offshore Wind |  |  |  |  | Distributed Solar |  |  |  |  | Solar |  |  |  |  | Battery Storage |  |  |  |  | LDES
| Exceeds Total CI (Flag: 4- or 5-) | Exceeds Higher Confidence CI (Flag: 3-) | More Executed IA or TPD CI (3+ or 4+) | More higher confidence CI (2+) | More total CI (1+) | Exceeds Total CI (Flag: 4- or 5-) | Exceeds Higher Confidence CI (Flag: 3-) | More Executed IA or TPD CI (3+ or 4+) | More higher confidence CI (2+) | More total CI (1+) | Exceeds Total CI (Flag: 4- or 5-) | Exceeds Higher Confidence CI (Flag: 3-) | More Executed IA or TPD CI (3+ or 4+) | More higher confidence CI (2+) | More total CI (1+) | Exceeds Total CI (Flag: 4- or 5-) | Exceeds Higher Confidence CI (Flag: 3-) | More Executed IA or TPD CI (3+ or 4+) | More higher confidence CI (2+) | More total CI (1+) | Exceeds Total CI (Flag: 4- or 5-) | Exceeds Higher Confidence CI (Flag: 3-) | More Executed IA or TPD CI (3+ or 4+) | More higher confidence CI (2+) | More total CI (1+) | Exceeds Total CI (Flag: 4- or 5-) | Exceeds Higher Confidence CI (Flag: 3-) | More Executed IA or TPD CI (3+ or 4+) | More higher confidence CI (2+) | More total CI (1+) | Exceeds Total CI (Flag: 4- or 5-) | Exceeds Higher Confidence CI (Flag: 3-) | More Executed IA or TPD CI (3+ or 4+) | More higher confidence CI (2+) | More total CI (1+) | Exceeds Total CI (Flag: 4- or 5-) | Exceeds Higher Confidence CI (Flag: 3-) | More Executed IA or TPD CI (3+ or 4+) | More higher confidence CI (2+) | More total CI (1+) | Exceeds Total CI (Flag: 4- or 5-) | Exceeds Higher Confidence CI (Flag: 3-) | More Executed IA or TPD CI (3+ or 4+) | More higher confidence CI (2+) | More total CI (1+)
Number of Substations by Area
PG&E North of Greater Bay Study Area | 6 | 0 | 0 | 0 | 0 | 11 | 3 | 0 | 0 | 0 | 1 | 2 | 0 | 0 | 1 | 0 | 0 | 0 | 0 | 0 | 1 | 0 | 0 | 1 | 0 | 0 | 0 | 10 | 0 | 16 | 0 | 0 | 2 | 2 | 10 | 0 | 0 | 11 | 11 | 3 | 0 | 0 | 0 | 0 | 0 | PG&E NGBA
PG&E Greater Bay Study Area | 0 | 0 | 0 | 0 | 0 | 3 | 2 | 0 | 0 | 1 | 2 | 1 | 1 | 0 | 1 | 0 | 0 | 0 | 0 | 0 | 0 | 0 | 1 | 0 | 0 | 0 | 0 | 26 | 0 | 14 | 0 | 0 | 2 | 2 | 12 | 0 | 0 | 31 | 7 | 5 | 0 | 0 | 0 | 0 | 0 | PG&E GBA
PG&E Fresno Study Area | 0 | 0 | 0 | 0 | 0 | 2 | 0 | 4 | 0 | 0 | 1 | 1 | 0 | 0 | 0 | 0 | 0 | 0 | 0 | 0 | 0 | 0 | 0 | 0 | 0 | 0 | 0 | 12 | 0 | 6 | 0 | 1 | 3 | 10 | 16 | 0 | 0 | 21 | 8 | 4 | 0 | 0 | 0 | 0 | 0 | PG&E FRESNO
PG&E Kern Study Area | 0 | 0 | 0 | 0 | 0 | 1 | 3 | 0 | 0 | 0 | 1 | 0 | 0 | 0 | 0 | 0 | 0 | 0 | 0 | 0 | 0 | 1 | 0 | 1 | 2 | 0 | 0 | 19 | 0 | 11 | 0 | 0 | 5 | 3 | 8 | 0 | 0 | 13 | 6 | 3 | 0 | 0 | 0 | 0 | 0 | PG&E KERN
SCE Northern Area | 0 | 0 | 0 | 0 | 0 | 0 | 0 | 0 | 0 | 0 | 3 | 0 | 0 | 0 | 0 | 0 | 0 | 0 | 0 | 0 | 0 | 0 | 0 | 0 | 0 | 0 | 0 | 3 | 0 | 4 | 0 | 0 | 6 | 1 | 3 | 0 | 0 | 13 | 1 | 4 | 0 | 0 | 0 | 0 | 0 | SCE Northern
SCE Metro Study Area | 0 | 1 | 0 | 0 | 0 | 0 | 0 | 0 | 0 | 0 | 0 | 0 | 0 | 0 | 0 | 0 | 0 | 0 | 0 | 0 | 0 | 0 | 0 | 0 | 0 | 0 | 0 | 0 | 0 | 0 | 0 | 0 | 1 | 0 | 0 | 0 | 0 | 15 | 3 | 3 | 0 | 0 | 0 | 0 | 0 | SCE Metro
SCE North of Lugo Study Area | 0 | 0 | 0 | 0 | 1 | 1 | 1 | 0 | 0 | 0 | 0 | 0 | 0 | 0 | 0 | 0 | 0 | 0 | 0 | 0 | 0 | 0 | 0 | 0 | 0 | 0 | 0 | 5 | 0 | 3 | 0 | 0 | 4 | 1 | 7 | 0 | 0 | 10 | 0 | 2 | 0 | 0 | 0 | 0 | 0 | SCE NOL
East of Pisgah Study Area | 2 | 1 | 0 | 0 | 1 | 0 | 0 | 0 | 0 | 0 | 0 | 2 | 0 | 0 | 1 | 0 | 2 | 0 | 0 | 1 | 0 | 0 | 0 | 0 | 0 | 0 | 0 | 0 | 0 | 0 | 0 | 0 | 2 | 4 | 9 | 0 | 0 | 8 | 3 | 4 | 0 | 0 | 0 | 0 | 0 | EOP
SCE Eastern Study Area | 0 | 1 | 0 | 0 | 0 | 0 | 1 | 0 | 0 | 0 | 1 | 0 | 0 | 0 | 2 | 1 | 0 | 0 | 0 | 0 | 0 | 0 | 0 | 0 | 0 | 0 | 0 | 2 | 0 | 3 | 0 | 0 | 5 | 2 | 6 | 0 | 0 | 9 | 3 | 5 | 0 | 0 | 0 | 0 | 0 | SCE Eastern
SDG&E Study Area | 1 | 0 | 0 | 0 | 0 | 0 | 0 | 0 | 0 | 0 | 0 | 0 | 0 | 0 | 1 | 0 | 0 | 0 | 0 | 0 | 0 | 0 | 0 | 0 | 0 | 0 | 0 | 1 | 0 | 4 | 0 | 0 | 4 | 1 | 4 | 0 | 0 | 12 | 3 | 4 | 0 | 0 | 0 | 0 | 0 | SDGE
Total | 9 | 3 | 0 | 0 | 2 | 18 | 10 | 4 | 0 | 1 | 9 | 6 | 1 | 0 | 6 | 1 | 2 | 0 | 0 | 1 | 1 | 1 | 1 | 2 | 2 | 0 | 0 | 78 | 0 | 61 | 0 | 1 | 34 | 26 | 75 | 0 | 0 | 143 | 45 | 37 | 0 | 0 | 0 | 0 | 0
2040 Mapping Results | Geothermal |  |  |  |  | Biomass |  |  |  |  | Onshore Wind |  |  |  |  | OOS Wind |  |  |  |  | Offshore Wind |  |  |  |  | Distributed Solar |  |  |  |  | Solar |  |  |  |  | Battery Storage |  |  |  |  | LDES
| Exceeds Total CI (Flag: 4- or 5-) | Exceeds Higher Confidence CI (Flag: 3-) | More Executed IA or TPD CI (3+ or 4+) | More higher confidence CI (2+) | More total CI (1+) | Exceeds Total CI (Flag: 4- or 5-) | Exceeds Higher Confidence CI (Flag: 3-) | More Executed IA or TPD CI (3+ or 4+) | More higher confidence CI (2+) | More total CI (1+) | Exceeds Total CI (Flag: 4- or 5-) | Exceeds Higher Confidence CI (Flag: 3-) | More Executed IA or TPD CI (3+ or 4+) | More higher confidence CI (2+) | More total CI (1+) | Exceeds Total CI (Flag: 4- or 5-) | Exceeds Higher Confidence CI (Flag: 3-) | More Executed IA or TPD CI (3+ or 4+) | More higher confidence CI (2+) | More total CI (1+) | Exceeds Total CI (Flag: 4- or 5-) | Exceeds Higher Confidence CI (Flag: 3-) | More Executed IA or TPD CI (3+ or 4+) | More higher confidence CI (2+) | More total CI (1+) | Exceeds Total CI (Flag: 4- or 5-) | Exceeds Higher Confidence CI (Flag: 3-) | More Executed IA or TPD CI (3+ or 4+) | More higher confidence CI (2+) | More total CI (1+) | Exceeds Total CI (Flag: 4- or 5-) | Exceeds Higher Confidence CI (Flag: 3-) | More Executed IA or TPD CI (3+ or 4+) | More higher confidence CI (2+) | More total CI (1+) | Exceeds Total CI (Flag: 4- or 5-) | Exceeds Higher Confidence CI (Flag: 3-) | More Executed IA or TPD CI (3+ or 4+) | More higher confidence CI (2+) | More total CI (1+) | Exceeds Total CI (Flag: 4- or 5-) | Exceeds Higher Confidence CI (Flag: 3-) | More Executed IA or TPD CI (3+ or 4+) | More higher confidence CI (2+) | More total CI (1+)
Number of Substations by Area
PG&E North of Greater Bay Study Area | 6 | 0 | 0 | 0 | 0 | 11 | 3 | 0 | 0 | 0 | 1 | 3 | 0 | 0 | 0 | 0 | 0 | 0 | 0 | 0 | 1 | 0 | 0 | 1 | 0 | 0 | 0 | 10 | 0 | 16 | 1 | 2 | 1 | 0 | 9 | 0 | 0 | 10 | 10 | 14 | 0 | 0 | 0 | 0 | 0 | PG&E NGBA
PG&E Greater Bay Study Area | 0 | 0 | 0 | 0 | 0 | 3 | 2 | 0 | 0 | 1 | 2 | 1 | 1 | 0 | 1 | 1 | 0 | 0 | 0 | 0 | 0 | 0 | 1 | 0 | 0 | 0 | 0 | 26 | 0 | 14 | 0 | 2 | 1 | 3 | 10 | 0 | 0 | 31 | 7 | 25 | 0 | 0 | 0 | 0 | 0 | PG&E GBA
PG&E Fresno Study Area | 0 | 0 | 0 | 0 | 0 | 2 | 0 | 4 | 0 | 0 | 1 | 1 | 0 | 0 | 0 | 0 | 0 | 0 | 0 | 0 | 0 | 0 | 0 | 0 | 0 | 0 | 0 | 12 | 0 | 6 | 0 | 12 | 1 | 7 | 9 | 0 | 6 | 21 | 6 | 18 | 0 | 0 | 0 | 0 | 0 | PG&E FRESNO
PG&E Kern Study Area | 0 | 0 | 0 | 0 | 0 | 1 | 3 | 0 | 0 | 0 | 1 | 0 | 0 | 0 | 0 | 0 | 0 | 0 | 0 | 0 | 0 | 1 | 0 | 1 | 2 | 0 | 0 | 19 | 0 | 11 | 0 | 1 | 1 | 3 | 8 | 0 | 0 | 12 | 6 | 19 | 0 | 0 | 0 | 0 | 0 | PG&E KERN
SCE Northern Area | 0 | 0 | 0 | 0 | 0 | 0 | 0 | 0 | 0 | 0 | 3 | 0 | 0 | 0 | 0 | 0 | 0 | 0 | 0 | 0 | 0 | 0 | 0 | 0 | 0 | 0 | 0 | 3 | 0 | 4 | 0 | 2 | 1 | 1 | 2 | 0 | 0 | 12 | 1 | 7 | 0 | 0 | 0 | 0 | 0 | SCE Northern
SCE Metro Study Area | 0 | 1 | 0 | 0 | 0 | 0 | 0 | 0 | 0 | 0 | 0 | 0 | 0 | 0 | 0 | 1 | 0 | 0 | 0 | 0 | 0 | 0 | 0 | 0 | 0 | 0 | 0 | 0 | 0 | 0 | 0 | 0 | 1 | 0 | 0 | 0 | 0 | 15 | 2 | 7 | 0 | 0 | 0 | 0 | 0 | SCE Metro
SCE North of Lugo Study Area | 0 | 0 | 0 | 0 | 1 | 1 | 1 | 0 | 0 | 0 | 0 | 0 | 0 | 0 | 0 | 0 | 0 | 0 | 0 | 0 | 0 | 0 | 0 | 0 | 0 | 0 | 0 | 5 | 0 | 3 | 0 | 0 | 3 | 1 | 8 | 0 | 0 | 10 | 0 | 5 | 0 | 0 | 0 | 0 | 0 | SCE NOL
East of Pisgah Study Area | 2 | 1 | 0 | 0 | 1 | 0 | 0 | 0 | 0 | 0 | 0 | 2 | 0 | 0 | 1 | 0 | 2 | 0 | 0 | 1 | 0 | 0 | 0 | 0 | 0 | 0 | 0 | 0 | 0 | 0 | 0 | 2 | 0 | 0 | 8 | 0 | 0 | 7 | 1 | 9 | 0 | 0 | 0 | 0 | 0 | EOP
SCE Eastern Study Area | 0 | 1 | 0 | 0 | 0 | 0 | 1 | 0 | 0 | 0 | 1 | 0 | 0 | 0 | 2 | 1 | 0 | 0 | 0 | 0 | 0 | 0 | 0 | 0 | 0 | 0 | 0 | 2 | 0 | 3 | 0 | 0 | 3 | 2 | 6 | 0 | 0 | 9 | 3 | 8 | 0 | 0 | 0 | 0 | 0 | SCE Eastern
SDG&E Study Area | 1 | 0 | 0 | 0 | 0 | 0 | 0 | 0 | 0 | 0 | 0 | 0 | 0 | 0 | 1 | 0 | 0 | 0 | 0 | 0 | 0 | 0 | 0 | 0 | 0 | 0 | 2 | 1 | 0 | 2 | 0 | 0 | 2 | 2 | 4 | 0 | 0 | 11 | 3 | 32 | 0 | 0 | 0 | 0 | 0 | SDGE
Total | 9 | 3 | 0 | 0 | 2 | 18 | 10 | 4 | 0 | 1 | 9 | 7 | 1 | 0 | 5 | 3 | 2 | 0 | 0 | 1 | 1 | 1 | 1 | 2 | 2 | 0 | 2 | 78 | 0 | 59 | 1 | 21 | 14 | 19 | 64 | 0 | 6 | 138 | 39 | 144 | 0 | 0 | 0 | 0 | 0

## CI_Analysis_2035
Commercial criteria alignment analysis for the 2035 portfolio. Tab shows mapped generic resources by substation compared to commercial interest resources by the three confidence categories (Executed IA, Phase II complete, or all projects, which includes Cluster 15 application projects). Columns FQ through FY show the mapped resources alignment with the commercial interest criteria by resource type. Tab also shows comparison to projects identified as Available for Near-term Interconnection. | [86 empty] | MW | Percentage | Flag |  |  | MW | Percentage | Flag
[23 empty] | Available for Near-term Interconnection | [36 empty] | Executed Interconnection Agreement | [24 empty] | Less |  | 100 | 10% | 1 | More |  | -100 | -10% | -1 |  |  | Phase II Study Complete | [36 empty] | All Queue Projects (including Cluster 15 applicant projects)
|  |  | Mapped Generic Resources | [20 empty] | MW amount of resources Availale for Near-term Interconenction | [17 empty] | Flags for Near-term Interconnection Amounts | [18 empty] | MW amount of resources with executed interconnection agreements | [17 empty] | Differences for Executed Interconnection Agreement Amounts | [5 empty] | Signifcantly Less |  | 500 | 33% | 2 | Significantly More |  | -500 | -33% | -2 |  |  |  | MW amount of resources with Phase II Study Complete | [17 empty] | Difference for Phase II Study Complete Amounts | [18 empty] | MW amount of resources Queue | [17 empty] | Difference for Queue Amounts | [17 empty] | Criteria Alignment Level by Resource
|  |  | Geothermal | Biomass | Wind | Wind | Wind | OOS Wind | OOS Wind | OOS Wind | Offshore Wind | Offshore Wind | Offshore Wind | Distributed Solar | Solar | Solar | Solar | Battery_4hr | Battery_8hr | Battery | LDES | Has |  | Geothermal | Geothermal | Biomass | Biomass | Wind | Wind | OOS Wind | OOS Wind | Offshore Wind | Offshore Wind | Distributed Solar | Solar | Solar | Battery | Battery | LDES | LDES | Has | Geothermal | Geothermal | Biomass | Biomass | Wind | Wind | OOS Wind | OOS Wind | Offshore Wind | Offshore Wind | Distributed Solar | Solar | Solar | Battery | Battery | LDES | LDES | Has |  | Geothermal | Geothermal | Biomass | Biomass | Wind | Wind | OOS Wind | OOS Wind | Offshore Wind | Offshore Wind | Distributed Solar | Solar | Solar | Battery | Battery | LDES | LDES | Has | Geothermal | Geothermal | Biomass | Biomass | Wind | Wind | OOS Wind | OOS Wind | Offshore Wind | Offshore Wind | Distributed Solar | Solar | Solar | Battery | Battery | LDES | LDES | Has |  | Geothermal | Geothermal | Biomass | Biomass | Wind | Wind | OOS Wind | OOS Wind | Offshore Wind | Offshore Wind | Distributed Solar | Solar | Solar | Battery | Battery | LDES | LDES | Has | Geothermal | Geothermal | Biomass | Biomass | Wind | Wind | OOS Wind | OOS Wind | Offshore Wind | Offshore Wind | Distributed Solar | Solar | Solar | Battery | Battery | LDES | LDES | Has |  | Geothermal | Geothermal | Biomass | Biomass | Wind | Wind | OOS Wind | OOS Wind | Offshore Wind | Offshore Wind | Distributed Solar | Solar | Solar | Battery | Battery | LDES | LDES | Has | Geothermal | Geothermal | Biomass | Biomass | Wind | Wind | OOS Wind | OOS Wind | Offshore Wind | Offshore Wind | Distributed Solar | Solar | Solar | Battery | Battery | LDES | LDES | Has |  | Geothermal | Biomass | Wind | OOS Wind | Offshore Wind | Distributed Solar | Solar | Li_Battery | LDES | Has Non-
CAISO Study Area | Substation | Voltage | FCDS | FCDS | FCDS | EODS | Total | FCDS | EODS | Total | FCDS | EODS | Total | EODS | FCDS | EODS | Total | FCDS | FCDS | Total | FCDS | Res |  | FCDS (TPD) | Total | FCDS (TPD) | Total | FCDS (TPD) | Total | FCDS (TPD) | Total | FCDS (TPD) | Total | Total | FCDS (TPD) | Total | FCDS (TPD) | Total | FCDS (TPD) | Total | Res | FCDS (TPD) | Total | FCDS (TPD) | Total | FCDS (TPD) | Total | FCDS (TPD) | Total | FCDS (TPD) | Total | Total | FCDS (TPD) | Total | FCDS (TPD) | Total | FCDS (TPD) | Total | Flag |  | FCDS (TPD) | Total | FCDS (TPD) | Total | FCDS (TPD) | Total | FCDS (TPD) | Total | FCDS (TPD) | Total | Total | FCDS (TPD) | Total | FCDS (TPD) | Total | FCDS (TPD) | Total | Res | FCDS (TPD) | Total | FCDS (TPD) | Total | FCDS (TPD) | Total | FCDS (TPD) | Total | FCDS (TPD) | Total | Total | FCDS (TPD) | Total | FCDS (TPD) | Total | FCDS (TPD) | Total | Flag |  | FCDS (TPD) | Total | FCDS (TPD) | Total | FCDS (TPD) | Total | FCDS (TPD) | Total | FCDS (TPD) | Total | Total | FCDS (TPD) | Total | FCDS (TPD) | Total | FCDS (TPD) | Total | Res | FCDS (TPD) | Total | FCDS (TPD) | Total | FCDS (TPD) | Total | FCDS (TPD) | Total | FCDS (TPD) | Total | Total | FCDS (TPD) | Total | FCDS (TPD) | Total | FCDS (TPD) | Total | Flag |  | FCDS (TPD) | Total | FCDS (TPD) | Total | FCDS (TPD) | Total | FCDS (TPD) | Total | FCDS (TPD) | Total | Total | FCDS (TPD) | Total | FCDS (TPD) | Total | FCDS (TPD) | Total | Res | FCDS (TPD) | Total | FCDS (TPD) | Total | FCDS (TPD) | Total | FCDS (TPD) | Total | FCDS (TPD) | Total | Total | FCDS (TPD) | Total | FCDS (TPD) | Total | FCDS (TPD) | Total | Flag |  | Alignment Level | Alignment Level | Alignment Level | Alignment Level | Alignment Level | Alignment Level | Alignment Level | Alignment Level | Alignment Level | Alignment
PG&E KERN | 7th Standard | 115 | 0 | 0 | 0 | 0 | 0 | 0 | 0 | 0 | 0 | 0 | 0 | 0 | 0 | 0 | 0 | 0 | 0 | 0 | 0 | 0 |  | 0 | 0 | 0 | 0 | 0 | 0 | 0 | 0 | 0 | 0 | 0 | 0 | 0 | 0 | 0 | 0 | 0 | 0 | 0 | 0 | 0 | 0 | 0 | 0 | 0 | 0 | 0 | 0 | 0 | 0 | 0 | 0 | 0 | 0 | 0 | 0 |  | 0 | 0 | 0 | 0 | 0 | 0 | 0 | 0 | 0 | 0 | 0 | 0 | 0 | 0 | 0 | 0 | 0 | 0 | 0 | 0 | 0 | 0 | 0 | 0 | 0 | 0 | 0 | 0 | 0 | 0 | 0 | 0 | 0 | 0 | 0 | 0 |  | 0 | 0 | 0 | 0 | 0 | 0 | 0 | 0 | 0 | 0 | 0 | 0 | 0 | 0 | 92.07 | 0 | 0 | 1 | 0 | 0 | 0 | 0 | 0 | 0 | 0 | 0 | 0 | 0 | 0 | 0 | 0 | 0 | -2 | 0 | 0 | 1 |  | 0 | 0 | 0 | 0 | 0 | 0 | 0 | 0 | 0 | 0 | 0 | 0 | 0 | 0 | 167.07 | 0 | 0 | 1 | 0 | 0 | 0 | 0 | 0 | 0 | 0 | 0 | 0 | 0 | 0 | 0 | 0 | 0 | -1 | 0 | 0 | 1 |  | 1 | 1 | 1 | 1 | 1 | 1 | 1 | 2+ | 1 | 1
SCE Metro | Alamitos | 230 | 0 | 0 | 0 | 0 | 0 | 0 | 0 | 0 | 0 | 0 | 0 | 0 | 0 | 0 | 0 | 0 | 0 | 0 | 0 | 0 |  | 0 | 0 | 0 | 0 | 0 | 0 | 0 | 0 | 0 | 0 | 0 | 0 | 0 | 0 | 0 | 0 | 0 | 0 | 0 | 0 | 0 | 0 | 0 | 0 | 0 | 0 | 0 | 0 | 0 | 0 | 0 | 0 | 0 | 0 | 0 | 0 |  | 0 | 0 | 0 | 0 | 0 | 0 | 0 | 0 | 0 | 0 | 0 | 0 | 0 | 0 | 0 | 0 | 0 | 0 | 0 | 0 | 0 | 0 | 0 | 0 | 0 | 0 | 0 | 0 | 0 | 0 | 0 | 0 | 0 | 0 | 0 | 0 |  | 0 | 0 | 0 | 0 | 0 | 0 | 0 | 0 | 0 | 0 | 0 | 0 | 0 | 236 | 241.5 | 0 | 0 | 1 | 0 | 0 | 0 | 0 | 0 | 0 | 0 | 0 | 0 | 0 | 0 | 0 | 0 | -2 | -2 | 0 | 0 | 1 |  | 0 | 0 | 0 | 0 | 0 | 0 | 0 | 0 | 0 | 0 | 0 | 0 | 0 | 236 | 241.5 | 0 | 0 | 1 | 0 | 0 | 0 | 0 | 0 | 0 | 0 | 0 | 0 | 0 | 0 | 0 | 0 | -2 | -2 | 0 | 0 | 1 |  | 1 | 1 | 1 | 1 | 1 | 1 | 1 | 4+ | 1 | 1
SCE Eastern | Alberhill | 115 | 0 | 0 | 0 | 0 | 0 | 0 | 0 | 0 | 0 | 0 | 0 | 0 | 0 | 0 | 0 | 0 | 0 | 0 | 0 | 0 |  | 0 | 0 | 0 | 0 | 0 | 0 | 0 | 0 | 0 | 0 | 0 | 0 | 0 | 0 | 0 | 0 | 0 | 0 | 0 | 0 | 0 | 0 | 0 | 0 | 0 | 0 | 0 | 0 | 0 | 0 | 0 | 0 | 0 | 0 | 0 | 0 |  | 0 | 0 | 0 | 0 | 0 | 0 | 0 | 0 | 0 | 0 | 0 | 0 | 0 | 0 | 0 | 0 | 0 | 0 | 0 | 0 | 0 | 0 | 0 | 0 | 0 | 0 | 0 | 0 | 0 | 0 | 0 | 0 | 0 | 0 | 0 | 0 |  | 0 | 0 | 0 | 0 | 0 | 0 | 0 | 0 | 0 | 0 | 0 | 0 | 0 | 0 | 0 | 0 | 0 | 0 | 0 | 0 | 0 | 0 | 0 | 0 | 0 | 0 | 0 | 0 | 0 | 0 | 0 | 0 | 0 | 0 | 0 | 0 |  | 0 | 0 | 0 | 0 | 0 | 0 | 0 | 0 | 0 | 0 | 0 | 0 | 0 | 0 | 1156.621 | 0 | 0 | 1 | 0 | 0 | 0 | 0 | 0 | 0 | 0 | 0 | 0 | 0 | 0 | 0 | 0 | 0 | -2 | 0 | 0 | 1 |  | 1 | 1 | 1 | 1 | 1 | 1 | 1 | 1+ | 1 | 1
SCE Eastern | Alberhill | 500 | 0 | 0 | 0 | 0 | 0 | 0 | 0 | 0 | 0 | 0 | 0 | 0 | 0 | 0 | 0 | 0 | 0 | 0 | 0 | 0 |  | 0 | 0 | 0 | 0 | 0 | 0 | 0 | 0 | 0 | 0 | 0 | 0 | 0 | 0 | 0 | 0 | 0 | 0 | 0 | 0 | 0 | 0 | 0 | 0 | 0 | 0 | 0 | 0 | 0 | 0 | 0 | 0 | 0 | 0 | 0 | 0 |  | 0 | 0 | 0 | 0 | 0 | 0 | 0 | 0 | 0 | 0 | 0 | 0 | 0 | 0 | 0 | 500 | 500 | 1 | 0 | 0 | 0 | 0 | 0 | 0 | 0 | 0 | 0 | 0 | 0 | 0 | 0 | 0 | 0 | -2 | -2 | 1 |  | 0 | 0 | 0 | 0 | 0 | 0 | 0 | 0 | 0 | 0 | 0 | 0 | 0 | 0 | 0 | 500 | 500 | 1 | 0 | 0 | 0 | 0 | 0 | 0 | 0 | 0 | 0 | 0 | 0 | 0 | 0 | 0 | 0 | -2 | -2 | 1 |  | 0 | 0 | 0 | 0 | 0 | 0 | 0 | 0 | 0 | 0 | 0 | 0 | 0 | 0 | 500 | 500 | 500 | 1 | 0 | 0 | 0 | 0 | 0 | 0 | 0 | 0 | 0 | 0 | 0 | 0 | 0 | 0 | -1 | -2 | -2 | 1 |  | 1 | 1 | 1 | 1 | 1 | 1 | 1 | 1 | 4+ | 1
PG&E GBA | Alhambra | 115 | 0 | 0 | 0 | 0 | 0 | 0 | 0 | 0 | 0 | 0 | 0 | 0 | 0 | 0 | 0 | 0 | 0 | 0 | 0 | 0 |  | 0 | 0 | 0 | 0 | 0 | 0 | 0 | 0 | 0 | 0 | 0 | 0 | 0 | 0 | 0 | 0 | 0 | 0 | 0 | 0 | 0 | 0 | 0 | 0 | 0 | 0 | 0 | 0 | 0 | 0 | 0 | 0 | 0 | 0 | 0 | 0 |  | 0 | 0 | 0 | 0 | 0 | 0 | 0 | 0 | 0 | 0 | 0 | 0 | 0 | 0 | 0 | 0 | 0 | 0 | 0 | 0 | 0 | 0 | 0 | 0 | 0 | 0 | 0 | 0 | 0 | 0 | 0 | 0 | 0 | 0 | 0 | 0 |  | 0 | 0 | 0 | 0 | 0 | 0 | 0 | 0 | 0 | 0 | 0 | 0 | 0 | 0 | 0 | 0 | 0 | 0 | 0 | 0 | 0 | 0 | 0 | 0 | 0 | 0 | 0 | 0 | 0 | 0 | 0 | 0 | 0 | 0 | 0 | 0 |  | 0 | 0 | 0 | 0 | 0 | 0 | 0 | 0 | 0 | 0 | 0 | 0 | 0 | 0 | 0 | 0 | 0 | 0 | 0 | 0 | 0 | 0 | 0 | 0 | 0 | 0 | 0 | 0 | 0 | 0 | 0 | 0 | 0 | 0 | 0 | 0 |  | 1 | 1 | 1 | 1 | 1 | 1 | 1 | 1 | 1 | 0
PG&E FRESNO | Alpaugh | 115 | 0 | 0 | 0 | 0 | 0 | 0 | 0 | 0 | 0 | 0 | 0 | 0 | 0 | 0 | 0 | 0 | 0 | 0 | 0 | 0 |  | 0 | 0 | 0 | 0 | 0 | 0 | 0 | 0 | 0 | 0 | 0 | 0 | 0 | 0 | 0 | 0 | 0 | 0 | 0 | 0 | 0 | 0 | 0 | 0 | 0 | 0 | 0 | 0 | 0 | 0 | 0 | 0 | 0 | 0 | 0 | 0 |  | 0 | 0 | 0 | 0 | 0 | 0 | 0 | 0 | 0 | 0 | 0 | 0 | 0 | 0 | 0 | 0 | 0 | 0 | 0 | 0 | 0 | 0 | 0 | 0 | 0 | 0 | 0 | 0 | 0 | 0 | 0 | 0 | 0 | 0 | 0 | 0 |  | 0 | 0 | 0 | 0 | 0 | 0 | 0 | 0 | 0 | 0 | 0 | 0 | 172.835 | 0 | 172.835 | 0 | 0 | 1 | 0 | 0 | 0 | 0 | 0 | 0 | 0 | 0 | 0 | 0 | 0 | 0 | -2 | 0 | -2 | 0 | 0 | 1 |  | 0 | 0 | 0 | 0 | 0 | 0 | 0 | 0 | 0 | 0 | 0 | 0 | 492.835 | 0 | 442.835 | 0 | 0 | 1 | 0 | 0 | 0 | 0 | 0 | 0 | 0 | 0 | 0 | 0 | 0 | 0 | -2 | 0 | -1 | 0 | 0 | 1 |  | 1 | 1 | 1 | 1 | 1 | 1 | 2+ | 2+ | 1 | 1
SDGE | Alpine | 69 | 0 | 0 | 0 | 0 | 0 | 0 | 0 | 0 | 0 | 0 | 0 | 0 | 0 | 0 | 0 | 0 | 0 | 0 | 0 | 0 |  | 0 | 0 | 0 | 0 | 0 | 0 | 0 | 0 | 0 | 0 | 0 | 0 | 0 | 0 | 0 | 0 | 0 | 0 | 0 | 0 | 0 | 0 | 0 | 0 | 0 | 0 | 0 | 0 | 0 | 0 | 0 | 0 | 0 | 0 | 0 | 0 |  | 0 | 0 | 0 | 0 | 0 | 0 | 0 | 0 | 0 | 0 | 0 | 0 | 0 | 0 | 0 | 0 | 0 | 0 | 0 | 0 | 0 | 0 | 0 | 0 | 0 | 0 | 0 | 0 | 0 | 0 | 0 | 0 | 0 | 0 | 0 | 0 |  | 0 | 0 | 0 | 0 | 0 | 0 | 0 | 0 | 0 | 0 | 0 | 0 | 0 | 0 | 0 | 0 | 0 | 0 | 0 | 0 | 0 | 0 | 0 | 0 | 0 | 0 | 0 | 0 | 0 | 0 | 0 | 0 | 0 | 0 | 0 | 0 |  | 0 | 0 | 0 | 0 | 0 | 0 | 0 | 0 | 0 | 0 | 0 | 0 | 0 | 0 | 310.6499 | 0 | 0 | 1 | 0 | 0 | 0 | 0 | 0 | 0 | 0 | 0 | 0 | 0 | 0 | 0 | 0 | 0 | -1 | 0 | 0 | 1 |  | 1 | 1 | 1 | 1 | 1 | 1 | 1 | 1 | 1 | 0
PG&E GBA | Altamont Midway (Sandhill) | 230 | 0 | 0 | 5 | 0 | 5 | 0 | 0 | 0 | 0 | 0 | 0 | 0 | 0 | 0 | 0 | 0 | 0 | 0 | 0 | 1 |  | 0 | 0 | 0 | 0 | 0 | 5 | 0 | 0 | 0 | 0 | 0 | 0 | 0 | 0 | 0 | 0 | 0 | 1 | 0 | 0 | 0 | 0 | 2 | 0 | 0 | 0 | 0 | 0 | 0 | 0 | 0 | 0 | 0 | 0 | 0 | 1 |  | 0 | 0 | 0 | 0 | 0 | 5 | 0 | 0 | 0 | 0 | 0 | 0 | 0 | 0 | 0 | 0 | 0 | 1 | 0 | 0 | 0 | 0 | 2 | 0 | 0 | 0 | 0 | 0 | 0 | 0 | 0 | 0 | 0 | 0 | 0 | 1 |  | 0 | 0 | 0 | 0 | 0 | 5 | 0 | 0 | 0 | 0 | 0 | 0 | 0 | 0 | 0 | 0 | 0 | 1 | 0 | 0 | 0 | 0 | 2 | 0 | 0 | 0 | 0 | 0 | 0 | 0 | 0 | 0 | 0 | 0 | 0 | 1 |  | 0 | 0 | 0 | 0 | 0 | 5 | 0 | 0 | 0 | 0 | 0 | 0 | 0 | 0 | 0 | 0 | 0 | 1 | 0 | 0 | 0 | 0 | 2 | 0 | 0 | 0 | 0 | 0 | 0 | 0 | 0 | 0 | 0 | 0 | 0 | 1 |  | 1 | 1 | 1 | 1 | 1 | 1 | 1 | 1 | 1 | 0
SCE Northern | Antelope | 66 | 0 | 0 | 0 | 0 | 0 | 0 | 0 | 0 | 0 | 0 | 0 | 0 | 0 | 0 | 0 | 0 | 0 | 0 | 0 | 0 |  | 0 | 0 | 0 | 0 | 0 | 0 | 0 | 0 | 0 | 0 | 0 | 0 | 0 | 0 | 0 | 0 | 0 | 0 | 0 | 0 | 0 | 0 | 0 | 0 | 0 | 0 | 0 | 0 | 0 | 0 | 0 | 0 | 0 | 0 | 0 | 0 |  | 0 | 0 | 0 | 0 | 0 | 0 | 0 | 0 | 0 | 0 | 5.5 | 0 | 0 | 0 | 0 | 0 | 0 | 1 | 0 | 0 | 0 | 0 | 0 | 0 | 0 | 0 | 0 | 0 | -2 | 0 | 0 | 0 | 0 | 0 | 0 | 1 |  | 0 | 0 | 0 | 0 | 0 | 0 | 0 | 0 | 0 | 0 | 5.5 | 0 | 0 | 0 | 0 | 0 | 0 | 1 | 0 | 0 | 0 | 0 | 0 | 0 | 0 | 0 | 0 | 0 | -2 | 0 | 0 | 0 | 0 | 0 | 0 | 1 |  | 0 | 0 | 0 | 0 | 0 | 0 | 0 | 0 | 0 | 0 | 5.5 | 0 | 0 | 0 | 0 | 0 | 0 | 1 | 0 | 0 | 0 | 0 | 0 | 0 | 0 | 0 | 0 | 0 | -2 | 0 | 0 | 0 | 0 | 0 | 0 | 1 |  | 1 | 1 | 1 | 1 | 1 | 4+ | 1 | 1 | 1 | 1
SCE Northern | Antelope | 230 | 0 | 0 | 200 | 0 | 200 | 0 | 0 | 0 | 0 | 0 | 0 | 0 | 0 | 0 | 0 | 0 | 0 | 0 | 0 | 1 |  | 0 | 0 | 0 | 0 | 0 | 0 | 0 | 0 | 0 | 0 | 0 | 0 | 0 | 187.28 | 187.28 | 0 | 0 | 1 | 0 | 0 | 0 | 0 | 2 | 2 | 0 | 0 | 0 | 0 | 0 | 0 | 0 | -2 | -2 | 0 | 0 | 1 |  | 0 | 0 | 0 | 0 | 0 | 0 | 0 | 0 | 0 | 0 | 4.99 | 0 | 18.55 | 187.28 | 187.28 | 0 | 0 | 1 | 0 | 0 | 0 | 0 | 2 | 2 | 0 | 0 | 0 | 0 | -2 | 0 | -2 | -2 | -2 | 0 | 0 | 1 |  | 0 | 0 | 0 | 0 | 0 | 0 | 0 | 0 | 0 | 0 | 4.99 | 0 | 132.382 | 937.28 | 1366.9446 | 0 | 0 | 1 | 0 | 0 | 0 | 0 | 2 | 2 | 0 | 0 | 0 | 0 | -2 | 0 | -2 | -2 | -2 | 0 | 0 | 1 |  | 0 | 0 | 0 | 0 | 0 | 0 | 0 | 0 | 0 | 0 | 25.968 | 0 | 211.682 | 976.58 | 1934.2446 | 0 | 0 | 1 | 0 | 0 | 0 | 0 | 2 | 2 | 0 | 0 | 0 | 0 | -2 | 0 | -2 | -2 | -2 | 0 | 0 | 1 |  | 1 | 1 | 5- | 1 | 1 | 4+ | 4+ | 4+ | 1 | 1
SCE Northern | Antelope | 500 | 0 | 0 | 0 | 0 | 0 | 0 | 0 | 0 | 0 | 0 | 0 | 0 | 0 | 0 | 0 | 0 | 0 | 0 | 0 | 0 |  | 0 | 0 | 0 | 0 | 0 | 0 | 0 | 0 | 0 | 0 | 0 | 0 | 0 | 0 | 0 | 0 | 0 | 0 | 0 | 0 | 0 | 0 | 0 | 0 | 0 | 0 | 0 | 0 | 0 | 0 | 0 | 0 | 0 | 0 | 0 | 0 |  | 0 | 0 | 0 | 0 | 0 | 0 | 0 | 0 | 0 | 0 | 0 | 0 | 0 | 0 | 0 | 0 | 0 | 0 | 0 | 0 | 0 | 0 | 0 | 0 | 0 | 0 | 0 | 0 | 0 | 0 | 0 | 0 | 0 | 0 | 0 | 0 |  | 0 | 0 | 0 | 0 | 0 | 0 | 0 | 0 | 0 | 0 | 0 | 0 | 0 | 0 | 0 | 0 | 0 | 0 | 0 | 0 | 0 | 0 | 0 | 0 | 0 | 0 | 0 | 0 | 0 | 0 | 0 | 0 | 0 | 0 | 0 | 0 |  | 0 | 0 | 0 | 0 | 0 | 0 | 0 | 0 | 0 | 0 | 0 | 0 | 0 | 0 | 1000 | 0 | 0 | 1 | 0 | 0 | 0 | 0 | 0 | 0 | 0 | 0 | 0 | 0 | 0 | 0 | 0 | 0 | -2 | 0 | 0 | 1 |  | 1 | 1 | 1 | 1 | 1 | 1 | 1 | 1+ | 1 | 1
PG&E NGBA | Arcata | 60 | 0 | 0 | 0 | 0 | 0 | 0 | 0 | 0 | 0 | 0 | 0 | 0 | 0 | 0 | 0 | 0 | 0 | 0 | 0 | 0 |  | 0 | 0 | 0 | 0 | 0 | 0 | 0 | 0 | 0 | 0 | 0 | 0 | 0 | 0 | 0 | 0 | 0 | 0 | 0 | 0 | 0 | 0 | 0 | 0 | 0 | 0 | 0 | 0 | 0 | 0 | 0 | 0 | 0 | 0 | 0 | 0 |  | 0 | 0 | 0 | 0 | 0 | 0 | 0 | 0 | 0 | 0 | 0 | 0 | 0 | 0 | 0 | 0 | 0 | 0 | 0 | 0 | 0 | 0 | 0 | 0 | 0 | 0 | 0 | 0 | 0 | 0 | 0 | 0 | 0 | 0 | 0 | 0 |  | 0 | 0 | 0 | 0 | 0 | 0 | 0 | 0 | 0 | 0 | 0 | 0 | 0 | 0 | 0 | 0 | 0 | 0 | 0 | 0 | 0 | 0 | 0 | 0 | 0 | 0 | 0 | 0 | 0 | 0 | 0 | 0 | 0 | 0 | 0 | 0 |  | 0 | 0 | 0 | 0 | 0 | 0 | 0 | 0 | 0 | 0 | 0 | 0 | 0 | 0 | 0 | 0 | 0 | 0 | 0 | 0 | 0 | 0 | 0 | 0 | 0 | 0 | 0 | 0 | 0 | 0 | 0 | 0 | 0 | 0 | 0 | 0 |  | 1 | 1 | 1 | 1 | 1 | 1 | 1 | 1 | 1 | 0
PG&E KERN | Arco | 230 | 0 | 0 | 0 | 0 | 0 | 0 | 0 | 0 | 0 | 0 | 0 | 0 | 125 | 225 | 350 | 0 | 0 | 0 | 0 | 1 |  | 0 | 0 | 0 | 0 | 0 | 0 | 0 | 0 | 0 | 0 | 0 | 41.8433 | 671.974 | 292.075 | 606.07 | 0 | 0 | 1 | 0 | 0 | 0 | 0 | 0 | 0 | 0 | 0 | 0 | 0 | 0 | 2 | -2 | -2 | -2 | 0 | 0 | 1 |  | 0 | 0 | 0 | 0 | 0 | 0 | 0 | 0 | 0 | 0 | 0 | 41.8433 | 320.174 | 0.2 | 254.27 | 0 | 0 | 1 | 0 | 0 | 0 | 0 | 0 | 0 | 0 | 0 | 0 | 0 | 0 | 2 | 0 | 0 | -2 | 0 | 0 | 1 |  | 0 | 0 | 0 | 0 | 0 | 0 | 0 | 0 | 0 | 0 | 0 | 41.8433 | 1244.6979 | 388.075 | 1177.8068 | 0 | 0 | 1 | 0 | 0 | 0 | 0 | 0 | 0 | 0 | 0 | 0 | 0 | 0 | 2 | -2 | -2 | -2 | 0 | 0 | 1 |  | 0 | 0 | 0 | 0 | 0 | 0 | 0 | 0 | 0 | 0 | 0 | 41.8433 | 1994.6979 | 388.075 | 1927.8068 | 0 | 0 | 1 | 0 | 0 | 0 | 0 | 0 | 0 | 0 | 0 | 0 | 0 | 0 | 2 | -2 | -2 | -2 | 0 | 0 | 1 |  | 1 | 1 | 1 | 1 | 1 | 1 | 2+ | 4+ | 1 | 1
PG&E KERN | Arco | 70 | 0 | 0 | 0 | 0 | 0 | 0 | 0 | 0 | 0 | 0 | 0 | 0 | 0 | 0 | 0 | 0 | 0 | 0 | 0 | 0 |  | 0 | 0 | 0 | 0 | 0 | 0 | 0 | 0 | 0 | 0 | 0 | 0 | 1.3 | 0 | 0 | 0 | 0 | 1 | 0 | 0 | 0 | 0 | 0 | 0 | 0 | 0 | 0 | 0 | 0 | 0 | -2 | 0 | 0 | 0 | 0 | 1 |  | 0 | 0 | 0 | 0 | 0 | 0 | 0 | 0 | 0 | 0 | 3 | 0 | 1.3 | 0 | 0 | 0 | 0 | 1 | 0 | 0 | 0 | 0 | 0 | 0 | 0 | 0 | 0 | 0 | -2 | 0 | 0 | 0 | 0 | 0 | 0 | 1 |  | 0 | 0 | 0 | 0 | 0 | 0 | 0 | 0 | 0 | 0 | 3 | 0 | 1.3 | 0 | 30.8 | 0 | 0 | 1 | 0 | 0 | 0 | 0 | 0 | 0 | 0 | 0 | 0 | 0 | -2 | 0 | 0 | 0 | -2 | 0 | 0 | 1 |  | 0 | 0 | 0 | 0 | 0 | 0 | 0 | 0 | 0 | 0 | 7.95 | 0 | 1.3 | 0 | 30.8 | 0 | 0 | 1 | 0 | 0 | 0 | 0 | 0 | 0 | 0 | 0 | 0 | 0 | -2 | 0 | 0 | 0 | 0 | 0 | 0 | 1 |  | 1 | 1 | 1 | 1 | 1 | 4+ | 1 | 2+ | 1 | 1
SCE Metro | ArcoGen | 230 | 0 | 0 | 0 | 0 | 0 | 0 | 0 | 0 | 0 | 0 | 0 | 0 | 0 | 0 | 0 | 0 | 0 | 0 | 0 | 0 |  | 0 | 0 | 0 | 0 | 0 | 0 | 0 | 0 | 0 | 0 | 0 | 0 | 0 | 0 | 0 | 0 | 0 | 0 | 0 | 0 | 0 | 0 | 0 | 0 | 0 | 0 | 0 | 0 | 0 | 0 | 0 | 0 | 0 | 0 | 0 | 0 |  | 0 | 0 | 0 | 0 | 0 | 0 | 0 | 0 | 0 | 0 | 0 | 0 | 0 | 0 | 0 | 0 | 0 | 0 | 0 | 0 | 0 | 0 | 0 | 0 | 0 | 0 | 0 | 0 | 0 | 0 | 0 | 0 | 0 | 0 | 0 | 0 |  | 0 | 0 | 0 | 0 | 0 | 0 | 0 | 0 | 0 | 0 | 0 | 0 | 0 | 0 | 0 | 0 | 0 | 0 | 0 | 0 | 0 | 0 | 0 | 0 | 0 | 0 | 0 | 0 | 0 | 0 | 0 | 0 | 0 | 0 | 0 | 0 |  | 0 | 0 | 0 | 0 | 0 | 0 | 0 | 0 | 0 | 0 | 0 | 0 | 0 | 0 | 0 | 0 | 0 | 0 | 0 | 0 | 0 | 0 | 0 | 0 | 0 | 0 | 0 | 0 | 0 | 0 | 0 | 0 | 0 | 0 | 0 | 0 |  | 1 | 1 | 1 | 1 | 1 | 1 | 1 | 1 | 1 | 0
SDGE | Artesian | 230 | 0 | 0 | 0 | 0 | 0 | 0 | 0 | 0 | 0 | 0 | 0 | 0 | 0 | 0 | 0 | 0 | 0 | 0 | 0 | 0 |  | 0 | 0 | 0 | 0 | 0 | 0 | 0 | 0 | 0 | 0 | 0 | 0 | 0 | 0 | 0 | 0 | 0 | 0 | 0 | 0 | 0 | 0 | 0 | 0 | 0 | 0 | 0 | 0 | 0 | 0 | 0 | 0 | 0 | 0 | 0 | 0 |  | 0 | 0 | 0 | 0 | 0 | 0 | 0 | 0 | 0 | 0 | 0 | 0 | 0 | 0 | 0 | 0 | 0 | 0 | 0 | 0 | 0 | 0 | 0 | 0 | 0 | 0 | 0 | 0 | 0 | 0 | 0 | 0 | 0 | 0 | 0 | 0 |  | 0 | 0 | 0 | 0 | 0 | 0 | 0 | 0 | 0 | 0 | 0 | 0 | 0 | 0 | 0 | 0 | 0 | 0 | 0 | 0 | 0 | 0 | 0 | 0 | 0 | 0 | 0 | 0 | 0 | 0 | 0 | 0 | 0 | 0 | 0 | 0 |  | 0 | 0 | 0 | 0 | 0 | 0 | 0 | 0 | 0 | 0 | 0 | 0 | 0 | 0 | 0 | 0 | 0 | 0 | 0 | 0 | 0 | 0 | 0 | 0 | 0 | 0 | 0 | 0 | 0 | 0 | 0 | 0 | 0 | 0 | 0 | 0 |  | 1 | 1 | 1 | 1 | 1 | 1 | 1 | 1 | 1 | 0
SDGE | Artesian | 69 | 0 | 0 | 0 | 0 | 0 | 0 | 0 | 0 | 0 | 0 | 0 | 0 | 0 | 0 | 0 | 0 | 0 | 0 | 0 | 0 |  | 0 | 0 | 0 | 0 | 0 | 0 | 0 | 0 | 0 | 0 | 0 | 0 | 0 | 0 | 0 | 0 | 0 | 0 | 0 | 0 | 0 | 0 | 0 | 0 | 0 | 0 | 0 | 0 | 0 | 0 | 0 | 0 | 0 | 0 | 0 | 0 |  | 0 | 0 | 0 | 0 | 0 | 0 | 0 | 0 | 0 | 0 | 0 | 0 | 0 | 0 | 0 | 0 | 0 | 0 | 0 | 0 | 0 | 0 | 0 | 0 | 0 | 0 | 0 | 0 | 0 | 0 | 0 | 0 | 0 | 0 | 0 | 0 |  | 0 | 0 | 0 | 0 | 0 | 0 | 0 | 0 | 0 | 0 | 0 | 0 | 0 | 0 | 0 | 0 | 0 | 0 | 0 | 0 | 0 | 0 | 0 | 0 | 0 | 0 | 0 | 0 | 0 | 0 | 0 | 0 | 0 | 0 | 0 | 0 |  | 0 | 0 | 0 | 0 | 0 | 0 | 0 | 0 | 0 | 0 | 0 | 0 | 0 | 0 | 0 | 0 | 0 | 0 | 0 | 0 | 0 | 0 | 0 | 0 | 0 | 0 | 0 | 0 | 0 | 0 | 0 | 0 | 0 | 0 | 0 | 0 |  | 1 | 1 | 1 | 1 | 1 | 1 | 1 | 1 | 1 | 0
PG&E FRESNO | Ashlan | 230 | 0 | 0 | 0 | 0 | 0 | 0 | 0 | 0 | 0 | 0 | 0 | 0 | 0 | 0 | 0 | 0 | 0 | 0 | 0 | 0 |  | 0 | 0 | 0 | 0 | 0 | 0 | 0 | 0 | 0 | 0 | 0 | 0 | 0 | 0 | 0 | 0 | 0 | 0 | 0 | 0 | 0 | 0 | 0 | 0 | 0 | 0 | 0 | 0 | 0 | 0 | 0 | 0 | 0 | 0 | 0 | 0 |  | 0 | 0 | 0 | 0 | 0 | 0 | 0 | 0 | 0 | 0 | 0 | 0 | 0 | 0 | 0 | 0 | 0 | 0 | 0 | 0 | 0 | 0 | 0 | 0 | 0 | 0 | 0 | 0 | 0 | 0 | 0 | 0 | 0 | 0 | 0 | 0 |  | 0 | 0 | 0 | 0 | 0 | 0 | 0 | 0 | 0 | 0 | 0 | 0 | 0 | 0 | 0 | 0 | 0 | 0 | 0 | 0 | 0 | 0 | 0 | 0 | 0 | 0 | 0 | 0 | 0 | 0 | 0 | 0 | 0 | 0 | 0 | 0 |  | 0 | 0 | 0 | 0 | 0 | 0 | 0 | 0 | 0 | 0 | 0 | 0 | 0 | 0 | 0 | 0 | 0 | 0 | 0 | 0 | 0 | 0 | 0 | 0 | 0 | 0 | 0 | 0 | 0 | 0 | 0 | 0 | 0 | 0 | 0 | 0 |  | 1 | 1 | 1 | 1 | 1 | 1 | 1 | 1 | 1 | 0
PG&E NGBA | Atlantic | 115 | 0 | 0 | 0 | 0 | 0 | 0 | 0 | 0 | 0 | 0 | 0 | 0 | 0 | 0 | 0 | 0 | 0 | 0 | 0 | 0 |  | 0 | 0 | 0 | 0 | 0 | 0 | 0 | 0 | 0 | 0 | 0 | 0 | 0 | 0 | 0 | 0 | 0 | 0 | 0 | 0 | 0 | 0 | 0 | 0 | 0 | 0 | 0 | 0 | 0 | 0 | 0 | 0 | 0 | 0 | 0 | 0 |  | 0 | 0 | 0 | 0 | 0 | 0 | 0 | 0 | 0 | 0 | 0 | 0 | 0 | 0 | 0 | 0 | 0 | 0 | 0 | 0 | 0 | 0 | 0 | 0 | 0 | 0 | 0 | 0 | 0 | 0 | 0 | 0 | 0 | 0 | 0 | 0 |  | 0 | 0 | 0 | 0 | 0 | 0 | 0 | 0 | 0 | 0 | 0 | 0 | 0 | 0 | 0 | 0 | 0 | 0 | 0 | 0 | 0 | 0 | 0 | 0 | 0 | 0 | 0 | 0 | 0 | 0 | 0 | 0 | 0 | 0 | 0 | 0 |  | 0 | 0 | 0 | 0 | 0 | 0 | 0 | 0 | 0 | 0 | 0 | 0 | 0 | 0 | 0 | 0 | 0 | 0 | 0 | 0 | 0 | 0 | 0 | 0 | 0 | 0 | 0 | 0 | 0 | 0 | 0 | 0 | 0 | 0 | 0 | 0 |  | 1 | 1 | 1 | 1 | 1 | 1 | 1 | 1 | 1 | 0
PG&E NGBA | Atlantic | 230 | 0 | 0 | 0 | 0 | 0 | 0 | 0 | 0 | 0 | 0 | 0 | 0 | 0 | 0 | 0 | 0 | 0 | 0 | 0 | 0 |  | 0 | 0 | 0 | 0 | 0 | 0 | 0 | 0 | 0 | 0 | 0 | 0 | 0 | 0 | 0 | 0 | 0 | 0 | 0 | 0 | 0 | 0 | 0 | 0 | 0 | 0 | 0 | 0 | 0 | 0 | 0 | 0 | 0 | 0 | 0 | 0 |  | 0 | 0 | 0 | 0 | 0 | 0 | 0 | 0 | 0 | 0 | 0 | 0 | 0 | 0 | 0 | 0 | 0 | 0 | 0 | 0 | 0 | 0 | 0 | 0 | 0 | 0 | 0 | 0 | 0 | 0 | 0 | 0 | 0 | 0 | 0 | 0 |  | 0 | 0 | 0 | 0 | 0 | 0 | 0 | 0 | 0 | 0 | 0 | 0 | 0 | 0 | 0 | 0 | 0 | 0 | 0 | 0 | 0 | 0 | 0 | 0 | 0 | 0 | 0 | 0 | 0 | 0 | 0 | 0 | 0 | 0 | 0 | 0 |  | 0 | 0 | 0 | 0 | 0 | 0 | 0 | 0 | 0 | 0 | 0 | 0 | 0 | 0 | 0 | 0 | 0 | 0 | 0 | 0 | 0 | 0 | 0 | 0 | 0 | 0 | 0 | 0 | 0 | 0 | 0 | 0 | 0 | 0 | 0 | 0 |  | 1 | 1 | 1 | 1 | 1 | 1 | 1 | 1 | 1 | 0
PG&E NGBA | Atlantic | 60 | 0 | 0 | 0 | 0 | 0 | 0 | 0 | 0 | 0 | 0 | 0 | 0 | 0 | 0 | 0 | 0 | 0 | 0 | 0 | 0 |  | 0 | 0 | 0 | 0 | 0 | 0 | 0 | 0 | 0 | 0 | 0 | 0 | 0 | 0 | 0 | 0 | 0 | 0 | 0 | 0 | 0 | 0 | 0 | 0 | 0 | 0 | 0 | 0 | 0 | 0 | 0 | 0 | 0 | 0 | 0 | 0 |  | 0 | 0 | 0 | 0 | 0 | 0 | 0 | 0 | 0 | 0 | 0 | 0 | 0 | 0 | 0 | 0 | 0 | 0 | 0 | 0 | 0 | 0 | 0 | 0 | 0 | 0 | 0 | 0 | 0 | 0 | 0 | 0 | 0 | 0 | 0 | 0 |  | 0 | 0 | 0 | 0 | 0 | 0 | 0 | 0 | 0 | 0 | 0 | 0 | 0 | 0 | 0 | 0 | 0 | 0 | 0 | 0 | 0 | 0 | 0 | 0 | 0 | 0 | 0 | 0 | 0 | 0 | 0 | 0 | 0 | 0 | 0 | 0 |  | 0 | 0 | 0 | 0 | 0 | 0 | 0 | 0 | 0 | 0 | 0 | 0 | 0 | 0 | 0 | 0 | 0 | 0 | 0 | 0 | 0 | 0 | 0 | 0 | 0 | 0 | 0 | 0 | 0 | 0 | 0 | 0 | 0 | 0 | 0 | 0 |  | 1 | 1 | 1 | 1 | 1 | 1 | 1 | 1 | 1 | 0
PG&E FRESNO | Atwater | 115 | 0 | 0 | 0 | 0 | 0 | 0 | 0 | 0 | 0 | 0 | 0 | 0 | 0 | 0 | 0 | 0 | 0 | 0 | 0 | 0 |  | 0 | 0 | 0 | 0 | 0 | 0 | 0 | 0 | 0 | 0 | 0 | 0 | 0 | 0 | 0 | 0 | 0 | 0 | 0 | 0 | 0 | 0 | 0 | 0 | 0 | 0 | 0 | 0 | 0 | 0 | 0 | 0 | 0 | 0 | 0 | 0 |  | 0 | 0 | 0 | 0 | 0 | 0 | 0 | 0 | 0 | 0 | 8.1643 | 0 | 0 | 0 | 8.1643 | 0 | 0 | 1 | 0 | 0 | 0 | 0 | 0 | 0 | 0 | 0 | 0 | 0 | -2 | 0 | 0 | 0 | -2 | 0 | 0 | 1 |  | 0 | 0 | 0 | 0 | 0 | 0 | 0 | 0 | 0 | 0 | 8.1643 | 0 | 0 | 0 | 8.1643 | 0 | 0 | 1 | 0 | 0 | 0 | 0 | 0 | 0 | 0 | 0 | 0 | 0 | -2 | 0 | 0 | 0 | -2 | 0 | 0 | 1 |  | 0 | 0 | 0 | 0 | 0 | 0 | 0 | 0 | 0 | 0 | 8.1643 | 0 | 15.9767 | 0 | 133.1643 | 0 | 0 | 1 | 0 | 0 | 0 | 0 | 0 | 0 | 0 | 0 | 0 | 0 | -2 | 0 | -2 | 0 | -1 | 0 | 0 | 1 |  | 1 | 1 | 1 | 1 | 1 | 4+ | 1+ | 4+ | 1 | 1
PG&E GBA | Avena | 115 | 0 | 0 | 0 | 0 | 0 | 0 | 0 | 0 | 0 | 0 | 0 | 0 | 0 | 0 | 0 | 0 | 0 | 0 | 0 | 0 |  | 0 | 0 | 0 | 0 | 0 | 0 | 0 | 0 | 0 | 0 | 0 | 0 | 0 | 0 | 0 | 0 | 0 | 0 | 0 | 0 | 0 | 0 | 0 | 0 | 0 | 0 | 0 | 0 | 0 | 0 | 0 | 0 | 0 | 0 | 0 | 0 |  | 0 | 0 | 0 | 0 | 0 | 0 | 0 | 0 | 0 | 0 | 0 | 0 | 0 | 0 | 0 | 0 | 0 | 0 | 0 | 0 | 0 | 0 | 0 | 0 | 0 | 0 | 0 | 0 | 0 | 0 | 0 | 0 | 0 | 0 | 0 | 0 |  | 0 | 0 | 0 | 0 | 0 | 0 | 0 | 0 | 0 | 0 | 0 | 0 | 0 | 0 | 0 | 0 | 0 | 0 | 0 | 0 | 0 | 0 | 0 | 0 | 0 | 0 | 0 | 0 | 0 | 0 | 0 | 0 | 0 | 0 | 0 | 0 |  | 0 | 0 | 0 | 0 | 0 | 0 | 0 | 0 | 0 | 0 | 5 | 0 | 0 | 0 | 0 | 0 | 0 | 1 | 0 | 0 | 0 | 0 | 0 | 0 | 0 | 0 | 0 | 0 | -2 | 0 | 0 | 0 | 0 | 0 | 0 | 1 |  | 1 | 1 | 1 | 1 | 1 | 1+ | 1 | 1 | 1 | 1
SDGE | Avocado | 69 | 0 | 0 | 0 | 0 | 0 | 0 | 0 | 0 | 0 | 0 | 0 | 0 | 0 | 0 | 0 | 0 | 0 | 0 | 0 | 0 |  | 0 | 0 | 0 | 0 | 0 | 0 | 0 | 0 | 0 | 0 | 0 | 0 | 0 | 0 | 0 | 0 | 0 | 0 | 0 | 0 | 0 | 0 | 0 | 0 | 0 | 0 | 0 | 0 | 0 | 0 | 0 | 0 | 0 | 0 | 0 | 0 |  | 0 | 0 | 0 | 0 | 0 | 0 | 0 | 0 | 0 | 0 | 0 | 0 | 0 | 0 | 0 | 0 | 0 | 0 | 0 | 0 | 0 | 0 | 0 | 0 | 0 | 0 | 0 | 0 | 0 | 0 | 0 | 0 | 0 | 0 | 0 | 0 |  | 0 | 0 | 0 | 0 | 0 | 0 | 0 | 0 | 0 | 0 | 0 | 0 | 0 | 0 | 0 | 0 | 0 | 0 | 0 | 0 | 0 | 0 | 0 | 0 | 0 | 0 | 0 | 0 | 0 | 0 | 0 | 0 | 0 | 0 | 0 | 0 |  | 0 | 0 | 0 | 0 | 0 | 0 | 0 | 0 | 0 | 0 | 0 | 0 | 0 | 0 | 57 | 0 | 0 | 1 | 0 | 0 | 0 | 0 | 0 | 0 | 0 | 0 | 0 | 0 | 0 | 0 | 0 | 0 | 0 | 0 | 0 | 0 |  | 1 | 1 | 1 | 1 | 1 | 1 | 1 | 1 | 1 | 0
PG&E NGBA | Bahia | 230 | 0 | 0 | 0 | 0 | 0 | 0 | 0 | 0 | 0 | 0 | 0 | 0 | 0 | 0 | 0 | 0 | 0 | 0 | 0 | 0 |  | 0 | 0 | 0 | 0 | 0 | 0 | 0 | 0 | 0 | 0 | 0 | 0 | 0 | 0 | 0 | 0 | 0 | 0 | 0 | 0 | 0 | 0 | 0 | 0 | 0 | 0 | 0 | 0 | 0 | 0 | 0 | 0 | 0 | 0 | 0 | 0 |  | 0 | 0 | 0 | 0 | 0 | 0 | 0 | 0 | 0 | 0 | 1.28 | 0 | 0 | 0 | 0 | 0 | 0 | 1 | 0 | 0 | 0 | 0 | 0 | 0 | 0 | 0 | 0 | 0 | -2 | 0 | 0 | 0 | 0 | 0 | 0 | 1 |  | 0 | 0 | 0 | 0 | 0 | 0 | 0 | 0 | 0 | 0 | 1.28 | 0 | 0 | 0 | 0 | 0 | 0 | 1 | 0 | 0 | 0 | 0 | 0 | 0 | 0 | 0 | 0 | 0 | -2 | 0 | 0 | 0 | 0 | 0 | 0 | 1 |  | 0 | 0 | 0 | 0 | 0 | 0 | 0 | 0 | 0 | 0 | 1.28 | 0 | 0 | 0 | 0 | 0 | 0 | 1 | 0 | 0 | 0 | 0 | 0 | 0 | 0 | 0 | 0 | 0 | -2 | 0 | 0 | 0 | 0 | 0 | 0 | 1 |  | 1 | 1 | 1 | 1 | 1 | 4+ | 1 | 1 | 1 | 1
SCE Northern | Bailey | 230 | 0 | 0 | 0 | 0 | 0 | 0 | 0 | 0 | 0 | 0 | 0 | 0 | 0 | 0 | 0 | 0 | 0 | 0 | 0 | 0 |  | 0 | 0 | 0 | 0 | 0 | 0 | 0 | 0 | 0 | 0 | 0 | 0 | 0 | 0 | 0 | 0 | 0 | 0 | 0 | 0 | 0 | 0 | 0 | 0 | 0 | 0 | 0 | 0 | 0 | 0 | 0 | 0 | 0 | 0 | 0 | 0 |  | 0 | 0 | 0 | 0 | 0 | 0 | 0 | 0 | 0 | 0 | 0 | 0 | 0 | 0 | 0 | 0 | 0 | 0 | 0 | 0 | 0 | 0 | 0 | 0 | 0 | 0 | 0 | 0 | 0 | 0 | 0 | 0 | 0 | 0 | 0 | 0 |  | 0 | 0 | 0 | 0 | 0 | 0 | 0 | 0 | 0 | 0 | 0 | 0 | 0 | 0 | 0 | 0 | 0 | 0 | 0 | 0 | 0 | 0 | 0 | 0 | 0 | 0 | 0 | 0 | 0 | 0 | 0 | 0 | 0 | 0 | 0 | 0 |  | 0 | 0 | 0 | 0 | 0 | 0 | 0 | 0 | 0 | 0 | 0 | 0 | 0 | 0 | 300 | 0 | 0 | 1 | 0 | 0 | 0 | 0 | 0 | 0 | 0 | 0 | 0 | 0 | 0 | 0 | 0 | 0 | -1 | 0 | 0 | 1 |  | 1 | 1 | 1 | 1 | 1 | 1 | 1 | 1 | 1 | 0
SCE NOL | Baker | 115 | 0 | 0 | 0 | 0 | 0 | 0 | 0 | 0 | 0 | 0 | 0 | 0 | 0 | 0 | 0 | 0 | 0 | 0 | 0 | 0 |  | 0 | 0 | 0 | 0 | 0 | 0 | 0 | 0 | 0 | 0 | 0 | 0 | 0 | 0 | 0 | 0 | 0 | 0 | 0 | 0 | 0 | 0 | 0 | 0 | 0 | 0 | 0 | 0 | 0 | 0 | 0 | 0 | 0 | 0 | 0 | 0 |  | 0 | 0 | 0 | 0 | 0 | 0 | 0 | 0 | 0 | 0 | 0 | 0 | 0 | 0 | 0 | 0 | 0 | 0 | 0 | 0 | 0 | 0 | 0 | 0 | 0 | 0 | 0 | 0 | 0 | 0 | 0 | 0 | 0 | 0 | 0 | 0 |  | 0 | 0 | 0 | 0 | 0 | 0 | 0 | 0 | 0 | 0 | 0 | 0 | 0 | 0 | 0 | 0 | 0 | 0 | 0 | 0 | 0 | 0 | 0 | 0 | 0 | 0 | 0 | 0 | 0 | 0 | 0 | 0 | 0 | 0 | 0 | 0 |  | 0 | 0 | 0 | 0 | 0 | 0 | 0 | 0 | 0 | 0 | 0 | 0 | 0 | 0 | 0 | 0 | 0 | 0 | 0 | 0 | 0 | 0 | 0 | 0 | 0 | 0 | 0 | 0 | 0 | 0 | 0 | 0 | 0 | 0 | 0 | 0 |  | 1 | 1 | 1 | 1 | 1 | 1 | 1 | 1 | 1 | 0
PG&E KERN | Bakersfield | 230 | 0 | 0 | 0 | 0 | 0 | 0 | 0 | 0 | 0 | 0 | 0 | 0 | 0 | 0 | 0 | 0 | 0 | 0 | 0 | 0 |  | 0 | 0 | 0 | 0 | 0 | 0 | 0 | 0 | 0 | 0 | 0 | 0 | 0 | 0 | 0 | 0 | 0 | 0 | 0 | 0 | 0 | 0 | 0 | 0 | 0 | 0 | 0 | 0 | 0 | 0 | 0 | 0 | 0 | 0 | 0 | 0 |  | 0 | 0 | 0 | 0 | 0 | 0 | 0 | 0 | 0 | 0 | 0 | 0 | 0 | 0 | 0.985 | 0 | 0 | 1 | 0 | 0 | 0 | 0 | 0 | 0 | 0 | 0 | 0 | 0 | 0 | 0 | 0 | 0 | 0 | 0 | 0 | 0 |  | 0 | 0 | 0 | 0 | 0 | 0 | 0 | 0 | 0 | 0 | 0 | 0 | 0 | 0 | 0.985 | 0 | 0 | 1 | 0 | 0 | 0 | 0 | 0 | 0 | 0 | 0 | 0 | 0 | 0 | 0 | 0 | 0 | 0 | 0 | 0 | 0 |  | 0 | 0 | 0 | 0 | 0 | 0 | 0 | 0 | 0 | 0 | 0 | 0 | 0 | 0 | 0.985 | 0 | 0 | 1 | 0 | 0 | 0 | 0 | 0 | 0 | 0 | 0 | 0 | 0 | 0 | 0 | 0 | 0 | 0 | 0 | 0 | 0 |  | 1 | 1 | 1 | 1 | 1 | 1 | 1 | 1 | 1 | 0
PG&E FRESNO | Balch | 230 | 0 | 0 | 0 | 0 | 0 | 0 | 0 | 0 | 0 | 0 | 0 | 0 | 0 | 0 | 0 | 0 | 0 | 0 | 0 | 0 |  | 0 | 0 | 0 | 0 | 0 | 0 | 0 | 0 | 0 | 0 | 0 | 0 | 0 | 0 | 0 | 0 | 0 | 0 | 0 | 0 | 0 | 0 | 0 | 0 | 0 | 0 | 0 | 0 | 0 | 0 | 0 | 0 | 0 | 0 | 0 | 0 |  | 0 | 0 | 0 | 0 | 0 | 0 | 0 | 0 | 0 | 0 | 0 | 0 | 0 | 0 | 0 | 0 | 0 | 0 | 0 | 0 | 0 | 0 | 0 | 0 | 0 | 0 | 0 | 0 | 0 | 0 | 0 | 0 | 0 | 0 | 0 | 0 |  | 0 | 0 | 0 | 0 | 0 | 0 | 0 | 0 | 0 | 0 | 0 | 0 | 0 | 0 | 0 | 0 | 0 | 0 | 0 | 0 | 0 | 0 | 0 | 0 | 0 | 0 | 0 | 0 | 0 | 0 | 0 | 0 | 0 | 0 | 0 | 0 |  | 0 | 0 | 0 | 0 | 0 | 0 | 0 | 0 | 0 | 0 | 0 | 0 | 0 | 0 | 0 | 0 | 0 | 0 | 0 | 0 | 0 | 0 | 0 | 0 | 0 | 0 | 0 | 0 | 0 | 0 | 0 | 0 | 0 | 0 | 0 | 0 |  | 1 | 1 | 1 | 1 | 1 | 1 | 1 | 1 | 1 | 0
SCE Eastern | Bannister | 230 | 0 | 0 | 0 | 0 | 0 | 0 | 0 | 0 | 0 | 0 | 0 | 0 | 0 | 0 | 0 | 0 | 0 | 0 | 0 | 0 |  | 0 | 0 | 0 | 0 | 0 | 0 | 0 | 0 | 0 | 0 | 0 | 0 | 0 | 0 | 0 | 0 | 0 | 0 | 0 | 0 | 0 | 0 | 0 | 0 | 0 | 0 | 0 | 0 | 0 | 0 | 0 | 0 | 0 | 0 | 0 | 0 |  | 0 | 0 | 0 | 0 | 0 | 0 | 0 | 0 | 0 | 0 | 0 | 0 | 0 | 0 | 0 | 0 | 0 | 0 | 0 | 0 | 0 | 0 | 0 | 0 | 0 | 0 | 0 | 0 | 0 | 0 | 0 | 0 | 0 | 0 | 0 | 0 |  | 0 | 0 | 0 | 0 | 0 | 0 | 0 | 0 | 0 | 0 | 0 | 0 | 0 | 0 | 0 | 0 | 0 | 0 | 0 | 0 | 0 | 0 | 0 | 0 | 0 | 0 | 0 | 0 | 0 | 0 | 0 | 0 | 0 | 0 | 0 | 0 |  | 0 | 0 | 0 | 0 | 0 | 0 | 0 | 0 | 0 | 0 | 0 | 0 | 0 | 0 | 0 | 0 | 0 | 0 | 0 | 0 | 0 | 0 | 0 | 0 | 0 | 0 | 0 | 0 | 0 | 0 | 0 | 0 | 0 | 0 | 0 | 0 |  | 1 | 1 | 1 | 1 | 1 | 1 | 1 | 1 | 1 | 0
SCE Metro | Barre | 230 | 0 | 0 | 0 | 0 | 0 | 0 | 0 | 0 | 0 | 0 | 0 | 0 | 0 | 0 | 0 | 0 | 0 | 0 | 0 | 0 |  | 0 | 0 | 0 | 0 | 0 | 0 | 0 | 0 | 0 | 0 | 0 | 0 | 0 | 0 | 0 | 0 | 0 | 0 | 0 | 0 | 0 | 0 | 0 | 0 | 0 | 0 | 0 | 0 | 0 | 0 | 0 | 0 | 0 | 0 | 0 | 0 |  | 0 | 0 | 0 | 0 | 0 | 0 | 0 | 0 | 0 | 0 | 0 | 0 | 0 | 0 | 20 | 0 | 0 | 1 | 0 | 0 | 0 | 0 | 0 | 0 | 0 | 0 | 0 | 0 | 0 | 0 | 0 | 0 | -2 | 0 | 0 | 1 |  | 0 | 0 | 0 | 0 | 0 | 0 | 0 | 0 | 0 | 0 | 0 | 0 | 0 | 0 | 20 | 0 | 0 | 1 | 0 | 0 | 0 | 0 | 0 | 0 | 0 | 0 | 0 | 0 | 0 | 0 | 0 | 0 | -2 | 0 | 0 | 1 |  | 0 | 0 | 0 | 0 | 0 | 0 | 0 | 0 | 0 | 0 | 0 | 0 | 0 | 110 | 320 | 0 | 0 | 1 | 0 | 0 | 0 | 0 | 0 | 0 | 0 | 0 | 0 | 0 | 0 | 0 | 0 | -2 | -2 | 0 | 0 | 1 |  | 1 | 1 | 1 | 1 | 1 | 1 | 1 | 4+ | 1 | 1
SDGE | Bay Boulevard | 69 | 0 | 0 | 0 | 0 | 0 | 0 | 0 | 0 | 0 | 0 | 0 | 0 | 0 | 0 | 0 | 0 | 0 | 0 | 0 | 0 |  | 0 | 0 | 0 | 0 | 0 | 0 | 0 | 0 | 0 | 0 | 0 | 0 | 0 | 0 | 0 | 0 | 0 | 0 | 0 | 0 | 0 | 0 | 0 | 0 | 0 | 0 | 0 | 0 | 0 | 0 | 0 | 0 | 0 | 0 | 0 | 0 |  | 0 | 0 | 0 | 0 | 0 | 0 | 0 | 0 | 0 | 0 | 0 | 0 | 0 | 0 | 0 | 0 | 0 | 0 | 0 | 0 | 0 | 0 | 0 | 0 | 0 | 0 | 0 | 0 | 0 | 0 | 0 | 0 | 0 | 0 | 0 | 0 |  | 0 | 0 | 0 | 0 | 0 | 0 | 0 | 0 | 0 | 0 | 0 | 0 | 0 | 0 | 0 | 0 | 0 | 0 | 0 | 0 | 0 | 0 | 0 | 0 | 0 | 0 | 0 | 0 | 0 | 0 | 0 | 0 | 0 | 0 | 0 | 0 |  | 0 | 0 | 0 | 0 | 0 | 0 | 0 | 0 | 0 | 0 | 0 | 0 | 0 | 0 | 0 | 0 | 0 | 0 | 0 | 0 | 0 | 0 | 0 | 0 | 0 | 0 | 0 | 0 | 0 | 0 | 0 | 0 | 0 | 0 | 0 | 0 |  | 1 | 1 | 1 | 1 | 1 | 1 | 1 | 1 | 1 | 0
SDGE | Bay Boulevard | 230 | 0 | 0 | 0 | 0 | 0 | 0 | 0 | 0 | 0 | 0 | 0 | 0 | 0 | 0 | 0 | 0 | 0 | 0 | 0 | 0 |  | 0 | 0 | 0 | 0 | 0 | 0 | 0 | 0 | 0 | 0 | 0 | 0 | 0 | 0 | 0 | 0 | 0 | 0 | 0 | 0 | 0 | 0 | 0 | 0 | 0 | 0 | 0 | 0 | 0 | 0 | 0 | 0 | 0 | 0 | 0 | 0 |  | 0 | 0 | 0 | 0 | 0 | 0 | 0 | 0 | 0 | 0 | 0 | 0 | 0 | 0 | 0 | 0 | 0 | 0 | 0 | 0 | 0 | 0 | 0 | 0 | 0 | 0 | 0 | 0 | 0 | 0 | 0 | 0 | 0 | 0 | 0 | 0 |  | 0 | 0 | 0 | 0 | 0 | 0 | 0 | 0 | 0 | 0 | 0 | 0 | 0 | 0 | 0 | 0 | 0 | 0 | 0 | 0 | 0 | 0 | 0 | 0 | 0 | 0 | 0 | 0 | 0 | 0 | 0 | 0 | 0 | 0 | 0 | 0 |  | 0 | 0 | 0 | 0 | 0 | 0 | 0 | 0 | 0 | 0 | 0 | 0 | 0 | 0 | 300 | 0 | 0 | 1 | 0 | 0 | 0 | 0 | 0 | 0 | 0 | 0 | 0 | 0 | 0 | 0 | 0 | 0 | -1 | 0 | 0 | 1 |  | 1 | 1 | 1 | 1 | 1 | 1 | 1 | 1 | 1 | 0
EOP | Beatty | 138 | 0 | 0 | 0 | 0 | 0 | 0 | 0 | 0 | 0 | 0 | 0 | 0 | 0 | 0 | 0 | 0 | 0 | 0 | 0 | 0 |  | 0 | 0 | 0 | 0 | 0 | 0 | 0 | 0 | 0 | 0 | 0 | 0 | 0 | 0 | 0 | 0 | 0 | 0 | 0 | 0 | 0 | 0 | 0 | 0 | 0 | 0 | 0 | 0 | 0 | 0 | 0 | 0 | 0 | 0 | 0 | 0 |  | 0 | 0 | 0 | 0 | 0 | 0 | 0 | 0 | 0 | 0 | 0 | 0 | 0 | 0 | 0 | 0 | 0 | 0 | 0 | 0 | 0 | 0 | 0 | 0 | 0 | 0 | 0 | 0 | 0 | 0 | 0 | 0 | 0 | 0 | 0 | 0 |  | 0 | 0 | 0 | 0 | 0 | 0 | 0 | 0 | 0 | 0 | 0 | 0 | 0 | 0 | 0 | 0 | 0 | 0 | 0 | 0 | 0 | 0 | 0 | 0 | 0 | 0 | 0 | 0 | 0 | 0 | 0 | 0 | 0 | 0 | 0 | 0 |  | 0 | 0 | 0 | 0 | 0 | 0 | 0 | 0 | 0 | 0 | 0 | 0 | 0 | 0 | 0 | 0 | 0 | 0 | 0 | 0 | 0 | 0 | 0 | 0 | 0 | 0 | 0 | 0 | 0 | 0 | 0 | 0 | 0 | 0 | 0 | 0 |  | 1 | 1 | 1 | 1 | 1 | 1 | 1 | 1 | 1 | 0
EOP | Beatty | 230 | 450 | 0 | 0 | 0 | 0 | 0 | 0 | 0 | 0 | 0 | 0 | 0 | 0 | 0 | 0 | 0 | 0 | 0 | 0 | 1 |  | 0 | 0 | 0 | 0 | 0 | 0 | 0 | 0 | 0 | 0 | 0 | 0 | 0 | 0 | 0 | 0 | 0 | 0 | 2 | 2 | 0 | 0 | 0 | 0 | 0 | 0 | 0 | 0 | 0 | 0 | 0 | 0 | 0 | 0 | 0 | 1 |  | 0 | 0 | 0 | 0 | 0 | 0 | 0 | 0 | 0 | 0 | 0 | 0 | 0 | 0 | 0 | 0 | 0 | 0 | 2 | 2 | 0 | 0 | 0 | 0 | 0 | 0 | 0 | 0 | 0 | 0 | 0 | 0 | 0 | 0 | 0 | 1 |  | 0 | 0 | 0 | 0 | 0 | 0 | 0 | 0 | 0 | 0 | 0 | 0 | 508.56 | 0 | 515.08 | 0 | 0 | 1 | 2 | 2 | 0 | 0 | 0 | 0 | 0 | 0 | 0 | 0 | 0 | 0 | -2 | 0 | -2 | 0 | 0 | 1 |  | 0 | 121 | 0 | 0 | 0 | 0 | 0 | 0 | 0 | 0 | 0 | 0 | 3008.56 | 0 | 2015.08 | 0 | 0 | 1 | 2 | 2 | 0 | 0 | 0 | 0 | 0 | 0 | 0 | 0 | 0 | 0 | -2 | 0 | -2 | 0 | 0 | 1 |  | 5- | 1 | 1 | 1 | 1 | 1 | 2+ | 2+ | 1 | 1
PG&E NGBA | Belden | 230 | 0 | 0 | 0 | 0 | 0 | 0 | 0 | 0 | 0 | 0 | 0 | 0 | 0 | 0 | 0 | 0 | 0 | 0 | 0 | 0 |  | 0 | 0 | 0 | 0 | 0 | 0 | 0 | 0 | 0 | 0 | 0 | 0 | 0 | 0 | 0 | 0 | 0 | 0 | 0 | 0 | 0 | 0 | 0 | 0 | 0 | 0 | 0 | 0 | 0 | 0 | 0 | 0 | 0 | 0 | 0 | 0 |  | 0 | 0 | 0 | 0 | 0 | 0 | 0 | 0 | 0 | 0 | 0 | 0 | 0 | 0 | 0 | 0 | 0 | 0 | 0 | 0 | 0 | 0 | 0 | 0 | 0 | 0 | 0 | 0 | 0 | 0 | 0 | 0 | 0 | 0 | 0 | 0 |  | 0 | 0 | 0 | 0 | 0 | 0 | 0 | 0 | 0 | 0 | 0 | 0 | 0 | 0 | 0 | 0 | 0 | 0 | 0 | 0 | 0 | 0 | 0 | 0 | 0 | 0 | 0 | 0 | 0 | 0 | 0 | 0 | 0 | 0 | 0 | 0 |  | 0 | 0 | 0 | 0 | 0 | 0 | 0 | 0 | 0 | 0 | 0 | 0 | 0 | 0 | 0 | 0 | 0 | 0 | 0 | 0 | 0 | 0 | 0 | 0 | 0 | 0 | 0 | 0 | 0 | 0 | 0 | 0 | 0 | 0 | 0 | 0 |  | 1 | 1 | 1 | 1 | 1 | 1 | 1 | 1 | 1 | 0
PG&E NGBA | Bell | 115 | 0 | 0 | 0 | 0 | 0 | 0 | 0 | 0 | 0 | 0 | 0 | 0 | 0 | 0 | 0 | 0 | 0 | 0 | 0 | 0 |  | 0 | 0 | 0 | 0 | 0 | 0 | 0 | 0 | 0 | 0 | 0 | 0 | 0 | 0 | 0 | 0 | 0 | 0 | 0 | 0 | 0 | 0 | 0 | 0 | 0 | 0 | 0 | 0 | 0 | 0 | 0 | 0 | 0 | 0 | 0 | 0 |  | 0 | 0 | 0 | 0 | 0 | 0 | 0 | 0 | 0 | 0 | 0 | 0 | 0 | 0 | 0 | 0 | 0 | 0 | 0 | 0 | 0 | 0 | 0 | 0 | 0 | 0 | 0 | 0 | 0 | 0 | 0 | 0 | 0 | 0 | 0 | 0 |  | 0 | 0 | 0 | 0 | 0 | 0 | 0 | 0 | 0 | 0 | 0 | 0 | 0 | 0 | 0 | 0 | 0 | 0 | 0 | 0 | 0 | 0 | 0 | 0 | 0 | 0 | 0 | 0 | 0 | 0 | 0 | 0 | 0 | 0 | 0 | 0 |  | 0 | 0 | 0 | 0 | 0 | 0 | 0 | 0 | 0 | 0 | 0 | 0 | 0 | 0 | 0 | 0 | 0 | 0 | 0 | 0 | 0 | 0 | 0 | 0 | 0 | 0 | 0 | 0 | 0 | 0 | 0 | 0 | 0 | 0 | 0 | 0 |  | 1 | 1 | 1 | 1 | 1 | 1 | 1 | 1 | 1 | 0
PG&E NGBA | Bellevue | 115 | 0 | 0 | 0 | 0 | 0 | 0 | 0 | 0 | 0 | 0 | 0 | 0 | 0 | 0 | 0 | 0 | 0 | 0 | 0 | 0 |  | 0 | 0 | 0 | 0 | 0 | 0 | 0 | 0 | 0 | 0 | 0 | 0 | 0 | 0 | 0 | 0 | 0 | 0 | 0 | 0 | 0 | 0 | 0 | 0 | 0 | 0 | 0 | 0 | 0 | 0 | 0 | 0 | 0 | 0 | 0 | 0 |  | 0 | 0 | 0 | 0 | 0 | 0 | 0 | 0 | 0 | 0 | 0 | 0 | 0 | 0 | 0 | 0 | 0 | 0 | 0 | 0 | 0 | 0 | 0 | 0 | 0 | 0 | 0 | 0 | 0 | 0 | 0 | 0 | 0 | 0 | 0 | 0 |  | 0 | 0 | 0 | 0 | 0 | 0 | 0 | 0 | 0 | 0 | 0 | 0 | 0 | 0 | 0 | 0 | 0 | 0 | 0 | 0 | 0 | 0 | 0 | 0 | 0 | 0 | 0 | 0 | 0 | 0 | 0 | 0 | 0 | 0 | 0 | 0 |  | 0 | 0 | 0 | 0 | 0 | 0 | 0 | 0 | 0 | 0 | 0 | 0 | 0 | 0 | 0 | 0 | 0 | 0 | 0 | 0 | 0 | 0 | 0 | 0 | 0 | 0 | 0 | 0 | 0 | 0 | 0 | 0 | 0 | 0 | 0 | 0 |  | 1 | 1 | 1 | 1 | 1 | 1 | 1 | 1 | 1 | 0
PG&E GBA | Bellota | 115 | 0 | 0 | 0 | 0 | 0 | 0 | 0 | 0 | 0 | 0 | 0 | 0 | 0 | 0 | 0 | 0 | 0 | 0 | 0 | 0 |  | 0 | 0 | 0 | 0 | 0 | 0 | 0 | 0 | 0 | 0 | 0 | 0 | 0 | 0 | 0 | 0 | 0 | 0 | 0 | 0 | 0 | 0 | 0 | 0 | 0 | 0 | 0 | 0 | 0 | 0 | 0 | 0 | 0 | 0 | 0 | 0 |  | 0 | 0 | 0 | 0 | 0 | 0 | 0 | 0 | 0 | 0 | 0 | 0 | 0 | 0 | 0 | 0 | 0 | 0 | 0 | 0 | 0 | 0 | 0 | 0 | 0 | 0 | 0 | 0 | 0 | 0 | 0 | 0 | 0 | 0 | 0 | 0 |  | 0 | 0 | 0 | 0 | 0 | 0 | 0 | 0 | 0 | 0 | 0 | 0 | 0 | 0 | 365.12 | 0 | 0 | 1 | 0 | 0 | 0 | 0 | 0 | 0 | 0 | 0 | 0 | 0 | 0 | 0 | 0 | 0 | -2 | 0 | 0 | 1 |  | 0 | 0 | 0 | 0 | 0 | 0 | 0 | 0 | 0 | 0 | 0 | 0 | 0 | 0 | 665.12 | 0 | 0 | 1 | 0 | 0 | 0 | 0 | 0 | 0 | 0 | 0 | 0 | 0 | 0 | 0 | 0 | 0 | -2 | 0 | 0 | 1 |  | 1 | 1 | 1 | 1 | 1 | 1 | 1 | 2+ | 1 | 1
PG&E GBA | Bellota | 230 | 0 | 0 | 0 | 0 | 0 | 0 | 0 | 0 | 0 | 0 | 0 | 0 | 0 | 0 | 0 | 0 | 0 | 0 | 346 | 1 |  | 0 | 0 | 0 | 0 | 0 | 0 | 0 | 0 | 0 | 0 | 0 | 0 | 0 | 0 | 0 | 0 | 0 | 0 | 0 | 0 | 0 | 0 | 0 | 0 | 0 | 0 | 0 | 0 | 0 | 0 | 0 | 0 | 0 | 2 | 2 | 1 |  | 0 | 0 | 0 | 0 | 0 | 0 | 0 | 0 | 0 | 0 | 0 | 0 | 0 | 0 | 0 | 0 | 0 | 0 | 0 | 0 | 0 | 0 | 0 | 0 | 0 | 0 | 0 | 0 | 0 | 0 | 0 | 0 | 0 | 2 | 2 | 1 |  | 0 | 0 | 0 | 0 | 0 | 0 | 0 | 0 | 0 | 0 | 0 | 0 | 0 | 0 | 0 | 0 | 0 | 0 | 0 | 0 | 0 | 0 | 0 | 0 | 0 | 0 | 0 | 0 | 0 | 0 | 0 | 0 | 0 | 2 | 2 | 1 |  | 0 | 0 | 0 | 0 | 0 | 0 | 0 | 0 | 0 | 0 | 0 | 0 | 600 | 0 | 1800 | 0 | 500 | 1 | 0 | 0 | 0 | 0 | 0 | 0 | 0 | 0 | 0 | 0 | 0 | 0 | -2 | 0 | -2 | 2 | -1 | 1 |  | 1 | 1 | 1 | 1 | 1 | 1 | 1+ | 1+ | 3- | 1
SCE Northern | Big Creek | 230 | 0 | 0 | 0 | 0 | 0 | 0 | 0 | 0 | 0 | 0 | 0 | 0 | 0 | 0 | 0 | 0 | 0 | 0 | 0 | 0 |  | 0 | 0 | 0 | 0 | 0 | 0 | 0 | 0 | 0 | 0 | 0 | 0 | 0 | 0 | 0 | 0 | 0 | 0 | 0 | 0 | 0 | 0 | 0 | 0 | 0 | 0 | 0 | 0 | 0 | 0 | 0 | 0 | 0 | 0 | 0 | 0 |  | 0 | 0 | 0 | 0 | 0 | 0 | 0 | 0 | 0 | 0 | 0 | 0 | 0 | 0 | 0 | 0 | 0 | 0 | 0 | 0 | 0 | 0 | 0 | 0 | 0 | 0 | 0 | 0 | 0 | 0 | 0 | 0 | 0 | 0 | 0 | 0 |  | 0 | 0 | 0 | 0 | 0 | 0 | 0 | 0 | 0 | 0 | 0 | 0 | 0 | 0 | 0 | 0 | 0 | 0 | 0 | 0 | 0 | 0 | 0 | 0 | 0 | 0 | 0 | 0 | 0 | 0 | 0 | 0 | 0 | 0 | 0 | 0 |  | 0 | 0 | 0 | 0 | 0 | 0 | 0 | 0 | 0 | 0 | 0 | 0 | 0 | 0 | 0 | 0 | 0 | 0 | 0 | 0 | 0 | 0 | 0 | 0 | 0 | 0 | 0 | 0 | 0 | 0 | 0 | 0 | 0 | 0 | 0 | 0 |  | 1 | 1 | 1 | 1 | 1 | 1 | 1 | 1 | 1 | 0
PG&E FRESNO | Biola | 70 | 0 | 0 | 0 | 0 | 0 | 0 | 0 | 0 | 0 | 0 | 0 | 0 | 0 | 0 | 0 | 0 | 0 | 0 | 0 | 0 |  | 0 | 0 | 0 | 0 | 0 | 0 | 0 | 0 | 0 | 0 | 0 | 0 | 0 | 0 | 0 | 0 | 0 | 0 | 0 | 0 | 0 | 0 | 0 | 0 | 0 | 0 | 0 | 0 | 0 | 0 | 0 | 0 | 0 | 0 | 0 | 0 |  | 0 | 0 | 0 | 0 | 0 | 0 | 0 | 0 | 0 | 0 | 0 | 0 | 0 | 0 | 0 | 0 | 0 | 0 | 0 | 0 | 0 | 0 | 0 | 0 | 0 | 0 | 0 | 0 | 0 | 0 | 0 | 0 | 0 | 0 | 0 | 0 |  | 0 | 0 | 0 | 0 | 0 | 0 | 0 | 0 | 0 | 0 | 0 | 0 | 0 | 0 | 0 | 0 | 0 | 0 | 0 | 0 | 0 | 0 | 0 | 0 | 0 | 0 | 0 | 0 | 0 | 0 | 0 | 0 | 0 | 0 | 0 | 0 |  | 0 | 0 | 0 | 0 | 0 | 0 | 0 | 0 | 0 | 0 | 3.8 | 0 | 0 | 0 | 0 | 0 | 0 | 1 | 0 | 0 | 0 | 0 | 0 | 0 | 0 | 0 | 0 | 0 | -2 | 0 | 0 | 0 | 0 | 0 | 0 | 1 |  | 1 | 1 | 1 | 1 | 1 | 1+ | 1 | 1 | 1 | 1
PG&E GBA | Birds Landing | 230 | 0 | 0 | 144 | 107 | 251 | 0 | 0 | 0 | 0 | 0 | 0 | 0 | 0 | 0 | 0 | 0 | 0 | 0 | 0 | 1 |  | 0 | 0 | 0 | 0 | 0 | 207.2 | 0 | 0 | 0 | 0 | 0 | 0 | 205.02 | 65.02 | 295.94 | 0 | 0 | 1 | 0 | 0 | 0 | 0 | 2 | 1 | 0 | 0 | 0 | 0 | 0 | 0 | -2 | -2 | -2 | 0 | 0 | 1 |  | 0 | 0 | 0 | 0 | 0 | 207.2 | 0 | 0 | 0 | 0 | 0 | 0 | 205.02 | 65.02 | 295.94 | 0 | 0 | 1 | 0 | 0 | 0 | 0 | 2 | 1 | 0 | 0 | 0 | 0 | 0 | 0 | -2 | -2 | -2 | 0 | 0 | 1 |  | 0 | 0 | 0 | 0 | 0 | 207.2 | 0 | 0 | 0 | 0 | 0 | 0 | 205.02 | 65.02 | 416.56 | 0 | 0 | 1 | 0 | 0 | 0 | 0 | 2 | 1 | 0 | 0 | 0 | 0 | 0 | 0 | -2 | -2 | -2 | 0 | 0 | 1 |  | 0 | 0 | 0 | 0 | 0 | 307.2 | 0 | 0 | 0 | 0 | 0 | 0 | 255.02 | 65.02 | 716.56 | 0 | 0 | 1 | 0 | 0 | 0 | 0 | 2 | -1 | 0 | 0 | 0 | 0 | 0 | 0 | -2 | -2 | -2 | 0 | 0 | 1 |  | 1 | 1 | 3- | 1 | 1 | 1 | 4+ | 4+ | 1 | 1
SCE Northern | Bliss | 66 | 0 | 0 | 0 | 0 | 0 | 0 | 0 | 0 | 0 | 0 | 0 | 0 | 0 | 0 | 0 | 0 | 0 | 0 | 0 | 0 |  | 0 | 0 | 0 | 0 | 0 | 0 | 0 | 0 | 0 | 0 | 0 | 0 | 0 | 0 | 0 | 0 | 0 | 0 | 0 | 0 | 0 | 0 | 0 | 0 | 0 | 0 | 0 | 0 | 0 | 0 | 0 | 0 | 0 | 0 | 0 | 0 |  | 0 | 0 | 0 | 0 | 0 | 0 | 0 | 0 | 0 | 0 | 0 | 0 | 0 | 0 | 0 | 0 | 0 | 0 | 0 | 0 | 0 | 0 | 0 | 0 | 0 | 0 | 0 | 0 | 0 | 0 | 0 | 0 | 0 | 0 | 0 | 0 |  | 0 | 0 | 0 | 0 | 0 | 0 | 0 | 0 | 0 | 0 | 0 | 0 | 0 | 0 | 0 | 0 | 0 | 0 | 0 | 0 | 0 | 0 | 0 | 0 | 0 | 0 | 0 | 0 | 0 | 0 | 0 | 0 | 0 | 0 | 0 | 0 |  | 0 | 0 | 0 | 0 | 0 | 0 | 0 | 0 | 0 | 0 | 0 | 0 | 0 | 0 | 0 | 0 | 0 | 0 | 0 | 0 | 0 | 0 | 0 | 0 | 0 | 0 | 0 | 0 | 0 | 0 | 0 | 0 | 0 | 0 | 0 | 0 |  | 1 | 1 | 1 | 1 | 1 | 1 | 1 | 1 | 1 | 0
SCE Eastern | Blythe | 161 | 0 | 0 | 0 | 0 | 0 | 0 | 0 | 0 | 0 | 0 | 0 | 0 | 0 | 0 | 0 | 0 | 0 | 0 | 0 | 0 |  | 0 | 0 | 0 | 0 | 0 | 0 | 0 | 0 | 0 | 0 | 0 | 0 | 0 | 0 | 0 | 0 | 0 | 0 | 0 | 0 | 0 | 0 | 0 | 0 | 0 | 0 | 0 | 0 | 0 | 0 | 0 | 0 | 0 | 0 | 0 | 0 |  | 0 | 0 | 0 | 0 | 0 | 0 | 0 | 0 | 0 | 0 | 0 | 0 | 0 | 0 | 0 | 0 | 0 | 0 | 0 | 0 | 0 | 0 | 0 | 0 | 0 | 0 | 0 | 0 | 0 | 0 | 0 | 0 | 0 | 0 | 0 | 0 |  | 0 | 0 | 0 | 0 | 0 | 0 | 0 | 0 | 0 | 0 | 0 | 0 | 0 | 0 | 0 | 0 | 0 | 0 | 0 | 0 | 0 | 0 | 0 | 0 | 0 | 0 | 0 | 0 | 0 | 0 | 0 | 0 | 0 | 0 | 0 | 0 |  | 0 | 0 | 0 | 0 | 0 | 0 | 0 | 0 | 0 | 0 | 16 | 0 | 4.99 | 0 | 36.99 | 0 | 0 | 1 | 0 | 0 | 0 | 0 | 0 | 0 | 0 | 0 | 0 | 0 | -2 | 0 | -2 | 0 | 0 | 0 | 0 | 1 |  | 1 | 1 | 1 | 1 | 1 | 1+ | 1+ | 1 | 1 | 1
PG&E NGBA | Bogue | 115 | 0 | 0 | 0 | 0 | 0 | 0 | 0 | 0 | 0 | 0 | 0 | 0 | 0 | 0 | 0 | 0 | 0 | 0 | 0 | 0 |  | 0 | 0 | 0 | 0 | 0 | 0 | 0 | 0 | 0 | 0 | 0 | 0 | 0 | 0 | 0 | 0 | 0 | 0 | 0 | 0 | 0 | 0 | 0 | 0 | 0 | 0 | 0 | 0 | 0 | 0 | 0 | 0 | 0 | 0 | 0 | 0 |  | 0 | 0 | 0 | 0 | 0 | 0 | 0 | 0 | 0 | 0 | 0 | 0 | 0 | 0 | 0 | 0 | 0 | 0 | 0 | 0 | 0 | 0 | 0 | 0 | 0 | 0 | 0 | 0 | 0 | 0 | 0 | 0 | 0 | 0 | 0 | 0 |  | 0 | 0 | 0 | 0 | 0 | 0 | 0 | 0 | 0 | 0 | 0 | 0 | 0 | 0 | 0 | 0 | 0 | 0 | 0 | 0 | 0 | 0 | 0 | 0 | 0 | 0 | 0 | 0 | 0 | 0 | 0 | 0 | 0 | 0 | 0 | 0 |  | 0 | 0 | 0 | 0 | 0 | 0 | 0 | 0 | 0 | 0 | 4.98 | 0 | 0 | 0 | 0 | 0 | 0 | 1 | 0 | 0 | 0 | 0 | 0 | 0 | 0 | 0 | 0 | 0 | -2 | 0 | 0 | 0 | 0 | 0 | 0 | 1 |  | 1 | 1 | 1 | 1 | 1 | 1+ | 1 | 1 | 1 | 1
PG&E FRESNO | Borden | 230 | 0 | 0 | 0 | 0 | 0 | 0 | 0 | 0 | 0 | 0 | 0 | 0 | 0 | 0 | 0 | 0 | 0 | 0 | 0 | 0 |  | 0 | 0 | 0 | 0 | 0 | 0 | 0 | 0 | 0 | 0 | 0 | 0 | 0 | 0 | 0 | 0 | 0 | 0 | 0 | 0 | 0 | 0 | 0 | 0 | 0 | 0 | 0 | 0 | 0 | 0 | 0 | 0 | 0 | 0 | 0 | 0 |  | 0 | 0 | 0 | 0 | 0 | 0 | 0 | 0 | 0 | 0 | 0 | 0 | 0 | 0 | 0 | 0 | 0 | 0 | 0 | 0 | 0 | 0 | 0 | 0 | 0 | 0 | 0 | 0 | 0 | 0 | 0 | 0 | 0 | 0 | 0 | 0 |  | 0 | 0 | 0 | 0 | 0 | 0 | 0 | 0 | 0 | 0 | 0 | 0 | 203.2 | 0 | 406.899 | 0 | 0 | 1 | 0 | 0 | 0 | 0 | 0 | 0 | 0 | 0 | 0 | 0 | 0 | 0 | -2 | 0 | -2 | 0 | 0 | 1 |  | 0 | 0 | 0 | 0 | 0 | 0 | 0 | 0 | 0 | 0 | 0 | 0 | 603.2 | 0 | 1306.899 | 0 | 0 | 1 | 0 | 0 | 0 | 0 | 0 | 0 | 0 | 0 | 0 | 0 | 0 | 0 | -2 | 0 | -2 | 0 | 0 | 1 |  | 1 | 1 | 1 | 1 | 1 | 1 | 2+ | 2+ | 1 | 1
PG&E FRESNO | Borden | 70 | 0 | 0 | 0 | 0 | 0 | 0 | 0 | 0 | 0 | 0 | 0 | 4.5 | 0 | 0 | 0 | 0 | 0 | 0 | 0 | 1 |  | 0 | 0 | 0 | 0 | 0 | 0 | 0 | 0 | 0 | 0 | 0 | 0 | 0 | 0 | 0 | 0 | 0 | 0 | 0 | 0 | 0 | 0 | 0 | 0 | 0 | 0 | 0 | 0 | 2 | 0 | 0 | 0 | 0 | 0 | 0 | 1 |  | 0 | 0 | 0 | 5 | 0 | 0 | 0 | 0 | 0 | 0 | 4.4741 | 0 | 0 | 0 | 0 | 0 | 0 | 1 | 0 | 0 | 0 | -2 | 0 | 0 | 0 | 0 | 0 | 0 | 0 | 0 | 0 | 0 | 0 | 0 | 0 | 1 |  | 0 | 0 | 0 | 5 | 0 | 0 | 0 | 0 | 0 | 0 | 4.4741 | 0 | 0 | 0 | 0 | 0 | 0 | 1 | 0 | 0 | 0 | -2 | 0 | 0 | 0 | 0 | 0 | 0 | 0 | 0 | 0 | 0 | 0 | 0 | 0 | 1 |  | 0 | 0 | 0 | 5 | 0 | 0 | 0 | 0 | 0 | 0 | 4.4741 | 0 | 0 | 0 | 0 | 0 | 0 | 1 | 0 | 0 | 0 | -2 | 0 | 0 | 0 | 0 | 0 | 0 | 0 | 0 | 0 | 0 | 0 | 0 | 0 | 1 |  | 1 | 4+ | 1 | 1 | 1 | 1 | 1 | 1 | 1 | 1
SDGE | Boulevard East | 138 | 0 | 0 | 60 | 3.3 | 63.3 | 0 | 0 | 0 | 0 | 0 | 0 | 0 | 0 | 0 | 0 | 0 | 0 | 0 | 0 | 1 |  | 0 | 0 | 0 | 0 | 0 | 63.3 | 0 | 0 | 0 | 0 | 0 | 0 | 0 | 0 | 0 | 0 | 0 | 1 | 0 | 0 | 0 | 0 | 2 | 0 | 0 | 0 | 0 | 0 | 0 | 0 | 0 | 0 | 0 | 0 | 0 | 1 |  | 0 | 0 | 0 | 0 | 0 | 63.3 | 0 | 0 | 0 | 0 | 0 | 0 | 0 | 0 | 0 | 0 | 0 | 1 | 0 | 0 | 0 | 0 | 2 | 0 | 0 | 0 | 0 | 0 | 0 | 0 | 0 | 0 | 0 | 0 | 0 | 1 |  | 0 | 0 | 0 | 0 | 0 | 63.3 | 0 | 0 | 0 | 0 | 0 | 0 | 0 | 200 | 206.31 | 0 | 0 | 1 | 0 | 0 | 0 | 0 | 2 | 0 | 0 | 0 | 0 | 0 | 0 | 0 | 0 | -2 | -2 | 0 | 0 | 1 |  | 0 | 0 | 0 | 0 | 0 | 63.3 | 0 | 0 | 0 | 0 | 0 | 0 | 0 | 200 | 206.31 | 0 | 0 | 1 | 0 | 0 | 0 | 0 | 2 | 0 | 0 | 0 | 0 | 0 | 0 | 0 | 0 | -2 | -2 | 0 | 0 | 1 |  | 1 | 1 | 1 | 1 | 1 | 1 | 1 | 4+ | 1 | 1
SDGE | Boulevard East | 69 | 0 | 0 | 0 | 0 | 0 | 0 | 0 | 0 | 0 | 0 | 0 | 0 | 0 | 0 | 0 | 0 | 0 | 0 | 0 | 0 |  | 0 | 0 | 0 | 0 | 0 | 0 | 0 | 0 | 0 | 0 | 0 | 0 | 71.88 | 0 | 0 | 0 | 0 | 1 | 0 | 0 | 0 | 0 | 0 | 0 | 0 | 0 | 0 | 0 | 0 | 0 | -2 | 0 | 0 | 0 | 0 | 1 |  | 0 | 0 | 0 | 0 | 0 | 0 | 0 | 0 | 0 | 0 | 0 | 0 | 74.48 | 0 | 0 | 0 | 0 | 1 | 0 | 0 | 0 | 0 | 0 | 0 | 0 | 0 | 0 | 0 | 0 | 0 | -2 | 0 | 0 | 0 | 0 | 1 |  | 0 | 0 | 0 | 0 | 0 | 0 | 0 | 0 | 0 | 0 | 0 | 0 | 74.48 | 0 | 0 | 0 | 0 | 1 | 0 | 0 | 0 | 0 | 0 | 0 | 0 | 0 | 0 | 0 | 0 | 0 | -2 | 0 | 0 | 0 | 0 | 1 |  | 0 | 0 | 0 | 0 | 0 | 0 | 0 | 0 | 0 | 0 | 2 | 0 | 74.48 | 0 | 0 | 0 | 0 | 1 | 0 | 0 | 0 | 0 | 0 | 0 | 0 | 0 | 0 | 0 | -2 | 0 | -2 | 0 | 0 | 0 | 0 | 1 |  | 1 | 1 | 1 | 1 | 1 | 1+ | 4+ | 1 | 1 | 1
PG&E GBA | Brentwood | 230 | 0 | 0 | 0 | 0 | 0 | 0 | 0 | 0 | 0 | 0 | 0 | 0 | 0 | 0 | 0 | 0 | 0 | 0 | 0 | 0 |  | 0 | 0 | 0 | 0 | 0 | 0 | 0 | 0 | 0 | 0 | 0 | 0 | 0 | 0 | 0 | 0 | 0 | 0 | 0 | 0 | 0 | 0 | 0 | 0 | 0 | 0 | 0 | 0 | 0 | 0 | 0 | 0 | 0 | 0 | 0 | 0 |  | 0 | 0 | 0 | 0 | 0 | 0 | 0 | 0 | 0 | 0 | 0 | 0 | 0 | 0 | 0 | 0 | 0 | 0 | 0 | 0 | 0 | 0 | 0 | 0 | 0 | 0 | 0 | 0 | 0 | 0 | 0 | 0 | 0 | 0 | 0 | 0 |  | 0 | 0 | 0 | 0 | 0 | 0 | 0 | 0 | 0 | 0 | 0 | 0 | 0 | 0 | 0 | 0 | 0 | 0 | 0 | 0 | 0 | 0 | 0 | 0 | 0 | 0 | 0 | 0 | 0 | 0 | 0 | 0 | 0 | 0 | 0 | 0 |  | 0 | 0 | 0 | 0 | 0 | 0 | 0 | 0 | 0 | 0 | 5 | 0 | 0 | 0 | 304.99 | 0 | 0 | 1 | 0 | 0 | 0 | 0 | 0 | 0 | 0 | 0 | 0 | 0 | -2 | 0 | 0 | 0 | -1 | 0 | 0 | 1 |  | 1 | 1 | 1 | 1 | 1 | 1+ | 1 | 1 | 1 | 1
PG&E NGBA | Bridgeville | 115 | 0 | 8 | 0 | 0 | 0 | 0 | 0 | 0 | 0 | 0 | 0 | 0 | 0 | 0 | 0 | 0 | 0 | 0 | 0 | 1 |  | 0 | 0 | 0 | 0 | 0 | 0 | 0 | 0 | 0 | 0 | 0 | 0 | 0 | 0 | 0 | 0 | 0 | 0 | 0 | 0 | 2 | 2 | 0 | 0 | 0 | 0 | 0 | 0 | 0 | 0 | 0 | 0 | 0 | 0 | 0 | 1 |  | 0 | 0 | 0 | 0 | 0 | 0 | 0 | 0 | 0 | 0 | 0 | 0 | 0 | 0 | 0 | 0 | 0 | 0 | 0 | 0 | 2 | 2 | 0 | 0 | 0 | 0 | 0 | 0 | 0 | 0 | 0 | 0 | 0 | 0 | 0 | 1 |  | 0 | 0 | 0 | 0 | 0 | 0 | 0 | 0 | 0 | 0 | 0 | 0 | 0 | 0 | 0 | 0 | 0 | 0 | 0 | 0 | 2 | 2 | 0 | 0 | 0 | 0 | 0 | 0 | 0 | 0 | 0 | 0 | 0 | 0 | 0 | 1 |  | 0 | 0 | 0 | 0 | 0 | 0 | 0 | 0 | 0 | 0 | 0 | 0 | 0 | 0 | 0 | 0 | 0 | 0 | 0 | 0 | 2 | 2 | 0 | 0 | 0 | 0 | 0 | 0 | 0 | 0 | 0 | 0 | 0 | 0 | 0 | 1 |  | 1 | 5- | 1 | 1 | 1 | 1 | 1 | 1 | 1 | 1
PG&E NGBA | Brighton | 115 | 0 | 0 | 0 | 0 | 0 | 0 | 0 | 0 | 0 | 0 | 0 | 0 | 0 | 0 | 0 | 0 | 0 | 0 | 0 | 0 |  | 0 | 0 | 0 | 0 | 0 | 0 | 0 | 0 | 0 | 0 | 0 | 0 | 0 | 0 | 0 | 0 | 0 | 0 | 0 | 0 | 0 | 0 | 0 | 0 | 0 | 0 | 0 | 0 | 0 | 0 | 0 | 0 | 0 | 0 | 0 | 0 |  | 0 | 0 | 0 | 0 | 0 | 0 | 0 | 0 | 0 | 0 | 0 | 0 | 0 | 0 | 0 | 0 | 0 | 0 | 0 | 0 | 0 | 0 | 0 | 0 | 0 | 0 | 0 | 0 | 0 | 0 | 0 | 0 | 0 | 0 | 0 | 0 |  | 0 | 0 | 0 | 0 | 0 | 0 | 0 | 0 | 0 | 0 | 0 | 0 | 0 | 0 | 0 | 0 | 0 | 0 | 0 | 0 | 0 | 0 | 0 | 0 | 0 | 0 | 0 | 0 | 0 | 0 | 0 | 0 | 0 | 0 | 0 | 0 |  | 0 | 0 | 0 | 0 | 0 | 0 | 0 | 0 | 0 | 0 | 0 | 0 | 0 | 0 | 0 | 0 | 0 | 0 | 0 | 0 | 0 | 0 | 0 | 0 | 0 | 0 | 0 | 0 | 0 | 0 | 0 | 0 | 0 | 0 | 0 | 0 |  | 1 | 1 | 1 | 1 | 1 | 1 | 1 | 1 | 1 | 0
PG&E NGBA | Brighton | 230 | 0 | 0 | 0 | 0 | 0 | 0 | 0 | 0 | 0 | 0 | 0 | 0 | 0 | 0 | 0 | 0 | 0 | 0 | 0 | 0 |  | 0 | 0 | 0 | 0 | 0 | 0 | 0 | 0 | 0 | 0 | 0 | 0 | 0 | 0 | 0 | 0 | 0 | 0 | 0 | 0 | 0 | 0 | 0 | 0 | 0 | 0 | 0 | 0 | 0 | 0 | 0 | 0 | 0 | 0 | 0 | 0 |  | 0 | 0 | 0 | 0 | 0 | 0 | 0 | 0 | 0 | 0 | 0 | 0 | 0 | 0 | 0 | 0 | 0 | 0 | 0 | 0 | 0 | 0 | 0 | 0 | 0 | 0 | 0 | 0 | 0 | 0 | 0 | 0 | 0 | 0 | 0 | 0 |  | 0 | 0 | 0 | 0 | 0 | 0 | 0 | 0 | 0 | 0 | 0 | 0 | 0 | 0 | 0 | 0 | 0 | 0 | 0 | 0 | 0 | 0 | 0 | 0 | 0 | 0 | 0 | 0 | 0 | 0 | 0 | 0 | 0 | 0 | 0 | 0 |  | 0 | 0 | 0 | 0 | 0 | 0 | 0 | 0 | 0 | 0 | 0 | 0 | 0 | 0 | 0 | 0 | 0 | 0 | 0 | 0 | 0 | 0 | 0 | 0 | 0 | 0 | 0 | 0 | 0 | 0 | 0 | 0 | 0 | 0 | 0 | 0 |  | 1 | 1 | 1 | 1 | 1 | 1 | 1 | 1 | 1 | 0
PG&E NGBA | Brunswick | 115 | 0 | 0 | 0 | 0 | 0 | 0 | 0 | 0 | 0 | 0 | 0 | 1.9 | 0 | 0 | 0 | 0 | 0 | 0 | 0 | 1 |  | 0 | 0 | 0 | 0 | 0 | 0 | 0 | 0 | 0 | 0 | 0 | 0 | 0 | 0 | 0 | 0 | 0 | 0 | 0 | 0 | 0 | 0 | 0 | 0 | 0 | 0 | 0 | 0 | 2 | 0 | 0 | 0 | 0 | 0 | 0 | 1 |  | 0 | 0 | 0 | 0 | 0 | 0 | 0 | 0 | 0 | 0 | 1.9408 | 0 | 0 | 0 | 2.2208 | 0 | 0 | 1 | 0 | 0 | 0 | 0 | 0 | 0 | 0 | 0 | 0 | 0 | 0 | 0 | 0 | 0 | 0 | 0 | 0 | 0 |  | 0 | 0 | 0 | 0 | 0 | 0 | 0 | 0 | 0 | 0 | 1.9408 | 0 | 0 | 0 | 2.2208 | 0 | 0 | 1 | 0 | 0 | 0 | 0 | 0 | 0 | 0 | 0 | 0 | 0 | 0 | 0 | 0 | 0 | 0 | 0 | 0 | 0 |  | 0 | 0 | 0 | 0 | 0 | 0 | 0 | 0 | 0 | 0 | 3.0628 | 0 | 0 | 0 | 2.2208 | 0 | 0 | 1 | 0 | 0 | 0 | 0 | 0 | 0 | 0 | 0 | 0 | 0 | -2 | 0 | 0 | 0 | 0 | 0 | 0 | 1 |  | 1 | 1 | 1 | 1 | 1 | 1+ | 1 | 1 | 1 | 1
PG&E NGBA | Bucks Creek | 230 | 0 | 0 | 0 | 0 | 0 | 0 | 0 | 0 | 0 | 0 | 0 | 0 | 0 | 0 | 0 | 0 | 0 | 0 | 0 | 0 |  | 0 | 0 | 0 | 0 | 0 | 0 | 0 | 0 | 0 | 0 | 0 | 0 | 0 | 0 | 0 | 0 | 0 | 0 | 0 | 0 | 0 | 0 | 0 | 0 | 0 | 0 | 0 | 0 | 0 | 0 | 0 | 0 | 0 | 0 | 0 | 0 |  | 0 | 0 | 0 | 0 | 0 | 0 | 0 | 0 | 0 | 0 | 0 | 0 | 0 | 0 | 0 | 0 | 0 | 0 | 0 | 0 | 0 | 0 | 0 | 0 | 0 | 0 | 0 | 0 | 0 | 0 | 0 | 0 | 0 | 0 | 0 | 0 |  | 0 | 0 | 0 | 0 | 0 | 0 | 0 | 0 | 0 | 0 | 0 | 0 | 0 | 0 | 0 | 0 | 0 | 0 | 0 | 0 | 0 | 0 | 0 | 0 | 0 | 0 | 0 | 0 | 0 | 0 | 0 | 0 | 0 | 0 | 0 | 0 |  | 0 | 0 | 0 | 0 | 0 | 0 | 0 | 0 | 0 | 0 | 0 | 0 | 0 | 0 | 0 | 0 | 0 | 0 | 0 | 0 | 0 | 0 | 0 | 0 | 0 | 0 | 0 | 0 | 0 | 0 | 0 | 0 | 0 | 0 | 0 | 0 |  | 1 | 1 | 1 | 1 | 1 | 1 | 1 | 1 | 1 | 0
PG&E KERN | Buena Vista | 230 | 0 | 0 | 0 | 0 | 0 | 0 | 0 | 0 | 0 | 0 | 0 | 0 | 0 | 0 | 0 | 0 | 0 | 0 | 0 | 0 |  | 0 | 0 | 0 | 0 | 0 | 0 | 0 | 0 | 0 | 0 | 0 | 0 | 0 | 0 | 0 | 0 | 0 | 0 | 0 | 0 | 0 | 0 | 0 | 0 | 0 | 0 | 0 | 0 | 0 | 0 | 0 | 0 | 0 | 0 | 0 | 0 |  | 0 | 0 | 0 | 0 | 0 | 0 | 0 | 0 | 0 | 0 | 0 | 0 | 0 | 0 | 0 | 0 | 0 | 0 | 0 | 0 | 0 | 0 | 0 | 0 | 0 | 0 | 0 | 0 | 0 | 0 | 0 | 0 | 0 | 0 | 0 | 0 |  | 0 | 0 | 0 | 0 | 0 | 0 | 0 | 0 | 0 | 0 | 0 | 0 | 0 | 0 | 0 | 0 | 0 | 0 | 0 | 0 | 0 | 0 | 0 | 0 | 0 | 0 | 0 | 0 | 0 | 0 | 0 | 0 | 0 | 0 | 0 | 0 |  | 0 | 0 | 0 | 0 | 0 | 0 | 0 | 0 | 0 | 0 | 0.71 | 0 | 0 | 0 | 0 | 0 | 0 | 1 | 0 | 0 | 0 | 0 | 0 | 0 | 0 | 0 | 0 | 0 | -2 | 0 | 0 | 0 | 0 | 0 | 0 | 1 |  | 1 | 1 | 1 | 1 | 1 | 1+ | 1 | 1 | 1 | 1
PG&E FRESNO | Bullard | 115 | 0 | 0 | 0 | 0 | 0 | 0 | 0 | 0 | 0 | 0 | 0 | 0 | 0 | 0 | 0 | 0 | 0 | 0 | 0 | 0 |  | 0 | 0 | 0 | 0 | 0 | 0 | 0 | 0 | 0 | 0 | 0 | 0 | 0 | 0 | 0 | 0 | 0 | 0 | 0 | 0 | 0 | 0 | 0 | 0 | 0 | 0 | 0 | 0 | 0 | 0 | 0 | 0 | 0 | 0 | 0 | 0 |  | 0 | 0 | 0 | 0 | 0 | 0 | 0 | 0 | 0 | 0 | 11.7 | 0 | 0 | 0 | 0 | 0 | 0 | 1 | 0 | 0 | 0 | 0 | 0 | 0 | 0 | 0 | 0 | 0 | -2 | 0 | 0 | 0 | 0 | 0 | 0 | 1 |  | 0 | 0 | 0 | 0 | 0 | 0 | 0 | 0 | 0 | 0 | 11.7 | 0 | 0 | 0 | 0 | 0 | 0 | 1 | 0 | 0 | 0 | 0 | 0 | 0 | 0 | 0 | 0 | 0 | -2 | 0 | 0 | 0 | 0 | 0 | 0 | 1 |  | 0 | 0 | 0 | 0 | 0 | 0 | 0 | 0 | 0 | 0 | 11.7 | 0 | 0 | 0 | 0 | 0 | 0 | 1 | 0 | 0 | 0 | 0 | 0 | 0 | 0 | 0 | 0 | 0 | -2 | 0 | 0 | 0 | 0 | 0 | 0 | 1 |  | 1 | 1 | 1 | 1 | 1 | 4+ | 1 | 1 | 1 | 1
PG&E GBA | Burlingame | 115 | 0 | 0 | 0 | 0 | 0 | 0 | 0 | 0 | 0 | 0 | 0 | 0 | 0 | 0 | 0 | 0 | 0 | 0 | 0 | 0 |  | 0 | 0 | 0 | 0 | 0 | 0 | 0 | 0 | 0 | 0 | 0 | 0 | 0 | 0 | 0 | 0 | 0 | 0 | 0 | 0 | 0 | 0 | 0 | 0 | 0 | 0 | 0 | 0 | 0 | 0 | 0 | 0 | 0 | 0 | 0 | 0 |  | 0 | 0 | 0 | 0 | 0 | 0 | 0 | 0 | 0 | 0 | 0 | 0 | 0 | 0 | 0 | 0 | 0 | 0 | 0 | 0 | 0 | 0 | 0 | 0 | 0 | 0 | 0 | 0 | 0 | 0 | 0 | 0 | 0 | 0 | 0 | 0 |  | 0 | 0 | 0 | 0 | 0 | 0 | 0 | 0 | 0 | 0 | 0 | 0 | 0 | 0 | 0 | 0 | 0 | 0 | 0 | 0 | 0 | 0 | 0 | 0 | 0 | 0 | 0 | 0 | 0 | 0 | 0 | 0 | 0 | 0 | 0 | 0 |  | 0 | 0 | 0 | 0 | 0 | 0 | 0 | 0 | 0 | 0 | 0 | 0 | 0 | 0 | 0 | 0 | 0 | 0 | 0 | 0 | 0 | 0 | 0 | 0 | 0 | 0 | 0 | 0 | 0 | 0 | 0 | 0 | 0 | 0 | 0 | 0 |  | 1 | 1 | 1 | 1 | 1 | 1 | 1 | 1 | 1 | 0
PG&E NGBA | Burney Forest | 230 | 0 | 11 | 0 | 0 | 0 | 0 | 0 | 0 | 0 | 0 | 0 | 0 | 0 | 0 | 0 | 0 | 0 | 0 | 0 | 1 |  | 0 | 0 | 0 | 0 | 0 | 0 | 0 | 0 | 0 | 0 | 0 | 0 | 0 | 0 | 0 | 0 | 0 | 0 | 0 | 0 | 2 | 2 | 0 | 0 | 0 | 0 | 0 | 0 | 0 | 0 | 0 | 0 | 0 | 0 | 0 | 1 |  | 0 | 0 | 0 | 5 | 0 | 0 | 0 | 0 | 0 | 0 | 0 | 0 | 0 | 0 | 0 | 0 | 0 | 1 | 0 | 0 | 2 | 2 | 0 | 0 | 0 | 0 | 0 | 0 | 0 | 0 | 0 | 0 | 0 | 0 | 0 | 1 |  | 0 | 0 | 0 | 5 | 0 | 0 | 0 | 0 | 0 | 0 | 0 | 0 | 0 | 0 | 0 | 0 | 0 | 1 | 0 | 0 | 2 | 2 | 0 | 0 | 0 | 0 | 0 | 0 | 0 | 0 | 0 | 0 | 0 | 0 | 0 | 1 |  | 0 | 0 | 0 | 10 | 0 | 0 | 0 | 0 | 0 | 0 | 0 | 0 | 0 | 0 | 0 | 0 | 0 | 1 | 0 | 0 | 2 | 0 | 0 | 0 | 0 | 0 | 0 | 0 | 0 | 0 | 0 | 0 | 0 | 0 | 0 | 1 |  | 1 | 3- | 1 | 1 | 1 | 1 | 1 | 1 | 1 | 1
PG&E NGBA | Butte | 115 | 0 | 0 | 0 | 0 | 0 | 0 | 0 | 0 | 0 | 0 | 0 | 0 | 0 | 0 | 0 | 0 | 0 | 0 | 0 | 0 |  | 0 | 0 | 0 | 0 | 0 | 0 | 0 | 0 | 0 | 0 | 0 | 0 | 0 | 0 | 0 | 0 | 0 | 0 | 0 | 0 | 0 | 0 | 0 | 0 | 0 | 0 | 0 | 0 | 0 | 0 | 0 | 0 | 0 | 0 | 0 | 0 |  | 0 | 0 | 0 | 0 | 0 | 0 | 0 | 0 | 0 | 0 | 0 | 0 | 0 | 0 | 0 | 0 | 0 | 0 | 0 | 0 | 0 | 0 | 0 | 0 | 0 | 0 | 0 | 0 | 0 | 0 | 0 | 0 | 0 | 0 | 0 | 0 |  | 0 | 0 | 0 | 0 | 0 | 0 | 0 | 0 | 0 | 0 | 0 | 0 | 0 | 0 | 0 | 0 | 0 | 0 | 0 | 0 | 0 | 0 | 0 | 0 | 0 | 0 | 0 | 0 | 0 | 0 | 0 | 0 | 0 | 0 | 0 | 0 |  | 0 | 0 | 0 | 0 | 0 | 0 | 0 | 0 | 0 | 0 | 0 | 0 | 0 | 0 | 0 | 0 | 0 | 0 | 0 | 0 | 0 | 0 | 0 | 0 | 0 | 0 | 0 | 0 | 0 | 0 | 0 | 0 | 0 | 0 | 0 | 0 |  | 1 | 1 | 1 | 1 | 1 | 1 | 1 | 1 | 1 | 0
PG&E KERN | Cabrillo | 115 | 0 | 0 | 0 | 0 | 0 | 0 | 0 | 0 | 0 | 0 | 0 | 0 | 0 | 0 | 0 | 0 | 0 | 0 | 0 | 0 |  | 0 | 0 | 0 | 0 | 0 | 0 | 0 | 0 | 0 | 0 | 0 | 0 | 0 | 0 | 0 | 0 | 0 | 0 | 0 | 0 | 0 | 0 | 0 | 0 | 0 | 0 | 0 | 0 | 0 | 0 | 0 | 0 | 0 | 0 | 0 | 0 |  | 0 | 0 | 0 | 0 | 0 | 0 | 0 | 0 | 0 | 0 | 0 | 0 | 0 | 0 | 0 | 0 | 0 | 0 | 0 | 0 | 0 | 0 | 0 | 0 | 0 | 0 | 0 | 0 | 0 | 0 | 0 | 0 | 0 | 0 | 0 | 0 |  | 0 | 0 | 0 | 0 | 0 | 0 | 0 | 0 | 0 | 0 | 0 | 0 | 0 | 0 | 0 | 0 | 0 | 0 | 0 | 0 | 0 | 0 | 0 | 0 | 0 | 0 | 0 | 0 | 0 | 0 | 0 | 0 | 0 | 0 | 0 | 0 |  | 0 | 0 | 0 | 0 | 0 | 0 | 0 | 0 | 0 | 60 | 0 | 0 | 0 | 0 | 0 | 0 | 0 | 1 | 0 | 0 | 0 | 0 | 0 | 0 | 0 | 0 | 0 | -2 | 0 | 0 | 0 | 0 | 0 | 0 | 0 | 1 |  | 1 | 1 | 1 | 1 | 1+ | 1 | 1 | 1 | 1 | 1
PG&E FRESNO | Cal Flats | 230 | 0 | 0 | 0 | 0 | 0 | 0 | 0 | 0 | 0 | 0 | 0 | 0 | 0 | 0 | 0 | 0 | 0 | 0 | 0 | 0 |  | 0 | 0 | 0 | 0 | 0 | 0 | 0 | 0 | 0 | 0 | 0 | 0 | 0 | 0 | 0 | 0 | 0 | 0 | 0 | 0 | 0 | 0 | 0 | 0 | 0 | 0 | 0 | 0 | 0 | 0 | 0 | 0 | 0 | 0 | 0 | 0 |  | 0 | 0 | 0 | 0 | 0 | 0 | 0 | 0 | 0 | 0 | 0 | 0 | 0 | 0 | 0 | 0 | 0 | 0 | 0 | 0 | 0 | 0 | 0 | 0 | 0 | 0 | 0 | 0 | 0 | 0 | 0 | 0 | 0 | 0 | 0 | 0 |  | 0 | 0 | 0 | 0 | 0 | 0 | 0 | 0 | 0 | 0 | 0 | 0 | 0 | 0 | 0 | 0 | 0 | 0 | 0 | 0 | 0 | 0 | 0 | 0 | 0 | 0 | 0 | 0 | 0 | 0 | 0 | 0 | 0 | 0 | 0 | 0 |  | 0 | 0 | 0 | 0 | 0 | 0 | 0 | 0 | 0 | 0 | 0 | 0 | 0 | 0 | 300 | 0 | 0 | 1 | 0 | 0 | 0 | 0 | 0 | 0 | 0 | 0 | 0 | 0 | 0 | 0 | 0 | 0 | -1 | 0 | 0 | 1 |  | 1 | 1 | 1 | 1 | 1 | 1 | 1 | 1 | 1 | 0
SCE NOL | Calcite | 230 | 0 | 0 | 0 | 0 | 0 | 0 | 0 | 0 | 0 | 0 | 0 | 0 | 200 | 150 | 350 | 0 | 0 | 0 | 0 | 1 |  | 0 | 0 | 0 | 0 | 0 | 0 | 0 | 0 | 0 | 0 | 0 | 200 | 400 | 236 | 250 | 0 | 0 | 1 | 0 | 0 | 0 | 0 | 0 | 0 | 0 | 0 | 0 | 0 | 0 | 0 | -1 | -2 | -2 | 0 | 0 | 1 |  | 0 | 0 | 0 | 0 | 0 | 0 | 0 | 0 | 0 | 0 | 0 | 200 | 400 | 236 | 250 | 0 | 0 | 1 | 0 | 0 | 0 | 0 | 0 | 0 | 0 | 0 | 0 | 0 | 0 | 0 | -1 | -2 | -2 | 0 | 0 | 1 |  | 0 | 0 | 0 | 0 | 0 | 0 | 0 | 0 | 0 | 0 | 0 | 200 | 456 | 291 | 306 | 0 | 0 | 1 | 0 | 0 | 0 | 0 | 0 | 0 | 0 | 0 | 0 | 0 | 0 | 0 | -1 | -2 | -2 | 0 | 0 | 1 |  | 0 | 0 | 0 | 0 | 0 | 0 | 0 | 0 | 0 | 0 | 0 | 200 | 1406 | 291 | 2046 | 0 | 0 | 1 | 0 | 0 | 0 | 0 | 0 | 0 | 0 | 0 | 0 | 0 | 0 | 0 | -2 | -2 | -2 | 0 | 0 | 1 |  | 1 | 1 | 1 | 1 | 1 | 1 | 3+ | 4+ | 1 | 1
PG&E KERN | Caliente | 230 | 0 | 0 | 0 | 0 | 0 | 0 | 0 | 0 | 0 | 0 | 0 | 0 | 0 | 0 | 0 | 0 | 0 | 0 | 0 | 0 |  | 0 | 0 | 0 | 0 | 0 | 0 | 0 | 0 | 0 | 0 | 0 | 0 | 0 | 0 | 75 | 0 | 0 | 1 | 0 | 0 | 0 | 0 | 0 | 0 | 0 | 0 | 0 | 0 | 0 | 0 | 0 | 0 | -2 | 0 | 0 | 1 |  | 0 | 0 | 0 | 0 | 0 | 0 | 0 | 0 | 0 | 0 | 0 | 0 | 0 | 0 | 0 | 0 | 0 | 0 | 0 | 0 | 0 | 0 | 0 | 0 | 0 | 0 | 0 | 0 | 0 | 0 | 0 | 0 | 0 | 0 | 0 | 0 |  | 0 | 0 | 0 | 0 | 0 | 0 | 0 | 0 | 0 | 0 | 0 | 0 | 0 | 0 | 75 | 0 | 0 | 1 | 0 | 0 | 0 | 0 | 0 | 0 | 0 | 0 | 0 | 0 | 0 | 0 | 0 | 0 | -2 | 0 | 0 | 1 |  | 0 | 0 | 0 | 0 | 0 | 0 | 0 | 0 | 0 | 0 | 0 | 0 | 200 | 0 | 525 | 0 | 0 | 1 | 0 | 0 | 0 | 0 | 0 | 0 | 0 | 0 | 0 | 0 | 0 | 0 | -2 | 0 | -2 | 0 | 0 | 1 |  | 1 | 1 | 1 | 1 | 1 | 1 | 1+ | 2+ | 1 | 1
PG&E FRESNO | California Ave | 115 | 0 | 0 | 0 | 0 | 0 | 0 | 0 | 0 | 0 | 0 | 0 | 0 | 0 | 0 | 0 | 0 | 0 | 0 | 0 | 0 |  | 0 | 0 | 0 | 0 | 0 | 0 | 0 | 0 | 0 | 0 | 0 | 0 | 0 | 0 | 0 | 0 | 0 | 0 | 0 | 0 | 0 | 0 | 0 | 0 | 0 | 0 | 0 | 0 | 0 | 0 | 0 | 0 | 0 | 0 | 0 | 0 |  | 0 | 0 | 0 | 0 | 0 | 0 | 0 | 0 | 0 | 0 | 0 | 0 | 0 | 0 | 0 | 0 | 0 | 0 | 0 | 0 | 0 | 0 | 0 | 0 | 0 | 0 | 0 | 0 | 0 | 0 | 0 | 0 | 0 | 0 | 0 | 0 |  | 0 | 0 | 0 | 0 | 0 | 0 | 0 | 0 | 0 | 0 | 0 | 0 | 0 | 0 | 0 | 0 | 0 | 0 | 0 | 0 | 0 | 0 | 0 | 0 | 0 | 0 | 0 | 0 | 0 | 0 | 0 | 0 | 0 | 0 | 0 | 0 |  | 0 | 0 | 0 | 0 | 0 | 0 | 0 | 0 | 0 | 0 | 0 | 0 | 0 | 0 | 0 | 0 | 0 | 0 | 0 | 0 | 0 | 0 | 0 | 0 | 0 | 0 | 0 | 0 | 0 | 0 | 0 | 0 | 0 | 0 | 0 | 0 |  | 1 | 1 | 1 | 1 | 1 | 1 | 1 | 1 | 1 | 0
PG&E KERN | Callender | 115 | 0 | 0 | 0 | 0 | 0 | 0 | 0 | 0 | 0 | 0 | 0 | 0 | 0 | 0 | 0 | 0 | 0 | 0 | 0 | 0 |  | 0 | 0 | 0 | 0 | 0 | 0 | 0 | 0 | 0 | 0 | 0 | 0 | 0 | 0 | 0 | 0 | 0 | 0 | 0 | 0 | 0 | 0 | 0 | 0 | 0 | 0 | 0 | 0 | 0 | 0 | 0 | 0 | 0 | 0 | 0 | 0 |  | 0 | 0 | 0 | 0 | 0 | 0 | 0 | 0 | 0 | 0 | 0 | 0 | 0 | 0 | 0 | 0 | 0 | 0 | 0 | 0 | 0 | 0 | 0 | 0 | 0 | 0 | 0 | 0 | 0 | 0 | 0 | 0 | 0 | 0 | 0 | 0 |  | 0 | 0 | 0 | 0 | 0 | 0 | 0 | 0 | 0 | 0 | 0 | 0 | 0 | 0 | 0 | 0 | 0 | 0 | 0 | 0 | 0 | 0 | 0 | 0 | 0 | 0 | 0 | 0 | 0 | 0 | 0 | 0 | 0 | 0 | 0 | 0 |  | 0 | 0 | 0 | 0 | 0 | 0 | 0 | 0 | 0 | 0 | 0 | 0 | 0 | 0 | 0 | 0 | 0 | 0 | 0 | 0 | 0 | 0 | 0 | 0 | 0 | 0 | 0 | 0 | 0 | 0 | 0 | 0 | 0 | 0 | 0 | 0 |  | 1 | 1 | 1 | 1 | 1 | 1 | 1 | 1 | 1 | 0
PG&E NGBA | Calpella | 115 | 0 | 10 | 0 | 0 | 0 | 0 | 0 | 0 | 0 | 0 | 0 | 0 | 0 | 0 | 0 | 0 | 0 | 0 | 0 | 1 |  | 0 | 0 | 0 | 0 | 0 | 0 | 0 | 0 | 0 | 0 | 0 | 0 | 0 | 0 | 0 | 0 | 0 | 0 | 0 | 0 | 2 | 2 | 0 | 0 | 0 | 0 | 0 | 0 | 0 | 0 | 0 | 0 | 0 | 0 | 0 | 1 |  | 0 | 0 | 0 | 0 | 0 | 0 | 0 | 0 | 0 | 0 | 1.05 | 0 | 0 | 0 | 0 | 0 | 0 | 1 | 0 | 0 | 2 | 2 | 0 | 0 | 0 | 0 | 0 | 0 | -2 | 0 | 0 | 0 | 0 | 0 | 0 | 1 |  | 0 | 0 | 0 | 0 | 0 | 0 | 0 | 0 | 0 | 0 | 1.05 | 0 | 0 | 0 | 0 | 0 | 0 | 1 | 0 | 0 | 2 | 2 | 0 | 0 | 0 | 0 | 0 | 0 | -2 | 0 | 0 | 0 | 0 | 0 | 0 | 1 |  | 0 | 0 | 0 | 0 | 0 | 0 | 0 | 0 | 0 | 0 | 1.05 | 0 | 0 | 0 | 0 | 0 | 0 | 1 | 0 | 0 | 2 | 2 | 0 | 0 | 0 | 0 | 0 | 0 | -2 | 0 | 0 | 0 | 0 | 0 | 0 | 1 |  | 1 | 5- | 1 | 1 | 1 | 4+ | 1 | 1 | 1 | 1
PG&E GBA | Camanche | 230 | 0 | 0 | 0 | 0 | 0 | 0 | 0 | 0 | 0 | 0 | 0 | 0 | 0 | 0 | 0 | 0 | 0 | 0 | 0 | 0 |  | 0 | 0 | 0 | 0 | 0 | 0 | 0 | 0 | 0 | 0 | 0 | 0 | 0 | 0 | 0 | 0 | 0 | 0 | 0 | 0 | 0 | 0 | 0 | 0 | 0 | 0 | 0 | 0 | 0 | 0 | 0 | 0 | 0 | 0 | 0 | 0 |  | 0 | 0 | 0 | 0 | 0 | 0 | 0 | 0 | 0 | 0 | 0 | 0 | 0 | 0 | 0 | 0 | 0 | 0 | 0 | 0 | 0 | 0 | 0 | 0 | 0 | 0 | 0 | 0 | 0 | 0 | 0 | 0 | 0 | 0 | 0 | 0 |  | 0 | 0 | 0 | 0 | 0 | 0 | 0 | 0 | 0 | 0 | 0 | 0 | 0 | 0 | 0 | 0 | 0 | 0 | 0 | 0 | 0 | 0 | 0 | 0 | 0 | 0 | 0 | 0 | 0 | 0 | 0 | 0 | 0 | 0 | 0 | 0 |  | 0 | 0 | 0 | 0 | 0 | 0 | 0 | 0 | 0 | 0 | 0 | 0 | 0 | 0 | 0 | 0 | 0 | 0 | 0 | 0 | 0 | 0 | 0 | 0 | 0 | 0 | 0 | 0 | 0 | 0 | 0 | 0 | 0 | 0 | 0 | 0 |  | 1 | 1 | 1 | 1 | 1 | 1 | 1 | 1 | 1 | 0
SDGE | Cameron | 69 | 0 | 0 | 0 | 0 | 0 | 0 | 0 | 0 | 0 | 0 | 0 | 0 | 0 | 0 | 0 | 0 | 0 | 0 | 0 | 0 |  | 0 | 0 | 0 | 0 | 0 | 0 | 0 | 0 | 0 | 0 | 0 | 0 | 0 | 0 | 0 | 0 | 0 | 0 | 0 | 0 | 0 | 0 | 0 | 0 | 0 | 0 | 0 | 0 | 0 | 0 | 0 | 0 | 0 | 0 | 0 | 0 |  | 0 | 0 | 0 | 0 | 0 | 0 | 0 | 0 | 0 | 0 | 0 | 0 | 0 | 0 | 0 | 0 | 0 | 0 | 0 | 0 | 0 | 0 | 0 | 0 | 0 | 0 | 0 | 0 | 0 | 0 | 0 | 0 | 0 | 0 | 0 | 0 |  | 0 | 0 | 0 | 0 | 0 | 0 | 0 | 0 | 0 | 0 | 0 | 0 | 0 | 0 | 0 | 0 | 0 | 0 | 0 | 0 | 0 | 0 | 0 | 0 | 0 | 0 | 0 | 0 | 0 | 0 | 0 | 0 | 0 | 0 | 0 | 0 |  | 0 | 0 | 0 | 0 | 0 | 0 | 0 | 0 | 0 | 0 | 0 | 0 | 0 | 0 | 100 | 0 | 0 | 1 | 0 | 0 | 0 | 0 | 0 | 0 | 0 | 0 | 0 | 0 | 0 | 0 | 0 | 0 | 0 | 0 | 0 | 0 |  | 1 | 1 | 1 | 1 | 1 | 1 | 1 | 1 | 1 | 0
SDGE | Cannon | 69 | 0 | 0 | 0 | 0 | 0 | 0 | 0 | 0 | 0 | 0 | 0 | 0 | 0 | 0 | 0 | 0 | 0 | 0 | 0 | 0 |  | 0 | 0 | 0 | 0 | 0 | 0 | 0 | 0 | 0 | 0 | 0 | 0 | 0 | 0 | 0 | 0 | 0 | 0 | 0 | 0 | 0 | 0 | 0 | 0 | 0 | 0 | 0 | 0 | 0 | 0 | 0 | 0 | 0 | 0 | 0 | 0 |  | 0 | 0 | 0 | 0 | 0 | 0 | 0 | 0 | 0 | 0 | 0 | 0 | 0 | 0 | 0 | 0 | 0 | 0 | 0 | 0 | 0 | 0 | 0 | 0 | 0 | 0 | 0 | 0 | 0 | 0 | 0 | 0 | 0 | 0 | 0 | 0 |  | 0 | 0 | 0 | 0 | 0 | 0 | 0 | 0 | 0 | 0 | 0 | 0 | 0 | 0 | 0 | 0 | 0 | 0 | 0 | 0 | 0 | 0 | 0 | 0 | 0 | 0 | 0 | 0 | 0 | 0 | 0 | 0 | 0 | 0 | 0 | 0 |  | 0 | 0 | 0 | 0 | 0 | 0 | 0 | 0 | 0 | 0 | 0 | 0 | 0 | 0 | 3 | 0 | 0 | 1 | 0 | 0 | 0 | 0 | 0 | 0 | 0 | 0 | 0 | 0 | 0 | 0 | 0 | 0 | 0 | 0 | 0 | 0 |  | 1 | 1 | 1 | 1 | 1 | 1 | 1 | 1 | 1 | 0
PG&E FRESNO | Cantua | 115 | 0 | 0 | 0 | 0 | 0 | 0 | 0 | 0 | 0 | 0 | 0 | 0 | 0 | 0 | 0 | 0 | 0 | 0 | 0 | 0 |  | 0 | 0 | 0 | 0 | 0 | 0 | 0 | 0 | 0 | 0 | 0 | 0 | 0 | 0 | 0 | 0 | 0 | 0 | 0 | 0 | 0 | 0 | 0 | 0 | 0 | 0 | 0 | 0 | 0 | 0 | 0 | 0 | 0 | 0 | 0 | 0 |  | 0 | 0 | 0 | 0 | 0 | 0 | 0 | 0 | 0 | 0 | 3.025 | 0 | 0 | 0 | 0 | 0 | 0 | 1 | 0 | 0 | 0 | 0 | 0 | 0 | 0 | 0 | 0 | 0 | -2 | 0 | 0 | 0 | 0 | 0 | 0 | 1 |  | 0 | 0 | 0 | 0 | 0 | 0 | 0 | 0 | 0 | 0 | 3.025 | 0 | 0 | 0 | 0 | 0 | 0 | 1 | 0 | 0 | 0 | 0 | 0 | 0 | 0 | 0 | 0 | 0 | -2 | 0 | 0 | 0 | 0 | 0 | 0 | 1 |  | 0 | 0 | 0 | 0 | 0 | 0 | 0 | 0 | 0 | 0 | 3.025 | 0 | 0 | 0 | 0 | 0 | 0 | 1 | 0 | 0 | 0 | 0 | 0 | 0 | 0 | 0 | 0 | 0 | -2 | 0 | 0 | 0 | 0 | 0 | 0 | 1 |  | 1 | 1 | 1 | 1 | 1 | 4+ | 1 | 1 | 1 | 1
SDGE | Capistrano | 138 | 0 | 0 | 0 | 0 | 0 | 0 | 0 | 0 | 0 | 0 | 0 | 0 | 0 | 0 | 0 | 0 | 0 | 0 | 0 | 0 |  | 0 | 0 | 0 | 0 | 0 | 0 | 0 | 0 | 0 | 0 | 0 | 0 | 0 | 0 | 0 | 0 | 0 | 0 | 0 | 0 | 0 | 0 | 0 | 0 | 0 | 0 | 0 | 0 | 0 | 0 | 0 | 0 | 0 | 0 | 0 | 0 |  | 0 | 0 | 0 | 0 | 0 | 0 | 0 | 0 | 0 | 0 | 0 | 0 | 0 | 250 | 256.875 | 0 | 0 | 1 | 0 | 0 | 0 | 0 | 0 | 0 | 0 | 0 | 0 | 0 | 0 | 0 | 0 | -2 | -2 | 0 | 0 | 1 |  | 0 | 0 | 0 | 0 | 0 | 0 | 0 | 0 | 0 | 0 | 0 | 0 | 0 | 250 | 256.875 | 0 | 0 | 1 | 0 | 0 | 0 | 0 | 0 | 0 | 0 | 0 | 0 | 0 | 0 | 0 | 0 | -2 | -2 | 0 | 0 | 1 |  | 0 | 0 | 0 | 0 | 0 | 0 | 0 | 0 | 0 | 0 | 0 | 0 | 0 | 250 | 264.875 | 0 | 0 | 1 | 0 | 0 | 0 | 0 | 0 | 0 | 0 | 0 | 0 | 0 | 0 | 0 | 0 | -2 | -2 | 0 | 0 | 1 |  | 1 | 1 | 1 | 1 | 1 | 1 | 1 | 4+ | 1 | 1
SDGE | Capistrano | 230 | 0 | 0 | 0 | 0 | 0 | 0 | 0 | 0 | 0 | 0 | 0 | 0 | 0 | 0 | 0 | 0 | 0 | 0 | 0 | 0 |  | 0 | 0 | 0 | 0 | 0 | 0 | 0 | 0 | 0 | 0 | 0 | 0 | 0 | 0 | 0 | 0 | 0 | 0 | 0 | 0 | 0 | 0 | 0 | 0 | 0 | 0 | 0 | 0 | 0 | 0 | 0 | 0 | 0 | 0 | 0 | 0 |  | 0 | 0 | 0 | 0 | 0 | 0 | 0 | 0 | 0 | 0 | 0 | 0 | 0 | 0 | 0 | 0 | 0 | 0 | 0 | 0 | 0 | 0 | 0 | 0 | 0 | 0 | 0 | 0 | 0 | 0 | 0 | 0 | 0 | 0 | 0 | 0 |  | 0 | 0 | 0 | 0 | 0 | 0 | 0 | 0 | 0 | 0 | 0 | 0 | 0 | 0 | 0 | 0 | 0 | 0 | 0 | 0 | 0 | 0 | 0 | 0 | 0 | 0 | 0 | 0 | 0 | 0 | 0 | 0 | 0 | 0 | 0 | 0 |  | 0 | 0 | 0 | 0 | 0 | 0 | 0 | 0 | 0 | 0 | 0 | 0 | 0 | 0 | 200 | 0 | 0 | 1 | 0 | 0 | 0 | 0 | 0 | 0 | 0 | 0 | 0 | 0 | 0 | 0 | 0 | 0 | -1 | 0 | 0 | 1 |  | 1 | 1 | 1 | 1 | 1 | 1 | 1 | 1 | 1 | 0
PG&E NGBA | Carberry | 230 | 0 | 3.6 | 0 | 0 | 0 | 0 | 0 | 0 | 0 | 0 | 0 | 0 | 0 | 0 | 0 | 0 | 0 | 0 | 0 | 1 |  | 0 | 0 | 0 | 0 | 0 | 0 | 0 | 0 | 0 | 0 | 0 | 0 | 0 | 0 | 0 | 0 | 0 | 0 | 0 | 0 | 2 | 2 | 0 | 0 | 0 | 0 | 0 | 0 | 0 | 0 | 0 | 0 | 0 | 0 | 0 | 1 |  | 0 | 0 | 0 | 0 | 0 | 0 | 0 | 0 | 0 | 0 | 0 | 0 | 0 | 0 | 0 | 0 | 0 | 0 | 0 | 0 | 2 | 2 | 0 | 0 | 0 | 0 | 0 | 0 | 0 | 0 | 0 | 0 | 0 | 0 | 0 | 1 |  | 0 | 0 | 0 | 0 | 0 | 0 | 0 | 0 | 0 | 0 | 0 | 0 | 0 | 0 | 0 | 0 | 0 | 0 | 0 | 0 | 2 | 2 | 0 | 0 | 0 | 0 | 0 | 0 | 0 | 0 | 0 | 0 | 0 | 0 | 0 | 1 |  | 0 | 0 | 0 | 0 | 0 | 0 | 0 | 0 | 0 | 0 | 0 | 0 | 0 | 0 | 0 | 0 | 0 | 0 | 0 | 0 | 2 | 2 | 0 | 0 | 0 | 0 | 0 | 0 | 0 | 0 | 0 | 0 | 0 | 0 | 0 | 1 |  | 1 | 5- | 1 | 1 | 1 | 1 | 1 | 1 | 1 | 1
SCE Eastern | Cardiff | 66 | 0 | 0 | 0 | 0 | 0 | 0 | 0 | 0 | 0 | 0 | 0 | 0 | 0 | 0 | 0 | 0 | 0 | 0 | 0 | 0 |  | 0 | 0 | 0 | 0 | 0 | 0 | 0 | 0 | 0 | 0 | 0 | 0 | 0 | 0 | 0 | 0 | 0 | 0 | 0 | 0 | 0 | 0 | 0 | 0 | 0 | 0 | 0 | 0 | 0 | 0 | 0 | 0 | 0 | 0 | 0 | 0 |  | 0 | 0 | 0 | 0 | 0 | 0 | 0 | 0 | 0 | 0 | 0 | 0 | 0 | 0 | 0 | 0 | 0 | 0 | 0 | 0 | 0 | 0 | 0 | 0 | 0 | 0 | 0 | 0 | 0 | 0 | 0 | 0 | 0 | 0 | 0 | 0 |  | 0 | 0 | 0 | 0 | 0 | 0 | 0 | 0 | 0 | 0 | 0 | 0 | 0 | 0 | 0 | 0 | 0 | 0 | 0 | 0 | 0 | 0 | 0 | 0 | 0 | 0 | 0 | 0 | 0 | 0 | 0 | 0 | 0 | 0 | 0 | 0 |  | 0 | 0 | 0 | 0 | 0 | 0 | 0 | 0 | 0 | 0 | 0 | 0 | 0 | 0 | 0 | 0 | 0 | 0 | 0 | 0 | 0 | 0 | 0 | 0 | 0 | 0 | 0 | 0 | 0 | 0 | 0 | 0 | 0 | 0 | 0 | 0 |  | 1 | 1 | 1 | 1 | 1 | 1 | 1 | 1 | 1 | 0
PG&E NGBA | Caribou | 60 | 0 | 10 | 0 | 0 | 0 | 0 | 0 | 0 | 0 | 0 | 0 | 0 | 0 | 0 | 0 | 0 | 0 | 0 | 0 | 1 |  | 0 | 0 | 0 | 0 | 0 | 0 | 0 | 0 | 0 | 0 | 0 | 0 | 0 | 0 | 0 | 0 | 0 | 0 | 0 | 0 | 2 | 2 | 0 | 0 | 0 | 0 | 0 | 0 | 0 | 0 | 0 | 0 | 0 | 0 | 0 | 1 |  | 0 | 0 | 0 | 0 | 0 | 0 | 0 | 0 | 0 | 0 | 0 | 0 | 0 | 0 | 0 | 0 | 0 | 0 | 0 | 0 | 2 | 2 | 0 | 0 | 0 | 0 | 0 | 0 | 0 | 0 | 0 | 0 | 0 | 0 | 0 | 1 |  | 0 | 0 | 0 | 0 | 0 | 0 | 0 | 0 | 0 | 0 | 0 | 0 | 0 | 0 | 0 | 0 | 0 | 0 | 0 | 0 | 2 | 2 | 0 | 0 | 0 | 0 | 0 | 0 | 0 | 0 | 0 | 0 | 0 | 0 | 0 | 1 |  | 0 | 0 | 0 | 10 | 0 | 0 | 0 | 0 | 0 | 0 | 0 | 0 | 0 | 0 | 0 | 0 | 0 | 1 | 0 | 0 | 2 | 0 | 0 | 0 | 0 | 0 | 0 | 0 | 0 | 0 | 0 | 0 | 0 | 0 | 0 | 1 |  | 1 | 3- | 1 | 1 | 1 | 1 | 1 | 1 | 1 | 1
PG&E NGBA | Caribou | 115 | 0 | 10 | 0 | 0 | 0 | 0 | 0 | 0 | 0 | 0 | 0 | 0 | 0 | 0 | 0 | 0 | 0 | 0 | 0 | 1 |  | 0 | 0 | 0 | 0 | 0 | 0 | 0 | 0 | 0 | 0 | 0 | 0 | 0 | 0 | 0 | 0 | 0 | 0 | 0 | 0 | 2 | 2 | 0 | 0 | 0 | 0 | 0 | 0 | 0 | 0 | 0 | 0 | 0 | 0 | 0 | 1 |  | 0 | 0 | 0 | 0 | 0 | 0 | 0 | 0 | 0 | 0 | 0 | 0 | 0 | 0 | 0 | 0 | 0 | 0 | 0 | 0 | 2 | 2 | 0 | 0 | 0 | 0 | 0 | 0 | 0 | 0 | 0 | 0 | 0 | 0 | 0 | 1 |  | 0 | 0 | 0 | 0 | 0 | 0 | 0 | 0 | 0 | 0 | 0 | 0 | 0 | 0 | 0 | 0 | 0 | 0 | 0 | 0 | 2 | 2 | 0 | 0 | 0 | 0 | 0 | 0 | 0 | 0 | 0 | 0 | 0 | 0 | 0 | 1 |  | 0 | 0 | 0 | 0 | 0 | 0 | 0 | 0 | 0 | 0 | 0 | 0 | 0 | 0 | 0 | 0 | 0 | 0 | 0 | 0 | 2 | 2 | 0 | 0 | 0 | 0 | 0 | 0 | 0 | 0 | 0 | 0 | 0 | 0 | 0 | 1 |  | 1 | 5- | 1 | 1 | 1 | 1 | 1 | 1 | 1 | 1
PG&E NGBA | Caribou | 230 | 0 | 0 | 0 | 0 | 0 | 0 | 0 | 0 | 0 | 0 | 0 | 0 | 0 | 0 | 0 | 0 | 0 | 0 | 0 | 0 |  | 0 | 0 | 0 | 0 | 0 | 0 | 0 | 0 | 0 | 0 | 0 | 0 | 0 | 0 | 0 | 0 | 0 | 0 | 0 | 0 | 0 | 0 | 0 | 0 | 0 | 0 | 0 | 0 | 0 | 0 | 0 | 0 | 0 | 0 | 0 | 0 |  | 0 | 0 | 0 | 0 | 0 | 0 | 0 | 0 | 0 | 0 | 0 | 0 | 0 | 0 | 0 | 0 | 0 | 0 | 0 | 0 | 0 | 0 | 0 | 0 | 0 | 0 | 0 | 0 | 0 | 0 | 0 | 0 | 0 | 0 | 0 | 0 |  | 0 | 0 | 0 | 0 | 0 | 0 | 0 | 0 | 0 | 0 | 0 | 0 | 0 | 0 | 0 | 0 | 0 | 0 | 0 | 0 | 0 | 0 | 0 | 0 | 0 | 0 | 0 | 0 | 0 | 0 | 0 | 0 | 0 | 0 | 0 | 0 |  | 0 | 0 | 0 | 0 | 0 | 0 | 0 | 0 | 0 | 0 | 0 | 0 | 0 | 0 | 0 | 0 | 0 | 0 | 0 | 0 | 0 | 0 | 0 | 0 | 0 | 0 | 0 | 0 | 0 | 0 | 0 | 0 | 0 | 0 | 0 | 0 |  | 1 | 1 | 1 | 1 | 1 | 1 | 1 | 1 | 1 | 0
EOP | Carpenter Canyon (fka Gamebird) | 138 | 0 | 0 | 0 | 0 | 0 | 0 | 0 | 0 | 0 | 0 | 0 | 0 | 0 | 0 | 0 | 0 | 0 | 0 | 0 | 0 |  | 0 | 0 | 0 | 0 | 0 | 0 | 0 | 0 | 0 | 0 | 0 | 0 | 0 | 0 | 0 | 0 | 0 | 0 | 0 | 0 | 0 | 0 | 0 | 0 | 0 | 0 | 0 | 0 | 0 | 0 | 0 | 0 | 0 | 0 | 0 | 0 |  | 0 | 0 | 0 | 0 | 0 | 0 | 0 | 0 | 0 | 0 | 0 | 0 | 0 | 0 | 0 | 0 | 0 | 0 | 0 | 0 | 0 | 0 | 0 | 0 | 0 | 0 | 0 | 0 | 0 | 0 | 0 | 0 | 0 | 0 | 0 | 0 |  | 0 | 0 | 0 | 0 | 0 | 0 | 0 | 0 | 0 | 0 | 0 | 0 | 0 | 0 | 0 | 0 | 0 | 0 | 0 | 0 | 0 | 0 | 0 | 0 | 0 | 0 | 0 | 0 | 0 | 0 | 0 | 0 | 0 | 0 | 0 | 0 |  | 0 | 0 | 0 | 0 | 0 | 0 | 0 | 0 | 0 | 0 | 0 | 0 | 0 | 0 | 0 | 0 | 0 | 0 | 0 | 0 | 0 | 0 | 0 | 0 | 0 | 0 | 0 | 0 | 0 | 0 | 0 | 0 | 0 | 0 | 0 | 0 |  | 1 | 1 | 1 | 1 | 1 | 1 | 1 | 1 | 1 | 0
EOP | Carpenter Canyon (fka Gamebird) | 230 | 0 | 0 | 0 | 0 | 0 | 0 | 0 | 0 | 0 | 0 | 0 | 0 | 0 | 158 | 158 | 0 | 0 | 0 | 0 | 1 |  | 0 | 0 | 0 | 0 | 0 | 0 | 0 | 0 | 0 | 0 | 0 | 0 | 716.7638 | 200 | 716.7638 | 0 | 0 | 1 | 0 | 0 | 0 | 0 | 0 | 0 | 0 | 0 | 0 | 0 | 0 | 0 | -2 | -2 | -2 | 0 | 0 | 1 |  | 0 | 0 | 0 | 0 | 0 | 0 | 0 | 0 | 0 | 0 | 0 | 0 | 200 | 200 | 200 | 0 | 0 | 1 | 0 | 0 | 0 | 0 | 0 | 0 | 0 | 0 | 0 | 0 | 0 | 0 | -1 | -2 | -2 | 0 | 0 | 1 |  | 0 | 0 | 0 | 0 | 0 | 0 | 0 | 0 | 0 | 0 | 0 | 0 | 716.7638 | 200 | 716.7638 | 0 | 0 | 1 | 0 | 0 | 0 | 0 | 0 | 0 | 0 | 0 | 0 | 0 | 0 | 0 | -2 | -2 | -2 | 0 | 0 | 1 |  | 0 | 0 | 0 | 0 | 0 | 0 | 0 | 0 | 0 | 0 | 0 | 0 | 1116.7638 | 200 | 1116.7638 | 0 | 0 | 1 | 0 | 0 | 0 | 0 | 0 | 0 | 0 | 0 | 0 | 0 | 0 | 0 | -2 | -2 | -2 | 0 | 0 | 1 |  | 1 | 1 | 1 | 1 | 1 | 1 | 3+ | 4+ | 1 | 1
PG&E NGBA | Carquinez | 115 | 0 | 0 | 0 | 0 | 0 | 0 | 0 | 0 | 0 | 0 | 0 | 0 | 0 | 0 | 0 | 0 | 0 | 0 | 0 | 0 |  | 0 | 0 | 0 | 0 | 0 | 0 | 0 | 0 | 0 | 0 | 0 | 0 | 0 | 0 | 0 | 0 | 0 | 0 | 0 | 0 | 0 | 0 | 0 | 0 | 0 | 0 | 0 | 0 | 0 | 0 | 0 | 0 | 0 | 0 | 0 | 0 |  | 0 | 0 | 0 | 0 | 0 | 0 | 0 | 0 | 0 | 0 | 0 | 0 | 0 | 0 | 0 | 0 | 0 | 0 | 0 | 0 | 0 | 0 | 0 | 0 | 0 | 0 | 0 | 0 | 0 | 0 | 0 | 0 | 0 | 0 | 0 | 0 |  | 0 | 0 | 0 | 0 | 0 | 0 | 0 | 0 | 0 | 0 | 0 | 0 | 0 | 0 | 0 | 0 | 0 | 0 | 0 | 0 | 0 | 0 | 0 | 0 | 0 | 0 | 0 | 0 | 0 | 0 | 0 | 0 | 0 | 0 | 0 | 0 |  | 0 | 0 | 0 | 0 | 0 | 0 | 0 | 0 | 0 | 0 | 0 | 0 | 0 | 0 | 0 | 0 | 0 | 0 | 0 | 0 | 0 | 0 | 0 | 0 | 0 | 0 | 0 | 0 | 0 | 0 | 0 | 0 | 0 | 0 | 0 | 0 |  | 1 | 1 | 1 | 1 | 1 | 1 | 1 | 1 | 1 | 0
SDGE | Carrizo Gorge | 138 | 0 | 0 | 0 | 0 | 0 | 0 | 0 | 0 | 0 | 0 | 0 | 0 | 0 | 0 | 0 | 0 | 0 | 0 | 0 | 0 |  | 0 | 0 | 0 | 0 | 0 | 0 | 0 | 0 | 0 | 0 | 0 | 0 | 0 | 20 | 20 | 0 | 0 | 1 | 0 | 0 | 0 | 0 | 0 | 0 | 0 | 0 | 0 | 0 | 0 | 0 | 0 | -2 | -2 | 0 | 0 | 1 |  | 0 | 0 | 0 | 0 | 0 | 0 | 0 | 0 | 0 | 0 | 0 | 0 | 0 | 20 | 20 | 0 | 0 | 1 | 0 | 0 | 0 | 0 | 0 | 0 | 0 | 0 | 0 | 0 | 0 | 0 | 0 | -2 | -2 | 0 | 0 | 1 |  | 0 | 0 | 0 | 0 | 0 | 0 | 0 | 0 | 0 | 0 | 0 | 0 | 0 | 20 | 20 | 0 | 0 | 1 | 0 | 0 | 0 | 0 | 0 | 0 | 0 | 0 | 0 | 0 | 0 | 0 | 0 | -2 | -2 | 0 | 0 | 1 |  | 0 | 0 | 0 | 0 | 0 | 0 | 0 | 0 | 0 | 0 | 0 | 0 | 0 | 20 | 20 | 0 | 0 | 1 | 0 | 0 | 0 | 0 | 0 | 0 | 0 | 0 | 0 | 0 | 0 | 0 | 0 | -2 | -2 | 0 | 0 | 1 |  | 1 | 1 | 1 | 1 | 1 | 1 | 1 | 4+ | 1 | 1
PG&E KERN | Carrizo Plains | 115 | 0 | 0 | 0 | 0 | 0 | 0 | 0 | 0 | 0 | 0 | 0 | 0 | 0 | 0 | 0 | 0 | 0 | 0 | 0 | 0 |  | 0 | 0 | 0 | 0 | 0 | 0 | 0 | 0 | 0 | 0 | 0 | 0 | 0 | 0 | 0 | 0 | 0 | 0 | 0 | 0 | 0 | 0 | 0 | 0 | 0 | 0 | 0 | 0 | 0 | 0 | 0 | 0 | 0 | 0 | 0 | 0 |  | 0 | 0 | 0 | 0 | 0 | 0 | 0 | 0 | 0 | 0 | 0 | 0 | 0 | 0 | 0 | 0 | 0 | 0 | 0 | 0 | 0 | 0 | 0 | 0 | 0 | 0 | 0 | 0 | 0 | 0 | 0 | 0 | 0 | 0 | 0 | 0 |  | 0 | 0 | 0 | 0 | 0 | 0 | 0 | 0 | 0 | 0 | 0 | 0 | 0 | 0 | 0 | 0 | 0 | 0 | 0 | 0 | 0 | 0 | 0 | 0 | 0 | 0 | 0 | 0 | 0 | 0 | 0 | 0 | 0 | 0 | 0 | 0 |  | 0 | 0 | 0 | 0 | 0 | 0 | 0 | 0 | 0 | 0 | 0 | 0 | 0 | 0 | 0 | 0 | 0 | 0 | 0 | 0 | 0 | 0 | 0 | 0 | 0 | 0 | 0 | 0 | 0 | 0 | 0 | 0 | 0 | 0 | 0 | 0 |  | 1 | 1 | 1 | 1 | 1 | 1 | 1 | 1 | 1 | 0
PG&E KERN | Casaloma | 230 | 0 | 0 | 0 | 0 | 0 | 0 | 0 | 0 | 0 | 0 | 0 | 0 | 0 | 0 | 0 | 0 | 0 | 0 | 0 | 0 |  | 0 | 0 | 0 | 0 | 0 | 0 | 0 | 0 | 0 | 0 | 0 | 0 | 0 | 0 | 0 | 0 | 0 | 0 | 0 | 0 | 0 | 0 | 0 | 0 | 0 | 0 | 0 | 0 | 0 | 0 | 0 | 0 | 0 | 0 | 0 | 0 |  | 0 | 0 | 0 | 0 | 0 | 0 | 0 | 0 | 0 | 0 | 0 | 0 | 0 | 0 | 0 | 0 | 0 | 0 | 0 | 0 | 0 | 0 | 0 | 0 | 0 | 0 | 0 | 0 | 0 | 0 | 0 | 0 | 0 | 0 | 0 | 0 |  | 0 | 0 | 0 | 0 | 0 | 0 | 0 | 0 | 0 | 0 | 0 | 0 | 0 | 0 | 0 | 0 | 0 | 0 | 0 | 0 | 0 | 0 | 0 | 0 | 0 | 0 | 0 | 0 | 0 | 0 | 0 | 0 | 0 | 0 | 0 | 0 |  | 0 | 0 | 0 | 0 | 0 | 0 | 0 | 0 | 0 | 0 | 0 | 0 | 0 | 0 | 0 | 0 | 0 | 0 | 0 | 0 | 0 | 0 | 0 | 0 | 0 | 0 | 0 | 0 | 0 | 0 | 0 | 0 | 0 | 0 | 0 | 0 |  | 1 | 1 | 1 | 1 | 1 | 1 | 1 | 1 | 1 | 0
PG&E GBA | Castro Valley | 230 | 0 | 0 | 0 | 0 | 0 | 0 | 0 | 0 | 0 | 0 | 0 | 0 | 0 | 0 | 0 | 0 | 0 | 0 | 0 | 0 |  | 0 | 0 | 0 | 0 | 0 | 0 | 0 | 0 | 0 | 0 | 0 | 0 | 0 | 0 | 0 | 0 | 0 | 0 | 0 | 0 | 0 | 0 | 0 | 0 | 0 | 0 | 0 | 0 | 0 | 0 | 0 | 0 | 0 | 0 | 0 | 0 |  | 0 | 0 | 0 | 0 | 0 | 0 | 0 | 0 | 0 | 0 | 0.982 | 0 | 0 | 0 | 0 | 0 | 0 | 1 | 0 | 0 | 0 | 0 | 0 | 0 | 0 | 0 | 0 | 0 | -2 | 0 | 0 | 0 | 0 | 0 | 0 | 1 |  | 0 | 0 | 0 | 0 | 0 | 0 | 0 | 0 | 0 | 0 | 0.982 | 0 | 0 | 0 | 0 | 0 | 0 | 1 | 0 | 0 | 0 | 0 | 0 | 0 | 0 | 0 | 0 | 0 | -2 | 0 | 0 | 0 | 0 | 0 | 0 | 1 |  | 0 | 0 | 0 | 0 | 0 | 0 | 0 | 0 | 0 | 0 | 0.99087 | 0 | 0 | 0 | 0 | 0 | 0 | 1 | 0 | 0 | 0 | 0 | 0 | 0 | 0 | 0 | 0 | 0 | -2 | 0 | 0 | 0 | 0 | 0 | 0 | 1 |  | 1 | 1 | 1 | 1 | 1 | 4+ | 1 | 1 | 1 | 1
PG&E GBA | Cayetano | 230 | 0 | 0 | 0 | 0 | 0 | 0 | 0 | 0 | 0 | 0 | 0 | 0 | 0 | 0 | 0 | 0 | 0 | 0 | 0 | 0 |  | 0 | 0 | 0 | 0 | 0 | 0 | 0 | 0 | 0 | 0 | 0 | 0 | 1.4 | 0 | 1.3 | 0 | 0 | 1 | 0 | 0 | 0 | 0 | 0 | 0 | 0 | 0 | 0 | 0 | 0 | 0 | -2 | 0 | -2 | 0 | 0 | 1 |  | 0 | 0 | 0 | 0 | 0 | 0 | 0 | 0 | 0 | 0 | 0 | 0 | 1.4 | 0 | 1.3 | 0 | 0 | 1 | 0 | 0 | 0 | 0 | 0 | 0 | 0 | 0 | 0 | 0 | 0 | 0 | 0 | 0 | 0 | 0 | 0 | 0 |  | 0 | 0 | 0 | 0 | 0 | 0 | 0 | 0 | 0 | 0 | 0 | 0 | 1.4 | 0 | 1.3 | 0 | 0 | 1 | 0 | 0 | 0 | 0 | 0 | 0 | 0 | 0 | 0 | 0 | 0 | 0 | 0 | 0 | 0 | 0 | 0 | 0 |  | 0 | 0 | 0 | 0 | 0 | 0 | 0 | 0 | 0 | 0 | 0 | 0 | 1.4 | 0 | 1.3 | 0 | 0 | 1 | 0 | 0 | 0 | 0 | 0 | 0 | 0 | 0 | 0 | 0 | 0 | 0 | 0 | 0 | 0 | 0 | 0 | 0 |  | 1 | 1 | 1 | 1 | 1 | 1 | 1 | 1 | 1 | 0
SCE Metro | Center | 230 | 0 | 0 | 0 | 0 | 0 | 0 | 0 | 0 | 0 | 0 | 0 | 0 | 0 | 0 | 0 | 0 | 0 | 0 | 0 | 0 |  | 0 | 0 | 0 | 0 | 0 | 0 | 0 | 0 | 0 | 0 | 0 | 0 | 0 | 0 | 0 | 0 | 0 | 0 | 0 | 0 | 0 | 0 | 0 | 0 | 0 | 0 | 0 | 0 | 0 | 0 | 0 | 0 | 0 | 0 | 0 | 0 |  | 0 | 0 | 0 | 0 | 0 | 0 | 0 | 0 | 0 | 0 | 0 | 0 | 0 | 0 | 0 | 0 | 0 | 0 | 0 | 0 | 0 | 0 | 0 | 0 | 0 | 0 | 0 | 0 | 0 | 0 | 0 | 0 | 0 | 0 | 0 | 0 |  | 0 | 0 | 0 | 0 | 0 | 0 | 0 | 0 | 0 | 0 | 0 | 0 | 0 | 0 | 0 | 0 | 0 | 0 | 0 | 0 | 0 | 0 | 0 | 0 | 0 | 0 | 0 | 0 | 0 | 0 | 0 | 0 | 0 | 0 | 0 | 0 |  | 0 | 0 | 0 | 0 | 0 | 0 | 0 | 0 | 0 | 0 | 0 | 0 | 0 | 0 | 87.4 | 0 | 0 | 1 | 0 | 0 | 0 | 0 | 0 | 0 | 0 | 0 | 0 | 0 | 0 | 0 | 0 | 0 | 0 | 0 | 0 | 0 |  | 1 | 1 | 1 | 1 | 1 | 1 | 1 | 1 | 1 | 0
PG&E KERN | Charca | 115 | 0 | 0 | 0 | 0 | 0 | 0 | 0 | 0 | 0 | 0 | 0 | 0 | 0 | 0 | 0 | 0 | 0 | 0 | 0 | 0 |  | 0 | 0 | 0 | 0 | 0 | 0 | 0 | 0 | 0 | 0 | 0 | 0 | 0 | 0 | 0 | 0 | 0 | 0 | 0 | 0 | 0 | 0 | 0 | 0 | 0 | 0 | 0 | 0 | 0 | 0 | 0 | 0 | 0 | 0 | 0 | 0 |  | 0 | 0 | 0 | 0 | 0 | 0 | 0 | 0 | 0 | 0 | 0 | 0 | 0 | 0 | 0 | 0 | 0 | 0 | 0 | 0 | 0 | 0 | 0 | 0 | 0 | 0 | 0 | 0 | 0 | 0 | 0 | 0 | 0 | 0 | 0 | 0 |  | 0 | 0 | 0 | 0 | 0 | 0 | 0 | 0 | 0 | 0 | 0 | 0 | 0 | 0 | 0 | 0 | 0 | 0 | 0 | 0 | 0 | 0 | 0 | 0 | 0 | 0 | 0 | 0 | 0 | 0 | 0 | 0 | 0 | 0 | 0 | 0 |  | 0 | 0 | 0 | 0 | 0 | 0 | 0 | 0 | 0 | 0 | 11.7 | 0 | 0 | 0 | 9.7 | 0 | 0 | 1 | 0 | 0 | 0 | 0 | 0 | 0 | 0 | 0 | 0 | 0 | -2 | 0 | 0 | 0 | 0 | 0 | 0 | 1 |  | 1 | 1 | 1 | 1 | 1 | 1+ | 1 | 1 | 1 | 1
EOP | Charleston | 138 | 0 | 0 | 0 | 0 | 0 | 0 | 0 | 0 | 0 | 0 | 0 | 0 | 0 | 0 | 0 | 0 | 0 | 0 | 0 | 0 |  | 0 | 0 | 0 | 0 | 0 | 0 | 0 | 0 | 0 | 0 | 0 | 0 | 0 | 0 | 0 | 0 | 0 | 0 | 0 | 0 | 0 | 0 | 0 | 0 | 0 | 0 | 0 | 0 | 0 | 0 | 0 | 0 | 0 | 0 | 0 | 0 |  | 0 | 0 | 0 | 0 | 0 | 0 | 0 | 0 | 0 | 0 | 0 | 0 | 0 | 0 | 0 | 0 | 0 | 0 | 0 | 0 | 0 | 0 | 0 | 0 | 0 | 0 | 0 | 0 | 0 | 0 | 0 | 0 | 0 | 0 | 0 | 0 |  | 0 | 0 | 0 | 0 | 0 | 0 | 0 | 0 | 0 | 0 | 0 | 0 | 0 | 0 | 0 | 0 | 0 | 0 | 0 | 0 | 0 | 0 | 0 | 0 | 0 | 0 | 0 | 0 | 0 | 0 | 0 | 0 | 0 | 0 | 0 | 0 |  | 0 | 0 | 0 | 0 | 0 | 0 | 0 | 0 | 0 | 0 | 0 | 0 | 0 | 0 | 0 | 0 | 0 | 0 | 0 | 0 | 0 | 0 | 0 | 0 | 0 | 0 | 0 | 0 | 0 | 0 | 0 | 0 | 0 | 0 | 0 | 0 |  | 1 | 1 | 1 | 1 | 1 | 1 | 1 | 1 | 1 | 0
SCE Metro | Chevmain | 230 | 0 | 0 | 0 | 0 | 0 | 0 | 0 | 0 | 0 | 0 | 0 | 0 | 0 | 0 | 0 | 0 | 0 | 0 | 0 | 0 |  | 0 | 0 | 0 | 0 | 0 | 0 | 0 | 0 | 0 | 0 | 0 | 0 | 0 | 0 | 0 | 0 | 0 | 0 | 0 | 0 | 0 | 0 | 0 | 0 | 0 | 0 | 0 | 0 | 0 | 0 | 0 | 0 | 0 | 0 | 0 | 0 |  | 0 | 0 | 0 | 0 | 0 | 0 | 0 | 0 | 0 | 0 | 0 | 0 | 0 | 0 | 0 | 0 | 0 | 0 | 0 | 0 | 0 | 0 | 0 | 0 | 0 | 0 | 0 | 0 | 0 | 0 | 0 | 0 | 0 | 0 | 0 | 0 |  | 0 | 0 | 0 | 0 | 0 | 0 | 0 | 0 | 0 | 0 | 0 | 0 | 0 | 0 | 0 | 0 | 0 | 0 | 0 | 0 | 0 | 0 | 0 | 0 | 0 | 0 | 0 | 0 | 0 | 0 | 0 | 0 | 0 | 0 | 0 | 0 |  | 0 | 0 | 0 | 0 | 0 | 0 | 0 | 0 | 0 | 0 | 0 | 0 | 0 | 0 | 0 | 0 | 0 | 0 | 0 | 0 | 0 | 0 | 0 | 0 | 0 | 0 | 0 | 0 | 0 | 0 | 0 | 0 | 0 | 0 | 0 | 0 |  | 1 | 1 | 1 | 1 | 1 | 1 | 1 | 1 | 1 | 0
SDGE | Chicarita | 138 | 0 | 0 | 0 | 0 | 0 | 0 | 0 | 0 | 0 | 0 | 0 | 0 | 0 | 0 | 0 | 0 | 0 | 0 | 0 | 0 |  | 0 | 0 | 0 | 0 | 0 | 0 | 0 | 0 | 0 | 0 | 0 | 0 | 0 | 0 | 0 | 0 | 0 | 0 | 0 | 0 | 0 | 0 | 0 | 0 | 0 | 0 | 0 | 0 | 0 | 0 | 0 | 0 | 0 | 0 | 0 | 0 |  | 0 | 0 | 0 | 0 | 0 | 0 | 0 | 0 | 0 | 0 | 0 | 0 | 0 | 0 | 0 | 0 | 0 | 0 | 0 | 0 | 0 | 0 | 0 | 0 | 0 | 0 | 0 | 0 | 0 | 0 | 0 | 0 | 0 | 0 | 0 | 0 |  | 0 | 0 | 0 | 0 | 0 | 0 | 0 | 0 | 0 | 0 | 0 | 0 | 0 | 0 | 0 | 0 | 0 | 0 | 0 | 0 | 0 | 0 | 0 | 0 | 0 | 0 | 0 | 0 | 0 | 0 | 0 | 0 | 0 | 0 | 0 | 0 |  | 0 | 0 | 0 | 0 | 0 | 0 | 0 | 0 | 0 | 0 | 0 | 0 | 0 | 0 | 101.9 | 0 | 0 | 1 | 0 | 0 | 0 | 0 | 0 | 0 | 0 | 0 | 0 | 0 | 0 | 0 | 0 | 0 | -1 | 0 | 0 | 1 |  | 1 | 1 | 1 | 1 | 1 | 1 | 1 | 1 | 1 | 0
SCE Metro | Chino | 230 | 0 | 0 | 0 | 0 | 0 | 0 | 0 | 0 | 0 | 0 | 0 | 0 | 0 | 0 | 0 | 0 | 0 | 0 | 0 | 0 |  | 0 | 0 | 0 | 0 | 0 | 0 | 0 | 0 | 0 | 0 | 0 | 0 | 0 | 0 | 0 | 0 | 0 | 0 | 0 | 0 | 0 | 0 | 0 | 0 | 0 | 0 | 0 | 0 | 0 | 0 | 0 | 0 | 0 | 0 | 0 | 0 |  | 0 | 0 | 0 | 0 | 0 | 0 | 0 | 0 | 0 | 0 | 0 | 0 | 0 | 0 | 0 | 0 | 0 | 0 | 0 | 0 | 0 | 0 | 0 | 0 | 0 | 0 | 0 | 0 | 0 | 0 | 0 | 0 | 0 | 0 | 0 | 0 |  | 0 | 0 | 0 | 0 | 0 | 0 | 0 | 0 | 0 | 0 | 0 | 0 | 0 | 400 | 403.4 | 0 | 0 | 1 | 0 | 0 | 0 | 0 | 0 | 0 | 0 | 0 | 0 | 0 | 0 | 0 | 0 | -2 | -2 | 0 | 0 | 1 |  | 0 | 0 | 0 | 0 | 0 | 0 | 0 | 0 | 0 | 0 | 0 | 0 | 0 | 460 | 1523.2 | 0 | 0 | 1 | 0 | 0 | 0 | 0 | 0 | 0 | 0 | 0 | 0 | 0 | 0 | 0 | 0 | -2 | -2 | 0 | 0 | 1 |  | 1 | 1 | 1 | 1 | 1 | 1 | 1 | 4+ | 1 | 1
PG&E FRESNO | Chowchilla | 115 | 0 | 0 | 0 | 0 | 0 | 0 | 0 | 0 | 0 | 0 | 0 | 0 | 0 | 0 | 0 | 0 | 0 | 0 | 0 | 0 |  | 0 | 0 | 0 | 0 | 0 | 0 | 0 | 0 | 0 | 0 | 0 | 0 | 0 | 0 | 0 | 0 | 0 | 0 | 0 | 0 | 0 | 0 | 0 | 0 | 0 | 0 | 0 | 0 | 0 | 0 | 0 | 0 | 0 | 0 | 0 | 0 |  | 0 | 0 | 0 | 0 | 0 | 0 | 0 | 0 | 0 | 0 | 0 | 0 | 0 | 0 | 0 | 0 | 0 | 0 | 0 | 0 | 0 | 0 | 0 | 0 | 0 | 0 | 0 | 0 | 0 | 0 | 0 | 0 | 0 | 0 | 0 | 0 |  | 0 | 0 | 0 | 0 | 0 | 0 | 0 | 0 | 0 | 0 | 0 | 0 | 0 | 75 | 79.5871 | 0 | 0 | 1 | 0 | 0 | 0 | 0 | 0 | 0 | 0 | 0 | 0 | 0 | 0 | 0 | 0 | -2 | -2 | 0 | 0 | 1 |  | 0 | 0 | 0 | 0 | 0 | 0 | 0 | 0 | 0 | 0 | 14.95 | 0 | 0 | 75 | 159.5871 | 0 | 0 | 1 | 0 | 0 | 0 | 0 | 0 | 0 | 0 | 0 | 0 | 0 | -2 | 0 | 0 | -2 | -2 | 0 | 0 | 1 |  | 1 | 1 | 1 | 1 | 1 | 1+ | 1 | 4+ | 1 | 1
PG&E GBA | Christie | 60 | 0 | 0 | 0 | 0 | 0 | 0 | 0 | 0 | 0 | 0 | 0 | 0 | 0 | 0 | 0 | 0 | 0 | 0 | 0 | 0 |  | 0 | 0 | 0 | 0 | 0 | 0 | 0 | 0 | 0 | 0 | 0 | 0 | 0 | 0 | 0 | 0 | 0 | 0 | 0 | 0 | 0 | 0 | 0 | 0 | 0 | 0 | 0 | 0 | 0 | 0 | 0 | 0 | 0 | 0 | 0 | 0 |  | 0 | 0 | 0 | 0 | 0 | 0 | 0 | 0 | 0 | 0 | 0 | 0 | 0 | 0 | 0 | 0 | 0 | 0 | 0 | 0 | 0 | 0 | 0 | 0 | 0 | 0 | 0 | 0 | 0 | 0 | 0 | 0 | 0 | 0 | 0 | 0 |  | 0 | 0 | 0 | 0 | 0 | 0 | 0 | 0 | 0 | 0 | 0 | 0 | 0 | 0 | 0 | 0 | 0 | 0 | 0 | 0 | 0 | 0 | 0 | 0 | 0 | 0 | 0 | 0 | 0 | 0 | 0 | 0 | 0 | 0 | 0 | 0 |  | 0 | 0 | 0 | 0 | 0 | 0 | 0 | 0 | 0 | 0 | 0 | 0 | 0 | 0 | 0 | 0 | 0 | 0 | 0 | 0 | 0 | 0 | 0 | 0 | 0 | 0 | 0 | 0 | 0 | 0 | 0 | 0 | 0 | 0 | 0 | 0 |  | 1 | 1 | 1 | 1 | 1 | 1 | 1 | 1 | 1 | 0
PG&E GBA | Christie | 115 | 0 | 0 | 0 | 0 | 0 | 0 | 0 | 0 | 0 | 0 | 0 | 0 | 0 | 0 | 0 | 0 | 0 | 0 | 0 | 0 |  | 0 | 0 | 0 | 0 | 0 | 0 | 0 | 0 | 0 | 0 | 0 | 0 | 0 | 0 | 0 | 0 | 0 | 0 | 0 | 0 | 0 | 0 | 0 | 0 | 0 | 0 | 0 | 0 | 0 | 0 | 0 | 0 | 0 | 0 | 0 | 0 |  | 0 | 0 | 0 | 0 | 0 | 0 | 0 | 0 | 0 | 0 | 0 | 0 | 0 | 0 | 0 | 0 | 0 | 0 | 0 | 0 | 0 | 0 | 0 | 0 | 0 | 0 | 0 | 0 | 0 | 0 | 0 | 0 | 0 | 0 | 0 | 0 |  | 0 | 0 | 0 | 0 | 0 | 0 | 0 | 0 | 0 | 0 | 0 | 0 | 0 | 0 | 0 | 0 | 0 | 0 | 0 | 0 | 0 | 0 | 0 | 0 | 0 | 0 | 0 | 0 | 0 | 0 | 0 | 0 | 0 | 0 | 0 | 0 |  | 0 | 0 | 0 | 0 | 0 | 0 | 0 | 0 | 0 | 0 | 0 | 0 | 0 | 0 | 0 | 0 | 0 | 0 | 0 | 0 | 0 | 0 | 0 | 0 | 0 | 0 | 0 | 0 | 0 | 0 | 0 | 0 | 0 | 0 | 0 | 0 |  | 1 | 1 | 1 | 1 | 1 | 1 | 1 | 1 | 1 | 0
SCE Eastern | Cielo Azul | 500 | 0 | 0 | 0 | 0 | 0 | 0 | 0 | 0 | 0 | 0 | 0 | 0 | 0 | 0 | 0 | 0 | 0 | 0 | 0 | 0 |  | 0 | 0 | 0 | 0 | 0 | 0 | 0 | 0 | 0 | 0 | 0 | 0 | 0 | 0 | 0 | 0 | 0 | 0 | 0 | 0 | 0 | 0 | 0 | 0 | 0 | 0 | 0 | 0 | 0 | 0 | 0 | 0 | 0 | 0 | 0 | 0 |  | 0 | 0 | 0 | 0 | 0 | 0 | 0 | 0 | 0 | 0 | 0 | 0 | 1675 | 637.6 | 637.6 | 0 | 0 | 1 | 0 | 0 | 0 | 0 | 0 | 0 | 0 | 0 | 0 | 0 | 0 | 0 | -2 | -2 | -2 | 0 | 0 | 1 |  | 0 | 0 | 0 | 0 | 0 | 0 | 0 | 0 | 0 | 0 | 0 | 0 | 5825.8605 | 637.6 | 4833.5303 | 0 | 0 | 1 | 0 | 0 | 0 | 0 | 0 | 0 | 0 | 0 | 0 | 0 | 0 | 0 | -2 | -2 | -2 | 0 | 0 | 1 |  | 0 | 0 | 0 | 0 | 0 | 0 | 0 | 0 | 0 | 0 | 0 | 0 | 9675.8605 | 637.6 | 8683.5303 | 0 | 0 | 1 | 0 | 0 | 0 | 0 | 0 | 0 | 0 | 0 | 0 | 0 | 0 | 0 | -2 | -2 | -2 | 0 | 0 | 1 |  | 1 | 1 | 1 | 1 | 1 | 1 | 4+ | 4+ | 1 | 1
PG&E GBA | Clay | 60 | 0 | 0 | 0 | 0 | 0 | 0 | 0 | 0 | 0 | 0 | 0 | 0 | 0 | 0 | 0 | 0 | 0 | 0 | 0 | 0 |  | 0 | 0 | 0 | 0 | 0 | 0 | 0 | 0 | 0 | 0 | 0 | 0 | 0 | 0 | 0 | 0 | 0 | 0 | 0 | 0 | 0 | 0 | 0 | 0 | 0 | 0 | 0 | 0 | 0 | 0 | 0 | 0 | 0 | 0 | 0 | 0 |  | 0 | 0 | 0 | 0 | 0 | 0 | 0 | 0 | 0 | 0 | 0 | 0 | 0 | 0 | 0 | 0 | 0 | 0 | 0 | 0 | 0 | 0 | 0 | 0 | 0 | 0 | 0 | 0 | 0 | 0 | 0 | 0 | 0 | 0 | 0 | 0 |  | 0 | 0 | 0 | 0 | 0 | 0 | 0 | 0 | 0 | 0 | 0 | 0 | 0 | 0 | 0 | 0 | 0 | 0 | 0 | 0 | 0 | 0 | 0 | 0 | 0 | 0 | 0 | 0 | 0 | 0 | 0 | 0 | 0 | 0 | 0 | 0 |  | 0 | 0 | 0 | 0 | 0 | 0 | 0 | 0 | 0 | 0 | 4.5 | 0 | 0 | 0 | 0 | 0 | 0 | 1 | 0 | 0 | 0 | 0 | 0 | 0 | 0 | 0 | 0 | 0 | -2 | 0 | 0 | 0 | 0 | 0 | 0 | 1 |  | 1 | 1 | 1 | 1 | 1 | 1+ | 1 | 1 | 1 | 1
PG&E GBA | Clayton | 115 | 0 | 0 | 0 | 0 | 0 | 0 | 0 | 0 | 0 | 0 | 0 | 0 | 0 | 0 | 0 | 0 | 0 | 0 | 0 | 0 |  | 0 | 0 | 0 | 0 | 0 | 0 | 0 | 0 | 0 | 0 | 0 | 0 | 0 | 0 | 0 | 0 | 0 | 0 | 0 | 0 | 0 | 0 | 0 | 0 | 0 | 0 | 0 | 0 | 0 | 0 | 0 | 0 | 0 | 0 | 0 | 0 |  | 0 | 0 | 0 | 0 | 0 | 0 | 0 | 0 | 0 | 0 | 0 | 0 | 0 | 0 | 0 | 0 | 0 | 0 | 0 | 0 | 0 | 0 | 0 | 0 | 0 | 0 | 0 | 0 | 0 | 0 | 0 | 0 | 0 | 0 | 0 | 0 |  | 0 | 0 | 0 | 0 | 0 | 0 | 0 | 0 | 0 | 0 | 0 | 0 | 0 | 0 | 0 | 0 | 0 | 0 | 0 | 0 | 0 | 0 | 0 | 0 | 0 | 0 | 0 | 0 | 0 | 0 | 0 | 0 | 0 | 0 | 0 | 0 |  | 0 | 0 | 0 | 0 | 0 | 0 | 0 | 0 | 0 | 0 | 0 | 0 | 0 | 0 | 0 | 0 | 0 | 0 | 0 | 0 | 0 | 0 | 0 | 0 | 0 | 0 | 0 | 0 | 0 | 0 | 0 | 0 | 0 | 0 | 0 | 0 |  | 1 | 1 | 1 | 1 | 1 | 1 | 1 | 1 | 1 | 0
PG&E NGBA | Cloverdale | 115 | 46 | 5.5 | 0 | 0 | 0 | 0 | 0 | 0 | 0 | 0 | 0 | 0 | 0 | 0 | 0 | 0 | 0 | 0 | 0 | 1 |  | 0 | 0 | 0 | 0 | 0 | 0 | 0 | 0 | 0 | 0 | 0 | 0 | 0 | 0 | 0 | 0 | 0 | 0 | 2 | 2 | 2 | 2 | 0 | 0 | 0 | 0 | 0 | 0 | 0 | 0 | 0 | 0 | 0 | 0 | 0 | 1 |  | 0 | 0 | 0 | 0 | 0 | 0 | 0 | 0 | 0 | 0 | 0.065 | 0 | 0 | 0 | 0 | 0 | 0 | 1 | 2 | 2 | 2 | 2 | 0 | 0 | 0 | 0 | 0 | 0 | -2 | 0 | 0 | 0 | 0 | 0 | 0 | 1 |  | 28 | 28 | 0 | 0 | 0 | 0 | 0 | 0 | 0 | 0 | 0.065 | 0 | 0 | 0 | 0 | 0 | 0 | 1 | 2 | 2 | 2 | 2 | 0 | 0 | 0 | 0 | 0 | 0 | -2 | 0 | 0 | 0 | 0 | 0 | 0 | 1 |  | 28 | 28 | 0 | 0 | 0 | 0 | 0 | 0 | 0 | 0 | 0.065 | 0 | 0 | 0 | 0 | 0 | 0 | 1 | 2 | 2 | 2 | 2 | 0 | 0 | 0 | 0 | 0 | 0 | -2 | 0 | 0 | 0 | 0 | 0 | 0 | 1 |  | 5- | 5- | 1 | 1 | 1 | 4+ | 1 | 1 | 1 | 1
PG&E FRESNO | Clovis | 115 | 0 | 0 | 0 | 0 | 0 | 0 | 0 | 0 | 0 | 0 | 0 | 0 | 0 | 0 | 0 | 0 | 0 | 0 | 0 | 0 |  | 0 | 0 | 0 | 0 | 0 | 0 | 0 | 0 | 0 | 0 | 0 | 0 | 0 | 0 | 0 | 0 | 0 | 0 | 0 | 0 | 0 | 0 | 0 | 0 | 0 | 0 | 0 | 0 | 0 | 0 | 0 | 0 | 0 | 0 | 0 | 0 |  | 0 | 0 | 0 | 0 | 0 | 0 | 0 | 0 | 0 | 0 | 0 | 0 | 0 | 0 | 0 | 0 | 0 | 0 | 0 | 0 | 0 | 0 | 0 | 0 | 0 | 0 | 0 | 0 | 0 | 0 | 0 | 0 | 0 | 0 | 0 | 0 |  | 0 | 0 | 0 | 0 | 0 | 0 | 0 | 0 | 0 | 0 | 0 | 0 | 0 | 0 | 0 | 0 | 0 | 0 | 0 | 0 | 0 | 0 | 0 | 0 | 0 | 0 | 0 | 0 | 0 | 0 | 0 | 0 | 0 | 0 | 0 | 0 |  | 0 | 0 | 0 | 0 | 0 | 0 | 0 | 0 | 0 | 0 | 0 | 0 | 0 | 0 | 0 | 0 | 0 | 0 | 0 | 0 | 0 | 0 | 0 | 0 | 0 | 0 | 0 | 0 | 0 | 0 | 0 | 0 | 0 | 0 | 0 | 0 |  | 1 | 1 | 1 | 1 | 1 | 1 | 1 | 1 | 1 | 0
PG&E GBA | Coburn | 230 | 0 | 0 | 100 | 0 | 100 | 0 | 0 | 0 | 0 | 0 | 0 | 0 | 0 | 0 | 0 | 0 | 0 | 0 | 0 | 1 |  | 0 | 0 | 0 | 0 | 0 | 0 | 0 | 0 | 0 | 0 | 0 | 0 | 0 | 0 | 0 | 0 | 0 | 0 | 0 | 0 | 0 | 0 | 2 | 2 | 0 | 0 | 0 | 0 | 0 | 0 | 0 | 0 | 0 | 0 | 0 | 1 |  | 0 | 0 | 0 | 0 | 0 | 0 | 0 | 0 | 0 | 0 | 0 | 0 | 0 | 0 | 0 | 0 | 0 | 0 | 0 | 0 | 0 | 0 | 2 | 2 | 0 | 0 | 0 | 0 | 0 | 0 | 0 | 0 | 0 | 0 | 0 | 1 |  | 0 | 0 | 0 | 0 | 0 | 0 | 0 | 0 | 0 | 0 | 0 | 0 | 0 | 0 | 124.3 | 0 | 0 | 1 | 0 | 0 | 0 | 0 | 2 | 2 | 0 | 0 | 0 | 0 | 0 | 0 | 0 | 0 | -2 | 0 | 0 | 1 |  | 0 | 0 | 0 | 0 | 0 | 0 | 0 | 0 | 0 | 0 | 0 | 0 | 150 | 0 | 274.3 | 0 | 0 | 1 | 0 | 0 | 0 | 0 | 2 | 2 | 0 | 0 | 0 | 0 | 0 | 0 | -2 | 0 | -1 | 0 | 0 | 1 |  | 1 | 1 | 5- | 1 | 1 | 1 | 1+ | 2+ | 1 | 1
PG&E GBA | Coburn | 60 | 0 | 0 | 0 | 0 | 0 | 0 | 0 | 0 | 0 | 0 | 0 | 0 | 0 | 0 | 0 | 0 | 0 | 0 | 0 | 0 |  | 0 | 0 | 0 | 0 | 0 | 0 | 0 | 0 | 0 | 0 | 0 | 0 | 0 | 0 | 0 | 0 | 0 | 0 | 0 | 0 | 0 | 0 | 0 | 0 | 0 | 0 | 0 | 0 | 0 | 0 | 0 | 0 | 0 | 0 | 0 | 0 |  | 0 | 0 | 0 | 0 | 0 | 0 | 0 | 0 | 0 | 0 | 0 | 0 | 0 | 0 | 0 | 0 | 0 | 0 | 0 | 0 | 0 | 0 | 0 | 0 | 0 | 0 | 0 | 0 | 0 | 0 | 0 | 0 | 0 | 0 | 0 | 0 |  | 0 | 0 | 0 | 0 | 0 | 0 | 0 | 0 | 0 | 0 | 0 | 0 | 0 | 0 | 0 | 0 | 0 | 0 | 0 | 0 | 0 | 0 | 0 | 0 | 0 | 0 | 0 | 0 | 0 | 0 | 0 | 0 | 0 | 0 | 0 | 0 |  | 0 | 0 | 0 | 0 | 0 | 0 | 0 | 0 | 0 | 0 | 0 | 0 | 0 | 0 | 0 | 0 | 0 | 0 | 0 | 0 | 0 | 0 | 0 | 0 | 0 | 0 | 0 | 0 | 0 | 0 | 0 | 0 | 0 | 0 | 0 | 0 |  | 1 | 1 | 1 | 1 | 1 | 1 | 1 | 1 | 1 | 0
PG&E NGBA | Colgate | 230 | 0 | 5.5 | 0 | 0 | 0 | 0 | 0 | 0 | 0 | 0 | 0 | 0 | 0 | 0 | 0 | 0 | 0 | 0 | 0 | 1 |  | 0 | 0 | 0 | 0 | 0 | 0 | 0 | 0 | 0 | 0 | 0 | 0 | 0 | 0 | 0 | 0 | 0 | 0 | 0 | 0 | 2 | 2 | 0 | 0 | 0 | 0 | 0 | 0 | 0 | 0 | 0 | 0 | 0 | 0 | 0 | 1 |  | 0 | 0 | 0 | 0 | 0 | 0 | 0 | 0 | 0 | 0 | 0 | 0 | 0 | 0 | 0 | 0 | 0 | 0 | 0 | 0 | 2 | 2 | 0 | 0 | 0 | 0 | 0 | 0 | 0 | 0 | 0 | 0 | 0 | 0 | 0 | 1 |  | 0 | 0 | 0 | 0 | 0 | 0 | 0 | 0 | 0 | 0 | 0 | 0 | 0 | 0 | 0 | 0 | 0 | 0 | 0 | 0 | 2 | 2 | 0 | 0 | 0 | 0 | 0 | 0 | 0 | 0 | 0 | 0 | 0 | 0 | 0 | 1 |  | 0 | 0 | 0 | 0 | 0 | 0 | 0 | 0 | 0 | 0 | 0 | 0 | 520 | 0 | 500 | 0 | 0 | 1 | 0 | 0 | 2 | 2 | 0 | 0 | 0 | 0 | 0 | 0 | 0 | 0 | -2 | 0 | -1 | 0 | 0 | 1 |  | 1 | 5- | 1 | 1 | 1 | 1 | 1+ | 1 | 1 | 1
PG&E GBA | Collierville | 230 | 0 | 0 | 0 | 0 | 0 | 0 | 0 | 0 | 0 | 0 | 0 | 0 | 0 | 0 | 0 | 0 | 0 | 0 | 0 | 0 |  | 0 | 0 | 0 | 0 | 0 | 0 | 0 | 0 | 0 | 0 | 0 | 0 | 0 | 0 | 0 | 0 | 0 | 0 | 0 | 0 | 0 | 0 | 0 | 0 | 0 | 0 | 0 | 0 | 0 | 0 | 0 | 0 | 0 | 0 | 0 | 0 |  | 0 | 0 | 0 | 0 | 0 | 0 | 0 | 0 | 0 | 0 | 0 | 0 | 0 | 0 | 0 | 0 | 0 | 0 | 0 | 0 | 0 | 0 | 0 | 0 | 0 | 0 | 0 | 0 | 0 | 0 | 0 | 0 | 0 | 0 | 0 | 0 |  | 0 | 0 | 0 | 0 | 0 | 0 | 0 | 0 | 0 | 0 | 0 | 0 | 0 | 0 | 0 | 0 | 0 | 0 | 0 | 0 | 0 | 0 | 0 | 0 | 0 | 0 | 0 | 0 | 0 | 0 | 0 | 0 | 0 | 0 | 0 | 0 |  | 0 | 0 | 0 | 0 | 0 | 0 | 0 | 0 | 0 | 0 | 0 | 0 | 0 | 0 | 0 | 0 | 0 | 0 | 0 | 0 | 0 | 0 | 0 | 0 | 0 | 0 | 0 | 0 | 0 | 0 | 0 | 0 | 0 | 0 | 0 | 0 |  | 1 | 1 | 1 | 1 | 1 | 1 | 1 | 1 | 1 | 0
PG&E GBA | Collinsville | 230 | 0 | 0 | 0 | 0 | 0 | 0 | 0 | 0 | 0 | 0 | 0 | 0 | 0 | 0 | 0 | 0 | 0 | 0 | 0 | 0 |  | 0 | 0 | 0 | 0 | 0 | 0 | 0 | 0 | 0 | 0 | 0 | 0 | 0 | 0 | 0 | 0 | 0 | 0 | 0 | 0 | 0 | 0 | 0 | 0 | 0 | 0 | 0 | 0 | 0 | 0 | 0 | 0 | 0 | 0 | 0 | 0 |  | 0 | 0 | 0 | 0 | 0 | 0 | 0 | 0 | 0 | 0 | 0 | 0 | 0 | 0 | 0 | 0 | 0 | 0 | 0 | 0 | 0 | 0 | 0 | 0 | 0 | 0 | 0 | 0 | 0 | 0 | 0 | 0 | 0 | 0 | 0 | 0 |  | 0 | 0 | 0 | 0 | 0 | 0 | 0 | 0 | 0 | 0 | 0 | 0 | 0 | 0 | 0 | 0 | 0 | 0 | 0 | 0 | 0 | 0 | 0 | 0 | 0 | 0 | 0 | 0 | 0 | 0 | 0 | 0 | 0 | 0 | 0 | 0 |  | 0 | 0 | 0 | 0 | 0 | 0 | 0 | 0 | 0 | 0 | 0 | 0 | 900 | 0 | 900 | 0 | 0 | 1 | 0 | 0 | 0 | 0 | 0 | 0 | 0 | 0 | 0 | 0 | 0 | 0 | -2 | 0 | -2 | 0 | 0 | 1 |  | 1 | 1 | 1 | 1 | 1 | 1 | 1+ | 1+ | 1 | 1
PG&E GBA | Collinsville | 500 | 0 | 0 | 0 | 0 | 0 | 0 | 0 | 0 | 0 | 0 | 0 | 0 | 0 | 0 | 0 | 0 | 0 | 0 | 0 | 0 |  | 0 | 0 | 0 | 0 | 0 | 0 | 0 | 0 | 0 | 0 | 0 | 0 | 0 | 0 | 0 | 0 | 0 | 0 | 0 | 0 | 0 | 0 | 0 | 0 | 0 | 0 | 0 | 0 | 0 | 0 | 0 | 0 | 0 | 0 | 0 | 0 |  | 0 | 0 | 0 | 0 | 0 | 0 | 0 | 0 | 0 | 0 | 0 | 0 | 0 | 0 | 0 | 0 | 0 | 0 | 0 | 0 | 0 | 0 | 0 | 0 | 0 | 0 | 0 | 0 | 0 | 0 | 0 | 0 | 0 | 0 | 0 | 0 |  | 0 | 0 | 0 | 0 | 0 | 0 | 0 | 0 | 0 | 0 | 0 | 0 | 0 | 0 | 0 | 0 | 0 | 0 | 0 | 0 | 0 | 0 | 0 | 0 | 0 | 0 | 0 | 0 | 0 | 0 | 0 | 0 | 0 | 0 | 0 | 0 |  | 0 | 0 | 0 | 0 | 0 | 0 | 0 | 0 | 0 | 0 | 0 | 0 | 0 | 0 | 500 | 0 | 0 | 1 | 0 | 0 | 0 | 0 | 0 | 0 | 0 | 0 | 0 | 0 | 0 | 0 | 0 | 0 | -1 | 0 | 0 | 1 |  | 1 | 1 | 1 | 1 | 1 | 1 | 1 | 1 | 1 | 0
SCE Eastern | Colorado River | 230 | 0 | 0 | 0 | 0 | 0 | 0 | 0 | 0 | 0 | 0 | 0 | 0 | 0 | 0 | 0 | 0 | 0 | 0 | 0 | 0 |  | 0 | 0 | 0 | 0 | 0 | 0 | 0 | 0 | 0 | 0 | 0 | 0 | 664.97 | 20 | 1134.762 | 0 | 0 | 1 | 0 | 0 | 0 | 0 | 0 | 0 | 0 | 0 | 0 | 0 | 0 | 0 | -2 | -2 | -2 | 0 | 0 | 1 |  | 0 | 0 | 0 | 0 | 0 | 0 | 0 | 0 | 0 | 0 | 0 | 0 | 664.97 | 20 | 1134.762 | 0 | 0 | 1 | 0 | 0 | 0 | 0 | 0 | 0 | 0 | 0 | 0 | 0 | 0 | 0 | -2 | -2 | -2 | 0 | 0 | 1 |  | 0 | 0 | 0 | 0 | 0 | 0 | 0 | 0 | 0 | 0 | 0 | 0 | 1383.162 | 300 | 2213.394 | 0 | 0 | 1 | 0 | 0 | 0 | 0 | 0 | 0 | 0 | 0 | 0 | 0 | 0 | 0 | -2 | -2 | -2 | 0 | 0 | 1 |  | 0 | 0 | 0 | 0 | 0 | 0 | 0 | 0 | 0 | 0 | 0 | 0 | 2883.162 | 300 | 4563.394 | 0 | 0 | 1 | 0 | 0 | 0 | 0 | 0 | 0 | 0 | 0 | 0 | 0 | 0 | 0 | -2 | -2 | -2 | 0 | 0 | 1 |  | 1 | 1 | 1 | 1 | 1 | 1 | 4+ | 4+ | 1 | 1
SCE Eastern | Colorado River | 500 | 0 | 0 | 0 | 0 | 0 | 0 | 0 | 0 | 0 | 0 | 0 | 0 | 0 | 0 | 0 | 0 | 0 | 0 | 0 | 0 |  | 0 | 0 | 0 | 0 | 0 | 0 | 0 | 0 | 0 | 0 | 0 | 0 | 0 | 0 | 0 | 0 | 0 | 0 | 0 | 0 | 0 | 0 | 0 | 0 | 0 | 0 | 0 | 0 | 0 | 0 | 0 | 0 | 0 | 0 | 0 | 0 |  | 0 | 0 | 0 | 0 | 0 | 0 | 0 | 0 | 0 | 0 | 0 | 0 | 0 | 0 | 0 | 0 | 0 | 0 | 0 | 0 | 0 | 0 | 0 | 0 | 0 | 0 | 0 | 0 | 0 | 0 | 0 | 0 | 0 | 0 | 0 | 0 |  | 0 | 0 | 0 | 0 | 0 | 0 | 0 | 0 | 0 | 0 | 0 | 0 | 0 | 0 | 0 | 0 | 0 | 0 | 0 | 0 | 0 | 0 | 0 | 0 | 0 | 0 | 0 | 0 | 0 | 0 | 0 | 0 | 0 | 0 | 0 | 0 |  | 0 | 0 | 0 | 0 | 0 | 0 | 0 | 0 | 0 | 0 | 0 | 0 | 1500 | 0 | 1500 | 0 | 0 | 1 | 0 | 0 | 0 | 0 | 0 | 0 | 0 | 0 | 0 | 0 | 0 | 0 | -2 | 0 | -2 | 0 | 0 | 1 |  | 1 | 1 | 1 | 1 | 1 | 1 | 1+ | 1+ | 1 | 1
PG&E KERN | Columbus | 115 | 0 | 0 | 0 | 0 | 0 | 0 | 0 | 0 | 0 | 0 | 0 | 0 | 0 | 0 | 0 | 0 | 0 | 0 | 0 | 0 |  | 0 | 0 | 0 | 0 | 0 | 0 | 0 | 0 | 0 | 0 | 0 | 0 | 0 | 0 | 0 | 0 | 0 | 0 | 0 | 0 | 0 | 0 | 0 | 0 | 0 | 0 | 0 | 0 | 0 | 0 | 0 | 0 | 0 | 0 | 0 | 0 |  | 0 | 0 | 0 | 0 | 0 | 0 | 0 | 0 | 0 | 0 | 3.3032 | 0 | 0 | 0 | 3.3032 | 0 | 0 | 1 | 0 | 0 | 0 | 0 | 0 | 0 | 0 | 0 | 0 | 0 | -2 | 0 | 0 | 0 | -2 | 0 | 0 | 1 |  | 0 | 0 | 0 | 0 | 0 | 0 | 0 | 0 | 0 | 0 | 3.3032 | 0 | 0 | 0 | 3.3032 | 0 | 0 | 1 | 0 | 0 | 0 | 0 | 0 | 0 | 0 | 0 | 0 | 0 | -2 | 0 | 0 | 0 | -2 | 0 | 0 | 1 |  | 0 | 0 | 0 | 0 | 0 | 0 | 0 | 0 | 0 | 0 | 3.3032 | 0 | 0 | 0 | 3.3032 | 0 | 0 | 1 | 0 | 0 | 0 | 0 | 0 | 0 | 0 | 0 | 0 | 0 | -2 | 0 | 0 | 0 | 0 | 0 | 0 | 1 |  | 1 | 1 | 1 | 1 | 1 | 4+ | 1 | 4+ | 1 | 1
PG&E GBA | Contra Costa | 115 | 0 | 0 | 0 | 0 | 0 | 0 | 0 | 0 | 0 | 0 | 0 | 0 | 0 | 0 | 0 | 0 | 0 | 0 | 0 | 0 |  | 0 | 0 | 0 | 0 | 0 | 0 | 0 | 0 | 0 | 0 | 0 | 0 | 0 | 0 | 0 | 0 | 0 | 0 | 0 | 0 | 0 | 0 | 0 | 0 | 0 | 0 | 0 | 0 | 0 | 0 | 0 | 0 | 0 | 0 | 0 | 0 |  | 0 | 0 | 0 | 0 | 0 | 0 | 0 | 0 | 0 | 0 | 0 | 0 | 0 | 0 | 0 | 0 | 0 | 0 | 0 | 0 | 0 | 0 | 0 | 0 | 0 | 0 | 0 | 0 | 0 | 0 | 0 | 0 | 0 | 0 | 0 | 0 |  | 0 | 0 | 0 | 0 | 0 | 0 | 0 | 0 | 0 | 0 | 0 | 0 | 0 | 0 | 0 | 0 | 0 | 0 | 0 | 0 | 0 | 0 | 0 | 0 | 0 | 0 | 0 | 0 | 0 | 0 | 0 | 0 | 0 | 0 | 0 | 0 |  | 0 | 0 | 0 | 0 | 0 | 0 | 0 | 0 | 0 | 0 | 0 | 0 | 0 | 0 | 0 | 0 | 0 | 0 | 0 | 0 | 0 | 0 | 0 | 0 | 0 | 0 | 0 | 0 | 0 | 0 | 0 | 0 | 0 | 0 | 0 | 0 |  | 1 | 1 | 1 | 1 | 1 | 1 | 1 | 1 | 1 | 0
PG&E GBA | Contra Costa | 230 | 0 | 0 | 0 | 0 | 0 | 0 | 0 | 0 | 0 | 0 | 0 | 0 | 0 | 0 | 0 | 0 | 0 | 0 | 0 | 0 |  | 0 | 0 | 0 | 0 | 0 | 0 | 0 | 0 | 0 | 0 | 0 | 0 | 0 | 0 | 0 | 0 | 0 | 0 | 0 | 0 | 0 | 0 | 0 | 0 | 0 | 0 | 0 | 0 | 0 | 0 | 0 | 0 | 0 | 0 | 0 | 0 |  | 0 | 0 | 0 | 0 | 0 | 0 | 0 | 0 | 0 | 0 | 0 | 0 | 0 | 0 | 0 | 0 | 0 | 0 | 0 | 0 | 0 | 0 | 0 | 0 | 0 | 0 | 0 | 0 | 0 | 0 | 0 | 0 | 0 | 0 | 0 | 0 |  | 0 | 0 | 0 | 0 | 0 | 0 | 0 | 0 | 0 | 0 | 0 | 0 | 0 | 0 | 564.168 | 0 | 0 | 1 | 0 | 0 | 0 | 0 | 0 | 0 | 0 | 0 | 0 | 0 | 0 | 0 | 0 | 0 | -2 | 0 | 0 | 1 |  | 0 | 0 | 0 | 0 | 0 | 0 | 0 | 0 | 0 | 0 | 0 | 0 | 0 | 0 | 564.168 | 0 | 0 | 1 | 0 | 0 | 0 | 0 | 0 | 0 | 0 | 0 | 0 | 0 | 0 | 0 | 0 | 0 | -2 | 0 | 0 | 1 |  | 1 | 1 | 1 | 1 | 1 | 1 | 1 | 2+ | 1 | 1
PG&E GBA | Contra Costa PP | 230 | 0 | 0 | 0 | 0 | 0 | 0 | 0 | 0 | 0 | 0 | 0 | 0 | 0 | 0 | 0 | 0 | 0 | 0 | 0 | 0 |  | 0 | 0 | 0 | 0 | 0 | 0 | 0 | 0 | 0 | 0 | 0 | 0 | 0 | 0 | 0 | 0 | 0 | 0 | 0 | 0 | 0 | 0 | 0 | 0 | 0 | 0 | 0 | 0 | 0 | 0 | 0 | 0 | 0 | 0 | 0 | 0 |  | 0 | 0 | 0 | 0 | 0 | 0 | 0 | 0 | 0 | 0 | 0 | 0 | 0 | 0 | 0 | 0 | 0 | 0 | 0 | 0 | 0 | 0 | 0 | 0 | 0 | 0 | 0 | 0 | 0 | 0 | 0 | 0 | 0 | 0 | 0 | 0 |  | 0 | 0 | 0 | 0 | 0 | 0 | 0 | 0 | 0 | 0 | 0 | 0 | 0 | 0 | 0 | 0 | 0 | 0 | 0 | 0 | 0 | 0 | 0 | 0 | 0 | 0 | 0 | 0 | 0 | 0 | 0 | 0 | 0 | 0 | 0 | 0 |  | 0 | 0 | 0 | 0 | 0 | 0 | 0 | 0 | 0 | 0 | 0 | 0 | 0 | 0 | 0 | 0 | 0 | 0 | 0 | 0 | 0 | 0 | 0 | 0 | 0 | 0 | 0 | 0 | 0 | 0 | 0 | 0 | 0 | 0 | 0 | 0 |  | 1 | 1 | 1 | 1 | 1 | 1 | 1 | 1 | 1 | 0
SCE NOL | Control | 115 | 0 | 0 | 0 | 0 | 0 | 0 | 0 | 0 | 0 | 0 | 0 | 0 | 0 | 0 | 0 | 0 | 0 | 0 | 0 | 0 |  | 0 | 0 | 0 | 0 | 0 | 0 | 0 | 0 | 0 | 0 | 0 | 0 | 0 | 0 | 0 | 0 | 0 | 0 | 0 | 0 | 0 | 0 | 0 | 0 | 0 | 0 | 0 | 0 | 0 | 0 | 0 | 0 | 0 | 0 | 0 | 0 |  | 0 | 0 | 0 | 0 | 0 | 0 | 0 | 0 | 0 | 0 | 0 | 0 | 0 | 0 | 0 | 0 | 0 | 0 | 0 | 0 | 0 | 0 | 0 | 0 | 0 | 0 | 0 | 0 | 0 | 0 | 0 | 0 | 0 | 0 | 0 | 0 |  | 0 | 0 | 0 | 0 | 0 | 0 | 0 | 0 | 0 | 0 | 0 | 0 | 0 | 0 | 0 | 0 | 0 | 0 | 0 | 0 | 0 | 0 | 0 | 0 | 0 | 0 | 0 | 0 | 0 | 0 | 0 | 0 | 0 | 0 | 0 | 0 |  | 0 | 4.5 | 0 | 0 | 0 | 0 | 0 | 0 | 0 | 0 | 0 | 0 | 150 | 0 | 150 | 0 | 0 | 1 | 0 | -2 | 0 | 0 | 0 | 0 | 0 | 0 | 0 | 0 | 0 | 0 | -2 | 0 | -1 | 0 | 0 | 1 |  | 1+ | 1 | 1 | 1 | 1 | 1 | 1+ | 1 | 1 | 1
SCE NOL | Control | 55 | 0 | 0 | 0 | 0 | 0 | 0 | 0 | 0 | 0 | 0 | 0 | 0 | 0 | 0 | 0 | 0 | 0 | 0 | 0 | 0 |  | 0 | 0 | 0 | 0 | 0 | 0 | 0 | 0 | 0 | 0 | 0 | 0 | 0 | 0 | 0 | 0 | 0 | 0 | 0 | 0 | 0 | 0 | 0 | 0 | 0 | 0 | 0 | 0 | 0 | 0 | 0 | 0 | 0 | 0 | 0 | 0 |  | 0 | 0 | 0 | 0 | 0 | 0 | 0 | 0 | 0 | 0 | 0 | 0 | 0 | 0 | 0 | 0 | 0 | 0 | 0 | 0 | 0 | 0 | 0 | 0 | 0 | 0 | 0 | 0 | 0 | 0 | 0 | 0 | 0 | 0 | 0 | 0 |  | 0 | 0 | 0 | 0 | 0 | 0 | 0 | 0 | 0 | 0 | 0 | 0 | 0 | 0 | 0 | 0 | 0 | 0 | 0 | 0 | 0 | 0 | 0 | 0 | 0 | 0 | 0 | 0 | 0 | 0 | 0 | 0 | 0 | 0 | 0 | 0 |  | 0 | 0 | 0 | 0 | 0 | 0 | 0 | 0 | 0 | 0 | 0 | 0 | 0 | 0 | 0 | 0 | 0 | 0 | 0 | 0 | 0 | 0 | 0 | 0 | 0 | 0 | 0 | 0 | 0 | 0 | 0 | 0 | 0 | 0 | 0 | 0 |  | 1 | 1 | 1 | 1 | 1 | 1 | 1 | 1 | 1 | 0
PG&E GBA | Cooley Landing | 115 | 0 | 0 | 0 | 0 | 0 | 0 | 0 | 0 | 0 | 0 | 0 | 0 | 0 | 0 | 0 | 0 | 0 | 0 | 0 | 0 |  | 0 | 0 | 0 | 0 | 0 | 0 | 0 | 0 | 0 | 0 | 0 | 0 | 0 | 0 | 0 | 0 | 0 | 0 | 0 | 0 | 0 | 0 | 0 | 0 | 0 | 0 | 0 | 0 | 0 | 0 | 0 | 0 | 0 | 0 | 0 | 0 |  | 0 | 0 | 0 | 0 | 0 | 0 | 0 | 0 | 0 | 0 | 0 | 0 | 0 | 0 | 0 | 0 | 0 | 0 | 0 | 0 | 0 | 0 | 0 | 0 | 0 | 0 | 0 | 0 | 0 | 0 | 0 | 0 | 0 | 0 | 0 | 0 |  | 0 | 0 | 0 | 0 | 0 | 0 | 0 | 0 | 0 | 0 | 0 | 0 | 0 | 0 | 0 | 0 | 0 | 0 | 0 | 0 | 0 | 0 | 0 | 0 | 0 | 0 | 0 | 0 | 0 | 0 | 0 | 0 | 0 | 0 | 0 | 0 |  | 0 | 0 | 0 | 0 | 0 | 0 | 0 | 0 | 0 | 0 | 0 | 0 | 0 | 0 | 0 | 0 | 0 | 0 | 0 | 0 | 0 | 0 | 0 | 0 | 0 | 0 | 0 | 0 | 0 | 0 | 0 | 0 | 0 | 0 | 0 | 0 |  | 1 | 1 | 1 | 1 | 1 | 1 | 1 | 1 | 1 | 0
PG&E GBA | Cooley Landing | 60 | 0 | 0 | 0 | 0 | 0 | 0 | 0 | 0 | 0 | 0 | 0 | 0 | 0 | 0 | 0 | 0 | 0 | 0 | 0 | 0 |  | 0 | 0 | 0 | 0 | 0 | 0 | 0 | 0 | 0 | 0 | 0 | 0 | 0 | 0 | 0 | 0 | 0 | 0 | 0 | 0 | 0 | 0 | 0 | 0 | 0 | 0 | 0 | 0 | 0 | 0 | 0 | 0 | 0 | 0 | 0 | 0 |  | 0 | 0 | 0 | 0 | 0 | 0 | 0 | 0 | 0 | 0 | 0 | 0 | 0 | 0 | 0 | 0 | 0 | 0 | 0 | 0 | 0 | 0 | 0 | 0 | 0 | 0 | 0 | 0 | 0 | 0 | 0 | 0 | 0 | 0 | 0 | 0 |  | 0 | 0 | 0 | 0 | 0 | 0 | 0 | 0 | 0 | 0 | 0 | 0 | 0 | 65 | 100.9 | 0 | 0 | 1 | 0 | 0 | 0 | 0 | 0 | 0 | 0 | 0 | 0 | 0 | 0 | 0 | 0 | -2 | -2 | 0 | 0 | 1 |  | 0 | 0 | 0 | 0 | 0 | 0 | 0 | 0 | 0 | 0 | 0 | 0 | 0 | 65 | 100.9 | 0 | 0 | 1 | 0 | 0 | 0 | 0 | 0 | 0 | 0 | 0 | 0 | 0 | 0 | 0 | 0 | -2 | -2 | 0 | 0 | 1 |  | 1 | 1 | 1 | 1 | 1 | 1 | 1 | 4+ | 1 | 1
SCE NOL | Coolwater | 230 | 0 | 0 | 0 | 0 | 0 | 0 | 0 | 0 | 0 | 0 | 0 | 0 | 0 | 0 | 0 | 0 | 0 | 0 | 0 | 0 |  | 0 | 0 | 0 | 0 | 0 | 0 | 0 | 0 | 0 | 0 | 0 | 0 | 0 | 0 | 0 | 0 | 0 | 0 | 0 | 0 | 0 | 0 | 0 | 0 | 0 | 0 | 0 | 0 | 0 | 0 | 0 | 0 | 0 | 0 | 0 | 0 |  | 0 | 0 | 0 | 0 | 0 | 0 | 0 | 0 | 0 | 0 | 0 | 0 | 0 | 0 | 0 | 0 | 0 | 0 | 0 | 0 | 0 | 0 | 0 | 0 | 0 | 0 | 0 | 0 | 0 | 0 | 0 | 0 | 0 | 0 | 0 | 0 |  | 0 | 0 | 0 | 0 | 0 | 0 | 0 | 0 | 0 | 0 | 0 | 0 | 0 | 0 | 0 | 0 | 0 | 0 | 0 | 0 | 0 | 0 | 0 | 0 | 0 | 0 | 0 | 0 | 0 | 0 | 0 | 0 | 0 | 0 | 0 | 0 |  | 0 | 0 | 0 | 0 | 0 | 0 | 0 | 0 | 0 | 0 | 0 | 0 | 0 | 0 | 0 | 0 | 0 | 0 | 0 | 0 | 0 | 0 | 0 | 0 | 0 | 0 | 0 | 0 | 0 | 0 | 0 | 0 | 0 | 0 | 0 | 0 |  | 1 | 1 | 1 | 1 | 1 | 1 | 1 | 1 | 1 | 0
SCE NOL | Coolwater | 115 | 0 | 0 | 180 | 32.18 | 212.18 | 0 | 0 | 0 | 0 | 0 | 0 | 0 | 100 | 0 | 100 | 0 | 0 | 0 | 0 | 1 |  | 0 | 0 | 0 | 0 | 0 | 0 | 0 | 0 | 0 | 0 | 0 | 148.96 | 148.96 | 5 | 5 | 0 | 0 | 1 | 0 | 0 | 0 | 0 | 2 | 2 | 0 | 0 | 0 | 0 | 0 | -1 | -1 | -2 | -2 | 0 | 0 | 1 |  | 0 | 0 | 0 | 0 | 0 | 212.18 | 0 | 0 | 0 | 0 | 0 | 148.96 | 355.55 | 5 | 209.16 | 0 | 0 | 1 | 0 | 0 | 0 | 0 | 2 | 0 | 0 | 0 | 0 | 0 | 0 | -1 | -2 | -2 | -2 | 0 | 0 | 1 |  | 0 | 0 | 0 | 0 | 0 | 212.18 | 0 | 0 | 0 | 0 | 0 | 148.96 | 355.55 | 5 | 209.16 | 0 | 0 | 1 | 0 | 0 | 0 | 0 | 2 | 0 | 0 | 0 | 0 | 0 | 0 | -1 | -2 | -2 | -2 | 0 | 0 | 1 |  | 0 | 0 | 0 | 0 | 0 | 212.18 | 0 | 0 | 0 | 0 | 16.8 | 148.96 | 355.55 | 5 | 418.952 | 0 | 0 | 1 | 0 | 0 | 0 | 0 | 2 | 0 | 0 | 0 | 0 | 0 | -2 | -1 | -2 | -2 | -2 | 0 | 0 | 1 |  | 1 | 1 | 1 | 1 | 1 | 1+ | 4+ | 4+ | 1 | 1
PG&E KERN | Copus | 70 | 0 | 0 | 0 | 0 | 0 | 0 | 0 | 0 | 0 | 0 | 0 | 0 | 0 | 0 | 0 | 0 | 0 | 0 | 0 | 0 |  | 0 | 0 | 0 | 0 | 0 | 0 | 0 | 0 | 0 | 0 | 0 | 0 | 0 | 0 | 0 | 0 | 0 | 0 | 0 | 0 | 0 | 0 | 0 | 0 | 0 | 0 | 0 | 0 | 0 | 0 | 0 | 0 | 0 | 0 | 0 | 0 |  | 0 | 0 | 0 | 0 | 0 | 0 | 0 | 0 | 0 | 0 | 0 | 0 | 0 | 0 | 0 | 0 | 0 | 0 | 0 | 0 | 0 | 0 | 0 | 0 | 0 | 0 | 0 | 0 | 0 | 0 | 0 | 0 | 0 | 0 | 0 | 0 |  | 0 | 0 | 0 | 0 | 0 | 0 | 0 | 0 | 0 | 0 | 0 | 0 | 0 | 0 | 0 | 0 | 0 | 0 | 0 | 0 | 0 | 0 | 0 | 0 | 0 | 0 | 0 | 0 | 0 | 0 | 0 | 0 | 0 | 0 | 0 | 0 |  | 0 | 0 | 0 | 0 | 0 | 0 | 0 | 0 | 0 | 0 | 9.99 | 0 | 0 | 0 | 0 | 0 | 0 | 1 | 0 | 0 | 0 | 0 | 0 | 0 | 0 | 0 | 0 | 0 | -2 | 0 | 0 | 0 | 0 | 0 | 0 | 1 |  | 1 | 1 | 1 | 1 | 1 | 1+ | 1 | 1 | 1 | 1
PG&E FRESNO | Corcoran | 70 | 0 | 0 | 0 | 0 | 0 | 0 | 0 | 0 | 0 | 0 | 0 | 4.5 | 0 | 0 | 0 | 0 | 0 | 0 | 0 | 1 |  | 0 | 0 | 0 | 0 | 0 | 0 | 0 | 0 | 0 | 0 | 0 | 0 | 0 | 0 | 0 | 0 | 0 | 0 | 0 | 0 | 0 | 0 | 0 | 0 | 0 | 0 | 0 | 0 | 2 | 0 | 0 | 0 | 0 | 0 | 0 | 1 |  | 0 | 0 | 0 | 0 | 0 | 0 | 0 | 0 | 0 | 0 | 7.89 | 0 | 0 | 0 | 0 | 0 | 0 | 1 | 0 | 0 | 0 | 0 | 0 | 0 | 0 | 0 | 0 | 0 | -2 | 0 | 0 | 0 | 0 | 0 | 0 | 1 |  | 0 | 0 | 0 | 0 | 0 | 0 | 0 | 0 | 0 | 0 | 7.89 | 0 | 0 | 0 | 0 | 0 | 0 | 1 | 0 | 0 | 0 | 0 | 0 | 0 | 0 | 0 | 0 | 0 | -2 | 0 | 0 | 0 | 0 | 0 | 0 | 1 |  | 0 | 0 | 0 | 0 | 0 | 0 | 0 | 0 | 0 | 0 | 11.39 | 0 | 0 | 0 | 0 | 0 | 0 | 1 | 0 | 0 | 0 | 0 | 0 | 0 | 0 | 0 | 0 | 0 | -2 | 0 | 0 | 0 | 0 | 0 | 0 | 1 |  | 1 | 1 | 1 | 1 | 1 | 4+ | 1 | 1 | 1 | 1
PG&E FRESNO | Corcoran | 115 | 0 | 0 | 0 | 0 | 0 | 0 | 0 | 0 | 0 | 0 | 0 | 0 | 0 | 0 | 0 | 0 | 0 | 0 | 0 | 0 |  | 0 | 0 | 0 | 0 | 0 | 0 | 0 | 0 | 0 | 0 | 0 | 0 | 0 | 0 | 0 | 0 | 0 | 0 | 0 | 0 | 0 | 0 | 0 | 0 | 0 | 0 | 0 | 0 | 0 | 0 | 0 | 0 | 0 | 0 | 0 | 0 |  | 0 | 0 | 0 | 0 | 0 | 0 | 0 | 0 | 0 | 0 | 0 | 0 | 0 | 0 | 0 | 0 | 0 | 0 | 0 | 0 | 0 | 0 | 0 | 0 | 0 | 0 | 0 | 0 | 0 | 0 | 0 | 0 | 0 | 0 | 0 | 0 |  | 0 | 0 | 0 | 0 | 0 | 0 | 0 | 0 | 0 | 0 | 0 | 0 | 0 | 0 | 0 | 0 | 0 | 0 | 0 | 0 | 0 | 0 | 0 | 0 | 0 | 0 | 0 | 0 | 0 | 0 | 0 | 0 | 0 | 0 | 0 | 0 |  | 0 | 0 | 0 | 0 | 0 | 0 | 0 | 0 | 0 | 0 | 0 | 0 | 0 | 0 | 0 | 0 | 0 | 0 | 0 | 0 | 0 | 0 | 0 | 0 | 0 | 0 | 0 | 0 | 0 | 0 | 0 | 0 | 0 | 0 | 0 | 0 |  | 1 | 1 | 1 | 1 | 1 | 1 | 1 | 1 | 1 | 0
PG&E NGBA | Corona | 115 | 0 | 0 | 0 | 0 | 0 | 0 | 0 | 0 | 0 | 0 | 0 | 0 | 0 | 0 | 0 | 0 | 0 | 0 | 0 | 0 |  | 0 | 0 | 0 | 0 | 0 | 0 | 0 | 0 | 0 | 0 | 0 | 0 | 0 | 0 | 0 | 0 | 0 | 0 | 0 | 0 | 0 | 0 | 0 | 0 | 0 | 0 | 0 | 0 | 0 | 0 | 0 | 0 | 0 | 0 | 0 | 0 |  | 0 | 0 | 0 | 0 | 0 | 0 | 0 | 0 | 0 | 0 | 0 | 0 | 0 | 0 | 0 | 0 | 0 | 0 | 0 | 0 | 0 | 0 | 0 | 0 | 0 | 0 | 0 | 0 | 0 | 0 | 0 | 0 | 0 | 0 | 0 | 0 |  | 0 | 0 | 0 | 0 | 0 | 0 | 0 | 0 | 0 | 0 | 0 | 0 | 0 | 0 | 0 | 0 | 0 | 0 | 0 | 0 | 0 | 0 | 0 | 0 | 0 | 0 | 0 | 0 | 0 | 0 | 0 | 0 | 0 | 0 | 0 | 0 |  | 0 | 0 | 0 | 0 | 0 | 0 | 0 | 0 | 0 | 0 | 5 | 0 | 0 | 0 | 0 | 0 | 0 | 1 | 0 | 0 | 0 | 0 | 0 | 0 | 0 | 0 | 0 | 0 | -2 | 0 | 0 | 0 | 0 | 0 | 0 | 1 |  | 1 | 1 | 1 | 1 | 1 | 1+ | 1 | 1 | 1 | 1
PG&E NGBA | Cortina | 230 | 0 | 0 | 0 | 0 | 0 | 0 | 0 | 0 | 0 | 0 | 0 | 0 | 0 | 0 | 0 | 0 | 0 | 0 | 0 | 0 |  | 0 | 0 | 0 | 0 | 0 | 0 | 0 | 0 | 0 | 0 | 0 | 0 | 0 | 0 | 0 | 0 | 0 | 0 | 0 | 0 | 0 | 0 | 0 | 0 | 0 | 0 | 0 | 0 | 0 | 0 | 0 | 0 | 0 | 0 | 0 | 0 |  | 0 | 0 | 0 | 0 | 0 | 0 | 0 | 0 | 0 | 0 | 0 | 0 | 0 | 0 | 0 | 0 | 0 | 0 | 0 | 0 | 0 | 0 | 0 | 0 | 0 | 0 | 0 | 0 | 0 | 0 | 0 | 0 | 0 | 0 | 0 | 0 |  | 0 | 0 | 0 | 0 | 0 | 0 | 0 | 0 | 0 | 0 | 0 | 0 | 0 | 0 | 0 | 0 | 0 | 0 | 0 | 0 | 0 | 0 | 0 | 0 | 0 | 0 | 0 | 0 | 0 | 0 | 0 | 0 | 0 | 0 | 0 | 0 |  | 0 | 0 | 0 | 0 | 0 | 0 | 0 | 0 | 0 | 0 | 0 | 0 | 0 | 0 | 0 | 0 | 0 | 0 | 0 | 0 | 0 | 0 | 0 | 0 | 0 | 0 | 0 | 0 | 0 | 0 | 0 | 0 | 0 | 0 | 0 | 0 |  | 1 | 1 | 1 | 1 | 1 | 1 | 1 | 1 | 1 | 0
PG&E NGBA | Cortina | 115 | 0 | 5 | 0 | 0 | 0 | 0 | 0 | 0 | 0 | 0 | 0 | 0 | 0 | 80 | 80 | 0 | 45 | 45 | 0 | 1 |  | 0 | 0 | 0 | 0 | 0 | 0 | 0 | 0 | 0 | 0 | 0 | 0 | 83.54 | 161 | 230 | 0 | 0 | 1 | 0 | 0 | 2 | 2 | 0 | 0 | 0 | 0 | 0 | 0 | 0 | 0 | 0 | -2 | -2 | 0 | 0 | 1 |  | 0 | 0 | 0 | 5 | 0 | 0 | 0 | 0 | 0 | 0 | 3.5 | 0 | 83.54 | 161 | 230 | 0 | 0 | 1 | 0 | 0 | 2 | 0 | 0 | 0 | 0 | 0 | 0 | 0 | -2 | 0 | 0 | -2 | -2 | 0 | 0 | 1 |  | 0 | 0 | 0 | 5 | 0 | 0 | 0 | 0 | 0 | 0 | 3.5 | 0 | 83.54 | 161 | 230 | 0 | 0 | 1 | 0 | 0 | 2 | 0 | 0 | 0 | 0 | 0 | 0 | 0 | -2 | 0 | 0 | -2 | -2 | 0 | 0 | 1 |  | 0 | 0 | 0 | 5 | 0 | 0 | 0 | 0 | 0 | 0 | 8.5 | 0 | 603.476 | 161 | 730 | 0 | 0 | 1 | 0 | 0 | 2 | 0 | 0 | 0 | 0 | 0 | 0 | 0 | -2 | 0 | -2 | -2 | -2 | 0 | 0 | 1 |  | 1 | 1 | 1 | 1 | 1 | 4+ | 1+ | 4+ | 1 | 1
PG&E GBA | Cottle | 230 | 0 | 0 | 0 | 0 | 0 | 0 | 0 | 0 | 0 | 0 | 0 | 0 | 0 | 0 | 0 | 0 | 50 | 50 | 0 | 1 |  | 0 | 0 | 0 | 0 | 0 | 0 | 0 | 0 | 0 | 0 | 0 | 0 | 0 | 0 | 0 | 0 | 0 | 0 | 0 | 0 | 0 | 0 | 0 | 0 | 0 | 0 | 0 | 0 | 0 | 0 | 0 | 2 | 2 | 0 | 0 | 1 |  | 0 | 0 | 0 | 0 | 0 | 0 | 0 | 0 | 0 | 0 | 0.461 | 0 | 0 | 0 | 0 | 0 | 0 | 1 | 0 | 0 | 0 | 0 | 0 | 0 | 0 | 0 | 0 | 0 | -2 | 0 | 0 | 2 | 2 | 0 | 0 | 1 |  | 0 | 0 | 0 | 0 | 0 | 0 | 0 | 0 | 0 | 0 | 0.461 | 0 | 0 | 54 | 102.672 | 0 | 0 | 1 | 0 | 0 | 0 | 0 | 0 | 0 | 0 | 0 | 0 | 0 | -2 | 0 | 0 | 0 | -2 | 0 | 0 | 1 |  | 0 | 0 | 0 | 0 | 0 | 0 | 0 | 0 | 0 | 0 | 5.441 | 0 | 0 | 54 | 102.672 | 0 | 0 | 1 | 0 | 0 | 0 | 0 | 0 | 0 | 0 | 0 | 0 | 0 | -2 | 0 | 0 | 0 | -2 | 0 | 0 | 1 |  | 1 | 1 | 1 | 1 | 1 | 4+ | 1 | 2+ | 1 | 1
PG&E NGBA | Cottonwood | 115 | 0 | 0 | 0 | 0 | 0 | 0 | 0 | 0 | 0 | 0 | 0 | 0 | 0 | 0 | 0 | 0 | 0 | 0 | 0 | 0 |  | 0 | 0 | 0 | 0 | 0 | 0 | 0 | 0 | 0 | 0 | 0 | 0 | 0 | 0 | 0 | 0 | 0 | 0 | 0 | 0 | 0 | 0 | 0 | 0 | 0 | 0 | 0 | 0 | 0 | 0 | 0 | 0 | 0 | 0 | 0 | 0 |  | 0 | 0 | 0 | 0 | 0 | 0 | 0 | 0 | 0 | 0 | 0 | 0 | 0 | 0 | 0 | 0 | 0 | 0 | 0 | 0 | 0 | 0 | 0 | 0 | 0 | 0 | 0 | 0 | 0 | 0 | 0 | 0 | 0 | 0 | 0 | 0 |  | 0 | 0 | 0 | 0 | 0 | 0 | 0 | 0 | 0 | 0 | 0 | 0 | 0 | 0 | 0 | 0 | 0 | 0 | 0 | 0 | 0 | 0 | 0 | 0 | 0 | 0 | 0 | 0 | 0 | 0 | 0 | 0 | 0 | 0 | 0 | 0 |  | 0 | 0 | 0 | 0 | 0 | 0 | 0 | 0 | 0 | 0 | 0 | 0 | 0 | 0 | 100 | 0 | 0 | 1 | 0 | 0 | 0 | 0 | 0 | 0 | 0 | 0 | 0 | 0 | 0 | 0 | 0 | 0 | 0 | 0 | 0 | 0 |  | 1 | 1 | 1 | 1 | 1 | 1 | 1 | 1 | 1 | 0
PG&E NGBA | Cottonwood | 230 | 0 | 0 | 0 | 0 | 0 | 0 | 0 | 0 | 0 | 0 | 0 | 0 | 0 | 0 | 0 | 0 | 0 | 0 | 0 | 0 |  | 0 | 0 | 0 | 0 | 0 | 0 | 0 | 0 | 0 | 0 | 0 | 0 | 0 | 0 | 0 | 0 | 0 | 0 | 0 | 0 | 0 | 0 | 0 | 0 | 0 | 0 | 0 | 0 | 0 | 0 | 0 | 0 | 0 | 0 | 0 | 0 |  | 0 | 0 | 0 | 0 | 0 | 0 | 0 | 0 | 0 | 0 | 0 | 0 | 0 | 0 | 0 | 0 | 0 | 0 | 0 | 0 | 0 | 0 | 0 | 0 | 0 | 0 | 0 | 0 | 0 | 0 | 0 | 0 | 0 | 0 | 0 | 0 |  | 0 | 0 | 0 | 0 | 0 | 0 | 0 | 0 | 0 | 0 | 0 | 0 | 0 | 0 | 0 | 0 | 0 | 0 | 0 | 0 | 0 | 0 | 0 | 0 | 0 | 0 | 0 | 0 | 0 | 0 | 0 | 0 | 0 | 0 | 0 | 0 |  | 0 | 0 | 0 | 0 | 0 | 0 | 0 | 0 | 0 | 0 | 0 | 0 | 0 | 0 | 200 | 0 | 0 | 1 | 0 | 0 | 0 | 0 | 0 | 0 | 0 | 0 | 0 | 0 | 0 | 0 | 0 | 0 | -1 | 0 | 0 | 1 |  | 1 | 1 | 1 | 1 | 1 | 1 | 1 | 1 | 1 | 0
PG&E NGBA | Cottonwood | 60 | 0 | 0 | 0 | 0 | 0 | 0 | 0 | 0 | 0 | 0 | 0 | 0 | 0 | 0 | 0 | 0 | 0 | 0 | 0 | 0 |  | 0 | 0 | 0 | 0 | 0 | 0 | 0 | 0 | 0 | 0 | 0 | 0 | 0 | 0 | 0 | 0 | 0 | 0 | 0 | 0 | 0 | 0 | 0 | 0 | 0 | 0 | 0 | 0 | 0 | 0 | 0 | 0 | 0 | 0 | 0 | 0 |  | 0 | 0 | 0 | 0 | 0 | 0 | 0 | 0 | 0 | 0 | 0 | 0 | 0 | 0 | 0 | 0 | 0 | 0 | 0 | 0 | 0 | 0 | 0 | 0 | 0 | 0 | 0 | 0 | 0 | 0 | 0 | 0 | 0 | 0 | 0 | 0 |  | 0 | 0 | 0 | 0 | 0 | 0 | 0 | 0 | 0 | 0 | 0 | 0 | 0 | 0 | 0 | 0 | 0 | 0 | 0 | 0 | 0 | 0 | 0 | 0 | 0 | 0 | 0 | 0 | 0 | 0 | 0 | 0 | 0 | 0 | 0 | 0 |  | 0 | 0 | 0 | 0 | 0 | 0 | 0 | 0 | 0 | 0 | 4 | 0 | 0 | 0 | 0 | 0 | 0 | 1 | 0 | 0 | 0 | 0 | 0 | 0 | 0 | 0 | 0 | 0 | -2 | 0 | 0 | 0 | 0 | 0 | 0 | 1 |  | 1 | 1 | 1 | 1 | 1 | 1+ | 1 | 1 | 1 | 1
PG&E NGBA | Cove Road | 230 | 0 | 0 | 0 | 0 | 0 | 0 | 0 | 0 | 0 | 0 | 0 | 0 | 0 | 0 | 0 | 0 | 0 | 0 | 0 | 0 |  | 0 | 0 | 0 | 0 | 0 | 0 | 0 | 0 | 0 | 0 | 0 | 0 | 0 | 0 | 0 | 0 | 0 | 0 | 0 | 0 | 0 | 0 | 0 | 0 | 0 | 0 | 0 | 0 | 0 | 0 | 0 | 0 | 0 | 0 | 0 | 0 |  | 0 | 0 | 0 | 0 | 0 | 0 | 0 | 0 | 0 | 0 | 0 | 0 | 0 | 0 | 0 | 0 | 0 | 0 | 0 | 0 | 0 | 0 | 0 | 0 | 0 | 0 | 0 | 0 | 0 | 0 | 0 | 0 | 0 | 0 | 0 | 0 |  | 0 | 0 | 0 | 0 | 0 | 0 | 0 | 0 | 0 | 0 | 0 | 0 | 0 | 0 | 0 | 0 | 0 | 0 | 0 | 0 | 0 | 0 | 0 | 0 | 0 | 0 | 0 | 0 | 0 | 0 | 0 | 0 | 0 | 0 | 0 | 0 |  | 0 | 0 | 0 | 0 | 0 | 0 | 0 | 0 | 0 | 0 | 0 | 0 | 0 | 0 | 0 | 0 | 0 | 0 | 0 | 0 | 0 | 0 | 0 | 0 | 0 | 0 | 0 | 0 | 0 | 0 | 0 | 0 | 0 | 0 | 0 | 0 |  | 1 | 1 | 1 | 1 | 1 | 1 | 1 | 1 | 1 | 0
PG&E GBA | Coyote | 230 | 0 | 0 | 0 | 0 | 0 | 0 | 0 | 0 | 0 | 0 | 0 | 0 | 0 | 0 | 0 | 0 | 0 | 0 | 0 | 0 |  | 0 | 0 | 0 | 0 | 0 | 0 | 0 | 0 | 0 | 0 | 0 | 0 | 0 | 0 | 0 | 0 | 0 | 0 | 0 | 0 | 0 | 0 | 0 | 0 | 0 | 0 | 0 | 0 | 0 | 0 | 0 | 0 | 0 | 0 | 0 | 0 |  | 0 | 0 | 0 | 0 | 0 | 0 | 0 | 0 | 0 | 0 | 0 | 0 | 0 | 0 | 0 | 0 | 0 | 0 | 0 | 0 | 0 | 0 | 0 | 0 | 0 | 0 | 0 | 0 | 0 | 0 | 0 | 0 | 0 | 0 | 0 | 0 |  | 0 | 0 | 0 | 0 | 0 | 0 | 0 | 0 | 0 | 0 | 0 | 0 | 0 | 0 | 0 | 0 | 0 | 0 | 0 | 0 | 0 | 0 | 0 | 0 | 0 | 0 | 0 | 0 | 0 | 0 | 0 | 0 | 0 | 0 | 0 | 0 |  | 0 | 0 | 0 | 0 | 0 | 0 | 0 | 0 | 0 | 0 | 0 | 0 | 0 | 0 | 0 | 0 | 0 | 0 | 0 | 0 | 0 | 0 | 0 | 0 | 0 | 0 | 0 | 0 | 0 | 0 | 0 | 0 | 0 | 0 | 0 | 0 |  | 1 | 1 | 1 | 1 | 1 | 1 | 1 | 1 | 1 | 0
PG&E GBA | Crazy Horse Canyon | 115 | 0 | 0 | 0 | 0 | 0 | 0 | 0 | 0 | 0 | 0 | 0 | 0 | 0 | 0 | 0 | 0 | 0 | 0 | 0 | 0 |  | 0 | 0 | 0 | 0 | 0 | 0 | 0 | 0 | 0 | 0 | 0 | 0 | 0 | 0 | 0 | 0 | 0 | 0 | 0 | 0 | 0 | 0 | 0 | 0 | 0 | 0 | 0 | 0 | 0 | 0 | 0 | 0 | 0 | 0 | 0 | 0 |  | 0 | 0 | 0 | 0 | 0 | 0 | 0 | 0 | 0 | 0 | 0 | 0 | 0 | 0 | 0 | 0 | 0 | 0 | 0 | 0 | 0 | 0 | 0 | 0 | 0 | 0 | 0 | 0 | 0 | 0 | 0 | 0 | 0 | 0 | 0 | 0 |  | 0 | 0 | 0 | 0 | 0 | 0 | 0 | 0 | 0 | 0 | 0 | 0 | 0 | 0 | 0 | 0 | 0 | 0 | 0 | 0 | 0 | 0 | 0 | 0 | 0 | 0 | 0 | 0 | 0 | 0 | 0 | 0 | 0 | 0 | 0 | 0 |  | 0 | 0 | 0 | 0 | 0 | 0 | 0 | 0 | 0 | 0 | 0 | 0 | 0 | 0 | 150 | 0 | 0 | 1 | 0 | 0 | 0 | 0 | 0 | 0 | 0 | 0 | 0 | 0 | 0 | 0 | 0 | 0 | -1 | 0 | 0 | 1 |  | 1 | 1 | 1 | 1 | 1 | 1 | 1 | 1 | 1 | 0
SDGE | Creelman | 69 | 0 | 0 | 0 | 0 | 0 | 0 | 0 | 0 | 0 | 0 | 0 | 0 | 0 | 0 | 0 | 0 | 0 | 0 | 0 | 0 |  | 0 | 0 | 0 | 0 | 0 | 0 | 0 | 0 | 0 | 0 | 0 | 0 | 0 | 0 | 0 | 0 | 0 | 0 | 0 | 0 | 0 | 0 | 0 | 0 | 0 | 0 | 0 | 0 | 0 | 0 | 0 | 0 | 0 | 0 | 0 | 0 |  | 0 | 0 | 0 | 0 | 0 | 0 | 0 | 0 | 0 | 0 | 0 | 0 | 0 | 0 | 0 | 0 | 0 | 0 | 0 | 0 | 0 | 0 | 0 | 0 | 0 | 0 | 0 | 0 | 0 | 0 | 0 | 0 | 0 | 0 | 0 | 0 |  | 0 | 0 | 0 | 0 | 0 | 0 | 0 | 0 | 0 | 0 | 0 | 0 | 0 | 0 | 52 | 0 | 0 | 1 | 0 | 0 | 0 | 0 | 0 | 0 | 0 | 0 | 0 | 0 | 0 | 0 | 0 | 0 | -2 | 0 | 0 | 1 |  | 0 | 0 | 0 | 0 | 0 | 0 | 0 | 0 | 0 | 0 | 0 | 0 | 0 | 0 | 66 | 0 | 0 | 1 | 0 | 0 | 0 | 0 | 0 | 0 | 0 | 0 | 0 | 0 | 0 | 0 | 0 | 0 | 0 | 0 | 0 | 0 |  | 1 | 1 | 1 | 1 | 1 | 1 | 1 | 2+ | 1 | 1
PG&E FRESNO | Crescent | 70 | 0 | 0 | 0 | 0 | 0 | 0 | 0 | 0 | 0 | 0 | 0 | 0 | 0 | 0 | 0 | 0 | 0 | 0 | 0 | 0 |  | 0 | 0 | 0 | 0 | 0 | 0 | 0 | 0 | 0 | 0 | 0 | 0 | 1.1746 | 0 | 1.1746 | 0 | 0 | 1 | 0 | 0 | 0 | 0 | 0 | 0 | 0 | 0 | 0 | 0 | 0 | 0 | -2 | 0 | -2 | 0 | 0 | 1 |  | 0 | 0 | 0 | 0 | 0 | 0 | 0 | 0 | 0 | 0 | 0 | 0 | 0 | 0 | 0 | 0 | 0 | 0 | 0 | 0 | 0 | 0 | 0 | 0 | 0 | 0 | 0 | 0 | 0 | 0 | 0 | 0 | 0 | 0 | 0 | 0 |  | 0 | 0 | 0 | 0 | 0 | 0 | 0 | 0 | 0 | 0 | 0 | 0 | 37.1536 | 35 | 37.1256 | 0 | 0 | 1 | 0 | 0 | 0 | 0 | 0 | 0 | 0 | 0 | 0 | 0 | 0 | 0 | -2 | -2 | -2 | 0 | 0 | 1 |  | 0 | 0 | 0 | 0 | 0 | 0 | 0 | 0 | 0 | 0 | 0 | 0 | 67.1536 | 35 | 67.1256 | 0 | 0 | 1 | 0 | 0 | 0 | 0 | 0 | 0 | 0 | 0 | 0 | 0 | 0 | 0 | -2 | -2 | -2 | 0 | 0 | 1 |  | 1 | 1 | 1 | 1 | 1 | 1 | 2+ | 4+ | 1 | 1
PG&E FRESNO | Cressey | 115 | 0 | 0 | 0 | 0 | 0 | 0 | 0 | 0 | 0 | 0 | 0 | 0 | 0 | 0 | 0 | 0 | 0 | 0 | 0 | 0 |  | 0 | 0 | 0 | 0 | 0 | 0 | 0 | 0 | 0 | 0 | 0 | 0 | 0 | 0 | 0 | 0 | 0 | 0 | 0 | 0 | 0 | 0 | 0 | 0 | 0 | 0 | 0 | 0 | 0 | 0 | 0 | 0 | 0 | 0 | 0 | 0 |  | 0 | 0 | 0 | 0 | 0 | 0 | 0 | 0 | 0 | 0 | 0 | 0 | 0 | 0 | 0 | 0 | 0 | 0 | 0 | 0 | 0 | 0 | 0 | 0 | 0 | 0 | 0 | 0 | 0 | 0 | 0 | 0 | 0 | 0 | 0 | 0 |  | 0 | 0 | 0 | 0 | 0 | 0 | 0 | 0 | 0 | 0 | 0 | 0 | 0 | 0 | 0 | 0 | 0 | 0 | 0 | 0 | 0 | 0 | 0 | 0 | 0 | 0 | 0 | 0 | 0 | 0 | 0 | 0 | 0 | 0 | 0 | 0 |  | 0 | 0 | 0 | 0 | 0 | 0 | 0 | 0 | 0 | 0 | 8 | 0 | 0 | 0 | 0 | 0 | 0 | 1 | 0 | 0 | 0 | 0 | 0 | 0 | 0 | 0 | 0 | 0 | -2 | 0 | 0 | 0 | 0 | 0 | 0 | 1 |  | 1 | 1 | 1 | 1 | 1 | 1+ | 1 | 1 | 1 | 1
PG&E NGBA | Cresta | 230 | 0 | 0 | 0 | 0 | 0 | 0 | 0 | 0 | 0 | 0 | 0 | 0 | 0 | 0 | 0 | 0 | 0 | 0 | 0 | 0 |  | 0 | 0 | 0 | 0 | 0 | 0 | 0 | 0 | 0 | 0 | 0 | 0 | 0 | 0 | 0 | 0 | 0 | 0 | 0 | 0 | 0 | 0 | 0 | 0 | 0 | 0 | 0 | 0 | 0 | 0 | 0 | 0 | 0 | 0 | 0 | 0 |  | 0 | 0 | 0 | 0 | 0 | 0 | 0 | 0 | 0 | 0 | 0 | 0 | 0 | 0 | 0 | 0 | 0 | 0 | 0 | 0 | 0 | 0 | 0 | 0 | 0 | 0 | 0 | 0 | 0 | 0 | 0 | 0 | 0 | 0 | 0 | 0 |  | 0 | 0 | 0 | 0 | 0 | 0 | 0 | 0 | 0 | 0 | 0 | 0 | 0 | 0 | 0 | 0 | 0 | 0 | 0 | 0 | 0 | 0 | 0 | 0 | 0 | 0 | 0 | 0 | 0 | 0 | 0 | 0 | 0 | 0 | 0 | 0 |  | 0 | 0 | 0 | 0 | 0 | 0 | 0 | 0 | 0 | 0 | 0 | 0 | 0 | 0 | 0 | 0 | 0 | 0 | 0 | 0 | 0 | 0 | 0 | 0 | 0 | 0 | 0 | 0 | 0 | 0 | 0 | 0 | 0 | 0 | 0 | 0 |  | 1 | 1 | 1 | 1 | 1 | 1 | 1 | 1 | 1 | 0
SDGE | Crestwood | 69 | 0 | 0 | 0 | 0 | 0 | 0 | 0 | 0 | 0 | 0 | 0 | 0 | 0 | 0 | 0 | 0 | 0 | 0 | 0 | 0 |  | 0 | 0 | 0 | 0 | 0 | 0 | 0 | 0 | 0 | 0 | 0 | 0 | 0 | 0 | 0 | 0 | 0 | 0 | 0 | 0 | 0 | 0 | 0 | 0 | 0 | 0 | 0 | 0 | 0 | 0 | 0 | 0 | 0 | 0 | 0 | 0 |  | 0 | 0 | 0 | 0 | 0 | 0 | 0 | 0 | 0 | 0 | 0 | 0 | 0 | 0 | 0 | 0 | 0 | 0 | 0 | 0 | 0 | 0 | 0 | 0 | 0 | 0 | 0 | 0 | 0 | 0 | 0 | 0 | 0 | 0 | 0 | 0 |  | 0 | 0 | 0 | 0 | 0 | 0 | 0 | 0 | 0 | 0 | 0 | 0 | 0 | 0 | 0 | 0 | 0 | 0 | 0 | 0 | 0 | 0 | 0 | 0 | 0 | 0 | 0 | 0 | 0 | 0 | 0 | 0 | 0 | 0 | 0 | 0 |  | 0 | 0 | 0 | 0 | 0 | 0 | 0 | 0 | 0 | 0 | 0 | 0 | 100 | 0 | 100 | 0 | 0 | 1 | 0 | 0 | 0 | 0 | 0 | 0 | 0 | 0 | 0 | 0 | 0 | 0 | -2 | 0 | 0 | 0 | 0 | 1 |  | 1 | 1 | 1 | 1 | 1 | 1 | 1+ | 1 | 1 | 1
PG&E GBA | Crow Creek | 60 | 0 | 0 | 0 | 0 | 0 | 0 | 0 | 0 | 0 | 0 | 0 | 0 | 0 | 0 | 0 | 0 | 0 | 0 | 0 | 0 |  | 0 | 0 | 0 | 0 | 0 | 0 | 0 | 0 | 0 | 0 | 0 | 0 | 0 | 0 | 0 | 0 | 0 | 0 | 0 | 0 | 0 | 0 | 0 | 0 | 0 | 0 | 0 | 0 | 0 | 0 | 0 | 0 | 0 | 0 | 0 | 0 |  | 0 | 0 | 0 | 0 | 0 | 0 | 0 | 0 | 0 | 0 | 0 | 0 | 0 | 0 | 0 | 0 | 0 | 0 | 0 | 0 | 0 | 0 | 0 | 0 | 0 | 0 | 0 | 0 | 0 | 0 | 0 | 0 | 0 | 0 | 0 | 0 |  | 0 | 0 | 0 | 0 | 0 | 0 | 0 | 0 | 0 | 0 | 0 | 0 | 0 | 0 | 0 | 0 | 0 | 0 | 0 | 0 | 0 | 0 | 0 | 0 | 0 | 0 | 0 | 0 | 0 | 0 | 0 | 0 | 0 | 0 | 0 | 0 |  | 0 | 0 | 0 | 0 | 0 | 0 | 0 | 0 | 0 | 0 | 0 | 0 | 0 | 0 | 0 | 0 | 0 | 0 | 0 | 0 | 0 | 0 | 0 | 0 | 0 | 0 | 0 | 0 | 0 | 0 | 0 | 0 | 0 | 0 | 0 | 0 |  | 1 | 1 | 1 | 1 | 1 | 1 | 1 | 1 | 1 | 0
PG&E GBA | Crows Landing | 60 | 0 | 0 | 0 | 0 | 0 | 0 | 0 | 0 | 0 | 0 | 0 | 0 | 0 | 0 | 0 | 0 | 0 | 0 | 0 | 0 |  | 0 | 0 | 0 | 0 | 0 | 0 | 0 | 0 | 0 | 0 | 0 | 0 | 0 | 0 | 0 | 0 | 0 | 0 | 0 | 0 | 0 | 0 | 0 | 0 | 0 | 0 | 0 | 0 | 0 | 0 | 0 | 0 | 0 | 0 | 0 | 0 |  | 0 | 0 | 0 | 0 | 0 | 0 | 0 | 0 | 0 | 0 | 0 | 0 | 0 | 0 | 0 | 0 | 0 | 0 | 0 | 0 | 0 | 0 | 0 | 0 | 0 | 0 | 0 | 0 | 0 | 0 | 0 | 0 | 0 | 0 | 0 | 0 |  | 0 | 0 | 0 | 0 | 0 | 0 | 0 | 0 | 0 | 0 | 0 | 0 | 0 | 0 | 0 | 0 | 0 | 0 | 0 | 0 | 0 | 0 | 0 | 0 | 0 | 0 | 0 | 0 | 0 | 0 | 0 | 0 | 0 | 0 | 0 | 0 |  | 0 | 0 | 0 | 0 | 0 | 0 | 0 | 0 | 0 | 0 | 2.988 | 0 | 0 | 0 | 0 | 0 | 0 | 1 | 0 | 0 | 0 | 0 | 0 | 0 | 0 | 0 | 0 | 0 | -2 | 0 | 0 | 0 | 0 | 0 | 0 | 1 |  | 1 | 1 | 1 | 1 | 1 | 1+ | 1 | 1 | 1 | 1
PG&E GBA | Curtis | 115 | 0 | 0 | 0 | 0 | 0 | 0 | 0 | 0 | 0 | 0 | 0 | 0 | 0 | 0 | 0 | 0 | 0 | 0 | 0 | 0 |  | 0 | 0 | 0 | 0 | 0 | 0 | 0 | 0 | 0 | 0 | 0 | 0 | 0 | 0 | 0 | 0 | 0 | 0 | 0 | 0 | 0 | 0 | 0 | 0 | 0 | 0 | 0 | 0 | 0 | 0 | 0 | 0 | 0 | 0 | 0 | 0 |  | 0 | 0 | 0 | 0 | 0 | 0 | 0 | 0 | 0 | 0 | 0 | 0 | 0 | 0 | 0 | 0 | 0 | 0 | 0 | 0 | 0 | 0 | 0 | 0 | 0 | 0 | 0 | 0 | 0 | 0 | 0 | 0 | 0 | 0 | 0 | 0 |  | 0 | 0 | 0 | 0 | 0 | 0 | 0 | 0 | 0 | 0 | 0 | 0 | 0 | 0 | 0 | 0 | 0 | 0 | 0 | 0 | 0 | 0 | 0 | 0 | 0 | 0 | 0 | 0 | 0 | 0 | 0 | 0 | 0 | 0 | 0 | 0 |  | 0 | 0 | 0 | 0 | 0 | 0 | 0 | 0 | 0 | 0 | 0 | 0 | 0 | 0 | 0.12 | 0 | 0 | 1 | 0 | 0 | 0 | 0 | 0 | 0 | 0 | 0 | 0 | 0 | 0 | 0 | 0 | 0 | 0 | 0 | 0 | 0 |  | 1 | 1 | 1 | 1 | 1 | 1 | 1 | 1 | 1 | 0
PG&E FRESNO | Dairyland | 115 | 0 | 0 | 0 | 0 | 0 | 0 | 0 | 0 | 0 | 0 | 0 | 5 | 0 | 0 | 0 | 0 | 0 | 0 | 0 | 1 |  | 0 | 0 | 0 | 0 | 0 | 0 | 0 | 0 | 0 | 0 | 0 | 0 | 0 | 0 | 0 | 0 | 0 | 0 | 0 | 0 | 0 | 0 | 0 | 0 | 0 | 0 | 0 | 0 | 2 | 0 | 0 | 0 | 0 | 0 | 0 | 1 |  | 0 | 0 | 0 | 0 | 0 | 0 | 0 | 0 | 0 | 0 | 4.9542 | 0 | 0 | 0 | 0 | 0 | 0 | 1 | 0 | 0 | 0 | 0 | 0 | 0 | 0 | 0 | 0 | 0 | 0 | 0 | 0 | 0 | 0 | 0 | 0 | 0 |  | 0 | 0 | 0 | 0 | 0 | 0 | 0 | 0 | 0 | 0 | 4.9542 | 0 | 0 | 0 | 0 | 0 | 0 | 1 | 0 | 0 | 0 | 0 | 0 | 0 | 0 | 0 | 0 | 0 | 0 | 0 | 0 | 0 | 0 | 0 | 0 | 0 |  | 0 | 0 | 0 | 0 | 0 | 0 | 0 | 0 | 0 | 0 | 5.9542 | 0 | 0 | 0 | 0 | 0 | 0 | 1 | 0 | 0 | 0 | 0 | 0 | 0 | 0 | 0 | 0 | 0 | -1 | 0 | 0 | 0 | 0 | 0 | 0 | 1 |  | 1 | 1 | 1 | 1 | 1 | 1 | 1 | 1 | 1 | 0
PG&E NGBA | Davis | 115 | 0 | 0 | 0 | 0 | 0 | 0 | 0 | 0 | 0 | 0 | 0 | 0 | 0 | 0 | 0 | 0 | 0 | 0 | 0 | 0 |  | 0 | 0 | 0 | 0 | 0 | 0 | 0 | 0 | 0 | 0 | 0 | 0 | 84.9957 | 0 | 96.9117 | 0 | 0 | 1 | 0 | 0 | 0 | 0 | 0 | 0 | 0 | 0 | 0 | 0 | 0 | 0 | -2 | 0 | -2 | 0 | 0 | 1 |  | 0 | 0 | 0 | 0 | 0 | 0 | 0 | 0 | 0 | 0 | 14.35 | 0 | 0 | 0 | 12.1 | 0 | 0 | 1 | 0 | 0 | 0 | 0 | 0 | 0 | 0 | 0 | 0 | 0 | -2 | 0 | 0 | 0 | -2 | 0 | 0 | 1 |  | 0 | 0 | 0 | 0 | 0 | 0 | 0 | 0 | 0 | 0 | 14.35 | 0 | 84.9957 | 0 | 96.9117 | 0 | 0 | 1 | 0 | 0 | 0 | 0 | 0 | 0 | 0 | 0 | 0 | 0 | -2 | 0 | -2 | 0 | -2 | 0 | 0 | 1 |  | 0 | 0 | 0 | 0 | 0 | 0 | 0 | 0 | 0 | 0 | 14.35 | 0 | 84.9957 | 0 | 96.9117 | 0 | 0 | 1 | 0 | 0 | 0 | 0 | 0 | 0 | 0 | 0 | 0 | 0 | -2 | 0 | -2 | 0 | 0 | 0 | 0 | 1 |  | 1 | 1 | 1 | 1 | 1 | 4+ | 2+ | 4+ | 1 | 1
SCE Metro | Del Amo | 500 | 0 | 0 | 0 | 0 | 0 | 0 | 0 | 0 | 0 | 0 | 0 | 0 | 0 | 0 | 0 | 0 | 0 | 0 | 0 | 0 |  | 0 | 0 | 0 | 0 | 0 | 0 | 0 | 0 | 0 | 0 | 0 | 0 | 0 | 0 | 0 | 0 | 0 | 0 | 0 | 0 | 0 | 0 | 0 | 0 | 0 | 0 | 0 | 0 | 0 | 0 | 0 | 0 | 0 | 0 | 0 | 0 |  | 0 | 0 | 0 | 0 | 0 | 0 | 0 | 0 | 0 | 0 | 0 | 0 | 0 | 0 | 0 | 0 | 0 | 0 | 0 | 0 | 0 | 0 | 0 | 0 | 0 | 0 | 0 | 0 | 0 | 0 | 0 | 0 | 0 | 0 | 0 | 0 |  | 0 | 0 | 0 | 0 | 0 | 0 | 0 | 0 | 0 | 0 | 0 | 0 | 0 | 0 | 0 | 0 | 0 | 0 | 0 | 0 | 0 | 0 | 0 | 0 | 0 | 0 | 0 | 0 | 0 | 0 | 0 | 0 | 0 | 0 | 0 | 0 |  | 0 | 0 | 0 | 0 | 0 | 0 | 0 | 0 | 0 | 0 | 0 | 0 | 0 | 0 | 0 | 0 | 0 | 0 | 0 | 0 | 0 | 0 | 0 | 0 | 0 | 0 | 0 | 0 | 0 | 0 | 0 | 0 | 0 | 0 | 0 | 0 |  | 1 | 1 | 1 | 1 | 1 | 1 | 1 | 1 | 1 | 0
SCE Metro | Del Amo | 230 | 0 | 0 | 0 | 0 | 0 | 0 | 0 | 0 | 0 | 0 | 0 | 0 | 0 | 0 | 0 | 0 | 0 | 0 | 0 | 0 |  | 0 | 0 | 0 | 0 | 0 | 0 | 0 | 0 | 0 | 0 | 0 | 0 | 0 | 0 | 0 | 0 | 0 | 0 | 0 | 0 | 0 | 0 | 0 | 0 | 0 | 0 | 0 | 0 | 0 | 0 | 0 | 0 | 0 | 0 | 0 | 0 |  | 0 | 0 | 0 | 0 | 0 | 0 | 0 | 0 | 0 | 0 | 0 | 0 | 10 | 0 | 10 | 0 | 0 | 1 | 0 | 0 | 0 | 0 | 0 | 0 | 0 | 0 | 0 | 0 | 0 | 0 | -2 | 0 | -2 | 0 | 0 | 1 |  | 0 | 0 | 0 | 0 | 0 | 0 | 0 | 0 | 0 | 0 | 0 | 0 | 10 | 0 | 10 | 0 | 0 | 1 | 0 | 0 | 0 | 0 | 0 | 0 | 0 | 0 | 0 | 0 | 0 | 0 | -2 | 0 | -2 | 0 | 0 | 1 |  | 0 | 0 | 0 | 0 | 0 | 0 | 0 | 0 | 0 | 0 | 0 | 0 | 10 | 0 | 310 | 0 | 0 | 1 | 0 | 0 | 0 | 0 | 0 | 0 | 0 | 0 | 0 | 0 | 0 | 0 | -2 | 0 | -1 | 0 | 0 | 1 |  | 1 | 1 | 1 | 1 | 1 | 1 | 4+ | 4+ | 1 | 1
SCE Eastern | Delaney | 500 | 0 | 0 | 0 | 0 | 0 | 0 | 0 | 0 | 0 | 0 | 0 | 0 | 0 | 0 | 0 | 0 | 0 | 0 | 0 | 0 |  | 0 | 0 | 0 | 0 | 0 | 0 | 0 | 0 | 0 | 0 | 0 | 0 | 0 | 0 | 0 | 0 | 0 | 0 | 0 | 0 | 0 | 0 | 0 | 0 | 0 | 0 | 0 | 0 | 0 | 0 | 0 | 0 | 0 | 0 | 0 | 0 |  | 0 | 0 | 0 | 0 | 0 | 0 | 0 | 0 | 0 | 0 | 0 | 0 | 0 | 0 | 0 | 0 | 0 | 0 | 0 | 0 | 0 | 0 | 0 | 0 | 0 | 0 | 0 | 0 | 0 | 0 | 0 | 0 | 0 | 0 | 0 | 0 |  | 0 | 0 | 0 | 0 | 0 | 0 | 0 | 0 | 0 | 0 | 0 | 0 | 888.886 | 450 | 880.666 | 0 | 0 | 1 | 0 | 0 | 0 | 0 | 0 | 0 | 0 | 0 | 0 | 0 | 0 | 0 | -2 | -2 | -2 | 0 | 0 | 1 |  | 0 | 0 | 0 | 0 | 0 | 0 | 0 | 0 | 0 | 0 | 0 | 0 | 2788.886 | 450 | 2780.666 | 0 | 0 | 1 | 0 | 0 | 0 | 0 | 0 | 0 | 0 | 0 | 0 | 0 | 0 | 0 | -2 | -2 | -2 | 0 | 0 | 1 |  | 1 | 1 | 1 | 1 | 1 | 1 | 2+ | 4+ | 1 | 1
PG&E NGBA | Delevan | 230 | 0 | 0 | 0 | 0 | 0 | 0 | 0 | 0 | 0 | 0 | 0 | 0 | 50 | 150 | 200 | 0 | 50 | 50 | 70 | 1 |  | 0 | 0 | 0 | 0 | 0 | 0 | 0 | 0 | 0 | 0 | 0 | 0 | 513.5 | 48 | 510 | 0 | 0 | 1 | 0 | 0 | 0 | 0 | 0 | 0 | 0 | 0 | 0 | 0 | 0 | 2 | -2 | 0 | -2 | 2 | 2 | 1 |  | 0 | 0 | 0 | 0 | 0 | 0 | 0 | 0 | 0 | 0 | 0 | 0 | 513.5 | 48 | 510 | 0 | 0 | 1 | 0 | 0 | 0 | 0 | 0 | 0 | 0 | 0 | 0 | 0 | 0 | 2 | -2 | 0 | -2 | 2 | 2 | 1 |  | 0 | 0 | 0 | 0 | 0 | 0 | 0 | 0 | 0 | 0 | 0 | 0 | 673.8789 | 48 | 669.418 | 0 | 0 | 1 | 0 | 0 | 0 | 0 | 0 | 0 | 0 | 0 | 0 | 0 | 0 | 2 | -2 | 0 | -2 | 2 | 2 | 1 |  | 0 | 0 | 0 | 0 | 0 | 0 | 0 | 0 | 0 | 0 | 0 | 0 | 1323.8789 | 48 | 1319.418 | 0 | 67.4 | 1 | 0 | 0 | 0 | 0 | 0 | 0 | 0 | 0 | 0 | 0 | 0 | 2 | -2 | 0 | -2 | 2 | 0 | 1 |  | 1 | 1 | 1 | 1 | 1 | 1 | 4+ | 4+ | 3- | 1
PG&E GBA | Delta PP | 230 | 0 | 0 | 0 | 0 | 0 | 0 | 0 | 0 | 0 | 0 | 0 | 0 | 0 | 0 | 0 | 0 | 0 | 0 | 0 | 0 |  | 0 | 0 | 0 | 0 | 0 | 0 | 0 | 0 | 0 | 0 | 0 | 0 | 0 | 0 | 102.25 | 0 | 0 | 1 | 0 | 0 | 0 | 0 | 0 | 0 | 0 | 0 | 0 | 0 | 0 | 0 | 0 | 0 | -2 | 0 | 0 | 1 |  | 0 | 0 | 0 | 0 | 0 | 0 | 0 | 0 | 0 | 0 | 0 | 0 | 0 | 0 | 102.25 | 0 | 0 | 1 | 0 | 0 | 0 | 0 | 0 | 0 | 0 | 0 | 0 | 0 | 0 | 0 | 0 | 0 | -2 | 0 | 0 | 1 |  | 0 | 0 | 0 | 0 | 0 | 0 | 0 | 0 | 0 | 0 | 0 | 0 | 0 | 500 | 606.25 | 0 | 0 | 1 | 0 | 0 | 0 | 0 | 0 | 0 | 0 | 0 | 0 | 0 | 0 | 0 | 0 | -2 | -2 | 0 | 0 | 1 |  | 0 | 0 | 0 | 0 | 0 | 0 | 0 | 0 | 0 | 0 | 0 | 0 | 0 | 500 | 806.25 | 0 | 0 | 1 | 0 | 0 | 0 | 0 | 0 | 0 | 0 | 0 | 0 | 0 | 0 | 0 | 0 | -2 | -2 | 0 | 0 | 1 |  | 1 | 1 | 1 | 1 | 1 | 1 | 1 | 4+ | 1 | 1
EOP | Desert View | 230 | 0 | 0 | 0 | 0 | 0 | 0 | 0 | 0 | 0 | 0 | 0 | 0 | 0 | 0 | 0 | 0 | 0 | 0 | 0 | 0 |  | 0 | 0 | 0 | 0 | 0 | 0 | 0 | 0 | 0 | 0 | 0 | 0 | 0 | 0 | 0 | 0 | 0 | 0 | 0 | 0 | 0 | 0 | 0 | 0 | 0 | 0 | 0 | 0 | 0 | 0 | 0 | 0 | 0 | 0 | 0 | 0 |  | 0 | 0 | 0 | 0 | 0 | 0 | 0 | 0 | 0 | 0 | 0 | 0 | 0 | 0 | 0 | 0 | 0 | 0 | 0 | 0 | 0 | 0 | 0 | 0 | 0 | 0 | 0 | 0 | 0 | 0 | 0 | 0 | 0 | 0 | 0 | 0 |  | 0 | 0 | 0 | 0 | 0 | 0 | 0 | 0 | 0 | 0 | 0 | 0 | 350 | 350 | 350 | 0 | 0 | 1 | 0 | 0 | 0 | 0 | 0 | 0 | 0 | 0 | 0 | 0 | 0 | 0 | -2 | -2 | -2 | 0 | 0 | 1 |  | 0 | 0 | 0 | 0 | 0 | 0 | 0 | 0 | 0 | 0 | 0 | 0 | 850 | 350 | 1200 | 0 | 0 | 1 | 0 | 0 | 0 | 0 | 0 | 0 | 0 | 0 | 0 | 0 | 0 | 0 | -2 | -2 | -2 | 0 | 0 | 1 |  | 1 | 1 | 1 | 1 | 1 | 1 | 2+ | 4+ | 1 | 1
SCE Eastern | Devers | 230 | 0 | 0 | 230.5 | 37 | 267.5 | 0 | 0 | 0 | 0 | 0 | 0 | 0 | 0 | 0 | 0 | 0 | 0 | 0 | 0 | 1 |  | 0 | 0 | 0 | 0 | 0 | 60 | 0 | 0 | 0 | 0 | 0 | 0 | 0 | 45.66 | 90 | 0 | 0 | 1 | 0 | 0 | 0 | 0 | 2 | 2 | 0 | 0 | 0 | 0 | 0 | 0 | 0 | -2 | -2 | 0 | 0 | 1 |  | 0 | 0 | 0 | 0 | 0 | 60 | 0 | 0 | 0 | 0 | 14.97 | 0 | 37.8 | 45.66 | 94.98 | 0 | 0 | 1 | 0 | 0 | 0 | 0 | 2 | 2 | 0 | 0 | 0 | 0 | -2 | 0 | -2 | -2 | -2 | 0 | 0 | 1 |  | 0 | 0 | 0 | 0 | 0 | 60 | 0 | 0 | 0 | 0 | 14.97 | 0 | 320.56 | 145.66 | 970.9 | 0 | 0 | 1 | 0 | 0 | 0 | 0 | 2 | 2 | 0 | 0 | 0 | 0 | -2 | 0 | -2 | -2 | -2 | 0 | 0 | 1 |  | 0 | 0 | 0 | 0 | 0 | 160.5 | 0 | 0 | 0 | 0 | 17.469 | 0 | 320.56 | 145.66 | 2270.889 | 0 | 0 | 1 | 0 | 0 | 0 | 0 | 2 | 2 | 0 | 0 | 0 | 0 | -2 | 0 | -2 | -2 | -2 | 0 | 0 | 1 |  | 1 | 1 | 5- | 1 | 1 | 4+ | 4+ | 4+ | 1 | 1
SCE Eastern | Devers | 500 | 0 | 0 | 0 | 0 | 0 | 0 | 0 | 0 | 0 | 0 | 0 | 0 | 0 | 0 | 0 | 0 | 0 | 0 | 0 | 0 |  | 0 | 0 | 0 | 0 | 0 | 0 | 0 | 0 | 0 | 0 | 0 | 0 | 0 | 0 | 0 | 0 | 0 | 0 | 0 | 0 | 0 | 0 | 0 | 0 | 0 | 0 | 0 | 0 | 0 | 0 | 0 | 0 | 0 | 0 | 0 | 0 |  | 0 | 0 | 0 | 0 | 0 | 0 | 0 | 0 | 0 | 0 | 0 | 0 | 0 | 0 | 0 | 0 | 0 | 0 | 0 | 0 | 0 | 0 | 0 | 0 | 0 | 0 | 0 | 0 | 0 | 0 | 0 | 0 | 0 | 0 | 0 | 0 |  | 0 | 0 | 0 | 0 | 0 | 0 | 0 | 0 | 0 | 0 | 0 | 0 | 0 | 0 | 0 | 0 | 0 | 0 | 0 | 0 | 0 | 0 | 0 | 0 | 0 | 0 | 0 | 0 | 0 | 0 | 0 | 0 | 0 | 0 | 0 | 0 |  | 0 | 0 | 0 | 0 | 0 | 400 | 0 | 0 | 0 | 0 | 0 | 0 | 400 | 0 | 1300 | 0 | 0 | 1 | 0 | 0 | 0 | 0 | 0 | -2 | 0 | 0 | 0 | 0 | 0 | 0 | -2 | 0 | -2 | 0 | 0 | 1 |  | 1 | 1 | 1+ | 1 | 1 | 1 | 1+ | 1+ | 1 | 1
PG&E KERN | Diablo Canyon | 230 | 0 | 0 | 0 | 0 | 0 | 0 | 0 | 0 | 0 | 0 | 0 | 0 | 0 | 0 | 0 | 0 | 0 | 0 | 0 | 0 |  | 0 | 0 | 0 | 0 | 0 | 0 | 0 | 0 | 0 | 0 | 0 | 0 | 0 | 0 | 0 | 0 | 0 | 0 | 0 | 0 | 0 | 0 | 0 | 0 | 0 | 0 | 0 | 0 | 0 | 0 | 0 | 0 | 0 | 0 | 0 | 0 |  | 0 | 0 | 0 | 0 | 0 | 0 | 0 | 0 | 0 | 0 | 0 | 0 | 0 | 0 | 0 | 0 | 0 | 0 | 0 | 0 | 0 | 0 | 0 | 0 | 0 | 0 | 0 | 0 | 0 | 0 | 0 | 0 | 0 | 0 | 0 | 0 |  | 0 | 0 | 0 | 0 | 0 | 0 | 0 | 0 | 0 | 0 | 0 | 0 | 0 | 0 | 0 | 0 | 0 | 0 | 0 | 0 | 0 | 0 | 0 | 0 | 0 | 0 | 0 | 0 | 0 | 0 | 0 | 0 | 0 | 0 | 0 | 0 |  | 0 | 0 | 0 | 0 | 0 | 0 | 0 | 0 | 0 | 0 | 0 | 0 | 0 | 0 | 0 | 0 | 0 | 0 | 0 | 0 | 0 | 0 | 0 | 0 | 0 | 0 | 0 | 0 | 0 | 0 | 0 | 0 | 0 | 0 | 0 | 0 |  | 1 | 1 | 1 | 1 | 1 | 1 | 1 | 1 | 1 | 0
PG&E KERN | Diablo Canyon | 500 | 0 | 0 | 0 | 0 | 0 | 0 | 0 | 0 | 2500 | 0 | 2500 | 0 | 0 | 0 | 0 | 0 | 0 | 0 | 0 | 1 |  | 0 | 0 | 0 | 0 | 0 | 0 | 0 | 0 | 1000 | 1028.94 | 0 | 0 | 0 | 0 | 0 | 0 | 0 | 1 | 0 | 0 | 0 | 0 | 0 | 0 | 0 | 0 | 2 | 2 | 0 | 0 | 0 | 0 | 0 | 0 | 0 | 1 |  | 0 | 0 | 0 | 0 | 0 | 0 | 0 | 0 | 1000 | 1028.94 | 0 | 0 | 0 | 0 | 0 | 0 | 0 | 1 | 0 | 0 | 0 | 0 | 0 | 0 | 0 | 0 | 2 | 2 | 0 | 0 | 0 | 0 | 0 | 0 | 0 | 1 |  | 0 | 0 | 0 | 0 | 0 | 0 | 0 | 0 | 2500 | 2547.412 | 0 | 0 | 0 | 0 | 756.054 | 0 | 0 | 1 | 0 | 0 | 0 | 0 | 0 | 0 | 0 | 0 | 0 | 0 | 0 | 0 | 0 | 0 | -2 | 0 | 0 | 1 |  | 0 | 0 | 0 | 0 | 0 | 0 | 0 | 0 | 2500 | 3047.412 | 0 | 0 | 0 | 0 | 756.054 | 0 | 0 | 1 | 0 | 0 | 0 | 0 | 0 | 0 | 0 | 0 | 0 | -2 | 0 | 0 | 0 | 0 | -2 | 0 | 0 | 1 |  | 1 | 1 | 1 | 1 | 1+ | 1 | 1 | 2+ | 1 | 1
PG&E KERN | Divide | 115 | 0 | 0 | 0 | 0 | 0 | 0 | 0 | 0 | 0 | 0 | 0 | 0 | 0 | 0 | 0 | 0 | 0 | 0 | 0 | 0 |  | 0 | 0 | 0 | 0 | 0 | 0 | 0 | 0 | 0 | 0 | 0 | 0 | 0 | 0 | 0 | 0 | 0 | 0 | 0 | 0 | 0 | 0 | 0 | 0 | 0 | 0 | 0 | 0 | 0 | 0 | 0 | 0 | 0 | 0 | 0 | 0 |  | 0 | 0 | 0 | 0 | 0 | 0 | 0 | 0 | 0 | 0 | 0 | 0 | 0 | 0 | 0 | 0 | 0 | 0 | 0 | 0 | 0 | 0 | 0 | 0 | 0 | 0 | 0 | 0 | 0 | 0 | 0 | 0 | 0 | 0 | 0 | 0 |  | 0 | 0 | 0 | 0 | 0 | 0 | 0 | 0 | 0 | 0 | 0 | 0 | 0 | 0 | 0 | 0 | 0 | 0 | 0 | 0 | 0 | 0 | 0 | 0 | 0 | 0 | 0 | 0 | 0 | 0 | 0 | 0 | 0 | 0 | 0 | 0 |  | 0 | 0 | 0 | 0 | 0 | 0 | 0 | 0 | 0 | 0 | 0 | 0 | 0 | 0 | 0 | 0 | 0 | 0 | 0 | 0 | 0 | 0 | 0 | 0 | 0 | 0 | 0 | 0 | 0 | 0 | 0 | 0 | 0 | 0 | 0 | 0 |  | 1 | 1 | 1 | 1 | 1 | 1 | 1 | 1 | 1 | 0
PG&E GBA | Dixon Landing | 115 | 0 | 0 | 0 | 0 | 0 | 0 | 0 | 0 | 0 | 0 | 0 | 2.3 | 0 | 0 | 0 | 0 | 0 | 0 | 0 | 1 |  | 0 | 0 | 0 | 0 | 0 | 0 | 0 | 0 | 0 | 0 | 0 | 0 | 0 | 0 | 0 | 0 | 0 | 0 | 0 | 0 | 0 | 0 | 0 | 0 | 0 | 0 | 0 | 0 | 2 | 0 | 0 | 0 | 0 | 0 | 0 | 1 |  | 0 | 0 | 0 | 0 | 0 | 0 | 0 | 0 | 0 | 0 | 2.36 | 0 | 0 | 0 | 0.585 | 0 | 0 | 1 | 0 | 0 | 0 | 0 | 0 | 0 | 0 | 0 | 0 | 0 | 0 | 0 | 0 | 0 | 0 | 0 | 0 | 0 |  | 0 | 0 | 0 | 0 | 0 | 0 | 0 | 0 | 0 | 0 | 2.36 | 0 | 0 | 0 | 0.585 | 0 | 0 | 1 | 0 | 0 | 0 | 0 | 0 | 0 | 0 | 0 | 0 | 0 | 0 | 0 | 0 | 0 | 0 | 0 | 0 | 0 |  | 0 | 0 | 0 | 0 | 0 | 0 | 0 | 0 | 0 | 0 | 3.38 | 0 | 0 | 0 | 0.585 | 0 | 0 | 1 | 0 | 0 | 0 | 0 | 0 | 0 | 0 | 0 | 0 | 0 | -1 | 0 | 0 | 0 | 0 | 0 | 0 | 1 |  | 1 | 1 | 1 | 1 | 1 | 1 | 1 | 1 | 1 | 0
PG&E FRESNO | Dos Amigos | 230 | 0 | 0 | 0 | 0 | 0 | 0 | 0 | 0 | 0 | 0 | 0 | 0 | 0 | 0 | 0 | 0 | 0 | 0 | 0 | 0 |  | 0 | 0 | 0 | 0 | 0 | 0 | 0 | 0 | 0 | 0 | 0 | 0 | 0 | 0 | 0 | 0 | 0 | 0 | 0 | 0 | 0 | 0 | 0 | 0 | 0 | 0 | 0 | 0 | 0 | 0 | 0 | 0 | 0 | 0 | 0 | 0 |  | 0 | 0 | 0 | 0 | 0 | 0 | 0 | 0 | 0 | 0 | 0 | 0 | 0 | 0 | 0 | 0 | 0 | 0 | 0 | 0 | 0 | 0 | 0 | 0 | 0 | 0 | 0 | 0 | 0 | 0 | 0 | 0 | 0 | 0 | 0 | 0 |  | 0 | 0 | 0 | 0 | 0 | 0 | 0 | 0 | 0 | 0 | 0 | 0 | 0 | 0 | 0 | 0 | 0 | 0 | 0 | 0 | 0 | 0 | 0 | 0 | 0 | 0 | 0 | 0 | 0 | 0 | 0 | 0 | 0 | 0 | 0 | 0 |  | 0 | 0 | 0 | 0 | 0 | 0 | 0 | 0 | 0 | 0 | 0 | 0 | 0 | 0 | 350 | 0 | 0 | 1 | 0 | 0 | 0 | 0 | 0 | 0 | 0 | 0 | 0 | 0 | 0 | 0 | 0 | 0 | -1 | 0 | 0 | 1 |  | 1 | 1 | 1 | 1 | 1 | 1 | 1 | 1 | 1 | 0
PG&E NGBA | Drum | 115 | 0 | 0 | 0 | 0 | 0 | 0 | 0 | 0 | 0 | 0 | 0 | 0 | 0 | 0 | 0 | 0 | 0 | 0 | 0 | 0 |  | 0 | 0 | 0 | 0 | 0 | 0 | 0 | 0 | 0 | 0 | 0 | 0 | 0 | 0 | 0 | 0 | 0 | 0 | 0 | 0 | 0 | 0 | 0 | 0 | 0 | 0 | 0 | 0 | 0 | 0 | 0 | 0 | 0 | 0 | 0 | 0 |  | 0 | 0 | 0 | 0 | 0 | 0 | 0 | 0 | 0 | 0 | 0 | 0 | 0 | 0 | 0 | 0 | 0 | 0 | 0 | 0 | 0 | 0 | 0 | 0 | 0 | 0 | 0 | 0 | 0 | 0 | 0 | 0 | 0 | 0 | 0 | 0 |  | 0 | 0 | 0 | 0 | 0 | 0 | 0 | 0 | 0 | 0 | 0 | 0 | 0 | 0 | 0 | 0 | 0 | 0 | 0 | 0 | 0 | 0 | 0 | 0 | 0 | 0 | 0 | 0 | 0 | 0 | 0 | 0 | 0 | 0 | 0 | 0 |  | 0 | 0 | 0 | 0 | 0 | 0 | 0 | 0 | 0 | 0 | 0 | 0 | 0 | 0 | 0 | 0 | 0 | 0 | 0 | 0 | 0 | 0 | 0 | 0 | 0 | 0 | 0 | 0 | 0 | 0 | 0 | 0 | 0 | 0 | 0 | 0 |  | 1 | 1 | 1 | 1 | 1 | 1 | 1 | 1 | 1 | 0
PG&E GBA | Dumbarton | 115 | 0 | 0 | 0 | 0 | 0 | 0 | 0 | 0 | 0 | 0 | 0 | 5 | 0 | 0 | 0 | 0 | 0 | 0 | 0 | 1 |  | 0 | 0 | 0 | 0 | 0 | 0 | 0 | 0 | 0 | 0 | 0 | 0 | 0 | 0 | 0 | 0 | 0 | 0 | 0 | 0 | 0 | 0 | 0 | 0 | 0 | 0 | 0 | 0 | 2 | 0 | 0 | 0 | 0 | 0 | 0 | 1 |  | 0 | 0 | 0 | 0 | 0 | 0 | 0 | 0 | 0 | 0 | 6.474 | 0 | 0 | 0 | 0 | 0 | 0 | 1 | 0 | 0 | 0 | 0 | 0 | 0 | 0 | 0 | 0 | 0 | -1 | 0 | 0 | 0 | 0 | 0 | 0 | 1 |  | 0 | 0 | 0 | 0 | 0 | 0 | 0 | 0 | 0 | 0 | 6.474 | 0 | 0 | 0 | 0 | 0 | 0 | 1 | 0 | 0 | 0 | 0 | 0 | 0 | 0 | 0 | 0 | 0 | -1 | 0 | 0 | 0 | 0 | 0 | 0 | 1 |  | 0 | 0 | 0 | 0 | 0 | 0 | 0 | 0 | 0 | 0 | 6.474 | 0 | 0 | 0 | 0 | 0 | 0 | 1 | 0 | 0 | 0 | 0 | 0 | 0 | 0 | 0 | 0 | 0 | -1 | 0 | 0 | 0 | 0 | 0 | 0 | 1 |  | 1 | 1 | 1 | 1 | 1 | 3+ | 1 | 1 | 1 | 1
SCE NOL | Dunn Siding | 115 | 0 | 0 | 0 | 0 | 0 | 0 | 0 | 0 | 0 | 0 | 0 | 0 | 0 | 0 | 0 | 0 | 0 | 0 | 0 | 0 |  | 0 | 0 | 0 | 0 | 0 | 0 | 0 | 0 | 0 | 0 | 0 | 0 | 0 | 0 | 0 | 0 | 0 | 0 | 0 | 0 | 0 | 0 | 0 | 0 | 0 | 0 | 0 | 0 | 0 | 0 | 0 | 0 | 0 | 0 | 0 | 0 |  | 0 | 0 | 0 | 0 | 0 | 0 | 0 | 0 | 0 | 0 | 0 | 0 | 0 | 0 | 0 | 0 | 0 | 0 | 0 | 0 | 0 | 0 | 0 | 0 | 0 | 0 | 0 | 0 | 0 | 0 | 0 | 0 | 0 | 0 | 0 | 0 |  | 0 | 0 | 0 | 0 | 0 | 0 | 0 | 0 | 0 | 0 | 0 | 0 | 0 | 0 | 0 | 0 | 0 | 0 | 0 | 0 | 0 | 0 | 0 | 0 | 0 | 0 | 0 | 0 | 0 | 0 | 0 | 0 | 0 | 0 | 0 | 0 |  | 0 | 0 | 0 | 0 | 0 | 0 | 0 | 0 | 0 | 0 | 0 | 0 | 0 | 0 | 0 | 0 | 0 | 0 | 0 | 0 | 0 | 0 | 0 | 0 | 0 | 0 | 0 | 0 | 0 | 0 | 0 | 0 | 0 | 0 | 0 | 0 |  | 1 | 1 | 1 | 1 | 1 | 1 | 1 | 1 | 1 | 0
SCE Eastern | Eagle Mountain | 230 | 0 | 0 | 0 | 0 | 0 | 0 | 0 | 0 | 0 | 0 | 0 | 0 | 0 | 0 | 0 | 0 | 0 | 0 | 0 | 0 |  | 0 | 0 | 0 | 0 | 0 | 0 | 0 | 0 | 0 | 0 | 0 | 0 | 0 | 0 | 0 | 0 | 0 | 0 | 0 | 0 | 0 | 0 | 0 | 0 | 0 | 0 | 0 | 0 | 0 | 0 | 0 | 0 | 0 | 0 | 0 | 0 |  | 0 | 0 | 0 | 0 | 0 | 0 | 0 | 0 | 0 | 0 | 0 | 0 | 0 | 0 | 0 | 0 | 0 | 0 | 0 | 0 | 0 | 0 | 0 | 0 | 0 | 0 | 0 | 0 | 0 | 0 | 0 | 0 | 0 | 0 | 0 | 0 |  | 0 | 0 | 0 | 0 | 0 | 0 | 0 | 0 | 0 | 0 | 0 | 0 | 0 | 0 | 0 | 0 | 0 | 0 | 0 | 0 | 0 | 0 | 0 | 0 | 0 | 0 | 0 | 0 | 0 | 0 | 0 | 0 | 0 | 0 | 0 | 0 |  | 0 | 0 | 0 | 0 | 0 | 0 | 0 | 0 | 0 | 0 | 0 | 0 | 0 | 0 | 0 | 0 | 0 | 0 | 0 | 0 | 0 | 0 | 0 | 0 | 0 | 0 | 0 | 0 | 0 | 0 | 0 | 0 | 0 | 0 | 0 | 0 |  | 1 | 1 | 1 | 1 | 1 | 1 | 1 | 1 | 1 | 0
PG&E NGBA | Eagle Rock (PGE) | 60 | 0 | 0 | 0 | 0 | 0 | 0 | 0 | 0 | 0 | 0 | 0 | 0 | 0 | 0 | 0 | 0 | 0 | 0 | 0 | 0 |  | 0 | 0 | 0 | 0 | 0 | 0 | 0 | 0 | 0 | 0 | 0 | 0 | 0 | 0 | 0 | 0 | 0 | 0 | 0 | 0 | 0 | 0 | 0 | 0 | 0 | 0 | 0 | 0 | 0 | 0 | 0 | 0 | 0 | 0 | 0 | 0 |  | 0 | 0 | 0 | 0 | 0 | 0 | 0 | 0 | 0 | 0 | 0 | 0 | 0 | 0 | 0 | 0 | 0 | 0 | 0 | 0 | 0 | 0 | 0 | 0 | 0 | 0 | 0 | 0 | 0 | 0 | 0 | 0 | 0 | 0 | 0 | 0 |  | 0 | 0 | 0 | 0 | 0 | 0 | 0 | 0 | 0 | 0 | 0 | 0 | 0 | 0 | 0 | 0 | 0 | 0 | 0 | 0 | 0 | 0 | 0 | 0 | 0 | 0 | 0 | 0 | 0 | 0 | 0 | 0 | 0 | 0 | 0 | 0 |  | 0 | 0 | 0 | 0 | 0 | 0 | 0 | 0 | 0 | 0 | 0 | 0 | 0 | 0 | 0 | 0 | 0 | 0 | 0 | 0 | 0 | 0 | 0 | 0 | 0 | 0 | 0 | 0 | 0 | 0 | 0 | 0 | 0 | 0 | 0 | 0 |  | 1 | 1 | 1 | 1 | 1 | 1 | 1 | 1 | 1 | 0
PG&E NGBA | Eagle Rock (PGE) | 115 | 39 | 0 | 0 | 0 | 0 | 0 | 0 | 0 | 0 | 0 | 0 | 0 | 0 | 0 | 0 | 0 | 0 | 0 | 0 | 1 |  | 0 | 0 | 0 | 0 | 0 | 0 | 0 | 0 | 0 | 0 | 0 | 0 | 0 | 0 | 0 | 0 | 0 | 0 | 2 | 2 | 0 | 0 | 0 | 0 | 0 | 0 | 0 | 0 | 0 | 0 | 0 | 0 | 0 | 0 | 0 | 1 |  | 0 | 0 | 0 | 0 | 0 | 0 | 0 | 0 | 0 | 0 | 0 | 0 | 0 | 0 | 0 | 0 | 0 | 0 | 2 | 2 | 0 | 0 | 0 | 0 | 0 | 0 | 0 | 0 | 0 | 0 | 0 | 0 | 0 | 0 | 0 | 1 |  | 0 | 0 | 0 | 0 | 0 | 0 | 0 | 0 | 0 | 0 | 0 | 0 | 0 | 0 | 0 | 0 | 0 | 0 | 2 | 2 | 0 | 0 | 0 | 0 | 0 | 0 | 0 | 0 | 0 | 0 | 0 | 0 | 0 | 0 | 0 | 1 |  | 0 | 0 | 0 | 0 | 0 | 131.2 | 0 | 0 | 0 | 0 | 0 | 0 | 0 | 0 | 0 | 0 | 0 | 1 | 2 | 2 | 0 | 0 | 0 | -2 | 0 | 0 | 0 | 0 | 0 | 0 | 0 | 0 | 0 | 0 | 0 | 1 |  | 5- | 1 | 1+ | 1 | 1 | 1 | 1 | 1 | 1 | 1
SCE Metro | Eagle Rock (SCE) | 230 | 0 | 0 | 0 | 0 | 0 | 0 | 0 | 0 | 0 | 0 | 0 | 0 | 0 | 0 | 0 | 0 | 0 | 0 | 0 | 0 |  | 0 | 0 | 0 | 0 | 0 | 0 | 0 | 0 | 0 | 0 | 0 | 0 | 0 | 0 | 0 | 0 | 0 | 0 | 0 | 0 | 0 | 0 | 0 | 0 | 0 | 0 | 0 | 0 | 0 | 0 | 0 | 0 | 0 | 0 | 0 | 0 |  | 0 | 0 | 0 | 0 | 0 | 0 | 0 | 0 | 0 | 0 | 0 | 0 | 0 | 0 | 0 | 0 | 0 | 0 | 0 | 0 | 0 | 0 | 0 | 0 | 0 | 0 | 0 | 0 | 0 | 0 | 0 | 0 | 0 | 0 | 0 | 0 |  | 0 | 0 | 0 | 0 | 0 | 0 | 0 | 0 | 0 | 0 | 0 | 0 | 0 | 0 | 0 | 0 | 0 | 0 | 0 | 0 | 0 | 0 | 0 | 0 | 0 | 0 | 0 | 0 | 0 | 0 | 0 | 0 | 0 | 0 | 0 | 0 |  | 0 | 0 | 0 | 0 | 0 | 0 | 0 | 0 | 0 | 0 | 0 | 0 | 0 | 0 | 100 | 0 | 0 | 1 | 0 | 0 | 0 | 0 | 0 | 0 | 0 | 0 | 0 | 0 | 0 | 0 | 0 | 0 | 0 | 0 | 0 | 0 |  | 1 | 1 | 1 | 1 | 1 | 1 | 1 | 1 | 1 | 0
PG&E NGBA | East Marysville | 115 | 0 | 0 | 0 | 0 | 0 | 0 | 0 | 0 | 0 | 0 | 0 | 0 | 0 | 0 | 0 | 0 | 0 | 0 | 0 | 0 |  | 0 | 0 | 0 | 0 | 0 | 0 | 0 | 0 | 0 | 0 | 0 | 0 | 0 | 0 | 0 | 0 | 0 | 0 | 0 | 0 | 0 | 0 | 0 | 0 | 0 | 0 | 0 | 0 | 0 | 0 | 0 | 0 | 0 | 0 | 0 | 0 |  | 0 | 0 | 0 | 0 | 0 | 0 | 0 | 0 | 0 | 0 | 0 | 0 | 0 | 0 | 0 | 0 | 0 | 0 | 0 | 0 | 0 | 0 | 0 | 0 | 0 | 0 | 0 | 0 | 0 | 0 | 0 | 0 | 0 | 0 | 0 | 0 |  | 0 | 0 | 0 | 0 | 0 | 0 | 0 | 0 | 0 | 0 | 0 | 0 | 0 | 0 | 0 | 0 | 0 | 0 | 0 | 0 | 0 | 0 | 0 | 0 | 0 | 0 | 0 | 0 | 0 | 0 | 0 | 0 | 0 | 0 | 0 | 0 |  | 0 | 0 | 0 | 0 | 0 | 0 | 0 | 0 | 0 | 0 | 0 | 0 | 0 | 0 | 0 | 0 | 0 | 0 | 0 | 0 | 0 | 0 | 0 | 0 | 0 | 0 | 0 | 0 | 0 | 0 | 0 | 0 | 0 | 0 | 0 | 0 |  | 1 | 1 | 1 | 1 | 1 | 1 | 1 | 1 | 1 | 0
PG&E NGBA | East Nicolaus | 115 | 0 | 0 | 0 | 0 | 0 | 0 | 0 | 0 | 0 | 0 | 0 | 0 | 0 | 0 | 0 | 0 | 0 | 0 | 0 | 0 |  | 0 | 0 | 0 | 0 | 0 | 0 | 0 | 0 | 0 | 0 | 0 | 0 | 0 | 0 | 0 | 0 | 0 | 0 | 0 | 0 | 0 | 0 | 0 | 0 | 0 | 0 | 0 | 0 | 0 | 0 | 0 | 0 | 0 | 0 | 0 | 0 |  | 0 | 0 | 0 | 0 | 0 | 0 | 0 | 0 | 0 | 0 | 0 | 0 | 0 | 0 | 0 | 0 | 0 | 0 | 0 | 0 | 0 | 0 | 0 | 0 | 0 | 0 | 0 | 0 | 0 | 0 | 0 | 0 | 0 | 0 | 0 | 0 |  | 0 | 0 | 0 | 0 | 0 | 0 | 0 | 0 | 0 | 0 | 0 | 0 | 0 | 0 | 0 | 0 | 0 | 0 | 0 | 0 | 0 | 0 | 0 | 0 | 0 | 0 | 0 | 0 | 0 | 0 | 0 | 0 | 0 | 0 | 0 | 0 |  | 0 | 0 | 0 | 0 | 0 | 0 | 0 | 0 | 0 | 0 | 0 | 0 | 0 | 0 | 0 | 0 | 0 | 0 | 0 | 0 | 0 | 0 | 0 | 0 | 0 | 0 | 0 | 0 | 0 | 0 | 0 | 0 | 0 | 0 | 0 | 0 |  | 1 | 1 | 1 | 1 | 1 | 1 | 1 | 1 | 1 | 0
PG&E NGBA | East Nicolaus | 60 | 0 | 0 | 0 | 0 | 0 | 0 | 0 | 0 | 0 | 0 | 0 | 0 | 0 | 0 | 0 | 0 | 0 | 0 | 0 | 0 |  | 0 | 0 | 0 | 0 | 0 | 0 | 0 | 0 | 0 | 0 | 0 | 0 | 0 | 0 | 0 | 0 | 0 | 0 | 0 | 0 | 0 | 0 | 0 | 0 | 0 | 0 | 0 | 0 | 0 | 0 | 0 | 0 | 0 | 0 | 0 | 0 |  | 0 | 0 | 0 | 0 | 0 | 0 | 0 | 0 | 0 | 0 | 0 | 0 | 0 | 0 | 0 | 0 | 0 | 0 | 0 | 0 | 0 | 0 | 0 | 0 | 0 | 0 | 0 | 0 | 0 | 0 | 0 | 0 | 0 | 0 | 0 | 0 |  | 0 | 0 | 0 | 0 | 0 | 0 | 0 | 0 | 0 | 0 | 0 | 0 | 0 | 0 | 0 | 0 | 0 | 0 | 0 | 0 | 0 | 0 | 0 | 0 | 0 | 0 | 0 | 0 | 0 | 0 | 0 | 0 | 0 | 0 | 0 | 0 |  | 0 | 0 | 0 | 0 | 0 | 0 | 0 | 0 | 0 | 0 | 4.99 | 0 | 0 | 0 | 0 | 0 | 0 | 1 | 0 | 0 | 0 | 0 | 0 | 0 | 0 | 0 | 0 | 0 | -2 | 0 | 0 | 0 | 0 | 0 | 0 | 1 |  | 1 | 1 | 1 | 1 | 1 | 1+ | 1 | 1 | 1 | 1
PG&E GBA | Eastshore | 115 | 0 | 0 | 0 | 0 | 0 | 0 | 0 | 0 | 0 | 0 | 0 | 0 | 0 | 0 | 0 | 0 | 0 | 0 | 0 | 0 |  | 0 | 0 | 0 | 0 | 0 | 0 | 0 | 0 | 0 | 0 | 0 | 0 | 0 | 0 | 0 | 0 | 0 | 0 | 0 | 0 | 0 | 0 | 0 | 0 | 0 | 0 | 0 | 0 | 0 | 0 | 0 | 0 | 0 | 0 | 0 | 0 |  | 0 | 0 | 0 | 0 | 0 | 0 | 0 | 0 | 0 | 0 | 0 | 0 | 0 | 0 | 0 | 0 | 0 | 0 | 0 | 0 | 0 | 0 | 0 | 0 | 0 | 0 | 0 | 0 | 0 | 0 | 0 | 0 | 0 | 0 | 0 | 0 |  | 0 | 0 | 0 | 0 | 0 | 0 | 0 | 0 | 0 | 0 | 0 | 0 | 0 | 0 | 252 | 0 | 0 | 1 | 0 | 0 | 0 | 0 | 0 | 0 | 0 | 0 | 0 | 0 | 0 | 0 | 0 | 0 | -2 | 0 | 0 | 1 |  | 0 | 0 | 0 | 0 | 0 | 0 | 0 | 0 | 0 | 0 | 0 | 0 | 0 | 0 | 252 | 0 | 0 | 1 | 0 | 0 | 0 | 0 | 0 | 0 | 0 | 0 | 0 | 0 | 0 | 0 | 0 | 0 | -1 | 0 | 0 | 1 |  | 1 | 1 | 1 | 1 | 1 | 1 | 1 | 2+ | 1 | 1
PG&E GBA | Eastshore | 230 | 0 | 0 | 0 | 0 | 0 | 0 | 0 | 0 | 0 | 0 | 0 | 0 | 0 | 0 | 0 | 0 | 0 | 0 | 0 | 0 |  | 0 | 0 | 0 | 0 | 0 | 0 | 0 | 0 | 0 | 0 | 0 | 0 | 0 | 0 | 0 | 0 | 0 | 0 | 0 | 0 | 0 | 0 | 0 | 0 | 0 | 0 | 0 | 0 | 0 | 0 | 0 | 0 | 0 | 0 | 0 | 0 |  | 0 | 0 | 0 | 0 | 0 | 0 | 0 | 0 | 0 | 0 | 0 | 0 | 0 | 0 | 0 | 0 | 0 | 0 | 0 | 0 | 0 | 0 | 0 | 0 | 0 | 0 | 0 | 0 | 0 | 0 | 0 | 0 | 0 | 0 | 0 | 0 |  | 0 | 0 | 0 | 0 | 0 | 0 | 0 | 0 | 0 | 0 | 0 | 0 | 0 | 0 | 0 | 0 | 0 | 0 | 0 | 0 | 0 | 0 | 0 | 0 | 0 | 0 | 0 | 0 | 0 | 0 | 0 | 0 | 0 | 0 | 0 | 0 |  | 0 | 0 | 0 | 0 | 0 | 0 | 0 | 0 | 0 | 0 | 0 | 0 | 0 | 0 | 0 | 0 | 0 | 0 | 0 | 0 | 0 | 0 | 0 | 0 | 0 | 0 | 0 | 0 | 0 | 0 | 0 | 0 | 0 | 0 | 0 | 0 |  | 1 | 1 | 1 | 1 | 1 | 1 | 1 | 1 | 1 | 0
SDGE | ECO | 138 | 0 | 0 | 0 | 0 | 0 | 0 | 0 | 0 | 0 | 0 | 0 | 0 | 0 | 0 | 0 | 0 | 0 | 0 | 0 | 0 |  | 0 | 0 | 0 | 0 | 0 | 0 | 0 | 0 | 0 | 0 | 0 | 0 | 0 | 0 | 0 | 0 | 0 | 0 | 0 | 0 | 0 | 0 | 0 | 0 | 0 | 0 | 0 | 0 | 0 | 0 | 0 | 0 | 0 | 0 | 0 | 0 |  | 0 | 0 | 0 | 0 | 0 | 0 | 0 | 0 | 0 | 0 | 0 | 0 | 0 | 0 | 0 | 0 | 0 | 0 | 0 | 0 | 0 | 0 | 0 | 0 | 0 | 0 | 0 | 0 | 0 | 0 | 0 | 0 | 0 | 0 | 0 | 0 |  | 0 | 0 | 0 | 0 | 0 | 0 | 0 | 0 | 0 | 0 | 0 | 0 | 0 | 0 | 0 | 0 | 0 | 0 | 0 | 0 | 0 | 0 | 0 | 0 | 0 | 0 | 0 | 0 | 0 | 0 | 0 | 0 | 0 | 0 | 0 | 0 |  | 0 | 0 | 0 | 0 | 0 | 0 | 0 | 0 | 0 | 0 | 0 | 0 | 0 | 0 | 0 | 0 | 0 | 0 | 0 | 0 | 0 | 0 | 0 | 0 | 0 | 0 | 0 | 0 | 0 | 0 | 0 | 0 | 0 | 0 | 0 | 0 |  | 1 | 1 | 1 | 1 | 1 | 1 | 1 | 1 | 1 | 0
SDGE | ECO | 230 | 0 | 0 | 0 | 52.5 | 52.5 | 0 | 0 | 0 | 0 | 0 | 0 | 0 | 0 | 0 | 0 | 0 | 0 | 0 | 0 | 1 |  | 0 | 0 | 0 | 0 | 0 | 52.5 | 0 | 0 | 0 | 0 | 0 | 0 | 0 | 0 | 0 | 0 | 0 | 1 | 0 | 0 | 0 | 0 | 0 | 0 | 0 | 0 | 0 | 0 | 0 | 0 | 0 | 0 | 0 | 0 | 0 | 0 |  | 0 | 0 | 0 | 0 | 0 | 52.5 | 0 | 0 | 0 | 0 | 0 | 0 | 0 | 0 | 0 | 0 | 0 | 1 | 0 | 0 | 0 | 0 | 0 | 0 | 0 | 0 | 0 | 0 | 0 | 0 | 0 | 0 | 0 | 0 | 0 | 0 |  | 0 | 0 | 0 | 0 | 0 | 52.5 | 0 | 0 | 0 | 0 | 0 | 0 | 0 | 0 | 0 | 0 | 0 | 1 | 0 | 0 | 0 | 0 | 0 | 0 | 0 | 0 | 0 | 0 | 0 | 0 | 0 | 0 | 0 | 0 | 0 | 0 |  | 0 | 0 | 0 | 0 | 0 | 1352.5 | 0 | 0 | 0 | 0 | 0 | 0 | 0 | 0 | 0 | 0 | 0 | 1 | 0 | 0 | 0 | 0 | 0 | -2 | 0 | 0 | 0 | 0 | 0 | 0 | 0 | 0 | 0 | 0 | 0 | 1 |  | 1 | 1 | 1+ | 1 | 1 | 1 | 1 | 1 | 1 | 1
SDGE | ECO | 500 | 0 | 0 | 600 | 400 | 1000 | 0 | 0 | 0 | 0 | 0 | 0 | 0 | 0 | 0 | 0 | 0 | 0 | 0 | 0 | 1 |  | 0 | 0 | 0 | 0 | 0 | 1001 | 0 | 0 | 0 | 0 | 0 | 0 | 0 | 0 | 0 | 0 | 0 | 1 | 0 | 0 | 0 | 0 | 2 | 0 | 0 | 0 | 0 | 0 | 0 | 0 | 0 | 0 | 0 | 0 | 0 | 1 |  | 0 | 0 | 0 | 0 | 0 | 0 | 0 | 0 | 0 | 0 | 0 | 0 | 0 | 0 | 0 | 0 | 0 | 0 | 0 | 0 | 0 | 0 | 2 | 2 | 0 | 0 | 0 | 0 | 0 | 0 | 0 | 0 | 0 | 0 | 0 | 1 |  | 0 | 0 | 0 | 0 | 0 | 1001 | 0 | 0 | 0 | 0 | 0 | 0 | 0 | 0 | 0 | 0 | 0 | 1 | 0 | 0 | 0 | 0 | 2 | 0 | 0 | 0 | 0 | 0 | 0 | 0 | 0 | 0 | 0 | 0 | 0 | 1 |  | 0 | 0 | 0 | 0 | 0 | 1001 | 0 | 0 | 0 | 0 | 0 | 0 | 0 | 0 | 0 | 0 | 0 | 1 | 0 | 0 | 0 | 0 | 2 | 0 | 0 | 0 | 0 | 0 | 0 | 0 | 0 | 0 | 0 | 0 | 0 | 1 |  | 1 | 1 | 2- | 1 | 1 | 1 | 1 | 1 | 1 | 1
PG&E GBA | Edenvale | 115 | 0 | 0 | 0 | 0 | 0 | 0 | 0 | 0 | 0 | 0 | 0 | 0 | 0 | 0 | 0 | 0 | 0 | 0 | 0 | 0 |  | 0 | 0 | 0 | 0 | 0 | 0 | 0 | 0 | 0 | 0 | 0 | 0 | 0 | 0 | 0 | 0 | 0 | 0 | 0 | 0 | 0 | 0 | 0 | 0 | 0 | 0 | 0 | 0 | 0 | 0 | 0 | 0 | 0 | 0 | 0 | 0 |  | 0 | 0 | 0 | 0 | 0 | 0 | 0 | 0 | 0 | 0 | 0 | 0 | 0 | 0 | 0 | 0 | 0 | 0 | 0 | 0 | 0 | 0 | 0 | 0 | 0 | 0 | 0 | 0 | 0 | 0 | 0 | 0 | 0 | 0 | 0 | 0 |  | 0 | 0 | 0 | 0 | 0 | 0 | 0 | 0 | 0 | 0 | 0 | 0 | 0 | 0 | 0 | 0 | 0 | 0 | 0 | 0 | 0 | 0 | 0 | 0 | 0 | 0 | 0 | 0 | 0 | 0 | 0 | 0 | 0 | 0 | 0 | 0 |  | 0 | 0 | 0 | 0 | 0 | 0 | 0 | 0 | 0 | 0 | 0 | 0 | 0 | 0 | 0 | 0 | 0 | 0 | 0 | 0 | 0 | 0 | 0 | 0 | 0 | 0 | 0 | 0 | 0 | 0 | 0 | 0 | 0 | 0 | 0 | 0 |  | 1 | 1 | 1 | 1 | 1 | 1 | 1 | 1 | 1 | 0
PG&E GBA | Edes | 115 | 0 | 0 | 0 | 0 | 0 | 0 | 0 | 0 | 0 | 0 | 0 | 1.7 | 0 | 0 | 0 | 0 | 0 | 0 | 0 | 1 |  | 0 | 0 | 0 | 0 | 0 | 0 | 0 | 0 | 0 | 0 | 0 | 0 | 0 | 0 | 0 | 0 | 0 | 0 | 0 | 0 | 0 | 0 | 0 | 0 | 0 | 0 | 0 | 0 | 2 | 0 | 0 | 0 | 0 | 0 | 0 | 1 |  | 0 | 0 | 0 | 0 | 0 | 0 | 0 | 0 | 0 | 0 | 1.731 | 0 | 0 | 0 | 1.13 | 0 | 0 | 1 | 0 | 0 | 0 | 0 | 0 | 0 | 0 | 0 | 0 | 0 | 0 | 0 | 0 | 0 | 0 | 0 | 0 | 0 |  | 0 | 0 | 0 | 0 | 0 | 0 | 0 | 0 | 0 | 0 | 1.731 | 0 | 0 | 0 | 1.13 | 0 | 0 | 1 | 0 | 0 | 0 | 0 | 0 | 0 | 0 | 0 | 0 | 0 | 0 | 0 | 0 | 0 | 0 | 0 | 0 | 0 |  | 0 | 0 | 0 | 0 | 0 | 0 | 0 | 0 | 0 | 0 | 1.731 | 0 | 0 | 0 | 1.13 | 0 | 0 | 1 | 0 | 0 | 0 | 0 | 0 | 0 | 0 | 0 | 0 | 0 | 0 | 0 | 0 | 0 | 0 | 0 | 0 | 0 |  | 1 | 1 | 1 | 1 | 1 | 1 | 1 | 1 | 1 | 0
PG&E GBA | Eight Mile | 230 | 0 | 0 | 0 | 0 | 0 | 0 | 0 | 0 | 0 | 0 | 0 | 0 | 0 | 0 | 0 | 0 | 0 | 0 | 0 | 0 |  | 0 | 0 | 0 | 0 | 0 | 0 | 0 | 0 | 0 | 0 | 0 | 0 | 0 | 0 | 0 | 0 | 0 | 0 | 0 | 0 | 0 | 0 | 0 | 0 | 0 | 0 | 0 | 0 | 0 | 0 | 0 | 0 | 0 | 0 | 0 | 0 |  | 0 | 0 | 0 | 0 | 0 | 0 | 0 | 0 | 0 | 0 | 0 | 0 | 0 | 0 | 0 | 0 | 0 | 0 | 0 | 0 | 0 | 0 | 0 | 0 | 0 | 0 | 0 | 0 | 0 | 0 | 0 | 0 | 0 | 0 | 0 | 0 |  | 0 | 0 | 0 | 0 | 0 | 0 | 0 | 0 | 0 | 0 | 0 | 0 | 0 | 0 | 0 | 0 | 0 | 0 | 0 | 0 | 0 | 0 | 0 | 0 | 0 | 0 | 0 | 0 | 0 | 0 | 0 | 0 | 0 | 0 | 0 | 0 |  | 0 | 0 | 0 | 0 | 0 | 0 | 0 | 0 | 0 | 0 | 0 | 0 | 0 | 0 | 100 | 0 | 0 | 1 | 0 | 0 | 0 | 0 | 0 | 0 | 0 | 0 | 0 | 0 | 0 | 0 | 0 | 0 | 0 | 0 | 0 | 0 |  | 1 | 1 | 1 | 1 | 1 | 1 | 1 | 1 | 1 | 0
SDGE | El Cajon | 69 | 0 | 0 | 0 | 0 | 0 | 0 | 0 | 0 | 0 | 0 | 0 | 0 | 0 | 0 | 0 | 0 | 0 | 0 | 0 | 0 |  | 0 | 0 | 0 | 0 | 0 | 0 | 0 | 0 | 0 | 0 | 0 | 0 | 0 | 0 | 0.774 | 0 | 0 | 1 | 0 | 0 | 0 | 0 | 0 | 0 | 0 | 0 | 0 | 0 | 0 | 0 | 0 | 0 | -2 | 0 | 0 | 1 |  | 0 | 0 | 0 | 0 | 0 | 0 | 0 | 0 | 0 | 0 | 0 | 0 | 0 | 50 | 50.774 | 0 | 0 | 1 | 0 | 0 | 0 | 0 | 0 | 0 | 0 | 0 | 0 | 0 | 0 | 0 | 0 | -2 | -2 | 0 | 0 | 1 |  | 0 | 0 | 0 | 0 | 0 | 0 | 0 | 0 | 0 | 0 | 0 | 0 | 0 | 50 | 50.774 | 0 | 0 | 1 | 0 | 0 | 0 | 0 | 0 | 0 | 0 | 0 | 0 | 0 | 0 | 0 | 0 | -2 | -2 | 0 | 0 | 1 |  | 0 | 0 | 0 | 0 | 0 | 0 | 0 | 0 | 0 | 0 | 0 | 0 | 0 | 50 | 50.774 | 0 | 0 | 1 | 0 | 0 | 0 | 0 | 0 | 0 | 0 | 0 | 0 | 0 | 0 | 0 | 0 | -2 | -2 | 0 | 0 | 1 |  | 1 | 1 | 1 | 1 | 1 | 1 | 1 | 4+ | 1 | 1
SCE Eastern | El Casco | 230 | 0 | 0 | 0 | 0 | 0 | 0 | 0 | 0 | 0 | 0 | 0 | 0 | 0 | 0 | 0 | 0 | 0 | 0 | 0 | 0 |  | 0 | 0 | 0 | 0 | 0 | 0 | 0 | 0 | 0 | 0 | 0 | 0 | 0 | 0 | 0 | 0 | 0 | 0 | 0 | 0 | 0 | 0 | 0 | 0 | 0 | 0 | 0 | 0 | 0 | 0 | 0 | 0 | 0 | 0 | 0 | 0 |  | 0 | 0 | 0 | 0 | 0 | 0 | 0 | 0 | 0 | 0 | 0 | 0 | 0 | 0 | 0 | 0 | 0 | 0 | 0 | 0 | 0 | 0 | 0 | 0 | 0 | 0 | 0 | 0 | 0 | 0 | 0 | 0 | 0 | 0 | 0 | 0 |  | 0 | 0 | 0 | 0 | 0 | 0 | 0 | 0 | 0 | 0 | 0 | 0 | 0 | 0 | 0 | 0 | 0 | 0 | 0 | 0 | 0 | 0 | 0 | 0 | 0 | 0 | 0 | 0 | 0 | 0 | 0 | 0 | 0 | 0 | 0 | 0 |  | 0 | 0 | 0 | 0 | 0 | 200 | 0 | 0 | 0 | 0 | 0 | 0 | 200 | 0 | 550 | 0 | 0 | 1 | 0 | 0 | 0 | 0 | 0 | -2 | 0 | 0 | 0 | 0 | 0 | 0 | -2 | 0 | -2 | 0 | 0 | 1 |  | 1 | 1 | 1+ | 1 | 1 | 1 | 1+ | 1+ | 1 | 1
PG&E GBA | El Cerrito G | 115 | 0 | 0 | 0 | 0 | 0 | 0 | 0 | 0 | 0 | 0 | 0 | 0 | 0 | 0 | 0 | 0 | 0 | 0 | 0 | 0 |  | 0 | 0 | 0 | 0 | 0 | 0 | 0 | 0 | 0 | 0 | 0 | 0 | 0 | 0 | 0 | 0 | 0 | 0 | 0 | 0 | 0 | 0 | 0 | 0 | 0 | 0 | 0 | 0 | 0 | 0 | 0 | 0 | 0 | 0 | 0 | 0 |  | 0 | 0 | 0 | 0 | 0 | 0 | 0 | 0 | 0 | 0 | 0 | 0 | 0 | 0 | 0 | 0 | 0 | 0 | 0 | 0 | 0 | 0 | 0 | 0 | 0 | 0 | 0 | 0 | 0 | 0 | 0 | 0 | 0 | 0 | 0 | 0 |  | 0 | 0 | 0 | 0 | 0 | 0 | 0 | 0 | 0 | 0 | 0 | 0 | 0 | 0 | 0 | 0 | 0 | 0 | 0 | 0 | 0 | 0 | 0 | 0 | 0 | 0 | 0 | 0 | 0 | 0 | 0 | 0 | 0 | 0 | 0 | 0 |  | 0 | 0 | 0 | 0 | 0 | 0 | 0 | 0 | 0 | 0 | 0 | 0 | 0 | 0 | 0 | 0 | 0 | 0 | 0 | 0 | 0 | 0 | 0 | 0 | 0 | 0 | 0 | 0 | 0 | 0 | 0 | 0 | 0 | 0 | 0 | 0 |  | 1 | 1 | 1 | 1 | 1 | 1 | 1 | 1 | 1 | 0
PG&E NGBA | El Dorado PH | 115 | 0 | 0 | 0 | 0 | 0 | 0 | 0 | 0 | 0 | 0 | 0 | 0 | 0 | 0 | 0 | 0 | 0 | 0 | 0 | 0 |  | 0 | 0 | 0 | 0 | 0 | 0 | 0 | 0 | 0 | 0 | 0 | 0 | 0 | 0 | 0 | 0 | 0 | 0 | 0 | 0 | 0 | 0 | 0 | 0 | 0 | 0 | 0 | 0 | 0 | 0 | 0 | 0 | 0 | 0 | 0 | 0 |  | 0 | 0 | 0 | 0 | 0 | 0 | 0 | 0 | 0 | 0 | 0 | 0 | 0 | 0 | 0 | 0 | 0 | 0 | 0 | 0 | 0 | 0 | 0 | 0 | 0 | 0 | 0 | 0 | 0 | 0 | 0 | 0 | 0 | 0 | 0 | 0 |  | 0 | 0 | 0 | 0 | 0 | 0 | 0 | 0 | 0 | 0 | 0 | 0 | 0 | 0 | 0 | 0 | 0 | 0 | 0 | 0 | 0 | 0 | 0 | 0 | 0 | 0 | 0 | 0 | 0 | 0 | 0 | 0 | 0 | 0 | 0 | 0 |  | 0 | 0 | 0 | 0 | 0 | 0 | 0 | 0 | 0 | 0 | 0 | 0 | 0 | 0 | 0 | 0 | 0 | 0 | 0 | 0 | 0 | 0 | 0 | 0 | 0 | 0 | 0 | 0 | 0 | 0 | 0 | 0 | 0 | 0 | 0 | 0 |  | 1 | 1 | 1 | 1 | 1 | 1 | 1 | 1 | 1 | 0
PG&E FRESNO | El Nido (PGE) | 115 | 0 | 0 | 0 | 0 | 0 | 0 | 0 | 0 | 0 | 0 | 0 | 0 | 0 | 0 | 0 | 0 | 0 | 0 | 0 | 0 |  | 0 | 0 | 0 | 0 | 0 | 0 | 0 | 0 | 0 | 0 | 0 | 0 | 0 | 0 | 0 | 0 | 0 | 0 | 0 | 0 | 0 | 0 | 0 | 0 | 0 | 0 | 0 | 0 | 0 | 0 | 0 | 0 | 0 | 0 | 0 | 0 |  | 0 | 0 | 0 | 0 | 0 | 0 | 0 | 0 | 0 | 0 | 0 | 0 | 0 | 0 | 0 | 0 | 0 | 0 | 0 | 0 | 0 | 0 | 0 | 0 | 0 | 0 | 0 | 0 | 0 | 0 | 0 | 0 | 0 | 0 | 0 | 0 |  | 0 | 0 | 0 | 0 | 0 | 0 | 0 | 0 | 0 | 0 | 0 | 0 | 0 | 0 | 0 | 0 | 0 | 0 | 0 | 0 | 0 | 0 | 0 | 0 | 0 | 0 | 0 | 0 | 0 | 0 | 0 | 0 | 0 | 0 | 0 | 0 |  | 0 | 0 | 0 | 0 | 0 | 0 | 0 | 0 | 0 | 0 | 0 | 0 | 150 | 0 | 400 | 0 | 0 | 1 | 0 | 0 | 0 | 0 | 0 | 0 | 0 | 0 | 0 | 0 | 0 | 0 | -2 | 0 | -1 | 0 | 0 | 1 |  | 1 | 1 | 1 | 1 | 1 | 1 | 1+ | 1 | 1 | 1
SCE Metro | El Nido (SCE) | 230 | 0 | 0 | 0 | 0 | 0 | 0 | 0 | 0 | 0 | 0 | 0 | 0 | 0 | 0 | 0 | 0 | 0 | 0 | 0 | 0 |  | 0 | 0 | 0 | 0 | 0 | 0 | 0 | 0 | 0 | 0 | 0 | 0 | 0 | 0 | 0 | 0 | 0 | 0 | 0 | 0 | 0 | 0 | 0 | 0 | 0 | 0 | 0 | 0 | 0 | 0 | 0 | 0 | 0 | 0 | 0 | 0 |  | 0 | 0 | 0 | 0 | 0 | 0 | 0 | 0 | 0 | 0 | 0 | 0 | 0 | 0 | 0 | 0 | 0 | 0 | 0 | 0 | 0 | 0 | 0 | 0 | 0 | 0 | 0 | 0 | 0 | 0 | 0 | 0 | 0 | 0 | 0 | 0 |  | 0 | 0 | 0 | 0 | 0 | 0 | 0 | 0 | 0 | 0 | 0 | 0 | 0 | 0 | 405.6634 | 0 | 0 | 1 | 0 | 0 | 0 | 0 | 0 | 0 | 0 | 0 | 0 | 0 | 0 | 0 | 0 | 0 | -2 | 0 | 0 | 1 |  | 0 | 0 | 0 | 0 | 0 | 0 | 0 | 0 | 0 | 0 | 0 | 0 | 0 | 0 | 405.6634 | 0 | 0 | 1 | 0 | 0 | 0 | 0 | 0 | 0 | 0 | 0 | 0 | 0 | 0 | 0 | 0 | 0 | -1 | 0 | 0 | 1 |  | 1 | 1 | 1 | 1 | 1 | 1 | 1 | 2+ | 1 | 1
PG&E GBA | El Patio | 115 | 0 | 0 | 0 | 0 | 0 | 0 | 0 | 0 | 0 | 0 | 0 | 0 | 0 | 0 | 0 | 0 | 0 | 0 | 0 | 0 |  | 0 | 0 | 0 | 0 | 0 | 0 | 0 | 0 | 0 | 0 | 0 | 0 | 0 | 0 | 0 | 0 | 0 | 0 | 0 | 0 | 0 | 0 | 0 | 0 | 0 | 0 | 0 | 0 | 0 | 0 | 0 | 0 | 0 | 0 | 0 | 0 |  | 0 | 0 | 0 | 0 | 0 | 0 | 0 | 0 | 0 | 0 | 1.208 | 0 | 0 | 0 | 0.979 | 0 | 0 | 1 | 0 | 0 | 0 | 0 | 0 | 0 | 0 | 0 | 0 | 0 | -2 | 0 | 0 | 0 | 0 | 0 | 0 | 1 |  | 0 | 0 | 0 | 0 | 0 | 0 | 0 | 0 | 0 | 0 | 1.208 | 0 | 0 | 0 | 0.979 | 0 | 0 | 1 | 0 | 0 | 0 | 0 | 0 | 0 | 0 | 0 | 0 | 0 | -2 | 0 | 0 | 0 | 0 | 0 | 0 | 1 |  | 0 | 0 | 0 | 0 | 0 | 0 | 0 | 0 | 0 | 0 | 1.208 | 0 | 0 | 0 | 0.979 | 0 | 0 | 1 | 0 | 0 | 0 | 0 | 0 | 0 | 0 | 0 | 0 | 0 | -2 | 0 | 0 | 0 | 0 | 0 | 0 | 1 |  | 1 | 1 | 1 | 1 | 1 | 4+ | 1 | 1 | 1 | 1
SCE Metro | El Segundo | 230 | 0 | 0 | 0 | 0 | 0 | 0 | 0 | 0 | 0 | 0 | 0 | 0 | 0 | 0 | 0 | 0 | 0 | 0 | 0 | 0 |  | 0 | 0 | 0 | 0 | 0 | 0 | 0 | 0 | 0 | 0 | 0 | 0 | 0 | 0 | 0 | 0 | 0 | 0 | 0 | 0 | 0 | 0 | 0 | 0 | 0 | 0 | 0 | 0 | 0 | 0 | 0 | 0 | 0 | 0 | 0 | 0 |  | 0 | 0 | 0 | 0 | 0 | 0 | 0 | 0 | 0 | 0 | 0 | 0 | 0 | 0 | 0 | 0 | 0 | 0 | 0 | 0 | 0 | 0 | 0 | 0 | 0 | 0 | 0 | 0 | 0 | 0 | 0 | 0 | 0 | 0 | 0 | 0 |  | 0 | 0 | 0 | 0 | 0 | 0 | 0 | 0 | 0 | 0 | 0 | 0 | 0 | 0 | 0 | 0 | 0 | 0 | 0 | 0 | 0 | 0 | 0 | 0 | 0 | 0 | 0 | 0 | 0 | 0 | 0 | 0 | 0 | 0 | 0 | 0 |  | 0 | 0 | 0 | 0 | 0 | 0 | 0 | 0 | 0 | 0 | 0 | 0 | 0 | 0 | 0 | 0 | 0 | 0 | 0 | 0 | 0 | 0 | 0 | 0 | 0 | 0 | 0 | 0 | 0 | 0 | 0 | 0 | 0 | 0 | 0 | 0 |  | 1 | 1 | 1 | 1 | 1 | 1 | 1 | 1 | 1 | 0
EOP | Eldorado | 230 | 128.3 | 0 | 0 | 0 | 0 | 0 | 0 | 0 | 0 | 0 | 0 | 0 | 0 | 0 | 0 | 0 | 0 | 0 | 0 | 1 |  | 0 | 0 | 0 | 0 | 0 | 0 | 0 | 0 | 0 | 0 | 0 | 0 | 0 | 250 | 256.29 | 0 | 0 | 1 | 2 | 2 | 0 | 0 | 0 | 0 | 0 | 0 | 0 | 0 | 0 | 0 | 0 | -2 | -2 | 0 | 0 | 1 |  | 0 | 0 | 0 | 0 | 0 | 0 | 0 | 0 | 0 | 0 | 0 | 0 | 0 | 250 | 277.29 | 0 | 0 | 1 | 2 | 2 | 0 | 0 | 0 | 0 | 0 | 0 | 0 | 0 | 0 | 0 | 0 | -2 | -2 | 0 | 0 | 1 |  | 0 | 0 | 0 | 0 | 0 | 0 | 0 | 0 | 0 | 0 | 0 | 0 | 0 | 250 | 533.58 | 0 | 0 | 1 | 2 | 2 | 0 | 0 | 0 | 0 | 0 | 0 | 0 | 0 | 0 | 0 | 0 | -2 | -2 | 0 | 0 | 1 |  | 0 | 313 | 0 | 0 | 0 | 0 | 0 | 300 | 0 | 0 | 0 | 0 | 0 | 250 | 1913.58 | 0 | 500 | 1 | 2 | -2 | 0 | 0 | 0 | 0 | 0 | -2 | 0 | 0 | 0 | 0 | 0 | -2 | -2 | 0 | -2 | 1 |  | 3- | 1 | 1 | 1+ | 1 | 1 | 1 | 4+ | 1+ | 1
EOP | Eldorado | 500 | 0 | 0 | 0 | 0 | 0 | 2895 | 0 | 2895 | 0 | 0 | 0 | 0 | 0 | 0 | 0 | 0 | 0 | 0 | 0 | 1 |  | 0 | 0 | 0 | 0 | 0 | 0 | 0 | 0 | 0 | 0 | 0 | 0 | 0 | 0 | 0 | 0 | 0 | 0 | 0 | 0 | 0 | 0 | 0 | 0 | 2 | 2 | 0 | 0 | 0 | 0 | 0 | 0 | 0 | 0 | 0 | 1 |  | 0 | 0 | 0 | 0 | 0 | 0 | 0 | 0 | 0 | 0 | 0 | 0 | 0 | 0 | 0 | 0 | 0 | 0 | 0 | 0 | 0 | 0 | 0 | 0 | 2 | 2 | 0 | 0 | 0 | 0 | 0 | 0 | 0 | 0 | 0 | 1 |  | 0 | 0 | 0 | 0 | 0 | 0 | 0 | 0 | 0 | 0 | 0 | 0 | 0 | 0 | 0 | 0 | 0 | 0 | 0 | 0 | 0 | 0 | 0 | 0 | 2 | 2 | 0 | 0 | 0 | 0 | 0 | 0 | 0 | 0 | 0 | 1 |  | 0 | 533.5 | 0 | 0 | 0 | 0 | 0 | 6210 | 0 | 0 | 0 | 0 | 2790 | 0 | 2193.95 | 0 | 0 | 1 | 0 | -2 | 0 | 0 | 0 | 0 | 2 | -2 | 0 | 0 | 0 | 0 | -2 | 0 | -2 | 0 | 0 | 1 |  | 1+ | 1 | 1 | 3- | 1 | 1 | 1+ | 1+ | 1 | 1
SCE Northern | Elizabeth Lake | 66 | 0 | 0 | 0 | 0 | 0 | 0 | 0 | 0 | 0 | 0 | 0 | 0 | 0 | 0 | 0 | 0 | 0 | 0 | 0 | 0 |  | 0 | 0 | 0 | 0 | 0 | 0 | 0 | 0 | 0 | 0 | 0 | 0 | 0 | 0 | 0 | 0 | 0 | 0 | 0 | 0 | 0 | 0 | 0 | 0 | 0 | 0 | 0 | 0 | 0 | 0 | 0 | 0 | 0 | 0 | 0 | 0 |  | 0 | 0 | 0 | 0 | 0 | 0 | 0 | 0 | 0 | 0 | 0 | 0 | 0 | 0 | 0 | 0 | 0 | 0 | 0 | 0 | 0 | 0 | 0 | 0 | 0 | 0 | 0 | 0 | 0 | 0 | 0 | 0 | 0 | 0 | 0 | 0 |  | 0 | 0 | 0 | 0 | 0 | 0 | 0 | 0 | 0 | 0 | 0 | 0 | 0 | 0 | 0 | 0 | 0 | 0 | 0 | 0 | 0 | 0 | 0 | 0 | 0 | 0 | 0 | 0 | 0 | 0 | 0 | 0 | 0 | 0 | 0 | 0 |  | 0 | 0 | 0 | 0 | 0 | 0 | 0 | 0 | 0 | 0 | 0 | 0 | 0 | 0 | 0 | 0 | 0 | 0 | 0 | 0 | 0 | 0 | 0 | 0 | 0 | 0 | 0 | 0 | 0 | 0 | 0 | 0 | 0 | 0 | 0 | 0 |  | 1 | 1 | 1 | 1 | 1 | 1 | 1 | 1 | 1 | 0
PG&E KERN | Elk Hills | 230 | 0 | 0 | 0 | 0 | 0 | 0 | 0 | 0 | 0 | 0 | 0 | 5.25 | 0 | 0 | 0 | 0 | 0 | 0 | 0 | 1 |  | 0 | 0 | 0 | 0 | 0 | 0 | 0 | 0 | 0 | 0 | 0 | 0 | 0 | 0 | 0 | 0 | 0 | 0 | 0 | 0 | 0 | 0 | 0 | 0 | 0 | 0 | 0 | 0 | 2 | 0 | 0 | 0 | 0 | 0 | 0 | 1 |  | 0 | 0 | 0 | 0 | 0 | 0 | 0 | 0 | 0 | 0 | 5.4171 | 0 | 0 | 0 | 0 | 0 | 0 | 1 | 0 | 0 | 0 | 0 | 0 | 0 | 0 | 0 | 0 | 0 | 0 | 0 | 0 | 0 | 0 | 0 | 0 | 0 |  | 0 | 0 | 0 | 0 | 0 | 0 | 0 | 0 | 0 | 0 | 5.4171 | 0 | 0 | 0 | 0 | 0 | 0 | 1 | 0 | 0 | 0 | 0 | 0 | 0 | 0 | 0 | 0 | 0 | 0 | 0 | 0 | 0 | 0 | 0 | 0 | 0 |  | 0 | 0 | 0 | 0 | 0 | 0 | 0 | 0 | 0 | 0 | 5.4171 | 0 | 0 | 0 | 0 | 0 | 0 | 1 | 0 | 0 | 0 | 0 | 0 | 0 | 0 | 0 | 0 | 0 | 0 | 0 | 0 | 0 | 0 | 0 | 0 | 0 |  | 1 | 1 | 1 | 1 | 1 | 1 | 1 | 1 | 1 | 0
SDGE | Elliot | 69 | 0 | 0 | 0 | 0 | 0 | 0 | 0 | 0 | 0 | 0 | 0 | 0 | 0 | 0 | 0 | 0 | 0 | 0 | 0 | 0 |  | 0 | 0 | 0 | 0 | 0 | 0 | 0 | 0 | 0 | 0 | 0 | 0 | 0 | 0 | 0 | 0 | 0 | 0 | 0 | 0 | 0 | 0 | 0 | 0 | 0 | 0 | 0 | 0 | 0 | 0 | 0 | 0 | 0 | 0 | 0 | 0 |  | 0 | 0 | 0 | 0 | 0 | 0 | 0 | 0 | 0 | 0 | 0 | 0 | 0 | 0 | 0 | 0 | 0 | 0 | 0 | 0 | 0 | 0 | 0 | 0 | 0 | 0 | 0 | 0 | 0 | 0 | 0 | 0 | 0 | 0 | 0 | 0 |  | 0 | 0 | 0 | 0 | 0 | 0 | 0 | 0 | 0 | 0 | 0 | 0 | 0 | 0 | 0 | 0 | 0 | 0 | 0 | 0 | 0 | 0 | 0 | 0 | 0 | 0 | 0 | 0 | 0 | 0 | 0 | 0 | 0 | 0 | 0 | 0 |  | 0 | 0 | 0 | 0 | 0 | 0 | 0 | 0 | 0 | 0 | 0 | 0 | 0 | 0 | 0 | 0 | 0 | 0 | 0 | 0 | 0 | 0 | 0 | 0 | 0 | 0 | 0 | 0 | 0 | 0 | 0 | 0 | 0 | 0 | 0 | 0 |  | 1 | 1 | 1 | 1 | 1 | 1 | 1 | 1 | 1 | 0
SCE Metro | Ellis | 230 | 0 | 0 | 0 | 0 | 0 | 0 | 0 | 0 | 0 | 0 | 0 | 0 | 0 | 0 | 0 | 0 | 0 | 0 | 0 | 0 |  | 0 | 0 | 0 | 0 | 0 | 0 | 0 | 0 | 0 | 0 | 0 | 0 | 0 | 0 | 0 | 0 | 0 | 0 | 0 | 0 | 0 | 0 | 0 | 0 | 0 | 0 | 0 | 0 | 0 | 0 | 0 | 0 | 0 | 0 | 0 | 0 |  | 0 | 0 | 0 | 0 | 0 | 0 | 0 | 0 | 0 | 0 | 0 | 0 | 0 | 0 | 0 | 0 | 0 | 0 | 0 | 0 | 0 | 0 | 0 | 0 | 0 | 0 | 0 | 0 | 0 | 0 | 0 | 0 | 0 | 0 | 0 | 0 |  | 0 | 0 | 0 | 0 | 0 | 0 | 0 | 0 | 0 | 0 | 0 | 0 | 0 | 0 | 0 | 0 | 0 | 0 | 0 | 0 | 0 | 0 | 0 | 0 | 0 | 0 | 0 | 0 | 0 | 0 | 0 | 0 | 0 | 0 | 0 | 0 |  | 0 | 0 | 0 | 0 | 0 | 0 | 0 | 0 | 0 | 0 | 0 | 0 | 0 | 0 | 78 | 0 | 0 | 1 | 0 | 0 | 0 | 0 | 0 | 0 | 0 | 0 | 0 | 0 | 0 | 0 | 0 | 0 | 0 | 0 | 0 | 0 |  | 1 | 1 | 1 | 1 | 1 | 1 | 1 | 1 | 1 | 0
SDGE | Encina | 138 | 0 | 0 | 0 | 0 | 0 | 0 | 0 | 0 | 0 | 0 | 0 | 0 | 0 | 0 | 0 | 0 | 0 | 0 | 0 | 0 |  | 0 | 0 | 0 | 0 | 0 | 0 | 0 | 0 | 0 | 0 | 0 | 0 | 0 | 0 | 0 | 0 | 0 | 0 | 0 | 0 | 0 | 0 | 0 | 0 | 0 | 0 | 0 | 0 | 0 | 0 | 0 | 0 | 0 | 0 | 0 | 0 |  | 0 | 0 | 0 | 0 | 0 | 0 | 0 | 0 | 0 | 0 | 0 | 0 | 0 | 0 | 0 | 0 | 0 | 0 | 0 | 0 | 0 | 0 | 0 | 0 | 0 | 0 | 0 | 0 | 0 | 0 | 0 | 0 | 0 | 0 | 0 | 0 |  | 0 | 0 | 0 | 0 | 0 | 0 | 0 | 0 | 0 | 0 | 0 | 0 | 0 | 0 | 160 | 0 | 0 | 1 | 0 | 0 | 0 | 0 | 0 | 0 | 0 | 0 | 0 | 0 | 0 | 0 | 0 | 0 | -2 | 0 | 0 | 1 |  | 0 | 0 | 0 | 0 | 0 | 0 | 0 | 0 | 0 | 0 | 0 | 0 | 0 | 0 | 464.3999 | 0 | 0 | 1 | 0 | 0 | 0 | 0 | 0 | 0 | 0 | 0 | 0 | 0 | 0 | 0 | 0 | 0 | -1 | 0 | 0 | 1 |  | 1 | 1 | 1 | 1 | 1 | 1 | 1 | 2+ | 1 | 1
SDGE | Encina | 230 | 0 | 0 | 0 | 0 | 0 | 0 | 0 | 0 | 0 | 0 | 0 | 0 | 0 | 0 | 0 | 0 | 0 | 0 | 0 | 0 |  | 0 | 0 | 0 | 0 | 0 | 0 | 0 | 0 | 0 | 0 | 0 | 0 | 0 | 0 | 0 | 0 | 0 | 0 | 0 | 0 | 0 | 0 | 0 | 0 | 0 | 0 | 0 | 0 | 0 | 0 | 0 | 0 | 0 | 0 | 0 | 0 |  | 0 | 0 | 0 | 0 | 0 | 0 | 0 | 0 | 0 | 0 | 0 | 0 | 0 | 0 | 0 | 0 | 0 | 0 | 0 | 0 | 0 | 0 | 0 | 0 | 0 | 0 | 0 | 0 | 0 | 0 | 0 | 0 | 0 | 0 | 0 | 0 |  | 0 | 0 | 0 | 0 | 0 | 0 | 0 | 0 | 0 | 0 | 0 | 0 | 0 | 0 | 0 | 0 | 0 | 0 | 0 | 0 | 0 | 0 | 0 | 0 | 0 | 0 | 0 | 0 | 0 | 0 | 0 | 0 | 0 | 0 | 0 | 0 |  | 0 | 0 | 0 | 0 | 0 | 0 | 0 | 0 | 0 | 0 | 0 | 0 | 0 | 0 | 0 | 0 | 0 | 0 | 0 | 0 | 0 | 0 | 0 | 0 | 0 | 0 | 0 | 0 | 0 | 0 | 0 | 0 | 0 | 0 | 0 | 0 |  | 1 | 1 | 1 | 1 | 1 | 1 | 1 | 1 | 1 | 0
SDGE | Escondido | 230 | 0 | 0 | 0 | 0 | 0 | 0 | 0 | 0 | 0 | 0 | 0 | 0 | 0 | 0 | 0 | 0 | 0 | 0 | 0 | 0 |  | 0 | 0 | 0 | 0 | 0 | 0 | 0 | 0 | 0 | 0 | 0 | 0 | 0 | 0 | 0 | 0 | 0 | 0 | 0 | 0 | 0 | 0 | 0 | 0 | 0 | 0 | 0 | 0 | 0 | 0 | 0 | 0 | 0 | 0 | 0 | 0 |  | 0 | 0 | 0 | 0 | 0 | 0 | 0 | 0 | 0 | 0 | 0 | 0 | 0 | 0 | 0 | 0 | 0 | 0 | 0 | 0 | 0 | 0 | 0 | 0 | 0 | 0 | 0 | 0 | 0 | 0 | 0 | 0 | 0 | 0 | 0 | 0 |  | 0 | 0 | 0 | 0 | 0 | 0 | 0 | 0 | 0 | 0 | 0 | 0 | 0 | 320 | 407 | 0 | 0 | 1 | 0 | 0 | 0 | 0 | 0 | 0 | 0 | 0 | 0 | 0 | 0 | 0 | 0 | -2 | -2 | 0 | 0 | 1 |  | 0 | 0 | 0 | 0 | 0 | 0 | 0 | 0 | 0 | 0 | 0 | 0 | 0 | 320 | 407 | 0 | 0 | 1 | 0 | 0 | 0 | 0 | 0 | 0 | 0 | 0 | 0 | 0 | 0 | 0 | 0 | -2 | -2 | 0 | 0 | 1 |  | 1 | 1 | 1 | 1 | 1 | 1 | 1 | 4+ | 1 | 1
SDGE | Escondido | 69 | 0 | 0 | 0 | 0 | 0 | 0 | 0 | 0 | 0 | 0 | 0 | 0 | 0 | 0 | 0 | 0 | 0 | 0 | 0 | 0 |  | 0 | 0 | 0 | 0 | 0 | 0 | 0 | 0 | 0 | 0 | 0 | 0 | 0 | 0 | 0 | 0 | 0 | 0 | 0 | 0 | 0 | 0 | 0 | 0 | 0 | 0 | 0 | 0 | 0 | 0 | 0 | 0 | 0 | 0 | 0 | 0 |  | 0 | 0 | 0 | 0 | 0 | 0 | 0 | 0 | 0 | 0 | 0 | 0 | 0 | 33 | 33 | 0 | 0 | 1 | 0 | 0 | 0 | 0 | 0 | 0 | 0 | 0 | 0 | 0 | 0 | 0 | 0 | -2 | -2 | 0 | 0 | 1 |  | 0 | 0 | 0 | 0 | 0 | 0 | 0 | 0 | 0 | 0 | 0 | 0 | 0 | 33 | 33 | 0 | 0 | 1 | 0 | 0 | 0 | 0 | 0 | 0 | 0 | 0 | 0 | 0 | 0 | 0 | 0 | -2 | -2 | 0 | 0 | 1 |  | 0 | 0 | 0 | 0 | 0 | 0 | 0 | 0 | 0 | 0 | 0 | 0 | 0 | 33 | 34.5 | 0 | 0 | 1 | 0 | 0 | 0 | 0 | 0 | 0 | 0 | 0 | 0 | 0 | 0 | 0 | 0 | -2 | -2 | 0 | 0 | 1 |  | 1 | 1 | 1 | 1 | 1 | 1 | 1 | 4+ | 1 | 1
PG&E KERN | Estrella | 230 | 0 | 0 | 0 | 0 | 0 | 0 | 0 | 0 | 0 | 0 | 0 | 0 | 0 | 0 | 0 | 0 | 0 | 0 | 0 | 0 |  | 0 | 0 | 0 | 0 | 0 | 0 | 0 | 0 | 0 | 0 | 0 | 0 | 0 | 0 | 0 | 0 | 0 | 0 | 0 | 0 | 0 | 0 | 0 | 0 | 0 | 0 | 0 | 0 | 0 | 0 | 0 | 0 | 0 | 0 | 0 | 0 |  | 0 | 0 | 0 | 0 | 0 | 0 | 0 | 0 | 0 | 0 | 0 | 0 | 0 | 0 | 0 | 0 | 0 | 0 | 0 | 0 | 0 | 0 | 0 | 0 | 0 | 0 | 0 | 0 | 0 | 0 | 0 | 0 | 0 | 0 | 0 | 0 |  | 0 | 0 | 0 | 0 | 0 | 0 | 0 | 0 | 0 | 0 | 0 | 0 | 0 | 0 | 0 | 0 | 0 | 0 | 0 | 0 | 0 | 0 | 0 | 0 | 0 | 0 | 0 | 0 | 0 | 0 | 0 | 0 | 0 | 0 | 0 | 0 |  | 0 | 0 | 0 | 0 | 0 | 0 | 0 | 0 | 0 | 0 | 0 | 0 | 0 | 0 | 0 | 0 | 0 | 0 | 0 | 0 | 0 | 0 | 0 | 0 | 0 | 0 | 0 | 0 | 0 | 0 | 0 | 0 | 0 | 0 | 0 | 0 |  | 1 | 1 | 1 | 1 | 1 | 1 | 1 | 1 | 1 | 0
SCE Eastern | Etiwanda | 230 | 0 | 0 | 0 | 0 | 0 | 0 | 0 | 0 | 0 | 0 | 0 | 0 | 0 | 0 | 0 | 0 | 0 | 0 | 0 | 0 |  | 0 | 0 | 0 | 0 | 0 | 0 | 0 | 0 | 0 | 0 | 0 | 0 | 0 | 0 | 0 | 0 | 0 | 0 | 0 | 0 | 0 | 0 | 0 | 0 | 0 | 0 | 0 | 0 | 0 | 0 | 0 | 0 | 0 | 0 | 0 | 0 |  | 0 | 0 | 0 | 0 | 0 | 0 | 0 | 0 | 0 | 0 | 0 | 0 | 0 | 0 | 0 | 0 | 0 | 0 | 0 | 0 | 0 | 0 | 0 | 0 | 0 | 0 | 0 | 0 | 0 | 0 | 0 | 0 | 0 | 0 | 0 | 0 |  | 0 | 0 | 0 | 0 | 0 | 0 | 0 | 0 | 0 | 0 | 0 | 0 | 0 | 400 | 657.6634 | 0 | 0 | 1 | 0 | 0 | 0 | 0 | 0 | 0 | 0 | 0 | 0 | 0 | 0 | 0 | 0 | -2 | -2 | 0 | 0 | 1 |  | 0 | 0 | 0 | 0 | 0 | 0 | 0 | 0 | 0 | 0 | 0 | 0 | 0 | 515 | 2300.1634 | 0 | 0 | 1 | 0 | 0 | 0 | 0 | 0 | 0 | 0 | 0 | 0 | 0 | 0 | 0 | 0 | -2 | -2 | 0 | 0 | 1 |  | 1 | 1 | 1 | 1 | 1 | 1 | 1 | 4+ | 1 | 1
PG&E GBA | Evergreen | 115 | 0 | 0 | 0 | 0 | 0 | 0 | 0 | 0 | 0 | 0 | 0 | 0 | 0 | 0 | 0 | 0 | 0 | 0 | 0 | 0 |  | 0 | 0 | 0 | 0 | 0 | 0 | 0 | 0 | 0 | 0 | 0 | 0 | 0 | 0 | 0 | 0 | 0 | 0 | 0 | 0 | 0 | 0 | 0 | 0 | 0 | 0 | 0 | 0 | 0 | 0 | 0 | 0 | 0 | 0 | 0 | 0 |  | 0 | 0 | 0 | 0 | 0 | 0 | 0 | 0 | 0 | 0 | 0 | 0 | 0 | 0 | 0 | 0 | 0 | 0 | 0 | 0 | 0 | 0 | 0 | 0 | 0 | 0 | 0 | 0 | 0 | 0 | 0 | 0 | 0 | 0 | 0 | 0 |  | 0 | 0 | 0 | 0 | 0 | 0 | 0 | 0 | 0 | 0 | 0 | 0 | 0 | 0 | 0 | 0 | 0 | 0 | 0 | 0 | 0 | 0 | 0 | 0 | 0 | 0 | 0 | 0 | 0 | 0 | 0 | 0 | 0 | 0 | 0 | 0 |  | 0 | 0 | 0 | 0 | 0 | 0 | 0 | 0 | 0 | 0 | 0 | 0 | 0 | 0 | 0 | 0 | 0 | 0 | 0 | 0 | 0 | 0 | 0 | 0 | 0 | 0 | 0 | 0 | 0 | 0 | 0 | 0 | 0 | 0 | 0 | 0 |  | 1 | 1 | 1 | 1 | 1 | 1 | 1 | 1 | 1 | 0
PG&E GBA | Evergreen | 60 | 0 | 0 | 0 | 0 | 0 | 0 | 0 | 0 | 0 | 0 | 0 | 0 | 0 | 0 | 0 | 0 | 0 | 0 | 0 | 0 |  | 0 | 0 | 0 | 0 | 0 | 0 | 0 | 0 | 0 | 0 | 0 | 0 | 0 | 0 | 0 | 0 | 0 | 0 | 0 | 0 | 0 | 0 | 0 | 0 | 0 | 0 | 0 | 0 | 0 | 0 | 0 | 0 | 0 | 0 | 0 | 0 |  | 0 | 0 | 0 | 0 | 0 | 0 | 0 | 0 | 0 | 0 | 0 | 0 | 0 | 0 | 0 | 0 | 0 | 0 | 0 | 0 | 0 | 0 | 0 | 0 | 0 | 0 | 0 | 0 | 0 | 0 | 0 | 0 | 0 | 0 | 0 | 0 |  | 0 | 0 | 0 | 0 | 0 | 0 | 0 | 0 | 0 | 0 | 0 | 0 | 0 | 0 | 0 | 0 | 0 | 0 | 0 | 0 | 0 | 0 | 0 | 0 | 0 | 0 | 0 | 0 | 0 | 0 | 0 | 0 | 0 | 0 | 0 | 0 |  | 0 | 0 | 0 | 0 | 0 | 0 | 0 | 0 | 0 | 0 | 0 | 0 | 0 | 0 | 0 | 0 | 0 | 0 | 0 | 0 | 0 | 0 | 0 | 0 | 0 | 0 | 0 | 0 | 0 | 0 | 0 | 0 | 0 | 0 | 0 | 0 |  | 1 | 1 | 1 | 1 | 1 | 1 | 1 | 1 | 1 | 0
PG&E FRESNO | Excelsior | 115 | 0 | 0 | 0 | 0 | 0 | 0 | 0 | 0 | 0 | 0 | 0 | 0 | 0 | 0 | 0 | 0 | 0 | 0 | 0 | 0 |  | 0 | 0 | 0 | 0 | 0 | 0 | 0 | 0 | 0 | 0 | 0 | 0 | 0 | 0 | 0 | 0 | 0 | 0 | 0 | 0 | 0 | 0 | 0 | 0 | 0 | 0 | 0 | 0 | 0 | 0 | 0 | 0 | 0 | 0 | 0 | 0 |  | 0 | 0 | 0 | 0 | 0 | 0 | 0 | 0 | 0 | 0 | 0 | 0 | 0 | 0 | 0 | 0 | 0 | 0 | 0 | 0 | 0 | 0 | 0 | 0 | 0 | 0 | 0 | 0 | 0 | 0 | 0 | 0 | 0 | 0 | 0 | 0 |  | 0 | 0 | 0 | 0 | 0 | 0 | 0 | 0 | 0 | 0 | 0 | 0 | 127.57 | 97.5 | 127.37 | 0 | 0 | 1 | 0 | 0 | 0 | 0 | 0 | 0 | 0 | 0 | 0 | 0 | 0 | 0 | -2 | -2 | -2 | 0 | 0 | 1 |  | 0 | 0 | 0 | 0 | 0 | 0 | 0 | 0 | 0 | 0 | 0 | 0 | 127.57 | 97.5 | 127.37 | 0 | 0 | 1 | 0 | 0 | 0 | 0 | 0 | 0 | 0 | 0 | 0 | 0 | 0 | 0 | -2 | -2 | -2 | 0 | 0 | 1 |  | 1 | 1 | 1 | 1 | 1 | 1 | 2+ | 4+ | 1 | 1
PG&E FRESNO | Exchequer | 115 | 0 | 2 | 0 | 0 | 0 | 0 | 0 | 0 | 0 | 0 | 0 | 0 | 0 | 0 | 0 | 0 | 0 | 0 | 0 | 1 |  | 0 | 0 | 0 | 0 | 0 | 0 | 0 | 0 | 0 | 0 | 0 | 0 | 0 | 0 | 0 | 0 | 0 | 0 | 0 | 0 | 2 | 2 | 0 | 0 | 0 | 0 | 0 | 0 | 0 | 0 | 0 | 0 | 0 | 0 | 0 | 1 |  | 0 | 0 | 0 | 0 | 0 | 0 | 0 | 0 | 0 | 0 | 0 | 0 | 0 | 0 | 0 | 0 | 0 | 0 | 0 | 0 | 2 | 2 | 0 | 0 | 0 | 0 | 0 | 0 | 0 | 0 | 0 | 0 | 0 | 0 | 0 | 1 |  | 0 | 0 | 0 | 0 | 0 | 0 | 0 | 0 | 0 | 0 | 0 | 0 | 0 | 0 | 0 | 0 | 0 | 0 | 0 | 0 | 2 | 2 | 0 | 0 | 0 | 0 | 0 | 0 | 0 | 0 | 0 | 0 | 0 | 0 | 0 | 1 |  | 0 | 0 | 0 | 0 | 0 | 0 | 0 | 0 | 0 | 0 | 0 | 0 | 40 | 0 | 40 | 0 | 0 | 1 | 0 | 0 | 2 | 2 | 0 | 0 | 0 | 0 | 0 | 0 | 0 | 0 | -2 | 0 | 0 | 0 | 0 | 1 |  | 1 | 5- | 1 | 1 | 1 | 1 | 1+ | 1 | 1 | 1
PG&E KERN | Fairway | 115 | 0 | 0 | 0 | 0 | 0 | 0 | 0 | 0 | 0 | 0 | 0 | 0 | 0 | 0 | 0 | 0 | 0 | 0 | 0 | 0 |  | 0 | 0 | 0 | 0 | 0 | 0 | 0 | 0 | 0 | 0 | 0 | 0 | 0 | 0 | 0 | 0 | 0 | 0 | 0 | 0 | 0 | 0 | 0 | 0 | 0 | 0 | 0 | 0 | 0 | 0 | 0 | 0 | 0 | 0 | 0 | 0 |  | 0 | 0 | 0 | 0 | 0 | 0 | 0 | 0 | 0 | 0 | 3.4613 | 0 | 0 | 0 | 3.4613 | 0 | 0 | 1 | 0 | 0 | 0 | 0 | 0 | 0 | 0 | 0 | 0 | 0 | -2 | 0 | 0 | 0 | -2 | 0 | 0 | 1 |  | 0 | 0 | 0 | 0 | 0 | 0 | 0 | 0 | 0 | 0 | 3.4613 | 0 | 0 | 0 | 3.4613 | 0 | 0 | 1 | 0 | 0 | 0 | 0 | 0 | 0 | 0 | 0 | 0 | 0 | -2 | 0 | 0 | 0 | -2 | 0 | 0 | 1 |  | 0 | 0 | 0 | 0 | 0 | 0 | 0 | 0 | 0 | 0 | 3.4613 | 0 | 0 | 0 | 3.4613 | 0 | 0 | 1 | 0 | 0 | 0 | 0 | 0 | 0 | 0 | 0 | 0 | 0 | -2 | 0 | 0 | 0 | 0 | 0 | 0 | 1 |  | 1 | 1 | 1 | 1 | 1 | 4+ | 1 | 4+ | 1 | 1
PG&E KERN | Famoso | 115 | 0 | 0 | 0 | 0 | 0 | 0 | 0 | 0 | 0 | 0 | 0 | 4 | 0 | 0 | 0 | 0 | 0 | 0 | 0 | 1 |  | 0 | 0 | 0 | 0 | 0 | 0 | 0 | 0 | 0 | 0 | 0 | 0 | 0 | 0 | 0 | 0 | 0 | 0 | 0 | 0 | 0 | 0 | 0 | 0 | 0 | 0 | 0 | 0 | 2 | 0 | 0 | 0 | 0 | 0 | 0 | 1 |  | 0 | 0 | 0 | 0 | 0 | 0 | 0 | 0 | 0 | 0 | 9.0585 | 0 | 0 | 0 | 0 | 0 | 0 | 1 | 0 | 0 | 0 | 0 | 0 | 0 | 0 | 0 | 0 | 0 | -2 | 0 | 0 | 0 | 0 | 0 | 0 | 1 |  | 0 | 0 | 0 | 0 | 0 | 0 | 0 | 0 | 0 | 0 | 9.0585 | 0 | 0 | 0 | 0 | 0 | 0 | 1 | 0 | 0 | 0 | 0 | 0 | 0 | 0 | 0 | 0 | 0 | -2 | 0 | 0 | 0 | 0 | 0 | 0 | 1 |  | 0 | 0 | 0 | 0 | 0 | 0 | 0 | 0 | 0 | 0 | 19.0085 | 0 | 0 | 0 | 17.174 | 0 | 0 | 1 | 0 | 0 | 0 | 0 | 0 | 0 | 0 | 0 | 0 | 0 | -2 | 0 | 0 | 0 | 0 | 0 | 0 | 1 |  | 1 | 1 | 1 | 1 | 1 | 4+ | 1 | 1 | 1 | 1
PG&E NGBA | Fern Road | 500 | 0 | 0 | 0 | 0 | 0 | 0 | 0 | 0 | 0 | 0 | 0 | 0 | 0 | 0 | 0 | 0 | 0 | 0 | 0 | 0 |  | 0 | 0 | 0 | 0 | 0 | 0 | 0 | 0 | 0 | 0 | 0 | 0 | 0 | 0 | 0 | 0 | 0 | 0 | 0 | 0 | 0 | 0 | 0 | 0 | 0 | 0 | 0 | 0 | 0 | 0 | 0 | 0 | 0 | 0 | 0 | 0 |  | 0 | 0 | 0 | 0 | 0 | 0 | 0 | 0 | 0 | 0 | 0 | 0 | 0 | 0 | 0 | 0 | 0 | 0 | 0 | 0 | 0 | 0 | 0 | 0 | 0 | 0 | 0 | 0 | 0 | 0 | 0 | 0 | 0 | 0 | 0 | 0 |  | 0 | 0 | 0 | 0 | 0 | 0 | 0 | 0 | 0 | 0 | 0 | 0 | 0 | 0 | 0 | 0 | 0 | 0 | 0 | 0 | 0 | 0 | 0 | 0 | 0 | 0 | 0 | 0 | 0 | 0 | 0 | 0 | 0 | 0 | 0 | 0 |  | 0 | 0 | 0 | 0 | 0 | 0 | 0 | 0 | 0 | 0 | 0 | 0 | 0 | 0 | 0 | 0 | 0 | 0 | 0 | 0 | 0 | 0 | 0 | 0 | 0 | 0 | 0 | 0 | 0 | 0 | 0 | 0 | 0 | 0 | 0 | 0 |  | 1 | 1 | 1 | 1 | 1 | 1 | 1 | 1 | 1 | 0
PG&E GBA | Fibreboard (SPI Sonora) | 115 | 0 | 0 | 0 | 0 | 0 | 0 | 0 | 0 | 0 | 0 | 0 | 0 | 0 | 0 | 0 | 0 | 0 | 0 | 0 | 0 |  | 0 | 0 | 0 | 0 | 0 | 0 | 0 | 0 | 0 | 0 | 0 | 0 | 0 | 0 | 0 | 0 | 0 | 0 | 0 | 0 | 0 | 0 | 0 | 0 | 0 | 0 | 0 | 0 | 0 | 0 | 0 | 0 | 0 | 0 | 0 | 0 |  | 0 | 0 | 0 | 0 | 0 | 0 | 0 | 0 | 0 | 0 | 0 | 0 | 0 | 0 | 0 | 0 | 0 | 0 | 0 | 0 | 0 | 0 | 0 | 0 | 0 | 0 | 0 | 0 | 0 | 0 | 0 | 0 | 0 | 0 | 0 | 0 |  | 0 | 0 | 0 | 0 | 0 | 0 | 0 | 0 | 0 | 0 | 0 | 0 | 0 | 0 | 0 | 0 | 0 | 0 | 0 | 0 | 0 | 0 | 0 | 0 | 0 | 0 | 0 | 0 | 0 | 0 | 0 | 0 | 0 | 0 | 0 | 0 |  | 0 | 0 | 0 | 0 | 0 | 0 | 0 | 0 | 0 | 0 | 0 | 0 | 0 | 0 | 0 | 0 | 0 | 0 | 0 | 0 | 0 | 0 | 0 | 0 | 0 | 0 | 0 | 0 | 0 | 0 | 0 | 0 | 0 | 0 | 0 | 0 |  | 1 | 1 | 1 | 1 | 1 | 1 | 1 | 1 | 1 | 0
PG&E FRESNO | Figarden | 230 | 0 | 0 | 0 | 0 | 0 | 0 | 0 | 0 | 0 | 0 | 0 | 0 | 0 | 0 | 0 | 0 | 0 | 0 | 0 | 0 |  | 0 | 0 | 0 | 0 | 0 | 0 | 0 | 0 | 0 | 0 | 0 | 0 | 0 | 0 | 0 | 0 | 0 | 0 | 0 | 0 | 0 | 0 | 0 | 0 | 0 | 0 | 0 | 0 | 0 | 0 | 0 | 0 | 0 | 0 | 0 | 0 |  | 0 | 0 | 0 | 0 | 0 | 0 | 0 | 0 | 0 | 0 | 0 | 0 | 0 | 0 | 0 | 0 | 0 | 0 | 0 | 0 | 0 | 0 | 0 | 0 | 0 | 0 | 0 | 0 | 0 | 0 | 0 | 0 | 0 | 0 | 0 | 0 |  | 0 | 0 | 0 | 0 | 0 | 0 | 0 | 0 | 0 | 0 | 0 | 0 | 0 | 0 | 0 | 0 | 0 | 0 | 0 | 0 | 0 | 0 | 0 | 0 | 0 | 0 | 0 | 0 | 0 | 0 | 0 | 0 | 0 | 0 | 0 | 0 |  | 0 | 0 | 0 | 0 | 0 | 0 | 0 | 0 | 0 | 0 | 0 | 0 | 0 | 0 | 5 | 0 | 0 | 1 | 0 | 0 | 0 | 0 | 0 | 0 | 0 | 0 | 0 | 0 | 0 | 0 | 0 | 0 | 0 | 0 | 0 | 0 |  | 1 | 1 | 1 | 1 | 1 | 1 | 1 | 1 | 1 | 0
PG&E FRESNO | Fink | 230 | 0 | 0 | 0 | 0 | 0 | 0 | 0 | 0 | 0 | 0 | 0 | 0 | 0 | 0 | 0 | 0 | 0 | 0 | 0 | 0 |  | 0 | 0 | 0 | 0 | 0 | 0 | 0 | 0 | 0 | 0 | 0 | 0 | 0 | 0 | 0 | 0 | 0 | 0 | 0 | 0 | 0 | 0 | 0 | 0 | 0 | 0 | 0 | 0 | 0 | 0 | 0 | 0 | 0 | 0 | 0 | 0 |  | 0 | 0 | 0 | 0 | 0 | 0 | 0 | 0 | 0 | 0 | 0 | 0 | 0 | 0 | 0 | 0 | 0 | 0 | 0 | 0 | 0 | 0 | 0 | 0 | 0 | 0 | 0 | 0 | 0 | 0 | 0 | 0 | 0 | 0 | 0 | 0 |  | 0 | 0 | 0 | 0 | 0 | 0 | 0 | 0 | 0 | 0 | 0 | 0 | 0 | 0 | 0 | 0 | 0 | 0 | 0 | 0 | 0 | 0 | 0 | 0 | 0 | 0 | 0 | 0 | 0 | 0 | 0 | 0 | 0 | 0 | 0 | 0 |  | 0 | 0 | 0 | 0 | 0 | 0 | 0 | 0 | 0 | 0 | 0 | 0 | 0 | 0 | 0 | 0 | 0 | 0 | 0 | 0 | 0 | 0 | 0 | 0 | 0 | 0 | 0 | 0 | 0 | 0 | 0 | 0 | 0 | 0 | 0 | 0 |  | 1 | 1 | 1 | 1 | 1 | 1 | 1 | 1 | 1 | 0
PG&E NGBA | Fitch Mountain | 60 | 0 | 0 | 0 | 0 | 0 | 0 | 0 | 0 | 0 | 0 | 0 | 0 | 0 | 0 | 0 | 0 | 0 | 0 | 0 | 0 |  | 0 | 0 | 0 | 0 | 0 | 0 | 0 | 0 | 0 | 0 | 0 | 0 | 0 | 0 | 0 | 0 | 0 | 0 | 0 | 0 | 0 | 0 | 0 | 0 | 0 | 0 | 0 | 0 | 0 | 0 | 0 | 0 | 0 | 0 | 0 | 0 |  | 0 | 0 | 0 | 0 | 0 | 0 | 0 | 0 | 0 | 0 | 0 | 0 | 0 | 0 | 0 | 0 | 0 | 0 | 0 | 0 | 0 | 0 | 0 | 0 | 0 | 0 | 0 | 0 | 0 | 0 | 0 | 0 | 0 | 0 | 0 | 0 |  | 0 | 0 | 0 | 0 | 0 | 0 | 0 | 0 | 0 | 0 | 0 | 0 | 0 | 0 | 0 | 0 | 0 | 0 | 0 | 0 | 0 | 0 | 0 | 0 | 0 | 0 | 0 | 0 | 0 | 0 | 0 | 0 | 0 | 0 | 0 | 0 |  | 0 | 0 | 0 | 0 | 0 | 0 | 0 | 0 | 0 | 0 | 0 | 0 | 0 | 0 | 0 | 0 | 0 | 0 | 0 | 0 | 0 | 0 | 0 | 0 | 0 | 0 | 0 | 0 | 0 | 0 | 0 | 0 | 0 | 0 | 0 | 0 |  | 1 | 1 | 1 | 1 | 1 | 1 | 1 | 1 | 1 | 0
PG&E GBA | FMC | 115 | 0 | 0 | 0 | 0 | 0 | 0 | 0 | 0 | 0 | 0 | 0 | 0 | 0 | 0 | 0 | 0 | 0 | 0 | 0 | 0 |  | 0 | 0 | 0 | 0 | 0 | 0 | 0 | 0 | 0 | 0 | 0 | 0 | 0 | 0 | 0 | 0 | 0 | 0 | 0 | 0 | 0 | 0 | 0 | 0 | 0 | 0 | 0 | 0 | 0 | 0 | 0 | 0 | 0 | 0 | 0 | 0 |  | 0 | 0 | 0 | 0 | 0 | 0 | 0 | 0 | 0 | 0 | 0.195 | 0 | 0 | 0 | 0 | 0 | 0 | 1 | 0 | 0 | 0 | 0 | 0 | 0 | 0 | 0 | 0 | 0 | -2 | 0 | 0 | 0 | 0 | 0 | 0 | 1 |  | 0 | 0 | 0 | 0 | 0 | 0 | 0 | 0 | 0 | 0 | 0.195 | 0 | 0 | 0 | 0 | 0 | 0 | 1 | 0 | 0 | 0 | 0 | 0 | 0 | 0 | 0 | 0 | 0 | -2 | 0 | 0 | 0 | 0 | 0 | 0 | 1 |  | 0 | 0 | 0 | 0 | 0 | 0 | 0 | 0 | 0 | 0 | 0.195 | 0 | 0 | 0 | 0 | 0 | 0 | 1 | 0 | 0 | 0 | 0 | 0 | 0 | 0 | 0 | 0 | 0 | -2 | 0 | 0 | 0 | 0 | 0 | 0 | 1 |  | 1 | 1 | 1 | 1 | 1 | 4+ | 1 | 1 | 1 | 1
PG&E GBA | Fremont | 115 | 0 | 0 | 0 | 0 | 0 | 0 | 0 | 0 | 0 | 0 | 0 | 0 | 0 | 0 | 0 | 0 | 0 | 0 | 0 | 0 |  | 0 | 0 | 0 | 0 | 0 | 0 | 0 | 0 | 0 | 0 | 0 | 0 | 0 | 0 | 0 | 0 | 0 | 0 | 0 | 0 | 0 | 0 | 0 | 0 | 0 | 0 | 0 | 0 | 0 | 0 | 0 | 0 | 0 | 0 | 0 | 0 |  | 0 | 0 | 0 | 0 | 0 | 0 | 0 | 0 | 0 | 0 | 0 | 0 | 0 | 0 | 0 | 0 | 0 | 0 | 0 | 0 | 0 | 0 | 0 | 0 | 0 | 0 | 0 | 0 | 0 | 0 | 0 | 0 | 0 | 0 | 0 | 0 |  | 0 | 0 | 0 | 0 | 0 | 0 | 0 | 0 | 0 | 0 | 0 | 0 | 0 | 0 | 0 | 0 | 0 | 0 | 0 | 0 | 0 | 0 | 0 | 0 | 0 | 0 | 0 | 0 | 0 | 0 | 0 | 0 | 0 | 0 | 0 | 0 |  | 0 | 0 | 0 | 0 | 0 | 0 | 0 | 0 | 0 | 0 | 0 | 0 | 0 | 0 | 0 | 0 | 0 | 0 | 0 | 0 | 0 | 0 | 0 | 0 | 0 | 0 | 0 | 0 | 0 | 0 | 0 | 0 | 0 | 0 | 0 | 0 |  | 1 | 1 | 1 | 1 | 1 | 1 | 1 | 1 | 1 | 0
PG&E GBA | French Camp | 60 | 0 | 0 | 0 | 0 | 0 | 0 | 0 | 0 | 0 | 0 | 0 | 0 | 0 | 0 | 0 | 0 | 0 | 0 | 0 | 0 |  | 0 | 0 | 0 | 0 | 0 | 0 | 0 | 0 | 0 | 0 | 0 | 0 | 0 | 0 | 0 | 0 | 0 | 0 | 0 | 0 | 0 | 0 | 0 | 0 | 0 | 0 | 0 | 0 | 0 | 0 | 0 | 0 | 0 | 0 | 0 | 0 |  | 0 | 0 | 0 | 0 | 0 | 0 | 0 | 0 | 0 | 0 | 3.466 | 0 | 0 | 0 | 0 | 0 | 0 | 1 | 0 | 0 | 0 | 0 | 0 | 0 | 0 | 0 | 0 | 0 | -2 | 0 | 0 | 0 | 0 | 0 | 0 | 1 |  | 0 | 0 | 0 | 0 | 0 | 0 | 0 | 0 | 0 | 0 | 3.466 | 0 | 0 | 0 | 0 | 0 | 0 | 1 | 0 | 0 | 0 | 0 | 0 | 0 | 0 | 0 | 0 | 0 | -2 | 0 | 0 | 0 | 0 | 0 | 0 | 1 |  | 0 | 0 | 0 | 0 | 0 | 0 | 0 | 0 | 0 | 0 | 3.466 | 0 | 0 | 0 | 60 | 0 | 0 | 1 | 0 | 0 | 0 | 0 | 0 | 0 | 0 | 0 | 0 | 0 | -2 | 0 | 0 | 0 | 0 | 0 | 0 | 1 |  | 1 | 1 | 1 | 1 | 1 | 4+ | 1 | 1 | 1 | 1
PG&E GBA | Frogtown | 115 | 0 | 0 | 0 | 0 | 0 | 0 | 0 | 0 | 0 | 0 | 0 | 0 | 0 | 0 | 0 | 0 | 0 | 0 | 0 | 0 |  | 0 | 0 | 0 | 0 | 0 | 0 | 0 | 0 | 0 | 0 | 0 | 0 | 0 | 0 | 0 | 0 | 0 | 0 | 0 | 0 | 0 | 0 | 0 | 0 | 0 | 0 | 0 | 0 | 0 | 0 | 0 | 0 | 0 | 0 | 0 | 0 |  | 0 | 0 | 0 | 0 | 0 | 0 | 0 | 0 | 0 | 0 | 0 | 0 | 0 | 0 | 0 | 0 | 0 | 0 | 0 | 0 | 0 | 0 | 0 | 0 | 0 | 0 | 0 | 0 | 0 | 0 | 0 | 0 | 0 | 0 | 0 | 0 |  | 0 | 0 | 0 | 0 | 0 | 0 | 0 | 0 | 0 | 0 | 0 | 0 | 0 | 0 | 0 | 0 | 0 | 0 | 0 | 0 | 0 | 0 | 0 | 0 | 0 | 0 | 0 | 0 | 0 | 0 | 0 | 0 | 0 | 0 | 0 | 0 |  | 0 | 0 | 0 | 0 | 0 | 0 | 0 | 0 | 0 | 0 | 0 | 0 | 0 | 0 | 0 | 0 | 0 | 0 | 0 | 0 | 0 | 0 | 0 | 0 | 0 | 0 | 0 | 0 | 0 | 0 | 0 | 0 | 0 | 0 | 0 | 0 |  | 1 | 1 | 1 | 1 | 1 | 1 | 1 | 1 | 1 | 0
PG&E NGBA | Fulton | 115 | 0 | 0 | 0 | 0 | 0 | 0 | 0 | 0 | 0 | 0 | 0 | 0 | 0 | 0 | 0 | 0 | 0 | 0 | 0 | 0 |  | 0 | 0 | 0 | 0 | 0 | 0 | 0 | 0 | 0 | 0 | 0 | 0 | 0 | 0 | 0 | 0 | 0 | 0 | 0 | 0 | 0 | 0 | 0 | 0 | 0 | 0 | 0 | 0 | 0 | 0 | 0 | 0 | 0 | 0 | 0 | 0 |  | 0 | 0 | 0 | 0 | 0 | 0 | 0 | 0 | 0 | 0 | 0 | 0 | 0 | 0 | 0 | 0 | 0 | 0 | 0 | 0 | 0 | 0 | 0 | 0 | 0 | 0 | 0 | 0 | 0 | 0 | 0 | 0 | 0 | 0 | 0 | 0 |  | 0 | 0 | 0 | 0 | 0 | 0 | 0 | 0 | 0 | 0 | 0 | 0 | 0 | 0 | 213.55 | 0 | 0 | 1 | 0 | 0 | 0 | 0 | 0 | 0 | 0 | 0 | 0 | 0 | 0 | 0 | 0 | 0 | -2 | 0 | 0 | 1 |  | 0 | 0 | 0 | 0 | 0 | 0 | 0 | 0 | 0 | 0 | 0 | 0 | 0 | 0 | 213.55 | 0 | 0 | 1 | 0 | 0 | 0 | 0 | 0 | 0 | 0 | 0 | 0 | 0 | 0 | 0 | 0 | 0 | -1 | 0 | 0 | 1 |  | 1 | 1 | 1 | 1 | 1 | 1 | 1 | 2+ | 1 | 1
PG&E NGBA | Fulton | 230 | 36 | 0 | 0 | 0 | 0 | 0 | 0 | 0 | 0 | 0 | 0 | 0 | 0 | 0 | 0 | 0 | 0 | 0 | 0 | 1 |  | 0 | 0 | 0 | 0 | 0 | 0 | 0 | 0 | 0 | 0 | 0 | 0 | 0 | 0 | 0 | 0 | 0 | 0 | 2 | 2 | 0 | 0 | 0 | 0 | 0 | 0 | 0 | 0 | 0 | 0 | 0 | 0 | 0 | 0 | 0 | 1 |  | 0 | 0 | 0 | 0 | 0 | 0 | 0 | 0 | 0 | 0 | 0 | 0 | 0 | 0 | 0 | 0 | 0 | 0 | 2 | 2 | 0 | 0 | 0 | 0 | 0 | 0 | 0 | 0 | 0 | 0 | 0 | 0 | 0 | 0 | 0 | 1 |  | 0 | 0 | 0 | 0 | 0 | 0 | 0 | 0 | 0 | 0 | 0 | 0 | 0 | 0 | 121.55 | 0 | 0 | 1 | 2 | 2 | 0 | 0 | 0 | 0 | 0 | 0 | 0 | 0 | 0 | 0 | 0 | 0 | -2 | 0 | 0 | 1 |  | 0 | 0 | 0 | 0 | 0 | 0 | 0 | 0 | 0 | 0 | 0 | 0 | 0 | 0 | 231.55 | 0 | 0 | 1 | 2 | 2 | 0 | 0 | 0 | 0 | 0 | 0 | 0 | 0 | 0 | 0 | 0 | 0 | -1 | 0 | 0 | 1 |  | 5- | 1 | 1 | 1 | 1 | 1 | 1 | 2+ | 1 | 1
PG&E NGBA | Fulton | 60 | 0 | 0 | 0 | 0 | 0 | 0 | 0 | 0 | 0 | 0 | 0 | 0 | 0 | 0 | 0 | 0 | 0 | 0 | 0 | 0 |  | 0 | 0 | 0 | 0 | 0 | 0 | 0 | 0 | 0 | 0 | 0 | 0 | 0 | 0 | 0 | 0 | 0 | 0 | 0 | 0 | 0 | 0 | 0 | 0 | 0 | 0 | 0 | 0 | 0 | 0 | 0 | 0 | 0 | 0 | 0 | 0 |  | 0 | 0 | 0 | 0 | 0 | 0 | 0 | 0 | 0 | 0 | 0 | 0 | 0 | 0 | 0 | 0 | 0 | 0 | 0 | 0 | 0 | 0 | 0 | 0 | 0 | 0 | 0 | 0 | 0 | 0 | 0 | 0 | 0 | 0 | 0 | 0 |  | 0 | 0 | 0 | 0 | 0 | 0 | 0 | 0 | 0 | 0 | 0 | 0 | 0 | 0 | 0 | 0 | 0 | 0 | 0 | 0 | 0 | 0 | 0 | 0 | 0 | 0 | 0 | 0 | 0 | 0 | 0 | 0 | 0 | 0 | 0 | 0 |  | 0 | 0 | 0 | 0 | 0 | 0 | 0 | 0 | 0 | 0 | 0 | 0 | 0 | 0 | 0 | 0 | 0 | 0 | 0 | 0 | 0 | 0 | 0 | 0 | 0 | 0 | 0 | 0 | 0 | 0 | 0 | 0 | 0 | 0 | 0 | 0 |  | 1 | 1 | 1 | 1 | 1 | 1 | 1 | 1 | 1 | 0
PG&E KERN | Ganso | 115 | 0 | 0.5 | 0 | 0 | 0 | 0 | 0 | 0 | 0 | 0 | 0 | 1.5 | 0 | 0 | 0 | 0 | 0 | 0 | 0 | 1 |  | 0 | 0 | 0 | 0 | 0 | 0 | 0 | 0 | 0 | 0 | 0 | 0 | 0 | 0 | 0 | 0 | 0 | 0 | 0 | 0 | 2 | 2 | 0 | 0 | 0 | 0 | 0 | 0 | 2 | 0 | 0 | 0 | 0 | 0 | 0 | 1 |  | 0 | 0 | 0 | 0.5 | 0 | 0 | 0 | 0 | 0 | 0 | 1.5 | 0 | 0 | 0 | 0 | 0 | 0 | 1 | 0 | 0 | 2 | 0 | 0 | 0 | 0 | 0 | 0 | 0 | 0 | 0 | 0 | 0 | 0 | 0 | 0 | 1 |  | 0 | 0 | 0 | 0.5 | 0 | 0 | 0 | 0 | 0 | 0 | 1.5 | 0 | 0 | 0 | 0 | 0 | 0 | 1 | 0 | 0 | 2 | 0 | 0 | 0 | 0 | 0 | 0 | 0 | 0 | 0 | 0 | 0 | 0 | 0 | 0 | 1 |  | 0 | 0 | 0 | 0.5 | 0 | 0 | 0 | 0 | 0 | 0 | 2.275 | 0 | 0 | 0 | 4 | 0 | 0 | 1 | 0 | 0 | 2 | 0 | 0 | 0 | 0 | 0 | 0 | 0 | -2 | 0 | 0 | 0 | 0 | 0 | 0 | 1 |  | 1 | 1 | 1 | 1 | 1 | 1+ | 1 | 1 | 1 | 1
PG&E FRESNO | Gates | 230 | 0 | 0 | 0 | 0 | 0 | 0 | 0 | 0 | 0 | 0 | 0 | 0 | 145 | 250 | 395 | 0 | 0 | 0 | 100 | 1 |  | 0 | 0 | 0 | 0 | 0 | 0 | 0 | 0 | 0 | 0 | 0 | 3.24 | 3.24 | 0 | 0 | 0 | 0 | 1 | 0 | 0 | 0 | 0 | 0 | 0 | 0 | 0 | 0 | 0 | 0 | 2 | 2 | 0 | 0 | 2 | 2 | 1 |  | 0 | 0 | 0 | 0 | 0 | 0 | 0 | 0 | 0 | 0 | 5.25 | 145.9067 | 261.24 | 225 | 234.8805 | 0 | 0 | 1 | 0 | 0 | 0 | 0 | 0 | 0 | 0 | 0 | 0 | 0 | -2 | 0 | 2 | -2 | -2 | 2 | 2 | 1 |  | 0 | 0 | 0 | 0 | 0 | 0 | 0 | 0 | 0 | 0 | 5.25 | 145.9067 | 1403.34 | 325 | 856.7105 | 0 | 0 | 1 | 0 | 0 | 0 | 0 | 0 | 0 | 0 | 0 | 0 | 0 | -2 | 0 | -2 | -2 | -2 | 2 | 2 | 1 |  | 0 | 0 | 0 | 0 | 0 | 0 | 0 | 0 | 0 | 0 | 5.25 | 145.9067 | 2203.34 | 325 | 2207.1135 | 0 | 0 | 1 | 0 | 0 | 0 | 0 | 0 | 0 | 0 | 0 | 0 | 0 | -2 | 0 | -2 | -2 | -2 | 2 | 2 | 1 |  | 1 | 1 | 1 | 1 | 1 | 4+ | 2+ | 4+ | 5- | 1
PG&E FRESNO | Gates | 500 | 0 | 0 | 0 | 0 | 0 | 0 | 0 | 0 | 0 | 0 | 0 | 0 | 0 | 0 | 0 | 0 | 0 | 0 | 0 | 0 |  | 0 | 0 | 0 | 0 | 0 | 0 | 0 | 0 | 0 | 0 | 0 | 0 | 0 | 75.1 | 84.3 | 0 | 0 | 1 | 0 | 0 | 0 | 0 | 0 | 0 | 0 | 0 | 0 | 0 | 0 | 0 | 0 | -2 | -2 | 0 | 0 | 1 |  | 0 | 0 | 0 | 0 | 0 | 0 | 0 | 0 | 0 | 0 | 0 | 0 | 0 | 75.1 | 84.3 | 0 | 0 | 1 | 0 | 0 | 0 | 0 | 0 | 0 | 0 | 0 | 0 | 0 | 0 | 0 | 0 | -2 | -2 | 0 | 0 | 1 |  | 0 | 0 | 0 | 0 | 0 | 0 | 0 | 0 | 0 | 0 | 0 | 0 | 0 | 575.11 | 592.3 | 0 | 0 | 1 | 0 | 0 | 0 | 0 | 0 | 0 | 0 | 0 | 0 | 0 | 0 | 0 | 0 | -2 | -2 | 0 | 0 | 1 |  | 0 | 0 | 0 | 0 | 0 | 0 | 0 | 0 | 0 | 0 | 0 | 0 | 0 | 575.11 | 2142.3 | 0 | 0 | 1 | 0 | 0 | 0 | 0 | 0 | 0 | 0 | 0 | 0 | 0 | 0 | 0 | 0 | -2 | -2 | 0 | 0 | 1 |  | 1 | 1 | 1 | 1 | 1 | 1 | 1 | 4+ | 1 | 1
PG&E NGBA | Geysers 12 | 230 | 0 | 0 | 0 | 0 | 0 | 0 | 0 | 0 | 0 | 0 | 0 | 0 | 0 | 0 | 0 | 0 | 0 | 0 | 0 | 0 |  | 0 | 0 | 0 | 0 | 0 | 0 | 0 | 0 | 0 | 0 | 0 | 0 | 0 | 0 | 0 | 0 | 0 | 0 | 0 | 0 | 0 | 0 | 0 | 0 | 0 | 0 | 0 | 0 | 0 | 0 | 0 | 0 | 0 | 0 | 0 | 0 |  | 0 | 0 | 0 | 0 | 0 | 0 | 0 | 0 | 0 | 0 | 0 | 0 | 0 | 0 | 0 | 0 | 0 | 0 | 0 | 0 | 0 | 0 | 0 | 0 | 0 | 0 | 0 | 0 | 0 | 0 | 0 | 0 | 0 | 0 | 0 | 0 |  | 0 | 0 | 0 | 0 | 0 | 0 | 0 | 0 | 0 | 0 | 0 | 0 | 0 | 0 | 0 | 0 | 0 | 0 | 0 | 0 | 0 | 0 | 0 | 0 | 0 | 0 | 0 | 0 | 0 | 0 | 0 | 0 | 0 | 0 | 0 | 0 |  | 0 | 0 | 0 | 0 | 0 | 0 | 0 | 0 | 0 | 0 | 0 | 0 | 0 | 0 | 0 | 0 | 0 | 0 | 0 | 0 | 0 | 0 | 0 | 0 | 0 | 0 | 0 | 0 | 0 | 0 | 0 | 0 | 0 | 0 | 0 | 0 |  | 1 | 1 | 1 | 1 | 1 | 1 | 1 | 1 | 1 | 0
PG&E NGBA | Geysers 17 | 230 | 19.5 | 0 | 0 | 0 | 0 | 0 | 0 | 0 | 0 | 0 | 0 | 0 | 0 | 0 | 0 | 0 | 0 | 0 | 0 | 1 |  | 0 | 0 | 0 | 0 | 0 | 0 | 0 | 0 | 0 | 0 | 0 | 0 | 0 | 0 | 0 | 0 | 0 | 0 | 2 | 2 | 0 | 0 | 0 | 0 | 0 | 0 | 0 | 0 | 0 | 0 | 0 | 0 | 0 | 0 | 0 | 1 |  | 0 | 9.435 | 0 | 0 | 0 | 0 | 0 | 0 | 0 | 0 | 0 | 0 | 0 | 0 | 47.4465 | 0 | 0 | 1 | 2 | 2 | 0 | 0 | 0 | 0 | 0 | 0 | 0 | 0 | 0 | 0 | 0 | 0 | -2 | 0 | 0 | 1 |  | 0 | 9.435 | 0 | 0 | 0 | 0 | 0 | 0 | 0 | 0 | 0 | 0 | 0 | 0 | 47.4465 | 0 | 0 | 1 | 2 | 2 | 0 | 0 | 0 | 0 | 0 | 0 | 0 | 0 | 0 | 0 | 0 | 0 | -2 | 0 | 0 | 1 |  | 0 | 9.435 | 0 | 0 | 0 | 0 | 0 | 0 | 0 | 0 | 0 | 0 | 0 | 0 | 47.4465 | 0 | 0 | 1 | 2 | 2 | 0 | 0 | 0 | 0 | 0 | 0 | 0 | 0 | 0 | 0 | 0 | 0 | 0 | 0 | 0 | 1 |  | 5- | 1 | 1 | 1 | 1 | 1 | 1 | 4+ | 1 | 1
PG&E NGBA | Geysers 3 | 115 | 0 | 0 | 0 | 0 | 0 | 0 | 0 | 0 | 0 | 0 | 0 | 0 | 0 | 0 | 0 | 0 | 0 | 0 | 0 | 0 |  | 0 | 0 | 0 | 0 | 0 | 0 | 0 | 0 | 0 | 0 | 0 | 0 | 0 | 0 | 0 | 0 | 0 | 0 | 0 | 0 | 0 | 0 | 0 | 0 | 0 | 0 | 0 | 0 | 0 | 0 | 0 | 0 | 0 | 0 | 0 | 0 |  | 0 | 0 | 0 | 0 | 0 | 0 | 0 | 0 | 0 | 0 | 0 | 0 | 0 | 0 | 0 | 0 | 0 | 0 | 0 | 0 | 0 | 0 | 0 | 0 | 0 | 0 | 0 | 0 | 0 | 0 | 0 | 0 | 0 | 0 | 0 | 0 |  | 0 | 0 | 0 | 0 | 0 | 0 | 0 | 0 | 0 | 0 | 0 | 0 | 0 | 0 | 0 | 0 | 0 | 0 | 0 | 0 | 0 | 0 | 0 | 0 | 0 | 0 | 0 | 0 | 0 | 0 | 0 | 0 | 0 | 0 | 0 | 0 |  | 0 | 0 | 0 | 0 | 0 | 0 | 0 | 0 | 0 | 0 | 0 | 0 | 0 | 0 | 0 | 0 | 0 | 0 | 0 | 0 | 0 | 0 | 0 | 0 | 0 | 0 | 0 | 0 | 0 | 0 | 0 | 0 | 0 | 0 | 0 | 0 |  | 1 | 1 | 1 | 1 | 1 | 1 | 1 | 1 | 1 | 0
PG&E NGBA | Glenn | 230 | 0 | 0 | 166.5 | 36 | 202.5 | 0 | 0 | 0 | 0 | 0 | 0 | 0 | 0 | 0 | 0 | 0 | 0 | 0 | 0 | 1 |  | 0 | 0 | 0 | 0 | 0 | 0 | 0 | 0 | 0 | 0 | 0 | 0 | 0 | 0 | 0 | 0 | 0 | 0 | 0 | 0 | 0 | 0 | 2 | 2 | 0 | 0 | 0 | 0 | 0 | 0 | 0 | 0 | 0 | 0 | 0 | 1 |  | 0 | 0 | 0 | 0 | 0 | 0 | 0 | 0 | 0 | 0 | 0 | 0 | 0 | 0 | 0 | 0 | 0 | 0 | 0 | 0 | 0 | 0 | 2 | 2 | 0 | 0 | 0 | 0 | 0 | 0 | 0 | 0 | 0 | 0 | 0 | 1 |  | 0 | 0 | 0 | 0 | 0 | 0 | 0 | 0 | 0 | 0 | 0 | 0 | 142.85 | 0 | 251.9 | 0 | 0 | 1 | 0 | 0 | 0 | 0 | 2 | 2 | 0 | 0 | 0 | 0 | 0 | 0 | -2 | 0 | -2 | 0 | 0 | 1 |  | 0 | 0 | 0 | 0 | 0 | 0 | 0 | 0 | 0 | 0 | 0 | 0 | 1718.35 | 0 | 1932.4 | 0 | 0 | 1 | 0 | 0 | 0 | 0 | 2 | 2 | 0 | 0 | 0 | 0 | 0 | 0 | -2 | 0 | -2 | 0 | 0 | 1 |  | 1 | 1 | 5- | 1 | 1 | 1 | 2+ | 2+ | 1 | 1
PG&E NGBA | Glenn | 60 | 0 | 0 | 0 | 0 | 0 | 0 | 0 | 0 | 0 | 0 | 0 | 0 | 0 | 0 | 0 | 0 | 0 | 0 | 0 | 0 |  | 0 | 0 | 0 | 0 | 0 | 0 | 0 | 0 | 0 | 0 | 0 | 0 | 0 | 0 | 0 | 0 | 0 | 0 | 0 | 0 | 0 | 0 | 0 | 0 | 0 | 0 | 0 | 0 | 0 | 0 | 0 | 0 | 0 | 0 | 0 | 0 |  | 0 | 0 | 0 | 0 | 0 | 0 | 0 | 0 | 0 | 0 | 0 | 0 | 0 | 0 | 0 | 0 | 0 | 0 | 0 | 0 | 0 | 0 | 0 | 0 | 0 | 0 | 0 | 0 | 0 | 0 | 0 | 0 | 0 | 0 | 0 | 0 |  | 0 | 0 | 0 | 0 | 0 | 0 | 0 | 0 | 0 | 0 | 0 | 0 | 0 | 0 | 0 | 0 | 0 | 0 | 0 | 0 | 0 | 0 | 0 | 0 | 0 | 0 | 0 | 0 | 0 | 0 | 0 | 0 | 0 | 0 | 0 | 0 |  | 0 | 0 | 0 | 0 | 0 | 0 | 0 | 0 | 0 | 0 | 0 | 0 | 0 | 0 | 0 | 0 | 0 | 0 | 0 | 0 | 0 | 0 | 0 | 0 | 0 | 0 | 0 | 0 | 0 | 0 | 0 | 0 | 0 | 0 | 0 | 0 |  | 1 | 1 | 1 | 1 | 1 | 1 | 1 | 1 | 1 | 0
PG&E NGBA | Gold Hill | 115 | 0 | 0 | 0 | 0 | 0 | 0 | 0 | 0 | 0 | 0 | 0 | 0 | 0 | 0 | 0 | 0 | 0 | 0 | 0 | 0 |  | 0 | 0 | 0 | 0 | 0 | 0 | 0 | 0 | 0 | 0 | 0 | 0 | 0 | 49.9 | 58.75 | 0 | 0 | 1 | 0 | 0 | 0 | 0 | 0 | 0 | 0 | 0 | 0 | 0 | 0 | 0 | 0 | -2 | -2 | 0 | 0 | 1 |  | 0 | 0 | 0 | 0 | 0 | 0 | 0 | 0 | 0 | 0 | 0 | 0 | 0 | 49.9 | 58.75 | 0 | 0 | 1 | 0 | 0 | 0 | 0 | 0 | 0 | 0 | 0 | 0 | 0 | 0 | 0 | 0 | -2 | -2 | 0 | 0 | 1 |  | 0 | 0 | 0 | 0 | 0 | 0 | 0 | 0 | 0 | 0 | 0 | 0 | 0 | 49.9 | 58.75 | 0 | 0 | 1 | 0 | 0 | 0 | 0 | 0 | 0 | 0 | 0 | 0 | 0 | 0 | 0 | 0 | -2 | -2 | 0 | 0 | 1 |  | 0 | 0 | 0 | 0 | 0 | 0 | 0 | 0 | 0 | 0 | 0 | 0 | 0 | 49.9 | 158.75 | 0 | 0 | 1 | 0 | 0 | 0 | 0 | 0 | 0 | 0 | 0 | 0 | 0 | 0 | 0 | 0 | -2 | -2 | 0 | 0 | 1 |  | 1 | 1 | 1 | 1 | 1 | 1 | 1 | 4+ | 1 | 1
PG&E NGBA | Gold Hill | 230 | 0 | 0 | 0 | 0 | 0 | 0 | 0 | 0 | 0 | 0 | 0 | 0 | 0 | 0 | 0 | 0 | 0 | 0 | 0 | 0 |  | 0 | 0 | 0 | 0 | 0 | 0 | 0 | 0 | 0 | 0 | 0 | 0 | 0 | 0 | 0 | 0 | 0 | 0 | 0 | 0 | 0 | 0 | 0 | 0 | 0 | 0 | 0 | 0 | 0 | 0 | 0 | 0 | 0 | 0 | 0 | 0 |  | 0 | 0 | 0 | 0 | 0 | 0 | 0 | 0 | 0 | 0 | 0 | 0 | 0 | 0 | 0 | 0 | 0 | 0 | 0 | 0 | 0 | 0 | 0 | 0 | 0 | 0 | 0 | 0 | 0 | 0 | 0 | 0 | 0 | 0 | 0 | 0 |  | 0 | 0 | 0 | 0 | 0 | 0 | 0 | 0 | 0 | 0 | 0 | 0 | 0 | 0 | 0 | 0 | 0 | 0 | 0 | 0 | 0 | 0 | 0 | 0 | 0 | 0 | 0 | 0 | 0 | 0 | 0 | 0 | 0 | 0 | 0 | 0 |  | 0 | 0 | 0 | 0 | 0 | 0 | 0 | 0 | 0 | 0 | 0 | 0 | 0 | 0 | 0 | 0 | 0 | 0 | 0 | 0 | 0 | 0 | 0 | 0 | 0 | 0 | 0 | 0 | 0 | 0 | 0 | 0 | 0 | 0 | 0 | 0 |  | 1 | 1 | 1 | 1 | 1 | 1 | 1 | 1 | 1 | 0
SCE Northern | Goleta | 230 | 0 | 0 | 0 | 0 | 0 | 0 | 0 | 0 | 0 | 0 | 0 | 0 | 0 | 0 | 0 | 0 | 0 | 0 | 0 | 0 |  | 0 | 0 | 0 | 0 | 0 | 0 | 0 | 0 | 0 | 0 | 0 | 0 | 0 | 0 | 0 | 0 | 0 | 0 | 0 | 0 | 0 | 0 | 0 | 0 | 0 | 0 | 0 | 0 | 0 | 0 | 0 | 0 | 0 | 0 | 0 | 0 |  | 0 | 0 | 0 | 0 | 0 | 0 | 0 | 0 | 0 | 0 | 0 | 0 | 0 | 0 | 50 | 0 | 0 | 1 | 0 | 0 | 0 | 0 | 0 | 0 | 0 | 0 | 0 | 0 | 0 | 0 | 0 | 0 | -2 | 0 | 0 | 1 |  | 0 | 0 | 0 | 0 | 0 | 0 | 0 | 0 | 0 | 0 | 0 | 0 | 0 | 0 | 50 | 0 | 0 | 1 | 0 | 0 | 0 | 0 | 0 | 0 | 0 | 0 | 0 | 0 | 0 | 0 | 0 | 0 | -2 | 0 | 0 | 1 |  | 0 | 0 | 0 | 0 | 0 | 0 | 0 | 0 | 0 | 0 | 0 | 0 | 0 | 0 | 225 | 0 | 0 | 1 | 0 | 0 | 0 | 0 | 0 | 0 | 0 | 0 | 0 | 0 | 0 | 0 | 0 | 0 | -1 | 0 | 0 | 1 |  | 1 | 1 | 1 | 1 | 1 | 1 | 1 | 4+ | 1 | 1
SCE Metro | Goodrich | 230 | 0 | 0 | 0 | 0 | 0 | 0 | 0 | 0 | 0 | 0 | 0 | 0 | 0 | 0 | 0 | 0 | 0 | 0 | 0 | 0 |  | 0 | 0 | 0 | 0 | 0 | 0 | 0 | 0 | 0 | 0 | 0 | 0 | 0 | 0 | 0 | 0 | 0 | 0 | 0 | 0 | 0 | 0 | 0 | 0 | 0 | 0 | 0 | 0 | 0 | 0 | 0 | 0 | 0 | 0 | 0 | 0 |  | 0 | 0 | 0 | 0 | 0 | 0 | 0 | 0 | 0 | 0 | 0 | 0 | 0 | 0 | 0 | 0 | 0 | 0 | 0 | 0 | 0 | 0 | 0 | 0 | 0 | 0 | 0 | 0 | 0 | 0 | 0 | 0 | 0 | 0 | 0 | 0 |  | 0 | 0 | 0 | 0 | 0 | 0 | 0 | 0 | 0 | 0 | 0 | 0 | 0 | 0 | 0 | 0 | 0 | 0 | 0 | 0 | 0 | 0 | 0 | 0 | 0 | 0 | 0 | 0 | 0 | 0 | 0 | 0 | 0 | 0 | 0 | 0 |  | 0 | 0 | 0 | 0 | 0 | 0 | 0 | 0 | 0 | 0 | 0 | 0 | 0 | 0 | 0 | 0 | 0 | 0 | 0 | 0 | 0 | 0 | 0 | 0 | 0 | 0 | 0 | 0 | 0 | 0 | 0 | 0 | 0 | 0 | 0 | 0 |  | 1 | 1 | 1 | 1 | 1 | 1 | 1 | 1 | 1 | 0
PG&E KERN | Goose Lake | 115 | 0 | 3 | 0 | 0 | 0 | 0 | 0 | 0 | 0 | 0 | 0 | 0 | 0 | 0 | 0 | 0 | 0 | 0 | 0 | 1 |  | 0 | 0 | 0 | 0 | 0 | 0 | 0 | 0 | 0 | 0 | 0 | 0 | 0 | 0 | 0 | 0 | 0 | 0 | 0 | 0 | 2 | 2 | 0 | 0 | 0 | 0 | 0 | 0 | 0 | 0 | 0 | 0 | 0 | 0 | 0 | 1 |  | 0 | 0 | 0 | 0 | 0 | 0 | 0 | 0 | 0 | 0 | 0.74771 | 0 | 0 | 0 | 0.21 | 0 | 0 | 1 | 0 | 0 | 2 | 2 | 0 | 0 | 0 | 0 | 0 | 0 | -2 | 0 | 0 | 0 | 0 | 0 | 0 | 1 |  | 0 | 0 | 0 | 0 | 0 | 0 | 0 | 0 | 0 | 0 | 0.74771 | 0 | 0 | 0 | 0.21 | 0 | 0 | 1 | 0 | 0 | 2 | 2 | 0 | 0 | 0 | 0 | 0 | 0 | -2 | 0 | 0 | 0 | 0 | 0 | 0 | 1 |  | 0 | 0 | 0 | 3 | 0 | 0 | 0 | 0 | 0 | 0 | 6.7277 | 0 | 18.675 | 0 | 103.21 | 0 | 0 | 1 | 0 | 0 | 2 | 0 | 0 | 0 | 0 | 0 | 0 | 0 | -2 | 0 | -2 | 0 | -1 | 0 | 0 | 1 |  | 1 | 3- | 1 | 1 | 1 | 4+ | 1+ | 1 | 1 | 1
SCE Metro | Gould | 230 | 0 | 0 | 0 | 0 | 0 | 0 | 0 | 0 | 0 | 0 | 0 | 0 | 0 | 0 | 0 | 0 | 0 | 0 | 0 | 0 |  | 0 | 0 | 0 | 0 | 0 | 0 | 0 | 0 | 0 | 0 | 0 | 0 | 0 | 0 | 0 | 0 | 0 | 0 | 0 | 0 | 0 | 0 | 0 | 0 | 0 | 0 | 0 | 0 | 0 | 0 | 0 | 0 | 0 | 0 | 0 | 0 |  | 0 | 0 | 0 | 0 | 0 | 0 | 0 | 0 | 0 | 0 | 0 | 0 | 0 | 0 | 0 | 0 | 0 | 0 | 0 | 0 | 0 | 0 | 0 | 0 | 0 | 0 | 0 | 0 | 0 | 0 | 0 | 0 | 0 | 0 | 0 | 0 |  | 0 | 0 | 0 | 0 | 0 | 0 | 0 | 0 | 0 | 0 | 0 | 0 | 0 | 0 | 0 | 0 | 0 | 0 | 0 | 0 | 0 | 0 | 0 | 0 | 0 | 0 | 0 | 0 | 0 | 0 | 0 | 0 | 0 | 0 | 0 | 0 |  | 0 | 0 | 0 | 0 | 0 | 0 | 0 | 0 | 0 | 0 | 0 | 0 | 0 | 0 | 0 | 0 | 0 | 0 | 0 | 0 | 0 | 0 | 0 | 0 | 0 | 0 | 0 | 0 | 0 | 0 | 0 | 0 | 0 | 0 | 0 | 0 |  | 1 | 1 | 1 | 1 | 1 | 1 | 1 | 1 | 1 | 0
PG&E NGBA | Grand Island | 115 | 0 | 0 | 0 | 0 | 0 | 0 | 0 | 0 | 0 | 0 | 0 | 0 | 0 | 0 | 0 | 0 | 0 | 0 | 0 | 0 |  | 0 | 0 | 0 | 0 | 0 | 0 | 0 | 0 | 0 | 0 | 0 | 0 | 0 | 0 | 0 | 0 | 0 | 0 | 0 | 0 | 0 | 0 | 0 | 0 | 0 | 0 | 0 | 0 | 0 | 0 | 0 | 0 | 0 | 0 | 0 | 0 |  | 0 | 0 | 0 | 0 | 0 | 0 | 0 | 0 | 0 | 0 | 0 | 0 | 0 | 0 | 0 | 0 | 0 | 0 | 0 | 0 | 0 | 0 | 0 | 0 | 0 | 0 | 0 | 0 | 0 | 0 | 0 | 0 | 0 | 0 | 0 | 0 |  | 0 | 0 | 0 | 0 | 0 | 0 | 0 | 0 | 0 | 0 | 0 | 0 | 0 | 0 | 0 | 0 | 0 | 0 | 0 | 0 | 0 | 0 | 0 | 0 | 0 | 0 | 0 | 0 | 0 | 0 | 0 | 0 | 0 | 0 | 0 | 0 |  | 0 | 0 | 0 | 0 | 0 | 0 | 0 | 0 | 0 | 0 | 0 | 0 | 0 | 0 | 0 | 0 | 0 | 0 | 0 | 0 | 0 | 0 | 0 | 0 | 0 | 0 | 0 | 0 | 0 | 0 | 0 | 0 | 0 | 0 | 0 | 0 |  | 1 | 1 | 1 | 1 | 1 | 1 | 1 | 1 | 1 | 0
SDGE | Granite | 69 | 0 | 0 | 0 | 0 | 0 | 0 | 0 | 0 | 0 | 0 | 0 | 0 | 0 | 0 | 0 | 0 | 0 | 0 | 0 | 0 |  | 0 | 0 | 0 | 0 | 0 | 0 | 0 | 0 | 0 | 0 | 0 | 0 | 0 | 0 | 0 | 0 | 0 | 0 | 0 | 0 | 0 | 0 | 0 | 0 | 0 | 0 | 0 | 0 | 0 | 0 | 0 | 0 | 0 | 0 | 0 | 0 |  | 0 | 0 | 0 | 0 | 0 | 0 | 0 | 0 | 0 | 0 | 0 | 0 | 0 | 0 | 0 | 0 | 0 | 0 | 0 | 0 | 0 | 0 | 0 | 0 | 0 | 0 | 0 | 0 | 0 | 0 | 0 | 0 | 0 | 0 | 0 | 0 |  | 0 | 0 | 0 | 0 | 0 | 0 | 0 | 0 | 0 | 0 | 0 | 0 | 0 | 0 | 0 | 0 | 0 | 0 | 0 | 0 | 0 | 0 | 0 | 0 | 0 | 0 | 0 | 0 | 0 | 0 | 0 | 0 | 0 | 0 | 0 | 0 |  | 0 | 0 | 0 | 0 | 0 | 0 | 0 | 0 | 0 | 0 | 0 | 0 | 0 | 0 | 0 | 0 | 0 | 0 | 0 | 0 | 0 | 0 | 0 | 0 | 0 | 0 | 0 | 0 | 0 | 0 | 0 | 0 | 0 | 0 | 0 | 0 |  | 1 | 1 | 1 | 1 | 1 | 1 | 1 | 1 | 1 | 0
PG&E GBA | Grant | 115 | 0 | 0 | 0 | 0 | 0 | 0 | 0 | 0 | 0 | 0 | 0 | 0 | 0 | 0 | 0 | 0 | 0 | 0 | 0 | 0 |  | 0 | 0 | 0 | 0 | 0 | 0 | 0 | 0 | 0 | 0 | 0 | 0 | 0 | 0 | 0 | 0 | 0 | 0 | 0 | 0 | 0 | 0 | 0 | 0 | 0 | 0 | 0 | 0 | 0 | 0 | 0 | 0 | 0 | 0 | 0 | 0 |  | 0 | 0 | 0 | 0 | 0 | 0 | 0 | 0 | 0 | 0 | 0.604 | 0 | 0 | 0 | 0 | 0 | 0 | 1 | 0 | 0 | 0 | 0 | 0 | 0 | 0 | 0 | 0 | 0 | -2 | 0 | 0 | 0 | 0 | 0 | 0 | 1 |  | 0 | 0 | 0 | 0 | 0 | 0 | 0 | 0 | 0 | 0 | 0.604 | 0 | 0 | 0 | 0 | 0 | 0 | 1 | 0 | 0 | 0 | 0 | 0 | 0 | 0 | 0 | 0 | 0 | -2 | 0 | 0 | 0 | 0 | 0 | 0 | 1 |  | 0 | 0 | 0 | 0 | 0 | 0 | 0 | 0 | 0 | 0 | 0.604 | 0 | 0 | 0 | 0 | 0 | 0 | 1 | 0 | 0 | 0 | 0 | 0 | 0 | 0 | 0 | 0 | 0 | -2 | 0 | 0 | 0 | 0 | 0 | 0 | 1 |  | 1 | 1 | 1 | 1 | 1 | 4+ | 1 | 1 | 1 | 1
PG&E GBA | Green Valley | 115 | 0 | 1.1 | 0 | 0 | 0 | 0 | 0 | 0 | 0 | 0 | 0 | 0 | 0 | 0 | 0 | 0 | 0 | 0 | 0 | 1 |  | 0 | 0 | 0 | 0 | 0 | 0 | 0 | 0 | 0 | 0 | 0 | 0 | 0 | 0 | 0 | 0 | 0 | 0 | 0 | 0 | 2 | 2 | 0 | 0 | 0 | 0 | 0 | 0 | 0 | 0 | 0 | 0 | 0 | 0 | 0 | 1 |  | 0 | 0 | 0 | 0.247 | 0 | 0 | 0 | 0 | 0 | 0 | 0 | 0 | 0 | 0 | 0 | 0 | 0 | 1 | 0 | 0 | 2 | 2 | 0 | 0 | 0 | 0 | 0 | 0 | 0 | 0 | 0 | 0 | 0 | 0 | 0 | 1 |  | 0 | 0 | 0 | 0.247 | 0 | 0 | 0 | 0 | 0 | 0 | 0 | 0 | 0 | 200 | 203.699 | 0 | 0 | 1 | 0 | 0 | 2 | 2 | 0 | 0 | 0 | 0 | 0 | 0 | 0 | 0 | 0 | -2 | -2 | 0 | 0 | 1 |  | 0 | 0 | 0 | 1.047 | 0 | 0 | 0 | 0 | 0 | 0 | 0 | 0 | 0 | 200 | 553.699 | 0 | 0 | 1 | 0 | 0 | 2 | 0 | 0 | 0 | 0 | 0 | 0 | 0 | 0 | 0 | 0 | -2 | -2 | 0 | 0 | 1 |  | 1 | 3- | 1 | 1 | 1 | 1 | 1 | 4+ | 1 | 1
PG&E NGBA | Greenleaf 1 | 115 | 0 | 0 | 0 | 0 | 0 | 0 | 0 | 0 | 0 | 0 | 0 | 0 | 0 | 0 | 0 | 0 | 0 | 0 | 0 | 0 |  | 0 | 0 | 0 | 0 | 0 | 0 | 0 | 0 | 0 | 0 | 0 | 0 | 0 | 0 | 0 | 0 | 0 | 0 | 0 | 0 | 0 | 0 | 0 | 0 | 0 | 0 | 0 | 0 | 0 | 0 | 0 | 0 | 0 | 0 | 0 | 0 |  | 0 | 0 | 0 | 0 | 0 | 0 | 0 | 0 | 0 | 0 | 0 | 0 | 0 | 0 | 0 | 0 | 0 | 0 | 0 | 0 | 0 | 0 | 0 | 0 | 0 | 0 | 0 | 0 | 0 | 0 | 0 | 0 | 0 | 0 | 0 | 0 |  | 0 | 0 | 0 | 0 | 0 | 0 | 0 | 0 | 0 | 0 | 0 | 0 | 0 | 11 | 61.8 | 0 | 0 | 1 | 0 | 0 | 0 | 0 | 0 | 0 | 0 | 0 | 0 | 0 | 0 | 0 | 0 | -2 | -2 | 0 | 0 | 1 |  | 0 | 0 | 0 | 0 | 0 | 0 | 0 | 0 | 0 | 0 | 0 | 0 | 0 | 11 | 101.8 | 0 | 0 | 1 | 0 | 0 | 0 | 0 | 0 | 0 | 0 | 0 | 0 | 0 | 0 | 0 | 0 | -2 | -2 | 0 | 0 | 1 |  | 1 | 1 | 1 | 1 | 1 | 1 | 1 | 4+ | 1 | 1
PG&E FRESNO | Gregg | 230 | 0 | 0 | 0 | 0 | 0 | 0 | 0 | 0 | 0 | 0 | 0 | 0 | 0 | 0 | 0 | 0 | 0 | 0 | 140 | 1 |  | 0 | 0 | 0 | 0 | 0 | 0 | 0 | 0 | 0 | 0 | 0 | 0 | 0 | 0 | 0 | 0 | 0 | 0 | 0 | 0 | 0 | 0 | 0 | 0 | 0 | 0 | 0 | 0 | 0 | 0 | 0 | 0 | 0 | 2 | 2 | 1 |  | 0 | 0 | 0 | 0 | 0 | 0 | 0 | 0 | 0 | 0 | 0 | 0 | 0 | 0 | 0 | 0 | 0 | 0 | 0 | 0 | 0 | 0 | 0 | 0 | 0 | 0 | 0 | 0 | 0 | 0 | 0 | 0 | 0 | 2 | 2 | 1 |  | 0 | 0 | 0 | 0 | 0 | 0 | 0 | 0 | 0 | 0 | 0 | 0 | 0 | 0 | 151.7416 | 0 | 0 | 1 | 0 | 0 | 0 | 0 | 0 | 0 | 0 | 0 | 0 | 0 | 0 | 0 | 0 | 0 | -2 | 2 | 2 | 1 |  | 0 | 0 | 0 | 0 | 0 | 0 | 0 | 0 | 0 | 0 | 0 | 0 | 0 | 0 | 151.7416 | 0 | 119 | 1 | 0 | 0 | 0 | 0 | 0 | 0 | 0 | 0 | 0 | 0 | 0 | 0 | 0 | 0 | -1 | 2 | 1 | 1 |  | 1 | 1 | 1 | 1 | 1 | 1 | 1 | 2+ | 4- | 1
PG&E FRESNO | Grimmway-Malaga | 115 | 0 | 0 | 0 | 0 | 0 | 0 | 0 | 0 | 0 | 0 | 0 | 0 | 0 | 0 | 0 | 0 | 0 | 0 | 0 | 0 |  | 0 | 0 | 0 | 0 | 0 | 0 | 0 | 0 | 0 | 0 | 0 | 0 | 0 | 0 | 0 | 0 | 0 | 0 | 0 | 0 | 0 | 0 | 0 | 0 | 0 | 0 | 0 | 0 | 0 | 0 | 0 | 0 | 0 | 0 | 0 | 0 |  | 0 | 0 | 0 | 0 | 0 | 0 | 0 | 0 | 0 | 0 | 0 | 0 | 0 | 0 | 0 | 0 | 0 | 0 | 0 | 0 | 0 | 0 | 0 | 0 | 0 | 0 | 0 | 0 | 0 | 0 | 0 | 0 | 0 | 0 | 0 | 0 |  | 0 | 0 | 0 | 0 | 0 | 0 | 0 | 0 | 0 | 0 | 0 | 0 | 0 | 0 | 0 | 0 | 0 | 0 | 0 | 0 | 0 | 0 | 0 | 0 | 0 | 0 | 0 | 0 | 0 | 0 | 0 | 0 | 0 | 0 | 0 | 0 |  | 0 | 0 | 0 | 0 | 0 | 0 | 0 | 0 | 0 | 0 | 0 | 0 | 0 | 0 | 0 | 0 | 0 | 0 | 0 | 0 | 0 | 0 | 0 | 0 | 0 | 0 | 0 | 0 | 0 | 0 | 0 | 0 | 0 | 0 | 0 | 0 |  | 1 | 1 | 1 | 1 | 1 | 1 | 1 | 1 | 1 | 0
PG&E NGBA | Grizzly | 230 | 0 | 0 | 0 | 0 | 0 | 0 | 0 | 0 | 0 | 0 | 0 | 0 | 0 | 0 | 0 | 0 | 0 | 0 | 0 | 0 |  | 0 | 0 | 0 | 0 | 0 | 0 | 0 | 0 | 0 | 0 | 0 | 0 | 0 | 0 | 0 | 0 | 0 | 0 | 0 | 0 | 0 | 0 | 0 | 0 | 0 | 0 | 0 | 0 | 0 | 0 | 0 | 0 | 0 | 0 | 0 | 0 |  | 0 | 0 | 0 | 0 | 0 | 0 | 0 | 0 | 0 | 0 | 0 | 0 | 0 | 0 | 0 | 0 | 0 | 0 | 0 | 0 | 0 | 0 | 0 | 0 | 0 | 0 | 0 | 0 | 0 | 0 | 0 | 0 | 0 | 0 | 0 | 0 |  | 0 | 0 | 0 | 0 | 0 | 0 | 0 | 0 | 0 | 0 | 0 | 0 | 0 | 0 | 0 | 0 | 0 | 0 | 0 | 0 | 0 | 0 | 0 | 0 | 0 | 0 | 0 | 0 | 0 | 0 | 0 | 0 | 0 | 0 | 0 | 0 |  | 0 | 0 | 0 | 0 | 0 | 0 | 0 | 0 | 0 | 0 | 0 | 0 | 0 | 0 | 0 | 0 | 0 | 0 | 0 | 0 | 0 | 0 | 0 | 0 | 0 | 0 | 0 | 0 | 0 | 0 | 0 | 0 | 0 | 0 | 0 | 0 |  | 1 | 1 | 1 | 1 | 1 | 1 | 1 | 1 | 1 | 0
PG&E FRESNO | Guernsey | 70 | 0 | 0 | 0 | 0 | 0 | 0 | 0 | 0 | 0 | 0 | 0 | 7.5 | 0 | 0 | 0 | 0 | 0 | 0 | 0 | 1 |  | 0 | 0 | 0 | 0 | 0 | 0 | 0 | 0 | 0 | 0 | 0 | 0 | 0 | 0 | 0 | 0 | 0 | 0 | 0 | 0 | 0 | 0 | 0 | 0 | 0 | 0 | 0 | 0 | 2 | 0 | 0 | 0 | 0 | 0 | 0 | 1 |  | 0 | 0 | 0 | 0 | 0 | 0 | 0 | 0 | 0 | 0 | 7.575 | 0 | 0 | 0 | 0 | 0 | 0 | 1 | 0 | 0 | 0 | 0 | 0 | 0 | 0 | 0 | 0 | 0 | 0 | 0 | 0 | 0 | 0 | 0 | 0 | 0 |  | 0 | 0 | 0 | 0 | 0 | 0 | 0 | 0 | 0 | 0 | 7.575 | 0 | 0 | 0 | 0 | 0 | 0 | 1 | 0 | 0 | 0 | 0 | 0 | 0 | 0 | 0 | 0 | 0 | 0 | 0 | 0 | 0 | 0 | 0 | 0 | 0 |  | 0 | 0 | 0 | 0 | 0 | 0 | 0 | 0 | 0 | 0 | 7.575 | 0 | 0 | 0 | 8.717 | 0 | 0 | 1 | 0 | 0 | 0 | 0 | 0 | 0 | 0 | 0 | 0 | 0 | 0 | 0 | 0 | 0 | 0 | 0 | 0 | 0 |  | 1 | 1 | 1 | 1 | 1 | 1 | 1 | 1 | 1 | 0
PG&E FRESNO | GWF Hanford | 115 | 0 | 0 | 0 | 0 | 0 | 0 | 0 | 0 | 0 | 0 | 0 | 0 | 0 | 0 | 0 | 0 | 0 | 0 | 0 | 0 |  | 0 | 0 | 0 | 0 | 0 | 0 | 0 | 0 | 0 | 0 | 0 | 0 | 0 | 0 | 11.7 | 0 | 0 | 1 | 0 | 0 | 0 | 0 | 0 | 0 | 0 | 0 | 0 | 0 | 0 | 0 | 0 | 0 | -2 | 0 | 0 | 1 |  | 0 | 0 | 0 | 0 | 0 | 0 | 0 | 0 | 0 | 0 | 0 | 0 | 0 | 0 | 11.7 | 0 | 0 | 1 | 0 | 0 | 0 | 0 | 0 | 0 | 0 | 0 | 0 | 0 | 0 | 0 | 0 | 0 | -2 | 0 | 0 | 1 |  | 0 | 0 | 0 | 0 | 0 | 0 | 0 | 0 | 0 | 0 | 0 | 0 | 0 | 0 | 11.7 | 0 | 0 | 1 | 0 | 0 | 0 | 0 | 0 | 0 | 0 | 0 | 0 | 0 | 0 | 0 | 0 | 0 | -2 | 0 | 0 | 1 |  | 0 | 0 | 0 | 0 | 0 | 0 | 0 | 0 | 0 | 0 | 0 | 0 | 0 | 0 | 11.7 | 0 | 0 | 1 | 0 | 0 | 0 | 0 | 0 | 0 | 0 | 0 | 0 | 0 | 0 | 0 | 0 | 0 | 0 | 0 | 0 | 0 |  | 1 | 1 | 1 | 1 | 1 | 1 | 1 | 4+ | 1 | 1
PG&E FRESNO | Haas | 230 | 0 | 0 | 0 | 0 | 0 | 0 | 0 | 0 | 0 | 0 | 0 | 0 | 0 | 0 | 0 | 0 | 0 | 0 | 0 | 0 |  | 0 | 0 | 0 | 0 | 0 | 0 | 0 | 0 | 0 | 0 | 0 | 0 | 0 | 0 | 0 | 0 | 0 | 0 | 0 | 0 | 0 | 0 | 0 | 0 | 0 | 0 | 0 | 0 | 0 | 0 | 0 | 0 | 0 | 0 | 0 | 0 |  | 0 | 0 | 0 | 0 | 0 | 0 | 0 | 0 | 0 | 0 | 0 | 0 | 0 | 0 | 0 | 0 | 0 | 0 | 0 | 0 | 0 | 0 | 0 | 0 | 0 | 0 | 0 | 0 | 0 | 0 | 0 | 0 | 0 | 0 | 0 | 0 |  | 0 | 0 | 0 | 0 | 0 | 0 | 0 | 0 | 0 | 0 | 0 | 0 | 0 | 0 | 0 | 0 | 0 | 0 | 0 | 0 | 0 | 0 | 0 | 0 | 0 | 0 | 0 | 0 | 0 | 0 | 0 | 0 | 0 | 0 | 0 | 0 |  | 0 | 0 | 0 | 0 | 0 | 0 | 0 | 0 | 0 | 0 | 0 | 0 | 0 | 0 | 0 | 0 | 0 | 0 | 0 | 0 | 0 | 0 | 0 | 0 | 0 | 0 | 0 | 0 | 0 | 0 | 0 | 0 | 0 | 0 | 0 | 0 |  | 1 | 1 | 1 | 1 | 1 | 1 | 1 | 1 | 1 | 0
PG&E FRESNO | Hammonds | 115 | 0 | 0 | 0 | 0 | 0 | 0 | 0 | 0 | 0 | 0 | 0 | 0 | 0 | 0 | 0 | 0 | 0 | 0 | 0 | 0 |  | 0 | 0 | 0 | 0 | 0 | 0 | 0 | 0 | 0 | 0 | 0 | 0 | 0 | 0 | 0 | 0 | 0 | 0 | 0 | 0 | 0 | 0 | 0 | 0 | 0 | 0 | 0 | 0 | 0 | 0 | 0 | 0 | 0 | 0 | 0 | 0 |  | 0 | 0 | 0 | 0 | 0 | 0 | 0 | 0 | 0 | 0 | 0 | 0 | 0 | 0 | 0 | 0 | 0 | 0 | 0 | 0 | 0 | 0 | 0 | 0 | 0 | 0 | 0 | 0 | 0 | 0 | 0 | 0 | 0 | 0 | 0 | 0 |  | 0 | 0 | 0 | 0 | 0 | 0 | 0 | 0 | 0 | 0 | 0 | 0 | 0 | 0 | 0 | 0 | 0 | 0 | 0 | 0 | 0 | 0 | 0 | 0 | 0 | 0 | 0 | 0 | 0 | 0 | 0 | 0 | 0 | 0 | 0 | 0 |  | 0 | 0 | 0 | 0 | 0 | 0 | 0 | 0 | 0 | 0 | 0 | 0 | 60 | 0 | 60 | 0 | 0 | 1 | 0 | 0 | 0 | 0 | 0 | 0 | 0 | 0 | 0 | 0 | 0 | 0 | -2 | 0 | 0 | 0 | 0 | 1 |  | 1 | 1 | 1 | 1 | 1 | 1 | 1+ | 1 | 1 | 1
SCE Metro | HarborGen | 230 | 0 | 0 | 0 | 0 | 0 | 0 | 0 | 0 | 0 | 0 | 0 | 0 | 0 | 0 | 0 | 0 | 0 | 0 | 0 | 0 |  | 0 | 0 | 0 | 0 | 0 | 0 | 0 | 0 | 0 | 0 | 0 | 0 | 0 | 0 | 0 | 0 | 0 | 0 | 0 | 0 | 0 | 0 | 0 | 0 | 0 | 0 | 0 | 0 | 0 | 0 | 0 | 0 | 0 | 0 | 0 | 0 |  | 0 | 0 | 0 | 0 | 0 | 0 | 0 | 0 | 0 | 0 | 0 | 0 | 0 | 0 | 0 | 0 | 0 | 0 | 0 | 0 | 0 | 0 | 0 | 0 | 0 | 0 | 0 | 0 | 0 | 0 | 0 | 0 | 0 | 0 | 0 | 0 |  | 0 | 0 | 0 | 0 | 0 | 0 | 0 | 0 | 0 | 0 | 0 | 0 | 0 | 0 | 0 | 0 | 0 | 0 | 0 | 0 | 0 | 0 | 0 | 0 | 0 | 0 | 0 | 0 | 0 | 0 | 0 | 0 | 0 | 0 | 0 | 0 |  | 0 | 0 | 0 | 0 | 0 | 0 | 0 | 0 | 0 | 0 | 0 | 0 | 0 | 0 | 0 | 0 | 0 | 0 | 0 | 0 | 0 | 0 | 0 | 0 | 0 | 0 | 0 | 0 | 0 | 0 | 0 | 0 | 0 | 0 | 0 | 0 |  | 1 | 1 | 1 | 1 | 1 | 1 | 1 | 1 | 1 | 0
PG&E NGBA | Harris | 60 | 0 | 0 | 0 | 0 | 0 | 0 | 0 | 0 | 0 | 0 | 0 | 0 | 0 | 0 | 0 | 0 | 0 | 0 | 0 | 0 |  | 0 | 0 | 0 | 0 | 0 | 0 | 0 | 0 | 0 | 0 | 0 | 0 | 0 | 0 | 0 | 0 | 0 | 0 | 0 | 0 | 0 | 0 | 0 | 0 | 0 | 0 | 0 | 0 | 0 | 0 | 0 | 0 | 0 | 0 | 0 | 0 |  | 0 | 0 | 0 | 0 | 0 | 0 | 0 | 0 | 0 | 0 | 0 | 0 | 0 | 0 | 0 | 0 | 0 | 0 | 0 | 0 | 0 | 0 | 0 | 0 | 0 | 0 | 0 | 0 | 0 | 0 | 0 | 0 | 0 | 0 | 0 | 0 |  | 0 | 0 | 0 | 0 | 0 | 0 | 0 | 0 | 0 | 0 | 0 | 0 | 0 | 0 | 0 | 0 | 0 | 0 | 0 | 0 | 0 | 0 | 0 | 0 | 0 | 0 | 0 | 0 | 0 | 0 | 0 | 0 | 0 | 0 | 0 | 0 |  | 0 | 0 | 0 | 0 | 0 | 0 | 0 | 0 | 0 | 0 | 0 | 0 | 0 | 0 | 0 | 0 | 0 | 0 | 0 | 0 | 0 | 0 | 0 | 0 | 0 | 0 | 0 | 0 | 0 | 0 | 0 | 0 | 0 | 0 | 0 | 0 |  | 1 | 1 | 1 | 1 | 1 | 1 | 1 | 1 | 1 | 0
EOP | Harry Allen | 500 | 100 | 0 | 0 | 0 | 0 | 1060 | 0 | 1060 | 0 | 0 | 0 | 0 | 0 | 0 | 0 | 0 | 0 | 0 | 0 | 1 |  | 0 | 0 | 0 | 0 | 0 | 0 | 0 | 0 | 0 | 0 | 0 | 0 | 0 | 0 | 0 | 0 | 0 | 0 | 2 | 2 | 0 | 0 | 0 | 0 | 2 | 2 | 0 | 0 | 0 | 0 | 0 | 0 | 0 | 0 | 0 | 1 |  | 0 | 0 | 0 | 0 | 0 | 0 | 0 | 0 | 0 | 0 | 0 | 0 | 0 | 0 | 0 | 0 | 0 | 0 | 2 | 2 | 0 | 0 | 0 | 0 | 2 | 2 | 0 | 0 | 0 | 0 | 0 | 0 | 0 | 0 | 0 | 1 |  | 0 | 0 | 0 | 0 | 0 | 0 | 0 | 0 | 0 | 0 | 0 | 0 | 0 | 0 | 0 | 0 | 0 | 0 | 2 | 2 | 0 | 0 | 0 | 0 | 2 | 2 | 0 | 0 | 0 | 0 | 0 | 0 | 0 | 0 | 0 | 1 |  | 0 | 0 | 0 | 0 | 0 | 0 | 0 | 4967.5 | 0 | 0 | 0 | 0 | 350 | 0 | 350 | 0 | 0 | 1 | 2 | 2 | 0 | 0 | 0 | 0 | 2 | -2 | 0 | 0 | 0 | 0 | -2 | 0 | -1 | 0 | 0 | 1 |  | 5- | 1 | 1 | 3- | 1 | 1 | 1+ | 1 | 1 | 1
PG&E NGBA | Hartley | 60 | 0 | 0 | 0 | 0 | 0 | 0 | 0 | 0 | 0 | 0 | 0 | 0 | 0 | 0 | 0 | 0 | 0 | 0 | 0 | 0 |  | 0 | 0 | 0 | 0 | 0 | 0 | 0 | 0 | 0 | 0 | 0 | 0 | 0 | 0 | 0 | 0 | 0 | 0 | 0 | 0 | 0 | 0 | 0 | 0 | 0 | 0 | 0 | 0 | 0 | 0 | 0 | 0 | 0 | 0 | 0 | 0 |  | 0 | 0 | 0 | 0 | 0 | 0 | 0 | 0 | 0 | 0 | 0 | 0 | 0 | 0 | 0 | 0 | 0 | 0 | 0 | 0 | 0 | 0 | 0 | 0 | 0 | 0 | 0 | 0 | 0 | 0 | 0 | 0 | 0 | 0 | 0 | 0 |  | 0 | 0 | 0 | 0 | 0 | 0 | 0 | 0 | 0 | 0 | 0 | 0 | 0 | 0 | 0 | 0 | 0 | 0 | 0 | 0 | 0 | 0 | 0 | 0 | 0 | 0 | 0 | 0 | 0 | 0 | 0 | 0 | 0 | 0 | 0 | 0 |  | 0 | 0 | 0 | 0 | 0 | 0 | 0 | 0 | 0 | 0 | 12 | 0 | 0 | 0 | 11.821 | 0 | 0 | 1 | 0 | 0 | 0 | 0 | 0 | 0 | 0 | 0 | 0 | 0 | -2 | 0 | 0 | 0 | 0 | 0 | 0 | 1 |  | 1 | 1 | 1 | 1 | 1 | 1+ | 1 | 1 | 1 | 1
SCE NOL | Harvard | 115 | 0 | 0 | 0 | 0 | 0 | 0 | 0 | 0 | 0 | 0 | 0 | 0 | 0 | 0 | 0 | 0 | 0 | 0 | 0 | 0 |  | 0 | 0 | 0 | 0 | 0 | 0 | 0 | 0 | 0 | 0 | 0 | 0 | 0 | 0 | 0 | 0 | 0 | 0 | 0 | 0 | 0 | 0 | 0 | 0 | 0 | 0 | 0 | 0 | 0 | 0 | 0 | 0 | 0 | 0 | 0 | 0 |  | 0 | 0 | 0 | 0 | 0 | 0 | 0 | 0 | 0 | 0 | 0 | 0 | 0 | 0 | 0 | 0 | 0 | 0 | 0 | 0 | 0 | 0 | 0 | 0 | 0 | 0 | 0 | 0 | 0 | 0 | 0 | 0 | 0 | 0 | 0 | 0 |  | 0 | 0 | 0 | 0 | 0 | 0 | 0 | 0 | 0 | 0 | 0 | 0 | 0 | 0 | 0 | 0 | 0 | 0 | 0 | 0 | 0 | 0 | 0 | 0 | 0 | 0 | 0 | 0 | 0 | 0 | 0 | 0 | 0 | 0 | 0 | 0 |  | 0 | 0 | 0 | 0 | 0 | 0 | 0 | 0 | 0 | 0 | 0 | 0 | 0 | 0 | 0 | 0 | 0 | 0 | 0 | 0 | 0 | 0 | 0 | 0 | 0 | 0 | 0 | 0 | 0 | 0 | 0 | 0 | 0 | 0 | 0 | 0 |  | 1 | 1 | 1 | 1 | 1 | 1 | 1 | 1 | 1 | 0
SDGE | Hassayampa | 500 | 0 | 0 | 0 | 0 | 0 | 0 | 0 | 0 | 0 | 0 | 0 | 0 | 119.5 | 0 | 119.5 | 0 | 0 | 0 | 0 | 1 |  | 0 | 0 | 0 | 0 | 0 | 0 | 0 | 0 | 0 | 0 | 0 | 0 | 276.9 | 0 | 90.9 | 0 | 0 | 1 | 0 | 0 | 0 | 0 | 0 | 0 | 0 | 0 | 0 | 0 | 0 | 2 | -2 | 0 | -2 | 0 | 0 | 1 |  | 0 | 0 | 0 | 0 | 0 | 0 | 0 | 0 | 0 | 0 | 0 | 247.5 | 247.5 | 10 | 10 | 0 | 0 | 1 | 0 | 0 | 0 | 0 | 0 | 0 | 0 | 0 | 0 | 0 | 0 | -2 | -2 | -2 | -2 | 0 | 0 | 1 |  | 0 | 0 | 0 | 0 | 0 | 0 | 0 | 0 | 0 | 0 | 0 | 247.5 | 524.4 | 10 | 100.9 | 0 | 0 | 1 | 0 | 0 | 0 | 0 | 0 | 0 | 0 | 0 | 0 | 0 | 0 | -2 | -2 | -2 | -2 | 0 | 0 | 1 |  | 0 | 0 | 0 | 0 | 0 | 0 | 0 | 0 | 0 | 0 | 0 | 247.5 | 1824.4 | 10 | 1400.9 | 0 | 0 | 1 | 0 | 0 | 0 | 0 | 0 | 0 | 0 | 0 | 0 | 0 | 0 | -2 | -2 | -2 | -2 | 0 | 0 | 1 |  | 1 | 1 | 1 | 1 | 1 | 1 | 4+ | 4+ | 1 | 1
PG&E FRESNO | Helm | 230 | 0 | 0 | 0 | 0 | 0 | 0 | 0 | 0 | 0 | 0 | 0 | 0 | 0 | 0 | 0 | 0 | 0 | 0 | 0 | 0 |  | 0 | 0 | 0 | 0 | 0 | 0 | 0 | 0 | 0 | 0 | 0 | 0 | 0 | 0 | 0 | 0 | 0 | 0 | 0 | 0 | 0 | 0 | 0 | 0 | 0 | 0 | 0 | 0 | 0 | 0 | 0 | 0 | 0 | 0 | 0 | 0 |  | 0 | 0 | 0 | 0 | 0 | 0 | 0 | 0 | 0 | 0 | 0 | 0 | 0 | 0 | 0 | 0 | 0 | 0 | 0 | 0 | 0 | 0 | 0 | 0 | 0 | 0 | 0 | 0 | 0 | 0 | 0 | 0 | 0 | 0 | 0 | 0 |  | 0 | 0 | 0 | 0 | 0 | 0 | 0 | 0 | 0 | 0 | 0 | 0 | 0 | 0 | 0 | 0 | 0 | 0 | 0 | 0 | 0 | 0 | 0 | 0 | 0 | 0 | 0 | 0 | 0 | 0 | 0 | 0 | 0 | 0 | 0 | 0 |  | 0 | 0 | 0 | 0 | 0 | 0 | 0 | 0 | 0 | 0 | 0 | 0 | 300 | 0 | 500 | 0 | 0 | 1 | 0 | 0 | 0 | 0 | 0 | 0 | 0 | 0 | 0 | 0 | 0 | 0 | -2 | 0 | -1 | 0 | 0 | 1 |  | 1 | 1 | 1 | 1 | 1 | 1 | 1+ | 1 | 1 | 1
PG&E FRESNO | Helm | 70 | 0 | 0 | 0 | 0 | 0 | 0 | 0 | 0 | 0 | 0 | 0 | 0 | 0 | 0 | 0 | 0 | 0 | 0 | 0 | 0 |  | 0 | 0 | 0 | 0 | 0 | 0 | 0 | 0 | 0 | 0 | 0 | 0 | 0 | 18.5 | 18.5 | 0 | 0 | 1 | 0 | 0 | 0 | 0 | 0 | 0 | 0 | 0 | 0 | 0 | 0 | 0 | 0 | -2 | -2 | 0 | 0 | 1 |  | 0 | 0 | 0 | 0 | 0 | 0 | 0 | 0 | 0 | 0 | 3.5 | 0 | 0 | 18.5 | 18.5 | 0 | 0 | 1 | 0 | 0 | 0 | 0 | 0 | 0 | 0 | 0 | 0 | 0 | -2 | 0 | 0 | -2 | -2 | 0 | 0 | 1 |  | 0 | 0 | 0 | 0 | 0 | 0 | 0 | 0 | 0 | 0 | 3.5 | 0 | 25.54 | 43.5 | 44.04 | 0 | 0 | 1 | 0 | 0 | 0 | 0 | 0 | 0 | 0 | 0 | 0 | 0 | -2 | 0 | -2 | -2 | -2 | 0 | 0 | 1 |  | 0 | 0 | 0 | 0 | 0 | 0 | 0 | 0 | 0 | 0 | 3.5 | 0 | 55.54 | 43.5 | 74.04 | 0 | 0 | 1 | 0 | 0 | 0 | 0 | 0 | 0 | 0 | 0 | 0 | 0 | -2 | 0 | -2 | -2 | -2 | 0 | 0 | 1 |  | 1 | 1 | 1 | 1 | 1 | 4+ | 2+ | 4+ | 1 | 1
PG&E FRESNO | Henrietta | 115 | 0 | 0 | 0 | 0 | 0 | 0 | 0 | 0 | 0 | 0 | 0 | 0 | 0 | 0 | 0 | 0 | 0 | 0 | 0 | 0 |  | 0 | 0 | 0 | 0 | 0 | 0 | 0 | 0 | 0 | 0 | 0 | 0 | 0 | 0 | 0 | 0 | 0 | 0 | 0 | 0 | 0 | 0 | 0 | 0 | 0 | 0 | 0 | 0 | 0 | 0 | 0 | 0 | 0 | 0 | 0 | 0 |  | 0 | 0 | 0 | 0 | 0 | 0 | 0 | 0 | 0 | 0 | 0 | 0 | 0 | 0 | 0 | 0 | 0 | 0 | 0 | 0 | 0 | 0 | 0 | 0 | 0 | 0 | 0 | 0 | 0 | 0 | 0 | 0 | 0 | 0 | 0 | 0 |  | 0 | 0 | 0 | 0 | 0 | 0 | 0 | 0 | 0 | 0 | 0 | 0 | 0 | 0 | 0 | 0 | 0 | 0 | 0 | 0 | 0 | 0 | 0 | 0 | 0 | 0 | 0 | 0 | 0 | 0 | 0 | 0 | 0 | 0 | 0 | 0 |  | 0 | 0 | 0 | 0 | 0 | 0 | 0 | 0 | 0 | 0 | 0 | 0 | 0 | 0 | 0 | 0 | 0 | 0 | 0 | 0 | 0 | 0 | 0 | 0 | 0 | 0 | 0 | 0 | 0 | 0 | 0 | 0 | 0 | 0 | 0 | 0 |  | 1 | 1 | 1 | 1 | 1 | 1 | 1 | 1 | 1 | 0
PG&E FRESNO | Henrietta | 230 | 0 | 0 | 0 | 0 | 0 | 0 | 0 | 0 | 0 | 0 | 0 | 0 | 0 | 0 | 0 | 0 | 0 | 0 | 0 | 0 |  | 0 | 0 | 0 | 0 | 0 | 0 | 0 | 0 | 0 | 0 | 0 | 0 | 0 | 0 | 0 | 0 | 0 | 0 | 0 | 0 | 0 | 0 | 0 | 0 | 0 | 0 | 0 | 0 | 0 | 0 | 0 | 0 | 0 | 0 | 0 | 0 |  | 0 | 0 | 0 | 0 | 0 | 0 | 0 | 0 | 0 | 0 | 0 | 0 | 0 | 0 | 0 | 0 | 0 | 0 | 0 | 0 | 0 | 0 | 0 | 0 | 0 | 0 | 0 | 0 | 0 | 0 | 0 | 0 | 0 | 0 | 0 | 0 |  | 0 | 0 | 0 | 0 | 0 | 0 | 0 | 0 | 0 | 0 | 0 | 0 | 0 | 0 | 0 | 0 | 0 | 0 | 0 | 0 | 0 | 0 | 0 | 0 | 0 | 0 | 0 | 0 | 0 | 0 | 0 | 0 | 0 | 0 | 0 | 0 |  | 0 | 0 | 0 | 0 | 0 | 0 | 0 | 0 | 0 | 0 | 0 | 0 | 300 | 0 | 300 | 0 | 0 | 1 | 0 | 0 | 0 | 0 | 0 | 0 | 0 | 0 | 0 | 0 | 0 | 0 | -2 | 0 | -1 | 0 | 0 | 1 |  | 1 | 1 | 1 | 1 | 1 | 1 | 1+ | 1 | 1 | 1
PG&E FRESNO | Henrietta | 70 | 0 | 0 | 0 | 0 | 0 | 0 | 0 | 0 | 0 | 0 | 0 | 0 | 0 | 0 | 0 | 0 | 0 | 0 | 0 | 0 |  | 0 | 0 | 0 | 0 | 0 | 0 | 0 | 0 | 0 | 0 | 0 | 0 | 0 | 0 | 20 | 0 | 0 | 1 | 0 | 0 | 0 | 0 | 0 | 0 | 0 | 0 | 0 | 0 | 0 | 0 | 0 | 0 | -2 | 0 | 0 | 1 |  | 0 | 0 | 0 | 0 | 0 | 0 | 0 | 0 | 0 | 0 | 0 | 0 | 0 | 0 | 20 | 0 | 0 | 1 | 0 | 0 | 0 | 0 | 0 | 0 | 0 | 0 | 0 | 0 | 0 | 0 | 0 | 0 | -2 | 0 | 0 | 1 |  | 0 | 0 | 0 | 0 | 0 | 0 | 0 | 0 | 0 | 0 | 0 | 0 | 0 | 0 | 20 | 0 | 0 | 1 | 0 | 0 | 0 | 0 | 0 | 0 | 0 | 0 | 0 | 0 | 0 | 0 | 0 | 0 | -2 | 0 | 0 | 1 |  | 0 | 0 | 0 | 0 | 0 | 0 | 0 | 0 | 0 | 0 | 0 | 0 | 0 | 0 | 120 | 0 | 0 | 1 | 0 | 0 | 0 | 0 | 0 | 0 | 0 | 0 | 0 | 0 | 0 | 0 | 0 | 0 | -1 | 0 | 0 | 1 |  | 1 | 1 | 1 | 1 | 1 | 1 | 1 | 4+ | 1 | 1
PG&E FRESNO | Herndon | 115 | 0 | 0 | 0 | 0 | 0 | 0 | 0 | 0 | 0 | 0 | 0 | 0 | 0 | 0 | 0 | 0 | 0 | 0 | 0 | 0 |  | 0 | 0 | 0 | 0 | 0 | 0 | 0 | 0 | 0 | 0 | 0 | 0 | 0 | 0 | 0 | 0 | 0 | 0 | 0 | 0 | 0 | 0 | 0 | 0 | 0 | 0 | 0 | 0 | 0 | 0 | 0 | 0 | 0 | 0 | 0 | 0 |  | 0 | 0 | 0 | 0 | 0 | 0 | 0 | 0 | 0 | 0 | 0 | 0 | 0 | 0 | 0 | 0 | 0 | 0 | 0 | 0 | 0 | 0 | 0 | 0 | 0 | 0 | 0 | 0 | 0 | 0 | 0 | 0 | 0 | 0 | 0 | 0 |  | 0 | 0 | 0 | 0 | 0 | 0 | 0 | 0 | 0 | 0 | 0 | 0 | 0 | 0 | 0 | 0 | 0 | 0 | 0 | 0 | 0 | 0 | 0 | 0 | 0 | 0 | 0 | 0 | 0 | 0 | 0 | 0 | 0 | 0 | 0 | 0 |  | 0 | 0 | 0 | 0 | 0 | 0 | 0 | 0 | 0 | 0 | 0 | 0 | 0 | 0 | 0 | 0 | 0 | 0 | 0 | 0 | 0 | 0 | 0 | 0 | 0 | 0 | 0 | 0 | 0 | 0 | 0 | 0 | 0 | 0 | 0 | 0 |  | 1 | 1 | 1 | 1 | 1 | 1 | 1 | 1 | 1 | 0
PG&E FRESNO | Herndon | 230 | 0 | 0 | 0 | 0 | 0 | 0 | 0 | 0 | 0 | 0 | 0 | 0 | 0 | 0 | 0 | 0 | 0 | 0 | 0 | 0 |  | 0 | 0 | 0 | 0 | 0 | 0 | 0 | 0 | 0 | 0 | 0 | 0 | 0 | 0 | 0 | 0 | 0 | 0 | 0 | 0 | 0 | 0 | 0 | 0 | 0 | 0 | 0 | 0 | 0 | 0 | 0 | 0 | 0 | 0 | 0 | 0 |  | 0 | 0 | 0 | 0 | 0 | 0 | 0 | 0 | 0 | 0 | 0 | 0 | 0 | 0 | 0 | 0 | 0 | 0 | 0 | 0 | 0 | 0 | 0 | 0 | 0 | 0 | 0 | 0 | 0 | 0 | 0 | 0 | 0 | 0 | 0 | 0 |  | 0 | 0 | 0 | 0 | 0 | 0 | 0 | 0 | 0 | 0 | 0 | 0 | 0 | 0 | 0 | 0 | 0 | 0 | 0 | 0 | 0 | 0 | 0 | 0 | 0 | 0 | 0 | 0 | 0 | 0 | 0 | 0 | 0 | 0 | 0 | 0 |  | 0 | 0 | 0 | 0 | 0 | 0 | 0 | 0 | 0 | 0 | 0 | 0 | 0 | 0 | 0 | 0 | 0 | 0 | 0 | 0 | 0 | 0 | 0 | 0 | 0 | 0 | 0 | 0 | 0 | 0 | 0 | 0 | 0 | 0 | 0 | 0 |  | 1 | 1 | 1 | 1 | 1 | 1 | 1 | 1 | 1 | 0
PG&E GBA | Hicks | 230 | 0 | 0 | 0 | 0 | 0 | 0 | 0 | 0 | 0 | 0 | 0 | 0 | 0 | 0 | 0 | 0 | 0 | 0 | 0 | 0 |  | 0 | 0 | 0 | 0 | 0 | 0 | 0 | 0 | 0 | 0 | 0 | 0 | 0 | 0 | 0 | 0 | 0 | 0 | 0 | 0 | 0 | 0 | 0 | 0 | 0 | 0 | 0 | 0 | 0 | 0 | 0 | 0 | 0 | 0 | 0 | 0 |  | 0 | 0 | 0 | 0 | 0 | 0 | 0 | 0 | 0 | 0 | 0 | 0 | 0 | 0 | 0 | 0 | 0 | 0 | 0 | 0 | 0 | 0 | 0 | 0 | 0 | 0 | 0 | 0 | 0 | 0 | 0 | 0 | 0 | 0 | 0 | 0 |  | 0 | 0 | 0 | 0 | 0 | 0 | 0 | 0 | 0 | 0 | 0 | 0 | 0 | 0 | 0 | 0 | 0 | 0 | 0 | 0 | 0 | 0 | 0 | 0 | 0 | 0 | 0 | 0 | 0 | 0 | 0 | 0 | 0 | 0 | 0 | 0 |  | 0 | 0 | 0 | 0 | 0 | 0 | 0 | 0 | 0 | 0 | 0 | 0 | 0 | 0 | 0 | 0 | 0 | 0 | 0 | 0 | 0 | 0 | 0 | 0 | 0 | 0 | 0 | 0 | 0 | 0 | 0 | 0 | 0 | 0 | 0 | 0 |  | 1 | 1 | 1 | 1 | 1 | 1 | 1 | 1 | 1 | 0
PG&E NGBA | Higgins | 115 | 0 | 0 | 0 | 0 | 0 | 0 | 0 | 0 | 0 | 0 | 0 | 0 | 0 | 0 | 0 | 0 | 0 | 0 | 0 | 0 |  | 0 | 0 | 0 | 0 | 0 | 0 | 0 | 0 | 0 | 0 | 0 | 0 | 0 | 0 | 0 | 0 | 0 | 0 | 0 | 0 | 0 | 0 | 0 | 0 | 0 | 0 | 0 | 0 | 0 | 0 | 0 | 0 | 0 | 0 | 0 | 0 |  | 0 | 0 | 0 | 0 | 0 | 0 | 0 | 0 | 0 | 0 | 0 | 0 | 0 | 0 | 0.14 | 0 | 0 | 1 | 0 | 0 | 0 | 0 | 0 | 0 | 0 | 0 | 0 | 0 | 0 | 0 | 0 | 0 | 0 | 0 | 0 | 0 |  | 0 | 0 | 0 | 0 | 0 | 0 | 0 | 0 | 0 | 0 | 0 | 0 | 0 | 0 | 0.14 | 0 | 0 | 1 | 0 | 0 | 0 | 0 | 0 | 0 | 0 | 0 | 0 | 0 | 0 | 0 | 0 | 0 | 0 | 0 | 0 | 0 |  | 0 | 0 | 0 | 0 | 0 | 0 | 0 | 0 | 0 | 0 | 0 | 0 | 20 | 0 | 0.14 | 0 | 0 | 1 | 0 | 0 | 0 | 0 | 0 | 0 | 0 | 0 | 0 | 0 | 0 | 0 | -2 | 0 | 0 | 0 | 0 | 1 |  | 1 | 1 | 1 | 1 | 1 | 1 | 1+ | 1 | 1 | 1
PG&E NGBA | Hilltop | 345 | 100 | 0 | 0 | 0 | 0 | 0 | 0 | 0 | 0 | 0 | 0 | 0 | 0 | 0 | 0 | 0 | 0 | 0 | 0 | 1 |  | 0 | 0 | 0 | 0 | 0 | 0 | 0 | 0 | 0 | 0 | 0 | 0 | 0 | 0 | 0 | 0 | 0 | 0 | 2 | 2 | 0 | 0 | 0 | 0 | 0 | 0 | 0 | 0 | 0 | 0 | 0 | 0 | 0 | 0 | 0 | 1 |  | 0 | 0 | 0 | 0 | 0 | 0 | 0 | 0 | 0 | 0 | 0 | 0 | 0 | 0 | 0 | 0 | 0 | 0 | 2 | 2 | 0 | 0 | 0 | 0 | 0 | 0 | 0 | 0 | 0 | 0 | 0 | 0 | 0 | 0 | 0 | 1 |  | 0 | 0 | 0 | 0 | 0 | 0 | 0 | 0 | 0 | 0 | 0 | 0 | 0 | 0 | 0 | 0 | 0 | 0 | 2 | 2 | 0 | 0 | 0 | 0 | 0 | 0 | 0 | 0 | 0 | 0 | 0 | 0 | 0 | 0 | 0 | 1 |  | 0 | 0 | 0 | 0 | 0 | 0 | 0 | 0 | 0 | 0 | 0 | 0 | 0 | 0 | 0 | 0 | 0 | 0 | 2 | 2 | 0 | 0 | 0 | 0 | 0 | 0 | 0 | 0 | 0 | 0 | 0 | 0 | 0 | 0 | 0 | 1 |  | 5- | 1 | 1 | 1 | 1 | 1 | 1 | 1 | 1 | 1
SCE Metro | Hinson | 230 | 0 | 0 | 0 | 0 | 0 | 0 | 0 | 0 | 0 | 0 | 0 | 0 | 0 | 0 | 0 | 0 | 0 | 0 | 0 | 0 |  | 0 | 0 | 0 | 0 | 0 | 0 | 0 | 0 | 0 | 0 | 0 | 0 | 0 | 0 | 0 | 0 | 0 | 0 | 0 | 0 | 0 | 0 | 0 | 0 | 0 | 0 | 0 | 0 | 0 | 0 | 0 | 0 | 0 | 0 | 0 | 0 |  | 0 | 0 | 0 | 0 | 0 | 0 | 0 | 0 | 0 | 0 | 0 | 0 | 0 | 0 | 0 | 0 | 0 | 0 | 0 | 0 | 0 | 0 | 0 | 0 | 0 | 0 | 0 | 0 | 0 | 0 | 0 | 0 | 0 | 0 | 0 | 0 |  | 0 | 0 | 0 | 0 | 0 | 0 | 0 | 0 | 0 | 0 | 0 | 0 | 0 | 0 | 605.6634 | 0 | 0 | 1 | 0 | 0 | 0 | 0 | 0 | 0 | 0 | 0 | 0 | 0 | 0 | 0 | 0 | 0 | -2 | 0 | 0 | 1 |  | 0 | 0 | 0 | 0 | 0 | 0 | 0 | 0 | 0 | 0 | 0 | 0 | 0 | 0 | 805.6634 | 0 | 0 | 1 | 0 | 0 | 0 | 0 | 0 | 0 | 0 | 0 | 0 | 0 | 0 | 0 | 0 | 0 | -2 | 0 | 0 | 1 |  | 1 | 1 | 1 | 1 | 1 | 1 | 1 | 2+ | 1 | 1
PG&E GBA | Hollister | 115 | 0 | 0 | 0 | 0 | 0 | 0 | 0 | 0 | 0 | 0 | 0 | 0 | 0 | 0 | 0 | 0 | 10 | 10 | 0 | 1 |  | 0 | 0 | 0 | 0 | 0 | 0 | 0 | 0 | 0 | 0 | 0 | 0 | 0 | 0 | 0 | 0 | 0 | 0 | 0 | 0 | 0 | 0 | 0 | 0 | 0 | 0 | 0 | 0 | 0 | 0 | 0 | 2 | 2 | 0 | 0 | 1 |  | 0 | 0 | 0 | 0 | 0 | 0 | 0 | 0 | 0 | 0 | 0 | 0 | 0 | 0 | 13.0625 | 0 | 0 | 1 | 0 | 0 | 0 | 0 | 0 | 0 | 0 | 0 | 0 | 0 | 0 | 0 | 0 | 2 | -1 | 0 | 0 | 1 |  | 0 | 0 | 0 | 0 | 0 | 0 | 0 | 0 | 0 | 0 | 0 | 0 | 112.491 | 110 | 125.4485 | 0 | 0 | 1 | 0 | 0 | 0 | 0 | 0 | 0 | 0 | 0 | 0 | 0 | 0 | 0 | -2 | -2 | -2 | 0 | 0 | 1 |  | 0 | 0 | 0 | 0 | 0 | 0 | 0 | 0 | 0 | 0 | 5.595 | 0 | 312.491 | 110 | 325.4485 | 0 | 0 | 1 | 0 | 0 | 0 | 0 | 0 | 0 | 0 | 0 | 0 | 0 | -2 | 0 | -2 | -2 | -2 | 0 | 0 | 1 |  | 1 | 1 | 1 | 1 | 1 | 1+ | 2+ | 4+ | 1 | 1
PG&E NGBA | Homestake | 115 | 0 | 0 | 0 | 0 | 0 | 0 | 0 | 0 | 0 | 0 | 0 | 0 | 0 | 0 | 0 | 0 | 0 | 0 | 0 | 0 |  | 0 | 0 | 0 | 0 | 0 | 0 | 0 | 0 | 0 | 0 | 0 | 0 | 0 | 0 | 0 | 0 | 0 | 0 | 0 | 0 | 0 | 0 | 0 | 0 | 0 | 0 | 0 | 0 | 0 | 0 | 0 | 0 | 0 | 0 | 0 | 0 |  | 0 | 0 | 0 | 0 | 0 | 0 | 0 | 0 | 0 | 0 | 0 | 0 | 0 | 0 | 0 | 0 | 0 | 0 | 0 | 0 | 0 | 0 | 0 | 0 | 0 | 0 | 0 | 0 | 0 | 0 | 0 | 0 | 0 | 0 | 0 | 0 |  | 0 | 0 | 0 | 0 | 0 | 0 | 0 | 0 | 0 | 0 | 0 | 0 | 0 | 0 | 0 | 0 | 0 | 0 | 0 | 0 | 0 | 0 | 0 | 0 | 0 | 0 | 0 | 0 | 0 | 0 | 0 | 0 | 0 | 0 | 0 | 0 |  | 0 | 0 | 0 | 0 | 0 | 0 | 0 | 0 | 0 | 0 | 0 | 0 | 0 | 0 | 0 | 0 | 0 | 0 | 0 | 0 | 0 | 0 | 0 | 0 | 0 | 0 | 0 | 0 | 0 | 0 | 0 | 0 | 0 | 0 | 0 | 0 |  | 1 | 1 | 1 | 1 | 1 | 1 | 1 | 1 | 1 | 0
PG&E NGBA | Honcut | 115 | 0 | 0 | 0 | 0 | 0 | 0 | 0 | 0 | 0 | 0 | 0 | 0 | 0 | 0 | 0 | 0 | 0 | 0 | 0 | 0 |  | 0 | 0 | 0 | 0 | 0 | 0 | 0 | 0 | 0 | 0 | 0 | 0 | 0 | 0 | 0 | 0 | 0 | 0 | 0 | 0 | 0 | 0 | 0 | 0 | 0 | 0 | 0 | 0 | 0 | 0 | 0 | 0 | 0 | 0 | 0 | 0 |  | 0 | 0 | 0 | 0 | 0 | 0 | 0 | 0 | 0 | 0 | 0 | 0 | 0 | 0 | 0 | 0 | 0 | 0 | 0 | 0 | 0 | 0 | 0 | 0 | 0 | 0 | 0 | 0 | 0 | 0 | 0 | 0 | 0 | 0 | 0 | 0 |  | 0 | 0 | 0 | 0 | 0 | 0 | 0 | 0 | 0 | 0 | 0 | 0 | 0 | 0 | 0 | 0 | 0 | 0 | 0 | 0 | 0 | 0 | 0 | 0 | 0 | 0 | 0 | 0 | 0 | 0 | 0 | 0 | 0 | 0 | 0 | 0 |  | 0 | 0 | 0 | 0 | 0 | 0 | 0 | 0 | 0 | 0 | 0 | 0 | 0 | 0 | 0 | 0 | 0 | 0 | 0 | 0 | 0 | 0 | 0 | 0 | 0 | 0 | 0 | 0 | 0 | 0 | 0 | 0 | 0 | 0 | 0 | 0 |  | 1 | 1 | 1 | 1 | 1 | 1 | 1 | 1 | 1 | 0
SDGE | Hoodoo Wash | 500 | 0 | 0 | 0 | 0 | 0 | 0 | 0 | 0 | 0 | 0 | 0 | 0 | 247.5 | 0 | 247.5 | 0 | 0 | 0 | 0 | 1 |  | 0 | 0 | 0 | 0 | 0 | 0 | 0 | 0 | 0 | 0 | 0 | 0 | 750.54 | 0 | 562.63 | 0 | 0 | 1 | 0 | 0 | 0 | 0 | 0 | 0 | 0 | 0 | 0 | 0 | 0 | 2 | -2 | 0 | -2 | 0 | 0 | 1 |  | 0 | 0 | 0 | 0 | 0 | 0 | 0 | 0 | 0 | 0 | 0 | 237.5 | 508.5 | 0 | 450 | 0 | 0 | 1 | 0 | 0 | 0 | 0 | 0 | 0 | 0 | 0 | 0 | 0 | 0 | 0 | -2 | 0 | -2 | 0 | 0 | 1 |  | 0 | 0 | 0 | 0 | 0 | 0 | 0 | 0 | 0 | 0 | 0 | 237.5 | 988.04 | 0 | 562.63 | 0 | 0 | 1 | 0 | 0 | 0 | 0 | 0 | 0 | 0 | 0 | 0 | 0 | 0 | 0 | -2 | 0 | -2 | 0 | 0 | 1 |  | 0 | 0 | 0 | 0 | 0 | 0 | 0 | 0 | 0 | 0 | 0 | 237.5 | 5528.384 | 0 | 5603.444 | 0 | 0 | 1 | 0 | 0 | 0 | 0 | 0 | 0 | 0 | 0 | 0 | 0 | 0 | 0 | -2 | 0 | -2 | 0 | 0 | 1 |  | 1 | 1 | 1 | 1 | 1 | 1 | 4+ | 4+ | 1 | 1
PG&E NGBA | Hopland | 115 | 0 | 0 | 0 | 0 | 0 | 0 | 0 | 0 | 0 | 0 | 0 | 0 | 0 | 0 | 0 | 0 | 0 | 0 | 0 | 0 |  | 0 | 0 | 0 | 0 | 0 | 0 | 0 | 0 | 0 | 0 | 0 | 0 | 0 | 0 | 0 | 0 | 0 | 0 | 0 | 0 | 0 | 0 | 0 | 0 | 0 | 0 | 0 | 0 | 0 | 0 | 0 | 0 | 0 | 0 | 0 | 0 |  | 0 | 0 | 0 | 0 | 0 | 0 | 0 | 0 | 0 | 0 | 0 | 0 | 0 | 0 | 0 | 0 | 0 | 0 | 0 | 0 | 0 | 0 | 0 | 0 | 0 | 0 | 0 | 0 | 0 | 0 | 0 | 0 | 0 | 0 | 0 | 0 |  | 0 | 0 | 0 | 0 | 0 | 0 | 0 | 0 | 0 | 0 | 0 | 0 | 0 | 0 | 0 | 0 | 0 | 0 | 0 | 0 | 0 | 0 | 0 | 0 | 0 | 0 | 0 | 0 | 0 | 0 | 0 | 0 | 0 | 0 | 0 | 0 |  | 0 | 0 | 0 | 0 | 0 | 0 | 0 | 0 | 0 | 0 | 0 | 0 | 0 | 0 | 0 | 0 | 0 | 0 | 0 | 0 | 0 | 0 | 0 | 0 | 0 | 0 | 0 | 0 | 0 | 0 | 0 | 0 | 0 | 0 | 0 | 0 |  | 1 | 1 | 1 | 1 | 1 | 1 | 1 | 1 | 1 | 0
PG&E NGBA | Hopland | 60 | 0 | 0 | 0 | 0 | 0 | 0 | 0 | 0 | 0 | 0 | 0 | 0 | 0 | 0 | 0 | 0 | 0 | 0 | 0 | 0 |  | 0 | 0 | 0 | 0 | 0 | 0 | 0 | 0 | 0 | 0 | 0 | 0 | 0 | 0 | 0 | 0 | 0 | 0 | 0 | 0 | 0 | 0 | 0 | 0 | 0 | 0 | 0 | 0 | 0 | 0 | 0 | 0 | 0 | 0 | 0 | 0 |  | 0 | 0 | 0 | 0 | 0 | 0 | 0 | 0 | 0 | 0 | 0.72 | 0 | 0 | 0 | 0 | 0 | 0 | 1 | 0 | 0 | 0 | 0 | 0 | 0 | 0 | 0 | 0 | 0 | -2 | 0 | 0 | 0 | 0 | 0 | 0 | 1 |  | 0 | 0 | 0 | 0 | 0 | 0 | 0 | 0 | 0 | 0 | 0.72 | 0 | 0 | 0 | 0 | 0 | 0 | 1 | 0 | 0 | 0 | 0 | 0 | 0 | 0 | 0 | 0 | 0 | -2 | 0 | 0 | 0 | 0 | 0 | 0 | 1 |  | 0 | 0 | 0 | 0 | 0 | 0 | 0 | 0 | 0 | 0 | 0.72 | 0 | 0 | 0 | 12.665 | 0 | 0 | 1 | 0 | 0 | 0 | 0 | 0 | 0 | 0 | 0 | 0 | 0 | -2 | 0 | 0 | 0 | 0 | 0 | 0 | 1 |  | 1 | 1 | 1 | 1 | 1 | 4+ | 1 | 1 | 1 | 1
PG&E NGBA | Humboldt | 115 | 0 | 2.5 | 0 | 0 | 0 | 0 | 0 | 0 | 0 | 0 | 0 | 0 | 0 | 0 | 0 | 0 | 0 | 0 | 0 | 1 |  | 0 | 0 | 0 | 0 | 0 | 0 | 0 | 0 | 0 | 161.925 | 0 | 0 | 0 | 0 | 0 | 0 | 0 | 1 | 0 | 0 | 2 | 2 | 0 | 0 | 0 | 0 | 0 | -2 | 0 | 0 | 0 | 0 | 0 | 0 | 0 | 1 |  | 0 | 0 | 0 | 0 | 0 | 0 | 0 | 0 | 0 | 0 | 0 | 0 | 0 | 0 | 0 | 0 | 0 | 0 | 0 | 0 | 2 | 2 | 0 | 0 | 0 | 0 | 0 | 0 | 0 | 0 | 0 | 0 | 0 | 0 | 0 | 1 |  | 0 | 0 | 0 | 0 | 0 | 0 | 0 | 0 | 0 | 161.925 | 0 | 0 | 0 | 0 | 0 | 0 | 0 | 1 | 0 | 0 | 2 | 2 | 0 | 0 | 0 | 0 | 0 | -2 | 0 | 0 | 0 | 0 | 0 | 0 | 0 | 1 |  | 0 | 0 | 0 | 0 | 0 | 0 | 0 | 0 | 0 | 2461.925 | 0 | 0 | 0 | 0 | 0 | 0 | 0 | 1 | 0 | 0 | 2 | 2 | 0 | 0 | 0 | 0 | 0 | -2 | 0 | 0 | 0 | 0 | 0 | 0 | 0 | 1 |  | 1 | 5- | 1 | 1 | 2+ | 1 | 1 | 1 | 1 | 1
PG&E NGBA | Humboldt | 60 | 0 | 0 | 0 | 0 | 0 | 0 | 0 | 0 | 0 | 0 | 0 | 0 | 0 | 0 | 0 | 0 | 0 | 0 | 0 | 0 |  | 0 | 0 | 0 | 0 | 0 | 0 | 0 | 0 | 0 | 0 | 0 | 0 | 0 | 0 | 0 | 0 | 0 | 0 | 0 | 0 | 0 | 0 | 0 | 0 | 0 | 0 | 0 | 0 | 0 | 0 | 0 | 0 | 0 | 0 | 0 | 0 |  | 0 | 0 | 0 | 0 | 0 | 0 | 0 | 0 | 0 | 0 | 0 | 0 | 0 | 0 | 0 | 0 | 0 | 0 | 0 | 0 | 0 | 0 | 0 | 0 | 0 | 0 | 0 | 0 | 0 | 0 | 0 | 0 | 0 | 0 | 0 | 0 |  | 0 | 0 | 0 | 0 | 0 | 0 | 0 | 0 | 0 | 0 | 0 | 0 | 0 | 0 | 0 | 0 | 0 | 0 | 0 | 0 | 0 | 0 | 0 | 0 | 0 | 0 | 0 | 0 | 0 | 0 | 0 | 0 | 0 | 0 | 0 | 0 |  | 0 | 0 | 0 | 0 | 0 | 0 | 0 | 0 | 0 | 0 | 0 | 0 | 0 | 0 | 0 | 0 | 0 | 0 | 0 | 0 | 0 | 0 | 0 | 0 | 0 | 0 | 0 | 0 | 0 | 0 | 0 | 0 | 0 | 0 | 0 | 0 |  | 1 | 1 | 1 | 1 | 1 | 1 | 1 | 1 | 1 | 0
PG&E NGBA | Humboldt | 500 | 0 | 0 | 0 | 0 | 0 | 0 | 0 | 0 | 2680 | 0 | 2680 | 0 | 0 | 0 | 0 | 0 | 0 | 0 | 0 | 1 |  | 0 | 0 | 0 | 0 | 0 | 0 | 0 | 0 | 0 | 0 | 0 | 0 | 0 | 0 | 0 | 0 | 0 | 0 | 0 | 0 | 0 | 0 | 0 | 0 | 0 | 0 | 2 | 2 | 0 | 0 | 0 | 0 | 0 | 0 | 0 | 1 |  | 0 | 0 | 0 | 0 | 0 | 0 | 0 | 0 | 0 | 0 | 0 | 0 | 0 | 0 | 0 | 0 | 0 | 0 | 0 | 0 | 0 | 0 | 0 | 0 | 0 | 0 | 2 | 2 | 0 | 0 | 0 | 0 | 0 | 0 | 0 | 1 |  | 0 | 0 | 0 | 0 | 0 | 0 | 0 | 0 | 0 | 0 | 0 | 0 | 0 | 0 | 0 | 0 | 0 | 0 | 0 | 0 | 0 | 0 | 0 | 0 | 0 | 0 | 2 | 2 | 0 | 0 | 0 | 0 | 0 | 0 | 0 | 1 |  | 0 | 0 | 0 | 0 | 0 | 0 | 0 | 0 | 0 | 0 | 0 | 0 | 0 | 0 | 0 | 0 | 0 | 0 | 0 | 0 | 0 | 0 | 0 | 0 | 0 | 0 | 2 | 2 | 0 | 0 | 0 | 0 | 0 | 0 | 0 | 1 |  | 1 | 1 | 1 | 1 | 5- | 1 | 1 | 1 | 1 | 1
SCE Metro | Huntington Beach | 230 | 0 | 0 | 0 | 0 | 0 | 0 | 0 | 0 | 0 | 0 | 0 | 0 | 0 | 0 | 0 | 0 | 0 | 0 | 0 | 0 |  | 0 | 0 | 0 | 0 | 0 | 0 | 0 | 0 | 0 | 0 | 0 | 0 | 0 | 0 | 0 | 0 | 0 | 0 | 0 | 0 | 0 | 0 | 0 | 0 | 0 | 0 | 0 | 0 | 0 | 0 | 0 | 0 | 0 | 0 | 0 | 0 |  | 0 | 0 | 0 | 0 | 0 | 0 | 0 | 0 | 0 | 0 | 0 | 0 | 0 | 0 | 0 | 0 | 0 | 0 | 0 | 0 | 0 | 0 | 0 | 0 | 0 | 0 | 0 | 0 | 0 | 0 | 0 | 0 | 0 | 0 | 0 | 0 |  | 0 | 0 | 0 | 0 | 0 | 0 | 0 | 0 | 0 | 0 | 0 | 0 | 0 | 0 | 0 | 0 | 0 | 0 | 0 | 0 | 0 | 0 | 0 | 0 | 0 | 0 | 0 | 0 | 0 | 0 | 0 | 0 | 0 | 0 | 0 | 0 |  | 0 | 0 | 0 | 0 | 0 | 0 | 0 | 0 | 0 | 0 | 0 | 0 | 0 | 0 | 0 | 0 | 0 | 0 | 0 | 0 | 0 | 0 | 0 | 0 | 0 | 0 | 0 | 0 | 0 | 0 | 0 | 0 | 0 | 0 | 0 | 0 |  | 1 | 1 | 1 | 1 | 1 | 1 | 1 | 1 | 1 | 0
PG&E NGBA | Ignacio | 115 | 0 | 0.65 | 0 | 0 | 0 | 0 | 0 | 0 | 0 | 0 | 0 | 0 | 0 | 0 | 0 | 0 | 0 | 0 | 0 | 1 |  | 0 | 0 | 0 | 0 | 0 | 0 | 0 | 0 | 0 | 0 | 0 | 0 | 0 | 0 | 0 | 0 | 0 | 0 | 0 | 0 | 2 | 2 | 0 | 0 | 0 | 0 | 0 | 0 | 0 | 0 | 0 | 0 | 0 | 0 | 0 | 1 |  | 0 | 0 | 0 | 0 | 0 | 0 | 0 | 0 | 0 | 0 | 0 | 0 | 0 | 0 | 0 | 0 | 0 | 0 | 0 | 0 | 2 | 2 | 0 | 0 | 0 | 0 | 0 | 0 | 0 | 0 | 0 | 0 | 0 | 0 | 0 | 1 |  | 0 | 0 | 0 | 0 | 0 | 0 | 0 | 0 | 0 | 0 | 0 | 0 | 0 | 0 | 313.7932 | 0 | 0 | 1 | 0 | 0 | 2 | 2 | 0 | 0 | 0 | 0 | 0 | 0 | 0 | 0 | 0 | 0 | -2 | 0 | 0 | 1 |  | 0 | 0 | 0 | 0 | 0 | 0 | 0 | 0 | 0 | 0 | 0 | 0 | 0 | 0 | 313.7932 | 0 | 0 | 1 | 0 | 0 | 2 | 2 | 0 | 0 | 0 | 0 | 0 | 0 | 0 | 0 | 0 | 0 | -1 | 0 | 0 | 1 |  | 1 | 5- | 1 | 1 | 1 | 1 | 1 | 2+ | 1 | 1
PG&E NGBA | Ignacio | 230 | 0 | 0 | 0 | 0 | 0 | 0 | 0 | 0 | 0 | 0 | 0 | 0 | 0 | 0 | 0 | 0 | 0 | 0 | 0 | 0 |  | 0 | 0 | 0 | 0 | 0 | 0 | 0 | 0 | 0 | 0 | 0 | 0 | 0 | 0 | 0 | 0 | 0 | 0 | 0 | 0 | 0 | 0 | 0 | 0 | 0 | 0 | 0 | 0 | 0 | 0 | 0 | 0 | 0 | 0 | 0 | 0 |  | 0 | 0 | 0 | 0 | 0 | 0 | 0 | 0 | 0 | 0 | 0 | 0 | 0 | 0 | 0 | 0 | 0 | 0 | 0 | 0 | 0 | 0 | 0 | 0 | 0 | 0 | 0 | 0 | 0 | 0 | 0 | 0 | 0 | 0 | 0 | 0 |  | 0 | 0 | 0 | 0 | 0 | 0 | 0 | 0 | 0 | 0 | 0 | 0 | 0 | 0 | 0 | 0 | 0 | 0 | 0 | 0 | 0 | 0 | 0 | 0 | 0 | 0 | 0 | 0 | 0 | 0 | 0 | 0 | 0 | 0 | 0 | 0 |  | 0 | 0 | 0 | 0 | 0 | 0 | 0 | 0 | 0 | 0 | 0 | 0 | 0 | 0 | 0 | 0 | 0 | 0 | 0 | 0 | 0 | 0 | 0 | 0 | 0 | 0 | 0 | 0 | 0 | 0 | 0 | 0 | 0 | 0 | 0 | 0 |  | 1 | 1 | 1 | 1 | 1 | 1 | 1 | 1 | 1 | 0
PG&E NGBA | Ignacio | 60 | 0 | 0 | 0 | 0 | 0 | 0 | 0 | 0 | 0 | 0 | 0 | 0 | 0 | 0 | 0 | 0 | 0 | 0 | 0 | 0 |  | 0 | 0 | 0 | 0 | 0 | 0 | 0 | 0 | 0 | 0 | 0 | 0 | 0 | 0 | 0 | 0 | 0 | 0 | 0 | 0 | 0 | 0 | 0 | 0 | 0 | 0 | 0 | 0 | 0 | 0 | 0 | 0 | 0 | 0 | 0 | 0 |  | 0 | 0 | 0 | 0 | 0 | 0 | 0 | 0 | 0 | 0 | 0 | 0 | 0 | 0 | 0 | 0 | 0 | 0 | 0 | 0 | 0 | 0 | 0 | 0 | 0 | 0 | 0 | 0 | 0 | 0 | 0 | 0 | 0 | 0 | 0 | 0 |  | 0 | 0 | 0 | 0 | 0 | 0 | 0 | 0 | 0 | 0 | 0 | 0 | 0 | 0 | 0 | 0 | 0 | 0 | 0 | 0 | 0 | 0 | 0 | 0 | 0 | 0 | 0 | 0 | 0 | 0 | 0 | 0 | 0 | 0 | 0 | 0 |  | 0 | 0 | 0 | 0 | 0 | 0 | 0 | 0 | 0 | 0 | 0 | 0 | 0 | 0 | 0 | 0 | 0 | 0 | 0 | 0 | 0 | 0 | 0 | 0 | 0 | 0 | 0 | 0 | 0 | 0 | 0 | 0 | 0 | 0 | 0 | 0 |  | 1 | 1 | 1 | 1 | 1 | 1 | 1 | 1 | 1 | 0
SDGE | Imperial Beach | 69 | 0 | 0 | 0 | 0 | 0 | 0 | 0 | 0 | 0 | 0 | 0 | 0 | 0 | 0 | 0 | 0 | 0 | 0 | 0 | 0 |  | 0 | 0 | 0 | 0 | 0 | 0 | 0 | 0 | 0 | 0 | 0 | 0 | 0 | 0 | 0 | 0 | 0 | 0 | 0 | 0 | 0 | 0 | 0 | 0 | 0 | 0 | 0 | 0 | 0 | 0 | 0 | 0 | 0 | 0 | 0 | 0 |  | 0 | 0 | 0 | 0 | 0 | 0 | 0 | 0 | 0 | 0 | 0 | 0 | 0 | 0 | 0 | 0 | 0 | 0 | 0 | 0 | 0 | 0 | 0 | 0 | 0 | 0 | 0 | 0 | 0 | 0 | 0 | 0 | 0 | 0 | 0 | 0 |  | 0 | 0 | 0 | 0 | 0 | 0 | 0 | 0 | 0 | 0 | 0 | 0 | 0 | 0 | 0 | 0 | 0 | 0 | 0 | 0 | 0 | 0 | 0 | 0 | 0 | 0 | 0 | 0 | 0 | 0 | 0 | 0 | 0 | 0 | 0 | 0 |  | 0 | 0 | 0 | 0 | 0 | 0 | 0 | 0 | 0 | 0 | 0 | 0 | 0 | 0 | 3 | 0 | 0 | 1 | 0 | 0 | 0 | 0 | 0 | 0 | 0 | 0 | 0 | 0 | 0 | 0 | 0 | 0 | 0 | 0 | 0 | 0 |  | 1 | 1 | 1 | 1 | 1 | 1 | 1 | 1 | 1 | 0
SDGE | Imperial Valley | 230 | 140 | 0 | 0 | 0 | 0 | 0 | 0 | 0 | 0 | 0 | 0 | 0 | 0 | 0 | 0 | 0 | 0 | 0 | 0 | 1 |  | 0 | 0 | 0 | 0 | 0 | 0 | 0 | 0 | 0 | 0 | 0 | 0 | 360 | 0.16 | 286 | 0 | 0 | 1 | 2 | 2 | 0 | 0 | 0 | 0 | 0 | 0 | 0 | 0 | 0 | 0 | -2 | -2 | -2 | 0 | 0 | 1 |  | 0 | 0 | 0 | 0 | 0 | 0 | 0 | 0 | 0 | 0 | 0 | 0 | 360 | 206.32 | 676 | 0 | 0 | 1 | 2 | 2 | 0 | 0 | 0 | 0 | 0 | 0 | 0 | 0 | 0 | 0 | -2 | -2 | -2 | 0 | 0 | 1 |  | 0 | 0 | 0 | 0 | 0 | 0 | 0 | 0 | 0 | 0 | 0 | 0 | 360 | 206.32 | 1176 | 0 | 0 | 1 | 2 | 2 | 0 | 0 | 0 | 0 | 0 | 0 | 0 | 0 | 0 | 0 | -2 | -2 | -2 | 0 | 0 | 1 |  | 0 | 83 | 0 | 0 | 0 | 0 | 0 | 0 | 0 | 0 | 0 | 0 | 846.13 | 206.32 | 3630.23 | 0 | 0 | 1 | 2 | 2 | 0 | 0 | 0 | 0 | 0 | 0 | 0 | 0 | 0 | 0 | -2 | -2 | -2 | 0 | 0 | 1 |  | 5- | 1 | 1 | 1 | 1 | 1 | 4+ | 4+ | 1 | 1
SDGE | Imperial Valley | 500 | 0 | 0 | 0 | 0 | 0 | 0 | 0 | 0 | 0 | 0 | 0 | 0 | 0 | 0 | 0 | 0 | 0 | 0 | 0 | 0 |  | 0 | 0 | 0 | 0 | 0 | 0 | 0 | 0 | 0 | 0 | 0 | 0 | 0 | 0 | 0 | 0 | 0 | 0 | 0 | 0 | 0 | 0 | 0 | 0 | 0 | 0 | 0 | 0 | 0 | 0 | 0 | 0 | 0 | 0 | 0 | 0 |  | 0 | 0 | 0 | 0 | 0 | 0 | 0 | 0 | 0 | 0 | 0 | 0 | 0 | 0 | 0 | 0 | 0 | 0 | 0 | 0 | 0 | 0 | 0 | 0 | 0 | 0 | 0 | 0 | 0 | 0 | 0 | 0 | 0 | 0 | 0 | 0 |  | 0 | 0 | 0 | 0 | 0 | 0 | 0 | 0 | 0 | 0 | 0 | 0 | 0 | 0 | 0 | 0 | 0 | 0 | 0 | 0 | 0 | 0 | 0 | 0 | 0 | 0 | 0 | 0 | 0 | 0 | 0 | 0 | 0 | 0 | 0 | 0 |  | 0 | 0 | 0 | 0 | 0 | 0 | 0 | 0 | 0 | 0 | 0 | 0 | 1750 | 0 | 2750 | 0 | 0 | 1 | 0 | 0 | 0 | 0 | 0 | 0 | 0 | 0 | 0 | 0 | 0 | 0 | -2 | 0 | -2 | 0 | 0 | 1 |  | 1 | 1 | 1 | 1 | 1 | 1 | 1+ | 1+ | 1 | 1
EOP | Innovation | 138 | 0 | 0 | 0 | 0 | 0 | 0 | 0 | 0 | 0 | 0 | 0 | 0 | 0 | 0 | 0 | 0 | 0 | 0 | 0 | 0 |  | 0 | 0 | 0 | 0 | 0 | 0 | 0 | 0 | 0 | 0 | 0 | 0 | 0 | 0 | 0 | 0 | 0 | 0 | 0 | 0 | 0 | 0 | 0 | 0 | 0 | 0 | 0 | 0 | 0 | 0 | 0 | 0 | 0 | 0 | 0 | 0 |  | 0 | 0 | 0 | 0 | 0 | 0 | 0 | 0 | 0 | 0 | 0 | 0 | 0 | 0 | 0 | 0 | 0 | 0 | 0 | 0 | 0 | 0 | 0 | 0 | 0 | 0 | 0 | 0 | 0 | 0 | 0 | 0 | 0 | 0 | 0 | 0 |  | 0 | 0 | 0 | 0 | 0 | 0 | 0 | 0 | 0 | 0 | 0 | 0 | 0 | 0 | 0 | 0 | 0 | 0 | 0 | 0 | 0 | 0 | 0 | 0 | 0 | 0 | 0 | 0 | 0 | 0 | 0 | 0 | 0 | 0 | 0 | 0 |  | 0 | 0 | 0 | 0 | 0 | 0 | 0 | 0 | 0 | 0 | 0 | 0 | 0 | 0 | 0 | 0 | 0 | 0 | 0 | 0 | 0 | 0 | 0 | 0 | 0 | 0 | 0 | 0 | 0 | 0 | 0 | 0 | 0 | 0 | 0 | 0 |  | 1 | 1 | 1 | 1 | 1 | 1 | 1 | 1 | 1 | 0
EOP | Innovation | 230 | 0 | 0 | 0 | 0 | 0 | 0 | 0 | 0 | 0 | 0 | 0 | 0 | 300 | 0 | 300 | 0 | 0 | 0 | 0 | 1 |  | 0 | 0 | 0 | 0 | 0 | 0 | 0 | 0 | 0 | 0 | 0 | 0 | 0 | 0 | 0 | 0 | 0 | 0 | 0 | 0 | 0 | 0 | 0 | 0 | 0 | 0 | 0 | 0 | 0 | 2 | 2 | 0 | 0 | 0 | 0 | 1 |  | 0 | 0 | 0 | 0 | 0 | 0 | 0 | 0 | 0 | 0 | 0 | 300 | 300 | 150 | 150 | 0 | 0 | 1 | 0 | 0 | 0 | 0 | 0 | 0 | 0 | 0 | 0 | 0 | 0 | 0 | 0 | -2 | -2 | 0 | 0 | 1 |  | 0 | 0 | 0 | 0 | 0 | 0 | 0 | 0 | 0 | 0 | 0 | 300 | 300 | 150 | 150 | 0 | 0 | 1 | 0 | 0 | 0 | 0 | 0 | 0 | 0 | 0 | 0 | 0 | 0 | 0 | 0 | -2 | -2 | 0 | 0 | 1 |  | 0 | 0 | 0 | 0 | 0 | 0 | 0 | 0 | 0 | 0 | 0 | 300 | 575 | 150 | 425 | 0 | 0 | 1 | 0 | 0 | 0 | 0 | 0 | 0 | 0 | 0 | 0 | 0 | 0 | 0 | -2 | -2 | -2 | 0 | 0 | 1 |  | 1 | 1 | 1 | 1 | 1 | 1 | 1+ | 4+ | 1 | 1
SCE NOL | Inyokern | 115 | 0 | 1.5 | 0 | 0 | 0 | 0 | 0 | 0 | 0 | 0 | 0 | 0 | 0 | 0 | 0 | 0 | 0 | 0 | 0 | 1 |  | 0 | 0 | 0 | 0 | 0 | 0 | 0 | 0 | 0 | 0 | 0 | 0 | 0 | 0 | 0 | 0 | 0 | 0 | 0 | 0 | 2 | 2 | 0 | 0 | 0 | 0 | 0 | 0 | 0 | 0 | 0 | 0 | 0 | 0 | 0 | 1 |  | 0 | 0 | 0 | 0 | 0 | 0 | 0 | 0 | 0 | 0 | 9.95 | 0 | 0 | 0 | 0 | 0 | 0 | 1 | 0 | 0 | 2 | 2 | 0 | 0 | 0 | 0 | 0 | 0 | -2 | 0 | 0 | 0 | 0 | 0 | 0 | 1 |  | 0 | 0 | 0 | 0 | 0 | 0 | 0 | 0 | 0 | 0 | 9.95 | 0 | 0 | 0 | 0 | 0 | 0 | 1 | 0 | 0 | 2 | 2 | 0 | 0 | 0 | 0 | 0 | 0 | -2 | 0 | 0 | 0 | 0 | 0 | 0 | 1 |  | 0 | 0 | 0 | 0 | 0 | 0 | 0 | 0 | 0 | 0 | 34.9 | 0 | 280 | 0 | 449.638 | 0 | 0 | 1 | 0 | 0 | 2 | 2 | 0 | 0 | 0 | 0 | 0 | 0 | -2 | 0 | -2 | 0 | -1 | 0 | 0 | 1 |  | 1 | 5- | 1 | 1 | 1 | 4+ | 1+ | 1 | 1 | 1
EOP | IS Tap | 138 | 0 | 0 | 0 | 0 | 0 | 0 | 0 | 0 | 0 | 0 | 0 | 0 | 0 | 0 | 0 | 0 | 0 | 0 | 0 | 0 |  | 0 | 0 | 0 | 0 | 0 | 0 | 0 | 0 | 0 | 0 | 0 | 0 | 0 | 0 | 0 | 0 | 0 | 0 | 0 | 0 | 0 | 0 | 0 | 0 | 0 | 0 | 0 | 0 | 0 | 0 | 0 | 0 | 0 | 0 | 0 | 0 |  | 0 | 0 | 0 | 0 | 0 | 0 | 0 | 0 | 0 | 0 | 0 | 0 | 0 | 0 | 0 | 0 | 0 | 0 | 0 | 0 | 0 | 0 | 0 | 0 | 0 | 0 | 0 | 0 | 0 | 0 | 0 | 0 | 0 | 0 | 0 | 0 |  | 0 | 0 | 0 | 0 | 0 | 0 | 0 | 0 | 0 | 0 | 0 | 0 | 0 | 0 | 0 | 0 | 0 | 0 | 0 | 0 | 0 | 0 | 0 | 0 | 0 | 0 | 0 | 0 | 0 | 0 | 0 | 0 | 0 | 0 | 0 | 0 |  | 0 | 0 | 0 | 0 | 0 | 0 | 0 | 0 | 0 | 0 | 0 | 0 | 0 | 0 | 0 | 0 | 0 | 0 | 0 | 0 | 0 | 0 | 0 | 0 | 0 | 0 | 0 | 0 | 0 | 0 | 0 | 0 | 0 | 0 | 0 | 0 |  | 1 | 1 | 1 | 1 | 1 | 1 | 1 | 1 | 1 | 0
EOP | Ivanpah | 115 | 0 | 0 | 0 | 0 | 0 | 0 | 0 | 0 | 0 | 0 | 0 | 0 | 0 | 0 | 0 | 0 | 0 | 0 | 0 | 0 |  | 0 | 0 | 0 | 0 | 0 | 0 | 0 | 0 | 0 | 0 | 0 | 0 | 0 | 0 | 0 | 0 | 0 | 0 | 0 | 0 | 0 | 0 | 0 | 0 | 0 | 0 | 0 | 0 | 0 | 0 | 0 | 0 | 0 | 0 | 0 | 0 |  | 0 | 0 | 0 | 0 | 0 | 0 | 0 | 0 | 0 | 0 | 0 | 0 | 0 | 0 | 0 | 0 | 0 | 0 | 0 | 0 | 0 | 0 | 0 | 0 | 0 | 0 | 0 | 0 | 0 | 0 | 0 | 0 | 0 | 0 | 0 | 0 |  | 0 | 0 | 0 | 0 | 0 | 0 | 0 | 0 | 0 | 0 | 0 | 0 | 0 | 0 | 0 | 0 | 0 | 0 | 0 | 0 | 0 | 0 | 0 | 0 | 0 | 0 | 0 | 0 | 0 | 0 | 0 | 0 | 0 | 0 | 0 | 0 |  | 0 | 0 | 0 | 0 | 0 | 0 | 0 | 0 | 0 | 0 | 0 | 0 | 80 | 0 | 410 | 0 | 0 | 1 | 0 | 0 | 0 | 0 | 0 | 0 | 0 | 0 | 0 | 0 | 0 | 0 | -2 | 0 | -1 | 0 | 0 | 1 |  | 1 | 1 | 1 | 1 | 1 | 1 | 1+ | 1 | 1 | 1
EOP | Ivanpah | 230 | 0 | 0 | 0 | 0 | 0 | 0 | 0 | 0 | 0 | 0 | 0 | 0 | 0 | 0 | 0 | 0 | 0 | 0 | 0 | 0 |  | 0 | 0 | 0 | 0 | 0 | 0 | 0 | 0 | 0 | 0 | 0 | 0 | 0 | 0 | 0 | 0 | 0 | 0 | 0 | 0 | 0 | 0 | 0 | 0 | 0 | 0 | 0 | 0 | 0 | 0 | 0 | 0 | 0 | 0 | 0 | 0 |  | 0 | 0 | 0 | 0 | 0 | 0 | 0 | 0 | 0 | 0 | 0 | 0 | 0 | 0 | 0 | 0 | 0 | 0 | 0 | 0 | 0 | 0 | 0 | 0 | 0 | 0 | 0 | 0 | 0 | 0 | 0 | 0 | 0 | 0 | 0 | 0 |  | 0 | 0 | 0 | 0 | 0 | 0 | 0 | 0 | 0 | 0 | 0 | 0 | 0 | 0 | 0 | 0 | 0 | 0 | 0 | 0 | 0 | 0 | 0 | 0 | 0 | 0 | 0 | 0 | 0 | 0 | 0 | 0 | 0 | 0 | 0 | 0 |  | 0 | 0 | 0 | 0 | 0 | 0 | 0 | 0 | 0 | 0 | 0 | 0 | 620 | 0 | 820 | 0 | 0 | 1 | 0 | 0 | 0 | 0 | 0 | 0 | 0 | 0 | 0 | 0 | 0 | 0 | -2 | 0 | -2 | 0 | 0 | 1 |  | 1 | 1 | 1 | 1 | 1 | 1 | 1+ | 1+ | 1 | 1
EOP | Jackass (DOE) | 138 | 0 | 0 | 0 | 0 | 0 | 0 | 0 | 0 | 0 | 0 | 0 | 0 | 0 | 0 | 0 | 0 | 0 | 0 | 0 | 0 |  | 0 | 0 | 0 | 0 | 0 | 0 | 0 | 0 | 0 | 0 | 0 | 0 | 0 | 0 | 0 | 0 | 0 | 0 | 0 | 0 | 0 | 0 | 0 | 0 | 0 | 0 | 0 | 0 | 0 | 0 | 0 | 0 | 0 | 0 | 0 | 0 |  | 0 | 0 | 0 | 0 | 0 | 0 | 0 | 0 | 0 | 0 | 0 | 0 | 0 | 0 | 0 | 0 | 0 | 0 | 0 | 0 | 0 | 0 | 0 | 0 | 0 | 0 | 0 | 0 | 0 | 0 | 0 | 0 | 0 | 0 | 0 | 0 |  | 0 | 0 | 0 | 0 | 0 | 0 | 0 | 0 | 0 | 0 | 0 | 0 | 0 | 0 | 0 | 0 | 0 | 0 | 0 | 0 | 0 | 0 | 0 | 0 | 0 | 0 | 0 | 0 | 0 | 0 | 0 | 0 | 0 | 0 | 0 | 0 |  | 0 | 0 | 0 | 0 | 0 | 0 | 0 | 0 | 0 | 0 | 0 | 0 | 0 | 0 | 0 | 0 | 0 | 0 | 0 | 0 | 0 | 0 | 0 | 0 | 0 | 0 | 0 | 0 | 0 | 0 | 0 | 0 | 0 | 0 | 0 | 0 |  | 1 | 1 | 1 | 1 | 1 | 1 | 1 | 1 | 1 | 0
PG&E NGBA | James B Black | 230 | 0 | 0 | 0 | 0 | 0 | 0 | 0 | 0 | 0 | 0 | 0 | 0 | 0 | 0 | 0 | 0 | 0 | 0 | 0 | 0 |  | 0 | 0 | 0 | 0 | 0 | 0 | 0 | 0 | 0 | 0 | 0 | 0 | 0 | 0 | 0 | 0 | 0 | 0 | 0 | 0 | 0 | 0 | 0 | 0 | 0 | 0 | 0 | 0 | 0 | 0 | 0 | 0 | 0 | 0 | 0 | 0 |  | 0 | 0 | 0 | 0 | 0 | 0 | 0 | 0 | 0 | 0 | 0 | 0 | 0 | 0 | 0 | 0 | 0 | 0 | 0 | 0 | 0 | 0 | 0 | 0 | 0 | 0 | 0 | 0 | 0 | 0 | 0 | 0 | 0 | 0 | 0 | 0 |  | 0 | 0 | 0 | 0 | 0 | 0 | 0 | 0 | 0 | 0 | 0 | 0 | 0 | 0 | 0 | 0 | 0 | 0 | 0 | 0 | 0 | 0 | 0 | 0 | 0 | 0 | 0 | 0 | 0 | 0 | 0 | 0 | 0 | 0 | 0 | 0 |  | 0 | 0 | 0 | 0 | 0 | 0 | 0 | 0 | 0 | 0 | 0 | 0 | 0 | 0 | 0 | 0 | 0 | 0 | 0 | 0 | 0 | 0 | 0 | 0 | 0 | 0 | 0 | 0 | 0 | 0 | 0 | 0 | 0 | 0 | 0 | 0 |  | 1 | 1 | 1 | 1 | 1 | 1 | 1 | 1 | 1 | 0
PG&E GBA | Jefferson | 230 | 0 | 0 | 0 | 0 | 0 | 0 | 0 | 0 | 0 | 0 | 0 | 0 | 0 | 0 | 0 | 0 | 0 | 0 | 0 | 0 |  | 0 | 0 | 0 | 0 | 0 | 0 | 0 | 0 | 0 | 0 | 0 | 0 | 0 | 0 | 0 | 0 | 0 | 0 | 0 | 0 | 0 | 0 | 0 | 0 | 0 | 0 | 0 | 0 | 0 | 0 | 0 | 0 | 0 | 0 | 0 | 0 |  | 0 | 0 | 0 | 0 | 0 | 0 | 0 | 0 | 0 | 0 | 0 | 0 | 0 | 0 | 0 | 0 | 0 | 0 | 0 | 0 | 0 | 0 | 0 | 0 | 0 | 0 | 0 | 0 | 0 | 0 | 0 | 0 | 0 | 0 | 0 | 0 |  | 0 | 0 | 0 | 0 | 0 | 0 | 0 | 0 | 0 | 0 | 0 | 0 | 0 | 0 | 0 | 0 | 0 | 0 | 0 | 0 | 0 | 0 | 0 | 0 | 0 | 0 | 0 | 0 | 0 | 0 | 0 | 0 | 0 | 0 | 0 | 0 |  | 0 | 0 | 0 | 0 | 0 | 0 | 0 | 0 | 0 | 0 | 0 | 0 | 0 | 0 | 0 | 0 | 0 | 0 | 0 | 0 | 0 | 0 | 0 | 0 | 0 | 0 | 0 | 0 | 0 | 0 | 0 | 0 | 0 | 0 | 0 | 0 |  | 1 | 1 | 1 | 1 | 1 | 1 | 1 | 1 | 1 | 0
PG&E NGBA | Jessup | 115 | 0 | 17 | 0 | 0 | 0 | 0 | 0 | 0 | 0 | 0 | 0 | 0 | 0 | 0 | 0 | 0 | 0 | 0 | 0 | 1 |  | 0 | 0 | 0 | 0 | 0 | 0 | 0 | 0 | 0 | 0 | 0 | 0 | 0 | 0 | 0 | 0 | 0 | 0 | 0 | 0 | 2 | 2 | 0 | 0 | 0 | 0 | 0 | 0 | 0 | 0 | 0 | 0 | 0 | 0 | 0 | 1 |  | 0 | 0 | 0 | 0 | 0 | 0 | 0 | 0 | 0 | 0 | 0 | 0 | 0 | 0 | 0 | 0 | 0 | 0 | 0 | 0 | 2 | 2 | 0 | 0 | 0 | 0 | 0 | 0 | 0 | 0 | 0 | 0 | 0 | 0 | 0 | 1 |  | 0 | 0 | 0 | 0 | 0 | 0 | 0 | 0 | 0 | 0 | 0 | 0 | 0 | 0 | 0 | 0 | 0 | 0 | 0 | 0 | 2 | 2 | 0 | 0 | 0 | 0 | 0 | 0 | 0 | 0 | 0 | 0 | 0 | 0 | 0 | 1 |  | 0 | 0 | 0 | 6 | 0 | 0 | 0 | 0 | 0 | 0 | 2.988 | 0 | 0 | 0 | 0 | 0 | 0 | 1 | 0 | 0 | 2 | 2 | 0 | 0 | 0 | 0 | 0 | 0 | -2 | 0 | 0 | 0 | 0 | 0 | 0 | 1 |  | 1 | 5- | 1 | 1 | 1 | 1+ | 1 | 1 | 1 | 1
SCE Metro | Johanna | 230 | 0 | 0 | 0 | 0 | 0 | 0 | 0 | 0 | 0 | 0 | 0 | 0 | 0 | 0 | 0 | 0 | 0 | 0 | 0 | 0 |  | 0 | 0 | 0 | 0 | 0 | 0 | 0 | 0 | 0 | 0 | 0 | 0 | 0 | 0 | 0 | 0 | 0 | 0 | 0 | 0 | 0 | 0 | 0 | 0 | 0 | 0 | 0 | 0 | 0 | 0 | 0 | 0 | 0 | 0 | 0 | 0 |  | 0 | 0 | 0 | 0 | 0 | 0 | 0 | 0 | 0 | 0 | 0 | 0 | 0 | 0 | 50.3 | 0 | 0 | 1 | 0 | 0 | 0 | 0 | 0 | 0 | 0 | 0 | 0 | 0 | 0 | 0 | 0 | 0 | -2 | 0 | 0 | 1 |  | 0 | 0 | 0 | 0 | 0 | 0 | 0 | 0 | 0 | 0 | 0 | 0 | 0 | 100 | 152.56 | 0 | 0 | 1 | 0 | 0 | 0 | 0 | 0 | 0 | 0 | 0 | 0 | 0 | 0 | 0 | 0 | -2 | -2 | 0 | 0 | 1 |  | 0 | 0 | 0 | 0 | 0 | 0 | 0 | 0 | 0 | 0 | 0 | 0 | 0 | 100 | 152.56 | 0 | 0 | 1 | 0 | 0 | 0 | 0 | 0 | 0 | 0 | 0 | 0 | 0 | 0 | 0 | 0 | -2 | -2 | 0 | 0 | 1 |  | 1 | 1 | 1 | 1 | 1 | 1 | 1 | 4+ | 1 | 1
SCE Eastern | Julian Hinds | 230 | 0 | 0 | 0 | 0 | 0 | 0 | 0 | 0 | 0 | 0 | 0 | 0 | 0 | 0 | 0 | 0 | 0 | 0 | 0 | 0 |  | 0 | 0 | 0 | 0 | 0 | 0 | 0 | 0 | 0 | 0 | 0 | 0 | 0 | 0 | 0 | 0 | 0 | 0 | 0 | 0 | 0 | 0 | 0 | 0 | 0 | 0 | 0 | 0 | 0 | 0 | 0 | 0 | 0 | 0 | 0 | 0 |  | 0 | 0 | 0 | 0 | 0 | 0 | 0 | 0 | 0 | 0 | 0 | 0 | 0 | 0 | 0 | 0 | 0 | 0 | 0 | 0 | 0 | 0 | 0 | 0 | 0 | 0 | 0 | 0 | 0 | 0 | 0 | 0 | 0 | 0 | 0 | 0 |  | 0 | 0 | 0 | 0 | 0 | 0 | 0 | 0 | 0 | 0 | 0 | 0 | 0 | 0 | 0 | 0 | 0 | 0 | 0 | 0 | 0 | 0 | 0 | 0 | 0 | 0 | 0 | 0 | 0 | 0 | 0 | 0 | 0 | 0 | 0 | 0 |  | 0 | 0 | 0 | 0 | 0 | 0 | 0 | 0 | 0 | 0 | 0 | 0 | 800 | 0 | 800 | 0 | 0 | 1 | 0 | 0 | 0 | 0 | 0 | 0 | 0 | 0 | 0 | 0 | 0 | 0 | -2 | 0 | -2 | 0 | 0 | 1 |  | 1 | 1 | 1 | 1 | 1 | 1 | 1+ | 1+ | 1 | 1
PG&E GBA | Kasson | 115 | 0 | 0 | 0 | 0 | 0 | 0 | 0 | 0 | 0 | 0 | 0 | 0 | 0 | 0 | 0 | 0 | 0 | 0 | 0 | 0 |  | 0 | 0 | 0 | 0 | 0 | 0 | 0 | 0 | 0 | 0 | 0 | 0 | 0 | 0 | 0 | 0 | 0 | 0 | 0 | 0 | 0 | 0 | 0 | 0 | 0 | 0 | 0 | 0 | 0 | 0 | 0 | 0 | 0 | 0 | 0 | 0 |  | 0 | 0 | 0 | 0 | 0 | 0 | 0 | 0 | 0 | 0 | 0 | 0 | 0 | 0 | 0 | 0 | 0 | 0 | 0 | 0 | 0 | 0 | 0 | 0 | 0 | 0 | 0 | 0 | 0 | 0 | 0 | 0 | 0 | 0 | 0 | 0 |  | 0 | 0 | 0 | 0 | 0 | 0 | 0 | 0 | 0 | 0 | 0 | 0 | 0 | 0 | 0 | 0 | 0 | 0 | 0 | 0 | 0 | 0 | 0 | 0 | 0 | 0 | 0 | 0 | 0 | 0 | 0 | 0 | 0 | 0 | 0 | 0 |  | 0 | 0 | 0 | 0 | 0 | 0 | 0 | 0 | 0 | 0 | 0 | 0 | 50 | 0 | 600 | 0 | 0 | 1 | 0 | 0 | 0 | 0 | 0 | 0 | 0 | 0 | 0 | 0 | 0 | 0 | -2 | 0 | -2 | 0 | 0 | 1 |  | 1 | 1 | 1 | 1 | 1 | 1 | 1+ | 1+ | 1 | 1
PG&E GBA | Kasson | 60 | 0 | 0 | 0 | 0 | 0 | 0 | 0 | 0 | 0 | 0 | 0 | 0 | 0 | 0 | 0 | 0 | 0 | 0 | 0 | 0 |  | 0 | 0 | 0 | 0 | 0 | 0 | 0 | 0 | 0 | 0 | 0 | 0 | 0 | 0 | 0 | 0 | 0 | 0 | 0 | 0 | 0 | 0 | 0 | 0 | 0 | 0 | 0 | 0 | 0 | 0 | 0 | 0 | 0 | 0 | 0 | 0 |  | 0 | 0 | 0 | 0 | 0 | 0 | 0 | 0 | 0 | 0 | 0 | 0 | 0 | 0 | 0 | 0 | 0 | 0 | 0 | 0 | 0 | 0 | 0 | 0 | 0 | 0 | 0 | 0 | 0 | 0 | 0 | 0 | 0 | 0 | 0 | 0 |  | 0 | 0 | 0 | 0 | 0 | 0 | 0 | 0 | 0 | 0 | 0 | 0 | 0 | 0 | 0 | 0 | 0 | 0 | 0 | 0 | 0 | 0 | 0 | 0 | 0 | 0 | 0 | 0 | 0 | 0 | 0 | 0 | 0 | 0 | 0 | 0 |  | 0 | 0 | 0 | 0 | 0 | 0 | 0 | 0 | 0 | 0 | 0 | 0 | 0 | 0 | 0 | 0 | 0 | 0 | 0 | 0 | 0 | 0 | 0 | 0 | 0 | 0 | 0 | 0 | 0 | 0 | 0 | 0 | 0 | 0 | 0 | 0 |  | 1 | 1 | 1 | 1 | 1 | 1 | 1 | 1 | 1 | 0
PG&E FRESNO | Kearney | 230 | 0 | 0 | 0 | 0 | 0 | 0 | 0 | 0 | 0 | 0 | 0 | 0 | 0 | 0 | 0 | 0 | 0 | 0 | 0 | 0 |  | 0 | 0 | 0 | 0 | 0 | 0 | 0 | 0 | 0 | 0 | 0 | 0 | 0 | 0 | 0 | 0 | 0 | 0 | 0 | 0 | 0 | 0 | 0 | 0 | 0 | 0 | 0 | 0 | 0 | 0 | 0 | 0 | 0 | 0 | 0 | 0 |  | 0 | 0 | 0 | 0 | 0 | 0 | 0 | 0 | 0 | 0 | 0 | 0 | 0 | 0 | 0 | 0 | 0 | 0 | 0 | 0 | 0 | 0 | 0 | 0 | 0 | 0 | 0 | 0 | 0 | 0 | 0 | 0 | 0 | 0 | 0 | 0 |  | 0 | 0 | 0 | 0 | 0 | 0 | 0 | 0 | 0 | 0 | 0 | 0 | 0 | 0 | 0 | 0 | 0 | 0 | 0 | 0 | 0 | 0 | 0 | 0 | 0 | 0 | 0 | 0 | 0 | 0 | 0 | 0 | 0 | 0 | 0 | 0 |  | 0 | 0 | 0 | 0 | 0 | 0 | 0 | 0 | 0 | 0 | 0 | 0 | 400 | 0 | 400 | 0 | 0 | 1 | 0 | 0 | 0 | 0 | 0 | 0 | 0 | 0 | 0 | 0 | 0 | 0 | -2 | 0 | -1 | 0 | 0 | 1 |  | 1 | 1 | 1 | 1 | 1 | 1 | 1+ | 1 | 1 | 1
PG&E FRESNO | Kearney | 70 | 0 | 0 | 0 | 0 | 0 | 0 | 0 | 0 | 0 | 0 | 0 | 0 | 0 | 0 | 0 | 0 | 0 | 0 | 0 | 0 |  | 0 | 0 | 0 | 0 | 0 | 0 | 0 | 0 | 0 | 0 | 0 | 0 | 0 | 0 | 0 | 0 | 0 | 0 | 0 | 0 | 0 | 0 | 0 | 0 | 0 | 0 | 0 | 0 | 0 | 0 | 0 | 0 | 0 | 0 | 0 | 0 |  | 0 | 0 | 0 | 0 | 0 | 0 | 0 | 0 | 0 | 0 | 0 | 0 | 0 | 0 | 0 | 0 | 0 | 0 | 0 | 0 | 0 | 0 | 0 | 0 | 0 | 0 | 0 | 0 | 0 | 0 | 0 | 0 | 0 | 0 | 0 | 0 |  | 0 | 0 | 0 | 0 | 0 | 0 | 0 | 0 | 0 | 0 | 0 | 0 | 0 | 0 | 0 | 0 | 0 | 0 | 0 | 0 | 0 | 0 | 0 | 0 | 0 | 0 | 0 | 0 | 0 | 0 | 0 | 0 | 0 | 0 | 0 | 0 |  | 0 | 0 | 0 | 0 | 0 | 0 | 0 | 0 | 0 | 0 | 0 | 0 | 0 | 0 | 0 | 0 | 0 | 0 | 0 | 0 | 0 | 0 | 0 | 0 | 0 | 0 | 0 | 0 | 0 | 0 | 0 | 0 | 0 | 0 | 0 | 0 |  | 1 | 1 | 1 | 1 | 1 | 1 | 1 | 1 | 1 | 0
PG&E GBA | Kelso | 230 | 0 | 0 | 80.8 | 3.45 | 84.25 | 0 | 0 | 0 | 0 | 0 | 0 | 0 | 0 | 0 | 0 | 0 | 0 | 0 | 0 | 1 |  | 0 | 0 | 0 | 0 | 80.8 | 84.25 | 0 | 0 | 0 | 0 | 0 | 0 | 0 | 0 | 23.7 | 0 | 0 | 1 | 0 | 0 | 0 | 0 | 0 | 0 | 0 | 0 | 0 | 0 | 0 | 0 | 0 | 0 | -2 | 0 | 0 | 1 |  | 0 | 0 | 0 | 0 | 80.8 | 84.25 | 0 | 0 | 0 | 0 | 0 | 0 | 0 | 0 | 23.7 | 0 | 0 | 1 | 0 | 0 | 0 | 0 | 0 | 0 | 0 | 0 | 0 | 0 | 0 | 0 | 0 | 0 | -2 | 0 | 0 | 1 |  | 0 | 0 | 0 | 0 | 80.8 | 84.25 | 0 | 0 | 0 | 0 | 0 | 0 | 0 | 0 | 23.7 | 0 | 0 | 1 | 0 | 0 | 0 | 0 | 0 | 0 | 0 | 0 | 0 | 0 | 0 | 0 | 0 | 0 | -2 | 0 | 0 | 1 |  | 0 | 0 | 0 | 0 | 80.8 | 84.25 | 0 | 0 | 0 | 0 | 0 | 0 | 200 | 0 | 718.7 | 0 | 0 | 1 | 0 | 0 | 0 | 0 | 0 | 0 | 0 | 0 | 0 | 0 | 0 | 0 | -2 | 0 | -2 | 0 | 0 | 1 |  | 1 | 1 | 1 | 1 | 1 | 1 | 1+ | 4+ | 1 | 1
PG&E FRESNO | Kerchoff 1 | 115 | 0 | 2 | 0 | 0 | 0 | 0 | 0 | 0 | 0 | 0 | 0 | 0 | 0 | 0 | 0 | 0 | 0 | 0 | 0 | 1 |  | 0 | 0 | 0 | 0 | 0 | 0 | 0 | 0 | 0 | 0 | 0 | 0 | 0 | 0 | 0 | 0 | 0 | 0 | 0 | 0 | 2 | 2 | 0 | 0 | 0 | 0 | 0 | 0 | 0 | 0 | 0 | 0 | 0 | 0 | 0 | 1 |  | 0 | 0 | 0 | 0 | 0 | 0 | 0 | 0 | 0 | 0 | 0 | 0 | 0 | 0 | 0 | 0 | 0 | 0 | 0 | 0 | 2 | 2 | 0 | 0 | 0 | 0 | 0 | 0 | 0 | 0 | 0 | 0 | 0 | 0 | 0 | 1 |  | 0 | 0 | 0 | 0 | 0 | 0 | 0 | 0 | 0 | 0 | 0 | 0 | 0 | 0 | 0 | 0 | 0 | 0 | 0 | 0 | 2 | 2 | 0 | 0 | 0 | 0 | 0 | 0 | 0 | 0 | 0 | 0 | 0 | 0 | 0 | 1 |  | 0 | 0 | 0 | 0 | 0 | 0 | 0 | 0 | 0 | 0 | 0 | 0 | 0 | 0 | 0 | 0 | 0 | 0 | 0 | 0 | 2 | 2 | 0 | 0 | 0 | 0 | 0 | 0 | 0 | 0 | 0 | 0 | 0 | 0 | 0 | 1 |  | 1 | 5- | 1 | 1 | 1 | 1 | 1 | 1 | 1 | 1
PG&E KERN | Kern Oil | 115 | 0 | 0 | 0 | 0 | 0 | 0 | 0 | 0 | 0 | 0 | 0 | 1 | 0 | 0 | 0 | 0 | 0 | 0 | 0 | 1 |  | 0 | 0 | 0 | 0 | 0 | 0 | 0 | 0 | 0 | 0 | 0 | 0 | 0 | 0 | 0 | 0 | 0 | 0 | 0 | 0 | 0 | 0 | 0 | 0 | 0 | 0 | 0 | 0 | 2 | 0 | 0 | 0 | 0 | 0 | 0 | 1 |  | 0 | 0 | 0 | 0 | 0 | 0 | 0 | 0 | 0 | 0 | 0.99694 | 0 | 0 | 0 | 0 | 0 | 0 | 1 | 0 | 0 | 0 | 0 | 0 | 0 | 0 | 0 | 0 | 0 | 0 | 0 | 0 | 0 | 0 | 0 | 0 | 0 |  | 0 | 0 | 0 | 0 | 0 | 0 | 0 | 0 | 0 | 0 | 0.99694 | 0 | 0 | 0 | 0 | 0 | 0 | 1 | 0 | 0 | 0 | 0 | 0 | 0 | 0 | 0 | 0 | 0 | 0 | 0 | 0 | 0 | 0 | 0 | 0 | 0 |  | 0 | 0 | 0 | 0 | 0 | 0 | 0 | 0 | 0 | 0 | 0.99694 | 0 | 0 | 0 | 2 | 0 | 0 | 1 | 0 | 0 | 0 | 0 | 0 | 0 | 0 | 0 | 0 | 0 | 0 | 0 | 0 | 0 | 0 | 0 | 0 | 0 |  | 1 | 1 | 1 | 1 | 1 | 1 | 1 | 1 | 1 | 0
PG&E KERN | Kern PP | 115 | 0 | 0 | 0 | 0 | 0 | 0 | 0 | 0 | 0 | 0 | 0 | 0 | 0 | 0 | 0 | 0 | 0 | 0 | 0 | 0 |  | 0 | 0 | 0 | 0 | 0 | 0 | 0 | 0 | 0 | 0 | 0 | 0 | 0 | 0 | 0 | 0 | 0 | 0 | 0 | 0 | 0 | 0 | 0 | 0 | 0 | 0 | 0 | 0 | 0 | 0 | 0 | 0 | 0 | 0 | 0 | 0 |  | 0 | 0 | 0 | 0 | 0 | 0 | 0 | 0 | 0 | 0 | 0 | 0 | 0 | 0 | 0 | 0 | 0 | 0 | 0 | 0 | 0 | 0 | 0 | 0 | 0 | 0 | 0 | 0 | 0 | 0 | 0 | 0 | 0 | 0 | 0 | 0 |  | 0 | 0 | 0 | 0 | 0 | 0 | 0 | 0 | 0 | 0 | 0 | 0 | 0 | 0 | 0 | 0 | 0 | 0 | 0 | 0 | 0 | 0 | 0 | 0 | 0 | 0 | 0 | 0 | 0 | 0 | 0 | 0 | 0 | 0 | 0 | 0 |  | 0 | 0 | 0 | 0 | 0 | 0 | 0 | 0 | 0 | 0 | 0 | 0 | 10.9 | 0 | 1071.42 | 0 | 0 | 1 | 0 | 0 | 0 | 0 | 0 | 0 | 0 | 0 | 0 | 0 | 0 | 0 | -2 | 0 | -2 | 0 | 0 | 1 |  | 1 | 1 | 1 | 1 | 1 | 1 | 1+ | 1+ | 1 | 1
PG&E KERN | Kern PP | 230 | 0 | 0 | 0 | 0 | 0 | 0 | 0 | 0 | 0 | 0 | 0 | 0 | 0 | 0 | 0 | 0 | 0 | 0 | 0 | 0 |  | 0 | 0 | 0 | 0 | 0 | 0 | 0 | 0 | 0 | 0 | 0 | 0 | 0 | 0 | 0 | 0 | 0 | 0 | 0 | 0 | 0 | 0 | 0 | 0 | 0 | 0 | 0 | 0 | 0 | 0 | 0 | 0 | 0 | 0 | 0 | 0 |  | 0 | 0 | 0 | 0 | 0 | 0 | 0 | 0 | 0 | 0 | 0 | 0 | 0 | 0 | 0 | 0 | 0 | 0 | 0 | 0 | 0 | 0 | 0 | 0 | 0 | 0 | 0 | 0 | 0 | 0 | 0 | 0 | 0 | 0 | 0 | 0 |  | 0 | 0 | 0 | 0 | 0 | 0 | 0 | 0 | 0 | 0 | 0 | 0 | 0 | 266 | 316.064 | 0 | 0 | 1 | 0 | 0 | 0 | 0 | 0 | 0 | 0 | 0 | 0 | 0 | 0 | 0 | 0 | -2 | -2 | 0 | 0 | 1 |  | 0 | 0 | 0 | 0 | 0 | 0 | 0 | 0 | 0 | 0 | 0 | 0 | 0 | 266 | 316.064 | 0 | 0 | 1 | 0 | 0 | 0 | 0 | 0 | 0 | 0 | 0 | 0 | 0 | 0 | 0 | 0 | -2 | -2 | 0 | 0 | 1 |  | 1 | 1 | 1 | 1 | 1 | 1 | 1 | 4+ | 1 | 1
PG&E KERN | Kern PP | 70 | 0 | 0 | 0 | 0 | 0 | 0 | 0 | 0 | 0 | 0 | 0 | 0 | 0 | 0 | 0 | 0 | 0 | 0 | 0 | 0 |  | 0 | 0 | 0 | 0 | 0 | 0 | 0 | 0 | 0 | 0 | 0 | 0 | 0 | 0 | 0 | 0 | 0 | 0 | 0 | 0 | 0 | 0 | 0 | 0 | 0 | 0 | 0 | 0 | 0 | 0 | 0 | 0 | 0 | 0 | 0 | 0 |  | 0 | 0 | 0 | 0 | 0 | 0 | 0 | 0 | 0 | 0 | 0 | 0 | 0 | 0 | 0 | 0 | 0 | 0 | 0 | 0 | 0 | 0 | 0 | 0 | 0 | 0 | 0 | 0 | 0 | 0 | 0 | 0 | 0 | 0 | 0 | 0 |  | 0 | 0 | 0 | 0 | 0 | 0 | 0 | 0 | 0 | 0 | 0 | 0 | 0 | 0 | 0 | 0 | 0 | 0 | 0 | 0 | 0 | 0 | 0 | 0 | 0 | 0 | 0 | 0 | 0 | 0 | 0 | 0 | 0 | 0 | 0 | 0 |  | 0 | 0 | 0 | 0 | 0 | 0 | 0 | 0 | 0 | 0 | 0 | 0 | 0 | 0 | 0 | 0 | 0 | 0 | 0 | 0 | 0 | 0 | 0 | 0 | 0 | 0 | 0 | 0 | 0 | 0 | 0 | 0 | 0 | 0 | 0 | 0 |  | 1 | 1 | 1 | 1 | 1 | 1 | 1 | 1 | 1 | 0
PG&E KERN | Kernridge | 115 | 0 | 0 | 0 | 0 | 0 | 0 | 0 | 0 | 0 | 0 | 0 | 0 | 0 | 0 | 0 | 0 | 0 | 0 | 0 | 0 |  | 0 | 0 | 0 | 0 | 0 | 0 | 0 | 0 | 0 | 0 | 0 | 0 | 0 | 0 | 0 | 0 | 0 | 0 | 0 | 0 | 0 | 0 | 0 | 0 | 0 | 0 | 0 | 0 | 0 | 0 | 0 | 0 | 0 | 0 | 0 | 0 |  | 0 | 0 | 0 | 0 | 0 | 0 | 0 | 0 | 0 | 0 | 0 | 0 | 0 | 0 | 0 | 0 | 0 | 0 | 0 | 0 | 0 | 0 | 0 | 0 | 0 | 0 | 0 | 0 | 0 | 0 | 0 | 0 | 0 | 0 | 0 | 0 |  | 0 | 0 | 0 | 0 | 0 | 0 | 0 | 0 | 0 | 0 | 0 | 0 | 0 | 0 | 0 | 0 | 0 | 0 | 0 | 0 | 0 | 0 | 0 | 0 | 0 | 0 | 0 | 0 | 0 | 0 | 0 | 0 | 0 | 0 | 0 | 0 |  | 0 | 0 | 0 | 0 | 0 | 0 | 0 | 0 | 0 | 0 | 0 | 0 | 0 | 0 | 0 | 0 | 0 | 0 | 0 | 0 | 0 | 0 | 0 | 0 | 0 | 0 | 0 | 0 | 0 | 0 | 0 | 0 | 0 | 0 | 0 | 0 |  | 1 | 1 | 1 | 1 | 1 | 1 | 1 | 1 | 1 | 0
PG&E FRESNO | Kingsburg | 115 | 0 | 0 | 0 | 0 | 0 | 0 | 0 | 0 | 0 | 0 | 0 | 0 | 0 | 0 | 0 | 0 | 0 | 0 | 0 | 0 |  | 0 | 0 | 0 | 0 | 0 | 0 | 0 | 0 | 0 | 0 | 0 | 0 | 0 | 0 | 0 | 0 | 0 | 0 | 0 | 0 | 0 | 0 | 0 | 0 | 0 | 0 | 0 | 0 | 0 | 0 | 0 | 0 | 0 | 0 | 0 | 0 |  | 0 | 0 | 0 | 0 | 0 | 0 | 0 | 0 | 0 | 0 | 0 | 0 | 0 | 0 | 0 | 0 | 0 | 0 | 0 | 0 | 0 | 0 | 0 | 0 | 0 | 0 | 0 | 0 | 0 | 0 | 0 | 0 | 0 | 0 | 0 | 0 |  | 0 | 0 | 0 | 0 | 0 | 0 | 0 | 0 | 0 | 0 | 0 | 0 | 0 | 0 | 0 | 0 | 0 | 0 | 0 | 0 | 0 | 0 | 0 | 0 | 0 | 0 | 0 | 0 | 0 | 0 | 0 | 0 | 0 | 0 | 0 | 0 |  | 0 | 0 | 0 | 0 | 0 | 0 | 0 | 0 | 0 | 0 | 0 | 0 | 0 | 0 | 250 | 0 | 0 | 1 | 0 | 0 | 0 | 0 | 0 | 0 | 0 | 0 | 0 | 0 | 0 | 0 | 0 | 0 | -1 | 0 | 0 | 1 |  | 1 | 1 | 1 | 1 | 1 | 1 | 1 | 1 | 1 | 0
PG&E GBA | Kirker | 115 | 0 | 0 | 0 | 0 | 0 | 0 | 0 | 0 | 0 | 0 | 0 | 0 | 0 | 0 | 0 | 0 | 0 | 0 | 0 | 0 |  | 0 | 0 | 0 | 0 | 0 | 0 | 0 | 0 | 0 | 0 | 0 | 0 | 0 | 2 | 20 | 0 | 0 | 1 | 0 | 0 | 0 | 0 | 0 | 0 | 0 | 0 | 0 | 0 | 0 | 0 | 0 | -2 | -2 | 0 | 0 | 1 |  | 0 | 0 | 0 | 0 | 0 | 0 | 0 | 0 | 0 | 0 | 1.002 | 0 | 0 | 2 | 20 | 0 | 0 | 1 | 0 | 0 | 0 | 0 | 0 | 0 | 0 | 0 | 0 | 0 | -2 | 0 | 0 | 0 | -2 | 0 | 0 | 1 |  | 0 | 0 | 0 | 0 | 0 | 0 | 0 | 0 | 0 | 0 | 1.002 | 0 | 0 | 2 | 20 | 0 | 0 | 1 | 0 | 0 | 0 | 0 | 0 | 0 | 0 | 0 | 0 | 0 | -2 | 0 | 0 | 0 | -2 | 0 | 0 | 1 |  | 0 | 0 | 0 | 0.8 | 0 | 0 | 0 | 0 | 0 | 0 | 1.902 | 0 | 0 | 2 | 20 | 0 | 0 | 1 | 0 | 0 | 0 | -2 | 0 | 0 | 0 | 0 | 0 | 0 | -2 | 0 | 0 | 0 | 0 | 0 | 0 | 1 |  | 1 | 1+ | 1 | 1 | 1 | 4+ | 1 | 4+ | 1 | 1
PG&E NGBA | Knights Landing | 115 | 0 | 0 | 0 | 0 | 0 | 0 | 0 | 0 | 0 | 0 | 0 | 0 | 0 | 0 | 0 | 0 | 0 | 0 | 0 | 0 |  | 0 | 0 | 0 | 0 | 0 | 0 | 0 | 0 | 0 | 0 | 0 | 0 | 0 | 0 | 0 | 0 | 0 | 0 | 0 | 0 | 0 | 0 | 0 | 0 | 0 | 0 | 0 | 0 | 0 | 0 | 0 | 0 | 0 | 0 | 0 | 0 |  | 0 | 0 | 0 | 0 | 0 | 0 | 0 | 0 | 0 | 0 | 0 | 0 | 0 | 0 | 0 | 0 | 0 | 0 | 0 | 0 | 0 | 0 | 0 | 0 | 0 | 0 | 0 | 0 | 0 | 0 | 0 | 0 | 0 | 0 | 0 | 0 |  | 0 | 0 | 0 | 0 | 0 | 0 | 0 | 0 | 0 | 0 | 0 | 0 | 0 | 0 | 0 | 0 | 0 | 0 | 0 | 0 | 0 | 0 | 0 | 0 | 0 | 0 | 0 | 0 | 0 | 0 | 0 | 0 | 0 | 0 | 0 | 0 |  | 0 | 0 | 0 | 0 | 0 | 0 | 0 | 0 | 0 | 0 | 0 | 0 | 0 | 0 | 0 | 0 | 0 | 0 | 0 | 0 | 0 | 0 | 0 | 0 | 0 | 0 | 0 | 0 | 0 | 0 | 0 | 0 | 0 | 0 | 0 | 0 |  | 1 | 1 | 1 | 1 | 1 | 1 | 1 | 1 | 1 | 0
PG&E NGBA | Konocti | 60 | 0 | 0 | 0 | 0 | 0 | 0 | 0 | 0 | 0 | 0 | 0 | 0 | 0 | 0 | 0 | 0 | 0 | 0 | 0 | 0 |  | 0 | 0 | 0 | 0 | 0 | 0 | 0 | 0 | 0 | 0 | 0 | 0 | 0 | 0 | 0 | 0 | 0 | 0 | 0 | 0 | 0 | 0 | 0 | 0 | 0 | 0 | 0 | 0 | 0 | 0 | 0 | 0 | 0 | 0 | 0 | 0 |  | 0 | 0 | 0 | 0 | 0 | 0 | 0 | 0 | 0 | 0 | 0 | 0 | 0 | 0 | 0 | 0 | 0 | 0 | 0 | 0 | 0 | 0 | 0 | 0 | 0 | 0 | 0 | 0 | 0 | 0 | 0 | 0 | 0 | 0 | 0 | 0 |  | 0 | 0 | 0 | 0 | 0 | 0 | 0 | 0 | 0 | 0 | 0 | 0 | 0 | 0 | 0 | 0 | 0 | 0 | 0 | 0 | 0 | 0 | 0 | 0 | 0 | 0 | 0 | 0 | 0 | 0 | 0 | 0 | 0 | 0 | 0 | 0 |  | 0 | 0 | 0 | 0 | 0 | 0 | 0 | 0 | 0 | 0 | 13.298 | 0 | 0 | 0 | 0 | 0 | 0 | 1 | 0 | 0 | 0 | 0 | 0 | 0 | 0 | 0 | 0 | 0 | -2 | 0 | 0 | 0 | 0 | 0 | 0 | 1 |  | 1 | 1 | 1 | 1 | 1 | 1+ | 1 | 1 | 1 | 1
SCE NOL | Kramer | 115 | 0 | 0 | 0 | 0 | 0 | 0 | 0 | 0 | 0 | 0 | 0 | 4 | 0 | 0 | 0 | 0 | 0 | 0 | 0 | 1 |  | 0 | 0 | 0 | 0 | 0 | 0 | 0 | 0 | 0 | 0 | 0 | 0 | 0 | 0 | 0 | 0 | 0 | 0 | 0 | 0 | 0 | 0 | 0 | 0 | 0 | 0 | 0 | 0 | 2 | 0 | 0 | 0 | 0 | 0 | 0 | 1 |  | 0 | 0 | 0 | 0 | 0 | 0 | 0 | 0 | 0 | 0 | 13 | 0 | 0 | 0 | 9 | 0 | 0 | 1 | 0 | 0 | 0 | 0 | 0 | 0 | 0 | 0 | 0 | 0 | -2 | 0 | 0 | 0 | -2 | 0 | 0 | 1 |  | 0 | 0 | 0 | 0 | 0 | 0 | 0 | 0 | 0 | 0 | 13 | 0 | 0 | 0 | 9 | 0 | 0 | 1 | 0 | 0 | 0 | 0 | 0 | 0 | 0 | 0 | 0 | 0 | -2 | 0 | 0 | 0 | -2 | 0 | 0 | 1 |  | 0 | 0 | 0 | 0 | 0 | 0 | 0 | 0 | 0 | 0 | 78.99 | 0 | 364.15 | 0 | 517.262 | 0 | 0 | 1 | 0 | 0 | 0 | 0 | 0 | 0 | 0 | 0 | 0 | 0 | -2 | 0 | -2 | 0 | -2 | 0 | 0 | 1 |  | 1 | 1 | 1 | 1 | 1 | 4+ | 1+ | 4+ | 1 | 1
SCE NOL | Kramer | 230 | 0 | 0 | 0 | 0 | 0 | 0 | 0 | 0 | 0 | 0 | 0 | 0 | 0 | 0 | 0 | 0 | 0 | 0 | 0 | 0 |  | 0 | 0 | 0 | 0 | 0 | 0 | 0 | 0 | 0 | 0 | 0 | 13.88 | 215.18 | 97.94 | 391.94 | 0 | 0 | 1 | 0 | 0 | 0 | 0 | 0 | 0 | 0 | 0 | 0 | 0 | 0 | -2 | -2 | -2 | -2 | 0 | 0 | 1 |  | 0 | 0 | 0 | 0 | 0 | 0 | 0 | 0 | 0 | 0 | 4.99 | 13.88 | 215.18 | 262.64 | 561.63 | 0 | 0 | 1 | 0 | 0 | 0 | 0 | 0 | 0 | 0 | 0 | 0 | 0 | -2 | -2 | -2 | -2 | -2 | 0 | 0 | 1 |  | 0 | 0 | 0 | 0 | 0 | 0 | 0 | 0 | 0 | 0 | 4.99 | 13.88 | 215.18 | 262.64 | 775.2257 | 0 | 0 | 1 | 0 | 0 | 0 | 0 | 0 | 0 | 0 | 0 | 0 | 0 | -2 | -2 | -2 | -2 | -2 | 0 | 0 | 1 |  | 0 | 0 | 0 | 0 | 0 | 0 | 0 | 0 | 0 | 0 | 19.99 | 13.88 | 3765.18 | 262.64 | 6039.9137 | 0 | 500 | 1 | 0 | 0 | 0 | 0 | 0 | 0 | 0 | 0 | 0 | 0 | -2 | -2 | -2 | -2 | -2 | 0 | -2 | 1 |  | 1 | 1 | 1 | 1 | 1 | 4+ | 4+ | 4+ | 1+ | 1
SCE Metro | La Cienega | 230 | 0 | 0 | 0 | 0 | 0 | 0 | 0 | 0 | 0 | 0 | 0 | 0 | 0 | 0 | 0 | 0 | 0 | 0 | 0 | 0 |  | 0 | 0 | 0 | 0 | 0 | 0 | 0 | 0 | 0 | 0 | 0 | 0 | 0 | 0 | 0 | 0 | 0 | 0 | 0 | 0 | 0 | 0 | 0 | 0 | 0 | 0 | 0 | 0 | 0 | 0 | 0 | 0 | 0 | 0 | 0 | 0 |  | 0 | 0 | 0 | 0 | 0 | 0 | 0 | 0 | 0 | 0 | 0 | 0 | 0 | 0 | 0 | 0 | 0 | 0 | 0 | 0 | 0 | 0 | 0 | 0 | 0 | 0 | 0 | 0 | 0 | 0 | 0 | 0 | 0 | 0 | 0 | 0 |  | 0 | 0 | 0 | 0 | 0 | 0 | 0 | 0 | 0 | 0 | 0 | 0 | 0 | 0 | 405.7509 | 0 | 0 | 1 | 0 | 0 | 0 | 0 | 0 | 0 | 0 | 0 | 0 | 0 | 0 | 0 | 0 | 0 | -2 | 0 | 0 | 1 |  | 0 | 0 | 0 | 0 | 0 | 0 | 0 | 0 | 0 | 0 | 0 | 0 | 0 | 0 | 1025.7509 | 0 | 0 | 1 | 0 | 0 | 0 | 0 | 0 | 0 | 0 | 0 | 0 | 0 | 0 | 0 | 0 | 0 | -2 | 0 | 0 | 1 |  | 1 | 1 | 1 | 1 | 1 | 1 | 1 | 2+ | 1 | 1
SCE Metro | La Fresa | 230 | 0 | 0 | 0 | 0 | 0 | 0 | 0 | 0 | 0 | 0 | 0 | 0 | 0 | 0 | 0 | 0 | 0 | 0 | 0 | 0 |  | 0 | 0 | 0 | 0 | 0 | 0 | 0 | 0 | 0 | 0 | 0 | 0 | 0 | 0 | 0 | 0 | 0 | 0 | 0 | 0 | 0 | 0 | 0 | 0 | 0 | 0 | 0 | 0 | 0 | 0 | 0 | 0 | 0 | 0 | 0 | 0 |  | 0 | 0 | 0 | 0 | 0 | 0 | 0 | 0 | 0 | 0 | 0 | 0 | 0 | 0 | 0 | 0 | 0 | 0 | 0 | 0 | 0 | 0 | 0 | 0 | 0 | 0 | 0 | 0 | 0 | 0 | 0 | 0 | 0 | 0 | 0 | 0 |  | 0 | 0 | 0 | 0 | 0 | 0 | 0 | 0 | 0 | 0 | 0 | 0 | 0 | 0 | 0 | 0 | 0 | 0 | 0 | 0 | 0 | 0 | 0 | 0 | 0 | 0 | 0 | 0 | 0 | 0 | 0 | 0 | 0 | 0 | 0 | 0 |  | 0 | 0 | 0 | 0 | 0 | 0 | 0 | 0 | 0 | 0 | 0 | 0 | 0 | 74 | 174 | 0 | 0 | 1 | 0 | 0 | 0 | 0 | 0 | 0 | 0 | 0 | 0 | 0 | 0 | 0 | 0 | -2 | -2 | 0 | 0 | 1 |  | 1 | 1 | 1 | 1 | 1 | 1 | 1 | 1+ | 1 | 1
SCE Metro | Laguna Bell | 230 | 0 | 0 | 0 | 0 | 0 | 0 | 0 | 0 | 0 | 0 | 0 | 0 | 0 | 0 | 0 | 0 | 0 | 0 | 0 | 0 |  | 0 | 0 | 0 | 0 | 0 | 0 | 0 | 0 | 0 | 0 | 0 | 0 | 0 | 250 | 250 | 0 | 0 | 1 | 0 | 0 | 0 | 0 | 0 | 0 | 0 | 0 | 0 | 0 | 0 | 0 | 0 | -2 | -2 | 0 | 0 | 1 |  | 0 | 0 | 0 | 0 | 0 | 0 | 0 | 0 | 0 | 0 | 0 | 0 | 0 | 0 | 0 | 0 | 0 | 0 | 0 | 0 | 0 | 0 | 0 | 0 | 0 | 0 | 0 | 0 | 0 | 0 | 0 | 0 | 0 | 0 | 0 | 0 |  | 0 | 0 | 0 | 0 | 0 | 0 | 0 | 0 | 0 | 0 | 0 | 0 | 0 | 500 | 506.29 | 0 | 0 | 1 | 0 | 0 | 0 | 0 | 0 | 0 | 0 | 0 | 0 | 0 | 0 | 0 | 0 | -2 | -2 | 0 | 0 | 1 |  | 0 | 0 | 0 | 0 | 0 | 0 | 0 | 0 | 0 | 0 | 0 | 0 | 0 | 500 | 1526.29 | 0 | 0 | 1 | 0 | 0 | 0 | 0 | 0 | 0 | 0 | 0 | 0 | 0 | 0 | 0 | 0 | -2 | -2 | 0 | 0 | 1 |  | 1 | 1 | 1 | 1 | 1 | 1 | 1 | 4+ | 1 | 1
PG&E KERN | Lakeview | 70 | 0 | 0 | 0 | 0 | 0 | 0 | 0 | 0 | 0 | 0 | 0 | 0 | 0 | 0 | 0 | 0 | 0 | 0 | 0 | 0 |  | 0 | 0 | 0 | 0 | 0 | 0 | 0 | 0 | 0 | 0 | 0 | 0 | 1.161 | 0 | 5.6 | 0 | 0 | 1 | 0 | 0 | 0 | 0 | 0 | 0 | 0 | 0 | 0 | 0 | 0 | 0 | -2 | 0 | -2 | 0 | 0 | 1 |  | 0 | 0 | 0 | 0 | 0 | 0 | 0 | 0 | 0 | 0 | 7.2964 | 0 | 1.161 | 0 | 5.6 | 0 | 0 | 1 | 0 | 0 | 0 | 0 | 0 | 0 | 0 | 0 | 0 | 0 | -2 | 0 | 0 | 0 | -2 | 0 | 0 | 1 |  | 0 | 0 | 0 | 0 | 0 | 0 | 0 | 0 | 0 | 0 | 7.2964 | 0 | 1.161 | 0 | 5.6 | 0 | 0 | 1 | 0 | 0 | 0 | 0 | 0 | 0 | 0 | 0 | 0 | 0 | -2 | 0 | 0 | 0 | -2 | 0 | 0 | 1 |  | 0 | 0 | 0 | 0 | 0 | 0 | 0 | 0 | 0 | 0 | 7.2964 | 0 | 1.161 | 0 | 5.6 | 0 | 0 | 1 | 0 | 0 | 0 | 0 | 0 | 0 | 0 | 0 | 0 | 0 | -2 | 0 | 0 | 0 | 0 | 0 | 0 | 1 |  | 1 | 1 | 1 | 1 | 1 | 4+ | 1 | 4+ | 1 | 1
PG&E NGBA | Lakeville | 230 | 0 | 0 | 0 | 0 | 0 | 0 | 0 | 0 | 0 | 0 | 0 | 0 | 0 | 0 | 0 | 0 | 0 | 0 | 0 | 0 |  | 0 | 0 | 0 | 0 | 0 | 0 | 0 | 0 | 0 | 0 | 0 | 0 | 0 | 0 | 0 | 0 | 0 | 0 | 0 | 0 | 0 | 0 | 0 | 0 | 0 | 0 | 0 | 0 | 0 | 0 | 0 | 0 | 0 | 0 | 0 | 0 |  | 0 | 0 | 0 | 0 | 0 | 0 | 0 | 0 | 0 | 0 | 0 | 0 | 0 | 0 | 0 | 0 | 0 | 0 | 0 | 0 | 0 | 0 | 0 | 0 | 0 | 0 | 0 | 0 | 0 | 0 | 0 | 0 | 0 | 0 | 0 | 0 |  | 0 | 0 | 0 | 0 | 0 | 0 | 0 | 0 | 0 | 0 | 0 | 0 | 0 | 0 | 0 | 0 | 0 | 0 | 0 | 0 | 0 | 0 | 0 | 0 | 0 | 0 | 0 | 0 | 0 | 0 | 0 | 0 | 0 | 0 | 0 | 0 |  | 0 | 0 | 0 | 0 | 0 | 0 | 0 | 0 | 0 | 0 | 0 | 0 | 0 | 0 | 800 | 0 | 0 | 1 | 0 | 0 | 0 | 0 | 0 | 0 | 0 | 0 | 0 | 0 | 0 | 0 | 0 | 0 | -2 | 0 | 0 | 1 |  | 1 | 1 | 1 | 1 | 1 | 1 | 1 | 1+ | 1 | 1
PG&E NGBA | Lakeville | 60 | 0 | 0 | 0 | 0 | 0 | 0 | 0 | 0 | 0 | 0 | 0 | 4 | 0 | 0 | 0 | 0 | 0 | 0 | 0 | 1 |  | 0 | 0 | 0 | 0 | 0 | 0 | 0 | 0 | 0 | 0 | 0 | 0 | 0 | 0 | 0 | 0 | 0 | 0 | 0 | 0 | 0 | 0 | 0 | 0 | 0 | 0 | 0 | 0 | 2 | 0 | 0 | 0 | 0 | 0 | 0 | 1 |  | 0 | 0 | 0 | 0 | 0 | 0 | 0 | 0 | 0 | 0 | 4 | 0 | 0 | 0 | 0 | 0 | 0 | 1 | 0 | 0 | 0 | 0 | 0 | 0 | 0 | 0 | 0 | 0 | 0 | 0 | 0 | 0 | 0 | 0 | 0 | 0 |  | 0 | 0 | 0 | 0 | 0 | 0 | 0 | 0 | 0 | 0 | 4 | 0 | 0 | 0 | 0 | 0 | 0 | 1 | 0 | 0 | 0 | 0 | 0 | 0 | 0 | 0 | 0 | 0 | 0 | 0 | 0 | 0 | 0 | 0 | 0 | 0 |  | 0 | 0 | 0 | 0 | 0 | 0 | 0 | 0 | 0 | 0 | 5.44 | 0 | 0 | 0 | 0 | 0 | 0 | 1 | 0 | 0 | 0 | 0 | 0 | 0 | 0 | 0 | 0 | 0 | -1 | 0 | 0 | 0 | 0 | 0 | 0 | 1 |  | 1 | 1 | 1 | 1 | 1 | 1 | 1 | 1 | 1 | 0
PG&E NGBA | Lakeville | 115 | 0 | 0 | 0 | 0 | 0 | 0 | 0 | 0 | 0 | 0 | 0 | 0 | 0 | 0 | 0 | 0 | 0 | 0 | 0 | 0 |  | 0 | 0 | 0 | 0 | 0 | 0 | 0 | 0 | 0 | 0 | 0 | 0 | 0 | 0 | 0 | 0 | 0 | 0 | 0 | 0 | 0 | 0 | 0 | 0 | 0 | 0 | 0 | 0 | 0 | 0 | 0 | 0 | 0 | 0 | 0 | 0 |  | 0 | 0 | 0 | 0 | 0 | 0 | 0 | 0 | 0 | 0 | 0 | 0 | 0 | 0 | 0 | 0 | 0 | 0 | 0 | 0 | 0 | 0 | 0 | 0 | 0 | 0 | 0 | 0 | 0 | 0 | 0 | 0 | 0 | 0 | 0 | 0 |  | 0 | 0 | 0 | 0 | 0 | 0 | 0 | 0 | 0 | 0 | 0 | 0 | 0 | 0 | 263.7932 | 0 | 0 | 1 | 0 | 0 | 0 | 0 | 0 | 0 | 0 | 0 | 0 | 0 | 0 | 0 | 0 | 0 | -2 | 0 | 0 | 1 |  | 0 | 0 | 0 | 0 | 0 | 0 | 0 | 0 | 0 | 0 | 0 | 0 | 0 | 0 | 263.7932 | 0 | 0 | 1 | 0 | 0 | 0 | 0 | 0 | 0 | 0 | 0 | 0 | 0 | 0 | 0 | 0 | 0 | -1 | 0 | 0 | 1 |  | 1 | 1 | 1 | 1 | 1 | 1 | 1 | 2+ | 1 | 1
PG&E GBA | Lakewood | 115 | 0 | 0 | 0 | 0 | 0 | 0 | 0 | 0 | 0 | 0 | 0 | 0 | 0 | 0 | 0 | 0 | 0 | 0 | 0 | 0 |  | 0 | 0 | 0 | 0 | 0 | 0 | 0 | 0 | 0 | 0 | 0 | 0 | 0 | 0 | 0 | 0 | 0 | 0 | 0 | 0 | 0 | 0 | 0 | 0 | 0 | 0 | 0 | 0 | 0 | 0 | 0 | 0 | 0 | 0 | 0 | 0 |  | 0 | 0 | 0 | 0 | 0 | 0 | 0 | 0 | 0 | 0 | 0 | 0 | 0 | 0 | 0 | 0 | 0 | 0 | 0 | 0 | 0 | 0 | 0 | 0 | 0 | 0 | 0 | 0 | 0 | 0 | 0 | 0 | 0 | 0 | 0 | 0 |  | 0 | 0 | 0 | 0 | 0 | 0 | 0 | 0 | 0 | 0 | 0 | 0 | 0 | 0 | 0 | 0 | 0 | 0 | 0 | 0 | 0 | 0 | 0 | 0 | 0 | 0 | 0 | 0 | 0 | 0 | 0 | 0 | 0 | 0 | 0 | 0 |  | 0 | 0 | 0 | 0 | 0 | 0 | 0 | 0 | 0 | 0 | 0 | 0 | 0 | 0 | 0 | 0 | 0 | 0 | 0 | 0 | 0 | 0 | 0 | 0 | 0 | 0 | 0 | 0 | 0 | 0 | 0 | 0 | 0 | 0 | 0 | 0 |  | 1 | 1 | 1 | 1 | 1 | 1 | 1 | 1 | 1 | 0
PG&E NGBA | Lambie | 230 | 0 | 0 | 0 | 0 | 0 | 0 | 0 | 0 | 0 | 0 | 0 | 0 | 0 | 0 | 0 | 0 | 0 | 0 | 0 | 0 |  | 0 | 0 | 0 | 0 | 0 | 0 | 0 | 0 | 0 | 0 | 0 | 0 | 0 | 0 | 0 | 0 | 0 | 0 | 0 | 0 | 0 | 0 | 0 | 0 | 0 | 0 | 0 | 0 | 0 | 0 | 0 | 0 | 0 | 0 | 0 | 0 |  | 0 | 0 | 0 | 0 | 0 | 0 | 0 | 0 | 0 | 0 | 0 | 0 | 0 | 0 | 0 | 0 | 0 | 0 | 0 | 0 | 0 | 0 | 0 | 0 | 0 | 0 | 0 | 0 | 0 | 0 | 0 | 0 | 0 | 0 | 0 | 0 |  | 0 | 0 | 0 | 0 | 0 | 0 | 0 | 0 | 0 | 0 | 0 | 0 | 0 | 0 | 817.3487 | 0 | 0 | 1 | 0 | 0 | 0 | 0 | 0 | 0 | 0 | 0 | 0 | 0 | 0 | 0 | 0 | 0 | -2 | 0 | 0 | 1 |  | 0 | 0 | 0 | 0 | 0 | 0 | 0 | 0 | 0 | 0 | 0 | 0 | 0 | 0 | 1457.3487 | 0 | 0 | 1 | 0 | 0 | 0 | 0 | 0 | 0 | 0 | 0 | 0 | 0 | 0 | 0 | 0 | 0 | -2 | 0 | 0 | 1 |  | 1 | 1 | 1 | 1 | 1 | 1 | 1 | 2+ | 1 | 1
PG&E GBA | Lammers | 115 | 0 | 0 | 0 | 0 | 0 | 0 | 0 | 0 | 0 | 0 | 0 | 0 | 0 | 0 | 0 | 0 | 0 | 0 | 0 | 0 |  | 0 | 0 | 0 | 0 | 0 | 0 | 0 | 0 | 0 | 0 | 0 | 0 | 0 | 0 | 0 | 0 | 0 | 0 | 0 | 0 | 0 | 0 | 0 | 0 | 0 | 0 | 0 | 0 | 0 | 0 | 0 | 0 | 0 | 0 | 0 | 0 |  | 0 | 0 | 0 | 0 | 0 | 0 | 0 | 0 | 0 | 0 | 1.1587 | 0 | 0 | 0 | 0 | 0 | 0 | 1 | 0 | 0 | 0 | 0 | 0 | 0 | 0 | 0 | 0 | 0 | -2 | 0 | 0 | 0 | 0 | 0 | 0 | 1 |  | 0 | 0 | 0 | 0 | 0 | 0 | 0 | 0 | 0 | 0 | 1.1587 | 0 | 0 | 0 | 151.3 | 0 | 0 | 1 | 0 | 0 | 0 | 0 | 0 | 0 | 0 | 0 | 0 | 0 | -2 | 0 | 0 | 0 | -2 | 0 | 0 | 1 |  | 0 | 0 | 0 | 0 | 0 | 0 | 0 | 0 | 0 | 0 | 7.7287 | 0 | 0 | 0 | 453.128 | 0 | 0 | 1 | 0 | 0 | 0 | 0 | 0 | 0 | 0 | 0 | 0 | 0 | -2 | 0 | 0 | 0 | -1 | 0 | 0 | 1 |  | 1 | 1 | 1 | 1 | 1 | 4+ | 1 | 2+ | 1 | 1
PG&E KERN | Lamont | 115 | 0 | 5 | 0 | 0 | 0 | 0 | 0 | 0 | 0 | 0 | 0 | 4 | 0 | 80 | 80 | 0 | 0 | 0 | 0 | 1 |  | 0 | 0 | 0 | 0 | 0 | 0 | 0 | 0 | 0 | 0 | 0 | 0 | 11.7 | 0 | 0 | 0 | 0 | 1 | 0 | 0 | 2 | 2 | 0 | 0 | 0 | 0 | 0 | 0 | 2 | 0 | 2 | 0 | 0 | 0 | 0 | 1 |  | 0 | 0 | 0 | 5 | 0 | 0 | 0 | 0 | 0 | 0 | 4.5701 | 0 | 115.155 | 0 | 51.401 | 0 | 0 | 1 | 0 | 0 | 2 | 0 | 0 | 0 | 0 | 0 | 0 | 0 | -1 | 0 | -1 | 0 | -2 | 0 | 0 | 1 |  | 0 | 0 | 0 | 5 | 0 | 0 | 0 | 0 | 0 | 0 | 4.5701 | 0 | 115.155 | 0 | 152.301 | 0 | 0 | 1 | 0 | 0 | 2 | 0 | 0 | 0 | 0 | 0 | 0 | 0 | -1 | 0 | -1 | 0 | -2 | 0 | 0 | 1 |  | 0 | 0 | 0 | 5 | 0 | 0 | 0 | 0 | 0 | 0 | 4.5701 | 0 | 455.155 | 0 | 601.826 | 0 | 0 | 1 | 0 | 0 | 2 | 0 | 0 | 0 | 0 | 0 | 0 | 0 | -1 | 0 | -2 | 0 | -2 | 0 | 0 | 1 |  | 1 | 1 | 1 | 1 | 1 | 3+ | 3+ | 4+ | 1 | 1
PG&E FRESNO | Las Aguilas | 230 | 0 | 0 | 0 | 0 | 0 | 0 | 0 | 0 | 0 | 0 | 0 | 0 | 0 | 0 | 0 | 0 | 0 | 0 | 0 | 0 |  | 0 | 0 | 0 | 0 | 0 | 0 | 0 | 0 | 0 | 0 | 0 | 0 | 0 | 0 | 0 | 0 | 0 | 0 | 0 | 0 | 0 | 0 | 0 | 0 | 0 | 0 | 0 | 0 | 0 | 0 | 0 | 0 | 0 | 0 | 0 | 0 |  | 0 | 0 | 0 | 0 | 0 | 0 | 0 | 0 | 0 | 0 | 0 | 0 | 0 | 0 | 0 | 0 | 0 | 0 | 0 | 0 | 0 | 0 | 0 | 0 | 0 | 0 | 0 | 0 | 0 | 0 | 0 | 0 | 0 | 0 | 0 | 0 |  | 0 | 0 | 0 | 0 | 0 | 0 | 0 | 0 | 0 | 0 | 0 | 0 | 0 | 0 | 0 | 0 | 0 | 0 | 0 | 0 | 0 | 0 | 0 | 0 | 0 | 0 | 0 | 0 | 0 | 0 | 0 | 0 | 0 | 0 | 0 | 0 |  | 0 | 0 | 0 | 0 | 0 | 0 | 0 | 0 | 0 | 0 | 0 | 0 | 0 | 0 | 0 | 0 | 0 | 0 | 0 | 0 | 0 | 0 | 0 | 0 | 0 | 0 | 0 | 0 | 0 | 0 | 0 | 0 | 0 | 0 | 0 | 0 |  | 1 | 1 | 1 | 1 | 1 | 1 | 1 | 1 | 1 | 0
EOP | Lathrop | 138 | 0 | 0 | 0 | 0 | 0 | 0 | 0 | 0 | 0 | 0 | 0 | 0 | 0 | 0 | 0 | 0 | 0 | 0 | 0 | 0 |  | 0 | 0 | 0 | 0 | 0 | 0 | 0 | 0 | 0 | 0 | 0 | 0 | 0 | 0 | 0 | 0 | 0 | 0 | 0 | 0 | 0 | 0 | 0 | 0 | 0 | 0 | 0 | 0 | 0 | 0 | 0 | 0 | 0 | 0 | 0 | 0 |  | 0 | 0 | 0 | 0 | 0 | 0 | 0 | 0 | 0 | 0 | 0 | 0 | 0 | 0 | 0 | 0 | 0 | 0 | 0 | 0 | 0 | 0 | 0 | 0 | 0 | 0 | 0 | 0 | 0 | 0 | 0 | 0 | 0 | 0 | 0 | 0 |  | 0 | 0 | 0 | 0 | 0 | 0 | 0 | 0 | 0 | 0 | 0 | 0 | 0 | 0 | 0 | 0 | 0 | 0 | 0 | 0 | 0 | 0 | 0 | 0 | 0 | 0 | 0 | 0 | 0 | 0 | 0 | 0 | 0 | 0 | 0 | 0 |  | 0 | 0 | 0 | 0 | 0 | 0 | 0 | 0 | 0 | 0 | 0 | 0 | 0 | 0 | 0 | 0 | 0 | 0 | 0 | 0 | 0 | 0 | 0 | 0 | 0 | 0 | 0 | 0 | 0 | 0 | 0 | 0 | 0 | 0 | 0 | 0 |  | 1 | 1 | 1 | 1 | 1 | 1 | 1 | 1 | 1 | 0
EOP | Lathrop | 230 | 0 | 0 | 300 | 0 | 300 | 0 | 0 | 0 | 0 | 0 | 0 | 0 | 0 | 0 | 0 | 0 | 0 | 0 | 0 | 1 |  | 0 | 0 | 0 | 0 | 0 | 0 | 0 | 0 | 0 | 0 | 0 | 0 | 0 | 0 | 0 | 0 | 0 | 0 | 0 | 0 | 0 | 0 | 2 | 2 | 0 | 0 | 0 | 0 | 0 | 0 | 0 | 0 | 0 | 0 | 0 | 1 |  | 0 | 0 | 0 | 0 | 0 | 0 | 0 | 0 | 0 | 0 | 0 | 0 | 0 | 0 | 0 | 0 | 0 | 0 | 0 | 0 | 0 | 0 | 2 | 2 | 0 | 0 | 0 | 0 | 0 | 0 | 0 | 0 | 0 | 0 | 0 | 1 |  | 0 | 0 | 0 | 0 | 0 | 0 | 0 | 0 | 0 | 0 | 0 | 0 | 516.7638 | 0 | 516.7638 | 0 | 0 | 1 | 0 | 0 | 0 | 0 | 2 | 2 | 0 | 0 | 0 | 0 | 0 | 0 | -2 | 0 | -2 | 0 | 0 | 1 |  | 0 | 0 | 0 | 0 | 0 | 308 | 0 | 0 | 0 | 0 | 0 | 0 | 516.7638 | 0 | 516.7638 | 0 | 0 | 1 | 0 | 0 | 0 | 0 | 2 | 0 | 0 | 0 | 0 | 0 | 0 | 0 | -2 | 0 | -2 | 0 | 0 | 1 |  | 1 | 1 | 3- | 1 | 1 | 1 | 2+ | 2+ | 1 | 1
PG&E FRESNO | Le Grand | 115 | 0 | 0 | 0 | 0 | 0 | 0 | 0 | 0 | 0 | 0 | 0 | 0 | 0 | 0 | 0 | 0 | 0 | 0 | 0 | 0 |  | 0 | 0 | 0 | 0 | 0 | 0 | 0 | 0 | 0 | 0 | 0 | 0 | 0 | 0 | 0 | 0 | 0 | 0 | 0 | 0 | 0 | 0 | 0 | 0 | 0 | 0 | 0 | 0 | 0 | 0 | 0 | 0 | 0 | 0 | 0 | 0 |  | 0 | 0 | 0 | 0 | 0 | 0 | 0 | 0 | 0 | 0 | 0 | 0 | 0 | 0 | 0 | 0 | 0 | 0 | 0 | 0 | 0 | 0 | 0 | 0 | 0 | 0 | 0 | 0 | 0 | 0 | 0 | 0 | 0 | 0 | 0 | 0 |  | 0 | 0 | 0 | 0 | 0 | 0 | 0 | 0 | 0 | 0 | 0 | 0 | 131.43 | 0 | 65.47 | 0 | 0 | 1 | 0 | 0 | 0 | 0 | 0 | 0 | 0 | 0 | 0 | 0 | 0 | 0 | -2 | 0 | -2 | 0 | 0 | 1 |  | 0 | 0 | 0 | 0 | 0 | 0 | 0 | 0 | 0 | 0 | 0 | 0 | 431.43 | 0 | 515.47 | 0 | 0 | 1 | 0 | 0 | 0 | 0 | 0 | 0 | 0 | 0 | 0 | 0 | 0 | 0 | -2 | 0 | -2 | 0 | 0 | 1 |  | 1 | 1 | 1 | 1 | 1 | 1 | 2+ | 2+ | 1 | 1
PG&E FRESNO | Lemoore | 70 | 0 | 0 | 0 | 0 | 0 | 0 | 0 | 0 | 0 | 0 | 0 | 0 | 0 | 22 | 22 | 0 | 0 | 0 | 0 | 1 |  | 0 | 0 | 0 | 0 | 0 | 0 | 0 | 0 | 0 | 0 | 0 | 0 | 21.05 | 0 | 21.05 | 0 | 0 | 1 | 0 | 0 | 0 | 0 | 0 | 0 | 0 | 0 | 0 | 0 | 0 | 0 | 0 | 0 | -2 | 0 | 0 | 1 |  | 0 | 0 | 0 | 0 | 0 | 0 | 0 | 0 | 0 | 0 | 0 | 0 | 0 | 0 | 0 | 0 | 0 | 0 | 0 | 0 | 0 | 0 | 0 | 0 | 0 | 0 | 0 | 0 | 0 | 0 | 2 | 0 | 0 | 0 | 0 | 1 |  | 0 | 0 | 0 | 0 | 0 | 0 | 0 | 0 | 0 | 0 | 0 | 0 | 21.05 | 0 | 21.05 | 0 | 0 | 1 | 0 | 0 | 0 | 0 | 0 | 0 | 0 | 0 | 0 | 0 | 0 | 0 | 0 | 0 | -2 | 0 | 0 | 1 |  | 0 | 0 | 0 | 0 | 0 | 0 | 0 | 0 | 0 | 0 | 0 | 0 | 21.05 | 0 | 21.05 | 0 | 0 | 1 | 0 | 0 | 0 | 0 | 0 | 0 | 0 | 0 | 0 | 0 | 0 | 0 | 0 | 0 | 0 | 0 | 0 | 0 |  | 1 | 1 | 1 | 1 | 1 | 1 | 1 | 2+ | 1 | 1
PG&E KERN | Lerdo | 115 | 0 | 0 | 0 | 0 | 0 | 0 | 0 | 0 | 0 | 0 | 0 | 0 | 0 | 0 | 0 | 0 | 0 | 0 | 0 | 0 |  | 0 | 0 | 0 | 0 | 0 | 0 | 0 | 0 | 0 | 0 | 0 | 0 | 0 | 0 | 0 | 0 | 0 | 0 | 0 | 0 | 0 | 0 | 0 | 0 | 0 | 0 | 0 | 0 | 0 | 0 | 0 | 0 | 0 | 0 | 0 | 0 |  | 0 | 0 | 0 | 0 | 0 | 0 | 0 | 0 | 0 | 0 | 13.91 | 0 | 0 | 0 | 2.93 | 0 | 0 | 1 | 0 | 0 | 0 | 0 | 0 | 0 | 0 | 0 | 0 | 0 | -2 | 0 | 0 | 0 | 0 | 0 | 0 | 1 |  | 0 | 0 | 0 | 0 | 0 | 0 | 0 | 0 | 0 | 0 | 13.91 | 0 | 0 | 0 | 2.93 | 0 | 0 | 1 | 0 | 0 | 0 | 0 | 0 | 0 | 0 | 0 | 0 | 0 | -2 | 0 | 0 | 0 | 0 | 0 | 0 | 1 |  | 0 | 0 | 0 | 0 | 0 | 0 | 0 | 0 | 0 | 0 | 18.837 | 0 | 0 | 0 | 102.93 | 0 | 0 | 1 | 0 | 0 | 0 | 0 | 0 | 0 | 0 | 0 | 0 | 0 | -2 | 0 | 0 | 0 | -1 | 0 | 0 | 1 |  | 1 | 1 | 1 | 1 | 1 | 4+ | 1 | 1 | 1 | 1
SCE Metro | Lewis | 230 | 0 | 0 | 0 | 0 | 0 | 0 | 0 | 0 | 0 | 0 | 0 | 0 | 0 | 0 | 0 | 0 | 0 | 0 | 0 | 0 |  | 0 | 0 | 0 | 0 | 0 | 0 | 0 | 0 | 0 | 0 | 0 | 0 | 0 | 0 | 0 | 0 | 0 | 0 | 0 | 0 | 0 | 0 | 0 | 0 | 0 | 0 | 0 | 0 | 0 | 0 | 0 | 0 | 0 | 0 | 0 | 0 |  | 0 | 0 | 0 | 0 | 0 | 0 | 0 | 0 | 0 | 0 | 0 | 0 | 0 | 0 | 0 | 0 | 0 | 0 | 0 | 0 | 0 | 0 | 0 | 0 | 0 | 0 | 0 | 0 | 0 | 0 | 0 | 0 | 0 | 0 | 0 | 0 |  | 0 | 0 | 0 | 0 | 0 | 0 | 0 | 0 | 0 | 0 | 0 | 0 | 0 | 0 | 0 | 0 | 0 | 0 | 0 | 0 | 0 | 0 | 0 | 0 | 0 | 0 | 0 | 0 | 0 | 0 | 0 | 0 | 0 | 0 | 0 | 0 |  | 0 | 0 | 0 | 0 | 0 | 0 | 0 | 0 | 0 | 0 | 0 | 0 | 0 | 0 | 0 | 0 | 0 | 0 | 0 | 0 | 0 | 0 | 0 | 0 | 0 | 0 | 0 | 0 | 0 | 0 | 0 | 0 | 0 | 0 | 0 | 0 |  | 1 | 1 | 1 | 1 | 1 | 1 | 1 | 1 | 1 | 0
SCE Metro | Lighthipe | 230 | 0 | 0 | 0 | 0 | 0 | 0 | 0 | 0 | 0 | 0 | 0 | 0 | 0 | 0 | 0 | 0 | 0 | 0 | 0 | 0 |  | 0 | 0 | 0 | 0 | 0 | 0 | 0 | 0 | 0 | 0 | 0 | 0 | 0 | 0 | 0 | 0 | 0 | 0 | 0 | 0 | 0 | 0 | 0 | 0 | 0 | 0 | 0 | 0 | 0 | 0 | 0 | 0 | 0 | 0 | 0 | 0 |  | 0 | 0 | 0 | 0 | 0 | 0 | 0 | 0 | 0 | 0 | 0 | 0 | 0 | 0 | 175 | 0 | 0 | 1 | 0 | 0 | 0 | 0 | 0 | 0 | 0 | 0 | 0 | 0 | 0 | 0 | 0 | 0 | -2 | 0 | 0 | 1 |  | 0 | 0 | 0 | 0 | 0 | 0 | 0 | 0 | 0 | 0 | 0 | 0 | 0 | 0 | 580.5148 | 0 | 0 | 1 | 0 | 0 | 0 | 0 | 0 | 0 | 0 | 0 | 0 | 0 | 0 | 0 | 0 | 0 | -2 | 0 | 0 | 1 |  | 0 | 0 | 0 | 0 | 0 | 0 | 0 | 0 | 0 | 0 | 0 | 0 | 0 | 100 | 1152.0698 | 0 | 0 | 1 | 0 | 0 | 0 | 0 | 0 | 0 | 0 | 0 | 0 | 0 | 0 | 0 | 0 | -2 | -2 | 0 | 0 | 1 |  | 1 | 1 | 1 | 1 | 1 | 1 | 1 | 4+ | 1 | 1
SDGE | Lilac | 69 | 0 | 0 | 0 | 0 | 0 | 0 | 0 | 0 | 0 | 0 | 0 | 0 | 0 | 0 | 0 | 0 | 0 | 0 | 0 | 0 |  | 0 | 0 | 0 | 0 | 0 | 0 | 0 | 0 | 0 | 0 | 0 | 0 | 0 | 0 | 0 | 0 | 0 | 0 | 0 | 0 | 0 | 0 | 0 | 0 | 0 | 0 | 0 | 0 | 0 | 0 | 0 | 0 | 0 | 0 | 0 | 0 |  | 0 | 0 | 0 | 0 | 0 | 0 | 0 | 0 | 0 | 0 | 0 | 0 | 0 | 0 | 0 | 0 | 0 | 0 | 0 | 0 | 0 | 0 | 0 | 0 | 0 | 0 | 0 | 0 | 0 | 0 | 0 | 0 | 0 | 0 | 0 | 0 |  | 0 | 0 | 0 | 0 | 0 | 0 | 0 | 0 | 0 | 0 | 0 | 0 | 0 | 0 | 0 | 0 | 0 | 0 | 0 | 0 | 0 | 0 | 0 | 0 | 0 | 0 | 0 | 0 | 0 | 0 | 0 | 0 | 0 | 0 | 0 | 0 |  | 0 | 0 | 0 | 0 | 0 | 0 | 0 | 0 | 0 | 0 | 0 | 0 | 0 | 0 | 2 | 0 | 0 | 1 | 0 | 0 | 0 | 0 | 0 | 0 | 0 | 0 | 0 | 0 | 0 | 0 | 0 | 0 | 0 | 0 | 0 | 0 |  | 1 | 1 | 1 | 1 | 1 | 1 | 1 | 1 | 1 | 0
PG&E NGBA | Lincoln | 115 | 0 | 0 | 0 | 0 | 0 | 0 | 0 | 0 | 0 | 0 | 0 | 0 | 0 | 0 | 0 | 0 | 0 | 0 | 0 | 0 |  | 0 | 0 | 0 | 0 | 0 | 0 | 0 | 0 | 0 | 0 | 0 | 0 | 0 | 0 | 0 | 0 | 0 | 0 | 0 | 0 | 0 | 0 | 0 | 0 | 0 | 0 | 0 | 0 | 0 | 0 | 0 | 0 | 0 | 0 | 0 | 0 |  | 0 | 0 | 0 | 0 | 0 | 0 | 0 | 0 | 0 | 0 | 0 | 0 | 0 | 0 | 0 | 0 | 0 | 0 | 0 | 0 | 0 | 0 | 0 | 0 | 0 | 0 | 0 | 0 | 0 | 0 | 0 | 0 | 0 | 0 | 0 | 0 |  | 0 | 0 | 0 | 0 | 0 | 0 | 0 | 0 | 0 | 0 | 0 | 0 | 0 | 0 | 0 | 0 | 0 | 0 | 0 | 0 | 0 | 0 | 0 | 0 | 0 | 0 | 0 | 0 | 0 | 0 | 0 | 0 | 0 | 0 | 0 | 0 |  | 0 | 0 | 0 | 0 | 0 | 0 | 0 | 0 | 0 | 0 | 0 | 0 | 0 | 0 | 0 | 0 | 0 | 0 | 0 | 0 | 0 | 0 | 0 | 0 | 0 | 0 | 0 | 0 | 0 | 0 | 0 | 0 | 0 | 0 | 0 | 0 |  | 1 | 1 | 1 | 1 | 1 | 1 | 1 | 1 | 1 | 0
PG&E KERN | Live Oak | 115 | 0 | 0 | 0 | 0 | 0 | 0 | 0 | 0 | 0 | 0 | 0 | 0 | 0 | 0 | 0 | 0 | 0 | 0 | 0 | 0 |  | 0 | 0 | 0 | 0 | 0 | 0 | 0 | 0 | 0 | 0 | 0 | 0 | 0 | 0 | 0 | 0 | 0 | 0 | 0 | 0 | 0 | 0 | 0 | 0 | 0 | 0 | 0 | 0 | 0 | 0 | 0 | 0 | 0 | 0 | 0 | 0 |  | 0 | 0 | 0 | 0 | 0 | 0 | 0 | 0 | 0 | 0 | 0 | 0 | 0 | 0 | 0 | 0 | 0 | 0 | 0 | 0 | 0 | 0 | 0 | 0 | 0 | 0 | 0 | 0 | 0 | 0 | 0 | 0 | 0 | 0 | 0 | 0 |  | 0 | 0 | 0 | 0 | 0 | 0 | 0 | 0 | 0 | 0 | 0 | 0 | 0 | 0 | 0 | 0 | 0 | 0 | 0 | 0 | 0 | 0 | 0 | 0 | 0 | 0 | 0 | 0 | 0 | 0 | 0 | 0 | 0 | 0 | 0 | 0 |  | 0 | 0 | 0 | 0 | 0 | 0 | 0 | 0 | 0 | 0 | 9.95 | 0 | 0 | 0 | 204.9827 | 0 | 0 | 1 | 0 | 0 | 0 | 0 | 0 | 0 | 0 | 0 | 0 | 0 | -2 | 0 | 0 | 0 | -1 | 0 | 0 | 1 |  | 1 | 1 | 1 | 1 | 1 | 1+ | 1 | 1 | 1 | 1
PG&E GBA | Llagas | 115 | 0 | 0 | 0 | 0 | 0 | 0 | 0 | 0 | 0 | 0 | 0 | 0 | 0 | 0 | 0 | 0 | 0 | 0 | 0 | 0 |  | 0 | 0 | 0 | 0 | 0 | 0 | 0 | 0 | 0 | 0 | 0 | 0 | 0 | 120 | 124.3 | 0 | 0 | 1 | 0 | 0 | 0 | 0 | 0 | 0 | 0 | 0 | 0 | 0 | 0 | 0 | 0 | -2 | -2 | 0 | 0 | 1 |  | 0 | 0 | 0 | 0 | 0 | 0 | 0 | 0 | 0 | 0 | 2.83 | 0 | 0 | 120 | 124.3 | 0 | 0 | 1 | 0 | 0 | 0 | 0 | 0 | 0 | 0 | 0 | 0 | 0 | -2 | 0 | 0 | -2 | -2 | 0 | 0 | 1 |  | 0 | 0 | 0 | 0 | 0 | 0 | 0 | 0 | 0 | 0 | 2.83 | 0 | 0 | 120 | 124.3 | 0 | 0 | 1 | 0 | 0 | 0 | 0 | 0 | 0 | 0 | 0 | 0 | 0 | -2 | 0 | 0 | -2 | -2 | 0 | 0 | 1 |  | 0 | 0 | 0 | 0 | 0 | 0 | 0 | 0 | 0 | 0 | 3.33 | 0 | 50 | 120 | 324.3 | 0 | 0 | 1 | 0 | 0 | 0 | 0 | 0 | 0 | 0 | 0 | 0 | 0 | -2 | 0 | -2 | -2 | -2 | 0 | 0 | 1 |  | 1 | 1 | 1 | 1 | 1 | 4+ | 1+ | 4+ | 1 | 1
PG&E GBA | Lockeford | 115 | 0 | 0 | 0 | 0 | 0 | 0 | 0 | 0 | 0 | 0 | 0 | 0 | 0 | 0 | 0 | 0 | 0 | 0 | 0 | 0 |  | 0 | 0 | 0 | 0 | 0 | 0 | 0 | 0 | 0 | 0 | 0 | 0 | 0 | 0 | 0 | 0 | 0 | 0 | 0 | 0 | 0 | 0 | 0 | 0 | 0 | 0 | 0 | 0 | 0 | 0 | 0 | 0 | 0 | 0 | 0 | 0 |  | 0 | 0 | 0 | 0 | 0 | 0 | 0 | 0 | 0 | 0 | 0 | 0 | 0 | 0 | 0 | 0 | 0 | 0 | 0 | 0 | 0 | 0 | 0 | 0 | 0 | 0 | 0 | 0 | 0 | 0 | 0 | 0 | 0 | 0 | 0 | 0 |  | 0 | 0 | 0 | 0 | 0 | 0 | 0 | 0 | 0 | 0 | 0 | 0 | 0 | 0 | 0 | 0 | 0 | 0 | 0 | 0 | 0 | 0 | 0 | 0 | 0 | 0 | 0 | 0 | 0 | 0 | 0 | 0 | 0 | 0 | 0 | 0 |  | 0 | 0 | 0 | 0 | 0 | 0 | 0 | 0 | 0 | 0 | 0 | 0 | 0 | 0 | 100 | 0 | 0 | 1 | 0 | 0 | 0 | 0 | 0 | 0 | 0 | 0 | 0 | 0 | 0 | 0 | 0 | 0 | 0 | 0 | 0 | 0 |  | 1 | 1 | 1 | 1 | 1 | 1 | 1 | 1 | 1 | 0
PG&E GBA | Lockeford | 230 | 0 | 0 | 0 | 0 | 0 | 0 | 0 | 0 | 0 | 0 | 0 | 0 | 0 | 0 | 0 | 0 | 0 | 0 | 0 | 0 |  | 0 | 0 | 0 | 0 | 0 | 0 | 0 | 0 | 0 | 0 | 0 | 0 | 0 | 0 | 0 | 0 | 0 | 0 | 0 | 0 | 0 | 0 | 0 | 0 | 0 | 0 | 0 | 0 | 0 | 0 | 0 | 0 | 0 | 0 | 0 | 0 |  | 0 | 0 | 0 | 0 | 0 | 0 | 0 | 0 | 0 | 0 | 0 | 0 | 0 | 0 | 0 | 0 | 0 | 0 | 0 | 0 | 0 | 0 | 0 | 0 | 0 | 0 | 0 | 0 | 0 | 0 | 0 | 0 | 0 | 0 | 0 | 0 |  | 0 | 0 | 0 | 0 | 0 | 0 | 0 | 0 | 0 | 0 | 0 | 0 | 0 | 0 | 0 | 0 | 0 | 0 | 0 | 0 | 0 | 0 | 0 | 0 | 0 | 0 | 0 | 0 | 0 | 0 | 0 | 0 | 0 | 0 | 0 | 0 |  | 0 | 0 | 0 | 0 | 0 | 0 | 0 | 0 | 0 | 0 | 0 | 0 | 0 | 0 | 200 | 0 | 0 | 1 | 0 | 0 | 0 | 0 | 0 | 0 | 0 | 0 | 0 | 0 | 0 | 0 | 0 | 0 | -1 | 0 | 0 | 1 |  | 1 | 1 | 1 | 1 | 1 | 1 | 1 | 1 | 1 | 0
PG&E GBA | Lockeford | 60 | 0 | 0 | 0 | 0 | 0 | 0 | 0 | 0 | 0 | 0 | 0 | 0 | 0 | 0 | 0 | 0 | 0 | 0 | 0 | 0 |  | 0 | 0 | 0 | 0 | 0 | 0 | 0 | 0 | 0 | 0 | 0 | 0 | 0 | 0 | 0 | 0 | 0 | 0 | 0 | 0 | 0 | 0 | 0 | 0 | 0 | 0 | 0 | 0 | 0 | 0 | 0 | 0 | 0 | 0 | 0 | 0 |  | 0 | 0 | 0 | 0 | 0 | 0 | 0 | 0 | 0 | 0 | 1 | 0 | 0 | 0 | 0 | 0 | 0 | 1 | 0 | 0 | 0 | 0 | 0 | 0 | 0 | 0 | 0 | 0 | -2 | 0 | 0 | 0 | 0 | 0 | 0 | 1 |  | 0 | 0 | 0 | 0 | 0 | 0 | 0 | 0 | 0 | 0 | 1 | 0 | 0 | 0 | 0 | 0 | 0 | 1 | 0 | 0 | 0 | 0 | 0 | 0 | 0 | 0 | 0 | 0 | -2 | 0 | 0 | 0 | 0 | 0 | 0 | 1 |  | 0 | 0 | 0 | 0 | 0 | 0 | 0 | 0 | 0 | 0 | 28.54 | 0 | 0 | 0 | 0 | 0 | 0 | 1 | 0 | 0 | 0 | 0 | 0 | 0 | 0 | 0 | 0 | 0 | -2 | 0 | 0 | 0 | 0 | 0 | 0 | 1 |  | 1 | 1 | 1 | 1 | 1 | 4+ | 1 | 1 | 1 | 1
PG&E GBA | Lodi | 230 | 0 | 0 | 0 | 0 | 0 | 0 | 0 | 0 | 0 | 0 | 0 | 0 | 0 | 0 | 0 | 0 | 0 | 0 | 0 | 0 |  | 0 | 0 | 0 | 0 | 0 | 0 | 0 | 0 | 0 | 0 | 0 | 0 | 0 | 0 | 0 | 0 | 0 | 0 | 0 | 0 | 0 | 0 | 0 | 0 | 0 | 0 | 0 | 0 | 0 | 0 | 0 | 0 | 0 | 0 | 0 | 0 |  | 0 | 0 | 0 | 0 | 0 | 0 | 0 | 0 | 0 | 0 | 0 | 0 | 0 | 0 | 0 | 0 | 0 | 0 | 0 | 0 | 0 | 0 | 0 | 0 | 0 | 0 | 0 | 0 | 0 | 0 | 0 | 0 | 0 | 0 | 0 | 0 |  | 0 | 0 | 0 | 0 | 0 | 0 | 0 | 0 | 0 | 0 | 0 | 0 | 0 | 0 | 0 | 0 | 0 | 0 | 0 | 0 | 0 | 0 | 0 | 0 | 0 | 0 | 0 | 0 | 0 | 0 | 0 | 0 | 0 | 0 | 0 | 0 |  | 0 | 0 | 0 | 0 | 0 | 0 | 0 | 0 | 0 | 0 | 0 | 0 | 0 | 0 | 0 | 0 | 0 | 0 | 0 | 0 | 0 | 0 | 0 | 0 | 0 | 0 | 0 | 0 | 0 | 0 | 0 | 0 | 0 | 0 | 0 | 0 |  | 1 | 1 | 1 | 1 | 1 | 1 | 1 | 1 | 1 | 0
PG&E NGBA | Logan Creek | 230 | 0 | 0 | 0 | 0 | 0 | 0 | 0 | 0 | 0 | 0 | 0 | 0 | 0 | 0 | 0 | 0 | 0 | 0 | 0 | 0 |  | 0 | 0 | 0 | 0 | 0 | 0 | 0 | 0 | 0 | 0 | 0 | 0 | 0 | 0 | 0 | 0 | 0 | 0 | 0 | 0 | 0 | 0 | 0 | 0 | 0 | 0 | 0 | 0 | 0 | 0 | 0 | 0 | 0 | 0 | 0 | 0 |  | 0 | 0 | 0 | 0 | 0 | 0 | 0 | 0 | 0 | 0 | 0 | 0 | 0 | 0 | 0 | 0 | 0 | 0 | 0 | 0 | 0 | 0 | 0 | 0 | 0 | 0 | 0 | 0 | 0 | 0 | 0 | 0 | 0 | 0 | 0 | 0 |  | 0 | 0 | 0 | 0 | 0 | 0 | 0 | 0 | 0 | 0 | 0 | 0 | 0 | 0 | 0 | 0 | 0 | 0 | 0 | 0 | 0 | 0 | 0 | 0 | 0 | 0 | 0 | 0 | 0 | 0 | 0 | 0 | 0 | 0 | 0 | 0 |  | 0 | 0 | 0 | 0 | 0 | 0 | 0 | 0 | 0 | 0 | 4.98 | 0 | 150 | 0 | 635 | 0 | 0 | 1 | 0 | 0 | 0 | 0 | 0 | 0 | 0 | 0 | 0 | 0 | -2 | 0 | -2 | 0 | -2 | 0 | 0 | 1 |  | 1 | 1 | 1 | 1 | 1 | 1+ | 1+ | 1+ | 1 | 1
PG&E GBA | Lone Tree | 230 | 0 | 0 | 0 | 0 | 0 | 0 | 0 | 0 | 0 | 0 | 0 | 1.8 | 0 | 0 | 0 | 0 | 0 | 0 | 0 | 1 |  | 0 | 0 | 0 | 0 | 0 | 0 | 0 | 0 | 0 | 0 | 0 | 0 | 0 | 0 | 0 | 0 | 0 | 0 | 0 | 0 | 0 | 0 | 0 | 0 | 0 | 0 | 0 | 0 | 2 | 0 | 0 | 0 | 0 | 0 | 0 | 1 |  | 0 | 0 | 0 | 0 | 0 | 0 | 0 | 0 | 0 | 0 | 1.8383 | 0 | 0 | 0 | 0 | 0 | 0 | 1 | 0 | 0 | 0 | 0 | 0 | 0 | 0 | 0 | 0 | 0 | 0 | 0 | 0 | 0 | 0 | 0 | 0 | 0 |  | 0 | 0 | 0 | 0 | 0 | 0 | 0 | 0 | 0 | 0 | 1.8383 | 0 | 0 | 0 | 0 | 0 | 0 | 1 | 0 | 0 | 0 | 0 | 0 | 0 | 0 | 0 | 0 | 0 | 0 | 0 | 0 | 0 | 0 | 0 | 0 | 0 |  | 0 | 0 | 0 | 0 | 0 | 0 | 0 | 0 | 0 | 0 | 1.8383 | 0 | 0 | 0 | 300 | 0 | 0 | 1 | 0 | 0 | 0 | 0 | 0 | 0 | 0 | 0 | 0 | 0 | 0 | 0 | 0 | 0 | -1 | 0 | 0 | 1 |  | 1 | 1 | 1 | 1 | 1 | 1 | 1 | 1 | 1 | 0
PG&E FRESNO | Los Banos | 230 | 0 | 0 | 110 | 0 | 110 | 0 | 0 | 0 | 0 | 0 | 0 | 0 | 150 | 280 | 430 | 0 | 0 | 0 | 0 | 1 |  | 0 | 0 | 0 | 0 | 0 | 3.6 | 0 | 0 | 0 | 0 | 0 | 0 | 205 | 74.94 | 254.94 | 0 | 0 | 1 | 0 | 0 | 0 | 0 | 2 | 2 | 0 | 0 | 0 | 0 | 0 | 2 | 2 | -2 | -2 | 0 | 0 | 1 |  | 0 | 0 | 0 | 0.55 | 0 | 3.6 | 0 | 0 | 0 | 0 | 0 | 0 | 205 | 74.94 | 254.94 | 0 | 0 | 1 | 0 | 0 | 0 | -2 | 2 | 2 | 0 | 0 | 0 | 0 | 0 | 2 | 2 | -2 | -2 | 0 | 0 | 1 |  | 0 | 0 | 0 | 0.55 | 0 | 3.6 | 0 | 0 | 0 | 0 | 0 | 0 | 512 | 474.94 | 661.94 | 0 | 0 | 1 | 0 | 0 | 0 | -2 | 2 | 2 | 0 | 0 | 0 | 0 | 0 | 2 | -1 | -2 | -2 | 0 | 0 | 1 |  | 0 | 0 | 0 | 0.55 | 0 | 3.6 | 0 | 0 | 0 | 0 | 0 | 0 | 1212 | 474.94 | 1628.7509 | 0 | 0 | 1 | 0 | 0 | 0 | -2 | 2 | 2 | 0 | 0 | 0 | 0 | 0 | 2 | -2 | -2 | -2 | 0 | 0 | 1 |  | 1 | 4+ | 5- | 1 | 1 | 1 | 2- | 4+ | 1 | 1
PG&E FRESNO | Los Banos | 500 | 0 | 0 | 0 | 0 | 0 | 0 | 0 | 0 | 0 | 0 | 0 | 0 | 0 | 0 | 0 | 0 | 0 | 0 | 0 | 0 |  | 0 | 0 | 0 | 0 | 0 | 0 | 0 | 0 | 0 | 0 | 0 | 0 | 0 | 0 | 0 | 0 | 0 | 0 | 0 | 0 | 0 | 0 | 0 | 0 | 0 | 0 | 0 | 0 | 0 | 0 | 0 | 0 | 0 | 0 | 0 | 0 |  | 0 | 0 | 0 | 0 | 0 | 0 | 0 | 0 | 0 | 0 | 0 | 0 | 0 | 0 | 0 | 0 | 0 | 0 | 0 | 0 | 0 | 0 | 0 | 0 | 0 | 0 | 0 | 0 | 0 | 0 | 0 | 0 | 0 | 0 | 0 | 0 |  | 0 | 0 | 0 | 0 | 0 | 0 | 0 | 0 | 0 | 0 | 0 | 0 | 1176.1 | 1150 | 1176.1 | 0 | 0 | 1 | 0 | 0 | 0 | 0 | 0 | 0 | 0 | 0 | 0 | 0 | 0 | 0 | -2 | -2 | -2 | 0 | 0 | 1 |  | 0 | 0 | 0 | 0 | 0 | 0 | 0 | 0 | 0 | 0 | 0 | 0 | 1776.1 | 1150 | 2776.1 | 0 | 0 | 1 | 0 | 0 | 0 | 0 | 0 | 0 | 0 | 0 | 0 | 0 | 0 | 0 | -2 | -2 | -2 | 0 | 0 | 1 |  | 1 | 1 | 1 | 1 | 1 | 1 | 2+ | 4+ | 1 | 1
SDGE | Los Coches | 138 | 0 | 0 | 0 | 0 | 0 | 0 | 0 | 0 | 0 | 0 | 0 | 0 | 0 | 0 | 0 | 0 | 0 | 0 | 0 | 0 |  | 0 | 0 | 0 | 0 | 0 | 0 | 0 | 0 | 0 | 0 | 0 | 0 | 0 | 0 | 0 | 0 | 0 | 0 | 0 | 0 | 0 | 0 | 0 | 0 | 0 | 0 | 0 | 0 | 0 | 0 | 0 | 0 | 0 | 0 | 0 | 0 |  | 0 | 0 | 0 | 0 | 0 | 0 | 0 | 0 | 0 | 0 | 0 | 0 | 0 | 0 | 0 | 0 | 0 | 0 | 0 | 0 | 0 | 0 | 0 | 0 | 0 | 0 | 0 | 0 | 0 | 0 | 0 | 0 | 0 | 0 | 0 | 0 |  | 0 | 0 | 0 | 0 | 0 | 0 | 0 | 0 | 0 | 0 | 0 | 0 | 0 | 0 | 0 | 0 | 0 | 0 | 0 | 0 | 0 | 0 | 0 | 0 | 0 | 0 | 0 | 0 | 0 | 0 | 0 | 0 | 0 | 0 | 0 | 0 |  | 0 | 0 | 0 | 0 | 0 | 0 | 0 | 0 | 0 | 0 | 0 | 0 | 0 | 0 | 0 | 0 | 0 | 0 | 0 | 0 | 0 | 0 | 0 | 0 | 0 | 0 | 0 | 0 | 0 | 0 | 0 | 0 | 0 | 0 | 0 | 0 |  | 1 | 1 | 1 | 1 | 1 | 1 | 1 | 1 | 1 | 0
SDGE | Los Coches | 69 | 0 | 0 | 0 | 0 | 0 | 0 | 0 | 0 | 0 | 0 | 0 | 0 | 0 | 0 | 0 | 0 | 0 | 0 | 0 | 0 |  | 0 | 0 | 0 | 0 | 0 | 0 | 0 | 0 | 0 | 0 | 0 | 0 | 0 | 0 | 0 | 0 | 0 | 0 | 0 | 0 | 0 | 0 | 0 | 0 | 0 | 0 | 0 | 0 | 0 | 0 | 0 | 0 | 0 | 0 | 0 | 0 |  | 0 | 0 | 0 | 0 | 0 | 0 | 0 | 0 | 0 | 0 | 0 | 0 | 0 | 0 | 0 | 0 | 0 | 0 | 0 | 0 | 0 | 0 | 0 | 0 | 0 | 0 | 0 | 0 | 0 | 0 | 0 | 0 | 0 | 0 | 0 | 0 |  | 0 | 0 | 0 | 0 | 0 | 0 | 0 | 0 | 0 | 0 | 0 | 0 | 0 | 0 | 0 | 0 | 0 | 0 | 0 | 0 | 0 | 0 | 0 | 0 | 0 | 0 | 0 | 0 | 0 | 0 | 0 | 0 | 0 | 0 | 0 | 0 |  | 0 | 0 | 0 | 0 | 0 | 0 | 0 | 0 | 0 | 0 | 0 | 0 | 0 | 0 | 6 | 0 | 0 | 1 | 0 | 0 | 0 | 0 | 0 | 0 | 0 | 0 | 0 | 0 | 0 | 0 | 0 | 0 | 0 | 0 | 0 | 0 |  | 1 | 1 | 1 | 1 | 1 | 1 | 1 | 1 | 1 | 0
PG&E GBA | Los Esteros | 115 | 0 | 0 | 0 | 0 | 0 | 0 | 0 | 0 | 0 | 0 | 0 | 0 | 0 | 0 | 0 | 0 | 0 | 0 | 0 | 0 |  | 0 | 0 | 0 | 0 | 0 | 0 | 0 | 0 | 0 | 0 | 0 | 0 | 0 | 3 | 3 | 0 | 0 | 1 | 0 | 0 | 0 | 0 | 0 | 0 | 0 | 0 | 0 | 0 | 0 | 0 | 0 | -2 | -2 | 0 | 0 | 1 |  | 0 | 0 | 0 | 0 | 0 | 0 | 0 | 0 | 0 | 0 | 0 | 0 | 0 | 0 | 0 | 0 | 0 | 0 | 0 | 0 | 0 | 0 | 0 | 0 | 0 | 0 | 0 | 0 | 0 | 0 | 0 | 0 | 0 | 0 | 0 | 0 |  | 0 | 0 | 0 | 0 | 0 | 0 | 0 | 0 | 0 | 0 | 0 | 0 | 0 | 3 | 3 | 0 | 0 | 1 | 0 | 0 | 0 | 0 | 0 | 0 | 0 | 0 | 0 | 0 | 0 | 0 | 0 | 0 | 0 | 0 | 0 | 0 |  | 0 | 0 | 0 | 0 | 0 | 0 | 0 | 0 | 0 | 0 | 0 | 0 | 0 | 3 | 323 | 0 | 0 | 1 | 0 | 0 | 0 | 0 | 0 | 0 | 0 | 0 | 0 | 0 | 0 | 0 | 0 | 0 | -1 | 0 | 0 | 1 |  | 1 | 1 | 1 | 1 | 1 | 1 | 1 | 1 | 1 | 0
PG&E GBA | Los Esteros | 230 | 0 | 0 | 0 | 0 | 0 | 0 | 0 | 0 | 0 | 0 | 0 | 0 | 0 | 0 | 0 | 0 | 100 | 100 | 0 | 1 |  | 0 | 0 | 0 | 0 | 0 | 0 | 0 | 0 | 0 | 0 | 0 | 0 | 0 | 200 | 200 | 0 | 0 | 1 | 0 | 0 | 0 | 0 | 0 | 0 | 0 | 0 | 0 | 0 | 0 | 0 | 0 | -2 | -2 | 0 | 0 | 1 |  | 0 | 0 | 0 | 0 | 0 | 0 | 0 | 0 | 0 | 0 | 0 | 0 | 0 | 200 | 200 | 0 | 0 | 1 | 0 | 0 | 0 | 0 | 0 | 0 | 0 | 0 | 0 | 0 | 0 | 0 | 0 | -2 | -2 | 0 | 0 | 1 |  | 0 | 0 | 0 | 0 | 0 | 0 | 0 | 0 | 0 | 0 | 0 | 0 | 0 | 200 | 200 | 0 | 0 | 1 | 0 | 0 | 0 | 0 | 0 | 0 | 0 | 0 | 0 | 0 | 0 | 0 | 0 | -2 | -2 | 0 | 0 | 1 |  | 0 | 0 | 0 | 0 | 0 | 0 | 0 | 0 | 0 | 0 | 0 | 0 | 0 | 200 | 200 | 0 | 0 | 1 | 0 | 0 | 0 | 0 | 0 | 0 | 0 | 0 | 0 | 0 | 0 | 0 | 0 | -2 | -2 | 0 | 0 | 1 |  | 1 | 1 | 1 | 1 | 1 | 1 | 1 | 4+ | 1 | 1
PG&E GBA | Los Positas | 230 | 0 | 0 | 0 | 0 | 0 | 0 | 0 | 0 | 0 | 0 | 0 | 0 | 0 | 0 | 0 | 0 | 0 | 0 | 0 | 0 |  | 0 | 0 | 0 | 0 | 0 | 0 | 0 | 0 | 0 | 0 | 0 | 0 | 0 | 0 | 0 | 0 | 0 | 0 | 0 | 0 | 0 | 0 | 0 | 0 | 0 | 0 | 0 | 0 | 0 | 0 | 0 | 0 | 0 | 0 | 0 | 0 |  | 0 | 0 | 0 | 0 | 0 | 0 | 0 | 0 | 0 | 0 | 0 | 0 | 0 | 0 | 0 | 0 | 0 | 0 | 0 | 0 | 0 | 0 | 0 | 0 | 0 | 0 | 0 | 0 | 0 | 0 | 0 | 0 | 0 | 0 | 0 | 0 |  | 0 | 0 | 0 | 0 | 0 | 0 | 0 | 0 | 0 | 0 | 0 | 0 | 0 | 0 | 0 | 0 | 0 | 0 | 0 | 0 | 0 | 0 | 0 | 0 | 0 | 0 | 0 | 0 | 0 | 0 | 0 | 0 | 0 | 0 | 0 | 0 |  | 0 | 0 | 0 | 0 | 0 | 0 | 0 | 0 | 0 | 0 | 0 | 0 | 0 | 0 | 0 | 0 | 0 | 0 | 0 | 0 | 0 | 0 | 0 | 0 | 0 | 0 | 0 | 0 | 0 | 0 | 0 | 0 | 0 | 0 | 0 | 0 |  | 1 | 1 | 1 | 1 | 1 | 1 | 1 | 1 | 1 | 0
PG&E GBA | Los Positas | 60 | 0 | 0 | 0 | 0 | 0 | 0 | 0 | 0 | 0 | 0 | 0 | 0 | 0 | 0 | 0 | 0 | 0 | 0 | 0 | 0 |  | 0 | 0 | 0 | 0 | 0 | 0 | 0 | 0 | 0 | 0 | 0 | 0 | 0 | 0 | 0 | 0 | 0 | 0 | 0 | 0 | 0 | 0 | 0 | 0 | 0 | 0 | 0 | 0 | 0 | 0 | 0 | 0 | 0 | 0 | 0 | 0 |  | 0 | 0 | 0 | 0 | 0 | 0 | 0 | 0 | 0 | 0 | 1.3 | 0 | 0 | 0 | 0 | 0 | 0 | 1 | 0 | 0 | 0 | 0 | 0 | 0 | 0 | 0 | 0 | 0 | -2 | 0 | 0 | 0 | 0 | 0 | 0 | 1 |  | 0 | 0 | 0 | 0 | 0 | 0 | 0 | 0 | 0 | 0 | 1.3 | 0 | 0 | 0 | 0 | 0 | 0 | 1 | 0 | 0 | 0 | 0 | 0 | 0 | 0 | 0 | 0 | 0 | -2 | 0 | 0 | 0 | 0 | 0 | 0 | 1 |  | 0 | 0 | 0 | 0 | 0 | 0 | 0 | 0 | 0 | 0 | 5.212 | 0 | 0 | 0 | 0 | 0 | 0 | 1 | 0 | 0 | 0 | 0 | 0 | 0 | 0 | 0 | 0 | 0 | -2 | 0 | 0 | 0 | 0 | 0 | 0 | 1 |  | 1 | 1 | 1 | 1 | 1 | 4+ | 1 | 1 | 1 | 1
SDGE | Loveland | 69 | 0 | 0 | 0 | 0 | 0 | 0 | 0 | 0 | 0 | 0 | 0 | 0 | 0 | 0 | 0 | 0 | 0 | 0 | 0 | 0 |  | 0 | 0 | 0 | 0 | 0 | 0 | 0 | 0 | 0 | 0 | 0 | 0 | 0 | 0 | 0 | 0 | 0 | 0 | 0 | 0 | 0 | 0 | 0 | 0 | 0 | 0 | 0 | 0 | 0 | 0 | 0 | 0 | 0 | 0 | 0 | 0 |  | 0 | 0 | 0 | 0 | 0 | 0 | 0 | 0 | 0 | 0 | 0 | 0 | 0 | 0 | 0 | 0 | 0 | 0 | 0 | 0 | 0 | 0 | 0 | 0 | 0 | 0 | 0 | 0 | 0 | 0 | 0 | 0 | 0 | 0 | 0 | 0 |  | 0 | 0 | 0 | 0 | 0 | 0 | 0 | 0 | 0 | 0 | 0 | 0 | 0 | 0 | 0 | 0 | 0 | 0 | 0 | 0 | 0 | 0 | 0 | 0 | 0 | 0 | 0 | 0 | 0 | 0 | 0 | 0 | 0 | 0 | 0 | 0 |  | 0 | 0 | 0 | 0 | 0 | 0 | 0 | 0 | 0 | 0 | 5 | 0 | 0 | 0 | 5 | 0 | 0 | 1 | 0 | 0 | 0 | 0 | 0 | 0 | 0 | 0 | 0 | 0 | -2 | 0 | 0 | 0 | 0 | 0 | 0 | 1 |  | 1 | 1 | 1 | 1 | 1 | 1+ | 1 | 1 | 1 | 1
SCE NOL | Lugo | 230 | 0 | 0 | 0 | 0 | 0 | 0 | 0 | 0 | 0 | 0 | 0 | 0 | 0 | 0 | 0 | 0 | 0 | 0 | 0 | 0 |  | 0 | 0 | 0 | 0 | 0 | 0 | 0 | 0 | 0 | 0 | 0 | 0 | 0 | 0 | 0 | 0 | 0 | 0 | 0 | 0 | 0 | 0 | 0 | 0 | 0 | 0 | 0 | 0 | 0 | 0 | 0 | 0 | 0 | 0 | 0 | 0 |  | 0 | 0 | 0 | 0 | 0 | 0 | 0 | 0 | 0 | 0 | 0 | 0 | 0 | 0 | 0 | 0 | 0 | 0 | 0 | 0 | 0 | 0 | 0 | 0 | 0 | 0 | 0 | 0 | 0 | 0 | 0 | 0 | 0 | 0 | 0 | 0 |  | 0 | 0 | 0 | 0 | 0 | 0 | 0 | 0 | 0 | 0 | 0 | 0 | 0 | 0 | 0 | 0 | 0 | 0 | 0 | 0 | 0 | 0 | 0 | 0 | 0 | 0 | 0 | 0 | 0 | 0 | 0 | 0 | 0 | 0 | 0 | 0 |  | 0 | 0 | 0 | 0 | 0 | 0 | 0 | 0 | 0 | 0 | 0 | 0 | 0 | 0 | 1350 | 0 | 0 | 1 | 0 | 0 | 0 | 0 | 0 | 0 | 0 | 0 | 0 | 0 | 0 | 0 | 0 | 0 | -2 | 0 | 0 | 1 |  | 1 | 1 | 1 | 1 | 1 | 1 | 1 | 1+ | 1 | 1
SCE Metro | Lugo | 500 | 23 | 0 | 0 | 0 | 0 | 0 | 0 | 0 | 0 | 0 | 0 | 0 | 0 | 0 | 0 | 0 | 0 | 0 | 0 | 1 |  | 0 | 0 | 0 | 0 | 0 | 0 | 0 | 0 | 0 | 0 | 0 | 0 | 0 | 0 | 0 | 0 | 0 | 0 | 2 | 2 | 0 | 0 | 0 | 0 | 0 | 0 | 0 | 0 | 0 | 0 | 0 | 0 | 0 | 0 | 0 | 1 |  | 0 | 0 | 0 | 0 | 0 | 0 | 0 | 0 | 0 | 0 | 0 | 0 | 0 | 0 | 0 | 0 | 0 | 0 | 2 | 2 | 0 | 0 | 0 | 0 | 0 | 0 | 0 | 0 | 0 | 0 | 0 | 0 | 0 | 0 | 0 | 1 |  | 0 | 0 | 0 | 0 | 0 | 0 | 0 | 0 | 0 | 0 | 0 | 0 | 0 | 500 | 512.58 | 0 | 0 | 1 | 2 | 2 | 0 | 0 | 0 | 0 | 0 | 0 | 0 | 0 | 0 | 0 | 0 | -2 | -2 | 0 | 0 | 1 |  | 0 | 80 | 0 | 0 | 0 | 0 | 0 | 0 | 0 | 0 | 0 | 0 | 0 | 500 | 3512.58 | 0 | 0 | 1 | 2 | -2 | 0 | 0 | 0 | 0 | 0 | 0 | 0 | 0 | 0 | 0 | 0 | -2 | -2 | 0 | 0 | 1 |  | 3- | 1 | 1 | 1 | 1 | 1 | 1 | 4+ | 1 | 1
PG&E FRESNO | Madera | 70 | 0 | 0 | 0 | 0 | 0 | 0 | 0 | 0 | 0 | 0 | 0 | 0 | 0 | 0 | 0 | 0 | 0 | 0 | 0 | 0 |  | 0 | 0 | 0 | 0 | 0 | 0 | 0 | 0 | 0 | 0 | 0 | 0 | 0 | 0 | 0 | 0 | 0 | 0 | 0 | 0 | 0 | 0 | 0 | 0 | 0 | 0 | 0 | 0 | 0 | 0 | 0 | 0 | 0 | 0 | 0 | 0 |  | 0 | 0 | 0 | 0 | 0 | 0 | 0 | 0 | 0 | 0 | 2.754 | 0 | 0 | 0 | 0 | 0 | 0 | 1 | 0 | 0 | 0 | 0 | 0 | 0 | 0 | 0 | 0 | 0 | -2 | 0 | 0 | 0 | 0 | 0 | 0 | 1 |  | 0 | 0 | 0 | 0 | 0 | 0 | 0 | 0 | 0 | 0 | 2.754 | 0 | 0 | 0 | 0 | 0 | 0 | 1 | 0 | 0 | 0 | 0 | 0 | 0 | 0 | 0 | 0 | 0 | -2 | 0 | 0 | 0 | 0 | 0 | 0 | 1 |  | 0 | 0 | 0 | 0 | 0 | 0 | 0 | 0 | 0 | 0 | 2.754 | 0 | 0 | 0 | 0 | 0 | 0 | 1 | 0 | 0 | 0 | 0 | 0 | 0 | 0 | 0 | 0 | 0 | -2 | 0 | 0 | 0 | 0 | 0 | 0 | 1 |  | 1 | 1 | 1 | 1 | 1 | 4+ | 1 | 1 | 1 | 1
PG&E NGBA | Madison | 115 | 0 | 0 | 0 | 0 | 0 | 0 | 0 | 0 | 0 | 0 | 0 | 0 | 0 | 0 | 0 | 0 | 0 | 0 | 0 | 0 |  | 0 | 0 | 0 | 0 | 0 | 0 | 0 | 0 | 0 | 0 | 0 | 0 | 0 | 0 | 0 | 0 | 0 | 0 | 0 | 0 | 0 | 0 | 0 | 0 | 0 | 0 | 0 | 0 | 0 | 0 | 0 | 0 | 0 | 0 | 0 | 0 |  | 0 | 0 | 0 | 0 | 0 | 0 | 0 | 0 | 0 | 0 | 0 | 0 | 0 | 0 | 0 | 0 | 0 | 0 | 0 | 0 | 0 | 0 | 0 | 0 | 0 | 0 | 0 | 0 | 0 | 0 | 0 | 0 | 0 | 0 | 0 | 0 |  | 0 | 0 | 0 | 0 | 0 | 0 | 0 | 0 | 0 | 0 | 0 | 0 | 0 | 0 | 0 | 0 | 0 | 0 | 0 | 0 | 0 | 0 | 0 | 0 | 0 | 0 | 0 | 0 | 0 | 0 | 0 | 0 | 0 | 0 | 0 | 0 |  | 0 | 0 | 0 | 0 | 0 | 0 | 0 | 0 | 0 | 0 | 5.511 | 0 | 0 | 0 | 0 | 0 | 0 | 1 | 0 | 0 | 0 | 0 | 0 | 0 | 0 | 0 | 0 | 0 | -2 | 0 | 0 | 0 | 0 | 0 | 0 | 1 |  | 1 | 1 | 1 | 1 | 1 | 1+ | 1 | 1 | 1 | 1
PG&E KERN | Magunden | 115 | 0 | 0 | 0 | 0 | 0 | 0 | 0 | 0 | 0 | 0 | 0 | 0 | 0 | 0 | 0 | 0 | 0 | 0 | 0 | 0 |  | 0 | 0 | 0 | 0 | 0 | 0 | 0 | 0 | 0 | 0 | 0 | 0 | 0 | 0 | 0 | 0 | 0 | 0 | 0 | 0 | 0 | 0 | 0 | 0 | 0 | 0 | 0 | 0 | 0 | 0 | 0 | 0 | 0 | 0 | 0 | 0 |  | 0 | 0 | 0 | 0 | 0 | 0 | 0 | 0 | 0 | 0 | 2.537 | 0 | 0 | 0 | 2.537 | 0 | 0 | 1 | 0 | 0 | 0 | 0 | 0 | 0 | 0 | 0 | 0 | 0 | -2 | 0 | 0 | 0 | 0 | 0 | 0 | 1 |  | 0 | 0 | 0 | 0 | 0 | 0 | 0 | 0 | 0 | 0 | 2.537 | 0 | 0 | 0 | 2.537 | 0 | 0 | 1 | 0 | 0 | 0 | 0 | 0 | 0 | 0 | 0 | 0 | 0 | -2 | 0 | 0 | 0 | 0 | 0 | 0 | 1 |  | 0 | 0 | 0 | 0 | 0 | 0 | 0 | 0 | 0 | 0 | 3.537 | 0 | 0 | 0 | 6.537 | 0 | 0 | 1 | 0 | 0 | 0 | 0 | 0 | 0 | 0 | 0 | 0 | 0 | -2 | 0 | 0 | 0 | 0 | 0 | 0 | 1 |  | 1 | 1 | 1 | 1 | 1 | 4+ | 1 | 1 | 1 | 1
SCE Northern | Magunden | 230 | 0 | 0 | 0 | 0 | 0 | 0 | 0 | 0 | 0 | 0 | 0 | 0 | 0 | 0 | 0 | 0 | 0 | 0 | 0 | 0 |  | 0 | 0 | 0 | 0 | 0 | 0 | 0 | 0 | 0 | 0 | 0 | 0 | 0 | 0 | 0 | 0 | 0 | 0 | 0 | 0 | 0 | 0 | 0 | 0 | 0 | 0 | 0 | 0 | 0 | 0 | 0 | 0 | 0 | 0 | 0 | 0 |  | 0 | 0 | 0 | 0 | 0 | 0 | 0 | 0 | 0 | 0 | 0 | 0 | 0 | 0 | 0 | 0 | 0 | 0 | 0 | 0 | 0 | 0 | 0 | 0 | 0 | 0 | 0 | 0 | 0 | 0 | 0 | 0 | 0 | 0 | 0 | 0 |  | 0 | 0 | 0 | 0 | 0 | 0 | 0 | 0 | 0 | 0 | 0 | 0 | 0 | 0 | 0 | 0 | 0 | 0 | 0 | 0 | 0 | 0 | 0 | 0 | 0 | 0 | 0 | 0 | 0 | 0 | 0 | 0 | 0 | 0 | 0 | 0 |  | 0 | 0 | 0 | 0 | 0 | 0 | 0 | 0 | 0 | 0 | 0 | 0 | 0 | 0 | 500 | 0 | 0 | 1 | 0 | 0 | 0 | 0 | 0 | 0 | 0 | 0 | 0 | 0 | 0 | 0 | 0 | 0 | -1 | 0 | 0 | 1 |  | 1 | 1 | 1 | 1 | 1 | 1 | 1 | 1 | 1 | 0
PG&E FRESNO | Malaga | 115 | 0 | 0 | 0 | 0 | 0 | 0 | 0 | 0 | 0 | 0 | 0 | 0 | 0 | 0 | 0 | 0 | 0 | 0 | 0 | 0 |  | 0 | 0 | 0 | 0 | 0 | 0 | 0 | 0 | 0 | 0 | 0 | 0 | 0 | 0 | 0 | 0 | 0 | 0 | 0 | 0 | 0 | 0 | 0 | 0 | 0 | 0 | 0 | 0 | 0 | 0 | 0 | 0 | 0 | 0 | 0 | 0 |  | 0 | 0 | 0 | 0 | 0 | 0 | 0 | 0 | 0 | 0 | 0 | 0 | 0 | 0 | 0 | 0 | 0 | 0 | 0 | 0 | 0 | 0 | 0 | 0 | 0 | 0 | 0 | 0 | 0 | 0 | 0 | 0 | 0 | 0 | 0 | 0 |  | 0 | 0 | 0 | 0 | 0 | 0 | 0 | 0 | 0 | 0 | 0 | 0 | 0 | 44 | 46.28 | 0 | 0 | 1 | 0 | 0 | 0 | 0 | 0 | 0 | 0 | 0 | 0 | 0 | 0 | 0 | 0 | -2 | -2 | 0 | 0 | 1 |  | 0 | 0 | 0 | 0 | 0 | 0 | 0 | 0 | 0 | 0 | 0 | 0 | 0 | 44 | 90.28 | 0 | 0 | 1 | 0 | 0 | 0 | 0 | 0 | 0 | 0 | 0 | 0 | 0 | 0 | 0 | 0 | -2 | -2 | 0 | 0 | 1 |  | 1 | 1 | 1 | 1 | 1 | 1 | 1 | 4+ | 1 | 1
PG&E NGBA | Malin | 500 | 100 | 0 | 0 | 0 | 0 | 0 | 0 | 0 | 0 | 0 | 0 | 0 | 0 | 0 | 0 | 0 | 0 | 0 | 315 | 1 |  | 0 | 0 | 0 | 0 | 0 | 0 | 0 | 0 | 0 | 0 | 0 | 0 | 0 | 0 | 0 | 0 | 0 | 0 | 2 | 2 | 0 | 0 | 0 | 0 | 0 | 0 | 0 | 0 | 0 | 0 | 0 | 0 | 0 | 2 | 2 | 1 |  | 0 | 0 | 0 | 0 | 0 | 0 | 0 | 0 | 0 | 0 | 0 | 0 | 0 | 0 | 0 | 0 | 0 | 0 | 2 | 2 | 0 | 0 | 0 | 0 | 0 | 0 | 0 | 0 | 0 | 0 | 0 | 0 | 0 | 2 | 2 | 1 |  | 0 | 0 | 0 | 0 | 0 | 0 | 0 | 0 | 0 | 0 | 0 | 0 | 0 | 0 | 0 | 0 | 0 | 0 | 2 | 2 | 0 | 0 | 0 | 0 | 0 | 0 | 0 | 0 | 0 | 0 | 0 | 0 | 0 | 2 | 2 | 1 |  | 0 | 0 | 0 | 0 | 0 | 0 | 0 | 0 | 0 | 0 | 0 | 0 | 0 | 0 | 0 | 0 | 415 | 1 | 2 | 2 | 0 | 0 | 0 | 0 | 0 | 0 | 0 | 0 | 0 | 0 | 0 | 0 | 0 | 2 | -1 | 1 |  | 5- | 1 | 1 | 1 | 1 | 1 | 1 | 1 | 3- | 1
SCE Northern | Mandalay | 230 | 0 | 0 | 0 | 0 | 0 | 0 | 0 | 0 | 0 | 0 | 0 | 0 | 0 | 0 | 0 | 0 | 0 | 0 | 0 | 0 |  | 0 | 0 | 0 | 0 | 0 | 0 | 0 | 0 | 0 | 0 | 0 | 0 | 0 | 400 | 409 | 0 | 0 | 1 | 0 | 0 | 0 | 0 | 0 | 0 | 0 | 0 | 0 | 0 | 0 | 0 | 0 | -2 | -2 | 0 | 0 | 1 |  | 0 | 0 | 0 | 0 | 0 | 0 | 0 | 0 | 0 | 0 | 0 | 0 | 0 | 0 | 0 | 0 | 0 | 0 | 0 | 0 | 0 | 0 | 0 | 0 | 0 | 0 | 0 | 0 | 0 | 0 | 0 | 0 | 0 | 0 | 0 | 0 |  | 0 | 0 | 0 | 0 | 0 | 0 | 0 | 0 | 0 | 0 | 0 | 0 | 0 | 400 | 409 | 0 | 0 | 1 | 0 | 0 | 0 | 0 | 0 | 0 | 0 | 0 | 0 | 0 | 0 | 0 | 0 | -2 | -2 | 0 | 0 | 1 |  | 0 | 0 | 0 | 0 | 0 | 0 | 0 | 0 | 0 | 0 | 0 | 0 | 0 | 400 | 409 | 0 | 0 | 1 | 0 | 0 | 0 | 0 | 0 | 0 | 0 | 0 | 0 | 0 | 0 | 0 | 0 | -2 | -2 | 0 | 0 | 1 |  | 1 | 1 | 1 | 1 | 1 | 1 | 1 | 4+ | 1 | 1
PG&E FRESNO | Manning | 230 | 0 | 0 | 0 | 0 | 0 | 0 | 0 | 0 | 0 | 0 | 0 | 0 | 0 | 0 | 0 | 0 | 0 | 0 | 0 | 0 |  | 0 | 0 | 0 | 0 | 0 | 0 | 0 | 0 | 0 | 0 | 0 | 0 | 0 | 0 | 0 | 0 | 0 | 0 | 0 | 0 | 0 | 0 | 0 | 0 | 0 | 0 | 0 | 0 | 0 | 0 | 0 | 0 | 0 | 0 | 0 | 0 |  | 0 | 0 | 0 | 0 | 0 | 0 | 0 | 0 | 0 | 0 | 0 | 0 | 0 | 0 | 0 | 0 | 0 | 0 | 0 | 0 | 0 | 0 | 0 | 0 | 0 | 0 | 0 | 0 | 0 | 0 | 0 | 0 | 0 | 0 | 0 | 0 |  | 0 | 0 | 0 | 0 | 0 | 0 | 0 | 0 | 0 | 0 | 0 | 0 | 0 | 0 | 0 | 0 | 0 | 0 | 0 | 0 | 0 | 0 | 0 | 0 | 0 | 0 | 0 | 0 | 0 | 0 | 0 | 0 | 0 | 0 | 0 | 0 |  | 0 | 0 | 0 | 0 | 0 | 0 | 0 | 0 | 0 | 0 | 0 | 0 | 2950 | 0 | 4500 | 0 | 0 | 1 | 0 | 0 | 0 | 0 | 0 | 0 | 0 | 0 | 0 | 0 | 0 | 0 | -2 | 0 | -2 | 0 | 0 | 1 |  | 1 | 1 | 1 | 1 | 1 | 1 | 1+ | 1+ | 1 | 1
PG&E FRESNO | Manning | 500 | 0 | 0 | 0 | 0 | 0 | 0 | 0 | 0 | 0 | 0 | 0 | 0 | 0 | 600 | 600 | 0 | 0 | 0 | 200 | 1 |  | 0 | 0 | 0 | 0 | 0 | 0 | 0 | 0 | 0 | 0 | 0 | 0 | 0 | 0 | 0 | 0 | 0 | 0 | 0 | 0 | 0 | 0 | 0 | 0 | 0 | 0 | 0 | 0 | 0 | 0 | 2 | 0 | 0 | 2 | 2 | 1 |  | 0 | 0 | 0 | 0 | 0 | 0 | 0 | 0 | 0 | 0 | 0 | 0 | 0 | 0 | 0 | 0 | 0 | 0 | 0 | 0 | 0 | 0 | 0 | 0 | 0 | 0 | 0 | 0 | 0 | 0 | 2 | 0 | 0 | 2 | 2 | 1 |  | 0 | 0 | 0 | 0 | 0 | 0 | 0 | 0 | 0 | 0 | 0 | 0 | 0 | 0 | 0 | 0 | 0 | 0 | 0 | 0 | 0 | 0 | 0 | 0 | 0 | 0 | 0 | 0 | 0 | 0 | 2 | 0 | 0 | 2 | 2 | 1 |  | 0 | 0 | 0 | 0 | 0 | 0 | 0 | 0 | 0 | 0 | 0 | 0 | 11250 | 0 | 12764 | 0 | 0 | 1 | 0 | 0 | 0 | 0 | 0 | 0 | 0 | 0 | 0 | 0 | 0 | 0 | -2 | 0 | -2 | 2 | 2 | 1 |  | 1 | 1 | 1 | 1 | 1 | 1 | 3- | 1+ | 5- | 1
PG&E GBA | Manteca | 115 | 0 | 0 | 0 | 0 | 0 | 0 | 0 | 0 | 0 | 0 | 0 | 1.5 | 0 | 0 | 0 | 0 | 0 | 0 | 0 | 1 |  | 0 | 0 | 0 | 0 | 0 | 0 | 0 | 0 | 0 | 0 | 0 | 0 | 0 | 0 | 0 | 0 | 0 | 0 | 0 | 0 | 0 | 0 | 0 | 0 | 0 | 0 | 0 | 0 | 2 | 0 | 0 | 0 | 0 | 0 | 0 | 1 |  | 0 | 0 | 0 | 0 | 0 | 0 | 0 | 0 | 0 | 0 | 1.5 | 0 | 0 | 0 | 0 | 0 | 0 | 1 | 0 | 0 | 0 | 0 | 0 | 0 | 0 | 0 | 0 | 0 | 0 | 0 | 0 | 0 | 0 | 0 | 0 | 0 |  | 0 | 0 | 0 | 0 | 0 | 0 | 0 | 0 | 0 | 0 | 1.5 | 0 | 0 | 0 | 0 | 0 | 0 | 1 | 0 | 0 | 0 | 0 | 0 | 0 | 0 | 0 | 0 | 0 | 0 | 0 | 0 | 0 | 0 | 0 | 0 | 0 |  | 0 | 0 | 0 | 0 | 0 | 0 | 0 | 0 | 0 | 0 | 8.322 | 0 | 0 | 0 | 0 | 0 | 0 | 1 | 0 | 0 | 0 | 0 | 0 | 0 | 0 | 0 | 0 | 0 | -2 | 0 | 0 | 0 | 0 | 0 | 0 | 1 |  | 1 | 1 | 1 | 1 | 1 | 1+ | 1 | 1 | 1 | 1
SDGE | Margarita | 138 | 0 | 0 | 0 | 0 | 0 | 0 | 0 | 0 | 0 | 0 | 0 | 0 | 0 | 0 | 0 | 0 | 0 | 0 | 0 | 0 |  | 0 | 0 | 0 | 0 | 0 | 0 | 0 | 0 | 0 | 0 | 0 | 0 | 0 | 0 | 0 | 0 | 0 | 0 | 0 | 0 | 0 | 0 | 0 | 0 | 0 | 0 | 0 | 0 | 0 | 0 | 0 | 0 | 0 | 0 | 0 | 0 |  | 0 | 0 | 0 | 0 | 0 | 0 | 0 | 0 | 0 | 0 | 0 | 0 | 0 | 0 | 0 | 0 | 0 | 0 | 0 | 0 | 0 | 0 | 0 | 0 | 0 | 0 | 0 | 0 | 0 | 0 | 0 | 0 | 0 | 0 | 0 | 0 |  | 0 | 0 | 0 | 0 | 0 | 0 | 0 | 0 | 0 | 0 | 0 | 0 | 0 | 0 | 0 | 0 | 0 | 0 | 0 | 0 | 0 | 0 | 0 | 0 | 0 | 0 | 0 | 0 | 0 | 0 | 0 | 0 | 0 | 0 | 0 | 0 |  | 0 | 0 | 0 | 0 | 0 | 0 | 0 | 0 | 0 | 0 | 0 | 0 | 0 | 0 | 150 | 0 | 0 | 1 | 0 | 0 | 0 | 0 | 0 | 0 | 0 | 0 | 0 | 0 | 0 | 0 | 0 | 0 | -1 | 0 | 0 | 1 |  | 1 | 1 | 1 | 1 | 1 | 1 | 1 | 1 | 1 | 0
PG&E GBA | Martin | 230 | 0 | 0 | 0 | 0 | 0 | 0 | 0 | 0 | 0 | 0 | 0 | 0 | 0 | 0 | 0 | 0 | 0 | 0 | 0 | 0 |  | 0 | 0 | 0 | 0 | 0 | 0 | 0 | 0 | 0 | 0 | 0 | 0 | 0 | 0 | 0 | 0 | 0 | 0 | 0 | 0 | 0 | 0 | 0 | 0 | 0 | 0 | 0 | 0 | 0 | 0 | 0 | 0 | 0 | 0 | 0 | 0 |  | 0 | 0 | 0 | 0 | 0 | 0 | 0 | 0 | 0 | 0 | 0 | 0 | 0 | 0 | 0 | 0 | 0 | 0 | 0 | 0 | 0 | 0 | 0 | 0 | 0 | 0 | 0 | 0 | 0 | 0 | 0 | 0 | 0 | 0 | 0 | 0 |  | 0 | 0 | 0 | 0 | 0 | 0 | 0 | 0 | 0 | 0 | 0 | 0 | 0 | 0 | 0 | 0 | 0 | 0 | 0 | 0 | 0 | 0 | 0 | 0 | 0 | 0 | 0 | 0 | 0 | 0 | 0 | 0 | 0 | 0 | 0 | 0 |  | 0 | 0 | 0 | 0 | 0 | 0 | 0 | 0 | 0 | 0 | 0 | 0 | 0 | 0 | 300 | 0 | 0 | 1 | 0 | 0 | 0 | 0 | 0 | 0 | 0 | 0 | 0 | 0 | 0 | 0 | 0 | 0 | -1 | 0 | 0 | 1 |  | 1 | 1 | 1 | 1 | 1 | 1 | 1 | 1 | 1 | 0
PG&E GBA | Martin | 115 | 0 | 0 | 0 | 0 | 0 | 0 | 0 | 0 | 0 | 0 | 0 | 0 | 0 | 0 | 0 | 0 | 0 | 0 | 0 | 0 |  | 0 | 0 | 0 | 0 | 0 | 0 | 0 | 0 | 0 | 0 | 0 | 0 | 0 | 62 | 62 | 0 | 0 | 1 | 0 | 0 | 0 | 0 | 0 | 0 | 0 | 0 | 0 | 0 | 0 | 0 | 0 | -2 | -2 | 0 | 0 | 1 |  | 0 | 0 | 0 | 0 | 0 | 0 | 0 | 0 | 0 | 0 | 9.12 | 0 | 0 | 62 | 71.12 | 0 | 0 | 1 | 0 | 0 | 0 | 0 | 0 | 0 | 0 | 0 | 0 | 0 | -2 | 0 | 0 | -2 | -2 | 0 | 0 | 1 |  | 0 | 0 | 0 | 0 | 0 | 0 | 0 | 0 | 0 | 0 | 9.12 | 0 | 0 | 312 | 321.12 | 0 | 0 | 1 | 0 | 0 | 0 | 0 | 0 | 0 | 0 | 0 | 0 | 0 | -2 | 0 | 0 | -2 | -2 | 0 | 0 | 1 |  | 0 | 0 | 0 | 0 | 0 | 0 | 0 | 0 | 0 | 0 | 9.12 | 0 | 0 | 312 | 521.12 | 0 | 0 | 1 | 0 | 0 | 0 | 0 | 0 | 0 | 0 | 0 | 0 | 0 | -2 | 0 | 0 | -2 | -2 | 0 | 0 | 1 |  | 1 | 1 | 1 | 1 | 1 | 4+ | 1 | 4+ | 1 | 1
PG&E GBA | Martinez | 115 | 0 | 0 | 0 | 0 | 0 | 0 | 0 | 0 | 0 | 0 | 0 | 0 | 0 | 0 | 0 | 0 | 0 | 0 | 0 | 0 |  | 0 | 0 | 0 | 0 | 0 | 0 | 0 | 0 | 0 | 0 | 0 | 0 | 0 | 0 | 0 | 0 | 0 | 0 | 0 | 0 | 0 | 0 | 0 | 0 | 0 | 0 | 0 | 0 | 0 | 0 | 0 | 0 | 0 | 0 | 0 | 0 |  | 0 | 0 | 0 | 0 | 0 | 0 | 0 | 0 | 0 | 0 | 4 | 0 | 0 | 0 | 0 | 0 | 0 | 1 | 0 | 0 | 0 | 0 | 0 | 0 | 0 | 0 | 0 | 0 | -2 | 0 | 0 | 0 | 0 | 0 | 0 | 1 |  | 0 | 0 | 0 | 0 | 0 | 0 | 0 | 0 | 0 | 0 | 4 | 0 | 0 | 0 | 0 | 0 | 0 | 1 | 0 | 0 | 0 | 0 | 0 | 0 | 0 | 0 | 0 | 0 | -2 | 0 | 0 | 0 | 0 | 0 | 0 | 1 |  | 0 | 0 | 0 | 0 | 0 | 0 | 0 | 0 | 0 | 0 | 4 | 0 | 0 | 0 | 0 | 0 | 0 | 1 | 0 | 0 | 0 | 0 | 0 | 0 | 0 | 0 | 0 | 0 | -2 | 0 | 0 | 0 | 0 | 0 | 0 | 1 |  | 1 | 1 | 1 | 1 | 1 | 4+ | 1 | 1 | 1 | 1
PG&E FRESNO | Mc Mullin | 230 | 0 | 0 | 0 | 0 | 0 | 0 | 0 | 0 | 0 | 0 | 0 | 0 | 0 | 0 | 0 | 0 | 0 | 0 | 0 | 0 |  | 0 | 0 | 0 | 0 | 0 | 0 | 0 | 0 | 0 | 0 | 0 | 0 | 0 | 0 | 0 | 0 | 0 | 0 | 0 | 0 | 0 | 0 | 0 | 0 | 0 | 0 | 0 | 0 | 0 | 0 | 0 | 0 | 0 | 0 | 0 | 0 |  | 0 | 0 | 0 | 0 | 0 | 0 | 0 | 0 | 0 | 0 | 0 | 0 | 0 | 0 | 0 | 0 | 0 | 0 | 0 | 0 | 0 | 0 | 0 | 0 | 0 | 0 | 0 | 0 | 0 | 0 | 0 | 0 | 0 | 0 | 0 | 0 |  | 0 | 0 | 0 | 0 | 0 | 0 | 0 | 0 | 0 | 0 | 0 | 0 | 0 | 0 | 0 | 0 | 0 | 0 | 0 | 0 | 0 | 0 | 0 | 0 | 0 | 0 | 0 | 0 | 0 | 0 | 0 | 0 | 0 | 0 | 0 | 0 |  | 0 | 0 | 0 | 0 | 0 | 0 | 0 | 0 | 0 | 0 | 0 | 0 | 830 | 0 | 1030 | 0 | 0 | 1 | 0 | 0 | 0 | 0 | 0 | 0 | 0 | 0 | 0 | 0 | 0 | 0 | -2 | 0 | -2 | 0 | 0 | 1 |  | 1 | 1 | 1 | 1 | 1 | 1 | 1+ | 1+ | 1 | 1
PG&E FRESNO | McCall | 115 | 0 | 0 | 0 | 0 | 0 | 0 | 0 | 0 | 0 | 0 | 0 | 1.5 | 0 | 0 | 0 | 0 | 0 | 0 | 0 | 1 |  | 0 | 0 | 0 | 0 | 0 | 0 | 0 | 0 | 0 | 0 | 0 | 0 | 0 | 0 | 0 | 0 | 0 | 0 | 0 | 0 | 0 | 0 | 0 | 0 | 0 | 0 | 0 | 0 | 2 | 0 | 0 | 0 | 0 | 0 | 0 | 1 |  | 0 | 0 | 0 | 1.5 | 0 | 0 | 0 | 0 | 0 | 0 | 7.26 | 0 | 0 | 0 | 0 | 0 | 0 | 1 | 0 | 0 | 0 | -2 | 0 | 0 | 0 | 0 | 0 | 0 | -2 | 0 | 0 | 0 | 0 | 0 | 0 | 1 |  | 0 | 0 | 0 | 1.5 | 0 | 0 | 0 | 0 | 0 | 0 | 7.26 | 0 | 0 | 0 | 0 | 0 | 0 | 1 | 0 | 0 | 0 | -2 | 0 | 0 | 0 | 0 | 0 | 0 | -2 | 0 | 0 | 0 | 0 | 0 | 0 | 1 |  | 0 | 0 | 0 | 1.5 | 0 | 0 | 0 | 0 | 0 | 0 | 13.11 | 0 | 0 | 0 | 100 | 0 | 0 | 1 | 0 | 0 | 0 | -2 | 0 | 0 | 0 | 0 | 0 | 0 | -2 | 0 | 0 | 0 | 0 | 0 | 0 | 1 |  | 1 | 4+ | 1 | 1 | 1 | 4+ | 1 | 1 | 1 | 1
PG&E FRESNO | McCall | 230 | 0 | 0 | 0 | 0 | 0 | 0 | 0 | 0 | 0 | 0 | 0 | 0 | 0 | 0 | 0 | 0 | 0 | 0 | 0 | 0 |  | 0 | 0 | 0 | 0 | 0 | 0 | 0 | 0 | 0 | 0 | 0 | 0 | 0 | 0 | 0 | 0 | 0 | 0 | 0 | 0 | 0 | 0 | 0 | 0 | 0 | 0 | 0 | 0 | 0 | 0 | 0 | 0 | 0 | 0 | 0 | 0 |  | 0 | 0 | 0 | 0 | 0 | 0 | 0 | 0 | 0 | 0 | 0 | 0 | 0 | 0 | 0 | 0 | 0 | 0 | 0 | 0 | 0 | 0 | 0 | 0 | 0 | 0 | 0 | 0 | 0 | 0 | 0 | 0 | 0 | 0 | 0 | 0 |  | 0 | 0 | 0 | 0 | 0 | 0 | 0 | 0 | 0 | 0 | 0 | 0 | 0 | 0 | 0 | 0 | 0 | 0 | 0 | 0 | 0 | 0 | 0 | 0 | 0 | 0 | 0 | 0 | 0 | 0 | 0 | 0 | 0 | 0 | 0 | 0 |  | 0 | 0 | 0 | 0 | 0 | 0 | 0 | 0 | 0 | 0 | 0 | 0 | 0 | 0 | 0 | 0 | 0 | 0 | 0 | 0 | 0 | 0 | 0 | 0 | 0 | 0 | 0 | 0 | 0 | 0 | 0 | 0 | 0 | 0 | 0 | 0 |  | 1 | 1 | 1 | 1 | 1 | 1 | 1 | 1 | 1 | 0
PG&E GBA | Meadow Lane | 115 | 0 | 0 | 0 | 0 | 0 | 0 | 0 | 0 | 0 | 0 | 0 | 0 | 0 | 0 | 0 | 0 | 0 | 0 | 0 | 0 |  | 0 | 0 | 0 | 0 | 0 | 0 | 0 | 0 | 0 | 0 | 0 | 0 | 0 | 0 | 0 | 0 | 0 | 0 | 0 | 0 | 0 | 0 | 0 | 0 | 0 | 0 | 0 | 0 | 0 | 0 | 0 | 0 | 0 | 0 | 0 | 0 |  | 0 | 0 | 0 | 0 | 0 | 0 | 0 | 0 | 0 | 0 | 0 | 0 | 0 | 0 | 0 | 0 | 0 | 0 | 0 | 0 | 0 | 0 | 0 | 0 | 0 | 0 | 0 | 0 | 0 | 0 | 0 | 0 | 0 | 0 | 0 | 0 |  | 0 | 0 | 0 | 0 | 0 | 0 | 0 | 0 | 0 | 0 | 0 | 0 | 0 | 0 | 0 | 0 | 0 | 0 | 0 | 0 | 0 | 0 | 0 | 0 | 0 | 0 | 0 | 0 | 0 | 0 | 0 | 0 | 0 | 0 | 0 | 0 |  | 0 | 0 | 0 | 0 | 0 | 0 | 0 | 0 | 0 | 0 | 0 | 0 | 0 | 0 | 0 | 0 | 0 | 0 | 0 | 0 | 0 | 0 | 0 | 0 | 0 | 0 | 0 | 0 | 0 | 0 | 0 | 0 | 0 | 0 | 0 | 0 |  | 1 | 1 | 1 | 1 | 1 | 1 | 1 | 1 | 1 | 0
PG&E GBA | Melones | 115 | 0 | 0 | 0 | 0 | 0 | 0 | 0 | 0 | 0 | 0 | 0 | 0 | 0 | 0 | 0 | 0 | 0 | 0 | 0 | 0 |  | 0 | 0 | 0 | 0 | 0 | 0 | 0 | 0 | 0 | 0 | 0 | 0 | 0 | 0 | 0 | 0 | 0 | 0 | 0 | 0 | 0 | 0 | 0 | 0 | 0 | 0 | 0 | 0 | 0 | 0 | 0 | 0 | 0 | 0 | 0 | 0 |  | 0 | 0 | 0 | 0 | 0 | 0 | 0 | 0 | 0 | 0 | 0 | 0 | 0 | 0 | 0 | 0 | 0 | 0 | 0 | 0 | 0 | 0 | 0 | 0 | 0 | 0 | 0 | 0 | 0 | 0 | 0 | 0 | 0 | 0 | 0 | 0 |  | 0 | 0 | 0 | 0 | 0 | 0 | 0 | 0 | 0 | 0 | 0 | 0 | 0 | 0 | 0 | 0 | 0 | 0 | 0 | 0 | 0 | 0 | 0 | 0 | 0 | 0 | 0 | 0 | 0 | 0 | 0 | 0 | 0 | 0 | 0 | 0 |  | 0 | 0 | 0 | 0 | 0 | 0 | 0 | 0 | 0 | 0 | 0 | 0 | 0 | 0 | 0 | 0 | 0 | 0 | 0 | 0 | 0 | 0 | 0 | 0 | 0 | 0 | 0 | 0 | 0 | 0 | 0 | 0 | 0 | 0 | 0 | 0 |  | 1 | 1 | 1 | 1 | 1 | 1 | 1 | 1 | 1 | 0
PG&E GBA | Melones | 230 | 0 | 0 | 0 | 0 | 0 | 0 | 0 | 0 | 0 | 0 | 0 | 0 | 0 | 0 | 0 | 0 | 0 | 0 | 0 | 0 |  | 0 | 0 | 0 | 0 | 0 | 0 | 0 | 0 | 0 | 0 | 0 | 0 | 0 | 0 | 0 | 0 | 0 | 0 | 0 | 0 | 0 | 0 | 0 | 0 | 0 | 0 | 0 | 0 | 0 | 0 | 0 | 0 | 0 | 0 | 0 | 0 |  | 0 | 0 | 0 | 0 | 0 | 0 | 0 | 0 | 0 | 0 | 0 | 0 | 0 | 0 | 0 | 0 | 0 | 0 | 0 | 0 | 0 | 0 | 0 | 0 | 0 | 0 | 0 | 0 | 0 | 0 | 0 | 0 | 0 | 0 | 0 | 0 |  | 0 | 0 | 0 | 0 | 0 | 0 | 0 | 0 | 0 | 0 | 0 | 0 | 0 | 0 | 0 | 0 | 0 | 0 | 0 | 0 | 0 | 0 | 0 | 0 | 0 | 0 | 0 | 0 | 0 | 0 | 0 | 0 | 0 | 0 | 0 | 0 |  | 0 | 0 | 0 | 0 | 0 | 0 | 0 | 0 | 0 | 0 | 0 | 0 | 0 | 0 | 0 | 0 | 0 | 0 | 0 | 0 | 0 | 0 | 0 | 0 | 0 | 0 | 0 | 0 | 0 | 0 | 0 | 0 | 0 | 0 | 0 | 0 |  | 1 | 1 | 1 | 1 | 1 | 1 | 1 | 1 | 1 | 0
SDGE | Melrose | 69 | 0 | 0 | 0 | 0 | 0 | 0 | 0 | 0 | 0 | 0 | 0 | 0 | 0 | 0 | 0 | 0 | 0 | 0 | 0 | 0 |  | 0 | 0 | 0 | 0 | 0 | 0 | 0 | 0 | 0 | 0 | 0 | 0 | 0 | 0 | 0 | 0 | 0 | 0 | 0 | 0 | 0 | 0 | 0 | 0 | 0 | 0 | 0 | 0 | 0 | 0 | 0 | 0 | 0 | 0 | 0 | 0 |  | 0 | 0 | 0 | 0 | 0 | 0 | 0 | 0 | 0 | 0 | 0 | 0 | 0 | 0 | 0 | 0 | 0 | 0 | 0 | 0 | 0 | 0 | 0 | 0 | 0 | 0 | 0 | 0 | 0 | 0 | 0 | 0 | 0 | 0 | 0 | 0 |  | 0 | 0 | 0 | 0 | 0 | 0 | 0 | 0 | 0 | 0 | 0 | 0 | 0 | 0 | 0 | 0 | 0 | 0 | 0 | 0 | 0 | 0 | 0 | 0 | 0 | 0 | 0 | 0 | 0 | 0 | 0 | 0 | 0 | 0 | 0 | 0 |  | 0 | 0 | 0 | 0 | 0 | 0 | 0 | 0 | 0 | 0 | 0 | 0 | 0 | 0 | 3.5 | 0 | 0 | 1 | 0 | 0 | 0 | 0 | 0 | 0 | 0 | 0 | 0 | 0 | 0 | 0 | 0 | 0 | 0 | 0 | 0 | 0 |  | 1 | 1 | 1 | 1 | 1 | 1 | 1 | 1 | 1 | 0
PG&E NGBA | Mendocino | 115 | 0 | 0 | 0 | 0 | 0 | 0 | 0 | 0 | 0 | 0 | 0 | 0 | 0 | 0 | 0 | 0 | 0 | 0 | 0 | 0 |  | 0 | 0 | 0 | 0 | 0 | 0 | 0 | 0 | 0 | 0 | 0 | 0 | 0 | 0 | 0 | 0 | 0 | 0 | 0 | 0 | 0 | 0 | 0 | 0 | 0 | 0 | 0 | 0 | 0 | 0 | 0 | 0 | 0 | 0 | 0 | 0 |  | 0 | 0 | 0 | 0 | 0 | 0 | 0 | 0 | 0 | 0 | 0 | 0 | 0 | 0 | 0 | 0 | 0 | 0 | 0 | 0 | 0 | 0 | 0 | 0 | 0 | 0 | 0 | 0 | 0 | 0 | 0 | 0 | 0 | 0 | 0 | 0 |  | 0 | 0 | 0 | 0 | 0 | 0 | 0 | 0 | 0 | 0 | 0 | 0 | 0 | 0 | 0 | 0 | 0 | 0 | 0 | 0 | 0 | 0 | 0 | 0 | 0 | 0 | 0 | 0 | 0 | 0 | 0 | 0 | 0 | 0 | 0 | 0 |  | 0 | 0 | 0 | 0 | 0 | 0 | 0 | 0 | 0 | 0 | 0 | 0 | 0 | 0 | 0 | 0 | 0 | 0 | 0 | 0 | 0 | 0 | 0 | 0 | 0 | 0 | 0 | 0 | 0 | 0 | 0 | 0 | 0 | 0 | 0 | 0 |  | 1 | 1 | 1 | 1 | 1 | 1 | 1 | 1 | 1 | 0
PG&E NGBA | Mendocino | 60 | 0 | 3 | 0 | 0 | 0 | 0 | 0 | 0 | 0 | 0 | 0 | 0 | 0 | 0 | 0 | 0 | 0 | 0 | 0 | 1 |  | 0 | 0 | 0 | 0 | 0 | 0 | 0 | 0 | 0 | 0 | 0 | 0 | 0 | 0 | 0 | 0 | 0 | 0 | 0 | 0 | 2 | 2 | 0 | 0 | 0 | 0 | 0 | 0 | 0 | 0 | 0 | 0 | 0 | 0 | 0 | 1 |  | 0 | 0 | 0 | 0 | 0 | 0 | 0 | 0 | 0 | 0 | 0 | 0 | 0 | 0 | 0 | 0 | 0 | 0 | 0 | 0 | 2 | 2 | 0 | 0 | 0 | 0 | 0 | 0 | 0 | 0 | 0 | 0 | 0 | 0 | 0 | 1 |  | 0 | 0 | 0 | 0 | 0 | 0 | 0 | 0 | 0 | 0 | 0 | 0 | 0 | 0 | 0 | 0 | 0 | 0 | 0 | 0 | 2 | 2 | 0 | 0 | 0 | 0 | 0 | 0 | 0 | 0 | 0 | 0 | 0 | 0 | 0 | 1 |  | 0 | 0 | 0 | 0 | 0 | 0 | 0 | 0 | 0 | 0 | 0 | 0 | 0 | 0 | 0 | 0 | 0 | 0 | 0 | 0 | 2 | 2 | 0 | 0 | 0 | 0 | 0 | 0 | 0 | 0 | 0 | 0 | 0 | 0 | 0 | 1 |  | 1 | 5- | 1 | 1 | 1 | 1 | 1 | 1 | 1 | 1
PG&E FRESNO | Mendota | 115 | 0 | 0 | 0 | 0 | 0 | 0 | 0 | 0 | 0 | 0 | 0 | 0 | 0 | 0 | 0 | 0 | 0 | 0 | 0 | 0 |  | 0 | 0 | 0 | 0 | 0 | 0 | 0 | 0 | 0 | 0 | 0 | 0 | 0 | 0 | 0 | 0 | 0 | 0 | 0 | 0 | 0 | 0 | 0 | 0 | 0 | 0 | 0 | 0 | 0 | 0 | 0 | 0 | 0 | 0 | 0 | 0 |  | 0 | 0 | 0 | 0 | 0 | 0 | 0 | 0 | 0 | 0 | 0 | 0 | 0 | 0 | 0 | 0 | 0 | 0 | 0 | 0 | 0 | 0 | 0 | 0 | 0 | 0 | 0 | 0 | 0 | 0 | 0 | 0 | 0 | 0 | 0 | 0 |  | 0 | 0 | 0 | 0 | 0 | 0 | 0 | 0 | 0 | 0 | 0 | 0 | 0 | 0 | 150 | 0 | 0 | 1 | 0 | 0 | 0 | 0 | 0 | 0 | 0 | 0 | 0 | 0 | 0 | 0 | 0 | 0 | -2 | 0 | 0 | 1 |  | 0 | 0 | 0 | 0 | 0 | 0 | 0 | 0 | 0 | 0 | 0 | 0 | 200 | 0 | 350 | 0 | 0 | 1 | 0 | 0 | 0 | 0 | 0 | 0 | 0 | 0 | 0 | 0 | 0 | 0 | -2 | 0 | -1 | 0 | 0 | 1 |  | 1 | 1 | 1 | 1 | 1 | 1 | 1+ | 2+ | 1 | 1
PG&E GBA | Menlo | 60 | 0 | 0 | 0 | 0 | 0 | 0 | 0 | 0 | 0 | 0 | 0 | 0 | 0 | 0 | 0 | 0 | 0 | 0 | 0 | 0 |  | 0 | 0 | 0 | 0 | 0 | 0 | 0 | 0 | 0 | 0 | 0 | 0 | 0 | 0 | 0 | 0 | 0 | 0 | 0 | 0 | 0 | 0 | 0 | 0 | 0 | 0 | 0 | 0 | 0 | 0 | 0 | 0 | 0 | 0 | 0 | 0 |  | 0 | 0 | 0 | 0 | 0 | 0 | 0 | 0 | 0 | 0 | 0 | 0 | 0 | 0 | 0 | 0 | 0 | 0 | 0 | 0 | 0 | 0 | 0 | 0 | 0 | 0 | 0 | 0 | 0 | 0 | 0 | 0 | 0 | 0 | 0 | 0 |  | 0 | 0 | 0 | 0 | 0 | 0 | 0 | 0 | 0 | 0 | 0 | 0 | 0 | 0 | 0 | 0 | 0 | 0 | 0 | 0 | 0 | 0 | 0 | 0 | 0 | 0 | 0 | 0 | 0 | 0 | 0 | 0 | 0 | 0 | 0 | 0 |  | 0 | 0 | 0 | 0 | 0 | 0 | 0 | 0 | 0 | 0 | 0 | 0 | 0 | 0 | 0 | 0 | 0 | 0 | 0 | 0 | 0 | 0 | 0 | 0 | 0 | 0 | 0 | 0 | 0 | 0 | 0 | 0 | 0 | 0 | 0 | 0 |  | 1 | 1 | 1 | 1 | 1 | 1 | 1 | 1 | 1 | 0
PG&E FRESNO | Merced | 115 | 0 | 0 | 0 | 0 | 0 | 0 | 0 | 0 | 0 | 0 | 0 | 4 | 0 | 0 | 0 | 0 | 0 | 0 | 0 | 1 |  | 0 | 0 | 0 | 0 | 0 | 0 | 0 | 0 | 0 | 0 | 0 | 0 | 0 | 0 | 0 | 0 | 0 | 0 | 0 | 0 | 0 | 0 | 0 | 0 | 0 | 0 | 0 | 0 | 2 | 0 | 0 | 0 | 0 | 0 | 0 | 1 |  | 0 | 0 | 0 | 0 | 0 | 0 | 0 | 0 | 0 | 0 | 4.125 | 0 | 0 | 0 | 0 | 0 | 0 | 1 | 0 | 0 | 0 | 0 | 0 | 0 | 0 | 0 | 0 | 0 | 0 | 0 | 0 | 0 | 0 | 0 | 0 | 0 |  | 0 | 0 | 0 | 0 | 0 | 0 | 0 | 0 | 0 | 0 | 4.125 | 0 | 0 | 0 | 0 | 0 | 0 | 1 | 0 | 0 | 0 | 0 | 0 | 0 | 0 | 0 | 0 | 0 | 0 | 0 | 0 | 0 | 0 | 0 | 0 | 0 |  | 0 | 0 | 0 | 0 | 0 | 0 | 0 | 0 | 0 | 0 | 9.125 | 0 | 0 | 0 | 0 | 0 | 0 | 1 | 0 | 0 | 0 | 0 | 0 | 0 | 0 | 0 | 0 | 0 | -2 | 0 | 0 | 0 | 0 | 0 | 0 | 1 |  | 1 | 1 | 1 | 1 | 1 | 1+ | 1 | 1 | 1 | 1
EOP | Mercury | 138 | 0 | 0 | 0 | 0 | 0 | 0 | 0 | 0 | 0 | 0 | 0 | 0 | 0 | 0 | 0 | 0 | 0 | 0 | 0 | 0 |  | 0 | 0 | 0 | 0 | 0 | 0 | 0 | 0 | 0 | 0 | 0 | 0 | 0 | 0 | 0 | 0 | 0 | 0 | 0 | 0 | 0 | 0 | 0 | 0 | 0 | 0 | 0 | 0 | 0 | 0 | 0 | 0 | 0 | 0 | 0 | 0 |  | 0 | 0 | 0 | 0 | 0 | 0 | 0 | 0 | 0 | 0 | 0 | 0 | 0 | 0 | 0 | 0 | 0 | 0 | 0 | 0 | 0 | 0 | 0 | 0 | 0 | 0 | 0 | 0 | 0 | 0 | 0 | 0 | 0 | 0 | 0 | 0 |  | 0 | 0 | 0 | 0 | 0 | 0 | 0 | 0 | 0 | 0 | 0 | 0 | 0 | 0 | 0 | 0 | 0 | 0 | 0 | 0 | 0 | 0 | 0 | 0 | 0 | 0 | 0 | 0 | 0 | 0 | 0 | 0 | 0 | 0 | 0 | 0 |  | 0 | 0 | 0 | 0 | 0 | 0 | 0 | 0 | 0 | 0 | 0 | 0 | 0 | 0 | 0 | 0 | 0 | 0 | 0 | 0 | 0 | 0 | 0 | 0 | 0 | 0 | 0 | 0 | 0 | 0 | 0 | 0 | 0 | 0 | 0 | 0 |  | 1 | 1 | 1 | 1 | 1 | 1 | 1 | 1 | 1 | 0
PG&E FRESNO | Mercy Springs | 70 | 0 | 2 | 0 | 0 | 0 | 0 | 0 | 0 | 0 | 0 | 0 | 0 | 0 | 0 | 0 | 0 | 0 | 0 | 0 | 1 |  | 0 | 0 | 0 | 0 | 0 | 0 | 0 | 0 | 0 | 0 | 0 | 0 | 2.4774 | 0 | 2.4774 | 0 | 0 | 1 | 0 | 0 | 2 | 2 | 0 | 0 | 0 | 0 | 0 | 0 | 0 | 0 | -2 | 0 | -2 | 0 | 0 | 1 |  | 0 | 0 | 0 | 2 | 0 | 0 | 0 | 0 | 0 | 0 | 0 | 0 | 2.4774 | 0 | 2.4774 | 0 | 0 | 1 | 0 | 0 | 2 | 0 | 0 | 0 | 0 | 0 | 0 | 0 | 0 | 0 | 0 | 0 | 0 | 0 | 0 | 1 |  | 0 | 0 | 0 | 2 | 0 | 0 | 0 | 0 | 0 | 0 | 0 | 0 | 2.4774 | 0 | 2.4774 | 0 | 0 | 1 | 0 | 0 | 2 | 0 | 0 | 0 | 0 | 0 | 0 | 0 | 0 | 0 | 0 | 0 | 0 | 0 | 0 | 1 |  | 0 | 0 | 0 | 2 | 0 | 0 | 0 | 0 | 0 | 0 | 0 | 0 | 2.4774 | 0 | 12.5554 | 0 | 0 | 1 | 0 | 0 | 2 | 0 | 0 | 0 | 0 | 0 | 0 | 0 | 0 | 0 | 0 | 0 | 0 | 0 | 0 | 1 |  | 1 | 1 | 1 | 1 | 1 | 1 | 1 | 1 | 1 | 0
PG&E NGBA | Meridian | 60 | 0 | 0 | 0 | 0 | 0 | 0 | 0 | 0 | 0 | 0 | 0 | 0 | 0 | 0 | 0 | 0 | 0 | 0 | 0 | 0 |  | 0 | 0 | 0 | 0 | 0 | 0 | 0 | 0 | 0 | 0 | 0 | 0 | 0 | 0 | 0 | 0 | 0 | 0 | 0 | 0 | 0 | 0 | 0 | 0 | 0 | 0 | 0 | 0 | 0 | 0 | 0 | 0 | 0 | 0 | 0 | 0 |  | 0 | 0 | 0 | 0 | 0 | 0 | 0 | 0 | 0 | 0 | 0 | 0 | 0 | 0 | 0 | 0 | 0 | 0 | 0 | 0 | 0 | 0 | 0 | 0 | 0 | 0 | 0 | 0 | 0 | 0 | 0 | 0 | 0 | 0 | 0 | 0 |  | 0 | 0 | 0 | 0 | 0 | 0 | 0 | 0 | 0 | 0 | 0 | 0 | 0 | 0 | 0 | 0 | 0 | 0 | 0 | 0 | 0 | 0 | 0 | 0 | 0 | 0 | 0 | 0 | 0 | 0 | 0 | 0 | 0 | 0 | 0 | 0 |  | 0 | 0 | 0 | 0 | 0 | 0 | 0 | 0 | 0 | 0 | 4.98 | 0 | 0 | 0 | 0 | 0 | 0 | 1 | 0 | 0 | 0 | 0 | 0 | 0 | 0 | 0 | 0 | 0 | -2 | 0 | 0 | 0 | 0 | 0 | 0 | 1 |  | 1 | 1 | 1 | 1 | 1 | 1+ | 1 | 1 | 1 | 1
PG&E KERN | Mesa (PGE) | 115 | 0 | 0 | 0 | 0 | 0 | 0 | 0 | 0 | 0 | 0 | 0 | 0 | 0 | 0 | 0 | 0 | 0 | 0 | 0 | 0 |  | 0 | 0 | 0 | 0 | 0 | 0 | 0 | 0 | 0 | 0 | 0 | 0 | 0 | 0 | 0 | 0 | 0 | 0 | 0 | 0 | 0 | 0 | 0 | 0 | 0 | 0 | 0 | 0 | 0 | 0 | 0 | 0 | 0 | 0 | 0 | 0 |  | 0 | 0 | 0 | 0 | 0 | 0 | 0 | 0 | 0 | 0 | 0 | 0 | 0 | 0 | 0 | 0 | 0 | 0 | 0 | 0 | 0 | 0 | 0 | 0 | 0 | 0 | 0 | 0 | 0 | 0 | 0 | 0 | 0 | 0 | 0 | 0 |  | 0 | 0 | 0 | 0 | 0 | 0 | 0 | 0 | 0 | 0 | 0 | 0 | 0 | 0 | 0 | 0 | 0 | 0 | 0 | 0 | 0 | 0 | 0 | 0 | 0 | 0 | 0 | 0 | 0 | 0 | 0 | 0 | 0 | 0 | 0 | 0 |  | 0 | 0 | 0 | 0 | 0 | 0 | 0 | 0 | 0 | 0 | 0 | 0 | 169.76 | 0 | 355.684 | 0 | 0 | 1 | 0 | 0 | 0 | 0 | 0 | 0 | 0 | 0 | 0 | 0 | 0 | 0 | -2 | 0 | -1 | 0 | 0 | 1 |  | 1 | 1 | 1 | 1 | 1 | 1 | 1+ | 1 | 1 | 1
PG&E KERN | Mesa (PGE) | 230 | 0 | 0 | 0 | 0 | 0 | 0 | 0 | 0 | 0 | 0 | 0 | 0 | 0 | 0 | 0 | 0 | 0 | 0 | 0 | 0 |  | 0 | 0 | 0 | 0 | 0 | 0 | 0 | 0 | 0 | 0 | 0 | 0 | 0 | 0 | 0 | 0 | 0 | 0 | 0 | 0 | 0 | 0 | 0 | 0 | 0 | 0 | 0 | 0 | 0 | 0 | 0 | 0 | 0 | 0 | 0 | 0 |  | 0 | 0 | 0 | 0 | 0 | 0 | 0 | 0 | 0 | 0 | 0 | 0 | 0 | 0 | 0 | 0 | 0 | 0 | 0 | 0 | 0 | 0 | 0 | 0 | 0 | 0 | 0 | 0 | 0 | 0 | 0 | 0 | 0 | 0 | 0 | 0 |  | 0 | 0 | 0 | 0 | 0 | 0 | 0 | 0 | 0 | 0 | 0 | 0 | 0 | 0 | 0 | 0 | 0 | 0 | 0 | 0 | 0 | 0 | 0 | 0 | 0 | 0 | 0 | 0 | 0 | 0 | 0 | 0 | 0 | 0 | 0 | 0 |  | 0 | 0 | 0 | 0 | 0 | 0 | 0 | 0 | 0 | 0 | 0 | 0 | 0 | 0 | 850 | 0 | 0 | 1 | 0 | 0 | 0 | 0 | 0 | 0 | 0 | 0 | 0 | 0 | 0 | 0 | 0 | 0 | -2 | 0 | 0 | 1 |  | 1 | 1 | 1 | 1 | 1 | 1 | 1 | 1+ | 1 | 1
SCE Metro | Mesa (SCE) | 230 | 0 | 0 | 0 | 0 | 0 | 0 | 0 | 0 | 0 | 0 | 0 | 0 | 0 | 0 | 0 | 0 | 0 | 0 | 0 | 0 |  | 0 | 0 | 0 | 0 | 0 | 0 | 0 | 0 | 0 | 0 | 0 | 0 | 0 | 0 | 0 | 0 | 0 | 0 | 0 | 0 | 0 | 0 | 0 | 0 | 0 | 0 | 0 | 0 | 0 | 0 | 0 | 0 | 0 | 0 | 0 | 0 |  | 0 | 0 | 0 | 0 | 0 | 0 | 0 | 0 | 0 | 0 | 0 | 0 | 0 | 0 | 6.5 | 0 | 0 | 1 | 0 | 0 | 0 | 0 | 0 | 0 | 0 | 0 | 0 | 0 | 0 | 0 | 0 | 0 | -2 | 0 | 0 | 1 |  | 0 | 0 | 0 | 0 | 0 | 0 | 0 | 0 | 0 | 0 | 0 | 0 | 0 | 0 | 6.5 | 0 | 0 | 1 | 0 | 0 | 0 | 0 | 0 | 0 | 0 | 0 | 0 | 0 | 0 | 0 | 0 | 0 | -2 | 0 | 0 | 1 |  | 0 | 0 | 0 | 0 | 0 | 0 | 0 | 0 | 0 | 0 | 0 | 0 | 0 | 0 | 10 | 0 | 0 | 1 | 0 | 0 | 0 | 0 | 0 | 0 | 0 | 0 | 0 | 0 | 0 | 0 | 0 | 0 | 0 | 0 | 0 | 0 |  | 1 | 1 | 1 | 1 | 1 | 1 | 1 | 4+ | 1 | 1
SCE Metro | Mesa (SCE) | 500 | 0 | 0 | 0 | 0 | 0 | 0 | 0 | 0 | 0 | 0 | 0 | 0 | 0 | 0 | 0 | 0 | 0 | 0 | 0 | 0 |  | 0 | 0 | 0 | 0 | 0 | 0 | 0 | 0 | 0 | 0 | 0 | 0 | 0 | 0 | 0 | 0 | 0 | 0 | 0 | 0 | 0 | 0 | 0 | 0 | 0 | 0 | 0 | 0 | 0 | 0 | 0 | 0 | 0 | 0 | 0 | 0 |  | 0 | 0 | 0 | 0 | 0 | 0 | 0 | 0 | 0 | 0 | 0 | 0 | 0 | 0 | 0 | 0 | 0 | 0 | 0 | 0 | 0 | 0 | 0 | 0 | 0 | 0 | 0 | 0 | 0 | 0 | 0 | 0 | 0 | 0 | 0 | 0 |  | 0 | 0 | 0 | 0 | 0 | 0 | 0 | 0 | 0 | 0 | 0 | 0 | 0 | 250 | 252 | 0 | 0 | 1 | 0 | 0 | 0 | 0 | 0 | 0 | 0 | 0 | 0 | 0 | 0 | 0 | 0 | -2 | -2 | 0 | 0 | 1 |  | 0 | 0 | 0 | 0 | 0 | 0 | 0 | 0 | 0 | 0 | 0 | 0 | 0 | 250 | 1152 | 0 | 0 | 1 | 0 | 0 | 0 | 0 | 0 | 0 | 0 | 0 | 0 | 0 | 0 | 0 | 0 | -2 | -2 | 0 | 0 | 1 |  | 1 | 1 | 1 | 1 | 1 | 1 | 1 | 4+ | 1 | 1
SDGE | Mesa Heights | 69 | 0 | 0 | 0 | 0 | 0 | 0 | 0 | 0 | 0 | 0 | 0 | 0 | 0 | 0 | 0 | 0 | 0 | 0 | 0 | 0 |  | 0 | 0 | 0 | 0 | 0 | 0 | 0 | 0 | 0 | 0 | 0 | 0 | 0 | 0 | 0 | 0 | 0 | 0 | 0 | 0 | 0 | 0 | 0 | 0 | 0 | 0 | 0 | 0 | 0 | 0 | 0 | 0 | 0 | 0 | 0 | 0 |  | 0 | 0 | 0 | 0 | 0 | 0 | 0 | 0 | 0 | 0 | 0 | 0 | 0 | 0 | 0 | 0 | 0 | 0 | 0 | 0 | 0 | 0 | 0 | 0 | 0 | 0 | 0 | 0 | 0 | 0 | 0 | 0 | 0 | 0 | 0 | 0 |  | 0 | 0 | 0 | 0 | 0 | 0 | 0 | 0 | 0 | 0 | 0 | 0 | 0 | 0 | 0 | 0 | 0 | 0 | 0 | 0 | 0 | 0 | 0 | 0 | 0 | 0 | 0 | 0 | 0 | 0 | 0 | 0 | 0 | 0 | 0 | 0 |  | 0 | 0 | 0 | 0 | 0 | 0 | 0 | 0 | 0 | 0 | 0 | 0 | 0 | 0 | 0 | 0 | 0 | 0 | 0 | 0 | 0 | 0 | 0 | 0 | 0 | 0 | 0 | 0 | 0 | 0 | 0 | 0 | 0 | 0 | 0 | 0 |  | 1 | 1 | 1 | 1 | 1 | 1 | 1 | 1 | 1 | 0
PG&E GBA | Metcalf | 115 | 0 | 0 | 0 | 0 | 0 | 0 | 0 | 0 | 0 | 0 | 0 | 0 | 0 | 0 | 0 | 0 | 0 | 0 | 0 | 0 |  | 0 | 0 | 0 | 0 | 0 | 0 | 0 | 0 | 0 | 0 | 0 | 0 | 0 | 0 | 0 | 0 | 0 | 0 | 0 | 0 | 0 | 0 | 0 | 0 | 0 | 0 | 0 | 0 | 0 | 0 | 0 | 0 | 0 | 0 | 0 | 0 |  | 0 | 0 | 0 | 0 | 0 | 0 | 0 | 0 | 0 | 0 | 0 | 0 | 0 | 0 | 0 | 0 | 0 | 0 | 0 | 0 | 0 | 0 | 0 | 0 | 0 | 0 | 0 | 0 | 0 | 0 | 0 | 0 | 0 | 0 | 0 | 0 |  | 0 | 0 | 0 | 0 | 0 | 0 | 0 | 0 | 0 | 0 | 0 | 0 | 0 | 0 | 0 | 0 | 0 | 0 | 0 | 0 | 0 | 0 | 0 | 0 | 0 | 0 | 0 | 0 | 0 | 0 | 0 | 0 | 0 | 0 | 0 | 0 |  | 0 | 0 | 0 | 0 | 0 | 0 | 0 | 0 | 0 | 0 | 0 | 0 | 0 | 0 | 0 | 0 | 0 | 0 | 0 | 0 | 0 | 0 | 0 | 0 | 0 | 0 | 0 | 0 | 0 | 0 | 0 | 0 | 0 | 0 | 0 | 0 |  | 1 | 1 | 1 | 1 | 1 | 1 | 1 | 1 | 1 | 0
PG&E GBA | Metcalf | 230 | 0 | 0 | 0 | 0 | 0 | 0 | 0 | 0 | 0 | 0 | 0 | 0 | 0 | 0 | 0 | 0 | 101.075 | 101.075 | 0 | 1 |  | 0 | 0 | 0 | 0 | 0 | 0 | 0 | 0 | 0 | 0 | 0 | 0 | 0 | 350 | 354.88 | 0 | 0 | 1 | 0 | 0 | 0 | 0 | 0 | 0 | 0 | 0 | 0 | 0 | 0 | 0 | 0 | -2 | -2 | 0 | 0 | 1 |  | 0 | 0 | 0 | 0 | 0 | 0 | 0 | 0 | 0 | 0 | 0 | 0 | 0 | 0 | 0 | 0 | 0 | 0 | 0 | 0 | 0 | 0 | 0 | 0 | 0 | 0 | 0 | 0 | 0 | 0 | 0 | 2 | 2 | 0 | 0 | 1 |  | 0 | 0 | 0 | 0 | 0 | 0 | 0 | 0 | 0 | 0 | 0 | 0 | 0 | 350 | 354.88 | 0 | 0 | 1 | 0 | 0 | 0 | 0 | 0 | 0 | 0 | 0 | 0 | 0 | 0 | 0 | 0 | -2 | -2 | 0 | 0 | 1 |  | 0 | 0 | 0 | 0 | 0 | 0 | 0 | 0 | 0 | 0 | 0 | 0 | 0 | 350 | 354.88 | 0 | 0 | 1 | 0 | 0 | 0 | 0 | 0 | 0 | 0 | 0 | 0 | 0 | 0 | 0 | 0 | -2 | -2 | 0 | 0 | 1 |  | 1 | 1 | 1 | 1 | 1 | 1 | 1 | 4+ | 1 | 1
PG&E GBA | Metcalf | 500 | 0 | 0 | 0 | 0 | 0 | 0 | 0 | 0 | 0 | 0 | 0 | 0 | 0 | 0 | 0 | 0 | 0 | 0 | 0 | 0 |  | 0 | 0 | 0 | 0 | 0 | 0 | 0 | 0 | 0 | 0 | 0 | 0 | 0 | 0 | 0 | 0 | 0 | 0 | 0 | 0 | 0 | 0 | 0 | 0 | 0 | 0 | 0 | 0 | 0 | 0 | 0 | 0 | 0 | 0 | 0 | 0 |  | 0 | 0 | 0 | 0 | 0 | 0 | 0 | 0 | 0 | 0 | 0 | 0 | 0 | 0 | 0 | 0 | 0 | 0 | 0 | 0 | 0 | 0 | 0 | 0 | 0 | 0 | 0 | 0 | 0 | 0 | 0 | 0 | 0 | 0 | 0 | 0 |  | 0 | 0 | 0 | 0 | 0 | 0 | 0 | 0 | 0 | 0 | 0 | 0 | 0 | 0 | 0 | 0 | 0 | 0 | 0 | 0 | 0 | 0 | 0 | 0 | 0 | 0 | 0 | 0 | 0 | 0 | 0 | 0 | 0 | 0 | 0 | 0 |  | 0 | 0 | 0 | 0 | 0 | 400 | 0 | 0 | 0 | 0 | 0 | 0 | 400 | 0 | 1550 | 0 | 0 | 1 | 0 | 0 | 0 | 0 | 0 | -2 | 0 | 0 | 0 | 0 | 0 | 0 | -2 | 0 | -2 | 0 | 0 | 1 |  | 1 | 1 | 1+ | 1 | 1 | 1 | 1+ | 1+ | 1 | 1
PG&E KERN | Midway | 115 | 0 | 0 | 0 | 0 | 0 | 0 | 0 | 0 | 0 | 0 | 0 | 0 | 204 | 120 | 324 | 0 | 0 | 0 | 0 | 1 |  | 0 | 0 | 0 | 0 | 0 | 0 | 0 | 0 | 0 | 0 | 0 | 204 | 411.4 | 102 | 286 | 0 | 0 | 1 | 0 | 0 | 0 | 0 | 0 | 0 | 0 | 0 | 0 | 0 | 0 | 0 | -1 | -2 | -2 | 0 | 0 | 1 |  | 0 | 0 | 0 | 0 | 0 | 0 | 0 | 0 | 0 | 0 | 0 | 204 | 411.4 | 102 | 286 | 0 | 0 | 1 | 0 | 0 | 0 | 0 | 0 | 0 | 0 | 0 | 0 | 0 | 0 | 0 | -1 | -2 | -2 | 0 | 0 | 1 |  | 0 | 0 | 0 | 0 | 0 | 0 | 0 | 0 | 0 | 0 | 0 | 204 | 529.9 | 102 | 401 | 0 | 0 | 1 | 0 | 0 | 0 | 0 | 0 | 0 | 0 | 0 | 0 | 0 | 0 | 0 | -2 | -2 | -2 | 0 | 0 | 1 |  | 0 | 0 | 0 | 0 | 0 | 0 | 0 | 0 | 0 | 0 | 19.966 | 204 | 529.9 | 102 | 421 | 0 | 0 | 1 | 0 | 0 | 0 | 0 | 0 | 0 | 0 | 0 | 0 | 0 | -2 | 0 | -2 | -2 | -2 | 0 | 0 | 1 |  | 1 | 1 | 1 | 1 | 1 | 1+ | 3+ | 4+ | 1 | 1
PG&E KERN | Midway | 230 | 0 | 0 | 0 | 0 | 0 | 0 | 0 | 0 | 0 | 0 | 0 | 0 | 0 | 0 | 0 | 0 | 0 | 0 | 0 | 0 |  | 0 | 0 | 0 | 0 | 0 | 0 | 0 | 0 | 0 | 0 | 0 | 0 | 0 | 0 | 0 | 0 | 0 | 0 | 0 | 0 | 0 | 0 | 0 | 0 | 0 | 0 | 0 | 0 | 0 | 0 | 0 | 0 | 0 | 0 | 0 | 0 |  | 0 | 0 | 0 | 0 | 0 | 0 | 0 | 0 | 0 | 0 | 0 | 0 | 0 | 0 | 0 | 0 | 0 | 0 | 0 | 0 | 0 | 0 | 0 | 0 | 0 | 0 | 0 | 0 | 0 | 0 | 0 | 0 | 0 | 0 | 0 | 0 |  | 0 | 0 | 0 | 0 | 0 | 0 | 0 | 0 | 0 | 0 | 0 | 0 | 0 | 0 | 0 | 0 | 0 | 0 | 0 | 0 | 0 | 0 | 0 | 0 | 0 | 0 | 0 | 0 | 0 | 0 | 0 | 0 | 0 | 0 | 0 | 0 |  | 0 | 0 | 0 | 0 | 0 | 0 | 0 | 0 | 0 | 0 | 0 | 0 | 350 | 0 | 350 | 0 | 0 | 1 | 0 | 0 | 0 | 0 | 0 | 0 | 0 | 0 | 0 | 0 | 0 | 0 | -2 | 0 | -1 | 0 | 0 | 1 |  | 1 | 1 | 1 | 1 | 1 | 1 | 1+ | 1 | 1 | 1
PG&E KERN | Midway | 500 | 0 | 0 | 0 | 0 | 0 | 0 | 0 | 0 | 0 | 0 | 0 | 0 | 300 | 350 | 650 | 0 | 0 | 0 | 0 | 1 |  | 0 | 0 | 0 | 0 | 0 | 0 | 0 | 0 | 0 | 0 | 0 | 0 | 818 | 800 | 818 | 0 | 0 | 1 | 0 | 0 | 0 | 0 | 0 | 0 | 0 | 0 | 0 | 0 | 0 | 2 | -1 | -2 | -2 | 0 | 0 | 1 |  | 0 | 0 | 0 | 0 | 0 | 0 | 0 | 0 | 0 | 0 | 0 | 0 | 818 | 800 | 818 | 0 | 0 | 1 | 0 | 0 | 0 | 0 | 0 | 0 | 0 | 0 | 0 | 0 | 0 | 2 | -1 | -2 | -2 | 0 | 0 | 1 |  | 0 | 0 | 0 | 0 | 0 | 0 | 0 | 0 | 0 | 0 | 0 | 0 | 1176.2 | 1150 | 1176.2 | 0 | 0 | 1 | 0 | 0 | 0 | 0 | 0 | 0 | 0 | 0 | 0 | 0 | 0 | 2 | -2 | -2 | -2 | 0 | 0 | 1 |  | 0 | 0 | 0 | 0 | 0 | 0 | 0 | 0 | 0 | 0 | 0 | 0 | 6476.2 | 1150 | 6584.6806 | 0 | 0 | 1 | 0 | 0 | 0 | 0 | 0 | 0 | 0 | 0 | 0 | 0 | 0 | 2 | -2 | -2 | -2 | 0 | 0 | 1 |  | 1 | 1 | 1 | 1 | 1 | 1 | 3+ | 4+ | 1 | 1
SDGE | Miguel | 230 | 0 | 0 | 0 | 0 | 0 | 0 | 0 | 0 | 0 | 0 | 0 | 0 | 0 | 0 | 0 | 0 | 0 | 0 | 0 | 0 |  | 0 | 0 | 0 | 0 | 0 | 0 | 0 | 0 | 0 | 0 | 0 | 0 | 0 | 0 | 0 | 0 | 0 | 0 | 0 | 0 | 0 | 0 | 0 | 0 | 0 | 0 | 0 | 0 | 0 | 0 | 0 | 0 | 0 | 0 | 0 | 0 |  | 0 | 0 | 0 | 0 | 0 | 0 | 0 | 0 | 0 | 0 | 0 | 0 | 0 | 0 | 0 | 0 | 0 | 0 | 0 | 0 | 0 | 0 | 0 | 0 | 0 | 0 | 0 | 0 | 0 | 0 | 0 | 0 | 0 | 0 | 0 | 0 |  | 0 | 0 | 0 | 0 | 0 | 0 | 0 | 0 | 0 | 0 | 0 | 0 | 0 | 0 | 0 | 0 | 0 | 0 | 0 | 0 | 0 | 0 | 0 | 0 | 0 | 0 | 0 | 0 | 0 | 0 | 0 | 0 | 0 | 0 | 0 | 0 |  | 0 | 0 | 0 | 0 | 0 | 0 | 0 | 0 | 0 | 0 | 0 | 0 | 0 | 0 | 720 | 0 | 0 | 1 | 0 | 0 | 0 | 0 | 0 | 0 | 0 | 0 | 0 | 0 | 0 | 0 | 0 | 0 | -2 | 0 | 0 | 1 |  | 1 | 1 | 1 | 1 | 1 | 1 | 1 | 1+ | 1 | 1
SDGE | Miguel | 500 | 0 | 0 | 0 | 0 | 0 | 0 | 0 | 0 | 0 | 0 | 0 | 0 | 0 | 0 | 0 | 0 | 0 | 0 | 0 | 0 |  | 0 | 0 | 0 | 0 | 0 | 0 | 0 | 0 | 0 | 0 | 0 | 0 | 0 | 0 | 0 | 0 | 0 | 0 | 0 | 0 | 0 | 0 | 0 | 0 | 0 | 0 | 0 | 0 | 0 | 0 | 0 | 0 | 0 | 0 | 0 | 0 |  | 0 | 0 | 0 | 0 | 0 | 0 | 0 | 0 | 0 | 0 | 0 | 0 | 0 | 0 | 0 | 0 | 0 | 0 | 0 | 0 | 0 | 0 | 0 | 0 | 0 | 0 | 0 | 0 | 0 | 0 | 0 | 0 | 0 | 0 | 0 | 0 |  | 0 | 0 | 0 | 0 | 0 | 0 | 0 | 0 | 0 | 0 | 0 | 0 | 0 | 0 | 0 | 0 | 0 | 0 | 0 | 0 | 0 | 0 | 0 | 0 | 0 | 0 | 0 | 0 | 0 | 0 | 0 | 0 | 0 | 0 | 0 | 0 |  | 0 | 0 | 0 | 0 | 0 | 0 | 0 | 0 | 0 | 0 | 0 | 0 | 0 | 0 | 0 | 0 | 0 | 0 | 0 | 0 | 0 | 0 | 0 | 0 | 0 | 0 | 0 | 0 | 0 | 0 | 0 | 0 | 0 | 0 | 0 | 0 |  | 1 | 1 | 1 | 1 | 1 | 1 | 1 | 1 | 1 | 0
SDGE | Miguel | 69 | 0 | 0 | 0 | 0 | 0 | 0 | 0 | 0 | 0 | 0 | 0 | 0 | 0 | 0 | 0 | 0 | 0 | 0 | 0 | 0 |  | 0 | 0 | 0 | 0 | 0 | 0 | 0 | 0 | 0 | 0 | 0 | 0 | 0 | 0 | 0 | 0 | 0 | 0 | 0 | 0 | 0 | 0 | 0 | 0 | 0 | 0 | 0 | 0 | 0 | 0 | 0 | 0 | 0 | 0 | 0 | 0 |  | 0 | 0 | 0 | 0 | 0 | 0 | 0 | 0 | 0 | 0 | 0 | 0 | 0 | 0 | 0 | 0 | 0 | 0 | 0 | 0 | 0 | 0 | 0 | 0 | 0 | 0 | 0 | 0 | 0 | 0 | 0 | 0 | 0 | 0 | 0 | 0 |  | 0 | 0 | 0 | 0 | 0 | 0 | 0 | 0 | 0 | 0 | 0 | 0 | 0 | 0 | 0 | 0 | 0 | 0 | 0 | 0 | 0 | 0 | 0 | 0 | 0 | 0 | 0 | 0 | 0 | 0 | 0 | 0 | 0 | 0 | 0 | 0 |  | 0 | 0 | 0 | 0 | 0 | 0 | 0 | 0 | 0 | 0 | 0 | 0 | 0 | 0 | 171.4 | 0 | 0 | 1 | 0 | 0 | 0 | 0 | 0 | 0 | 0 | 0 | 0 | 0 | 0 | 0 | 0 | 0 | -1 | 0 | 0 | 1 |  | 1 | 1 | 1 | 1 | 1 | 1 | 1 | 1 | 1 | 0
PG&E GBA | Millbrae | 115 | 0 | 0 | 0 | 0 | 0 | 0 | 0 | 0 | 0 | 0 | 0 | 3.5 | 0 | 0 | 0 | 0 | 0 | 0 | 0 | 1 |  | 0 | 0 | 0 | 0 | 0 | 0 | 0 | 0 | 0 | 0 | 0 | 0 | 0 | 0 | 0 | 0 | 0 | 0 | 0 | 0 | 0 | 0 | 0 | 0 | 0 | 0 | 0 | 0 | 2 | 0 | 0 | 0 | 0 | 0 | 0 | 1 |  | 0 | 0 | 0 | 0 | 0 | 0 | 0 | 0 | 0 | 0 | 3.7248 | 0 | 0 | 0 | 3.7248 | 0 | 0 | 1 | 0 | 0 | 0 | 0 | 0 | 0 | 0 | 0 | 0 | 0 | 0 | 0 | 0 | 0 | -2 | 0 | 0 | 1 |  | 0 | 0 | 0 | 0 | 0 | 0 | 0 | 0 | 0 | 0 | 3.7248 | 0 | 0 | 0 | 3.7248 | 0 | 0 | 1 | 0 | 0 | 0 | 0 | 0 | 0 | 0 | 0 | 0 | 0 | 0 | 0 | 0 | 0 | -2 | 0 | 0 | 1 |  | 0 | 0 | 0 | 0 | 0 | 0 | 0 | 0 | 0 | 0 | 3.7248 | 0 | 0 | 0 | 3.7248 | 0 | 0 | 1 | 0 | 0 | 0 | 0 | 0 | 0 | 0 | 0 | 0 | 0 | 0 | 0 | 0 | 0 | 0 | 0 | 0 | 0 |  | 1 | 1 | 1 | 1 | 1 | 1 | 1 | 4+ | 1 | 1
PG&E GBA | Miller | 115 | 0 | 0 | 0 | 0 | 0 | 0 | 0 | 0 | 0 | 0 | 0 | 0 | 0 | 0 | 0 | 0 | 0 | 0 | 0 | 0 |  | 0 | 0 | 0 | 0 | 0 | 0 | 0 | 0 | 0 | 0 | 0 | 0 | 0 | 0 | 0 | 0 | 0 | 0 | 0 | 0 | 0 | 0 | 0 | 0 | 0 | 0 | 0 | 0 | 0 | 0 | 0 | 0 | 0 | 0 | 0 | 0 |  | 0 | 0 | 0 | 0 | 0 | 0 | 0 | 0 | 0 | 0 | 0 | 0 | 0 | 0 | 0 | 0 | 0 | 0 | 0 | 0 | 0 | 0 | 0 | 0 | 0 | 0 | 0 | 0 | 0 | 0 | 0 | 0 | 0 | 0 | 0 | 0 |  | 0 | 0 | 0 | 0 | 0 | 0 | 0 | 0 | 0 | 0 | 0 | 0 | 0 | 0 | 0 | 0 | 0 | 0 | 0 | 0 | 0 | 0 | 0 | 0 | 0 | 0 | 0 | 0 | 0 | 0 | 0 | 0 | 0 | 0 | 0 | 0 |  | 0 | 0 | 0 | 0 | 0 | 0 | 0 | 0 | 0 | 0 | 0 | 0 | 0 | 0 | 0 | 0 | 0 | 0 | 0 | 0 | 0 | 0 | 0 | 0 | 0 | 0 | 0 | 0 | 0 | 0 | 0 | 0 | 0 | 0 | 0 | 0 |  | 1 | 1 | 1 | 1 | 1 | 1 | 1 | 1 | 1 | 0
SCE Metro | Mira Loma | 230 | 0 | 0 | 0 | 0 | 0 | 0 | 0 | 0 | 0 | 0 | 0 | 0 | 0 | 0 | 0 | 0 | 0 | 0 | 0 | 0 |  | 0 | 0 | 0 | 0 | 0 | 0 | 0 | 0 | 0 | 0 | 0 | 0 | 0 | 300 | 312.96 | 0 | 0 | 1 | 0 | 0 | 0 | 0 | 0 | 0 | 0 | 0 | 0 | 0 | 0 | 0 | 0 | -2 | -2 | 0 | 0 | 1 |  | 0 | 0 | 0 | 0 | 0 | 0 | 0 | 0 | 0 | 0 | 0 | 0 | 0 | 300 | 312.96 | 0 | 0 | 1 | 0 | 0 | 0 | 0 | 0 | 0 | 0 | 0 | 0 | 0 | 0 | 0 | 0 | -2 | -2 | 0 | 0 | 1 |  | 0 | 0 | 0 | 0 | 0 | 0 | 0 | 0 | 0 | 0 | 0 | 0 | 0 | 300 | 312.96 | 0 | 0 | 1 | 0 | 0 | 0 | 0 | 0 | 0 | 0 | 0 | 0 | 0 | 0 | 0 | 0 | -2 | -2 | 0 | 0 | 1 |  | 0 | 0 | 0 | 0 | 0 | 0 | 0 | 0 | 0 | 0 | 0 | 0 | 0 | 300 | 2719.46 | 0 | 0 | 1 | 0 | 0 | 0 | 0 | 0 | 0 | 0 | 0 | 0 | 0 | 0 | 0 | 0 | -2 | -2 | 0 | 0 | 1 |  | 1 | 1 | 1 | 1 | 1 | 1 | 1 | 4+ | 1 | 1
SCE Metro | Mira Loma | 500 | 0 | 0 | 0 | 0 | 0 | 0 | 0 | 0 | 0 | 0 | 0 | 0 | 0 | 0 | 0 | 0 | 0 | 0 | 0 | 0 |  | 0 | 0 | 0 | 0 | 0 | 0 | 0 | 0 | 0 | 0 | 0 | 0 | 0 | 0 | 0 | 0 | 0 | 0 | 0 | 0 | 0 | 0 | 0 | 0 | 0 | 0 | 0 | 0 | 0 | 0 | 0 | 0 | 0 | 0 | 0 | 0 |  | 0 | 0 | 0 | 0 | 0 | 0 | 0 | 0 | 0 | 0 | 0 | 0 | 0 | 0 | 0 | 0 | 0 | 0 | 0 | 0 | 0 | 0 | 0 | 0 | 0 | 0 | 0 | 0 | 0 | 0 | 0 | 0 | 0 | 0 | 0 | 0 |  | 0 | 0 | 0 | 0 | 0 | 0 | 0 | 0 | 0 | 0 | 0 | 0 | 0 | 0 | 0 | 0 | 0 | 0 | 0 | 0 | 0 | 0 | 0 | 0 | 0 | 0 | 0 | 0 | 0 | 0 | 0 | 0 | 0 | 0 | 0 | 0 |  | 0 | 0 | 0 | 0 | 0 | 0 | 0 | 0 | 0 | 0 | 0 | 0 | 0 | 0 | 0 | 0 | 0 | 0 | 0 | 0 | 0 | 0 | 0 | 0 | 0 | 0 | 0 | 0 | 0 | 0 | 0 | 0 | 0 | 0 | 0 | 0 |  | 1 | 1 | 1 | 1 | 1 | 1 | 1 | 1 | 1 | 0
SCE Eastern | Mirage | 115 | 0 | 0 | 0 | 0 | 0 | 0 | 0 | 0 | 0 | 0 | 0 | 0 | 0 | 0 | 0 | 0 | 0 | 0 | 0 | 0 |  | 0 | 0 | 0 | 0 | 0 | 0 | 0 | 0 | 0 | 0 | 0 | 0 | 0 | 0 | 0 | 0 | 0 | 0 | 0 | 0 | 0 | 0 | 0 | 0 | 0 | 0 | 0 | 0 | 0 | 0 | 0 | 0 | 0 | 0 | 0 | 0 |  | 0 | 0 | 0 | 0 | 0 | 0 | 0 | 0 | 0 | 0 | 0 | 0 | 0 | 0 | 0 | 0 | 0 | 0 | 0 | 0 | 0 | 0 | 0 | 0 | 0 | 0 | 0 | 0 | 0 | 0 | 0 | 0 | 0 | 0 | 0 | 0 |  | 0 | 0 | 0 | 0 | 0 | 0 | 0 | 0 | 0 | 0 | 0 | 0 | 0 | 0 | 0 | 0 | 0 | 0 | 0 | 0 | 0 | 0 | 0 | 0 | 0 | 0 | 0 | 0 | 0 | 0 | 0 | 0 | 0 | 0 | 0 | 0 |  | 0 | 0 | 0 | 0 | 0 | 0 | 0 | 0 | 0 | 0 | 0 | 0 | 0 | 0 | 200 | 0 | 0 | 1 | 0 | 0 | 0 | 0 | 0 | 0 | 0 | 0 | 0 | 0 | 0 | 0 | 0 | 0 | -1 | 0 | 0 | 1 |  | 1 | 1 | 1 | 1 | 1 | 1 | 1 | 1 | 1 | 0
SCE Eastern | Mirage | 230 | 556.5 | 0 | 0 | 0 | 0 | 0 | 0 | 0 | 0 | 0 | 0 | 0 | 0 | 0 | 0 | 0 | 0 | 0 | 0 | 1 |  | 0 | 0 | 0 | 0 | 0 | 0 | 0 | 0 | 0 | 0 | 0 | 0 | 0 | 0 | 0 | 0 | 0 | 0 | 2 | 2 | 0 | 0 | 0 | 0 | 0 | 0 | 0 | 0 | 0 | 0 | 0 | 0 | 0 | 0 | 0 | 1 |  | 0 | 0 | 0 | 0 | 0 | 0 | 0 | 0 | 0 | 0 | 0 | 0 | 0 | 0 | 0 | 0 | 0 | 0 | 2 | 2 | 0 | 0 | 0 | 0 | 0 | 0 | 0 | 0 | 0 | 0 | 0 | 0 | 0 | 0 | 0 | 1 |  | 0 | 0 | 0 | 0 | 0 | 0 | 0 | 0 | 0 | 0 | 0 | 0 | 65 | 0 | 404.8 | 0 | 0 | 1 | 2 | 2 | 0 | 0 | 0 | 0 | 0 | 0 | 0 | 0 | 0 | 0 | -2 | 0 | -2 | 0 | 0 | 1 |  | 0 | 671 | 0 | 0 | 0 | 0 | 0 | 0 | 0 | 0 | 0 | 0 | 65 | 0 | 404.8 | 0 | 0 | 1 | 2 | -1 | 0 | 0 | 0 | 0 | 0 | 0 | 0 | 0 | 0 | 0 | -2 | 0 | -1 | 0 | 0 | 1 |  | 3- | 1 | 1 | 1 | 1 | 1 | 2+ | 2+ | 1 | 1
SDGE | Mission | 138 | 0 | 0 | 0 | 0 | 0 | 0 | 0 | 0 | 0 | 0 | 0 | 0 | 0 | 0 | 0 | 0 | 0 | 0 | 0 | 0 |  | 0 | 0 | 0 | 0 | 0 | 0 | 0 | 0 | 0 | 0 | 0 | 0 | 0 | 0 | 0 | 0 | 0 | 0 | 0 | 0 | 0 | 0 | 0 | 0 | 0 | 0 | 0 | 0 | 0 | 0 | 0 | 0 | 0 | 0 | 0 | 0 |  | 0 | 0 | 0 | 0 | 0 | 0 | 0 | 0 | 0 | 0 | 0 | 0 | 0 | 0 | 0 | 0 | 0 | 0 | 0 | 0 | 0 | 0 | 0 | 0 | 0 | 0 | 0 | 0 | 0 | 0 | 0 | 0 | 0 | 0 | 0 | 0 |  | 0 | 0 | 0 | 0 | 0 | 0 | 0 | 0 | 0 | 0 | 0 | 0 | 0 | 0 | 0 | 0 | 0 | 0 | 0 | 0 | 0 | 0 | 0 | 0 | 0 | 0 | 0 | 0 | 0 | 0 | 0 | 0 | 0 | 0 | 0 | 0 |  | 0 | 0 | 0 | 0 | 0 | 0 | 0 | 0 | 0 | 0 | 0 | 0 | 0 | 0 | 0 | 0 | 0 | 0 | 0 | 0 | 0 | 0 | 0 | 0 | 0 | 0 | 0 | 0 | 0 | 0 | 0 | 0 | 0 | 0 | 0 | 0 |  | 1 | 1 | 1 | 1 | 1 | 1 | 1 | 1 | 1 | 0
SDGE | Mission | 230 | 0 | 0 | 0 | 0 | 0 | 0 | 0 | 0 | 0 | 0 | 0 | 0 | 0 | 0 | 0 | 0 | 0 | 0 | 0 | 0 |  | 0 | 0 | 0 | 0 | 0 | 0 | 0 | 0 | 0 | 0 | 0 | 0 | 0 | 0 | 0 | 0 | 0 | 0 | 0 | 0 | 0 | 0 | 0 | 0 | 0 | 0 | 0 | 0 | 0 | 0 | 0 | 0 | 0 | 0 | 0 | 0 |  | 0 | 0 | 0 | 0 | 0 | 0 | 0 | 0 | 0 | 0 | 0 | 0 | 0 | 0 | 0 | 0 | 0 | 0 | 0 | 0 | 0 | 0 | 0 | 0 | 0 | 0 | 0 | 0 | 0 | 0 | 0 | 0 | 0 | 0 | 0 | 0 |  | 0 | 0 | 0 | 0 | 0 | 0 | 0 | 0 | 0 | 0 | 0 | 0 | 0 | 0 | 0 | 0 | 0 | 0 | 0 | 0 | 0 | 0 | 0 | 0 | 0 | 0 | 0 | 0 | 0 | 0 | 0 | 0 | 0 | 0 | 0 | 0 |  | 0 | 0 | 0 | 0 | 0 | 0 | 0 | 0 | 0 | 0 | 0 | 0 | 0 | 0 | 0 | 0 | 0 | 0 | 0 | 0 | 0 | 0 | 0 | 0 | 0 | 0 | 0 | 0 | 0 | 0 | 0 | 0 | 0 | 0 | 0 | 0 |  | 1 | 1 | 1 | 1 | 1 | 1 | 1 | 1 | 1 | 0
SDGE | Mission | 69 | 0 | 0 | 0 | 0 | 0 | 0 | 0 | 0 | 0 | 0 | 0 | 0 | 0 | 0 | 0 | 0 | 0 | 0 | 0 | 0 |  | 0 | 0 | 0 | 0 | 0 | 0 | 0 | 0 | 0 | 0 | 0 | 0 | 0 | 0 | 0 | 0 | 0 | 0 | 0 | 0 | 0 | 0 | 0 | 0 | 0 | 0 | 0 | 0 | 0 | 0 | 0 | 0 | 0 | 0 | 0 | 0 |  | 0 | 0 | 0 | 0 | 0 | 0 | 0 | 0 | 0 | 0 | 0 | 0 | 0 | 0 | 0 | 0 | 0 | 0 | 0 | 0 | 0 | 0 | 0 | 0 | 0 | 0 | 0 | 0 | 0 | 0 | 0 | 0 | 0 | 0 | 0 | 0 |  | 0 | 0 | 0 | 0 | 0 | 0 | 0 | 0 | 0 | 0 | 0 | 0 | 0 | 0 | 0 | 0 | 0 | 0 | 0 | 0 | 0 | 0 | 0 | 0 | 0 | 0 | 0 | 0 | 0 | 0 | 0 | 0 | 0 | 0 | 0 | 0 |  | 0 | 0 | 0 | 0 | 0 | 0 | 0 | 0 | 0 | 0 | 0 | 0 | 0 | 0 | 0 | 0 | 0 | 0 | 0 | 0 | 0 | 0 | 0 | 0 | 0 | 0 | 0 | 0 | 0 | 0 | 0 | 0 | 0 | 0 | 0 | 0 |  | 1 | 1 | 1 | 1 | 1 | 1 | 1 | 1 | 1 | 0
PG&E GBA | Mi-Wuk | 115 | 0 | 0 | 0 | 0 | 0 | 0 | 0 | 0 | 0 | 0 | 0 | 0 | 0 | 0 | 0 | 0 | 0 | 0 | 0 | 0 |  | 0 | 0 | 0 | 0 | 0 | 0 | 0 | 0 | 0 | 0 | 0 | 0 | 0 | 0 | 0 | 0 | 0 | 0 | 0 | 0 | 0 | 0 | 0 | 0 | 0 | 0 | 0 | 0 | 0 | 0 | 0 | 0 | 0 | 0 | 0 | 0 |  | 0 | 0 | 0 | 0 | 0 | 0 | 0 | 0 | 0 | 0 | 0 | 0 | 0 | 0 | 0 | 0 | 0 | 0 | 0 | 0 | 0 | 0 | 0 | 0 | 0 | 0 | 0 | 0 | 0 | 0 | 0 | 0 | 0 | 0 | 0 | 0 |  | 0 | 0 | 0 | 0 | 0 | 0 | 0 | 0 | 0 | 0 | 0 | 0 | 0 | 0 | 0 | 0 | 0 | 0 | 0 | 0 | 0 | 0 | 0 | 0 | 0 | 0 | 0 | 0 | 0 | 0 | 0 | 0 | 0 | 0 | 0 | 0 |  | 0 | 0 | 0 | 0 | 0 | 0 | 0 | 0 | 0 | 0 | 0 | 0 | 0 | 0 | 0 | 0 | 0 | 0 | 0 | 0 | 0 | 0 | 0 | 0 | 0 | 0 | 0 | 0 | 0 | 0 | 0 | 0 | 0 | 0 | 0 | 0 |  | 1 | 1 | 1 | 1 | 1 | 1 | 1 | 1 | 1 | 0
EOP | Mohave | 500 | 0 | 0 | 300 | 0 | 300 | 0 | 0 | 0 | 0 | 0 | 0 | 0 | 400 | 0 | 400 | 0 | 0 | 0 | 0 | 1 |  | 0 | 0 | 0 | 0 | 0 | 0 | 0 | 0 | 0 | 0 | 0 | 0 | 820 | 820 | 820 | 0 | 0 | 1 | 0 | 0 | 0 | 0 | 2 | 2 | 0 | 0 | 0 | 0 | 0 | 2 | -2 | -2 | -2 | 0 | 0 | 1 |  | 0 | 0 | 0 | 0 | 0 | 0 | 0 | 0 | 0 | 0 | 0 | 0 | 0 | 0 | 0 | 0 | 0 | 0 | 0 | 0 | 0 | 0 | 2 | 2 | 0 | 0 | 0 | 0 | 0 | 2 | 2 | 0 | 0 | 0 | 0 | 1 |  | 0 | 0 | 0 | 0 | 0 | 0 | 0 | 0 | 0 | 0 | 0 | 0 | 1770 | 1770 | 1770 | 0 | 0 | 1 | 0 | 0 | 0 | 0 | 2 | 2 | 0 | 0 | 0 | 0 | 0 | 2 | -2 | -2 | -2 | 0 | 0 | 1 |  | 0 | 0 | 0 | 0 | 0 | 700 | 0 | 0 | 0 | 0 | 0 | 0 | 3320 | 1770 | 4170 | 0 | 0 | 1 | 0 | 0 | 0 | 0 | 2 | -2 | 0 | 0 | 0 | 0 | 0 | 2 | -2 | -2 | -2 | 0 | 0 | 1 |  | 1 | 1 | 3- | 1 | 1 | 1 | 2- | 4+ | 1 | 1
PG&E NGBA | Monroe | 115 | 0 | 0 | 0 | 0 | 0 | 0 | 0 | 0 | 0 | 0 | 0 | 0 | 0 | 0 | 0 | 0 | 0 | 0 | 0 | 0 |  | 0 | 0 | 0 | 0 | 0 | 0 | 0 | 0 | 0 | 0 | 0 | 0 | 0 | 0 | 0 | 0 | 0 | 0 | 0 | 0 | 0 | 0 | 0 | 0 | 0 | 0 | 0 | 0 | 0 | 0 | 0 | 0 | 0 | 0 | 0 | 0 |  | 0 | 0 | 0 | 0 | 0 | 0 | 0 | 0 | 0 | 0 | 0 | 0 | 0 | 0 | 0 | 0 | 0 | 0 | 0 | 0 | 0 | 0 | 0 | 0 | 0 | 0 | 0 | 0 | 0 | 0 | 0 | 0 | 0 | 0 | 0 | 0 |  | 0 | 0 | 0 | 0 | 0 | 0 | 0 | 0 | 0 | 0 | 0 | 0 | 0 | 0 | 0 | 0 | 0 | 0 | 0 | 0 | 0 | 0 | 0 | 0 | 0 | 0 | 0 | 0 | 0 | 0 | 0 | 0 | 0 | 0 | 0 | 0 |  | 0 | 0 | 0 | 0 | 0 | 0 | 0 | 0 | 0 | 0 | 0 | 0 | 0 | 0 | 0 | 0 | 0 | 0 | 0 | 0 | 0 | 0 | 0 | 0 | 0 | 0 | 0 | 0 | 0 | 0 | 0 | 0 | 0 | 0 | 0 | 0 |  | 1 | 1 | 1 | 1 | 1 | 1 | 1 | 1 | 1 | 0
SDGE | Monserate | 69 | 0 | 0 | 0 | 0 | 0 | 0 | 0 | 0 | 0 | 0 | 0 | 0 | 0 | 0 | 0 | 0 | 0 | 0 | 0 | 0 |  | 0 | 0 | 0 | 0 | 0 | 0 | 0 | 0 | 0 | 0 | 0 | 0 | 0 | 0 | 0 | 0 | 0 | 0 | 0 | 0 | 0 | 0 | 0 | 0 | 0 | 0 | 0 | 0 | 0 | 0 | 0 | 0 | 0 | 0 | 0 | 0 |  | 0 | 0 | 0 | 0 | 0 | 0 | 0 | 0 | 0 | 0 | 0 | 0 | 0 | 0 | 0 | 0 | 0 | 0 | 0 | 0 | 0 | 0 | 0 | 0 | 0 | 0 | 0 | 0 | 0 | 0 | 0 | 0 | 0 | 0 | 0 | 0 |  | 0 | 0 | 0 | 0 | 0 | 0 | 0 | 0 | 0 | 0 | 0 | 0 | 0 | 0 | 0 | 0 | 0 | 0 | 0 | 0 | 0 | 0 | 0 | 0 | 0 | 0 | 0 | 0 | 0 | 0 | 0 | 0 | 0 | 0 | 0 | 0 |  | 0 | 0 | 0 | 0 | 0 | 0 | 0 | 0 | 0 | 0 | 0.72 | 0 | 0 | 0 | 2 | 0 | 0 | 1 | 0 | 0 | 0 | 0 | 0 | 0 | 0 | 0 | 0 | 0 | -2 | 0 | 0 | 0 | 0 | 0 | 0 | 1 |  | 1 | 1 | 1 | 1 | 1 | 1+ | 1 | 1 | 1 | 1
PG&E GBA | Monta Vista | 115 | 0 | 0 | 0 | 0 | 0 | 0 | 0 | 0 | 0 | 0 | 0 | 0 | 0 | 0 | 0 | 0 | 0 | 0 | 0 | 0 |  | 0 | 0 | 0 | 0 | 0 | 0 | 0 | 0 | 0 | 0 | 0 | 0 | 0 | 0 | 0 | 0 | 0 | 0 | 0 | 0 | 0 | 0 | 0 | 0 | 0 | 0 | 0 | 0 | 0 | 0 | 0 | 0 | 0 | 0 | 0 | 0 |  | 0 | 0 | 0 | 0 | 0 | 0 | 0 | 0 | 0 | 0 | 0 | 0 | 0 | 0 | 0 | 0 | 0 | 0 | 0 | 0 | 0 | 0 | 0 | 0 | 0 | 0 | 0 | 0 | 0 | 0 | 0 | 0 | 0 | 0 | 0 | 0 |  | 0 | 0 | 0 | 0 | 0 | 0 | 0 | 0 | 0 | 0 | 0 | 0 | 0 | 0 | 0 | 0 | 0 | 0 | 0 | 0 | 0 | 0 | 0 | 0 | 0 | 0 | 0 | 0 | 0 | 0 | 0 | 0 | 0 | 0 | 0 | 0 |  | 0 | 0 | 0 | 0 | 0 | 0 | 0 | 0 | 0 | 0 | 0 | 0 | 0 | 0 | 0 | 0 | 0 | 0 | 0 | 0 | 0 | 0 | 0 | 0 | 0 | 0 | 0 | 0 | 0 | 0 | 0 | 0 | 0 | 0 | 0 | 0 |  | 1 | 1 | 1 | 1 | 1 | 1 | 1 | 1 | 1 | 0
PG&E GBA | Monta Vista | 230 | 0 | 0 | 0 | 0 | 0 | 0 | 0 | 0 | 0 | 0 | 0 | 0 | 0 | 0 | 0 | 0 | 0 | 0 | 0 | 0 |  | 0 | 0 | 0 | 0 | 0 | 0 | 0 | 0 | 0 | 0 | 0 | 0 | 0 | 0 | 0 | 0 | 0 | 0 | 0 | 0 | 0 | 0 | 0 | 0 | 0 | 0 | 0 | 0 | 0 | 0 | 0 | 0 | 0 | 0 | 0 | 0 |  | 0 | 0 | 0 | 0 | 0 | 0 | 0 | 0 | 0 | 0 | 0 | 0 | 0 | 0 | 0 | 0 | 0 | 0 | 0 | 0 | 0 | 0 | 0 | 0 | 0 | 0 | 0 | 0 | 0 | 0 | 0 | 0 | 0 | 0 | 0 | 0 |  | 0 | 0 | 0 | 0 | 0 | 0 | 0 | 0 | 0 | 0 | 0 | 0 | 0 | 0 | 0 | 0 | 0 | 0 | 0 | 0 | 0 | 0 | 0 | 0 | 0 | 0 | 0 | 0 | 0 | 0 | 0 | 0 | 0 | 0 | 0 | 0 |  | 0 | 0 | 0 | 0 | 0 | 0 | 0 | 0 | 0 | 0 | 0 | 0 | 0 | 0 | 0 | 0 | 0 | 0 | 0 | 0 | 0 | 0 | 0 | 0 | 0 | 0 | 0 | 0 | 0 | 0 | 0 | 0 | 0 | 0 | 0 | 0 |  | 1 | 1 | 1 | 1 | 1 | 1 | 1 | 1 | 1 | 0
PG&E GBA | Monta Vista | 60 | 0 | 0 | 0 | 0 | 0 | 0 | 0 | 0 | 0 | 0 | 0 | 0 | 0 | 0 | 0 | 0 | 0 | 0 | 0 | 0 |  | 0 | 0 | 0 | 0 | 0 | 0 | 0 | 0 | 0 | 0 | 0 | 0 | 0 | 0 | 0 | 0 | 0 | 0 | 0 | 0 | 0 | 0 | 0 | 0 | 0 | 0 | 0 | 0 | 0 | 0 | 0 | 0 | 0 | 0 | 0 | 0 |  | 0 | 0 | 0 | 0 | 0 | 0 | 0 | 0 | 0 | 0 | 0 | 0 | 0 | 0 | 0 | 0 | 0 | 0 | 0 | 0 | 0 | 0 | 0 | 0 | 0 | 0 | 0 | 0 | 0 | 0 | 0 | 0 | 0 | 0 | 0 | 0 |  | 0 | 0 | 0 | 0 | 0 | 0 | 0 | 0 | 0 | 0 | 0 | 0 | 0 | 0 | 0 | 0 | 0 | 0 | 0 | 0 | 0 | 0 | 0 | 0 | 0 | 0 | 0 | 0 | 0 | 0 | 0 | 0 | 0 | 0 | 0 | 0 |  | 0 | 0 | 0 | 0 | 0 | 0 | 0 | 0 | 0 | 0 | 0 | 0 | 0 | 0 | 0 | 0 | 0 | 0 | 0 | 0 | 0 | 0 | 0 | 0 | 0 | 0 | 0 | 0 | 0 | 0 | 0 | 0 | 0 | 0 | 0 | 0 |  | 1 | 1 | 1 | 1 | 1 | 1 | 1 | 1 | 1 | 0
PG&E NGBA | Monticello | 115 | 0 | 0 | 0 | 0 | 0 | 0 | 0 | 0 | 0 | 0 | 0 | 0 | 0 | 0 | 0 | 0 | 0 | 0 | 0 | 0 |  | 0 | 0 | 0 | 0 | 0 | 0 | 0 | 0 | 0 | 0 | 0 | 0 | 0 | 0 | 0 | 0 | 0 | 0 | 0 | 0 | 0 | 0 | 0 | 0 | 0 | 0 | 0 | 0 | 0 | 0 | 0 | 0 | 0 | 0 | 0 | 0 |  | 0 | 0 | 0 | 0 | 0 | 0 | 0 | 0 | 0 | 0 | 0 | 0 | 0 | 0 | 0 | 0 | 0 | 0 | 0 | 0 | 0 | 0 | 0 | 0 | 0 | 0 | 0 | 0 | 0 | 0 | 0 | 0 | 0 | 0 | 0 | 0 |  | 0 | 0 | 0 | 0 | 0 | 0 | 0 | 0 | 0 | 0 | 0 | 0 | 0 | 0 | 0 | 0 | 0 | 0 | 0 | 0 | 0 | 0 | 0 | 0 | 0 | 0 | 0 | 0 | 0 | 0 | 0 | 0 | 0 | 0 | 0 | 0 |  | 0 | 0 | 0 | 0 | 0 | 0 | 0 | 0 | 0 | 0 | 0 | 0 | 0 | 0 | 0 | 0 | 0 | 0 | 0 | 0 | 0 | 0 | 0 | 0 | 0 | 0 | 0 | 0 | 0 | 0 | 0 | 0 | 0 | 0 | 0 | 0 |  | 1 | 1 | 1 | 1 | 1 | 1 | 1 | 1 | 1 | 0
SCE Northern | Moorpark | 230 | 0 | 0 | 0 | 0 | 0 | 0 | 0 | 0 | 0 | 0 | 0 | 0 | 0 | 0 | 0 | 0 | 0 | 0 | 0 | 0 |  | 0 | 0 | 0 | 0 | 0 | 0 | 0 | 0 | 0 | 0 | 0 | 0 | 0 | 500 | 500 | 0 | 0 | 1 | 0 | 0 | 0 | 0 | 0 | 0 | 0 | 0 | 0 | 0 | 0 | 0 | 0 | -2 | -2 | 0 | 0 | 1 |  | 0 | 0 | 0 | 0 | 0 | 0 | 0 | 0 | 0 | 0 | 0 | 0 | 0 | 500 | 634.9 | 0 | 0 | 1 | 0 | 0 | 0 | 0 | 0 | 0 | 0 | 0 | 0 | 0 | 0 | 0 | 0 | -2 | -2 | 0 | 0 | 1 |  | 0 | 0 | 0 | 0 | 0 | 0 | 0 | 0 | 0 | 0 | 0 | 0 | 0 | 500 | 1774.425 | 0 | 0 | 1 | 0 | 0 | 0 | 0 | 0 | 0 | 0 | 0 | 0 | 0 | 0 | 0 | 0 | -2 | -2 | 0 | 0 | 1 |  | 0 | 0 | 0 | 0 | 0 | 0 | 0 | 0 | 0 | 0 | 0 | 0 | 0 | 500 | 2504.425 | 0 | 0 | 1 | 0 | 0 | 0 | 0 | 0 | 0 | 0 | 0 | 0 | 0 | 0 | 0 | 0 | -2 | -2 | 0 | 0 | 1 |  | 1 | 1 | 1 | 1 | 1 | 1 | 1 | 4+ | 1 | 1
SCE Northern | Moorpark | 66 | 0 | 0 | 0 | 0 | 0 | 0 | 0 | 0 | 0 | 0 | 0 | 0 | 0 | 0 | 0 | 0 | 0 | 0 | 0 | 0 |  | 0 | 0 | 0 | 0 | 0 | 0 | 0 | 0 | 0 | 0 | 0 | 0 | 0 | 0 | 0 | 0 | 0 | 0 | 0 | 0 | 0 | 0 | 0 | 0 | 0 | 0 | 0 | 0 | 0 | 0 | 0 | 0 | 0 | 0 | 0 | 0 |  | 0 | 0 | 0 | 0 | 0 | 0 | 0 | 0 | 0 | 0 | 0 | 0 | 0 | 0 | 0 | 0 | 0 | 0 | 0 | 0 | 0 | 0 | 0 | 0 | 0 | 0 | 0 | 0 | 0 | 0 | 0 | 0 | 0 | 0 | 0 | 0 |  | 0 | 0 | 0 | 0 | 0 | 0 | 0 | 0 | 0 | 0 | 0 | 0 | 0 | 0 | 0 | 0 | 0 | 0 | 0 | 0 | 0 | 0 | 0 | 0 | 0 | 0 | 0 | 0 | 0 | 0 | 0 | 0 | 0 | 0 | 0 | 0 |  | 0 | 0 | 0 | 0 | 0 | 0 | 0 | 0 | 0 | 0 | 0 | 0 | 0 | 0 | 0 | 0 | 0 | 0 | 0 | 0 | 0 | 0 | 0 | 0 | 0 | 0 | 0 | 0 | 0 | 0 | 0 | 0 | 0 | 0 | 0 | 0 |  | 1 | 1 | 1 | 1 | 1 | 1 | 1 | 1 | 1 | 0
PG&E GBA | Moraga | 115 | 0 | 0 | 0 | 0 | 0 | 0 | 0 | 0 | 0 | 0 | 0 | 0 | 0 | 0 | 0 | 0 | 0 | 0 | 0 | 0 |  | 0 | 0 | 0 | 0 | 0 | 0 | 0 | 0 | 0 | 0 | 0 | 0 | 0 | 0 | 0 | 0 | 0 | 0 | 0 | 0 | 0 | 0 | 0 | 0 | 0 | 0 | 0 | 0 | 0 | 0 | 0 | 0 | 0 | 0 | 0 | 0 |  | 0 | 0 | 0 | 0 | 0 | 0 | 0 | 0 | 0 | 0 | 0 | 0 | 0 | 0 | 0 | 0 | 0 | 0 | 0 | 0 | 0 | 0 | 0 | 0 | 0 | 0 | 0 | 0 | 0 | 0 | 0 | 0 | 0 | 0 | 0 | 0 |  | 0 | 0 | 0 | 0 | 0 | 0 | 0 | 0 | 0 | 0 | 0 | 0 | 0 | 0 | 0 | 0 | 0 | 0 | 0 | 0 | 0 | 0 | 0 | 0 | 0 | 0 | 0 | 0 | 0 | 0 | 0 | 0 | 0 | 0 | 0 | 0 |  | 0 | 0 | 0 | 0 | 0 | 0 | 0 | 0 | 0 | 0 | 0 | 0 | 0 | 0 | 0 | 0 | 0 | 0 | 0 | 0 | 0 | 0 | 0 | 0 | 0 | 0 | 0 | 0 | 0 | 0 | 0 | 0 | 0 | 0 | 0 | 0 |  | 1 | 1 | 1 | 1 | 1 | 1 | 1 | 1 | 1 | 0
PG&E GBA | Moraga | 230 | 0 | 0 | 0 | 0 | 0 | 0 | 0 | 0 | 0 | 0 | 0 | 0 | 0 | 0 | 0 | 0 | 0 | 0 | 0 | 0 |  | 0 | 0 | 0 | 0 | 0 | 0 | 0 | 0 | 0 | 0 | 0 | 0 | 0 | 0 | 0 | 0 | 0 | 0 | 0 | 0 | 0 | 0 | 0 | 0 | 0 | 0 | 0 | 0 | 0 | 0 | 0 | 0 | 0 | 0 | 0 | 0 |  | 0 | 0 | 0 | 0 | 0 | 0 | 0 | 0 | 0 | 0 | 0 | 0 | 0 | 0 | 0 | 0 | 0 | 0 | 0 | 0 | 0 | 0 | 0 | 0 | 0 | 0 | 0 | 0 | 0 | 0 | 0 | 0 | 0 | 0 | 0 | 0 |  | 0 | 0 | 0 | 0 | 0 | 0 | 0 | 0 | 0 | 0 | 0 | 0 | 0 | 0 | 0 | 0 | 0 | 0 | 0 | 0 | 0 | 0 | 0 | 0 | 0 | 0 | 0 | 0 | 0 | 0 | 0 | 0 | 0 | 0 | 0 | 0 |  | 0 | 0 | 0 | 0 | 0 | 0 | 0 | 0 | 0 | 0 | 0 | 0 | 0 | 0 | 0 | 0 | 0 | 0 | 0 | 0 | 0 | 0 | 0 | 0 | 0 | 0 | 0 | 0 | 0 | 0 | 0 | 0 | 0 | 0 | 0 | 0 |  | 1 | 1 | 1 | 1 | 1 | 1 | 1 | 1 | 1 | 0
PG&E GBA | Morgan Hill | 115 | 0 | 0 | 0 | 0 | 0 | 0 | 0 | 0 | 0 | 0 | 0 | 0 | 0 | 0 | 0 | 0 | 0 | 0 | 0 | 0 |  | 0 | 0 | 0 | 0 | 0 | 0 | 0 | 0 | 0 | 0 | 0 | 0 | 0 | 0 | 0 | 0 | 0 | 0 | 0 | 0 | 0 | 0 | 0 | 0 | 0 | 0 | 0 | 0 | 0 | 0 | 0 | 0 | 0 | 0 | 0 | 0 |  | 0 | 0 | 0 | 0 | 0 | 0 | 0 | 0 | 0 | 0 | 0 | 0 | 0 | 0 | 20 | 0 | 0 | 1 | 0 | 0 | 0 | 0 | 0 | 0 | 0 | 0 | 0 | 0 | 0 | 0 | 0 | 0 | -2 | 0 | 0 | 1 |  | 0 | 0 | 0 | 0 | 0 | 0 | 0 | 0 | 0 | 0 | 0 | 0 | 0 | 0 | 20 | 0 | 0 | 1 | 0 | 0 | 0 | 0 | 0 | 0 | 0 | 0 | 0 | 0 | 0 | 0 | 0 | 0 | -2 | 0 | 0 | 1 |  | 0 | 0 | 0 | 0 | 0 | 0 | 0 | 0 | 0 | 0 | 0 | 0 | 0 | 0 | 24.98 | 0 | 0 | 1 | 0 | 0 | 0 | 0 | 0 | 0 | 0 | 0 | 0 | 0 | 0 | 0 | 0 | 0 | 0 | 0 | 0 | 0 |  | 1 | 1 | 1 | 1 | 1 | 1 | 1 | 4+ | 1 | 1
PG&E KERN | Morro Bay | 115 | 0 | 0 | 0 | 0 | 0 | 0 | 0 | 0 | 0 | 0 | 0 | 0 | 0 | 0 | 0 | 0 | 0 | 0 | 0 | 0 |  | 0 | 0 | 0 | 0 | 0 | 0 | 0 | 0 | 0 | 0 | 0 | 0 | 0 | 0 | 0 | 0 | 0 | 0 | 0 | 0 | 0 | 0 | 0 | 0 | 0 | 0 | 0 | 0 | 0 | 0 | 0 | 0 | 0 | 0 | 0 | 0 |  | 0 | 0 | 0 | 0 | 0 | 0 | 0 | 0 | 0 | 0 | 0 | 0 | 0 | 0 | 0 | 0 | 0 | 0 | 0 | 0 | 0 | 0 | 0 | 0 | 0 | 0 | 0 | 0 | 0 | 0 | 0 | 0 | 0 | 0 | 0 | 0 |  | 0 | 0 | 0 | 0 | 0 | 0 | 0 | 0 | 0 | 0 | 0 | 0 | 0 | 0 | 0 | 0 | 0 | 0 | 0 | 0 | 0 | 0 | 0 | 0 | 0 | 0 | 0 | 0 | 0 | 0 | 0 | 0 | 0 | 0 | 0 | 0 |  | 0 | 0 | 0 | 0 | 0 | 0 | 0 | 0 | 0 | 0 | 0 | 0 | 0 | 0 | 0 | 0 | 0 | 0 | 0 | 0 | 0 | 0 | 0 | 0 | 0 | 0 | 0 | 0 | 0 | 0 | 0 | 0 | 0 | 0 | 0 | 0 |  | 1 | 1 | 1 | 1 | 1 | 1 | 1 | 1 | 1 | 0
PG&E KERN | Morro Bay | 230 | 0 | 0 | 0 | 0 | 0 | 0 | 0 | 0 | 0 | 0 | 0 | 0 | 0 | 0 | 0 | 0 | 0 | 0 | 0 | 0 |  | 0 | 0 | 0 | 0 | 0 | 0 | 0 | 0 | 0 | 0 | 0 | 0 | 0 | 0 | 108 | 464.9 | 520 | 1 | 0 | 0 | 0 | 0 | 0 | 0 | 0 | 0 | 0 | 0 | 0 | 0 | 0 | 0 | -2 | -2 | -2 | 1 |  | 0 | 0 | 0 | 0 | 0 | 0 | 0 | 0 | 0 | 0 | 0 | 0 | 0 | 0 | 108 | 464.9 | 520 | 1 | 0 | 0 | 0 | 0 | 0 | 0 | 0 | 0 | 0 | 0 | 0 | 0 | 0 | 0 | -2 | -2 | -2 | 1 |  | 0 | 0 | 0 | 0 | 0 | 0 | 0 | 0 | 0 | 628.65 | 0 | 0 | 0 | 0 | 513.4 | 464.9 | 520 | 1 | 0 | 0 | 0 | 0 | 0 | 0 | 0 | 0 | 0 | -2 | 0 | 0 | 0 | 0 | -2 | -2 | -2 | 1 |  | 0 | 0 | 0 | 0 | 0 | 0 | 0 | 0 | 0 | 628.65 | 0 | 0 | 0 | 0 | 513.4 | 464.9 | 520 | 1 | 0 | 0 | 0 | 0 | 0 | 0 | 0 | 0 | 0 | -2 | 0 | 0 | 0 | 0 | -2 | -2 | -2 | 1 |  | 1 | 1 | 1 | 1 | 2+ | 1 | 1 | 4+ | 4+ | 1
PG&E KERN | Morro Bay | 500 | 0 | 0 | 0 | 0 | 0 | 0 | 0 | 0 | 2375 | 0 | 2375 | 0 | 0 | 0 | 0 | 0 | 0 | 0 | 0 | 1 |  | 0 | 0 | 0 | 0 | 0 | 0 | 0 | 0 | 0 | 0 | 0 | 0 | 0 | 0 | 0 | 0 | 0 | 0 | 0 | 0 | 0 | 0 | 0 | 0 | 0 | 0 | 2 | 2 | 0 | 0 | 0 | 0 | 0 | 0 | 0 | 1 |  | 0 | 0 | 0 | 0 | 0 | 0 | 0 | 0 | 0 | 0 | 0 | 0 | 0 | 0 | 0 | 0 | 0 | 0 | 0 | 0 | 0 | 0 | 0 | 0 | 0 | 0 | 2 | 2 | 0 | 0 | 0 | 0 | 0 | 0 | 0 | 1 |  | 0 | 0 | 0 | 0 | 0 | 0 | 0 | 0 | 0 | 1190 | 0 | 0 | 0 | 0 | 319.35 | 0 | 0 | 1 | 0 | 0 | 0 | 0 | 0 | 0 | 0 | 0 | 2 | 2 | 0 | 0 | 0 | 0 | -2 | 0 | 0 | 1 |  | 0 | 0 | 0 | 0 | 0 | 0 | 0 | 0 | 0 | 3990 | 0 | 0 | 2000 | 0 | 2319.35 | 0 | 0 | 1 | 0 | 0 | 0 | 0 | 0 | 0 | 0 | 0 | 2 | -2 | 0 | 0 | -2 | 0 | -2 | 0 | 0 | 1 |  | 1 | 1 | 1 | 1 | 3- | 1 | 1+ | 2+ | 1 | 1
PG&E GBA | Moss Landing | 115 | 0 | 0 | 0 | 0 | 0 | 0 | 0 | 0 | 0 | 0 | 0 | 0 | 0 | 0 | 0 | 0 | 0 | 0 | 0 | 0 |  | 0 | 0 | 0 | 0 | 0 | 0 | 0 | 0 | 0 | 0 | 0 | 0 | 0 | 0 | 0 | 0 | 0 | 0 | 0 | 0 | 0 | 0 | 0 | 0 | 0 | 0 | 0 | 0 | 0 | 0 | 0 | 0 | 0 | 0 | 0 | 0 |  | 0 | 0 | 0 | 0 | 0 | 0 | 0 | 0 | 0 | 0 | 0 | 0 | 0 | 0 | 0 | 0 | 0 | 0 | 0 | 0 | 0 | 0 | 0 | 0 | 0 | 0 | 0 | 0 | 0 | 0 | 0 | 0 | 0 | 0 | 0 | 0 |  | 0 | 0 | 0 | 0 | 0 | 0 | 0 | 0 | 0 | 0 | 0 | 0 | 0 | 0 | 0 | 0 | 0 | 0 | 0 | 0 | 0 | 0 | 0 | 0 | 0 | 0 | 0 | 0 | 0 | 0 | 0 | 0 | 0 | 0 | 0 | 0 |  | 0 | 0 | 0 | 0 | 0 | 0 | 0 | 0 | 0 | 0 | 0 | 0 | 0 | 0 | 377.5 | 0 | 0 | 1 | 0 | 0 | 0 | 0 | 0 | 0 | 0 | 0 | 0 | 0 | 0 | 0 | 0 | 0 | -1 | 0 | 0 | 1 |  | 1 | 1 | 1 | 1 | 1 | 1 | 1 | 1 | 1 | 0
PG&E GBA | Moss Landing | 230 | 0 | 0 | 0 | 0 | 0 | 0 | 0 | 0 | 0 | 0 | 0 | 0 | 0 | 0 | 0 | 0 | 0 | 0 | 0 | 0 |  | 0 | 0 | 0 | 0 | 0 | 0 | 0 | 0 | 0 | 0 | 0 | 0 | 0 | 0 | 0 | 0 | 0 | 0 | 0 | 0 | 0 | 0 | 0 | 0 | 0 | 0 | 0 | 0 | 0 | 0 | 0 | 0 | 0 | 0 | 0 | 0 |  | 0 | 0 | 0 | 0 | 0 | 0 | 0 | 0 | 0 | 0 | 0 | 0 | 0 | 0 | 0 | 0 | 0 | 0 | 0 | 0 | 0 | 0 | 0 | 0 | 0 | 0 | 0 | 0 | 0 | 0 | 0 | 0 | 0 | 0 | 0 | 0 |  | 0 | 0 | 0 | 0 | 0 | 0 | 0 | 0 | 0 | 0 | 0 | 0 | 0 | 0 | 0 | 0 | 0 | 0 | 0 | 0 | 0 | 0 | 0 | 0 | 0 | 0 | 0 | 0 | 0 | 0 | 0 | 0 | 0 | 0 | 0 | 0 |  | 0 | 0 | 0 | 0 | 0 | 0 | 0 | 0 | 0 | 0 | 0 | 0 | 0 | 0 | 0 | 0 | 0 | 0 | 0 | 0 | 0 | 0 | 0 | 0 | 0 | 0 | 0 | 0 | 0 | 0 | 0 | 0 | 0 | 0 | 0 | 0 |  | 1 | 1 | 1 | 1 | 1 | 1 | 1 | 1 | 1 | 0
PG&E GBA | Moss Landing | 500 | 0 | 0 | 0 | 0 | 0 | 0 | 0 | 0 | 0 | 0 | 0 | 0 | 0 | 0 | 0 | 0 | 0 | 0 | 0 | 0 |  | 0 | 0 | 0 | 0 | 0 | 0 | 0 | 0 | 0 | 0 | 0 | 0 | 0 | 750 | 782.79 | 0 | 0 | 1 | 0 | 0 | 0 | 0 | 0 | 0 | 0 | 0 | 0 | 0 | 0 | 0 | 0 | -2 | -2 | 0 | 0 | 1 |  | 0 | 0 | 0 | 0 | 0 | 0 | 0 | 0 | 0 | 0 | 0 | 0 | 0 | 750 | 782.79 | 0 | 0 | 1 | 0 | 0 | 0 | 0 | 0 | 0 | 0 | 0 | 0 | 0 | 0 | 0 | 0 | -2 | -2 | 0 | 0 | 1 |  | 0 | 0 | 0 | 0 | 0 | 0 | 0 | 0 | 750 | 1525.172 | 0 | 0 | 0 | 750 | 1539.603 | 0 | 0 | 1 | 0 | 0 | 0 | 0 | 0 | 0 | 0 | 0 | -2 | -2 | 0 | 0 | 0 | -2 | -2 | 0 | 0 | 1 |  | 0 | 0 | 0 | 0 | 0 | 0 | 0 | 0 | 750 | 1525.172 | 0 | 0 | 0 | 750 | 1539.603 | 0 | 0 | 1 | 0 | 0 | 0 | 0 | 0 | 0 | 0 | 0 | -2 | -2 | 0 | 0 | 0 | -2 | -2 | 0 | 0 | 1 |  | 1 | 1 | 1 | 1 | 4+ | 1 | 1 | 4+ | 1 | 1
EOP | Mountain Pass | 115 | 0 | 0 | 0 | 0 | 0 | 0 | 0 | 0 | 0 | 0 | 0 | 0 | 0 | 0 | 0 | 0 | 0 | 0 | 0 | 0 |  | 0 | 0 | 0 | 0 | 0 | 0 | 0 | 0 | 0 | 0 | 0 | 0 | 0 | 0 | 0 | 0 | 0 | 0 | 0 | 0 | 0 | 0 | 0 | 0 | 0 | 0 | 0 | 0 | 0 | 0 | 0 | 0 | 0 | 0 | 0 | 0 |  | 0 | 0 | 0 | 0 | 0 | 0 | 0 | 0 | 0 | 0 | 0 | 0 | 0 | 0 | 0 | 0 | 0 | 0 | 0 | 0 | 0 | 0 | 0 | 0 | 0 | 0 | 0 | 0 | 0 | 0 | 0 | 0 | 0 | 0 | 0 | 0 |  | 0 | 0 | 0 | 0 | 0 | 0 | 0 | 0 | 0 | 0 | 0 | 0 | 0 | 0 | 0 | 0 | 0 | 0 | 0 | 0 | 0 | 0 | 0 | 0 | 0 | 0 | 0 | 0 | 0 | 0 | 0 | 0 | 0 | 0 | 0 | 0 |  | 0 | 0 | 0 | 0 | 0 | 0 | 0 | 0 | 0 | 0 | 0 | 0 | 0 | 0 | 0 | 0 | 0 | 0 | 0 | 0 | 0 | 0 | 0 | 0 | 0 | 0 | 0 | 0 | 0 | 0 | 0 | 0 | 0 | 0 | 0 | 0 |  | 1 | 1 | 1 | 1 | 1 | 1 | 1 | 1 | 1 | 0
PG&E GBA | Mountain View | 115 | 0 | 0 | 0 | 0 | 0 | 0 | 0 | 0 | 0 | 0 | 0 | 0 | 0 | 0 | 0 | 0 | 0 | 0 | 0 | 0 |  | 0 | 0 | 0 | 0 | 0 | 0 | 0 | 0 | 0 | 0 | 0 | 0 | 0 | 0 | 0 | 0 | 0 | 0 | 0 | 0 | 0 | 0 | 0 | 0 | 0 | 0 | 0 | 0 | 0 | 0 | 0 | 0 | 0 | 0 | 0 | 0 |  | 0 | 0 | 0 | 0 | 0 | 0 | 0 | 0 | 0 | 0 | 0 | 0 | 0 | 0 | 0 | 0 | 0 | 0 | 0 | 0 | 0 | 0 | 0 | 0 | 0 | 0 | 0 | 0 | 0 | 0 | 0 | 0 | 0 | 0 | 0 | 0 |  | 0 | 0 | 0 | 0 | 0 | 0 | 0 | 0 | 0 | 0 | 0 | 0 | 0 | 0 | 0 | 0 | 0 | 0 | 0 | 0 | 0 | 0 | 0 | 0 | 0 | 0 | 0 | 0 | 0 | 0 | 0 | 0 | 0 | 0 | 0 | 0 |  | 0 | 0 | 0 | 0 | 0 | 0 | 0 | 0 | 0 | 0 | 0 | 0 | 0 | 0 | 0 | 0 | 0 | 0 | 0 | 0 | 0 | 0 | 0 | 0 | 0 | 0 | 0 | 0 | 0 | 0 | 0 | 0 | 0 | 0 | 0 | 0 |  | 1 | 1 | 1 | 1 | 1 | 1 | 1 | 1 | 1 | 0
PG&E GBA | Mt Eden | 115 | 0 | 0 | 0 | 0 | 0 | 0 | 0 | 0 | 0 | 0 | 0 | 0 | 0 | 0 | 0 | 0 | 0 | 0 | 0 | 0 |  | 0 | 0 | 0 | 0 | 0 | 0 | 0 | 0 | 0 | 0 | 0 | 0 | 0 | 0 | 0 | 0 | 0 | 0 | 0 | 0 | 0 | 0 | 0 | 0 | 0 | 0 | 0 | 0 | 0 | 0 | 0 | 0 | 0 | 0 | 0 | 0 |  | 0 | 0 | 0 | 0 | 0 | 0 | 0 | 0 | 0 | 0 | 3.125 | 0 | 0 | 0 | 3.125 | 0 | 0 | 1 | 0 | 0 | 0 | 0 | 0 | 0 | 0 | 0 | 0 | 0 | -2 | 0 | 0 | 0 | -2 | 0 | 0 | 1 |  | 0 | 0 | 0 | 0 | 0 | 0 | 0 | 0 | 0 | 0 | 3.125 | 0 | 0 | 0 | 3.125 | 0 | 0 | 1 | 0 | 0 | 0 | 0 | 0 | 0 | 0 | 0 | 0 | 0 | -2 | 0 | 0 | 0 | -2 | 0 | 0 | 1 |  | 0 | 0 | 0 | 0 | 0 | 0 | 0 | 0 | 0 | 0 | 3.125 | 0 | 0 | 0 | 3.125 | 0 | 0 | 1 | 0 | 0 | 0 | 0 | 0 | 0 | 0 | 0 | 0 | 0 | -2 | 0 | 0 | 0 | 0 | 0 | 0 | 1 |  | 1 | 1 | 1 | 1 | 1 | 4+ | 1 | 4+ | 1 | 1
PG&E KERN | Mt Poso | 115 | 0 | 0 | 0 | 0 | 0 | 0 | 0 | 0 | 0 | 0 | 0 | 0 | 0 | 0 | 0 | 0 | 0 | 0 | 0 | 0 |  | 0 | 0 | 0 | 0 | 0 | 0 | 0 | 0 | 0 | 0 | 0 | 0 | 0 | 0 | 0 | 0 | 0 | 0 | 0 | 0 | 0 | 0 | 0 | 0 | 0 | 0 | 0 | 0 | 0 | 0 | 0 | 0 | 0 | 0 | 0 | 0 |  | 0 | 0 | 0 | 0 | 0 | 0 | 0 | 0 | 0 | 0 | 0 | 0 | 0 | 0 | 0 | 0 | 0 | 0 | 0 | 0 | 0 | 0 | 0 | 0 | 0 | 0 | 0 | 0 | 0 | 0 | 0 | 0 | 0 | 0 | 0 | 0 |  | 0 | 0 | 0 | 0 | 0 | 0 | 0 | 0 | 0 | 0 | 0 | 0 | 0 | 0 | 0 | 0 | 0 | 0 | 0 | 0 | 0 | 0 | 0 | 0 | 0 | 0 | 0 | 0 | 0 | 0 | 0 | 0 | 0 | 0 | 0 | 0 |  | 0 | 0 | 0 | 0 | 0 | 0 | 0 | 0 | 0 | 0 | 0 | 0 | 0 | 0 | 0 | 0 | 0 | 0 | 0 | 0 | 0 | 0 | 0 | 0 | 0 | 0 | 0 | 0 | 0 | 0 | 0 | 0 | 0 | 0 | 0 | 0 |  | 1 | 1 | 1 | 1 | 1 | 1 | 1 | 1 | 1 | 0
SDGE | Murray | 69 | 0 | 0 | 0 | 0 | 0 | 0 | 0 | 0 | 0 | 0 | 0 | 0 | 0 | 0 | 0 | 0 | 0 | 0 | 0 | 0 |  | 0 | 0 | 0 | 0 | 0 | 0 | 0 | 0 | 0 | 0 | 0 | 0 | 0 | 0 | 0 | 0 | 0 | 0 | 0 | 0 | 0 | 0 | 0 | 0 | 0 | 0 | 0 | 0 | 0 | 0 | 0 | 0 | 0 | 0 | 0 | 0 |  | 0 | 0 | 0 | 0 | 0 | 0 | 0 | 0 | 0 | 0 | 0 | 0 | 0 | 0 | 0 | 0 | 0 | 0 | 0 | 0 | 0 | 0 | 0 | 0 | 0 | 0 | 0 | 0 | 0 | 0 | 0 | 0 | 0 | 0 | 0 | 0 |  | 0 | 0 | 0 | 0 | 0 | 0 | 0 | 0 | 0 | 0 | 0 | 0 | 0 | 0 | 0 | 0 | 0 | 0 | 0 | 0 | 0 | 0 | 0 | 0 | 0 | 0 | 0 | 0 | 0 | 0 | 0 | 0 | 0 | 0 | 0 | 0 |  | 0 | 0 | 0 | 0 | 0 | 0 | 0 | 0 | 0 | 0 | 0 | 0 | 0 | 0 | 21 | 0 | 0 | 1 | 0 | 0 | 0 | 0 | 0 | 0 | 0 | 0 | 0 | 0 | 0 | 0 | 0 | 0 | 0 | 0 | 0 | 0 |  | 1 | 1 | 1 | 1 | 1 | 1 | 1 | 1 | 1 | 0
PG&E FRESNO | Mustang | 230 | 0 | 0 | 0 | 0 | 0 | 0 | 0 | 0 | 0 | 0 | 0 | 0 | 0 | 149.5 | 149.5 | 0 | 0 | 0 | 0 | 1 |  | 0 | 0 | 0 | 0 | 0 | 0 | 0 | 0 | 0 | 0 | 0 | 0 | 0 | 0 | 0 | 0 | 0 | 0 | 0 | 0 | 0 | 0 | 0 | 0 | 0 | 0 | 0 | 0 | 0 | 0 | 2 | 0 | 0 | 0 | 0 | 1 |  | 0 | 0 | 0 | 0 | 0 | 0 | 0 | 0 | 0 | 0 | 0 | 0 | 310.707 | 180 | 300 | 0 | 0 | 1 | 0 | 0 | 0 | 0 | 0 | 0 | 0 | 0 | 0 | 0 | 0 | 0 | -2 | -2 | -2 | 0 | 0 | 1 |  | 0 | 0 | 0 | 0 | 0 | 0 | 0 | 0 | 0 | 0 | 0 | 0 | 310.707 | 180 | 300 | 0 | 0 | 1 | 0 | 0 | 0 | 0 | 0 | 0 | 0 | 0 | 0 | 0 | 0 | 0 | -2 | -2 | -2 | 0 | 0 | 1 |  | 0 | 0 | 0 | 0 | 0 | 0 | 0 | 0 | 0 | 0 | 0 | 0 | 610.707 | 180 | 600 | 0 | 0 | 1 | 0 | 0 | 0 | 0 | 0 | 0 | 0 | 0 | 0 | 0 | 0 | 0 | -2 | -2 | -2 | 0 | 0 | 1 |  | 1 | 1 | 1 | 1 | 1 | 1 | 4+ | 4+ | 1 | 1
SCE Northern | Neenach | 66 | 0 | 0 | 0 | 0 | 0 | 0 | 0 | 0 | 0 | 0 | 0 | 0 | 0 | 0 | 0 | 0 | 0 | 0 | 0 | 0 |  | 0 | 0 | 0 | 0 | 0 | 0 | 0 | 0 | 0 | 0 | 0 | 0 | 0 | 0 | 0 | 0 | 0 | 0 | 0 | 0 | 0 | 0 | 0 | 0 | 0 | 0 | 0 | 0 | 0 | 0 | 0 | 0 | 0 | 0 | 0 | 0 |  | 0 | 0 | 0 | 0 | 0 | 0 | 0 | 0 | 0 | 0 | 0 | 0 | 0 | 23.3772 | 66 | 0 | 0 | 1 | 0 | 0 | 0 | 0 | 0 | 0 | 0 | 0 | 0 | 0 | 0 | 0 | 0 | -2 | -2 | 0 | 0 | 1 |  | 0 | 0 | 0 | 0 | 0 | 0 | 0 | 0 | 0 | 0 | 0 | 0 | 0 | 23.3772 | 66 | 0 | 0 | 1 | 0 | 0 | 0 | 0 | 0 | 0 | 0 | 0 | 0 | 0 | 0 | 0 | 0 | -2 | -2 | 0 | 0 | 1 |  | 0 | 0 | 0 | 0 | 0 | 0 | 0 | 0 | 0 | 0 | 0 | 0 | 0 | 23.3772 | 66 | 0 | 0 | 1 | 0 | 0 | 0 | 0 | 0 | 0 | 0 | 0 | 0 | 0 | 0 | 0 | 0 | -2 | -2 | 0 | 0 | 1 |  | 1 | 1 | 1 | 1 | 1 | 1 | 1 | 4+ | 1 | 1
PG&E KERN | New Sub - Gates - Midway (Proposed) | 230 | 0 | 0 | 0 | 0 | 0 | 0 | 0 | 0 | 0 | 0 | 0 | 0 | 0 | 0 | 0 | 0 | 0 | 0 | 0 | 0 |  | 0 | 0 | 0 | 0 | 0 | 0 | 0 | 0 | 0 | 0 | 0 | 0 | 60 | 0.5 | 261.5 | 0 | 0 | 1 | 0 | 0 | 0 | 0 | 0 | 0 | 0 | 0 | 0 | 0 | 0 | 0 | -2 | -2 | -2 | 0 | 0 | 1 |  | 0 | 0 | 0 | 0 | 0 | 0 | 0 | 0 | 0 | 0 | 0 | 0 | 60 | 0.5 | 261.5 | 0 | 0 | 1 | 0 | 0 | 0 | 0 | 0 | 0 | 0 | 0 | 0 | 0 | 0 | 0 | -2 | 0 | -2 | 0 | 0 | 1 |  | 0 | 0 | 0 | 0 | 0 | 0 | 0 | 0 | 0 | 0 | 0 | 0 | 470 | 0.5 | 672.8018 | 0 | 0 | 1 | 0 | 0 | 0 | 0 | 0 | 0 | 0 | 0 | 0 | 0 | 0 | 0 | -2 | 0 | -2 | 0 | 0 | 1 |  | 0 | 0 | 0 | 0 | 0 | 0 | 0 | 0 | 0 | 0 | 0 | 0 | 1920 | 0.5 | 1731.4142 | 0 | 0 | 1 | 0 | 0 | 0 | 0 | 0 | 0 | 0 | 0 | 0 | 0 | 0 | 0 | -2 | 0 | -2 | 0 | 0 | 1 |  | 1 | 1 | 1 | 1 | 1 | 1 | 4+ | 4+ | 1 | 1
PG&E KERN | New Sub - Gates - Templeton (Proposed) | 230 | 0 | 0 | 0 | 0 | 0 | 0 | 0 | 0 | 0 | 0 | 0 | 0 | 0 | 0 | 0 | 0 | 0 | 0 | 0 | 0 |  | 0 | 0 | 0 | 0 | 0 | 0 | 0 | 0 | 0 | 0 | 0 | 0 | 0 | 0 | 0 | 0 | 0 | 0 | 0 | 0 | 0 | 0 | 0 | 0 | 0 | 0 | 0 | 0 | 0 | 0 | 0 | 0 | 0 | 0 | 0 | 0 |  | 0 | 0 | 0 | 0 | 0 | 0 | 0 | 0 | 0 | 0 | 0 | 0 | 0 | 0 | 0 | 0 | 0 | 0 | 0 | 0 | 0 | 0 | 0 | 0 | 0 | 0 | 0 | 0 | 0 | 0 | 0 | 0 | 0 | 0 | 0 | 0 |  | 0 | 0 | 0 | 0 | 0 | 0 | 0 | 0 | 0 | 0 | 0 | 0 | 303.678 | 285 | 300.951 | 0 | 0 | 1 | 0 | 0 | 0 | 0 | 0 | 0 | 0 | 0 | 0 | 0 | 0 | 0 | -2 | -2 | -2 | 0 | 0 | 1 |  | 0 | 0 | 0 | 0 | 0 | 0 | 0 | 0 | 0 | 0 | 0 | 0 | 678.678 | 285 | 675.951 | 0 | 0 | 1 | 0 | 0 | 0 | 0 | 0 | 0 | 0 | 0 | 0 | 0 | 0 | 0 | -2 | -2 | -2 | 0 | 0 | 1 |  | 1 | 1 | 1 | 1 | 1 | 1 | 2+ | 4+ | 1 | 1
SCE NOL | New Sub - Kramer - Lugo (Proposed) | 230 | 0 | 0 | 0 | 0 | 0 | 0 | 0 | 0 | 0 | 0 | 0 | 0 | 0 | 0 | 0 | 0 | 0 | 0 | 0 | 0 |  | 0 | 0 | 0 | 0 | 0 | 0 | 0 | 0 | 0 | 0 | 0 | 0 | 0 | 0 | 0 | 0 | 0 | 0 | 0 | 0 | 0 | 0 | 0 | 0 | 0 | 0 | 0 | 0 | 0 | 0 | 0 | 0 | 0 | 0 | 0 | 0 |  | 0 | 0 | 0 | 0 | 0 | 0 | 0 | 0 | 0 | 0 | 0 | 0 | 0 | 0 | 0 | 0 | 0 | 0 | 0 | 0 | 0 | 0 | 0 | 0 | 0 | 0 | 0 | 0 | 0 | 0 | 0 | 0 | 0 | 0 | 0 | 0 |  | 0 | 0 | 0 | 0 | 0 | 0 | 0 | 0 | 0 | 0 | 0 | 0 | 0 | 280 | 408.12 | 0 | 0 | 1 | 0 | 0 | 0 | 0 | 0 | 0 | 0 | 0 | 0 | 0 | 0 | 0 | 0 | -2 | -2 | 0 | 0 | 1 |  | 0 | 0 | 0 | 0 | 0 | 0 | 0 | 0 | 0 | 0 | 0 | 0 | 0 | 280 | 608.12 | 0 | 0 | 1 | 0 | 0 | 0 | 0 | 0 | 0 | 0 | 0 | 0 | 0 | 0 | 0 | 0 | -2 | -2 | 0 | 0 | 1 |  | 1 | 1 | 1 | 1 | 1 | 1 | 1 | 4+ | 1 | 1
PG&E FRESNO | New Sub - Los Banos - Midway (Proposed) | 500 | 0 | 0 | 0 | 0 | 0 | 0 | 0 | 0 | 0 | 0 | 0 | 0 | 0 | 0 | 0 | 0 | 0 | 0 | 0 | 0 |  | 0 | 0 | 0 | 0 | 0 | 0 | 0 | 0 | 0 | 0 | 0 | 0 | 0 | 0 | 0 | 0 | 0 | 0 | 0 | 0 | 0 | 0 | 0 | 0 | 0 | 0 | 0 | 0 | 0 | 0 | 0 | 0 | 0 | 0 | 0 | 0 |  | 0 | 0 | 0 | 0 | 0 | 0 | 0 | 0 | 0 | 0 | 0 | 0 | 1182.384 | 1150 | 1182.38 | 0 | 0 | 1 | 0 | 0 | 0 | 0 | 0 | 0 | 0 | 0 | 0 | 0 | 0 | 0 | -2 | -2 | -2 | 0 | 0 | 1 |  | 0 | 0 | 0 | 0 | 0 | 0 | 0 | 0 | 0 | 0 | 0 | 0 | 1182.384 | 1150 | 1182.384 | 0 | 0 | 1 | 0 | 0 | 0 | 0 | 0 | 0 | 0 | 0 | 0 | 0 | 0 | 0 | -2 | -2 | -2 | 0 | 0 | 1 |  | 0 | 0 | 0 | 0 | 0 | 0 | 0 | 0 | 0 | 0 | 0 | 0 | 4697.1604 | 1150 | 5141.58 | 0 | 0 | 1 | 0 | 0 | 0 | 0 | 0 | 0 | 0 | 0 | 0 | 0 | 0 | 0 | -2 | -2 | -2 | 0 | 0 | 1 |  | 1 | 1 | 1 | 1 | 1 | 1 | 4+ | 4+ | 1 | 1
SCE NOL | New Sub - Lugo - Pisgah (Proposed) | 230 | 0 | 0 | 150 | 0 | 150 | 0 | 0 | 0 | 0 | 0 | 0 | 0 | 0 | 0 | 0 | 0 | 0 | 0 | 0 | 1 |  | 0 | 0 | 0 | 0 | 0 | 0 | 0 | 0 | 0 | 0 | 0 | 0 | 0 | 0 | 0 | 0 | 0 | 0 | 0 | 0 | 0 | 0 | 2 | 2 | 0 | 0 | 0 | 0 | 0 | 0 | 0 | 0 | 0 | 0 | 0 | 1 |  | 0 | 0 | 0 | 0 | 0 | 0 | 0 | 0 | 0 | 0 | 0 | 0 | 0 | 0 | 0 | 0 | 0 | 0 | 0 | 0 | 0 | 0 | 2 | 2 | 0 | 0 | 0 | 0 | 0 | 0 | 0 | 0 | 0 | 0 | 0 | 1 |  | 0 | 0 | 0 | 0 | 0 | 150 | 0 | 0 | 0 | 0 | 0 | 0 | 0 | 0 | 0 | 0 | 0 | 1 | 0 | 0 | 0 | 0 | 2 | 0 | 0 | 0 | 0 | 0 | 0 | 0 | 0 | 0 | 0 | 0 | 0 | 1 |  | 0 | 0 | 0 | 0 | 0 | 250 | 0 | 0 | 0 | 0 | 0 | 0 | 600 | 0 | 703 | 0 | 0 | 1 | 0 | 0 | 0 | 0 | 2 | -2 | 0 | 0 | 0 | 0 | 0 | 0 | -2 | 0 | -2 | 0 | 0 | 1 |  | 1 | 1 | 2- | 1 | 1 | 1 | 1+ | 1+ | 1 | 1
PG&E KERN | New Sub - Midway - Wheeler Ridge (Proposed) | 230 | 0 | 0 | 0 | 0 | 0 | 0 | 0 | 0 | 0 | 0 | 0 | 0 | 0 | 0 | 0 | 0 | 0 | 0 | 0 | 0 |  | 0 | 0 | 0 | 0 | 0 | 0 | 0 | 0 | 0 | 0 | 0 | 0 | 50 | 0 | 0 | 0 | 0 | 1 | 0 | 0 | 0 | 0 | 0 | 0 | 0 | 0 | 0 | 0 | 0 | 0 | -2 | 0 | 0 | 0 | 0 | 1 |  | 0 | 0 | 0 | 0 | 0 | 0 | 0 | 0 | 0 | 0 | 0 | 0 | 152 | 0 | 0 | 0 | 0 | 1 | 0 | 0 | 0 | 0 | 0 | 0 | 0 | 0 | 0 | 0 | 0 | 0 | -2 | 0 | 0 | 0 | 0 | 1 |  | 0 | 0 | 0 | 0 | 0 | 0 | 0 | 0 | 0 | 0 | 0 | 0 | 152 | 0 | 0 | 0 | 0 | 1 | 0 | 0 | 0 | 0 | 0 | 0 | 0 | 0 | 0 | 0 | 0 | 0 | -2 | 0 | 0 | 0 | 0 | 1 |  | 0 | 0 | 0 | 0 | 0 | 0 | 0 | 0 | 0 | 0 | 0 | 0 | 352 | 0 | 200 | 0 | 0 | 1 | 0 | 0 | 0 | 0 | 0 | 0 | 0 | 0 | 0 | 0 | 0 | 0 | -2 | 0 | -1 | 0 | 0 | 1 |  | 1 | 1 | 1 | 1 | 1 | 1 | 4+ | 1 | 1 | 1
PG&E NGBA | New Sub - Near existing Leavitt (PSREC) | 345 | 0 | 0 | 300 | 0 | 300 | 0 | 0 | 0 | 0 | 0 | 0 | 0 | 0 | 0 | 0 | 0 | 0 | 0 | 0 | 1 |  | 0 | 0 | 0 | 0 | 0 | 0 | 0 | 0 | 0 | 0 | 0 | 0 | 0 | 0 | 0 | 0 | 0 | 0 | 0 | 0 | 0 | 0 | 2 | 2 | 0 | 0 | 0 | 0 | 0 | 0 | 0 | 0 | 0 | 0 | 0 | 1 |  | 0 | 0 | 0 | 0 | 0 | 0 | 0 | 0 | 0 | 0 | 0 | 0 | 0 | 0 | 0 | 0 | 0 | 0 | 0 | 0 | 0 | 0 | 2 | 2 | 0 | 0 | 0 | 0 | 0 | 0 | 0 | 0 | 0 | 0 | 0 | 1 |  | 0 | 0 | 0 | 0 | 0 | 0 | 0 | 0 | 0 | 0 | 0 | 0 | 0 | 0 | 0 | 0 | 0 | 0 | 0 | 0 | 0 | 0 | 2 | 2 | 0 | 0 | 0 | 0 | 0 | 0 | 0 | 0 | 0 | 0 | 0 | 1 |  | 0 | 0 | 0 | 0 | 0 | 300 | 0 | 0 | 0 | 0 | 0 | 0 | 0 | 0 | 0 | 0 | 0 | 1 | 0 | 0 | 0 | 0 | 2 | 0 | 0 | 0 | 0 | 0 | 0 | 0 | 0 | 0 | 0 | 0 | 0 | 1 |  | 1 | 1 | 3- | 1 | 1 | 1 | 1 | 1 | 1 | 1
PG&E NGBA | New Sub - Near existing Madeline (NVE) | 345 | 0 | 0 | 631.1 | 0 | 631.1 | 0 | 0 | 0 | 0 | 0 | 0 | 0 | 0 | 0 | 0 | 0 | 0 | 0 | 0 | 1 |  | 0 | 0 | 0 | 0 | 0 | 0 | 0 | 0 | 0 | 0 | 0 | 0 | 0 | 0 | 0 | 0 | 0 | 0 | 0 | 0 | 0 | 0 | 2 | 2 | 0 | 0 | 0 | 0 | 0 | 0 | 0 | 0 | 0 | 0 | 0 | 1 |  | 0 | 0 | 0 | 0 | 0 | 0 | 0 | 0 | 0 | 0 | 0 | 0 | 0 | 0 | 0 | 0 | 0 | 0 | 0 | 0 | 0 | 0 | 2 | 2 | 0 | 0 | 0 | 0 | 0 | 0 | 0 | 0 | 0 | 0 | 0 | 1 |  | 0 | 0 | 0 | 0 | 0 | 0 | 0 | 0 | 0 | 0 | 0 | 0 | 0 | 0 | 0 | 0 | 0 | 0 | 0 | 0 | 0 | 0 | 2 | 2 | 0 | 0 | 0 | 0 | 0 | 0 | 0 | 0 | 0 | 0 | 0 | 1 |  | 0 | 0 | 0 | 0 | 0 | 715 | 0 | 0 | 0 | 0 | 0 | 0 | 0 | 0 | 0 | 0 | 0 | 1 | 0 | 0 | 0 | 0 | 2 | -1 | 0 | 0 | 0 | 0 | 0 | 0 | 0 | 0 | 0 | 0 | 0 | 1 |  | 1 | 1 | 3- | 1 | 1 | 1 | 1 | 1 | 1 | 1
SDGE | New Sub - North Gila - IV (Proposed) | 500 | 0 | 0 | 0 | 0 | 0 | 0 | 0 | 0 | 0 | 0 | 0 | 0 | 0 | 0 | 0 | 0 | 0 | 0 | 0 | 0 |  | 0 | 0 | 0 | 0 | 0 | 0 | 0 | 0 | 0 | 0 | 0 | 0 | 0 | 0 | 0 | 0 | 0 | 0 | 0 | 0 | 0 | 0 | 0 | 0 | 0 | 0 | 0 | 0 | 0 | 0 | 0 | 0 | 0 | 0 | 0 | 0 |  | 0 | 0 | 0 | 0 | 0 | 0 | 0 | 0 | 0 | 0 | 0 | 0 | 0 | 0 | 0 | 0 | 0 | 0 | 0 | 0 | 0 | 0 | 0 | 0 | 0 | 0 | 0 | 0 | 0 | 0 | 0 | 0 | 0 | 0 | 0 | 0 |  | 0 | 0 | 0 | 0 | 0 | 0 | 0 | 0 | 0 | 0 | 0 | 0 | 1182.38 | 1150 | 1182.38 | 0 | 0 | 1 | 0 | 0 | 0 | 0 | 0 | 0 | 0 | 0 | 0 | 0 | 0 | 0 | -2 | -2 | -2 | 0 | 0 | 1 |  | 0 | 0 | 0 | 0 | 0 | 0 | 0 | 0 | 0 | 0 | 0 | 0 | 1982.38 | 1150 | 1982.38 | 0 | 0 | 1 | 0 | 0 | 0 | 0 | 0 | 0 | 0 | 0 | 0 | 0 | 0 | 0 | -2 | -2 | -2 | 0 | 0 | 1 |  | 1 | 1 | 1 | 1 | 1 | 1 | 2+ | 4+ | 1 | 1
PG&E NGBA | New Sub - Pit 1 - Cottonwood (Proposed) | 230 | 0 | 0 | 200 | 6 | 206 | 0 | 0 | 0 | 0 | 0 | 0 | 0 | 0 | 0 | 0 | 0 | 0 | 0 | 0 | 1 |  | 0 | 0 | 0 | 0 | 200 | 206 | 0 | 0 | 0 | 0 | 0 | 0 | 0 | 0 | 0 | 0 | 0 | 1 | 0 | 0 | 0 | 0 | 0 | 0 | 0 | 0 | 0 | 0 | 0 | 0 | 0 | 0 | 0 | 0 | 0 | 0 |  | 0 | 0 | 0 | 0 | 200 | 206 | 0 | 0 | 0 | 0 | 0 | 0 | 0 | 0 | 0 | 0 | 0 | 1 | 0 | 0 | 0 | 0 | 0 | 0 | 0 | 0 | 0 | 0 | 0 | 0 | 0 | 0 | 0 | 0 | 0 | 0 |  | 0 | 0 | 0 | 0 | 200 | 206 | 0 | 0 | 0 | 0 | 0 | 0 | 0 | 0 | 0 | 0 | 0 | 1 | 0 | 0 | 0 | 0 | 0 | 0 | 0 | 0 | 0 | 0 | 0 | 0 | 0 | 0 | 0 | 0 | 0 | 0 |  | 0 | 0 | 0 | 0 | 200 | 206 | 0 | 0 | 0 | 0 | 0 | 0 | 175 | 0 | 47.4 | 0 | 0 | 1 | 0 | 0 | 0 | 0 | 0 | 0 | 0 | 0 | 0 | 0 | 0 | 0 | -2 | 0 | 0 | 0 | 0 | 1 |  | 1 | 1 | 1 | 1 | 1 | 1 | 1+ | 1 | 1 | 1
PG&E GBA | New Sub - Rancho Seco - Bellota (Proposed) | 230 | 0 | 0 | 0 | 0 | 0 | 0 | 0 | 0 | 0 | 0 | 0 | 0 | 0 | 0 | 0 | 0 | 0 | 0 | 0 | 0 |  | 0 | 0 | 0 | 0 | 0 | 0 | 0 | 0 | 0 | 0 | 0 | 0 | 0 | 0 | 0 | 0 | 0 | 0 | 0 | 0 | 0 | 0 | 0 | 0 | 0 | 0 | 0 | 0 | 0 | 0 | 0 | 0 | 0 | 0 | 0 | 0 |  | 0 | 0 | 0 | 0 | 0 | 0 | 0 | 0 | 0 | 0 | 0 | 0 | 0 | 0 | 0 | 0 | 0 | 0 | 0 | 0 | 0 | 0 | 0 | 0 | 0 | 0 | 0 | 0 | 0 | 0 | 0 | 0 | 0 | 0 | 0 | 0 |  | 0 | 0 | 0 | 0 | 0 | 0 | 0 | 0 | 0 | 0 | 0 | 0 | 356.592 | 350 | 356.592 | 0 | 0 | 1 | 0 | 0 | 0 | 0 | 0 | 0 | 0 | 0 | 0 | 0 | 0 | 0 | -2 | -2 | -2 | 0 | 0 | 1 |  | 0 | 0 | 0 | 0 | 0 | 0 | 0 | 0 | 0 | 0 | 0 | 0 | 356.592 | 350 | 356.592 | 0 | 0 | 1 | 0 | 0 | 0 | 0 | 0 | 0 | 0 | 0 | 0 | 0 | 0 | 0 | -2 | -2 | -2 | 0 | 0 | 1 |  | 1 | 1 | 1 | 1 | 1 | 1 | 2+ | 4+ | 1 | 1
SDGE | New Sub - Suncrest - Ocotillo (Proposed) | 500 | 0 | 0 | 300 | 100 | 400 | 0 | 0 | 0 | 0 | 0 | 0 | 0 | 0 | 0 | 0 | 0 | 0 | 0 | 0 | 1 |  | 0 | 0 | 0 | 0 | 0 | 400 | 0 | 0 | 0 | 0 | 0 | 0 | 0 | 0 | 0 | 0 | 0 | 1 | 0 | 0 | 0 | 0 | 2 | 0 | 0 | 0 | 0 | 0 | 0 | 0 | 0 | 0 | 0 | 0 | 0 | 1 |  | 0 | 0 | 0 | 0 | 0 | 400 | 0 | 0 | 0 | 0 | 0 | 0 | 0 | 0 | 0 | 0 | 0 | 1 | 0 | 0 | 0 | 0 | 2 | 0 | 0 | 0 | 0 | 0 | 0 | 0 | 0 | 0 | 0 | 0 | 0 | 1 |  | 0 | 0 | 0 | 0 | 0 | 400 | 0 | 0 | 0 | 0 | 0 | 0 | 0 | 0 | 0 | 0 | 0 | 1 | 0 | 0 | 0 | 0 | 2 | 0 | 0 | 0 | 0 | 0 | 0 | 0 | 0 | 0 | 0 | 0 | 0 | 1 |  | 0 | 0 | 0 | 0 | 0 | 505.8 | 0 | 0 | 0 | 0 | 0 | 0 | 0 | 0 | 313.9193 | 0 | 0 | 1 | 0 | 0 | 0 | 0 | 2 | -1 | 0 | 0 | 0 | 0 | 0 | 0 | 0 | 0 | -1 | 0 | 0 | 1 |  | 1 | 1 | 1 | 1 | 1 | 1 | 1 | 1 | 1 | 0
PG&E FRESNO | New Sub - Westley - Quinto (Proposed) | 230 | 0 | 0 | 0 | 0 | 0 | 0 | 0 | 0 | 0 | 0 | 0 | 0 | 0 | 0 | 0 | 0 | 0 | 0 | 0 | 0 |  | 0 | 0 | 0 | 0 | 0 | 0 | 0 | 0 | 0 | 0 | 0 | 0 | 0 | 0 | 0 | 0 | 0 | 0 | 0 | 0 | 0 | 0 | 0 | 0 | 0 | 0 | 0 | 0 | 0 | 0 | 0 | 0 | 0 | 0 | 0 | 0 |  | 0 | 0 | 0 | 0 | 0 | 0 | 0 | 0 | 0 | 0 | 0 | 0 | 0 | 0 | 0 | 0 | 0 | 0 | 0 | 0 | 0 | 0 | 0 | 0 | 0 | 0 | 0 | 0 | 0 | 0 | 0 | 0 | 0 | 0 | 0 | 0 |  | 0 | 0 | 0 | 0 | 0 | 0 | 0 | 0 | 0 | 0 | 0 | 0 | 0 | 300 | 365.12 | 0 | 0 | 1 | 0 | 0 | 0 | 0 | 0 | 0 | 0 | 0 | 0 | 0 | 0 | 0 | 0 | -2 | -2 | 0 | 0 | 1 |  | 0 | 0 | 0 | 0 | 0 | 0 | 0 | 0 | 0 | 0 | 0 | 0 | 0 | 300 | 365.12 | 0 | 0 | 1 | 0 | 0 | 0 | 0 | 0 | 0 | 0 | 0 | 0 | 0 | 0 | 0 | 0 | -2 | -2 | 0 | 0 | 1 |  | 1 | 1 | 1 | 1 | 1 | 1 | 1 | 4+ | 1 | 1
PG&E GBA | Newark | 115 | 0 | 0 | 0 | 0 | 0 | 0 | 0 | 0 | 0 | 0 | 0 | 0 | 0 | 0 | 0 | 0 | 0 | 0 | 0 | 0 |  | 0 | 0 | 0 | 0 | 0 | 0 | 0 | 0 | 0 | 0 | 0 | 0 | 0 | 0 | 0 | 0 | 0 | 0 | 0 | 0 | 0 | 0 | 0 | 0 | 0 | 0 | 0 | 0 | 0 | 0 | 0 | 0 | 0 | 0 | 0 | 0 |  | 0 | 0 | 0 | 0 | 0 | 0 | 0 | 0 | 0 | 0 | 0 | 0 | 0 | 0 | 0 | 0 | 0 | 0 | 0 | 0 | 0 | 0 | 0 | 0 | 0 | 0 | 0 | 0 | 0 | 0 | 0 | 0 | 0 | 0 | 0 | 0 |  | 0 | 0 | 0 | 0 | 0 | 0 | 0 | 0 | 0 | 0 | 0 | 0 | 0 | 0 | 0 | 0 | 0 | 0 | 0 | 0 | 0 | 0 | 0 | 0 | 0 | 0 | 0 | 0 | 0 | 0 | 0 | 0 | 0 | 0 | 0 | 0 |  | 0 | 0 | 0 | 0 | 0 | 0 | 0 | 0 | 0 | 0 | 0 | 0 | 0 | 0 | 0 | 0 | 0 | 0 | 0 | 0 | 0 | 0 | 0 | 0 | 0 | 0 | 0 | 0 | 0 | 0 | 0 | 0 | 0 | 0 | 0 | 0 |  | 1 | 1 | 1 | 1 | 1 | 1 | 1 | 1 | 1 | 0
PG&E GBA | Newark | 230 | 0 | 0 | 0 | 0 | 0 | 0 | 0 | 0 | 0 | 0 | 0 | 0 | 0 | 0 | 0 | 0 | 0 | 0 | 0 | 0 |  | 0 | 0 | 0 | 0 | 0 | 0 | 0 | 0 | 0 | 0 | 0 | 0 | 0 | 0 | 0 | 0 | 0 | 0 | 0 | 0 | 0 | 0 | 0 | 0 | 0 | 0 | 0 | 0 | 0 | 0 | 0 | 0 | 0 | 0 | 0 | 0 |  | 0 | 0 | 0 | 0 | 0 | 0 | 0 | 0 | 0 | 0 | 0 | 0 | 0 | 0 | 0 | 0 | 0 | 0 | 0 | 0 | 0 | 0 | 0 | 0 | 0 | 0 | 0 | 0 | 0 | 0 | 0 | 0 | 0 | 0 | 0 | 0 |  | 0 | 0 | 0 | 0 | 0 | 0 | 0 | 0 | 0 | 0 | 0 | 0 | 0 | 180 | 252 | 0 | 0 | 1 | 0 | 0 | 0 | 0 | 0 | 0 | 0 | 0 | 0 | 0 | 0 | 0 | 0 | -2 | -2 | 0 | 0 | 1 |  | 0 | 0 | 0 | 0 | 0 | 0 | 0 | 0 | 0 | 0 | 0 | 0 | 0 | 180 | 852 | 0 | 0 | 1 | 0 | 0 | 0 | 0 | 0 | 0 | 0 | 0 | 0 | 0 | 0 | 0 | 0 | -2 | -2 | 0 | 0 | 1 |  | 1 | 1 | 1 | 1 | 1 | 1 | 1 | 4+ | 1 | 1
PG&E GBA | Newark | 60 | 0 | 0 | 0 | 0 | 0 | 0 | 0 | 0 | 0 | 0 | 0 | 2.5 | 0 | 0 | 0 | 0 | 0 | 0 | 0 | 1 |  | 0 | 0 | 0 | 0 | 0 | 0 | 0 | 0 | 0 | 0 | 0 | 0 | 0 | 0 | 0 | 0 | 0 | 0 | 0 | 0 | 0 | 0 | 0 | 0 | 0 | 0 | 0 | 0 | 2 | 0 | 0 | 0 | 0 | 0 | 0 | 1 |  | 0 | 0 | 0 | 0 | 0 | 0 | 0 | 0 | 0 | 0 | 2.9781 | 0 | 0 | 0 | 1.7989 | 0 | 0 | 1 | 0 | 0 | 0 | 0 | 0 | 0 | 0 | 0 | 0 | 0 | -1 | 0 | 0 | 0 | 0 | 0 | 0 | 1 |  | 0 | 0 | 0 | 0 | 0 | 0 | 0 | 0 | 0 | 0 | 2.9781 | 0 | 0 | 0 | 1.7989 | 0 | 0 | 1 | 0 | 0 | 0 | 0 | 0 | 0 | 0 | 0 | 0 | 0 | -1 | 0 | 0 | 0 | 0 | 0 | 0 | 1 |  | 0 | 0 | 0 | 0 | 0 | 0 | 0 | 0 | 0 | 0 | 2.9781 | 0 | 15 | 0 | 16.7579 | 0 | 0 | 1 | 0 | 0 | 0 | 0 | 0 | 0 | 0 | 0 | 0 | 0 | -1 | 0 | -2 | 0 | 0 | 0 | 0 | 1 |  | 1 | 1 | 1 | 1 | 1 | 3+ | 1+ | 1 | 1 | 1
PG&E FRESNO | Newhall | 115 | 0 | 0 | 0 | 0 | 0 | 0 | 0 | 0 | 0 | 0 | 0 | 0 | 0 | 0 | 0 | 0 | 0 | 0 | 0 | 0 |  | 0 | 0 | 0 | 0 | 0 | 0 | 0 | 0 | 0 | 0 | 0 | 0 | 0 | 0 | 0 | 0 | 0 | 0 | 0 | 0 | 0 | 0 | 0 | 0 | 0 | 0 | 0 | 0 | 0 | 0 | 0 | 0 | 0 | 0 | 0 | 0 |  | 0 | 0 | 0 | 0 | 0 | 0 | 0 | 0 | 0 | 0 | 0 | 0 | 0 | 0 | 0 | 0 | 0 | 0 | 0 | 0 | 0 | 0 | 0 | 0 | 0 | 0 | 0 | 0 | 0 | 0 | 0 | 0 | 0 | 0 | 0 | 0 |  | 0 | 0 | 0 | 0 | 0 | 0 | 0 | 0 | 0 | 0 | 0 | 0 | 0 | 0 | 0 | 0 | 0 | 0 | 0 | 0 | 0 | 0 | 0 | 0 | 0 | 0 | 0 | 0 | 0 | 0 | 0 | 0 | 0 | 0 | 0 | 0 |  | 0 | 0 | 0 | 0 | 0 | 0 | 0 | 0 | 0 | 0 | 9.7 | 0 | 0 | 0 | 9.7 | 0 | 0 | 1 | 0 | 0 | 0 | 0 | 0 | 0 | 0 | 0 | 0 | 0 | -2 | 0 | 0 | 0 | 0 | 0 | 0 | 1 |  | 1 | 1 | 1 | 1 | 1 | 1+ | 1 | 1 | 1 | 1
PG&E KERN | Norco | 115 | 0 | 0.8 | 0 | 0 | 0 | 0 | 0 | 0 | 0 | 0 | 0 | 0 | 0 | 0 | 0 | 0 | 0 | 0 | 0 | 1 |  | 0 | 0 | 0 | 0 | 0 | 0 | 0 | 0 | 0 | 0 | 0 | 0 | 0 | 0 | 0 | 0 | 0 | 0 | 0 | 0 | 2 | 2 | 0 | 0 | 0 | 0 | 0 | 0 | 0 | 0 | 0 | 0 | 0 | 0 | 0 | 1 |  | 0 | 0 | 0 | 0 | 0 | 0 | 0 | 0 | 0 | 0 | 0 | 0 | 0 | 0 | 0 | 0 | 0 | 0 | 0 | 0 | 2 | 2 | 0 | 0 | 0 | 0 | 0 | 0 | 0 | 0 | 0 | 0 | 0 | 0 | 0 | 1 |  | 0 | 0 | 0 | 0 | 0 | 0 | 0 | 0 | 0 | 0 | 0 | 0 | 0 | 0 | 0 | 0 | 0 | 0 | 0 | 0 | 2 | 2 | 0 | 0 | 0 | 0 | 0 | 0 | 0 | 0 | 0 | 0 | 0 | 0 | 0 | 1 |  | 0 | 0 | 0 | 0.8 | 0 | 0 | 0 | 0 | 0 | 0 | 0 | 0 | 0 | 0 | 0 | 0 | 0 | 1 | 0 | 0 | 2 | 0 | 0 | 0 | 0 | 0 | 0 | 0 | 0 | 0 | 0 | 0 | 0 | 0 | 0 | 1 |  | 1 | 3- | 1 | 1 | 1 | 1 | 1 | 1 | 1 | 1
PG&E GBA | Nortech | 115 | 0 | 0 | 0 | 0 | 0 | 0 | 0 | 0 | 0 | 0 | 0 | 0 | 0 | 0 | 0 | 0 | 0 | 0 | 0 | 0 |  | 0 | 0 | 0 | 0 | 0 | 0 | 0 | 0 | 0 | 0 | 0 | 0 | 0 | 0 | 0 | 0 | 0 | 0 | 0 | 0 | 0 | 0 | 0 | 0 | 0 | 0 | 0 | 0 | 0 | 0 | 0 | 0 | 0 | 0 | 0 | 0 |  | 0 | 0 | 0 | 0 | 0 | 0 | 0 | 0 | 0 | 0 | 0 | 0 | 0 | 0 | 0 | 0 | 0 | 0 | 0 | 0 | 0 | 0 | 0 | 0 | 0 | 0 | 0 | 0 | 0 | 0 | 0 | 0 | 0 | 0 | 0 | 0 |  | 0 | 0 | 0 | 0 | 0 | 0 | 0 | 0 | 0 | 0 | 0 | 0 | 0 | 0 | 0 | 0 | 0 | 0 | 0 | 0 | 0 | 0 | 0 | 0 | 0 | 0 | 0 | 0 | 0 | 0 | 0 | 0 | 0 | 0 | 0 | 0 |  | 0 | 0 | 0 | 0 | 0 | 0 | 0 | 0 | 0 | 0 | 0 | 0 | 0 | 0 | 0 | 0 | 0 | 0 | 0 | 0 | 0 | 0 | 0 | 0 | 0 | 0 | 0 | 0 | 0 | 0 | 0 | 0 | 0 | 0 | 0 | 0 |  | 1 | 1 | 1 | 1 | 1 | 1 | 1 | 1 | 1 | 0
SDGE | North City Metering | 138 | 0 | 0 | 0 | 0 | 0 | 0 | 0 | 0 | 0 | 0 | 0 | 0 | 0 | 0 | 0 | 0 | 0 | 0 | 0 | 0 |  | 0 | 0 | 0 | 0 | 0 | 0 | 0 | 0 | 0 | 0 | 0 | 0 | 0 | 0 | 0 | 0 | 0 | 0 | 0 | 0 | 0 | 0 | 0 | 0 | 0 | 0 | 0 | 0 | 0 | 0 | 0 | 0 | 0 | 0 | 0 | 0 |  | 0 | 0 | 0 | 0 | 0 | 0 | 0 | 0 | 0 | 0 | 0 | 0 | 0 | 0 | 0 | 0 | 0 | 0 | 0 | 0 | 0 | 0 | 0 | 0 | 0 | 0 | 0 | 0 | 0 | 0 | 0 | 0 | 0 | 0 | 0 | 0 |  | 0 | 0 | 0 | 0 | 0 | 0 | 0 | 0 | 0 | 0 | 0 | 0 | 0 | 0 | 0 | 0 | 0 | 0 | 0 | 0 | 0 | 0 | 0 | 0 | 0 | 0 | 0 | 0 | 0 | 0 | 0 | 0 | 0 | 0 | 0 | 0 |  | 0 | 0 | 0 | 0 | 0 | 0 | 0 | 0 | 0 | 0 | 0 | 0 | 0 | 0 | 0 | 0 | 0 | 0 | 0 | 0 | 0 | 0 | 0 | 0 | 0 | 0 | 0 | 0 | 0 | 0 | 0 | 0 | 0 | 0 | 0 | 0 |  | 1 | 1 | 1 | 1 | 1 | 1 | 1 | 1 | 1 | 0
PG&E GBA | North Dublin | 230 | 0 | 0 | 0 | 0 | 0 | 0 | 0 | 0 | 0 | 0 | 0 | 0 | 0 | 0 | 0 | 0 | 0 | 0 | 0 | 0 |  | 0 | 0 | 0 | 0 | 0 | 0 | 0 | 0 | 0 | 0 | 0 | 0 | 0 | 0 | 0 | 0 | 0 | 0 | 0 | 0 | 0 | 0 | 0 | 0 | 0 | 0 | 0 | 0 | 0 | 0 | 0 | 0 | 0 | 0 | 0 | 0 |  | 0 | 0 | 0 | 0 | 0 | 0 | 0 | 0 | 0 | 0 | 0 | 0 | 0 | 0 | 0 | 0 | 0 | 0 | 0 | 0 | 0 | 0 | 0 | 0 | 0 | 0 | 0 | 0 | 0 | 0 | 0 | 0 | 0 | 0 | 0 | 0 |  | 0 | 0 | 0 | 0 | 0 | 0 | 0 | 0 | 0 | 0 | 0 | 0 | 0 | 0 | 0 | 0 | 0 | 0 | 0 | 0 | 0 | 0 | 0 | 0 | 0 | 0 | 0 | 0 | 0 | 0 | 0 | 0 | 0 | 0 | 0 | 0 |  | 0 | 0 | 0 | 0 | 0 | 0 | 0 | 0 | 0 | 0 | 0 | 0 | 0 | 0 | 0 | 0 | 0 | 0 | 0 | 0 | 0 | 0 | 0 | 0 | 0 | 0 | 0 | 0 | 0 | 0 | 0 | 0 | 0 | 0 | 0 | 0 |  | 1 | 1 | 1 | 1 | 1 | 1 | 1 | 1 | 1 | 0
SDGE | North Gila | 500 | 0 | 0 | 0 | 0 | 0 | 0 | 0 | 0 | 0 | 0 | 0 | 0 | 0 | 0 | 0 | 0 | 0 | 0 | 0 | 0 |  | 0 | 0 | 0 | 0 | 0 | 0 | 0 | 0 | 0 | 0 | 0 | 0 | 0 | 0 | 0 | 0 | 0 | 0 | 0 | 0 | 0 | 0 | 0 | 0 | 0 | 0 | 0 | 0 | 0 | 0 | 0 | 0 | 0 | 0 | 0 | 0 |  | 0 | 0 | 0 | 0 | 0 | 0 | 0 | 0 | 0 | 0 | 0 | 0 | 0 | 0 | 0 | 0 | 0 | 0 | 0 | 0 | 0 | 0 | 0 | 0 | 0 | 0 | 0 | 0 | 0 | 0 | 0 | 0 | 0 | 0 | 0 | 0 |  | 0 | 0 | 0 | 0 | 0 | 0 | 0 | 0 | 0 | 0 | 0 | 0 | 0 | 0 | 0 | 0 | 0 | 0 | 0 | 0 | 0 | 0 | 0 | 0 | 0 | 0 | 0 | 0 | 0 | 0 | 0 | 0 | 0 | 0 | 0 | 0 |  | 0 | 0 | 0 | 0 | 0 | 0 | 0 | 0 | 0 | 0 | 0 | 0 | 850 | 0 | 850 | 0 | 0 | 1 | 0 | 0 | 0 | 0 | 0 | 0 | 0 | 0 | 0 | 0 | 0 | 0 | -2 | 0 | -2 | 0 | 0 | 1 |  | 1 | 1 | 1 | 1 | 1 | 1 | 1+ | 1+ | 1 | 1
SCE Metro | North of SONGS | 230 | 0 | 0 | 0 | 0 | 0 | 0 | 0 | 0 | 0 | 0 | 0 | 0 | 0 | 0 | 0 | 0 | 0 | 0 | 0 | 0 |  | 0 | 0 | 0 | 0 | 0 | 0 | 0 | 0 | 0 | 0 | 0 | 0 | 0 | 0 | 0 | 0 | 0 | 0 | 0 | 0 | 0 | 0 | 0 | 0 | 0 | 0 | 0 | 0 | 0 | 0 | 0 | 0 | 0 | 0 | 0 | 0 |  | 0 | 0 | 0 | 0 | 0 | 0 | 0 | 0 | 0 | 0 | 0 | 0 | 0 | 0 | 0 | 0 | 0 | 0 | 0 | 0 | 0 | 0 | 0 | 0 | 0 | 0 | 0 | 0 | 0 | 0 | 0 | 0 | 0 | 0 | 0 | 0 |  | 0 | 0 | 0 | 0 | 0 | 0 | 0 | 0 | 0 | 0 | 0 | 0 | 0 | 0 | 0 | 0 | 0 | 0 | 0 | 0 | 0 | 0 | 0 | 0 | 0 | 0 | 0 | 0 | 0 | 0 | 0 | 0 | 0 | 0 | 0 | 0 |  | 0 | 0 | 0 | 0 | 0 | 0 | 0 | 0 | 0 | 0 | 0 | 0 | 0 | 0 | 0 | 0 | 0 | 0 | 0 | 0 | 0 | 0 | 0 | 0 | 0 | 0 | 0 | 0 | 0 | 0 | 0 | 0 | 0 | 0 | 0 | 0 |  | 1 | 1 | 1 | 1 | 1 | 1 | 1 | 1 | 1 | 0
SCE Metro | North of SONGS | 500 | 0 | 0 | 0 | 0 | 0 | 0 | 0 | 0 | 0 | 0 | 0 | 0 | 0 | 0 | 0 | 0 | 0 | 0 | 0 | 0 |  | 0 | 0 | 0 | 0 | 0 | 0 | 0 | 0 | 0 | 0 | 0 | 0 | 0 | 0 | 0 | 0 | 0 | 0 | 0 | 0 | 0 | 0 | 0 | 0 | 0 | 0 | 0 | 0 | 0 | 0 | 0 | 0 | 0 | 0 | 0 | 0 |  | 0 | 0 | 0 | 0 | 0 | 0 | 0 | 0 | 0 | 0 | 0 | 0 | 0 | 0 | 0 | 0 | 0 | 0 | 0 | 0 | 0 | 0 | 0 | 0 | 0 | 0 | 0 | 0 | 0 | 0 | 0 | 0 | 0 | 0 | 0 | 0 |  | 0 | 0 | 0 | 0 | 0 | 0 | 0 | 0 | 0 | 0 | 0 | 0 | 0 | 0 | 0 | 0 | 0 | 0 | 0 | 0 | 0 | 0 | 0 | 0 | 0 | 0 | 0 | 0 | 0 | 0 | 0 | 0 | 0 | 0 | 0 | 0 |  | 0 | 0 | 0 | 0 | 0 | 0 | 0 | 0 | 0 | 0 | 0 | 0 | 0 | 0 | 0 | 0 | 0 | 0 | 0 | 0 | 0 | 0 | 0 | 0 | 0 | 0 | 0 | 0 | 0 | 0 | 0 | 0 | 0 | 0 | 0 | 0 |  | 1 | 1 | 1 | 1 | 1 | 1 | 1 | 1 | 1 | 0
PG&E NGBA | Notre Dame | 115 | 0 | 0 | 0 | 0 | 0 | 0 | 0 | 0 | 0 | 0 | 0 | 0 | 0 | 0 | 0 | 0 | 0 | 0 | 0 | 0 |  | 0 | 0 | 0 | 0 | 0 | 0 | 0 | 0 | 0 | 0 | 0 | 0 | 0 | 0 | 0 | 0 | 0 | 0 | 0 | 0 | 0 | 0 | 0 | 0 | 0 | 0 | 0 | 0 | 0 | 0 | 0 | 0 | 0 | 0 | 0 | 0 |  | 0 | 0 | 0 | 0 | 0 | 0 | 0 | 0 | 0 | 0 | 0 | 0 | 0 | 0 | 0 | 0 | 0 | 0 | 0 | 0 | 0 | 0 | 0 | 0 | 0 | 0 | 0 | 0 | 0 | 0 | 0 | 0 | 0 | 0 | 0 | 0 |  | 0 | 0 | 0 | 0 | 0 | 0 | 0 | 0 | 0 | 0 | 0 | 0 | 0 | 0 | 0 | 0 | 0 | 0 | 0 | 0 | 0 | 0 | 0 | 0 | 0 | 0 | 0 | 0 | 0 | 0 | 0 | 0 | 0 | 0 | 0 | 0 |  | 0 | 0 | 0 | 0 | 0 | 0 | 0 | 0 | 0 | 0 | 4.99 | 0 | 0 | 0 | 0 | 0 | 0 | 1 | 0 | 0 | 0 | 0 | 0 | 0 | 0 | 0 | 0 | 0 | -2 | 0 | 0 | 0 | 0 | 0 | 0 | 1 |  | 1 | 1 | 1 | 1 | 1 | 1+ | 1 | 1 | 1 | 1
PG&E GBA | Oakland C | 115 | 0 | 0 | 0 | 0 | 0 | 0 | 0 | 0 | 0 | 0 | 0 | 0 | 0 | 0 | 0 | 0 | 0 | 0 | 0 | 0 |  | 0 | 0 | 0 | 0 | 0 | 0 | 0 | 0 | 0 | 0 | 0 | 0 | 0 | 0 | 0 | 0 | 0 | 0 | 0 | 0 | 0 | 0 | 0 | 0 | 0 | 0 | 0 | 0 | 0 | 0 | 0 | 0 | 0 | 0 | 0 | 0 |  | 0 | 0 | 0 | 0 | 0 | 0 | 0 | 0 | 0 | 0 | 0 | 0 | 0 | 0 | 0 | 0 | 0 | 0 | 0 | 0 | 0 | 0 | 0 | 0 | 0 | 0 | 0 | 0 | 0 | 0 | 0 | 0 | 0 | 0 | 0 | 0 |  | 0 | 0 | 0 | 0 | 0 | 0 | 0 | 0 | 0 | 0 | 0 | 0 | 0 | 0 | 75.6 | 0 | 0 | 1 | 0 | 0 | 0 | 0 | 0 | 0 | 0 | 0 | 0 | 0 | 0 | 0 | 0 | 0 | -2 | 0 | 0 | 1 |  | 0 | 0 | 0 | 0 | 0 | 0 | 0 | 0 | 0 | 0 | 0 | 0 | 0 | 0 | 75.6 | 0 | 0 | 1 | 0 | 0 | 0 | 0 | 0 | 0 | 0 | 0 | 0 | 0 | 0 | 0 | 0 | 0 | 0 | 0 | 0 | 0 |  | 1 | 1 | 1 | 1 | 1 | 1 | 1 | 2+ | 1 | 1
PG&E GBA | Oakland J | 115 | 0 | 0 | 0 | 0 | 0 | 0 | 0 | 0 | 0 | 0 | 0 | 0 | 0 | 0 | 0 | 0 | 0 | 0 | 0 | 0 |  | 0 | 0 | 0 | 0 | 0 | 0 | 0 | 0 | 0 | 0 | 0 | 0 | 0 | 0 | 0 | 0 | 0 | 0 | 0 | 0 | 0 | 0 | 0 | 0 | 0 | 0 | 0 | 0 | 0 | 0 | 0 | 0 | 0 | 0 | 0 | 0 |  | 0 | 0 | 0 | 0 | 0 | 0 | 0 | 0 | 0 | 0 | 2.254 | 0 | 0 | 0 | 0.072 | 0 | 0 | 1 | 0 | 0 | 0 | 0 | 0 | 0 | 0 | 0 | 0 | 0 | -2 | 0 | 0 | 0 | 0 | 0 | 0 | 1 |  | 0 | 0 | 0 | 0 | 0 | 0 | 0 | 0 | 0 | 0 | 2.254 | 0 | 0 | 50 | 50.072 | 0 | 0 | 1 | 0 | 0 | 0 | 0 | 0 | 0 | 0 | 0 | 0 | 0 | -2 | 0 | 0 | -2 | -2 | 0 | 0 | 1 |  | 0 | 0 | 0 | 0 | 0 | 0 | 0 | 0 | 0 | 0 | 3.0661 | 0 | 0 | 50 | 63.3641 | 0 | 0 | 1 | 0 | 0 | 0 | 0 | 0 | 0 | 0 | 0 | 0 | 0 | -2 | 0 | 0 | -2 | -2 | 0 | 0 | 1 |  | 1 | 1 | 1 | 1 | 1 | 4+ | 1 | 4+ | 1 | 1
PG&E GBA | Oakland L | 115 | 0 | 0 | 0 | 0 | 0 | 0 | 0 | 0 | 0 | 0 | 0 | 0 | 0 | 0 | 0 | 0 | 0 | 0 | 0 | 0 |  | 0 | 0 | 0 | 0 | 0 | 0 | 0 | 0 | 0 | 0 | 0 | 0 | 0 | 0 | 0 | 0 | 0 | 0 | 0 | 0 | 0 | 0 | 0 | 0 | 0 | 0 | 0 | 0 | 0 | 0 | 0 | 0 | 0 | 0 | 0 | 0 |  | 0 | 0 | 0 | 0 | 0 | 0 | 0 | 0 | 0 | 0 | 0.01445 | 0 | 0 | 0 | 0 | 0 | 0 | 1 | 0 | 0 | 0 | 0 | 0 | 0 | 0 | 0 | 0 | 0 | -2 | 0 | 0 | 0 | 0 | 0 | 0 | 1 |  | 0 | 0 | 0 | 0 | 0 | 0 | 0 | 0 | 0 | 0 | 0.01445 | 0 | 0 | 0 | 0 | 0 | 0 | 1 | 0 | 0 | 0 | 0 | 0 | 0 | 0 | 0 | 0 | 0 | -2 | 0 | 0 | 0 | 0 | 0 | 0 | 1 |  | 0 | 0 | 0 | 0 | 0 | 0 | 0 | 0 | 0 | 0 | 0.01445 | 0 | 0 | 0 | 0 | 0 | 0 | 1 | 0 | 0 | 0 | 0 | 0 | 0 | 0 | 0 | 0 | 0 | -2 | 0 | 0 | 0 | 0 | 0 | 0 | 1 |  | 1 | 1 | 1 | 1 | 1 | 4+ | 1 | 1 | 1 | 1
PG&E GBA | Oakland X | 115 | 0 | 0 | 0 | 0 | 0 | 0 | 0 | 0 | 0 | 0 | 0 | 0 | 0 | 0 | 0 | 0 | 0 | 0 | 0 | 0 |  | 0 | 0 | 0 | 0 | 0 | 0 | 0 | 0 | 0 | 0 | 0 | 0 | 0 | 0 | 0 | 0 | 0 | 0 | 0 | 0 | 0 | 0 | 0 | 0 | 0 | 0 | 0 | 0 | 0 | 0 | 0 | 0 | 0 | 0 | 0 | 0 |  | 0 | 0 | 0 | 0 | 0 | 0 | 0 | 0 | 0 | 0 | 0 | 0 | 0 | 0 | 0 | 0 | 0 | 0 | 0 | 0 | 0 | 0 | 0 | 0 | 0 | 0 | 0 | 0 | 0 | 0 | 0 | 0 | 0 | 0 | 0 | 0 |  | 0 | 0 | 0 | 0 | 0 | 0 | 0 | 0 | 0 | 0 | 0 | 0 | 0 | 0 | 0 | 0 | 0 | 0 | 0 | 0 | 0 | 0 | 0 | 0 | 0 | 0 | 0 | 0 | 0 | 0 | 0 | 0 | 0 | 0 | 0 | 0 |  | 0 | 0 | 0 | 0 | 0 | 0 | 0 | 0 | 0 | 0 | 0 | 0 | 0 | 0 | 0 | 0 | 0 | 0 | 0 | 0 | 0 | 0 | 0 | 0 | 0 | 0 | 0 | 0 | 0 | 0 | 0 | 0 | 0 | 0 | 0 | 0 |  | 1 | 1 | 1 | 1 | 1 | 1 | 1 | 1 | 1 | 0
SDGE | Ocean Ranch | 69 | 0 | 0 | 0 | 0 | 0 | 0 | 0 | 0 | 0 | 0 | 0 | 0 | 0 | 0 | 0 | 0 | 0 | 0 | 0 | 0 |  | 0 | 0 | 0 | 0 | 0 | 0 | 0 | 0 | 0 | 0 | 0 | 0 | 0 | 0 | 0 | 0 | 0 | 0 | 0 | 0 | 0 | 0 | 0 | 0 | 0 | 0 | 0 | 0 | 0 | 0 | 0 | 0 | 0 | 0 | 0 | 0 |  | 0 | 0 | 0 | 0 | 0 | 0 | 0 | 0 | 0 | 0 | 0 | 0 | 0 | 0 | 0 | 0 | 0 | 0 | 0 | 0 | 0 | 0 | 0 | 0 | 0 | 0 | 0 | 0 | 0 | 0 | 0 | 0 | 0 | 0 | 0 | 0 |  | 0 | 0 | 0 | 0 | 0 | 0 | 0 | 0 | 0 | 0 | 0 | 0 | 0 | 0 | 0 | 0 | 0 | 0 | 0 | 0 | 0 | 0 | 0 | 0 | 0 | 0 | 0 | 0 | 0 | 0 | 0 | 0 | 0 | 0 | 0 | 0 |  | 0 | 0 | 0 | 0 | 0 | 0 | 0 | 0 | 0 | 0 | 0 | 0 | 0 | 0 | 125 | 0 | 0 | 1 | 0 | 0 | 0 | 0 | 0 | 0 | 0 | 0 | 0 | 0 | 0 | 0 | 0 | 0 | -1 | 0 | 0 | 1 |  | 1 | 1 | 1 | 1 | 1 | 1 | 1 | 1 | 1 | 0
PG&E KERN | Oceano | 115 | 0 | 0 | 0 | 0 | 0 | 0 | 0 | 0 | 0 | 0 | 0 | 0 | 0 | 0 | 0 | 0 | 0 | 0 | 0 | 0 |  | 0 | 0 | 0 | 0 | 0 | 0 | 0 | 0 | 0 | 0 | 0 | 0 | 0 | 0 | 0 | 0 | 0 | 0 | 0 | 0 | 0 | 0 | 0 | 0 | 0 | 0 | 0 | 0 | 0 | 0 | 0 | 0 | 0 | 0 | 0 | 0 |  | 0 | 0 | 0 | 0 | 0 | 0 | 0 | 0 | 0 | 0 | 0 | 0 | 0 | 0 | 0 | 0 | 0 | 0 | 0 | 0 | 0 | 0 | 0 | 0 | 0 | 0 | 0 | 0 | 0 | 0 | 0 | 0 | 0 | 0 | 0 | 0 |  | 0 | 0 | 0 | 0 | 0 | 0 | 0 | 0 | 0 | 0 | 0 | 0 | 0 | 0 | 0 | 0 | 0 | 0 | 0 | 0 | 0 | 0 | 0 | 0 | 0 | 0 | 0 | 0 | 0 | 0 | 0 | 0 | 0 | 0 | 0 | 0 |  | 0 | 0 | 0 | 0 | 0 | 0 | 0 | 0 | 0 | 0 | 0 | 0 | 0 | 0 | 0 | 0 | 0 | 0 | 0 | 0 | 0 | 0 | 0 | 0 | 0 | 0 | 0 | 0 | 0 | 0 | 0 | 0 | 0 | 0 | 0 | 0 |  | 1 | 1 | 1 | 1 | 1 | 1 | 1 | 1 | 1 | 0
SDGE | Ocotillo Express | 500 | 0 | 0 | 0 | 0 | 0 | 0 | 0 | 0 | 0 | 0 | 0 | 0 | 0 | 0 | 0 | 0 | 0 | 0 | 0 | 0 |  | 0 | 0 | 0 | 0 | 0 | 0 | 0 | 0 | 0 | 0 | 0 | 0 | 0 | 0 | 0 | 0 | 0 | 0 | 0 | 0 | 0 | 0 | 0 | 0 | 0 | 0 | 0 | 0 | 0 | 0 | 0 | 0 | 0 | 0 | 0 | 0 |  | 0 | 0 | 0 | 0 | 0 | 0 | 0 | 0 | 0 | 0 | 0 | 0 | 0 | 0 | 0 | 0 | 0 | 0 | 0 | 0 | 0 | 0 | 0 | 0 | 0 | 0 | 0 | 0 | 0 | 0 | 0 | 0 | 0 | 0 | 0 | 0 |  | 0 | 0 | 0 | 0 | 0 | 0 | 0 | 0 | 0 | 0 | 0 | 0 | 0 | 0 | 0 | 0 | 0 | 0 | 0 | 0 | 0 | 0 | 0 | 0 | 0 | 0 | 0 | 0 | 0 | 0 | 0 | 0 | 0 | 0 | 0 | 0 |  | 0 | 0 | 0 | 0 | 0 | 0 | 0 | 0 | 0 | 0 | 0 | 0 | 0 | 0 | 0 | 0 | 0 | 0 | 0 | 0 | 0 | 0 | 0 | 0 | 0 | 0 | 0 | 0 | 0 | 0 | 0 | 0 | 0 | 0 | 0 | 0 |  | 1 | 1 | 1 | 1 | 1 | 1 | 1 | 1 | 1 | 0
PG&E KERN | Old River | 70 | 0 | 0 | 0 | 0 | 0 | 0 | 0 | 0 | 0 | 0 | 0 | 0 | 0 | 0 | 0 | 0 | 0 | 0 | 0 | 0 |  | 0 | 0 | 0 | 0 | 0 | 0 | 0 | 0 | 0 | 0 | 0 | 0 | 0 | 0 | 0 | 0 | 0 | 0 | 0 | 0 | 0 | 0 | 0 | 0 | 0 | 0 | 0 | 0 | 0 | 0 | 0 | 0 | 0 | 0 | 0 | 0 |  | 0 | 0 | 0 | 0 | 0 | 0 | 0 | 0 | 0 | 0 | 0 | 0 | 0 | 0 | 0 | 0 | 0 | 0 | 0 | 0 | 0 | 0 | 0 | 0 | 0 | 0 | 0 | 0 | 0 | 0 | 0 | 0 | 0 | 0 | 0 | 0 |  | 0 | 0 | 0 | 0 | 0 | 0 | 0 | 0 | 0 | 0 | 0 | 0 | 0 | 0 | 0 | 0 | 0 | 0 | 0 | 0 | 0 | 0 | 0 | 0 | 0 | 0 | 0 | 0 | 0 | 0 | 0 | 0 | 0 | 0 | 0 | 0 |  | 0 | 0 | 0 | 0 | 0 | 0 | 0 | 0 | 0 | 0 | 0 | 0 | 0 | 0 | 0 | 0 | 0 | 0 | 0 | 0 | 0 | 0 | 0 | 0 | 0 | 0 | 0 | 0 | 0 | 0 | 0 | 0 | 0 | 0 | 0 | 0 |  | 1 | 1 | 1 | 1 | 1 | 1 | 1 | 1 | 1 | 0
SDGE | Old Town | 230 | 0 | 0 | 0 | 0 | 0 | 0 | 0 | 0 | 0 | 0 | 0 | 0 | 0 | 0 | 0 | 0 | 0 | 0 | 0 | 0 |  | 0 | 0 | 0 | 0 | 0 | 0 | 0 | 0 | 0 | 0 | 0 | 0 | 0 | 0 | 0 | 0 | 0 | 0 | 0 | 0 | 0 | 0 | 0 | 0 | 0 | 0 | 0 | 0 | 0 | 0 | 0 | 0 | 0 | 0 | 0 | 0 |  | 0 | 0 | 0 | 0 | 0 | 0 | 0 | 0 | 0 | 0 | 0 | 0 | 0 | 0 | 0 | 0 | 0 | 0 | 0 | 0 | 0 | 0 | 0 | 0 | 0 | 0 | 0 | 0 | 0 | 0 | 0 | 0 | 0 | 0 | 0 | 0 |  | 0 | 0 | 0 | 0 | 0 | 0 | 0 | 0 | 0 | 0 | 0 | 0 | 0 | 0 | 0 | 0 | 0 | 0 | 0 | 0 | 0 | 0 | 0 | 0 | 0 | 0 | 0 | 0 | 0 | 0 | 0 | 0 | 0 | 0 | 0 | 0 |  | 0 | 0 | 0 | 0 | 0 | 0 | 0 | 0 | 0 | 0 | 0 | 0 | 0 | 0 | 0 | 0 | 0 | 0 | 0 | 0 | 0 | 0 | 0 | 0 | 0 | 0 | 0 | 0 | 0 | 0 | 0 | 0 | 0 | 0 | 0 | 0 |  | 1 | 1 | 1 | 1 | 1 | 1 | 1 | 1 | 1 | 0
SCE Metro | Olinda | 230 | 0 | 0 | 0 | 0 | 0 | 0 | 0 | 0 | 0 | 0 | 0 | 0 | 0 | 0 | 0 | 0 | 0 | 0 | 0 | 0 |  | 0 | 0 | 0 | 0 | 0 | 0 | 0 | 0 | 0 | 0 | 0 | 0 | 0 | 0 | 0 | 0 | 0 | 0 | 0 | 0 | 0 | 0 | 0 | 0 | 0 | 0 | 0 | 0 | 0 | 0 | 0 | 0 | 0 | 0 | 0 | 0 |  | 0 | 0 | 0 | 0 | 0 | 0 | 0 | 0 | 0 | 0 | 0 | 0 | 0 | 100 | 100 | 0 | 0 | 1 | 0 | 0 | 0 | 0 | 0 | 0 | 0 | 0 | 0 | 0 | 0 | 0 | 0 | -2 | -2 | 0 | 0 | 1 |  | 0 | 0 | 0 | 0 | 0 | 0 | 0 | 0 | 0 | 0 | 0 | 0 | 0 | 100 | 100 | 0 | 0 | 1 | 0 | 0 | 0 | 0 | 0 | 0 | 0 | 0 | 0 | 0 | 0 | 0 | 0 | -2 | -2 | 0 | 0 | 1 |  | 0 | 0 | 0 | 0 | 0 | 0 | 0 | 0 | 0 | 0 | 0 | 0 | 0 | 100 | 1870 | 0 | 0 | 1 | 0 | 0 | 0 | 0 | 0 | 0 | 0 | 0 | 0 | 0 | 0 | 0 | 0 | -2 | -2 | 0 | 0 | 1 |  | 1 | 1 | 1 | 1 | 1 | 1 | 1 | 4+ | 1 | 1
PG&E FRESNO | Olive | 115 | 0 | 0 | 0 | 0 | 0 | 0 | 0 | 0 | 0 | 0 | 0 | 0 | 0 | 0 | 0 | 0 | 0 | 0 | 0 | 0 |  | 0 | 0 | 0 | 0 | 0 | 0 | 0 | 0 | 0 | 0 | 0 | 0 | 0 | 0 | 0 | 0 | 0 | 0 | 0 | 0 | 0 | 0 | 0 | 0 | 0 | 0 | 0 | 0 | 0 | 0 | 0 | 0 | 0 | 0 | 0 | 0 |  | 0 | 0 | 0 | 0 | 0 | 0 | 0 | 0 | 0 | 0 | 0 | 0 | 0 | 0 | 0 | 0 | 0 | 0 | 0 | 0 | 0 | 0 | 0 | 0 | 0 | 0 | 0 | 0 | 0 | 0 | 0 | 0 | 0 | 0 | 0 | 0 |  | 0 | 0 | 0 | 0 | 0 | 0 | 0 | 0 | 0 | 0 | 0 | 0 | 163.268 | 0 | 163.268 | 0 | 0 | 1 | 0 | 0 | 0 | 0 | 0 | 0 | 0 | 0 | 0 | 0 | 0 | 0 | -2 | 0 | -2 | 0 | 0 | 1 |  | 0 | 0 | 0 | 0 | 0 | 0 | 0 | 0 | 0 | 0 | 0 | 0 | 163.268 | 0 | 203.268 | 0 | 0 | 1 | 0 | 0 | 0 | 0 | 0 | 0 | 0 | 0 | 0 | 0 | 0 | 0 | -2 | 0 | -1 | 0 | 0 | 1 |  | 1 | 1 | 1 | 1 | 1 | 1 | 2+ | 2+ | 1 | 1
PG&E NGBA | Olivehurst | 115 | 0 | 0 | 0 | 0 | 0 | 0 | 0 | 0 | 0 | 0 | 0 | 0 | 0 | 0 | 0 | 0 | 0 | 0 | 0 | 0 |  | 0 | 0 | 0 | 0 | 0 | 0 | 0 | 0 | 0 | 0 | 0 | 0 | 0 | 0 | 0 | 0 | 0 | 0 | 0 | 0 | 0 | 0 | 0 | 0 | 0 | 0 | 0 | 0 | 0 | 0 | 0 | 0 | 0 | 0 | 0 | 0 |  | 0 | 0 | 0 | 0 | 0 | 0 | 0 | 0 | 0 | 0 | 0 | 0 | 0 | 0 | 4.092 | 0 | 0 | 1 | 0 | 0 | 0 | 0 | 0 | 0 | 0 | 0 | 0 | 0 | 0 | 0 | 0 | 0 | -2 | 0 | 0 | 1 |  | 0 | 0 | 0 | 0 | 0 | 0 | 0 | 0 | 0 | 0 | 0 | 0 | 0 | 0 | 4.092 | 0 | 0 | 1 | 0 | 0 | 0 | 0 | 0 | 0 | 0 | 0 | 0 | 0 | 0 | 0 | 0 | 0 | -2 | 0 | 0 | 1 |  | 0 | 0 | 0 | 0 | 0 | 0 | 0 | 0 | 0 | 0 | 5.511 | 0 | 0 | 0 | 4.092 | 0 | 0 | 1 | 0 | 0 | 0 | 0 | 0 | 0 | 0 | 0 | 0 | 0 | -2 | 0 | 0 | 0 | 0 | 0 | 0 | 1 |  | 1 | 1 | 1 | 1 | 1 | 1+ | 1 | 4+ | 1 | 1
PG&E NGBA | Oregon Trail | 60 | 0 | 0 | 0 | 0 | 0 | 0 | 0 | 0 | 0 | 0 | 0 | 0 | 0 | 0 | 0 | 0 | 0 | 0 | 0 | 0 |  | 0 | 0 | 0 | 0 | 0 | 0 | 0 | 0 | 0 | 0 | 0 | 0 | 0 | 0 | 0 | 0 | 0 | 0 | 0 | 0 | 0 | 0 | 0 | 0 | 0 | 0 | 0 | 0 | 0 | 0 | 0 | 0 | 0 | 0 | 0 | 0 |  | 0 | 0 | 0 | 0 | 0 | 0 | 0 | 0 | 0 | 0 | 0 | 0 | 0 | 0 | 0 | 0 | 0 | 0 | 0 | 0 | 0 | 0 | 0 | 0 | 0 | 0 | 0 | 0 | 0 | 0 | 0 | 0 | 0 | 0 | 0 | 0 |  | 0 | 0 | 0 | 0 | 0 | 0 | 0 | 0 | 0 | 0 | 0 | 0 | 0 | 0 | 0 | 0 | 0 | 0 | 0 | 0 | 0 | 0 | 0 | 0 | 0 | 0 | 0 | 0 | 0 | 0 | 0 | 0 | 0 | 0 | 0 | 0 |  | 0 | 0 | 0 | 0 | 0 | 0 | 0 | 0 | 0 | 0 | 0 | 0 | 0 | 0 | 0 | 0 | 0 | 0 | 0 | 0 | 0 | 0 | 0 | 0 | 0 | 0 | 0 | 0 | 0 | 0 | 0 | 0 | 0 | 0 | 0 | 0 |  | 1 | 1 | 1 | 1 | 1 | 1 | 1 | 1 | 1 | 0
SCE Northern | Ormond Beach | 230 | 0 | 0 | 0 | 0 | 0 | 0 | 0 | 0 | 0 | 0 | 0 | 0 | 0 | 0 | 0 | 0 | 0 | 0 | 0 | 0 |  | 0 | 0 | 0 | 0 | 0 | 0 | 0 | 0 | 0 | 0 | 0 | 0 | 0 | 0 | 0 | 0 | 0 | 0 | 0 | 0 | 0 | 0 | 0 | 0 | 0 | 0 | 0 | 0 | 0 | 0 | 0 | 0 | 0 | 0 | 0 | 0 |  | 0 | 0 | 0 | 0 | 0 | 0 | 0 | 0 | 0 | 0 | 0 | 0 | 0 | 0 | 0 | 0 | 0 | 0 | 0 | 0 | 0 | 0 | 0 | 0 | 0 | 0 | 0 | 0 | 0 | 0 | 0 | 0 | 0 | 0 | 0 | 0 |  | 0 | 0 | 0 | 0 | 0 | 0 | 0 | 0 | 0 | 0 | 0 | 0 | 0 | 0 | 0 | 0 | 0 | 0 | 0 | 0 | 0 | 0 | 0 | 0 | 0 | 0 | 0 | 0 | 0 | 0 | 0 | 0 | 0 | 0 | 0 | 0 |  | 0 | 0 | 0 | 0 | 0 | 0 | 0 | 0 | 0 | 0 | 0 | 0 | 0 | 0 | 0 | 0 | 0 | 0 | 0 | 0 | 0 | 0 | 0 | 0 | 0 | 0 | 0 | 0 | 0 | 0 | 0 | 0 | 0 | 0 | 0 | 0 |  | 1 | 1 | 1 | 1 | 1 | 1 | 1 | 1 | 1 | 0
PG&E FRESNO | Oro Loma | 115 | 0 | 0 | 0 | 0 | 0 | 0 | 0 | 0 | 0 | 0 | 0 | 0 | 0 | 0 | 0 | 0 | 0 | 0 | 0 | 0 |  | 0 | 0 | 0 | 0 | 0 | 0 | 0 | 0 | 0 | 0 | 0 | 0 | 0 | 0 | 0 | 0 | 0 | 0 | 0 | 0 | 0 | 0 | 0 | 0 | 0 | 0 | 0 | 0 | 0 | 0 | 0 | 0 | 0 | 0 | 0 | 0 |  | 0 | 0 | 0 | 0 | 0 | 0 | 0 | 0 | 0 | 0 | 0 | 0 | 0 | 0 | 0 | 0 | 0 | 0 | 0 | 0 | 0 | 0 | 0 | 0 | 0 | 0 | 0 | 0 | 0 | 0 | 0 | 0 | 0 | 0 | 0 | 0 |  | 0 | 0 | 0 | 0 | 0 | 0 | 0 | 0 | 0 | 0 | 0 | 0 | 0 | 0 | 0 | 0 | 0 | 0 | 0 | 0 | 0 | 0 | 0 | 0 | 0 | 0 | 0 | 0 | 0 | 0 | 0 | 0 | 0 | 0 | 0 | 0 |  | 0 | 0 | 0 | 0 | 0 | 0 | 0 | 0 | 0 | 0 | 0 | 0 | 100 | 0 | 100 | 0 | 0 | 1 | 0 | 0 | 0 | 0 | 0 | 0 | 0 | 0 | 0 | 0 | 0 | 0 | -2 | 0 | 0 | 0 | 0 | 1 |  | 1 | 1 | 1 | 1 | 1 | 1 | 1+ | 1 | 1 | 1
PG&E FRESNO | Oro Loma | 70 | 0 | 0 | 0 | 0 | 0 | 0 | 0 | 0 | 0 | 0 | 0 | 0 | 0 | 0 | 0 | 0 | 0 | 0 | 0 | 0 |  | 0 | 0 | 0 | 0 | 0 | 0 | 0 | 0 | 0 | 0 | 0 | 0 | 0 | 0 | 0 | 0 | 0 | 0 | 0 | 0 | 0 | 0 | 0 | 0 | 0 | 0 | 0 | 0 | 0 | 0 | 0 | 0 | 0 | 0 | 0 | 0 |  | 0 | 0 | 0 | 0 | 0 | 0 | 0 | 0 | 0 | 0 | 6.4748 | 0 | 0 | 0 | 0 | 0 | 0 | 1 | 0 | 0 | 0 | 0 | 0 | 0 | 0 | 0 | 0 | 0 | -2 | 0 | 0 | 0 | 0 | 0 | 0 | 1 |  | 0 | 0 | 0 | 0 | 0 | 0 | 0 | 0 | 0 | 0 | 6.4748 | 0 | 0 | 0 | 0 | 0 | 0 | 1 | 0 | 0 | 0 | 0 | 0 | 0 | 0 | 0 | 0 | 0 | -2 | 0 | 0 | 0 | 0 | 0 | 0 | 1 |  | 0 | 0 | 0 | 0 | 0 | 0 | 0 | 0 | 0 | 0 | 6.4748 | 0 | 0 | 0 | 100 | 0 | 0 | 1 | 0 | 0 | 0 | 0 | 0 | 0 | 0 | 0 | 0 | 0 | -2 | 0 | 0 | 0 | 0 | 0 | 0 | 1 |  | 1 | 1 | 1 | 1 | 1 | 4+ | 1 | 1 | 1 | 1
PG&E FRESNO | Orosi | 70 | 0 | 0 | 0 | 0 | 0 | 0 | 0 | 0 | 0 | 0 | 0 | 0 | 0 | 0 | 0 | 0 | 0 | 0 | 0 | 0 |  | 0 | 0 | 0 | 0 | 0 | 0 | 0 | 0 | 0 | 0 | 0 | 0 | 0 | 0 | 0 | 0 | 0 | 0 | 0 | 0 | 0 | 0 | 0 | 0 | 0 | 0 | 0 | 0 | 0 | 0 | 0 | 0 | 0 | 0 | 0 | 0 |  | 0 | 0 | 0 | 0 | 0 | 0 | 0 | 0 | 0 | 0 | 0 | 0 | 0 | 0 | 0 | 0 | 0 | 0 | 0 | 0 | 0 | 0 | 0 | 0 | 0 | 0 | 0 | 0 | 0 | 0 | 0 | 0 | 0 | 0 | 0 | 0 |  | 0 | 0 | 0 | 0 | 0 | 0 | 0 | 0 | 0 | 0 | 0 | 0 | 0 | 0 | 0 | 0 | 0 | 0 | 0 | 0 | 0 | 0 | 0 | 0 | 0 | 0 | 0 | 0 | 0 | 0 | 0 | 0 | 0 | 0 | 0 | 0 |  | 0 | 0 | 0 | 0 | 0 | 0 | 0 | 0 | 0 | 0 | 0 | 0 | 20 | 0 | 0 | 0 | 0 | 1 | 0 | 0 | 0 | 0 | 0 | 0 | 0 | 0 | 0 | 0 | 0 | 0 | -2 | 0 | 0 | 0 | 0 | 1 |  | 1 | 1 | 1 | 1 | 1 | 1 | 1+ | 1 | 1 | 1
SDGE | Otay | 69 | 0 | 0 | 0 | 0 | 0 | 0 | 0 | 0 | 0 | 0 | 0 | 0 | 0 | 0 | 0 | 0 | 0 | 0 | 0 | 0 |  | 0 | 0 | 0 | 0 | 0 | 0 | 0 | 0 | 0 | 0 | 0 | 0 | 0 | 0 | 0 | 0 | 0 | 0 | 0 | 0 | 0 | 0 | 0 | 0 | 0 | 0 | 0 | 0 | 0 | 0 | 0 | 0 | 0 | 0 | 0 | 0 |  | 0 | 0 | 0 | 0 | 0 | 0 | 0 | 0 | 0 | 0 | 0 | 0 | 0 | 0 | 0 | 0 | 0 | 0 | 0 | 0 | 0 | 0 | 0 | 0 | 0 | 0 | 0 | 0 | 0 | 0 | 0 | 0 | 0 | 0 | 0 | 0 |  | 0 | 0 | 0 | 0 | 0 | 0 | 0 | 0 | 0 | 0 | 0 | 0 | 0 | 0 | 0 | 0 | 0 | 0 | 0 | 0 | 0 | 0 | 0 | 0 | 0 | 0 | 0 | 0 | 0 | 0 | 0 | 0 | 0 | 0 | 0 | 0 |  | 0 | 0 | 0 | 0 | 0 | 0 | 0 | 0 | 0 | 0 | 0 | 0 | 0 | 0 | 25 | 0 | 0 | 1 | 0 | 0 | 0 | 0 | 0 | 0 | 0 | 0 | 0 | 0 | 0 | 0 | 0 | 0 | 0 | 0 | 0 | 0 |  | 1 | 1 | 1 | 1 | 1 | 1 | 1 | 1 | 1 | 0
SDGE | Otay Mesa | 230 | 0 | 0 | 0 | 0 | 0 | 0 | 0 | 0 | 0 | 0 | 0 | 0 | 0 | 0 | 0 | 0 | 0 | 0 | 0 | 0 |  | 0 | 0 | 0 | 0 | 0 | 0 | 0 | 0 | 0 | 0 | 0 | 0 | 0 | 0 | 0 | 0 | 0 | 0 | 0 | 0 | 0 | 0 | 0 | 0 | 0 | 0 | 0 | 0 | 0 | 0 | 0 | 0 | 0 | 0 | 0 | 0 |  | 0 | 0 | 0 | 0 | 0 | 0 | 0 | 0 | 0 | 0 | 0 | 0 | 0 | 0 | 312.96 | 0 | 0 | 1 | 0 | 0 | 0 | 0 | 0 | 0 | 0 | 0 | 0 | 0 | 0 | 0 | 0 | 0 | -2 | 0 | 0 | 1 |  | 0 | 0 | 0 | 0 | 0 | 0 | 0 | 0 | 0 | 0 | 0 | 0 | 0 | 0 | 312.96 | 0 | 0 | 1 | 0 | 0 | 0 | 0 | 0 | 0 | 0 | 0 | 0 | 0 | 0 | 0 | 0 | 0 | -2 | 0 | 0 | 1 |  | 0 | 0 | 0 | 0 | 0 | 0 | 0 | 0 | 0 | 0 | 0 | 0 | 0 | 0 | 2042.21 | 0 | 0 | 1 | 0 | 0 | 0 | 0 | 0 | 0 | 0 | 0 | 0 | 0 | 0 | 0 | 0 | 0 | -2 | 0 | 0 | 1 |  | 1 | 1 | 1 | 1 | 1 | 1 | 1 | 4+ | 1 | 1
PG&E FRESNO | Padre Flats SW STA | 230 | 0 | 0 | 0 | 0 | 0 | 0 | 0 | 0 | 0 | 0 | 0 | 0 | 0 | 0 | 0 | 0 | 0 | 0 | 0 | 0 |  | 0 | 0 | 0 | 0 | 0 | 0 | 0 | 0 | 0 | 0 | 0 | 0 | 0 | 0 | 0 | 0 | 0 | 0 | 0 | 0 | 0 | 0 | 0 | 0 | 0 | 0 | 0 | 0 | 0 | 0 | 0 | 0 | 0 | 0 | 0 | 0 |  | 0 | 0 | 0 | 0 | 0 | 0 | 0 | 0 | 0 | 0 | 0 | 0 | 0 | 0 | 0 | 0 | 0 | 0 | 0 | 0 | 0 | 0 | 0 | 0 | 0 | 0 | 0 | 0 | 0 | 0 | 0 | 0 | 0 | 0 | 0 | 0 |  | 0 | 0 | 0 | 0 | 0 | 0 | 0 | 0 | 0 | 0 | 0 | 0 | 0 | 0 | 0 | 0 | 0 | 0 | 0 | 0 | 0 | 0 | 0 | 0 | 0 | 0 | 0 | 0 | 0 | 0 | 0 | 0 | 0 | 0 | 0 | 0 |  | 0 | 0 | 0 | 0 | 0 | 0 | 0 | 0 | 0 | 0 | 0 | 0 | 0 | 0 | 0 | 0 | 0 | 0 | 0 | 0 | 0 | 0 | 0 | 0 | 0 | 0 | 0 | 0 | 0 | 0 | 0 | 0 | 0 | 0 | 0 | 0 |  | 1 | 1 | 1 | 1 | 1 | 1 | 1 | 1 | 1 | 0
EOP | Pahrump | 138 | 0 | 0 | 0 | 0 | 0 | 0 | 0 | 0 | 0 | 0 | 0 | 0 | 0 | 0 | 0 | 0 | 0 | 0 | 0 | 0 |  | 0 | 0 | 0 | 0 | 0 | 0 | 0 | 0 | 0 | 0 | 0 | 0 | 0 | 0 | 0 | 0 | 0 | 0 | 0 | 0 | 0 | 0 | 0 | 0 | 0 | 0 | 0 | 0 | 0 | 0 | 0 | 0 | 0 | 0 | 0 | 0 |  | 0 | 0 | 0 | 0 | 0 | 0 | 0 | 0 | 0 | 0 | 0 | 0 | 0 | 0 | 0 | 0 | 0 | 0 | 0 | 0 | 0 | 0 | 0 | 0 | 0 | 0 | 0 | 0 | 0 | 0 | 0 | 0 | 0 | 0 | 0 | 0 |  | 0 | 0 | 0 | 0 | 0 | 0 | 0 | 0 | 0 | 0 | 0 | 0 | 0 | 0 | 0 | 0 | 0 | 0 | 0 | 0 | 0 | 0 | 0 | 0 | 0 | 0 | 0 | 0 | 0 | 0 | 0 | 0 | 0 | 0 | 0 | 0 |  | 0 | 0 | 0 | 0 | 0 | 0 | 0 | 0 | 0 | 0 | 0 | 0 | 0 | 0 | 0 | 0 | 0 | 0 | 0 | 0 | 0 | 0 | 0 | 0 | 0 | 0 | 0 | 0 | 0 | 0 | 0 | 0 | 0 | 0 | 0 | 0 |  | 1 | 1 | 1 | 1 | 1 | 1 | 1 | 1 | 1 | 0
EOP | Pahrump | 230 | 0 | 0 | 0 | 0 | 0 | 0 | 0 | 0 | 0 | 0 | 0 | 0 | 0 | 0 | 0 | 0 | 0 | 0 | 0 | 0 |  | 0 | 0 | 0 | 0 | 0 | 0 | 0 | 0 | 0 | 0 | 0 | 0 | 0 | 0 | 0 | 0 | 0 | 0 | 0 | 0 | 0 | 0 | 0 | 0 | 0 | 0 | 0 | 0 | 0 | 0 | 0 | 0 | 0 | 0 | 0 | 0 |  | 0 | 0 | 0 | 0 | 0 | 0 | 0 | 0 | 0 | 0 | 0 | 0 | 0 | 0 | 0 | 0 | 0 | 0 | 0 | 0 | 0 | 0 | 0 | 0 | 0 | 0 | 0 | 0 | 0 | 0 | 0 | 0 | 0 | 0 | 0 | 0 |  | 0 | 0 | 0 | 0 | 0 | 0 | 0 | 0 | 0 | 0 | 0 | 0 | 0 | 0 | 0 | 0 | 0 | 0 | 0 | 0 | 0 | 0 | 0 | 0 | 0 | 0 | 0 | 0 | 0 | 0 | 0 | 0 | 0 | 0 | 0 | 0 |  | 0 | 0 | 0 | 0 | 0 | 0 | 0 | 0 | 0 | 0 | 0 | 0 | 0 | 0 | 500 | 0 | 0 | 1 | 0 | 0 | 0 | 0 | 0 | 0 | 0 | 0 | 0 | 0 | 0 | 0 | 0 | 0 | -1 | 0 | 0 | 1 |  | 1 | 1 | 1 | 1 | 1 | 1 | 1 | 1 | 1 | 0
SDGE | Pala | 69 | 0 | 0 | 0 | 0 | 0 | 0 | 0 | 0 | 0 | 0 | 0 | 0 | 0 | 0 | 0 | 0 | 0 | 0 | 0 | 0 |  | 0 | 0 | 0 | 0 | 0 | 0 | 0 | 0 | 0 | 0 | 0 | 0 | 0 | 0 | 0 | 0 | 0 | 0 | 0 | 0 | 0 | 0 | 0 | 0 | 0 | 0 | 0 | 0 | 0 | 0 | 0 | 0 | 0 | 0 | 0 | 0 |  | 0 | 0 | 0 | 0 | 0 | 0 | 0 | 0 | 0 | 0 | 0 | 0 | 0 | 0 | 0 | 0 | 0 | 0 | 0 | 0 | 0 | 0 | 0 | 0 | 0 | 0 | 0 | 0 | 0 | 0 | 0 | 0 | 0 | 0 | 0 | 0 |  | 0 | 0 | 0 | 0 | 0 | 0 | 0 | 0 | 0 | 0 | 0 | 0 | 0 | 0 | 0 | 0 | 0 | 0 | 0 | 0 | 0 | 0 | 0 | 0 | 0 | 0 | 0 | 0 | 0 | 0 | 0 | 0 | 0 | 0 | 0 | 0 |  | 0 | 0 | 0 | 0 | 0 | 0 | 0 | 0 | 0 | 0 | 0 | 0 | 0 | 0 | 0 | 0 | 0 | 0 | 0 | 0 | 0 | 0 | 0 | 0 | 0 | 0 | 0 | 0 | 0 | 0 | 0 | 0 | 0 | 0 | 0 | 0 |  | 1 | 1 | 1 | 1 | 1 | 1 | 1 | 1 | 1 | 0
PG&E NGBA | Palermo | 115 | 0 | 0 | 0 | 0 | 0 | 0 | 0 | 0 | 0 | 0 | 0 | 0 | 0 | 0 | 0 | 0 | 0 | 0 | 0 | 0 |  | 0 | 0 | 0 | 0 | 0 | 0 | 0 | 0 | 0 | 0 | 0 | 0 | 0 | 0 | 0 | 0 | 0 | 0 | 0 | 0 | 0 | 0 | 0 | 0 | 0 | 0 | 0 | 0 | 0 | 0 | 0 | 0 | 0 | 0 | 0 | 0 |  | 0 | 0 | 0 | 0 | 0 | 0 | 0 | 0 | 0 | 0 | 0 | 0 | 0 | 0 | 0 | 0 | 0 | 0 | 0 | 0 | 0 | 0 | 0 | 0 | 0 | 0 | 0 | 0 | 0 | 0 | 0 | 0 | 0 | 0 | 0 | 0 |  | 0 | 0 | 0 | 0 | 0 | 0 | 0 | 0 | 0 | 0 | 0 | 0 | 0 | 0 | 213.55 | 0 | 0 | 1 | 0 | 0 | 0 | 0 | 0 | 0 | 0 | 0 | 0 | 0 | 0 | 0 | 0 | 0 | -2 | 0 | 0 | 1 |  | 0 | 0 | 0 | 0 | 0 | 0 | 0 | 0 | 0 | 0 | 0 | 0 | 0 | 0 | 413.55 | 0 | 0 | 1 | 0 | 0 | 0 | 0 | 0 | 0 | 0 | 0 | 0 | 0 | 0 | 0 | 0 | 0 | -1 | 0 | 0 | 1 |  | 1 | 1 | 1 | 1 | 1 | 1 | 1 | 2+ | 1 | 1
PG&E NGBA | Palermo | 230 | 0 | 0 | 0 | 0 | 0 | 0 | 0 | 0 | 0 | 0 | 0 | 0 | 0 | 0 | 0 | 0 | 0 | 0 | 0 | 0 |  | 0 | 0 | 0 | 0 | 0 | 0 | 0 | 0 | 0 | 0 | 0 | 0 | 0 | 0 | 0 | 0 | 0 | 0 | 0 | 0 | 0 | 0 | 0 | 0 | 0 | 0 | 0 | 0 | 0 | 0 | 0 | 0 | 0 | 0 | 0 | 0 |  | 0 | 0 | 0 | 0 | 0 | 0 | 0 | 0 | 0 | 0 | 0 | 0 | 0 | 0 | 0 | 0 | 0 | 0 | 0 | 0 | 0 | 0 | 0 | 0 | 0 | 0 | 0 | 0 | 0 | 0 | 0 | 0 | 0 | 0 | 0 | 0 |  | 0 | 0 | 0 | 0 | 0 | 0 | 0 | 0 | 0 | 0 | 0 | 0 | 0 | 0 | 0 | 0 | 0 | 0 | 0 | 0 | 0 | 0 | 0 | 0 | 0 | 0 | 0 | 0 | 0 | 0 | 0 | 0 | 0 | 0 | 0 | 0 |  | 0 | 0 | 0 | 0 | 0 | 0 | 0 | 0 | 0 | 0 | 0 | 0 | 0 | 0 | 0 | 0 | 0 | 0 | 0 | 0 | 0 | 0 | 0 | 0 | 0 | 0 | 0 | 0 | 0 | 0 | 0 | 0 | 0 | 0 | 0 | 0 |  | 1 | 1 | 1 | 1 | 1 | 1 | 1 | 1 | 1 | 0
SCE Eastern | Palo Verde | 500 | 0 | 0 | 0 | 0 | 0 | 1309 | 0 | 1309 | 0 | 0 | 0 | 0 | 0 | 0 | 0 | 0 | 0 | 0 | 0 | 1 |  | 0 | 0 | 0 | 0 | 0 | 0 | 0 | 0 | 0 | 0 | 0 | 0 | 0 | 0 | 0 | 0 | 0 | 0 | 0 | 0 | 0 | 0 | 0 | 0 | 2 | 2 | 0 | 0 | 0 | 0 | 0 | 0 | 0 | 0 | 0 | 1 |  | 0 | 0 | 0 | 0 | 0 | 0 | 0 | 0 | 0 | 0 | 0 | 0 | 0 | 0 | 0 | 0 | 0 | 0 | 0 | 0 | 0 | 0 | 0 | 0 | 2 | 2 | 0 | 0 | 0 | 0 | 0 | 0 | 0 | 0 | 0 | 1 |  | 0 | 0 | 0 | 0 | 0 | 0 | 0 | 0 | 0 | 0 | 0 | 0 | 0 | 0 | 0 | 0 | 0 | 0 | 0 | 0 | 0 | 0 | 0 | 0 | 2 | 2 | 0 | 0 | 0 | 0 | 0 | 0 | 0 | 0 | 0 | 1 |  | 0 | 0 | 0 | 0 | 0 | 0 | 0 | 0 | 0 | 0 | 0 | 0 | 0 | 0 | 0 | 0 | 0 | 0 | 0 | 0 | 0 | 0 | 0 | 0 | 2 | 2 | 0 | 0 | 0 | 0 | 0 | 0 | 0 | 0 | 0 | 1 |  | 1 | 1 | 1 | 5- | 1 | 1 | 1 | 1 | 1 | 1
SDGE | Palomar Energy | 230 | 0 | 0 | 0 | 0 | 0 | 0 | 0 | 0 | 0 | 0 | 0 | 0 | 0 | 0 | 0 | 0 | 0 | 0 | 0 | 0 |  | 0 | 0 | 0 | 0 | 0 | 0 | 0 | 0 | 0 | 0 | 0 | 0 | 0 | 0 | 0 | 0 | 0 | 0 | 0 | 0 | 0 | 0 | 0 | 0 | 0 | 0 | 0 | 0 | 0 | 0 | 0 | 0 | 0 | 0 | 0 | 0 |  | 0 | 0 | 0 | 0 | 0 | 0 | 0 | 0 | 0 | 0 | 0 | 0 | 0 | 0 | 0 | 0 | 0 | 0 | 0 | 0 | 0 | 0 | 0 | 0 | 0 | 0 | 0 | 0 | 0 | 0 | 0 | 0 | 0 | 0 | 0 | 0 |  | 0 | 0 | 0 | 0 | 0 | 0 | 0 | 0 | 0 | 0 | 0 | 0 | 0 | 0 | 0 | 0 | 0 | 0 | 0 | 0 | 0 | 0 | 0 | 0 | 0 | 0 | 0 | 0 | 0 | 0 | 0 | 0 | 0 | 0 | 0 | 0 |  | 0 | 0 | 0 | 0 | 0 | 0 | 0 | 0 | 0 | 0 | 0 | 0 | 0 | 0 | 0 | 0 | 0 | 0 | 0 | 0 | 0 | 0 | 0 | 0 | 0 | 0 | 0 | 0 | 0 | 0 | 0 | 0 | 0 | 0 | 0 | 0 |  | 1 | 1 | 1 | 1 | 1 | 1 | 1 | 1 | 1 | 0
PG&E KERN | Panama | 70 | 0 | 0 | 0 | 0 | 0 | 0 | 0 | 0 | 0 | 0 | 0 | 0 | 0 | 0 | 0 | 0 | 0 | 0 | 0 | 0 |  | 0 | 0 | 0 | 0 | 0 | 0 | 0 | 0 | 0 | 0 | 0 | 0 | 0 | 0 | 0 | 0 | 0 | 0 | 0 | 0 | 0 | 0 | 0 | 0 | 0 | 0 | 0 | 0 | 0 | 0 | 0 | 0 | 0 | 0 | 0 | 0 |  | 0 | 0 | 0 | 0 | 0 | 0 | 0 | 0 | 0 | 0 | 0 | 0 | 0 | 0 | 0 | 0 | 0 | 0 | 0 | 0 | 0 | 0 | 0 | 0 | 0 | 0 | 0 | 0 | 0 | 0 | 0 | 0 | 0 | 0 | 0 | 0 |  | 0 | 0 | 0 | 0 | 0 | 0 | 0 | 0 | 0 | 0 | 0 | 0 | 0 | 0 | 0 | 0 | 0 | 0 | 0 | 0 | 0 | 0 | 0 | 0 | 0 | 0 | 0 | 0 | 0 | 0 | 0 | 0 | 0 | 0 | 0 | 0 |  | 0 | 0 | 0 | 0 | 0 | 0 | 0 | 0 | 0 | 0 | 0 | 0 | 0 | 0 | 0 | 0 | 0 | 0 | 0 | 0 | 0 | 0 | 0 | 0 | 0 | 0 | 0 | 0 | 0 | 0 | 0 | 0 | 0 | 0 | 0 | 0 |  | 1 | 1 | 1 | 1 | 1 | 1 | 1 | 1 | 1 | 0
PG&E FRESNO | Panoche | 115 | 0 | 0 | 0 | 0 | 0 | 0 | 0 | 0 | 0 | 0 | 0 | 1.75 | 0 | 0 | 0 | 0 | 0 | 0 | 0 | 1 |  | 0 | 0 | 0 | 0 | 0 | 0 | 0 | 0 | 0 | 0 | 0 | 0 | 0 | 0 | 0 | 0 | 0 | 0 | 0 | 0 | 0 | 0 | 0 | 0 | 0 | 0 | 0 | 0 | 2 | 0 | 0 | 0 | 0 | 0 | 0 | 1 |  | 0 | 0 | 0 | 0 | 0 | 0 | 0 | 0 | 0 | 0 | 1.75 | 0 | 0 | 119.9 | 119.9 | 0 | 0 | 1 | 0 | 0 | 0 | 0 | 0 | 0 | 0 | 0 | 0 | 0 | 0 | 0 | 0 | -2 | -2 | 0 | 0 | 1 |  | 0 | 0 | 0 | 0 | 0 | 0 | 0 | 0 | 0 | 0 | 1.75 | 0 | 0 | 119.9 | 124.9 | 0 | 0 | 1 | 0 | 0 | 0 | 0 | 0 | 0 | 0 | 0 | 0 | 0 | 0 | 0 | 0 | -2 | -2 | 0 | 0 | 1 |  | 0 | 0 | 0 | 0 | 0 | 0 | 0 | 0 | 0 | 0 | 1.75 | 0 | 0 | 119.9 | 324.9 | 0 | 0 | 1 | 0 | 0 | 0 | 0 | 0 | 0 | 0 | 0 | 0 | 0 | 0 | 0 | 0 | -2 | -2 | 0 | 0 | 1 |  | 1 | 1 | 1 | 1 | 1 | 1 | 1 | 4+ | 1 | 1
PG&E FRESNO | Panoche | 230 | 0 | 0 | 0 | 0 | 0 | 0 | 0 | 0 | 0 | 0 | 0 | 0 | 0 | 0 | 0 | 0 | 0 | 0 | 0 | 0 |  | 0 | 0 | 0 | 0 | 0 | 0 | 0 | 0 | 0 | 0 | 0 | 0 | 0 | 0 | 0 | 0 | 0 | 0 | 0 | 0 | 0 | 0 | 0 | 0 | 0 | 0 | 0 | 0 | 0 | 0 | 0 | 0 | 0 | 0 | 0 | 0 |  | 0 | 0 | 0 | 0 | 0 | 0 | 0 | 0 | 0 | 0 | 0 | 0 | 0 | 0 | 0 | 0 | 0 | 0 | 0 | 0 | 0 | 0 | 0 | 0 | 0 | 0 | 0 | 0 | 0 | 0 | 0 | 0 | 0 | 0 | 0 | 0 |  | 0 | 0 | 0 | 0 | 0 | 0 | 0 | 0 | 0 | 0 | 0 | 0 | 0 | 0 | 0 | 0 | 0 | 0 | 0 | 0 | 0 | 0 | 0 | 0 | 0 | 0 | 0 | 0 | 0 | 0 | 0 | 0 | 0 | 0 | 0 | 0 |  | 0 | 0 | 0 | 0 | 0 | 0 | 0 | 0 | 0 | 0 | 0 | 0 | 1900 | 0 | 2570 | 0 | 0 | 1 | 0 | 0 | 0 | 0 | 0 | 0 | 0 | 0 | 0 | 0 | 0 | 0 | -2 | 0 | -2 | 0 | 0 | 1 |  | 1 | 1 | 1 | 1 | 1 | 1 | 1+ | 1+ | 1 | 1
SCE Northern | Pardee | 230 | 0 | 0 | 0 | 0 | 0 | 0 | 0 | 0 | 0 | 0 | 0 | 0 | 0 | 0 | 0 | 0 | 0 | 0 | 0 | 0 |  | 0 | 0 | 0 | 0 | 0 | 0 | 0 | 0 | 0 | 0 | 0 | 0 | 0 | 0 | 0 | 0 | 0 | 0 | 0 | 0 | 0 | 0 | 0 | 0 | 0 | 0 | 0 | 0 | 0 | 0 | 0 | 0 | 0 | 0 | 0 | 0 |  | 0 | 0 | 0 | 0 | 0 | 0 | 0 | 0 | 0 | 0 | 0 | 0 | 0 | 0 | 0 | 0 | 0 | 0 | 0 | 0 | 0 | 0 | 0 | 0 | 0 | 0 | 0 | 0 | 0 | 0 | 0 | 0 | 0 | 0 | 0 | 0 |  | 0 | 0 | 0 | 0 | 0 | 0 | 0 | 0 | 0 | 0 | 0 | 0 | 0 | 0 | 0 | 0 | 0 | 0 | 0 | 0 | 0 | 0 | 0 | 0 | 0 | 0 | 0 | 0 | 0 | 0 | 0 | 0 | 0 | 0 | 0 | 0 |  | 0 | 0 | 0 | 0 | 0 | 0 | 0 | 0 | 0 | 0 | 0 | 0 | 0 | 0 | 0 | 0 | 0 | 0 | 0 | 0 | 0 | 0 | 0 | 0 | 0 | 0 | 0 | 0 | 0 | 0 | 0 | 0 | 0 | 0 | 0 | 0 |  | 1 | 1 | 1 | 1 | 1 | 1 | 1 | 1 | 1 | 0
PG&E NGBA | Parkway | 230 | 0 | 3.8 | 0 | 0 | 0 | 0 | 0 | 0 | 0 | 0 | 0 | 0 | 0 | 0 | 0 | 0 | 0 | 0 | 0 | 1 |  | 0 | 0 | 0 | 0 | 0 | 0 | 0 | 0 | 0 | 0 | 0 | 0 | 0 | 0 | 0 | 0 | 0 | 0 | 0 | 0 | 2 | 2 | 0 | 0 | 0 | 0 | 0 | 0 | 0 | 0 | 0 | 0 | 0 | 0 | 0 | 1 |  | 0 | 0 | 0 | 0 | 0 | 0 | 0 | 0 | 0 | 0 | 0 | 0 | 0 | 0 | 0 | 0 | 0 | 0 | 0 | 0 | 2 | 2 | 0 | 0 | 0 | 0 | 0 | 0 | 0 | 0 | 0 | 0 | 0 | 0 | 0 | 1 |  | 0 | 0 | 0 | 0 | 0 | 0 | 0 | 0 | 0 | 0 | 0 | 0 | 0 | 0 | 0 | 0 | 0 | 0 | 0 | 0 | 2 | 2 | 0 | 0 | 0 | 0 | 0 | 0 | 0 | 0 | 0 | 0 | 0 | 0 | 0 | 1 |  | 0 | 0 | 0 | 3.88 | 0 | 0 | 0 | 0 | 0 | 0 | 0 | 0 | 0 | 0 | 0 | 0 | 0 | 1 | 0 | 0 | 2 | 0 | 0 | 0 | 0 | 0 | 0 | 0 | 0 | 0 | 0 | 0 | 0 | 0 | 0 | 1 |  | 1 | 3- | 1 | 1 | 1 | 1 | 1 | 1 | 1 | 1
SCE Northern | Pastoria | 230 | 0 | 0 | 0 | 0 | 0 | 0 | 0 | 0 | 0 | 0 | 0 | 0 | 0 | 0 | 0 | 0 | 0 | 0 | 0 | 0 |  | 0 | 0 | 0 | 0 | 0 | 0 | 0 | 0 | 0 | 0 | 0 | 0 | 1.875 | 0 | 0 | 0 | 0 | 1 | 0 | 0 | 0 | 0 | 0 | 0 | 0 | 0 | 0 | 0 | 0 | 0 | -2 | 0 | 0 | 0 | 0 | 1 |  | 0 | 0 | 0 | 0 | 0 | 0 | 0 | 0 | 0 | 0 | 0 | 0 | 1.875 | 0 | 0 | 0 | 0 | 1 | 0 | 0 | 0 | 0 | 0 | 0 | 0 | 0 | 0 | 0 | 0 | 0 | 0 | 0 | 0 | 0 | 0 | 0 |  | 0 | 0 | 0 | 0 | 0 | 0 | 0 | 0 | 0 | 0 | 0 | 0 | 1.875 | 0 | 0 | 0 | 0 | 1 | 0 | 0 | 0 | 0 | 0 | 0 | 0 | 0 | 0 | 0 | 0 | 0 | 0 | 0 | 0 | 0 | 0 | 0 |  | 0 | 0 | 0 | 0 | 0 | 0 | 0 | 0 | 0 | 0 | 0 | 0 | 1051.875 | 0 | 1670 | 0 | 0 | 1 | 0 | 0 | 0 | 0 | 0 | 0 | 0 | 0 | 0 | 0 | 0 | 0 | -2 | 0 | -2 | 0 | 0 | 1 |  | 1 | 1 | 1 | 1 | 1 | 1 | 1+ | 1+ | 1 | 1
SCE Metro | Pauda | 230 | 0 | 0 | 0 | 0 | 0 | 0 | 0 | 0 | 0 | 0 | 0 | 0 | 0 | 0 | 0 | 0 | 0 | 0 | 0 | 0 |  | 0 | 0 | 0 | 0 | 0 | 0 | 0 | 0 | 0 | 0 | 0 | 0 | 0 | 0 | 0 | 0 | 0 | 0 | 0 | 0 | 0 | 0 | 0 | 0 | 0 | 0 | 0 | 0 | 0 | 0 | 0 | 0 | 0 | 0 | 0 | 0 |  | 0 | 0 | 0 | 0 | 0 | 0 | 0 | 0 | 0 | 0 | 0 | 0 | 0 | 0 | 0 | 0 | 0 | 0 | 0 | 0 | 0 | 0 | 0 | 0 | 0 | 0 | 0 | 0 | 0 | 0 | 0 | 0 | 0 | 0 | 0 | 0 |  | 0 | 0 | 0 | 0 | 0 | 0 | 0 | 0 | 0 | 0 | 0 | 0 | 0 | 0 | 0 | 0 | 0 | 0 | 0 | 0 | 0 | 0 | 0 | 0 | 0 | 0 | 0 | 0 | 0 | 0 | 0 | 0 | 0 | 0 | 0 | 0 |  | 0 | 0 | 0 | 0 | 0 | 0 | 0 | 0 | 0 | 0 | 0 | 0 | 0 | 110 | 210 | 0 | 0 | 1 | 0 | 0 | 0 | 0 | 0 | 0 | 0 | 0 | 0 | 0 | 0 | 0 | 0 | -2 | -2 | 0 | 0 | 1 |  | 1 | 1 | 1 | 1 | 1 | 1 | 1 | 1+ | 1 | 1
PG&E GBA | Paul Sweet | 115 | 0 | 0 | 0 | 0 | 0 | 0 | 0 | 0 | 0 | 0 | 0 | 0 | 0 | 0 | 0 | 0 | 0 | 0 | 0 | 0 |  | 0 | 0 | 0 | 0 | 0 | 0 | 0 | 0 | 0 | 0 | 0 | 0 | 0 | 0 | 0 | 0 | 0 | 0 | 0 | 0 | 0 | 0 | 0 | 0 | 0 | 0 | 0 | 0 | 0 | 0 | 0 | 0 | 0 | 0 | 0 | 0 |  | 0 | 0 | 0 | 0 | 0 | 0 | 0 | 0 | 0 | 0 | 3.5543 | 0 | 0 | 0 | 3.5543 | 0 | 0 | 1 | 0 | 0 | 0 | 0 | 0 | 0 | 0 | 0 | 0 | 0 | -2 | 0 | 0 | 0 | -2 | 0 | 0 | 1 |  | 0 | 0 | 0 | 0 | 0 | 0 | 0 | 0 | 0 | 0 | 3.5543 | 0 | 0 | 0 | 3.5543 | 0 | 0 | 1 | 0 | 0 | 0 | 0 | 0 | 0 | 0 | 0 | 0 | 0 | -2 | 0 | 0 | 0 | -2 | 0 | 0 | 1 |  | 0 | 0 | 0 | 0 | 0 | 0 | 0 | 0 | 0 | 0 | 3.5543 | 0 | 0 | 0 | 3.5543 | 0 | 0 | 1 | 0 | 0 | 0 | 0 | 0 | 0 | 0 | 0 | 0 | 0 | -2 | 0 | 0 | 0 | 0 | 0 | 0 | 1 |  | 1 | 1 | 1 | 1 | 1 | 4+ | 1 | 4+ | 1 | 1
PG&E NGBA | Peabody | 230 | 0 | 0 | 0 | 0 | 0 | 0 | 0 | 0 | 0 | 0 | 0 | 8 | 0 | 0 | 0 | 0 | 0 | 0 | 0 | 1 |  | 0 | 0 | 0 | 0 | 0 | 0 | 0 | 0 | 0 | 0 | 0 | 0 | 0 | 0 | 0 | 0 | 0 | 0 | 0 | 0 | 0 | 0 | 0 | 0 | 0 | 0 | 0 | 0 | 2 | 0 | 0 | 0 | 0 | 0 | 0 | 1 |  | 0 | 0 | 0 | 0 | 0 | 0 | 0 | 0 | 0 | 0 | 9.0298 | 0 | 0 | 0 | 4.2574 | 0 | 0 | 1 | 0 | 0 | 0 | 0 | 0 | 0 | 0 | 0 | 0 | 0 | -1 | 0 | 0 | 0 | -2 | 0 | 0 | 1 |  | 0 | 0 | 0 | 0 | 0 | 0 | 0 | 0 | 0 | 0 | 9.0298 | 0 | 0 | 0 | 4.2574 | 0 | 0 | 1 | 0 | 0 | 0 | 0 | 0 | 0 | 0 | 0 | 0 | 0 | -1 | 0 | 0 | 0 | -2 | 0 | 0 | 1 |  | 0 | 0 | 0 | 0 | 0 | 0 | 0 | 0 | 0 | 0 | 11.2048 | 0 | 400 | 0 | 604.2574 | 0 | 0 | 1 | 0 | 0 | 0 | 0 | 0 | 0 | 0 | 0 | 0 | 0 | -1 | 0 | -2 | 0 | -2 | 0 | 0 | 1 |  | 1 | 1 | 1 | 1 | 1 | 3+ | 1+ | 4+ | 1 | 1
PG&E NGBA | Pease | 115 | 0 | 0 | 0 | 0 | 0 | 0 | 0 | 0 | 0 | 0 | 0 | 0 | 0 | 0 | 0 | 0 | 0 | 0 | 0 | 0 |  | 0 | 0 | 0 | 0 | 0 | 0 | 0 | 0 | 0 | 0 | 0 | 0 | 0 | 0 | 0 | 0 | 0 | 0 | 0 | 0 | 0 | 0 | 0 | 0 | 0 | 0 | 0 | 0 | 0 | 0 | 0 | 0 | 0 | 0 | 0 | 0 |  | 0 | 0 | 0 | 0 | 0 | 0 | 0 | 0 | 0 | 0 | 0 | 0 | 0 | 0 | 0 | 0 | 0 | 0 | 0 | 0 | 0 | 0 | 0 | 0 | 0 | 0 | 0 | 0 | 0 | 0 | 0 | 0 | 0 | 0 | 0 | 0 |  | 0 | 0 | 0 | 0 | 0 | 0 | 0 | 0 | 0 | 0 | 0 | 0 | 0 | 0 | 0 | 0 | 0 | 0 | 0 | 0 | 0 | 0 | 0 | 0 | 0 | 0 | 0 | 0 | 0 | 0 | 0 | 0 | 0 | 0 | 0 | 0 |  | 0 | 0 | 0 | 0 | 0 | 0 | 0 | 0 | 0 | 0 | 0 | 0 | 0 | 0 | 0 | 0 | 0 | 0 | 0 | 0 | 0 | 0 | 0 | 0 | 0 | 0 | 0 | 0 | 0 | 0 | 0 | 0 | 0 | 0 | 0 | 0 |  | 1 | 1 | 1 | 1 | 1 | 1 | 1 | 1 | 1 | 0
PG&E NGBA | Pease | 60 | 0 | 0 | 0 | 0 | 0 | 0 | 0 | 0 | 0 | 0 | 0 | 3 | 0 | 0 | 0 | 0 | 0 | 0 | 0 | 1 |  | 0 | 0 | 0 | 0 | 0 | 0 | 0 | 0 | 0 | 0 | 0 | 0 | 0 | 0 | 0 | 0 | 0 | 0 | 0 | 0 | 0 | 0 | 0 | 0 | 0 | 0 | 0 | 0 | 2 | 0 | 0 | 0 | 0 | 0 | 0 | 1 |  | 0 | 0 | 0 | 0 | 0 | 0 | 0 | 0 | 0 | 0 | 3.2 | 0 | 0 | 0 | 0 | 0 | 0 | 1 | 0 | 0 | 0 | 0 | 0 | 0 | 0 | 0 | 0 | 0 | 0 | 0 | 0 | 0 | 0 | 0 | 0 | 0 |  | 0 | 0 | 0 | 0 | 0 | 0 | 0 | 0 | 0 | 0 | 3.2 | 0 | 0 | 0 | 50.5 | 0 | 0 | 1 | 0 | 0 | 0 | 0 | 0 | 0 | 0 | 0 | 0 | 0 | 0 | 0 | 0 | 0 | -2 | 0 | 0 | 1 |  | 0 | 0 | 0 | 0 | 0 | 0 | 0 | 0 | 0 | 0 | 3.2 | 0 | 0 | 0 | 50.5 | 0 | 0 | 1 | 0 | 0 | 0 | 0 | 0 | 0 | 0 | 0 | 0 | 0 | 0 | 0 | 0 | 0 | 0 | 0 | 0 | 0 |  | 1 | 1 | 1 | 1 | 1 | 1 | 1 | 2+ | 1 | 1
SDGE | Penasquitos | 138 | 0 | 0 | 0 | 0 | 0 | 0 | 0 | 0 | 0 | 0 | 0 | 0 | 0 | 0 | 0 | 0 | 0 | 0 | 0 | 0 |  | 0 | 0 | 0 | 0 | 0 | 0 | 0 | 0 | 0 | 0 | 0 | 0 | 0 | 0 | 0 | 0 | 0 | 0 | 0 | 0 | 0 | 0 | 0 | 0 | 0 | 0 | 0 | 0 | 0 | 0 | 0 | 0 | 0 | 0 | 0 | 0 |  | 0 | 0 | 0 | 0 | 0 | 0 | 0 | 0 | 0 | 0 | 0 | 0 | 0 | 0 | 0 | 0 | 0 | 0 | 0 | 0 | 0 | 0 | 0 | 0 | 0 | 0 | 0 | 0 | 0 | 0 | 0 | 0 | 0 | 0 | 0 | 0 |  | 0 | 0 | 0 | 0 | 0 | 0 | 0 | 0 | 0 | 0 | 0 | 0 | 0 | 0 | 0 | 0 | 0 | 0 | 0 | 0 | 0 | 0 | 0 | 0 | 0 | 0 | 0 | 0 | 0 | 0 | 0 | 0 | 0 | 0 | 0 | 0 |  | 0 | 0 | 0 | 0 | 0 | 0 | 0 | 0 | 0 | 0 | 0 | 0 | 0 | 0 | 0 | 0 | 0 | 0 | 0 | 0 | 0 | 0 | 0 | 0 | 0 | 0 | 0 | 0 | 0 | 0 | 0 | 0 | 0 | 0 | 0 | 0 |  | 1 | 1 | 1 | 1 | 1 | 1 | 1 | 1 | 1 | 0
SDGE | Penasquitos | 230 | 0 | 0 | 0 | 0 | 0 | 0 | 0 | 0 | 0 | 0 | 0 | 0 | 0 | 0 | 0 | 0 | 0 | 0 | 0 | 0 |  | 0 | 0 | 0 | 0 | 0 | 0 | 0 | 0 | 0 | 0 | 0 | 0 | 0 | 0 | 0 | 0 | 0 | 0 | 0 | 0 | 0 | 0 | 0 | 0 | 0 | 0 | 0 | 0 | 0 | 0 | 0 | 0 | 0 | 0 | 0 | 0 |  | 0 | 0 | 0 | 0 | 0 | 0 | 0 | 0 | 0 | 0 | 0 | 0 | 0 | 0 | 0 | 0 | 0 | 0 | 0 | 0 | 0 | 0 | 0 | 0 | 0 | 0 | 0 | 0 | 0 | 0 | 0 | 0 | 0 | 0 | 0 | 0 |  | 0 | 0 | 0 | 0 | 0 | 0 | 0 | 0 | 0 | 0 | 0 | 0 | 0 | 0 | 0 | 0 | 0 | 0 | 0 | 0 | 0 | 0 | 0 | 0 | 0 | 0 | 0 | 0 | 0 | 0 | 0 | 0 | 0 | 0 | 0 | 0 |  | 0 | 0 | 0 | 0 | 0 | 0 | 0 | 0 | 0 | 0 | 0 | 0 | 0 | 0 | 0 | 0 | 0 | 0 | 0 | 0 | 0 | 0 | 0 | 0 | 0 | 0 | 0 | 0 | 0 | 0 | 0 | 0 | 0 | 0 | 0 | 0 |  | 1 | 1 | 1 | 1 | 1 | 1 | 1 | 1 | 1 | 0
SDGE | Penasquitos | 69 | 0 | 0 | 0 | 0 | 0 | 0 | 0 | 0 | 0 | 0 | 0 | 0 | 0 | 0 | 0 | 0 | 0 | 0 | 0 | 0 |  | 0 | 0 | 0 | 0 | 0 | 0 | 0 | 0 | 0 | 0 | 0 | 0 | 0 | 0 | 0 | 0 | 0 | 0 | 0 | 0 | 0 | 0 | 0 | 0 | 0 | 0 | 0 | 0 | 0 | 0 | 0 | 0 | 0 | 0 | 0 | 0 |  | 0 | 0 | 0 | 0 | 0 | 0 | 0 | 0 | 0 | 0 | 0 | 0 | 0 | 0 | 0 | 0 | 0 | 0 | 0 | 0 | 0 | 0 | 0 | 0 | 0 | 0 | 0 | 0 | 0 | 0 | 0 | 0 | 0 | 0 | 0 | 0 |  | 0 | 0 | 0 | 0 | 0 | 0 | 0 | 0 | 0 | 0 | 0 | 0 | 0 | 0 | 0 | 0 | 0 | 0 | 0 | 0 | 0 | 0 | 0 | 0 | 0 | 0 | 0 | 0 | 0 | 0 | 0 | 0 | 0 | 0 | 0 | 0 |  | 0 | 0 | 0 | 0 | 0 | 0 | 0 | 0 | 0 | 0 | 0 | 0 | 0 | 0 | 0 | 0 | 0 | 0 | 0 | 0 | 0 | 0 | 0 | 0 | 0 | 0 | 0 | 0 | 0 | 0 | 0 | 0 | 0 | 0 | 0 | 0 |  | 1 | 1 | 1 | 1 | 1 | 1 | 1 | 1 | 1 | 0
SDGE | Pendleton | 69 | 0 | 0 | 0 | 0 | 0 | 0 | 0 | 0 | 0 | 0 | 0 | 0 | 0 | 0 | 0 | 0 | 0 | 0 | 0 | 0 |  | 0 | 0 | 0 | 0 | 0 | 0 | 0 | 0 | 0 | 0 | 0 | 0 | 0 | 0 | 0 | 0 | 0 | 0 | 0 | 0 | 0 | 0 | 0 | 0 | 0 | 0 | 0 | 0 | 0 | 0 | 0 | 0 | 0 | 0 | 0 | 0 |  | 0 | 0 | 0 | 0 | 0 | 0 | 0 | 0 | 0 | 0 | 0 | 0 | 0 | 0 | 0 | 0 | 0 | 0 | 0 | 0 | 0 | 0 | 0 | 0 | 0 | 0 | 0 | 0 | 0 | 0 | 0 | 0 | 0 | 0 | 0 | 0 |  | 0 | 0 | 0 | 0 | 0 | 0 | 0 | 0 | 0 | 0 | 0 | 0 | 0 | 0 | 0 | 0 | 0 | 0 | 0 | 0 | 0 | 0 | 0 | 0 | 0 | 0 | 0 | 0 | 0 | 0 | 0 | 0 | 0 | 0 | 0 | 0 |  | 0 | 0 | 0 | 0 | 0 | 0 | 0 | 0 | 0 | 0 | 0 | 0 | 0 | 0 | 0 | 0 | 0 | 0 | 0 | 0 | 0 | 0 | 0 | 0 | 0 | 0 | 0 | 0 | 0 | 0 | 0 | 0 | 0 | 0 | 0 | 0 |  | 1 | 1 | 1 | 1 | 1 | 1 | 1 | 1 | 1 | 0
PG&E NGBA | Penngrove | 115 | 0 | 0 | 0 | 0 | 0 | 0 | 0 | 0 | 0 | 0 | 0 | 0 | 0 | 0 | 0 | 0 | 0 | 0 | 0 | 0 |  | 0 | 0 | 0 | 0 | 0 | 0 | 0 | 0 | 0 | 0 | 0 | 0 | 0 | 0 | 0 | 0 | 0 | 0 | 0 | 0 | 0 | 0 | 0 | 0 | 0 | 0 | 0 | 0 | 0 | 0 | 0 | 0 | 0 | 0 | 0 | 0 |  | 0 | 0 | 0 | 0 | 0 | 0 | 0 | 0 | 0 | 0 | 6.025 | 0 | 0 | 0 | 6.025 | 0 | 0 | 1 | 0 | 0 | 0 | 0 | 0 | 0 | 0 | 0 | 0 | 0 | -2 | 0 | 0 | 0 | -2 | 0 | 0 | 1 |  | 0 | 0 | 0 | 0 | 0 | 0 | 0 | 0 | 0 | 0 | 6.025 | 0 | 0 | 0 | 6.025 | 0 | 0 | 1 | 0 | 0 | 0 | 0 | 0 | 0 | 0 | 0 | 0 | 0 | -2 | 0 | 0 | 0 | -2 | 0 | 0 | 1 |  | 0 | 0 | 0 | 0 | 0 | 0 | 0 | 0 | 0 | 0 | 6.025 | 0 | 0 | 0 | 6.025 | 0 | 0 | 1 | 0 | 0 | 0 | 0 | 0 | 0 | 0 | 0 | 0 | 0 | -2 | 0 | 0 | 0 | 0 | 0 | 0 | 1 |  | 1 | 1 | 1 | 1 | 1 | 4+ | 1 | 4+ | 1 | 1
PG&E GBA | Peoria | 115 | 0 | 1 | 0 | 0 | 0 | 0 | 0 | 0 | 0 | 0 | 0 | 0 | 0 | 0 | 0 | 0 | 0 | 0 | 0 | 1 |  | 0 | 0 | 0 | 0 | 0 | 0 | 0 | 0 | 0 | 0 | 0 | 0 | 0 | 0 | 0 | 0 | 0 | 0 | 0 | 0 | 2 | 2 | 0 | 0 | 0 | 0 | 0 | 0 | 0 | 0 | 0 | 0 | 0 | 0 | 0 | 1 |  | 0 | 0 | 0 | 0 | 0 | 0 | 0 | 0 | 0 | 0 | 0 | 0 | 0 | 0 | 0 | 0 | 0 | 0 | 0 | 0 | 2 | 2 | 0 | 0 | 0 | 0 | 0 | 0 | 0 | 0 | 0 | 0 | 0 | 0 | 0 | 1 |  | 0 | 0 | 0 | 0 | 0 | 0 | 0 | 0 | 0 | 0 | 0 | 0 | 0 | 0 | 0 | 0 | 0 | 0 | 0 | 0 | 2 | 2 | 0 | 0 | 0 | 0 | 0 | 0 | 0 | 0 | 0 | 0 | 0 | 0 | 0 | 1 |  | 0 | 0 | 0 | 0 | 0 | 0 | 0 | 0 | 0 | 0 | 0 | 0 | 0 | 0 | 0 | 0 | 0 | 0 | 0 | 0 | 2 | 2 | 0 | 0 | 0 | 0 | 0 | 0 | 0 | 0 | 0 | 0 | 0 | 0 | 0 | 1 |  | 1 | 5- | 1 | 1 | 1 | 1 | 1 | 1 | 1 | 1
PG&E GBA | Piercy | 115 | 0 | 0 | 0 | 0 | 0 | 0 | 0 | 0 | 0 | 0 | 0 | 0 | 0 | 0 | 0 | 0 | 0 | 0 | 0 | 0 |  | 0 | 0 | 0 | 0 | 0 | 0 | 0 | 0 | 0 | 0 | 0 | 0 | 0 | 0 | 0 | 0 | 0 | 0 | 0 | 0 | 0 | 0 | 0 | 0 | 0 | 0 | 0 | 0 | 0 | 0 | 0 | 0 | 0 | 0 | 0 | 0 |  | 0 | 0 | 0 | 0 | 0 | 0 | 0 | 0 | 0 | 0 | 0 | 0 | 0 | 0 | 0 | 0 | 0 | 0 | 0 | 0 | 0 | 0 | 0 | 0 | 0 | 0 | 0 | 0 | 0 | 0 | 0 | 0 | 0 | 0 | 0 | 0 |  | 0 | 0 | 0 | 0 | 0 | 0 | 0 | 0 | 0 | 0 | 0 | 0 | 0 | 0 | 0 | 0 | 0 | 0 | 0 | 0 | 0 | 0 | 0 | 0 | 0 | 0 | 0 | 0 | 0 | 0 | 0 | 0 | 0 | 0 | 0 | 0 |  | 0 | 0 | 0 | 0 | 0 | 0 | 0 | 0 | 0 | 0 | 0 | 0 | 0 | 0 | 0 | 0 | 0 | 0 | 0 | 0 | 0 | 0 | 0 | 0 | 0 | 0 | 0 | 0 | 0 | 0 | 0 | 0 | 0 | 0 | 0 | 0 |  | 1 | 1 | 1 | 1 | 1 | 1 | 1 | 1 | 1 | 0
PG&E FRESNO | Pine Flat | 230 | 0 | 0 | 0 | 0 | 0 | 0 | 0 | 0 | 0 | 0 | 0 | 0 | 0 | 0 | 0 | 0 | 0 | 0 | 0 | 0 |  | 0 | 0 | 0 | 0 | 0 | 0 | 0 | 0 | 0 | 0 | 0 | 0 | 0 | 0 | 0 | 0 | 0 | 0 | 0 | 0 | 0 | 0 | 0 | 0 | 0 | 0 | 0 | 0 | 0 | 0 | 0 | 0 | 0 | 0 | 0 | 0 |  | 0 | 0 | 0 | 0 | 0 | 0 | 0 | 0 | 0 | 0 | 0 | 0 | 0 | 0 | 0 | 0 | 0 | 0 | 0 | 0 | 0 | 0 | 0 | 0 | 0 | 0 | 0 | 0 | 0 | 0 | 0 | 0 | 0 | 0 | 0 | 0 |  | 0 | 0 | 0 | 0 | 0 | 0 | 0 | 0 | 0 | 0 | 0 | 0 | 0 | 0 | 0 | 0 | 0 | 0 | 0 | 0 | 0 | 0 | 0 | 0 | 0 | 0 | 0 | 0 | 0 | 0 | 0 | 0 | 0 | 0 | 0 | 0 |  | 0 | 0 | 0 | 0 | 0 | 0 | 0 | 0 | 0 | 0 | 0 | 0 | 0 | 0 | 0 | 0 | 0 | 0 | 0 | 0 | 0 | 0 | 0 | 0 | 0 | 0 | 0 | 0 | 0 | 0 | 0 | 0 | 0 | 0 | 0 | 0 |  | 1 | 1 | 1 | 1 | 1 | 1 | 1 | 1 | 1 | 0
SCE NOL | Pisgah | 230 | 0 | 0 | 0 | 0 | 0 | 0 | 0 | 0 | 0 | 0 | 0 | 0 | 0 | 0 | 0 | 0 | 0 | 0 | 0 | 0 |  | 0 | 0 | 0 | 0 | 0 | 0 | 0 | 0 | 0 | 0 | 0 | 0 | 0 | 0 | 0 | 0 | 0 | 0 | 0 | 0 | 0 | 0 | 0 | 0 | 0 | 0 | 0 | 0 | 0 | 0 | 0 | 0 | 0 | 0 | 0 | 0 |  | 0 | 0 | 0 | 0 | 0 | 0 | 0 | 0 | 0 | 0 | 0 | 0 | 0 | 0 | 0 | 0 | 0 | 0 | 0 | 0 | 0 | 0 | 0 | 0 | 0 | 0 | 0 | 0 | 0 | 0 | 0 | 0 | 0 | 0 | 0 | 0 |  | 0 | 0 | 0 | 0 | 0 | 0 | 0 | 0 | 0 | 0 | 0 | 0 | 312.96 | 240 | 312.96 | 0 | 0 | 1 | 0 | 0 | 0 | 0 | 0 | 0 | 0 | 0 | 0 | 0 | 0 | 0 | -2 | -2 | -2 | 0 | 0 | 1 |  | 0 | 0 | 0 | 0 | 0 | 0 | 0 | 0 | 0 | 0 | 0 | 0 | 2013.76 | 240 | 3163.76 | 0 | 0 | 1 | 0 | 0 | 0 | 0 | 0 | 0 | 0 | 0 | 0 | 0 | 0 | 0 | -2 | -2 | -2 | 0 | 0 | 1 |  | 1 | 1 | 1 | 1 | 1 | 1 | 2+ | 4+ | 1 | 1
PG&E NGBA | Pit 1 | 230 | 0 | 0 | 0 | 0 | 0 | 0 | 0 | 0 | 0 | 0 | 0 | 0 | 0 | 0 | 0 | 0 | 0 | 0 | 0 | 0 |  | 0 | 0 | 0 | 0 | 0 | 0 | 0 | 0 | 0 | 0 | 0 | 0 | 0 | 0 | 0 | 0 | 0 | 0 | 0 | 0 | 0 | 0 | 0 | 0 | 0 | 0 | 0 | 0 | 0 | 0 | 0 | 0 | 0 | 0 | 0 | 0 |  | 0 | 0 | 0 | 0 | 0 | 0 | 0 | 0 | 0 | 0 | 0 | 0 | 0 | 0 | 0 | 0 | 0 | 0 | 0 | 0 | 0 | 0 | 0 | 0 | 0 | 0 | 0 | 0 | 0 | 0 | 0 | 0 | 0 | 0 | 0 | 0 |  | 0 | 0 | 0 | 0 | 0 | 0 | 0 | 0 | 0 | 0 | 0 | 0 | 0 | 0 | 0 | 0 | 0 | 0 | 0 | 0 | 0 | 0 | 0 | 0 | 0 | 0 | 0 | 0 | 0 | 0 | 0 | 0 | 0 | 0 | 0 | 0 |  | 0 | 0 | 0 | 0 | 0 | 0 | 0 | 0 | 0 | 0 | 0 | 0 | 200 | 0 | 200 | 0 | 0 | 1 | 0 | 0 | 0 | 0 | 0 | 0 | 0 | 0 | 0 | 0 | 0 | 0 | -2 | 0 | -1 | 0 | 0 | 1 |  | 1 | 1 | 1 | 1 | 1 | 1 | 1+ | 1 | 1 | 1
PG&E NGBA | Pit 1 | 60 | 0 | 0 | 0 | 0 | 0 | 0 | 0 | 0 | 0 | 0 | 0 | 0 | 0 | 0 | 0 | 0 | 0 | 0 | 0 | 0 |  | 0 | 0 | 0 | 0 | 0 | 0 | 0 | 0 | 0 | 0 | 0 | 0 | 0 | 0 | 0 | 0 | 0 | 0 | 0 | 0 | 0 | 0 | 0 | 0 | 0 | 0 | 0 | 0 | 0 | 0 | 0 | 0 | 0 | 0 | 0 | 0 |  | 0 | 0 | 0 | 0 | 0 | 0 | 0 | 0 | 0 | 0 | 0 | 0 | 0 | 0 | 0 | 0 | 0 | 0 | 0 | 0 | 0 | 0 | 0 | 0 | 0 | 0 | 0 | 0 | 0 | 0 | 0 | 0 | 0 | 0 | 0 | 0 |  | 0 | 0 | 0 | 0 | 0 | 0 | 0 | 0 | 0 | 0 | 0 | 0 | 0 | 0 | 0 | 0 | 0 | 0 | 0 | 0 | 0 | 0 | 0 | 0 | 0 | 0 | 0 | 0 | 0 | 0 | 0 | 0 | 0 | 0 | 0 | 0 |  | 0 | 0 | 0 | 0 | 0 | 0 | 0 | 0 | 0 | 0 | 0 | 0 | 0 | 0 | 0 | 0 | 0 | 0 | 0 | 0 | 0 | 0 | 0 | 0 | 0 | 0 | 0 | 0 | 0 | 0 | 0 | 0 | 0 | 0 | 0 | 0 |  | 1 | 1 | 1 | 1 | 1 | 1 | 1 | 1 | 1 | 0
PG&E NGBA | Pit 3 | 230 | 0 | 0 | 0 | 0 | 0 | 0 | 0 | 0 | 0 | 0 | 0 | 0 | 0 | 0 | 0 | 0 | 0 | 0 | 0 | 0 |  | 0 | 0 | 0 | 0 | 0 | 0 | 0 | 0 | 0 | 0 | 0 | 0 | 0 | 0 | 0 | 0 | 0 | 0 | 0 | 0 | 0 | 0 | 0 | 0 | 0 | 0 | 0 | 0 | 0 | 0 | 0 | 0 | 0 | 0 | 0 | 0 |  | 0 | 0 | 0 | 0 | 0 | 0 | 0 | 0 | 0 | 0 | 0 | 0 | 0 | 0 | 0 | 0 | 0 | 0 | 0 | 0 | 0 | 0 | 0 | 0 | 0 | 0 | 0 | 0 | 0 | 0 | 0 | 0 | 0 | 0 | 0 | 0 |  | 0 | 0 | 0 | 0 | 0 | 0 | 0 | 0 | 0 | 0 | 0 | 0 | 0 | 0 | 0 | 0 | 0 | 0 | 0 | 0 | 0 | 0 | 0 | 0 | 0 | 0 | 0 | 0 | 0 | 0 | 0 | 0 | 0 | 0 | 0 | 0 |  | 0 | 0 | 0 | 0 | 0 | 0 | 0 | 0 | 0 | 0 | 0 | 0 | 0 | 0 | 0 | 0 | 0 | 0 | 0 | 0 | 0 | 0 | 0 | 0 | 0 | 0 | 0 | 0 | 0 | 0 | 0 | 0 | 0 | 0 | 0 | 0 |  | 1 | 1 | 1 | 1 | 1 | 1 | 1 | 1 | 1 | 0
PG&E NGBA | Pit 4 | 230 | 0 | 0 | 0 | 0 | 0 | 0 | 0 | 0 | 0 | 0 | 0 | 0 | 0 | 0 | 0 | 0 | 0 | 0 | 0 | 0 |  | 0 | 0 | 0 | 0 | 0 | 0 | 0 | 0 | 0 | 0 | 0 | 0 | 0 | 0 | 0 | 0 | 0 | 0 | 0 | 0 | 0 | 0 | 0 | 0 | 0 | 0 | 0 | 0 | 0 | 0 | 0 | 0 | 0 | 0 | 0 | 0 |  | 0 | 0 | 0 | 0 | 0 | 0 | 0 | 0 | 0 | 0 | 0 | 0 | 0 | 0 | 0 | 0 | 0 | 0 | 0 | 0 | 0 | 0 | 0 | 0 | 0 | 0 | 0 | 0 | 0 | 0 | 0 | 0 | 0 | 0 | 0 | 0 |  | 0 | 0 | 0 | 0 | 0 | 0 | 0 | 0 | 0 | 0 | 0 | 0 | 0 | 0 | 0 | 0 | 0 | 0 | 0 | 0 | 0 | 0 | 0 | 0 | 0 | 0 | 0 | 0 | 0 | 0 | 0 | 0 | 0 | 0 | 0 | 0 |  | 0 | 0 | 0 | 0 | 0 | 0 | 0 | 0 | 0 | 0 | 0 | 0 | 0 | 0 | 0 | 0 | 0 | 0 | 0 | 0 | 0 | 0 | 0 | 0 | 0 | 0 | 0 | 0 | 0 | 0 | 0 | 0 | 0 | 0 | 0 | 0 |  | 1 | 1 | 1 | 1 | 1 | 1 | 1 | 1 | 1 | 0
PG&E GBA | Pittsburg | 115 | 0 | 0 | 0 | 0 | 0 | 0 | 0 | 0 | 0 | 0 | 0 | 0 | 0 | 0 | 0 | 0 | 0 | 0 | 0 | 0 |  | 0 | 0 | 0 | 0 | 0 | 0 | 0 | 0 | 0 | 0 | 0 | 0 | 0 | 0 | 0 | 0 | 0 | 0 | 0 | 0 | 0 | 0 | 0 | 0 | 0 | 0 | 0 | 0 | 0 | 0 | 0 | 0 | 0 | 0 | 0 | 0 |  | 0 | 0 | 0 | 0 | 0 | 0 | 0 | 0 | 0 | 0 | 0 | 0 | 0 | 0 | 0 | 0 | 0 | 0 | 0 | 0 | 0 | 0 | 0 | 0 | 0 | 0 | 0 | 0 | 0 | 0 | 0 | 0 | 0 | 0 | 0 | 0 |  | 0 | 0 | 0 | 0 | 0 | 0 | 0 | 0 | 0 | 0 | 0 | 0 | 0 | 325 | 353.2 | 0 | 0 | 1 | 0 | 0 | 0 | 0 | 0 | 0 | 0 | 0 | 0 | 0 | 0 | 0 | 0 | -2 | -2 | 0 | 0 | 1 |  | 0 | 0 | 0 | 0 | 0 | 0 | 0 | 0 | 0 | 0 | 0 | 0 | 0 | 325 | 353.2 | 0 | 0 | 1 | 0 | 0 | 0 | 0 | 0 | 0 | 0 | 0 | 0 | 0 | 0 | 0 | 0 | -2 | -2 | 0 | 0 | 1 |  | 1 | 1 | 1 | 1 | 1 | 1 | 1 | 4+ | 1 | 1
PG&E GBA | Pittsburg | 230 | 0 | 0 | 0 | 0 | 0 | 0 | 0 | 0 | 0 | 0 | 0 | 0 | 0 | 0 | 0 | 0 | 0 | 0 | 100 | 1 |  | 0 | 0 | 0 | 0 | 0 | 0 | 0 | 0 | 0 | 0 | 0 | 0 | 0 | 0 | 675 | 0 | 0 | 1 | 0 | 0 | 0 | 0 | 0 | 0 | 0 | 0 | 0 | 0 | 0 | 0 | 0 | 0 | -2 | 2 | 2 | 1 |  | 0 | 0 | 0 | 0 | 0 | 0 | 0 | 0 | 0 | 0 | 0 | 0 | 0 | 0 | 675 | 0 | 0 | 1 | 0 | 0 | 0 | 0 | 0 | 0 | 0 | 0 | 0 | 0 | 0 | 0 | 0 | 0 | -2 | 2 | 2 | 1 |  | 0 | 0 | 0 | 0 | 0 | 0 | 0 | 0 | 0 | 0 | 0 | 0 | 0 | 175 | 1358.4 | 0 | 0 | 1 | 0 | 0 | 0 | 0 | 0 | 0 | 0 | 0 | 0 | 0 | 0 | 0 | 0 | -2 | -2 | 2 | 2 | 1 |  | 0 | 0 | 0 | 0 | 0 | 0 | 0 | 0 | 0 | 0 | 0 | 0 | 0 | 175 | 1908.4 | 0 | 0 | 1 | 0 | 0 | 0 | 0 | 0 | 0 | 0 | 0 | 0 | 0 | 0 | 0 | 0 | -2 | -2 | 2 | 2 | 1 |  | 1 | 1 | 1 | 1 | 1 | 1 | 1 | 4+ | 5- | 1
PG&E NGBA | Pleasant Grove | 115 | 0 | 0 | 0 | 0 | 0 | 0 | 0 | 0 | 0 | 0 | 0 | 0 | 0 | 0 | 0 | 0 | 0 | 0 | 0 | 0 |  | 0 | 0 | 0 | 0 | 0 | 0 | 0 | 0 | 0 | 0 | 0 | 0 | 0 | 0 | 0 | 0 | 0 | 0 | 0 | 0 | 0 | 0 | 0 | 0 | 0 | 0 | 0 | 0 | 0 | 0 | 0 | 0 | 0 | 0 | 0 | 0 |  | 0 | 0 | 0 | 0 | 0 | 0 | 0 | 0 | 0 | 0 | 3.371 | 0 | 0 | 0 | 0 | 0 | 0 | 1 | 0 | 0 | 0 | 0 | 0 | 0 | 0 | 0 | 0 | 0 | -2 | 0 | 0 | 0 | 0 | 0 | 0 | 1 |  | 0 | 0 | 0 | 0 | 0 | 0 | 0 | 0 | 0 | 0 | 3.371 | 0 | 0 | 0 | 0 | 0 | 0 | 1 | 0 | 0 | 0 | 0 | 0 | 0 | 0 | 0 | 0 | 0 | -2 | 0 | 0 | 0 | 0 | 0 | 0 | 1 |  | 0 | 0 | 0 | 0 | 0 | 0 | 0 | 0 | 0 | 0 | 3.371 | 0 | 0 | 0 | 0 | 0 | 0 | 1 | 0 | 0 | 0 | 0 | 0 | 0 | 0 | 0 | 0 | 0 | -2 | 0 | 0 | 0 | 0 | 0 | 0 | 1 |  | 1 | 1 | 1 | 1 | 1 | 4+ | 1 | 1 | 1 | 1
PG&E NGBA | POE | 230 | 0 | 0 | 0 | 0 | 0 | 0 | 0 | 0 | 0 | 0 | 0 | 0 | 0 | 0 | 0 | 0 | 0 | 0 | 0 | 0 |  | 0 | 0 | 0 | 0 | 0 | 0 | 0 | 0 | 0 | 0 | 0 | 0 | 0 | 0 | 0 | 0 | 0 | 0 | 0 | 0 | 0 | 0 | 0 | 0 | 0 | 0 | 0 | 0 | 0 | 0 | 0 | 0 | 0 | 0 | 0 | 0 |  | 0 | 0 | 0 | 0 | 0 | 0 | 0 | 0 | 0 | 0 | 0 | 0 | 0 | 0 | 0 | 0 | 0 | 0 | 0 | 0 | 0 | 0 | 0 | 0 | 0 | 0 | 0 | 0 | 0 | 0 | 0 | 0 | 0 | 0 | 0 | 0 |  | 0 | 0 | 0 | 0 | 0 | 0 | 0 | 0 | 0 | 0 | 0 | 0 | 0 | 0 | 0 | 0 | 0 | 0 | 0 | 0 | 0 | 0 | 0 | 0 | 0 | 0 | 0 | 0 | 0 | 0 | 0 | 0 | 0 | 0 | 0 | 0 |  | 0 | 0 | 0 | 0 | 0 | 0 | 0 | 0 | 0 | 0 | 0 | 0 | 0 | 0 | 0 | 0 | 0 | 0 | 0 | 0 | 0 | 0 | 0 | 0 | 0 | 0 | 0 | 0 | 0 | 0 | 0 | 0 | 0 | 0 | 0 | 0 |  | 1 | 1 | 1 | 1 | 1 | 1 | 1 | 1 | 1 | 0
SDGE | Point Loma | 69 | 0 | 0 | 0 | 0 | 0 | 0 | 0 | 0 | 0 | 0 | 0 | 0 | 0 | 0 | 0 | 0 | 0 | 0 | 0 | 0 |  | 0 | 0 | 0 | 0 | 0 | 0 | 0 | 0 | 0 | 0 | 0 | 0 | 0 | 0 | 0 | 0 | 0 | 0 | 0 | 0 | 0 | 0 | 0 | 0 | 0 | 0 | 0 | 0 | 0 | 0 | 0 | 0 | 0 | 0 | 0 | 0 |  | 0 | 0 | 0 | 0 | 0 | 0 | 0 | 0 | 0 | 0 | 0 | 0 | 0 | 0 | 0 | 0 | 0 | 0 | 0 | 0 | 0 | 0 | 0 | 0 | 0 | 0 | 0 | 0 | 0 | 0 | 0 | 0 | 0 | 0 | 0 | 0 |  | 0 | 0 | 0 | 0 | 0 | 0 | 0 | 0 | 0 | 0 | 0 | 0 | 0 | 0 | 26.6 | 0 | 0 | 1 | 0 | 0 | 0 | 0 | 0 | 0 | 0 | 0 | 0 | 0 | 0 | 0 | 0 | 0 | -2 | 0 | 0 | 1 |  | 0 | 0 | 0 | 0 | 0 | 0 | 0 | 0 | 0 | 0 | 0 | 0 | 0 | 0 | 36.6 | 0 | 0 | 1 | 0 | 0 | 0 | 0 | 0 | 0 | 0 | 0 | 0 | 0 | 0 | 0 | 0 | 0 | 0 | 0 | 0 | 0 |  | 1 | 1 | 1 | 1 | 1 | 1 | 1 | 2+ | 1 | 1
SDGE | Pomerado | 69 | 0 | 0 | 0 | 0 | 0 | 0 | 0 | 0 | 0 | 0 | 0 | 0 | 0 | 0 | 0 | 0 | 0 | 0 | 0 | 0 |  | 0 | 0 | 0 | 0 | 0 | 0 | 0 | 0 | 0 | 0 | 0 | 0 | 0 | 0 | 0 | 0 | 0 | 0 | 0 | 0 | 0 | 0 | 0 | 0 | 0 | 0 | 0 | 0 | 0 | 0 | 0 | 0 | 0 | 0 | 0 | 0 |  | 0 | 0 | 0 | 0 | 0 | 0 | 0 | 0 | 0 | 0 | 0 | 0 | 0 | 0 | 0 | 0 | 0 | 0 | 0 | 0 | 0 | 0 | 0 | 0 | 0 | 0 | 0 | 0 | 0 | 0 | 0 | 0 | 0 | 0 | 0 | 0 |  | 0 | 0 | 0 | 0 | 0 | 0 | 0 | 0 | 0 | 0 | 0 | 0 | 0 | 0 | 0 | 0 | 0 | 0 | 0 | 0 | 0 | 0 | 0 | 0 | 0 | 0 | 0 | 0 | 0 | 0 | 0 | 0 | 0 | 0 | 0 | 0 |  | 0 | 0 | 0 | 0 | 0 | 0 | 0 | 0 | 0 | 0 | 0 | 0 | 0 | 0 | 0 | 0 | 0 | 0 | 0 | 0 | 0 | 0 | 0 | 0 | 0 | 0 | 0 | 0 | 0 | 0 | 0 | 0 | 0 | 0 | 0 | 0 |  | 1 | 1 | 1 | 1 | 1 | 1 | 1 | 1 | 1 | 0
PG&E KERN | Poso Mountain | 115 | 0 | 0 | 0 | 0 | 0 | 0 | 0 | 0 | 0 | 0 | 0 | 0 | 0 | 0 | 0 | 0 | 0 | 0 | 0 | 0 |  | 0 | 0 | 0 | 0 | 0 | 0 | 0 | 0 | 0 | 0 | 0 | 0 | 0 | 0 | 0 | 0 | 0 | 0 | 0 | 0 | 0 | 0 | 0 | 0 | 0 | 0 | 0 | 0 | 0 | 0 | 0 | 0 | 0 | 0 | 0 | 0 |  | 0 | 0 | 0 | 0 | 0 | 0 | 0 | 0 | 0 | 0 | 3.8585 | 0 | 0 | 0 | 0 | 0 | 0 | 1 | 0 | 0 | 0 | 0 | 0 | 0 | 0 | 0 | 0 | 0 | -2 | 0 | 0 | 0 | 0 | 0 | 0 | 1 |  | 0 | 0 | 0 | 0 | 0 | 0 | 0 | 0 | 0 | 0 | 3.8585 | 0 | 0 | 0 | 0 | 0 | 0 | 1 | 0 | 0 | 0 | 0 | 0 | 0 | 0 | 0 | 0 | 0 | -2 | 0 | 0 | 0 | 0 | 0 | 0 | 1 |  | 0 | 0 | 0 | 0 | 0 | 0 | 0 | 0 | 0 | 0 | 3.8585 | 0 | 0 | 0 | 0 | 0 | 0 | 1 | 0 | 0 | 0 | 0 | 0 | 0 | 0 | 0 | 0 | 0 | -2 | 0 | 0 | 0 | 0 | 0 | 0 | 1 |  | 1 | 1 | 1 | 1 | 1 | 4+ | 1 | 1 | 1 | 1
EOP | Primm | 230 | 0 | 0 | 0 | 0 | 0 | 0 | 0 | 0 | 0 | 0 | 0 | 0 | 0 | 0 | 0 | 0 | 0 | 0 | 0 | 0 |  | 0 | 0 | 0 | 0 | 0 | 0 | 0 | 0 | 0 | 0 | 0 | 0 | 0 | 0 | 0 | 0 | 0 | 0 | 0 | 0 | 0 | 0 | 0 | 0 | 0 | 0 | 0 | 0 | 0 | 0 | 0 | 0 | 0 | 0 | 0 | 0 |  | 0 | 0 | 0 | 0 | 0 | 0 | 0 | 0 | 0 | 0 | 0 | 0 | 0 | 0 | 0 | 0 | 0 | 0 | 0 | 0 | 0 | 0 | 0 | 0 | 0 | 0 | 0 | 0 | 0 | 0 | 0 | 0 | 0 | 0 | 0 | 0 |  | 0 | 0 | 0 | 0 | 0 | 0 | 0 | 0 | 0 | 0 | 0 | 0 | 0 | 0 | 0 | 0 | 0 | 0 | 0 | 0 | 0 | 0 | 0 | 0 | 0 | 0 | 0 | 0 | 0 | 0 | 0 | 0 | 0 | 0 | 0 | 0 |  | 0 | 0 | 0 | 0 | 0 | 0 | 0 | 0 | 0 | 0 | 0 | 0 | 0 | 0 | 500 | 0 | 0 | 1 | 0 | 0 | 0 | 0 | 0 | 0 | 0 | 0 | 0 | 0 | 0 | 0 | 0 | 0 | -1 | 0 | 0 | 1 |  | 1 | 1 | 1 | 1 | 1 | 1 | 1 | 1 | 1 | 0
PG&E NGBA | Putah Creek | 115 | 0 | 0 | 0 | 0 | 0 | 0 | 0 | 0 | 0 | 0 | 0 | 4.3 | 0 | 0 | 0 | 0 | 0 | 0 | 0 | 1 |  | 0 | 0 | 0 | 0 | 0 | 0 | 0 | 0 | 0 | 0 | 0 | 0 | 0 | 0 | 0 | 0 | 0 | 0 | 0 | 0 | 0 | 0 | 0 | 0 | 0 | 0 | 0 | 0 | 2 | 0 | 0 | 0 | 0 | 0 | 0 | 1 |  | 0 | 0 | 0 | 0 | 0 | 0 | 0 | 0 | 0 | 0 | 4.375 | 0 | 0 | 0 | 0 | 0 | 0 | 1 | 0 | 0 | 0 | 0 | 0 | 0 | 0 | 0 | 0 | 0 | 0 | 0 | 0 | 0 | 0 | 0 | 0 | 0 |  | 0 | 0 | 0 | 0 | 0 | 0 | 0 | 0 | 0 | 0 | 4.375 | 0 | 0 | 0 | 0 | 0 | 0 | 1 | 0 | 0 | 0 | 0 | 0 | 0 | 0 | 0 | 0 | 0 | 0 | 0 | 0 | 0 | 0 | 0 | 0 | 0 |  | 0 | 0 | 0 | 0 | 0 | 0 | 0 | 0 | 0 | 0 | 7.363 | 0 | 0 | 0 | 0 | 0 | 0 | 1 | 0 | 0 | 0 | 0 | 0 | 0 | 0 | 0 | 0 | 0 | -2 | 0 | 0 | 0 | 0 | 0 | 0 | 1 |  | 1 | 1 | 1 | 1 | 1 | 1+ | 1 | 1 | 1 | 1
SDGE | Q1806 | 138 | 0 | 0 | 0 | 0 | 0 | 0 | 0 | 0 | 0 | 0 | 0 | 0 | 0 | 0 | 0 | 0 | 0 | 0 | 0 | 0 |  | 0 | 0 | 0 | 0 | 0 | 0 | 0 | 0 | 0 | 0 | 0 | 0 | 0 | 0 | 0 | 0 | 0 | 0 | 0 | 0 | 0 | 0 | 0 | 0 | 0 | 0 | 0 | 0 | 0 | 0 | 0 | 0 | 0 | 0 | 0 | 0 |  | 0 | 0 | 0 | 0 | 0 | 0 | 0 | 0 | 0 | 0 | 0 | 0 | 0 | 0 | 0 | 0 | 0 | 0 | 0 | 0 | 0 | 0 | 0 | 0 | 0 | 0 | 0 | 0 | 0 | 0 | 0 | 0 | 0 | 0 | 0 | 0 |  | 0 | 0 | 0 | 0 | 0 | 0 | 0 | 0 | 0 | 0 | 0 | 0 | 0 | 0 | 0 | 0 | 0 | 0 | 0 | 0 | 0 | 0 | 0 | 0 | 0 | 0 | 0 | 0 | 0 | 0 | 0 | 0 | 0 | 0 | 0 | 0 |  | 0 | 0 | 0 | 0 | 0 | 0 | 0 | 0 | 0 | 0 | 0 | 0 | 0 | 0 | 0 | 0 | 0 | 0 | 0 | 0 | 0 | 0 | 0 | 0 | 0 | 0 | 0 | 0 | 0 | 0 | 0 | 0 | 0 | 0 | 0 | 0 |  | 1 | 1 | 1 | 1 | 1 | 1 | 1 | 1 | 1 | 0
PG&E FRESNO | Quinto | 230 | 0 | 0 | 0 | 0 | 0 | 0 | 0 | 0 | 0 | 0 | 0 | 0 | 0 | 140 | 140 | 0 | 0 | 0 | 0 | 1 |  | 0 | 0 | 0 | 0 | 0 | 0 | 0 | 0 | 0 | 0 | 0 | 0 | 0 | 0 | 0 | 0 | 0 | 0 | 0 | 0 | 0 | 0 | 0 | 0 | 0 | 0 | 0 | 0 | 0 | 0 | 2 | 0 | 0 | 0 | 0 | 1 |  | 0 | 0 | 0 | 0 | 0 | 0 | 0 | 0 | 0 | 0 | 0 | 0 | 0 | 0 | 0 | 0 | 0 | 0 | 0 | 0 | 0 | 0 | 0 | 0 | 0 | 0 | 0 | 0 | 0 | 0 | 2 | 0 | 0 | 0 | 0 | 1 |  | 0 | 0 | 0 | 0 | 0 | 0 | 0 | 0 | 0 | 0 | 0 | 0 | 158.9783 | 150 | 158.5678 | 0 | 0 | 1 | 0 | 0 | 0 | 0 | 0 | 0 | 0 | 0 | 0 | 0 | 0 | 0 | -1 | -2 | -2 | 0 | 0 | 1 |  | 0 | 0 | 0 | 0 | 0 | 0 | 0 | 0 | 0 | 0 | 0 | 0 | 458.9783 | 150 | 864.0478 | 0 | 0 | 1 | 0 | 0 | 0 | 0 | 0 | 0 | 0 | 0 | 0 | 0 | 0 | 0 | -2 | -2 | -2 | 0 | 0 | 1 |  | 1 | 1 | 1 | 1 | 1 | 1 | 2+ | 4+ | 1 | 1
PG&E GBA | Race Track | 115 | 0 | 0 | 0 | 0 | 0 | 0 | 0 | 0 | 0 | 0 | 0 | 0 | 0 | 0 | 0 | 0 | 0 | 0 | 0 | 0 |  | 0 | 0 | 0 | 0 | 0 | 0 | 0 | 0 | 0 | 0 | 0 | 0 | 0 | 0 | 0 | 0 | 0 | 0 | 0 | 0 | 0 | 0 | 0 | 0 | 0 | 0 | 0 | 0 | 0 | 0 | 0 | 0 | 0 | 0 | 0 | 0 |  | 0 | 0 | 0 | 0 | 0 | 0 | 0 | 0 | 0 | 0 | 0 | 0 | 0 | 0 | 0 | 0 | 0 | 0 | 0 | 0 | 0 | 0 | 0 | 0 | 0 | 0 | 0 | 0 | 0 | 0 | 0 | 0 | 0 | 0 | 0 | 0 |  | 0 | 0 | 0 | 0 | 0 | 0 | 0 | 0 | 0 | 0 | 0 | 0 | 0 | 0 | 0 | 0 | 0 | 0 | 0 | 0 | 0 | 0 | 0 | 0 | 0 | 0 | 0 | 0 | 0 | 0 | 0 | 0 | 0 | 0 | 0 | 0 |  | 0 | 0 | 0 | 0 | 0 | 0 | 0 | 0 | 0 | 0 | 12.876 | 0 | 0 | 0 | 0 | 0 | 0 | 1 | 0 | 0 | 0 | 0 | 0 | 0 | 0 | 0 | 0 | 0 | -2 | 0 | 0 | 0 | 0 | 0 | 0 | 1 |  | 1 | 1 | 1 | 1 | 1 | 1+ | 1 | 1 | 1 | 1
SDGE | Rancho Mission Viejo | 138 | 0 | 0 | 0 | 0 | 0 | 0 | 0 | 0 | 0 | 0 | 0 | 0 | 0 | 0 | 0 | 0 | 0 | 0 | 0 | 0 |  | 0 | 0 | 0 | 0 | 0 | 0 | 0 | 0 | 0 | 0 | 0 | 0 | 0 | 0 | 0 | 0 | 0 | 0 | 0 | 0 | 0 | 0 | 0 | 0 | 0 | 0 | 0 | 0 | 0 | 0 | 0 | 0 | 0 | 0 | 0 | 0 |  | 0 | 0 | 0 | 0 | 0 | 0 | 0 | 0 | 0 | 0 | 0 | 0 | 0 | 0 | 0 | 0 | 0 | 0 | 0 | 0 | 0 | 0 | 0 | 0 | 0 | 0 | 0 | 0 | 0 | 0 | 0 | 0 | 0 | 0 | 0 | 0 |  | 0 | 0 | 0 | 0 | 0 | 0 | 0 | 0 | 0 | 0 | 0 | 0 | 0 | 0 | 0 | 0 | 0 | 0 | 0 | 0 | 0 | 0 | 0 | 0 | 0 | 0 | 0 | 0 | 0 | 0 | 0 | 0 | 0 | 0 | 0 | 0 |  | 0 | 0 | 0 | 0 | 0 | 0 | 0 | 0 | 0 | 0 | 0 | 0 | 0 | 0 | 200 | 0 | 0 | 1 | 0 | 0 | 0 | 0 | 0 | 0 | 0 | 0 | 0 | 0 | 0 | 0 | 0 | 0 | -1 | 0 | 0 | 1 |  | 1 | 1 | 1 | 1 | 1 | 1 | 1 | 1 | 1 | 0
PG&E GBA | Rancho Seco | 230 | 0 | 0 | 0 | 0 | 0 | 0 | 0 | 0 | 0 | 0 | 0 | 0 | 0 | 0 | 0 | 0 | 0 | 0 | 0 | 0 |  | 0 | 0 | 0 | 0 | 0 | 0 | 0 | 0 | 0 | 0 | 0 | 0 | 0 | 0 | 0 | 0 | 0 | 0 | 0 | 0 | 0 | 0 | 0 | 0 | 0 | 0 | 0 | 0 | 0 | 0 | 0 | 0 | 0 | 0 | 0 | 0 |  | 0 | 0 | 0 | 0 | 0 | 0 | 0 | 0 | 0 | 0 | 0 | 0 | 0 | 0 | 0 | 0 | 0 | 0 | 0 | 0 | 0 | 0 | 0 | 0 | 0 | 0 | 0 | 0 | 0 | 0 | 0 | 0 | 0 | 0 | 0 | 0 |  | 0 | 0 | 0 | 0 | 0 | 0 | 0 | 0 | 0 | 0 | 0 | 0 | 0 | 0 | 0 | 0 | 0 | 0 | 0 | 0 | 0 | 0 | 0 | 0 | 0 | 0 | 0 | 0 | 0 | 0 | 0 | 0 | 0 | 0 | 0 | 0 |  | 0 | 0 | 0 | 0 | 0 | 0 | 0 | 0 | 0 | 0 | 0 | 0 | 0 | 0 | 0 | 0 | 0 | 0 | 0 | 0 | 0 | 0 | 0 | 0 | 0 | 0 | 0 | 0 | 0 | 0 | 0 | 0 | 0 | 0 | 0 | 0 |  | 1 | 1 | 1 | 1 | 1 | 1 | 1 | 1 | 1 | 0
SCE Metro | Rancho Vista | 230 | 0 | 0 | 0 | 0 | 0 | 0 | 0 | 0 | 0 | 0 | 0 | 0 | 0 | 0 | 0 | 0 | 0 | 0 | 0 | 0 |  | 0 | 0 | 0 | 0 | 0 | 0 | 0 | 0 | 0 | 0 | 0 | 0 | 0 | 0 | 0 | 0 | 0 | 0 | 0 | 0 | 0 | 0 | 0 | 0 | 0 | 0 | 0 | 0 | 0 | 0 | 0 | 0 | 0 | 0 | 0 | 0 |  | 0 | 0 | 0 | 0 | 0 | 0 | 0 | 0 | 0 | 0 | 0 | 0 | 0 | 0 | 0 | 0 | 0 | 0 | 0 | 0 | 0 | 0 | 0 | 0 | 0 | 0 | 0 | 0 | 0 | 0 | 0 | 0 | 0 | 0 | 0 | 0 |  | 0 | 0 | 0 | 0 | 0 | 0 | 0 | 0 | 0 | 0 | 0 | 0 | 0 | 0 | 0 | 0 | 0 | 0 | 0 | 0 | 0 | 0 | 0 | 0 | 0 | 0 | 0 | 0 | 0 | 0 | 0 | 0 | 0 | 0 | 0 | 0 |  | 0 | 0 | 0 | 0 | 0 | 0 | 0 | 0 | 0 | 0 | 0 | 0 | 0 | 0 | 0 | 0 | 0 | 0 | 0 | 0 | 0 | 0 | 0 | 0 | 0 | 0 | 0 | 0 | 0 | 0 | 0 | 0 | 0 | 0 | 0 | 0 |  | 1 | 1 | 1 | 1 | 1 | 1 | 1 | 1 | 1 | 0
SCE Metro | Rancho Vista | 500 | 0 | 0 | 0 | 0 | 0 | 0 | 0 | 0 | 0 | 0 | 0 | 0 | 0 | 0 | 0 | 0 | 0 | 0 | 0 | 0 |  | 0 | 0 | 0 | 0 | 0 | 0 | 0 | 0 | 0 | 0 | 0 | 0 | 0 | 0 | 0 | 0 | 0 | 0 | 0 | 0 | 0 | 0 | 0 | 0 | 0 | 0 | 0 | 0 | 0 | 0 | 0 | 0 | 0 | 0 | 0 | 0 |  | 0 | 0 | 0 | 0 | 0 | 0 | 0 | 0 | 0 | 0 | 0 | 0 | 0 | 0 | 0 | 0 | 0 | 0 | 0 | 0 | 0 | 0 | 0 | 0 | 0 | 0 | 0 | 0 | 0 | 0 | 0 | 0 | 0 | 0 | 0 | 0 |  | 0 | 0 | 0 | 0 | 0 | 0 | 0 | 0 | 0 | 0 | 0 | 0 | 0 | 0 | 0 | 0 | 0 | 0 | 0 | 0 | 0 | 0 | 0 | 0 | 0 | 0 | 0 | 0 | 0 | 0 | 0 | 0 | 0 | 0 | 0 | 0 |  | 0 | 0 | 0 | 0 | 0 | 0 | 0 | 0 | 0 | 0 | 0 | 0 | 0 | 0 | 0 | 0 | 0 | 0 | 0 | 0 | 0 | 0 | 0 | 0 | 0 | 0 | 0 | 0 | 0 | 0 | 0 | 0 | 0 | 0 | 0 | 0 |  | 1 | 1 | 1 | 1 | 1 | 1 | 1 | 1 | 1 | 0
SCE NOL | Ransburg | 115 | 0 | 0 | 0 | 0 | 0 | 0 | 0 | 0 | 0 | 0 | 0 | 3.3 | 0 | 0 | 0 | 0 | 0 | 0 | 0 | 1 |  | 0 | 0 | 0 | 0 | 0 | 0 | 0 | 0 | 0 | 0 | 0 | 0 | 0 | 0 | 0 | 0 | 0 | 0 | 0 | 0 | 0 | 0 | 0 | 0 | 0 | 0 | 0 | 0 | 2 | 0 | 0 | 0 | 0 | 0 | 0 | 1 |  | 0 | 0 | 0 | 0 | 0 | 0 | 0 | 0 | 0 | 0 | 4.2 | 0 | 0 | 0 | 4.2 | 0 | 0 | 1 | 0 | 0 | 0 | 0 | 0 | 0 | 0 | 0 | 0 | 0 | -1 | 0 | 0 | 0 | -2 | 0 | 0 | 1 |  | 0 | 0 | 0 | 0 | 0 | 0 | 0 | 0 | 0 | 0 | 4.2 | 0 | 0 | 0 | 4.2 | 0 | 0 | 1 | 0 | 0 | 0 | 0 | 0 | 0 | 0 | 0 | 0 | 0 | -1 | 0 | 0 | 0 | -2 | 0 | 0 | 1 |  | 0 | 0 | 0 | 0 | 0 | 0 | 0 | 0 | 0 | 0 | 7.2 | 0 | 0 | 0 | 4.2 | 0 | 0 | 1 | 0 | 0 | 0 | 0 | 0 | 0 | 0 | 0 | 0 | 0 | -2 | 0 | 0 | 0 | 0 | 0 | 0 | 1 |  | 1 | 1 | 1 | 1 | 1 | 3+ | 1 | 4+ | 1 | 1
PG&E GBA | Ravenswood | 115 | 0 | 0 | 0 | 0 | 0 | 0 | 0 | 0 | 0 | 0 | 0 | 0 | 0 | 0 | 0 | 0 | 0 | 0 | 0 | 0 |  | 0 | 0 | 0 | 0 | 0 | 0 | 0 | 0 | 0 | 0 | 0 | 0 | 0 | 0 | 0 | 0 | 0 | 0 | 0 | 0 | 0 | 0 | 0 | 0 | 0 | 0 | 0 | 0 | 0 | 0 | 0 | 0 | 0 | 0 | 0 | 0 |  | 0 | 0 | 0 | 0 | 0 | 0 | 0 | 0 | 0 | 0 | 0 | 0 | 0 | 0 | 0 | 0 | 0 | 0 | 0 | 0 | 0 | 0 | 0 | 0 | 0 | 0 | 0 | 0 | 0 | 0 | 0 | 0 | 0 | 0 | 0 | 0 |  | 0 | 0 | 0 | 0 | 0 | 0 | 0 | 0 | 0 | 0 | 0 | 0 | 0 | 0 | 0 | 0 | 0 | 0 | 0 | 0 | 0 | 0 | 0 | 0 | 0 | 0 | 0 | 0 | 0 | 0 | 0 | 0 | 0 | 0 | 0 | 0 |  | 0 | 0 | 0 | 0 | 0 | 0 | 0 | 0 | 0 | 0 | 0 | 0 | 0 | 0 | 370 | 0 | 0 | 1 | 0 | 0 | 0 | 0 | 0 | 0 | 0 | 0 | 0 | 0 | 0 | 0 | 0 | 0 | -1 | 0 | 0 | 1 |  | 1 | 1 | 1 | 1 | 1 | 1 | 1 | 1 | 1 | 0
PG&E GBA | Ravenswood | 230 | 0 | 0 | 0 | 0 | 0 | 0 | 0 | 0 | 0 | 0 | 0 | 0 | 0 | 0 | 0 | 0 | 0 | 0 | 0 | 0 |  | 0 | 0 | 0 | 0 | 0 | 0 | 0 | 0 | 0 | 0 | 0 | 0 | 0 | 0 | 0 | 0 | 0 | 0 | 0 | 0 | 0 | 0 | 0 | 0 | 0 | 0 | 0 | 0 | 0 | 0 | 0 | 0 | 0 | 0 | 0 | 0 |  | 0 | 0 | 0 | 0 | 0 | 0 | 0 | 0 | 0 | 0 | 0 | 0 | 0 | 0 | 0 | 0 | 0 | 0 | 0 | 0 | 0 | 0 | 0 | 0 | 0 | 0 | 0 | 0 | 0 | 0 | 0 | 0 | 0 | 0 | 0 | 0 |  | 0 | 0 | 0 | 0 | 0 | 0 | 0 | 0 | 0 | 0 | 0 | 0 | 0 | 0 | 0 | 0 | 0 | 0 | 0 | 0 | 0 | 0 | 0 | 0 | 0 | 0 | 0 | 0 | 0 | 0 | 0 | 0 | 0 | 0 | 0 | 0 |  | 0 | 0 | 0 | 0 | 0 | 0 | 0 | 0 | 0 | 0 | 0 | 0 | 0 | 0 | 0 | 0 | 0 | 0 | 0 | 0 | 0 | 0 | 0 | 0 | 0 | 0 | 0 | 0 | 0 | 0 | 0 | 0 | 0 | 0 | 0 | 0 |  | 1 | 1 | 1 | 1 | 1 | 1 | 1 | 1 | 1 | 0
SCE Northern | Rector | 230 | 0 | 0 | 0 | 0 | 0 | 0 | 0 | 0 | 0 | 0 | 0 | 0 | 0 | 0 | 0 | 0 | 0 | 0 | 0 | 0 |  | 0 | 0 | 0 | 0 | 0 | 0 | 0 | 0 | 0 | 0 | 0 | 0 | 0 | 0 | 0 | 0 | 0 | 0 | 0 | 0 | 0 | 0 | 0 | 0 | 0 | 0 | 0 | 0 | 0 | 0 | 0 | 0 | 0 | 0 | 0 | 0 |  | 0 | 0 | 0 | 0 | 0 | 0 | 0 | 0 | 0 | 0 | 0 | 0 | 0 | 0 | 80 | 0 | 0 | 1 | 0 | 0 | 0 | 0 | 0 | 0 | 0 | 0 | 0 | 0 | 0 | 0 | 0 | 0 | -2 | 0 | 0 | 1 |  | 0 | 0 | 0 | 0 | 0 | 0 | 0 | 0 | 0 | 0 | 0 | 0 | 215.4124 | 0 | 707.1983 | 0 | 0 | 1 | 0 | 0 | 0 | 0 | 0 | 0 | 0 | 0 | 0 | 0 | 0 | 0 | -2 | 0 | -2 | 0 | 0 | 1 |  | 0 | 0 | 0 | 0 | 0 | 0 | 0 | 0 | 0 | 0 | 54.788 | 0 | 270.4124 | 0 | 1222.5983 | 0 | 0 | 1 | 0 | 0 | 0 | 0 | 0 | 0 | 0 | 0 | 0 | 0 | -2 | 0 | -2 | 0 | -2 | 0 | 0 | 1 |  | 1 | 1 | 1 | 1 | 1 | 1+ | 2+ | 4+ | 1 | 1
SCE Eastern | Red Bluff | 230 | 0 | 0 | 0 | 0 | 0 | 0 | 0 | 0 | 0 | 0 | 0 | 0 | 0 | 0 | 0 | 0 | 0 | 0 | 0 | 0 |  | 0 | 0 | 0 | 0 | 0 | 0 | 0 | 0 | 0 | 0 | 0 | 0 | 8 | 420 | 420 | 0 | 0 | 1 | 0 | 0 | 0 | 0 | 0 | 0 | 0 | 0 | 0 | 0 | 0 | 0 | -2 | -2 | -2 | 0 | 0 | 1 |  | 0 | 0 | 0 | 0 | 0 | 0 | 0 | 0 | 0 | 0 | 0 | 0 | 134.2907 | 537 | 537 | 0 | 0 | 1 | 0 | 0 | 0 | 0 | 0 | 0 | 0 | 0 | 0 | 0 | 0 | 0 | -2 | -2 | -2 | 0 | 0 | 1 |  | 0 | 0 | 0 | 0 | 0 | 0 | 0 | 0 | 0 | 0 | 0 | 0 | 407.3119 | 1227 | 1315.2538 | 0 | 0 | 1 | 0 | 0 | 0 | 0 | 0 | 0 | 0 | 0 | 0 | 0 | 0 | 0 | -2 | -2 | -2 | 0 | 0 | 1 |  | 0 | 0 | 0 | 0 | 0 | 0 | 0 | 0 | 0 | 0 | 9.97 | 0 | 607.3119 | 1227 | 2520.2438 | 0 | 0 | 1 | 0 | 0 | 0 | 0 | 0 | 0 | 0 | 0 | 0 | 0 | -2 | 0 | -2 | -2 | -2 | 0 | 0 | 1 |  | 1 | 1 | 1 | 1 | 1 | 1+ | 4+ | 4+ | 1 | 1
SCE Eastern | Red Bluff | 500 | 0 | 0 | 0 | 0 | 0 | 0 | 0 | 0 | 0 | 0 | 0 | 0 | 0 | 0 | 0 | 0 | 0 | 0 | 0 | 0 |  | 0 | 0 | 0 | 0 | 0 | 0 | 0 | 0 | 0 | 0 | 0 | 0 | 418.4 | 400 | 568.4 | 0 | 0 | 1 | 0 | 0 | 0 | 0 | 0 | 0 | 0 | 0 | 0 | 0 | 0 | 0 | -2 | -2 | -2 | 0 | 0 | 1 |  | 0 | 0 | 0 | 0 | 0 | 0 | 0 | 0 | 0 | 0 | 0 | 0 | 418.4 | 400 | 568.4 | 0 | 0 | 1 | 0 | 0 | 0 | 0 | 0 | 0 | 0 | 0 | 0 | 0 | 0 | 0 | -2 | -2 | -2 | 0 | 0 | 1 |  | 0 | 0 | 0 | 0 | 0 | 0 | 0 | 0 | 0 | 0 | 0 | 0 | 593.4 | 748.5 | 2552.8 | 0 | 1417 | 1 | 0 | 0 | 0 | 0 | 0 | 0 | 0 | 0 | 0 | 0 | 0 | 0 | -2 | -2 | -2 | 0 | -2 | 1 |  | 0 | 0 | 0 | 0 | 0 | 0 | 0 | 0 | 0 | 0 | 0 | 0 | 943.4 | 748.5 | 2902.8 | 0 | 1417 | 1 | 0 | 0 | 0 | 0 | 0 | 0 | 0 | 0 | 0 | 0 | 0 | 0 | -2 | -2 | -2 | 0 | -2 | 1 |  | 1 | 1 | 1 | 1 | 1 | 1 | 4+ | 4+ | 2+ | 1
PG&E NGBA | Redbud | 115 | 0 | 0 | 0 | 0 | 0 | 0 | 0 | 0 | 0 | 0 | 0 | 0 | 0 | 0 | 0 | 0 | 0 | 0 | 0 | 0 |  | 0 | 0 | 0 | 0 | 0 | 0 | 0 | 0 | 0 | 0 | 0 | 0 | 0 | 0 | 0 | 0 | 0 | 0 | 0 | 0 | 0 | 0 | 0 | 0 | 0 | 0 | 0 | 0 | 0 | 0 | 0 | 0 | 0 | 0 | 0 | 0 |  | 0 | 0 | 0 | 0 | 0 | 0 | 0 | 0 | 0 | 0 | 0 | 0 | 0 | 0 | 0 | 0 | 0 | 0 | 0 | 0 | 0 | 0 | 0 | 0 | 0 | 0 | 0 | 0 | 0 | 0 | 0 | 0 | 0 | 0 | 0 | 0 |  | 0 | 0 | 0 | 0 | 0 | 0 | 0 | 0 | 0 | 0 | 0 | 0 | 0 | 0 | 0 | 0 | 0 | 0 | 0 | 0 | 0 | 0 | 0 | 0 | 0 | 0 | 0 | 0 | 0 | 0 | 0 | 0 | 0 | 0 | 0 | 0 |  | 0 | 0 | 0 | 0 | 0 | 0 | 0 | 0 | 0 | 0 | 0 | 0 | 0 | 0 | 3.912 | 0 | 0 | 1 | 0 | 0 | 0 | 0 | 0 | 0 | 0 | 0 | 0 | 0 | 0 | 0 | 0 | 0 | 0 | 0 | 0 | 0 |  | 1 | 1 | 1 | 1 | 1 | 1 | 1 | 1 | 1 | 0
SCE Metro | Redondo | 230 | 0 | 0 | 0 | 0 | 0 | 0 | 0 | 0 | 0 | 0 | 0 | 0 | 0 | 0 | 0 | 0 | 0 | 0 | 0 | 0 |  | 0 | 0 | 0 | 0 | 0 | 0 | 0 | 0 | 0 | 0 | 0 | 0 | 0 | 0 | 0 | 0 | 0 | 0 | 0 | 0 | 0 | 0 | 0 | 0 | 0 | 0 | 0 | 0 | 0 | 0 | 0 | 0 | 0 | 0 | 0 | 0 |  | 0 | 0 | 0 | 0 | 0 | 0 | 0 | 0 | 0 | 0 | 0 | 0 | 0 | 0 | 0 | 0 | 0 | 0 | 0 | 0 | 0 | 0 | 0 | 0 | 0 | 0 | 0 | 0 | 0 | 0 | 0 | 0 | 0 | 0 | 0 | 0 |  | 0 | 0 | 0 | 0 | 0 | 0 | 0 | 0 | 0 | 0 | 0 | 0 | 0 | 0 | 0 | 0 | 0 | 0 | 0 | 0 | 0 | 0 | 0 | 0 | 0 | 0 | 0 | 0 | 0 | 0 | 0 | 0 | 0 | 0 | 0 | 0 |  | 0 | 0 | 0 | 0 | 0 | 0 | 0 | 0 | 0 | 0 | 0 | 0 | 0 | 0 | 0 | 0 | 0 | 0 | 0 | 0 | 0 | 0 | 0 | 0 | 0 | 0 | 0 | 0 | 0 | 0 | 0 | 0 | 0 | 0 | 0 | 0 |  | 1 | 1 | 1 | 1 | 1 | 1 | 1 | 1 | 1 | 0
PG&E FRESNO | Reedley | 115 | 0 | 0 | 0 | 0 | 0 | 0 | 0 | 0 | 0 | 0 | 0 | 0 | 0 | 0 | 0 | 0 | 0 | 0 | 0 | 0 |  | 0 | 0 | 0 | 0 | 0 | 0 | 0 | 0 | 0 | 0 | 0 | 0 | 0 | 0 | 0 | 0 | 0 | 0 | 0 | 0 | 0 | 0 | 0 | 0 | 0 | 0 | 0 | 0 | 0 | 0 | 0 | 0 | 0 | 0 | 0 | 0 |  | 0 | 0 | 0 | 0 | 0 | 0 | 0 | 0 | 0 | 0 | 0 | 0 | 0 | 0 | 0 | 0 | 0 | 0 | 0 | 0 | 0 | 0 | 0 | 0 | 0 | 0 | 0 | 0 | 0 | 0 | 0 | 0 | 0 | 0 | 0 | 0 |  | 0 | 0 | 0 | 0 | 0 | 0 | 0 | 0 | 0 | 0 | 0 | 0 | 0 | 0 | 0 | 0 | 0 | 0 | 0 | 0 | 0 | 0 | 0 | 0 | 0 | 0 | 0 | 0 | 0 | 0 | 0 | 0 | 0 | 0 | 0 | 0 |  | 0 | 0 | 0 | 0 | 0 | 0 | 0 | 0 | 0 | 0 | 0 | 0 | 0 | 0 | 309.525 | 0 | 0 | 1 | 0 | 0 | 0 | 0 | 0 | 0 | 0 | 0 | 0 | 0 | 0 | 0 | 0 | 0 | -1 | 0 | 0 | 1 |  | 1 | 1 | 1 | 1 | 1 | 1 | 1 | 1 | 1 | 0
PG&E KERN | Renfro | 115 | 0 | 0 | 0 | 0 | 0 | 0 | 0 | 0 | 0 | 0 | 0 | 0 | 0 | 0 | 0 | 0 | 0 | 0 | 0 | 0 |  | 0 | 0 | 0 | 0 | 0 | 0 | 0 | 0 | 0 | 0 | 0 | 0 | 0 | 0 | 0 | 0 | 0 | 0 | 0 | 0 | 0 | 0 | 0 | 0 | 0 | 0 | 0 | 0 | 0 | 0 | 0 | 0 | 0 | 0 | 0 | 0 |  | 0 | 0 | 0 | 0 | 0 | 0 | 0 | 0 | 0 | 0 | 0 | 0 | 0 | 0 | 0 | 0 | 0 | 0 | 0 | 0 | 0 | 0 | 0 | 0 | 0 | 0 | 0 | 0 | 0 | 0 | 0 | 0 | 0 | 0 | 0 | 0 |  | 0 | 0 | 0 | 0 | 0 | 0 | 0 | 0 | 0 | 0 | 0 | 0 | 0 | 0 | 0 | 0 | 0 | 0 | 0 | 0 | 0 | 0 | 0 | 0 | 0 | 0 | 0 | 0 | 0 | 0 | 0 | 0 | 0 | 0 | 0 | 0 |  | 0 | 0 | 0 | 0 | 0 | 0 | 0 | 0 | 0 | 0 | 0 | 0 | 0 | 0 | 0 | 0 | 0 | 0 | 0 | 0 | 0 | 0 | 0 | 0 | 0 | 0 | 0 | 0 | 0 | 0 | 0 | 0 | 0 | 0 | 0 | 0 |  | 1 | 1 | 1 | 1 | 1 | 1 | 1 | 1 | 1 | 0
PG&E GBA | Richmond R | 115 | 0 | 0.5 | 0 | 0 | 0 | 0 | 0 | 0 | 0 | 0 | 0 | 8 | 0 | 0 | 0 | 0 | 0 | 0 | 0 | 1 |  | 0 | 0 | 0 | 0 | 0 | 0 | 0 | 0 | 0 | 0 | 0 | 0 | 0 | 0 | 0 | 0 | 0 | 0 | 0 | 0 | 2 | 2 | 0 | 0 | 0 | 0 | 0 | 0 | 2 | 0 | 0 | 0 | 0 | 0 | 0 | 1 |  | 0 | 0 | 0 | 0.33 | 0 | 0 | 0 | 0 | 0 | 0 | 8.67 | 0 | 0 | 0 | 0 | 0 | 0 | 1 | 0 | 0 | 2 | 2 | 0 | 0 | 0 | 0 | 0 | 0 | 0 | 0 | 0 | 0 | 0 | 0 | 0 | 1 |  | 0 | 0 | 0 | 0.33 | 0 | 0 | 0 | 0 | 0 | 0 | 8.67 | 0 | 0 | 0 | 0 | 0 | 0 | 1 | 0 | 0 | 2 | 2 | 0 | 0 | 0 | 0 | 0 | 0 | 0 | 0 | 0 | 0 | 0 | 0 | 0 | 1 |  | 0 | 0 | 0 | 0.33 | 0 | 0 | 0 | 0 | 0 | 0 | 9.515 | 0 | 0 | 0 | 130.285 | 0 | 0 | 1 | 0 | 0 | 2 | 2 | 0 | 0 | 0 | 0 | 0 | 0 | -1 | 0 | 0 | 0 | -1 | 0 | 0 | 1 |  | 1 | 5- | 1 | 1 | 1 | 1 | 1 | 1 | 1 | 1
PG&E NGBA | Rincon | 115 | 0 | 0 | 0 | 0 | 0 | 0 | 0 | 0 | 0 | 0 | 0 | 0 | 0 | 0 | 0 | 0 | 0 | 0 | 0 | 0 |  | 0 | 0 | 0 | 0 | 0 | 0 | 0 | 0 | 0 | 0 | 0 | 0 | 0 | 0 | 0 | 0 | 0 | 0 | 0 | 0 | 0 | 0 | 0 | 0 | 0 | 0 | 0 | 0 | 0 | 0 | 0 | 0 | 0 | 0 | 0 | 0 |  | 0 | 0 | 0 | 0 | 0 | 0 | 0 | 0 | 0 | 0 | 0 | 0 | 0 | 0 | 0 | 0 | 0 | 0 | 0 | 0 | 0 | 0 | 0 | 0 | 0 | 0 | 0 | 0 | 0 | 0 | 0 | 0 | 0 | 0 | 0 | 0 |  | 0 | 0 | 0 | 0 | 0 | 0 | 0 | 0 | 0 | 0 | 0 | 0 | 0 | 0 | 0 | 0 | 0 | 0 | 0 | 0 | 0 | 0 | 0 | 0 | 0 | 0 | 0 | 0 | 0 | 0 | 0 | 0 | 0 | 0 | 0 | 0 |  | 0 | 0 | 0 | 0 | 0 | 0 | 0 | 0 | 0 | 0 | 0 | 0 | 0 | 0 | 0 | 0 | 0 | 0 | 0 | 0 | 0 | 0 | 0 | 0 | 0 | 0 | 0 | 0 | 0 | 0 | 0 | 0 | 0 | 0 | 0 | 0 |  | 1 | 1 | 1 | 1 | 1 | 1 | 1 | 1 | 1 | 0
PG&E KERN | Rio Bravo | 115 | 0 | 0 | 0 | 0 | 0 | 0 | 0 | 0 | 0 | 0 | 0 | 0 | 0 | 0 | 0 | 0 | 0 | 0 | 0 | 0 |  | 0 | 0 | 0 | 0 | 0 | 0 | 0 | 0 | 0 | 0 | 0 | 0 | 0 | 0 | 0 | 0 | 0 | 0 | 0 | 0 | 0 | 0 | 0 | 0 | 0 | 0 | 0 | 0 | 0 | 0 | 0 | 0 | 0 | 0 | 0 | 0 |  | 0 | 0 | 0 | 0 | 0 | 0 | 0 | 0 | 0 | 0 | 2.75 | 0 | 0 | 0 | 0 | 0 | 0 | 1 | 0 | 0 | 0 | 0 | 0 | 0 | 0 | 0 | 0 | 0 | -2 | 0 | 0 | 0 | 0 | 0 | 0 | 1 |  | 0 | 0 | 0 | 0 | 0 | 0 | 0 | 0 | 0 | 0 | 2.75 | 0 | 0 | 0 | 0 | 0 | 0 | 1 | 0 | 0 | 0 | 0 | 0 | 0 | 0 | 0 | 0 | 0 | -2 | 0 | 0 | 0 | 0 | 0 | 0 | 1 |  | 0 | 0 | 0 | 0 | 0 | 0 | 0 | 0 | 0 | 0 | 6.782 | 0 | 0 | 0 | 4.99 | 0 | 0 | 1 | 0 | 0 | 0 | 0 | 0 | 0 | 0 | 0 | 0 | 0 | -2 | 0 | 0 | 0 | 0 | 0 | 0 | 1 |  | 1 | 1 | 1 | 1 | 1 | 4+ | 1 | 1 | 1 | 1
SCE Metro | Rio Hondo | 230 | 0 | 0 | 0 | 0 | 0 | 0 | 0 | 0 | 0 | 0 | 0 | 0 | 0 | 0 | 0 | 0 | 0 | 0 | 0 | 0 |  | 0 | 0 | 0 | 0 | 0 | 0 | 0 | 0 | 0 | 0 | 0 | 0 | 0 | 0 | 0 | 0 | 0 | 0 | 0 | 0 | 0 | 0 | 0 | 0 | 0 | 0 | 0 | 0 | 0 | 0 | 0 | 0 | 0 | 0 | 0 | 0 |  | 0 | 0 | 0 | 0 | 0 | 0 | 0 | 0 | 0 | 0 | 0 | 0 | 0 | 300 | 312.96 | 0 | 0 | 1 | 0 | 0 | 0 | 0 | 0 | 0 | 0 | 0 | 0 | 0 | 0 | 0 | 0 | -2 | -2 | 0 | 0 | 1 |  | 0 | 0 | 0 | 0 | 0 | 0 | 0 | 0 | 0 | 0 | 0 | 0 | 0 | 735 | 756.1109 | 0 | 0 | 1 | 0 | 0 | 0 | 0 | 0 | 0 | 0 | 0 | 0 | 0 | 0 | 0 | 0 | -2 | -2 | 0 | 0 | 1 |  | 0 | 0 | 0 | 0 | 0 | 0 | 0 | 0 | 0 | 0 | 0 | 0 | 0 | 835 | 1466.1109 | 0 | 0 | 1 | 0 | 0 | 0 | 0 | 0 | 0 | 0 | 0 | 0 | 0 | 0 | 0 | 0 | -2 | -2 | 0 | 0 | 1 |  | 1 | 1 | 1 | 1 | 1 | 1 | 1 | 4+ | 1 | 1
PG&E NGBA | Rio Oso | 115 | 0 | 0 | 0 | 0 | 0 | 0 | 0 | 0 | 0 | 0 | 0 | 0 | 0 | 0 | 0 | 0 | 0 | 0 | 0 | 0 |  | 0 | 0 | 0 | 0 | 0 | 0 | 0 | 0 | 0 | 0 | 0 | 0 | 0 | 0 | 0 | 0 | 0 | 0 | 0 | 0 | 0 | 0 | 0 | 0 | 0 | 0 | 0 | 0 | 0 | 0 | 0 | 0 | 0 | 0 | 0 | 0 |  | 0 | 0 | 0 | 0 | 0 | 0 | 0 | 0 | 0 | 0 | 0 | 0 | 0 | 0 | 0 | 0 | 0 | 0 | 0 | 0 | 0 | 0 | 0 | 0 | 0 | 0 | 0 | 0 | 0 | 0 | 0 | 0 | 0 | 0 | 0 | 0 |  | 0 | 0 | 0 | 0 | 0 | 0 | 0 | 0 | 0 | 0 | 0 | 0 | 0 | 0 | 0 | 0 | 0 | 0 | 0 | 0 | 0 | 0 | 0 | 0 | 0 | 0 | 0 | 0 | 0 | 0 | 0 | 0 | 0 | 0 | 0 | 0 |  | 0 | 0 | 0 | 0 | 0 | 0 | 0 | 0 | 0 | 0 | 0 | 0 | 0 | 0 | 0 | 0 | 0 | 0 | 0 | 0 | 0 | 0 | 0 | 0 | 0 | 0 | 0 | 0 | 0 | 0 | 0 | 0 | 0 | 0 | 0 | 0 |  | 1 | 1 | 1 | 1 | 1 | 1 | 1 | 1 | 1 | 0
PG&E NGBA | Rio Oso | 230 | 0 | 0 | 0 | 0 | 0 | 0 | 0 | 0 | 0 | 0 | 0 | 0 | 0 | 0 | 0 | 0 | 0 | 0 | 0 | 0 |  | 0 | 0 | 0 | 0 | 0 | 0 | 0 | 0 | 0 | 0 | 0 | 0 | 0 | 0 | 0 | 0 | 0 | 0 | 0 | 0 | 0 | 0 | 0 | 0 | 0 | 0 | 0 | 0 | 0 | 0 | 0 | 0 | 0 | 0 | 0 | 0 |  | 0 | 0 | 0 | 0 | 0 | 0 | 0 | 0 | 0 | 0 | 0 | 0 | 0 | 0 | 0 | 0 | 0 | 0 | 0 | 0 | 0 | 0 | 0 | 0 | 0 | 0 | 0 | 0 | 0 | 0 | 0 | 0 | 0 | 0 | 0 | 0 |  | 0 | 0 | 0 | 0 | 0 | 0 | 0 | 0 | 0 | 0 | 0 | 0 | 0 | 0 | 0 | 0 | 0 | 0 | 0 | 0 | 0 | 0 | 0 | 0 | 0 | 0 | 0 | 0 | 0 | 0 | 0 | 0 | 0 | 0 | 0 | 0 |  | 0 | 0 | 0 | 0 | 0 | 0 | 0 | 0 | 0 | 0 | 0 | 0 | 1050 | 0 | 1050 | 0 | 0 | 1 | 0 | 0 | 0 | 0 | 0 | 0 | 0 | 0 | 0 | 0 | 0 | 0 | -2 | 0 | -2 | 0 | 0 | 1 |  | 1 | 1 | 1 | 1 | 1 | 1 | 1+ | 1+ | 1 | 1
PG&E GBA | Ripon | 115 | 0 | 0 | 0 | 0 | 0 | 0 | 0 | 0 | 0 | 0 | 0 | 0 | 0 | 0 | 0 | 0 | 0 | 0 | 0 | 0 |  | 0 | 0 | 0 | 0 | 0 | 0 | 0 | 0 | 0 | 0 | 0 | 0 | 0 | 0 | 0 | 0 | 0 | 0 | 0 | 0 | 0 | 0 | 0 | 0 | 0 | 0 | 0 | 0 | 0 | 0 | 0 | 0 | 0 | 0 | 0 | 0 |  | 0 | 0 | 0 | 0 | 0 | 0 | 0 | 0 | 0 | 0 | 0 | 0 | 0 | 0 | 0 | 0 | 0 | 0 | 0 | 0 | 0 | 0 | 0 | 0 | 0 | 0 | 0 | 0 | 0 | 0 | 0 | 0 | 0 | 0 | 0 | 0 |  | 0 | 0 | 0 | 0 | 0 | 0 | 0 | 0 | 0 | 0 | 0 | 0 | 0 | 0 | 0 | 0 | 0 | 0 | 0 | 0 | 0 | 0 | 0 | 0 | 0 | 0 | 0 | 0 | 0 | 0 | 0 | 0 | 0 | 0 | 0 | 0 |  | 0 | 0 | 0 | 0 | 0 | 0 | 0 | 0 | 0 | 0 | 9.93 | 0 | 0 | 0 | 225 | 0 | 0 | 1 | 0 | 0 | 0 | 0 | 0 | 0 | 0 | 0 | 0 | 0 | -2 | 0 | 0 | 0 | -1 | 0 | 0 | 1 |  | 1 | 1 | 1 | 1 | 1 | 1+ | 1 | 1 | 1 | 1
PG&E GBA | Riverbank | 115 | 0 | 0 | 0 | 0 | 0 | 0 | 0 | 0 | 0 | 0 | 0 | 0 | 0 | 0 | 0 | 0 | 0 | 0 | 0 | 0 |  | 0 | 0 | 0 | 0 | 0 | 0 | 0 | 0 | 0 | 0 | 0 | 0 | 0 | 0 | 0 | 0 | 0 | 0 | 0 | 0 | 0 | 0 | 0 | 0 | 0 | 0 | 0 | 0 | 0 | 0 | 0 | 0 | 0 | 0 | 0 | 0 |  | 0 | 0 | 0 | 0 | 0 | 0 | 0 | 0 | 0 | 0 | 0 | 0 | 0 | 0 | 0 | 0 | 0 | 0 | 0 | 0 | 0 | 0 | 0 | 0 | 0 | 0 | 0 | 0 | 0 | 0 | 0 | 0 | 0 | 0 | 0 | 0 |  | 0 | 0 | 0 | 0 | 0 | 0 | 0 | 0 | 0 | 0 | 0 | 0 | 0 | 0 | 0 | 0 | 0 | 0 | 0 | 0 | 0 | 0 | 0 | 0 | 0 | 0 | 0 | 0 | 0 | 0 | 0 | 0 | 0 | 0 | 0 | 0 |  | 0 | 0 | 0 | 0 | 0 | 0 | 0 | 0 | 0 | 0 | 4.99 | 0 | 65 | 0 | 142.192 | 0 | 0 | 1 | 0 | 0 | 0 | 0 | 0 | 0 | 0 | 0 | 0 | 0 | -2 | 0 | -2 | 0 | -1 | 0 | 0 | 1 |  | 1 | 1 | 1 | 1 | 1 | 1+ | 1+ | 1 | 1 | 1
SCE NOL | Roadway | 115 | 0 | 2.7 | 0 | 0 | 0 | 0 | 0 | 0 | 0 | 0 | 0 | 0 | 0 | 0 | 0 | 0 | 0 | 0 | 0 | 1 |  | 0 | 0 | 0 | 0 | 0 | 0 | 0 | 0 | 0 | 0 | 0 | 10.88 | 45.92 | 24.9 | 34.94 | 0 | 0 | 1 | 0 | 0 | 2 | 2 | 0 | 0 | 0 | 0 | 0 | 0 | 0 | -2 | -2 | -2 | -2 | 0 | 0 | 1 |  | 0 | 0 | 0 | 0 | 0 | 0 | 0 | 0 | 0 | 0 | 0 | 10.88 | 45.92 | 24.9 | 34.94 | 0 | 0 | 1 | 0 | 0 | 2 | 2 | 0 | 0 | 0 | 0 | 0 | 0 | 0 | -2 | -2 | -2 | -2 | 0 | 0 | 1 |  | 0 | 0 | 0 | 0 | 0 | 0 | 0 | 0 | 0 | 0 | 0 | 10.88 | 45.92 | 24.9 | 34.94 | 0 | 0 | 1 | 0 | 0 | 2 | 2 | 0 | 0 | 0 | 0 | 0 | 0 | 0 | -2 | -2 | -2 | -2 | 0 | 0 | 1 |  | 0 | 0 | 0 | 2.7 | 0 | 0 | 0 | 0 | 0 | 0 | 0 | 10.88 | 45.92 | 24.9 | 234.94 | 0 | 0 | 1 | 0 | 0 | 2 | 0 | 0 | 0 | 0 | 0 | 0 | 0 | 0 | -2 | -2 | -2 | -2 | 0 | 0 | 1 |  | 1 | 3- | 1 | 1 | 1 | 1 | 4+ | 4+ | 1 | 1
PG&E NGBA | Rock Creek 1 | 230 | 0 | 0 | 0 | 0 | 0 | 0 | 0 | 0 | 0 | 0 | 0 | 0 | 0 | 0 | 0 | 0 | 0 | 0 | 0 | 0 |  | 0 | 0 | 0 | 0 | 0 | 0 | 0 | 0 | 0 | 0 | 0 | 0 | 0 | 0 | 0 | 0 | 0 | 0 | 0 | 0 | 0 | 0 | 0 | 0 | 0 | 0 | 0 | 0 | 0 | 0 | 0 | 0 | 0 | 0 | 0 | 0 |  | 0 | 0 | 0 | 0 | 0 | 0 | 0 | 0 | 0 | 0 | 0 | 0 | 0 | 0 | 0 | 0 | 0 | 0 | 0 | 0 | 0 | 0 | 0 | 0 | 0 | 0 | 0 | 0 | 0 | 0 | 0 | 0 | 0 | 0 | 0 | 0 |  | 0 | 0 | 0 | 0 | 0 | 0 | 0 | 0 | 0 | 0 | 0 | 0 | 0 | 0 | 0 | 0 | 0 | 0 | 0 | 0 | 0 | 0 | 0 | 0 | 0 | 0 | 0 | 0 | 0 | 0 | 0 | 0 | 0 | 0 | 0 | 0 |  | 0 | 0 | 0 | 0 | 0 | 0 | 0 | 0 | 0 | 0 | 0 | 0 | 0 | 0 | 0 | 0 | 0 | 0 | 0 | 0 | 0 | 0 | 0 | 0 | 0 | 0 | 0 | 0 | 0 | 0 | 0 | 0 | 0 | 0 | 0 | 0 |  | 1 | 1 | 1 | 1 | 1 | 1 | 1 | 1 | 1 | 0
SCE Northern | Rosamond | 66 | 0 | 0 | 0 | 0 | 0 | 0 | 0 | 0 | 0 | 0 | 0 | 0 | 0 | 0 | 0 | 0 | 0 | 0 | 0 | 0 |  | 0 | 0 | 0 | 0 | 0 | 0 | 0 | 0 | 0 | 0 | 0 | 0 | 0 | 0 | 0 | 0 | 0 | 0 | 0 | 0 | 0 | 0 | 0 | 0 | 0 | 0 | 0 | 0 | 0 | 0 | 0 | 0 | 0 | 0 | 0 | 0 |  | 0 | 0 | 0 | 0 | 0 | 0 | 0 | 0 | 0 | 0 | 0 | 0 | 0 | 0 | 0 | 0 | 0 | 0 | 0 | 0 | 0 | 0 | 0 | 0 | 0 | 0 | 0 | 0 | 0 | 0 | 0 | 0 | 0 | 0 | 0 | 0 |  | 0 | 0 | 0 | 0 | 0 | 0 | 0 | 0 | 0 | 0 | 0 | 0 | 0 | 0 | 0 | 0 | 0 | 0 | 0 | 0 | 0 | 0 | 0 | 0 | 0 | 0 | 0 | 0 | 0 | 0 | 0 | 0 | 0 | 0 | 0 | 0 |  | 0 | 0 | 0 | 0 | 0 | 0 | 0 | 0 | 0 | 0 | 0 | 0 | 0 | 0 | 0 | 0 | 0 | 0 | 0 | 0 | 0 | 0 | 0 | 0 | 0 | 0 | 0 | 0 | 0 | 0 | 0 | 0 | 0 | 0 | 0 | 0 |  | 1 | 1 | 1 | 1 | 1 | 1 | 1 | 1 | 1 | 0
PG&E GBA | Rossmoor | 230 | 0 | 0 | 0 | 0 | 0 | 0 | 0 | 0 | 0 | 0 | 0 | 0 | 0 | 0 | 0 | 0 | 0 | 0 | 0 | 0 |  | 0 | 0 | 0 | 0 | 0 | 0 | 0 | 0 | 0 | 0 | 0 | 0 | 0 | 0 | 0 | 0 | 0 | 0 | 0 | 0 | 0 | 0 | 0 | 0 | 0 | 0 | 0 | 0 | 0 | 0 | 0 | 0 | 0 | 0 | 0 | 0 |  | 0 | 0 | 0 | 0 | 0 | 0 | 0 | 0 | 0 | 0 | 0 | 0 | 0 | 0 | 0.036 | 0 | 0 | 1 | 0 | 0 | 0 | 0 | 0 | 0 | 0 | 0 | 0 | 0 | 0 | 0 | 0 | 0 | 0 | 0 | 0 | 0 |  | 0 | 0 | 0 | 0 | 0 | 0 | 0 | 0 | 0 | 0 | 0 | 0 | 0 | 0 | 0.036 | 0 | 0 | 1 | 0 | 0 | 0 | 0 | 0 | 0 | 0 | 0 | 0 | 0 | 0 | 0 | 0 | 0 | 0 | 0 | 0 | 0 |  | 0 | 0 | 0 | 0 | 0 | 0 | 0 | 0 | 0 | 0 | 1.171 | 0 | 0 | 0 | 0.036 | 0 | 0 | 1 | 0 | 0 | 0 | 0 | 0 | 0 | 0 | 0 | 0 | 0 | -2 | 0 | 0 | 0 | 0 | 0 | 0 | 1 |  | 1 | 1 | 1 | 1 | 1 | 1+ | 1 | 1 | 1 | 1
PG&E NGBA | Round Mountain | 230 | 0 | 0 | 0 | 0 | 0 | 0 | 0 | 0 | 0 | 0 | 0 | 0 | 0 | 0 | 0 | 0 | 0 | 0 | 0 | 0 |  | 0 | 0 | 0 | 0 | 0 | 0 | 0 | 0 | 0 | 0 | 0 | 0 | 0 | 0 | 0 | 0 | 0 | 0 | 0 | 0 | 0 | 0 | 0 | 0 | 0 | 0 | 0 | 0 | 0 | 0 | 0 | 0 | 0 | 0 | 0 | 0 |  | 0 | 0 | 0 | 0 | 0 | 0 | 0 | 0 | 0 | 0 | 0 | 0 | 0 | 0 | 0 | 0 | 0 | 0 | 0 | 0 | 0 | 0 | 0 | 0 | 0 | 0 | 0 | 0 | 0 | 0 | 0 | 0 | 0 | 0 | 0 | 0 |  | 0 | 0 | 0 | 0 | 0 | 0 | 0 | 0 | 0 | 0 | 0 | 0 | 0 | 0 | 0 | 0 | 0 | 0 | 0 | 0 | 0 | 0 | 0 | 0 | 0 | 0 | 0 | 0 | 0 | 0 | 0 | 0 | 0 | 0 | 0 | 0 |  | 0 | 0 | 0 | 0 | 0 | 0 | 0 | 0 | 0 | 0 | 0 | 0 | 0 | 0 | 300 | 0 | 0 | 1 | 0 | 0 | 0 | 0 | 0 | 0 | 0 | 0 | 0 | 0 | 0 | 0 | 0 | 0 | -1 | 0 | 0 | 1 |  | 1 | 1 | 1 | 1 | 1 | 1 | 1 | 1 | 1 | 0
PG&E NGBA | Round Mountain | 500 | 0 | 0 | 0 | 0 | 0 | 0 | 0 | 0 | 0 | 0 | 0 | 0 | 0 | 0 | 0 | 0 | 0 | 0 | 0 | 0 |  | 0 | 0 | 0 | 0 | 0 | 0 | 0 | 0 | 0 | 0 | 0 | 0 | 0 | 0 | 0 | 0 | 0 | 0 | 0 | 0 | 0 | 0 | 0 | 0 | 0 | 0 | 0 | 0 | 0 | 0 | 0 | 0 | 0 | 0 | 0 | 0 |  | 0 | 0 | 0 | 0 | 0 | 0 | 0 | 0 | 0 | 0 | 0 | 0 | 0 | 0 | 0 | 0 | 0 | 0 | 0 | 0 | 0 | 0 | 0 | 0 | 0 | 0 | 0 | 0 | 0 | 0 | 0 | 0 | 0 | 0 | 0 | 0 |  | 0 | 0 | 0 | 0 | 0 | 0 | 0 | 0 | 0 | 0 | 0 | 0 | 0 | 0 | 0 | 0 | 0 | 0 | 0 | 0 | 0 | 0 | 0 | 0 | 0 | 0 | 0 | 0 | 0 | 0 | 0 | 0 | 0 | 0 | 0 | 0 |  | 0 | 0 | 0 | 0 | 0 | 0 | 0 | 0 | 0 | 0 | 0 | 0 | 0 | 0 | 0 | 0 | 0 | 0 | 0 | 0 | 0 | 0 | 0 | 0 | 0 | 0 | 0 | 0 | 0 | 0 | 0 | 0 | 0 | 0 | 0 | 0 |  | 1 | 1 | 1 | 1 | 1 | 1 | 1 | 1 | 1 | 0
PG&E GBA | Salado | 115 | 0 | 0 | 0 | 0 | 0 | 0 | 0 | 0 | 0 | 0 | 0 | 0 | 0 | 0 | 0 | 0 | 0 | 0 | 0 | 0 |  | 0 | 0 | 0 | 0 | 0 | 0 | 0 | 0 | 0 | 0 | 0 | 0 | 0 | 0 | 0 | 0 | 0 | 0 | 0 | 0 | 0 | 0 | 0 | 0 | 0 | 0 | 0 | 0 | 0 | 0 | 0 | 0 | 0 | 0 | 0 | 0 |  | 0 | 0 | 0 | 0 | 0 | 0 | 0 | 0 | 0 | 0 | 0 | 0 | 0 | 0 | 0 | 0 | 0 | 0 | 0 | 0 | 0 | 0 | 0 | 0 | 0 | 0 | 0 | 0 | 0 | 0 | 0 | 0 | 0 | 0 | 0 | 0 |  | 0 | 0 | 0 | 0 | 0 | 0 | 0 | 0 | 0 | 0 | 0 | 0 | 0 | 0 | 0 | 0 | 0 | 0 | 0 | 0 | 0 | 0 | 0 | 0 | 0 | 0 | 0 | 0 | 0 | 0 | 0 | 0 | 0 | 0 | 0 | 0 |  | 0 | 0 | 0 | 0 | 0 | 0 | 0 | 0 | 0 | 0 | 0 | 0 | 0 | 0 | 362 | 0 | 0 | 1 | 0 | 0 | 0 | 0 | 0 | 0 | 0 | 0 | 0 | 0 | 0 | 0 | 0 | 0 | -1 | 0 | 0 | 1 |  | 1 | 1 | 1 | 1 | 1 | 1 | 1 | 1 | 1 | 0
PG&E GBA | Salado | 60 | 0 | 0 | 0 | 0 | 0 | 0 | 0 | 0 | 0 | 0 | 0 | 0 | 0 | 0 | 0 | 0 | 0 | 0 | 0 | 0 |  | 0 | 0 | 0 | 0 | 0 | 0 | 0 | 0 | 0 | 0 | 0 | 0 | 0 | 0 | 0 | 0 | 0 | 0 | 0 | 0 | 0 | 0 | 0 | 0 | 0 | 0 | 0 | 0 | 0 | 0 | 0 | 0 | 0 | 0 | 0 | 0 |  | 0 | 0 | 0 | 0 | 0 | 0 | 0 | 0 | 0 | 0 | 0 | 0 | 0 | 0 | 20 | 0 | 0 | 1 | 0 | 0 | 0 | 0 | 0 | 0 | 0 | 0 | 0 | 0 | 0 | 0 | 0 | 0 | -2 | 0 | 0 | 1 |  | 0 | 0 | 0 | 0 | 0 | 0 | 0 | 0 | 0 | 0 | 0 | 0 | 0 | 0 | 20 | 0 | 0 | 1 | 0 | 0 | 0 | 0 | 0 | 0 | 0 | 0 | 0 | 0 | 0 | 0 | 0 | 0 | -2 | 0 | 0 | 1 |  | 0 | 0 | 0 | 0 | 0 | 0 | 0 | 0 | 0 | 0 | 0 | 0 | 0 | 0 | 20 | 0 | 0 | 1 | 0 | 0 | 0 | 0 | 0 | 0 | 0 | 0 | 0 | 0 | 0 | 0 | 0 | 0 | 0 | 0 | 0 | 0 |  | 1 | 1 | 1 | 1 | 1 | 1 | 1 | 4+ | 1 | 1
PG&E GBA | Salinas | 115 | 0 | 3.25 | 0 | 0 | 0 | 0 | 0 | 0 | 0 | 0 | 0 | 3 | 0 | 0 | 0 | 0 | 0 | 0 | 0 | 1 |  | 0 | 0 | 0 | 0 | 0 | 0 | 0 | 0 | 0 | 0 | 0 | 0 | 0 | 0 | 0 | 0 | 0 | 0 | 0 | 0 | 2 | 2 | 0 | 0 | 0 | 0 | 0 | 0 | 2 | 0 | 0 | 0 | 0 | 0 | 0 | 1 |  | 0 | 0 | 0 | 0 | 0 | 0 | 0 | 0 | 0 | 0 | 3.172 | 0 | 0 | 0 | 0 | 0 | 0 | 1 | 0 | 0 | 2 | 2 | 0 | 0 | 0 | 0 | 0 | 0 | 0 | 0 | 0 | 0 | 0 | 0 | 0 | 1 |  | 0 | 0 | 0 | 0 | 0 | 0 | 0 | 0 | 0 | 0 | 3.172 | 0 | 0 | 0 | 0 | 0 | 0 | 1 | 0 | 0 | 2 | 2 | 0 | 0 | 0 | 0 | 0 | 0 | 0 | 0 | 0 | 0 | 0 | 0 | 0 | 1 |  | 0 | 0 | 0 | 3.25 | 0 | 0 | 0 | 0 | 0 | 0 | 3.172 | 0 | 0 | 0 | 442 | 0 | 0 | 1 | 0 | 0 | 2 | 0 | 0 | 0 | 0 | 0 | 0 | 0 | 0 | 0 | 0 | 0 | -1 | 0 | 0 | 1 |  | 1 | 3- | 1 | 1 | 1 | 1 | 1 | 1 | 1 | 1
SDGE | Salt Creek | 69 | 0 | 0 | 0 | 0 | 0 | 0 | 0 | 0 | 0 | 0 | 0 | 0 | 0 | 0 | 0 | 0 | 0 | 0 | 0 | 0 |  | 0 | 0 | 0 | 0 | 0 | 0 | 0 | 0 | 0 | 0 | 0 | 0 | 0 | 0 | 0 | 0 | 0 | 0 | 0 | 0 | 0 | 0 | 0 | 0 | 0 | 0 | 0 | 0 | 0 | 0 | 0 | 0 | 0 | 0 | 0 | 0 |  | 0 | 0 | 0 | 0 | 0 | 0 | 0 | 0 | 0 | 0 | 0 | 0 | 0 | 0 | 0 | 0 | 0 | 0 | 0 | 0 | 0 | 0 | 0 | 0 | 0 | 0 | 0 | 0 | 0 | 0 | 0 | 0 | 0 | 0 | 0 | 0 |  | 0 | 0 | 0 | 0 | 0 | 0 | 0 | 0 | 0 | 0 | 0 | 0 | 0 | 0 | 0 | 0 | 0 | 0 | 0 | 0 | 0 | 0 | 0 | 0 | 0 | 0 | 0 | 0 | 0 | 0 | 0 | 0 | 0 | 0 | 0 | 0 |  | 0 | 0 | 0 | 0 | 0 | 0 | 0 | 0 | 0 | 0 | 0 | 0 | 0 | 0 | 102.04 | 0 | 0 | 1 | 0 | 0 | 0 | 0 | 0 | 0 | 0 | 0 | 0 | 0 | 0 | 0 | 0 | 0 | -1 | 0 | 0 | 1 |  | 1 | 1 | 1 | 1 | 1 | 1 | 1 | 1 | 1 | 0
SCE Eastern | San Bernardino | 230 | 0 | 5.25 | 0 | 0 | 0 | 0 | 0 | 0 | 0 | 0 | 0 | 0 | 0 | 0 | 0 | 0 | 0 | 0 | 0 | 1 |  | 0 | 0 | 0 | 0 | 0 | 0 | 0 | 0 | 0 | 0 | 0 | 0 | 0 | 0 | 0 | 0 | 0 | 0 | 0 | 0 | 2 | 2 | 0 | 0 | 0 | 0 | 0 | 0 | 0 | 0 | 0 | 0 | 0 | 0 | 0 | 1 |  | 0 | 0 | 0 | 0 | 0 | 0 | 0 | 0 | 0 | 0 | 0 | 0 | 0 | 0 | 0 | 0 | 0 | 0 | 0 | 0 | 2 | 2 | 0 | 0 | 0 | 0 | 0 | 0 | 0 | 0 | 0 | 0 | 0 | 0 | 0 | 1 |  | 0 | 0 | 0 | 0 | 0 | 0 | 0 | 0 | 0 | 0 | 0 | 0 | 0 | 0 | 202.8 | 0 | 0 | 1 | 0 | 0 | 2 | 2 | 0 | 0 | 0 | 0 | 0 | 0 | 0 | 0 | 0 | 0 | -2 | 0 | 0 | 1 |  | 0 | 0 | 0 | 5.278 | 0 | 0 | 0 | 0 | 0 | 0 | 21.65 | 0 | 0 | 0 | 322.2 | 0 | 0 | 1 | 0 | 0 | 2 | 0 | 0 | 0 | 0 | 0 | 0 | 0 | -2 | 0 | 0 | 0 | -1 | 0 | 0 | 1 |  | 1 | 3- | 1 | 1 | 1 | 1+ | 1 | 2+ | 1 | 1
PG&E GBA | SAN FRAN A (POTRERO PP) | 115 | 0 | 0 | 0 | 0 | 0 | 0 | 0 | 0 | 0 | 0 | 0 | 0 | 0 | 0 | 0 | 0 | 0 | 0 | 0 | 0 |  | 0 | 0 | 0 | 0 | 0 | 0 | 0 | 0 | 0 | 0 | 0 | 0 | 0 | 0 | 0 | 0 | 0 | 0 | 0 | 0 | 0 | 0 | 0 | 0 | 0 | 0 | 0 | 0 | 0 | 0 | 0 | 0 | 0 | 0 | 0 | 0 |  | 0 | 0 | 0 | 0 | 0 | 0 | 0 | 0 | 0 | 0 | 2.85 | 0 | 0 | 0 | 0 | 0 | 0 | 1 | 0 | 0 | 0 | 0 | 0 | 0 | 0 | 0 | 0 | 0 | -2 | 0 | 0 | 0 | 0 | 0 | 0 | 1 |  | 0 | 0 | 0 | 0 | 0 | 0 | 0 | 0 | 0 | 0 | 2.85 | 0 | 0 | 0 | 0 | 0 | 0 | 1 | 0 | 0 | 0 | 0 | 0 | 0 | 0 | 0 | 0 | 0 | -2 | 0 | 0 | 0 | 0 | 0 | 0 | 1 |  | 0 | 0 | 0 | 0 | 0 | 0 | 0 | 0 | 0 | 0 | 2.85 | 0 | 0 | 0 | 0 | 0 | 0 | 1 | 0 | 0 | 0 | 0 | 0 | 0 | 0 | 0 | 0 | 0 | -2 | 0 | 0 | 0 | 0 | 0 | 0 | 1 |  | 1 | 1 | 1 | 1 | 1 | 4+ | 1 | 1 | 1 | 1
PG&E GBA | SAN FRAN A (POTRERO PP) | 230 | 0 | 0 | 0 | 0 | 0 | 0 | 0 | 0 | 0 | 0 | 0 | 0 | 0 | 0 | 0 | 0 | 0 | 0 | 0 | 0 |  | 0 | 0 | 0 | 0 | 0 | 0 | 0 | 0 | 0 | 0 | 0 | 0 | 0 | 0 | 0 | 0 | 0 | 0 | 0 | 0 | 0 | 0 | 0 | 0 | 0 | 0 | 0 | 0 | 0 | 0 | 0 | 0 | 0 | 0 | 0 | 0 |  | 0 | 0 | 0 | 0 | 0 | 0 | 0 | 0 | 0 | 0 | 0 | 0 | 0 | 0 | 0 | 0 | 0 | 0 | 0 | 0 | 0 | 0 | 0 | 0 | 0 | 0 | 0 | 0 | 0 | 0 | 0 | 0 | 0 | 0 | 0 | 0 |  | 0 | 0 | 0 | 0 | 0 | 0 | 0 | 0 | 0 | 0 | 0 | 0 | 0 | 0 | 0 | 0 | 0 | 0 | 0 | 0 | 0 | 0 | 0 | 0 | 0 | 0 | 0 | 0 | 0 | 0 | 0 | 0 | 0 | 0 | 0 | 0 |  | 0 | 0 | 0 | 0 | 0 | 0 | 0 | 0 | 0 | 0 | 0 | 0 | 0 | 0 | 0 | 0 | 0 | 0 | 0 | 0 | 0 | 0 | 0 | 0 | 0 | 0 | 0 | 0 | 0 | 0 | 0 | 0 | 0 | 0 | 0 | 0 |  | 1 | 1 | 1 | 1 | 1 | 1 | 1 | 1 | 1 | 0
PG&E GBA | San Jose A | 115 | 0 | 0 | 0 | 0 | 0 | 0 | 0 | 0 | 0 | 0 | 0 | 0 | 0 | 0 | 0 | 0 | 0 | 0 | 0 | 0 |  | 0 | 0 | 0 | 0 | 0 | 0 | 0 | 0 | 0 | 0 | 0 | 0 | 0 | 0 | 0 | 0 | 0 | 0 | 0 | 0 | 0 | 0 | 0 | 0 | 0 | 0 | 0 | 0 | 0 | 0 | 0 | 0 | 0 | 0 | 0 | 0 |  | 0 | 0 | 0 | 0 | 0 | 0 | 0 | 0 | 0 | 0 | 0 | 0 | 0 | 0 | 0 | 0 | 0 | 0 | 0 | 0 | 0 | 0 | 0 | 0 | 0 | 0 | 0 | 0 | 0 | 0 | 0 | 0 | 0 | 0 | 0 | 0 |  | 0 | 0 | 0 | 0 | 0 | 0 | 0 | 0 | 0 | 0 | 0 | 0 | 0 | 0 | 0 | 0 | 0 | 0 | 0 | 0 | 0 | 0 | 0 | 0 | 0 | 0 | 0 | 0 | 0 | 0 | 0 | 0 | 0 | 0 | 0 | 0 |  | 0 | 0 | 0 | 0 | 0 | 0 | 0 | 0 | 0 | 0 | 0 | 0 | 0 | 0 | 0 | 0 | 0 | 0 | 0 | 0 | 0 | 0 | 0 | 0 | 0 | 0 | 0 | 0 | 0 | 0 | 0 | 0 | 0 | 0 | 0 | 0 |  | 1 | 1 | 1 | 1 | 1 | 1 | 1 | 1 | 1 | 0
PG&E GBA | San Jose B | 115 | 0 | 0 | 0 | 0 | 0 | 0 | 0 | 0 | 0 | 0 | 0 | 0 | 0 | 0 | 0 | 0 | 0 | 0 | 0 | 0 |  | 0 | 0 | 0 | 0 | 0 | 0 | 0 | 0 | 0 | 0 | 0 | 0 | 0 | 0 | 0 | 0 | 0 | 0 | 0 | 0 | 0 | 0 | 0 | 0 | 0 | 0 | 0 | 0 | 0 | 0 | 0 | 0 | 0 | 0 | 0 | 0 |  | 0 | 0 | 0 | 0 | 0 | 0 | 0 | 0 | 0 | 0 | 0 | 0 | 0 | 0 | 0 | 0 | 0 | 0 | 0 | 0 | 0 | 0 | 0 | 0 | 0 | 0 | 0 | 0 | 0 | 0 | 0 | 0 | 0 | 0 | 0 | 0 |  | 0 | 0 | 0 | 0 | 0 | 0 | 0 | 0 | 0 | 0 | 0 | 0 | 0 | 0 | 0 | 0 | 0 | 0 | 0 | 0 | 0 | 0 | 0 | 0 | 0 | 0 | 0 | 0 | 0 | 0 | 0 | 0 | 0 | 0 | 0 | 0 |  | 0 | 0 | 0 | 0 | 0 | 0 | 0 | 0 | 0 | 0 | 0 | 0 | 0 | 0 | 0 | 0 | 0 | 0 | 0 | 0 | 0 | 0 | 0 | 0 | 0 | 0 | 0 | 0 | 0 | 0 | 0 | 0 | 0 | 0 | 0 | 0 |  | 1 | 1 | 1 | 1 | 1 | 1 | 1 | 1 | 1 | 0
PG&E GBA | San Leandro U | 115 | 0 | 0 | 0 | 0 | 0 | 0 | 0 | 0 | 0 | 0 | 0 | 0 | 0 | 0 | 0 | 0 | 0 | 0 | 0 | 0 |  | 0 | 0 | 0 | 0 | 0 | 0 | 0 | 0 | 0 | 0 | 0 | 0 | 0 | 0 | 0 | 0 | 0 | 0 | 0 | 0 | 0 | 0 | 0 | 0 | 0 | 0 | 0 | 0 | 0 | 0 | 0 | 0 | 0 | 0 | 0 | 0 |  | 0 | 0 | 0 | 0 | 0 | 0 | 0 | 0 | 0 | 0 | 4.9681 | 0 | 0 | 0 | 2.6311 | 0 | 0 | 1 | 0 | 0 | 0 | 0 | 0 | 0 | 0 | 0 | 0 | 0 | -2 | 0 | 0 | 0 | 0 | 0 | 0 | 1 |  | 0 | 0 | 0 | 0 | 0 | 0 | 0 | 0 | 0 | 0 | 4.9681 | 0 | 0 | 0 | 2.6311 | 0 | 0 | 1 | 0 | 0 | 0 | 0 | 0 | 0 | 0 | 0 | 0 | 0 | -2 | 0 | 0 | 0 | 0 | 0 | 0 | 1 |  | 0 | 0 | 0 | 0 | 0 | 0 | 0 | 0 | 0 | 0 | 6.0881 | 0 | 0 | 0 | 2.6311 | 0 | 0 | 1 | 0 | 0 | 0 | 0 | 0 | 0 | 0 | 0 | 0 | 0 | -2 | 0 | 0 | 0 | 0 | 0 | 0 | 1 |  | 1 | 1 | 1 | 1 | 1 | 4+ | 1 | 1 | 1 | 1
PG&E KERN | San Luis Obispo | 115 | 0 | 0 | 0 | 0 | 0 | 0 | 0 | 0 | 0 | 0 | 0 | 0 | 0 | 0 | 0 | 0 | 0 | 0 | 0 | 0 |  | 0 | 0 | 0 | 0 | 0 | 0 | 0 | 0 | 0 | 0 | 0 | 0 | 0 | 0 | 0 | 0 | 0 | 0 | 0 | 0 | 0 | 0 | 0 | 0 | 0 | 0 | 0 | 0 | 0 | 0 | 0 | 0 | 0 | 0 | 0 | 0 |  | 0 | 0 | 0 | 0 | 0 | 0 | 0 | 0 | 0 | 0 | 0 | 0 | 0 | 0 | 0 | 0 | 0 | 0 | 0 | 0 | 0 | 0 | 0 | 0 | 0 | 0 | 0 | 0 | 0 | 0 | 0 | 0 | 0 | 0 | 0 | 0 |  | 0 | 0 | 0 | 0 | 0 | 0 | 0 | 0 | 0 | 0 | 0 | 0 | 0 | 0 | 0 | 0 | 0 | 0 | 0 | 0 | 0 | 0 | 0 | 0 | 0 | 0 | 0 | 0 | 0 | 0 | 0 | 0 | 0 | 0 | 0 | 0 |  | 0 | 0 | 0 | 0 | 0 | 0 | 0 | 0 | 0 | 0 | 0 | 0 | 0 | 0 | 0 | 0 | 0 | 0 | 0 | 0 | 0 | 0 | 0 | 0 | 0 | 0 | 0 | 0 | 0 | 0 | 0 | 0 | 0 | 0 | 0 | 0 |  | 1 | 1 | 1 | 1 | 1 | 1 | 1 | 1 | 1 | 0
PG&E KERN | San Luis Obispo | 70 | 0 | 11 | 0 | 0 | 0 | 0 | 0 | 0 | 0 | 0 | 0 | 0 | 0 | 0 | 0 | 0 | 0 | 0 | 0 | 1 |  | 0 | 0 | 0 | 0 | 0 | 0 | 0 | 0 | 0 | 0 | 0 | 0 | 0 | 0 | 0 | 0 | 0 | 0 | 0 | 0 | 2 | 2 | 0 | 0 | 0 | 0 | 0 | 0 | 0 | 0 | 0 | 0 | 0 | 0 | 0 | 1 |  | 0 | 0 | 0 | 0 | 0 | 0 | 0 | 0 | 0 | 0 | 0 | 0 | 0 | 0 | 0 | 0 | 0 | 0 | 0 | 0 | 2 | 2 | 0 | 0 | 0 | 0 | 0 | 0 | 0 | 0 | 0 | 0 | 0 | 0 | 0 | 1 |  | 0 | 0 | 0 | 0 | 0 | 0 | 0 | 0 | 0 | 0 | 0 | 0 | 0 | 0 | 0 | 0 | 0 | 0 | 0 | 0 | 2 | 2 | 0 | 0 | 0 | 0 | 0 | 0 | 0 | 0 | 0 | 0 | 0 | 0 | 0 | 1 |  | 0 | 0 | 0 | 10.976 | 0 | 0 | 0 | 0 | 0 | 0 | 2.117 | 0 | 0 | 0 | 0 | 0 | 0 | 1 | 0 | 0 | 2 | 0 | 0 | 0 | 0 | 0 | 0 | 0 | -2 | 0 | 0 | 0 | 0 | 0 | 0 | 1 |  | 1 | 3- | 1 | 1 | 1 | 1+ | 1 | 1 | 1 | 1
SDGE | San Luis Rey | 230 | 0 | 0 | 0 | 0 | 0 | 0 | 0 | 0 | 0 | 0 | 0 | 0 | 0 | 0 | 0 | 0 | 0 | 0 | 0 | 0 |  | 0 | 0 | 0 | 0 | 0 | 0 | 0 | 0 | 0 | 0 | 0 | 0 | 0 | 0 | 0 | 0 | 0 | 0 | 0 | 0 | 0 | 0 | 0 | 0 | 0 | 0 | 0 | 0 | 0 | 0 | 0 | 0 | 0 | 0 | 0 | 0 |  | 0 | 0 | 0 | 0 | 0 | 0 | 0 | 0 | 0 | 0 | 0 | 0 | 0 | 0 | 0 | 0 | 0 | 0 | 0 | 0 | 0 | 0 | 0 | 0 | 0 | 0 | 0 | 0 | 0 | 0 | 0 | 0 | 0 | 0 | 0 | 0 |  | 0 | 0 | 0 | 0 | 0 | 0 | 0 | 0 | 0 | 0 | 0 | 0 | 0 | 0 | 0 | 0 | 0 | 0 | 0 | 0 | 0 | 0 | 0 | 0 | 0 | 0 | 0 | 0 | 0 | 0 | 0 | 0 | 0 | 0 | 0 | 0 |  | 0 | 0 | 0 | 0 | 0 | 0 | 0 | 0 | 0 | 0 | 0 | 0 | 0 | 0 | 256 | 0 | 0 | 1 | 0 | 0 | 0 | 0 | 0 | 0 | 0 | 0 | 0 | 0 | 0 | 0 | 0 | 0 | -1 | 0 | 0 | 1 |  | 1 | 1 | 1 | 1 | 1 | 1 | 1 | 1 | 1 | 0
SDGE | San Luis Rey | 69 | 0 | 0 | 0 | 0 | 0 | 0 | 0 | 0 | 0 | 0 | 0 | 0 | 0 | 0 | 0 | 0 | 0 | 0 | 0 | 0 |  | 0 | 0 | 0 | 0 | 0 | 0 | 0 | 0 | 0 | 0 | 0 | 0 | 0 | 0 | 0 | 0 | 0 | 0 | 0 | 0 | 0 | 0 | 0 | 0 | 0 | 0 | 0 | 0 | 0 | 0 | 0 | 0 | 0 | 0 | 0 | 0 |  | 0 | 0 | 0 | 0 | 0 | 0 | 0 | 0 | 0 | 0 | 0 | 0 | 0 | 0 | 0 | 0 | 0 | 0 | 0 | 0 | 0 | 0 | 0 | 0 | 0 | 0 | 0 | 0 | 0 | 0 | 0 | 0 | 0 | 0 | 0 | 0 |  | 0 | 0 | 0 | 0 | 0 | 0 | 0 | 0 | 0 | 0 | 0 | 0 | 0 | 0 | 0 | 0 | 0 | 0 | 0 | 0 | 0 | 0 | 0 | 0 | 0 | 0 | 0 | 0 | 0 | 0 | 0 | 0 | 0 | 0 | 0 | 0 |  | 0 | 0 | 0 | 0 | 0 | 0 | 0 | 0 | 0 | 0 | 0 | 0 | 100 | 0 | 106 | 0 | 0 | 1 | 0 | 0 | 0 | 0 | 0 | 0 | 0 | 0 | 0 | 0 | 0 | 0 | -2 | 0 | -1 | 0 | 0 | 1 |  | 1 | 1 | 1 | 1 | 1 | 1 | 1+ | 1 | 1 | 1
SDGE | San Marcos | 69 | 0 | 0 | 0 | 0 | 0 | 0 | 0 | 0 | 0 | 0 | 0 | 0 | 0 | 0 | 0 | 0 | 0 | 0 | 0 | 0 |  | 0 | 0 | 0 | 0 | 0 | 0 | 0 | 0 | 0 | 0 | 0 | 0 | 0 | 0 | 0 | 0 | 0 | 0 | 0 | 0 | 0 | 0 | 0 | 0 | 0 | 0 | 0 | 0 | 0 | 0 | 0 | 0 | 0 | 0 | 0 | 0 |  | 0 | 0 | 0 | 0 | 0 | 0 | 0 | 0 | 0 | 0 | 0 | 0 | 0 | 0 | 0 | 0 | 0 | 0 | 0 | 0 | 0 | 0 | 0 | 0 | 0 | 0 | 0 | 0 | 0 | 0 | 0 | 0 | 0 | 0 | 0 | 0 |  | 0 | 0 | 0 | 0 | 0 | 0 | 0 | 0 | 0 | 0 | 0 | 0 | 0 | 0 | 0 | 0 | 0 | 0 | 0 | 0 | 0 | 0 | 0 | 0 | 0 | 0 | 0 | 0 | 0 | 0 | 0 | 0 | 0 | 0 | 0 | 0 |  | 0 | 0 | 0 | 0 | 0 | 0 | 0 | 0 | 0 | 0 | 0 | 0 | 0 | 0 | 5 | 0 | 0 | 1 | 0 | 0 | 0 | 0 | 0 | 0 | 0 | 0 | 0 | 0 | 0 | 0 | 0 | 0 | 0 | 0 | 0 | 0 |  | 1 | 1 | 1 | 1 | 1 | 1 | 1 | 1 | 1 | 0
SCE Metro | San Onofre | 230 | 0 | 0 | 0 | 0 | 0 | 0 | 0 | 0 | 0 | 0 | 0 | 0 | 0 | 0 | 0 | 0 | 0 | 0 | 0 | 0 |  | 0 | 0 | 0 | 0 | 0 | 0 | 0 | 0 | 0 | 0 | 0 | 0 | 0 | 0 | 0 | 0 | 0 | 0 | 0 | 0 | 0 | 0 | 0 | 0 | 0 | 0 | 0 | 0 | 0 | 0 | 0 | 0 | 0 | 0 | 0 | 0 |  | 0 | 0 | 0 | 0 | 0 | 0 | 0 | 0 | 0 | 0 | 0 | 0 | 0 | 0 | 0 | 0 | 0 | 0 | 0 | 0 | 0 | 0 | 0 | 0 | 0 | 0 | 0 | 0 | 0 | 0 | 0 | 0 | 0 | 0 | 0 | 0 |  | 0 | 0 | 0 | 0 | 0 | 0 | 0 | 0 | 0 | 0 | 0 | 0 | 0 | 0 | 0 | 0 | 0 | 0 | 0 | 0 | 0 | 0 | 0 | 0 | 0 | 0 | 0 | 0 | 0 | 0 | 0 | 0 | 0 | 0 | 0 | 0 |  | 0 | 0 | 0 | 0 | 0 | 0 | 0 | 0 | 0 | 0 | 0 | 0 | 0 | 0 | 1150 | 0 | 0 | 1 | 0 | 0 | 0 | 0 | 0 | 0 | 0 | 0 | 0 | 0 | 0 | 0 | 0 | 0 | -2 | 0 | 0 | 1 |  | 1 | 1 | 1 | 1 | 1 | 1 | 1 | 1+ | 1 | 1
PG&E GBA | San Pablo | 115 | 0 | 0 | 0 | 0 | 0 | 0 | 0 | 0 | 0 | 0 | 0 | 0 | 0 | 0 | 0 | 0 | 0 | 0 | 0 | 0 |  | 0 | 0 | 0 | 0 | 0 | 0 | 0 | 0 | 0 | 0 | 0 | 0 | 0 | 0 | 0 | 0 | 0 | 0 | 0 | 0 | 0 | 0 | 0 | 0 | 0 | 0 | 0 | 0 | 0 | 0 | 0 | 0 | 0 | 0 | 0 | 0 |  | 0 | 0 | 0 | 0 | 0 | 0 | 0 | 0 | 0 | 0 | 0 | 0 | 0 | 0 | 0 | 0 | 0 | 0 | 0 | 0 | 0 | 0 | 0 | 0 | 0 | 0 | 0 | 0 | 0 | 0 | 0 | 0 | 0 | 0 | 0 | 0 |  | 0 | 0 | 0 | 0 | 0 | 0 | 0 | 0 | 0 | 0 | 0 | 0 | 0 | 0 | 0 | 0 | 0 | 0 | 0 | 0 | 0 | 0 | 0 | 0 | 0 | 0 | 0 | 0 | 0 | 0 | 0 | 0 | 0 | 0 | 0 | 0 |  | 0 | 0 | 0 | 0 | 0 | 0 | 0 | 0 | 0 | 0 | 0 | 0 | 0 | 0 | 0 | 0 | 0 | 0 | 0 | 0 | 0 | 0 | 0 | 0 | 0 | 0 | 0 | 0 | 0 | 0 | 0 | 0 | 0 | 0 | 0 | 0 |  | 1 | 1 | 1 | 1 | 1 | 1 | 1 | 1 | 1 | 0
PG&E GBA | San Ramon | 230 | 0 | 0 | 0 | 0 | 0 | 0 | 0 | 0 | 0 | 0 | 0 | 0 | 0 | 0 | 0 | 0 | 0 | 0 | 0 | 0 |  | 0 | 0 | 0 | 0 | 0 | 0 | 0 | 0 | 0 | 0 | 0 | 0 | 0 | 0 | 0 | 0 | 0 | 0 | 0 | 0 | 0 | 0 | 0 | 0 | 0 | 0 | 0 | 0 | 0 | 0 | 0 | 0 | 0 | 0 | 0 | 0 |  | 0 | 0 | 0 | 0 | 0 | 0 | 0 | 0 | 0 | 0 | 12.5568 | 0 | 0 | 0 | 10.395 | 0 | 0 | 1 | 0 | 0 | 0 | 0 | 0 | 0 | 0 | 0 | 0 | 0 | -2 | 0 | 0 | 0 | -2 | 0 | 0 | 1 |  | 0 | 0 | 0 | 0 | 0 | 0 | 0 | 0 | 0 | 0 | 12.5568 | 0 | 0 | 0 | 10.395 | 0 | 0 | 1 | 0 | 0 | 0 | 0 | 0 | 0 | 0 | 0 | 0 | 0 | -2 | 0 | 0 | 0 | -2 | 0 | 0 | 1 |  | 0 | 0 | 0 | 0 | 0 | 0 | 0 | 0 | 0 | 0 | 12.5568 | 0 | 0 | 0 | 10.395 | 0 | 0 | 1 | 0 | 0 | 0 | 0 | 0 | 0 | 0 | 0 | 0 | 0 | -2 | 0 | 0 | 0 | 0 | 0 | 0 | 1 |  | 1 | 1 | 1 | 1 | 1 | 4+ | 1 | 4+ | 1 | 1
SDGE | San Ysidro | 69 | 0 | 0 | 0 | 0 | 0 | 0 | 0 | 0 | 0 | 0 | 0 | 0 | 0 | 0 | 0 | 0 | 0 | 0 | 0 | 0 |  | 0 | 0 | 0 | 0 | 0 | 0 | 0 | 0 | 0 | 0 | 0 | 0 | 0 | 0 | 0 | 0 | 0 | 0 | 0 | 0 | 0 | 0 | 0 | 0 | 0 | 0 | 0 | 0 | 0 | 0 | 0 | 0 | 0 | 0 | 0 | 0 |  | 0 | 0 | 0 | 0 | 0 | 0 | 0 | 0 | 0 | 0 | 0 | 0 | 0 | 0 | 0 | 0 | 0 | 0 | 0 | 0 | 0 | 0 | 0 | 0 | 0 | 0 | 0 | 0 | 0 | 0 | 0 | 0 | 0 | 0 | 0 | 0 |  | 0 | 0 | 0 | 0 | 0 | 0 | 0 | 0 | 0 | 0 | 0 | 0 | 0 | 0 | 0 | 0 | 0 | 0 | 0 | 0 | 0 | 0 | 0 | 0 | 0 | 0 | 0 | 0 | 0 | 0 | 0 | 0 | 0 | 0 | 0 | 0 |  | 0 | 0 | 0 | 0 | 0 | 0 | 0 | 0 | 0 | 0 | 0 | 0 | 0 | 0 | 0 | 0 | 0 | 0 | 0 | 0 | 0 | 0 | 0 | 0 | 0 | 0 | 0 | 0 | 0 | 0 | 0 | 0 | 0 | 0 | 0 | 0 |  | 1 | 1 | 1 | 1 | 1 | 1 | 1 | 1 | 1 | 0
SCE NOL | Sandlot | 230 | 0 | 0 | 0 | 0 | 0 | 0 | 0 | 0 | 0 | 0 | 0 | 0 | 0 | 0 | 0 | 0 | 0 | 0 | 0 | 0 |  | 0 | 0 | 0 | 0 | 0 | 0 | 0 | 0 | 0 | 0 | 0 | 0 | 0 | 0 | 0 | 0 | 0 | 0 | 0 | 0 | 0 | 0 | 0 | 0 | 0 | 0 | 0 | 0 | 0 | 0 | 0 | 0 | 0 | 0 | 0 | 0 |  | 0 | 0 | 0 | 0 | 0 | 0 | 0 | 0 | 0 | 0 | 0 | 0 | 0 | 0 | 0 | 0 | 0 | 0 | 0 | 0 | 0 | 0 | 0 | 0 | 0 | 0 | 0 | 0 | 0 | 0 | 0 | 0 | 0 | 0 | 0 | 0 |  | 0 | 0 | 0 | 0 | 0 | 0 | 0 | 0 | 0 | 0 | 0 | 0 | 0 | 0 | 0 | 0 | 0 | 0 | 0 | 0 | 0 | 0 | 0 | 0 | 0 | 0 | 0 | 0 | 0 | 0 | 0 | 0 | 0 | 0 | 0 | 0 |  | 0 | 0 | 0 | 0 | 0 | 0 | 0 | 0 | 0 | 0 | 0 | 0 | 0 | 0 | 0 | 0 | 0 | 0 | 0 | 0 | 0 | 0 | 0 | 0 | 0 | 0 | 0 | 0 | 0 | 0 | 0 | 0 | 0 | 0 | 0 | 0 |  | 1 | 1 | 1 | 1 | 1 | 1 | 1 | 1 | 1 | 0
EOP | Sandy | 138 | 0 | 0 | 0 | 0 | 0 | 0 | 0 | 0 | 0 | 0 | 0 | 0 | 0 | 0 | 0 | 0 | 0 | 0 | 0 | 0 |  | 0 | 0 | 0 | 0 | 0 | 0 | 0 | 0 | 0 | 0 | 0 | 0 | 0 | 0 | 0 | 0 | 0 | 0 | 0 | 0 | 0 | 0 | 0 | 0 | 0 | 0 | 0 | 0 | 0 | 0 | 0 | 0 | 0 | 0 | 0 | 0 |  | 0 | 0 | 0 | 0 | 0 | 0 | 0 | 0 | 0 | 0 | 0 | 0 | 0 | 0 | 0 | 0 | 0 | 0 | 0 | 0 | 0 | 0 | 0 | 0 | 0 | 0 | 0 | 0 | 0 | 0 | 0 | 0 | 0 | 0 | 0 | 0 |  | 0 | 0 | 0 | 0 | 0 | 0 | 0 | 0 | 0 | 0 | 0 | 0 | 0 | 0 | 0 | 0 | 0 | 0 | 0 | 0 | 0 | 0 | 0 | 0 | 0 | 0 | 0 | 0 | 0 | 0 | 0 | 0 | 0 | 0 | 0 | 0 |  | 0 | 0 | 0 | 0 | 0 | 0 | 0 | 0 | 0 | 0 | 0 | 0 | 0 | 0 | 0 | 0 | 0 | 0 | 0 | 0 | 0 | 0 | 0 | 0 | 0 | 0 | 0 | 0 | 0 | 0 | 0 | 0 | 0 | 0 | 0 | 0 |  | 1 | 1 | 1 | 1 | 1 | 1 | 1 | 1 | 1 | 0
PG&E FRESNO | Sanger | 115 | 0 | 1.5 | 0 | 0 | 0 | 0 | 0 | 0 | 0 | 0 | 0 | 0 | 0 | 0 | 0 | 0 | 0 | 0 | 0 | 1 |  | 0 | 0 | 0 | 0 | 0 | 0 | 0 | 0 | 0 | 0 | 0 | 0 | 0 | 0 | 0 | 0 | 0 | 0 | 0 | 0 | 2 | 2 | 0 | 0 | 0 | 0 | 0 | 0 | 0 | 0 | 0 | 0 | 0 | 0 | 0 | 1 |  | 0 | 0 | 0 | 1.5 | 0 | 0 | 0 | 0 | 0 | 0 | 4.56 | 0 | 0 | 200 | 203.699 | 0 | 0 | 1 | 0 | 0 | 2 | 0 | 0 | 0 | 0 | 0 | 0 | 0 | -2 | 0 | 0 | -2 | -2 | 0 | 0 | 1 |  | 0 | 0 | 0 | 1.5 | 0 | 0 | 0 | 0 | 0 | 0 | 4.56 | 0 | 0 | 200 | 203.699 | 0 | 0 | 1 | 0 | 0 | 2 | 0 | 0 | 0 | 0 | 0 | 0 | 0 | -2 | 0 | 0 | -2 | -2 | 0 | 0 | 1 |  | 0 | 0 | 0 | 1.5 | 0 | 0 | 0 | 0 | 0 | 0 | 4.56 | 0 | 310 | 200 | 465.599 | 0 | 0 | 1 | 0 | 0 | 2 | 0 | 0 | 0 | 0 | 0 | 0 | 0 | -2 | 0 | -2 | -2 | -2 | 0 | 0 | 1 |  | 1 | 1 | 1 | 1 | 1 | 4+ | 1+ | 4+ | 1 | 1
SCE Northern | Santa Clara | 230 | 0 | 0 | 0 | 0 | 0 | 0 | 0 | 0 | 0 | 0 | 0 | 0 | 0 | 0 | 0 | 0 | 0 | 0 | 0 | 0 |  | 0 | 0 | 0 | 0 | 0 | 0 | 0 | 0 | 0 | 0 | 0 | 0 | 0 | 0 | 0 | 0 | 0 | 0 | 0 | 0 | 0 | 0 | 0 | 0 | 0 | 0 | 0 | 0 | 0 | 0 | 0 | 0 | 0 | 0 | 0 | 0 |  | 0 | 0 | 0 | 0 | 0 | 0 | 0 | 0 | 0 | 0 | 0 | 0 | 0 | 0 | 0 | 0 | 0 | 0 | 0 | 0 | 0 | 0 | 0 | 0 | 0 | 0 | 0 | 0 | 0 | 0 | 0 | 0 | 0 | 0 | 0 | 0 |  | 0 | 0 | 0 | 0 | 0 | 0 | 0 | 0 | 0 | 0 | 0 | 0 | 0 | 0 | 0 | 0 | 0 | 0 | 0 | 0 | 0 | 0 | 0 | 0 | 0 | 0 | 0 | 0 | 0 | 0 | 0 | 0 | 0 | 0 | 0 | 0 |  | 0 | 0 | 0 | 0 | 0 | 0 | 0 | 0 | 0 | 0 | 5 | 0 | 0 | 0 | 555 | 0 | 0 | 1 | 0 | 0 | 0 | 0 | 0 | 0 | 0 | 0 | 0 | 0 | -2 | 0 | 0 | 0 | -2 | 0 | 0 | 1 |  | 1 | 1 | 1 | 1 | 1 | 1+ | 1 | 1+ | 1 | 1
PG&E NGBA | Santa Rosa A | 115 | 0 | 0 | 0 | 0 | 0 | 0 | 0 | 0 | 0 | 0 | 0 | 0 | 0 | 0 | 0 | 0 | 0 | 0 | 0 | 0 |  | 0 | 0 | 0 | 0 | 0 | 0 | 0 | 0 | 0 | 0 | 0 | 0 | 0 | 0 | 0 | 0 | 0 | 0 | 0 | 0 | 0 | 0 | 0 | 0 | 0 | 0 | 0 | 0 | 0 | 0 | 0 | 0 | 0 | 0 | 0 | 0 |  | 0 | 0 | 0 | 0 | 0 | 0 | 0 | 0 | 0 | 0 | 0 | 0 | 0 | 0 | 0 | 0 | 0 | 0 | 0 | 0 | 0 | 0 | 0 | 0 | 0 | 0 | 0 | 0 | 0 | 0 | 0 | 0 | 0 | 0 | 0 | 0 |  | 0 | 0 | 0 | 0 | 0 | 0 | 0 | 0 | 0 | 0 | 0 | 0 | 0 | 0 | 0 | 0 | 0 | 0 | 0 | 0 | 0 | 0 | 0 | 0 | 0 | 0 | 0 | 0 | 0 | 0 | 0 | 0 | 0 | 0 | 0 | 0 |  | 0 | 0 | 0 | 0 | 0 | 0 | 0 | 0 | 0 | 0 | 0 | 0 | 0 | 0 | 0 | 0 | 0 | 0 | 0 | 0 | 0 | 0 | 0 | 0 | 0 | 0 | 0 | 0 | 0 | 0 | 0 | 0 | 0 | 0 | 0 | 0 |  | 1 | 1 | 1 | 1 | 1 | 1 | 1 | 1 | 1 | 0
PG&E GBA | Santa Teresa | 115 | 0 | 0 | 0 | 0 | 0 | 0 | 0 | 0 | 0 | 0 | 0 | 0 | 0 | 0 | 0 | 0 | 0 | 0 | 0 | 0 |  | 0 | 0 | 0 | 0 | 0 | 0 | 0 | 0 | 0 | 0 | 0 | 0 | 0 | 0 | 0 | 0 | 0 | 0 | 0 | 0 | 0 | 0 | 0 | 0 | 0 | 0 | 0 | 0 | 0 | 0 | 0 | 0 | 0 | 0 | 0 | 0 |  | 0 | 0 | 0 | 0 | 0 | 0 | 0 | 0 | 0 | 0 | 0 | 0 | 0 | 0 | 0 | 0 | 0 | 0 | 0 | 0 | 0 | 0 | 0 | 0 | 0 | 0 | 0 | 0 | 0 | 0 | 0 | 0 | 0 | 0 | 0 | 0 |  | 0 | 0 | 0 | 0 | 0 | 0 | 0 | 0 | 0 | 0 | 0 | 0 | 0 | 100 | 101.888 | 0 | 0 | 1 | 0 | 0 | 0 | 0 | 0 | 0 | 0 | 0 | 0 | 0 | 0 | 0 | 0 | -2 | -2 | 0 | 0 | 1 |  | 0 | 0 | 0 | 0 | 0 | 0 | 0 | 0 | 0 | 0 | 0 | 0 | 0 | 100 | 101.888 | 0 | 0 | 1 | 0 | 0 | 0 | 0 | 0 | 0 | 0 | 0 | 0 | 0 | 0 | 0 | 0 | -2 | -2 | 0 | 0 | 1 |  | 1 | 1 | 1 | 1 | 1 | 1 | 1 | 4+ | 1 | 1
SDGE | Santee | 138 | 0 | 0 | 0 | 0 | 0 | 0 | 0 | 0 | 0 | 0 | 0 | 0 | 0 | 0 | 0 | 0 | 0 | 0 | 0 | 0 |  | 0 | 0 | 0 | 0 | 0 | 0 | 0 | 0 | 0 | 0 | 0 | 0 | 0 | 0 | 0 | 0 | 0 | 0 | 0 | 0 | 0 | 0 | 0 | 0 | 0 | 0 | 0 | 0 | 0 | 0 | 0 | 0 | 0 | 0 | 0 | 0 |  | 0 | 0 | 0 | 0 | 0 | 0 | 0 | 0 | 0 | 0 | 0 | 0 | 0 | 0 | 0 | 0 | 0 | 0 | 0 | 0 | 0 | 0 | 0 | 0 | 0 | 0 | 0 | 0 | 0 | 0 | 0 | 0 | 0 | 0 | 0 | 0 |  | 0 | 0 | 0 | 0 | 0 | 0 | 0 | 0 | 0 | 0 | 0 | 0 | 0 | 0 | 0 | 0 | 0 | 0 | 0 | 0 | 0 | 0 | 0 | 0 | 0 | 0 | 0 | 0 | 0 | 0 | 0 | 0 | 0 | 0 | 0 | 0 |  | 0 | 0 | 0 | 0 | 0 | 0 | 0 | 0 | 0 | 0 | 0 | 0 | 0 | 0 | 0 | 0 | 0 | 0 | 0 | 0 | 0 | 0 | 0 | 0 | 0 | 0 | 0 | 0 | 0 | 0 | 0 | 0 | 0 | 0 | 0 | 0 |  | 1 | 1 | 1 | 1 | 1 | 1 | 1 | 1 | 1 | 0
SCE Metro | Santiago | 230 | 0 | 0 | 0 | 0 | 0 | 0 | 0 | 0 | 0 | 0 | 0 | 0 | 0 | 0 | 0 | 0 | 0 | 0 | 0 | 0 |  | 0 | 0 | 0 | 0 | 0 | 0 | 0 | 0 | 0 | 0 | 0 | 0 | 0 | 0 | 0 | 0 | 0 | 0 | 0 | 0 | 0 | 0 | 0 | 0 | 0 | 0 | 0 | 0 | 0 | 0 | 0 | 0 | 0 | 0 | 0 | 0 |  | 0 | 0 | 0 | 0 | 0 | 0 | 0 | 0 | 0 | 0 | 0 | 0 | 0 | 0 | 0 | 0 | 0 | 0 | 0 | 0 | 0 | 0 | 0 | 0 | 0 | 0 | 0 | 0 | 0 | 0 | 0 | 0 | 0 | 0 | 0 | 0 |  | 0 | 0 | 0 | 0 | 0 | 0 | 0 | 0 | 0 | 0 | 0 | 0 | 0 | 0 | 0 | 0 | 0 | 0 | 0 | 0 | 0 | 0 | 0 | 0 | 0 | 0 | 0 | 0 | 0 | 0 | 0 | 0 | 0 | 0 | 0 | 0 |  | 0 | 0 | 0 | 0 | 0 | 0 | 0 | 0 | 0 | 0 | 0 | 0 | 0 | 0 | 200 | 0 | 0 | 1 | 0 | 0 | 0 | 0 | 0 | 0 | 0 | 0 | 0 | 0 | 0 | 0 | 0 | 0 | -1 | 0 | 0 | 1 |  | 1 | 1 | 1 | 1 | 1 | 1 | 1 | 1 | 1 | 0
PG&E GBA | Saratoga | 230 | 0 | 0 | 0 | 0 | 0 | 0 | 0 | 0 | 0 | 0 | 0 | 0 | 0 | 0 | 0 | 0 | 0 | 0 | 0 | 0 |  | 0 | 0 | 0 | 0 | 0 | 0 | 0 | 0 | 0 | 0 | 0 | 0 | 0 | 0 | 0 | 0 | 0 | 0 | 0 | 0 | 0 | 0 | 0 | 0 | 0 | 0 | 0 | 0 | 0 | 0 | 0 | 0 | 0 | 0 | 0 | 0 |  | 0 | 0 | 0 | 0 | 0 | 0 | 0 | 0 | 0 | 0 | 0 | 0 | 0 | 0 | 0 | 0 | 0 | 0 | 0 | 0 | 0 | 0 | 0 | 0 | 0 | 0 | 0 | 0 | 0 | 0 | 0 | 0 | 0 | 0 | 0 | 0 |  | 0 | 0 | 0 | 0 | 0 | 0 | 0 | 0 | 0 | 0 | 0 | 0 | 0 | 0 | 0 | 0 | 0 | 0 | 0 | 0 | 0 | 0 | 0 | 0 | 0 | 0 | 0 | 0 | 0 | 0 | 0 | 0 | 0 | 0 | 0 | 0 |  | 0 | 0 | 0 | 0 | 0 | 0 | 0 | 0 | 0 | 0 | 0 | 0 | 0 | 0 | 0 | 0 | 0 | 0 | 0 | 0 | 0 | 0 | 0 | 0 | 0 | 0 | 0 | 0 | 0 | 0 | 0 | 0 | 0 | 0 | 0 | 0 |  | 1 | 1 | 1 | 1 | 1 | 1 | 1 | 1 | 1 | 0
SCE Northern | Saugus | 230 | 0 | 0 | 0 | 0 | 0 | 0 | 0 | 0 | 0 | 0 | 0 | 0 | 0 | 0 | 0 | 0 | 0 | 0 | 0 | 0 |  | 0 | 0 | 0 | 0 | 0 | 0 | 0 | 0 | 0 | 0 | 0 | 0 | 0 | 0 | 0 | 0 | 0 | 0 | 0 | 0 | 0 | 0 | 0 | 0 | 0 | 0 | 0 | 0 | 0 | 0 | 0 | 0 | 0 | 0 | 0 | 0 |  | 0 | 0 | 0 | 0 | 0 | 0 | 0 | 0 | 0 | 0 | 0 | 0 | 0 | 0 | 0 | 0 | 0 | 0 | 0 | 0 | 0 | 0 | 0 | 0 | 0 | 0 | 0 | 0 | 0 | 0 | 0 | 0 | 0 | 0 | 0 | 0 |  | 0 | 0 | 0 | 0 | 0 | 0 | 0 | 0 | 0 | 0 | 0 | 0 | 0 | 0 | 0 | 0 | 0 | 0 | 0 | 0 | 0 | 0 | 0 | 0 | 0 | 0 | 0 | 0 | 0 | 0 | 0 | 0 | 0 | 0 | 0 | 0 |  | 0 | 0 | 0 | 0 | 0 | 0 | 0 | 0 | 0 | 0 | 0 | 0 | 0 | 0 | 60 | 0 | 0 | 1 | 0 | 0 | 0 | 0 | 0 | 0 | 0 | 0 | 0 | 0 | 0 | 0 | 0 | 0 | 0 | 0 | 0 | 0 |  | 1 | 1 | 1 | 1 | 1 | 1 | 1 | 1 | 1 | 0
PG&E FRESNO | Schindler | 115 | 0 | 0 | 0 | 0 | 0 | 0 | 0 | 0 | 0 | 0 | 0 | 0 | 0 | 0 | 0 | 0 | 0 | 0 | 0 | 0 |  | 0 | 0 | 0 | 0 | 0 | 0 | 0 | 0 | 0 | 0 | 0 | 0 | 0 | 0 | 0 | 0 | 0 | 0 | 0 | 0 | 0 | 0 | 0 | 0 | 0 | 0 | 0 | 0 | 0 | 0 | 0 | 0 | 0 | 0 | 0 | 0 |  | 0 | 0 | 0 | 0 | 0 | 0 | 0 | 0 | 0 | 0 | 0 | 0 | 0 | 6 | 60 | 0 | 0 | 1 | 0 | 0 | 0 | 0 | 0 | 0 | 0 | 0 | 0 | 0 | 0 | 0 | 0 | -2 | -2 | 0 | 0 | 1 |  | 0 | 0 | 0 | 0 | 0 | 0 | 0 | 0 | 0 | 0 | 0 | 0 | 0 | 6 | 60 | 0 | 0 | 1 | 0 | 0 | 0 | 0 | 0 | 0 | 0 | 0 | 0 | 0 | 0 | 0 | 0 | -2 | -2 | 0 | 0 | 1 |  | 0 | 0 | 0 | 0 | 0 | 0 | 0 | 0 | 0 | 0 | 0 | 0 | 100 | 6 | 160 | 0 | 0 | 1 | 0 | 0 | 0 | 0 | 0 | 0 | 0 | 0 | 0 | 0 | 0 | 0 | -2 | -2 | -2 | 0 | 0 | 1 |  | 1 | 1 | 1 | 1 | 1 | 1 | 1+ | 4+ | 1 | 1
PG&E FRESNO | Schindler | 70 | 0 | 0 | 0 | 0 | 0 | 0 | 0 | 0 | 0 | 0 | 0 | 0 | 0 | 0 | 0 | 0 | 0 | 0 | 0 | 0 |  | 0 | 0 | 0 | 0 | 0 | 0 | 0 | 0 | 0 | 0 | 0 | 0 | 0 | 0 | 0 | 0 | 0 | 0 | 0 | 0 | 0 | 0 | 0 | 0 | 0 | 0 | 0 | 0 | 0 | 0 | 0 | 0 | 0 | 0 | 0 | 0 |  | 0 | 0 | 0 | 0 | 0 | 0 | 0 | 0 | 0 | 0 | 3 | 0 | 0 | 0 | 0 | 0 | 0 | 1 | 0 | 0 | 0 | 0 | 0 | 0 | 0 | 0 | 0 | 0 | -2 | 0 | 0 | 0 | 0 | 0 | 0 | 1 |  | 0 | 0 | 0 | 0 | 0 | 0 | 0 | 0 | 0 | 0 | 3 | 0 | 0 | 0 | 0 | 0 | 0 | 1 | 0 | 0 | 0 | 0 | 0 | 0 | 0 | 0 | 0 | 0 | -2 | 0 | 0 | 0 | 0 | 0 | 0 | 1 |  | 0 | 0 | 0 | 0 | 0 | 0 | 0 | 0 | 0 | 0 | 3 | 0 | 0 | 0 | 0 | 0 | 0 | 1 | 0 | 0 | 0 | 0 | 0 | 0 | 0 | 0 | 0 | 0 | -2 | 0 | 0 | 0 | 0 | 0 | 0 | 1 |  | 1 | 1 | 1 | 1 | 1 | 4+ | 1 | 1 | 1 | 1
PG&E GBA | Schulte | 115 | 0 | 0 | 0 | 0 | 0 | 0 | 0 | 0 | 0 | 0 | 0 | 0 | 0 | 0 | 0 | 0 | 0 | 0 | 0 | 0 |  | 0 | 0 | 0 | 0 | 0 | 0 | 0 | 0 | 0 | 0 | 0 | 0 | 0 | 0 | 0 | 0 | 0 | 0 | 0 | 0 | 0 | 0 | 0 | 0 | 0 | 0 | 0 | 0 | 0 | 0 | 0 | 0 | 0 | 0 | 0 | 0 |  | 0 | 0 | 0 | 0 | 0 | 0 | 0 | 0 | 0 | 0 | 0 | 0 | 0 | 40 | 40 | 0 | 0 | 1 | 0 | 0 | 0 | 0 | 0 | 0 | 0 | 0 | 0 | 0 | 0 | 0 | 0 | -2 | -2 | 0 | 0 | 1 |  | 0 | 0 | 0 | 0 | 0 | 0 | 0 | 0 | 0 | 0 | 0 | 0 | 0 | 130 | 716.12 | 0 | 0 | 1 | 0 | 0 | 0 | 0 | 0 | 0 | 0 | 0 | 0 | 0 | 0 | 0 | 0 | -2 | -2 | 0 | 0 | 1 |  | 0 | 0 | 0 | 0 | 0 | 0 | 0 | 0 | 0 | 0 | 0 | 0 | 0 | 130 | 716.12 | 0 | 0 | 1 | 0 | 0 | 0 | 0 | 0 | 0 | 0 | 0 | 0 | 0 | 0 | 0 | 0 | -2 | -2 | 0 | 0 | 1 |  | 1 | 1 | 1 | 1 | 1 | 1 | 1 | 4+ | 1 | 1
SDGE | Scripps | 69 | 0 | 0 | 0 | 0 | 0 | 0 | 0 | 0 | 0 | 0 | 0 | 0 | 0 | 0 | 0 | 0 | 0 | 0 | 0 | 0 |  | 0 | 0 | 0 | 0 | 0 | 0 | 0 | 0 | 0 | 0 | 0 | 0 | 0 | 0 | 0 | 0 | 0 | 0 | 0 | 0 | 0 | 0 | 0 | 0 | 0 | 0 | 0 | 0 | 0 | 0 | 0 | 0 | 0 | 0 | 0 | 0 |  | 0 | 0 | 0 | 0 | 0 | 0 | 0 | 0 | 0 | 0 | 0 | 0 | 0 | 0 | 0 | 0 | 0 | 0 | 0 | 0 | 0 | 0 | 0 | 0 | 0 | 0 | 0 | 0 | 0 | 0 | 0 | 0 | 0 | 0 | 0 | 0 |  | 0 | 0 | 0 | 0 | 0 | 0 | 0 | 0 | 0 | 0 | 0 | 0 | 0 | 0 | 0 | 0 | 0 | 0 | 0 | 0 | 0 | 0 | 0 | 0 | 0 | 0 | 0 | 0 | 0 | 0 | 0 | 0 | 0 | 0 | 0 | 0 |  | 0 | 0 | 0 | 0 | 0 | 0 | 0 | 0 | 0 | 0 | 0 | 0 | 0 | 0 | 71.3 | 0 | 0 | 1 | 0 | 0 | 0 | 0 | 0 | 0 | 0 | 0 | 0 | 0 | 0 | 0 | 0 | 0 | 0 | 0 | 0 | 0 |  | 1 | 1 | 1 | 1 | 1 | 1 | 1 | 1 | 1 | 0
PG&E KERN | Semitropic | 115 | 0 | 0 | 0 | 0 | 0 | 0 | 0 | 0 | 0 | 0 | 0 | 0 | 0 | 0 | 0 | 0 | 0 | 0 | 0 | 0 |  | 0 | 0 | 0 | 0 | 0 | 0 | 0 | 0 | 0 | 0 | 0 | 0 | 0 | 0 | 0 | 0 | 0 | 0 | 0 | 0 | 0 | 0 | 0 | 0 | 0 | 0 | 0 | 0 | 0 | 0 | 0 | 0 | 0 | 0 | 0 | 0 |  | 0 | 0 | 0 | 0 | 0 | 0 | 0 | 0 | 0 | 0 | 3.0143 | 0 | 0 | 0 | 0 | 0 | 0 | 1 | 0 | 0 | 0 | 0 | 0 | 0 | 0 | 0 | 0 | 0 | -2 | 0 | 0 | 0 | 0 | 0 | 0 | 1 |  | 0 | 0 | 0 | 0 | 0 | 0 | 0 | 0 | 0 | 0 | 3.0143 | 0 | 0 | 0 | 0 | 0 | 0 | 1 | 0 | 0 | 0 | 0 | 0 | 0 | 0 | 0 | 0 | 0 | -2 | 0 | 0 | 0 | 0 | 0 | 0 | 1 |  | 0 | 0 | 0 | 0 | 0 | 0 | 0 | 0 | 0 | 0 | 10.3643 | 0 | 160 | 0 | 160 | 0 | 0 | 1 | 0 | 0 | 0 | 0 | 0 | 0 | 0 | 0 | 0 | 0 | -2 | 0 | -2 | 0 | -1 | 0 | 0 | 1 |  | 1 | 1 | 1 | 1 | 1 | 4+ | 1+ | 1 | 1 | 1
SCE Metro | Serrano | 230 | 0 | 0 | 0 | 0 | 0 | 0 | 0 | 0 | 0 | 0 | 0 | 0 | 0 | 0 | 0 | 0 | 0 | 0 | 0 | 0 |  | 0 | 0 | 0 | 0 | 0 | 0 | 0 | 0 | 0 | 0 | 0 | 0 | 0 | 0 | 0 | 0 | 0 | 0 | 0 | 0 | 0 | 0 | 0 | 0 | 0 | 0 | 0 | 0 | 0 | 0 | 0 | 0 | 0 | 0 | 0 | 0 |  | 0 | 0 | 0 | 0 | 0 | 0 | 0 | 0 | 0 | 0 | 0 | 0 | 0 | 0 | 0 | 0 | 0 | 0 | 0 | 0 | 0 | 0 | 0 | 0 | 0 | 0 | 0 | 0 | 0 | 0 | 0 | 0 | 0 | 0 | 0 | 0 |  | 0 | 0 | 0 | 0 | 0 | 0 | 0 | 0 | 0 | 0 | 0 | 0 | 0 | 0 | 0 | 0 | 0 | 0 | 0 | 0 | 0 | 0 | 0 | 0 | 0 | 0 | 0 | 0 | 0 | 0 | 0 | 0 | 0 | 0 | 0 | 0 |  | 0 | 0 | 0 | 0 | 0 | 0 | 0 | 0 | 0 | 0 | 0 | 0 | 0 | 0 | 0 | 0 | 0 | 0 | 0 | 0 | 0 | 0 | 0 | 0 | 0 | 0 | 0 | 0 | 0 | 0 | 0 | 0 | 0 | 0 | 0 | 0 |  | 1 | 1 | 1 | 1 | 1 | 1 | 1 | 1 | 1 | 0
SCE Metro | Serrano | 500 | 0 | 0 | 0 | 0 | 0 | 0 | 0 | 0 | 0 | 0 | 0 | 0 | 0 | 0 | 0 | 0 | 0 | 0 | 0 | 0 |  | 0 | 0 | 0 | 0 | 0 | 0 | 0 | 0 | 0 | 0 | 0 | 0 | 0 | 0 | 0 | 0 | 0 | 0 | 0 | 0 | 0 | 0 | 0 | 0 | 0 | 0 | 0 | 0 | 0 | 0 | 0 | 0 | 0 | 0 | 0 | 0 |  | 0 | 0 | 0 | 0 | 0 | 0 | 0 | 0 | 0 | 0 | 0 | 0 | 0 | 0 | 0 | 0 | 0 | 0 | 0 | 0 | 0 | 0 | 0 | 0 | 0 | 0 | 0 | 0 | 0 | 0 | 0 | 0 | 0 | 0 | 0 | 0 |  | 0 | 0 | 0 | 0 | 0 | 0 | 0 | 0 | 0 | 0 | 0 | 0 | 0 | 0 | 0 | 0 | 0 | 0 | 0 | 0 | 0 | 0 | 0 | 0 | 0 | 0 | 0 | 0 | 0 | 0 | 0 | 0 | 0 | 0 | 0 | 0 |  | 0 | 0 | 0 | 0 | 0 | 0 | 0 | 0 | 0 | 0 | 0 | 0 | 0 | 0 | 0 | 0 | 0 | 0 | 0 | 0 | 0 | 0 | 0 | 0 | 0 | 0 | 0 | 0 | 0 | 0 | 0 | 0 | 0 | 0 | 0 | 0 |  | 1 | 1 | 1 | 1 | 1 | 1 | 1 | 1 | 1 | 0
SDGE | Shadowridge | 138 | 0 | 0 | 0 | 0 | 0 | 0 | 0 | 0 | 0 | 0 | 0 | 0 | 0 | 0 | 0 | 0 | 0 | 0 | 0 | 0 |  | 0 | 0 | 0 | 0 | 0 | 0 | 0 | 0 | 0 | 0 | 0 | 0 | 0 | 0 | 0 | 0 | 0 | 0 | 0 | 0 | 0 | 0 | 0 | 0 | 0 | 0 | 0 | 0 | 0 | 0 | 0 | 0 | 0 | 0 | 0 | 0 |  | 0 | 0 | 0 | 0 | 0 | 0 | 0 | 0 | 0 | 0 | 0 | 0 | 0 | 0 | 0 | 0 | 0 | 0 | 0 | 0 | 0 | 0 | 0 | 0 | 0 | 0 | 0 | 0 | 0 | 0 | 0 | 0 | 0 | 0 | 0 | 0 |  | 0 | 0 | 0 | 0 | 0 | 0 | 0 | 0 | 0 | 0 | 0 | 0 | 0 | 0 | 0 | 0 | 0 | 0 | 0 | 0 | 0 | 0 | 0 | 0 | 0 | 0 | 0 | 0 | 0 | 0 | 0 | 0 | 0 | 0 | 0 | 0 |  | 0 | 0 | 0 | 0 | 0 | 0 | 0 | 0 | 0 | 0 | 0 | 0 | 0 | 0 | 200 | 0 | 0 | 1 | 0 | 0 | 0 | 0 | 0 | 0 | 0 | 0 | 0 | 0 | 0 | 0 | 0 | 0 | -1 | 0 | 0 | 1 |  | 1 | 1 | 1 | 1 | 1 | 1 | 1 | 1 | 1 | 0
PG&E KERN | Shafter | 115 | 0 | 0 | 0 | 0 | 0 | 0 | 0 | 0 | 0 | 0 | 0 | 0 | 0 | 0 | 0 | 0 | 0 | 0 | 0 | 0 |  | 0 | 0 | 0 | 0 | 0 | 0 | 0 | 0 | 0 | 0 | 0 | 0 | 0 | 0 | 0 | 0 | 0 | 0 | 0 | 0 | 0 | 0 | 0 | 0 | 0 | 0 | 0 | 0 | 0 | 0 | 0 | 0 | 0 | 0 | 0 | 0 |  | 0 | 0 | 0 | 0 | 0 | 0 | 0 | 0 | 0 | 0 | 0 | 0 | 0 | 0 | 0 | 0 | 0 | 0 | 0 | 0 | 0 | 0 | 0 | 0 | 0 | 0 | 0 | 0 | 0 | 0 | 0 | 0 | 0 | 0 | 0 | 0 |  | 0 | 0 | 0 | 0 | 0 | 0 | 0 | 0 | 0 | 0 | 0 | 0 | 0 | 0 | 0 | 0 | 0 | 0 | 0 | 0 | 0 | 0 | 0 | 0 | 0 | 0 | 0 | 0 | 0 | 0 | 0 | 0 | 0 | 0 | 0 | 0 |  | 0 | 0 | 0 | 0 | 0 | 0 | 0 | 0 | 0 | 0 | 11.134 | 0 | 102.254 | 0 | 102.4635 | 0 | 0 | 1 | 0 | 0 | 0 | 0 | 0 | 0 | 0 | 0 | 0 | 0 | -2 | 0 | -2 | 0 | -1 | 0 | 0 | 1 |  | 1 | 1 | 1 | 1 | 1 | 1+ | 1+ | 1 | 1 | 1
PG&E NGBA | Silverado | 115 | 0 | 0 | 0 | 0 | 0 | 0 | 0 | 0 | 0 | 0 | 0 | 0 | 0 | 0 | 0 | 0 | 0 | 0 | 0 | 0 |  | 0 | 0 | 0 | 0 | 0 | 0 | 0 | 0 | 0 | 0 | 0 | 0 | 0 | 0 | 0 | 0 | 0 | 0 | 0 | 0 | 0 | 0 | 0 | 0 | 0 | 0 | 0 | 0 | 0 | 0 | 0 | 0 | 0 | 0 | 0 | 0 |  | 0 | 0 | 0 | 0 | 0 | 0 | 0 | 0 | 0 | 0 | 0.94118 | 0 | 0 | 0 | 0 | 0 | 0 | 1 | 0 | 0 | 0 | 0 | 0 | 0 | 0 | 0 | 0 | 0 | -2 | 0 | 0 | 0 | 0 | 0 | 0 | 1 |  | 0 | 0 | 0 | 0 | 0 | 0 | 0 | 0 | 0 | 0 | 0.94118 | 0 | 0 | 0 | 0 | 0 | 0 | 1 | 0 | 0 | 0 | 0 | 0 | 0 | 0 | 0 | 0 | 0 | -2 | 0 | 0 | 0 | 0 | 0 | 0 | 1 |  | 0 | 0 | 0 | 0 | 0 | 0 | 0 | 0 | 0 | 0 | 2.4412 | 0 | 0 | 0 | 11.3 | 0 | 0 | 1 | 0 | 0 | 0 | 0 | 0 | 0 | 0 | 0 | 0 | 0 | -2 | 0 | 0 | 0 | 0 | 0 | 0 | 1 |  | 1 | 1 | 1 | 1 | 1 | 4+ | 1 | 1 | 1 | 1
SDGE | Silvergate | 230 | 0 | 0 | 0 | 0 | 0 | 0 | 0 | 0 | 0 | 0 | 0 | 0 | 0 | 0 | 0 | 0 | 0 | 0 | 0 | 0 |  | 0 | 0 | 0 | 0 | 0 | 0 | 0 | 0 | 0 | 0 | 0 | 0 | 0 | 0 | 0 | 0 | 0 | 0 | 0 | 0 | 0 | 0 | 0 | 0 | 0 | 0 | 0 | 0 | 0 | 0 | 0 | 0 | 0 | 0 | 0 | 0 |  | 0 | 0 | 0 | 0 | 0 | 0 | 0 | 0 | 0 | 0 | 0 | 0 | 0 | 0 | 0 | 0 | 0 | 0 | 0 | 0 | 0 | 0 | 0 | 0 | 0 | 0 | 0 | 0 | 0 | 0 | 0 | 0 | 0 | 0 | 0 | 0 |  | 0 | 0 | 0 | 0 | 0 | 0 | 0 | 0 | 0 | 0 | 0 | 0 | 0 | 0 | 0 | 0 | 0 | 0 | 0 | 0 | 0 | 0 | 0 | 0 | 0 | 0 | 0 | 0 | 0 | 0 | 0 | 0 | 0 | 0 | 0 | 0 |  | 0 | 0 | 0 | 0 | 0 | 0 | 0 | 0 | 0 | 0 | 0 | 0 | 0 | 0 | 513.5487 | 0 | 0 | 1 | 0 | 0 | 0 | 0 | 0 | 0 | 0 | 0 | 0 | 0 | 0 | 0 | 0 | 0 | -2 | 0 | 0 | 1 |  | 1 | 1 | 1 | 1 | 1 | 1 | 1 | 1+ | 1 | 1
SDGE | Silvergate | 69 | 0 | 0 | 0 | 0 | 0 | 0 | 0 | 0 | 0 | 0 | 0 | 0 | 0 | 0 | 0 | 0 | 0 | 0 | 0 | 0 |  | 0 | 0 | 0 | 0 | 0 | 0 | 0 | 0 | 0 | 0 | 0 | 0 | 0 | 0 | 0 | 0 | 0 | 0 | 0 | 0 | 0 | 0 | 0 | 0 | 0 | 0 | 0 | 0 | 0 | 0 | 0 | 0 | 0 | 0 | 0 | 0 |  | 0 | 0 | 0 | 0 | 0 | 0 | 0 | 0 | 0 | 0 | 0 | 0 | 0 | 0 | 0 | 0 | 0 | 0 | 0 | 0 | 0 | 0 | 0 | 0 | 0 | 0 | 0 | 0 | 0 | 0 | 0 | 0 | 0 | 0 | 0 | 0 |  | 0 | 0 | 0 | 0 | 0 | 0 | 0 | 0 | 0 | 0 | 0 | 0 | 0 | 0 | 0 | 0 | 0 | 0 | 0 | 0 | 0 | 0 | 0 | 0 | 0 | 0 | 0 | 0 | 0 | 0 | 0 | 0 | 0 | 0 | 0 | 0 |  | 0 | 0 | 0 | 0 | 0 | 0 | 0 | 0 | 0 | 0 | 0 | 0 | 0 | 0 | 0 | 0 | 0 | 0 | 0 | 0 | 0 | 0 | 0 | 0 | 0 | 0 | 0 | 0 | 0 | 0 | 0 | 0 | 0 | 0 | 0 | 0 |  | 1 | 1 | 1 | 1 | 1 | 1 | 1 | 1 | 1 | 0
PG&E KERN | Sisquoc | 115 | 0 | 0 | 0 | 0 | 0 | 0 | 0 | 0 | 0 | 0 | 0 | 0 | 0 | 0 | 0 | 0 | 0 | 0 | 0 | 0 |  | 0 | 0 | 0 | 0 | 0 | 0 | 0 | 0 | 0 | 0 | 0 | 0 | 0 | 0 | 0 | 0 | 0 | 0 | 0 | 0 | 0 | 0 | 0 | 0 | 0 | 0 | 0 | 0 | 0 | 0 | 0 | 0 | 0 | 0 | 0 | 0 |  | 0 | 0 | 0 | 0 | 0 | 0 | 0 | 0 | 0 | 0 | 5 | 0 | 0 | 0 | 0 | 0 | 0 | 1 | 0 | 0 | 0 | 0 | 0 | 0 | 0 | 0 | 0 | 0 | -2 | 0 | 0 | 0 | 0 | 0 | 0 | 1 |  | 0 | 0 | 0 | 0 | 0 | 0 | 0 | 0 | 0 | 0 | 5 | 0 | 0 | 0 | 0 | 0 | 0 | 1 | 0 | 0 | 0 | 0 | 0 | 0 | 0 | 0 | 0 | 0 | -2 | 0 | 0 | 0 | 0 | 0 | 0 | 1 |  | 0 | 0 | 0 | 0 | 0 | 0 | 0 | 0 | 0 | 0 | 5 | 0 | 0 | 0 | 0 | 0 | 0 | 1 | 0 | 0 | 0 | 0 | 0 | 0 | 0 | 0 | 0 | 0 | -2 | 0 | 0 | 0 | 0 | 0 | 0 | 1 |  | 1 | 1 | 1 | 1 | 1 | 4+ | 1 | 1 | 1 | 1
EOP | Sloan Canyon | 230 | 0 | 0 | 260 | 50 | 310 | 0 | 0 | 0 | 0 | 0 | 0 | 0 | 0 | 0 | 0 | 0 | 0 | 0 | 0 | 1 |  | 0 | 0 | 0 | 0 | 0 | 0 | 0 | 0 | 0 | 0 | 0 | 0 | 0 | 0 | 0 | 0 | 0 | 0 | 0 | 0 | 0 | 0 | 2 | 2 | 0 | 0 | 0 | 0 | 0 | 0 | 0 | 0 | 0 | 0 | 0 | 1 |  | 0 | 0 | 0 | 0 | 65.8196 | 310 | 0 | 0 | 0 | 0 | 0 | 0 | 0 | 95 | 95 | 0 | 0 | 1 | 0 | 0 | 0 | 0 | 2 | 0 | 0 | 0 | 0 | 0 | 0 | 0 | 0 | -2 | -2 | 0 | 0 | 1 |  | 0 | 0 | 0 | 0 | 65.8196 | 310 | 0 | 0 | 0 | 0 | 0 | 0 | 0 | 95 | 95 | 0 | 0 | 1 | 0 | 0 | 0 | 0 | 2 | 0 | 0 | 0 | 0 | 0 | 0 | 0 | 0 | -2 | -2 | 0 | 0 | 1 |  | 0 | 0 | 0 | 0 | 65.8196 | 310 | 0 | 0 | 0 | 0 | 0 | 0 | 1350 | 95 | 2345 | 0 | 0 | 1 | 0 | 0 | 0 | 0 | 2 | 0 | 0 | 0 | 0 | 0 | 0 | 0 | -2 | -2 | -2 | 0 | 0 | 1 |  | 1 | 1 | 1 | 1 | 1 | 1 | 1+ | 4+ | 1 | 1
EOP | Sloan Canyon | 500 | 0 | 0 | 0 | 0 | 0 | 0 | 0 | 0 | 0 | 0 | 0 | 0 | 0 | 0 | 0 | 0 | 0 | 0 | 0 | 0 |  | 0 | 0 | 0 | 0 | 0 | 0 | 0 | 0 | 0 | 0 | 0 | 0 | 0 | 0 | 0 | 0 | 0 | 0 | 0 | 0 | 0 | 0 | 0 | 0 | 0 | 0 | 0 | 0 | 0 | 0 | 0 | 0 | 0 | 0 | 0 | 0 |  | 0 | 0 | 0 | 0 | 0 | 0 | 0 | 0 | 0 | 0 | 0 | 0 | 0 | 0 | 0 | 0 | 0 | 0 | 0 | 0 | 0 | 0 | 0 | 0 | 0 | 0 | 0 | 0 | 0 | 0 | 0 | 0 | 0 | 0 | 0 | 0 |  | 0 | 0 | 0 | 0 | 0 | 0 | 0 | 0 | 0 | 0 | 0 | 0 | 0 | 0 | 0 | 0 | 0 | 0 | 0 | 0 | 0 | 0 | 0 | 0 | 0 | 0 | 0 | 0 | 0 | 0 | 0 | 0 | 0 | 0 | 0 | 0 |  | 0 | 0 | 0 | 0 | 0 | 0 | 0 | 0 | 0 | 0 | 0 | 0 | 0 | 0 | 0 | 0 | 0 | 0 | 0 | 0 | 0 | 0 | 0 | 0 | 0 | 0 | 0 | 0 | 0 | 0 | 0 | 0 | 0 | 0 | 0 | 0 |  | 1 | 1 | 1 | 1 | 1 | 1 | 1 | 1 | 1 | 0
PG&E KERN | Smyrna | 115 | 0 | 0 | 0 | 0 | 0 | 0 | 0 | 0 | 0 | 0 | 0 | 6 | 0 | 0 | 0 | 0 | 0 | 0 | 0 | 1 |  | 0 | 0 | 0 | 0 | 0 | 0 | 0 | 0 | 0 | 0 | 0 | 0 | 0 | 0 | 0 | 0 | 0 | 0 | 0 | 0 | 0 | 0 | 0 | 0 | 0 | 0 | 0 | 0 | 2 | 0 | 0 | 0 | 0 | 0 | 0 | 1 |  | 0 | 0 | 0 | 0 | 0 | 0 | 0 | 0 | 0 | 0 | 6.375 | 0 | 0 | 0 | 0 | 0 | 0 | 1 | 0 | 0 | 0 | 0 | 0 | 0 | 0 | 0 | 0 | 0 | 0 | 0 | 0 | 0 | 0 | 0 | 0 | 0 |  | 0 | 0 | 0 | 0 | 0 | 0 | 0 | 0 | 0 | 0 | 6.375 | 0 | 0 | 0 | 0 | 0 | 0 | 1 | 0 | 0 | 0 | 0 | 0 | 0 | 0 | 0 | 0 | 0 | 0 | 0 | 0 | 0 | 0 | 0 | 0 | 0 |  | 0 | 0 | 0 | 0 | 0 | 0 | 0 | 0 | 0 | 0 | 16.355 | 0 | 0 | 0 | 4.99 | 0 | 0 | 1 | 0 | 0 | 0 | 0 | 0 | 0 | 0 | 0 | 0 | 0 | -2 | 0 | 0 | 0 | 0 | 0 | 0 | 1 |  | 1 | 1 | 1 | 1 | 1 | 1+ | 1 | 1 | 1 | 1
PG&E GBA | Sobrante | 115 | 0 | 0 | 0 | 0 | 0 | 0 | 0 | 0 | 0 | 0 | 0 | 0 | 0 | 0 | 0 | 0 | 0 | 0 | 0 | 0 |  | 0 | 0 | 0 | 0 | 0 | 0 | 0 | 0 | 0 | 0 | 0 | 0 | 0 | 0 | 0 | 0 | 0 | 0 | 0 | 0 | 0 | 0 | 0 | 0 | 0 | 0 | 0 | 0 | 0 | 0 | 0 | 0 | 0 | 0 | 0 | 0 |  | 0 | 0 | 0 | 0 | 0 | 0 | 0 | 0 | 0 | 0 | 5 | 0 | 0 | 0 | 0 | 0 | 0 | 1 | 0 | 0 | 0 | 0 | 0 | 0 | 0 | 0 | 0 | 0 | -2 | 0 | 0 | 0 | 0 | 0 | 0 | 1 |  | 0 | 0 | 0 | 0 | 0 | 0 | 0 | 0 | 0 | 0 | 5 | 0 | 0 | 0 | 0 | 0 | 0 | 1 | 0 | 0 | 0 | 0 | 0 | 0 | 0 | 0 | 0 | 0 | -2 | 0 | 0 | 0 | 0 | 0 | 0 | 1 |  | 0 | 0 | 0 | 0 | 0 | 0 | 0 | 0 | 0 | 0 | 5 | 0 | 0 | 0 | 0 | 0 | 0 | 1 | 0 | 0 | 0 | 0 | 0 | 0 | 0 | 0 | 0 | 0 | -2 | 0 | 0 | 0 | 0 | 0 | 0 | 1 |  | 1 | 1 | 1 | 1 | 1 | 4+ | 1 | 1 | 1 | 1
PG&E GBA | Sobrante | 230 | 0 | 0 | 0 | 0 | 0 | 0 | 0 | 0 | 0 | 0 | 0 | 0 | 0 | 0 | 0 | 0 | 0 | 0 | 0 | 0 |  | 0 | 0 | 0 | 0 | 0 | 0 | 0 | 0 | 0 | 0 | 0 | 0 | 0 | 0 | 0 | 0 | 0 | 0 | 0 | 0 | 0 | 0 | 0 | 0 | 0 | 0 | 0 | 0 | 0 | 0 | 0 | 0 | 0 | 0 | 0 | 0 |  | 0 | 0 | 0 | 0 | 0 | 0 | 0 | 0 | 0 | 0 | 0 | 0 | 0 | 0 | 0 | 0 | 0 | 0 | 0 | 0 | 0 | 0 | 0 | 0 | 0 | 0 | 0 | 0 | 0 | 0 | 0 | 0 | 0 | 0 | 0 | 0 |  | 0 | 0 | 0 | 0 | 0 | 0 | 0 | 0 | 0 | 0 | 0 | 0 | 0 | 0 | 0 | 0 | 0 | 0 | 0 | 0 | 0 | 0 | 0 | 0 | 0 | 0 | 0 | 0 | 0 | 0 | 0 | 0 | 0 | 0 | 0 | 0 |  | 0 | 0 | 0 | 0 | 0 | 0 | 0 | 0 | 0 | 0 | 0 | 0 | 0 | 0 | 0 | 0 | 0 | 0 | 0 | 0 | 0 | 0 | 0 | 0 | 0 | 0 | 0 | 0 | 0 | 0 | 0 | 0 | 0 | 0 | 0 | 0 |  | 1 | 1 | 1 | 1 | 1 | 1 | 1 | 1 | 1 | 0
PG&E KERN | Solar | 230 | 0 | 0 | 0 | 0 | 0 | 0 | 0 | 0 | 0 | 0 | 0 | 0 | 0 | 0 | 0 | 0 | 0 | 0 | 0 | 0 |  | 0 | 0 | 0 | 0 | 0 | 0 | 0 | 0 | 0 | 0 | 0 | 0 | 0 | 0 | 0 | 0 | 0 | 0 | 0 | 0 | 0 | 0 | 0 | 0 | 0 | 0 | 0 | 0 | 0 | 0 | 0 | 0 | 0 | 0 | 0 | 0 |  | 0 | 0 | 0 | 0 | 0 | 0 | 0 | 0 | 0 | 0 | 0 | 0 | 0 | 0 | 0 | 0 | 0 | 0 | 0 | 0 | 0 | 0 | 0 | 0 | 0 | 0 | 0 | 0 | 0 | 0 | 0 | 0 | 0 | 0 | 0 | 0 |  | 0 | 0 | 0 | 0 | 0 | 0 | 0 | 0 | 0 | 0 | 0 | 0 | 0 | 0 | 0 | 0 | 0 | 0 | 0 | 0 | 0 | 0 | 0 | 0 | 0 | 0 | 0 | 0 | 0 | 0 | 0 | 0 | 0 | 0 | 0 | 0 |  | 0 | 0 | 0 | 0 | 0 | 0 | 0 | 0 | 0 | 0 | 0 | 0 | 0 | 0 | 0 | 0 | 0 | 0 | 0 | 0 | 0 | 0 | 0 | 0 | 0 | 0 | 0 | 0 | 0 | 0 | 0 | 0 | 0 | 0 | 0 | 0 |  | 1 | 1 | 1 | 1 | 1 | 1 | 1 | 1 | 1 | 0
PG&E GBA | Soledad | 115 | 0 | 0 | 0 | 0 | 0 | 0 | 0 | 0 | 0 | 0 | 0 | 0 | 0 | 0 | 0 | 0 | 0 | 0 | 0 | 0 |  | 0 | 0 | 0 | 0 | 0 | 0 | 0 | 0 | 0 | 0 | 0 | 0 | 0 | 0 | 0 | 0 | 0 | 0 | 0 | 0 | 0 | 0 | 0 | 0 | 0 | 0 | 0 | 0 | 0 | 0 | 0 | 0 | 0 | 0 | 0 | 0 |  | 0 | 0 | 0 | 0 | 0 | 0 | 0 | 0 | 0 | 0 | 0 | 0 | 0 | 0 | 0 | 0 | 0 | 0 | 0 | 0 | 0 | 0 | 0 | 0 | 0 | 0 | 0 | 0 | 0 | 0 | 0 | 0 | 0 | 0 | 0 | 0 |  | 0 | 0 | 0 | 0 | 0 | 0 | 0 | 0 | 0 | 0 | 0 | 0 | 0 | 0 | 0 | 0 | 0 | 0 | 0 | 0 | 0 | 0 | 0 | 0 | 0 | 0 | 0 | 0 | 0 | 0 | 0 | 0 | 0 | 0 | 0 | 0 |  | 0 | 0 | 0 | 0 | 0 | 0 | 0 | 0 | 0 | 0 | 0 | 0 | 0 | 0 | 0 | 0 | 0 | 0 | 0 | 0 | 0 | 0 | 0 | 0 | 0 | 0 | 0 | 0 | 0 | 0 | 0 | 0 | 0 | 0 | 0 | 0 |  | 1 | 1 | 1 | 1 | 1 | 1 | 1 | 1 | 1 | 0
PG&E GBA | Soledad | 60 | 0 | 0 | 6 | 0 | 6 | 0 | 0 | 0 | 0 | 0 | 0 | 0 | 0 | 0 | 0 | 0 | 0 | 0 | 0 | 1 |  | 0 | 0 | 0 | 0 | 0 | 0 | 0 | 0 | 0 | 0 | 0 | 0 | 0 | 0 | 0 | 0 | 0 | 0 | 0 | 0 | 0 | 0 | 2 | 2 | 0 | 0 | 0 | 0 | 0 | 0 | 0 | 0 | 0 | 0 | 0 | 1 |  | 0 | 0 | 0 | 0 | 0 | 0 | 0 | 0 | 0 | 0 | 0 | 0 | 0 | 0 | 0 | 0 | 0 | 0 | 0 | 0 | 0 | 0 | 2 | 2 | 0 | 0 | 0 | 0 | 0 | 0 | 0 | 0 | 0 | 0 | 0 | 1 |  | 0 | 0 | 0 | 0 | 0 | 0 | 0 | 0 | 0 | 0 | 0 | 0 | 0 | 0 | 0 | 0 | 0 | 0 | 0 | 0 | 0 | 0 | 2 | 2 | 0 | 0 | 0 | 0 | 0 | 0 | 0 | 0 | 0 | 0 | 0 | 1 |  | 0 | 0 | 0 | 0 | 0 | 2.8 | 0 | 0 | 0 | 0 | 4.98 | 0 | 0 | 0 | 32 | 0 | 0 | 1 | 0 | 0 | 0 | 0 | 2 | 2 | 0 | 0 | 0 | 0 | -2 | 0 | 0 | 0 | 0 | 0 | 0 | 1 |  | 1 | 1 | 5- | 1 | 1 | 1+ | 1 | 1 | 1 | 1
SDGE | Spring Valley | 69 | 0 | 0 | 0 | 0 | 0 | 0 | 0 | 0 | 0 | 0 | 0 | 0 | 0 | 0 | 0 | 0 | 0 | 0 | 0 | 0 |  | 0 | 0 | 0 | 0 | 0 | 0 | 0 | 0 | 0 | 0 | 0 | 0 | 0 | 0 | 0 | 0 | 0 | 0 | 0 | 0 | 0 | 0 | 0 | 0 | 0 | 0 | 0 | 0 | 0 | 0 | 0 | 0 | 0 | 0 | 0 | 0 |  | 0 | 0 | 0 | 0 | 0 | 0 | 0 | 0 | 0 | 0 | 0 | 0 | 0 | 0 | 0 | 0 | 0 | 0 | 0 | 0 | 0 | 0 | 0 | 0 | 0 | 0 | 0 | 0 | 0 | 0 | 0 | 0 | 0 | 0 | 0 | 0 |  | 0 | 0 | 0 | 0 | 0 | 0 | 0 | 0 | 0 | 0 | 0 | 0 | 0 | 0 | 0 | 0 | 0 | 0 | 0 | 0 | 0 | 0 | 0 | 0 | 0 | 0 | 0 | 0 | 0 | 0 | 0 | 0 | 0 | 0 | 0 | 0 |  | 0 | 0 | 0 | 0 | 0 | 0 | 0 | 0 | 0 | 0 | 0 | 0 | 0 | 0 | 45 | 0 | 0 | 1 | 0 | 0 | 0 | 0 | 0 | 0 | 0 | 0 | 0 | 0 | 0 | 0 | 0 | 0 | 0 | 0 | 0 | 0 |  | 1 | 1 | 1 | 1 | 1 | 1 | 1 | 1 | 1 | 0
SCE Northern | Springville | 230 | 0 | 0 | 0 | 0 | 0 | 0 | 0 | 0 | 0 | 0 | 0 | 0 | 0 | 0 | 0 | 0 | 0 | 0 | 0 | 0 |  | 0 | 0 | 0 | 0 | 0 | 0 | 0 | 0 | 0 | 0 | 0 | 0 | 0 | 0 | 0 | 0 | 0 | 0 | 0 | 0 | 0 | 0 | 0 | 0 | 0 | 0 | 0 | 0 | 0 | 0 | 0 | 0 | 0 | 0 | 0 | 0 |  | 0 | 0 | 0 | 0 | 0 | 0 | 0 | 0 | 0 | 0 | 5 | 0 | 40 | 0 | 45 | 0 | 0 | 1 | 0 | 0 | 0 | 0 | 0 | 0 | 0 | 0 | 0 | 0 | -2 | 0 | -2 | 0 | -2 | 0 | 0 | 1 |  | 0 | 0 | 0 | 0 | 0 | 0 | 0 | 0 | 0 | 0 | 5 | 0 | 504.42 | 0 | 390 | 0 | 0 | 1 | 0 | 0 | 0 | 0 | 0 | 0 | 0 | 0 | 0 | 0 | -2 | 0 | -2 | 0 | -2 | 0 | 0 | 1 |  | 0 | 0 | 0 | 0 | 0 | 0 | 0 | 0 | 0 | 0 | 35.378 | 0 | 1574.42 | 0 | 1359.6832 | 0 | 0 | 1 | 0 | 0 | 0 | 0 | 0 | 0 | 0 | 0 | 0 | 0 | -2 | 0 | -2 | 0 | -2 | 0 | 0 | 1 |  | 1 | 1 | 1 | 1 | 1 | 4+ | 4+ | 4+ | 1 | 1
PG&E GBA | Stagg | 230 | 0 | 0 | 0 | 0 | 0 | 0 | 0 | 0 | 0 | 0 | 0 | 0 | 0 | 0 | 0 | 0 | 0 | 0 | 0 | 0 |  | 0 | 0 | 0 | 0 | 0 | 0 | 0 | 0 | 0 | 0 | 0 | 0 | 0 | 0 | 0 | 0 | 0 | 0 | 0 | 0 | 0 | 0 | 0 | 0 | 0 | 0 | 0 | 0 | 0 | 0 | 0 | 0 | 0 | 0 | 0 | 0 |  | 0 | 0 | 0 | 0 | 0 | 0 | 0 | 0 | 0 | 0 | 0 | 0 | 0 | 0 | 20 | 0 | 0 | 1 | 0 | 0 | 0 | 0 | 0 | 0 | 0 | 0 | 0 | 0 | 0 | 0 | 0 | 0 | -2 | 0 | 0 | 1 |  | 0 | 0 | 0 | 0 | 0 | 0 | 0 | 0 | 0 | 0 | 0 | 0 | 0 | 0 | 20 | 0 | 0 | 1 | 0 | 0 | 0 | 0 | 0 | 0 | 0 | 0 | 0 | 0 | 0 | 0 | 0 | 0 | -2 | 0 | 0 | 1 |  | 0 | 0 | 0 | 0 | 0 | 0 | 0 | 0 | 0 | 0 | 0 | 0 | 0 | 0 | 20 | 0 | 0 | 1 | 0 | 0 | 0 | 0 | 0 | 0 | 0 | 0 | 0 | 0 | 0 | 0 | 0 | 0 | 0 | 0 | 0 | 0 |  | 1 | 1 | 1 | 1 | 1 | 1 | 1 | 4+ | 1 | 1
PG&E GBA | Standard Oil | 115 | 0 | 0 | 0 | 0 | 0 | 0 | 0 | 0 | 0 | 0 | 0 | 0 | 0 | 0 | 0 | 0 | 0 | 0 | 0 | 0 |  | 0 | 0 | 0 | 0 | 0 | 0 | 0 | 0 | 0 | 0 | 0 | 0 | 0 | 0 | 0 | 0 | 0 | 0 | 0 | 0 | 0 | 0 | 0 | 0 | 0 | 0 | 0 | 0 | 0 | 0 | 0 | 0 | 0 | 0 | 0 | 0 |  | 0 | 0 | 0 | 0 | 0 | 0 | 0 | 0 | 0 | 0 | 0 | 0 | 0 | 0 | 0 | 0 | 0 | 0 | 0 | 0 | 0 | 0 | 0 | 0 | 0 | 0 | 0 | 0 | 0 | 0 | 0 | 0 | 0 | 0 | 0 | 0 |  | 0 | 0 | 0 | 0 | 0 | 0 | 0 | 0 | 0 | 0 | 0 | 0 | 0 | 0 | 0 | 0 | 0 | 0 | 0 | 0 | 0 | 0 | 0 | 0 | 0 | 0 | 0 | 0 | 0 | 0 | 0 | 0 | 0 | 0 | 0 | 0 |  | 0 | 0 | 0 | 0 | 0 | 0 | 0 | 0 | 0 | 0 | 0 | 0 | 16.5 | 0 | 0 | 0 | 0 | 1 | 0 | 0 | 0 | 0 | 0 | 0 | 0 | 0 | 0 | 0 | 0 | 0 | -2 | 0 | 0 | 0 | 0 | 1 |  | 1 | 1 | 1 | 1 | 1 | 1 | 1+ | 1 | 1 | 1
PG&E GBA | Stanislaus | 115 | 0 | 0 | 0 | 0 | 0 | 0 | 0 | 0 | 0 | 0 | 0 | 0 | 0 | 0 | 0 | 0 | 0 | 0 | 0 | 0 |  | 0 | 0 | 0 | 0 | 0 | 0 | 0 | 0 | 0 | 0 | 0 | 0 | 0 | 0 | 0 | 0 | 0 | 0 | 0 | 0 | 0 | 0 | 0 | 0 | 0 | 0 | 0 | 0 | 0 | 0 | 0 | 0 | 0 | 0 | 0 | 0 |  | 0 | 0 | 0 | 0 | 0 | 0 | 0 | 0 | 0 | 0 | 0 | 0 | 0 | 0 | 0 | 0 | 0 | 0 | 0 | 0 | 0 | 0 | 0 | 0 | 0 | 0 | 0 | 0 | 0 | 0 | 0 | 0 | 0 | 0 | 0 | 0 |  | 0 | 0 | 0 | 0 | 0 | 0 | 0 | 0 | 0 | 0 | 0 | 0 | 0 | 0 | 0 | 0 | 0 | 0 | 0 | 0 | 0 | 0 | 0 | 0 | 0 | 0 | 0 | 0 | 0 | 0 | 0 | 0 | 0 | 0 | 0 | 0 |  | 0 | 0 | 0 | 0 | 0 | 0 | 0 | 0 | 0 | 0 | 0 | 0 | 0 | 0 | 0 | 0 | 0 | 0 | 0 | 0 | 0 | 0 | 0 | 0 | 0 | 0 | 0 | 0 | 0 | 0 | 0 | 0 | 0 | 0 | 0 | 0 |  | 1 | 1 | 1 | 1 | 1 | 1 | 1 | 1 | 1 | 0
PG&E KERN | Stockdale | 115 | 0 | 0 | 0 | 0 | 0 | 0 | 0 | 0 | 0 | 0 | 0 | 1.8 | 0 | 0 | 0 | 0 | 0 | 0 | 0 | 1 |  | 0 | 0 | 0 | 0 | 0 | 0 | 0 | 0 | 0 | 0 | 0 | 0 | 0 | 0 | 0 | 0 | 0 | 0 | 0 | 0 | 0 | 0 | 0 | 0 | 0 | 0 | 0 | 0 | 2 | 0 | 0 | 0 | 0 | 0 | 0 | 1 |  | 0 | 0 | 0 | 0 | 0 | 0 | 0 | 0 | 0 | 0 | 7.874 | 0 | 0 | 0 | 6.032 | 0 | 0 | 1 | 0 | 0 | 0 | 0 | 0 | 0 | 0 | 0 | 0 | 0 | -2 | 0 | 0 | 0 | -2 | 0 | 0 | 1 |  | 0 | 0 | 0 | 0 | 0 | 0 | 0 | 0 | 0 | 0 | 7.874 | 0 | 0 | 0 | 6.032 | 0 | 0 | 1 | 0 | 0 | 0 | 0 | 0 | 0 | 0 | 0 | 0 | 0 | -2 | 0 | 0 | 0 | -2 | 0 | 0 | 1 |  | 0 | 0 | 0 | 0 | 0 | 0 | 0 | 0 | 0 | 0 | 7.874 | 0 | 0 | 0 | 6.032 | 0 | 0 | 1 | 0 | 0 | 0 | 0 | 0 | 0 | 0 | 0 | 0 | 0 | -2 | 0 | 0 | 0 | 0 | 0 | 0 | 1 |  | 1 | 1 | 1 | 1 | 1 | 4+ | 1 | 4+ | 1 | 1
PG&E KERN | Stockdale | 230 | 0 | 0 | 0 | 0 | 0 | 0 | 0 | 0 | 0 | 0 | 0 | 0 | 0 | 0 | 0 | 0 | 0 | 0 | 0 | 0 |  | 0 | 0 | 0 | 0 | 0 | 0 | 0 | 0 | 0 | 0 | 0 | 0 | 0 | 0 | 0 | 0 | 0 | 0 | 0 | 0 | 0 | 0 | 0 | 0 | 0 | 0 | 0 | 0 | 0 | 0 | 0 | 0 | 0 | 0 | 0 | 0 |  | 0 | 0 | 0 | 0 | 0 | 0 | 0 | 0 | 0 | 0 | 0 | 0 | 0 | 0 | 0 | 0 | 0 | 0 | 0 | 0 | 0 | 0 | 0 | 0 | 0 | 0 | 0 | 0 | 0 | 0 | 0 | 0 | 0 | 0 | 0 | 0 |  | 0 | 0 | 0 | 0 | 0 | 0 | 0 | 0 | 0 | 0 | 0 | 0 | 0 | 0 | 0 | 0 | 0 | 0 | 0 | 0 | 0 | 0 | 0 | 0 | 0 | 0 | 0 | 0 | 0 | 0 | 0 | 0 | 0 | 0 | 0 | 0 |  | 0 | 0 | 0 | 0 | 0 | 0 | 0 | 0 | 0 | 0 | 0 | 0 | 0 | 0 | 0 | 0 | 0 | 0 | 0 | 0 | 0 | 0 | 0 | 0 | 0 | 0 | 0 | 0 | 0 | 0 | 0 | 0 | 0 | 0 | 0 | 0 |  | 1 | 1 | 1 | 1 | 1 | 1 | 1 | 1 | 1 | 0
PG&E GBA | Stockton A | 115 | 0 | 0 | 0 | 0 | 0 | 0 | 0 | 0 | 0 | 0 | 0 | 0 | 0 | 0 | 0 | 0 | 0 | 0 | 0 | 0 |  | 0 | 0 | 0 | 0 | 0 | 0 | 0 | 0 | 0 | 0 | 0 | 0 | 0 | 0 | 0 | 0 | 0 | 0 | 0 | 0 | 0 | 0 | 0 | 0 | 0 | 0 | 0 | 0 | 0 | 0 | 0 | 0 | 0 | 0 | 0 | 0 |  | 0 | 0 | 0 | 0 | 0 | 0 | 0 | 0 | 0 | 0 | 0 | 0 | 0 | 0 | 0 | 0 | 0 | 0 | 0 | 0 | 0 | 0 | 0 | 0 | 0 | 0 | 0 | 0 | 0 | 0 | 0 | 0 | 0 | 0 | 0 | 0 |  | 0 | 0 | 0 | 0 | 0 | 0 | 0 | 0 | 0 | 0 | 0 | 0 | 0 | 0 | 0 | 0 | 0 | 0 | 0 | 0 | 0 | 0 | 0 | 0 | 0 | 0 | 0 | 0 | 0 | 0 | 0 | 0 | 0 | 0 | 0 | 0 |  | 0 | 0 | 0 | 0 | 0 | 0 | 0 | 0 | 0 | 0 | 0 | 0 | 0 | 0 | 0 | 0 | 0 | 0 | 0 | 0 | 0 | 0 | 0 | 0 | 0 | 0 | 0 | 0 | 0 | 0 | 0 | 0 | 0 | 0 | 0 | 0 |  | 1 | 1 | 1 | 1 | 1 | 1 | 1 | 1 | 1 | 0
PG&E GBA | Stone | 115 | 0 | 0 | 0 | 0 | 0 | 0 | 0 | 0 | 0 | 0 | 0 | 0 | 0 | 0 | 0 | 0 | 0 | 0 | 0 | 0 |  | 0 | 0 | 0 | 0 | 0 | 0 | 0 | 0 | 0 | 0 | 0 | 0 | 0 | 0 | 0 | 0 | 0 | 0 | 0 | 0 | 0 | 0 | 0 | 0 | 0 | 0 | 0 | 0 | 0 | 0 | 0 | 0 | 0 | 0 | 0 | 0 |  | 0 | 0 | 0 | 0 | 0 | 0 | 0 | 0 | 0 | 0 | 0 | 0 | 0 | 0 | 0 | 0 | 0 | 0 | 0 | 0 | 0 | 0 | 0 | 0 | 0 | 0 | 0 | 0 | 0 | 0 | 0 | 0 | 0 | 0 | 0 | 0 |  | 0 | 0 | 0 | 0 | 0 | 0 | 0 | 0 | 0 | 0 | 0 | 0 | 0 | 0 | 0 | 0 | 0 | 0 | 0 | 0 | 0 | 0 | 0 | 0 | 0 | 0 | 0 | 0 | 0 | 0 | 0 | 0 | 0 | 0 | 0 | 0 |  | 0 | 0 | 0 | 0 | 0 | 0 | 0 | 0 | 0 | 0 | 0 | 0 | 0 | 0 | 0 | 0 | 0 | 0 | 0 | 0 | 0 | 0 | 0 | 0 | 0 | 0 | 0 | 0 | 0 | 0 | 0 | 0 | 0 | 0 | 0 | 0 |  | 1 | 1 | 1 | 1 | 1 | 1 | 1 | 1 | 1 | 0
PG&E FRESNO | Storey | 230 | 0 | 0 | 0 | 0 | 0 | 0 | 0 | 0 | 0 | 0 | 0 | 0 | 0 | 0 | 0 | 0 | 0 | 0 | 0 | 0 |  | 0 | 0 | 0 | 0 | 0 | 0 | 0 | 0 | 0 | 0 | 0 | 0 | 0 | 0 | 0 | 0 | 0 | 0 | 0 | 0 | 0 | 0 | 0 | 0 | 0 | 0 | 0 | 0 | 0 | 0 | 0 | 0 | 0 | 0 | 0 | 0 |  | 0 | 0 | 0 | 0 | 0 | 0 | 0 | 0 | 0 | 0 | 1.5 | 0 | 0 | 0 | 0 | 0 | 0 | 1 | 0 | 0 | 0 | 0 | 0 | 0 | 0 | 0 | 0 | 0 | -2 | 0 | 0 | 0 | 0 | 0 | 0 | 1 |  | 0 | 0 | 0 | 0 | 0 | 0 | 0 | 0 | 0 | 0 | 1.5 | 0 | 0 | 0 | 0 | 0 | 0 | 1 | 0 | 0 | 0 | 0 | 0 | 0 | 0 | 0 | 0 | 0 | -2 | 0 | 0 | 0 | 0 | 0 | 0 | 1 |  | 0 | 0 | 0 | 0 | 0 | 0 | 0 | 0 | 0 | 0 | 6.48 | 0 | 0 | 0 | 19.92 | 0 | 0 | 1 | 0 | 0 | 0 | 0 | 0 | 0 | 0 | 0 | 0 | 0 | -2 | 0 | 0 | 0 | 0 | 0 | 0 | 1 |  | 1 | 1 | 1 | 1 | 1 | 4+ | 1 | 1 | 1 | 1
PG&E NGBA | Summit | 115 | 0 | 0 | 0 | 0 | 0 | 0 | 0 | 0 | 0 | 0 | 0 | 0 | 0 | 0 | 0 | 0 | 0 | 0 | 0 | 0 |  | 0 | 0 | 0 | 0 | 0 | 0 | 0 | 0 | 0 | 0 | 0 | 0 | 0 | 0 | 0 | 0 | 0 | 0 | 0 | 0 | 0 | 0 | 0 | 0 | 0 | 0 | 0 | 0 | 0 | 0 | 0 | 0 | 0 | 0 | 0 | 0 |  | 0 | 0 | 0 | 0 | 0 | 0 | 0 | 0 | 0 | 0 | 0 | 0 | 0 | 0 | 0 | 0 | 0 | 0 | 0 | 0 | 0 | 0 | 0 | 0 | 0 | 0 | 0 | 0 | 0 | 0 | 0 | 0 | 0 | 0 | 0 | 0 |  | 0 | 0 | 0 | 0 | 0 | 0 | 0 | 0 | 0 | 0 | 0 | 0 | 0 | 0 | 0 | 0 | 0 | 0 | 0 | 0 | 0 | 0 | 0 | 0 | 0 | 0 | 0 | 0 | 0 | 0 | 0 | 0 | 0 | 0 | 0 | 0 |  | 0 | 0 | 0 | 0 | 0 | 0 | 0 | 0 | 0 | 0 | 0 | 0 | 0 | 0 | 0 | 0 | 0 | 0 | 0 | 0 | 0 | 0 | 0 | 0 | 0 | 0 | 0 | 0 | 0 | 0 | 0 | 0 | 0 | 0 | 0 | 0 |  | 1 | 1 | 1 | 1 | 1 | 1 | 1 | 1 | 1 | 0
SDGE | Suncrest | 230 | 0 | 0 | 0 | 0 | 0 | 0 | 0 | 0 | 0 | 0 | 0 | 0 | 0 | 0 | 0 | 0 | 0 | 0 | 0 | 0 |  | 0 | 0 | 0 | 0 | 0 | 0 | 0 | 0 | 0 | 0 | 0 | 0 | 0 | 0 | 0 | 0 | 0 | 0 | 0 | 0 | 0 | 0 | 0 | 0 | 0 | 0 | 0 | 0 | 0 | 0 | 0 | 0 | 0 | 0 | 0 | 0 |  | 0 | 0 | 0 | 0 | 0 | 0 | 0 | 0 | 0 | 0 | 0 | 0 | 0 | 0 | 0 | 0 | 0 | 0 | 0 | 0 | 0 | 0 | 0 | 0 | 0 | 0 | 0 | 0 | 0 | 0 | 0 | 0 | 0 | 0 | 0 | 0 |  | 0 | 0 | 0 | 0 | 0 | 0 | 0 | 0 | 0 | 0 | 0 | 0 | 0 | 0 | 0 | 0 | 0 | 0 | 0 | 0 | 0 | 0 | 0 | 0 | 0 | 0 | 0 | 0 | 0 | 0 | 0 | 0 | 0 | 0 | 0 | 0 |  | 0 | 0 | 0 | 0 | 0 | 0 | 0 | 0 | 0 | 0 | 0 | 0 | 0 | 0 | 387.96 | 0 | 0 | 1 | 0 | 0 | 0 | 0 | 0 | 0 | 0 | 0 | 0 | 0 | 0 | 0 | 0 | 0 | -1 | 0 | 0 | 1 |  | 1 | 1 | 1 | 1 | 1 | 1 | 1 | 1 | 1 | 0
SDGE | Suncrest | 500 | 0 | 0 | 0 | 0 | 0 | 0 | 0 | 0 | 0 | 0 | 0 | 0 | 0 | 0 | 0 | 0 | 0 | 0 | 0 | 0 |  | 0 | 0 | 0 | 0 | 0 | 0 | 0 | 0 | 0 | 0 | 0 | 0 | 0 | 0 | 0 | 0 | 0 | 0 | 0 | 0 | 0 | 0 | 0 | 0 | 0 | 0 | 0 | 0 | 0 | 0 | 0 | 0 | 0 | 0 | 0 | 0 |  | 0 | 0 | 0 | 0 | 0 | 0 | 0 | 0 | 0 | 0 | 0 | 0 | 0 | 0 | 0 | 0 | 0 | 0 | 0 | 0 | 0 | 0 | 0 | 0 | 0 | 0 | 0 | 0 | 0 | 0 | 0 | 0 | 0 | 0 | 0 | 0 |  | 0 | 0 | 0 | 0 | 0 | 0 | 0 | 0 | 0 | 0 | 0 | 0 | 0 | 0 | 0 | 0 | 0 | 0 | 0 | 0 | 0 | 0 | 0 | 0 | 0 | 0 | 0 | 0 | 0 | 0 | 0 | 0 | 0 | 0 | 0 | 0 |  | 0 | 0 | 0 | 0 | 0 | 0 | 0 | 0 | 0 | 0 | 0 | 0 | 0 | 0 | 0 | 0 | 0 | 0 | 0 | 0 | 0 | 0 | 0 | 0 | 0 | 0 | 0 | 0 | 0 | 0 | 0 | 0 | 0 | 0 | 0 | 0 |  | 1 | 1 | 1 | 1 | 1 | 1 | 1 | 1 | 1 | 0
PG&E KERN | Sunrise | 230 | 0 | 0 | 0 | 0 | 0 | 0 | 0 | 0 | 0 | 0 | 0 | 0 | 0 | 0 | 0 | 0 | 0 | 0 | 0 | 0 |  | 0 | 0 | 0 | 0 | 0 | 0 | 0 | 0 | 0 | 0 | 0 | 0 | 0 | 0 | 0 | 0 | 0 | 0 | 0 | 0 | 0 | 0 | 0 | 0 | 0 | 0 | 0 | 0 | 0 | 0 | 0 | 0 | 0 | 0 | 0 | 0 |  | 0 | 0 | 0 | 0 | 0 | 0 | 0 | 0 | 0 | 0 | 0 | 0 | 0 | 0 | 0 | 0 | 0 | 0 | 0 | 0 | 0 | 0 | 0 | 0 | 0 | 0 | 0 | 0 | 0 | 0 | 0 | 0 | 0 | 0 | 0 | 0 |  | 0 | 0 | 0 | 0 | 0 | 0 | 0 | 0 | 0 | 0 | 0 | 0 | 0 | 0 | 0 | 0 | 0 | 0 | 0 | 0 | 0 | 0 | 0 | 0 | 0 | 0 | 0 | 0 | 0 | 0 | 0 | 0 | 0 | 0 | 0 | 0 |  | 0 | 0 | 0 | 0 | 0 | 0 | 0 | 0 | 0 | 0 | 0 | 0 | 0 | 0 | 0 | 0 | 0 | 0 | 0 | 0 | 0 | 0 | 0 | 0 | 0 | 0 | 0 | 0 | 0 | 0 | 0 | 0 | 0 | 0 | 0 | 0 |  | 1 | 1 | 1 | 1 | 1 | 1 | 1 | 1 | 1 | 0
PG&E KERN | Sunset | 230 | 0 | 0 | 0 | 0 | 0 | 0 | 0 | 0 | 0 | 0 | 0 | 0 | 0 | 0 | 0 | 0 | 0 | 0 | 0 | 0 |  | 0 | 0 | 0 | 0 | 0 | 0 | 0 | 0 | 0 | 0 | 0 | 0 | 0 | 0 | 0 | 0 | 0 | 0 | 0 | 0 | 0 | 0 | 0 | 0 | 0 | 0 | 0 | 0 | 0 | 0 | 0 | 0 | 0 | 0 | 0 | 0 |  | 0 | 0 | 0 | 0 | 0 | 0 | 0 | 0 | 0 | 0 | 0 | 0 | 0 | 0 | 0 | 0 | 0 | 0 | 0 | 0 | 0 | 0 | 0 | 0 | 0 | 0 | 0 | 0 | 0 | 0 | 0 | 0 | 0 | 0 | 0 | 0 |  | 0 | 0 | 0 | 0 | 0 | 0 | 0 | 0 | 0 | 0 | 0 | 0 | 0 | 0 | 0 | 0 | 0 | 0 | 0 | 0 | 0 | 0 | 0 | 0 | 0 | 0 | 0 | 0 | 0 | 0 | 0 | 0 | 0 | 0 | 0 | 0 |  | 0 | 0 | 0 | 0 | 0 | 0 | 0 | 0 | 0 | 0 | 0 | 0 | 0 | 0 | 0 | 0 | 0 | 0 | 0 | 0 | 0 | 0 | 0 | 0 | 0 | 0 | 0 | 0 | 0 | 0 | 0 | 0 | 0 | 0 | 0 | 0 |  | 1 | 1 | 1 | 1 | 1 | 1 | 1 | 1 | 1 | 0
PG&E GBA | Swift | 115 | 0 | 0 | 0 | 0 | 0 | 0 | 0 | 0 | 0 | 0 | 0 | 0 | 0 | 0 | 0 | 0 | 0 | 0 | 0 | 0 |  | 0 | 0 | 0 | 0 | 0 | 0 | 0 | 0 | 0 | 0 | 0 | 0 | 0 | 0 | 0 | 0 | 0 | 0 | 0 | 0 | 0 | 0 | 0 | 0 | 0 | 0 | 0 | 0 | 0 | 0 | 0 | 0 | 0 | 0 | 0 | 0 |  | 0 | 0 | 0 | 0 | 0 | 0 | 0 | 0 | 0 | 0 | 0 | 0 | 0 | 0 | 0 | 0 | 0 | 0 | 0 | 0 | 0 | 0 | 0 | 0 | 0 | 0 | 0 | 0 | 0 | 0 | 0 | 0 | 0 | 0 | 0 | 0 |  | 0 | 0 | 0 | 0 | 0 | 0 | 0 | 0 | 0 | 0 | 0 | 0 | 0 | 0 | 0 | 0 | 0 | 0 | 0 | 0 | 0 | 0 | 0 | 0 | 0 | 0 | 0 | 0 | 0 | 0 | 0 | 0 | 0 | 0 | 0 | 0 |  | 0 | 0 | 0 | 0 | 0 | 0 | 0 | 0 | 0 | 0 | 18.293 | 0 | 0 | 0 | 0 | 0 | 0 | 1 | 0 | 0 | 0 | 0 | 0 | 0 | 0 | 0 | 0 | 0 | -2 | 0 | 0 | 0 | 0 | 0 | 0 | 1 |  | 1 | 1 | 1 | 1 | 1 | 1+ | 1 | 1 | 1 | 1
SDGE | Sycamore Canyon | 138 | 0 | 0 | 0 | 0 | 0 | 0 | 0 | 0 | 0 | 0 | 0 | 0 | 0 | 0 | 0 | 0 | 0 | 0 | 0 | 0 |  | 0 | 0 | 0 | 0 | 0 | 0 | 0 | 0 | 0 | 0 | 0 | 0 | 0 | 0 | 0 | 0 | 0 | 0 | 0 | 0 | 0 | 0 | 0 | 0 | 0 | 0 | 0 | 0 | 0 | 0 | 0 | 0 | 0 | 0 | 0 | 0 |  | 0 | 0 | 0 | 0 | 0 | 0 | 0 | 0 | 0 | 0 | 0 | 0 | 0 | 0 | 0 | 0 | 0 | 0 | 0 | 0 | 0 | 0 | 0 | 0 | 0 | 0 | 0 | 0 | 0 | 0 | 0 | 0 | 0 | 0 | 0 | 0 |  | 0 | 0 | 0 | 0 | 0 | 0 | 0 | 0 | 0 | 0 | 0 | 0 | 0 | 0 | 0 | 0 | 0 | 0 | 0 | 0 | 0 | 0 | 0 | 0 | 0 | 0 | 0 | 0 | 0 | 0 | 0 | 0 | 0 | 0 | 0 | 0 |  | 0 | 0 | 0 | 0 | 0 | 0 | 0 | 0 | 0 | 0 | 0 | 0 | 0 | 0 | 0 | 0 | 0 | 0 | 0 | 0 | 0 | 0 | 0 | 0 | 0 | 0 | 0 | 0 | 0 | 0 | 0 | 0 | 0 | 0 | 0 | 0 |  | 1 | 1 | 1 | 1 | 1 | 1 | 1 | 1 | 1 | 0
SDGE | Sycamore Canyon | 230 | 0 | 0 | 0 | 0 | 0 | 0 | 0 | 0 | 0 | 0 | 0 | 0 | 0 | 0 | 0 | 0 | 0 | 0 | 409.2 | 1 |  | 0 | 0 | 0 | 0 | 0 | 0 | 0 | 0 | 0 | 0 | 0 | 0 | 0 | 0 | 0 | 0 | 0 | 0 | 0 | 0 | 0 | 0 | 0 | 0 | 0 | 0 | 0 | 0 | 0 | 0 | 0 | 0 | 0 | 2 | 2 | 1 |  | 0 | 0 | 0 | 0 | 0 | 0 | 0 | 0 | 0 | 0 | 0 | 0 | 0 | 0 | 0 | 0 | 0 | 0 | 0 | 0 | 0 | 0 | 0 | 0 | 0 | 0 | 0 | 0 | 0 | 0 | 0 | 0 | 0 | 2 | 2 | 1 |  | 0 | 0 | 0 | 0 | 0 | 0 | 0 | 0 | 0 | 0 | 0 | 0 | 0 | 0 | 0 | 0 | 0 | 0 | 0 | 0 | 0 | 0 | 0 | 0 | 0 | 0 | 0 | 0 | 0 | 0 | 0 | 0 | 0 | 2 | 2 | 1 |  | 0 | 0 | 0 | 0 | 0 | 0 | 0 | 0 | 0 | 0 | 0 | 0 | 0 | 0 | 0 | 0 | 500 | 1 | 0 | 0 | 0 | 0 | 0 | 0 | 0 | 0 | 0 | 0 | 0 | 0 | 0 | 0 | 0 | 2 | -1 | 1 |  | 1 | 1 | 1 | 1 | 1 | 1 | 1 | 1 | 3- | 1
SDGE | Sycamore Canyon | 69 | 0 | 0 | 0 | 0 | 0 | 0 | 0 | 0 | 0 | 0 | 0 | 0 | 0 | 0 | 0 | 0 | 0 | 0 | 0 | 0 |  | 0 | 0 | 0 | 0 | 0 | 0 | 0 | 0 | 0 | 0 | 0 | 0 | 0 | 0 | 0 | 0 | 0 | 0 | 0 | 0 | 0 | 0 | 0 | 0 | 0 | 0 | 0 | 0 | 0 | 0 | 0 | 0 | 0 | 0 | 0 | 0 |  | 0 | 0 | 0 | 0 | 0 | 0 | 0 | 0 | 0 | 0 | 0 | 0 | 0 | 0 | 0 | 0 | 0 | 0 | 0 | 0 | 0 | 0 | 0 | 0 | 0 | 0 | 0 | 0 | 0 | 0 | 0 | 0 | 0 | 0 | 0 | 0 |  | 0 | 0 | 0 | 0 | 0 | 0 | 0 | 0 | 0 | 0 | 0 | 0 | 0 | 0 | 0 | 0 | 0 | 0 | 0 | 0 | 0 | 0 | 0 | 0 | 0 | 0 | 0 | 0 | 0 | 0 | 0 | 0 | 0 | 0 | 0 | 0 |  | 0 | 0 | 0 | 0 | 0 | 0 | 0 | 0 | 0 | 0 | 0 | 0 | 0 | 0 | 0 | 0 | 0 | 0 | 0 | 0 | 0 | 0 | 0 | 0 | 0 | 0 | 0 | 0 | 0 | 0 | 0 | 0 | 0 | 0 | 0 | 0 |  | 1 | 1 | 1 | 1 | 1 | 1 | 1 | 1 | 1 | 0
SCE Northern | Sylmar | 230 | 0 | 0 | 0 | 0 | 0 | 0 | 0 | 0 | 0 | 0 | 0 | 0 | 0 | 0 | 0 | 0 | 0 | 0 | 0 | 0 |  | 0 | 0 | 0 | 0 | 0 | 0 | 0 | 0 | 0 | 0 | 0 | 0 | 0 | 0 | 0 | 0 | 0 | 0 | 0 | 0 | 0 | 0 | 0 | 0 | 0 | 0 | 0 | 0 | 0 | 0 | 0 | 0 | 0 | 0 | 0 | 0 |  | 0 | 0 | 0 | 0 | 0 | 0 | 0 | 0 | 0 | 0 | 0 | 0 | 0 | 0 | 0 | 0 | 0 | 0 | 0 | 0 | 0 | 0 | 0 | 0 | 0 | 0 | 0 | 0 | 0 | 0 | 0 | 0 | 0 | 0 | 0 | 0 |  | 0 | 0 | 0 | 0 | 0 | 0 | 0 | 0 | 0 | 0 | 0 | 0 | 0 | 0 | 171.738 | 0 | 0 | 1 | 0 | 0 | 0 | 0 | 0 | 0 | 0 | 0 | 0 | 0 | 0 | 0 | 0 | 0 | -2 | 0 | 0 | 1 |  | 0 | 0 | 0 | 0 | 0 | 0 | 0 | 0 | 0 | 0 | 0 | 0 | 0 | 0 | 171.738 | 0 | 0 | 1 | 0 | 0 | 0 | 0 | 0 | 0 | 0 | 0 | 0 | 0 | 0 | 0 | 0 | 0 | -1 | 0 | 0 | 1 |  | 1 | 1 | 1 | 1 | 1 | 1 | 1 | 2+ | 1 | 1
PG&E NGBA | Table Mountain | 115 | 0 | 0 | 0 | 0 | 0 | 0 | 0 | 0 | 0 | 0 | 0 | 0 | 0 | 0 | 0 | 0 | 0 | 0 | 0 | 0 |  | 0 | 0 | 0 | 0 | 0 | 0 | 0 | 0 | 0 | 0 | 0 | 0 | 0 | 0 | 0 | 0 | 0 | 0 | 0 | 0 | 0 | 0 | 0 | 0 | 0 | 0 | 0 | 0 | 0 | 0 | 0 | 0 | 0 | 0 | 0 | 0 |  | 0 | 0 | 0 | 0 | 0 | 0 | 0 | 0 | 0 | 0 | 0 | 0 | 0 | 0 | 0 | 0 | 0 | 0 | 0 | 0 | 0 | 0 | 0 | 0 | 0 | 0 | 0 | 0 | 0 | 0 | 0 | 0 | 0 | 0 | 0 | 0 |  | 0 | 0 | 0 | 0 | 0 | 0 | 0 | 0 | 0 | 0 | 0 | 0 | 0 | 0 | 0 | 0 | 0 | 0 | 0 | 0 | 0 | 0 | 0 | 0 | 0 | 0 | 0 | 0 | 0 | 0 | 0 | 0 | 0 | 0 | 0 | 0 |  | 0 | 0 | 0 | 0 | 0 | 0 | 0 | 0 | 0 | 0 | 0 | 0 | 0 | 0 | 0 | 0 | 0 | 0 | 0 | 0 | 0 | 0 | 0 | 0 | 0 | 0 | 0 | 0 | 0 | 0 | 0 | 0 | 0 | 0 | 0 | 0 |  | 1 | 1 | 1 | 1 | 1 | 1 | 1 | 1 | 1 | 0
PG&E NGBA | Table Mountain | 230 | 0 | 0 | 0 | 0 | 0 | 0 | 0 | 0 | 0 | 0 | 0 | 0 | 0 | 0 | 0 | 0 | 0 | 0 | 0 | 0 |  | 0 | 0 | 0 | 0 | 0 | 0 | 0 | 0 | 0 | 0 | 0 | 0 | 0 | 0 | 0 | 0 | 0 | 0 | 0 | 0 | 0 | 0 | 0 | 0 | 0 | 0 | 0 | 0 | 0 | 0 | 0 | 0 | 0 | 0 | 0 | 0 |  | 0 | 0 | 0 | 0 | 0 | 0 | 0 | 0 | 0 | 0 | 0 | 0 | 0 | 0 | 0 | 0 | 0 | 0 | 0 | 0 | 0 | 0 | 0 | 0 | 0 | 0 | 0 | 0 | 0 | 0 | 0 | 0 | 0 | 0 | 0 | 0 |  | 0 | 0 | 0 | 0 | 0 | 0 | 0 | 0 | 0 | 0 | 0 | 0 | 0 | 0 | 0 | 0 | 0 | 0 | 0 | 0 | 0 | 0 | 0 | 0 | 0 | 0 | 0 | 0 | 0 | 0 | 0 | 0 | 0 | 0 | 0 | 0 |  | 0 | 0 | 0 | 0 | 0 | 0 | 0 | 0 | 0 | 0 | 0 | 0 | 0 | 0 | 0 | 0 | 0 | 0 | 0 | 0 | 0 | 0 | 0 | 0 | 0 | 0 | 0 | 0 | 0 | 0 | 0 | 0 | 0 | 0 | 0 | 0 |  | 1 | 1 | 1 | 1 | 1 | 1 | 1 | 1 | 1 | 0
PG&E NGBA | Table Mountain | 500 | 0 | 0 | 0 | 0 | 0 | 0 | 0 | 0 | 0 | 0 | 0 | 0 | 0 | 0 | 0 | 0 | 0 | 0 | 0 | 0 |  | 0 | 0 | 0 | 0 | 0 | 0 | 0 | 0 | 0 | 0 | 0 | 0 | 0 | 0 | 0 | 0 | 0 | 0 | 0 | 0 | 0 | 0 | 0 | 0 | 0 | 0 | 0 | 0 | 0 | 0 | 0 | 0 | 0 | 0 | 0 | 0 |  | 0 | 0 | 0 | 0 | 0 | 0 | 0 | 0 | 0 | 0 | 0 | 0 | 0 | 0 | 0 | 0 | 0 | 0 | 0 | 0 | 0 | 0 | 0 | 0 | 0 | 0 | 0 | 0 | 0 | 0 | 0 | 0 | 0 | 0 | 0 | 0 |  | 0 | 0 | 0 | 0 | 0 | 0 | 0 | 0 | 0 | 0 | 0 | 0 | 0 | 0 | 0 | 0 | 0 | 0 | 0 | 0 | 0 | 0 | 0 | 0 | 0 | 0 | 0 | 0 | 0 | 0 | 0 | 0 | 0 | 0 | 0 | 0 |  | 0 | 0 | 0 | 0 | 0 | 0 | 0 | 0 | 0 | 0 | 0 | 0 | 0 | 0 | 400 | 0 | 0 | 1 | 0 | 0 | 0 | 0 | 0 | 0 | 0 | 0 | 0 | 0 | 0 | 0 | 0 | 0 | -1 | 0 | 0 | 1 |  | 1 | 1 | 1 | 1 | 1 | 1 | 1 | 1 | 1 | 0
PG&E NGBA | Table Mountain | 60 | 0 | 0 | 0 | 0 | 0 | 0 | 0 | 0 | 0 | 0 | 0 | 0 | 0 | 0 | 0 | 0 | 0 | 0 | 0 | 0 |  | 0 | 0 | 0 | 0 | 0 | 0 | 0 | 0 | 0 | 0 | 0 | 0 | 0 | 0 | 0 | 0 | 0 | 0 | 0 | 0 | 0 | 0 | 0 | 0 | 0 | 0 | 0 | 0 | 0 | 0 | 0 | 0 | 0 | 0 | 0 | 0 |  | 0 | 0 | 0 | 0 | 0 | 0 | 0 | 0 | 0 | 0 | 0 | 0 | 0 | 0 | 0 | 0 | 0 | 0 | 0 | 0 | 0 | 0 | 0 | 0 | 0 | 0 | 0 | 0 | 0 | 0 | 0 | 0 | 0 | 0 | 0 | 0 |  | 0 | 0 | 0 | 0 | 0 | 0 | 0 | 0 | 0 | 0 | 0 | 0 | 0 | 0 | 0 | 0 | 0 | 0 | 0 | 0 | 0 | 0 | 0 | 0 | 0 | 0 | 0 | 0 | 0 | 0 | 0 | 0 | 0 | 0 | 0 | 0 |  | 0 | 0 | 0 | 0 | 0 | 0 | 0 | 0 | 0 | 0 | 0 | 0 | 0 | 0 | 0 | 0 | 0 | 0 | 0 | 0 | 0 | 0 | 0 | 0 | 0 | 0 | 0 | 0 | 0 | 0 | 0 | 0 | 0 | 0 | 0 | 0 |  | 1 | 1 | 1 | 1 | 1 | 1 | 1 | 1 | 1 | 0
PG&E KERN | Taft | 115 | 0 | 0 | 0 | 0 | 0 | 0 | 0 | 0 | 0 | 0 | 0 | 8 | 0 | 0 | 0 | 0 | 0 | 0 | 0 | 1 |  | 0 | 0 | 0 | 0 | 0 | 0 | 0 | 0 | 0 | 0 | 0 | 0 | 0 | 0 | 0 | 0 | 0 | 0 | 0 | 0 | 0 | 0 | 0 | 0 | 0 | 0 | 0 | 0 | 2 | 0 | 0 | 0 | 0 | 0 | 0 | 1 |  | 0 | 0 | 0 | 0 | 0 | 0 | 0 | 0 | 0 | 0 | 25.3348 | 0 | 0 | 0 | 0 | 0 | 0 | 1 | 0 | 0 | 0 | 0 | 0 | 0 | 0 | 0 | 0 | 0 | -2 | 0 | 0 | 0 | 0 | 0 | 0 | 1 |  | 0 | 0 | 0 | 0 | 0 | 0 | 0 | 0 | 0 | 0 | 25.3348 | 0 | 0 | 0 | 0 | 0 | 0 | 1 | 0 | 0 | 0 | 0 | 0 | 0 | 0 | 0 | 0 | 0 | -2 | 0 | 0 | 0 | 0 | 0 | 0 | 1 |  | 0 | 0 | 0 | 0 | 0 | 0 | 0 | 0 | 0 | 0 | 25.3348 | 0 | 0 | 0 | 0 | 0 | 0 | 1 | 0 | 0 | 0 | 0 | 0 | 0 | 0 | 0 | 0 | 0 | -2 | 0 | 0 | 0 | 0 | 0 | 0 | 1 |  | 1 | 1 | 1 | 1 | 1 | 4+ | 1 | 1 | 1 | 1
SDGE | Talega | 138 | 0 | 0 | 0 | 0 | 0 | 0 | 0 | 0 | 0 | 0 | 0 | 0 | 0 | 0 | 0 | 0 | 0 | 0 | 0 | 0 |  | 0 | 0 | 0 | 0 | 0 | 0 | 0 | 0 | 0 | 0 | 0 | 0 | 0 | 100 | 200 | 0 | 0 | 1 | 0 | 0 | 0 | 0 | 0 | 0 | 0 | 0 | 0 | 0 | 0 | 0 | 0 | -2 | -2 | 0 | 0 | 1 |  | 0 | 0 | 0 | 0 | 0 | 0 | 0 | 0 | 0 | 0 | 0 | 0 | 0 | 100 | 200 | 0 | 0 | 1 | 0 | 0 | 0 | 0 | 0 | 0 | 0 | 0 | 0 | 0 | 0 | 0 | 0 | -2 | -2 | 0 | 0 | 1 |  | 0 | 0 | 0 | 0 | 0 | 0 | 0 | 0 | 0 | 0 | 0 | 0 | 0 | 100 | 200 | 0 | 0 | 1 | 0 | 0 | 0 | 0 | 0 | 0 | 0 | 0 | 0 | 0 | 0 | 0 | 0 | -2 | -2 | 0 | 0 | 1 |  | 0 | 0 | 0 | 0 | 0 | 0 | 0 | 0 | 0 | 0 | 0 | 0 | 0 | 100 | 200 | 0 | 0 | 1 | 0 | 0 | 0 | 0 | 0 | 0 | 0 | 0 | 0 | 0 | 0 | 0 | 0 | -2 | -2 | 0 | 0 | 1 |  | 1 | 1 | 1 | 1 | 1 | 1 | 1 | 4+ | 1 | 1
SDGE | Talega | 230 | 0 | 0 | 0 | 0 | 0 | 0 | 0 | 0 | 0 | 0 | 0 | 0 | 0 | 0 | 0 | 0 | 0 | 0 | 0 | 0 |  | 0 | 0 | 0 | 0 | 0 | 0 | 0 | 0 | 0 | 0 | 0 | 0 | 0 | 0 | 0 | 0 | 0 | 0 | 0 | 0 | 0 | 0 | 0 | 0 | 0 | 0 | 0 | 0 | 0 | 0 | 0 | 0 | 0 | 0 | 0 | 0 |  | 0 | 0 | 0 | 0 | 0 | 0 | 0 | 0 | 0 | 0 | 0 | 0 | 0 | 0 | 0 | 0 | 0 | 0 | 0 | 0 | 0 | 0 | 0 | 0 | 0 | 0 | 0 | 0 | 0 | 0 | 0 | 0 | 0 | 0 | 0 | 0 |  | 0 | 0 | 0 | 0 | 0 | 0 | 0 | 0 | 0 | 0 | 0 | 0 | 0 | 0 | 0 | 0 | 0 | 0 | 0 | 0 | 0 | 0 | 0 | 0 | 0 | 0 | 0 | 0 | 0 | 0 | 0 | 0 | 0 | 0 | 0 | 0 |  | 0 | 0 | 0 | 0 | 0 | 0 | 0 | 0 | 0 | 0 | 0 | 0 | 0 | 0 | 350 | 0 | 0 | 1 | 0 | 0 | 0 | 0 | 0 | 0 | 0 | 0 | 0 | 0 | 0 | 0 | 0 | 0 | -1 | 0 | 0 | 1 |  | 1 | 1 | 1 | 1 | 1 | 1 | 1 | 1 | 1 | 0
PG&E GBA | Tassajara | 230 | 0 | 0 | 0 | 0 | 0 | 0 | 0 | 0 | 0 | 0 | 0 | 0 | 0 | 0 | 0 | 0 | 0 | 0 | 0 | 0 |  | 0 | 0 | 0 | 0 | 0 | 0 | 0 | 0 | 0 | 0 | 0 | 0 | 0 | 0 | 0 | 0 | 0 | 0 | 0 | 0 | 0 | 0 | 0 | 0 | 0 | 0 | 0 | 0 | 0 | 0 | 0 | 0 | 0 | 0 | 0 | 0 |  | 0 | 0 | 0 | 0 | 0 | 0 | 0 | 0 | 0 | 0 | 0 | 0 | 0 | 0 | 0 | 0 | 0 | 0 | 0 | 0 | 0 | 0 | 0 | 0 | 0 | 0 | 0 | 0 | 0 | 0 | 0 | 0 | 0 | 0 | 0 | 0 |  | 0 | 0 | 0 | 0 | 0 | 0 | 0 | 0 | 0 | 0 | 0 | 0 | 0 | 0 | 0 | 0 | 0 | 0 | 0 | 0 | 0 | 0 | 0 | 0 | 0 | 0 | 0 | 0 | 0 | 0 | 0 | 0 | 0 | 0 | 0 | 0 |  | 0 | 0 | 0 | 0 | 0 | 0 | 0 | 0 | 0 | 0 | 0 | 0 | 0 | 0 | 0 | 0 | 0 | 0 | 0 | 0 | 0 | 0 | 0 | 0 | 0 | 0 | 0 | 0 | 0 | 0 | 0 | 0 | 0 | 0 | 0 | 0 |  | 1 | 1 | 1 | 1 | 1 | 1 | 1 | 1 | 1 | 0
PG&E KERN | Tejon | 70 | 0 | 0 | 0 | 0 | 0 | 0 | 0 | 0 | 0 | 0 | 0 | 0 | 0 | 0 | 0 | 0 | 0 | 0 | 0 | 0 |  | 0 | 0 | 0 | 0 | 0 | 0 | 0 | 0 | 0 | 0 | 0 | 0 | 0 | 0 | 0 | 0 | 0 | 0 | 0 | 0 | 0 | 0 | 0 | 0 | 0 | 0 | 0 | 0 | 0 | 0 | 0 | 0 | 0 | 0 | 0 | 0 |  | 0 | 0 | 0 | 0 | 0 | 0 | 0 | 0 | 0 | 0 | 5 | 0 | 0 | 0 | 0 | 0 | 0 | 1 | 0 | 0 | 0 | 0 | 0 | 0 | 0 | 0 | 0 | 0 | -2 | 0 | 0 | 0 | 0 | 0 | 0 | 1 |  | 0 | 0 | 0 | 0 | 0 | 0 | 0 | 0 | 0 | 0 | 5 | 0 | 0 | 0 | 0 | 0 | 0 | 1 | 0 | 0 | 0 | 0 | 0 | 0 | 0 | 0 | 0 | 0 | -2 | 0 | 0 | 0 | 0 | 0 | 0 | 1 |  | 0 | 0 | 0 | 0 | 0 | 0 | 0 | 0 | 0 | 0 | 9.99 | 0 | 0 | 0 | 0 | 0 | 0 | 1 | 0 | 0 | 0 | 0 | 0 | 0 | 0 | 0 | 0 | 0 | -2 | 0 | 0 | 0 | 0 | 0 | 0 | 1 |  | 1 | 1 | 1 | 1 | 1 | 4+ | 1 | 1 | 1 | 1
SDGE | Telegraph Canyon | 138 | 0 | 0 | 0 | 0 | 0 | 0 | 0 | 0 | 0 | 0 | 0 | 0 | 0 | 0 | 0 | 0 | 0 | 0 | 0 | 0 |  | 0 | 0 | 0 | 0 | 0 | 0 | 0 | 0 | 0 | 0 | 0 | 0 | 0 | 0 | 0 | 0 | 0 | 0 | 0 | 0 | 0 | 0 | 0 | 0 | 0 | 0 | 0 | 0 | 0 | 0 | 0 | 0 | 0 | 0 | 0 | 0 |  | 0 | 0 | 0 | 0 | 0 | 0 | 0 | 0 | 0 | 0 | 0 | 0 | 0 | 0 | 0 | 0 | 0 | 0 | 0 | 0 | 0 | 0 | 0 | 0 | 0 | 0 | 0 | 0 | 0 | 0 | 0 | 0 | 0 | 0 | 0 | 0 |  | 0 | 0 | 0 | 0 | 0 | 0 | 0 | 0 | 0 | 0 | 0 | 0 | 0 | 0 | 0 | 0 | 0 | 0 | 0 | 0 | 0 | 0 | 0 | 0 | 0 | 0 | 0 | 0 | 0 | 0 | 0 | 0 | 0 | 0 | 0 | 0 |  | 0 | 0 | 0 | 0 | 0 | 0 | 0 | 0 | 0 | 0 | 0 | 0 | 0 | 0 | 100 | 0 | 0 | 1 | 0 | 0 | 0 | 0 | 0 | 0 | 0 | 0 | 0 | 0 | 0 | 0 | 0 | 0 | 0 | 0 | 0 | 0 |  | 1 | 1 | 1 | 1 | 1 | 1 | 1 | 1 | 1 | 0
PG&E KERN | Temblor | 115 | 0 | 0 | 0 | 0 | 0 | 0 | 0 | 0 | 0 | 0 | 0 | 0 | 0 | 0 | 0 | 0 | 0 | 0 | 0 | 0 |  | 0 | 0 | 0 | 0 | 0 | 0 | 0 | 0 | 0 | 0 | 0 | 0 | 0 | 0 | 0 | 0 | 0 | 0 | 0 | 0 | 0 | 0 | 0 | 0 | 0 | 0 | 0 | 0 | 0 | 0 | 0 | 0 | 0 | 0 | 0 | 0 |  | 0 | 0 | 0 | 0 | 0 | 0 | 0 | 0 | 0 | 0 | 0 | 0 | 0 | 4 | 60 | 0 | 0 | 1 | 0 | 0 | 0 | 0 | 0 | 0 | 0 | 0 | 0 | 0 | 0 | 0 | 0 | -2 | -2 | 0 | 0 | 1 |  | 0 | 0 | 0 | 0 | 0 | 0 | 0 | 0 | 0 | 0 | 0 | 0 | 0 | 4 | 60 | 0 | 0 | 1 | 0 | 0 | 0 | 0 | 0 | 0 | 0 | 0 | 0 | 0 | 0 | 0 | 0 | -2 | -2 | 0 | 0 | 1 |  | 0 | 0 | 0 | 0 | 0 | 0 | 0 | 0 | 0 | 0 | 8 | 0 | 0 | 4 | 64 | 0 | 0 | 1 | 0 | 0 | 0 | 0 | 0 | 0 | 0 | 0 | 0 | 0 | -2 | 0 | 0 | -2 | -2 | 0 | 0 | 1 |  | 1 | 1 | 1 | 1 | 1 | 1+ | 1 | 4+ | 1 | 1
PG&E KERN | Templeton | 230 | 0 | 0 | 113.07 | 0 | 113.07 | 0 | 0 | 0 | 0 | 0 | 0 | 0 | 0 | 0 | 0 | 0 | 0 | 0 | 0 | 1 |  | 0 | 0 | 0 | 0 | 0 | 0 | 0 | 0 | 0 | 0 | 0 | 0 | 0 | 0 | 0 | 0 | 0 | 0 | 0 | 0 | 0 | 0 | 2 | 2 | 0 | 0 | 0 | 0 | 0 | 0 | 0 | 0 | 0 | 0 | 0 | 1 |  | 0 | 0 | 0 | 0 | 0 | 0 | 0 | 0 | 0 | 0 | 0 | 0 | 0 | 0 | 0 | 0 | 0 | 0 | 0 | 0 | 0 | 0 | 2 | 2 | 0 | 0 | 0 | 0 | 0 | 0 | 0 | 0 | 0 | 0 | 0 | 1 |  | 0 | 0 | 0 | 0 | 0 | 0 | 0 | 0 | 0 | 0 | 0 | 0 | 0 | 0 | 0 | 0 | 0 | 0 | 0 | 0 | 0 | 0 | 2 | 2 | 0 | 0 | 0 | 0 | 0 | 0 | 0 | 0 | 0 | 0 | 0 | 1 |  | 0 | 0 | 0 | 0 | 0 | 0 | 0 | 0 | 0 | 0 | 0 | 0 | 0 | 0 | 950 | 0 | 0 | 1 | 0 | 0 | 0 | 0 | 2 | 2 | 0 | 0 | 0 | 0 | 0 | 0 | 0 | 0 | -2 | 0 | 0 | 1 |  | 1 | 1 | 5- | 1 | 1 | 1 | 1 | 1+ | 1 | 1
PG&E KERN | Templeton | 70 | 0 | 3 | 0 | 0 | 0 | 0 | 0 | 0 | 0 | 0 | 0 | 0 | 0 | 0 | 0 | 0 | 0 | 0 | 0 | 1 |  | 0 | 0 | 0 | 0 | 0 | 0 | 0 | 0 | 0 | 0 | 0 | 0 | 0 | 0 | 0 | 0 | 0 | 0 | 0 | 0 | 2 | 2 | 0 | 0 | 0 | 0 | 0 | 0 | 0 | 0 | 0 | 0 | 0 | 0 | 0 | 1 |  | 0 | 0 | 0 | 0 | 0 | 0 | 0 | 0 | 0 | 0 | 3.1894 | 0 | 0 | 0 | 0.9 | 0 | 0 | 1 | 0 | 0 | 2 | 2 | 0 | 0 | 0 | 0 | 0 | 0 | -2 | 0 | 0 | 0 | 0 | 0 | 0 | 1 |  | 0 | 0 | 0 | 0 | 0 | 0 | 0 | 0 | 0 | 0 | 3.1894 | 0 | 0 | 0 | 0.9 | 0 | 0 | 1 | 0 | 0 | 2 | 2 | 0 | 0 | 0 | 0 | 0 | 0 | -2 | 0 | 0 | 0 | 0 | 0 | 0 | 1 |  | 0 | 0 | 0 | 0 | 0 | 0 | 0 | 0 | 0 | 0 | 5.5644 | 0 | 0 | 0 | 0.9 | 0 | 0 | 1 | 0 | 0 | 2 | 2 | 0 | 0 | 0 | 0 | 0 | 0 | -2 | 0 | 0 | 0 | 0 | 0 | 0 | 1 |  | 1 | 5- | 1 | 1 | 1 | 4+ | 1 | 1 | 1 | 1
PG&E GBA | Tesla | 115 | 0 | 0 | 0 | 0 | 0 | 0 | 0 | 0 | 0 | 0 | 0 | 0 | 0 | 0 | 0 | 0 | 0 | 0 | 0 | 0 |  | 0 | 0 | 0 | 0 | 0 | 0 | 0 | 0 | 0 | 0 | 0 | 0 | 0 | 0 | 0 | 0 | 0 | 0 | 0 | 0 | 0 | 0 | 0 | 0 | 0 | 0 | 0 | 0 | 0 | 0 | 0 | 0 | 0 | 0 | 0 | 0 |  | 0 | 0 | 0 | 0 | 0 | 0 | 0 | 0 | 0 | 0 | 2.384 | 0 | 0 | 0 | 0 | 0 | 0 | 1 | 0 | 0 | 0 | 0 | 0 | 0 | 0 | 0 | 0 | 0 | -2 | 0 | 0 | 0 | 0 | 0 | 0 | 1 |  | 0 | 0 | 0 | 0 | 0 | 0 | 0 | 0 | 0 | 0 | 2.384 | 0 | 0 | 0 | 0 | 0 | 0 | 1 | 0 | 0 | 0 | 0 | 0 | 0 | 0 | 0 | 0 | 0 | -2 | 0 | 0 | 0 | 0 | 0 | 0 | 1 |  | 0 | 0 | 0 | 0 | 0 | 0 | 0 | 0 | 0 | 0 | 2.384 | 0 | 0 | 0 | 0 | 0 | 0 | 1 | 0 | 0 | 0 | 0 | 0 | 0 | 0 | 0 | 0 | 0 | -2 | 0 | 0 | 0 | 0 | 0 | 0 | 1 |  | 1 | 1 | 1 | 1 | 1 | 4+ | 1 | 1 | 1 | 1
PG&E GBA | Tesla | 230 | 0 | 0 | 100 | 76.5 | 176.5 | 0 | 0 | 0 | 0 | 0 | 0 | 0 | 0 | 0 | 0 | 0 | 0 | 0 | 0 | 1 |  | 0 | 0 | 0 | 0 | 60 | 62.5 | 0 | 0 | 0 | 0 | 0 | 0 | 0 | 0 | 0 | 0 | 0 | 1 | 0 | 0 | 0 | 0 | 2 | 2 | 0 | 0 | 0 | 0 | 0 | 0 | 0 | 0 | 0 | 0 | 0 | 1 |  | 0 | 0 | 0 | 0 | 80 | 176.5 | 0 | 0 | 0 | 0 | 0 | 0 | 0 | 0 | 18 | 0 | 0 | 1 | 0 | 0 | 0 | 0 | 1 | 0 | 0 | 0 | 0 | 0 | 0 | 0 | 0 | 0 | -2 | 0 | 0 | 1 |  | 0 | 0 | 0 | 0 | 80 | 176.5 | 0 | 0 | 0 | 0 | 0 | 0 | 0 | 675 | 762.12 | 0 | 0 | 1 | 0 | 0 | 0 | 0 | 1 | 0 | 0 | 0 | 0 | 0 | 0 | 0 | 0 | -2 | -2 | 0 | 0 | 1 |  | 0 | 0 | 0 | 0 | 80 | 176.5 | 0 | 0 | 0 | 0 | 0 | 0 | 0 | 675 | 3447.12 | 0 | 0 | 1 | 0 | 0 | 0 | 0 | 1 | 0 | 0 | 0 | 0 | 0 | 0 | 0 | 0 | -2 | -2 | 0 | 0 | 1 |  | 1 | 1 | 1 | 1 | 1 | 1 | 1 | 4+ | 1 | 1
PG&E GBA | Tesla | 500 | 0 | 0 | 300 | 0 | 300 | 0 | 0 | 0 | 0 | 0 | 0 | 0 | 0 | 0 | 0 | 0 | 0 | 0 | 0 | 1 |  | 0 | 0 | 0 | 0 | 0 | 408.8 | 0 | 0 | 0 | 0 | 0 | 0 | 410.04 | 400 | 405.9 | 0 | 0 | 1 | 0 | 0 | 0 | 0 | 2 | -1 | 0 | 0 | 0 | 0 | 0 | 0 | -2 | -2 | -2 | 0 | 0 | 1 |  | 0 | 0 | 0 | 0 | 0 | 408.8 | 0 | 0 | 0 | 0 | 0 | 0 | 410.04 | 400 | 405.9 | 0 | 0 | 1 | 0 | 0 | 0 | 0 | 2 | -1 | 0 | 0 | 0 | 0 | 0 | 0 | -2 | -2 | -2 | 0 | 0 | 1 |  | 0 | 0 | 0 | 0 | 0 | 408.8 | 0 | 0 | 0 | 0 | 0 | 0 | 410.04 | 900 | 921.318 | 0 | 0 | 1 | 0 | 0 | 0 | 0 | 2 | -1 | 0 | 0 | 0 | 0 | 0 | 0 | -2 | -2 | -2 | 0 | 0 | 1 |  | 0 | 0 | 0 | 0 | 0 | 408.8 | 0 | 0 | 0 | 0 | 0 | 0 | 410.04 | 900 | 1821.318 | 0 | 0 | 1 | 0 | 0 | 0 | 0 | 2 | -1 | 0 | 0 | 0 | 0 | 0 | 0 | -2 | -2 | -2 | 0 | 0 | 1 |  | 1 | 1 | 3+ | 1 | 1 | 1 | 4+ | 4+ | 1 | 1
PG&E KERN | Tevis | 115 | 0 | 0 | 0 | 0 | 0 | 0 | 0 | 0 | 0 | 0 | 0 | 0 | 0 | 0 | 0 | 0 | 0 | 0 | 0 | 0 |  | 0 | 0 | 0 | 0 | 0 | 0 | 0 | 0 | 0 | 0 | 0 | 0 | 0 | 0 | 0 | 0 | 0 | 0 | 0 | 0 | 0 | 0 | 0 | 0 | 0 | 0 | 0 | 0 | 0 | 0 | 0 | 0 | 0 | 0 | 0 | 0 |  | 0 | 0 | 0 | 0 | 0 | 0 | 0 | 0 | 0 | 0 | 2.242 | 0 | 0 | 0 | 0 | 0 | 0 | 1 | 0 | 0 | 0 | 0 | 0 | 0 | 0 | 0 | 0 | 0 | -2 | 0 | 0 | 0 | 0 | 0 | 0 | 1 |  | 0 | 0 | 0 | 0 | 0 | 0 | 0 | 0 | 0 | 0 | 2.242 | 0 | 0 | 0 | 0 | 0 | 0 | 1 | 0 | 0 | 0 | 0 | 0 | 0 | 0 | 0 | 0 | 0 | -2 | 0 | 0 | 0 | 0 | 0 | 0 | 1 |  | 0 | 0 | 0 | 0 | 0 | 0 | 0 | 0 | 0 | 0 | 2.242 | 0 | 0 | 0 | 0 | 0 | 0 | 1 | 0 | 0 | 0 | 0 | 0 | 0 | 0 | 0 | 0 | 0 | -2 | 0 | 0 | 0 | 0 | 0 | 0 | 1 |  | 1 | 1 | 1 | 1 | 1 | 4+ | 1 | 1 | 1 | 1
EOP | Thousandaire | 138 | 0 | 0 | 0 | 0 | 0 | 0 | 0 | 0 | 0 | 0 | 0 | 0 | 0 | 0 | 0 | 0 | 0 | 0 | 0 | 0 |  | 0 | 0 | 0 | 0 | 0 | 0 | 0 | 0 | 0 | 0 | 0 | 0 | 0 | 0 | 0 | 0 | 0 | 0 | 0 | 0 | 0 | 0 | 0 | 0 | 0 | 0 | 0 | 0 | 0 | 0 | 0 | 0 | 0 | 0 | 0 | 0 |  | 0 | 0 | 0 | 0 | 0 | 0 | 0 | 0 | 0 | 0 | 0 | 0 | 0 | 0 | 0 | 0 | 0 | 0 | 0 | 0 | 0 | 0 | 0 | 0 | 0 | 0 | 0 | 0 | 0 | 0 | 0 | 0 | 0 | 0 | 0 | 0 |  | 0 | 0 | 0 | 0 | 0 | 0 | 0 | 0 | 0 | 0 | 0 | 0 | 0 | 0 | 0 | 0 | 0 | 0 | 0 | 0 | 0 | 0 | 0 | 0 | 0 | 0 | 0 | 0 | 0 | 0 | 0 | 0 | 0 | 0 | 0 | 0 |  | 0 | 0 | 0 | 0 | 0 | 0 | 0 | 0 | 0 | 0 | 0 | 0 | 0 | 0 | 0 | 0 | 0 | 0 | 0 | 0 | 0 | 0 | 0 | 0 | 0 | 0 | 0 | 0 | 0 | 0 | 0 | 0 | 0 | 0 | 0 | 0 |  | 1 | 1 | 1 | 1 | 1 | 1 | 1 | 1 | 1 | 0
PG&E KERN | Topaz | 230 | 0 | 0 | 0 | 0 | 0 | 0 | 0 | 0 | 0 | 0 | 0 | 0 | 0 | 0 | 0 | 0 | 0 | 0 | 0 | 0 |  | 0 | 0 | 0 | 0 | 0 | 0 | 0 | 0 | 0 | 0 | 0 | 0 | 0 | 0 | 0 | 0 | 0 | 0 | 0 | 0 | 0 | 0 | 0 | 0 | 0 | 0 | 0 | 0 | 0 | 0 | 0 | 0 | 0 | 0 | 0 | 0 |  | 0 | 0 | 0 | 0 | 0 | 0 | 0 | 0 | 0 | 0 | 0 | 0 | 0 | 0 | 0 | 0 | 0 | 0 | 0 | 0 | 0 | 0 | 0 | 0 | 0 | 0 | 0 | 0 | 0 | 0 | 0 | 0 | 0 | 0 | 0 | 0 |  | 0 | 0 | 0 | 0 | 0 | 0 | 0 | 0 | 0 | 0 | 0 | 0 | 0 | 0 | 0 | 0 | 0 | 0 | 0 | 0 | 0 | 0 | 0 | 0 | 0 | 0 | 0 | 0 | 0 | 0 | 0 | 0 | 0 | 0 | 0 | 0 |  | 0 | 0 | 0 | 0 | 0 | 0 | 0 | 0 | 0 | 0 | 0 | 0 | 0 | 0 | 0 | 0 | 0 | 0 | 0 | 0 | 0 | 0 | 0 | 0 | 0 | 0 | 0 | 0 | 0 | 0 | 0 | 0 | 0 | 0 | 0 | 0 |  | 1 | 1 | 1 | 1 | 1 | 1 | 1 | 1 | 1 | 0
SCE NOL | Tortilla | 115 | 0 | 0 | 0 | 0 | 0 | 0 | 0 | 0 | 0 | 0 | 0 | 0 | 0 | 0 | 0 | 0 | 0 | 0 | 0 | 0 |  | 0 | 0 | 0 | 0 | 0 | 0 | 0 | 0 | 0 | 0 | 0 | 0 | 0 | 0 | 0 | 0 | 0 | 0 | 0 | 0 | 0 | 0 | 0 | 0 | 0 | 0 | 0 | 0 | 0 | 0 | 0 | 0 | 0 | 0 | 0 | 0 |  | 0 | 0 | 0 | 0 | 0 | 0 | 0 | 0 | 0 | 0 | 0 | 0 | 0 | 0 | 0 | 0 | 0 | 0 | 0 | 0 | 0 | 0 | 0 | 0 | 0 | 0 | 0 | 0 | 0 | 0 | 0 | 0 | 0 | 0 | 0 | 0 |  | 0 | 0 | 0 | 0 | 0 | 0 | 0 | 0 | 0 | 0 | 0 | 0 | 0 | 0 | 0 | 0 | 0 | 0 | 0 | 0 | 0 | 0 | 0 | 0 | 0 | 0 | 0 | 0 | 0 | 0 | 0 | 0 | 0 | 0 | 0 | 0 |  | 0 | 0 | 0 | 0 | 0 | 0 | 0 | 0 | 0 | 0 | 16.6 | 0 | 20 | 0 | 29.096 | 0 | 0 | 1 | 0 | 0 | 0 | 0 | 0 | 0 | 0 | 0 | 0 | 0 | -2 | 0 | -2 | 0 | 0 | 0 | 0 | 1 |  | 1 | 1 | 1 | 1 | 1 | 1+ | 1+ | 1 | 1 | 1
SDGE | Trabuco | 138 | 0 | 0 | 0 | 0 | 0 | 0 | 0 | 0 | 0 | 0 | 0 | 0 | 0 | 0 | 0 | 0 | 0 | 0 | 0 | 0 |  | 0 | 0 | 0 | 0 | 0 | 0 | 0 | 0 | 0 | 0 | 0 | 0 | 0 | 0 | 0 | 0 | 0 | 0 | 0 | 0 | 0 | 0 | 0 | 0 | 0 | 0 | 0 | 0 | 0 | 0 | 0 | 0 | 0 | 0 | 0 | 0 |  | 0 | 0 | 0 | 0 | 0 | 0 | 0 | 0 | 0 | 0 | 0 | 0 | 0 | 0 | 0 | 0 | 0 | 0 | 0 | 0 | 0 | 0 | 0 | 0 | 0 | 0 | 0 | 0 | 0 | 0 | 0 | 0 | 0 | 0 | 0 | 0 |  | 0 | 0 | 0 | 0 | 0 | 0 | 0 | 0 | 0 | 0 | 0 | 0 | 0 | 0 | 0 | 0 | 0 | 0 | 0 | 0 | 0 | 0 | 0 | 0 | 0 | 0 | 0 | 0 | 0 | 0 | 0 | 0 | 0 | 0 | 0 | 0 |  | 0 | 0 | 0 | 0 | 0 | 0 | 0 | 0 | 0 | 0 | 0 | 0 | 0 | 0 | 0 | 0 | 0 | 0 | 0 | 0 | 0 | 0 | 0 | 0 | 0 | 0 | 0 | 0 | 0 | 0 | 0 | 0 | 0 | 0 | 0 | 0 |  | 1 | 1 | 1 | 1 | 1 | 1 | 1 | 1 | 1 | 0
PG&E GBA | Tracy | 115 | 0 | 0 | 0 | 0 | 0 | 0 | 0 | 0 | 0 | 0 | 0 | 0 | 0 | 0 | 0 | 0 | 0 | 0 | 0 | 0 |  | 0 | 0 | 0 | 0 | 0 | 0 | 0 | 0 | 0 | 0 | 0 | 0 | 0 | 0 | 0 | 0 | 0 | 0 | 0 | 0 | 0 | 0 | 0 | 0 | 0 | 0 | 0 | 0 | 0 | 0 | 0 | 0 | 0 | 0 | 0 | 0 |  | 0 | 0 | 0 | 0 | 0 | 0 | 0 | 0 | 0 | 0 | 0 | 0 | 0 | 0 | 0 | 0 | 0 | 0 | 0 | 0 | 0 | 0 | 0 | 0 | 0 | 0 | 0 | 0 | 0 | 0 | 0 | 0 | 0 | 0 | 0 | 0 |  | 0 | 0 | 0 | 0 | 0 | 0 | 0 | 0 | 0 | 0 | 0 | 0 | 0 | 0 | 0 | 0 | 0 | 0 | 0 | 0 | 0 | 0 | 0 | 0 | 0 | 0 | 0 | 0 | 0 | 0 | 0 | 0 | 0 | 0 | 0 | 0 |  | 0 | 0 | 0 | 0 | 0 | 0 | 0 | 0 | 0 | 0 | 4.468 | 0 | 0 | 0 | 0 | 0 | 0 | 1 | 0 | 0 | 0 | 0 | 0 | 0 | 0 | 0 | 0 | 0 | -2 | 0 | 0 | 0 | 0 | 0 | 0 | 1 |  | 1 | 1 | 1 | 1 | 1 | 1+ | 1 | 1 | 1 | 1
PG&E FRESNO | Tranquility | 230 | 0 | 0 | 0 | 0 | 0 | 0 | 0 | 0 | 0 | 0 | 0 | 0 | 0 | 0 | 0 | 0 | 0 | 0 | 0 | 0 |  | 0 | 0 | 0 | 0 | 0 | 0 | 0 | 0 | 0 | 0 | 0 | 0 | 316.09 | 50.5 | 50.5 | 0 | 0 | 1 | 0 | 0 | 0 | 0 | 0 | 0 | 0 | 0 | 0 | 0 | 0 | 0 | -2 | -2 | -2 | 0 | 0 | 1 |  | 0 | 0 | 0 | 0 | 0 | 0 | 0 | 0 | 0 | 0 | 0 | 0 | 519.939 | 250.5 | 254.159 | 0 | 0 | 1 | 0 | 0 | 0 | 0 | 0 | 0 | 0 | 0 | 0 | 0 | 0 | 0 | -2 | -2 | -2 | 0 | 0 | 1 |  | 0 | 0 | 0 | 0 | 0 | 0 | 0 | 0 | 0 | 0 | 0 | 0 | 726.03 | 325.5 | 560.25 | 0 | 0 | 1 | 0 | 0 | 0 | 0 | 0 | 0 | 0 | 0 | 0 | 0 | 0 | 0 | -2 | -2 | -2 | 0 | 0 | 1 |  | 0 | 0 | 0 | 0 | 0 | 0 | 0 | 0 | 0 | 0 | 0 | 0 | 1026.03 | 325.5 | 660.25 | 0 | 0 | 1 | 0 | 0 | 0 | 0 | 0 | 0 | 0 | 0 | 0 | 0 | 0 | 0 | -2 | -2 | -2 | 0 | 0 | 1 |  | 1 | 1 | 1 | 1 | 1 | 1 | 4+ | 4+ | 1 | 1
PG&E GBA | Trimble | 115 | 0 | 0 | 0 | 0 | 0 | 0 | 0 | 0 | 0 | 0 | 0 | 0 | 0 | 0 | 0 | 0 | 0 | 0 | 0 | 0 |  | 0 | 0 | 0 | 0 | 0 | 0 | 0 | 0 | 0 | 0 | 0 | 0 | 0 | 0 | 0 | 0 | 0 | 0 | 0 | 0 | 0 | 0 | 0 | 0 | 0 | 0 | 0 | 0 | 0 | 0 | 0 | 0 | 0 | 0 | 0 | 0 |  | 0 | 0 | 0 | 0 | 0 | 0 | 0 | 0 | 0 | 0 | 0 | 0 | 0 | 0 | 0 | 0 | 0 | 0 | 0 | 0 | 0 | 0 | 0 | 0 | 0 | 0 | 0 | 0 | 0 | 0 | 0 | 0 | 0 | 0 | 0 | 0 |  | 0 | 0 | 0 | 0 | 0 | 0 | 0 | 0 | 0 | 0 | 0 | 0 | 0 | 0 | 0 | 0 | 0 | 0 | 0 | 0 | 0 | 0 | 0 | 0 | 0 | 0 | 0 | 0 | 0 | 0 | 0 | 0 | 0 | 0 | 0 | 0 |  | 0 | 0 | 0 | 0 | 0 | 0 | 0 | 0 | 0 | 0 | 0 | 0 | 0 | 0 | 0 | 0 | 0 | 0 | 0 | 0 | 0 | 0 | 0 | 0 | 0 | 0 | 0 | 0 | 0 | 0 | 0 | 0 | 0 | 0 | 0 | 0 |  | 1 | 1 | 1 | 1 | 1 | 1 | 1 | 1 | 1 | 0
EOP | Trout Canyon | 230 | 0 | 0 | 0 | 0 | 0 | 0 | 0 | 0 | 0 | 0 | 0 | 0 | 441 | 95 | 536 | 0 | 0 | 0 | 0 | 1 |  | 0 | 0 | 0 | 0 | 0 | 0 | 0 | 0 | 0 | 0 | 0 | 0 | 0 | 0 | 0 | 0 | 0 | 0 | 0 | 0 | 0 | 0 | 0 | 0 | 0 | 0 | 0 | 0 | 0 | 2 | 2 | 0 | 0 | 0 | 0 | 1 |  | 0 | 0 | 0 | 0 | 0 | 0 | 0 | 0 | 0 | 0 | 0 | 441 | 869.954 | 619 | 636.02 | 0 | 0 | 1 | 0 | 0 | 0 | 0 | 0 | 0 | 0 | 0 | 0 | 0 | 0 | 0 | -2 | -2 | -2 | 0 | 0 | 1 |  | 0 | 0 | 0 | 0 | 0 | 0 | 0 | 0 | 0 | 0 | 0 | 441 | 2479.37 | 1369 | 2245.1067 | 0 | 0 | 1 | 0 | 0 | 0 | 0 | 0 | 0 | 0 | 0 | 0 | 0 | 0 | 0 | -2 | -2 | -2 | 0 | 0 | 1 |  | 0 | 0 | 0 | 0 | 0 | 0 | 0 | 0 | 0 | 0 | 0 | 441 | 3829.37 | 1369 | 4495.1067 | 0 | 0 | 1 | 0 | 0 | 0 | 0 | 0 | 0 | 0 | 0 | 0 | 0 | 0 | 0 | -2 | -2 | -2 | 0 | 0 | 1 |  | 1 | 1 | 1 | 1 | 1 | 1 | 4+ | 4+ | 1 | 1
EOP | Trout Canyon | 500 | 0 | 0 | 0 | 0 | 0 | 0 | 0 | 0 | 0 | 0 | 0 | 0 | 0 | 0 | 0 | 0 | 0 | 0 | 0 | 0 |  | 0 | 0 | 0 | 0 | 0 | 0 | 0 | 0 | 0 | 0 | 0 | 0 | 0 | 0 | 0 | 0 | 0 | 0 | 0 | 0 | 0 | 0 | 0 | 0 | 0 | 0 | 0 | 0 | 0 | 0 | 0 | 0 | 0 | 0 | 0 | 0 |  | 0 | 0 | 0 | 0 | 0 | 0 | 0 | 0 | 0 | 0 | 0 | 0 | 0 | 0 | 0 | 0 | 0 | 0 | 0 | 0 | 0 | 0 | 0 | 0 | 0 | 0 | 0 | 0 | 0 | 0 | 0 | 0 | 0 | 0 | 0 | 0 |  | 0 | 0 | 0 | 0 | 0 | 0 | 0 | 0 | 0 | 0 | 0 | 0 | 0 | 0 | 0 | 0 | 0 | 0 | 0 | 0 | 0 | 0 | 0 | 0 | 0 | 0 | 0 | 0 | 0 | 0 | 0 | 0 | 0 | 0 | 0 | 0 |  | 0 | 0 | 0 | 0 | 0 | 100 | 0 | 0 | 0 | 0 | 0 | 0 | 1000 | 0 | 1500 | 0 | 0 | 1 | 0 | 0 | 0 | 0 | 0 | -2 | 0 | 0 | 0 | 0 | 0 | 0 | -2 | 0 | -2 | 0 | 0 | 1 |  | 1 | 1 | 1+ | 1 | 1 | 1 | 1+ | 1+ | 1 | 1
PG&E NGBA | Tulucay | 230 | 0 | 0 | 0 | 0 | 0 | 0 | 0 | 0 | 0 | 0 | 0 | 0 | 0 | 0 | 0 | 0 | 0 | 0 | 0 | 0 |  | 0 | 0 | 0 | 0 | 0 | 0 | 0 | 0 | 0 | 0 | 0 | 0 | 0 | 0 | 0 | 0 | 0 | 0 | 0 | 0 | 0 | 0 | 0 | 0 | 0 | 0 | 0 | 0 | 0 | 0 | 0 | 0 | 0 | 0 | 0 | 0 |  | 0 | 0 | 0 | 0 | 0 | 0 | 0 | 0 | 0 | 0 | 0 | 0 | 0 | 0 | 0 | 0 | 0 | 0 | 0 | 0 | 0 | 0 | 0 | 0 | 0 | 0 | 0 | 0 | 0 | 0 | 0 | 0 | 0 | 0 | 0 | 0 |  | 0 | 0 | 0 | 0 | 0 | 0 | 0 | 0 | 0 | 0 | 0 | 0 | 0 | 0 | 252 | 0 | 0 | 1 | 0 | 0 | 0 | 0 | 0 | 0 | 0 | 0 | 0 | 0 | 0 | 0 | 0 | 0 | -2 | 0 | 0 | 1 |  | 0 | 0 | 0 | 0 | 0 | 0 | 0 | 0 | 0 | 0 | 0 | 0 | 0 | 0 | 252 | 0 | 0 | 1 | 0 | 0 | 0 | 0 | 0 | 0 | 0 | 0 | 0 | 0 | 0 | 0 | 0 | 0 | -1 | 0 | 0 | 1 |  | 1 | 1 | 1 | 1 | 1 | 1 | 1 | 2+ | 1 | 1
PG&E NGBA | Tulucay | 60 | 0 | 0 | 0 | 0 | 0 | 0 | 0 | 0 | 0 | 0 | 0 | 0 | 0 | 0 | 0 | 0 | 0 | 0 | 0 | 0 |  | 0 | 0 | 0 | 0 | 0 | 0 | 0 | 0 | 0 | 0 | 0 | 0 | 0 | 0 | 0 | 0 | 0 | 0 | 0 | 0 | 0 | 0 | 0 | 0 | 0 | 0 | 0 | 0 | 0 | 0 | 0 | 0 | 0 | 0 | 0 | 0 |  | 0 | 0 | 0 | 0 | 0 | 0 | 0 | 0 | 0 | 0 | 0 | 24.5 | 24.5 | 0 | 6.715 | 0 | 0 | 1 | 0 | 0 | 0 | 0 | 0 | 0 | 0 | 0 | 0 | 0 | 0 | -2 | -2 | 0 | -2 | 0 | 0 | 1 |  | 0 | 0 | 0 | 0 | 0 | 0 | 0 | 0 | 0 | 0 | 0 | 24.5 | 24.5 | 0 | 6.715 | 0 | 0 | 1 | 0 | 0 | 0 | 0 | 0 | 0 | 0 | 0 | 0 | 0 | 0 | -2 | -2 | 0 | -2 | 0 | 0 | 1 |  | 0 | 0 | 0 | 0 | 0 | 0 | 0 | 0 | 0 | 0 | 0 | 24.5 | 24.5 | 0 | 6.715 | 0 | 0 | 1 | 0 | 0 | 0 | 0 | 0 | 0 | 0 | 0 | 0 | 0 | 0 | -2 | -2 | 0 | 0 | 0 | 0 | 1 |  | 1 | 1 | 1 | 1 | 1 | 1 | 4+ | 4+ | 1 | 1
PG&E KERN | Tupman | 115 | 0 | 0 | 0 | 0 | 0 | 0 | 0 | 0 | 0 | 0 | 0 | 0 | 0 | 0 | 0 | 0 | 0 | 0 | 0 | 0 |  | 0 | 0 | 0 | 0 | 0 | 0 | 0 | 0 | 0 | 0 | 0 | 0 | 0 | 0 | 0 | 0 | 0 | 0 | 0 | 0 | 0 | 0 | 0 | 0 | 0 | 0 | 0 | 0 | 0 | 0 | 0 | 0 | 0 | 0 | 0 | 0 |  | 0 | 0 | 0 | 0 | 0 | 0 | 0 | 0 | 0 | 0 | 10.8 | 0 | 0 | 0 | 0 | 0 | 0 | 1 | 0 | 0 | 0 | 0 | 0 | 0 | 0 | 0 | 0 | 0 | -2 | 0 | 0 | 0 | 0 | 0 | 0 | 1 |  | 0 | 0 | 0 | 0 | 0 | 0 | 0 | 0 | 0 | 0 | 10.8 | 0 | 0 | 0 | 0 | 0 | 0 | 1 | 0 | 0 | 0 | 0 | 0 | 0 | 0 | 0 | 0 | 0 | -2 | 0 | 0 | 0 | 0 | 0 | 0 | 1 |  | 0 | 0 | 0 | 0 | 0 | 0 | 0 | 0 | 0 | 0 | 17.232 | 0 | 0 | 0 | 0 | 0 | 0 | 1 | 0 | 0 | 0 | 0 | 0 | 0 | 0 | 0 | 0 | 0 | -2 | 0 | 0 | 0 | 0 | 0 | 0 | 1 |  | 1 | 1 | 1 | 1 | 1 | 4+ | 1 | 1 | 1 | 1
PG&E NGBA | Ukiah | 115 | 0 | 0 | 0 | 0 | 0 | 0 | 0 | 0 | 0 | 0 | 0 | 0 | 0 | 0 | 0 | 0 | 0 | 0 | 0 | 0 |  | 0 | 0 | 0 | 0 | 0 | 0 | 0 | 0 | 0 | 0 | 0 | 0 | 0 | 0 | 0 | 0 | 0 | 0 | 0 | 0 | 0 | 0 | 0 | 0 | 0 | 0 | 0 | 0 | 0 | 0 | 0 | 0 | 0 | 0 | 0 | 0 |  | 0 | 0 | 0 | 0 | 0 | 0 | 0 | 0 | 0 | 0 | 0 | 0 | 0 | 0 | 0 | 0 | 0 | 0 | 0 | 0 | 0 | 0 | 0 | 0 | 0 | 0 | 0 | 0 | 0 | 0 | 0 | 0 | 0 | 0 | 0 | 0 |  | 0 | 0 | 0 | 0 | 0 | 0 | 0 | 0 | 0 | 0 | 0 | 0 | 0 | 0 | 0 | 0 | 0 | 0 | 0 | 0 | 0 | 0 | 0 | 0 | 0 | 0 | 0 | 0 | 0 | 0 | 0 | 0 | 0 | 0 | 0 | 0 |  | 0 | 0 | 0 | 0 | 0 | 0 | 0 | 0 | 0 | 0 | 0 | 0 | 0 | 0 | 0 | 0 | 0 | 0 | 0 | 0 | 0 | 0 | 0 | 0 | 0 | 0 | 0 | 0 | 0 | 0 | 0 | 0 | 0 | 0 | 0 | 0 |  | 1 | 1 | 1 | 1 | 1 | 1 | 1 | 1 | 1 | 0
PG&E KERN | Union (Estrella) | 70 | 0 | 0 | 0 | 0 | 0 | 0 | 0 | 0 | 0 | 0 | 0 | 0 | 0 | 0 | 0 | 0 | 0 | 0 | 0 | 0 |  | 0 | 0 | 0 | 0 | 0 | 0 | 0 | 0 | 0 | 0 | 0 | 0 | 0 | 0 | 0 | 0 | 0 | 0 | 0 | 0 | 0 | 0 | 0 | 0 | 0 | 0 | 0 | 0 | 0 | 0 | 0 | 0 | 0 | 0 | 0 | 0 |  | 0 | 0 | 0 | 0 | 0 | 0 | 0 | 0 | 0 | 0 | 0 | 0 | 0 | 0 | 0 | 0 | 0 | 0 | 0 | 0 | 0 | 0 | 0 | 0 | 0 | 0 | 0 | 0 | 0 | 0 | 0 | 0 | 0 | 0 | 0 | 0 |  | 0 | 0 | 0 | 0 | 0 | 0 | 0 | 0 | 0 | 0 | 0 | 0 | 0 | 0 | 0 | 0 | 0 | 0 | 0 | 0 | 0 | 0 | 0 | 0 | 0 | 0 | 0 | 0 | 0 | 0 | 0 | 0 | 0 | 0 | 0 | 0 |  | 0 | 0 | 0 | 0 | 0 | 0 | 0 | 0 | 0 | 0 | 0 | 0 | 0 | 0 | 150 | 0 | 0 | 1 | 0 | 0 | 0 | 0 | 0 | 0 | 0 | 0 | 0 | 0 | 0 | 0 | 0 | 0 | -1 | 0 | 0 | 1 |  | 1 | 1 | 1 | 1 | 1 | 1 | 1 | 1 | 1 | 0
PG&E NGBA | Vaca Dixon | 115 | 0 | 0 | 0 | 0 | 0 | 0 | 0 | 0 | 0 | 0 | 0 | 0 | 0 | 0 | 0 | 0 | 0 | 0 | 0 | 0 |  | 0 | 0 | 0 | 0 | 0 | 0 | 0 | 0 | 0 | 0 | 0 | 0 | 0 | 0 | 0 | 0 | 0 | 0 | 0 | 0 | 0 | 0 | 0 | 0 | 0 | 0 | 0 | 0 | 0 | 0 | 0 | 0 | 0 | 0 | 0 | 0 |  | 0 | 0 | 0 | 0 | 0 | 0 | 0 | 0 | 0 | 0 | 0 | 0 | 0 | 0 | 0 | 0 | 0 | 0 | 0 | 0 | 0 | 0 | 0 | 0 | 0 | 0 | 0 | 0 | 0 | 0 | 0 | 0 | 0 | 0 | 0 | 0 |  | 0 | 0 | 0 | 0 | 0 | 0 | 0 | 0 | 0 | 0 | 0 | 0 | 0 | 0 | 102.15 | 0 | 0 | 1 | 0 | 0 | 0 | 0 | 0 | 0 | 0 | 0 | 0 | 0 | 0 | 0 | 0 | 0 | -2 | 0 | 0 | 1 |  | 0 | 0 | 0 | 0 | 0 | 0 | 0 | 0 | 0 | 0 | 0 | 0 | 0 | 0 | 302.15 | 0 | 0 | 1 | 0 | 0 | 0 | 0 | 0 | 0 | 0 | 0 | 0 | 0 | 0 | 0 | 0 | 0 | -1 | 0 | 0 | 1 |  | 1 | 1 | 1 | 1 | 1 | 1 | 1 | 2+ | 1 | 1
PG&E NGBA | Vaca Dixon | 230 | 0 | 0 | 0 | 0 | 0 | 0 | 0 | 0 | 0 | 0 | 0 | 0 | 0 | 0 | 0 | 0 | 0 | 0 | 0 | 0 |  | 0 | 0 | 0 | 0 | 0 | 0 | 0 | 0 | 0 | 0 | 0 | 0 | 0 | 0 | 0 | 0 | 0 | 0 | 0 | 0 | 0 | 0 | 0 | 0 | 0 | 0 | 0 | 0 | 0 | 0 | 0 | 0 | 0 | 0 | 0 | 0 |  | 0 | 0 | 0 | 0 | 0 | 0 | 0 | 0 | 0 | 0 | 0 | 0 | 0 | 0 | 13.5 | 0 | 0 | 1 | 0 | 0 | 0 | 0 | 0 | 0 | 0 | 0 | 0 | 0 | 0 | 0 | 0 | 0 | -2 | 0 | 0 | 1 |  | 0 | 0 | 0 | 0 | 0 | 0 | 0 | 0 | 0 | 0 | 0 | 0 | 0 | 0 | 489.46 | 0 | 0 | 1 | 0 | 0 | 0 | 0 | 0 | 0 | 0 | 0 | 0 | 0 | 0 | 0 | 0 | 0 | -2 | 0 | 0 | 1 |  | 0 | 0 | 0 | 0 | 0 | 0 | 0 | 0 | 0 | 0 | 0 | 0 | 400 | 0 | 1489.46 | 0 | 0 | 1 | 0 | 0 | 0 | 0 | 0 | 0 | 0 | 0 | 0 | 0 | 0 | 0 | -2 | 0 | -2 | 0 | 0 | 1 |  | 1 | 1 | 1 | 1 | 1 | 1 | 1+ | 4+ | 1 | 1
PG&E NGBA | Vaca Dixon | 500 | 0 | 0 | 0 | 0 | 0 | 0 | 0 | 0 | 0 | 0 | 0 | 0 | 0 | 0 | 0 | 0 | 0 | 0 | 0 | 0 |  | 0 | 0 | 0 | 0 | 0 | 0 | 0 | 0 | 0 | 0 | 0 | 0 | 0 | 0 | 0 | 0 | 0 | 0 | 0 | 0 | 0 | 0 | 0 | 0 | 0 | 0 | 0 | 0 | 0 | 0 | 0 | 0 | 0 | 0 | 0 | 0 |  | 0 | 0 | 0 | 0 | 0 | 0 | 0 | 0 | 0 | 0 | 0 | 0 | 0 | 0 | 0 | 0 | 0 | 0 | 0 | 0 | 0 | 0 | 0 | 0 | 0 | 0 | 0 | 0 | 0 | 0 | 0 | 0 | 0 | 0 | 0 | 0 |  | 0 | 0 | 0 | 0 | 0 | 0 | 0 | 0 | 0 | 0 | 0 | 0 | 0 | 0 | 710.6 | 0 | 0 | 1 | 0 | 0 | 0 | 0 | 0 | 0 | 0 | 0 | 0 | 0 | 0 | 0 | 0 | 0 | -2 | 0 | 0 | 1 |  | 0 | 0 | 0 | 0 | 0 | 0 | 0 | 0 | 0 | 0 | 0 | 0 | 550 | 0 | 1260.6 | 0 | 0 | 1 | 0 | 0 | 0 | 0 | 0 | 0 | 0 | 0 | 0 | 0 | 0 | 0 | -2 | 0 | -2 | 0 | 0 | 1 |  | 1 | 1 | 1 | 1 | 1 | 1 | 1+ | 2+ | 1 | 1
PG&E NGBA | Vaca Dixon | 60 | 0 | 0 | 0 | 0 | 0 | 0 | 0 | 0 | 0 | 0 | 0 | 0 | 0 | 0 | 0 | 0 | 0 | 0 | 0 | 0 |  | 0 | 0 | 0 | 0 | 0 | 0 | 0 | 0 | 0 | 0 | 0 | 0 | 0 | 0 | 0 | 0 | 0 | 0 | 0 | 0 | 0 | 0 | 0 | 0 | 0 | 0 | 0 | 0 | 0 | 0 | 0 | 0 | 0 | 0 | 0 | 0 |  | 0 | 0 | 0 | 0 | 0 | 0 | 0 | 0 | 0 | 0 | 0 | 0 | 0 | 0 | 0 | 0 | 0 | 0 | 0 | 0 | 0 | 0 | 0 | 0 | 0 | 0 | 0 | 0 | 0 | 0 | 0 | 0 | 0 | 0 | 0 | 0 |  | 0 | 0 | 0 | 0 | 0 | 0 | 0 | 0 | 0 | 0 | 0 | 0 | 0 | 0 | 0 | 0 | 0 | 0 | 0 | 0 | 0 | 0 | 0 | 0 | 0 | 0 | 0 | 0 | 0 | 0 | 0 | 0 | 0 | 0 | 0 | 0 |  | 0 | 0 | 0 | 0 | 0 | 0 | 0 | 0 | 0 | 0 | 0 | 0 | 0 | 0 | 0 | 0 | 0 | 0 | 0 | 0 | 0 | 0 | 0 | 0 | 0 | 0 | 0 | 0 | 0 | 0 | 0 | 0 | 0 | 0 | 0 | 0 |  | 1 | 1 | 1 | 1 | 1 | 1 | 1 | 1 | 1 | 0
SCE Eastern | Valley (SCE) | 500 | 0 | 0 | 0 | 0 | 0 | 0 | 0 | 0 | 0 | 0 | 0 | 0 | 0 | 0 | 0 | 0 | 0 | 0 | 200 | 1 |  | 0 | 0 | 0 | 0 | 0 | 0 | 0 | 0 | 0 | 0 | 0 | 0 | 0 | 60 | 60 | 0 | 0 | 1 | 0 | 0 | 0 | 0 | 0 | 0 | 0 | 0 | 0 | 0 | 0 | 0 | 0 | -2 | -2 | 2 | 2 | 1 |  | 0 | 0 | 0 | 0 | 0 | 0 | 0 | 0 | 0 | 0 | 3 | 0 | 0 | 710 | 720.6 | 0 | 0 | 1 | 0 | 0 | 0 | 0 | 0 | 0 | 0 | 0 | 0 | 0 | -2 | 0 | 0 | -2 | -2 | 2 | 2 | 1 |  | 0 | 0 | 0 | 0 | 0 | 0 | 0 | 0 | 0 | 0 | 3 | 0 | 0 | 710 | 720.6 | 0 | 0 | 1 | 0 | 0 | 0 | 0 | 0 | 0 | 0 | 0 | 0 | 0 | -2 | 0 | 0 | -2 | -2 | 2 | 2 | 1 |  | 0 | 0 | 0 | 0 | 0 | 0 | 0 | 0 | 0 | 0 | 3 | 0 | 50 | 810 | 2580.6 | 0 | 0 | 1 | 0 | 0 | 0 | 0 | 0 | 0 | 0 | 0 | 0 | 0 | -2 | 0 | -2 | -2 | -2 | 2 | 2 | 1 |  | 1 | 1 | 1 | 1 | 1 | 4+ | 1+ | 4+ | 5- | 1
EOP | Valley (VEA) | 138 | 0 | 0 | 0 | 0 | 0 | 0 | 0 | 0 | 0 | 0 | 0 | 0 | 0 | 0 | 0 | 0 | 0 | 0 | 0 | 0 |  | 0 | 0 | 0 | 0 | 0 | 0 | 0 | 0 | 0 | 0 | 0 | 0 | 0 | 40 | 40 | 0 | 0 | 1 | 0 | 0 | 0 | 0 | 0 | 0 | 0 | 0 | 0 | 0 | 0 | 0 | 0 | -2 | -2 | 0 | 0 | 1 |  | 0 | 0 | 0 | 0 | 0 | 0 | 0 | 0 | 0 | 0 | 0 | 0 | 0 | 40 | 40 | 0 | 0 | 1 | 0 | 0 | 0 | 0 | 0 | 0 | 0 | 0 | 0 | 0 | 0 | 0 | 0 | -2 | -2 | 0 | 0 | 1 |  | 0 | 0 | 0 | 0 | 0 | 0 | 0 | 0 | 0 | 0 | 0 | 0 | 0 | 40 | 40 | 0 | 0 | 1 | 0 | 0 | 0 | 0 | 0 | 0 | 0 | 0 | 0 | 0 | 0 | 0 | 0 | -2 | -2 | 0 | 0 | 1 |  | 0 | 0 | 0 | 0 | 0 | 0 | 0 | 0 | 0 | 0 | 0 | 0 | 0 | 40 | 40 | 0 | 0 | 1 | 0 | 0 | 0 | 0 | 0 | 0 | 0 | 0 | 0 | 0 | 0 | 0 | 0 | -2 | -2 | 0 | 0 | 1 |  | 1 | 1 | 1 | 1 | 1 | 1 | 1 | 4+ | 1 | 1
SDGE | Valley Center | 69 | 0 | 0 | 0 | 0 | 0 | 0 | 0 | 0 | 0 | 0 | 0 | 0 | 0 | 0 | 0 | 0 | 0 | 0 | 0 | 0 |  | 0 | 0 | 0 | 0 | 0 | 0 | 0 | 0 | 0 | 0 | 0 | 0 | 0 | 0 | 0 | 0 | 0 | 0 | 0 | 0 | 0 | 0 | 0 | 0 | 0 | 0 | 0 | 0 | 0 | 0 | 0 | 0 | 0 | 0 | 0 | 0 |  | 0 | 0 | 0 | 0 | 0 | 0 | 0 | 0 | 0 | 0 | 0 | 0 | 0 | 0 | 0 | 0 | 0 | 0 | 0 | 0 | 0 | 0 | 0 | 0 | 0 | 0 | 0 | 0 | 0 | 0 | 0 | 0 | 0 | 0 | 0 | 0 |  | 0 | 0 | 0 | 0 | 0 | 0 | 0 | 0 | 0 | 0 | 0 | 0 | 0 | 0 | 0 | 0 | 0 | 0 | 0 | 0 | 0 | 0 | 0 | 0 | 0 | 0 | 0 | 0 | 0 | 0 | 0 | 0 | 0 | 0 | 0 | 0 |  | 0 | 0 | 0 | 0 | 0 | 0 | 0 | 0 | 0 | 0 | 9.99 | 0 | 0 | 0 | 59.99 | 0 | 0 | 1 | 0 | 0 | 0 | 0 | 0 | 0 | 0 | 0 | 0 | 0 | -2 | 0 | 0 | 0 | 0 | 0 | 0 | 1 |  | 1 | 1 | 1 | 1 | 1 | 1+ | 1 | 1 | 1 | 1
PG&E GBA | Valley Home | 115 | 0 | 0 | 0 | 0 | 0 | 0 | 0 | 0 | 0 | 0 | 0 | 0 | 0 | 0 | 0 | 0 | 0 | 0 | 0 | 0 |  | 0 | 0 | 0 | 0 | 0 | 0 | 0 | 0 | 0 | 0 | 0 | 0 | 0 | 0 | 0 | 0 | 0 | 0 | 0 | 0 | 0 | 0 | 0 | 0 | 0 | 0 | 0 | 0 | 0 | 0 | 0 | 0 | 0 | 0 | 0 | 0 |  | 0 | 0 | 0 | 0 | 0 | 0 | 0 | 0 | 0 | 0 | 0 | 0 | 0 | 0 | 0 | 0 | 0 | 0 | 0 | 0 | 0 | 0 | 0 | 0 | 0 | 0 | 0 | 0 | 0 | 0 | 0 | 0 | 0 | 0 | 0 | 0 |  | 0 | 0 | 0 | 0 | 0 | 0 | 0 | 0 | 0 | 0 | 0 | 0 | 0 | 0 | 0 | 0 | 0 | 0 | 0 | 0 | 0 | 0 | 0 | 0 | 0 | 0 | 0 | 0 | 0 | 0 | 0 | 0 | 0 | 0 | 0 | 0 |  | 0 | 0 | 0 | 0 | 0 | 0 | 0 | 0 | 0 | 0 | 2.75 | 0 | 0 | 0 | 0 | 0 | 0 | 1 | 0 | 0 | 0 | 0 | 0 | 0 | 0 | 0 | 0 | 0 | -2 | 0 | 0 | 0 | 0 | 0 | 0 | 1 |  | 1 | 1 | 1 | 1 | 1 | 1+ | 1 | 1 | 1 | 1
PG&E GBA | Valley Springs | 230 | 0 | 3 | 0 | 0 | 0 | 0 | 0 | 0 | 0 | 0 | 0 | 0 | 0 | 0 | 0 | 0 | 0 | 0 | 0 | 1 |  | 0 | 0 | 0 | 0 | 0 | 0 | 0 | 0 | 0 | 0 | 0 | 0 | 0 | 0 | 0 | 0 | 0 | 0 | 0 | 0 | 2 | 2 | 0 | 0 | 0 | 0 | 0 | 0 | 0 | 0 | 0 | 0 | 0 | 0 | 0 | 1 |  | 0 | 0 | 0 | 0 | 0 | 0 | 0 | 0 | 0 | 0 | 0 | 0 | 0 | 0 | 0 | 0 | 0 | 0 | 0 | 0 | 2 | 2 | 0 | 0 | 0 | 0 | 0 | 0 | 0 | 0 | 0 | 0 | 0 | 0 | 0 | 1 |  | 0 | 0 | 0 | 0 | 0 | 0 | 0 | 0 | 0 | 0 | 0 | 0 | 0 | 0 | 0 | 0 | 0 | 0 | 0 | 0 | 2 | 2 | 0 | 0 | 0 | 0 | 0 | 0 | 0 | 0 | 0 | 0 | 0 | 0 | 0 | 1 |  | 0 | 0 | 0 | 0 | 0 | 0 | 0 | 0 | 0 | 0 | 0 | 0 | 125 | 0 | 125 | 0 | 0 | 1 | 0 | 0 | 2 | 2 | 0 | 0 | 0 | 0 | 0 | 0 | 0 | 0 | -2 | 0 | -1 | 0 | 0 | 1 |  | 1 | 5- | 1 | 1 | 1 | 1 | 1+ | 1 | 1 | 1
PG&E GBA | Valley Springs | 60 | 0 | 0 | 0 | 0 | 0 | 0 | 0 | 0 | 0 | 0 | 0 | 0 | 0 | 0 | 0 | 0 | 0 | 0 | 0 | 0 |  | 0 | 0 | 0 | 0 | 0 | 0 | 0 | 0 | 0 | 0 | 0 | 0 | 0 | 0 | 0 | 0 | 0 | 0 | 0 | 0 | 0 | 0 | 0 | 0 | 0 | 0 | 0 | 0 | 0 | 0 | 0 | 0 | 0 | 0 | 0 | 0 |  | 0 | 0 | 0 | 0 | 0 | 0 | 0 | 0 | 0 | 0 | 0 | 0 | 0 | 0 | 0 | 0 | 0 | 0 | 0 | 0 | 0 | 0 | 0 | 0 | 0 | 0 | 0 | 0 | 0 | 0 | 0 | 0 | 0 | 0 | 0 | 0 |  | 0 | 0 | 0 | 0 | 0 | 0 | 0 | 0 | 0 | 0 | 0 | 0 | 0 | 100 | 101 | 0 | 0 | 1 | 0 | 0 | 0 | 0 | 0 | 0 | 0 | 0 | 0 | 0 | 0 | 0 | 0 | -2 | -2 | 0 | 0 | 1 |  | 0 | 0 | 0 | 0 | 0 | 0 | 0 | 0 | 0 | 0 | 0 | 0 | 0 | 100 | 113.665 | 0 | 0 | 1 | 0 | 0 | 0 | 0 | 0 | 0 | 0 | 0 | 0 | 0 | 0 | 0 | 0 | -2 | -2 | 0 | 0 | 1 |  | 1 | 1 | 1 | 1 | 1 | 1 | 1 | 4+ | 1 | 1
EOP | Valley Switch | 138 | 0 | 0 | 0 | 0 | 0 | 0 | 0 | 0 | 0 | 0 | 0 | 0 | 0 | 0 | 0 | 0 | 0 | 0 | 0 | 0 |  | 0 | 0 | 0 | 0 | 0 | 0 | 0 | 0 | 0 | 0 | 0 | 0 | 0 | 0 | 0 | 0 | 0 | 0 | 0 | 0 | 0 | 0 | 0 | 0 | 0 | 0 | 0 | 0 | 0 | 0 | 0 | 0 | 0 | 0 | 0 | 0 |  | 0 | 0 | 0 | 0 | 0 | 0 | 0 | 0 | 0 | 0 | 0 | 0 | 0 | 0 | 0 | 0 | 0 | 0 | 0 | 0 | 0 | 0 | 0 | 0 | 0 | 0 | 0 | 0 | 0 | 0 | 0 | 0 | 0 | 0 | 0 | 0 |  | 0 | 0 | 0 | 0 | 0 | 0 | 0 | 0 | 0 | 0 | 0 | 0 | 0 | 0 | 0 | 0 | 0 | 0 | 0 | 0 | 0 | 0 | 0 | 0 | 0 | 0 | 0 | 0 | 0 | 0 | 0 | 0 | 0 | 0 | 0 | 0 |  | 0 | 0 | 0 | 0 | 0 | 0 | 0 | 0 | 0 | 0 | 0 | 0 | 450 | 0 | 450 | 0 | 0 | 1 | 0 | 0 | 0 | 0 | 0 | 0 | 0 | 0 | 0 | 0 | 0 | 0 | -2 | 0 | -1 | 0 | 0 | 1 |  | 1 | 1 | 1 | 1 | 1 | 1 | 1+ | 1 | 1 | 1
EOP | Valley Switch | 230 | 0 | 0 | 0 | 0 | 0 | 0 | 0 | 0 | 0 | 0 | 0 | 0 | 0 | 0 | 0 | 0 | 0 | 0 | 0 | 0 |  | 0 | 0 | 0 | 0 | 0 | 0 | 0 | 0 | 0 | 0 | 0 | 0 | 0 | 0 | 0 | 0 | 0 | 0 | 0 | 0 | 0 | 0 | 0 | 0 | 0 | 0 | 0 | 0 | 0 | 0 | 0 | 0 | 0 | 0 | 0 | 0 |  | 0 | 0 | 0 | 0 | 0 | 0 | 0 | 0 | 0 | 0 | 0 | 0 | 0 | 0 | 0 | 0 | 0 | 0 | 0 | 0 | 0 | 0 | 0 | 0 | 0 | 0 | 0 | 0 | 0 | 0 | 0 | 0 | 0 | 0 | 0 | 0 |  | 0 | 0 | 0 | 0 | 0 | 0 | 0 | 0 | 0 | 0 | 0 | 0 | 0 | 0 | 0 | 0 | 0 | 0 | 0 | 0 | 0 | 0 | 0 | 0 | 0 | 0 | 0 | 0 | 0 | 0 | 0 | 0 | 0 | 0 | 0 | 0 |  | 0 | 0 | 0 | 0 | 0 | 0 | 0 | 0 | 0 | 0 | 0 | 0 | 1900 | 0 | 1871.3267 | 0 | 0 | 1 | 0 | 0 | 0 | 0 | 0 | 0 | 0 | 0 | 0 | 0 | 0 | 0 | -2 | 0 | -2 | 0 | 0 | 1 |  | 1 | 1 | 1 | 1 | 1 | 1 | 1+ | 1+ | 1 | 1
PG&E GBA | Vasco | 230 | 0 | 0 | 0 | 0 | 0 | 0 | 0 | 0 | 0 | 0 | 0 | 0 | 0 | 0 | 0 | 0 | 0 | 0 | 0 | 0 |  | 0 | 0 | 0 | 0 | 0 | 0 | 0 | 0 | 0 | 0 | 0 | 0 | 0 | 0 | 0 | 0 | 0 | 0 | 0 | 0 | 0 | 0 | 0 | 0 | 0 | 0 | 0 | 0 | 0 | 0 | 0 | 0 | 0 | 0 | 0 | 0 |  | 0 | 0 | 0 | 0 | 0 | 0 | 0 | 0 | 0 | 0 | 0 | 0 | 0 | 0 | 0 | 0 | 0 | 0 | 0 | 0 | 0 | 0 | 0 | 0 | 0 | 0 | 0 | 0 | 0 | 0 | 0 | 0 | 0 | 0 | 0 | 0 |  | 0 | 0 | 0 | 0 | 0 | 0 | 0 | 0 | 0 | 0 | 0 | 0 | 0 | 0 | 0 | 0 | 0 | 0 | 0 | 0 | 0 | 0 | 0 | 0 | 0 | 0 | 0 | 0 | 0 | 0 | 0 | 0 | 0 | 0 | 0 | 0 |  | 0 | 0 | 0 | 0 | 0 | 0 | 0 | 0 | 0 | 0 | 0 | 0 | 0 | 0 | 0 | 0 | 0 | 0 | 0 | 0 | 0 | 0 | 0 | 0 | 0 | 0 | 0 | 0 | 0 | 0 | 0 | 0 | 0 | 0 | 0 | 0 |  | 1 | 1 | 1 | 1 | 1 | 1 | 1 | 1 | 1 | 0
PG&E GBA | Vasona | 230 | 0 | 0 | 0 | 0 | 0 | 0 | 0 | 0 | 0 | 0 | 0 | 0 | 0 | 0 | 0 | 0 | 0 | 0 | 0 | 0 |  | 0 | 0 | 0 | 0 | 0 | 0 | 0 | 0 | 0 | 0 | 0 | 0 | 0 | 0 | 0 | 0 | 0 | 0 | 0 | 0 | 0 | 0 | 0 | 0 | 0 | 0 | 0 | 0 | 0 | 0 | 0 | 0 | 0 | 0 | 0 | 0 |  | 0 | 0 | 0 | 0 | 0 | 0 | 0 | 0 | 0 | 0 | 0 | 0 | 0 | 0 | 0.036 | 0 | 0 | 1 | 0 | 0 | 0 | 0 | 0 | 0 | 0 | 0 | 0 | 0 | 0 | 0 | 0 | 0 | 0 | 0 | 0 | 0 |  | 0 | 0 | 0 | 0 | 0 | 0 | 0 | 0 | 0 | 0 | 0 | 0 | 0 | 0 | 0.036 | 0 | 0 | 1 | 0 | 0 | 0 | 0 | 0 | 0 | 0 | 0 | 0 | 0 | 0 | 0 | 0 | 0 | 0 | 0 | 0 | 0 |  | 0 | 0 | 0 | 0 | 0 | 0 | 0 | 0 | 0 | 0 | 0 | 0 | 0 | 0 | 0.036 | 0 | 0 | 1 | 0 | 0 | 0 | 0 | 0 | 0 | 0 | 0 | 0 | 0 | 0 | 0 | 0 | 0 | 0 | 0 | 0 | 0 |  | 1 | 1 | 1 | 1 | 1 | 1 | 1 | 1 | 1 | 0
SCE Northern | Vestal | 230 | 0 | 0 | 0 | 0 | 0 | 0 | 0 | 0 | 0 | 0 | 0 | 0 | 125 | 125 | 250 | 0 | 0 | 0 | 0 | 1 |  | 0 | 0 | 0 | 0 | 0 | 0 | 0 | 0 | 0 | 0 | 0 | 0 | 400 | 400 | 400 | 0 | 0 | 1 | 0 | 0 | 0 | 0 | 0 | 0 | 0 | 0 | 0 | 0 | 0 | 2 | -2 | -2 | -2 | 0 | 0 | 1 |  | 0 | 0 | 0 | 0 | 0 | 0 | 0 | 0 | 0 | 0 | 0 | 0 | 0 | 0 | 0 | 0 | 0 | 0 | 0 | 0 | 0 | 0 | 0 | 0 | 0 | 0 | 0 | 0 | 0 | 2 | 2 | 0 | 0 | 0 | 0 | 1 |  | 0 | 0 | 0 | 0 | 0 | 0 | 0 | 0 | 0 | 0 | 0 | 0 | 400 | 400 | 400 | 0 | 0 | 1 | 0 | 0 | 0 | 0 | 0 | 0 | 0 | 0 | 0 | 0 | 0 | 2 | -2 | -2 | -2 | 0 | 0 | 1 |  | 0 | 0 | 0 | 0 | 0 | 0 | 0 | 0 | 0 | 0 | 71.488 | 0 | 655.83 | 400 | 664 | 0 | 0 | 1 | 0 | 0 | 0 | 0 | 0 | 0 | 0 | 0 | 0 | 0 | -2 | 2 | -2 | -2 | -2 | 0 | 0 | 1 |  | 1 | 1 | 1 | 1 | 1 | 1+ | 2- | 4+ | 1 | 1
SCE Northern | Vestal | 66 | 0 | 0 | 0 | 0 | 0 | 0 | 0 | 0 | 0 | 0 | 0 | 0 | 0 | 0 | 0 | 0 | 0 | 0 | 0 | 0 |  | 0 | 0 | 0 | 0 | 0 | 0 | 0 | 0 | 0 | 0 | 0 | 0 | 0 | 0 | 0 | 0 | 0 | 0 | 0 | 0 | 0 | 0 | 0 | 0 | 0 | 0 | 0 | 0 | 0 | 0 | 0 | 0 | 0 | 0 | 0 | 0 |  | 0 | 0 | 0 | 0 | 0 | 0 | 0 | 0 | 0 | 0 | 0 | 0 | 0 | 0 | 0 | 0 | 0 | 0 | 0 | 0 | 0 | 0 | 0 | 0 | 0 | 0 | 0 | 0 | 0 | 0 | 0 | 0 | 0 | 0 | 0 | 0 |  | 0 | 0 | 0 | 0 | 0 | 0 | 0 | 0 | 0 | 0 | 0 | 0 | 0 | 0 | 0 | 0 | 0 | 0 | 0 | 0 | 0 | 0 | 0 | 0 | 0 | 0 | 0 | 0 | 0 | 0 | 0 | 0 | 0 | 0 | 0 | 0 |  | 0 | 0 | 0 | 0 | 0 | 0 | 0 | 0 | 0 | 0 | 0 | 0 | 0 | 0 | 0 | 0 | 0 | 0 | 0 | 0 | 0 | 0 | 0 | 0 | 0 | 0 | 0 | 0 | 0 | 0 | 0 | 0 | 0 | 0 | 0 | 0 |  | 1 | 1 | 1 | 1 | 1 | 1 | 1 | 1 | 1 | 0
SCE NOL | Victor | 115 | 0 | 0 | 0 | 0 | 0 | 0 | 0 | 0 | 0 | 0 | 0 | 0 | 0 | 0 | 0 | 0 | 0 | 0 | 0 | 0 |  | 0 | 0 | 0 | 0 | 0 | 0 | 0 | 0 | 0 | 0 | 0 | 0 | 0 | 0 | 0 | 0 | 0 | 0 | 0 | 0 | 0 | 0 | 0 | 0 | 0 | 0 | 0 | 0 | 0 | 0 | 0 | 0 | 0 | 0 | 0 | 0 |  | 0 | 0 | 0 | 0 | 0 | 0 | 0 | 0 | 0 | 0 | 5 | 0 | 0 | 0 | 7.988 | 0 | 0 | 1 | 0 | 0 | 0 | 0 | 0 | 0 | 0 | 0 | 0 | 0 | -2 | 0 | 0 | 0 | -2 | 0 | 0 | 1 |  | 0 | 0 | 0 | 0 | 0 | 0 | 0 | 0 | 0 | 0 | 5 | 0 | 0 | 0 | 7.988 | 0 | 0 | 1 | 0 | 0 | 0 | 0 | 0 | 0 | 0 | 0 | 0 | 0 | -2 | 0 | 0 | 0 | -2 | 0 | 0 | 1 |  | 0 | 0 | 0 | 0 | 0 | 0 | 0 | 0 | 0 | 0 | 45 | 0 | 100 | 0 | 406.698 | 0 | 0 | 1 | 0 | 0 | 0 | 0 | 0 | 0 | 0 | 0 | 0 | 0 | -2 | 0 | -2 | 0 | -1 | 0 | 0 | 1 |  | 1 | 1 | 1 | 1 | 1 | 4+ | 1+ | 4+ | 1 | 1
SCE NOL | Victor | 230 | 0 | 0 | 0 | 0 | 0 | 0 | 0 | 0 | 0 | 0 | 0 | 0 | 0 | 0 | 0 | 0 | 0 | 0 | 0 | 0 |  | 0 | 0 | 0 | 0 | 0 | 0 | 0 | 0 | 0 | 0 | 0 | 0 | 0 | 0 | 0 | 0 | 0 | 0 | 0 | 0 | 0 | 0 | 0 | 0 | 0 | 0 | 0 | 0 | 0 | 0 | 0 | 0 | 0 | 0 | 0 | 0 |  | 0 | 0 | 0 | 0 | 0 | 0 | 0 | 0 | 0 | 0 | 0 | 0 | 0 | 0 | 0 | 0 | 0 | 0 | 0 | 0 | 0 | 0 | 0 | 0 | 0 | 0 | 0 | 0 | 0 | 0 | 0 | 0 | 0 | 0 | 0 | 0 |  | 0 | 0 | 0 | 0 | 0 | 0 | 0 | 0 | 0 | 0 | 0 | 0 | 0 | 520 | 536.76 | 0 | 0 | 1 | 0 | 0 | 0 | 0 | 0 | 0 | 0 | 0 | 0 | 0 | 0 | 0 | 0 | -2 | -2 | 0 | 0 | 1 |  | 0 | 0 | 0 | 0 | 0 | 0 | 0 | 0 | 0 | 0 | 10 | 0 | 400 | 520 | 3059.052 | 0 | 0 | 1 | 0 | 0 | 0 | 0 | 0 | 0 | 0 | 0 | 0 | 0 | -2 | 0 | -2 | -2 | -2 | 0 | 0 | 1 |  | 1 | 1 | 1 | 1 | 1 | 1+ | 1+ | 4+ | 1 | 1
SCE Metro | Viejo | 230 | 0 | 0 | 0 | 0 | 0 | 0 | 0 | 0 | 0 | 0 | 0 | 0 | 0 | 0 | 0 | 0 | 0 | 0 | 0 | 0 |  | 0 | 0 | 0 | 0 | 0 | 0 | 0 | 0 | 0 | 0 | 0 | 0 | 0 | 0 | 0 | 0 | 0 | 0 | 0 | 0 | 0 | 0 | 0 | 0 | 0 | 0 | 0 | 0 | 0 | 0 | 0 | 0 | 0 | 0 | 0 | 0 |  | 0 | 0 | 0 | 0 | 0 | 0 | 0 | 0 | 0 | 0 | 0 | 0 | 0 | 0 | 0 | 0 | 0 | 0 | 0 | 0 | 0 | 0 | 0 | 0 | 0 | 0 | 0 | 0 | 0 | 0 | 0 | 0 | 0 | 0 | 0 | 0 |  | 0 | 0 | 0 | 0 | 0 | 0 | 0 | 0 | 0 | 0 | 0 | 0 | 0 | 300 | 302.4 | 0 | 0 | 1 | 0 | 0 | 0 | 0 | 0 | 0 | 0 | 0 | 0 | 0 | 0 | 0 | 0 | -2 | -2 | 0 | 0 | 1 |  | 0 | 0 | 0 | 0 | 0 | 0 | 0 | 0 | 0 | 0 | 0 | 0 | 0 | 300 | 1302.4 | 0 | 0 | 1 | 0 | 0 | 0 | 0 | 0 | 0 | 0 | 0 | 0 | 0 | 0 | 0 | 0 | -2 | -2 | 0 | 0 | 1 |  | 1 | 1 | 1 | 1 | 1 | 1 | 1 | 4+ | 1 | 1
PG&E GBA | Vierra | 115 | 0 | 0 | 0 | 0 | 0 | 0 | 0 | 0 | 0 | 0 | 0 | 0 | 0 | 0 | 0 | 0 | 0 | 0 | 0 | 0 |  | 0 | 0 | 0 | 0 | 0 | 0 | 0 | 0 | 0 | 0 | 0 | 0 | 0 | 1.104 | 10 | 0 | 0 | 1 | 0 | 0 | 0 | 0 | 0 | 0 | 0 | 0 | 0 | 0 | 0 | 0 | 0 | -2 | -2 | 0 | 0 | 1 |  | 0 | 0 | 0 | 0 | 0 | 0 | 0 | 0 | 0 | 0 | 6.6911 | 0 | 0 | 1.104 | 12.5391 | 0 | 0 | 1 | 0 | 0 | 0 | 0 | 0 | 0 | 0 | 0 | 0 | 0 | -2 | 0 | 0 | 0 | -2 | 0 | 0 | 1 |  | 0 | 0 | 0 | 0 | 0 | 0 | 0 | 0 | 0 | 0 | 6.6911 | 0 | 0 | 1.104 | 12.5391 | 0 | 0 | 1 | 0 | 0 | 0 | 0 | 0 | 0 | 0 | 0 | 0 | 0 | -2 | 0 | 0 | 0 | -2 | 0 | 0 | 1 |  | 0 | 0 | 0 | 0 | 0 | 0 | 0 | 0 | 0 | 0 | 10.9841 | 0 | 0 | 1.104 | 17.5701 | 0 | 0 | 1 | 0 | 0 | 0 | 0 | 0 | 0 | 0 | 0 | 0 | 0 | -2 | 0 | 0 | 0 | 0 | 0 | 0 | 1 |  | 1 | 1 | 1 | 1 | 1 | 4+ | 1 | 4+ | 1 | 1
SCE Metro | Villa Park | 230 | 0 | 0 | 0 | 0 | 0 | 0 | 0 | 0 | 0 | 0 | 0 | 0 | 0 | 0 | 0 | 0 | 0 | 0 | 0 | 0 |  | 0 | 0 | 0 | 0 | 0 | 0 | 0 | 0 | 0 | 0 | 0 | 0 | 0 | 0 | 0 | 0 | 0 | 0 | 0 | 0 | 0 | 0 | 0 | 0 | 0 | 0 | 0 | 0 | 0 | 0 | 0 | 0 | 0 | 0 | 0 | 0 |  | 0 | 0 | 0 | 0 | 0 | 0 | 0 | 0 | 0 | 0 | 0 | 0 | 0 | 0 | 0 | 0 | 0 | 0 | 0 | 0 | 0 | 0 | 0 | 0 | 0 | 0 | 0 | 0 | 0 | 0 | 0 | 0 | 0 | 0 | 0 | 0 |  | 0 | 0 | 0 | 0 | 0 | 0 | 0 | 0 | 0 | 0 | 0 | 0 | 0 | 0 | 0 | 0 | 0 | 0 | 0 | 0 | 0 | 0 | 0 | 0 | 0 | 0 | 0 | 0 | 0 | 0 | 0 | 0 | 0 | 0 | 0 | 0 |  | 0 | 0 | 0 | 0 | 0 | 0 | 0 | 0 | 0 | 0 | 0 | 0 | 0 | 0 | 0 | 0 | 0 | 0 | 0 | 0 | 0 | 0 | 0 | 0 | 0 | 0 | 0 | 0 | 0 | 0 | 0 | 0 | 0 | 0 | 0 | 0 |  | 1 | 1 | 1 | 1 | 1 | 1 | 1 | 1 | 1 | 0
SCE Northern | Vincent | 230 | 0 | 0 | 0 | 0 | 0 | 0 | 0 | 0 | 0 | 0 | 0 | 0 | 0 | 0 | 0 | 0 | 0 | 0 | 0 | 0 |  | 0 | 0 | 0 | 0 | 0 | 0 | 0 | 0 | 0 | 0 | 0 | 0 | 1150 | 1150 | 1155 | 0 | 0 | 1 | 0 | 0 | 0 | 0 | 0 | 0 | 0 | 0 | 0 | 0 | 0 | 0 | -2 | -2 | -2 | 0 | 0 | 1 |  | 0 | 0 | 0 | 0 | 0 | 0 | 0 | 0 | 0 | 0 | 0 | 0 | 1150 | 1270 | 1275 | 0 | 0 | 1 | 0 | 0 | 0 | 0 | 0 | 0 | 0 | 0 | 0 | 0 | 0 | 0 | -2 | -2 | -2 | 0 | 0 | 1 |  | 0 | 0 | 0 | 0 | 0 | 0 | 0 | 0 | 0 | 0 | 0 | 0 | 1303.5 | 2020 | 2618.1634 | 0 | 0 | 1 | 0 | 0 | 0 | 0 | 0 | 0 | 0 | 0 | 0 | 0 | 0 | 0 | -2 | -2 | -2 | 0 | 0 | 1 |  | 0 | 0 | 0 | 0 | 0 | 0 | 0 | 0 | 0 | 0 | 0 | 0 | 1653.5 | 2020 | 3668.1634 | 0 | 0 | 1 | 0 | 0 | 0 | 0 | 0 | 0 | 0 | 0 | 0 | 0 | 0 | 0 | -2 | -2 | -2 | 0 | 0 | 1 |  | 1 | 1 | 1 | 1 | 1 | 1 | 4+ | 4+ | 1 | 1
SCE Northern | Vincent | 500 | 0 | 0 | 0 | 0 | 0 | 0 | 0 | 0 | 0 | 0 | 0 | 0 | 0 | 0 | 0 | 0 | 0 | 0 | 0 | 0 |  | 0 | 0 | 0 | 0 | 0 | 0 | 0 | 0 | 0 | 0 | 0 | 0 | 0 | 0 | 0 | 0 | 0 | 0 | 0 | 0 | 0 | 0 | 0 | 0 | 0 | 0 | 0 | 0 | 0 | 0 | 0 | 0 | 0 | 0 | 0 | 0 |  | 0 | 0 | 0 | 0 | 0 | 0 | 0 | 0 | 0 | 0 | 0 | 0 | 0 | 0 | 0 | 0 | 0 | 0 | 0 | 0 | 0 | 0 | 0 | 0 | 0 | 0 | 0 | 0 | 0 | 0 | 0 | 0 | 0 | 0 | 0 | 0 |  | 0 | 0 | 0 | 0 | 0 | 0 | 0 | 0 | 0 | 0 | 0 | 0 | 0 | 0 | 0 | 0 | 0 | 0 | 0 | 0 | 0 | 0 | 0 | 0 | 0 | 0 | 0 | 0 | 0 | 0 | 0 | 0 | 0 | 0 | 0 | 0 |  | 0 | 0 | 0 | 0 | 0 | 0 | 0 | 0 | 0 | 0 | 0 | 0 | 1150 | 0 | 3650 | 0 | 0 | 1 | 0 | 0 | 0 | 0 | 0 | 0 | 0 | 0 | 0 | 0 | 0 | 0 | -2 | 0 | -2 | 0 | 0 | 1 |  | 1 | 1 | 1 | 1 | 1 | 1 | 1+ | 1+ | 1 | 1
PG&E GBA | Vineyard | 230 | 0 | 0 | 0 | 0 | 0 | 0 | 0 | 0 | 0 | 0 | 0 | 0 | 0 | 0 | 0 | 0 | 0 | 0 | 0 | 0 |  | 0 | 0 | 0 | 0 | 0 | 0 | 0 | 0 | 0 | 0 | 0 | 0 | 0 | 0 | 0 | 0 | 0 | 0 | 0 | 0 | 0 | 0 | 0 | 0 | 0 | 0 | 0 | 0 | 0 | 0 | 0 | 0 | 0 | 0 | 0 | 0 |  | 0 | 0 | 0 | 0 | 0 | 0 | 0 | 0 | 0 | 0 | 0 | 0 | 0 | 0 | 0 | 0 | 0 | 0 | 0 | 0 | 0 | 0 | 0 | 0 | 0 | 0 | 0 | 0 | 0 | 0 | 0 | 0 | 0 | 0 | 0 | 0 |  | 0 | 0 | 0 | 0 | 0 | 0 | 0 | 0 | 0 | 0 | 0 | 0 | 0 | 0 | 0 | 0 | 0 | 0 | 0 | 0 | 0 | 0 | 0 | 0 | 0 | 0 | 0 | 0 | 0 | 0 | 0 | 0 | 0 | 0 | 0 | 0 |  | 0 | 0 | 0 | 0 | 0 | 0 | 0 | 0 | 0 | 0 | 0 | 0 | 0 | 0 | 0 | 0 | 0 | 0 | 0 | 0 | 0 | 0 | 0 | 0 | 0 | 0 | 0 | 0 | 0 | 0 | 0 | 0 | 0 | 0 | 0 | 0 |  | 1 | 1 | 1 | 1 | 1 | 1 | 1 | 1 | 1 | 0
SDGE | Vineyard | 69 | 0 | 0 | 0 | 0 | 0 | 0 | 0 | 0 | 0 | 0 | 0 | 0 | 0 | 0 | 0 | 0 | 0 | 0 | 0 | 0 |  | 0 | 0 | 0 | 0 | 0 | 0 | 0 | 0 | 0 | 0 | 0 | 0 | 0 | 0 | 0 | 0 | 0 | 0 | 0 | 0 | 0 | 0 | 0 | 0 | 0 | 0 | 0 | 0 | 0 | 0 | 0 | 0 | 0 | 0 | 0 | 0 |  | 0 | 0 | 0 | 0 | 0 | 0 | 0 | 0 | 0 | 0 | 4.1037 | 0 | 0 | 0 | 2.7287 | 0 | 0 | 1 | 0 | 0 | 0 | 0 | 0 | 0 | 0 | 0 | 0 | 0 | -2 | 0 | 0 | 0 | 0 | 0 | 0 | 1 |  | 0 | 0 | 0 | 0 | 0 | 0 | 0 | 0 | 0 | 0 | 4.1037 | 0 | 0 | 0 | 2.7287 | 0 | 0 | 1 | 0 | 0 | 0 | 0 | 0 | 0 | 0 | 0 | 0 | 0 | -2 | 0 | 0 | 0 | 0 | 0 | 0 | 1 |  | 0 | 0 | 0 | 0 | 0 | 0 | 0 | 0 | 0 | 0 | 4.1037 | 0 | 0 | 0 | 2.7287 | 0 | 0 | 1 | 0 | 0 | 0 | 0 | 0 | 0 | 0 | 0 | 0 | 0 | -2 | 0 | 0 | 0 | 0 | 0 | 0 | 1 |  | 1 | 1 | 1 | 1 | 1 | 4+ | 1 | 1 | 1 | 1
SCE Eastern | Vista (SCE) | 230 | 0 | 0 | 0 | 0 | 0 | 0 | 0 | 0 | 0 | 0 | 0 | 0 | 0 | 0 | 0 | 0 | 0 | 0 | 0 | 0 |  | 0 | 0 | 0 | 0 | 0 | 0 | 0 | 0 | 0 | 0 | 0 | 0 | 0 | 0 | 0 | 0 | 0 | 0 | 0 | 0 | 0 | 0 | 0 | 0 | 0 | 0 | 0 | 0 | 0 | 0 | 0 | 0 | 0 | 0 | 0 | 0 |  | 0 | 0 | 0 | 0 | 0 | 0 | 0 | 0 | 0 | 0 | 0 | 0 | 0 | 0 | 200 | 0 | 0 | 1 | 0 | 0 | 0 | 0 | 0 | 0 | 0 | 0 | 0 | 0 | 0 | 0 | 0 | 0 | -2 | 0 | 0 | 1 |  | 0 | 0 | 0 | 0 | 0 | 0 | 0 | 0 | 0 | 0 | 0 | 0 | 0 | 0 | 200 | 0 | 0 | 1 | 0 | 0 | 0 | 0 | 0 | 0 | 0 | 0 | 0 | 0 | 0 | 0 | 0 | 0 | -2 | 0 | 0 | 1 |  | 0 | 0 | 0 | 0 | 0 | 0 | 0 | 0 | 0 | 0 | 0 | 0 | 0 | 0 | 620 | 0 | 0 | 1 | 0 | 0 | 0 | 0 | 0 | 0 | 0 | 0 | 0 | 0 | 0 | 0 | 0 | 0 | -2 | 0 | 0 | 1 |  | 1 | 1 | 1 | 1 | 1 | 1 | 1 | 4+ | 1 | 1
EOP | Vista (VEA) | 138 | 0 | 0 | 0 | 0 | 0 | 0 | 0 | 0 | 0 | 0 | 0 | 0 | 0 | 0 | 0 | 0 | 0 | 0 | 0 | 0 |  | 0 | 0 | 0 | 0 | 0 | 0 | 0 | 0 | 0 | 0 | 0 | 0 | 0 | 0 | 0 | 0 | 0 | 0 | 0 | 0 | 0 | 0 | 0 | 0 | 0 | 0 | 0 | 0 | 0 | 0 | 0 | 0 | 0 | 0 | 0 | 0 |  | 0 | 0 | 0 | 0 | 0 | 0 | 0 | 0 | 0 | 0 | 0 | 0 | 0 | 0 | 0 | 0 | 0 | 0 | 0 | 0 | 0 | 0 | 0 | 0 | 0 | 0 | 0 | 0 | 0 | 0 | 0 | 0 | 0 | 0 | 0 | 0 |  | 0 | 0 | 0 | 0 | 0 | 0 | 0 | 0 | 0 | 0 | 0 | 0 | 0 | 0 | 0 | 0 | 0 | 0 | 0 | 0 | 0 | 0 | 0 | 0 | 0 | 0 | 0 | 0 | 0 | 0 | 0 | 0 | 0 | 0 | 0 | 0 |  | 0 | 0 | 0 | 0 | 0 | 0 | 0 | 0 | 0 | 0 | 0 | 0 | 0 | 0 | 0 | 0 | 0 | 0 | 0 | 0 | 0 | 0 | 0 | 0 | 0 | 0 | 0 | 0 | 0 | 0 | 0 | 0 | 0 | 0 | 0 | 0 |  | 1 | 1 | 1 | 1 | 1 | 1 | 1 | 1 | 1 | 0
EOP | Vista (VEA) | 230 | 0 | 0 | 0 | 0 | 0 | 0 | 0 | 0 | 0 | 0 | 0 | 0 | 0 | 0 | 0 | 0 | 0 | 0 | 0 | 0 |  | 0 | 0 | 0 | 0 | 0 | 0 | 0 | 0 | 0 | 0 | 0 | 0 | 0 | 0 | 0 | 0 | 0 | 0 | 0 | 0 | 0 | 0 | 0 | 0 | 0 | 0 | 0 | 0 | 0 | 0 | 0 | 0 | 0 | 0 | 0 | 0 |  | 0 | 0 | 0 | 0 | 0 | 0 | 0 | 0 | 0 | 0 | 0 | 0 | 0 | 0 | 0 | 0 | 0 | 0 | 0 | 0 | 0 | 0 | 0 | 0 | 0 | 0 | 0 | 0 | 0 | 0 | 0 | 0 | 0 | 0 | 0 | 0 |  | 0 | 0 | 0 | 0 | 0 | 0 | 0 | 0 | 0 | 0 | 0 | 0 | 223.33 | 0 | 110.87 | 0 | 0 | 1 | 0 | 0 | 0 | 0 | 0 | 0 | 0 | 0 | 0 | 0 | 0 | 0 | -2 | 0 | -2 | 0 | 0 | 1 |  | 0 | 0 | 0 | 0 | 0 | 0 | 0 | 0 | 0 | 0 | 0 | 0 | 223.33 | 0 | 310.87 | 0 | 0 | 1 | 0 | 0 | 0 | 0 | 0 | 0 | 0 | 0 | 0 | 0 | 0 | 0 | -2 | 0 | -1 | 0 | 0 | 1 |  | 1 | 1 | 1 | 1 | 1 | 1 | 2+ | 2+ | 1 | 1
PG&E FRESNO | Wahtoke | 115 | 0 | 0 | 0 | 0 | 0 | 0 | 0 | 0 | 0 | 0 | 0 | 0 | 0 | 0 | 0 | 0 | 0 | 0 | 0 | 0 |  | 0 | 0 | 0 | 0 | 0 | 0 | 0 | 0 | 0 | 0 | 0 | 0 | 0 | 0 | 0 | 0 | 0 | 0 | 0 | 0 | 0 | 0 | 0 | 0 | 0 | 0 | 0 | 0 | 0 | 0 | 0 | 0 | 0 | 0 | 0 | 0 |  | 0 | 0 | 0 | 0 | 0 | 0 | 0 | 0 | 0 | 0 | 0 | 0 | 0 | 0 | 0 | 0 | 0 | 0 | 0 | 0 | 0 | 0 | 0 | 0 | 0 | 0 | 0 | 0 | 0 | 0 | 0 | 0 | 0 | 0 | 0 | 0 |  | 0 | 0 | 0 | 0 | 0 | 0 | 0 | 0 | 0 | 0 | 0 | 0 | 0 | 0 | 0 | 0 | 0 | 0 | 0 | 0 | 0 | 0 | 0 | 0 | 0 | 0 | 0 | 0 | 0 | 0 | 0 | 0 | 0 | 0 | 0 | 0 |  | 0 | 0 | 0 | 0 | 0 | 0 | 0 | 0 | 0 | 0 | 0 | 0 | 0 | 0 | 0 | 0 | 0 | 0 | 0 | 0 | 0 | 0 | 0 | 0 | 0 | 0 | 0 | 0 | 0 | 0 | 0 | 0 | 0 | 0 | 0 | 0 |  | 1 | 1 | 1 | 1 | 1 | 1 | 1 | 1 | 1 | 0
SCE Northern | Wakefield | 66 | 0 | 0 | 0 | 0 | 0 | 0 | 0 | 0 | 0 | 0 | 0 | 0 | 0 | 0 | 0 | 0 | 0 | 0 | 0 | 0 |  | 0 | 0 | 0 | 0 | 0 | 0 | 0 | 0 | 0 | 0 | 0 | 0 | 0 | 0 | 0 | 0 | 0 | 0 | 0 | 0 | 0 | 0 | 0 | 0 | 0 | 0 | 0 | 0 | 0 | 0 | 0 | 0 | 0 | 0 | 0 | 0 |  | 0 | 0 | 0 | 0 | 0 | 0 | 0 | 0 | 0 | 0 | 0 | 0 | 0 | 0 | 0 | 0 | 0 | 0 | 0 | 0 | 0 | 0 | 0 | 0 | 0 | 0 | 0 | 0 | 0 | 0 | 0 | 0 | 0 | 0 | 0 | 0 |  | 0 | 0 | 0 | 0 | 0 | 0 | 0 | 0 | 0 | 0 | 0 | 0 | 0 | 0 | 0 | 0 | 0 | 0 | 0 | 0 | 0 | 0 | 0 | 0 | 0 | 0 | 0 | 0 | 0 | 0 | 0 | 0 | 0 | 0 | 0 | 0 |  | 0 | 0 | 0 | 0 | 0 | 0 | 0 | 0 | 0 | 0 | 0 | 0 | 0 | 0 | 0 | 0 | 0 | 0 | 0 | 0 | 0 | 0 | 0 | 0 | 0 | 0 | 0 | 0 | 0 | 0 | 0 | 0 | 0 | 0 | 0 | 0 |  | 1 | 1 | 1 | 1 | 1 | 1 | 1 | 1 | 1 | 0
SCE Metro | Walnut | 230 | 0 | 0 | 0 | 0 | 0 | 0 | 0 | 0 | 0 | 0 | 0 | 0 | 0 | 0 | 0 | 0 | 0 | 0 | 0 | 0 |  | 0 | 0 | 0 | 0 | 0 | 0 | 0 | 0 | 0 | 0 | 0 | 0 | 0 | 200 | 200 | 0 | 0 | 1 | 0 | 0 | 0 | 0 | 0 | 0 | 0 | 0 | 0 | 0 | 0 | 0 | 0 | -2 | -2 | 0 | 0 | 1 |  | 0 | 0 | 0 | 0 | 0 | 0 | 0 | 0 | 0 | 0 | 0 | 0 | 0 | 200 | 200 | 0 | 0 | 1 | 0 | 0 | 0 | 0 | 0 | 0 | 0 | 0 | 0 | 0 | 0 | 0 | 0 | -2 | -2 | 0 | 0 | 1 |  | 0 | 0 | 0 | 0 | 0 | 0 | 0 | 0 | 0 | 0 | 0 | 0 | 0 | 200 | 205.5148 | 0 | 0 | 1 | 0 | 0 | 0 | 0 | 0 | 0 | 0 | 0 | 0 | 0 | 0 | 0 | 0 | -2 | -2 | 0 | 0 | 1 |  | 0 | 0 | 0 | 0 | 0 | 0 | 0 | 0 | 0 | 0 | 0 | 0 | 0 | 310 | 315.5148 | 0 | 0 | 1 | 0 | 0 | 0 | 0 | 0 | 0 | 0 | 0 | 0 | 0 | 0 | 0 | 0 | -2 | -2 | 0 | 0 | 1 |  | 1 | 1 | 1 | 1 | 1 | 1 | 1 | 4+ | 1 | 1
SCE Northern | Warne | 230 | 0 | 0 | 0 | 0 | 0 | 0 | 0 | 0 | 0 | 0 | 0 | 0 | 0 | 0 | 0 | 0 | 0 | 0 | 0 | 0 |  | 0 | 0 | 0 | 0 | 0 | 0 | 0 | 0 | 0 | 0 | 0 | 0 | 0 | 0 | 0 | 0 | 0 | 0 | 0 | 0 | 0 | 0 | 0 | 0 | 0 | 0 | 0 | 0 | 0 | 0 | 0 | 0 | 0 | 0 | 0 | 0 |  | 0 | 0 | 0 | 0 | 0 | 0 | 0 | 0 | 0 | 0 | 0 | 0 | 0 | 0 | 0 | 0 | 0 | 0 | 0 | 0 | 0 | 0 | 0 | 0 | 0 | 0 | 0 | 0 | 0 | 0 | 0 | 0 | 0 | 0 | 0 | 0 |  | 0 | 0 | 0 | 0 | 0 | 0 | 0 | 0 | 0 | 0 | 0 | 0 | 0 | 0 | 0 | 0 | 0 | 0 | 0 | 0 | 0 | 0 | 0 | 0 | 0 | 0 | 0 | 0 | 0 | 0 | 0 | 0 | 0 | 0 | 0 | 0 |  | 0 | 0 | 0 | 0 | 0 | 0 | 0 | 0 | 0 | 0 | 0 | 0 | 0 | 0 | 0 | 0 | 0 | 0 | 0 | 0 | 0 | 0 | 0 | 0 | 0 | 0 | 0 | 0 | 0 | 0 | 0 | 0 | 0 | 0 | 0 | 0 |  | 1 | 1 | 1 | 1 | 1 | 1 | 1 | 1 | 1 | 0
PG&E GBA | Warnerville | 230 | 0 | 0 | 0 | 0 | 0 | 0 | 0 | 0 | 0 | 0 | 0 | 0 | 0 | 0 | 0 | 0 | 0 | 0 | 0 | 0 |  | 0 | 0 | 0 | 0 | 0 | 0 | 0 | 0 | 0 | 0 | 0 | 0 | 0 | 0 | 0 | 0 | 0 | 0 | 0 | 0 | 0 | 0 | 0 | 0 | 0 | 0 | 0 | 0 | 0 | 0 | 0 | 0 | 0 | 0 | 0 | 0 |  | 0 | 0 | 0 | 0 | 0 | 0 | 0 | 0 | 0 | 0 | 0 | 0 | 0 | 0 | 0 | 0 | 0 | 0 | 0 | 0 | 0 | 0 | 0 | 0 | 0 | 0 | 0 | 0 | 0 | 0 | 0 | 0 | 0 | 0 | 0 | 0 |  | 0 | 0 | 0 | 0 | 0 | 0 | 0 | 0 | 0 | 0 | 0 | 0 | 0 | 0 | 0 | 0 | 0 | 0 | 0 | 0 | 0 | 0 | 0 | 0 | 0 | 0 | 0 | 0 | 0 | 0 | 0 | 0 | 0 | 0 | 0 | 0 |  | 0 | 0 | 0 | 0 | 0 | 0 | 0 | 0 | 0 | 0 | 0 | 0 | 0 | 0 | 0 | 0 | 0 | 0 | 0 | 0 | 0 | 0 | 0 | 0 | 0 | 0 | 0 | 0 | 0 | 0 | 0 | 0 | 0 | 0 | 0 | 0 |  | 1 | 1 | 1 | 1 | 1 | 1 | 1 | 1 | 1 | 0
PG&E FRESNO | Waukena | 115 | 0 | 0 | 0 | 0 | 0 | 0 | 0 | 0 | 0 | 0 | 0 | 0 | 0 | 0 | 0 | 0 | 0 | 0 | 0 | 0 |  | 0 | 0 | 0 | 0 | 0 | 0 | 0 | 0 | 0 | 0 | 0 | 0 | 0 | 0 | 0 | 0 | 0 | 0 | 0 | 0 | 0 | 0 | 0 | 0 | 0 | 0 | 0 | 0 | 0 | 0 | 0 | 0 | 0 | 0 | 0 | 0 |  | 0 | 0 | 0 | 0 | 0 | 0 | 0 | 0 | 0 | 0 | 0 | 0 | 0 | 0 | 0 | 0 | 0 | 0 | 0 | 0 | 0 | 0 | 0 | 0 | 0 | 0 | 0 | 0 | 0 | 0 | 0 | 0 | 0 | 0 | 0 | 0 |  | 0 | 0 | 0 | 0 | 0 | 0 | 0 | 0 | 0 | 0 | 0 | 0 | 0 | 0 | 0 | 0 | 0 | 0 | 0 | 0 | 0 | 0 | 0 | 0 | 0 | 0 | 0 | 0 | 0 | 0 | 0 | 0 | 0 | 0 | 0 | 0 |  | 0 | 0 | 0 | 0 | 0 | 0 | 0 | 0 | 0 | 0 | 0 | 0 | 86 | 0 | 44.688 | 0 | 0 | 1 | 0 | 0 | 0 | 0 | 0 | 0 | 0 | 0 | 0 | 0 | 0 | 0 | -2 | 0 | 0 | 0 | 0 | 1 |  | 1 | 1 | 1 | 1 | 1 | 1 | 1+ | 1 | 1 | 1
PG&E GBA | Weber | 230 | 0 | 0 | 0 | 0 | 0 | 0 | 0 | 0 | 0 | 0 | 0 | 0 | 0 | 0 | 0 | 0 | 0 | 0 | 0 | 0 |  | 0 | 0 | 0 | 0 | 0 | 0 | 0 | 0 | 0 | 0 | 0 | 0 | 0 | 0 | 0 | 0 | 0 | 0 | 0 | 0 | 0 | 0 | 0 | 0 | 0 | 0 | 0 | 0 | 0 | 0 | 0 | 0 | 0 | 0 | 0 | 0 |  | 0 | 0 | 0 | 0 | 0 | 0 | 0 | 0 | 0 | 0 | 0 | 0 | 0 | 0 | 0 | 0 | 0 | 0 | 0 | 0 | 0 | 0 | 0 | 0 | 0 | 0 | 0 | 0 | 0 | 0 | 0 | 0 | 0 | 0 | 0 | 0 |  | 0 | 0 | 0 | 0 | 0 | 0 | 0 | 0 | 0 | 0 | 0 | 0 | 0 | 0 | 0 | 0 | 0 | 0 | 0 | 0 | 0 | 0 | 0 | 0 | 0 | 0 | 0 | 0 | 0 | 0 | 0 | 0 | 0 | 0 | 0 | 0 |  | 0 | 0 | 0 | 0 | 0 | 0 | 0 | 0 | 0 | 0 | 0 | 0 | 370.41 | 0 | 670.41 | 0 | 0 | 1 | 0 | 0 | 0 | 0 | 0 | 0 | 0 | 0 | 0 | 0 | 0 | 0 | -2 | 0 | -2 | 0 | 0 | 1 |  | 1 | 1 | 1 | 1 | 1 | 1 | 1+ | 1+ | 1 | 1
PG&E GBA | Weber | 60 | 0 | 0 | 0 | 0 | 0 | 0 | 0 | 0 | 0 | 0 | 0 | 4 | 0 | 0 | 0 | 0 | 0 | 0 | 0 | 1 |  | 0 | 0 | 0 | 0 | 0 | 0 | 0 | 0 | 0 | 0 | 0 | 0 | 0 | 0 | 0.25 | 0 | 0 | 1 | 0 | 0 | 0 | 0 | 0 | 0 | 0 | 0 | 0 | 0 | 2 | 0 | 0 | 0 | -2 | 0 | 0 | 1 |  | 0 | 0 | 0 | 0 | 0 | 0 | 0 | 0 | 0 | 0 | 4.606 | 0 | 0 | 0 | 1.6 | 0 | 0 | 1 | 0 | 0 | 0 | 0 | 0 | 0 | 0 | 0 | 0 | 0 | -1 | 0 | 0 | 0 | 0 | 0 | 0 | 1 |  | 0 | 0 | 0 | 0 | 0 | 0 | 0 | 0 | 0 | 0 | 4.606 | 0 | 0 | 260 | 269.915 | 0 | 0 | 1 | 0 | 0 | 0 | 0 | 0 | 0 | 0 | 0 | 0 | 0 | -1 | 0 | 0 | -2 | -2 | 0 | 0 | 1 |  | 0 | 0 | 0 | 0 | 0 | 0 | 0 | 0 | 0 | 0 | 11.6187 | 0 | 0 | 260 | 269.915 | 0 | 0 | 1 | 0 | 0 | 0 | 0 | 0 | 0 | 0 | 0 | 0 | 0 | -2 | 0 | 0 | -2 | -2 | 0 | 0 | 1 |  | 1 | 1 | 1 | 1 | 1 | 3+ | 1 | 4+ | 1 | 1
PG&E FRESNO | West Fresno | 115 | 0 | 0 | 0 | 0 | 0 | 0 | 0 | 0 | 0 | 0 | 0 | 0 | 0 | 0 | 0 | 0 | 0 | 0 | 0 | 0 |  | 0 | 0 | 0 | 0 | 0 | 0 | 0 | 0 | 0 | 0 | 0 | 0 | 0 | 0 | 0 | 0 | 0 | 0 | 0 | 0 | 0 | 0 | 0 | 0 | 0 | 0 | 0 | 0 | 0 | 0 | 0 | 0 | 0 | 0 | 0 | 0 |  | 0 | 0 | 0 | 0 | 0 | 0 | 0 | 0 | 0 | 0 | 0 | 0 | 0 | 0 | 0 | 0 | 0 | 0 | 0 | 0 | 0 | 0 | 0 | 0 | 0 | 0 | 0 | 0 | 0 | 0 | 0 | 0 | 0 | 0 | 0 | 0 |  | 0 | 0 | 0 | 0 | 0 | 0 | 0 | 0 | 0 | 0 | 0 | 0 | 0 | 0 | 0 | 0 | 0 | 0 | 0 | 0 | 0 | 0 | 0 | 0 | 0 | 0 | 0 | 0 | 0 | 0 | 0 | 0 | 0 | 0 | 0 | 0 |  | 0 | 0 | 0 | 0 | 0 | 0 | 0 | 0 | 0 | 0 | 3.534 | 0 | 0 | 0 | 2.326 | 0 | 0 | 1 | 0 | 0 | 0 | 0 | 0 | 0 | 0 | 0 | 0 | 0 | -2 | 0 | 0 | 0 | 0 | 0 | 0 | 1 |  | 1 | 1 | 1 | 1 | 1 | 1+ | 1 | 1 | 1 | 1
PG&E FRESNO | Westley | 230 | 0 | 0 | 0 | 0 | 0 | 0 | 0 | 0 | 0 | 0 | 0 | 0 | 0 | 0 | 0 | 0 | 0 | 0 | 0 | 0 |  | 0 | 0 | 0 | 0 | 0 | 0 | 0 | 0 | 0 | 0 | 0 | 0 | 0 | 0 | 0 | 0 | 0 | 0 | 0 | 0 | 0 | 0 | 0 | 0 | 0 | 0 | 0 | 0 | 0 | 0 | 0 | 0 | 0 | 0 | 0 | 0 |  | 0 | 0 | 0 | 0 | 0 | 0 | 0 | 0 | 0 | 0 | 0 | 0 | 0 | 0 | 0 | 0 | 0 | 0 | 0 | 0 | 0 | 0 | 0 | 0 | 0 | 0 | 0 | 0 | 0 | 0 | 0 | 0 | 0 | 0 | 0 | 0 |  | 0 | 0 | 0 | 0 | 0 | 0 | 0 | 0 | 0 | 0 | 0 | 0 | 0 | 0 | 0 | 0 | 0 | 0 | 0 | 0 | 0 | 0 | 0 | 0 | 0 | 0 | 0 | 0 | 0 | 0 | 0 | 0 | 0 | 0 | 0 | 0 |  | 0 | 0 | 0 | 0 | 0 | 0 | 0 | 0 | 0 | 0 | 0 | 0 | 0 | 0 | 0 | 0 | 0 | 0 | 0 | 0 | 0 | 0 | 0 | 0 | 0 | 0 | 0 | 0 | 0 | 0 | 0 | 0 | 0 | 0 | 0 | 0 |  | 1 | 1 | 1 | 1 | 1 | 1 | 1 | 1 | 1 | 0
PG&E KERN | Westpark | 115 | 0 | 0 | 0 | 0 | 0 | 0 | 0 | 0 | 0 | 0 | 0 | 0 | 0 | 0 | 0 | 0 | 0 | 0 | 0 | 0 |  | 0 | 0 | 0 | 0 | 0 | 0 | 0 | 0 | 0 | 0 | 0 | 0 | 0 | 0 | 0 | 0 | 0 | 0 | 0 | 0 | 0 | 0 | 0 | 0 | 0 | 0 | 0 | 0 | 0 | 0 | 0 | 0 | 0 | 0 | 0 | 0 |  | 0 | 0 | 0 | 0 | 0 | 0 | 0 | 0 | 0 | 0 | 0 | 0 | 0 | 0 | 0 | 0 | 0 | 0 | 0 | 0 | 0 | 0 | 0 | 0 | 0 | 0 | 0 | 0 | 0 | 0 | 0 | 0 | 0 | 0 | 0 | 0 |  | 0 | 0 | 0 | 0 | 0 | 0 | 0 | 0 | 0 | 0 | 0 | 0 | 0 | 0 | 0 | 0 | 0 | 0 | 0 | 0 | 0 | 0 | 0 | 0 | 0 | 0 | 0 | 0 | 0 | 0 | 0 | 0 | 0 | 0 | 0 | 0 |  | 0 | 0 | 0 | 0 | 0 | 0 | 0 | 0 | 0 | 0 | 0 | 0 | 0 | 0 | 0 | 0 | 0 | 0 | 0 | 0 | 0 | 0 | 0 | 0 | 0 | 0 | 0 | 0 | 0 | 0 | 0 | 0 | 0 | 0 | 0 | 0 |  | 1 | 1 | 1 | 1 | 1 | 1 | 1 | 1 | 1 | 0
PG&E KERN | Wheeler Ridge | 230 | 0 | 0 | 0 | 0 | 0 | 0 | 0 | 0 | 0 | 0 | 0 | 0 | 0 | 0 | 0 | 0 | 0 | 0 | 0 | 0 |  | 0 | 0 | 0 | 0 | 0 | 0 | 0 | 0 | 0 | 0 | 0 | 0 | 0 | 0 | 0 | 0 | 0 | 0 | 0 | 0 | 0 | 0 | 0 | 0 | 0 | 0 | 0 | 0 | 0 | 0 | 0 | 0 | 0 | 0 | 0 | 0 |  | 0 | 0 | 0 | 0 | 0 | 0 | 0 | 0 | 0 | 0 | 0 | 0 | 0 | 0 | 0 | 0 | 0 | 0 | 0 | 0 | 0 | 0 | 0 | 0 | 0 | 0 | 0 | 0 | 0 | 0 | 0 | 0 | 0 | 0 | 0 | 0 |  | 0 | 0 | 0 | 0 | 0 | 0 | 0 | 0 | 0 | 0 | 0 | 0 | 310.63 | 0 | 310.63 | 0 | 0 | 1 | 0 | 0 | 0 | 0 | 0 | 0 | 0 | 0 | 0 | 0 | 0 | 0 | -2 | 0 | -2 | 0 | 0 | 1 |  | 0 | 0 | 0 | 0 | 0 | 0 | 0 | 0 | 0 | 0 | 0 | 0 | 310.63 | 0 | 310.63 | 0 | 0 | 1 | 0 | 0 | 0 | 0 | 0 | 0 | 0 | 0 | 0 | 0 | 0 | 0 | -2 | 0 | -1 | 0 | 0 | 1 |  | 1 | 1 | 1 | 1 | 1 | 1 | 2+ | 2+ | 1 | 1
PG&E KERN | Wheeler Ridge | 115 | 0 | 0 | 0 | 0 | 0 | 0 | 0 | 0 | 0 | 0 | 0 | 0 | 0 | 0 | 0 | 0 | 0 | 0 | 0 | 0 |  | 0 | 0 | 0 | 0 | 0 | 0 | 0 | 0 | 0 | 0 | 0 | 0 | 0 | 0 | 0 | 0 | 0 | 0 | 0 | 0 | 0 | 0 | 0 | 0 | 0 | 0 | 0 | 0 | 0 | 0 | 0 | 0 | 0 | 0 | 0 | 0 |  | 0 | 0 | 0 | 0 | 0 | 0 | 0 | 0 | 0 | 0 | 0 | 0 | 0 | 0 | 0 | 0 | 0 | 0 | 0 | 0 | 0 | 0 | 0 | 0 | 0 | 0 | 0 | 0 | 0 | 0 | 0 | 0 | 0 | 0 | 0 | 0 |  | 0 | 0 | 0 | 0 | 0 | 0 | 0 | 0 | 0 | 0 | 0 | 0 | 0 | 0 | 0 | 0 | 0 | 0 | 0 | 0 | 0 | 0 | 0 | 0 | 0 | 0 | 0 | 0 | 0 | 0 | 0 | 0 | 0 | 0 | 0 | 0 |  | 0 | 0 | 0 | 0 | 0 | 0 | 0 | 0 | 0 | 0 | 0 | 0 | 0 | 0 | 0 | 0 | 0 | 0 | 0 | 0 | 0 | 0 | 0 | 0 | 0 | 0 | 0 | 0 | 0 | 0 | 0 | 0 | 0 | 0 | 0 | 0 |  | 1 | 1 | 1 | 1 | 1 | 1 | 1 | 1 | 1 | 0
PG&E KERN | Wheeler Ridge | 70 | 0 | 0 | 0 | 0 | 0 | 0 | 0 | 0 | 0 | 0 | 0 | 0 | 0 | 0 | 0 | 0 | 0 | 0 | 0 | 0 |  | 0 | 0 | 0 | 0 | 0 | 0 | 0 | 0 | 0 | 0 | 0 | 0 | 0 | 0 | 0 | 0 | 0 | 0 | 0 | 0 | 0 | 0 | 0 | 0 | 0 | 0 | 0 | 0 | 0 | 0 | 0 | 0 | 0 | 0 | 0 | 0 |  | 0 | 0 | 0 | 0 | 0 | 0 | 0 | 0 | 0 | 0 | 0 | 0 | 0 | 0 | 0 | 0 | 0 | 0 | 0 | 0 | 0 | 0 | 0 | 0 | 0 | 0 | 0 | 0 | 0 | 0 | 0 | 0 | 0 | 0 | 0 | 0 |  | 0 | 0 | 0 | 0 | 0 | 0 | 0 | 0 | 0 | 0 | 0 | 0 | 0 | 0 | 0 | 0 | 0 | 0 | 0 | 0 | 0 | 0 | 0 | 0 | 0 | 0 | 0 | 0 | 0 | 0 | 0 | 0 | 0 | 0 | 0 | 0 |  | 0 | 0 | 0 | 0 | 0 | 0 | 0 | 0 | 0 | 0 | 18.289 | 0 | 0 | 0 | 16.914 | 0 | 0 | 1 | 0 | 0 | 0 | 0 | 0 | 0 | 0 | 0 | 0 | 0 | -2 | 0 | 0 | 0 | 0 | 0 | 0 | 1 |  | 1 | 1 | 1 | 1 | 1 | 1+ | 1 | 1 | 1 | 1
SCE Northern | Whirlwind | 230 | 0 | 0 | 300 | 0 | 300 | 0 | 0 | 0 | 0 | 0 | 0 | 0 | 0 | 0 | 0 | 0 | 0 | 0 | 700 | 1 |  | 0 | 0 | 0 | 0 | 100 | 100 | 0 | 0 | 0 | 0 | 0 | 0.88 | 88.772 | 139.52 | 141.42 | 0 | 0 | 1 | 0 | 0 | 0 | 0 | 2 | 2 | 0 | 0 | 0 | 0 | 0 | -2 | -2 | -2 | -2 | 2 | 2 | 1 |  | 0 | 0 | 0 | 0 | 100 | 100 | 0 | 0 | 0 | 0 | 0 | 0.88 | 88.772 | 247.52 | 249.42 | 300 | 312 | 1 | 0 | 0 | 0 | 0 | 2 | 2 | 0 | 0 | 0 | 0 | 0 | 0 | -2 | -2 | -2 | 2 | 2 | 1 |  | 0 | 0 | 0 | 0 | 100 | 100 | 0 | 0 | 0 | 0 | 0 | 0.88 | 712.252 | 247.52 | 272.9 | 300 | 312 | 1 | 0 | 0 | 0 | 0 | 2 | 2 | 0 | 0 | 0 | 0 | 0 | 0 | -2 | -2 | -2 | 2 | 2 | 1 |  | 0 | 0 | 0 | 0 | 100 | 205.7 | 0 | 0 | 0 | 0 | 0 | 0.88 | 1818.6915 | 247.52 | 2132.5076 | 300 | 312 | 1 | 0 | 0 | 0 | 0 | 2 | 2 | 0 | 0 | 0 | 0 | 0 | 0 | -2 | -2 | -2 | 2 | 2 | 1 |  | 1 | 1 | 5- | 1 | 1 | 1 | 4+ | 4+ | 5- | 1
SCE Northern | Whirlwind | 500 | 0 | 0 | 0 | 0 | 0 | 0 | 0 | 0 | 0 | 0 | 0 | 0 | 0 | 0 | 0 | 0 | 0 | 0 | 0 | 0 |  | 0 | 0 | 0 | 0 | 0 | 0 | 0 | 0 | 0 | 0 | 0 | 0 | 0 | 0 | 0 | 0 | 0 | 0 | 0 | 0 | 0 | 0 | 0 | 0 | 0 | 0 | 0 | 0 | 0 | 0 | 0 | 0 | 0 | 0 | 0 | 0 |  | 0 | 0 | 0 | 0 | 0 | 0 | 0 | 0 | 0 | 0 | 0 | 0 | 0 | 0 | 0 | 0 | 0 | 0 | 0 | 0 | 0 | 0 | 0 | 0 | 0 | 0 | 0 | 0 | 0 | 0 | 0 | 0 | 0 | 0 | 0 | 0 |  | 0 | 0 | 0 | 0 | 0 | 0 | 0 | 0 | 0 | 0 | 0 | 0 | 0 | 500 | 513.2 | 0 | 0 | 1 | 0 | 0 | 0 | 0 | 0 | 0 | 0 | 0 | 0 | 0 | 0 | 0 | 0 | -2 | -2 | 0 | 0 | 1 |  | 0 | 0 | 0 | 0 | 0 | 0 | 0 | 0 | 0 | 0 | 0 | 0 | 1000 | 500 | 4256.2 | 0 | 0 | 1 | 0 | 0 | 0 | 0 | 0 | 0 | 0 | 0 | 0 | 0 | 0 | 0 | -2 | -2 | -2 | 0 | 0 | 1 |  | 1 | 1 | 1 | 1 | 1 | 1 | 1+ | 4+ | 1 | 1
PG&E GBA | Whisman | 115 | 0 | 0 | 0 | 0 | 0 | 0 | 0 | 0 | 0 | 0 | 0 | 0 | 0 | 0 | 0 | 0 | 0 | 0 | 0 | 0 |  | 0 | 0 | 0 | 0 | 0 | 0 | 0 | 0 | 0 | 0 | 0 | 0 | 0 | 0 | 0 | 0 | 0 | 0 | 0 | 0 | 0 | 0 | 0 | 0 | 0 | 0 | 0 | 0 | 0 | 0 | 0 | 0 | 0 | 0 | 0 | 0 |  | 0 | 0 | 0 | 0 | 0 | 0 | 0 | 0 | 0 | 0 | 0 | 0 | 0 | 0 | 0 | 0 | 0 | 0 | 0 | 0 | 0 | 0 | 0 | 0 | 0 | 0 | 0 | 0 | 0 | 0 | 0 | 0 | 0 | 0 | 0 | 0 |  | 0 | 0 | 0 | 0 | 0 | 0 | 0 | 0 | 0 | 0 | 0 | 0 | 0 | 0 | 0 | 0 | 0 | 0 | 0 | 0 | 0 | 0 | 0 | 0 | 0 | 0 | 0 | 0 | 0 | 0 | 0 | 0 | 0 | 0 | 0 | 0 |  | 0 | 0 | 0 | 0 | 0 | 0 | 0 | 0 | 0 | 0 | 0 | 0 | 0 | 0 | 0 | 0 | 0 | 0 | 0 | 0 | 0 | 0 | 0 | 0 | 0 | 0 | 0 | 0 | 0 | 0 | 0 | 0 | 0 | 0 | 0 | 0 |  | 1 | 1 | 1 | 1 | 1 | 1 | 1 | 1 | 1 | 0
SCE Eastern | Wildlife | 230 | 0 | 0 | 0 | 0 | 0 | 0 | 0 | 0 | 0 | 0 | 0 | 0 | 0 | 0 | 0 | 0 | 0 | 0 | 0 | 0 |  | 0 | 0 | 0 | 0 | 0 | 0 | 0 | 0 | 0 | 0 | 0 | 0 | 0 | 0 | 0 | 0 | 0 | 0 | 0 | 0 | 0 | 0 | 0 | 0 | 0 | 0 | 0 | 0 | 0 | 0 | 0 | 0 | 0 | 0 | 0 | 0 |  | 0 | 0 | 0 | 0 | 0 | 0 | 0 | 0 | 0 | 0 | 0 | 0 | 0 | 0 | 0 | 0 | 0 | 0 | 0 | 0 | 0 | 0 | 0 | 0 | 0 | 0 | 0 | 0 | 0 | 0 | 0 | 0 | 0 | 0 | 0 | 0 |  | 0 | 0 | 0 | 0 | 0 | 0 | 0 | 0 | 0 | 0 | 0 | 0 | 0 | 0 | 206.091 | 0 | 0 | 1 | 0 | 0 | 0 | 0 | 0 | 0 | 0 | 0 | 0 | 0 | 0 | 0 | 0 | 0 | -2 | 0 | 0 | 1 |  | 0 | 0 | 0 | 0 | 0 | 0 | 0 | 0 | 0 | 0 | 0 | 0 | 0 | 0 | 206.091 | 0 | 0 | 1 | 0 | 0 | 0 | 0 | 0 | 0 | 0 | 0 | 0 | 0 | 0 | 0 | 0 | 0 | -1 | 0 | 0 | 1 |  | 1 | 1 | 1 | 1 | 1 | 1 | 1 | 2+ | 1 | 1
PG&E FRESNO | Wilson | 115 | 0 | 0 | 0 | 0 | 0 | 0 | 0 | 0 | 0 | 0 | 0 | 0 | 0 | 0 | 0 | 0 | 0 | 0 | 0 | 0 |  | 0 | 0 | 0 | 0 | 0 | 0 | 0 | 0 | 0 | 0 | 0 | 0 | 0 | 0 | 0 | 0 | 0 | 0 | 0 | 0 | 0 | 0 | 0 | 0 | 0 | 0 | 0 | 0 | 0 | 0 | 0 | 0 | 0 | 0 | 0 | 0 |  | 0 | 0 | 0 | 1 | 0 | 0 | 0 | 0 | 0 | 0 | 0 | 0 | 0 | 0 | 0 | 0 | 0 | 1 | 0 | 0 | 0 | -2 | 0 | 0 | 0 | 0 | 0 | 0 | 0 | 0 | 0 | 0 | 0 | 0 | 0 | 1 |  | 0 | 0 | 0 | 1 | 0 | 0 | 0 | 0 | 0 | 0 | 0 | 0 | 0 | 200 | 203.699 | 0 | 0 | 1 | 0 | 0 | 0 | -2 | 0 | 0 | 0 | 0 | 0 | 0 | 0 | 0 | 0 | -2 | -2 | 0 | 0 | 1 |  | 0 | 0 | 0 | 1 | 0 | 0 | 0 | 0 | 0 | 0 | 0 | 0 | 0 | 200 | 1053.699 | 0 | 0 | 1 | 0 | 0 | 0 | -2 | 0 | 0 | 0 | 0 | 0 | 0 | 0 | 0 | 0 | -2 | -2 | 0 | 0 | 1 |  | 1 | 4+ | 1 | 1 | 1 | 1 | 1 | 4+ | 1 | 1
PG&E FRESNO | Wilson | 230 | 0 | 0 | 150 | 50 | 200 | 0 | 0 | 0 | 0 | 0 | 0 | 0 | 0 | 0 | 0 | 0 | 0 | 0 | 0 | 1 |  | 0 | 0 | 0 | 0 | 0 | 0 | 0 | 0 | 0 | 0 | 0 | 0 | 0 | 0 | 0 | 0 | 0 | 0 | 0 | 0 | 0 | 0 | 2 | 2 | 0 | 0 | 0 | 0 | 0 | 0 | 0 | 0 | 0 | 0 | 0 | 1 |  | 0 | 0 | 0 | 0 | 0 | 0 | 0 | 0 | 0 | 0 | 0 | 0 | 0 | 0 | 0 | 0 | 0 | 0 | 0 | 0 | 0 | 0 | 2 | 2 | 0 | 0 | 0 | 0 | 0 | 0 | 0 | 0 | 0 | 0 | 0 | 1 |  | 0 | 0 | 0 | 0 | 0 | 0 | 0 | 0 | 0 | 0 | 0 | 0 | 0 | 0 | 256.29 | 0 | 0 | 1 | 0 | 0 | 0 | 0 | 2 | 2 | 0 | 0 | 0 | 0 | 0 | 0 | 0 | 0 | -2 | 0 | 0 | 1 |  | 0 | 0 | 0 | 0 | 0 | 200 | 0 | 0 | 0 | 0 | 0 | 0 | 0 | 0 | 256.29 | 0 | 0 | 1 | 0 | 0 | 0 | 0 | 2 | 0 | 0 | 0 | 0 | 0 | 0 | 0 | 0 | 0 | -1 | 0 | 0 | 1 |  | 1 | 1 | 3- | 1 | 1 | 1 | 1 | 2+ | 1 | 1
SCE Northern | Windhub | 230 | 0 | 0 | 174 | 0 | 174 | 0 | 0 | 0 | 0 | 0 | 0 | 0 | 0 | 0 | 0 | 0 | 0 | 0 | 0 | 1 |  | 0 | 0 | 0 | 0 | 0 | 0 | 0 | 0 | 0 | 0 | 0 | 84 | 134 | 39.5 | 89.5 | 0 | 0 | 1 | 0 | 0 | 0 | 0 | 2 | 2 | 0 | 0 | 0 | 0 | 0 | -2 | -2 | -2 | -2 | 0 | 0 | 1 |  | 0 | 0 | 0 | 0 | 0 | 0 | 0 | 0 | 0 | 0 | 0 | 84 | 234 | 39.5 | 922.3854 | 0 | 0 | 1 | 0 | 0 | 0 | 0 | 2 | 2 | 0 | 0 | 0 | 0 | 0 | -2 | -2 | -2 | -2 | 0 | 0 | 1 |  | 0 | 0 | 0 | 0 | 0 | 0 | 0 | 0 | 0 | 0 | 0 | 84 | 284 | 39.5 | 972.3854 | 0 | 0 | 1 | 0 | 0 | 0 | 0 | 2 | 2 | 0 | 0 | 0 | 0 | 0 | -2 | -2 | -2 | -2 | 0 | 0 | 1 |  | 0 | 0 | 0 | 0 | 0 | 23.5 | 0 | 0 | 0 | 0 | 10 | 84 | 972.6 | 39.5 | 977.3854 | 0 | 500 | 1 | 0 | 0 | 0 | 0 | 2 | 2 | 0 | 0 | 0 | 0 | -2 | -2 | -2 | -2 | -2 | 0 | -2 | 1 |  | 1 | 1 | 5- | 1 | 1 | 1+ | 4+ | 4+ | 1+ | 1
SCE Northern | Windhub | 500 | 0 | 0 | 0 | 0 | 0 | 0 | 0 | 0 | 0 | 0 | 0 | 0 | 499.5 | 0 | 499.5 | 0 | 0 | 0 | 0 | 1 |  | 0 | 0 | 0 | 0 | 0 | 0 | 0 | 0 | 0 | 0 | 0 | 625.5456 | 625.5456 | 656.55 | 656.55 | 0 | 0 | 1 | 0 | 0 | 0 | 0 | 0 | 0 | 0 | 0 | 0 | 0 | 0 | -1 | -1 | -2 | -2 | 0 | 0 | 1 |  | 0 | 0 | 0 | 0 | 0 | 0 | 0 | 0 | 0 | 0 | 0 | 625.5456 | 625.5456 | 656.55 | 656.55 | 0 | 0 | 1 | 0 | 0 | 0 | 0 | 0 | 0 | 0 | 0 | 0 | 0 | 0 | -1 | -1 | -2 | -2 | 0 | 0 | 1 |  | 0 | 0 | 0 | 0 | 0 | 0 | 0 | 0 | 0 | 0 | 0 | 625.5456 | 997.8456 | 656.55 | 881.55 | 0 | 0 | 1 | 0 | 0 | 0 | 0 | 0 | 0 | 0 | 0 | 0 | 0 | 0 | -1 | -2 | -2 | -2 | 0 | 0 | 1 |  | 0 | 0 | 0 | 0 | 0 | 0 | 0 | 0 | 0 | 0 | 0 | 625.5456 | 997.8456 | 656.55 | 881.55 | 0 | 0 | 1 | 0 | 0 | 0 | 0 | 0 | 0 | 0 | 0 | 0 | 0 | 0 | -1 | -2 | -2 | -2 | 0 | 0 | 1 |  | 1 | 1 | 1 | 1 | 1 | 1 | 3+ | 4+ | 1 | 1
PG&E GBA | Windmaster | 230 | 0 | 0 | 0 | 0 | 0 | 0 | 0 | 0 | 0 | 0 | 0 | 0 | 0 | 0 | 0 | 0 | 0 | 0 | 0 | 0 |  | 0 | 0 | 0 | 0 | 0 | 0 | 0 | 0 | 0 | 0 | 0 | 0 | 0 | 0 | 0 | 0 | 0 | 0 | 0 | 0 | 0 | 0 | 0 | 0 | 0 | 0 | 0 | 0 | 0 | 0 | 0 | 0 | 0 | 0 | 0 | 0 |  | 0 | 0 | 0 | 0 | 0 | 0 | 0 | 0 | 0 | 0 | 0 | 0 | 0 | 0 | 0 | 0 | 0 | 0 | 0 | 0 | 0 | 0 | 0 | 0 | 0 | 0 | 0 | 0 | 0 | 0 | 0 | 0 | 0 | 0 | 0 | 0 |  | 0 | 0 | 0 | 0 | 0 | 0 | 0 | 0 | 0 | 0 | 0 | 0 | 0 | 0 | 0 | 0 | 0 | 0 | 0 | 0 | 0 | 0 | 0 | 0 | 0 | 0 | 0 | 0 | 0 | 0 | 0 | 0 | 0 | 0 | 0 | 0 |  | 0 | 0 | 0 | 0 | 0 | 0 | 0 | 0 | 0 | 0 | 0 | 0 | 0 | 0 | 0 | 0 | 0 | 0 | 0 | 0 | 0 | 0 | 0 | 0 | 0 | 0 | 0 | 0 | 0 | 0 | 0 | 0 | 0 | 0 | 0 | 0 |  | 1 | 1 | 1 | 1 | 1 | 1 | 1 | 1 | 1 | 0
PG&E NGBA | Windsor | 60 | 0 | 0 | 0 | 0 | 0 | 0 | 0 | 0 | 0 | 0 | 0 | 0 | 0 | 0 | 0 | 0 | 0 | 0 | 0 | 0 |  | 0 | 0 | 0 | 0 | 0 | 0 | 0 | 0 | 0 | 0 | 0 | 0 | 0 | 0 | 0 | 0 | 0 | 0 | 0 | 0 | 0 | 0 | 0 | 0 | 0 | 0 | 0 | 0 | 0 | 0 | 0 | 0 | 0 | 0 | 0 | 0 |  | 0 | 0 | 0 | 0 | 0 | 0 | 0 | 0 | 0 | 0 | 0 | 0 | 0 | 0 | 0 | 0 | 0 | 0 | 0 | 0 | 0 | 0 | 0 | 0 | 0 | 0 | 0 | 0 | 0 | 0 | 0 | 0 | 0 | 0 | 0 | 0 |  | 0 | 0 | 0 | 0 | 0 | 0 | 0 | 0 | 0 | 0 | 0 | 0 | 0 | 0 | 0 | 0 | 0 | 0 | 0 | 0 | 0 | 0 | 0 | 0 | 0 | 0 | 0 | 0 | 0 | 0 | 0 | 0 | 0 | 0 | 0 | 0 |  | 0 | 0 | 0 | 0 | 0 | 0 | 0 | 0 | 0 | 0 | 0 | 0 | 0 | 0 | 0 | 0 | 0 | 0 | 0 | 0 | 0 | 0 | 0 | 0 | 0 | 0 | 0 | 0 | 0 | 0 | 0 | 0 | 0 | 0 | 0 | 0 |  | 1 | 1 | 1 | 1 | 1 | 1 | 1 | 1 | 1 | 0
PG&E NGBA | Woodland | 115 | 0 | 0 | 0 | 0 | 0 | 0 | 0 | 0 | 0 | 0 | 0 | 0 | 0 | 0 | 0 | 0 | 0 | 0 | 0 | 0 |  | 0 | 0 | 0 | 0 | 0 | 0 | 0 | 0 | 0 | 0 | 0 | 0 | 0 | 0 | 0 | 0 | 0 | 0 | 0 | 0 | 0 | 0 | 0 | 0 | 0 | 0 | 0 | 0 | 0 | 0 | 0 | 0 | 0 | 0 | 0 | 0 |  | 0 | 0 | 0 | 0 | 0 | 0 | 0 | 0 | 0 | 0 | 0 | 0 | 0 | 0 | 0 | 0 | 0 | 0 | 0 | 0 | 0 | 0 | 0 | 0 | 0 | 0 | 0 | 0 | 0 | 0 | 0 | 0 | 0 | 0 | 0 | 0 |  | 0 | 0 | 0 | 0 | 0 | 0 | 0 | 0 | 0 | 0 | 0 | 0 | 0 | 0 | 0 | 0 | 0 | 0 | 0 | 0 | 0 | 0 | 0 | 0 | 0 | 0 | 0 | 0 | 0 | 0 | 0 | 0 | 0 | 0 | 0 | 0 |  | 0 | 0 | 0 | 0 | 0 | 0 | 0 | 0 | 0 | 0 | 5.93 | 0 | 0 | 0 | 0 | 0 | 0 | 1 | 0 | 0 | 0 | 0 | 0 | 0 | 0 | 0 | 0 | 0 | -2 | 0 | 0 | 0 | 0 | 0 | 0 | 1 |  | 1 | 1 | 1 | 1 | 1 | 1+ | 1 | 1 | 1 | 1
PG&E FRESNO | Woodward | 115 | 0 | 0 | 0 | 0 | 0 | 0 | 0 | 0 | 0 | 0 | 0 | 0 | 0 | 0 | 0 | 0 | 0 | 0 | 0 | 0 |  | 0 | 0 | 0 | 0 | 0 | 0 | 0 | 0 | 0 | 0 | 0 | 0 | 0 | 0 | 0 | 0 | 0 | 0 | 0 | 0 | 0 | 0 | 0 | 0 | 0 | 0 | 0 | 0 | 0 | 0 | 0 | 0 | 0 | 0 | 0 | 0 |  | 0 | 0 | 0 | 0 | 0 | 0 | 0 | 0 | 0 | 0 | 0 | 0 | 0 | 0 | 0 | 0 | 0 | 0 | 0 | 0 | 0 | 0 | 0 | 0 | 0 | 0 | 0 | 0 | 0 | 0 | 0 | 0 | 0 | 0 | 0 | 0 |  | 0 | 0 | 0 | 0 | 0 | 0 | 0 | 0 | 0 | 0 | 0 | 0 | 0 | 0 | 0 | 0 | 0 | 0 | 0 | 0 | 0 | 0 | 0 | 0 | 0 | 0 | 0 | 0 | 0 | 0 | 0 | 0 | 0 | 0 | 0 | 0 |  | 0 | 0 | 0 | 0 | 0 | 0 | 0 | 0 | 0 | 0 | 0 | 0 | 0 | 0 | 50 | 0 | 0 | 1 | 0 | 0 | 0 | 0 | 0 | 0 | 0 | 0 | 0 | 0 | 0 | 0 | 0 | 0 | 0 | 0 | 0 | 0 |  | 1 | 1 | 1 | 1 | 1 | 1 | 1 | 1 | 1 | 0
PG&E NGBA | Wyandotte | 115 | 0 | 10 | 0 | 0 | 0 | 0 | 0 | 0 | 0 | 0 | 0 | 3.6 | 0 | 0 | 0 | 0 | 0 | 0 | 0 | 1 |  | 0 | 0 | 0 | 0 | 0 | 0 | 0 | 0 | 0 | 0 | 0 | 0 | 0 | 0 | 0 | 0 | 0 | 0 | 0 | 0 | 2 | 2 | 0 | 0 | 0 | 0 | 0 | 0 | 2 | 0 | 0 | 0 | 0 | 0 | 0 | 1 |  | 0 | 0 | 0 | 0 | 0 | 0 | 0 | 0 | 0 | 0 | 3.6916 | 0 | 0 | 0 | 0 | 0 | 0 | 1 | 0 | 0 | 2 | 2 | 0 | 0 | 0 | 0 | 0 | 0 | 0 | 0 | 0 | 0 | 0 | 0 | 0 | 1 |  | 0 | 0 | 0 | 0 | 0 | 0 | 0 | 0 | 0 | 0 | 3.6916 | 0 | 0 | 0 | 0 | 0 | 0 | 1 | 0 | 0 | 2 | 2 | 0 | 0 | 0 | 0 | 0 | 0 | 0 | 0 | 0 | 0 | 0 | 0 | 0 | 1 |  | 0 | 0 | 0 | 0 | 0 | 0 | 0 | 0 | 0 | 0 | 8.6716 | 0 | 0 | 0 | 0 | 0 | 0 | 1 | 0 | 0 | 2 | 2 | 0 | 0 | 0 | 0 | 0 | 0 | -2 | 0 | 0 | 0 | 0 | 0 | 0 | 1 |  | 1 | 5- | 1 | 1 | 1 | 1+ | 1 | 1 | 1 | 1

## CI_Analysis_2040
Commercial criteria alignment analysis for the 2040 portfolio. Tab shows mapped generic resources by substation compared to commercial interest resources by the three confidence categories (Executed IA, Phase II complete, or all projects, which includes Cluster 15 application projects). Columns FQ through FY show the mapped resources alignment with the commercial interest criteria by resource type. Tab also shows comparison to projects identified as Available for Near-term Interconnection. | [86 empty] | MW | Percentage | Flag |  |  | MW | Percentage | Flag
[23 empty] | Available for Near-term Interconnection | [36 empty] | Executed Interconnection Agreement | [24 empty] | Less |  | 100 | 10% | 1 | More |  | -100 | -10% | -1 |  |  | Phase II Study Complete | [36 empty] | All Queue Projects (including Cluster 15 applicant projects)
|  |  | Mapped Generic Resources | [20 empty] | MW amount of resources Availale for Near-term Interconenction | [17 empty] | Flags for Near-term Interconnection Amounts | [18 empty] | MW amount of resources with executed interconnection agreements | [17 empty] | Differences for Executed Interconnection Agreement Amounts | [5 empty] | Signifcantly Less |  | 500 | 33% | 2 | Significantly More |  | -500 | -33% | -2 |  |  |  | MW amount of resources with Phase II Study Complete | [17 empty] | Difference for Phase II Study Complete Amounts | [18 empty] | MW amount of resources Queue | [17 empty] | Difference for Queue Amounts | [17 empty] | Criteria Alignment Level by Resource
|  |  | Geothermal | Biomass | Wind | Wind | Wind | OOS Wind | OOS Wind | OOS Wind | Offshore Wind | Offshore Wind | Offshore Wind | Distributed Solar | Solar | Solar | Solar | Battery_4hr | Battery_8hr | Battery | LDES | Has |  | Geothermal | Geothermal | Biomass | Biomass | Wind | Wind | OOS Wind | OOS Wind | Offshore Wind | Offshore Wind | Distributed Solar | Solar | Solar | Battery | Battery | LDES | LDES | Has | Geothermal | Geothermal | Biomass | Biomass | Wind | Wind | OOS Wind | OOS Wind | Offshore Wind | Offshore Wind | Distributed Solar | Solar | Solar | Battery | Battery | LDES | LDES | Has |  | Geothermal | Geothermal | Biomass | Biomass | Wind | Wind | OOS Wind | OOS Wind | Offshore Wind | Offshore Wind | Distributed Solar | Solar | Solar | Battery | Battery | LDES | LDES | Has | Geothermal | Geothermal | Biomass | Biomass | Wind | Wind | OOS Wind | OOS Wind | Offshore Wind | Offshore Wind | Distributed Solar | Solar | Solar | Battery | Battery | LDES | LDES | Has |  | Geothermal | Geothermal | Biomass | Biomass | Wind | Wind | OOS Wind | OOS Wind | Offshore Wind | Offshore Wind | Distributed Solar | Solar | Solar | Battery | Battery | LDES | LDES | Has | Geothermal | Geothermal | Biomass | Biomass | Wind | Wind | OOS Wind | OOS Wind | Offshore Wind | Offshore Wind | Distributed Solar | Solar | Solar | Battery | Battery | LDES | LDES | Has |  | Geothermal | Geothermal | Biomass | Biomass | Wind | Wind | OOS Wind | OOS Wind | Offshore Wind | Offshore Wind | Distributed Solar | Solar | Solar | Battery | Battery | LDES | LDES | Has | Geothermal | Geothermal | Biomass | Biomass | Wind | Wind | OOS Wind | OOS Wind | Offshore Wind | Offshore Wind | Distributed Solar | Solar | Solar | Battery | Battery | LDES | LDES | Has |  | Geothermal | Biomass | Wind | OOS Wind | Offshore Wind | Distributed Solar | Solar | Li_Battery | LDES | Has Non-
CAISO Study Area | Substation | Voltage | FCDS | FCDS | FCDS | EODS | Total | FCDS | EODS | Total | FCDS | EODS | Total | EODS | FCDS | EODS | Total | FCDS | FCDS | Total | FCDS | Res |  | FCDS (TPD) | Total | FCDS (TPD) | Total | FCDS (TPD) | Total | FCDS (TPD) | Total | FCDS (TPD) | Total | Total | FCDS (TPD) | Total | FCDS (TPD) | Total | FCDS (TPD) | Total | Res | FCDS (TPD) | Total | FCDS (TPD) | Total | FCDS (TPD) | Total | FCDS (TPD) | Total | FCDS (TPD) | Total | Total | FCDS (TPD) | Total | FCDS (TPD) | Total | FCDS (TPD) | Total | Flag |  | FCDS (TPD) | Total | FCDS (TPD) | Total | FCDS (TPD) | Total | FCDS (TPD) | Total | FCDS (TPD) | Total | Total | FCDS (TPD) | Total | FCDS (TPD) | Total | FCDS (TPD) | Total | Res | FCDS (TPD) | Total | FCDS (TPD) | Total | FCDS (TPD) | Total | FCDS (TPD) | Total | FCDS (TPD) | Total | Total | FCDS (TPD) | Total | FCDS (TPD) | Total | FCDS (TPD) | Total | Flag |  | FCDS (TPD) | Total | FCDS (TPD) | Total | FCDS (TPD) | Total | FCDS (TPD) | Total | FCDS (TPD) | Total | Total | FCDS (TPD) | Total | FCDS (TPD) | Total | FCDS (TPD) | Total | Res | FCDS (TPD) | Total | FCDS (TPD) | Total | FCDS (TPD) | Total | FCDS (TPD) | Total | FCDS (TPD) | Total | Total | FCDS (TPD) | Total | FCDS (TPD) | Total | FCDS (TPD) | Total | Flag |  | FCDS (TPD) | Total | FCDS (TPD) | Total | FCDS (TPD) | Total | FCDS (TPD) | Total | FCDS (TPD) | Total | Total | FCDS (TPD) | Total | FCDS (TPD) | Total | FCDS (TPD) | Total | Res | FCDS (TPD) | Total | FCDS (TPD) | Total | FCDS (TPD) | Total | FCDS (TPD) | Total | FCDS (TPD) | Total | Total | FCDS (TPD) | Total | FCDS (TPD) | Total | FCDS (TPD) | Total | Flag |  | Alignment Level | Alignment Level | Alignment Level | Alignment Level | Alignment Level | Alignment Level | Alignment Level | Alignment Level | Alignment Level | Alignment
PG&E KERN | 7th Standard | 115 | 0 | 0 | 0 | 0 | 0 | 0 | 0 | 0 | 0 | 0 | 0 | 0 | 0 | 0 | 0 | 0 | 0 | 0 | 0 | 0 |  | 0 | 0 | 0 | 0 | 0 | 0 | 0 | 0 | 0 | 0 | 0 | 0 | 0 | 0 | 0 | 0 | 0 | 0 | 0 | 0 | 0 | 0 | 0 | 0 | 0 | 0 | 0 | 0 | 0 | 0 | 0 | 0 | 0 | 0 | 0 | 0 |  | 0 | 0 | 0 | 0 | 0 | 0 | 0 | 0 | 0 | 0 | 0 | 0 | 0 | 0 | 0 | 0 | 0 | 0 | 0 | 0 | 0 | 0 | 0 | 0 | 0 | 0 | 0 | 0 | 0 | 0 | 0 | 0 | 0 | 0 | 0 | 0 |  | 0 | 0 | 0 | 0 | 0 | 0 | 0 | 0 | 0 | 0 | 0 | 0 | 0 | 0 | 92.07 | 0 | 0 | 1 | 0 | 0 | 0 | 0 | 0 | 0 | 0 | 0 | 0 | 0 | 0 | 0 | 0 | 0 | -2 | 0 | 0 | 1 |  | 0 | 0 | 0 | 0 | 0 | 0 | 0 | 0 | 0 | 0 | 0 | 0 | 0 | 0 | 167.07 | 0 | 0 | 1 | 0 | 0 | 0 | 0 | 0 | 0 | 0 | 0 | 0 | 0 | 0 | 0 | 0 | 0 | -2 | 0 | 0 | 1 |  | 1 | 1 | 1 | 1 | 1 | 1 | 1 | 2+ | 1 | 1
SCE Metro | Alamitos | 230 | 0 | 0 | 0 | 0 | 0 | 0 | 0 | 0 | 0 | 0 | 0 | 0 | 0 | 0 | 0 | 0 | 0 | 0 | 0 | 0 |  | 0 | 0 | 0 | 0 | 0 | 0 | 0 | 0 | 0 | 0 | 0 | 0 | 0 | 0 | 0 | 0 | 0 | 0 | 0 | 0 | 0 | 0 | 0 | 0 | 0 | 0 | 0 | 0 | 0 | 0 | 0 | 0 | 0 | 0 | 0 | 0 |  | 0 | 0 | 0 | 0 | 0 | 0 | 0 | 0 | 0 | 0 | 0 | 0 | 0 | 0 | 0 | 0 | 0 | 0 | 0 | 0 | 0 | 0 | 0 | 0 | 0 | 0 | 0 | 0 | 0 | 0 | 0 | 0 | 0 | 0 | 0 | 0 |  | 0 | 0 | 0 | 0 | 0 | 0 | 0 | 0 | 0 | 0 | 0 | 0 | 0 | 236 | 241.5 | 0 | 0 | 1 | 0 | 0 | 0 | 0 | 0 | 0 | 0 | 0 | 0 | 0 | 0 | 0 | 0 | -2 | -2 | 0 | 0 | 1 |  | 0 | 0 | 0 | 0 | 0 | 0 | 0 | 0 | 0 | 0 | 0 | 0 | 0 | 236 | 241.5 | 0 | 0 | 1 | 0 | 0 | 0 | 0 | 0 | 0 | 0 | 0 | 0 | 0 | 0 | 0 | 0 | -2 | -2 | 0 | 0 | 1 |  | 1 | 1 | 1 | 1 | 1 | 1 | 1 | 4+ | 1 | 1
SCE Eastern | Alberhill | 115 | 0 | 0 | 0 | 0 | 0 | 0 | 0 | 0 | 0 | 0 | 0 | 0 | 0 | 0 | 0 | 0 | 0 | 0 | 0 | 0 |  | 0 | 0 | 0 | 0 | 0 | 0 | 0 | 0 | 0 | 0 | 0 | 0 | 0 | 0 | 0 | 0 | 0 | 0 | 0 | 0 | 0 | 0 | 0 | 0 | 0 | 0 | 0 | 0 | 0 | 0 | 0 | 0 | 0 | 0 | 0 | 0 |  | 0 | 0 | 0 | 0 | 0 | 0 | 0 | 0 | 0 | 0 | 0 | 0 | 0 | 0 | 0 | 0 | 0 | 0 | 0 | 0 | 0 | 0 | 0 | 0 | 0 | 0 | 0 | 0 | 0 | 0 | 0 | 0 | 0 | 0 | 0 | 0 |  | 0 | 0 | 0 | 0 | 0 | 0 | 0 | 0 | 0 | 0 | 0 | 0 | 0 | 0 | 0 | 0 | 0 | 0 | 0 | 0 | 0 | 0 | 0 | 0 | 0 | 0 | 0 | 0 | 0 | 0 | 0 | 0 | 0 | 0 | 0 | 0 |  | 0 | 0 | 0 | 0 | 0 | 0 | 0 | 0 | 0 | 0 | 0 | 0 | 0 | 0 | 1156.621 | 0 | 0 | 1 | 0 | 0 | 0 | 0 | 0 | 0 | 0 | 0 | 0 | 0 | 0 | 0 | 0 | 0 | -2 | 0 | 0 | 1 |  | 1 | 1 | 1 | 1 | 1 | 1 | 1 | 1+ | 1 | 1
SCE Eastern | Alberhill | 500 | 0 | 0 | 0 | 0 | 0 | 0 | 0 | 0 | 0 | 0 | 0 | 0 | 0 | 0 | 0 | 0 | 0 | 0 | 0 | 0 |  | 0 | 0 | 0 | 0 | 0 | 0 | 0 | 0 | 0 | 0 | 0 | 0 | 0 | 0 | 0 | 0 | 0 | 0 | 0 | 0 | 0 | 0 | 0 | 0 | 0 | 0 | 0 | 0 | 0 | 0 | 0 | 0 | 0 | 0 | 0 | 0 |  | 0 | 0 | 0 | 0 | 0 | 0 | 0 | 0 | 0 | 0 | 0 | 0 | 0 | 0 | 0 | 500 | 500 | 1 | 0 | 0 | 0 | 0 | 0 | 0 | 0 | 0 | 0 | 0 | 0 | 0 | 0 | 0 | 0 | -2 | -2 | 1 |  | 0 | 0 | 0 | 0 | 0 | 0 | 0 | 0 | 0 | 0 | 0 | 0 | 0 | 0 | 0 | 500 | 500 | 1 | 0 | 0 | 0 | 0 | 0 | 0 | 0 | 0 | 0 | 0 | 0 | 0 | 0 | 0 | 0 | -2 | -2 | 1 |  | 0 | 0 | 0 | 0 | 0 | 0 | 0 | 0 | 0 | 0 | 0 | 0 | 0 | 0 | 500 | 500 | 500 | 1 | 0 | 0 | 0 | 0 | 0 | 0 | 0 | 0 | 0 | 0 | 0 | 0 | 0 | 0 | -2 | -2 | -2 | 1 |  | 1 | 1 | 1 | 1 | 1 | 1 | 1 | 1+ | 4+ | 1
PG&E GBA | Alhambra | 115 | 0 | 0 | 0 | 0 | 0 | 0 | 0 | 0 | 0 | 0 | 0 | 0 | 0 | 0 | 0 | 0 | 0 | 0 | 0 | 0 |  | 0 | 0 | 0 | 0 | 0 | 0 | 0 | 0 | 0 | 0 | 0 | 0 | 0 | 0 | 0 | 0 | 0 | 0 | 0 | 0 | 0 | 0 | 0 | 0 | 0 | 0 | 0 | 0 | 0 | 0 | 0 | 0 | 0 | 0 | 0 | 0 |  | 0 | 0 | 0 | 0 | 0 | 0 | 0 | 0 | 0 | 0 | 0 | 0 | 0 | 0 | 0 | 0 | 0 | 0 | 0 | 0 | 0 | 0 | 0 | 0 | 0 | 0 | 0 | 0 | 0 | 0 | 0 | 0 | 0 | 0 | 0 | 0 |  | 0 | 0 | 0 | 0 | 0 | 0 | 0 | 0 | 0 | 0 | 0 | 0 | 0 | 0 | 0 | 0 | 0 | 0 | 0 | 0 | 0 | 0 | 0 | 0 | 0 | 0 | 0 | 0 | 0 | 0 | 0 | 0 | 0 | 0 | 0 | 0 |  | 0 | 0 | 0 | 0 | 0 | 0 | 0 | 0 | 0 | 0 | 0 | 0 | 0 | 0 | 0 | 0 | 0 | 0 | 0 | 0 | 0 | 0 | 0 | 0 | 0 | 0 | 0 | 0 | 0 | 0 | 0 | 0 | 0 | 0 | 0 | 0 |  | 1 | 1 | 1 | 1 | 1 | 1 | 1 | 1 | 1 | 0
PG&E FRESNO | Alpaugh | 115 | 0 | 0 | 0 | 0 | 0 | 0 | 0 | 0 | 0 | 0 | 0 | 0 | 0 | 0 | 0 | 0 | 0 | 0 | 0 | 0 |  | 0 | 0 | 0 | 0 | 0 | 0 | 0 | 0 | 0 | 0 | 0 | 0 | 0 | 0 | 0 | 0 | 0 | 0 | 0 | 0 | 0 | 0 | 0 | 0 | 0 | 0 | 0 | 0 | 0 | 0 | 0 | 0 | 0 | 0 | 0 | 0 |  | 0 | 0 | 0 | 0 | 0 | 0 | 0 | 0 | 0 | 0 | 0 | 0 | 0 | 0 | 0 | 0 | 0 | 0 | 0 | 0 | 0 | 0 | 0 | 0 | 0 | 0 | 0 | 0 | 0 | 0 | 0 | 0 | 0 | 0 | 0 | 0 |  | 0 | 0 | 0 | 0 | 0 | 0 | 0 | 0 | 0 | 0 | 0 | 0 | 172.835 | 0 | 172.835 | 0 | 0 | 1 | 0 | 0 | 0 | 0 | 0 | 0 | 0 | 0 | 0 | 0 | 0 | 0 | -1 | 0 | -2 | 0 | 0 | 1 |  | 0 | 0 | 0 | 0 | 0 | 0 | 0 | 0 | 0 | 0 | 0 | 0 | 492.835 | 0 | 442.835 | 0 | 0 | 1 | 0 | 0 | 0 | 0 | 0 | 0 | 0 | 0 | 0 | 0 | 0 | 0 | -2 | 0 | -2 | 0 | 0 | 1 |  | 1 | 1 | 1 | 1 | 1 | 1 | 2+ | 2+ | 1 | 1
SDGE | Alpine | 69 | 0 | 0 | 0 | 0 | 0 | 0 | 0 | 0 | 0 | 0 | 0 | 0 | 0 | 0 | 0 | 0 | 0 | 0 | 0 | 0 |  | 0 | 0 | 0 | 0 | 0 | 0 | 0 | 0 | 0 | 0 | 0 | 0 | 0 | 0 | 0 | 0 | 0 | 0 | 0 | 0 | 0 | 0 | 0 | 0 | 0 | 0 | 0 | 0 | 0 | 0 | 0 | 0 | 0 | 0 | 0 | 0 |  | 0 | 0 | 0 | 0 | 0 | 0 | 0 | 0 | 0 | 0 | 0 | 0 | 0 | 0 | 0 | 0 | 0 | 0 | 0 | 0 | 0 | 0 | 0 | 0 | 0 | 0 | 0 | 0 | 0 | 0 | 0 | 0 | 0 | 0 | 0 | 0 |  | 0 | 0 | 0 | 0 | 0 | 0 | 0 | 0 | 0 | 0 | 0 | 0 | 0 | 0 | 0 | 0 | 0 | 0 | 0 | 0 | 0 | 0 | 0 | 0 | 0 | 0 | 0 | 0 | 0 | 0 | 0 | 0 | 0 | 0 | 0 | 0 |  | 0 | 0 | 0 | 0 | 0 | 0 | 0 | 0 | 0 | 0 | 0 | 0 | 0 | 0 | 310.6499 | 0 | 0 | 1 | 0 | 0 | 0 | 0 | 0 | 0 | 0 | 0 | 0 | 0 | 0 | 0 | 0 | 0 | -2 | 0 | 0 | 1 |  | 1 | 1 | 1 | 1 | 1 | 1 | 1 | 1+ | 1 | 1
PG&E GBA | Altamont Midway (Sandhill) | 230 | 0 | 0 | 5 | 0 | 5 | 0 | 0 | 0 | 0 | 0 | 0 | 0 | 0 | 0 | 0 | 0 | 0 | 0 | 0 | 1 |  | 0 | 0 | 0 | 0 | 0 | 5 | 0 | 0 | 0 | 0 | 0 | 0 | 0 | 0 | 0 | 0 | 0 | 1 | 0 | 0 | 0 | 0 | 2 | 0 | 0 | 0 | 0 | 0 | 0 | 0 | 0 | 0 | 0 | 0 | 0 | 1 |  | 0 | 0 | 0 | 0 | 0 | 5 | 0 | 0 | 0 | 0 | 0 | 0 | 0 | 0 | 0 | 0 | 0 | 1 | 0 | 0 | 0 | 0 | 2 | 0 | 0 | 0 | 0 | 0 | 0 | 0 | 0 | 0 | 0 | 0 | 0 | 1 |  | 0 | 0 | 0 | 0 | 0 | 5 | 0 | 0 | 0 | 0 | 0 | 0 | 0 | 0 | 0 | 0 | 0 | 1 | 0 | 0 | 0 | 0 | 2 | 0 | 0 | 0 | 0 | 0 | 0 | 0 | 0 | 0 | 0 | 0 | 0 | 1 |  | 0 | 0 | 0 | 0 | 0 | 5 | 0 | 0 | 0 | 0 | 0 | 0 | 0 | 0 | 0 | 0 | 0 | 1 | 0 | 0 | 0 | 0 | 2 | 0 | 0 | 0 | 0 | 0 | 0 | 0 | 0 | 0 | 0 | 0 | 0 | 1 |  | 1 | 1 | 1 | 1 | 1 | 1 | 1 | 1 | 1 | 0
SCE Northern | Antelope | 66 | 0 | 0 | 0 | 0 | 0 | 0 | 0 | 0 | 0 | 0 | 0 | 0 | 0 | 0 | 0 | 0 | 0 | 0 | 0 | 0 |  | 0 | 0 | 0 | 0 | 0 | 0 | 0 | 0 | 0 | 0 | 0 | 0 | 0 | 0 | 0 | 0 | 0 | 0 | 0 | 0 | 0 | 0 | 0 | 0 | 0 | 0 | 0 | 0 | 0 | 0 | 0 | 0 | 0 | 0 | 0 | 0 |  | 0 | 0 | 0 | 0 | 0 | 0 | 0 | 0 | 0 | 0 | 5.5 | 0 | 0 | 0 | 0 | 0 | 0 | 1 | 0 | 0 | 0 | 0 | 0 | 0 | 0 | 0 | 0 | 0 | -2 | 0 | 0 | 0 | 0 | 0 | 0 | 1 |  | 0 | 0 | 0 | 0 | 0 | 0 | 0 | 0 | 0 | 0 | 5.5 | 0 | 0 | 0 | 0 | 0 | 0 | 1 | 0 | 0 | 0 | 0 | 0 | 0 | 0 | 0 | 0 | 0 | -2 | 0 | 0 | 0 | 0 | 0 | 0 | 1 |  | 0 | 0 | 0 | 0 | 0 | 0 | 0 | 0 | 0 | 0 | 5.5 | 0 | 0 | 0 | 0 | 0 | 0 | 1 | 0 | 0 | 0 | 0 | 0 | 0 | 0 | 0 | 0 | 0 | -2 | 0 | 0 | 0 | 0 | 0 | 0 | 1 |  | 1 | 1 | 1 | 1 | 1 | 4+ | 1 | 1 | 1 | 1
SCE Northern | Antelope | 230 | 0 | 0 | 200 | 0 | 200 | 0 | 0 | 0 | 0 | 0 | 0 | 0 | 0 | 150 | 150 | 0 | 50 | 50 | 0 | 1 |  | 0 | 0 | 0 | 0 | 0 | 0 | 0 | 0 | 0 | 0 | 0 | 0 | 0 | 187.28 | 187.28 | 0 | 0 | 1 | 0 | 0 | 0 | 0 | 2 | 2 | 0 | 0 | 0 | 0 | 0 | 0 | 2 | -2 | -2 | 0 | 0 | 1 |  | 0 | 0 | 0 | 0 | 0 | 0 | 0 | 0 | 0 | 0 | 4.99 | 0 | 18.55 | 187.28 | 187.28 | 0 | 0 | 1 | 0 | 0 | 0 | 0 | 2 | 2 | 0 | 0 | 0 | 0 | -2 | 0 | 2 | -2 | -2 | 0 | 0 | 1 |  | 0 | 0 | 0 | 0 | 0 | 0 | 0 | 0 | 0 | 0 | 4.99 | 0 | 132.382 | 937.28 | 1366.9446 | 0 | 0 | 1 | 0 | 0 | 0 | 0 | 2 | 2 | 0 | 0 | 0 | 0 | -2 | 0 | 1 | -2 | -2 | 0 | 0 | 1 |  | 0 | 0 | 0 | 0 | 0 | 0 | 0 | 0 | 0 | 0 | 25.968 | 0 | 211.682 | 976.58 | 1934.2446 | 0 | 0 | 1 | 0 | 0 | 0 | 0 | 2 | 2 | 0 | 0 | 0 | 0 | -2 | 0 | -1 | -2 | -2 | 0 | 0 | 1 |  | 1 | 1 | 5- | 1 | 1 | 4+ | 3- | 4+ | 1 | 1
SCE Northern | Antelope | 500 | 0 | 0 | 0 | 0 | 0 | 0 | 0 | 0 | 0 | 0 | 0 | 0 | 0 | 0 | 0 | 0 | 0 | 0 | 0 | 0 |  | 0 | 0 | 0 | 0 | 0 | 0 | 0 | 0 | 0 | 0 | 0 | 0 | 0 | 0 | 0 | 0 | 0 | 0 | 0 | 0 | 0 | 0 | 0 | 0 | 0 | 0 | 0 | 0 | 0 | 0 | 0 | 0 | 0 | 0 | 0 | 0 |  | 0 | 0 | 0 | 0 | 0 | 0 | 0 | 0 | 0 | 0 | 0 | 0 | 0 | 0 | 0 | 0 | 0 | 0 | 0 | 0 | 0 | 0 | 0 | 0 | 0 | 0 | 0 | 0 | 0 | 0 | 0 | 0 | 0 | 0 | 0 | 0 |  | 0 | 0 | 0 | 0 | 0 | 0 | 0 | 0 | 0 | 0 | 0 | 0 | 0 | 0 | 0 | 0 | 0 | 0 | 0 | 0 | 0 | 0 | 0 | 0 | 0 | 0 | 0 | 0 | 0 | 0 | 0 | 0 | 0 | 0 | 0 | 0 |  | 0 | 0 | 0 | 0 | 0 | 0 | 0 | 0 | 0 | 0 | 0 | 0 | 0 | 0 | 1000 | 0 | 0 | 1 | 0 | 0 | 0 | 0 | 0 | 0 | 0 | 0 | 0 | 0 | 0 | 0 | 0 | 0 | -2 | 0 | 0 | 1 |  | 1 | 1 | 1 | 1 | 1 | 1 | 1 | 1+ | 1 | 1
PG&E NGBA | Arcata | 60 | 0 | 0 | 0 | 0 | 0 | 0 | 0 | 0 | 0 | 0 | 0 | 0 | 0 | 0 | 0 | 0 | 0 | 0 | 0 | 0 |  | 0 | 0 | 0 | 0 | 0 | 0 | 0 | 0 | 0 | 0 | 0 | 0 | 0 | 0 | 0 | 0 | 0 | 0 | 0 | 0 | 0 | 0 | 0 | 0 | 0 | 0 | 0 | 0 | 0 | 0 | 0 | 0 | 0 | 0 | 0 | 0 |  | 0 | 0 | 0 | 0 | 0 | 0 | 0 | 0 | 0 | 0 | 0 | 0 | 0 | 0 | 0 | 0 | 0 | 0 | 0 | 0 | 0 | 0 | 0 | 0 | 0 | 0 | 0 | 0 | 0 | 0 | 0 | 0 | 0 | 0 | 0 | 0 |  | 0 | 0 | 0 | 0 | 0 | 0 | 0 | 0 | 0 | 0 | 0 | 0 | 0 | 0 | 0 | 0 | 0 | 0 | 0 | 0 | 0 | 0 | 0 | 0 | 0 | 0 | 0 | 0 | 0 | 0 | 0 | 0 | 0 | 0 | 0 | 0 |  | 0 | 0 | 0 | 0 | 0 | 0 | 0 | 0 | 0 | 0 | 0 | 0 | 0 | 0 | 0 | 0 | 0 | 0 | 0 | 0 | 0 | 0 | 0 | 0 | 0 | 0 | 0 | 0 | 0 | 0 | 0 | 0 | 0 | 0 | 0 | 0 |  | 1 | 1 | 1 | 1 | 1 | 1 | 1 | 1 | 1 | 0
PG&E KERN | Arco | 230 | 0 | 0 | 0 | 0 | 0 | 0 | 0 | 0 | 0 | 0 | 0 | 0 | 200 | 674 | 874 | 0 | 165 | 165 | 0 | 1 |  | 0 | 0 | 0 | 0 | 0 | 0 | 0 | 0 | 0 | 0 | 0 | 41.8433 | 671.974 | 292.075 | 606.07 | 0 | 0 | 1 | 0 | 0 | 0 | 0 | 0 | 0 | 0 | 0 | 0 | 0 | 0 | 2 | 1 | -2 | -2 | 0 | 0 | 1 |  | 0 | 0 | 0 | 0 | 0 | 0 | 0 | 0 | 0 | 0 | 0 | 41.8433 | 320.174 | 0.2 | 254.27 | 0 | 0 | 1 | 0 | 0 | 0 | 0 | 0 | 0 | 0 | 0 | 0 | 0 | 0 | 2 | 2 | 2 | -2 | 0 | 0 | 1 |  | 0 | 0 | 0 | 0 | 0 | 0 | 0 | 0 | 0 | 0 | 0 | 41.8433 | 1244.6979 | 388.075 | 1177.8068 | 0 | 0 | 1 | 0 | 0 | 0 | 0 | 0 | 0 | 0 | 0 | 0 | 0 | 0 | 2 | -1 | -2 | -2 | 0 | 0 | 1 |  | 0 | 0 | 0 | 0 | 0 | 0 | 0 | 0 | 0 | 0 | 0 | 41.8433 | 1994.6979 | 388.075 | 1927.8068 | 0 | 0 | 1 | 0 | 0 | 0 | 0 | 0 | 0 | 0 | 0 | 0 | 0 | 0 | 2 | -2 | -2 | -2 | 0 | 0 | 1 |  | 1 | 1 | 1 | 1 | 1 | 1 | 2- | 4+ | 1 | 1
PG&E KERN | Arco | 70 | 0 | 0 | 0 | 0 | 0 | 0 | 0 | 0 | 0 | 0 | 0 | 0 | 0 | 0 | 0 | 0 | 0 | 0 | 0 | 0 |  | 0 | 0 | 0 | 0 | 0 | 0 | 0 | 0 | 0 | 0 | 0 | 0 | 1.3 | 0 | 0 | 0 | 0 | 1 | 0 | 0 | 0 | 0 | 0 | 0 | 0 | 0 | 0 | 0 | 0 | 0 | -2 | 0 | 0 | 0 | 0 | 1 |  | 0 | 0 | 0 | 0 | 0 | 0 | 0 | 0 | 0 | 0 | 3 | 0 | 1.3 | 0 | 0 | 0 | 0 | 1 | 0 | 0 | 0 | 0 | 0 | 0 | 0 | 0 | 0 | 0 | -2 | 0 | 0 | 0 | 0 | 0 | 0 | 1 |  | 0 | 0 | 0 | 0 | 0 | 0 | 0 | 0 | 0 | 0 | 3 | 0 | 1.3 | 0 | 30.8 | 0 | 0 | 1 | 0 | 0 | 0 | 0 | 0 | 0 | 0 | 0 | 0 | 0 | -2 | 0 | -2 | 0 | -2 | 0 | 0 | 1 |  | 0 | 0 | 0 | 0 | 0 | 0 | 0 | 0 | 0 | 0 | 7.95 | 0 | 1.3 | 0 | 30.8 | 0 | 0 | 1 | 0 | 0 | 0 | 0 | 0 | 0 | 0 | 0 | 0 | 0 | -2 | 0 | 0 | 0 | -2 | 0 | 0 | 1 |  | 1 | 1 | 1 | 1 | 1 | 4+ | 2+ | 2+ | 1 | 1
SCE Metro | ArcoGen | 230 | 0 | 0 | 0 | 0 | 0 | 0 | 0 | 0 | 0 | 0 | 0 | 0 | 0 | 0 | 0 | 0 | 0 | 0 | 0 | 0 |  | 0 | 0 | 0 | 0 | 0 | 0 | 0 | 0 | 0 | 0 | 0 | 0 | 0 | 0 | 0 | 0 | 0 | 0 | 0 | 0 | 0 | 0 | 0 | 0 | 0 | 0 | 0 | 0 | 0 | 0 | 0 | 0 | 0 | 0 | 0 | 0 |  | 0 | 0 | 0 | 0 | 0 | 0 | 0 | 0 | 0 | 0 | 0 | 0 | 0 | 0 | 0 | 0 | 0 | 0 | 0 | 0 | 0 | 0 | 0 | 0 | 0 | 0 | 0 | 0 | 0 | 0 | 0 | 0 | 0 | 0 | 0 | 0 |  | 0 | 0 | 0 | 0 | 0 | 0 | 0 | 0 | 0 | 0 | 0 | 0 | 0 | 0 | 0 | 0 | 0 | 0 | 0 | 0 | 0 | 0 | 0 | 0 | 0 | 0 | 0 | 0 | 0 | 0 | 0 | 0 | 0 | 0 | 0 | 0 |  | 0 | 0 | 0 | 0 | 0 | 0 | 0 | 0 | 0 | 0 | 0 | 0 | 0 | 0 | 0 | 0 | 0 | 0 | 0 | 0 | 0 | 0 | 0 | 0 | 0 | 0 | 0 | 0 | 0 | 0 | 0 | 0 | 0 | 0 | 0 | 0 |  | 1 | 1 | 1 | 1 | 1 | 1 | 1 | 1 | 1 | 0
SDGE | Artesian | 230 | 0 | 0 | 0 | 0 | 0 | 0 | 0 | 0 | 0 | 0 | 0 | 0 | 0 | 0 | 0 | 0 | 0 | 0 | 0 | 0 |  | 0 | 0 | 0 | 0 | 0 | 0 | 0 | 0 | 0 | 0 | 0 | 0 | 0 | 0 | 0 | 0 | 0 | 0 | 0 | 0 | 0 | 0 | 0 | 0 | 0 | 0 | 0 | 0 | 0 | 0 | 0 | 0 | 0 | 0 | 0 | 0 |  | 0 | 0 | 0 | 0 | 0 | 0 | 0 | 0 | 0 | 0 | 0 | 0 | 0 | 0 | 0 | 0 | 0 | 0 | 0 | 0 | 0 | 0 | 0 | 0 | 0 | 0 | 0 | 0 | 0 | 0 | 0 | 0 | 0 | 0 | 0 | 0 |  | 0 | 0 | 0 | 0 | 0 | 0 | 0 | 0 | 0 | 0 | 0 | 0 | 0 | 0 | 0 | 0 | 0 | 0 | 0 | 0 | 0 | 0 | 0 | 0 | 0 | 0 | 0 | 0 | 0 | 0 | 0 | 0 | 0 | 0 | 0 | 0 |  | 0 | 0 | 0 | 0 | 0 | 0 | 0 | 0 | 0 | 0 | 0 | 0 | 0 | 0 | 0 | 0 | 0 | 0 | 0 | 0 | 0 | 0 | 0 | 0 | 0 | 0 | 0 | 0 | 0 | 0 | 0 | 0 | 0 | 0 | 0 | 0 |  | 1 | 1 | 1 | 1 | 1 | 1 | 1 | 1 | 1 | 0
SDGE | Artesian | 69 | 0 | 0 | 0 | 0 | 0 | 0 | 0 | 0 | 0 | 0 | 0 | 0 | 0 | 0 | 0 | 0 | 0 | 0 | 0 | 0 |  | 0 | 0 | 0 | 0 | 0 | 0 | 0 | 0 | 0 | 0 | 0 | 0 | 0 | 0 | 0 | 0 | 0 | 0 | 0 | 0 | 0 | 0 | 0 | 0 | 0 | 0 | 0 | 0 | 0 | 0 | 0 | 0 | 0 | 0 | 0 | 0 |  | 0 | 0 | 0 | 0 | 0 | 0 | 0 | 0 | 0 | 0 | 0 | 0 | 0 | 0 | 0 | 0 | 0 | 0 | 0 | 0 | 0 | 0 | 0 | 0 | 0 | 0 | 0 | 0 | 0 | 0 | 0 | 0 | 0 | 0 | 0 | 0 |  | 0 | 0 | 0 | 0 | 0 | 0 | 0 | 0 | 0 | 0 | 0 | 0 | 0 | 0 | 0 | 0 | 0 | 0 | 0 | 0 | 0 | 0 | 0 | 0 | 0 | 0 | 0 | 0 | 0 | 0 | 0 | 0 | 0 | 0 | 0 | 0 |  | 0 | 0 | 0 | 0 | 0 | 0 | 0 | 0 | 0 | 0 | 0 | 0 | 0 | 0 | 0 | 0 | 0 | 0 | 0 | 0 | 0 | 0 | 0 | 0 | 0 | 0 | 0 | 0 | 0 | 0 | 0 | 0 | 0 | 0 | 0 | 0 |  | 1 | 1 | 1 | 1 | 1 | 1 | 1 | 1 | 1 | 0
PG&E FRESNO | Ashlan | 230 | 0 | 0 | 0 | 0 | 0 | 0 | 0 | 0 | 0 | 0 | 0 | 0 | 0 | 0 | 0 | 0 | 0 | 0 | 0 | 0 |  | 0 | 0 | 0 | 0 | 0 | 0 | 0 | 0 | 0 | 0 | 0 | 0 | 0 | 0 | 0 | 0 | 0 | 0 | 0 | 0 | 0 | 0 | 0 | 0 | 0 | 0 | 0 | 0 | 0 | 0 | 0 | 0 | 0 | 0 | 0 | 0 |  | 0 | 0 | 0 | 0 | 0 | 0 | 0 | 0 | 0 | 0 | 0 | 0 | 0 | 0 | 0 | 0 | 0 | 0 | 0 | 0 | 0 | 0 | 0 | 0 | 0 | 0 | 0 | 0 | 0 | 0 | 0 | 0 | 0 | 0 | 0 | 0 |  | 0 | 0 | 0 | 0 | 0 | 0 | 0 | 0 | 0 | 0 | 0 | 0 | 0 | 0 | 0 | 0 | 0 | 0 | 0 | 0 | 0 | 0 | 0 | 0 | 0 | 0 | 0 | 0 | 0 | 0 | 0 | 0 | 0 | 0 | 0 | 0 |  | 0 | 0 | 0 | 0 | 0 | 0 | 0 | 0 | 0 | 0 | 0 | 0 | 0 | 0 | 0 | 0 | 0 | 0 | 0 | 0 | 0 | 0 | 0 | 0 | 0 | 0 | 0 | 0 | 0 | 0 | 0 | 0 | 0 | 0 | 0 | 0 |  | 1 | 1 | 1 | 1 | 1 | 1 | 1 | 1 | 1 | 0
PG&E NGBA | Atlantic | 115 | 0 | 0 | 0 | 0 | 0 | 0 | 0 | 0 | 0 | 0 | 0 | 0 | 0 | 0 | 0 | 0 | 0 | 0 | 0 | 0 |  | 0 | 0 | 0 | 0 | 0 | 0 | 0 | 0 | 0 | 0 | 0 | 0 | 0 | 0 | 0 | 0 | 0 | 0 | 0 | 0 | 0 | 0 | 0 | 0 | 0 | 0 | 0 | 0 | 0 | 0 | 0 | 0 | 0 | 0 | 0 | 0 |  | 0 | 0 | 0 | 0 | 0 | 0 | 0 | 0 | 0 | 0 | 0 | 0 | 0 | 0 | 0 | 0 | 0 | 0 | 0 | 0 | 0 | 0 | 0 | 0 | 0 | 0 | 0 | 0 | 0 | 0 | 0 | 0 | 0 | 0 | 0 | 0 |  | 0 | 0 | 0 | 0 | 0 | 0 | 0 | 0 | 0 | 0 | 0 | 0 | 0 | 0 | 0 | 0 | 0 | 0 | 0 | 0 | 0 | 0 | 0 | 0 | 0 | 0 | 0 | 0 | 0 | 0 | 0 | 0 | 0 | 0 | 0 | 0 |  | 0 | 0 | 0 | 0 | 0 | 0 | 0 | 0 | 0 | 0 | 0 | 0 | 0 | 0 | 0 | 0 | 0 | 0 | 0 | 0 | 0 | 0 | 0 | 0 | 0 | 0 | 0 | 0 | 0 | 0 | 0 | 0 | 0 | 0 | 0 | 0 |  | 1 | 1 | 1 | 1 | 1 | 1 | 1 | 1 | 1 | 0
PG&E NGBA | Atlantic | 230 | 0 | 0 | 0 | 0 | 0 | 0 | 0 | 0 | 0 | 0 | 0 | 0 | 0 | 0 | 0 | 0 | 0 | 0 | 0 | 0 |  | 0 | 0 | 0 | 0 | 0 | 0 | 0 | 0 | 0 | 0 | 0 | 0 | 0 | 0 | 0 | 0 | 0 | 0 | 0 | 0 | 0 | 0 | 0 | 0 | 0 | 0 | 0 | 0 | 0 | 0 | 0 | 0 | 0 | 0 | 0 | 0 |  | 0 | 0 | 0 | 0 | 0 | 0 | 0 | 0 | 0 | 0 | 0 | 0 | 0 | 0 | 0 | 0 | 0 | 0 | 0 | 0 | 0 | 0 | 0 | 0 | 0 | 0 | 0 | 0 | 0 | 0 | 0 | 0 | 0 | 0 | 0 | 0 |  | 0 | 0 | 0 | 0 | 0 | 0 | 0 | 0 | 0 | 0 | 0 | 0 | 0 | 0 | 0 | 0 | 0 | 0 | 0 | 0 | 0 | 0 | 0 | 0 | 0 | 0 | 0 | 0 | 0 | 0 | 0 | 0 | 0 | 0 | 0 | 0 |  | 0 | 0 | 0 | 0 | 0 | 0 | 0 | 0 | 0 | 0 | 0 | 0 | 0 | 0 | 0 | 0 | 0 | 0 | 0 | 0 | 0 | 0 | 0 | 0 | 0 | 0 | 0 | 0 | 0 | 0 | 0 | 0 | 0 | 0 | 0 | 0 |  | 1 | 1 | 1 | 1 | 1 | 1 | 1 | 1 | 1 | 0
PG&E NGBA | Atlantic | 60 | 0 | 0 | 0 | 0 | 0 | 0 | 0 | 0 | 0 | 0 | 0 | 0 | 0 | 0 | 0 | 0 | 0 | 0 | 0 | 0 |  | 0 | 0 | 0 | 0 | 0 | 0 | 0 | 0 | 0 | 0 | 0 | 0 | 0 | 0 | 0 | 0 | 0 | 0 | 0 | 0 | 0 | 0 | 0 | 0 | 0 | 0 | 0 | 0 | 0 | 0 | 0 | 0 | 0 | 0 | 0 | 0 |  | 0 | 0 | 0 | 0 | 0 | 0 | 0 | 0 | 0 | 0 | 0 | 0 | 0 | 0 | 0 | 0 | 0 | 0 | 0 | 0 | 0 | 0 | 0 | 0 | 0 | 0 | 0 | 0 | 0 | 0 | 0 | 0 | 0 | 0 | 0 | 0 |  | 0 | 0 | 0 | 0 | 0 | 0 | 0 | 0 | 0 | 0 | 0 | 0 | 0 | 0 | 0 | 0 | 0 | 0 | 0 | 0 | 0 | 0 | 0 | 0 | 0 | 0 | 0 | 0 | 0 | 0 | 0 | 0 | 0 | 0 | 0 | 0 |  | 0 | 0 | 0 | 0 | 0 | 0 | 0 | 0 | 0 | 0 | 0 | 0 | 0 | 0 | 0 | 0 | 0 | 0 | 0 | 0 | 0 | 0 | 0 | 0 | 0 | 0 | 0 | 0 | 0 | 0 | 0 | 0 | 0 | 0 | 0 | 0 |  | 1 | 1 | 1 | 1 | 1 | 1 | 1 | 1 | 1 | 0
PG&E FRESNO | Atwater | 115 | 0 | 0 | 0 | 0 | 0 | 0 | 0 | 0 | 0 | 0 | 0 | 0 | 0 | 0 | 0 | 0 | 0 | 0 | 0 | 0 |  | 0 | 0 | 0 | 0 | 0 | 0 | 0 | 0 | 0 | 0 | 0 | 0 | 0 | 0 | 0 | 0 | 0 | 0 | 0 | 0 | 0 | 0 | 0 | 0 | 0 | 0 | 0 | 0 | 0 | 0 | 0 | 0 | 0 | 0 | 0 | 0 |  | 0 | 0 | 0 | 0 | 0 | 0 | 0 | 0 | 0 | 0 | 8.1643 | 0 | 0 | 0 | 8.1643 | 0 | 0 | 1 | 0 | 0 | 0 | 0 | 0 | 0 | 0 | 0 | 0 | 0 | -2 | 0 | 0 | 0 | -2 | 0 | 0 | 1 |  | 0 | 0 | 0 | 0 | 0 | 0 | 0 | 0 | 0 | 0 | 8.1643 | 0 | 0 | 0 | 8.1643 | 0 | 0 | 1 | 0 | 0 | 0 | 0 | 0 | 0 | 0 | 0 | 0 | 0 | -2 | 0 | 0 | 0 | -2 | 0 | 0 | 1 |  | 0 | 0 | 0 | 0 | 0 | 0 | 0 | 0 | 0 | 0 | 8.1643 | 0 | 15.9767 | 0 | 133.1643 | 0 | 0 | 1 | 0 | 0 | 0 | 0 | 0 | 0 | 0 | 0 | 0 | 0 | -2 | 0 | -2 | 0 | -2 | 0 | 0 | 1 |  | 1 | 1 | 1 | 1 | 1 | 4+ | 1+ | 4+ | 1 | 1
PG&E GBA | Avena | 115 | 0 | 0 | 0 | 0 | 0 | 0 | 0 | 0 | 0 | 0 | 0 | 0 | 0 | 0 | 0 | 0 | 0 | 0 | 0 | 0 |  | 0 | 0 | 0 | 0 | 0 | 0 | 0 | 0 | 0 | 0 | 0 | 0 | 0 | 0 | 0 | 0 | 0 | 0 | 0 | 0 | 0 | 0 | 0 | 0 | 0 | 0 | 0 | 0 | 0 | 0 | 0 | 0 | 0 | 0 | 0 | 0 |  | 0 | 0 | 0 | 0 | 0 | 0 | 0 | 0 | 0 | 0 | 0 | 0 | 0 | 0 | 0 | 0 | 0 | 0 | 0 | 0 | 0 | 0 | 0 | 0 | 0 | 0 | 0 | 0 | 0 | 0 | 0 | 0 | 0 | 0 | 0 | 0 |  | 0 | 0 | 0 | 0 | 0 | 0 | 0 | 0 | 0 | 0 | 0 | 0 | 0 | 0 | 0 | 0 | 0 | 0 | 0 | 0 | 0 | 0 | 0 | 0 | 0 | 0 | 0 | 0 | 0 | 0 | 0 | 0 | 0 | 0 | 0 | 0 |  | 0 | 0 | 0 | 0 | 0 | 0 | 0 | 0 | 0 | 0 | 5 | 0 | 0 | 0 | 0 | 0 | 0 | 1 | 0 | 0 | 0 | 0 | 0 | 0 | 0 | 0 | 0 | 0 | -2 | 0 | 0 | 0 | 0 | 0 | 0 | 1 |  | 1 | 1 | 1 | 1 | 1 | 1+ | 1 | 1 | 1 | 1
SDGE | Avocado | 69 | 0 | 0 | 0 | 0 | 0 | 0 | 0 | 0 | 0 | 0 | 0 | 0 | 0 | 0 | 0 | 0 | 0 | 0 | 0 | 0 |  | 0 | 0 | 0 | 0 | 0 | 0 | 0 | 0 | 0 | 0 | 0 | 0 | 0 | 0 | 0 | 0 | 0 | 0 | 0 | 0 | 0 | 0 | 0 | 0 | 0 | 0 | 0 | 0 | 0 | 0 | 0 | 0 | 0 | 0 | 0 | 0 |  | 0 | 0 | 0 | 0 | 0 | 0 | 0 | 0 | 0 | 0 | 0 | 0 | 0 | 0 | 0 | 0 | 0 | 0 | 0 | 0 | 0 | 0 | 0 | 0 | 0 | 0 | 0 | 0 | 0 | 0 | 0 | 0 | 0 | 0 | 0 | 0 |  | 0 | 0 | 0 | 0 | 0 | 0 | 0 | 0 | 0 | 0 | 0 | 0 | 0 | 0 | 0 | 0 | 0 | 0 | 0 | 0 | 0 | 0 | 0 | 0 | 0 | 0 | 0 | 0 | 0 | 0 | 0 | 0 | 0 | 0 | 0 | 0 |  | 0 | 0 | 0 | 0 | 0 | 0 | 0 | 0 | 0 | 0 | 0 | 0 | 0 | 0 | 57 | 0 | 0 | 1 | 0 | 0 | 0 | 0 | 0 | 0 | 0 | 0 | 0 | 0 | 0 | 0 | 0 | 0 | -2 | 0 | 0 | 1 |  | 1 | 1 | 1 | 1 | 1 | 1 | 1 | 1+ | 1 | 1
PG&E NGBA | Bahia | 230 | 0 | 0 | 0 | 0 | 0 | 0 | 0 | 0 | 0 | 0 | 0 | 0 | 0 | 0 | 0 | 0 | 0 | 0 | 0 | 0 |  | 0 | 0 | 0 | 0 | 0 | 0 | 0 | 0 | 0 | 0 | 0 | 0 | 0 | 0 | 0 | 0 | 0 | 0 | 0 | 0 | 0 | 0 | 0 | 0 | 0 | 0 | 0 | 0 | 0 | 0 | 0 | 0 | 0 | 0 | 0 | 0 |  | 0 | 0 | 0 | 0 | 0 | 0 | 0 | 0 | 0 | 0 | 1.28 | 0 | 0 | 0 | 0 | 0 | 0 | 1 | 0 | 0 | 0 | 0 | 0 | 0 | 0 | 0 | 0 | 0 | -2 | 0 | 0 | 0 | 0 | 0 | 0 | 1 |  | 0 | 0 | 0 | 0 | 0 | 0 | 0 | 0 | 0 | 0 | 1.28 | 0 | 0 | 0 | 0 | 0 | 0 | 1 | 0 | 0 | 0 | 0 | 0 | 0 | 0 | 0 | 0 | 0 | -2 | 0 | 0 | 0 | 0 | 0 | 0 | 1 |  | 0 | 0 | 0 | 0 | 0 | 0 | 0 | 0 | 0 | 0 | 1.28 | 0 | 0 | 0 | 0 | 0 | 0 | 1 | 0 | 0 | 0 | 0 | 0 | 0 | 0 | 0 | 0 | 0 | -2 | 0 | 0 | 0 | 0 | 0 | 0 | 1 |  | 1 | 1 | 1 | 1 | 1 | 4+ | 1 | 1 | 1 | 1
SCE Northern | Bailey | 230 | 0 | 0 | 0 | 0 | 0 | 0 | 0 | 0 | 0 | 0 | 0 | 0 | 0 | 0 | 0 | 0 | 0 | 0 | 0 | 0 |  | 0 | 0 | 0 | 0 | 0 | 0 | 0 | 0 | 0 | 0 | 0 | 0 | 0 | 0 | 0 | 0 | 0 | 0 | 0 | 0 | 0 | 0 | 0 | 0 | 0 | 0 | 0 | 0 | 0 | 0 | 0 | 0 | 0 | 0 | 0 | 0 |  | 0 | 0 | 0 | 0 | 0 | 0 | 0 | 0 | 0 | 0 | 0 | 0 | 0 | 0 | 0 | 0 | 0 | 0 | 0 | 0 | 0 | 0 | 0 | 0 | 0 | 0 | 0 | 0 | 0 | 0 | 0 | 0 | 0 | 0 | 0 | 0 |  | 0 | 0 | 0 | 0 | 0 | 0 | 0 | 0 | 0 | 0 | 0 | 0 | 0 | 0 | 0 | 0 | 0 | 0 | 0 | 0 | 0 | 0 | 0 | 0 | 0 | 0 | 0 | 0 | 0 | 0 | 0 | 0 | 0 | 0 | 0 | 0 |  | 0 | 0 | 0 | 0 | 0 | 0 | 0 | 0 | 0 | 0 | 0 | 0 | 0 | 0 | 300 | 0 | 0 | 1 | 0 | 0 | 0 | 0 | 0 | 0 | 0 | 0 | 0 | 0 | 0 | 0 | 0 | 0 | -2 | 0 | 0 | 1 |  | 1 | 1 | 1 | 1 | 1 | 1 | 1 | 1+ | 1 | 1
SCE NOL | Baker | 115 | 0 | 0 | 0 | 0 | 0 | 0 | 0 | 0 | 0 | 0 | 0 | 0 | 0 | 0 | 0 | 0 | 0 | 0 | 0 | 0 |  | 0 | 0 | 0 | 0 | 0 | 0 | 0 | 0 | 0 | 0 | 0 | 0 | 0 | 0 | 0 | 0 | 0 | 0 | 0 | 0 | 0 | 0 | 0 | 0 | 0 | 0 | 0 | 0 | 0 | 0 | 0 | 0 | 0 | 0 | 0 | 0 |  | 0 | 0 | 0 | 0 | 0 | 0 | 0 | 0 | 0 | 0 | 0 | 0 | 0 | 0 | 0 | 0 | 0 | 0 | 0 | 0 | 0 | 0 | 0 | 0 | 0 | 0 | 0 | 0 | 0 | 0 | 0 | 0 | 0 | 0 | 0 | 0 |  | 0 | 0 | 0 | 0 | 0 | 0 | 0 | 0 | 0 | 0 | 0 | 0 | 0 | 0 | 0 | 0 | 0 | 0 | 0 | 0 | 0 | 0 | 0 | 0 | 0 | 0 | 0 | 0 | 0 | 0 | 0 | 0 | 0 | 0 | 0 | 0 |  | 0 | 0 | 0 | 0 | 0 | 0 | 0 | 0 | 0 | 0 | 0 | 0 | 0 | 0 | 0 | 0 | 0 | 0 | 0 | 0 | 0 | 0 | 0 | 0 | 0 | 0 | 0 | 0 | 0 | 0 | 0 | 0 | 0 | 0 | 0 | 0 |  | 1 | 1 | 1 | 1 | 1 | 1 | 1 | 1 | 1 | 0
PG&E KERN | Bakersfield | 230 | 0 | 0 | 0 | 0 | 0 | 0 | 0 | 0 | 0 | 0 | 0 | 0 | 0 | 0 | 0 | 0 | 0 | 0 | 0 | 0 |  | 0 | 0 | 0 | 0 | 0 | 0 | 0 | 0 | 0 | 0 | 0 | 0 | 0 | 0 | 0 | 0 | 0 | 0 | 0 | 0 | 0 | 0 | 0 | 0 | 0 | 0 | 0 | 0 | 0 | 0 | 0 | 0 | 0 | 0 | 0 | 0 |  | 0 | 0 | 0 | 0 | 0 | 0 | 0 | 0 | 0 | 0 | 0 | 0 | 0 | 0 | 0.985 | 0 | 0 | 1 | 0 | 0 | 0 | 0 | 0 | 0 | 0 | 0 | 0 | 0 | 0 | 0 | 0 | 0 | 0 | 0 | 0 | 0 |  | 0 | 0 | 0 | 0 | 0 | 0 | 0 | 0 | 0 | 0 | 0 | 0 | 0 | 0 | 0.985 | 0 | 0 | 1 | 0 | 0 | 0 | 0 | 0 | 0 | 0 | 0 | 0 | 0 | 0 | 0 | 0 | 0 | 0 | 0 | 0 | 0 |  | 0 | 0 | 0 | 0 | 0 | 0 | 0 | 0 | 0 | 0 | 0 | 0 | 0 | 0 | 0.985 | 0 | 0 | 1 | 0 | 0 | 0 | 0 | 0 | 0 | 0 | 0 | 0 | 0 | 0 | 0 | 0 | 0 | 0 | 0 | 0 | 0 |  | 1 | 1 | 1 | 1 | 1 | 1 | 1 | 1 | 1 | 0
PG&E FRESNO | Balch | 230 | 0 | 0 | 0 | 0 | 0 | 0 | 0 | 0 | 0 | 0 | 0 | 0 | 0 | 0 | 0 | 0 | 0 | 0 | 0 | 0 |  | 0 | 0 | 0 | 0 | 0 | 0 | 0 | 0 | 0 | 0 | 0 | 0 | 0 | 0 | 0 | 0 | 0 | 0 | 0 | 0 | 0 | 0 | 0 | 0 | 0 | 0 | 0 | 0 | 0 | 0 | 0 | 0 | 0 | 0 | 0 | 0 |  | 0 | 0 | 0 | 0 | 0 | 0 | 0 | 0 | 0 | 0 | 0 | 0 | 0 | 0 | 0 | 0 | 0 | 0 | 0 | 0 | 0 | 0 | 0 | 0 | 0 | 0 | 0 | 0 | 0 | 0 | 0 | 0 | 0 | 0 | 0 | 0 |  | 0 | 0 | 0 | 0 | 0 | 0 | 0 | 0 | 0 | 0 | 0 | 0 | 0 | 0 | 0 | 0 | 0 | 0 | 0 | 0 | 0 | 0 | 0 | 0 | 0 | 0 | 0 | 0 | 0 | 0 | 0 | 0 | 0 | 0 | 0 | 0 |  | 0 | 0 | 0 | 0 | 0 | 0 | 0 | 0 | 0 | 0 | 0 | 0 | 0 | 0 | 0 | 0 | 0 | 0 | 0 | 0 | 0 | 0 | 0 | 0 | 0 | 0 | 0 | 0 | 0 | 0 | 0 | 0 | 0 | 0 | 0 | 0 |  | 1 | 1 | 1 | 1 | 1 | 1 | 1 | 1 | 1 | 0
SCE Eastern | Bannister | 230 | 0 | 0 | 0 | 0 | 0 | 0 | 0 | 0 | 0 | 0 | 0 | 0 | 0 | 0 | 0 | 0 | 0 | 0 | 0 | 0 |  | 0 | 0 | 0 | 0 | 0 | 0 | 0 | 0 | 0 | 0 | 0 | 0 | 0 | 0 | 0 | 0 | 0 | 0 | 0 | 0 | 0 | 0 | 0 | 0 | 0 | 0 | 0 | 0 | 0 | 0 | 0 | 0 | 0 | 0 | 0 | 0 |  | 0 | 0 | 0 | 0 | 0 | 0 | 0 | 0 | 0 | 0 | 0 | 0 | 0 | 0 | 0 | 0 | 0 | 0 | 0 | 0 | 0 | 0 | 0 | 0 | 0 | 0 | 0 | 0 | 0 | 0 | 0 | 0 | 0 | 0 | 0 | 0 |  | 0 | 0 | 0 | 0 | 0 | 0 | 0 | 0 | 0 | 0 | 0 | 0 | 0 | 0 | 0 | 0 | 0 | 0 | 0 | 0 | 0 | 0 | 0 | 0 | 0 | 0 | 0 | 0 | 0 | 0 | 0 | 0 | 0 | 0 | 0 | 0 |  | 0 | 0 | 0 | 0 | 0 | 0 | 0 | 0 | 0 | 0 | 0 | 0 | 0 | 0 | 0 | 0 | 0 | 0 | 0 | 0 | 0 | 0 | 0 | 0 | 0 | 0 | 0 | 0 | 0 | 0 | 0 | 0 | 0 | 0 | 0 | 0 |  | 1 | 1 | 1 | 1 | 1 | 1 | 1 | 1 | 1 | 0
SCE Metro | Barre | 230 | 0 | 0 | 0 | 0 | 0 | 0 | 0 | 0 | 0 | 0 | 0 | 0 | 0 | 0 | 0 | 0 | 0 | 0 | 0 | 0 |  | 0 | 0 | 0 | 0 | 0 | 0 | 0 | 0 | 0 | 0 | 0 | 0 | 0 | 0 | 0 | 0 | 0 | 0 | 0 | 0 | 0 | 0 | 0 | 0 | 0 | 0 | 0 | 0 | 0 | 0 | 0 | 0 | 0 | 0 | 0 | 0 |  | 0 | 0 | 0 | 0 | 0 | 0 | 0 | 0 | 0 | 0 | 0 | 0 | 0 | 0 | 20 | 0 | 0 | 1 | 0 | 0 | 0 | 0 | 0 | 0 | 0 | 0 | 0 | 0 | 0 | 0 | 0 | 0 | -2 | 0 | 0 | 1 |  | 0 | 0 | 0 | 0 | 0 | 0 | 0 | 0 | 0 | 0 | 0 | 0 | 0 | 0 | 20 | 0 | 0 | 1 | 0 | 0 | 0 | 0 | 0 | 0 | 0 | 0 | 0 | 0 | 0 | 0 | 0 | 0 | -2 | 0 | 0 | 1 |  | 0 | 0 | 0 | 0 | 0 | 0 | 0 | 0 | 0 | 0 | 0 | 0 | 0 | 110 | 320 | 0 | 0 | 1 | 0 | 0 | 0 | 0 | 0 | 0 | 0 | 0 | 0 | 0 | 0 | 0 | 0 | -2 | -2 | 0 | 0 | 1 |  | 1 | 1 | 1 | 1 | 1 | 1 | 1 | 4+ | 1 | 1
SDGE | Bay Boulevard | 69 | 0 | 0 | 0 | 0 | 0 | 0 | 0 | 0 | 0 | 0 | 0 | 0 | 0 | 0 | 0 | 0 | 0 | 0 | 0 | 0 |  | 0 | 0 | 0 | 0 | 0 | 0 | 0 | 0 | 0 | 0 | 0 | 0 | 0 | 0 | 0 | 0 | 0 | 0 | 0 | 0 | 0 | 0 | 0 | 0 | 0 | 0 | 0 | 0 | 0 | 0 | 0 | 0 | 0 | 0 | 0 | 0 |  | 0 | 0 | 0 | 0 | 0 | 0 | 0 | 0 | 0 | 0 | 0 | 0 | 0 | 0 | 0 | 0 | 0 | 0 | 0 | 0 | 0 | 0 | 0 | 0 | 0 | 0 | 0 | 0 | 0 | 0 | 0 | 0 | 0 | 0 | 0 | 0 |  | 0 | 0 | 0 | 0 | 0 | 0 | 0 | 0 | 0 | 0 | 0 | 0 | 0 | 0 | 0 | 0 | 0 | 0 | 0 | 0 | 0 | 0 | 0 | 0 | 0 | 0 | 0 | 0 | 0 | 0 | 0 | 0 | 0 | 0 | 0 | 0 |  | 0 | 0 | 0 | 0 | 0 | 0 | 0 | 0 | 0 | 0 | 0 | 0 | 0 | 0 | 0 | 0 | 0 | 0 | 0 | 0 | 0 | 0 | 0 | 0 | 0 | 0 | 0 | 0 | 0 | 0 | 0 | 0 | 0 | 0 | 0 | 0 |  | 1 | 1 | 1 | 1 | 1 | 1 | 1 | 1 | 1 | 0
SDGE | Bay Boulevard | 230 | 0 | 0 | 0 | 0 | 0 | 0 | 0 | 0 | 0 | 0 | 0 | 0 | 0 | 0 | 0 | 0 | 0 | 0 | 0 | 0 |  | 0 | 0 | 0 | 0 | 0 | 0 | 0 | 0 | 0 | 0 | 0 | 0 | 0 | 0 | 0 | 0 | 0 | 0 | 0 | 0 | 0 | 0 | 0 | 0 | 0 | 0 | 0 | 0 | 0 | 0 | 0 | 0 | 0 | 0 | 0 | 0 |  | 0 | 0 | 0 | 0 | 0 | 0 | 0 | 0 | 0 | 0 | 0 | 0 | 0 | 0 | 0 | 0 | 0 | 0 | 0 | 0 | 0 | 0 | 0 | 0 | 0 | 0 | 0 | 0 | 0 | 0 | 0 | 0 | 0 | 0 | 0 | 0 |  | 0 | 0 | 0 | 0 | 0 | 0 | 0 | 0 | 0 | 0 | 0 | 0 | 0 | 0 | 0 | 0 | 0 | 0 | 0 | 0 | 0 | 0 | 0 | 0 | 0 | 0 | 0 | 0 | 0 | 0 | 0 | 0 | 0 | 0 | 0 | 0 |  | 0 | 0 | 0 | 0 | 0 | 0 | 0 | 0 | 0 | 0 | 0 | 0 | 0 | 0 | 300 | 0 | 0 | 1 | 0 | 0 | 0 | 0 | 0 | 0 | 0 | 0 | 0 | 0 | 0 | 0 | 0 | 0 | -2 | 0 | 0 | 1 |  | 1 | 1 | 1 | 1 | 1 | 1 | 1 | 1+ | 1 | 1
EOP | Beatty | 138 | 0 | 0 | 0 | 0 | 0 | 0 | 0 | 0 | 0 | 0 | 0 | 0 | 0 | 0 | 0 | 0 | 0 | 0 | 0 | 0 |  | 0 | 0 | 0 | 0 | 0 | 0 | 0 | 0 | 0 | 0 | 0 | 0 | 0 | 0 | 0 | 0 | 0 | 0 | 0 | 0 | 0 | 0 | 0 | 0 | 0 | 0 | 0 | 0 | 0 | 0 | 0 | 0 | 0 | 0 | 0 | 0 |  | 0 | 0 | 0 | 0 | 0 | 0 | 0 | 0 | 0 | 0 | 0 | 0 | 0 | 0 | 0 | 0 | 0 | 0 | 0 | 0 | 0 | 0 | 0 | 0 | 0 | 0 | 0 | 0 | 0 | 0 | 0 | 0 | 0 | 0 | 0 | 0 |  | 0 | 0 | 0 | 0 | 0 | 0 | 0 | 0 | 0 | 0 | 0 | 0 | 0 | 0 | 0 | 0 | 0 | 0 | 0 | 0 | 0 | 0 | 0 | 0 | 0 | 0 | 0 | 0 | 0 | 0 | 0 | 0 | 0 | 0 | 0 | 0 |  | 0 | 0 | 0 | 0 | 0 | 0 | 0 | 0 | 0 | 0 | 0 | 0 | 0 | 0 | 0 | 0 | 0 | 0 | 0 | 0 | 0 | 0 | 0 | 0 | 0 | 0 | 0 | 0 | 0 | 0 | 0 | 0 | 0 | 0 | 0 | 0 |  | 1 | 1 | 1 | 1 | 1 | 1 | 1 | 1 | 1 | 0
EOP | Beatty | 230 | 450 | 0 | 0 | 0 | 0 | 0 | 0 | 0 | 0 | 0 | 0 | 0 | 100 | 400 | 500 | 0 | 125 | 125 | 0 | 1 |  | 0 | 0 | 0 | 0 | 0 | 0 | 0 | 0 | 0 | 0 | 0 | 0 | 0 | 0 | 0 | 0 | 0 | 0 | 2 | 2 | 0 | 0 | 0 | 0 | 0 | 0 | 0 | 0 | 0 | 2 | 2 | 2 | 2 | 0 | 0 | 1 |  | 0 | 0 | 0 | 0 | 0 | 0 | 0 | 0 | 0 | 0 | 0 | 0 | 0 | 0 | 0 | 0 | 0 | 0 | 2 | 2 | 0 | 0 | 0 | 0 | 0 | 0 | 0 | 0 | 0 | 2 | 2 | 2 | 2 | 0 | 0 | 1 |  | 0 | 0 | 0 | 0 | 0 | 0 | 0 | 0 | 0 | 0 | 0 | 0 | 508.56 | 0 | 515.08 | 0 | 0 | 1 | 2 | 2 | 0 | 0 | 0 | 0 | 0 | 0 | 0 | 0 | 0 | 2 | 0 | 2 | -2 | 0 | 0 | 1 |  | 0 | 121 | 0 | 0 | 0 | 0 | 0 | 0 | 0 | 0 | 0 | 0 | 3008.56 | 0 | 2015.08 | 0 | 0 | 1 | 2 | 2 | 0 | 0 | 0 | 0 | 0 | 0 | 0 | 0 | 0 | 2 | -2 | 2 | -2 | 0 | 0 | 1 |  | 5- | 1 | 1 | 1 | 1 | 1 | 2- | 2- | 1 | 1
PG&E NGBA | Belden | 230 | 0 | 0 | 0 | 0 | 0 | 0 | 0 | 0 | 0 | 0 | 0 | 0 | 0 | 0 | 0 | 0 | 0 | 0 | 0 | 0 |  | 0 | 0 | 0 | 0 | 0 | 0 | 0 | 0 | 0 | 0 | 0 | 0 | 0 | 0 | 0 | 0 | 0 | 0 | 0 | 0 | 0 | 0 | 0 | 0 | 0 | 0 | 0 | 0 | 0 | 0 | 0 | 0 | 0 | 0 | 0 | 0 |  | 0 | 0 | 0 | 0 | 0 | 0 | 0 | 0 | 0 | 0 | 0 | 0 | 0 | 0 | 0 | 0 | 0 | 0 | 0 | 0 | 0 | 0 | 0 | 0 | 0 | 0 | 0 | 0 | 0 | 0 | 0 | 0 | 0 | 0 | 0 | 0 |  | 0 | 0 | 0 | 0 | 0 | 0 | 0 | 0 | 0 | 0 | 0 | 0 | 0 | 0 | 0 | 0 | 0 | 0 | 0 | 0 | 0 | 0 | 0 | 0 | 0 | 0 | 0 | 0 | 0 | 0 | 0 | 0 | 0 | 0 | 0 | 0 |  | 0 | 0 | 0 | 0 | 0 | 0 | 0 | 0 | 0 | 0 | 0 | 0 | 0 | 0 | 0 | 0 | 0 | 0 | 0 | 0 | 0 | 0 | 0 | 0 | 0 | 0 | 0 | 0 | 0 | 0 | 0 | 0 | 0 | 0 | 0 | 0 |  | 1 | 1 | 1 | 1 | 1 | 1 | 1 | 1 | 1 | 0
PG&E NGBA | Bell | 115 | 0 | 0 | 0 | 0 | 0 | 0 | 0 | 0 | 0 | 0 | 0 | 0 | 0 | 0 | 0 | 0 | 0 | 0 | 0 | 0 |  | 0 | 0 | 0 | 0 | 0 | 0 | 0 | 0 | 0 | 0 | 0 | 0 | 0 | 0 | 0 | 0 | 0 | 0 | 0 | 0 | 0 | 0 | 0 | 0 | 0 | 0 | 0 | 0 | 0 | 0 | 0 | 0 | 0 | 0 | 0 | 0 |  | 0 | 0 | 0 | 0 | 0 | 0 | 0 | 0 | 0 | 0 | 0 | 0 | 0 | 0 | 0 | 0 | 0 | 0 | 0 | 0 | 0 | 0 | 0 | 0 | 0 | 0 | 0 | 0 | 0 | 0 | 0 | 0 | 0 | 0 | 0 | 0 |  | 0 | 0 | 0 | 0 | 0 | 0 | 0 | 0 | 0 | 0 | 0 | 0 | 0 | 0 | 0 | 0 | 0 | 0 | 0 | 0 | 0 | 0 | 0 | 0 | 0 | 0 | 0 | 0 | 0 | 0 | 0 | 0 | 0 | 0 | 0 | 0 |  | 0 | 0 | 0 | 0 | 0 | 0 | 0 | 0 | 0 | 0 | 0 | 0 | 0 | 0 | 0 | 0 | 0 | 0 | 0 | 0 | 0 | 0 | 0 | 0 | 0 | 0 | 0 | 0 | 0 | 0 | 0 | 0 | 0 | 0 | 0 | 0 |  | 1 | 1 | 1 | 1 | 1 | 1 | 1 | 1 | 1 | 0
PG&E NGBA | Bellevue | 115 | 0 | 0 | 0 | 0 | 0 | 0 | 0 | 0 | 0 | 0 | 0 | 0 | 0 | 0 | 0 | 0 | 0 | 0 | 0 | 0 |  | 0 | 0 | 0 | 0 | 0 | 0 | 0 | 0 | 0 | 0 | 0 | 0 | 0 | 0 | 0 | 0 | 0 | 0 | 0 | 0 | 0 | 0 | 0 | 0 | 0 | 0 | 0 | 0 | 0 | 0 | 0 | 0 | 0 | 0 | 0 | 0 |  | 0 | 0 | 0 | 0 | 0 | 0 | 0 | 0 | 0 | 0 | 0 | 0 | 0 | 0 | 0 | 0 | 0 | 0 | 0 | 0 | 0 | 0 | 0 | 0 | 0 | 0 | 0 | 0 | 0 | 0 | 0 | 0 | 0 | 0 | 0 | 0 |  | 0 | 0 | 0 | 0 | 0 | 0 | 0 | 0 | 0 | 0 | 0 | 0 | 0 | 0 | 0 | 0 | 0 | 0 | 0 | 0 | 0 | 0 | 0 | 0 | 0 | 0 | 0 | 0 | 0 | 0 | 0 | 0 | 0 | 0 | 0 | 0 |  | 0 | 0 | 0 | 0 | 0 | 0 | 0 | 0 | 0 | 0 | 0 | 0 | 0 | 0 | 0 | 0 | 0 | 0 | 0 | 0 | 0 | 0 | 0 | 0 | 0 | 0 | 0 | 0 | 0 | 0 | 0 | 0 | 0 | 0 | 0 | 0 |  | 1 | 1 | 1 | 1 | 1 | 1 | 1 | 1 | 1 | 0
PG&E GBA | Bellota | 115 | 0 | 0 | 0 | 0 | 0 | 0 | 0 | 0 | 0 | 0 | 0 | 0 | 0 | 0 | 0 | 0 | 0 | 0 | 0 | 0 |  | 0 | 0 | 0 | 0 | 0 | 0 | 0 | 0 | 0 | 0 | 0 | 0 | 0 | 0 | 0 | 0 | 0 | 0 | 0 | 0 | 0 | 0 | 0 | 0 | 0 | 0 | 0 | 0 | 0 | 0 | 0 | 0 | 0 | 0 | 0 | 0 |  | 0 | 0 | 0 | 0 | 0 | 0 | 0 | 0 | 0 | 0 | 0 | 0 | 0 | 0 | 0 | 0 | 0 | 0 | 0 | 0 | 0 | 0 | 0 | 0 | 0 | 0 | 0 | 0 | 0 | 0 | 0 | 0 | 0 | 0 | 0 | 0 |  | 0 | 0 | 0 | 0 | 0 | 0 | 0 | 0 | 0 | 0 | 0 | 0 | 0 | 0 | 365.12 | 0 | 0 | 1 | 0 | 0 | 0 | 0 | 0 | 0 | 0 | 0 | 0 | 0 | 0 | 0 | 0 | 0 | -2 | 0 | 0 | 1 |  | 0 | 0 | 0 | 0 | 0 | 0 | 0 | 0 | 0 | 0 | 0 | 0 | 0 | 0 | 665.12 | 0 | 0 | 1 | 0 | 0 | 0 | 0 | 0 | 0 | 0 | 0 | 0 | 0 | 0 | 0 | 0 | 0 | -2 | 0 | 0 | 1 |  | 1 | 1 | 1 | 1 | 1 | 1 | 1 | 2+ | 1 | 1
PG&E GBA | Bellota | 230 | 0 | 0 | 0 | 0 | 0 | 0 | 0 | 0 | 0 | 0 | 0 | 0 | 200 | 200 | 400 | 0 | 0 | 0 | 346 | 1 |  | 0 | 0 | 0 | 0 | 0 | 0 | 0 | 0 | 0 | 0 | 0 | 0 | 0 | 0 | 0 | 0 | 0 | 0 | 0 | 0 | 0 | 0 | 0 | 0 | 0 | 0 | 0 | 0 | 0 | 2 | 2 | 0 | 0 | 2 | 2 | 1 |  | 0 | 0 | 0 | 0 | 0 | 0 | 0 | 0 | 0 | 0 | 0 | 0 | 0 | 0 | 0 | 0 | 0 | 0 | 0 | 0 | 0 | 0 | 0 | 0 | 0 | 0 | 0 | 0 | 0 | 2 | 2 | 0 | 0 | 2 | 2 | 1 |  | 0 | 0 | 0 | 0 | 0 | 0 | 0 | 0 | 0 | 0 | 0 | 0 | 0 | 0 | 0 | 0 | 0 | 0 | 0 | 0 | 0 | 0 | 0 | 0 | 0 | 0 | 0 | 0 | 0 | 2 | 2 | 0 | 0 | 2 | 2 | 1 |  | 0 | 0 | 0 | 0 | 0 | 0 | 0 | 0 | 0 | 0 | 0 | 0 | 600 | 0 | 1800 | 0 | 500 | 1 | 0 | 0 | 0 | 0 | 0 | 0 | 0 | 0 | 0 | 0 | 0 | 2 | -2 | 0 | -2 | 2 | -1 | 1 |  | 1 | 1 | 1 | 1 | 1 | 1 | 3- | 1+ | 3- | 1
SCE Northern | Big Creek | 230 | 0 | 0 | 0 | 0 | 0 | 0 | 0 | 0 | 0 | 0 | 0 | 0 | 0 | 0 | 0 | 0 | 0 | 0 | 0 | 0 |  | 0 | 0 | 0 | 0 | 0 | 0 | 0 | 0 | 0 | 0 | 0 | 0 | 0 | 0 | 0 | 0 | 0 | 0 | 0 | 0 | 0 | 0 | 0 | 0 | 0 | 0 | 0 | 0 | 0 | 0 | 0 | 0 | 0 | 0 | 0 | 0 |  | 0 | 0 | 0 | 0 | 0 | 0 | 0 | 0 | 0 | 0 | 0 | 0 | 0 | 0 | 0 | 0 | 0 | 0 | 0 | 0 | 0 | 0 | 0 | 0 | 0 | 0 | 0 | 0 | 0 | 0 | 0 | 0 | 0 | 0 | 0 | 0 |  | 0 | 0 | 0 | 0 | 0 | 0 | 0 | 0 | 0 | 0 | 0 | 0 | 0 | 0 | 0 | 0 | 0 | 0 | 0 | 0 | 0 | 0 | 0 | 0 | 0 | 0 | 0 | 0 | 0 | 0 | 0 | 0 | 0 | 0 | 0 | 0 |  | 0 | 0 | 0 | 0 | 0 | 0 | 0 | 0 | 0 | 0 | 0 | 0 | 0 | 0 | 0 | 0 | 0 | 0 | 0 | 0 | 0 | 0 | 0 | 0 | 0 | 0 | 0 | 0 | 0 | 0 | 0 | 0 | 0 | 0 | 0 | 0 |  | 1 | 1 | 1 | 1 | 1 | 1 | 1 | 1 | 1 | 0
PG&E FRESNO | Biola | 70 | 0 | 0 | 0 | 0 | 0 | 0 | 0 | 0 | 0 | 0 | 0 | 0 | 0 | 0 | 0 | 0 | 0 | 0 | 0 | 0 |  | 0 | 0 | 0 | 0 | 0 | 0 | 0 | 0 | 0 | 0 | 0 | 0 | 0 | 0 | 0 | 0 | 0 | 0 | 0 | 0 | 0 | 0 | 0 | 0 | 0 | 0 | 0 | 0 | 0 | 0 | 0 | 0 | 0 | 0 | 0 | 0 |  | 0 | 0 | 0 | 0 | 0 | 0 | 0 | 0 | 0 | 0 | 0 | 0 | 0 | 0 | 0 | 0 | 0 | 0 | 0 | 0 | 0 | 0 | 0 | 0 | 0 | 0 | 0 | 0 | 0 | 0 | 0 | 0 | 0 | 0 | 0 | 0 |  | 0 | 0 | 0 | 0 | 0 | 0 | 0 | 0 | 0 | 0 | 0 | 0 | 0 | 0 | 0 | 0 | 0 | 0 | 0 | 0 | 0 | 0 | 0 | 0 | 0 | 0 | 0 | 0 | 0 | 0 | 0 | 0 | 0 | 0 | 0 | 0 |  | 0 | 0 | 0 | 0 | 0 | 0 | 0 | 0 | 0 | 0 | 3.8 | 0 | 0 | 0 | 0 | 0 | 0 | 1 | 0 | 0 | 0 | 0 | 0 | 0 | 0 | 0 | 0 | 0 | -2 | 0 | 0 | 0 | 0 | 0 | 0 | 1 |  | 1 | 1 | 1 | 1 | 1 | 1+ | 1 | 1 | 1 | 1
PG&E GBA | Birds Landing | 230 | 0 | 0 | 144 | 107 | 251 | 0 | 0 | 0 | 0 | 0 | 0 | 0 | 0 | 200 | 200 | 0 | 65 | 65 | 0 | 1 |  | 0 | 0 | 0 | 0 | 0 | 207.2 | 0 | 0 | 0 | 0 | 0 | 0 | 205.02 | 65.02 | 295.94 | 0 | 0 | 1 | 0 | 0 | 0 | 0 | 2 | 1 | 0 | 0 | 0 | 0 | 0 | 0 | 0 | 0 | -2 | 0 | 0 | 1 |  | 0 | 0 | 0 | 0 | 0 | 207.2 | 0 | 0 | 0 | 0 | 0 | 0 | 205.02 | 65.02 | 295.94 | 0 | 0 | 1 | 0 | 0 | 0 | 0 | 2 | 1 | 0 | 0 | 0 | 0 | 0 | 0 | 0 | 0 | -2 | 0 | 0 | 1 |  | 0 | 0 | 0 | 0 | 0 | 207.2 | 0 | 0 | 0 | 0 | 0 | 0 | 205.02 | 65.02 | 416.56 | 0 | 0 | 1 | 0 | 0 | 0 | 0 | 2 | 1 | 0 | 0 | 0 | 0 | 0 | 0 | 0 | 0 | -2 | 0 | 0 | 1 |  | 0 | 0 | 0 | 0 | 0 | 307.2 | 0 | 0 | 0 | 0 | 0 | 0 | 255.02 | 65.02 | 716.56 | 0 | 0 | 1 | 0 | 0 | 0 | 0 | 2 | -1 | 0 | 0 | 0 | 0 | 0 | 0 | -1 | 0 | -2 | 0 | 0 | 1 |  | 1 | 1 | 3- | 1 | 1 | 1 | 1 | 4+ | 1 | 1
SCE Northern | Bliss | 66 | 0 | 0 | 0 | 0 | 0 | 0 | 0 | 0 | 0 | 0 | 0 | 0 | 0 | 0 | 0 | 0 | 0 | 0 | 0 | 0 |  | 0 | 0 | 0 | 0 | 0 | 0 | 0 | 0 | 0 | 0 | 0 | 0 | 0 | 0 | 0 | 0 | 0 | 0 | 0 | 0 | 0 | 0 | 0 | 0 | 0 | 0 | 0 | 0 | 0 | 0 | 0 | 0 | 0 | 0 | 0 | 0 |  | 0 | 0 | 0 | 0 | 0 | 0 | 0 | 0 | 0 | 0 | 0 | 0 | 0 | 0 | 0 | 0 | 0 | 0 | 0 | 0 | 0 | 0 | 0 | 0 | 0 | 0 | 0 | 0 | 0 | 0 | 0 | 0 | 0 | 0 | 0 | 0 |  | 0 | 0 | 0 | 0 | 0 | 0 | 0 | 0 | 0 | 0 | 0 | 0 | 0 | 0 | 0 | 0 | 0 | 0 | 0 | 0 | 0 | 0 | 0 | 0 | 0 | 0 | 0 | 0 | 0 | 0 | 0 | 0 | 0 | 0 | 0 | 0 |  | 0 | 0 | 0 | 0 | 0 | 0 | 0 | 0 | 0 | 0 | 0 | 0 | 0 | 0 | 0 | 0 | 0 | 0 | 0 | 0 | 0 | 0 | 0 | 0 | 0 | 0 | 0 | 0 | 0 | 0 | 0 | 0 | 0 | 0 | 0 | 0 |  | 1 | 1 | 1 | 1 | 1 | 1 | 1 | 1 | 1 | 0
SCE Eastern | Blythe | 161 | 0 | 0 | 0 | 0 | 0 | 0 | 0 | 0 | 0 | 0 | 0 | 0 | 0 | 0 | 0 | 0 | 0 | 0 | 0 | 0 |  | 0 | 0 | 0 | 0 | 0 | 0 | 0 | 0 | 0 | 0 | 0 | 0 | 0 | 0 | 0 | 0 | 0 | 0 | 0 | 0 | 0 | 0 | 0 | 0 | 0 | 0 | 0 | 0 | 0 | 0 | 0 | 0 | 0 | 0 | 0 | 0 |  | 0 | 0 | 0 | 0 | 0 | 0 | 0 | 0 | 0 | 0 | 0 | 0 | 0 | 0 | 0 | 0 | 0 | 0 | 0 | 0 | 0 | 0 | 0 | 0 | 0 | 0 | 0 | 0 | 0 | 0 | 0 | 0 | 0 | 0 | 0 | 0 |  | 0 | 0 | 0 | 0 | 0 | 0 | 0 | 0 | 0 | 0 | 0 | 0 | 0 | 0 | 0 | 0 | 0 | 0 | 0 | 0 | 0 | 0 | 0 | 0 | 0 | 0 | 0 | 0 | 0 | 0 | 0 | 0 | 0 | 0 | 0 | 0 |  | 0 | 0 | 0 | 0 | 0 | 0 | 0 | 0 | 0 | 0 | 16 | 0 | 4.99 | 0 | 36.99 | 0 | 0 | 1 | 0 | 0 | 0 | 0 | 0 | 0 | 0 | 0 | 0 | 0 | -2 | 0 | -2 | 0 | -2 | 0 | 0 | 1 |  | 1 | 1 | 1 | 1 | 1 | 1+ | 1+ | 1+ | 1 | 1
PG&E NGBA | Bogue | 115 | 0 | 0 | 0 | 0 | 0 | 0 | 0 | 0 | 0 | 0 | 0 | 0 | 0 | 0 | 0 | 0 | 0 | 0 | 0 | 0 |  | 0 | 0 | 0 | 0 | 0 | 0 | 0 | 0 | 0 | 0 | 0 | 0 | 0 | 0 | 0 | 0 | 0 | 0 | 0 | 0 | 0 | 0 | 0 | 0 | 0 | 0 | 0 | 0 | 0 | 0 | 0 | 0 | 0 | 0 | 0 | 0 |  | 0 | 0 | 0 | 0 | 0 | 0 | 0 | 0 | 0 | 0 | 0 | 0 | 0 | 0 | 0 | 0 | 0 | 0 | 0 | 0 | 0 | 0 | 0 | 0 | 0 | 0 | 0 | 0 | 0 | 0 | 0 | 0 | 0 | 0 | 0 | 0 |  | 0 | 0 | 0 | 0 | 0 | 0 | 0 | 0 | 0 | 0 | 0 | 0 | 0 | 0 | 0 | 0 | 0 | 0 | 0 | 0 | 0 | 0 | 0 | 0 | 0 | 0 | 0 | 0 | 0 | 0 | 0 | 0 | 0 | 0 | 0 | 0 |  | 0 | 0 | 0 | 0 | 0 | 0 | 0 | 0 | 0 | 0 | 4.98 | 0 | 0 | 0 | 0 | 0 | 0 | 1 | 0 | 0 | 0 | 0 | 0 | 0 | 0 | 0 | 0 | 0 | -2 | 0 | 0 | 0 | 0 | 0 | 0 | 1 |  | 1 | 1 | 1 | 1 | 1 | 1+ | 1 | 1 | 1 | 1
PG&E FRESNO | Borden | 230 | 0 | 0 | 0 | 0 | 0 | 0 | 0 | 0 | 0 | 0 | 0 | 0 | 0 | 300 | 300 | 0 | 100 | 100 | 0 | 1 |  | 0 | 0 | 0 | 0 | 0 | 0 | 0 | 0 | 0 | 0 | 0 | 0 | 0 | 0 | 0 | 0 | 0 | 0 | 0 | 0 | 0 | 0 | 0 | 0 | 0 | 0 | 0 | 0 | 0 | 0 | 2 | 2 | 2 | 0 | 0 | 1 |  | 0 | 0 | 0 | 0 | 0 | 0 | 0 | 0 | 0 | 0 | 0 | 0 | 0 | 0 | 0 | 0 | 0 | 0 | 0 | 0 | 0 | 0 | 0 | 0 | 0 | 0 | 0 | 0 | 0 | 0 | 2 | 2 | 2 | 0 | 0 | 1 |  | 0 | 0 | 0 | 0 | 0 | 0 | 0 | 0 | 0 | 0 | 0 | 0 | 203.2 | 0 | 406.899 | 0 | 0 | 1 | 0 | 0 | 0 | 0 | 0 | 0 | 0 | 0 | 0 | 0 | 0 | 0 | 2 | 2 | -2 | 0 | 0 | 1 |  | 0 | 0 | 0 | 0 | 0 | 0 | 0 | 0 | 0 | 0 | 0 | 0 | 603.2 | 0 | 1306.899 | 0 | 0 | 1 | 0 | 0 | 0 | 0 | 0 | 0 | 0 | 0 | 0 | 0 | 0 | 0 | -2 | 2 | -2 | 0 | 0 | 1 |  | 1 | 1 | 1 | 1 | 1 | 1 | 3- | 2- | 1 | 1
PG&E FRESNO | Borden | 70 | 0 | 0 | 0 | 0 | 0 | 0 | 0 | 0 | 0 | 0 | 0 | 4.5 | 0 | 0 | 0 | 0 | 0 | 0 | 0 | 1 |  | 0 | 0 | 0 | 0 | 0 | 0 | 0 | 0 | 0 | 0 | 0 | 0 | 0 | 0 | 0 | 0 | 0 | 0 | 0 | 0 | 0 | 0 | 0 | 0 | 0 | 0 | 0 | 0 | 2 | 0 | 0 | 0 | 0 | 0 | 0 | 1 |  | 0 | 0 | 0 | 5 | 0 | 0 | 0 | 0 | 0 | 0 | 4.4741 | 0 | 0 | 0 | 0 | 0 | 0 | 1 | 0 | 0 | 0 | -2 | 0 | 0 | 0 | 0 | 0 | 0 | 0 | 0 | 0 | 0 | 0 | 0 | 0 | 1 |  | 0 | 0 | 0 | 5 | 0 | 0 | 0 | 0 | 0 | 0 | 4.4741 | 0 | 0 | 0 | 0 | 0 | 0 | 1 | 0 | 0 | 0 | -2 | 0 | 0 | 0 | 0 | 0 | 0 | 0 | 0 | 0 | 0 | 0 | 0 | 0 | 1 |  | 0 | 0 | 0 | 5 | 0 | 0 | 0 | 0 | 0 | 0 | 4.4741 | 0 | 0 | 0 | 0 | 0 | 0 | 1 | 0 | 0 | 0 | -2 | 0 | 0 | 0 | 0 | 0 | 0 | 0 | 0 | 0 | 0 | 0 | 0 | 0 | 1 |  | 1 | 4+ | 1 | 1 | 1 | 1 | 1 | 1 | 1 | 1
SDGE | Boulevard East | 138 | 0 | 0 | 60 | 3.3 | 63.3 | 0 | 0 | 0 | 0 | 0 | 0 | 0 | 0 | 0 | 0 | 0 | 0 | 0 | 0 | 1 |  | 0 | 0 | 0 | 0 | 0 | 63.3 | 0 | 0 | 0 | 0 | 0 | 0 | 0 | 0 | 0 | 0 | 0 | 1 | 0 | 0 | 0 | 0 | 2 | 0 | 0 | 0 | 0 | 0 | 0 | 0 | 0 | 0 | 0 | 0 | 0 | 1 |  | 0 | 0 | 0 | 0 | 0 | 63.3 | 0 | 0 | 0 | 0 | 0 | 0 | 0 | 0 | 0 | 0 | 0 | 1 | 0 | 0 | 0 | 0 | 2 | 0 | 0 | 0 | 0 | 0 | 0 | 0 | 0 | 0 | 0 | 0 | 0 | 1 |  | 0 | 0 | 0 | 0 | 0 | 63.3 | 0 | 0 | 0 | 0 | 0 | 0 | 0 | 200 | 206.31 | 0 | 0 | 1 | 0 | 0 | 0 | 0 | 2 | 0 | 0 | 0 | 0 | 0 | 0 | 0 | 0 | -2 | -2 | 0 | 0 | 1 |  | 0 | 0 | 0 | 0 | 0 | 63.3 | 0 | 0 | 0 | 0 | 0 | 0 | 0 | 200 | 206.31 | 0 | 0 | 1 | 0 | 0 | 0 | 0 | 2 | 0 | 0 | 0 | 0 | 0 | 0 | 0 | 0 | -2 | -2 | 0 | 0 | 1 |  | 1 | 1 | 1 | 1 | 1 | 1 | 1 | 4+ | 1 | 1
SDGE | Boulevard East | 69 | 0 | 0 | 0 | 0 | 0 | 0 | 0 | 0 | 0 | 0 | 0 | 0 | 0 | 22.6 | 22.6 | 0 | 0 | 0 | 0 | 1 |  | 0 | 0 | 0 | 0 | 0 | 0 | 0 | 0 | 0 | 0 | 0 | 0 | 71.88 | 0 | 0 | 0 | 0 | 1 | 0 | 0 | 0 | 0 | 0 | 0 | 0 | 0 | 0 | 0 | 0 | 0 | -2 | 0 | 0 | 0 | 0 | 1 |  | 0 | 0 | 0 | 0 | 0 | 0 | 0 | 0 | 0 | 0 | 0 | 0 | 74.48 | 0 | 0 | 0 | 0 | 1 | 0 | 0 | 0 | 0 | 0 | 0 | 0 | 0 | 0 | 0 | 0 | 0 | -2 | 0 | 0 | 0 | 0 | 1 |  | 0 | 0 | 0 | 0 | 0 | 0 | 0 | 0 | 0 | 0 | 0 | 0 | 74.48 | 0 | 0 | 0 | 0 | 1 | 0 | 0 | 0 | 0 | 0 | 0 | 0 | 0 | 0 | 0 | 0 | 0 | -1 | 0 | 0 | 0 | 0 | 1 |  | 0 | 0 | 0 | 0 | 0 | 0 | 0 | 0 | 0 | 0 | 2 | 0 | 74.48 | 0 | 0 | 0 | 0 | 1 | 0 | 0 | 0 | 0 | 0 | 0 | 0 | 0 | 0 | 0 | -2 | 0 | -2 | 0 | 0 | 0 | 0 | 1 |  | 1 | 1 | 1 | 1 | 1 | 1+ | 4+ | 1 | 1 | 1
PG&E GBA | Brentwood | 230 | 0 | 0 | 0 | 0 | 0 | 0 | 0 | 0 | 0 | 0 | 0 | 0 | 0 | 0 | 0 | 0 | 0 | 0 | 0 | 0 |  | 0 | 0 | 0 | 0 | 0 | 0 | 0 | 0 | 0 | 0 | 0 | 0 | 0 | 0 | 0 | 0 | 0 | 0 | 0 | 0 | 0 | 0 | 0 | 0 | 0 | 0 | 0 | 0 | 0 | 0 | 0 | 0 | 0 | 0 | 0 | 0 |  | 0 | 0 | 0 | 0 | 0 | 0 | 0 | 0 | 0 | 0 | 0 | 0 | 0 | 0 | 0 | 0 | 0 | 0 | 0 | 0 | 0 | 0 | 0 | 0 | 0 | 0 | 0 | 0 | 0 | 0 | 0 | 0 | 0 | 0 | 0 | 0 |  | 0 | 0 | 0 | 0 | 0 | 0 | 0 | 0 | 0 | 0 | 0 | 0 | 0 | 0 | 0 | 0 | 0 | 0 | 0 | 0 | 0 | 0 | 0 | 0 | 0 | 0 | 0 | 0 | 0 | 0 | 0 | 0 | 0 | 0 | 0 | 0 |  | 0 | 0 | 0 | 0 | 0 | 0 | 0 | 0 | 0 | 0 | 5 | 0 | 0 | 0 | 304.99 | 0 | 0 | 1 | 0 | 0 | 0 | 0 | 0 | 0 | 0 | 0 | 0 | 0 | -2 | 0 | 0 | 0 | -2 | 0 | 0 | 1 |  | 1 | 1 | 1 | 1 | 1 | 1+ | 1 | 1+ | 1 | 1
PG&E NGBA | Bridgeville | 115 | 0 | 8 | 0 | 0 | 0 | 0 | 0 | 0 | 0 | 0 | 0 | 0 | 0 | 0 | 0 | 0 | 0 | 0 | 0 | 1 |  | 0 | 0 | 0 | 0 | 0 | 0 | 0 | 0 | 0 | 0 | 0 | 0 | 0 | 0 | 0 | 0 | 0 | 0 | 0 | 0 | 2 | 2 | 0 | 0 | 0 | 0 | 0 | 0 | 0 | 0 | 0 | 0 | 0 | 0 | 0 | 1 |  | 0 | 0 | 0 | 0 | 0 | 0 | 0 | 0 | 0 | 0 | 0 | 0 | 0 | 0 | 0 | 0 | 0 | 0 | 0 | 0 | 2 | 2 | 0 | 0 | 0 | 0 | 0 | 0 | 0 | 0 | 0 | 0 | 0 | 0 | 0 | 1 |  | 0 | 0 | 0 | 0 | 0 | 0 | 0 | 0 | 0 | 0 | 0 | 0 | 0 | 0 | 0 | 0 | 0 | 0 | 0 | 0 | 2 | 2 | 0 | 0 | 0 | 0 | 0 | 0 | 0 | 0 | 0 | 0 | 0 | 0 | 0 | 1 |  | 0 | 0 | 0 | 0 | 0 | 0 | 0 | 0 | 0 | 0 | 0 | 0 | 0 | 0 | 0 | 0 | 0 | 0 | 0 | 0 | 2 | 2 | 0 | 0 | 0 | 0 | 0 | 0 | 0 | 0 | 0 | 0 | 0 | 0 | 0 | 1 |  | 1 | 5- | 1 | 1 | 1 | 1 | 1 | 1 | 1 | 1
PG&E NGBA | Brighton | 115 | 0 | 0 | 0 | 0 | 0 | 0 | 0 | 0 | 0 | 0 | 0 | 0 | 0 | 0 | 0 | 0 | 0 | 0 | 0 | 0 |  | 0 | 0 | 0 | 0 | 0 | 0 | 0 | 0 | 0 | 0 | 0 | 0 | 0 | 0 | 0 | 0 | 0 | 0 | 0 | 0 | 0 | 0 | 0 | 0 | 0 | 0 | 0 | 0 | 0 | 0 | 0 | 0 | 0 | 0 | 0 | 0 |  | 0 | 0 | 0 | 0 | 0 | 0 | 0 | 0 | 0 | 0 | 0 | 0 | 0 | 0 | 0 | 0 | 0 | 0 | 0 | 0 | 0 | 0 | 0 | 0 | 0 | 0 | 0 | 0 | 0 | 0 | 0 | 0 | 0 | 0 | 0 | 0 |  | 0 | 0 | 0 | 0 | 0 | 0 | 0 | 0 | 0 | 0 | 0 | 0 | 0 | 0 | 0 | 0 | 0 | 0 | 0 | 0 | 0 | 0 | 0 | 0 | 0 | 0 | 0 | 0 | 0 | 0 | 0 | 0 | 0 | 0 | 0 | 0 |  | 0 | 0 | 0 | 0 | 0 | 0 | 0 | 0 | 0 | 0 | 0 | 0 | 0 | 0 | 0 | 0 | 0 | 0 | 0 | 0 | 0 | 0 | 0 | 0 | 0 | 0 | 0 | 0 | 0 | 0 | 0 | 0 | 0 | 0 | 0 | 0 |  | 1 | 1 | 1 | 1 | 1 | 1 | 1 | 1 | 1 | 0
PG&E NGBA | Brighton | 230 | 0 | 0 | 0 | 0 | 0 | 0 | 0 | 0 | 0 | 0 | 0 | 0 | 0 | 0 | 0 | 0 | 0 | 0 | 0 | 0 |  | 0 | 0 | 0 | 0 | 0 | 0 | 0 | 0 | 0 | 0 | 0 | 0 | 0 | 0 | 0 | 0 | 0 | 0 | 0 | 0 | 0 | 0 | 0 | 0 | 0 | 0 | 0 | 0 | 0 | 0 | 0 | 0 | 0 | 0 | 0 | 0 |  | 0 | 0 | 0 | 0 | 0 | 0 | 0 | 0 | 0 | 0 | 0 | 0 | 0 | 0 | 0 | 0 | 0 | 0 | 0 | 0 | 0 | 0 | 0 | 0 | 0 | 0 | 0 | 0 | 0 | 0 | 0 | 0 | 0 | 0 | 0 | 0 |  | 0 | 0 | 0 | 0 | 0 | 0 | 0 | 0 | 0 | 0 | 0 | 0 | 0 | 0 | 0 | 0 | 0 | 0 | 0 | 0 | 0 | 0 | 0 | 0 | 0 | 0 | 0 | 0 | 0 | 0 | 0 | 0 | 0 | 0 | 0 | 0 |  | 0 | 0 | 0 | 0 | 0 | 0 | 0 | 0 | 0 | 0 | 0 | 0 | 0 | 0 | 0 | 0 | 0 | 0 | 0 | 0 | 0 | 0 | 0 | 0 | 0 | 0 | 0 | 0 | 0 | 0 | 0 | 0 | 0 | 0 | 0 | 0 |  | 1 | 1 | 1 | 1 | 1 | 1 | 1 | 1 | 1 | 0
PG&E NGBA | Brunswick | 115 | 0 | 0 | 0 | 0 | 0 | 0 | 0 | 0 | 0 | 0 | 0 | 1.9 | 0 | 0 | 0 | 0 | 0 | 0 | 0 | 1 |  | 0 | 0 | 0 | 0 | 0 | 0 | 0 | 0 | 0 | 0 | 0 | 0 | 0 | 0 | 0 | 0 | 0 | 0 | 0 | 0 | 0 | 0 | 0 | 0 | 0 | 0 | 0 | 0 | 2 | 0 | 0 | 0 | 0 | 0 | 0 | 1 |  | 0 | 0 | 0 | 0 | 0 | 0 | 0 | 0 | 0 | 0 | 1.9408 | 0 | 0 | 0 | 2.2208 | 0 | 0 | 1 | 0 | 0 | 0 | 0 | 0 | 0 | 0 | 0 | 0 | 0 | 0 | 0 | 0 | 0 | 0 | 0 | 0 | 0 |  | 0 | 0 | 0 | 0 | 0 | 0 | 0 | 0 | 0 | 0 | 1.9408 | 0 | 0 | 0 | 2.2208 | 0 | 0 | 1 | 0 | 0 | 0 | 0 | 0 | 0 | 0 | 0 | 0 | 0 | 0 | 0 | 0 | 0 | 0 | 0 | 0 | 0 |  | 0 | 0 | 0 | 0 | 0 | 0 | 0 | 0 | 0 | 0 | 3.0628 | 0 | 0 | 0 | 2.2208 | 0 | 0 | 1 | 0 | 0 | 0 | 0 | 0 | 0 | 0 | 0 | 0 | 0 | -2 | 0 | 0 | 0 | 0 | 0 | 0 | 1 |  | 1 | 1 | 1 | 1 | 1 | 1+ | 1 | 1 | 1 | 1
PG&E NGBA | Bucks Creek | 230 | 0 | 0 | 0 | 0 | 0 | 0 | 0 | 0 | 0 | 0 | 0 | 0 | 0 | 0 | 0 | 0 | 0 | 0 | 0 | 0 |  | 0 | 0 | 0 | 0 | 0 | 0 | 0 | 0 | 0 | 0 | 0 | 0 | 0 | 0 | 0 | 0 | 0 | 0 | 0 | 0 | 0 | 0 | 0 | 0 | 0 | 0 | 0 | 0 | 0 | 0 | 0 | 0 | 0 | 0 | 0 | 0 |  | 0 | 0 | 0 | 0 | 0 | 0 | 0 | 0 | 0 | 0 | 0 | 0 | 0 | 0 | 0 | 0 | 0 | 0 | 0 | 0 | 0 | 0 | 0 | 0 | 0 | 0 | 0 | 0 | 0 | 0 | 0 | 0 | 0 | 0 | 0 | 0 |  | 0 | 0 | 0 | 0 | 0 | 0 | 0 | 0 | 0 | 0 | 0 | 0 | 0 | 0 | 0 | 0 | 0 | 0 | 0 | 0 | 0 | 0 | 0 | 0 | 0 | 0 | 0 | 0 | 0 | 0 | 0 | 0 | 0 | 0 | 0 | 0 |  | 0 | 0 | 0 | 0 | 0 | 0 | 0 | 0 | 0 | 0 | 0 | 0 | 0 | 0 | 0 | 0 | 0 | 0 | 0 | 0 | 0 | 0 | 0 | 0 | 0 | 0 | 0 | 0 | 0 | 0 | 0 | 0 | 0 | 0 | 0 | 0 |  | 1 | 1 | 1 | 1 | 1 | 1 | 1 | 1 | 1 | 0
PG&E KERN | Buena Vista | 230 | 0 | 0 | 0 | 0 | 0 | 0 | 0 | 0 | 0 | 0 | 0 | 0 | 0 | 0 | 0 | 0 | 0 | 0 | 0 | 0 |  | 0 | 0 | 0 | 0 | 0 | 0 | 0 | 0 | 0 | 0 | 0 | 0 | 0 | 0 | 0 | 0 | 0 | 0 | 0 | 0 | 0 | 0 | 0 | 0 | 0 | 0 | 0 | 0 | 0 | 0 | 0 | 0 | 0 | 0 | 0 | 0 |  | 0 | 0 | 0 | 0 | 0 | 0 | 0 | 0 | 0 | 0 | 0 | 0 | 0 | 0 | 0 | 0 | 0 | 0 | 0 | 0 | 0 | 0 | 0 | 0 | 0 | 0 | 0 | 0 | 0 | 0 | 0 | 0 | 0 | 0 | 0 | 0 |  | 0 | 0 | 0 | 0 | 0 | 0 | 0 | 0 | 0 | 0 | 0 | 0 | 0 | 0 | 0 | 0 | 0 | 0 | 0 | 0 | 0 | 0 | 0 | 0 | 0 | 0 | 0 | 0 | 0 | 0 | 0 | 0 | 0 | 0 | 0 | 0 |  | 0 | 0 | 0 | 0 | 0 | 0 | 0 | 0 | 0 | 0 | 0.71 | 0 | 0 | 0 | 0 | 0 | 0 | 1 | 0 | 0 | 0 | 0 | 0 | 0 | 0 | 0 | 0 | 0 | -2 | 0 | 0 | 0 | 0 | 0 | 0 | 1 |  | 1 | 1 | 1 | 1 | 1 | 1+ | 1 | 1 | 1 | 1
PG&E FRESNO | Bullard | 115 | 0 | 0 | 0 | 0 | 0 | 0 | 0 | 0 | 0 | 0 | 0 | 0 | 0 | 0 | 0 | 0 | 0 | 0 | 0 | 0 |  | 0 | 0 | 0 | 0 | 0 | 0 | 0 | 0 | 0 | 0 | 0 | 0 | 0 | 0 | 0 | 0 | 0 | 0 | 0 | 0 | 0 | 0 | 0 | 0 | 0 | 0 | 0 | 0 | 0 | 0 | 0 | 0 | 0 | 0 | 0 | 0 |  | 0 | 0 | 0 | 0 | 0 | 0 | 0 | 0 | 0 | 0 | 11.7 | 0 | 0 | 0 | 0 | 0 | 0 | 1 | 0 | 0 | 0 | 0 | 0 | 0 | 0 | 0 | 0 | 0 | -2 | 0 | 0 | 0 | 0 | 0 | 0 | 1 |  | 0 | 0 | 0 | 0 | 0 | 0 | 0 | 0 | 0 | 0 | 11.7 | 0 | 0 | 0 | 0 | 0 | 0 | 1 | 0 | 0 | 0 | 0 | 0 | 0 | 0 | 0 | 0 | 0 | -2 | 0 | 0 | 0 | 0 | 0 | 0 | 1 |  | 0 | 0 | 0 | 0 | 0 | 0 | 0 | 0 | 0 | 0 | 11.7 | 0 | 0 | 0 | 0 | 0 | 0 | 1 | 0 | 0 | 0 | 0 | 0 | 0 | 0 | 0 | 0 | 0 | -2 | 0 | 0 | 0 | 0 | 0 | 0 | 1 |  | 1 | 1 | 1 | 1 | 1 | 4+ | 1 | 1 | 1 | 1
PG&E GBA | Burlingame | 115 | 0 | 0 | 0 | 0 | 0 | 0 | 0 | 0 | 0 | 0 | 0 | 0 | 0 | 0 | 0 | 0 | 0 | 0 | 0 | 0 |  | 0 | 0 | 0 | 0 | 0 | 0 | 0 | 0 | 0 | 0 | 0 | 0 | 0 | 0 | 0 | 0 | 0 | 0 | 0 | 0 | 0 | 0 | 0 | 0 | 0 | 0 | 0 | 0 | 0 | 0 | 0 | 0 | 0 | 0 | 0 | 0 |  | 0 | 0 | 0 | 0 | 0 | 0 | 0 | 0 | 0 | 0 | 0 | 0 | 0 | 0 | 0 | 0 | 0 | 0 | 0 | 0 | 0 | 0 | 0 | 0 | 0 | 0 | 0 | 0 | 0 | 0 | 0 | 0 | 0 | 0 | 0 | 0 |  | 0 | 0 | 0 | 0 | 0 | 0 | 0 | 0 | 0 | 0 | 0 | 0 | 0 | 0 | 0 | 0 | 0 | 0 | 0 | 0 | 0 | 0 | 0 | 0 | 0 | 0 | 0 | 0 | 0 | 0 | 0 | 0 | 0 | 0 | 0 | 0 |  | 0 | 0 | 0 | 0 | 0 | 0 | 0 | 0 | 0 | 0 | 0 | 0 | 0 | 0 | 0 | 0 | 0 | 0 | 0 | 0 | 0 | 0 | 0 | 0 | 0 | 0 | 0 | 0 | 0 | 0 | 0 | 0 | 0 | 0 | 0 | 0 |  | 1 | 1 | 1 | 1 | 1 | 1 | 1 | 1 | 1 | 0
PG&E NGBA | Burney Forest | 230 | 0 | 11 | 0 | 0 | 0 | 0 | 0 | 0 | 0 | 0 | 0 | 0 | 0 | 0 | 0 | 0 | 0 | 0 | 0 | 1 |  | 0 | 0 | 0 | 0 | 0 | 0 | 0 | 0 | 0 | 0 | 0 | 0 | 0 | 0 | 0 | 0 | 0 | 0 | 0 | 0 | 2 | 2 | 0 | 0 | 0 | 0 | 0 | 0 | 0 | 0 | 0 | 0 | 0 | 0 | 0 | 1 |  | 0 | 0 | 0 | 5 | 0 | 0 | 0 | 0 | 0 | 0 | 0 | 0 | 0 | 0 | 0 | 0 | 0 | 1 | 0 | 0 | 2 | 2 | 0 | 0 | 0 | 0 | 0 | 0 | 0 | 0 | 0 | 0 | 0 | 0 | 0 | 1 |  | 0 | 0 | 0 | 5 | 0 | 0 | 0 | 0 | 0 | 0 | 0 | 0 | 0 | 0 | 0 | 0 | 0 | 1 | 0 | 0 | 2 | 2 | 0 | 0 | 0 | 0 | 0 | 0 | 0 | 0 | 0 | 0 | 0 | 0 | 0 | 1 |  | 0 | 0 | 0 | 10 | 0 | 0 | 0 | 0 | 0 | 0 | 0 | 0 | 0 | 0 | 0 | 0 | 0 | 1 | 0 | 0 | 2 | 0 | 0 | 0 | 0 | 0 | 0 | 0 | 0 | 0 | 0 | 0 | 0 | 0 | 0 | 1 |  | 1 | 3- | 1 | 1 | 1 | 1 | 1 | 1 | 1 | 1
PG&E NGBA | Butte | 115 | 0 | 0 | 0 | 0 | 0 | 0 | 0 | 0 | 0 | 0 | 0 | 0 | 0 | 0 | 0 | 0 | 0 | 0 | 0 | 0 |  | 0 | 0 | 0 | 0 | 0 | 0 | 0 | 0 | 0 | 0 | 0 | 0 | 0 | 0 | 0 | 0 | 0 | 0 | 0 | 0 | 0 | 0 | 0 | 0 | 0 | 0 | 0 | 0 | 0 | 0 | 0 | 0 | 0 | 0 | 0 | 0 |  | 0 | 0 | 0 | 0 | 0 | 0 | 0 | 0 | 0 | 0 | 0 | 0 | 0 | 0 | 0 | 0 | 0 | 0 | 0 | 0 | 0 | 0 | 0 | 0 | 0 | 0 | 0 | 0 | 0 | 0 | 0 | 0 | 0 | 0 | 0 | 0 |  | 0 | 0 | 0 | 0 | 0 | 0 | 0 | 0 | 0 | 0 | 0 | 0 | 0 | 0 | 0 | 0 | 0 | 0 | 0 | 0 | 0 | 0 | 0 | 0 | 0 | 0 | 0 | 0 | 0 | 0 | 0 | 0 | 0 | 0 | 0 | 0 |  | 0 | 0 | 0 | 0 | 0 | 0 | 0 | 0 | 0 | 0 | 0 | 0 | 0 | 0 | 0 | 0 | 0 | 0 | 0 | 0 | 0 | 0 | 0 | 0 | 0 | 0 | 0 | 0 | 0 | 0 | 0 | 0 | 0 | 0 | 0 | 0 |  | 1 | 1 | 1 | 1 | 1 | 1 | 1 | 1 | 1 | 0
PG&E KERN | Cabrillo | 115 | 0 | 0 | 0 | 0 | 0 | 0 | 0 | 0 | 0 | 0 | 0 | 0 | 0 | 0 | 0 | 0 | 0 | 0 | 0 | 0 |  | 0 | 0 | 0 | 0 | 0 | 0 | 0 | 0 | 0 | 0 | 0 | 0 | 0 | 0 | 0 | 0 | 0 | 0 | 0 | 0 | 0 | 0 | 0 | 0 | 0 | 0 | 0 | 0 | 0 | 0 | 0 | 0 | 0 | 0 | 0 | 0 |  | 0 | 0 | 0 | 0 | 0 | 0 | 0 | 0 | 0 | 0 | 0 | 0 | 0 | 0 | 0 | 0 | 0 | 0 | 0 | 0 | 0 | 0 | 0 | 0 | 0 | 0 | 0 | 0 | 0 | 0 | 0 | 0 | 0 | 0 | 0 | 0 |  | 0 | 0 | 0 | 0 | 0 | 0 | 0 | 0 | 0 | 0 | 0 | 0 | 0 | 0 | 0 | 0 | 0 | 0 | 0 | 0 | 0 | 0 | 0 | 0 | 0 | 0 | 0 | 0 | 0 | 0 | 0 | 0 | 0 | 0 | 0 | 0 |  | 0 | 0 | 0 | 0 | 0 | 0 | 0 | 0 | 0 | 60 | 0 | 0 | 0 | 0 | 0 | 0 | 0 | 1 | 0 | 0 | 0 | 0 | 0 | 0 | 0 | 0 | 0 | -2 | 0 | 0 | 0 | 0 | 0 | 0 | 0 | 1 |  | 1 | 1 | 1 | 1 | 1+ | 1 | 1 | 1 | 1 | 1
PG&E FRESNO | Cal Flats | 230 | 0 | 0 | 0 | 0 | 0 | 0 | 0 | 0 | 0 | 0 | 0 | 0 | 0 | 0 | 0 | 0 | 0 | 0 | 0 | 0 |  | 0 | 0 | 0 | 0 | 0 | 0 | 0 | 0 | 0 | 0 | 0 | 0 | 0 | 0 | 0 | 0 | 0 | 0 | 0 | 0 | 0 | 0 | 0 | 0 | 0 | 0 | 0 | 0 | 0 | 0 | 0 | 0 | 0 | 0 | 0 | 0 |  | 0 | 0 | 0 | 0 | 0 | 0 | 0 | 0 | 0 | 0 | 0 | 0 | 0 | 0 | 0 | 0 | 0 | 0 | 0 | 0 | 0 | 0 | 0 | 0 | 0 | 0 | 0 | 0 | 0 | 0 | 0 | 0 | 0 | 0 | 0 | 0 |  | 0 | 0 | 0 | 0 | 0 | 0 | 0 | 0 | 0 | 0 | 0 | 0 | 0 | 0 | 0 | 0 | 0 | 0 | 0 | 0 | 0 | 0 | 0 | 0 | 0 | 0 | 0 | 0 | 0 | 0 | 0 | 0 | 0 | 0 | 0 | 0 |  | 0 | 0 | 0 | 0 | 0 | 0 | 0 | 0 | 0 | 0 | 0 | 0 | 0 | 0 | 300 | 0 | 0 | 1 | 0 | 0 | 0 | 0 | 0 | 0 | 0 | 0 | 0 | 0 | 0 | 0 | 0 | 0 | -2 | 0 | 0 | 1 |  | 1 | 1 | 1 | 1 | 1 | 1 | 1 | 1+ | 1 | 1
SCE NOL | Calcite | 230 | 0 | 0 | 0 | 0 | 0 | 0 | 0 | 0 | 0 | 0 | 0 | 0 | 200 | 254 | 454 | 0 | 100 | 100 | 0 | 1 |  | 0 | 0 | 0 | 0 | 0 | 0 | 0 | 0 | 0 | 0 | 0 | 200 | 400 | 236 | 250 | 0 | 0 | 1 | 0 | 0 | 0 | 0 | 0 | 0 | 0 | 0 | 0 | 0 | 0 | 0 | 1 | -2 | -2 | 0 | 0 | 1 |  | 0 | 0 | 0 | 0 | 0 | 0 | 0 | 0 | 0 | 0 | 0 | 200 | 400 | 236 | 250 | 0 | 0 | 1 | 0 | 0 | 0 | 0 | 0 | 0 | 0 | 0 | 0 | 0 | 0 | 0 | 1 | -2 | -2 | 0 | 0 | 1 |  | 0 | 0 | 0 | 0 | 0 | 0 | 0 | 0 | 0 | 0 | 0 | 200 | 456 | 291 | 306 | 0 | 0 | 1 | 0 | 0 | 0 | 0 | 0 | 0 | 0 | 0 | 0 | 0 | 0 | 0 | 0 | -2 | -2 | 0 | 0 | 1 |  | 0 | 0 | 0 | 0 | 0 | 0 | 0 | 0 | 0 | 0 | 0 | 200 | 1406 | 291 | 2046 | 0 | 0 | 1 | 0 | 0 | 0 | 0 | 0 | 0 | 0 | 0 | 0 | 0 | 0 | 0 | -2 | -2 | -2 | 0 | 0 | 1 |  | 1 | 1 | 1 | 1 | 1 | 1 | 1+ | 4+ | 1 | 1
PG&E KERN | Caliente | 230 | 0 | 0 | 0 | 0 | 0 | 0 | 0 | 0 | 0 | 0 | 0 | 0 | 0 | 0 | 0 | 0 | 0 | 0 | 0 | 0 |  | 0 | 0 | 0 | 0 | 0 | 0 | 0 | 0 | 0 | 0 | 0 | 0 | 0 | 0 | 75 | 0 | 0 | 1 | 0 | 0 | 0 | 0 | 0 | 0 | 0 | 0 | 0 | 0 | 0 | 0 | 0 | 0 | -2 | 0 | 0 | 1 |  | 0 | 0 | 0 | 0 | 0 | 0 | 0 | 0 | 0 | 0 | 0 | 0 | 0 | 0 | 0 | 0 | 0 | 0 | 0 | 0 | 0 | 0 | 0 | 0 | 0 | 0 | 0 | 0 | 0 | 0 | 0 | 0 | 0 | 0 | 0 | 0 |  | 0 | 0 | 0 | 0 | 0 | 0 | 0 | 0 | 0 | 0 | 0 | 0 | 0 | 0 | 75 | 0 | 0 | 1 | 0 | 0 | 0 | 0 | 0 | 0 | 0 | 0 | 0 | 0 | 0 | 0 | 0 | 0 | -2 | 0 | 0 | 1 |  | 0 | 0 | 0 | 0 | 0 | 0 | 0 | 0 | 0 | 0 | 0 | 0 | 200 | 0 | 525 | 0 | 0 | 1 | 0 | 0 | 0 | 0 | 0 | 0 | 0 | 0 | 0 | 0 | 0 | 0 | -2 | 0 | -2 | 0 | 0 | 1 |  | 1 | 1 | 1 | 1 | 1 | 1 | 1+ | 2+ | 1 | 1
PG&E FRESNO | California Ave | 115 | 0 | 0 | 0 | 0 | 0 | 0 | 0 | 0 | 0 | 0 | 0 | 0 | 0 | 0 | 0 | 0 | 0 | 0 | 0 | 0 |  | 0 | 0 | 0 | 0 | 0 | 0 | 0 | 0 | 0 | 0 | 0 | 0 | 0 | 0 | 0 | 0 | 0 | 0 | 0 | 0 | 0 | 0 | 0 | 0 | 0 | 0 | 0 | 0 | 0 | 0 | 0 | 0 | 0 | 0 | 0 | 0 |  | 0 | 0 | 0 | 0 | 0 | 0 | 0 | 0 | 0 | 0 | 0 | 0 | 0 | 0 | 0 | 0 | 0 | 0 | 0 | 0 | 0 | 0 | 0 | 0 | 0 | 0 | 0 | 0 | 0 | 0 | 0 | 0 | 0 | 0 | 0 | 0 |  | 0 | 0 | 0 | 0 | 0 | 0 | 0 | 0 | 0 | 0 | 0 | 0 | 0 | 0 | 0 | 0 | 0 | 0 | 0 | 0 | 0 | 0 | 0 | 0 | 0 | 0 | 0 | 0 | 0 | 0 | 0 | 0 | 0 | 0 | 0 | 0 |  | 0 | 0 | 0 | 0 | 0 | 0 | 0 | 0 | 0 | 0 | 0 | 0 | 0 | 0 | 0 | 0 | 0 | 0 | 0 | 0 | 0 | 0 | 0 | 0 | 0 | 0 | 0 | 0 | 0 | 0 | 0 | 0 | 0 | 0 | 0 | 0 |  | 1 | 1 | 1 | 1 | 1 | 1 | 1 | 1 | 1 | 0
PG&E KERN | Callender | 115 | 0 | 0 | 0 | 0 | 0 | 0 | 0 | 0 | 0 | 0 | 0 | 0 | 0 | 0 | 0 | 0 | 0 | 0 | 0 | 0 |  | 0 | 0 | 0 | 0 | 0 | 0 | 0 | 0 | 0 | 0 | 0 | 0 | 0 | 0 | 0 | 0 | 0 | 0 | 0 | 0 | 0 | 0 | 0 | 0 | 0 | 0 | 0 | 0 | 0 | 0 | 0 | 0 | 0 | 0 | 0 | 0 |  | 0 | 0 | 0 | 0 | 0 | 0 | 0 | 0 | 0 | 0 | 0 | 0 | 0 | 0 | 0 | 0 | 0 | 0 | 0 | 0 | 0 | 0 | 0 | 0 | 0 | 0 | 0 | 0 | 0 | 0 | 0 | 0 | 0 | 0 | 0 | 0 |  | 0 | 0 | 0 | 0 | 0 | 0 | 0 | 0 | 0 | 0 | 0 | 0 | 0 | 0 | 0 | 0 | 0 | 0 | 0 | 0 | 0 | 0 | 0 | 0 | 0 | 0 | 0 | 0 | 0 | 0 | 0 | 0 | 0 | 0 | 0 | 0 |  | 0 | 0 | 0 | 0 | 0 | 0 | 0 | 0 | 0 | 0 | 0 | 0 | 0 | 0 | 0 | 0 | 0 | 0 | 0 | 0 | 0 | 0 | 0 | 0 | 0 | 0 | 0 | 0 | 0 | 0 | 0 | 0 | 0 | 0 | 0 | 0 |  | 1 | 1 | 1 | 1 | 1 | 1 | 1 | 1 | 1 | 0
PG&E NGBA | Calpella | 115 | 0 | 10 | 0 | 0 | 0 | 0 | 0 | 0 | 0 | 0 | 0 | 0 | 0 | 0 | 0 | 0 | 0 | 0 | 0 | 1 |  | 0 | 0 | 0 | 0 | 0 | 0 | 0 | 0 | 0 | 0 | 0 | 0 | 0 | 0 | 0 | 0 | 0 | 0 | 0 | 0 | 2 | 2 | 0 | 0 | 0 | 0 | 0 | 0 | 0 | 0 | 0 | 0 | 0 | 0 | 0 | 1 |  | 0 | 0 | 0 | 0 | 0 | 0 | 0 | 0 | 0 | 0 | 1.05 | 0 | 0 | 0 | 0 | 0 | 0 | 1 | 0 | 0 | 2 | 2 | 0 | 0 | 0 | 0 | 0 | 0 | -2 | 0 | 0 | 0 | 0 | 0 | 0 | 1 |  | 0 | 0 | 0 | 0 | 0 | 0 | 0 | 0 | 0 | 0 | 1.05 | 0 | 0 | 0 | 0 | 0 | 0 | 1 | 0 | 0 | 2 | 2 | 0 | 0 | 0 | 0 | 0 | 0 | -2 | 0 | 0 | 0 | 0 | 0 | 0 | 1 |  | 0 | 0 | 0 | 0 | 0 | 0 | 0 | 0 | 0 | 0 | 1.05 | 0 | 0 | 0 | 0 | 0 | 0 | 1 | 0 | 0 | 2 | 2 | 0 | 0 | 0 | 0 | 0 | 0 | -2 | 0 | 0 | 0 | 0 | 0 | 0 | 1 |  | 1 | 5- | 1 | 1 | 1 | 4+ | 1 | 1 | 1 | 1
PG&E GBA | Camanche | 230 | 0 | 0 | 0 | 0 | 0 | 0 | 0 | 0 | 0 | 0 | 0 | 0 | 0 | 0 | 0 | 0 | 0 | 0 | 0 | 0 |  | 0 | 0 | 0 | 0 | 0 | 0 | 0 | 0 | 0 | 0 | 0 | 0 | 0 | 0 | 0 | 0 | 0 | 0 | 0 | 0 | 0 | 0 | 0 | 0 | 0 | 0 | 0 | 0 | 0 | 0 | 0 | 0 | 0 | 0 | 0 | 0 |  | 0 | 0 | 0 | 0 | 0 | 0 | 0 | 0 | 0 | 0 | 0 | 0 | 0 | 0 | 0 | 0 | 0 | 0 | 0 | 0 | 0 | 0 | 0 | 0 | 0 | 0 | 0 | 0 | 0 | 0 | 0 | 0 | 0 | 0 | 0 | 0 |  | 0 | 0 | 0 | 0 | 0 | 0 | 0 | 0 | 0 | 0 | 0 | 0 | 0 | 0 | 0 | 0 | 0 | 0 | 0 | 0 | 0 | 0 | 0 | 0 | 0 | 0 | 0 | 0 | 0 | 0 | 0 | 0 | 0 | 0 | 0 | 0 |  | 0 | 0 | 0 | 0 | 0 | 0 | 0 | 0 | 0 | 0 | 0 | 0 | 0 | 0 | 0 | 0 | 0 | 0 | 0 | 0 | 0 | 0 | 0 | 0 | 0 | 0 | 0 | 0 | 0 | 0 | 0 | 0 | 0 | 0 | 0 | 0 |  | 1 | 1 | 1 | 1 | 1 | 1 | 1 | 1 | 1 | 0
SDGE | Cameron | 69 | 0 | 0 | 0 | 0 | 0 | 0 | 0 | 0 | 0 | 0 | 0 | 0 | 0 | 0 | 0 | 0 | 0 | 0 | 0 | 0 |  | 0 | 0 | 0 | 0 | 0 | 0 | 0 | 0 | 0 | 0 | 0 | 0 | 0 | 0 | 0 | 0 | 0 | 0 | 0 | 0 | 0 | 0 | 0 | 0 | 0 | 0 | 0 | 0 | 0 | 0 | 0 | 0 | 0 | 0 | 0 | 0 |  | 0 | 0 | 0 | 0 | 0 | 0 | 0 | 0 | 0 | 0 | 0 | 0 | 0 | 0 | 0 | 0 | 0 | 0 | 0 | 0 | 0 | 0 | 0 | 0 | 0 | 0 | 0 | 0 | 0 | 0 | 0 | 0 | 0 | 0 | 0 | 0 |  | 0 | 0 | 0 | 0 | 0 | 0 | 0 | 0 | 0 | 0 | 0 | 0 | 0 | 0 | 0 | 0 | 0 | 0 | 0 | 0 | 0 | 0 | 0 | 0 | 0 | 0 | 0 | 0 | 0 | 0 | 0 | 0 | 0 | 0 | 0 | 0 |  | 0 | 0 | 0 | 0 | 0 | 0 | 0 | 0 | 0 | 0 | 0 | 0 | 0 | 0 | 100 | 0 | 0 | 1 | 0 | 0 | 0 | 0 | 0 | 0 | 0 | 0 | 0 | 0 | 0 | 0 | 0 | 0 | -2 | 0 | 0 | 1 |  | 1 | 1 | 1 | 1 | 1 | 1 | 1 | 1+ | 1 | 1
SDGE | Cannon | 69 | 0 | 0 | 0 | 0 | 0 | 0 | 0 | 0 | 0 | 0 | 0 | 0 | 0 | 0 | 0 | 0 | 0 | 0 | 0 | 0 |  | 0 | 0 | 0 | 0 | 0 | 0 | 0 | 0 | 0 | 0 | 0 | 0 | 0 | 0 | 0 | 0 | 0 | 0 | 0 | 0 | 0 | 0 | 0 | 0 | 0 | 0 | 0 | 0 | 0 | 0 | 0 | 0 | 0 | 0 | 0 | 0 |  | 0 | 0 | 0 | 0 | 0 | 0 | 0 | 0 | 0 | 0 | 0 | 0 | 0 | 0 | 0 | 0 | 0 | 0 | 0 | 0 | 0 | 0 | 0 | 0 | 0 | 0 | 0 | 0 | 0 | 0 | 0 | 0 | 0 | 0 | 0 | 0 |  | 0 | 0 | 0 | 0 | 0 | 0 | 0 | 0 | 0 | 0 | 0 | 0 | 0 | 0 | 0 | 0 | 0 | 0 | 0 | 0 | 0 | 0 | 0 | 0 | 0 | 0 | 0 | 0 | 0 | 0 | 0 | 0 | 0 | 0 | 0 | 0 |  | 0 | 0 | 0 | 0 | 0 | 0 | 0 | 0 | 0 | 0 | 0 | 0 | 0 | 0 | 3 | 0 | 0 | 1 | 0 | 0 | 0 | 0 | 0 | 0 | 0 | 0 | 0 | 0 | 0 | 0 | 0 | 0 | 0 | 0 | 0 | 0 |  | 1 | 1 | 1 | 1 | 1 | 1 | 1 | 1 | 1 | 0
PG&E FRESNO | Cantua | 115 | 0 | 0 | 0 | 0 | 0 | 0 | 0 | 0 | 0 | 0 | 0 | 0 | 0 | 0 | 0 | 0 | 0 | 0 | 0 | 0 |  | 0 | 0 | 0 | 0 | 0 | 0 | 0 | 0 | 0 | 0 | 0 | 0 | 0 | 0 | 0 | 0 | 0 | 0 | 0 | 0 | 0 | 0 | 0 | 0 | 0 | 0 | 0 | 0 | 0 | 0 | 0 | 0 | 0 | 0 | 0 | 0 |  | 0 | 0 | 0 | 0 | 0 | 0 | 0 | 0 | 0 | 0 | 3.025 | 0 | 0 | 0 | 0 | 0 | 0 | 1 | 0 | 0 | 0 | 0 | 0 | 0 | 0 | 0 | 0 | 0 | -2 | 0 | 0 | 0 | 0 | 0 | 0 | 1 |  | 0 | 0 | 0 | 0 | 0 | 0 | 0 | 0 | 0 | 0 | 3.025 | 0 | 0 | 0 | 0 | 0 | 0 | 1 | 0 | 0 | 0 | 0 | 0 | 0 | 0 | 0 | 0 | 0 | -2 | 0 | 0 | 0 | 0 | 0 | 0 | 1 |  | 0 | 0 | 0 | 0 | 0 | 0 | 0 | 0 | 0 | 0 | 3.025 | 0 | 0 | 0 | 0 | 0 | 0 | 1 | 0 | 0 | 0 | 0 | 0 | 0 | 0 | 0 | 0 | 0 | -2 | 0 | 0 | 0 | 0 | 0 | 0 | 1 |  | 1 | 1 | 1 | 1 | 1 | 4+ | 1 | 1 | 1 | 1
SDGE | Capistrano | 138 | 0 | 0 | 0 | 0 | 0 | 0 | 0 | 0 | 0 | 0 | 0 | 0 | 0 | 0 | 0 | 0 | 75 | 75 | 0 | 1 |  | 0 | 0 | 0 | 0 | 0 | 0 | 0 | 0 | 0 | 0 | 0 | 0 | 0 | 0 | 0 | 0 | 0 | 0 | 0 | 0 | 0 | 0 | 0 | 0 | 0 | 0 | 0 | 0 | 0 | 0 | 0 | 2 | 2 | 0 | 0 | 1 |  | 0 | 0 | 0 | 0 | 0 | 0 | 0 | 0 | 0 | 0 | 0 | 0 | 0 | 250 | 256.875 | 0 | 0 | 1 | 0 | 0 | 0 | 0 | 0 | 0 | 0 | 0 | 0 | 0 | 0 | 0 | 0 | -2 | -2 | 0 | 0 | 1 |  | 0 | 0 | 0 | 0 | 0 | 0 | 0 | 0 | 0 | 0 | 0 | 0 | 0 | 250 | 256.875 | 0 | 0 | 1 | 0 | 0 | 0 | 0 | 0 | 0 | 0 | 0 | 0 | 0 | 0 | 0 | 0 | -2 | -2 | 0 | 0 | 1 |  | 0 | 0 | 0 | 0 | 0 | 0 | 0 | 0 | 0 | 0 | 0 | 0 | 0 | 250 | 264.875 | 0 | 0 | 1 | 0 | 0 | 0 | 0 | 0 | 0 | 0 | 0 | 0 | 0 | 0 | 0 | 0 | -2 | -2 | 0 | 0 | 1 |  | 1 | 1 | 1 | 1 | 1 | 1 | 1 | 4+ | 1 | 1
SDGE | Capistrano | 230 | 0 | 0 | 0 | 0 | 0 | 0 | 0 | 0 | 0 | 0 | 0 | 0 | 0 | 0 | 0 | 0 | 0 | 0 | 0 | 0 |  | 0 | 0 | 0 | 0 | 0 | 0 | 0 | 0 | 0 | 0 | 0 | 0 | 0 | 0 | 0 | 0 | 0 | 0 | 0 | 0 | 0 | 0 | 0 | 0 | 0 | 0 | 0 | 0 | 0 | 0 | 0 | 0 | 0 | 0 | 0 | 0 |  | 0 | 0 | 0 | 0 | 0 | 0 | 0 | 0 | 0 | 0 | 0 | 0 | 0 | 0 | 0 | 0 | 0 | 0 | 0 | 0 | 0 | 0 | 0 | 0 | 0 | 0 | 0 | 0 | 0 | 0 | 0 | 0 | 0 | 0 | 0 | 0 |  | 0 | 0 | 0 | 0 | 0 | 0 | 0 | 0 | 0 | 0 | 0 | 0 | 0 | 0 | 0 | 0 | 0 | 0 | 0 | 0 | 0 | 0 | 0 | 0 | 0 | 0 | 0 | 0 | 0 | 0 | 0 | 0 | 0 | 0 | 0 | 0 |  | 0 | 0 | 0 | 0 | 0 | 0 | 0 | 0 | 0 | 0 | 0 | 0 | 0 | 0 | 200 | 0 | 0 | 1 | 0 | 0 | 0 | 0 | 0 | 0 | 0 | 0 | 0 | 0 | 0 | 0 | 0 | 0 | -2 | 0 | 0 | 1 |  | 1 | 1 | 1 | 1 | 1 | 1 | 1 | 1+ | 1 | 1
PG&E NGBA | Carberry | 230 | 0 | 3.6 | 0 | 0 | 0 | 0 | 0 | 0 | 0 | 0 | 0 | 0 | 0 | 0 | 0 | 0 | 0 | 0 | 0 | 1 |  | 0 | 0 | 0 | 0 | 0 | 0 | 0 | 0 | 0 | 0 | 0 | 0 | 0 | 0 | 0 | 0 | 0 | 0 | 0 | 0 | 2 | 2 | 0 | 0 | 0 | 0 | 0 | 0 | 0 | 0 | 0 | 0 | 0 | 0 | 0 | 1 |  | 0 | 0 | 0 | 0 | 0 | 0 | 0 | 0 | 0 | 0 | 0 | 0 | 0 | 0 | 0 | 0 | 0 | 0 | 0 | 0 | 2 | 2 | 0 | 0 | 0 | 0 | 0 | 0 | 0 | 0 | 0 | 0 | 0 | 0 | 0 | 1 |  | 0 | 0 | 0 | 0 | 0 | 0 | 0 | 0 | 0 | 0 | 0 | 0 | 0 | 0 | 0 | 0 | 0 | 0 | 0 | 0 | 2 | 2 | 0 | 0 | 0 | 0 | 0 | 0 | 0 | 0 | 0 | 0 | 0 | 0 | 0 | 1 |  | 0 | 0 | 0 | 0 | 0 | 0 | 0 | 0 | 0 | 0 | 0 | 0 | 0 | 0 | 0 | 0 | 0 | 0 | 0 | 0 | 2 | 2 | 0 | 0 | 0 | 0 | 0 | 0 | 0 | 0 | 0 | 0 | 0 | 0 | 0 | 1 |  | 1 | 5- | 1 | 1 | 1 | 1 | 1 | 1 | 1 | 1
SCE Eastern | Cardiff | 66 | 0 | 0 | 0 | 0 | 0 | 0 | 0 | 0 | 0 | 0 | 0 | 0 | 0 | 0 | 0 | 0 | 0 | 0 | 0 | 0 |  | 0 | 0 | 0 | 0 | 0 | 0 | 0 | 0 | 0 | 0 | 0 | 0 | 0 | 0 | 0 | 0 | 0 | 0 | 0 | 0 | 0 | 0 | 0 | 0 | 0 | 0 | 0 | 0 | 0 | 0 | 0 | 0 | 0 | 0 | 0 | 0 |  | 0 | 0 | 0 | 0 | 0 | 0 | 0 | 0 | 0 | 0 | 0 | 0 | 0 | 0 | 0 | 0 | 0 | 0 | 0 | 0 | 0 | 0 | 0 | 0 | 0 | 0 | 0 | 0 | 0 | 0 | 0 | 0 | 0 | 0 | 0 | 0 |  | 0 | 0 | 0 | 0 | 0 | 0 | 0 | 0 | 0 | 0 | 0 | 0 | 0 | 0 | 0 | 0 | 0 | 0 | 0 | 0 | 0 | 0 | 0 | 0 | 0 | 0 | 0 | 0 | 0 | 0 | 0 | 0 | 0 | 0 | 0 | 0 |  | 0 | 0 | 0 | 0 | 0 | 0 | 0 | 0 | 0 | 0 | 0 | 0 | 0 | 0 | 0 | 0 | 0 | 0 | 0 | 0 | 0 | 0 | 0 | 0 | 0 | 0 | 0 | 0 | 0 | 0 | 0 | 0 | 0 | 0 | 0 | 0 |  | 1 | 1 | 1 | 1 | 1 | 1 | 1 | 1 | 1 | 0
PG&E NGBA | Caribou | 60 | 0 | 10 | 0 | 0 | 0 | 0 | 0 | 0 | 0 | 0 | 0 | 0 | 0 | 0 | 0 | 0 | 0 | 0 | 0 | 1 |  | 0 | 0 | 0 | 0 | 0 | 0 | 0 | 0 | 0 | 0 | 0 | 0 | 0 | 0 | 0 | 0 | 0 | 0 | 0 | 0 | 2 | 2 | 0 | 0 | 0 | 0 | 0 | 0 | 0 | 0 | 0 | 0 | 0 | 0 | 0 | 1 |  | 0 | 0 | 0 | 0 | 0 | 0 | 0 | 0 | 0 | 0 | 0 | 0 | 0 | 0 | 0 | 0 | 0 | 0 | 0 | 0 | 2 | 2 | 0 | 0 | 0 | 0 | 0 | 0 | 0 | 0 | 0 | 0 | 0 | 0 | 0 | 1 |  | 0 | 0 | 0 | 0 | 0 | 0 | 0 | 0 | 0 | 0 | 0 | 0 | 0 | 0 | 0 | 0 | 0 | 0 | 0 | 0 | 2 | 2 | 0 | 0 | 0 | 0 | 0 | 0 | 0 | 0 | 0 | 0 | 0 | 0 | 0 | 1 |  | 0 | 0 | 0 | 10 | 0 | 0 | 0 | 0 | 0 | 0 | 0 | 0 | 0 | 0 | 0 | 0 | 0 | 1 | 0 | 0 | 2 | 0 | 0 | 0 | 0 | 0 | 0 | 0 | 0 | 0 | 0 | 0 | 0 | 0 | 0 | 1 |  | 1 | 3- | 1 | 1 | 1 | 1 | 1 | 1 | 1 | 1
PG&E NGBA | Caribou | 115 | 0 | 10 | 0 | 0 | 0 | 0 | 0 | 0 | 0 | 0 | 0 | 0 | 0 | 0 | 0 | 0 | 0 | 0 | 0 | 1 |  | 0 | 0 | 0 | 0 | 0 | 0 | 0 | 0 | 0 | 0 | 0 | 0 | 0 | 0 | 0 | 0 | 0 | 0 | 0 | 0 | 2 | 2 | 0 | 0 | 0 | 0 | 0 | 0 | 0 | 0 | 0 | 0 | 0 | 0 | 0 | 1 |  | 0 | 0 | 0 | 0 | 0 | 0 | 0 | 0 | 0 | 0 | 0 | 0 | 0 | 0 | 0 | 0 | 0 | 0 | 0 | 0 | 2 | 2 | 0 | 0 | 0 | 0 | 0 | 0 | 0 | 0 | 0 | 0 | 0 | 0 | 0 | 1 |  | 0 | 0 | 0 | 0 | 0 | 0 | 0 | 0 | 0 | 0 | 0 | 0 | 0 | 0 | 0 | 0 | 0 | 0 | 0 | 0 | 2 | 2 | 0 | 0 | 0 | 0 | 0 | 0 | 0 | 0 | 0 | 0 | 0 | 0 | 0 | 1 |  | 0 | 0 | 0 | 0 | 0 | 0 | 0 | 0 | 0 | 0 | 0 | 0 | 0 | 0 | 0 | 0 | 0 | 0 | 0 | 0 | 2 | 2 | 0 | 0 | 0 | 0 | 0 | 0 | 0 | 0 | 0 | 0 | 0 | 0 | 0 | 1 |  | 1 | 5- | 1 | 1 | 1 | 1 | 1 | 1 | 1 | 1
PG&E NGBA | Caribou | 230 | 0 | 0 | 0 | 0 | 0 | 0 | 0 | 0 | 0 | 0 | 0 | 0 | 0 | 0 | 0 | 0 | 0 | 0 | 0 | 0 |  | 0 | 0 | 0 | 0 | 0 | 0 | 0 | 0 | 0 | 0 | 0 | 0 | 0 | 0 | 0 | 0 | 0 | 0 | 0 | 0 | 0 | 0 | 0 | 0 | 0 | 0 | 0 | 0 | 0 | 0 | 0 | 0 | 0 | 0 | 0 | 0 |  | 0 | 0 | 0 | 0 | 0 | 0 | 0 | 0 | 0 | 0 | 0 | 0 | 0 | 0 | 0 | 0 | 0 | 0 | 0 | 0 | 0 | 0 | 0 | 0 | 0 | 0 | 0 | 0 | 0 | 0 | 0 | 0 | 0 | 0 | 0 | 0 |  | 0 | 0 | 0 | 0 | 0 | 0 | 0 | 0 | 0 | 0 | 0 | 0 | 0 | 0 | 0 | 0 | 0 | 0 | 0 | 0 | 0 | 0 | 0 | 0 | 0 | 0 | 0 | 0 | 0 | 0 | 0 | 0 | 0 | 0 | 0 | 0 |  | 0 | 0 | 0 | 0 | 0 | 0 | 0 | 0 | 0 | 0 | 0 | 0 | 0 | 0 | 0 | 0 | 0 | 0 | 0 | 0 | 0 | 0 | 0 | 0 | 0 | 0 | 0 | 0 | 0 | 0 | 0 | 0 | 0 | 0 | 0 | 0 |  | 1 | 1 | 1 | 1 | 1 | 1 | 1 | 1 | 1 | 0
EOP | Carpenter Canyon (fka Gamebird) | 138 | 0 | 0 | 0 | 0 | 0 | 0 | 0 | 0 | 0 | 0 | 0 | 0 | 0 | 0 | 0 | 0 | 0 | 0 | 0 | 0 |  | 0 | 0 | 0 | 0 | 0 | 0 | 0 | 0 | 0 | 0 | 0 | 0 | 0 | 0 | 0 | 0 | 0 | 0 | 0 | 0 | 0 | 0 | 0 | 0 | 0 | 0 | 0 | 0 | 0 | 0 | 0 | 0 | 0 | 0 | 0 | 0 |  | 0 | 0 | 0 | 0 | 0 | 0 | 0 | 0 | 0 | 0 | 0 | 0 | 0 | 0 | 0 | 0 | 0 | 0 | 0 | 0 | 0 | 0 | 0 | 0 | 0 | 0 | 0 | 0 | 0 | 0 | 0 | 0 | 0 | 0 | 0 | 0 |  | 0 | 0 | 0 | 0 | 0 | 0 | 0 | 0 | 0 | 0 | 0 | 0 | 0 | 0 | 0 | 0 | 0 | 0 | 0 | 0 | 0 | 0 | 0 | 0 | 0 | 0 | 0 | 0 | 0 | 0 | 0 | 0 | 0 | 0 | 0 | 0 |  | 0 | 0 | 0 | 0 | 0 | 0 | 0 | 0 | 0 | 0 | 0 | 0 | 0 | 0 | 0 | 0 | 0 | 0 | 0 | 0 | 0 | 0 | 0 | 0 | 0 | 0 | 0 | 0 | 0 | 0 | 0 | 0 | 0 | 0 | 0 | 0 |  | 1 | 1 | 1 | 1 | 1 | 1 | 1 | 1 | 1 | 0
EOP | Carpenter Canyon (fka Gamebird) | 230 | 0 | 0 | 0 | 0 | 0 | 0 | 0 | 0 | 0 | 0 | 0 | 0 | 150 | 550 | 700 | 0 | 140 | 140 | 0 | 1 |  | 0 | 0 | 0 | 0 | 0 | 0 | 0 | 0 | 0 | 0 | 0 | 0 | 716.7638 | 200 | 716.7638 | 0 | 0 | 1 | 0 | 0 | 0 | 0 | 0 | 0 | 0 | 0 | 0 | 0 | 0 | 2 | 0 | -1 | -2 | 0 | 0 | 1 |  | 0 | 0 | 0 | 0 | 0 | 0 | 0 | 0 | 0 | 0 | 0 | 0 | 200 | 200 | 200 | 0 | 0 | 1 | 0 | 0 | 0 | 0 | 0 | 0 | 0 | 0 | 0 | 0 | 0 | 2 | 2 | -1 | -1 | 0 | 0 | 1 |  | 0 | 0 | 0 | 0 | 0 | 0 | 0 | 0 | 0 | 0 | 0 | 0 | 716.7638 | 200 | 716.7638 | 0 | 0 | 1 | 0 | 0 | 0 | 0 | 0 | 0 | 0 | 0 | 0 | 0 | 0 | 2 | 0 | -1 | -2 | 0 | 0 | 1 |  | 0 | 0 | 0 | 0 | 0 | 0 | 0 | 0 | 0 | 0 | 0 | 0 | 1116.7638 | 200 | 1116.7638 | 0 | 0 | 1 | 0 | 0 | 0 | 0 | 0 | 0 | 0 | 0 | 0 | 0 | 0 | 2 | -2 | -1 | -2 | 0 | 0 | 1 |  | 1 | 1 | 1 | 1 | 1 | 1 | 2- | 3+ | 1 | 1
PG&E NGBA | Carquinez | 115 | 0 | 0 | 0 | 0 | 0 | 0 | 0 | 0 | 0 | 0 | 0 | 0 | 0 | 0 | 0 | 0 | 0 | 0 | 0 | 0 |  | 0 | 0 | 0 | 0 | 0 | 0 | 0 | 0 | 0 | 0 | 0 | 0 | 0 | 0 | 0 | 0 | 0 | 0 | 0 | 0 | 0 | 0 | 0 | 0 | 0 | 0 | 0 | 0 | 0 | 0 | 0 | 0 | 0 | 0 | 0 | 0 |  | 0 | 0 | 0 | 0 | 0 | 0 | 0 | 0 | 0 | 0 | 0 | 0 | 0 | 0 | 0 | 0 | 0 | 0 | 0 | 0 | 0 | 0 | 0 | 0 | 0 | 0 | 0 | 0 | 0 | 0 | 0 | 0 | 0 | 0 | 0 | 0 |  | 0 | 0 | 0 | 0 | 0 | 0 | 0 | 0 | 0 | 0 | 0 | 0 | 0 | 0 | 0 | 0 | 0 | 0 | 0 | 0 | 0 | 0 | 0 | 0 | 0 | 0 | 0 | 0 | 0 | 0 | 0 | 0 | 0 | 0 | 0 | 0 |  | 0 | 0 | 0 | 0 | 0 | 0 | 0 | 0 | 0 | 0 | 0 | 0 | 0 | 0 | 0 | 0 | 0 | 0 | 0 | 0 | 0 | 0 | 0 | 0 | 0 | 0 | 0 | 0 | 0 | 0 | 0 | 0 | 0 | 0 | 0 | 0 |  | 1 | 1 | 1 | 1 | 1 | 1 | 1 | 1 | 1 | 0
SDGE | Carrizo Gorge | 138 | 0 | 0 | 0 | 0 | 0 | 0 | 0 | 0 | 0 | 0 | 0 | 0 | 0 | 0 | 0 | 0 | 0 | 0 | 0 | 0 |  | 0 | 0 | 0 | 0 | 0 | 0 | 0 | 0 | 0 | 0 | 0 | 0 | 0 | 20 | 20 | 0 | 0 | 1 | 0 | 0 | 0 | 0 | 0 | 0 | 0 | 0 | 0 | 0 | 0 | 0 | 0 | -2 | -2 | 0 | 0 | 1 |  | 0 | 0 | 0 | 0 | 0 | 0 | 0 | 0 | 0 | 0 | 0 | 0 | 0 | 20 | 20 | 0 | 0 | 1 | 0 | 0 | 0 | 0 | 0 | 0 | 0 | 0 | 0 | 0 | 0 | 0 | 0 | -2 | -2 | 0 | 0 | 1 |  | 0 | 0 | 0 | 0 | 0 | 0 | 0 | 0 | 0 | 0 | 0 | 0 | 0 | 20 | 20 | 0 | 0 | 1 | 0 | 0 | 0 | 0 | 0 | 0 | 0 | 0 | 0 | 0 | 0 | 0 | 0 | -2 | -2 | 0 | 0 | 1 |  | 0 | 0 | 0 | 0 | 0 | 0 | 0 | 0 | 0 | 0 | 0 | 0 | 0 | 20 | 20 | 0 | 0 | 1 | 0 | 0 | 0 | 0 | 0 | 0 | 0 | 0 | 0 | 0 | 0 | 0 | 0 | -2 | -2 | 0 | 0 | 1 |  | 1 | 1 | 1 | 1 | 1 | 1 | 1 | 4+ | 1 | 1
PG&E KERN | Carrizo Plains | 115 | 0 | 0 | 0 | 0 | 0 | 0 | 0 | 0 | 0 | 0 | 0 | 0 | 0 | 0 | 0 | 0 | 0 | 0 | 0 | 0 |  | 0 | 0 | 0 | 0 | 0 | 0 | 0 | 0 | 0 | 0 | 0 | 0 | 0 | 0 | 0 | 0 | 0 | 0 | 0 | 0 | 0 | 0 | 0 | 0 | 0 | 0 | 0 | 0 | 0 | 0 | 0 | 0 | 0 | 0 | 0 | 0 |  | 0 | 0 | 0 | 0 | 0 | 0 | 0 | 0 | 0 | 0 | 0 | 0 | 0 | 0 | 0 | 0 | 0 | 0 | 0 | 0 | 0 | 0 | 0 | 0 | 0 | 0 | 0 | 0 | 0 | 0 | 0 | 0 | 0 | 0 | 0 | 0 |  | 0 | 0 | 0 | 0 | 0 | 0 | 0 | 0 | 0 | 0 | 0 | 0 | 0 | 0 | 0 | 0 | 0 | 0 | 0 | 0 | 0 | 0 | 0 | 0 | 0 | 0 | 0 | 0 | 0 | 0 | 0 | 0 | 0 | 0 | 0 | 0 |  | 0 | 0 | 0 | 0 | 0 | 0 | 0 | 0 | 0 | 0 | 0 | 0 | 0 | 0 | 0 | 0 | 0 | 0 | 0 | 0 | 0 | 0 | 0 | 0 | 0 | 0 | 0 | 0 | 0 | 0 | 0 | 0 | 0 | 0 | 0 | 0 |  | 1 | 1 | 1 | 1 | 1 | 1 | 1 | 1 | 1 | 0
PG&E KERN | Casaloma | 230 | 0 | 0 | 0 | 0 | 0 | 0 | 0 | 0 | 0 | 0 | 0 | 0 | 0 | 0 | 0 | 0 | 0 | 0 | 0 | 0 |  | 0 | 0 | 0 | 0 | 0 | 0 | 0 | 0 | 0 | 0 | 0 | 0 | 0 | 0 | 0 | 0 | 0 | 0 | 0 | 0 | 0 | 0 | 0 | 0 | 0 | 0 | 0 | 0 | 0 | 0 | 0 | 0 | 0 | 0 | 0 | 0 |  | 0 | 0 | 0 | 0 | 0 | 0 | 0 | 0 | 0 | 0 | 0 | 0 | 0 | 0 | 0 | 0 | 0 | 0 | 0 | 0 | 0 | 0 | 0 | 0 | 0 | 0 | 0 | 0 | 0 | 0 | 0 | 0 | 0 | 0 | 0 | 0 |  | 0 | 0 | 0 | 0 | 0 | 0 | 0 | 0 | 0 | 0 | 0 | 0 | 0 | 0 | 0 | 0 | 0 | 0 | 0 | 0 | 0 | 0 | 0 | 0 | 0 | 0 | 0 | 0 | 0 | 0 | 0 | 0 | 0 | 0 | 0 | 0 |  | 0 | 0 | 0 | 0 | 0 | 0 | 0 | 0 | 0 | 0 | 0 | 0 | 0 | 0 | 0 | 0 | 0 | 0 | 0 | 0 | 0 | 0 | 0 | 0 | 0 | 0 | 0 | 0 | 0 | 0 | 0 | 0 | 0 | 0 | 0 | 0 |  | 1 | 1 | 1 | 1 | 1 | 1 | 1 | 1 | 1 | 0
PG&E GBA | Castro Valley | 230 | 0 | 0 | 0 | 0 | 0 | 0 | 0 | 0 | 0 | 0 | 0 | 0 | 0 | 0 | 0 | 0 | 0 | 0 | 0 | 0 |  | 0 | 0 | 0 | 0 | 0 | 0 | 0 | 0 | 0 | 0 | 0 | 0 | 0 | 0 | 0 | 0 | 0 | 0 | 0 | 0 | 0 | 0 | 0 | 0 | 0 | 0 | 0 | 0 | 0 | 0 | 0 | 0 | 0 | 0 | 0 | 0 |  | 0 | 0 | 0 | 0 | 0 | 0 | 0 | 0 | 0 | 0 | 0.982 | 0 | 0 | 0 | 0 | 0 | 0 | 1 | 0 | 0 | 0 | 0 | 0 | 0 | 0 | 0 | 0 | 0 | -2 | 0 | 0 | 0 | 0 | 0 | 0 | 1 |  | 0 | 0 | 0 | 0 | 0 | 0 | 0 | 0 | 0 | 0 | 0.982 | 0 | 0 | 0 | 0 | 0 | 0 | 1 | 0 | 0 | 0 | 0 | 0 | 0 | 0 | 0 | 0 | 0 | -2 | 0 | 0 | 0 | 0 | 0 | 0 | 1 |  | 0 | 0 | 0 | 0 | 0 | 0 | 0 | 0 | 0 | 0 | 0.99087 | 0 | 0 | 0 | 0 | 0 | 0 | 1 | 0 | 0 | 0 | 0 | 0 | 0 | 0 | 0 | 0 | 0 | -2 | 0 | 0 | 0 | 0 | 0 | 0 | 1 |  | 1 | 1 | 1 | 1 | 1 | 4+ | 1 | 1 | 1 | 1
PG&E GBA | Cayetano | 230 | 0 | 0 | 0 | 0 | 0 | 0 | 0 | 0 | 0 | 0 | 0 | 0 | 0 | 0 | 0 | 0 | 0 | 0 | 0 | 0 |  | 0 | 0 | 0 | 0 | 0 | 0 | 0 | 0 | 0 | 0 | 0 | 0 | 1.4 | 0 | 1.3 | 0 | 0 | 1 | 0 | 0 | 0 | 0 | 0 | 0 | 0 | 0 | 0 | 0 | 0 | 0 | -2 | 0 | -2 | 0 | 0 | 1 |  | 0 | 0 | 0 | 0 | 0 | 0 | 0 | 0 | 0 | 0 | 0 | 0 | 1.4 | 0 | 1.3 | 0 | 0 | 1 | 0 | 0 | 0 | 0 | 0 | 0 | 0 | 0 | 0 | 0 | 0 | 0 | 0 | 0 | 0 | 0 | 0 | 0 |  | 0 | 0 | 0 | 0 | 0 | 0 | 0 | 0 | 0 | 0 | 0 | 0 | 1.4 | 0 | 1.3 | 0 | 0 | 1 | 0 | 0 | 0 | 0 | 0 | 0 | 0 | 0 | 0 | 0 | 0 | 0 | -2 | 0 | 0 | 0 | 0 | 1 |  | 0 | 0 | 0 | 0 | 0 | 0 | 0 | 0 | 0 | 0 | 0 | 0 | 1.4 | 0 | 1.3 | 0 | 0 | 1 | 0 | 0 | 0 | 0 | 0 | 0 | 0 | 0 | 0 | 0 | 0 | 0 | 0 | 0 | 0 | 0 | 0 | 0 |  | 1 | 1 | 1 | 1 | 1 | 1 | 2+ | 1 | 1 | 1
SCE Metro | Center | 230 | 0 | 0 | 0 | 0 | 0 | 0 | 0 | 0 | 0 | 0 | 0 | 0 | 0 | 0 | 0 | 0 | 0 | 0 | 0 | 0 |  | 0 | 0 | 0 | 0 | 0 | 0 | 0 | 0 | 0 | 0 | 0 | 0 | 0 | 0 | 0 | 0 | 0 | 0 | 0 | 0 | 0 | 0 | 0 | 0 | 0 | 0 | 0 | 0 | 0 | 0 | 0 | 0 | 0 | 0 | 0 | 0 |  | 0 | 0 | 0 | 0 | 0 | 0 | 0 | 0 | 0 | 0 | 0 | 0 | 0 | 0 | 0 | 0 | 0 | 0 | 0 | 0 | 0 | 0 | 0 | 0 | 0 | 0 | 0 | 0 | 0 | 0 | 0 | 0 | 0 | 0 | 0 | 0 |  | 0 | 0 | 0 | 0 | 0 | 0 | 0 | 0 | 0 | 0 | 0 | 0 | 0 | 0 | 0 | 0 | 0 | 0 | 0 | 0 | 0 | 0 | 0 | 0 | 0 | 0 | 0 | 0 | 0 | 0 | 0 | 0 | 0 | 0 | 0 | 0 |  | 0 | 0 | 0 | 0 | 0 | 0 | 0 | 0 | 0 | 0 | 0 | 0 | 0 | 0 | 87.4 | 0 | 0 | 1 | 0 | 0 | 0 | 0 | 0 | 0 | 0 | 0 | 0 | 0 | 0 | 0 | 0 | 0 | -2 | 0 | 0 | 1 |  | 1 | 1 | 1 | 1 | 1 | 1 | 1 | 1+ | 1 | 1
PG&E KERN | Charca | 115 | 0 | 0 | 0 | 0 | 0 | 0 | 0 | 0 | 0 | 0 | 0 | 0 | 0 | 0 | 0 | 0 | 0 | 0 | 0 | 0 |  | 0 | 0 | 0 | 0 | 0 | 0 | 0 | 0 | 0 | 0 | 0 | 0 | 0 | 0 | 0 | 0 | 0 | 0 | 0 | 0 | 0 | 0 | 0 | 0 | 0 | 0 | 0 | 0 | 0 | 0 | 0 | 0 | 0 | 0 | 0 | 0 |  | 0 | 0 | 0 | 0 | 0 | 0 | 0 | 0 | 0 | 0 | 0 | 0 | 0 | 0 | 0 | 0 | 0 | 0 | 0 | 0 | 0 | 0 | 0 | 0 | 0 | 0 | 0 | 0 | 0 | 0 | 0 | 0 | 0 | 0 | 0 | 0 |  | 0 | 0 | 0 | 0 | 0 | 0 | 0 | 0 | 0 | 0 | 0 | 0 | 0 | 0 | 0 | 0 | 0 | 0 | 0 | 0 | 0 | 0 | 0 | 0 | 0 | 0 | 0 | 0 | 0 | 0 | 0 | 0 | 0 | 0 | 0 | 0 |  | 0 | 0 | 0 | 0 | 0 | 0 | 0 | 0 | 0 | 0 | 11.7 | 0 | 0 | 0 | 9.7 | 0 | 0 | 1 | 0 | 0 | 0 | 0 | 0 | 0 | 0 | 0 | 0 | 0 | -2 | 0 | 0 | 0 | -2 | 0 | 0 | 1 |  | 1 | 1 | 1 | 1 | 1 | 1+ | 1 | 1+ | 1 | 1
EOP | Charleston | 138 | 0 | 0 | 0 | 0 | 0 | 0 | 0 | 0 | 0 | 0 | 0 | 0 | 0 | 0 | 0 | 0 | 0 | 0 | 0 | 0 |  | 0 | 0 | 0 | 0 | 0 | 0 | 0 | 0 | 0 | 0 | 0 | 0 | 0 | 0 | 0 | 0 | 0 | 0 | 0 | 0 | 0 | 0 | 0 | 0 | 0 | 0 | 0 | 0 | 0 | 0 | 0 | 0 | 0 | 0 | 0 | 0 |  | 0 | 0 | 0 | 0 | 0 | 0 | 0 | 0 | 0 | 0 | 0 | 0 | 0 | 0 | 0 | 0 | 0 | 0 | 0 | 0 | 0 | 0 | 0 | 0 | 0 | 0 | 0 | 0 | 0 | 0 | 0 | 0 | 0 | 0 | 0 | 0 |  | 0 | 0 | 0 | 0 | 0 | 0 | 0 | 0 | 0 | 0 | 0 | 0 | 0 | 0 | 0 | 0 | 0 | 0 | 0 | 0 | 0 | 0 | 0 | 0 | 0 | 0 | 0 | 0 | 0 | 0 | 0 | 0 | 0 | 0 | 0 | 0 |  | 0 | 0 | 0 | 0 | 0 | 0 | 0 | 0 | 0 | 0 | 0 | 0 | 0 | 0 | 0 | 0 | 0 | 0 | 0 | 0 | 0 | 0 | 0 | 0 | 0 | 0 | 0 | 0 | 0 | 0 | 0 | 0 | 0 | 0 | 0 | 0 |  | 1 | 1 | 1 | 1 | 1 | 1 | 1 | 1 | 1 | 0
SCE Metro | Chevmain | 230 | 0 | 0 | 0 | 0 | 0 | 0 | 0 | 0 | 0 | 0 | 0 | 0 | 0 | 0 | 0 | 0 | 0 | 0 | 0 | 0 |  | 0 | 0 | 0 | 0 | 0 | 0 | 0 | 0 | 0 | 0 | 0 | 0 | 0 | 0 | 0 | 0 | 0 | 0 | 0 | 0 | 0 | 0 | 0 | 0 | 0 | 0 | 0 | 0 | 0 | 0 | 0 | 0 | 0 | 0 | 0 | 0 |  | 0 | 0 | 0 | 0 | 0 | 0 | 0 | 0 | 0 | 0 | 0 | 0 | 0 | 0 | 0 | 0 | 0 | 0 | 0 | 0 | 0 | 0 | 0 | 0 | 0 | 0 | 0 | 0 | 0 | 0 | 0 | 0 | 0 | 0 | 0 | 0 |  | 0 | 0 | 0 | 0 | 0 | 0 | 0 | 0 | 0 | 0 | 0 | 0 | 0 | 0 | 0 | 0 | 0 | 0 | 0 | 0 | 0 | 0 | 0 | 0 | 0 | 0 | 0 | 0 | 0 | 0 | 0 | 0 | 0 | 0 | 0 | 0 |  | 0 | 0 | 0 | 0 | 0 | 0 | 0 | 0 | 0 | 0 | 0 | 0 | 0 | 0 | 0 | 0 | 0 | 0 | 0 | 0 | 0 | 0 | 0 | 0 | 0 | 0 | 0 | 0 | 0 | 0 | 0 | 0 | 0 | 0 | 0 | 0 |  | 1 | 1 | 1 | 1 | 1 | 1 | 1 | 1 | 1 | 0
SDGE | Chicarita | 138 | 0 | 0 | 0 | 0 | 0 | 0 | 0 | 0 | 0 | 0 | 0 | 0 | 0 | 0 | 0 | 0 | 0 | 0 | 0 | 0 |  | 0 | 0 | 0 | 0 | 0 | 0 | 0 | 0 | 0 | 0 | 0 | 0 | 0 | 0 | 0 | 0 | 0 | 0 | 0 | 0 | 0 | 0 | 0 | 0 | 0 | 0 | 0 | 0 | 0 | 0 | 0 | 0 | 0 | 0 | 0 | 0 |  | 0 | 0 | 0 | 0 | 0 | 0 | 0 | 0 | 0 | 0 | 0 | 0 | 0 | 0 | 0 | 0 | 0 | 0 | 0 | 0 | 0 | 0 | 0 | 0 | 0 | 0 | 0 | 0 | 0 | 0 | 0 | 0 | 0 | 0 | 0 | 0 |  | 0 | 0 | 0 | 0 | 0 | 0 | 0 | 0 | 0 | 0 | 0 | 0 | 0 | 0 | 0 | 0 | 0 | 0 | 0 | 0 | 0 | 0 | 0 | 0 | 0 | 0 | 0 | 0 | 0 | 0 | 0 | 0 | 0 | 0 | 0 | 0 |  | 0 | 0 | 0 | 0 | 0 | 0 | 0 | 0 | 0 | 0 | 0 | 0 | 0 | 0 | 101.9 | 0 | 0 | 1 | 0 | 0 | 0 | 0 | 0 | 0 | 0 | 0 | 0 | 0 | 0 | 0 | 0 | 0 | -2 | 0 | 0 | 1 |  | 1 | 1 | 1 | 1 | 1 | 1 | 1 | 1+ | 1 | 1
SCE Metro | Chino | 230 | 0 | 0 | 0 | 0 | 0 | 0 | 0 | 0 | 0 | 0 | 0 | 0 | 0 | 0 | 0 | 0 | 0 | 0 | 0 | 0 |  | 0 | 0 | 0 | 0 | 0 | 0 | 0 | 0 | 0 | 0 | 0 | 0 | 0 | 0 | 0 | 0 | 0 | 0 | 0 | 0 | 0 | 0 | 0 | 0 | 0 | 0 | 0 | 0 | 0 | 0 | 0 | 0 | 0 | 0 | 0 | 0 |  | 0 | 0 | 0 | 0 | 0 | 0 | 0 | 0 | 0 | 0 | 0 | 0 | 0 | 0 | 0 | 0 | 0 | 0 | 0 | 0 | 0 | 0 | 0 | 0 | 0 | 0 | 0 | 0 | 0 | 0 | 0 | 0 | 0 | 0 | 0 | 0 |  | 0 | 0 | 0 | 0 | 0 | 0 | 0 | 0 | 0 | 0 | 0 | 0 | 0 | 400 | 403.4 | 0 | 0 | 1 | 0 | 0 | 0 | 0 | 0 | 0 | 0 | 0 | 0 | 0 | 0 | 0 | 0 | -2 | -2 | 0 | 0 | 1 |  | 0 | 0 | 0 | 0 | 0 | 0 | 0 | 0 | 0 | 0 | 0 | 0 | 0 | 460 | 1523.2 | 0 | 0 | 1 | 0 | 0 | 0 | 0 | 0 | 0 | 0 | 0 | 0 | 0 | 0 | 0 | 0 | -2 | -2 | 0 | 0 | 1 |  | 1 | 1 | 1 | 1 | 1 | 1 | 1 | 4+ | 1 | 1
PG&E FRESNO | Chowchilla | 115 | 0 | 0 | 0 | 0 | 0 | 0 | 0 | 0 | 0 | 0 | 0 | 0 | 0 | 0 | 0 | 0 | 0 | 0 | 0 | 0 |  | 0 | 0 | 0 | 0 | 0 | 0 | 0 | 0 | 0 | 0 | 0 | 0 | 0 | 0 | 0 | 0 | 0 | 0 | 0 | 0 | 0 | 0 | 0 | 0 | 0 | 0 | 0 | 0 | 0 | 0 | 0 | 0 | 0 | 0 | 0 | 0 |  | 0 | 0 | 0 | 0 | 0 | 0 | 0 | 0 | 0 | 0 | 0 | 0 | 0 | 0 | 0 | 0 | 0 | 0 | 0 | 0 | 0 | 0 | 0 | 0 | 0 | 0 | 0 | 0 | 0 | 0 | 0 | 0 | 0 | 0 | 0 | 0 |  | 0 | 0 | 0 | 0 | 0 | 0 | 0 | 0 | 0 | 0 | 0 | 0 | 0 | 75 | 79.5871 | 0 | 0 | 1 | 0 | 0 | 0 | 0 | 0 | 0 | 0 | 0 | 0 | 0 | 0 | 0 | 0 | -2 | -2 | 0 | 0 | 1 |  | 0 | 0 | 0 | 0 | 0 | 0 | 0 | 0 | 0 | 0 | 14.95 | 0 | 0 | 75 | 159.5871 | 0 | 0 | 1 | 0 | 0 | 0 | 0 | 0 | 0 | 0 | 0 | 0 | 0 | -2 | 0 | 0 | -2 | -2 | 0 | 0 | 1 |  | 1 | 1 | 1 | 1 | 1 | 1+ | 1 | 4+ | 1 | 1
PG&E GBA | Christie | 60 | 0 | 0 | 0 | 0 | 0 | 0 | 0 | 0 | 0 | 0 | 0 | 0 | 0 | 0 | 0 | 0 | 0 | 0 | 0 | 0 |  | 0 | 0 | 0 | 0 | 0 | 0 | 0 | 0 | 0 | 0 | 0 | 0 | 0 | 0 | 0 | 0 | 0 | 0 | 0 | 0 | 0 | 0 | 0 | 0 | 0 | 0 | 0 | 0 | 0 | 0 | 0 | 0 | 0 | 0 | 0 | 0 |  | 0 | 0 | 0 | 0 | 0 | 0 | 0 | 0 | 0 | 0 | 0 | 0 | 0 | 0 | 0 | 0 | 0 | 0 | 0 | 0 | 0 | 0 | 0 | 0 | 0 | 0 | 0 | 0 | 0 | 0 | 0 | 0 | 0 | 0 | 0 | 0 |  | 0 | 0 | 0 | 0 | 0 | 0 | 0 | 0 | 0 | 0 | 0 | 0 | 0 | 0 | 0 | 0 | 0 | 0 | 0 | 0 | 0 | 0 | 0 | 0 | 0 | 0 | 0 | 0 | 0 | 0 | 0 | 0 | 0 | 0 | 0 | 0 |  | 0 | 0 | 0 | 0 | 0 | 0 | 0 | 0 | 0 | 0 | 0 | 0 | 0 | 0 | 0 | 0 | 0 | 0 | 0 | 0 | 0 | 0 | 0 | 0 | 0 | 0 | 0 | 0 | 0 | 0 | 0 | 0 | 0 | 0 | 0 | 0 |  | 1 | 1 | 1 | 1 | 1 | 1 | 1 | 1 | 1 | 0
PG&E GBA | Christie | 115 | 0 | 0 | 0 | 0 | 0 | 0 | 0 | 0 | 0 | 0 | 0 | 0 | 0 | 0 | 0 | 0 | 0 | 0 | 0 | 0 |  | 0 | 0 | 0 | 0 | 0 | 0 | 0 | 0 | 0 | 0 | 0 | 0 | 0 | 0 | 0 | 0 | 0 | 0 | 0 | 0 | 0 | 0 | 0 | 0 | 0 | 0 | 0 | 0 | 0 | 0 | 0 | 0 | 0 | 0 | 0 | 0 |  | 0 | 0 | 0 | 0 | 0 | 0 | 0 | 0 | 0 | 0 | 0 | 0 | 0 | 0 | 0 | 0 | 0 | 0 | 0 | 0 | 0 | 0 | 0 | 0 | 0 | 0 | 0 | 0 | 0 | 0 | 0 | 0 | 0 | 0 | 0 | 0 |  | 0 | 0 | 0 | 0 | 0 | 0 | 0 | 0 | 0 | 0 | 0 | 0 | 0 | 0 | 0 | 0 | 0 | 0 | 0 | 0 | 0 | 0 | 0 | 0 | 0 | 0 | 0 | 0 | 0 | 0 | 0 | 0 | 0 | 0 | 0 | 0 |  | 0 | 0 | 0 | 0 | 0 | 0 | 0 | 0 | 0 | 0 | 0 | 0 | 0 | 0 | 0 | 0 | 0 | 0 | 0 | 0 | 0 | 0 | 0 | 0 | 0 | 0 | 0 | 0 | 0 | 0 | 0 | 0 | 0 | 0 | 0 | 0 |  | 1 | 1 | 1 | 1 | 1 | 1 | 1 | 1 | 1 | 0
SCE Eastern | Cielo Azul | 500 | 0 | 0 | 0 | 0 | 0 | 0 | 0 | 0 | 0 | 0 | 0 | 0 | 500 | 600 | 1100 | 0 | 250 | 250 | 0 | 1 |  | 0 | 0 | 0 | 0 | 0 | 0 | 0 | 0 | 0 | 0 | 0 | 0 | 0 | 0 | 0 | 0 | 0 | 0 | 0 | 0 | 0 | 0 | 0 | 0 | 0 | 0 | 0 | 0 | 0 | 2 | 2 | 2 | 2 | 0 | 0 | 1 |  | 0 | 0 | 0 | 0 | 0 | 0 | 0 | 0 | 0 | 0 | 0 | 0 | 1675 | 637.6 | 637.6 | 0 | 0 | 1 | 0 | 0 | 0 | 0 | 0 | 0 | 0 | 0 | 0 | 0 | 0 | 2 | -2 | -2 | -2 | 0 | 0 | 1 |  | 0 | 0 | 0 | 0 | 0 | 0 | 0 | 0 | 0 | 0 | 0 | 0 | 5825.8605 | 637.6 | 4833.5303 | 0 | 0 | 1 | 0 | 0 | 0 | 0 | 0 | 0 | 0 | 0 | 0 | 0 | 0 | 2 | -2 | -2 | -2 | 0 | 0 | 1 |  | 0 | 0 | 0 | 0 | 0 | 0 | 0 | 0 | 0 | 0 | 0 | 0 | 9675.8605 | 637.6 | 8683.5303 | 0 | 0 | 1 | 0 | 0 | 0 | 0 | 0 | 0 | 0 | 0 | 0 | 0 | 0 | 2 | -2 | -2 | -2 | 0 | 0 | 1 |  | 1 | 1 | 1 | 1 | 1 | 1 | 4+ | 4+ | 1 | 1
PG&E GBA | Clay | 60 | 0 | 0 | 0 | 0 | 0 | 0 | 0 | 0 | 0 | 0 | 0 | 0 | 0 | 0 | 0 | 0 | 0 | 0 | 0 | 0 |  | 0 | 0 | 0 | 0 | 0 | 0 | 0 | 0 | 0 | 0 | 0 | 0 | 0 | 0 | 0 | 0 | 0 | 0 | 0 | 0 | 0 | 0 | 0 | 0 | 0 | 0 | 0 | 0 | 0 | 0 | 0 | 0 | 0 | 0 | 0 | 0 |  | 0 | 0 | 0 | 0 | 0 | 0 | 0 | 0 | 0 | 0 | 0 | 0 | 0 | 0 | 0 | 0 | 0 | 0 | 0 | 0 | 0 | 0 | 0 | 0 | 0 | 0 | 0 | 0 | 0 | 0 | 0 | 0 | 0 | 0 | 0 | 0 |  | 0 | 0 | 0 | 0 | 0 | 0 | 0 | 0 | 0 | 0 | 0 | 0 | 0 | 0 | 0 | 0 | 0 | 0 | 0 | 0 | 0 | 0 | 0 | 0 | 0 | 0 | 0 | 0 | 0 | 0 | 0 | 0 | 0 | 0 | 0 | 0 |  | 0 | 0 | 0 | 0 | 0 | 0 | 0 | 0 | 0 | 0 | 4.5 | 0 | 0 | 0 | 0 | 0 | 0 | 1 | 0 | 0 | 0 | 0 | 0 | 0 | 0 | 0 | 0 | 0 | -2 | 0 | 0 | 0 | 0 | 0 | 0 | 1 |  | 1 | 1 | 1 | 1 | 1 | 1+ | 1 | 1 | 1 | 1
PG&E GBA | Clayton | 115 | 0 | 0 | 0 | 0 | 0 | 0 | 0 | 0 | 0 | 0 | 0 | 0 | 0 | 0 | 0 | 0 | 0 | 0 | 0 | 0 |  | 0 | 0 | 0 | 0 | 0 | 0 | 0 | 0 | 0 | 0 | 0 | 0 | 0 | 0 | 0 | 0 | 0 | 0 | 0 | 0 | 0 | 0 | 0 | 0 | 0 | 0 | 0 | 0 | 0 | 0 | 0 | 0 | 0 | 0 | 0 | 0 |  | 0 | 0 | 0 | 0 | 0 | 0 | 0 | 0 | 0 | 0 | 0 | 0 | 0 | 0 | 0 | 0 | 0 | 0 | 0 | 0 | 0 | 0 | 0 | 0 | 0 | 0 | 0 | 0 | 0 | 0 | 0 | 0 | 0 | 0 | 0 | 0 |  | 0 | 0 | 0 | 0 | 0 | 0 | 0 | 0 | 0 | 0 | 0 | 0 | 0 | 0 | 0 | 0 | 0 | 0 | 0 | 0 | 0 | 0 | 0 | 0 | 0 | 0 | 0 | 0 | 0 | 0 | 0 | 0 | 0 | 0 | 0 | 0 |  | 0 | 0 | 0 | 0 | 0 | 0 | 0 | 0 | 0 | 0 | 0 | 0 | 0 | 0 | 0 | 0 | 0 | 0 | 0 | 0 | 0 | 0 | 0 | 0 | 0 | 0 | 0 | 0 | 0 | 0 | 0 | 0 | 0 | 0 | 0 | 0 |  | 1 | 1 | 1 | 1 | 1 | 1 | 1 | 1 | 1 | 0
PG&E NGBA | Cloverdale | 115 | 46 | 5.5 | 0 | 0 | 0 | 0 | 0 | 0 | 0 | 0 | 0 | 0 | 0 | 0 | 0 | 0 | 0 | 0 | 0 | 1 |  | 0 | 0 | 0 | 0 | 0 | 0 | 0 | 0 | 0 | 0 | 0 | 0 | 0 | 0 | 0 | 0 | 0 | 0 | 2 | 2 | 2 | 2 | 0 | 0 | 0 | 0 | 0 | 0 | 0 | 0 | 0 | 0 | 0 | 0 | 0 | 1 |  | 0 | 0 | 0 | 0 | 0 | 0 | 0 | 0 | 0 | 0 | 0.065 | 0 | 0 | 0 | 0 | 0 | 0 | 1 | 2 | 2 | 2 | 2 | 0 | 0 | 0 | 0 | 0 | 0 | -2 | 0 | 0 | 0 | 0 | 0 | 0 | 1 |  | 28 | 28 | 0 | 0 | 0 | 0 | 0 | 0 | 0 | 0 | 0.065 | 0 | 0 | 0 | 0 | 0 | 0 | 1 | 2 | 2 | 2 | 2 | 0 | 0 | 0 | 0 | 0 | 0 | -2 | 0 | 0 | 0 | 0 | 0 | 0 | 1 |  | 28 | 28 | 0 | 0 | 0 | 0 | 0 | 0 | 0 | 0 | 0.065 | 0 | 0 | 0 | 0 | 0 | 0 | 1 | 2 | 2 | 2 | 2 | 0 | 0 | 0 | 0 | 0 | 0 | -2 | 0 | 0 | 0 | 0 | 0 | 0 | 1 |  | 5- | 5- | 1 | 1 | 1 | 4+ | 1 | 1 | 1 | 1
PG&E FRESNO | Clovis | 115 | 0 | 0 | 0 | 0 | 0 | 0 | 0 | 0 | 0 | 0 | 0 | 0 | 0 | 0 | 0 | 0 | 0 | 0 | 0 | 0 |  | 0 | 0 | 0 | 0 | 0 | 0 | 0 | 0 | 0 | 0 | 0 | 0 | 0 | 0 | 0 | 0 | 0 | 0 | 0 | 0 | 0 | 0 | 0 | 0 | 0 | 0 | 0 | 0 | 0 | 0 | 0 | 0 | 0 | 0 | 0 | 0 |  | 0 | 0 | 0 | 0 | 0 | 0 | 0 | 0 | 0 | 0 | 0 | 0 | 0 | 0 | 0 | 0 | 0 | 0 | 0 | 0 | 0 | 0 | 0 | 0 | 0 | 0 | 0 | 0 | 0 | 0 | 0 | 0 | 0 | 0 | 0 | 0 |  | 0 | 0 | 0 | 0 | 0 | 0 | 0 | 0 | 0 | 0 | 0 | 0 | 0 | 0 | 0 | 0 | 0 | 0 | 0 | 0 | 0 | 0 | 0 | 0 | 0 | 0 | 0 | 0 | 0 | 0 | 0 | 0 | 0 | 0 | 0 | 0 |  | 0 | 0 | 0 | 0 | 0 | 0 | 0 | 0 | 0 | 0 | 0 | 0 | 0 | 0 | 0 | 0 | 0 | 0 | 0 | 0 | 0 | 0 | 0 | 0 | 0 | 0 | 0 | 0 | 0 | 0 | 0 | 0 | 0 | 0 | 0 | 0 |  | 1 | 1 | 1 | 1 | 1 | 1 | 1 | 1 | 1 | 0
PG&E GBA | Coburn | 230 | 0 | 0 | 100 | 0 | 100 | 0 | 0 | 0 | 0 | 0 | 0 | 0 | 0 | 0 | 0 | 0 | 0 | 0 | 0 | 1 |  | 0 | 0 | 0 | 0 | 0 | 0 | 0 | 0 | 0 | 0 | 0 | 0 | 0 | 0 | 0 | 0 | 0 | 0 | 0 | 0 | 0 | 0 | 2 | 2 | 0 | 0 | 0 | 0 | 0 | 0 | 0 | 0 | 0 | 0 | 0 | 1 |  | 0 | 0 | 0 | 0 | 0 | 0 | 0 | 0 | 0 | 0 | 0 | 0 | 0 | 0 | 0 | 0 | 0 | 0 | 0 | 0 | 0 | 0 | 2 | 2 | 0 | 0 | 0 | 0 | 0 | 0 | 0 | 0 | 0 | 0 | 0 | 1 |  | 0 | 0 | 0 | 0 | 0 | 0 | 0 | 0 | 0 | 0 | 0 | 0 | 0 | 0 | 124.3 | 0 | 0 | 1 | 0 | 0 | 0 | 0 | 2 | 2 | 0 | 0 | 0 | 0 | 0 | 0 | 0 | 0 | -2 | 0 | 0 | 1 |  | 0 | 0 | 0 | 0 | 0 | 0 | 0 | 0 | 0 | 0 | 0 | 0 | 150 | 0 | 274.3 | 0 | 0 | 1 | 0 | 0 | 0 | 0 | 2 | 2 | 0 | 0 | 0 | 0 | 0 | 0 | -2 | 0 | -2 | 0 | 0 | 1 |  | 1 | 1 | 5- | 1 | 1 | 1 | 1+ | 2+ | 1 | 1
PG&E GBA | Coburn | 60 | 0 | 0 | 0 | 0 | 0 | 0 | 0 | 0 | 0 | 0 | 0 | 0 | 0 | 0 | 0 | 0 | 0 | 0 | 0 | 0 |  | 0 | 0 | 0 | 0 | 0 | 0 | 0 | 0 | 0 | 0 | 0 | 0 | 0 | 0 | 0 | 0 | 0 | 0 | 0 | 0 | 0 | 0 | 0 | 0 | 0 | 0 | 0 | 0 | 0 | 0 | 0 | 0 | 0 | 0 | 0 | 0 |  | 0 | 0 | 0 | 0 | 0 | 0 | 0 | 0 | 0 | 0 | 0 | 0 | 0 | 0 | 0 | 0 | 0 | 0 | 0 | 0 | 0 | 0 | 0 | 0 | 0 | 0 | 0 | 0 | 0 | 0 | 0 | 0 | 0 | 0 | 0 | 0 |  | 0 | 0 | 0 | 0 | 0 | 0 | 0 | 0 | 0 | 0 | 0 | 0 | 0 | 0 | 0 | 0 | 0 | 0 | 0 | 0 | 0 | 0 | 0 | 0 | 0 | 0 | 0 | 0 | 0 | 0 | 0 | 0 | 0 | 0 | 0 | 0 |  | 0 | 0 | 0 | 0 | 0 | 0 | 0 | 0 | 0 | 0 | 0 | 0 | 0 | 0 | 0 | 0 | 0 | 0 | 0 | 0 | 0 | 0 | 0 | 0 | 0 | 0 | 0 | 0 | 0 | 0 | 0 | 0 | 0 | 0 | 0 | 0 |  | 1 | 1 | 1 | 1 | 1 | 1 | 1 | 1 | 1 | 0
PG&E NGBA | Colgate | 230 | 0 | 5.5 | 0 | 0 | 0 | 0 | 0 | 0 | 0 | 0 | 0 | 0 | 0 | 0 | 0 | 0 | 0 | 0 | 0 | 1 |  | 0 | 0 | 0 | 0 | 0 | 0 | 0 | 0 | 0 | 0 | 0 | 0 | 0 | 0 | 0 | 0 | 0 | 0 | 0 | 0 | 2 | 2 | 0 | 0 | 0 | 0 | 0 | 0 | 0 | 0 | 0 | 0 | 0 | 0 | 0 | 1 |  | 0 | 0 | 0 | 0 | 0 | 0 | 0 | 0 | 0 | 0 | 0 | 0 | 0 | 0 | 0 | 0 | 0 | 0 | 0 | 0 | 2 | 2 | 0 | 0 | 0 | 0 | 0 | 0 | 0 | 0 | 0 | 0 | 0 | 0 | 0 | 1 |  | 0 | 0 | 0 | 0 | 0 | 0 | 0 | 0 | 0 | 0 | 0 | 0 | 0 | 0 | 0 | 0 | 0 | 0 | 0 | 0 | 2 | 2 | 0 | 0 | 0 | 0 | 0 | 0 | 0 | 0 | 0 | 0 | 0 | 0 | 0 | 1 |  | 0 | 0 | 0 | 0 | 0 | 0 | 0 | 0 | 0 | 0 | 0 | 0 | 520 | 0 | 500 | 0 | 0 | 1 | 0 | 0 | 2 | 2 | 0 | 0 | 0 | 0 | 0 | 0 | 0 | 0 | -2 | 0 | -2 | 0 | 0 | 1 |  | 1 | 5- | 1 | 1 | 1 | 1 | 1+ | 1+ | 1 | 1
PG&E GBA | Collierville | 230 | 0 | 0 | 0 | 0 | 0 | 0 | 0 | 0 | 0 | 0 | 0 | 0 | 0 | 0 | 0 | 0 | 0 | 0 | 0 | 0 |  | 0 | 0 | 0 | 0 | 0 | 0 | 0 | 0 | 0 | 0 | 0 | 0 | 0 | 0 | 0 | 0 | 0 | 0 | 0 | 0 | 0 | 0 | 0 | 0 | 0 | 0 | 0 | 0 | 0 | 0 | 0 | 0 | 0 | 0 | 0 | 0 |  | 0 | 0 | 0 | 0 | 0 | 0 | 0 | 0 | 0 | 0 | 0 | 0 | 0 | 0 | 0 | 0 | 0 | 0 | 0 | 0 | 0 | 0 | 0 | 0 | 0 | 0 | 0 | 0 | 0 | 0 | 0 | 0 | 0 | 0 | 0 | 0 |  | 0 | 0 | 0 | 0 | 0 | 0 | 0 | 0 | 0 | 0 | 0 | 0 | 0 | 0 | 0 | 0 | 0 | 0 | 0 | 0 | 0 | 0 | 0 | 0 | 0 | 0 | 0 | 0 | 0 | 0 | 0 | 0 | 0 | 0 | 0 | 0 |  | 0 | 0 | 0 | 0 | 0 | 0 | 0 | 0 | 0 | 0 | 0 | 0 | 0 | 0 | 0 | 0 | 0 | 0 | 0 | 0 | 0 | 0 | 0 | 0 | 0 | 0 | 0 | 0 | 0 | 0 | 0 | 0 | 0 | 0 | 0 | 0 |  | 1 | 1 | 1 | 1 | 1 | 1 | 1 | 1 | 1 | 0
PG&E GBA | Collinsville | 230 | 0 | 0 | 0 | 0 | 0 | 0 | 0 | 0 | 0 | 0 | 0 | 0 | 0 | 0 | 0 | 0 | 0 | 0 | 0 | 0 |  | 0 | 0 | 0 | 0 | 0 | 0 | 0 | 0 | 0 | 0 | 0 | 0 | 0 | 0 | 0 | 0 | 0 | 0 | 0 | 0 | 0 | 0 | 0 | 0 | 0 | 0 | 0 | 0 | 0 | 0 | 0 | 0 | 0 | 0 | 0 | 0 |  | 0 | 0 | 0 | 0 | 0 | 0 | 0 | 0 | 0 | 0 | 0 | 0 | 0 | 0 | 0 | 0 | 0 | 0 | 0 | 0 | 0 | 0 | 0 | 0 | 0 | 0 | 0 | 0 | 0 | 0 | 0 | 0 | 0 | 0 | 0 | 0 |  | 0 | 0 | 0 | 0 | 0 | 0 | 0 | 0 | 0 | 0 | 0 | 0 | 0 | 0 | 0 | 0 | 0 | 0 | 0 | 0 | 0 | 0 | 0 | 0 | 0 | 0 | 0 | 0 | 0 | 0 | 0 | 0 | 0 | 0 | 0 | 0 |  | 0 | 0 | 0 | 0 | 0 | 0 | 0 | 0 | 0 | 0 | 0 | 0 | 900 | 0 | 900 | 0 | 0 | 1 | 0 | 0 | 0 | 0 | 0 | 0 | 0 | 0 | 0 | 0 | 0 | 0 | -2 | 0 | -2 | 0 | 0 | 1 |  | 1 | 1 | 1 | 1 | 1 | 1 | 1+ | 1+ | 1 | 1
PG&E GBA | Collinsville | 500 | 0 | 0 | 0 | 0 | 0 | 0 | 0 | 0 | 0 | 0 | 0 | 0 | 0 | 0 | 0 | 0 | 0 | 0 | 0 | 0 |  | 0 | 0 | 0 | 0 | 0 | 0 | 0 | 0 | 0 | 0 | 0 | 0 | 0 | 0 | 0 | 0 | 0 | 0 | 0 | 0 | 0 | 0 | 0 | 0 | 0 | 0 | 0 | 0 | 0 | 0 | 0 | 0 | 0 | 0 | 0 | 0 |  | 0 | 0 | 0 | 0 | 0 | 0 | 0 | 0 | 0 | 0 | 0 | 0 | 0 | 0 | 0 | 0 | 0 | 0 | 0 | 0 | 0 | 0 | 0 | 0 | 0 | 0 | 0 | 0 | 0 | 0 | 0 | 0 | 0 | 0 | 0 | 0 |  | 0 | 0 | 0 | 0 | 0 | 0 | 0 | 0 | 0 | 0 | 0 | 0 | 0 | 0 | 0 | 0 | 0 | 0 | 0 | 0 | 0 | 0 | 0 | 0 | 0 | 0 | 0 | 0 | 0 | 0 | 0 | 0 | 0 | 0 | 0 | 0 |  | 0 | 0 | 0 | 0 | 0 | 0 | 0 | 0 | 0 | 0 | 0 | 0 | 0 | 0 | 500 | 0 | 0 | 1 | 0 | 0 | 0 | 0 | 0 | 0 | 0 | 0 | 0 | 0 | 0 | 0 | 0 | 0 | -2 | 0 | 0 | 1 |  | 1 | 1 | 1 | 1 | 1 | 1 | 1 | 1+ | 1 | 1
SCE Eastern | Colorado River | 230 | 0 | 0 | 0 | 0 | 0 | 0 | 0 | 0 | 0 | 0 | 0 | 0 | 200 | 450 | 650 | 0 | 150 | 150 | 0 | 1 |  | 0 | 0 | 0 | 0 | 0 | 0 | 0 | 0 | 0 | 0 | 0 | 0 | 664.97 | 20 | 1134.762 | 0 | 0 | 1 | 0 | 0 | 0 | 0 | 0 | 0 | 0 | 0 | 0 | 0 | 0 | 2 | 0 | 2 | -2 | 0 | 0 | 1 |  | 0 | 0 | 0 | 0 | 0 | 0 | 0 | 0 | 0 | 0 | 0 | 0 | 664.97 | 20 | 1134.762 | 0 | 0 | 1 | 0 | 0 | 0 | 0 | 0 | 0 | 0 | 0 | 0 | 0 | 0 | 2 | 0 | 2 | -2 | 0 | 0 | 1 |  | 0 | 0 | 0 | 0 | 0 | 0 | 0 | 0 | 0 | 0 | 0 | 0 | 1383.162 | 300 | 2213.394 | 0 | 0 | 1 | 0 | 0 | 0 | 0 | 0 | 0 | 0 | 0 | 0 | 0 | 0 | 2 | -2 | -2 | -2 | 0 | 0 | 1 |  | 0 | 0 | 0 | 0 | 0 | 0 | 0 | 0 | 0 | 0 | 0 | 0 | 2883.162 | 300 | 4563.394 | 0 | 0 | 1 | 0 | 0 | 0 | 0 | 0 | 0 | 0 | 0 | 0 | 0 | 0 | 2 | -2 | -2 | -2 | 0 | 0 | 1 |  | 1 | 1 | 1 | 1 | 1 | 1 | 2+ | 4+ | 1 | 1
SCE Eastern | Colorado River | 500 | 0 | 0 | 0 | 0 | 0 | 0 | 0 | 0 | 0 | 0 | 0 | 0 | 0 | 0 | 0 | 0 | 0 | 0 | 0 | 0 |  | 0 | 0 | 0 | 0 | 0 | 0 | 0 | 0 | 0 | 0 | 0 | 0 | 0 | 0 | 0 | 0 | 0 | 0 | 0 | 0 | 0 | 0 | 0 | 0 | 0 | 0 | 0 | 0 | 0 | 0 | 0 | 0 | 0 | 0 | 0 | 0 |  | 0 | 0 | 0 | 0 | 0 | 0 | 0 | 0 | 0 | 0 | 0 | 0 | 0 | 0 | 0 | 0 | 0 | 0 | 0 | 0 | 0 | 0 | 0 | 0 | 0 | 0 | 0 | 0 | 0 | 0 | 0 | 0 | 0 | 0 | 0 | 0 |  | 0 | 0 | 0 | 0 | 0 | 0 | 0 | 0 | 0 | 0 | 0 | 0 | 0 | 0 | 0 | 0 | 0 | 0 | 0 | 0 | 0 | 0 | 0 | 0 | 0 | 0 | 0 | 0 | 0 | 0 | 0 | 0 | 0 | 0 | 0 | 0 |  | 0 | 0 | 0 | 0 | 0 | 0 | 0 | 0 | 0 | 0 | 0 | 0 | 1500 | 0 | 1500 | 0 | 0 | 1 | 0 | 0 | 0 | 0 | 0 | 0 | 0 | 0 | 0 | 0 | 0 | 0 | -2 | 0 | -2 | 0 | 0 | 1 |  | 1 | 1 | 1 | 1 | 1 | 1 | 1+ | 1+ | 1 | 1
PG&E KERN | Columbus | 115 | 0 | 0 | 0 | 0 | 0 | 0 | 0 | 0 | 0 | 0 | 0 | 0 | 0 | 0 | 0 | 0 | 0 | 0 | 0 | 0 |  | 0 | 0 | 0 | 0 | 0 | 0 | 0 | 0 | 0 | 0 | 0 | 0 | 0 | 0 | 0 | 0 | 0 | 0 | 0 | 0 | 0 | 0 | 0 | 0 | 0 | 0 | 0 | 0 | 0 | 0 | 0 | 0 | 0 | 0 | 0 | 0 |  | 0 | 0 | 0 | 0 | 0 | 0 | 0 | 0 | 0 | 0 | 3.3032 | 0 | 0 | 0 | 3.3032 | 0 | 0 | 1 | 0 | 0 | 0 | 0 | 0 | 0 | 0 | 0 | 0 | 0 | -2 | 0 | 0 | 0 | -2 | 0 | 0 | 1 |  | 0 | 0 | 0 | 0 | 0 | 0 | 0 | 0 | 0 | 0 | 3.3032 | 0 | 0 | 0 | 3.3032 | 0 | 0 | 1 | 0 | 0 | 0 | 0 | 0 | 0 | 0 | 0 | 0 | 0 | -2 | 0 | 0 | 0 | -2 | 0 | 0 | 1 |  | 0 | 0 | 0 | 0 | 0 | 0 | 0 | 0 | 0 | 0 | 3.3032 | 0 | 0 | 0 | 3.3032 | 0 | 0 | 1 | 0 | 0 | 0 | 0 | 0 | 0 | 0 | 0 | 0 | 0 | -2 | 0 | 0 | 0 | -2 | 0 | 0 | 1 |  | 1 | 1 | 1 | 1 | 1 | 4+ | 1 | 4+ | 1 | 1
PG&E GBA | Contra Costa | 115 | 0 | 0 | 0 | 0 | 0 | 0 | 0 | 0 | 0 | 0 | 0 | 0 | 0 | 0 | 0 | 0 | 0 | 0 | 0 | 0 |  | 0 | 0 | 0 | 0 | 0 | 0 | 0 | 0 | 0 | 0 | 0 | 0 | 0 | 0 | 0 | 0 | 0 | 0 | 0 | 0 | 0 | 0 | 0 | 0 | 0 | 0 | 0 | 0 | 0 | 0 | 0 | 0 | 0 | 0 | 0 | 0 |  | 0 | 0 | 0 | 0 | 0 | 0 | 0 | 0 | 0 | 0 | 0 | 0 | 0 | 0 | 0 | 0 | 0 | 0 | 0 | 0 | 0 | 0 | 0 | 0 | 0 | 0 | 0 | 0 | 0 | 0 | 0 | 0 | 0 | 0 | 0 | 0 |  | 0 | 0 | 0 | 0 | 0 | 0 | 0 | 0 | 0 | 0 | 0 | 0 | 0 | 0 | 0 | 0 | 0 | 0 | 0 | 0 | 0 | 0 | 0 | 0 | 0 | 0 | 0 | 0 | 0 | 0 | 0 | 0 | 0 | 0 | 0 | 0 |  | 0 | 0 | 0 | 0 | 0 | 0 | 0 | 0 | 0 | 0 | 0 | 0 | 0 | 0 | 0 | 0 | 0 | 0 | 0 | 0 | 0 | 0 | 0 | 0 | 0 | 0 | 0 | 0 | 0 | 0 | 0 | 0 | 0 | 0 | 0 | 0 |  | 1 | 1 | 1 | 1 | 1 | 1 | 1 | 1 | 1 | 0
PG&E GBA | Contra Costa | 230 | 0 | 0 | 0 | 0 | 0 | 0 | 0 | 0 | 0 | 0 | 0 | 0 | 0 | 0 | 0 | 0 | 0 | 0 | 0 | 0 |  | 0 | 0 | 0 | 0 | 0 | 0 | 0 | 0 | 0 | 0 | 0 | 0 | 0 | 0 | 0 | 0 | 0 | 0 | 0 | 0 | 0 | 0 | 0 | 0 | 0 | 0 | 0 | 0 | 0 | 0 | 0 | 0 | 0 | 0 | 0 | 0 |  | 0 | 0 | 0 | 0 | 0 | 0 | 0 | 0 | 0 | 0 | 0 | 0 | 0 | 0 | 0 | 0 | 0 | 0 | 0 | 0 | 0 | 0 | 0 | 0 | 0 | 0 | 0 | 0 | 0 | 0 | 0 | 0 | 0 | 0 | 0 | 0 |  | 0 | 0 | 0 | 0 | 0 | 0 | 0 | 0 | 0 | 0 | 0 | 0 | 0 | 0 | 564.168 | 0 | 0 | 1 | 0 | 0 | 0 | 0 | 0 | 0 | 0 | 0 | 0 | 0 | 0 | 0 | 0 | 0 | -2 | 0 | 0 | 1 |  | 0 | 0 | 0 | 0 | 0 | 0 | 0 | 0 | 0 | 0 | 0 | 0 | 0 | 0 | 564.168 | 0 | 0 | 1 | 0 | 0 | 0 | 0 | 0 | 0 | 0 | 0 | 0 | 0 | 0 | 0 | 0 | 0 | -2 | 0 | 0 | 1 |  | 1 | 1 | 1 | 1 | 1 | 1 | 1 | 2+ | 1 | 1
PG&E GBA | Contra Costa PP | 230 | 0 | 0 | 0 | 0 | 0 | 0 | 0 | 0 | 0 | 0 | 0 | 0 | 0 | 0 | 0 | 0 | 0 | 0 | 0 | 0 |  | 0 | 0 | 0 | 0 | 0 | 0 | 0 | 0 | 0 | 0 | 0 | 0 | 0 | 0 | 0 | 0 | 0 | 0 | 0 | 0 | 0 | 0 | 0 | 0 | 0 | 0 | 0 | 0 | 0 | 0 | 0 | 0 | 0 | 0 | 0 | 0 |  | 0 | 0 | 0 | 0 | 0 | 0 | 0 | 0 | 0 | 0 | 0 | 0 | 0 | 0 | 0 | 0 | 0 | 0 | 0 | 0 | 0 | 0 | 0 | 0 | 0 | 0 | 0 | 0 | 0 | 0 | 0 | 0 | 0 | 0 | 0 | 0 |  | 0 | 0 | 0 | 0 | 0 | 0 | 0 | 0 | 0 | 0 | 0 | 0 | 0 | 0 | 0 | 0 | 0 | 0 | 0 | 0 | 0 | 0 | 0 | 0 | 0 | 0 | 0 | 0 | 0 | 0 | 0 | 0 | 0 | 0 | 0 | 0 |  | 0 | 0 | 0 | 0 | 0 | 0 | 0 | 0 | 0 | 0 | 0 | 0 | 0 | 0 | 0 | 0 | 0 | 0 | 0 | 0 | 0 | 0 | 0 | 0 | 0 | 0 | 0 | 0 | 0 | 0 | 0 | 0 | 0 | 0 | 0 | 0 |  | 1 | 1 | 1 | 1 | 1 | 1 | 1 | 1 | 1 | 0
SCE NOL | Control | 115 | 0 | 0 | 0 | 0 | 0 | 0 | 0 | 0 | 0 | 0 | 0 | 0 | 0 | 0 | 0 | 0 | 0 | 0 | 0 | 0 |  | 0 | 0 | 0 | 0 | 0 | 0 | 0 | 0 | 0 | 0 | 0 | 0 | 0 | 0 | 0 | 0 | 0 | 0 | 0 | 0 | 0 | 0 | 0 | 0 | 0 | 0 | 0 | 0 | 0 | 0 | 0 | 0 | 0 | 0 | 0 | 0 |  | 0 | 0 | 0 | 0 | 0 | 0 | 0 | 0 | 0 | 0 | 0 | 0 | 0 | 0 | 0 | 0 | 0 | 0 | 0 | 0 | 0 | 0 | 0 | 0 | 0 | 0 | 0 | 0 | 0 | 0 | 0 | 0 | 0 | 0 | 0 | 0 |  | 0 | 0 | 0 | 0 | 0 | 0 | 0 | 0 | 0 | 0 | 0 | 0 | 0 | 0 | 0 | 0 | 0 | 0 | 0 | 0 | 0 | 0 | 0 | 0 | 0 | 0 | 0 | 0 | 0 | 0 | 0 | 0 | 0 | 0 | 0 | 0 |  | 0 | 4.5 | 0 | 0 | 0 | 0 | 0 | 0 | 0 | 0 | 0 | 0 | 150 | 0 | 150 | 0 | 0 | 1 | 0 | -2 | 0 | 0 | 0 | 0 | 0 | 0 | 0 | 0 | 0 | 0 | -2 | 0 | -2 | 0 | 0 | 1 |  | 1+ | 1 | 1 | 1 | 1 | 1 | 1+ | 1+ | 1 | 1
SCE NOL | Control | 55 | 0 | 0 | 0 | 0 | 0 | 0 | 0 | 0 | 0 | 0 | 0 | 0 | 0 | 0 | 0 | 0 | 0 | 0 | 0 | 0 |  | 0 | 0 | 0 | 0 | 0 | 0 | 0 | 0 | 0 | 0 | 0 | 0 | 0 | 0 | 0 | 0 | 0 | 0 | 0 | 0 | 0 | 0 | 0 | 0 | 0 | 0 | 0 | 0 | 0 | 0 | 0 | 0 | 0 | 0 | 0 | 0 |  | 0 | 0 | 0 | 0 | 0 | 0 | 0 | 0 | 0 | 0 | 0 | 0 | 0 | 0 | 0 | 0 | 0 | 0 | 0 | 0 | 0 | 0 | 0 | 0 | 0 | 0 | 0 | 0 | 0 | 0 | 0 | 0 | 0 | 0 | 0 | 0 |  | 0 | 0 | 0 | 0 | 0 | 0 | 0 | 0 | 0 | 0 | 0 | 0 | 0 | 0 | 0 | 0 | 0 | 0 | 0 | 0 | 0 | 0 | 0 | 0 | 0 | 0 | 0 | 0 | 0 | 0 | 0 | 0 | 0 | 0 | 0 | 0 |  | 0 | 0 | 0 | 0 | 0 | 0 | 0 | 0 | 0 | 0 | 0 | 0 | 0 | 0 | 0 | 0 | 0 | 0 | 0 | 0 | 0 | 0 | 0 | 0 | 0 | 0 | 0 | 0 | 0 | 0 | 0 | 0 | 0 | 0 | 0 | 0 |  | 1 | 1 | 1 | 1 | 1 | 1 | 1 | 1 | 1 | 0
PG&E GBA | Cooley Landing | 115 | 0 | 0 | 0 | 0 | 0 | 0 | 0 | 0 | 0 | 0 | 0 | 0 | 0 | 0 | 0 | 0 | 0 | 0 | 0 | 0 |  | 0 | 0 | 0 | 0 | 0 | 0 | 0 | 0 | 0 | 0 | 0 | 0 | 0 | 0 | 0 | 0 | 0 | 0 | 0 | 0 | 0 | 0 | 0 | 0 | 0 | 0 | 0 | 0 | 0 | 0 | 0 | 0 | 0 | 0 | 0 | 0 |  | 0 | 0 | 0 | 0 | 0 | 0 | 0 | 0 | 0 | 0 | 0 | 0 | 0 | 0 | 0 | 0 | 0 | 0 | 0 | 0 | 0 | 0 | 0 | 0 | 0 | 0 | 0 | 0 | 0 | 0 | 0 | 0 | 0 | 0 | 0 | 0 |  | 0 | 0 | 0 | 0 | 0 | 0 | 0 | 0 | 0 | 0 | 0 | 0 | 0 | 0 | 0 | 0 | 0 | 0 | 0 | 0 | 0 | 0 | 0 | 0 | 0 | 0 | 0 | 0 | 0 | 0 | 0 | 0 | 0 | 0 | 0 | 0 |  | 0 | 0 | 0 | 0 | 0 | 0 | 0 | 0 | 0 | 0 | 0 | 0 | 0 | 0 | 0 | 0 | 0 | 0 | 0 | 0 | 0 | 0 | 0 | 0 | 0 | 0 | 0 | 0 | 0 | 0 | 0 | 0 | 0 | 0 | 0 | 0 |  | 1 | 1 | 1 | 1 | 1 | 1 | 1 | 1 | 1 | 0
PG&E GBA | Cooley Landing | 60 | 0 | 0 | 0 | 0 | 0 | 0 | 0 | 0 | 0 | 0 | 0 | 0 | 0 | 0 | 0 | 0 | 15 | 15 | 0 | 1 |  | 0 | 0 | 0 | 0 | 0 | 0 | 0 | 0 | 0 | 0 | 0 | 0 | 0 | 0 | 0 | 0 | 0 | 0 | 0 | 0 | 0 | 0 | 0 | 0 | 0 | 0 | 0 | 0 | 0 | 0 | 0 | 2 | 2 | 0 | 0 | 1 |  | 0 | 0 | 0 | 0 | 0 | 0 | 0 | 0 | 0 | 0 | 0 | 0 | 0 | 0 | 0 | 0 | 0 | 0 | 0 | 0 | 0 | 0 | 0 | 0 | 0 | 0 | 0 | 0 | 0 | 0 | 0 | 2 | 2 | 0 | 0 | 1 |  | 0 | 0 | 0 | 0 | 0 | 0 | 0 | 0 | 0 | 0 | 0 | 0 | 0 | 65 | 100.9 | 0 | 0 | 1 | 0 | 0 | 0 | 0 | 0 | 0 | 0 | 0 | 0 | 0 | 0 | 0 | 0 | -2 | -2 | 0 | 0 | 1 |  | 0 | 0 | 0 | 0 | 0 | 0 | 0 | 0 | 0 | 0 | 0 | 0 | 0 | 65 | 100.9 | 0 | 0 | 1 | 0 | 0 | 0 | 0 | 0 | 0 | 0 | 0 | 0 | 0 | 0 | 0 | 0 | -2 | -2 | 0 | 0 | 1 |  | 1 | 1 | 1 | 1 | 1 | 1 | 1 | 4+ | 1 | 1
SCE NOL | Coolwater | 230 | 0 | 0 | 0 | 0 | 0 | 0 | 0 | 0 | 0 | 0 | 0 | 0 | 0 | 0 | 0 | 0 | 0 | 0 | 0 | 0 |  | 0 | 0 | 0 | 0 | 0 | 0 | 0 | 0 | 0 | 0 | 0 | 0 | 0 | 0 | 0 | 0 | 0 | 0 | 0 | 0 | 0 | 0 | 0 | 0 | 0 | 0 | 0 | 0 | 0 | 0 | 0 | 0 | 0 | 0 | 0 | 0 |  | 0 | 0 | 0 | 0 | 0 | 0 | 0 | 0 | 0 | 0 | 0 | 0 | 0 | 0 | 0 | 0 | 0 | 0 | 0 | 0 | 0 | 0 | 0 | 0 | 0 | 0 | 0 | 0 | 0 | 0 | 0 | 0 | 0 | 0 | 0 | 0 |  | 0 | 0 | 0 | 0 | 0 | 0 | 0 | 0 | 0 | 0 | 0 | 0 | 0 | 0 | 0 | 0 | 0 | 0 | 0 | 0 | 0 | 0 | 0 | 0 | 0 | 0 | 0 | 0 | 0 | 0 | 0 | 0 | 0 | 0 | 0 | 0 |  | 0 | 0 | 0 | 0 | 0 | 0 | 0 | 0 | 0 | 0 | 0 | 0 | 0 | 0 | 0 | 0 | 0 | 0 | 0 | 0 | 0 | 0 | 0 | 0 | 0 | 0 | 0 | 0 | 0 | 0 | 0 | 0 | 0 | 0 | 0 | 0 |  | 1 | 1 | 1 | 1 | 1 | 1 | 1 | 1 | 1 | 0
SCE NOL | Coolwater | 115 | 0 | 0 | 180 | 32.18 | 212.18 | 0 | 0 | 0 | 0 | 0 | 0 | 0 | 100 | 0 | 100 | 0 | 0 | 0 | 0 | 1 |  | 0 | 0 | 0 | 0 | 0 | 0 | 0 | 0 | 0 | 0 | 0 | 148.96 | 148.96 | 5 | 5 | 0 | 0 | 1 | 0 | 0 | 0 | 0 | 2 | 2 | 0 | 0 | 0 | 0 | 0 | -1 | -1 | -2 | -2 | 0 | 0 | 1 |  | 0 | 0 | 0 | 0 | 0 | 212.18 | 0 | 0 | 0 | 0 | 0 | 148.96 | 355.55 | 5 | 209.16 | 0 | 0 | 1 | 0 | 0 | 0 | 0 | 2 | 0 | 0 | 0 | 0 | 0 | 0 | -1 | -2 | -2 | -2 | 0 | 0 | 1 |  | 0 | 0 | 0 | 0 | 0 | 212.18 | 0 | 0 | 0 | 0 | 0 | 148.96 | 355.55 | 5 | 209.16 | 0 | 0 | 1 | 0 | 0 | 0 | 0 | 2 | 0 | 0 | 0 | 0 | 0 | 0 | -1 | -1 | -2 | -2 | 0 | 0 | 1 |  | 0 | 0 | 0 | 0 | 0 | 212.18 | 0 | 0 | 0 | 0 | 16.8 | 148.96 | 355.55 | 5 | 418.952 | 0 | 0 | 1 | 0 | 0 | 0 | 0 | 2 | 0 | 0 | 0 | 0 | 0 | -2 | -1 | -2 | -2 | -2 | 0 | 0 | 1 |  | 1 | 1 | 1 | 1 | 1 | 1+ | 4+ | 4+ | 1 | 1
PG&E KERN | Copus | 70 | 0 | 0 | 0 | 0 | 0 | 0 | 0 | 0 | 0 | 0 | 0 | 0 | 0 | 0 | 0 | 0 | 0 | 0 | 0 | 0 |  | 0 | 0 | 0 | 0 | 0 | 0 | 0 | 0 | 0 | 0 | 0 | 0 | 0 | 0 | 0 | 0 | 0 | 0 | 0 | 0 | 0 | 0 | 0 | 0 | 0 | 0 | 0 | 0 | 0 | 0 | 0 | 0 | 0 | 0 | 0 | 0 |  | 0 | 0 | 0 | 0 | 0 | 0 | 0 | 0 | 0 | 0 | 0 | 0 | 0 | 0 | 0 | 0 | 0 | 0 | 0 | 0 | 0 | 0 | 0 | 0 | 0 | 0 | 0 | 0 | 0 | 0 | 0 | 0 | 0 | 0 | 0 | 0 |  | 0 | 0 | 0 | 0 | 0 | 0 | 0 | 0 | 0 | 0 | 0 | 0 | 0 | 0 | 0 | 0 | 0 | 0 | 0 | 0 | 0 | 0 | 0 | 0 | 0 | 0 | 0 | 0 | 0 | 0 | 0 | 0 | 0 | 0 | 0 | 0 |  | 0 | 0 | 0 | 0 | 0 | 0 | 0 | 0 | 0 | 0 | 9.99 | 0 | 0 | 0 | 0 | 0 | 0 | 1 | 0 | 0 | 0 | 0 | 0 | 0 | 0 | 0 | 0 | 0 | -2 | 0 | 0 | 0 | 0 | 0 | 0 | 1 |  | 1 | 1 | 1 | 1 | 1 | 1+ | 1 | 1 | 1 | 1
PG&E FRESNO | Corcoran | 70 | 0 | 0 | 0 | 0 | 0 | 0 | 0 | 0 | 0 | 0 | 0 | 4.5 | 0 | 0 | 0 | 0 | 0 | 0 | 0 | 1 |  | 0 | 0 | 0 | 0 | 0 | 0 | 0 | 0 | 0 | 0 | 0 | 0 | 0 | 0 | 0 | 0 | 0 | 0 | 0 | 0 | 0 | 0 | 0 | 0 | 0 | 0 | 0 | 0 | 2 | 0 | 0 | 0 | 0 | 0 | 0 | 1 |  | 0 | 0 | 0 | 0 | 0 | 0 | 0 | 0 | 0 | 0 | 7.89 | 0 | 0 | 0 | 0 | 0 | 0 | 1 | 0 | 0 | 0 | 0 | 0 | 0 | 0 | 0 | 0 | 0 | -2 | 0 | 0 | 0 | 0 | 0 | 0 | 1 |  | 0 | 0 | 0 | 0 | 0 | 0 | 0 | 0 | 0 | 0 | 7.89 | 0 | 0 | 0 | 0 | 0 | 0 | 1 | 0 | 0 | 0 | 0 | 0 | 0 | 0 | 0 | 0 | 0 | -2 | 0 | 0 | 0 | 0 | 0 | 0 | 1 |  | 0 | 0 | 0 | 0 | 0 | 0 | 0 | 0 | 0 | 0 | 11.39 | 0 | 0 | 0 | 0 | 0 | 0 | 1 | 0 | 0 | 0 | 0 | 0 | 0 | 0 | 0 | 0 | 0 | -2 | 0 | 0 | 0 | 0 | 0 | 0 | 1 |  | 1 | 1 | 1 | 1 | 1 | 4+ | 1 | 1 | 1 | 1
PG&E FRESNO | Corcoran | 115 | 0 | 0 | 0 | 0 | 0 | 0 | 0 | 0 | 0 | 0 | 0 | 0 | 0 | 0 | 0 | 0 | 0 | 0 | 0 | 0 |  | 0 | 0 | 0 | 0 | 0 | 0 | 0 | 0 | 0 | 0 | 0 | 0 | 0 | 0 | 0 | 0 | 0 | 0 | 0 | 0 | 0 | 0 | 0 | 0 | 0 | 0 | 0 | 0 | 0 | 0 | 0 | 0 | 0 | 0 | 0 | 0 |  | 0 | 0 | 0 | 0 | 0 | 0 | 0 | 0 | 0 | 0 | 0 | 0 | 0 | 0 | 0 | 0 | 0 | 0 | 0 | 0 | 0 | 0 | 0 | 0 | 0 | 0 | 0 | 0 | 0 | 0 | 0 | 0 | 0 | 0 | 0 | 0 |  | 0 | 0 | 0 | 0 | 0 | 0 | 0 | 0 | 0 | 0 | 0 | 0 | 0 | 0 | 0 | 0 | 0 | 0 | 0 | 0 | 0 | 0 | 0 | 0 | 0 | 0 | 0 | 0 | 0 | 0 | 0 | 0 | 0 | 0 | 0 | 0 |  | 0 | 0 | 0 | 0 | 0 | 0 | 0 | 0 | 0 | 0 | 0 | 0 | 0 | 0 | 0 | 0 | 0 | 0 | 0 | 0 | 0 | 0 | 0 | 0 | 0 | 0 | 0 | 0 | 0 | 0 | 0 | 0 | 0 | 0 | 0 | 0 |  | 1 | 1 | 1 | 1 | 1 | 1 | 1 | 1 | 1 | 0
PG&E NGBA | Corona | 115 | 0 | 0 | 0 | 0 | 0 | 0 | 0 | 0 | 0 | 0 | 0 | 0 | 0 | 0 | 0 | 0 | 0 | 0 | 0 | 0 |  | 0 | 0 | 0 | 0 | 0 | 0 | 0 | 0 | 0 | 0 | 0 | 0 | 0 | 0 | 0 | 0 | 0 | 0 | 0 | 0 | 0 | 0 | 0 | 0 | 0 | 0 | 0 | 0 | 0 | 0 | 0 | 0 | 0 | 0 | 0 | 0 |  | 0 | 0 | 0 | 0 | 0 | 0 | 0 | 0 | 0 | 0 | 0 | 0 | 0 | 0 | 0 | 0 | 0 | 0 | 0 | 0 | 0 | 0 | 0 | 0 | 0 | 0 | 0 | 0 | 0 | 0 | 0 | 0 | 0 | 0 | 0 | 0 |  | 0 | 0 | 0 | 0 | 0 | 0 | 0 | 0 | 0 | 0 | 0 | 0 | 0 | 0 | 0 | 0 | 0 | 0 | 0 | 0 | 0 | 0 | 0 | 0 | 0 | 0 | 0 | 0 | 0 | 0 | 0 | 0 | 0 | 0 | 0 | 0 |  | 0 | 0 | 0 | 0 | 0 | 0 | 0 | 0 | 0 | 0 | 5 | 0 | 0 | 0 | 0 | 0 | 0 | 1 | 0 | 0 | 0 | 0 | 0 | 0 | 0 | 0 | 0 | 0 | -2 | 0 | 0 | 0 | 0 | 0 | 0 | 1 |  | 1 | 1 | 1 | 1 | 1 | 1+ | 1 | 1 | 1 | 1
PG&E NGBA | Cortina | 230 | 0 | 0 | 0 | 0 | 0 | 0 | 0 | 0 | 0 | 0 | 0 | 0 | 0 | 0 | 0 | 0 | 0 | 0 | 0 | 0 |  | 0 | 0 | 0 | 0 | 0 | 0 | 0 | 0 | 0 | 0 | 0 | 0 | 0 | 0 | 0 | 0 | 0 | 0 | 0 | 0 | 0 | 0 | 0 | 0 | 0 | 0 | 0 | 0 | 0 | 0 | 0 | 0 | 0 | 0 | 0 | 0 |  | 0 | 0 | 0 | 0 | 0 | 0 | 0 | 0 | 0 | 0 | 0 | 0 | 0 | 0 | 0 | 0 | 0 | 0 | 0 | 0 | 0 | 0 | 0 | 0 | 0 | 0 | 0 | 0 | 0 | 0 | 0 | 0 | 0 | 0 | 0 | 0 |  | 0 | 0 | 0 | 0 | 0 | 0 | 0 | 0 | 0 | 0 | 0 | 0 | 0 | 0 | 0 | 0 | 0 | 0 | 0 | 0 | 0 | 0 | 0 | 0 | 0 | 0 | 0 | 0 | 0 | 0 | 0 | 0 | 0 | 0 | 0 | 0 |  | 0 | 0 | 0 | 0 | 0 | 0 | 0 | 0 | 0 | 0 | 0 | 0 | 0 | 0 | 0 | 0 | 0 | 0 | 0 | 0 | 0 | 0 | 0 | 0 | 0 | 0 | 0 | 0 | 0 | 0 | 0 | 0 | 0 | 0 | 0 | 0 |  | 1 | 1 | 1 | 1 | 1 | 1 | 1 | 1 | 1 | 0
PG&E NGBA | Cortina | 115 | 0 | 5 | 0 | 0 | 0 | 0 | 0 | 0 | 0 | 0 | 0 | 0 | 50 | 80 | 130 | 0 | 85 | 85 | 0 | 1 |  | 0 | 0 | 0 | 0 | 0 | 0 | 0 | 0 | 0 | 0 | 0 | 0 | 83.54 | 161 | 230 | 0 | 0 | 1 | 0 | 0 | 2 | 2 | 0 | 0 | 0 | 0 | 0 | 0 | 0 | 2 | 2 | -2 | -2 | 0 | 0 | 1 |  | 0 | 0 | 0 | 5 | 0 | 0 | 0 | 0 | 0 | 0 | 3.5 | 0 | 83.54 | 161 | 230 | 0 | 0 | 1 | 0 | 0 | 2 | 0 | 0 | 0 | 0 | 0 | 0 | 0 | -2 | 2 | 2 | -2 | -2 | 0 | 0 | 1 |  | 0 | 0 | 0 | 5 | 0 | 0 | 0 | 0 | 0 | 0 | 3.5 | 0 | 83.54 | 161 | 230 | 0 | 0 | 1 | 0 | 0 | 2 | 0 | 0 | 0 | 0 | 0 | 0 | 0 | -2 | 2 | 2 | -2 | -2 | 0 | 0 | 1 |  | 0 | 0 | 0 | 5 | 0 | 0 | 0 | 0 | 0 | 0 | 8.5 | 0 | 603.476 | 161 | 730 | 0 | 0 | 1 | 0 | 0 | 2 | 0 | 0 | 0 | 0 | 0 | 0 | 0 | -2 | 2 | -2 | -2 | -2 | 0 | 0 | 1 |  | 1 | 1 | 1 | 1 | 1 | 4+ | 3- | 4+ | 1 | 1
PG&E GBA | Cottle | 230 | 0 | 0 | 0 | 0 | 0 | 0 | 0 | 0 | 0 | 0 | 0 | 0 | 0 | 0 | 0 | 0 | 50 | 50 | 0 | 1 |  | 0 | 0 | 0 | 0 | 0 | 0 | 0 | 0 | 0 | 0 | 0 | 0 | 0 | 0 | 0 | 0 | 0 | 0 | 0 | 0 | 0 | 0 | 0 | 0 | 0 | 0 | 0 | 0 | 0 | 0 | 0 | 2 | 2 | 0 | 0 | 1 |  | 0 | 0 | 0 | 0 | 0 | 0 | 0 | 0 | 0 | 0 | 0.461 | 0 | 0 | 0 | 0 | 0 | 0 | 1 | 0 | 0 | 0 | 0 | 0 | 0 | 0 | 0 | 0 | 0 | -2 | 0 | 0 | 2 | 2 | 0 | 0 | 1 |  | 0 | 0 | 0 | 0 | 0 | 0 | 0 | 0 | 0 | 0 | 0.461 | 0 | 0 | 54 | 102.672 | 0 | 0 | 1 | 0 | 0 | 0 | 0 | 0 | 0 | 0 | 0 | 0 | 0 | -2 | 0 | 0 | 0 | -2 | 0 | 0 | 1 |  | 0 | 0 | 0 | 0 | 0 | 0 | 0 | 0 | 0 | 0 | 5.441 | 0 | 0 | 54 | 102.672 | 0 | 0 | 1 | 0 | 0 | 0 | 0 | 0 | 0 | 0 | 0 | 0 | 0 | -2 | 0 | 0 | 0 | -2 | 0 | 0 | 1 |  | 1 | 1 | 1 | 1 | 1 | 4+ | 1 | 2+ | 1 | 1
PG&E NGBA | Cottonwood | 115 | 0 | 0 | 0 | 0 | 0 | 0 | 0 | 0 | 0 | 0 | 0 | 0 | 0 | 0 | 0 | 0 | 0 | 0 | 0 | 0 |  | 0 | 0 | 0 | 0 | 0 | 0 | 0 | 0 | 0 | 0 | 0 | 0 | 0 | 0 | 0 | 0 | 0 | 0 | 0 | 0 | 0 | 0 | 0 | 0 | 0 | 0 | 0 | 0 | 0 | 0 | 0 | 0 | 0 | 0 | 0 | 0 |  | 0 | 0 | 0 | 0 | 0 | 0 | 0 | 0 | 0 | 0 | 0 | 0 | 0 | 0 | 0 | 0 | 0 | 0 | 0 | 0 | 0 | 0 | 0 | 0 | 0 | 0 | 0 | 0 | 0 | 0 | 0 | 0 | 0 | 0 | 0 | 0 |  | 0 | 0 | 0 | 0 | 0 | 0 | 0 | 0 | 0 | 0 | 0 | 0 | 0 | 0 | 0 | 0 | 0 | 0 | 0 | 0 | 0 | 0 | 0 | 0 | 0 | 0 | 0 | 0 | 0 | 0 | 0 | 0 | 0 | 0 | 0 | 0 |  | 0 | 0 | 0 | 0 | 0 | 0 | 0 | 0 | 0 | 0 | 0 | 0 | 0 | 0 | 100 | 0 | 0 | 1 | 0 | 0 | 0 | 0 | 0 | 0 | 0 | 0 | 0 | 0 | 0 | 0 | 0 | 0 | -2 | 0 | 0 | 1 |  | 1 | 1 | 1 | 1 | 1 | 1 | 1 | 1+ | 1 | 1
PG&E NGBA | Cottonwood | 230 | 0 | 0 | 0 | 0 | 0 | 0 | 0 | 0 | 0 | 0 | 0 | 0 | 0 | 0 | 0 | 0 | 0 | 0 | 0 | 0 |  | 0 | 0 | 0 | 0 | 0 | 0 | 0 | 0 | 0 | 0 | 0 | 0 | 0 | 0 | 0 | 0 | 0 | 0 | 0 | 0 | 0 | 0 | 0 | 0 | 0 | 0 | 0 | 0 | 0 | 0 | 0 | 0 | 0 | 0 | 0 | 0 |  | 0 | 0 | 0 | 0 | 0 | 0 | 0 | 0 | 0 | 0 | 0 | 0 | 0 | 0 | 0 | 0 | 0 | 0 | 0 | 0 | 0 | 0 | 0 | 0 | 0 | 0 | 0 | 0 | 0 | 0 | 0 | 0 | 0 | 0 | 0 | 0 |  | 0 | 0 | 0 | 0 | 0 | 0 | 0 | 0 | 0 | 0 | 0 | 0 | 0 | 0 | 0 | 0 | 0 | 0 | 0 | 0 | 0 | 0 | 0 | 0 | 0 | 0 | 0 | 0 | 0 | 0 | 0 | 0 | 0 | 0 | 0 | 0 |  | 0 | 0 | 0 | 0 | 0 | 0 | 0 | 0 | 0 | 0 | 0 | 0 | 0 | 0 | 200 | 0 | 0 | 1 | 0 | 0 | 0 | 0 | 0 | 0 | 0 | 0 | 0 | 0 | 0 | 0 | 0 | 0 | -2 | 0 | 0 | 1 |  | 1 | 1 | 1 | 1 | 1 | 1 | 1 | 1+ | 1 | 1
PG&E NGBA | Cottonwood | 60 | 0 | 0 | 0 | 0 | 0 | 0 | 0 | 0 | 0 | 0 | 0 | 0 | 0 | 0 | 0 | 0 | 0 | 0 | 0 | 0 |  | 0 | 0 | 0 | 0 | 0 | 0 | 0 | 0 | 0 | 0 | 0 | 0 | 0 | 0 | 0 | 0 | 0 | 0 | 0 | 0 | 0 | 0 | 0 | 0 | 0 | 0 | 0 | 0 | 0 | 0 | 0 | 0 | 0 | 0 | 0 | 0 |  | 0 | 0 | 0 | 0 | 0 | 0 | 0 | 0 | 0 | 0 | 0 | 0 | 0 | 0 | 0 | 0 | 0 | 0 | 0 | 0 | 0 | 0 | 0 | 0 | 0 | 0 | 0 | 0 | 0 | 0 | 0 | 0 | 0 | 0 | 0 | 0 |  | 0 | 0 | 0 | 0 | 0 | 0 | 0 | 0 | 0 | 0 | 0 | 0 | 0 | 0 | 0 | 0 | 0 | 0 | 0 | 0 | 0 | 0 | 0 | 0 | 0 | 0 | 0 | 0 | 0 | 0 | 0 | 0 | 0 | 0 | 0 | 0 |  | 0 | 0 | 0 | 0 | 0 | 0 | 0 | 0 | 0 | 0 | 4 | 0 | 0 | 0 | 0 | 0 | 0 | 1 | 0 | 0 | 0 | 0 | 0 | 0 | 0 | 0 | 0 | 0 | -2 | 0 | 0 | 0 | 0 | 0 | 0 | 1 |  | 1 | 1 | 1 | 1 | 1 | 1+ | 1 | 1 | 1 | 1
PG&E NGBA | Cove Road | 230 | 0 | 0 | 0 | 0 | 0 | 0 | 0 | 0 | 0 | 0 | 0 | 0 | 0 | 0 | 0 | 0 | 0 | 0 | 0 | 0 |  | 0 | 0 | 0 | 0 | 0 | 0 | 0 | 0 | 0 | 0 | 0 | 0 | 0 | 0 | 0 | 0 | 0 | 0 | 0 | 0 | 0 | 0 | 0 | 0 | 0 | 0 | 0 | 0 | 0 | 0 | 0 | 0 | 0 | 0 | 0 | 0 |  | 0 | 0 | 0 | 0 | 0 | 0 | 0 | 0 | 0 | 0 | 0 | 0 | 0 | 0 | 0 | 0 | 0 | 0 | 0 | 0 | 0 | 0 | 0 | 0 | 0 | 0 | 0 | 0 | 0 | 0 | 0 | 0 | 0 | 0 | 0 | 0 |  | 0 | 0 | 0 | 0 | 0 | 0 | 0 | 0 | 0 | 0 | 0 | 0 | 0 | 0 | 0 | 0 | 0 | 0 | 0 | 0 | 0 | 0 | 0 | 0 | 0 | 0 | 0 | 0 | 0 | 0 | 0 | 0 | 0 | 0 | 0 | 0 |  | 0 | 0 | 0 | 0 | 0 | 0 | 0 | 0 | 0 | 0 | 0 | 0 | 0 | 0 | 0 | 0 | 0 | 0 | 0 | 0 | 0 | 0 | 0 | 0 | 0 | 0 | 0 | 0 | 0 | 0 | 0 | 0 | 0 | 0 | 0 | 0 |  | 1 | 1 | 1 | 1 | 1 | 1 | 1 | 1 | 1 | 0
PG&E GBA | Coyote | 230 | 0 | 0 | 0 | 0 | 0 | 0 | 0 | 0 | 0 | 0 | 0 | 0 | 0 | 0 | 0 | 0 | 0 | 0 | 0 | 0 |  | 0 | 0 | 0 | 0 | 0 | 0 | 0 | 0 | 0 | 0 | 0 | 0 | 0 | 0 | 0 | 0 | 0 | 0 | 0 | 0 | 0 | 0 | 0 | 0 | 0 | 0 | 0 | 0 | 0 | 0 | 0 | 0 | 0 | 0 | 0 | 0 |  | 0 | 0 | 0 | 0 | 0 | 0 | 0 | 0 | 0 | 0 | 0 | 0 | 0 | 0 | 0 | 0 | 0 | 0 | 0 | 0 | 0 | 0 | 0 | 0 | 0 | 0 | 0 | 0 | 0 | 0 | 0 | 0 | 0 | 0 | 0 | 0 |  | 0 | 0 | 0 | 0 | 0 | 0 | 0 | 0 | 0 | 0 | 0 | 0 | 0 | 0 | 0 | 0 | 0 | 0 | 0 | 0 | 0 | 0 | 0 | 0 | 0 | 0 | 0 | 0 | 0 | 0 | 0 | 0 | 0 | 0 | 0 | 0 |  | 0 | 0 | 0 | 0 | 0 | 0 | 0 | 0 | 0 | 0 | 0 | 0 | 0 | 0 | 0 | 0 | 0 | 0 | 0 | 0 | 0 | 0 | 0 | 0 | 0 | 0 | 0 | 0 | 0 | 0 | 0 | 0 | 0 | 0 | 0 | 0 |  | 1 | 1 | 1 | 1 | 1 | 1 | 1 | 1 | 1 | 0
PG&E GBA | Crazy Horse Canyon | 115 | 0 | 0 | 0 | 0 | 0 | 0 | 0 | 0 | 0 | 0 | 0 | 0 | 0 | 0 | 0 | 0 | 0 | 0 | 0 | 0 |  | 0 | 0 | 0 | 0 | 0 | 0 | 0 | 0 | 0 | 0 | 0 | 0 | 0 | 0 | 0 | 0 | 0 | 0 | 0 | 0 | 0 | 0 | 0 | 0 | 0 | 0 | 0 | 0 | 0 | 0 | 0 | 0 | 0 | 0 | 0 | 0 |  | 0 | 0 | 0 | 0 | 0 | 0 | 0 | 0 | 0 | 0 | 0 | 0 | 0 | 0 | 0 | 0 | 0 | 0 | 0 | 0 | 0 | 0 | 0 | 0 | 0 | 0 | 0 | 0 | 0 | 0 | 0 | 0 | 0 | 0 | 0 | 0 |  | 0 | 0 | 0 | 0 | 0 | 0 | 0 | 0 | 0 | 0 | 0 | 0 | 0 | 0 | 0 | 0 | 0 | 0 | 0 | 0 | 0 | 0 | 0 | 0 | 0 | 0 | 0 | 0 | 0 | 0 | 0 | 0 | 0 | 0 | 0 | 0 |  | 0 | 0 | 0 | 0 | 0 | 0 | 0 | 0 | 0 | 0 | 0 | 0 | 0 | 0 | 150 | 0 | 0 | 1 | 0 | 0 | 0 | 0 | 0 | 0 | 0 | 0 | 0 | 0 | 0 | 0 | 0 | 0 | -2 | 0 | 0 | 1 |  | 1 | 1 | 1 | 1 | 1 | 1 | 1 | 1+ | 1 | 1
SDGE | Creelman | 69 | 0 | 0 | 0 | 0 | 0 | 0 | 0 | 0 | 0 | 0 | 0 | 0 | 0 | 0 | 0 | 0 | 0 | 0 | 0 | 0 |  | 0 | 0 | 0 | 0 | 0 | 0 | 0 | 0 | 0 | 0 | 0 | 0 | 0 | 0 | 0 | 0 | 0 | 0 | 0 | 0 | 0 | 0 | 0 | 0 | 0 | 0 | 0 | 0 | 0 | 0 | 0 | 0 | 0 | 0 | 0 | 0 |  | 0 | 0 | 0 | 0 | 0 | 0 | 0 | 0 | 0 | 0 | 0 | 0 | 0 | 0 | 0 | 0 | 0 | 0 | 0 | 0 | 0 | 0 | 0 | 0 | 0 | 0 | 0 | 0 | 0 | 0 | 0 | 0 | 0 | 0 | 0 | 0 |  | 0 | 0 | 0 | 0 | 0 | 0 | 0 | 0 | 0 | 0 | 0 | 0 | 0 | 0 | 52 | 0 | 0 | 1 | 0 | 0 | 0 | 0 | 0 | 0 | 0 | 0 | 0 | 0 | 0 | 0 | 0 | 0 | -2 | 0 | 0 | 1 |  | 0 | 0 | 0 | 0 | 0 | 0 | 0 | 0 | 0 | 0 | 0 | 0 | 0 | 0 | 66 | 0 | 0 | 1 | 0 | 0 | 0 | 0 | 0 | 0 | 0 | 0 | 0 | 0 | 0 | 0 | 0 | 0 | -2 | 0 | 0 | 1 |  | 1 | 1 | 1 | 1 | 1 | 1 | 1 | 2+ | 1 | 1
PG&E FRESNO | Crescent | 70 | 0 | 0 | 0 | 0 | 0 | 0 | 0 | 0 | 0 | 0 | 0 | 0 | 0 | 0 | 0 | 0 | 0 | 0 | 0 | 0 |  | 0 | 0 | 0 | 0 | 0 | 0 | 0 | 0 | 0 | 0 | 0 | 0 | 1.1746 | 0 | 1.1746 | 0 | 0 | 1 | 0 | 0 | 0 | 0 | 0 | 0 | 0 | 0 | 0 | 0 | 0 | 0 | -2 | 0 | -2 | 0 | 0 | 1 |  | 0 | 0 | 0 | 0 | 0 | 0 | 0 | 0 | 0 | 0 | 0 | 0 | 0 | 0 | 0 | 0 | 0 | 0 | 0 | 0 | 0 | 0 | 0 | 0 | 0 | 0 | 0 | 0 | 0 | 0 | 0 | 0 | 0 | 0 | 0 | 0 |  | 0 | 0 | 0 | 0 | 0 | 0 | 0 | 0 | 0 | 0 | 0 | 0 | 37.1536 | 35 | 37.1256 | 0 | 0 | 1 | 0 | 0 | 0 | 0 | 0 | 0 | 0 | 0 | 0 | 0 | 0 | 0 | -1 | -2 | -2 | 0 | 0 | 1 |  | 0 | 0 | 0 | 0 | 0 | 0 | 0 | 0 | 0 | 0 | 0 | 0 | 67.1536 | 35 | 67.1256 | 0 | 0 | 1 | 0 | 0 | 0 | 0 | 0 | 0 | 0 | 0 | 0 | 0 | 0 | 0 | -2 | -2 | -2 | 0 | 0 | 1 |  | 1 | 1 | 1 | 1 | 1 | 1 | 2+ | 4+ | 1 | 1
PG&E FRESNO | Cressey | 115 | 0 | 0 | 0 | 0 | 0 | 0 | 0 | 0 | 0 | 0 | 0 | 0 | 0 | 0 | 0 | 0 | 0 | 0 | 0 | 0 |  | 0 | 0 | 0 | 0 | 0 | 0 | 0 | 0 | 0 | 0 | 0 | 0 | 0 | 0 | 0 | 0 | 0 | 0 | 0 | 0 | 0 | 0 | 0 | 0 | 0 | 0 | 0 | 0 | 0 | 0 | 0 | 0 | 0 | 0 | 0 | 0 |  | 0 | 0 | 0 | 0 | 0 | 0 | 0 | 0 | 0 | 0 | 0 | 0 | 0 | 0 | 0 | 0 | 0 | 0 | 0 | 0 | 0 | 0 | 0 | 0 | 0 | 0 | 0 | 0 | 0 | 0 | 0 | 0 | 0 | 0 | 0 | 0 |  | 0 | 0 | 0 | 0 | 0 | 0 | 0 | 0 | 0 | 0 | 0 | 0 | 0 | 0 | 0 | 0 | 0 | 0 | 0 | 0 | 0 | 0 | 0 | 0 | 0 | 0 | 0 | 0 | 0 | 0 | 0 | 0 | 0 | 0 | 0 | 0 |  | 0 | 0 | 0 | 0 | 0 | 0 | 0 | 0 | 0 | 0 | 8 | 0 | 0 | 0 | 0 | 0 | 0 | 1 | 0 | 0 | 0 | 0 | 0 | 0 | 0 | 0 | 0 | 0 | -2 | 0 | 0 | 0 | 0 | 0 | 0 | 1 |  | 1 | 1 | 1 | 1 | 1 | 1+ | 1 | 1 | 1 | 1
PG&E NGBA | Cresta | 230 | 0 | 0 | 0 | 0 | 0 | 0 | 0 | 0 | 0 | 0 | 0 | 0 | 0 | 0 | 0 | 0 | 0 | 0 | 0 | 0 |  | 0 | 0 | 0 | 0 | 0 | 0 | 0 | 0 | 0 | 0 | 0 | 0 | 0 | 0 | 0 | 0 | 0 | 0 | 0 | 0 | 0 | 0 | 0 | 0 | 0 | 0 | 0 | 0 | 0 | 0 | 0 | 0 | 0 | 0 | 0 | 0 |  | 0 | 0 | 0 | 0 | 0 | 0 | 0 | 0 | 0 | 0 | 0 | 0 | 0 | 0 | 0 | 0 | 0 | 0 | 0 | 0 | 0 | 0 | 0 | 0 | 0 | 0 | 0 | 0 | 0 | 0 | 0 | 0 | 0 | 0 | 0 | 0 |  | 0 | 0 | 0 | 0 | 0 | 0 | 0 | 0 | 0 | 0 | 0 | 0 | 0 | 0 | 0 | 0 | 0 | 0 | 0 | 0 | 0 | 0 | 0 | 0 | 0 | 0 | 0 | 0 | 0 | 0 | 0 | 0 | 0 | 0 | 0 | 0 |  | 0 | 0 | 0 | 0 | 0 | 0 | 0 | 0 | 0 | 0 | 0 | 0 | 0 | 0 | 0 | 0 | 0 | 0 | 0 | 0 | 0 | 0 | 0 | 0 | 0 | 0 | 0 | 0 | 0 | 0 | 0 | 0 | 0 | 0 | 0 | 0 |  | 1 | 1 | 1 | 1 | 1 | 1 | 1 | 1 | 1 | 0
SDGE | Crestwood | 69 | 0 | 0 | 0 | 0 | 0 | 0 | 0 | 0 | 0 | 0 | 0 | 0 | 0 | 0 | 0 | 0 | 0 | 0 | 0 | 0 |  | 0 | 0 | 0 | 0 | 0 | 0 | 0 | 0 | 0 | 0 | 0 | 0 | 0 | 0 | 0 | 0 | 0 | 0 | 0 | 0 | 0 | 0 | 0 | 0 | 0 | 0 | 0 | 0 | 0 | 0 | 0 | 0 | 0 | 0 | 0 | 0 |  | 0 | 0 | 0 | 0 | 0 | 0 | 0 | 0 | 0 | 0 | 0 | 0 | 0 | 0 | 0 | 0 | 0 | 0 | 0 | 0 | 0 | 0 | 0 | 0 | 0 | 0 | 0 | 0 | 0 | 0 | 0 | 0 | 0 | 0 | 0 | 0 |  | 0 | 0 | 0 | 0 | 0 | 0 | 0 | 0 | 0 | 0 | 0 | 0 | 0 | 0 | 0 | 0 | 0 | 0 | 0 | 0 | 0 | 0 | 0 | 0 | 0 | 0 | 0 | 0 | 0 | 0 | 0 | 0 | 0 | 0 | 0 | 0 |  | 0 | 0 | 0 | 0 | 0 | 0 | 0 | 0 | 0 | 0 | 0 | 0 | 100 | 0 | 100 | 0 | 0 | 1 | 0 | 0 | 0 | 0 | 0 | 0 | 0 | 0 | 0 | 0 | 0 | 0 | -2 | 0 | -2 | 0 | 0 | 1 |  | 1 | 1 | 1 | 1 | 1 | 1 | 1+ | 1+ | 1 | 1
PG&E GBA | Crow Creek | 60 | 0 | 0 | 0 | 0 | 0 | 0 | 0 | 0 | 0 | 0 | 0 | 0 | 0 | 0 | 0 | 0 | 0 | 0 | 0 | 0 |  | 0 | 0 | 0 | 0 | 0 | 0 | 0 | 0 | 0 | 0 | 0 | 0 | 0 | 0 | 0 | 0 | 0 | 0 | 0 | 0 | 0 | 0 | 0 | 0 | 0 | 0 | 0 | 0 | 0 | 0 | 0 | 0 | 0 | 0 | 0 | 0 |  | 0 | 0 | 0 | 0 | 0 | 0 | 0 | 0 | 0 | 0 | 0 | 0 | 0 | 0 | 0 | 0 | 0 | 0 | 0 | 0 | 0 | 0 | 0 | 0 | 0 | 0 | 0 | 0 | 0 | 0 | 0 | 0 | 0 | 0 | 0 | 0 |  | 0 | 0 | 0 | 0 | 0 | 0 | 0 | 0 | 0 | 0 | 0 | 0 | 0 | 0 | 0 | 0 | 0 | 0 | 0 | 0 | 0 | 0 | 0 | 0 | 0 | 0 | 0 | 0 | 0 | 0 | 0 | 0 | 0 | 0 | 0 | 0 |  | 0 | 0 | 0 | 0 | 0 | 0 | 0 | 0 | 0 | 0 | 0 | 0 | 0 | 0 | 0 | 0 | 0 | 0 | 0 | 0 | 0 | 0 | 0 | 0 | 0 | 0 | 0 | 0 | 0 | 0 | 0 | 0 | 0 | 0 | 0 | 0 |  | 1 | 1 | 1 | 1 | 1 | 1 | 1 | 1 | 1 | 0
PG&E GBA | Crows Landing | 60 | 0 | 0 | 0 | 0 | 0 | 0 | 0 | 0 | 0 | 0 | 0 | 0 | 0 | 0 | 0 | 0 | 0 | 0 | 0 | 0 |  | 0 | 0 | 0 | 0 | 0 | 0 | 0 | 0 | 0 | 0 | 0 | 0 | 0 | 0 | 0 | 0 | 0 | 0 | 0 | 0 | 0 | 0 | 0 | 0 | 0 | 0 | 0 | 0 | 0 | 0 | 0 | 0 | 0 | 0 | 0 | 0 |  | 0 | 0 | 0 | 0 | 0 | 0 | 0 | 0 | 0 | 0 | 0 | 0 | 0 | 0 | 0 | 0 | 0 | 0 | 0 | 0 | 0 | 0 | 0 | 0 | 0 | 0 | 0 | 0 | 0 | 0 | 0 | 0 | 0 | 0 | 0 | 0 |  | 0 | 0 | 0 | 0 | 0 | 0 | 0 | 0 | 0 | 0 | 0 | 0 | 0 | 0 | 0 | 0 | 0 | 0 | 0 | 0 | 0 | 0 | 0 | 0 | 0 | 0 | 0 | 0 | 0 | 0 | 0 | 0 | 0 | 0 | 0 | 0 |  | 0 | 0 | 0 | 0 | 0 | 0 | 0 | 0 | 0 | 0 | 2.988 | 0 | 0 | 0 | 0 | 0 | 0 | 1 | 0 | 0 | 0 | 0 | 0 | 0 | 0 | 0 | 0 | 0 | -2 | 0 | 0 | 0 | 0 | 0 | 0 | 1 |  | 1 | 1 | 1 | 1 | 1 | 1+ | 1 | 1 | 1 | 1
PG&E GBA | Curtis | 115 | 0 | 0 | 0 | 0 | 0 | 0 | 0 | 0 | 0 | 0 | 0 | 0 | 0 | 0 | 0 | 0 | 0 | 0 | 0 | 0 |  | 0 | 0 | 0 | 0 | 0 | 0 | 0 | 0 | 0 | 0 | 0 | 0 | 0 | 0 | 0 | 0 | 0 | 0 | 0 | 0 | 0 | 0 | 0 | 0 | 0 | 0 | 0 | 0 | 0 | 0 | 0 | 0 | 0 | 0 | 0 | 0 |  | 0 | 0 | 0 | 0 | 0 | 0 | 0 | 0 | 0 | 0 | 0 | 0 | 0 | 0 | 0 | 0 | 0 | 0 | 0 | 0 | 0 | 0 | 0 | 0 | 0 | 0 | 0 | 0 | 0 | 0 | 0 | 0 | 0 | 0 | 0 | 0 |  | 0 | 0 | 0 | 0 | 0 | 0 | 0 | 0 | 0 | 0 | 0 | 0 | 0 | 0 | 0 | 0 | 0 | 0 | 0 | 0 | 0 | 0 | 0 | 0 | 0 | 0 | 0 | 0 | 0 | 0 | 0 | 0 | 0 | 0 | 0 | 0 |  | 0 | 0 | 0 | 0 | 0 | 0 | 0 | 0 | 0 | 0 | 0 | 0 | 0 | 0 | 0.12 | 0 | 0 | 1 | 0 | 0 | 0 | 0 | 0 | 0 | 0 | 0 | 0 | 0 | 0 | 0 | 0 | 0 | 0 | 0 | 0 | 0 |  | 1 | 1 | 1 | 1 | 1 | 1 | 1 | 1 | 1 | 0
PG&E FRESNO | Dairyland | 115 | 0 | 0 | 0 | 0 | 0 | 0 | 0 | 0 | 0 | 0 | 0 | 5 | 0 | 0 | 0 | 0 | 0 | 0 | 0 | 1 |  | 0 | 0 | 0 | 0 | 0 | 0 | 0 | 0 | 0 | 0 | 0 | 0 | 0 | 0 | 0 | 0 | 0 | 0 | 0 | 0 | 0 | 0 | 0 | 0 | 0 | 0 | 0 | 0 | 2 | 0 | 0 | 0 | 0 | 0 | 0 | 1 |  | 0 | 0 | 0 | 0 | 0 | 0 | 0 | 0 | 0 | 0 | 4.9542 | 0 | 0 | 0 | 0 | 0 | 0 | 1 | 0 | 0 | 0 | 0 | 0 | 0 | 0 | 0 | 0 | 0 | 0 | 0 | 0 | 0 | 0 | 0 | 0 | 0 |  | 0 | 0 | 0 | 0 | 0 | 0 | 0 | 0 | 0 | 0 | 4.9542 | 0 | 0 | 0 | 0 | 0 | 0 | 1 | 0 | 0 | 0 | 0 | 0 | 0 | 0 | 0 | 0 | 0 | 0 | 0 | 0 | 0 | 0 | 0 | 0 | 0 |  | 0 | 0 | 0 | 0 | 0 | 0 | 0 | 0 | 0 | 0 | 5.9542 | 0 | 0 | 0 | 0 | 0 | 0 | 1 | 0 | 0 | 0 | 0 | 0 | 0 | 0 | 0 | 0 | 0 | -1 | 0 | 0 | 0 | 0 | 0 | 0 | 1 |  | 1 | 1 | 1 | 1 | 1 | 1 | 1 | 1 | 1 | 0
PG&E NGBA | Davis | 115 | 0 | 0 | 0 | 0 | 0 | 0 | 0 | 0 | 0 | 0 | 0 | 0 | 20 | 80 | 100 | 0 | 35 | 35 | 0 | 1 |  | 0 | 0 | 0 | 0 | 0 | 0 | 0 | 0 | 0 | 0 | 0 | 0 | 84.9957 | 0 | 96.9117 | 0 | 0 | 1 | 0 | 0 | 0 | 0 | 0 | 0 | 0 | 0 | 0 | 0 | 0 | 2 | 1 | 2 | -2 | 0 | 0 | 1 |  | 0 | 0 | 0 | 0 | 0 | 0 | 0 | 0 | 0 | 0 | 14.35 | 0 | 0 | 0 | 12.1 | 0 | 0 | 1 | 0 | 0 | 0 | 0 | 0 | 0 | 0 | 0 | 0 | 0 | -2 | 2 | 2 | 2 | 2 | 0 | 0 | 1 |  | 0 | 0 | 0 | 0 | 0 | 0 | 0 | 0 | 0 | 0 | 14.35 | 0 | 84.9957 | 0 | 96.9117 | 0 | 0 | 1 | 0 | 0 | 0 | 0 | 0 | 0 | 0 | 0 | 0 | 0 | -2 | 2 | 1 | 2 | -2 | 0 | 0 | 1 |  | 0 | 0 | 0 | 0 | 0 | 0 | 0 | 0 | 0 | 0 | 14.35 | 0 | 84.9957 | 0 | 96.9117 | 0 | 0 | 1 | 0 | 0 | 0 | 0 | 0 | 0 | 0 | 0 | 0 | 0 | -2 | 2 | 1 | 2 | -2 | 0 | 0 | 1 |  | 1 | 1 | 1 | 1 | 1 | 4+ | 4- | 2- | 1 | 1
SCE Metro | Del Amo | 500 | 0 | 0 | 0 | 0 | 0 | 0 | 0 | 0 | 0 | 0 | 0 | 0 | 0 | 0 | 0 | 0 | 0 | 0 | 0 | 0 |  | 0 | 0 | 0 | 0 | 0 | 0 | 0 | 0 | 0 | 0 | 0 | 0 | 0 | 0 | 0 | 0 | 0 | 0 | 0 | 0 | 0 | 0 | 0 | 0 | 0 | 0 | 0 | 0 | 0 | 0 | 0 | 0 | 0 | 0 | 0 | 0 |  | 0 | 0 | 0 | 0 | 0 | 0 | 0 | 0 | 0 | 0 | 0 | 0 | 0 | 0 | 0 | 0 | 0 | 0 | 0 | 0 | 0 | 0 | 0 | 0 | 0 | 0 | 0 | 0 | 0 | 0 | 0 | 0 | 0 | 0 | 0 | 0 |  | 0 | 0 | 0 | 0 | 0 | 0 | 0 | 0 | 0 | 0 | 0 | 0 | 0 | 0 | 0 | 0 | 0 | 0 | 0 | 0 | 0 | 0 | 0 | 0 | 0 | 0 | 0 | 0 | 0 | 0 | 0 | 0 | 0 | 0 | 0 | 0 |  | 0 | 0 | 0 | 0 | 0 | 0 | 0 | 0 | 0 | 0 | 0 | 0 | 0 | 0 | 0 | 0 | 0 | 0 | 0 | 0 | 0 | 0 | 0 | 0 | 0 | 0 | 0 | 0 | 0 | 0 | 0 | 0 | 0 | 0 | 0 | 0 |  | 1 | 1 | 1 | 1 | 1 | 1 | 1 | 1 | 1 | 0
SCE Metro | Del Amo | 230 | 0 | 0 | 0 | 0 | 0 | 0 | 0 | 0 | 0 | 0 | 0 | 0 | 0 | 0 | 0 | 0 | 0 | 0 | 0 | 0 |  | 0 | 0 | 0 | 0 | 0 | 0 | 0 | 0 | 0 | 0 | 0 | 0 | 0 | 0 | 0 | 0 | 0 | 0 | 0 | 0 | 0 | 0 | 0 | 0 | 0 | 0 | 0 | 0 | 0 | 0 | 0 | 0 | 0 | 0 | 0 | 0 |  | 0 | 0 | 0 | 0 | 0 | 0 | 0 | 0 | 0 | 0 | 0 | 0 | 10 | 0 | 10 | 0 | 0 | 1 | 0 | 0 | 0 | 0 | 0 | 0 | 0 | 0 | 0 | 0 | 0 | 0 | -2 | 0 | -2 | 0 | 0 | 1 |  | 0 | 0 | 0 | 0 | 0 | 0 | 0 | 0 | 0 | 0 | 0 | 0 | 10 | 0 | 10 | 0 | 0 | 1 | 0 | 0 | 0 | 0 | 0 | 0 | 0 | 0 | 0 | 0 | 0 | 0 | -1 | 0 | -2 | 0 | 0 | 1 |  | 0 | 0 | 0 | 0 | 0 | 0 | 0 | 0 | 0 | 0 | 0 | 0 | 10 | 0 | 310 | 0 | 0 | 1 | 0 | 0 | 0 | 0 | 0 | 0 | 0 | 0 | 0 | 0 | 0 | 0 | -2 | 0 | -2 | 0 | 0 | 1 |  | 1 | 1 | 1 | 1 | 1 | 1 | 4+ | 4+ | 1 | 1
SCE Eastern | Delaney | 500 | 0 | 0 | 0 | 0 | 0 | 0 | 0 | 0 | 0 | 0 | 0 | 0 | 150 | 250 | 400 | 0 | 100 | 100 | 0 | 1 |  | 0 | 0 | 0 | 0 | 0 | 0 | 0 | 0 | 0 | 0 | 0 | 0 | 0 | 0 | 0 | 0 | 0 | 0 | 0 | 0 | 0 | 0 | 0 | 0 | 0 | 0 | 0 | 0 | 0 | 2 | 2 | 2 | 2 | 0 | 0 | 1 |  | 0 | 0 | 0 | 0 | 0 | 0 | 0 | 0 | 0 | 0 | 0 | 0 | 0 | 0 | 0 | 0 | 0 | 0 | 0 | 0 | 0 | 0 | 0 | 0 | 0 | 0 | 0 | 0 | 0 | 2 | 2 | 2 | 2 | 0 | 0 | 1 |  | 0 | 0 | 0 | 0 | 0 | 0 | 0 | 0 | 0 | 0 | 0 | 0 | 888.886 | 450 | 880.666 | 0 | 0 | 1 | 0 | 0 | 0 | 0 | 0 | 0 | 0 | 0 | 0 | 0 | 0 | 2 | -1 | -2 | -2 | 0 | 0 | 1 |  | 0 | 0 | 0 | 0 | 0 | 0 | 0 | 0 | 0 | 0 | 0 | 0 | 2788.886 | 450 | 2780.666 | 0 | 0 | 1 | 0 | 0 | 0 | 0 | 0 | 0 | 0 | 0 | 0 | 0 | 0 | 2 | -2 | -2 | -2 | 0 | 0 | 1 |  | 1 | 1 | 1 | 1 | 1 | 1 | 2- | 4+ | 1 | 1
PG&E NGBA | Delevan | 230 | 0 | 0 | 0 | 0 | 0 | 0 | 0 | 0 | 0 | 0 | 0 | 0 | 199.4 | 400 | 599.4 | 0 | 100.1 | 100.1 | 70 | 1 |  | 0 | 0 | 0 | 0 | 0 | 0 | 0 | 0 | 0 | 0 | 0 | 0 | 513.5 | 48 | 510 | 0 | 0 | 1 | 0 | 0 | 0 | 0 | 0 | 0 | 0 | 0 | 0 | 0 | 0 | 2 | 1 | 2 | -2 | 2 | 2 | 1 |  | 0 | 0 | 0 | 0 | 0 | 0 | 0 | 0 | 0 | 0 | 0 | 0 | 513.5 | 48 | 510 | 0 | 0 | 1 | 0 | 0 | 0 | 0 | 0 | 0 | 0 | 0 | 0 | 0 | 0 | 2 | 1 | 2 | -2 | 2 | 2 | 1 |  | 0 | 0 | 0 | 0 | 0 | 0 | 0 | 0 | 0 | 0 | 0 | 0 | 673.8789 | 48 | 669.418 | 0 | 0 | 1 | 0 | 0 | 0 | 0 | 0 | 0 | 0 | 0 | 0 | 0 | 0 | 2 | -1 | 2 | -2 | 2 | 2 | 1 |  | 0 | 0 | 0 | 0 | 0 | 0 | 0 | 0 | 0 | 0 | 0 | 0 | 1323.8789 | 48 | 1319.418 | 0 | 67.4 | 1 | 0 | 0 | 0 | 0 | 0 | 0 | 0 | 0 | 0 | 0 | 0 | 2 | -2 | 2 | -2 | 2 | 0 | 1 |  | 1 | 1 | 1 | 1 | 1 | 1 | 2- | 4+ | 3- | 1
PG&E GBA | Delta PP | 230 | 0 | 0 | 0 | 0 | 0 | 0 | 0 | 0 | 0 | 0 | 0 | 0 | 0 | 0 | 0 | 0 | 0 | 0 | 0 | 0 |  | 0 | 0 | 0 | 0 | 0 | 0 | 0 | 0 | 0 | 0 | 0 | 0 | 0 | 0 | 102.25 | 0 | 0 | 1 | 0 | 0 | 0 | 0 | 0 | 0 | 0 | 0 | 0 | 0 | 0 | 0 | 0 | 0 | -2 | 0 | 0 | 1 |  | 0 | 0 | 0 | 0 | 0 | 0 | 0 | 0 | 0 | 0 | 0 | 0 | 0 | 0 | 102.25 | 0 | 0 | 1 | 0 | 0 | 0 | 0 | 0 | 0 | 0 | 0 | 0 | 0 | 0 | 0 | 0 | 0 | -2 | 0 | 0 | 1 |  | 0 | 0 | 0 | 0 | 0 | 0 | 0 | 0 | 0 | 0 | 0 | 0 | 0 | 500 | 606.25 | 0 | 0 | 1 | 0 | 0 | 0 | 0 | 0 | 0 | 0 | 0 | 0 | 0 | 0 | 0 | 0 | -2 | -2 | 0 | 0 | 1 |  | 0 | 0 | 0 | 0 | 0 | 0 | 0 | 0 | 0 | 0 | 0 | 0 | 0 | 500 | 806.25 | 0 | 0 | 1 | 0 | 0 | 0 | 0 | 0 | 0 | 0 | 0 | 0 | 0 | 0 | 0 | 0 | -2 | -2 | 0 | 0 | 1 |  | 1 | 1 | 1 | 1 | 1 | 1 | 1 | 4+ | 1 | 1
EOP | Desert View | 230 | 0 | 0 | 0 | 0 | 0 | 0 | 0 | 0 | 0 | 0 | 0 | 0 | 0 | 400 | 400 | 0 | 150 | 150 | 0 | 1 |  | 0 | 0 | 0 | 0 | 0 | 0 | 0 | 0 | 0 | 0 | 0 | 0 | 0 | 0 | 0 | 0 | 0 | 0 | 0 | 0 | 0 | 0 | 0 | 0 | 0 | 0 | 0 | 0 | 0 | 0 | 2 | 2 | 2 | 0 | 0 | 1 |  | 0 | 0 | 0 | 0 | 0 | 0 | 0 | 0 | 0 | 0 | 0 | 0 | 0 | 0 | 0 | 0 | 0 | 0 | 0 | 0 | 0 | 0 | 0 | 0 | 0 | 0 | 0 | 0 | 0 | 0 | 2 | 2 | 2 | 0 | 0 | 1 |  | 0 | 0 | 0 | 0 | 0 | 0 | 0 | 0 | 0 | 0 | 0 | 0 | 350 | 350 | 350 | 0 | 0 | 1 | 0 | 0 | 0 | 0 | 0 | 0 | 0 | 0 | 0 | 0 | 0 | 0 | 1 | -2 | -2 | 0 | 0 | 1 |  | 0 | 0 | 0 | 0 | 0 | 0 | 0 | 0 | 0 | 0 | 0 | 0 | 850 | 350 | 1200 | 0 | 0 | 1 | 0 | 0 | 0 | 0 | 0 | 0 | 0 | 0 | 0 | 0 | 0 | 0 | -2 | -2 | -2 | 0 | 0 | 1 |  | 1 | 1 | 1 | 1 | 1 | 1 | 3- | 4+ | 1 | 1
SCE Eastern | Devers | 230 | 0 | 0 | 230.5 | 37 | 267.5 | 0 | 0 | 0 | 0 | 0 | 0 | 0 | 50 | 180 | 230 | 0 | 80 | 80 | 0 | 1 |  | 0 | 0 | 0 | 0 | 0 | 60 | 0 | 0 | 0 | 0 | 0 | 0 | 0 | 45.66 | 90 | 0 | 0 | 1 | 0 | 0 | 0 | 0 | 2 | 2 | 0 | 0 | 0 | 0 | 0 | 2 | 2 | 2 | -1 | 0 | 0 | 1 |  | 0 | 0 | 0 | 0 | 0 | 60 | 0 | 0 | 0 | 0 | 14.97 | 0 | 37.8 | 45.66 | 94.98 | 0 | 0 | 1 | 0 | 0 | 0 | 0 | 2 | 2 | 0 | 0 | 0 | 0 | -2 | 2 | 2 | 2 | -1 | 0 | 0 | 1 |  | 0 | 0 | 0 | 0 | 0 | 60 | 0 | 0 | 0 | 0 | 14.97 | 0 | 320.56 | 145.66 | 970.9 | 0 | 0 | 1 | 0 | 0 | 0 | 0 | 2 | 2 | 0 | 0 | 0 | 0 | -2 | 2 | -1 | -2 | -2 | 0 | 0 | 1 |  | 0 | 0 | 0 | 0 | 0 | 160.5 | 0 | 0 | 0 | 0 | 17.469 | 0 | 320.56 | 145.66 | 2270.889 | 0 | 0 | 1 | 0 | 0 | 0 | 0 | 2 | 2 | 0 | 0 | 0 | 0 | -2 | 2 | -1 | -2 | -2 | 0 | 0 | 1 |  | 1 | 1 | 5- | 1 | 1 | 4+ | 2- | 4+ | 1 | 1
SCE Eastern | Devers | 500 | 0 | 0 | 0 | 0 | 0 | 0 | 0 | 0 | 0 | 0 | 0 | 0 | 0 | 0 | 0 | 0 | 0 | 0 | 0 | 0 |  | 0 | 0 | 0 | 0 | 0 | 0 | 0 | 0 | 0 | 0 | 0 | 0 | 0 | 0 | 0 | 0 | 0 | 0 | 0 | 0 | 0 | 0 | 0 | 0 | 0 | 0 | 0 | 0 | 0 | 0 | 0 | 0 | 0 | 0 | 0 | 0 |  | 0 | 0 | 0 | 0 | 0 | 0 | 0 | 0 | 0 | 0 | 0 | 0 | 0 | 0 | 0 | 0 | 0 | 0 | 0 | 0 | 0 | 0 | 0 | 0 | 0 | 0 | 0 | 0 | 0 | 0 | 0 | 0 | 0 | 0 | 0 | 0 |  | 0 | 0 | 0 | 0 | 0 | 0 | 0 | 0 | 0 | 0 | 0 | 0 | 0 | 0 | 0 | 0 | 0 | 0 | 0 | 0 | 0 | 0 | 0 | 0 | 0 | 0 | 0 | 0 | 0 | 0 | 0 | 0 | 0 | 0 | 0 | 0 |  | 0 | 0 | 0 | 0 | 0 | 400 | 0 | 0 | 0 | 0 | 0 | 0 | 400 | 0 | 1300 | 0 | 0 | 1 | 0 | 0 | 0 | 0 | 0 | -2 | 0 | 0 | 0 | 0 | 0 | 0 | -2 | 0 | -2 | 0 | 0 | 1 |  | 1 | 1 | 1+ | 1 | 1 | 1 | 1+ | 1+ | 1 | 1
PG&E KERN | Diablo Canyon | 230 | 0 | 0 | 0 | 0 | 0 | 0 | 0 | 0 | 0 | 0 | 0 | 0 | 0 | 0 | 0 | 0 | 0 | 0 | 0 | 0 |  | 0 | 0 | 0 | 0 | 0 | 0 | 0 | 0 | 0 | 0 | 0 | 0 | 0 | 0 | 0 | 0 | 0 | 0 | 0 | 0 | 0 | 0 | 0 | 0 | 0 | 0 | 0 | 0 | 0 | 0 | 0 | 0 | 0 | 0 | 0 | 0 |  | 0 | 0 | 0 | 0 | 0 | 0 | 0 | 0 | 0 | 0 | 0 | 0 | 0 | 0 | 0 | 0 | 0 | 0 | 0 | 0 | 0 | 0 | 0 | 0 | 0 | 0 | 0 | 0 | 0 | 0 | 0 | 0 | 0 | 0 | 0 | 0 |  | 0 | 0 | 0 | 0 | 0 | 0 | 0 | 0 | 0 | 0 | 0 | 0 | 0 | 0 | 0 | 0 | 0 | 0 | 0 | 0 | 0 | 0 | 0 | 0 | 0 | 0 | 0 | 0 | 0 | 0 | 0 | 0 | 0 | 0 | 0 | 0 |  | 0 | 0 | 0 | 0 | 0 | 0 | 0 | 0 | 0 | 0 | 0 | 0 | 0 | 0 | 0 | 0 | 0 | 0 | 0 | 0 | 0 | 0 | 0 | 0 | 0 | 0 | 0 | 0 | 0 | 0 | 0 | 0 | 0 | 0 | 0 | 0 |  | 1 | 1 | 1 | 1 | 1 | 1 | 1 | 1 | 1 | 0
PG&E KERN | Diablo Canyon | 500 | 0 | 0 | 0 | 0 | 0 | 0 | 0 | 0 | 2500 | 0 | 2500 | 0 | 0 | 0 | 0 | 0 | 0 | 0 | 0 | 1 |  | 0 | 0 | 0 | 0 | 0 | 0 | 0 | 0 | 1000 | 1028.94 | 0 | 0 | 0 | 0 | 0 | 0 | 0 | 1 | 0 | 0 | 0 | 0 | 0 | 0 | 0 | 0 | 2 | 2 | 0 | 0 | 0 | 0 | 0 | 0 | 0 | 1 |  | 0 | 0 | 0 | 0 | 0 | 0 | 0 | 0 | 1000 | 1028.94 | 0 | 0 | 0 | 0 | 0 | 0 | 0 | 1 | 0 | 0 | 0 | 0 | 0 | 0 | 0 | 0 | 2 | 2 | 0 | 0 | 0 | 0 | 0 | 0 | 0 | 1 |  | 0 | 0 | 0 | 0 | 0 | 0 | 0 | 0 | 2500 | 2547.412 | 0 | 0 | 0 | 0 | 756.054 | 0 | 0 | 1 | 0 | 0 | 0 | 0 | 0 | 0 | 0 | 0 | 0 | 0 | 0 | 0 | 0 | 0 | -2 | 0 | 0 | 1 |  | 0 | 0 | 0 | 0 | 0 | 0 | 0 | 0 | 2500 | 3047.412 | 0 | 0 | 0 | 0 | 756.054 | 0 | 0 | 1 | 0 | 0 | 0 | 0 | 0 | 0 | 0 | 0 | 0 | -2 | 0 | 0 | 0 | 0 | -2 | 0 | 0 | 1 |  | 1 | 1 | 1 | 1 | 1+ | 1 | 1 | 2+ | 1 | 1
PG&E KERN | Divide | 115 | 0 | 0 | 0 | 0 | 0 | 0 | 0 | 0 | 0 | 0 | 0 | 0 | 0 | 0 | 0 | 0 | 0 | 0 | 0 | 0 |  | 0 | 0 | 0 | 0 | 0 | 0 | 0 | 0 | 0 | 0 | 0 | 0 | 0 | 0 | 0 | 0 | 0 | 0 | 0 | 0 | 0 | 0 | 0 | 0 | 0 | 0 | 0 | 0 | 0 | 0 | 0 | 0 | 0 | 0 | 0 | 0 |  | 0 | 0 | 0 | 0 | 0 | 0 | 0 | 0 | 0 | 0 | 0 | 0 | 0 | 0 | 0 | 0 | 0 | 0 | 0 | 0 | 0 | 0 | 0 | 0 | 0 | 0 | 0 | 0 | 0 | 0 | 0 | 0 | 0 | 0 | 0 | 0 |  | 0 | 0 | 0 | 0 | 0 | 0 | 0 | 0 | 0 | 0 | 0 | 0 | 0 | 0 | 0 | 0 | 0 | 0 | 0 | 0 | 0 | 0 | 0 | 0 | 0 | 0 | 0 | 0 | 0 | 0 | 0 | 0 | 0 | 0 | 0 | 0 |  | 0 | 0 | 0 | 0 | 0 | 0 | 0 | 0 | 0 | 0 | 0 | 0 | 0 | 0 | 0 | 0 | 0 | 0 | 0 | 0 | 0 | 0 | 0 | 0 | 0 | 0 | 0 | 0 | 0 | 0 | 0 | 0 | 0 | 0 | 0 | 0 |  | 1 | 1 | 1 | 1 | 1 | 1 | 1 | 1 | 1 | 0
PG&E GBA | Dixon Landing | 115 | 0 | 0 | 0 | 0 | 0 | 0 | 0 | 0 | 0 | 0 | 0 | 2.3 | 0 | 0 | 0 | 0 | 0 | 0 | 0 | 1 |  | 0 | 0 | 0 | 0 | 0 | 0 | 0 | 0 | 0 | 0 | 0 | 0 | 0 | 0 | 0 | 0 | 0 | 0 | 0 | 0 | 0 | 0 | 0 | 0 | 0 | 0 | 0 | 0 | 2 | 0 | 0 | 0 | 0 | 0 | 0 | 1 |  | 0 | 0 | 0 | 0 | 0 | 0 | 0 | 0 | 0 | 0 | 2.36 | 0 | 0 | 0 | 0.585 | 0 | 0 | 1 | 0 | 0 | 0 | 0 | 0 | 0 | 0 | 0 | 0 | 0 | 0 | 0 | 0 | 0 | 0 | 0 | 0 | 0 |  | 0 | 0 | 0 | 0 | 0 | 0 | 0 | 0 | 0 | 0 | 2.36 | 0 | 0 | 0 | 0.585 | 0 | 0 | 1 | 0 | 0 | 0 | 0 | 0 | 0 | 0 | 0 | 0 | 0 | 0 | 0 | 0 | 0 | 0 | 0 | 0 | 0 |  | 0 | 0 | 0 | 0 | 0 | 0 | 0 | 0 | 0 | 0 | 3.38 | 0 | 0 | 0 | 0.585 | 0 | 0 | 1 | 0 | 0 | 0 | 0 | 0 | 0 | 0 | 0 | 0 | 0 | -1 | 0 | 0 | 0 | 0 | 0 | 0 | 1 |  | 1 | 1 | 1 | 1 | 1 | 1 | 1 | 1 | 1 | 0
PG&E FRESNO | Dos Amigos | 230 | 0 | 0 | 0 | 0 | 0 | 0 | 0 | 0 | 0 | 0 | 0 | 0 | 0 | 0 | 0 | 0 | 0 | 0 | 0 | 0 |  | 0 | 0 | 0 | 0 | 0 | 0 | 0 | 0 | 0 | 0 | 0 | 0 | 0 | 0 | 0 | 0 | 0 | 0 | 0 | 0 | 0 | 0 | 0 | 0 | 0 | 0 | 0 | 0 | 0 | 0 | 0 | 0 | 0 | 0 | 0 | 0 |  | 0 | 0 | 0 | 0 | 0 | 0 | 0 | 0 | 0 | 0 | 0 | 0 | 0 | 0 | 0 | 0 | 0 | 0 | 0 | 0 | 0 | 0 | 0 | 0 | 0 | 0 | 0 | 0 | 0 | 0 | 0 | 0 | 0 | 0 | 0 | 0 |  | 0 | 0 | 0 | 0 | 0 | 0 | 0 | 0 | 0 | 0 | 0 | 0 | 0 | 0 | 0 | 0 | 0 | 0 | 0 | 0 | 0 | 0 | 0 | 0 | 0 | 0 | 0 | 0 | 0 | 0 | 0 | 0 | 0 | 0 | 0 | 0 |  | 0 | 0 | 0 | 0 | 0 | 0 | 0 | 0 | 0 | 0 | 0 | 0 | 0 | 0 | 350 | 0 | 0 | 1 | 0 | 0 | 0 | 0 | 0 | 0 | 0 | 0 | 0 | 0 | 0 | 0 | 0 | 0 | -2 | 0 | 0 | 1 |  | 1 | 1 | 1 | 1 | 1 | 1 | 1 | 1+ | 1 | 1
PG&E NGBA | Drum | 115 | 0 | 0 | 0 | 0 | 0 | 0 | 0 | 0 | 0 | 0 | 0 | 0 | 0 | 0 | 0 | 0 | 0 | 0 | 0 | 0 |  | 0 | 0 | 0 | 0 | 0 | 0 | 0 | 0 | 0 | 0 | 0 | 0 | 0 | 0 | 0 | 0 | 0 | 0 | 0 | 0 | 0 | 0 | 0 | 0 | 0 | 0 | 0 | 0 | 0 | 0 | 0 | 0 | 0 | 0 | 0 | 0 |  | 0 | 0 | 0 | 0 | 0 | 0 | 0 | 0 | 0 | 0 | 0 | 0 | 0 | 0 | 0 | 0 | 0 | 0 | 0 | 0 | 0 | 0 | 0 | 0 | 0 | 0 | 0 | 0 | 0 | 0 | 0 | 0 | 0 | 0 | 0 | 0 |  | 0 | 0 | 0 | 0 | 0 | 0 | 0 | 0 | 0 | 0 | 0 | 0 | 0 | 0 | 0 | 0 | 0 | 0 | 0 | 0 | 0 | 0 | 0 | 0 | 0 | 0 | 0 | 0 | 0 | 0 | 0 | 0 | 0 | 0 | 0 | 0 |  | 0 | 0 | 0 | 0 | 0 | 0 | 0 | 0 | 0 | 0 | 0 | 0 | 0 | 0 | 0 | 0 | 0 | 0 | 0 | 0 | 0 | 0 | 0 | 0 | 0 | 0 | 0 | 0 | 0 | 0 | 0 | 0 | 0 | 0 | 0 | 0 |  | 1 | 1 | 1 | 1 | 1 | 1 | 1 | 1 | 1 | 0
PG&E GBA | Dumbarton | 115 | 0 | 0 | 0 | 0 | 0 | 0 | 0 | 0 | 0 | 0 | 0 | 5 | 0 | 0 | 0 | 0 | 0 | 0 | 0 | 1 |  | 0 | 0 | 0 | 0 | 0 | 0 | 0 | 0 | 0 | 0 | 0 | 0 | 0 | 0 | 0 | 0 | 0 | 0 | 0 | 0 | 0 | 0 | 0 | 0 | 0 | 0 | 0 | 0 | 2 | 0 | 0 | 0 | 0 | 0 | 0 | 1 |  | 0 | 0 | 0 | 0 | 0 | 0 | 0 | 0 | 0 | 0 | 6.474 | 0 | 0 | 0 | 0 | 0 | 0 | 1 | 0 | 0 | 0 | 0 | 0 | 0 | 0 | 0 | 0 | 0 | -1 | 0 | 0 | 0 | 0 | 0 | 0 | 1 |  | 0 | 0 | 0 | 0 | 0 | 0 | 0 | 0 | 0 | 0 | 6.474 | 0 | 0 | 0 | 0 | 0 | 0 | 1 | 0 | 0 | 0 | 0 | 0 | 0 | 0 | 0 | 0 | 0 | -1 | 0 | 0 | 0 | 0 | 0 | 0 | 1 |  | 0 | 0 | 0 | 0 | 0 | 0 | 0 | 0 | 0 | 0 | 6.474 | 0 | 0 | 0 | 0 | 0 | 0 | 1 | 0 | 0 | 0 | 0 | 0 | 0 | 0 | 0 | 0 | 0 | -1 | 0 | 0 | 0 | 0 | 0 | 0 | 1 |  | 1 | 1 | 1 | 1 | 1 | 3+ | 1 | 1 | 1 | 1
SCE NOL | Dunn Siding | 115 | 0 | 0 | 0 | 0 | 0 | 0 | 0 | 0 | 0 | 0 | 0 | 0 | 0 | 0 | 0 | 0 | 0 | 0 | 0 | 0 |  | 0 | 0 | 0 | 0 | 0 | 0 | 0 | 0 | 0 | 0 | 0 | 0 | 0 | 0 | 0 | 0 | 0 | 0 | 0 | 0 | 0 | 0 | 0 | 0 | 0 | 0 | 0 | 0 | 0 | 0 | 0 | 0 | 0 | 0 | 0 | 0 |  | 0 | 0 | 0 | 0 | 0 | 0 | 0 | 0 | 0 | 0 | 0 | 0 | 0 | 0 | 0 | 0 | 0 | 0 | 0 | 0 | 0 | 0 | 0 | 0 | 0 | 0 | 0 | 0 | 0 | 0 | 0 | 0 | 0 | 0 | 0 | 0 |  | 0 | 0 | 0 | 0 | 0 | 0 | 0 | 0 | 0 | 0 | 0 | 0 | 0 | 0 | 0 | 0 | 0 | 0 | 0 | 0 | 0 | 0 | 0 | 0 | 0 | 0 | 0 | 0 | 0 | 0 | 0 | 0 | 0 | 0 | 0 | 0 |  | 0 | 0 | 0 | 0 | 0 | 0 | 0 | 0 | 0 | 0 | 0 | 0 | 0 | 0 | 0 | 0 | 0 | 0 | 0 | 0 | 0 | 0 | 0 | 0 | 0 | 0 | 0 | 0 | 0 | 0 | 0 | 0 | 0 | 0 | 0 | 0 |  | 1 | 1 | 1 | 1 | 1 | 1 | 1 | 1 | 1 | 0
SCE Eastern | Eagle Mountain | 230 | 0 | 0 | 0 | 0 | 0 | 0 | 0 | 0 | 0 | 0 | 0 | 0 | 0 | 0 | 0 | 0 | 0 | 0 | 0 | 0 |  | 0 | 0 | 0 | 0 | 0 | 0 | 0 | 0 | 0 | 0 | 0 | 0 | 0 | 0 | 0 | 0 | 0 | 0 | 0 | 0 | 0 | 0 | 0 | 0 | 0 | 0 | 0 | 0 | 0 | 0 | 0 | 0 | 0 | 0 | 0 | 0 |  | 0 | 0 | 0 | 0 | 0 | 0 | 0 | 0 | 0 | 0 | 0 | 0 | 0 | 0 | 0 | 0 | 0 | 0 | 0 | 0 | 0 | 0 | 0 | 0 | 0 | 0 | 0 | 0 | 0 | 0 | 0 | 0 | 0 | 0 | 0 | 0 |  | 0 | 0 | 0 | 0 | 0 | 0 | 0 | 0 | 0 | 0 | 0 | 0 | 0 | 0 | 0 | 0 | 0 | 0 | 0 | 0 | 0 | 0 | 0 | 0 | 0 | 0 | 0 | 0 | 0 | 0 | 0 | 0 | 0 | 0 | 0 | 0 |  | 0 | 0 | 0 | 0 | 0 | 0 | 0 | 0 | 0 | 0 | 0 | 0 | 0 | 0 | 0 | 0 | 0 | 0 | 0 | 0 | 0 | 0 | 0 | 0 | 0 | 0 | 0 | 0 | 0 | 0 | 0 | 0 | 0 | 0 | 0 | 0 |  | 1 | 1 | 1 | 1 | 1 | 1 | 1 | 1 | 1 | 0
PG&E NGBA | Eagle Rock (PGE) | 60 | 0 | 0 | 0 | 0 | 0 | 0 | 0 | 0 | 0 | 0 | 0 | 0 | 0 | 0 | 0 | 0 | 0 | 0 | 0 | 0 |  | 0 | 0 | 0 | 0 | 0 | 0 | 0 | 0 | 0 | 0 | 0 | 0 | 0 | 0 | 0 | 0 | 0 | 0 | 0 | 0 | 0 | 0 | 0 | 0 | 0 | 0 | 0 | 0 | 0 | 0 | 0 | 0 | 0 | 0 | 0 | 0 |  | 0 | 0 | 0 | 0 | 0 | 0 | 0 | 0 | 0 | 0 | 0 | 0 | 0 | 0 | 0 | 0 | 0 | 0 | 0 | 0 | 0 | 0 | 0 | 0 | 0 | 0 | 0 | 0 | 0 | 0 | 0 | 0 | 0 | 0 | 0 | 0 |  | 0 | 0 | 0 | 0 | 0 | 0 | 0 | 0 | 0 | 0 | 0 | 0 | 0 | 0 | 0 | 0 | 0 | 0 | 0 | 0 | 0 | 0 | 0 | 0 | 0 | 0 | 0 | 0 | 0 | 0 | 0 | 0 | 0 | 0 | 0 | 0 |  | 0 | 0 | 0 | 0 | 0 | 0 | 0 | 0 | 0 | 0 | 0 | 0 | 0 | 0 | 0 | 0 | 0 | 0 | 0 | 0 | 0 | 0 | 0 | 0 | 0 | 0 | 0 | 0 | 0 | 0 | 0 | 0 | 0 | 0 | 0 | 0 |  | 1 | 1 | 1 | 1 | 1 | 1 | 1 | 1 | 1 | 0
PG&E NGBA | Eagle Rock (PGE) | 115 | 39 | 0 | 98 | 33.2 | 131.2 | 0 | 0 | 0 | 0 | 0 | 0 | 0 | 0 | 0 | 0 | 0 | 0 | 0 | 0 | 1 |  | 0 | 0 | 0 | 0 | 0 | 0 | 0 | 0 | 0 | 0 | 0 | 0 | 0 | 0 | 0 | 0 | 0 | 0 | 2 | 2 | 0 | 0 | 2 | 2 | 0 | 0 | 0 | 0 | 0 | 0 | 0 | 0 | 0 | 0 | 0 | 1 |  | 0 | 0 | 0 | 0 | 0 | 0 | 0 | 0 | 0 | 0 | 0 | 0 | 0 | 0 | 0 | 0 | 0 | 0 | 2 | 2 | 0 | 0 | 2 | 2 | 0 | 0 | 0 | 0 | 0 | 0 | 0 | 0 | 0 | 0 | 0 | 1 |  | 0 | 0 | 0 | 0 | 0 | 0 | 0 | 0 | 0 | 0 | 0 | 0 | 0 | 0 | 0 | 0 | 0 | 0 | 2 | 2 | 0 | 0 | 2 | 2 | 0 | 0 | 0 | 0 | 0 | 0 | 0 | 0 | 0 | 0 | 0 | 1 |  | 0 | 0 | 0 | 0 | 0 | 131.2 | 0 | 0 | 0 | 0 | 0 | 0 | 0 | 0 | 0 | 0 | 0 | 1 | 2 | 2 | 0 | 0 | 2 | 0 | 0 | 0 | 0 | 0 | 0 | 0 | 0 | 0 | 0 | 0 | 0 | 1 |  | 5- | 1 | 3- | 1 | 1 | 1 | 1 | 1 | 1 | 1
SCE Metro | Eagle Rock (SCE) | 230 | 0 | 0 | 0 | 0 | 0 | 0 | 0 | 0 | 0 | 0 | 0 | 0 | 0 | 0 | 0 | 0 | 0 | 0 | 0 | 0 |  | 0 | 0 | 0 | 0 | 0 | 0 | 0 | 0 | 0 | 0 | 0 | 0 | 0 | 0 | 0 | 0 | 0 | 0 | 0 | 0 | 0 | 0 | 0 | 0 | 0 | 0 | 0 | 0 | 0 | 0 | 0 | 0 | 0 | 0 | 0 | 0 |  | 0 | 0 | 0 | 0 | 0 | 0 | 0 | 0 | 0 | 0 | 0 | 0 | 0 | 0 | 0 | 0 | 0 | 0 | 0 | 0 | 0 | 0 | 0 | 0 | 0 | 0 | 0 | 0 | 0 | 0 | 0 | 0 | 0 | 0 | 0 | 0 |  | 0 | 0 | 0 | 0 | 0 | 0 | 0 | 0 | 0 | 0 | 0 | 0 | 0 | 0 | 0 | 0 | 0 | 0 | 0 | 0 | 0 | 0 | 0 | 0 | 0 | 0 | 0 | 0 | 0 | 0 | 0 | 0 | 0 | 0 | 0 | 0 |  | 0 | 0 | 0 | 0 | 0 | 0 | 0 | 0 | 0 | 0 | 0 | 0 | 0 | 0 | 100 | 0 | 0 | 1 | 0 | 0 | 0 | 0 | 0 | 0 | 0 | 0 | 0 | 0 | 0 | 0 | 0 | 0 | -2 | 0 | 0 | 1 |  | 1 | 1 | 1 | 1 | 1 | 1 | 1 | 1+ | 1 | 1
PG&E NGBA | East Marysville | 115 | 0 | 0 | 0 | 0 | 0 | 0 | 0 | 0 | 0 | 0 | 0 | 0 | 0 | 0 | 0 | 0 | 0 | 0 | 0 | 0 |  | 0 | 0 | 0 | 0 | 0 | 0 | 0 | 0 | 0 | 0 | 0 | 0 | 0 | 0 | 0 | 0 | 0 | 0 | 0 | 0 | 0 | 0 | 0 | 0 | 0 | 0 | 0 | 0 | 0 | 0 | 0 | 0 | 0 | 0 | 0 | 0 |  | 0 | 0 | 0 | 0 | 0 | 0 | 0 | 0 | 0 | 0 | 0 | 0 | 0 | 0 | 0 | 0 | 0 | 0 | 0 | 0 | 0 | 0 | 0 | 0 | 0 | 0 | 0 | 0 | 0 | 0 | 0 | 0 | 0 | 0 | 0 | 0 |  | 0 | 0 | 0 | 0 | 0 | 0 | 0 | 0 | 0 | 0 | 0 | 0 | 0 | 0 | 0 | 0 | 0 | 0 | 0 | 0 | 0 | 0 | 0 | 0 | 0 | 0 | 0 | 0 | 0 | 0 | 0 | 0 | 0 | 0 | 0 | 0 |  | 0 | 0 | 0 | 0 | 0 | 0 | 0 | 0 | 0 | 0 | 0 | 0 | 0 | 0 | 0 | 0 | 0 | 0 | 0 | 0 | 0 | 0 | 0 | 0 | 0 | 0 | 0 | 0 | 0 | 0 | 0 | 0 | 0 | 0 | 0 | 0 |  | 1 | 1 | 1 | 1 | 1 | 1 | 1 | 1 | 1 | 0
PG&E NGBA | East Nicolaus | 115 | 0 | 0 | 0 | 0 | 0 | 0 | 0 | 0 | 0 | 0 | 0 | 0 | 0 | 0 | 0 | 0 | 0 | 0 | 0 | 0 |  | 0 | 0 | 0 | 0 | 0 | 0 | 0 | 0 | 0 | 0 | 0 | 0 | 0 | 0 | 0 | 0 | 0 | 0 | 0 | 0 | 0 | 0 | 0 | 0 | 0 | 0 | 0 | 0 | 0 | 0 | 0 | 0 | 0 | 0 | 0 | 0 |  | 0 | 0 | 0 | 0 | 0 | 0 | 0 | 0 | 0 | 0 | 0 | 0 | 0 | 0 | 0 | 0 | 0 | 0 | 0 | 0 | 0 | 0 | 0 | 0 | 0 | 0 | 0 | 0 | 0 | 0 | 0 | 0 | 0 | 0 | 0 | 0 |  | 0 | 0 | 0 | 0 | 0 | 0 | 0 | 0 | 0 | 0 | 0 | 0 | 0 | 0 | 0 | 0 | 0 | 0 | 0 | 0 | 0 | 0 | 0 | 0 | 0 | 0 | 0 | 0 | 0 | 0 | 0 | 0 | 0 | 0 | 0 | 0 |  | 0 | 0 | 0 | 0 | 0 | 0 | 0 | 0 | 0 | 0 | 0 | 0 | 0 | 0 | 0 | 0 | 0 | 0 | 0 | 0 | 0 | 0 | 0 | 0 | 0 | 0 | 0 | 0 | 0 | 0 | 0 | 0 | 0 | 0 | 0 | 0 |  | 1 | 1 | 1 | 1 | 1 | 1 | 1 | 1 | 1 | 0
PG&E NGBA | East Nicolaus | 60 | 0 | 0 | 0 | 0 | 0 | 0 | 0 | 0 | 0 | 0 | 0 | 0 | 0 | 0 | 0 | 0 | 0 | 0 | 0 | 0 |  | 0 | 0 | 0 | 0 | 0 | 0 | 0 | 0 | 0 | 0 | 0 | 0 | 0 | 0 | 0 | 0 | 0 | 0 | 0 | 0 | 0 | 0 | 0 | 0 | 0 | 0 | 0 | 0 | 0 | 0 | 0 | 0 | 0 | 0 | 0 | 0 |  | 0 | 0 | 0 | 0 | 0 | 0 | 0 | 0 | 0 | 0 | 0 | 0 | 0 | 0 | 0 | 0 | 0 | 0 | 0 | 0 | 0 | 0 | 0 | 0 | 0 | 0 | 0 | 0 | 0 | 0 | 0 | 0 | 0 | 0 | 0 | 0 |  | 0 | 0 | 0 | 0 | 0 | 0 | 0 | 0 | 0 | 0 | 0 | 0 | 0 | 0 | 0 | 0 | 0 | 0 | 0 | 0 | 0 | 0 | 0 | 0 | 0 | 0 | 0 | 0 | 0 | 0 | 0 | 0 | 0 | 0 | 0 | 0 |  | 0 | 0 | 0 | 0 | 0 | 0 | 0 | 0 | 0 | 0 | 4.99 | 0 | 0 | 0 | 0 | 0 | 0 | 1 | 0 | 0 | 0 | 0 | 0 | 0 | 0 | 0 | 0 | 0 | -2 | 0 | 0 | 0 | 0 | 0 | 0 | 1 |  | 1 | 1 | 1 | 1 | 1 | 1+ | 1 | 1 | 1 | 1
PG&E GBA | Eastshore | 115 | 0 | 0 | 0 | 0 | 0 | 0 | 0 | 0 | 0 | 0 | 0 | 0 | 0 | 0 | 0 | 0 | 0 | 0 | 0 | 0 |  | 0 | 0 | 0 | 0 | 0 | 0 | 0 | 0 | 0 | 0 | 0 | 0 | 0 | 0 | 0 | 0 | 0 | 0 | 0 | 0 | 0 | 0 | 0 | 0 | 0 | 0 | 0 | 0 | 0 | 0 | 0 | 0 | 0 | 0 | 0 | 0 |  | 0 | 0 | 0 | 0 | 0 | 0 | 0 | 0 | 0 | 0 | 0 | 0 | 0 | 0 | 0 | 0 | 0 | 0 | 0 | 0 | 0 | 0 | 0 | 0 | 0 | 0 | 0 | 0 | 0 | 0 | 0 | 0 | 0 | 0 | 0 | 0 |  | 0 | 0 | 0 | 0 | 0 | 0 | 0 | 0 | 0 | 0 | 0 | 0 | 0 | 0 | 252 | 0 | 0 | 1 | 0 | 0 | 0 | 0 | 0 | 0 | 0 | 0 | 0 | 0 | 0 | 0 | 0 | 0 | -2 | 0 | 0 | 1 |  | 0 | 0 | 0 | 0 | 0 | 0 | 0 | 0 | 0 | 0 | 0 | 0 | 0 | 0 | 252 | 0 | 0 | 1 | 0 | 0 | 0 | 0 | 0 | 0 | 0 | 0 | 0 | 0 | 0 | 0 | 0 | 0 | -2 | 0 | 0 | 1 |  | 1 | 1 | 1 | 1 | 1 | 1 | 1 | 2+ | 1 | 1
PG&E GBA | Eastshore | 230 | 0 | 0 | 0 | 0 | 0 | 0 | 0 | 0 | 0 | 0 | 0 | 0 | 0 | 0 | 0 | 0 | 0 | 0 | 0 | 0 |  | 0 | 0 | 0 | 0 | 0 | 0 | 0 | 0 | 0 | 0 | 0 | 0 | 0 | 0 | 0 | 0 | 0 | 0 | 0 | 0 | 0 | 0 | 0 | 0 | 0 | 0 | 0 | 0 | 0 | 0 | 0 | 0 | 0 | 0 | 0 | 0 |  | 0 | 0 | 0 | 0 | 0 | 0 | 0 | 0 | 0 | 0 | 0 | 0 | 0 | 0 | 0 | 0 | 0 | 0 | 0 | 0 | 0 | 0 | 0 | 0 | 0 | 0 | 0 | 0 | 0 | 0 | 0 | 0 | 0 | 0 | 0 | 0 |  | 0 | 0 | 0 | 0 | 0 | 0 | 0 | 0 | 0 | 0 | 0 | 0 | 0 | 0 | 0 | 0 | 0 | 0 | 0 | 0 | 0 | 0 | 0 | 0 | 0 | 0 | 0 | 0 | 0 | 0 | 0 | 0 | 0 | 0 | 0 | 0 |  | 0 | 0 | 0 | 0 | 0 | 0 | 0 | 0 | 0 | 0 | 0 | 0 | 0 | 0 | 0 | 0 | 0 | 0 | 0 | 0 | 0 | 0 | 0 | 0 | 0 | 0 | 0 | 0 | 0 | 0 | 0 | 0 | 0 | 0 | 0 | 0 |  | 1 | 1 | 1 | 1 | 1 | 1 | 1 | 1 | 1 | 0
SDGE | ECO | 138 | 0 | 0 | 0 | 0 | 0 | 0 | 0 | 0 | 0 | 0 | 0 | 0 | 0 | 0 | 0 | 0 | 0 | 0 | 0 | 0 |  | 0 | 0 | 0 | 0 | 0 | 0 | 0 | 0 | 0 | 0 | 0 | 0 | 0 | 0 | 0 | 0 | 0 | 0 | 0 | 0 | 0 | 0 | 0 | 0 | 0 | 0 | 0 | 0 | 0 | 0 | 0 | 0 | 0 | 0 | 0 | 0 |  | 0 | 0 | 0 | 0 | 0 | 0 | 0 | 0 | 0 | 0 | 0 | 0 | 0 | 0 | 0 | 0 | 0 | 0 | 0 | 0 | 0 | 0 | 0 | 0 | 0 | 0 | 0 | 0 | 0 | 0 | 0 | 0 | 0 | 0 | 0 | 0 |  | 0 | 0 | 0 | 0 | 0 | 0 | 0 | 0 | 0 | 0 | 0 | 0 | 0 | 0 | 0 | 0 | 0 | 0 | 0 | 0 | 0 | 0 | 0 | 0 | 0 | 0 | 0 | 0 | 0 | 0 | 0 | 0 | 0 | 0 | 0 | 0 |  | 0 | 0 | 0 | 0 | 0 | 0 | 0 | 0 | 0 | 0 | 0 | 0 | 0 | 0 | 0 | 0 | 0 | 0 | 0 | 0 | 0 | 0 | 0 | 0 | 0 | 0 | 0 | 0 | 0 | 0 | 0 | 0 | 0 | 0 | 0 | 0 |  | 1 | 1 | 1 | 1 | 1 | 1 | 1 | 1 | 1 | 0
SDGE | ECO | 230 | 0 | 0 | 0 | 52.5 | 52.5 | 0 | 0 | 0 | 0 | 0 | 0 | 0 | 0 | 0 | 0 | 0 | 0 | 0 | 0 | 1 |  | 0 | 0 | 0 | 0 | 0 | 52.5 | 0 | 0 | 0 | 0 | 0 | 0 | 0 | 0 | 0 | 0 | 0 | 1 | 0 | 0 | 0 | 0 | 0 | 0 | 0 | 0 | 0 | 0 | 0 | 0 | 0 | 0 | 0 | 0 | 0 | 0 |  | 0 | 0 | 0 | 0 | 0 | 52.5 | 0 | 0 | 0 | 0 | 0 | 0 | 0 | 0 | 0 | 0 | 0 | 1 | 0 | 0 | 0 | 0 | 0 | 0 | 0 | 0 | 0 | 0 | 0 | 0 | 0 | 0 | 0 | 0 | 0 | 0 |  | 0 | 0 | 0 | 0 | 0 | 52.5 | 0 | 0 | 0 | 0 | 0 | 0 | 0 | 0 | 0 | 0 | 0 | 1 | 0 | 0 | 0 | 0 | 0 | 0 | 0 | 0 | 0 | 0 | 0 | 0 | 0 | 0 | 0 | 0 | 0 | 0 |  | 0 | 0 | 0 | 0 | 0 | 1352.5 | 0 | 0 | 0 | 0 | 0 | 0 | 0 | 0 | 0 | 0 | 0 | 1 | 0 | 0 | 0 | 0 | 0 | -2 | 0 | 0 | 0 | 0 | 0 | 0 | 0 | 0 | 0 | 0 | 0 | 1 |  | 1 | 1 | 1+ | 1 | 1 | 1 | 1 | 1 | 1 | 1
SDGE | ECO | 500 | 0 | 0 | 600 | 400 | 1000 | 0 | 0 | 0 | 0 | 0 | 0 | 0 | 0 | 0 | 0 | 0 | 0 | 0 | 0 | 1 |  | 0 | 0 | 0 | 0 | 0 | 1001 | 0 | 0 | 0 | 0 | 0 | 0 | 0 | 0 | 0 | 0 | 0 | 1 | 0 | 0 | 0 | 0 | 2 | 0 | 0 | 0 | 0 | 0 | 0 | 0 | 0 | 0 | 0 | 0 | 0 | 1 |  | 0 | 0 | 0 | 0 | 0 | 0 | 0 | 0 | 0 | 0 | 0 | 0 | 0 | 0 | 0 | 0 | 0 | 0 | 0 | 0 | 0 | 0 | 2 | 2 | 0 | 0 | 0 | 0 | 0 | 0 | 0 | 0 | 0 | 0 | 0 | 1 |  | 0 | 0 | 0 | 0 | 0 | 1001 | 0 | 0 | 0 | 0 | 0 | 0 | 0 | 0 | 0 | 0 | 0 | 1 | 0 | 0 | 0 | 0 | 2 | 0 | 0 | 0 | 0 | 0 | 0 | 0 | 0 | 0 | 0 | 0 | 0 | 1 |  | 0 | 0 | 0 | 0 | 0 | 1001 | 0 | 0 | 0 | 0 | 0 | 0 | 0 | 0 | 0 | 0 | 0 | 1 | 0 | 0 | 0 | 0 | 2 | 0 | 0 | 0 | 0 | 0 | 0 | 0 | 0 | 0 | 0 | 0 | 0 | 1 |  | 1 | 1 | 2- | 1 | 1 | 1 | 1 | 1 | 1 | 1
PG&E GBA | Edenvale | 115 | 0 | 0 | 0 | 0 | 0 | 0 | 0 | 0 | 0 | 0 | 0 | 0 | 0 | 0 | 0 | 0 | 0 | 0 | 0 | 0 |  | 0 | 0 | 0 | 0 | 0 | 0 | 0 | 0 | 0 | 0 | 0 | 0 | 0 | 0 | 0 | 0 | 0 | 0 | 0 | 0 | 0 | 0 | 0 | 0 | 0 | 0 | 0 | 0 | 0 | 0 | 0 | 0 | 0 | 0 | 0 | 0 |  | 0 | 0 | 0 | 0 | 0 | 0 | 0 | 0 | 0 | 0 | 0 | 0 | 0 | 0 | 0 | 0 | 0 | 0 | 0 | 0 | 0 | 0 | 0 | 0 | 0 | 0 | 0 | 0 | 0 | 0 | 0 | 0 | 0 | 0 | 0 | 0 |  | 0 | 0 | 0 | 0 | 0 | 0 | 0 | 0 | 0 | 0 | 0 | 0 | 0 | 0 | 0 | 0 | 0 | 0 | 0 | 0 | 0 | 0 | 0 | 0 | 0 | 0 | 0 | 0 | 0 | 0 | 0 | 0 | 0 | 0 | 0 | 0 |  | 0 | 0 | 0 | 0 | 0 | 0 | 0 | 0 | 0 | 0 | 0 | 0 | 0 | 0 | 0 | 0 | 0 | 0 | 0 | 0 | 0 | 0 | 0 | 0 | 0 | 0 | 0 | 0 | 0 | 0 | 0 | 0 | 0 | 0 | 0 | 0 |  | 1 | 1 | 1 | 1 | 1 | 1 | 1 | 1 | 1 | 0
PG&E GBA | Edes | 115 | 0 | 0 | 0 | 0 | 0 | 0 | 0 | 0 | 0 | 0 | 0 | 1.7 | 0 | 0 | 0 | 0 | 0 | 0 | 0 | 1 |  | 0 | 0 | 0 | 0 | 0 | 0 | 0 | 0 | 0 | 0 | 0 | 0 | 0 | 0 | 0 | 0 | 0 | 0 | 0 | 0 | 0 | 0 | 0 | 0 | 0 | 0 | 0 | 0 | 2 | 0 | 0 | 0 | 0 | 0 | 0 | 1 |  | 0 | 0 | 0 | 0 | 0 | 0 | 0 | 0 | 0 | 0 | 1.731 | 0 | 0 | 0 | 1.13 | 0 | 0 | 1 | 0 | 0 | 0 | 0 | 0 | 0 | 0 | 0 | 0 | 0 | 0 | 0 | 0 | 0 | 0 | 0 | 0 | 0 |  | 0 | 0 | 0 | 0 | 0 | 0 | 0 | 0 | 0 | 0 | 1.731 | 0 | 0 | 0 | 1.13 | 0 | 0 | 1 | 0 | 0 | 0 | 0 | 0 | 0 | 0 | 0 | 0 | 0 | 0 | 0 | 0 | 0 | 0 | 0 | 0 | 0 |  | 0 | 0 | 0 | 0 | 0 | 0 | 0 | 0 | 0 | 0 | 1.731 | 0 | 0 | 0 | 1.13 | 0 | 0 | 1 | 0 | 0 | 0 | 0 | 0 | 0 | 0 | 0 | 0 | 0 | 0 | 0 | 0 | 0 | 0 | 0 | 0 | 0 |  | 1 | 1 | 1 | 1 | 1 | 1 | 1 | 1 | 1 | 0
PG&E GBA | Eight Mile | 230 | 0 | 0 | 0 | 0 | 0 | 0 | 0 | 0 | 0 | 0 | 0 | 0 | 0 | 0 | 0 | 0 | 0 | 0 | 0 | 0 |  | 0 | 0 | 0 | 0 | 0 | 0 | 0 | 0 | 0 | 0 | 0 | 0 | 0 | 0 | 0 | 0 | 0 | 0 | 0 | 0 | 0 | 0 | 0 | 0 | 0 | 0 | 0 | 0 | 0 | 0 | 0 | 0 | 0 | 0 | 0 | 0 |  | 0 | 0 | 0 | 0 | 0 | 0 | 0 | 0 | 0 | 0 | 0 | 0 | 0 | 0 | 0 | 0 | 0 | 0 | 0 | 0 | 0 | 0 | 0 | 0 | 0 | 0 | 0 | 0 | 0 | 0 | 0 | 0 | 0 | 0 | 0 | 0 |  | 0 | 0 | 0 | 0 | 0 | 0 | 0 | 0 | 0 | 0 | 0 | 0 | 0 | 0 | 0 | 0 | 0 | 0 | 0 | 0 | 0 | 0 | 0 | 0 | 0 | 0 | 0 | 0 | 0 | 0 | 0 | 0 | 0 | 0 | 0 | 0 |  | 0 | 0 | 0 | 0 | 0 | 0 | 0 | 0 | 0 | 0 | 0 | 0 | 0 | 0 | 100 | 0 | 0 | 1 | 0 | 0 | 0 | 0 | 0 | 0 | 0 | 0 | 0 | 0 | 0 | 0 | 0 | 0 | -2 | 0 | 0 | 1 |  | 1 | 1 | 1 | 1 | 1 | 1 | 1 | 1+ | 1 | 1
SDGE | El Cajon | 69 | 0 | 0 | 0 | 0 | 0 | 0 | 0 | 0 | 0 | 0 | 0 | 0 | 0 | 0 | 0 | 0 | 0 | 0 | 0 | 0 |  | 0 | 0 | 0 | 0 | 0 | 0 | 0 | 0 | 0 | 0 | 0 | 0 | 0 | 0 | 0.774 | 0 | 0 | 1 | 0 | 0 | 0 | 0 | 0 | 0 | 0 | 0 | 0 | 0 | 0 | 0 | 0 | 0 | -2 | 0 | 0 | 1 |  | 0 | 0 | 0 | 0 | 0 | 0 | 0 | 0 | 0 | 0 | 0 | 0 | 0 | 50 | 50.774 | 0 | 0 | 1 | 0 | 0 | 0 | 0 | 0 | 0 | 0 | 0 | 0 | 0 | 0 | 0 | 0 | -2 | -2 | 0 | 0 | 1 |  | 0 | 0 | 0 | 0 | 0 | 0 | 0 | 0 | 0 | 0 | 0 | 0 | 0 | 50 | 50.774 | 0 | 0 | 1 | 0 | 0 | 0 | 0 | 0 | 0 | 0 | 0 | 0 | 0 | 0 | 0 | 0 | -2 | -2 | 0 | 0 | 1 |  | 0 | 0 | 0 | 0 | 0 | 0 | 0 | 0 | 0 | 0 | 0 | 0 | 0 | 50 | 50.774 | 0 | 0 | 1 | 0 | 0 | 0 | 0 | 0 | 0 | 0 | 0 | 0 | 0 | 0 | 0 | 0 | -2 | -2 | 0 | 0 | 1 |  | 1 | 1 | 1 | 1 | 1 | 1 | 1 | 4+ | 1 | 1
SCE Eastern | El Casco | 230 | 0 | 0 | 0 | 0 | 0 | 0 | 0 | 0 | 0 | 0 | 0 | 0 | 0 | 0 | 0 | 0 | 0 | 0 | 0 | 0 |  | 0 | 0 | 0 | 0 | 0 | 0 | 0 | 0 | 0 | 0 | 0 | 0 | 0 | 0 | 0 | 0 | 0 | 0 | 0 | 0 | 0 | 0 | 0 | 0 | 0 | 0 | 0 | 0 | 0 | 0 | 0 | 0 | 0 | 0 | 0 | 0 |  | 0 | 0 | 0 | 0 | 0 | 0 | 0 | 0 | 0 | 0 | 0 | 0 | 0 | 0 | 0 | 0 | 0 | 0 | 0 | 0 | 0 | 0 | 0 | 0 | 0 | 0 | 0 | 0 | 0 | 0 | 0 | 0 | 0 | 0 | 0 | 0 |  | 0 | 0 | 0 | 0 | 0 | 0 | 0 | 0 | 0 | 0 | 0 | 0 | 0 | 0 | 0 | 0 | 0 | 0 | 0 | 0 | 0 | 0 | 0 | 0 | 0 | 0 | 0 | 0 | 0 | 0 | 0 | 0 | 0 | 0 | 0 | 0 |  | 0 | 0 | 0 | 0 | 0 | 200 | 0 | 0 | 0 | 0 | 0 | 0 | 200 | 0 | 550 | 0 | 0 | 1 | 0 | 0 | 0 | 0 | 0 | -2 | 0 | 0 | 0 | 0 | 0 | 0 | -2 | 0 | -2 | 0 | 0 | 1 |  | 1 | 1 | 1+ | 1 | 1 | 1 | 1+ | 1+ | 1 | 1
PG&E GBA | El Cerrito G | 115 | 0 | 0 | 0 | 0 | 0 | 0 | 0 | 0 | 0 | 0 | 0 | 0 | 0 | 0 | 0 | 0 | 0 | 0 | 0 | 0 |  | 0 | 0 | 0 | 0 | 0 | 0 | 0 | 0 | 0 | 0 | 0 | 0 | 0 | 0 | 0 | 0 | 0 | 0 | 0 | 0 | 0 | 0 | 0 | 0 | 0 | 0 | 0 | 0 | 0 | 0 | 0 | 0 | 0 | 0 | 0 | 0 |  | 0 | 0 | 0 | 0 | 0 | 0 | 0 | 0 | 0 | 0 | 0 | 0 | 0 | 0 | 0 | 0 | 0 | 0 | 0 | 0 | 0 | 0 | 0 | 0 | 0 | 0 | 0 | 0 | 0 | 0 | 0 | 0 | 0 | 0 | 0 | 0 |  | 0 | 0 | 0 | 0 | 0 | 0 | 0 | 0 | 0 | 0 | 0 | 0 | 0 | 0 | 0 | 0 | 0 | 0 | 0 | 0 | 0 | 0 | 0 | 0 | 0 | 0 | 0 | 0 | 0 | 0 | 0 | 0 | 0 | 0 | 0 | 0 |  | 0 | 0 | 0 | 0 | 0 | 0 | 0 | 0 | 0 | 0 | 0 | 0 | 0 | 0 | 0 | 0 | 0 | 0 | 0 | 0 | 0 | 0 | 0 | 0 | 0 | 0 | 0 | 0 | 0 | 0 | 0 | 0 | 0 | 0 | 0 | 0 |  | 1 | 1 | 1 | 1 | 1 | 1 | 1 | 1 | 1 | 0
PG&E NGBA | El Dorado PH | 115 | 0 | 0 | 0 | 0 | 0 | 0 | 0 | 0 | 0 | 0 | 0 | 0 | 0 | 0 | 0 | 0 | 0 | 0 | 0 | 0 |  | 0 | 0 | 0 | 0 | 0 | 0 | 0 | 0 | 0 | 0 | 0 | 0 | 0 | 0 | 0 | 0 | 0 | 0 | 0 | 0 | 0 | 0 | 0 | 0 | 0 | 0 | 0 | 0 | 0 | 0 | 0 | 0 | 0 | 0 | 0 | 0 |  | 0 | 0 | 0 | 0 | 0 | 0 | 0 | 0 | 0 | 0 | 0 | 0 | 0 | 0 | 0 | 0 | 0 | 0 | 0 | 0 | 0 | 0 | 0 | 0 | 0 | 0 | 0 | 0 | 0 | 0 | 0 | 0 | 0 | 0 | 0 | 0 |  | 0 | 0 | 0 | 0 | 0 | 0 | 0 | 0 | 0 | 0 | 0 | 0 | 0 | 0 | 0 | 0 | 0 | 0 | 0 | 0 | 0 | 0 | 0 | 0 | 0 | 0 | 0 | 0 | 0 | 0 | 0 | 0 | 0 | 0 | 0 | 0 |  | 0 | 0 | 0 | 0 | 0 | 0 | 0 | 0 | 0 | 0 | 0 | 0 | 0 | 0 | 0 | 0 | 0 | 0 | 0 | 0 | 0 | 0 | 0 | 0 | 0 | 0 | 0 | 0 | 0 | 0 | 0 | 0 | 0 | 0 | 0 | 0 |  | 1 | 1 | 1 | 1 | 1 | 1 | 1 | 1 | 1 | 0
PG&E FRESNO | El Nido (PGE) | 115 | 0 | 0 | 0 | 0 | 0 | 0 | 0 | 0 | 0 | 0 | 0 | 0 | 0 | 0 | 0 | 0 | 0 | 0 | 0 | 0 |  | 0 | 0 | 0 | 0 | 0 | 0 | 0 | 0 | 0 | 0 | 0 | 0 | 0 | 0 | 0 | 0 | 0 | 0 | 0 | 0 | 0 | 0 | 0 | 0 | 0 | 0 | 0 | 0 | 0 | 0 | 0 | 0 | 0 | 0 | 0 | 0 |  | 0 | 0 | 0 | 0 | 0 | 0 | 0 | 0 | 0 | 0 | 0 | 0 | 0 | 0 | 0 | 0 | 0 | 0 | 0 | 0 | 0 | 0 | 0 | 0 | 0 | 0 | 0 | 0 | 0 | 0 | 0 | 0 | 0 | 0 | 0 | 0 |  | 0 | 0 | 0 | 0 | 0 | 0 | 0 | 0 | 0 | 0 | 0 | 0 | 0 | 0 | 0 | 0 | 0 | 0 | 0 | 0 | 0 | 0 | 0 | 0 | 0 | 0 | 0 | 0 | 0 | 0 | 0 | 0 | 0 | 0 | 0 | 0 |  | 0 | 0 | 0 | 0 | 0 | 0 | 0 | 0 | 0 | 0 | 0 | 0 | 150 | 0 | 400 | 0 | 0 | 1 | 0 | 0 | 0 | 0 | 0 | 0 | 0 | 0 | 0 | 0 | 0 | 0 | -2 | 0 | -2 | 0 | 0 | 1 |  | 1 | 1 | 1 | 1 | 1 | 1 | 1+ | 1+ | 1 | 1
SCE Metro | El Nido (SCE) | 230 | 0 | 0 | 0 | 0 | 0 | 0 | 0 | 0 | 0 | 0 | 0 | 0 | 0 | 0 | 0 | 0 | 100 | 100 | 0 | 1 |  | 0 | 0 | 0 | 0 | 0 | 0 | 0 | 0 | 0 | 0 | 0 | 0 | 0 | 0 | 0 | 0 | 0 | 0 | 0 | 0 | 0 | 0 | 0 | 0 | 0 | 0 | 0 | 0 | 0 | 0 | 0 | 2 | 2 | 0 | 0 | 1 |  | 0 | 0 | 0 | 0 | 0 | 0 | 0 | 0 | 0 | 0 | 0 | 0 | 0 | 0 | 0 | 0 | 0 | 0 | 0 | 0 | 0 | 0 | 0 | 0 | 0 | 0 | 0 | 0 | 0 | 0 | 0 | 2 | 2 | 0 | 0 | 1 |  | 0 | 0 | 0 | 0 | 0 | 0 | 0 | 0 | 0 | 0 | 0 | 0 | 0 | 0 | 405.6634 | 0 | 0 | 1 | 0 | 0 | 0 | 0 | 0 | 0 | 0 | 0 | 0 | 0 | 0 | 0 | 0 | 2 | -2 | 0 | 0 | 1 |  | 0 | 0 | 0 | 0 | 0 | 0 | 0 | 0 | 0 | 0 | 0 | 0 | 0 | 0 | 405.6634 | 0 | 0 | 1 | 0 | 0 | 0 | 0 | 0 | 0 | 0 | 0 | 0 | 0 | 0 | 0 | 0 | 2 | -2 | 0 | 0 | 1 |  | 1 | 1 | 1 | 1 | 1 | 1 | 1 | 2- | 1 | 1
PG&E GBA | El Patio | 115 | 0 | 0 | 0 | 0 | 0 | 0 | 0 | 0 | 0 | 0 | 0 | 0 | 0 | 0 | 0 | 0 | 0 | 0 | 0 | 0 |  | 0 | 0 | 0 | 0 | 0 | 0 | 0 | 0 | 0 | 0 | 0 | 0 | 0 | 0 | 0 | 0 | 0 | 0 | 0 | 0 | 0 | 0 | 0 | 0 | 0 | 0 | 0 | 0 | 0 | 0 | 0 | 0 | 0 | 0 | 0 | 0 |  | 0 | 0 | 0 | 0 | 0 | 0 | 0 | 0 | 0 | 0 | 1.208 | 0 | 0 | 0 | 0.979 | 0 | 0 | 1 | 0 | 0 | 0 | 0 | 0 | 0 | 0 | 0 | 0 | 0 | -2 | 0 | 0 | 0 | 0 | 0 | 0 | 1 |  | 0 | 0 | 0 | 0 | 0 | 0 | 0 | 0 | 0 | 0 | 1.208 | 0 | 0 | 0 | 0.979 | 0 | 0 | 1 | 0 | 0 | 0 | 0 | 0 | 0 | 0 | 0 | 0 | 0 | -2 | 0 | 0 | 0 | 0 | 0 | 0 | 1 |  | 0 | 0 | 0 | 0 | 0 | 0 | 0 | 0 | 0 | 0 | 1.208 | 0 | 0 | 0 | 0.979 | 0 | 0 | 1 | 0 | 0 | 0 | 0 | 0 | 0 | 0 | 0 | 0 | 0 | -2 | 0 | 0 | 0 | 0 | 0 | 0 | 1 |  | 1 | 1 | 1 | 1 | 1 | 4+ | 1 | 1 | 1 | 1
SCE Metro | El Segundo | 230 | 0 | 0 | 0 | 0 | 0 | 0 | 0 | 0 | 0 | 0 | 0 | 0 | 0 | 0 | 0 | 0 | 0 | 0 | 0 | 0 |  | 0 | 0 | 0 | 0 | 0 | 0 | 0 | 0 | 0 | 0 | 0 | 0 | 0 | 0 | 0 | 0 | 0 | 0 | 0 | 0 | 0 | 0 | 0 | 0 | 0 | 0 | 0 | 0 | 0 | 0 | 0 | 0 | 0 | 0 | 0 | 0 |  | 0 | 0 | 0 | 0 | 0 | 0 | 0 | 0 | 0 | 0 | 0 | 0 | 0 | 0 | 0 | 0 | 0 | 0 | 0 | 0 | 0 | 0 | 0 | 0 | 0 | 0 | 0 | 0 | 0 | 0 | 0 | 0 | 0 | 0 | 0 | 0 |  | 0 | 0 | 0 | 0 | 0 | 0 | 0 | 0 | 0 | 0 | 0 | 0 | 0 | 0 | 0 | 0 | 0 | 0 | 0 | 0 | 0 | 0 | 0 | 0 | 0 | 0 | 0 | 0 | 0 | 0 | 0 | 0 | 0 | 0 | 0 | 0 |  | 0 | 0 | 0 | 0 | 0 | 0 | 0 | 0 | 0 | 0 | 0 | 0 | 0 | 0 | 0 | 0 | 0 | 0 | 0 | 0 | 0 | 0 | 0 | 0 | 0 | 0 | 0 | 0 | 0 | 0 | 0 | 0 | 0 | 0 | 0 | 0 |  | 1 | 1 | 1 | 1 | 1 | 1 | 1 | 1 | 1 | 0
EOP | Eldorado | 230 | 128.3 | 0 | 0 | 0 | 0 | 0 | 0 | 0 | 0 | 0 | 0 | 0 | 0 | 0 | 0 | 0 | 250 | 250 | 0 | 1 |  | 0 | 0 | 0 | 0 | 0 | 0 | 0 | 0 | 0 | 0 | 0 | 0 | 0 | 250 | 256.29 | 0 | 0 | 1 | 2 | 2 | 0 | 0 | 0 | 0 | 0 | 0 | 0 | 0 | 0 | 0 | 0 | 0 | 0 | 0 | 0 | 1 |  | 0 | 0 | 0 | 0 | 0 | 0 | 0 | 0 | 0 | 0 | 0 | 0 | 0 | 250 | 277.29 | 0 | 0 | 1 | 2 | 2 | 0 | 0 | 0 | 0 | 0 | 0 | 0 | 0 | 0 | 0 | 0 | 0 | 0 | 0 | 0 | 1 |  | 0 | 0 | 0 | 0 | 0 | 0 | 0 | 0 | 0 | 0 | 0 | 0 | 0 | 250 | 533.58 | 0 | 0 | 1 | 2 | 2 | 0 | 0 | 0 | 0 | 0 | 0 | 0 | 0 | 0 | 0 | 0 | 0 | -2 | 0 | 0 | 1 |  | 0 | 313 | 0 | 0 | 0 | 0 | 0 | 300 | 0 | 0 | 0 | 0 | 0 | 250 | 1913.58 | 0 | 500 | 1 | 2 | -2 | 0 | 0 | 0 | 0 | 0 | -2 | 0 | 0 | 0 | 0 | 0 | 0 | -2 | 0 | -2 | 1 |  | 3- | 1 | 1 | 1+ | 1 | 1 | 1 | 2+ | 1+ | 1
EOP | Eldorado | 500 | 0 | 0 | 0 | 0 | 0 | 2895 | 0 | 2895 | 0 | 0 | 0 | 0 | 0 | 0 | 0 | 0 | 0 | 0 | 0 | 1 |  | 0 | 0 | 0 | 0 | 0 | 0 | 0 | 0 | 0 | 0 | 0 | 0 | 0 | 0 | 0 | 0 | 0 | 0 | 0 | 0 | 0 | 0 | 0 | 0 | 2 | 2 | 0 | 0 | 0 | 0 | 0 | 0 | 0 | 0 | 0 | 1 |  | 0 | 0 | 0 | 0 | 0 | 0 | 0 | 0 | 0 | 0 | 0 | 0 | 0 | 0 | 0 | 0 | 0 | 0 | 0 | 0 | 0 | 0 | 0 | 0 | 2 | 2 | 0 | 0 | 0 | 0 | 0 | 0 | 0 | 0 | 0 | 1 |  | 0 | 0 | 0 | 0 | 0 | 0 | 0 | 0 | 0 | 0 | 0 | 0 | 0 | 0 | 0 | 0 | 0 | 0 | 0 | 0 | 0 | 0 | 0 | 0 | 2 | 2 | 0 | 0 | 0 | 0 | 0 | 0 | 0 | 0 | 0 | 1 |  | 0 | 533.5 | 0 | 0 | 0 | 0 | 0 | 6210 | 0 | 0 | 0 | 0 | 2790 | 0 | 2193.95 | 0 | 0 | 1 | 0 | -2 | 0 | 0 | 0 | 0 | 2 | -2 | 0 | 0 | 0 | 0 | -2 | 0 | -2 | 0 | 0 | 1 |  | 1+ | 1 | 1 | 3- | 1 | 1 | 1+ | 1+ | 1 | 1
SCE Northern | Elizabeth Lake | 66 | 0 | 0 | 0 | 0 | 0 | 0 | 0 | 0 | 0 | 0 | 0 | 0 | 0 | 0 | 0 | 0 | 0 | 0 | 0 | 0 |  | 0 | 0 | 0 | 0 | 0 | 0 | 0 | 0 | 0 | 0 | 0 | 0 | 0 | 0 | 0 | 0 | 0 | 0 | 0 | 0 | 0 | 0 | 0 | 0 | 0 | 0 | 0 | 0 | 0 | 0 | 0 | 0 | 0 | 0 | 0 | 0 |  | 0 | 0 | 0 | 0 | 0 | 0 | 0 | 0 | 0 | 0 | 0 | 0 | 0 | 0 | 0 | 0 | 0 | 0 | 0 | 0 | 0 | 0 | 0 | 0 | 0 | 0 | 0 | 0 | 0 | 0 | 0 | 0 | 0 | 0 | 0 | 0 |  | 0 | 0 | 0 | 0 | 0 | 0 | 0 | 0 | 0 | 0 | 0 | 0 | 0 | 0 | 0 | 0 | 0 | 0 | 0 | 0 | 0 | 0 | 0 | 0 | 0 | 0 | 0 | 0 | 0 | 0 | 0 | 0 | 0 | 0 | 0 | 0 |  | 0 | 0 | 0 | 0 | 0 | 0 | 0 | 0 | 0 | 0 | 0 | 0 | 0 | 0 | 0 | 0 | 0 | 0 | 0 | 0 | 0 | 0 | 0 | 0 | 0 | 0 | 0 | 0 | 0 | 0 | 0 | 0 | 0 | 0 | 0 | 0 |  | 1 | 1 | 1 | 1 | 1 | 1 | 1 | 1 | 1 | 0
PG&E KERN | Elk Hills | 230 | 0 | 0 | 0 | 0 | 0 | 0 | 0 | 0 | 0 | 0 | 0 | 5.25 | 0 | 0 | 0 | 0 | 0 | 0 | 0 | 1 |  | 0 | 0 | 0 | 0 | 0 | 0 | 0 | 0 | 0 | 0 | 0 | 0 | 0 | 0 | 0 | 0 | 0 | 0 | 0 | 0 | 0 | 0 | 0 | 0 | 0 | 0 | 0 | 0 | 2 | 0 | 0 | 0 | 0 | 0 | 0 | 1 |  | 0 | 0 | 0 | 0 | 0 | 0 | 0 | 0 | 0 | 0 | 5.4171 | 0 | 0 | 0 | 0 | 0 | 0 | 1 | 0 | 0 | 0 | 0 | 0 | 0 | 0 | 0 | 0 | 0 | 0 | 0 | 0 | 0 | 0 | 0 | 0 | 0 |  | 0 | 0 | 0 | 0 | 0 | 0 | 0 | 0 | 0 | 0 | 5.4171 | 0 | 0 | 0 | 0 | 0 | 0 | 1 | 0 | 0 | 0 | 0 | 0 | 0 | 0 | 0 | 0 | 0 | 0 | 0 | 0 | 0 | 0 | 0 | 0 | 0 |  | 0 | 0 | 0 | 0 | 0 | 0 | 0 | 0 | 0 | 0 | 5.4171 | 0 | 0 | 0 | 0 | 0 | 0 | 1 | 0 | 0 | 0 | 0 | 0 | 0 | 0 | 0 | 0 | 0 | 0 | 0 | 0 | 0 | 0 | 0 | 0 | 0 |  | 1 | 1 | 1 | 1 | 1 | 1 | 1 | 1 | 1 | 0
SDGE | Elliot | 69 | 0 | 0 | 0 | 0 | 0 | 0 | 0 | 0 | 0 | 0 | 0 | 0 | 0 | 0 | 0 | 0 | 0 | 0 | 0 | 0 |  | 0 | 0 | 0 | 0 | 0 | 0 | 0 | 0 | 0 | 0 | 0 | 0 | 0 | 0 | 0 | 0 | 0 | 0 | 0 | 0 | 0 | 0 | 0 | 0 | 0 | 0 | 0 | 0 | 0 | 0 | 0 | 0 | 0 | 0 | 0 | 0 |  | 0 | 0 | 0 | 0 | 0 | 0 | 0 | 0 | 0 | 0 | 0 | 0 | 0 | 0 | 0 | 0 | 0 | 0 | 0 | 0 | 0 | 0 | 0 | 0 | 0 | 0 | 0 | 0 | 0 | 0 | 0 | 0 | 0 | 0 | 0 | 0 |  | 0 | 0 | 0 | 0 | 0 | 0 | 0 | 0 | 0 | 0 | 0 | 0 | 0 | 0 | 0 | 0 | 0 | 0 | 0 | 0 | 0 | 0 | 0 | 0 | 0 | 0 | 0 | 0 | 0 | 0 | 0 | 0 | 0 | 0 | 0 | 0 |  | 0 | 0 | 0 | 0 | 0 | 0 | 0 | 0 | 0 | 0 | 0 | 0 | 0 | 0 | 0 | 0 | 0 | 0 | 0 | 0 | 0 | 0 | 0 | 0 | 0 | 0 | 0 | 0 | 0 | 0 | 0 | 0 | 0 | 0 | 0 | 0 |  | 1 | 1 | 1 | 1 | 1 | 1 | 1 | 1 | 1 | 0
SCE Metro | Ellis | 230 | 0 | 0 | 0 | 0 | 0 | 0 | 0 | 0 | 0 | 0 | 0 | 0 | 0 | 0 | 0 | 0 | 0 | 0 | 0 | 0 |  | 0 | 0 | 0 | 0 | 0 | 0 | 0 | 0 | 0 | 0 | 0 | 0 | 0 | 0 | 0 | 0 | 0 | 0 | 0 | 0 | 0 | 0 | 0 | 0 | 0 | 0 | 0 | 0 | 0 | 0 | 0 | 0 | 0 | 0 | 0 | 0 |  | 0 | 0 | 0 | 0 | 0 | 0 | 0 | 0 | 0 | 0 | 0 | 0 | 0 | 0 | 0 | 0 | 0 | 0 | 0 | 0 | 0 | 0 | 0 | 0 | 0 | 0 | 0 | 0 | 0 | 0 | 0 | 0 | 0 | 0 | 0 | 0 |  | 0 | 0 | 0 | 0 | 0 | 0 | 0 | 0 | 0 | 0 | 0 | 0 | 0 | 0 | 0 | 0 | 0 | 0 | 0 | 0 | 0 | 0 | 0 | 0 | 0 | 0 | 0 | 0 | 0 | 0 | 0 | 0 | 0 | 0 | 0 | 0 |  | 0 | 0 | 0 | 0 | 0 | 0 | 0 | 0 | 0 | 0 | 0 | 0 | 0 | 0 | 78 | 0 | 0 | 1 | 0 | 0 | 0 | 0 | 0 | 0 | 0 | 0 | 0 | 0 | 0 | 0 | 0 | 0 | -2 | 0 | 0 | 1 |  | 1 | 1 | 1 | 1 | 1 | 1 | 1 | 1+ | 1 | 1
SDGE | Encina | 138 | 0 | 0 | 0 | 0 | 0 | 0 | 0 | 0 | 0 | 0 | 0 | 0 | 0 | 0 | 0 | 0 | 0 | 0 | 0 | 0 |  | 0 | 0 | 0 | 0 | 0 | 0 | 0 | 0 | 0 | 0 | 0 | 0 | 0 | 0 | 0 | 0 | 0 | 0 | 0 | 0 | 0 | 0 | 0 | 0 | 0 | 0 | 0 | 0 | 0 | 0 | 0 | 0 | 0 | 0 | 0 | 0 |  | 0 | 0 | 0 | 0 | 0 | 0 | 0 | 0 | 0 | 0 | 0 | 0 | 0 | 0 | 0 | 0 | 0 | 0 | 0 | 0 | 0 | 0 | 0 | 0 | 0 | 0 | 0 | 0 | 0 | 0 | 0 | 0 | 0 | 0 | 0 | 0 |  | 0 | 0 | 0 | 0 | 0 | 0 | 0 | 0 | 0 | 0 | 0 | 0 | 0 | 0 | 160 | 0 | 0 | 1 | 0 | 0 | 0 | 0 | 0 | 0 | 0 | 0 | 0 | 0 | 0 | 0 | 0 | 0 | -2 | 0 | 0 | 1 |  | 0 | 0 | 0 | 0 | 0 | 0 | 0 | 0 | 0 | 0 | 0 | 0 | 0 | 0 | 464.3999 | 0 | 0 | 1 | 0 | 0 | 0 | 0 | 0 | 0 | 0 | 0 | 0 | 0 | 0 | 0 | 0 | 0 | -2 | 0 | 0 | 1 |  | 1 | 1 | 1 | 1 | 1 | 1 | 1 | 2+ | 1 | 1
SDGE | Encina | 230 | 0 | 0 | 0 | 0 | 0 | 0 | 0 | 0 | 0 | 0 | 0 | 0 | 0 | 0 | 0 | 0 | 0 | 0 | 0 | 0 |  | 0 | 0 | 0 | 0 | 0 | 0 | 0 | 0 | 0 | 0 | 0 | 0 | 0 | 0 | 0 | 0 | 0 | 0 | 0 | 0 | 0 | 0 | 0 | 0 | 0 | 0 | 0 | 0 | 0 | 0 | 0 | 0 | 0 | 0 | 0 | 0 |  | 0 | 0 | 0 | 0 | 0 | 0 | 0 | 0 | 0 | 0 | 0 | 0 | 0 | 0 | 0 | 0 | 0 | 0 | 0 | 0 | 0 | 0 | 0 | 0 | 0 | 0 | 0 | 0 | 0 | 0 | 0 | 0 | 0 | 0 | 0 | 0 |  | 0 | 0 | 0 | 0 | 0 | 0 | 0 | 0 | 0 | 0 | 0 | 0 | 0 | 0 | 0 | 0 | 0 | 0 | 0 | 0 | 0 | 0 | 0 | 0 | 0 | 0 | 0 | 0 | 0 | 0 | 0 | 0 | 0 | 0 | 0 | 0 |  | 0 | 0 | 0 | 0 | 0 | 0 | 0 | 0 | 0 | 0 | 0 | 0 | 0 | 0 | 0 | 0 | 0 | 0 | 0 | 0 | 0 | 0 | 0 | 0 | 0 | 0 | 0 | 0 | 0 | 0 | 0 | 0 | 0 | 0 | 0 | 0 |  | 1 | 1 | 1 | 1 | 1 | 1 | 1 | 1 | 1 | 0
SDGE | Escondido | 230 | 0 | 0 | 0 | 0 | 0 | 0 | 0 | 0 | 0 | 0 | 0 | 0 | 0 | 0 | 0 | 0 | 200 | 200 | 0 | 1 |  | 0 | 0 | 0 | 0 | 0 | 0 | 0 | 0 | 0 | 0 | 0 | 0 | 0 | 0 | 0 | 0 | 0 | 0 | 0 | 0 | 0 | 0 | 0 | 0 | 0 | 0 | 0 | 0 | 0 | 0 | 0 | 2 | 2 | 0 | 0 | 1 |  | 0 | 0 | 0 | 0 | 0 | 0 | 0 | 0 | 0 | 0 | 0 | 0 | 0 | 0 | 0 | 0 | 0 | 0 | 0 | 0 | 0 | 0 | 0 | 0 | 0 | 0 | 0 | 0 | 0 | 0 | 0 | 2 | 2 | 0 | 0 | 1 |  | 0 | 0 | 0 | 0 | 0 | 0 | 0 | 0 | 0 | 0 | 0 | 0 | 0 | 320 | 407 | 0 | 0 | 1 | 0 | 0 | 0 | 0 | 0 | 0 | 0 | 0 | 0 | 0 | 0 | 0 | 0 | -2 | -2 | 0 | 0 | 1 |  | 0 | 0 | 0 | 0 | 0 | 0 | 0 | 0 | 0 | 0 | 0 | 0 | 0 | 320 | 407 | 0 | 0 | 1 | 0 | 0 | 0 | 0 | 0 | 0 | 0 | 0 | 0 | 0 | 0 | 0 | 0 | -2 | -2 | 0 | 0 | 1 |  | 1 | 1 | 1 | 1 | 1 | 1 | 1 | 4+ | 1 | 1
SDGE | Escondido | 69 | 0 | 0 | 0 | 0 | 0 | 0 | 0 | 0 | 0 | 0 | 0 | 0 | 0 | 0 | 0 | 0 | 0 | 0 | 0 | 0 |  | 0 | 0 | 0 | 0 | 0 | 0 | 0 | 0 | 0 | 0 | 0 | 0 | 0 | 0 | 0 | 0 | 0 | 0 | 0 | 0 | 0 | 0 | 0 | 0 | 0 | 0 | 0 | 0 | 0 | 0 | 0 | 0 | 0 | 0 | 0 | 0 |  | 0 | 0 | 0 | 0 | 0 | 0 | 0 | 0 | 0 | 0 | 0 | 0 | 0 | 33 | 33 | 0 | 0 | 1 | 0 | 0 | 0 | 0 | 0 | 0 | 0 | 0 | 0 | 0 | 0 | 0 | 0 | -2 | -2 | 0 | 0 | 1 |  | 0 | 0 | 0 | 0 | 0 | 0 | 0 | 0 | 0 | 0 | 0 | 0 | 0 | 33 | 33 | 0 | 0 | 1 | 0 | 0 | 0 | 0 | 0 | 0 | 0 | 0 | 0 | 0 | 0 | 0 | 0 | -2 | -2 | 0 | 0 | 1 |  | 0 | 0 | 0 | 0 | 0 | 0 | 0 | 0 | 0 | 0 | 0 | 0 | 0 | 33 | 34.5 | 0 | 0 | 1 | 0 | 0 | 0 | 0 | 0 | 0 | 0 | 0 | 0 | 0 | 0 | 0 | 0 | -2 | -2 | 0 | 0 | 1 |  | 1 | 1 | 1 | 1 | 1 | 1 | 1 | 4+ | 1 | 1
PG&E KERN | Estrella | 230 | 0 | 0 | 0 | 0 | 0 | 0 | 0 | 0 | 0 | 0 | 0 | 0 | 0 | 0 | 0 | 0 | 0 | 0 | 0 | 0 |  | 0 | 0 | 0 | 0 | 0 | 0 | 0 | 0 | 0 | 0 | 0 | 0 | 0 | 0 | 0 | 0 | 0 | 0 | 0 | 0 | 0 | 0 | 0 | 0 | 0 | 0 | 0 | 0 | 0 | 0 | 0 | 0 | 0 | 0 | 0 | 0 |  | 0 | 0 | 0 | 0 | 0 | 0 | 0 | 0 | 0 | 0 | 0 | 0 | 0 | 0 | 0 | 0 | 0 | 0 | 0 | 0 | 0 | 0 | 0 | 0 | 0 | 0 | 0 | 0 | 0 | 0 | 0 | 0 | 0 | 0 | 0 | 0 |  | 0 | 0 | 0 | 0 | 0 | 0 | 0 | 0 | 0 | 0 | 0 | 0 | 0 | 0 | 0 | 0 | 0 | 0 | 0 | 0 | 0 | 0 | 0 | 0 | 0 | 0 | 0 | 0 | 0 | 0 | 0 | 0 | 0 | 0 | 0 | 0 |  | 0 | 0 | 0 | 0 | 0 | 0 | 0 | 0 | 0 | 0 | 0 | 0 | 0 | 0 | 0 | 0 | 0 | 0 | 0 | 0 | 0 | 0 | 0 | 0 | 0 | 0 | 0 | 0 | 0 | 0 | 0 | 0 | 0 | 0 | 0 | 0 |  | 1 | 1 | 1 | 1 | 1 | 1 | 1 | 1 | 1 | 0
SCE Eastern | Etiwanda | 230 | 0 | 0 | 0 | 0 | 0 | 0 | 0 | 0 | 0 | 0 | 0 | 0 | 0 | 0 | 0 | 0 | 0 | 0 | 0 | 0 |  | 0 | 0 | 0 | 0 | 0 | 0 | 0 | 0 | 0 | 0 | 0 | 0 | 0 | 0 | 0 | 0 | 0 | 0 | 0 | 0 | 0 | 0 | 0 | 0 | 0 | 0 | 0 | 0 | 0 | 0 | 0 | 0 | 0 | 0 | 0 | 0 |  | 0 | 0 | 0 | 0 | 0 | 0 | 0 | 0 | 0 | 0 | 0 | 0 | 0 | 0 | 0 | 0 | 0 | 0 | 0 | 0 | 0 | 0 | 0 | 0 | 0 | 0 | 0 | 0 | 0 | 0 | 0 | 0 | 0 | 0 | 0 | 0 |  | 0 | 0 | 0 | 0 | 0 | 0 | 0 | 0 | 0 | 0 | 0 | 0 | 0 | 400 | 657.6634 | 0 | 0 | 1 | 0 | 0 | 0 | 0 | 0 | 0 | 0 | 0 | 0 | 0 | 0 | 0 | 0 | -2 | -2 | 0 | 0 | 1 |  | 0 | 0 | 0 | 0 | 0 | 0 | 0 | 0 | 0 | 0 | 0 | 0 | 0 | 515 | 2300.1634 | 0 | 0 | 1 | 0 | 0 | 0 | 0 | 0 | 0 | 0 | 0 | 0 | 0 | 0 | 0 | 0 | -2 | -2 | 0 | 0 | 1 |  | 1 | 1 | 1 | 1 | 1 | 1 | 1 | 4+ | 1 | 1
PG&E GBA | Evergreen | 115 | 0 | 0 | 0 | 0 | 0 | 0 | 0 | 0 | 0 | 0 | 0 | 0 | 0 | 0 | 0 | 0 | 0 | 0 | 0 | 0 |  | 0 | 0 | 0 | 0 | 0 | 0 | 0 | 0 | 0 | 0 | 0 | 0 | 0 | 0 | 0 | 0 | 0 | 0 | 0 | 0 | 0 | 0 | 0 | 0 | 0 | 0 | 0 | 0 | 0 | 0 | 0 | 0 | 0 | 0 | 0 | 0 |  | 0 | 0 | 0 | 0 | 0 | 0 | 0 | 0 | 0 | 0 | 0 | 0 | 0 | 0 | 0 | 0 | 0 | 0 | 0 | 0 | 0 | 0 | 0 | 0 | 0 | 0 | 0 | 0 | 0 | 0 | 0 | 0 | 0 | 0 | 0 | 0 |  | 0 | 0 | 0 | 0 | 0 | 0 | 0 | 0 | 0 | 0 | 0 | 0 | 0 | 0 | 0 | 0 | 0 | 0 | 0 | 0 | 0 | 0 | 0 | 0 | 0 | 0 | 0 | 0 | 0 | 0 | 0 | 0 | 0 | 0 | 0 | 0 |  | 0 | 0 | 0 | 0 | 0 | 0 | 0 | 0 | 0 | 0 | 0 | 0 | 0 | 0 | 0 | 0 | 0 | 0 | 0 | 0 | 0 | 0 | 0 | 0 | 0 | 0 | 0 | 0 | 0 | 0 | 0 | 0 | 0 | 0 | 0 | 0 |  | 1 | 1 | 1 | 1 | 1 | 1 | 1 | 1 | 1 | 0
PG&E GBA | Evergreen | 60 | 0 | 0 | 0 | 0 | 0 | 0 | 0 | 0 | 0 | 0 | 0 | 0 | 0 | 0 | 0 | 0 | 0 | 0 | 0 | 0 |  | 0 | 0 | 0 | 0 | 0 | 0 | 0 | 0 | 0 | 0 | 0 | 0 | 0 | 0 | 0 | 0 | 0 | 0 | 0 | 0 | 0 | 0 | 0 | 0 | 0 | 0 | 0 | 0 | 0 | 0 | 0 | 0 | 0 | 0 | 0 | 0 |  | 0 | 0 | 0 | 0 | 0 | 0 | 0 | 0 | 0 | 0 | 0 | 0 | 0 | 0 | 0 | 0 | 0 | 0 | 0 | 0 | 0 | 0 | 0 | 0 | 0 | 0 | 0 | 0 | 0 | 0 | 0 | 0 | 0 | 0 | 0 | 0 |  | 0 | 0 | 0 | 0 | 0 | 0 | 0 | 0 | 0 | 0 | 0 | 0 | 0 | 0 | 0 | 0 | 0 | 0 | 0 | 0 | 0 | 0 | 0 | 0 | 0 | 0 | 0 | 0 | 0 | 0 | 0 | 0 | 0 | 0 | 0 | 0 |  | 0 | 0 | 0 | 0 | 0 | 0 | 0 | 0 | 0 | 0 | 0 | 0 | 0 | 0 | 0 | 0 | 0 | 0 | 0 | 0 | 0 | 0 | 0 | 0 | 0 | 0 | 0 | 0 | 0 | 0 | 0 | 0 | 0 | 0 | 0 | 0 |  | 1 | 1 | 1 | 1 | 1 | 1 | 1 | 1 | 1 | 0
PG&E FRESNO | Excelsior | 115 | 0 | 0 | 0 | 0 | 0 | 0 | 0 | 0 | 0 | 0 | 0 | 0 | 0 | 0 | 0 | 0 | 0 | 0 | 0 | 0 |  | 0 | 0 | 0 | 0 | 0 | 0 | 0 | 0 | 0 | 0 | 0 | 0 | 0 | 0 | 0 | 0 | 0 | 0 | 0 | 0 | 0 | 0 | 0 | 0 | 0 | 0 | 0 | 0 | 0 | 0 | 0 | 0 | 0 | 0 | 0 | 0 |  | 0 | 0 | 0 | 0 | 0 | 0 | 0 | 0 | 0 | 0 | 0 | 0 | 0 | 0 | 0 | 0 | 0 | 0 | 0 | 0 | 0 | 0 | 0 | 0 | 0 | 0 | 0 | 0 | 0 | 0 | 0 | 0 | 0 | 0 | 0 | 0 |  | 0 | 0 | 0 | 0 | 0 | 0 | 0 | 0 | 0 | 0 | 0 | 0 | 127.57 | 97.5 | 127.37 | 0 | 0 | 1 | 0 | 0 | 0 | 0 | 0 | 0 | 0 | 0 | 0 | 0 | 0 | 0 | -1 | -2 | -2 | 0 | 0 | 1 |  | 0 | 0 | 0 | 0 | 0 | 0 | 0 | 0 | 0 | 0 | 0 | 0 | 127.57 | 97.5 | 127.37 | 0 | 0 | 1 | 0 | 0 | 0 | 0 | 0 | 0 | 0 | 0 | 0 | 0 | 0 | 0 | -2 | -2 | -2 | 0 | 0 | 1 |  | 1 | 1 | 1 | 1 | 1 | 1 | 2+ | 4+ | 1 | 1
PG&E FRESNO | Exchequer | 115 | 0 | 2 | 0 | 0 | 0 | 0 | 0 | 0 | 0 | 0 | 0 | 0 | 0 | 0 | 0 | 0 | 0 | 0 | 0 | 1 |  | 0 | 0 | 0 | 0 | 0 | 0 | 0 | 0 | 0 | 0 | 0 | 0 | 0 | 0 | 0 | 0 | 0 | 0 | 0 | 0 | 2 | 2 | 0 | 0 | 0 | 0 | 0 | 0 | 0 | 0 | 0 | 0 | 0 | 0 | 0 | 1 |  | 0 | 0 | 0 | 0 | 0 | 0 | 0 | 0 | 0 | 0 | 0 | 0 | 0 | 0 | 0 | 0 | 0 | 0 | 0 | 0 | 2 | 2 | 0 | 0 | 0 | 0 | 0 | 0 | 0 | 0 | 0 | 0 | 0 | 0 | 0 | 1 |  | 0 | 0 | 0 | 0 | 0 | 0 | 0 | 0 | 0 | 0 | 0 | 0 | 0 | 0 | 0 | 0 | 0 | 0 | 0 | 0 | 2 | 2 | 0 | 0 | 0 | 0 | 0 | 0 | 0 | 0 | 0 | 0 | 0 | 0 | 0 | 1 |  | 0 | 0 | 0 | 0 | 0 | 0 | 0 | 0 | 0 | 0 | 0 | 0 | 40 | 0 | 40 | 0 | 0 | 1 | 0 | 0 | 2 | 2 | 0 | 0 | 0 | 0 | 0 | 0 | 0 | 0 | -2 | 0 | -2 | 0 | 0 | 1 |  | 1 | 5- | 1 | 1 | 1 | 1 | 1+ | 1+ | 1 | 1
PG&E KERN | Fairway | 115 | 0 | 0 | 0 | 0 | 0 | 0 | 0 | 0 | 0 | 0 | 0 | 0 | 0 | 0 | 0 | 0 | 0 | 0 | 0 | 0 |  | 0 | 0 | 0 | 0 | 0 | 0 | 0 | 0 | 0 | 0 | 0 | 0 | 0 | 0 | 0 | 0 | 0 | 0 | 0 | 0 | 0 | 0 | 0 | 0 | 0 | 0 | 0 | 0 | 0 | 0 | 0 | 0 | 0 | 0 | 0 | 0 |  | 0 | 0 | 0 | 0 | 0 | 0 | 0 | 0 | 0 | 0 | 3.4613 | 0 | 0 | 0 | 3.4613 | 0 | 0 | 1 | 0 | 0 | 0 | 0 | 0 | 0 | 0 | 0 | 0 | 0 | -2 | 0 | 0 | 0 | -2 | 0 | 0 | 1 |  | 0 | 0 | 0 | 0 | 0 | 0 | 0 | 0 | 0 | 0 | 3.4613 | 0 | 0 | 0 | 3.4613 | 0 | 0 | 1 | 0 | 0 | 0 | 0 | 0 | 0 | 0 | 0 | 0 | 0 | -2 | 0 | 0 | 0 | -2 | 0 | 0 | 1 |  | 0 | 0 | 0 | 0 | 0 | 0 | 0 | 0 | 0 | 0 | 3.4613 | 0 | 0 | 0 | 3.4613 | 0 | 0 | 1 | 0 | 0 | 0 | 0 | 0 | 0 | 0 | 0 | 0 | 0 | -2 | 0 | 0 | 0 | -2 | 0 | 0 | 1 |  | 1 | 1 | 1 | 1 | 1 | 4+ | 1 | 4+ | 1 | 1
PG&E KERN | Famoso | 115 | 0 | 0 | 0 | 0 | 0 | 0 | 0 | 0 | 0 | 0 | 0 | 4 | 0 | 0 | 0 | 0 | 0 | 0 | 0 | 1 |  | 0 | 0 | 0 | 0 | 0 | 0 | 0 | 0 | 0 | 0 | 0 | 0 | 0 | 0 | 0 | 0 | 0 | 0 | 0 | 0 | 0 | 0 | 0 | 0 | 0 | 0 | 0 | 0 | 2 | 0 | 0 | 0 | 0 | 0 | 0 | 1 |  | 0 | 0 | 0 | 0 | 0 | 0 | 0 | 0 | 0 | 0 | 9.0585 | 0 | 0 | 0 | 0 | 0 | 0 | 1 | 0 | 0 | 0 | 0 | 0 | 0 | 0 | 0 | 0 | 0 | -2 | 0 | 0 | 0 | 0 | 0 | 0 | 1 |  | 0 | 0 | 0 | 0 | 0 | 0 | 0 | 0 | 0 | 0 | 9.0585 | 0 | 0 | 0 | 0 | 0 | 0 | 1 | 0 | 0 | 0 | 0 | 0 | 0 | 0 | 0 | 0 | 0 | -2 | 0 | 0 | 0 | 0 | 0 | 0 | 1 |  | 0 | 0 | 0 | 0 | 0 | 0 | 0 | 0 | 0 | 0 | 19.0085 | 0 | 0 | 0 | 17.174 | 0 | 0 | 1 | 0 | 0 | 0 | 0 | 0 | 0 | 0 | 0 | 0 | 0 | -2 | 0 | 0 | 0 | -2 | 0 | 0 | 1 |  | 1 | 1 | 1 | 1 | 1 | 4+ | 1 | 1+ | 1 | 1
PG&E NGBA | Fern Road | 500 | 0 | 0 | 0 | 0 | 0 | 0 | 0 | 0 | 0 | 0 | 0 | 0 | 0 | 0 | 0 | 0 | 0 | 0 | 0 | 0 |  | 0 | 0 | 0 | 0 | 0 | 0 | 0 | 0 | 0 | 0 | 0 | 0 | 0 | 0 | 0 | 0 | 0 | 0 | 0 | 0 | 0 | 0 | 0 | 0 | 0 | 0 | 0 | 0 | 0 | 0 | 0 | 0 | 0 | 0 | 0 | 0 |  | 0 | 0 | 0 | 0 | 0 | 0 | 0 | 0 | 0 | 0 | 0 | 0 | 0 | 0 | 0 | 0 | 0 | 0 | 0 | 0 | 0 | 0 | 0 | 0 | 0 | 0 | 0 | 0 | 0 | 0 | 0 | 0 | 0 | 0 | 0 | 0 |  | 0 | 0 | 0 | 0 | 0 | 0 | 0 | 0 | 0 | 0 | 0 | 0 | 0 | 0 | 0 | 0 | 0 | 0 | 0 | 0 | 0 | 0 | 0 | 0 | 0 | 0 | 0 | 0 | 0 | 0 | 0 | 0 | 0 | 0 | 0 | 0 |  | 0 | 0 | 0 | 0 | 0 | 0 | 0 | 0 | 0 | 0 | 0 | 0 | 0 | 0 | 0 | 0 | 0 | 0 | 0 | 0 | 0 | 0 | 0 | 0 | 0 | 0 | 0 | 0 | 0 | 0 | 0 | 0 | 0 | 0 | 0 | 0 |  | 1 | 1 | 1 | 1 | 1 | 1 | 1 | 1 | 1 | 0
PG&E GBA | Fibreboard (SPI Sonora) | 115 | 0 | 0 | 0 | 0 | 0 | 0 | 0 | 0 | 0 | 0 | 0 | 0 | 0 | 0 | 0 | 0 | 0 | 0 | 0 | 0 |  | 0 | 0 | 0 | 0 | 0 | 0 | 0 | 0 | 0 | 0 | 0 | 0 | 0 | 0 | 0 | 0 | 0 | 0 | 0 | 0 | 0 | 0 | 0 | 0 | 0 | 0 | 0 | 0 | 0 | 0 | 0 | 0 | 0 | 0 | 0 | 0 |  | 0 | 0 | 0 | 0 | 0 | 0 | 0 | 0 | 0 | 0 | 0 | 0 | 0 | 0 | 0 | 0 | 0 | 0 | 0 | 0 | 0 | 0 | 0 | 0 | 0 | 0 | 0 | 0 | 0 | 0 | 0 | 0 | 0 | 0 | 0 | 0 |  | 0 | 0 | 0 | 0 | 0 | 0 | 0 | 0 | 0 | 0 | 0 | 0 | 0 | 0 | 0 | 0 | 0 | 0 | 0 | 0 | 0 | 0 | 0 | 0 | 0 | 0 | 0 | 0 | 0 | 0 | 0 | 0 | 0 | 0 | 0 | 0 |  | 0 | 0 | 0 | 0 | 0 | 0 | 0 | 0 | 0 | 0 | 0 | 0 | 0 | 0 | 0 | 0 | 0 | 0 | 0 | 0 | 0 | 0 | 0 | 0 | 0 | 0 | 0 | 0 | 0 | 0 | 0 | 0 | 0 | 0 | 0 | 0 |  | 1 | 1 | 1 | 1 | 1 | 1 | 1 | 1 | 1 | 0
PG&E FRESNO | Figarden | 230 | 0 | 0 | 0 | 0 | 0 | 0 | 0 | 0 | 0 | 0 | 0 | 0 | 0 | 0 | 0 | 0 | 0 | 0 | 0 | 0 |  | 0 | 0 | 0 | 0 | 0 | 0 | 0 | 0 | 0 | 0 | 0 | 0 | 0 | 0 | 0 | 0 | 0 | 0 | 0 | 0 | 0 | 0 | 0 | 0 | 0 | 0 | 0 | 0 | 0 | 0 | 0 | 0 | 0 | 0 | 0 | 0 |  | 0 | 0 | 0 | 0 | 0 | 0 | 0 | 0 | 0 | 0 | 0 | 0 | 0 | 0 | 0 | 0 | 0 | 0 | 0 | 0 | 0 | 0 | 0 | 0 | 0 | 0 | 0 | 0 | 0 | 0 | 0 | 0 | 0 | 0 | 0 | 0 |  | 0 | 0 | 0 | 0 | 0 | 0 | 0 | 0 | 0 | 0 | 0 | 0 | 0 | 0 | 0 | 0 | 0 | 0 | 0 | 0 | 0 | 0 | 0 | 0 | 0 | 0 | 0 | 0 | 0 | 0 | 0 | 0 | 0 | 0 | 0 | 0 |  | 0 | 0 | 0 | 0 | 0 | 0 | 0 | 0 | 0 | 0 | 0 | 0 | 0 | 0 | 5 | 0 | 0 | 1 | 0 | 0 | 0 | 0 | 0 | 0 | 0 | 0 | 0 | 0 | 0 | 0 | 0 | 0 | -2 | 0 | 0 | 1 |  | 1 | 1 | 1 | 1 | 1 | 1 | 1 | 1+ | 1 | 1
PG&E FRESNO | Fink | 230 | 0 | 0 | 0 | 0 | 0 | 0 | 0 | 0 | 0 | 0 | 0 | 0 | 0 | 0 | 0 | 0 | 0 | 0 | 0 | 0 |  | 0 | 0 | 0 | 0 | 0 | 0 | 0 | 0 | 0 | 0 | 0 | 0 | 0 | 0 | 0 | 0 | 0 | 0 | 0 | 0 | 0 | 0 | 0 | 0 | 0 | 0 | 0 | 0 | 0 | 0 | 0 | 0 | 0 | 0 | 0 | 0 |  | 0 | 0 | 0 | 0 | 0 | 0 | 0 | 0 | 0 | 0 | 0 | 0 | 0 | 0 | 0 | 0 | 0 | 0 | 0 | 0 | 0 | 0 | 0 | 0 | 0 | 0 | 0 | 0 | 0 | 0 | 0 | 0 | 0 | 0 | 0 | 0 |  | 0 | 0 | 0 | 0 | 0 | 0 | 0 | 0 | 0 | 0 | 0 | 0 | 0 | 0 | 0 | 0 | 0 | 0 | 0 | 0 | 0 | 0 | 0 | 0 | 0 | 0 | 0 | 0 | 0 | 0 | 0 | 0 | 0 | 0 | 0 | 0 |  | 0 | 0 | 0 | 0 | 0 | 0 | 0 | 0 | 0 | 0 | 0 | 0 | 0 | 0 | 0 | 0 | 0 | 0 | 0 | 0 | 0 | 0 | 0 | 0 | 0 | 0 | 0 | 0 | 0 | 0 | 0 | 0 | 0 | 0 | 0 | 0 |  | 1 | 1 | 1 | 1 | 1 | 1 | 1 | 1 | 1 | 0
PG&E NGBA | Fitch Mountain | 60 | 0 | 0 | 0 | 0 | 0 | 0 | 0 | 0 | 0 | 0 | 0 | 0 | 0 | 0 | 0 | 0 | 0 | 0 | 0 | 0 |  | 0 | 0 | 0 | 0 | 0 | 0 | 0 | 0 | 0 | 0 | 0 | 0 | 0 | 0 | 0 | 0 | 0 | 0 | 0 | 0 | 0 | 0 | 0 | 0 | 0 | 0 | 0 | 0 | 0 | 0 | 0 | 0 | 0 | 0 | 0 | 0 |  | 0 | 0 | 0 | 0 | 0 | 0 | 0 | 0 | 0 | 0 | 0 | 0 | 0 | 0 | 0 | 0 | 0 | 0 | 0 | 0 | 0 | 0 | 0 | 0 | 0 | 0 | 0 | 0 | 0 | 0 | 0 | 0 | 0 | 0 | 0 | 0 |  | 0 | 0 | 0 | 0 | 0 | 0 | 0 | 0 | 0 | 0 | 0 | 0 | 0 | 0 | 0 | 0 | 0 | 0 | 0 | 0 | 0 | 0 | 0 | 0 | 0 | 0 | 0 | 0 | 0 | 0 | 0 | 0 | 0 | 0 | 0 | 0 |  | 0 | 0 | 0 | 0 | 0 | 0 | 0 | 0 | 0 | 0 | 0 | 0 | 0 | 0 | 0 | 0 | 0 | 0 | 0 | 0 | 0 | 0 | 0 | 0 | 0 | 0 | 0 | 0 | 0 | 0 | 0 | 0 | 0 | 0 | 0 | 0 |  | 1 | 1 | 1 | 1 | 1 | 1 | 1 | 1 | 1 | 0
PG&E GBA | FMC | 115 | 0 | 0 | 0 | 0 | 0 | 0 | 0 | 0 | 0 | 0 | 0 | 0 | 0 | 0 | 0 | 0 | 0 | 0 | 0 | 0 |  | 0 | 0 | 0 | 0 | 0 | 0 | 0 | 0 | 0 | 0 | 0 | 0 | 0 | 0 | 0 | 0 | 0 | 0 | 0 | 0 | 0 | 0 | 0 | 0 | 0 | 0 | 0 | 0 | 0 | 0 | 0 | 0 | 0 | 0 | 0 | 0 |  | 0 | 0 | 0 | 0 | 0 | 0 | 0 | 0 | 0 | 0 | 0.195 | 0 | 0 | 0 | 0 | 0 | 0 | 1 | 0 | 0 | 0 | 0 | 0 | 0 | 0 | 0 | 0 | 0 | -2 | 0 | 0 | 0 | 0 | 0 | 0 | 1 |  | 0 | 0 | 0 | 0 | 0 | 0 | 0 | 0 | 0 | 0 | 0.195 | 0 | 0 | 0 | 0 | 0 | 0 | 1 | 0 | 0 | 0 | 0 | 0 | 0 | 0 | 0 | 0 | 0 | -2 | 0 | 0 | 0 | 0 | 0 | 0 | 1 |  | 0 | 0 | 0 | 0 | 0 | 0 | 0 | 0 | 0 | 0 | 0.195 | 0 | 0 | 0 | 0 | 0 | 0 | 1 | 0 | 0 | 0 | 0 | 0 | 0 | 0 | 0 | 0 | 0 | -2 | 0 | 0 | 0 | 0 | 0 | 0 | 1 |  | 1 | 1 | 1 | 1 | 1 | 4+ | 1 | 1 | 1 | 1
PG&E GBA | Fremont | 115 | 0 | 0 | 0 | 0 | 0 | 0 | 0 | 0 | 0 | 0 | 0 | 0 | 0 | 0 | 0 | 0 | 0 | 0 | 0 | 0 |  | 0 | 0 | 0 | 0 | 0 | 0 | 0 | 0 | 0 | 0 | 0 | 0 | 0 | 0 | 0 | 0 | 0 | 0 | 0 | 0 | 0 | 0 | 0 | 0 | 0 | 0 | 0 | 0 | 0 | 0 | 0 | 0 | 0 | 0 | 0 | 0 |  | 0 | 0 | 0 | 0 | 0 | 0 | 0 | 0 | 0 | 0 | 0 | 0 | 0 | 0 | 0 | 0 | 0 | 0 | 0 | 0 | 0 | 0 | 0 | 0 | 0 | 0 | 0 | 0 | 0 | 0 | 0 | 0 | 0 | 0 | 0 | 0 |  | 0 | 0 | 0 | 0 | 0 | 0 | 0 | 0 | 0 | 0 | 0 | 0 | 0 | 0 | 0 | 0 | 0 | 0 | 0 | 0 | 0 | 0 | 0 | 0 | 0 | 0 | 0 | 0 | 0 | 0 | 0 | 0 | 0 | 0 | 0 | 0 |  | 0 | 0 | 0 | 0 | 0 | 0 | 0 | 0 | 0 | 0 | 0 | 0 | 0 | 0 | 0 | 0 | 0 | 0 | 0 | 0 | 0 | 0 | 0 | 0 | 0 | 0 | 0 | 0 | 0 | 0 | 0 | 0 | 0 | 0 | 0 | 0 |  | 1 | 1 | 1 | 1 | 1 | 1 | 1 | 1 | 1 | 0
PG&E GBA | French Camp | 60 | 0 | 0 | 0 | 0 | 0 | 0 | 0 | 0 | 0 | 0 | 0 | 0 | 0 | 0 | 0 | 0 | 0 | 0 | 0 | 0 |  | 0 | 0 | 0 | 0 | 0 | 0 | 0 | 0 | 0 | 0 | 0 | 0 | 0 | 0 | 0 | 0 | 0 | 0 | 0 | 0 | 0 | 0 | 0 | 0 | 0 | 0 | 0 | 0 | 0 | 0 | 0 | 0 | 0 | 0 | 0 | 0 |  | 0 | 0 | 0 | 0 | 0 | 0 | 0 | 0 | 0 | 0 | 3.466 | 0 | 0 | 0 | 0 | 0 | 0 | 1 | 0 | 0 | 0 | 0 | 0 | 0 | 0 | 0 | 0 | 0 | -2 | 0 | 0 | 0 | 0 | 0 | 0 | 1 |  | 0 | 0 | 0 | 0 | 0 | 0 | 0 | 0 | 0 | 0 | 3.466 | 0 | 0 | 0 | 0 | 0 | 0 | 1 | 0 | 0 | 0 | 0 | 0 | 0 | 0 | 0 | 0 | 0 | -2 | 0 | 0 | 0 | 0 | 0 | 0 | 1 |  | 0 | 0 | 0 | 0 | 0 | 0 | 0 | 0 | 0 | 0 | 3.466 | 0 | 0 | 0 | 60 | 0 | 0 | 1 | 0 | 0 | 0 | 0 | 0 | 0 | 0 | 0 | 0 | 0 | -2 | 0 | 0 | 0 | -2 | 0 | 0 | 1 |  | 1 | 1 | 1 | 1 | 1 | 4+ | 1 | 1+ | 1 | 1
PG&E GBA | Frogtown | 115 | 0 | 0 | 0 | 0 | 0 | 0 | 0 | 0 | 0 | 0 | 0 | 0 | 0 | 0 | 0 | 0 | 0 | 0 | 0 | 0 |  | 0 | 0 | 0 | 0 | 0 | 0 | 0 | 0 | 0 | 0 | 0 | 0 | 0 | 0 | 0 | 0 | 0 | 0 | 0 | 0 | 0 | 0 | 0 | 0 | 0 | 0 | 0 | 0 | 0 | 0 | 0 | 0 | 0 | 0 | 0 | 0 |  | 0 | 0 | 0 | 0 | 0 | 0 | 0 | 0 | 0 | 0 | 0 | 0 | 0 | 0 | 0 | 0 | 0 | 0 | 0 | 0 | 0 | 0 | 0 | 0 | 0 | 0 | 0 | 0 | 0 | 0 | 0 | 0 | 0 | 0 | 0 | 0 |  | 0 | 0 | 0 | 0 | 0 | 0 | 0 | 0 | 0 | 0 | 0 | 0 | 0 | 0 | 0 | 0 | 0 | 0 | 0 | 0 | 0 | 0 | 0 | 0 | 0 | 0 | 0 | 0 | 0 | 0 | 0 | 0 | 0 | 0 | 0 | 0 |  | 0 | 0 | 0 | 0 | 0 | 0 | 0 | 0 | 0 | 0 | 0 | 0 | 0 | 0 | 0 | 0 | 0 | 0 | 0 | 0 | 0 | 0 | 0 | 0 | 0 | 0 | 0 | 0 | 0 | 0 | 0 | 0 | 0 | 0 | 0 | 0 |  | 1 | 1 | 1 | 1 | 1 | 1 | 1 | 1 | 1 | 0
PG&E NGBA | Fulton | 115 | 0 | 0 | 0 | 0 | 0 | 0 | 0 | 0 | 0 | 0 | 0 | 0 | 0 | 0 | 0 | 0 | 0 | 0 | 0 | 0 |  | 0 | 0 | 0 | 0 | 0 | 0 | 0 | 0 | 0 | 0 | 0 | 0 | 0 | 0 | 0 | 0 | 0 | 0 | 0 | 0 | 0 | 0 | 0 | 0 | 0 | 0 | 0 | 0 | 0 | 0 | 0 | 0 | 0 | 0 | 0 | 0 |  | 0 | 0 | 0 | 0 | 0 | 0 | 0 | 0 | 0 | 0 | 0 | 0 | 0 | 0 | 0 | 0 | 0 | 0 | 0 | 0 | 0 | 0 | 0 | 0 | 0 | 0 | 0 | 0 | 0 | 0 | 0 | 0 | 0 | 0 | 0 | 0 |  | 0 | 0 | 0 | 0 | 0 | 0 | 0 | 0 | 0 | 0 | 0 | 0 | 0 | 0 | 213.55 | 0 | 0 | 1 | 0 | 0 | 0 | 0 | 0 | 0 | 0 | 0 | 0 | 0 | 0 | 0 | 0 | 0 | -2 | 0 | 0 | 1 |  | 0 | 0 | 0 | 0 | 0 | 0 | 0 | 0 | 0 | 0 | 0 | 0 | 0 | 0 | 213.55 | 0 | 0 | 1 | 0 | 0 | 0 | 0 | 0 | 0 | 0 | 0 | 0 | 0 | 0 | 0 | 0 | 0 | -2 | 0 | 0 | 1 |  | 1 | 1 | 1 | 1 | 1 | 1 | 1 | 2+ | 1 | 1
PG&E NGBA | Fulton | 230 | 36 | 0 | 0 | 0 | 0 | 0 | 0 | 0 | 0 | 0 | 0 | 0 | 0 | 0 | 0 | 0 | 0 | 0 | 0 | 1 |  | 0 | 0 | 0 | 0 | 0 | 0 | 0 | 0 | 0 | 0 | 0 | 0 | 0 | 0 | 0 | 0 | 0 | 0 | 2 | 2 | 0 | 0 | 0 | 0 | 0 | 0 | 0 | 0 | 0 | 0 | 0 | 0 | 0 | 0 | 0 | 1 |  | 0 | 0 | 0 | 0 | 0 | 0 | 0 | 0 | 0 | 0 | 0 | 0 | 0 | 0 | 0 | 0 | 0 | 0 | 2 | 2 | 0 | 0 | 0 | 0 | 0 | 0 | 0 | 0 | 0 | 0 | 0 | 0 | 0 | 0 | 0 | 1 |  | 0 | 0 | 0 | 0 | 0 | 0 | 0 | 0 | 0 | 0 | 0 | 0 | 0 | 0 | 121.55 | 0 | 0 | 1 | 2 | 2 | 0 | 0 | 0 | 0 | 0 | 0 | 0 | 0 | 0 | 0 | 0 | 0 | -2 | 0 | 0 | 1 |  | 0 | 0 | 0 | 0 | 0 | 0 | 0 | 0 | 0 | 0 | 0 | 0 | 0 | 0 | 231.55 | 0 | 0 | 1 | 2 | 2 | 0 | 0 | 0 | 0 | 0 | 0 | 0 | 0 | 0 | 0 | 0 | 0 | -2 | 0 | 0 | 1 |  | 5- | 1 | 1 | 1 | 1 | 1 | 1 | 2+ | 1 | 1
PG&E NGBA | Fulton | 60 | 0 | 0 | 0 | 0 | 0 | 0 | 0 | 0 | 0 | 0 | 0 | 0 | 0 | 0 | 0 | 0 | 0 | 0 | 0 | 0 |  | 0 | 0 | 0 | 0 | 0 | 0 | 0 | 0 | 0 | 0 | 0 | 0 | 0 | 0 | 0 | 0 | 0 | 0 | 0 | 0 | 0 | 0 | 0 | 0 | 0 | 0 | 0 | 0 | 0 | 0 | 0 | 0 | 0 | 0 | 0 | 0 |  | 0 | 0 | 0 | 0 | 0 | 0 | 0 | 0 | 0 | 0 | 0 | 0 | 0 | 0 | 0 | 0 | 0 | 0 | 0 | 0 | 0 | 0 | 0 | 0 | 0 | 0 | 0 | 0 | 0 | 0 | 0 | 0 | 0 | 0 | 0 | 0 |  | 0 | 0 | 0 | 0 | 0 | 0 | 0 | 0 | 0 | 0 | 0 | 0 | 0 | 0 | 0 | 0 | 0 | 0 | 0 | 0 | 0 | 0 | 0 | 0 | 0 | 0 | 0 | 0 | 0 | 0 | 0 | 0 | 0 | 0 | 0 | 0 |  | 0 | 0 | 0 | 0 | 0 | 0 | 0 | 0 | 0 | 0 | 0 | 0 | 0 | 0 | 0 | 0 | 0 | 0 | 0 | 0 | 0 | 0 | 0 | 0 | 0 | 0 | 0 | 0 | 0 | 0 | 0 | 0 | 0 | 0 | 0 | 0 |  | 1 | 1 | 1 | 1 | 1 | 1 | 1 | 1 | 1 | 0
PG&E KERN | Ganso | 115 | 0 | 0.5 | 0 | 0 | 0 | 0 | 0 | 0 | 0 | 0 | 0 | 1.5 | 0 | 0 | 0 | 0 | 0 | 0 | 0 | 1 |  | 0 | 0 | 0 | 0 | 0 | 0 | 0 | 0 | 0 | 0 | 0 | 0 | 0 | 0 | 0 | 0 | 0 | 0 | 0 | 0 | 2 | 2 | 0 | 0 | 0 | 0 | 0 | 0 | 2 | 0 | 0 | 0 | 0 | 0 | 0 | 1 |  | 0 | 0 | 0 | 0.5 | 0 | 0 | 0 | 0 | 0 | 0 | 1.5 | 0 | 0 | 0 | 0 | 0 | 0 | 1 | 0 | 0 | 2 | 0 | 0 | 0 | 0 | 0 | 0 | 0 | 0 | 0 | 0 | 0 | 0 | 0 | 0 | 1 |  | 0 | 0 | 0 | 0.5 | 0 | 0 | 0 | 0 | 0 | 0 | 1.5 | 0 | 0 | 0 | 0 | 0 | 0 | 1 | 0 | 0 | 2 | 0 | 0 | 0 | 0 | 0 | 0 | 0 | 0 | 0 | 0 | 0 | 0 | 0 | 0 | 1 |  | 0 | 0 | 0 | 0.5 | 0 | 0 | 0 | 0 | 0 | 0 | 2.275 | 0 | 0 | 0 | 4 | 0 | 0 | 1 | 0 | 0 | 2 | 0 | 0 | 0 | 0 | 0 | 0 | 0 | -2 | 0 | 0 | 0 | -2 | 0 | 0 | 1 |  | 1 | 1 | 1 | 1 | 1 | 1+ | 1 | 1+ | 1 | 1
PG&E FRESNO | Gates | 230 | 0 | 0 | 0 | 0 | 0 | 0 | 0 | 0 | 0 | 0 | 0 | 0 | 245 | 700 | 945 | 0 | 160 | 160 | 100 | 1 |  | 0 | 0 | 0 | 0 | 0 | 0 | 0 | 0 | 0 | 0 | 0 | 3.24 | 3.24 | 0 | 0 | 0 | 0 | 1 | 0 | 0 | 0 | 0 | 0 | 0 | 0 | 0 | 0 | 0 | 0 | 2 | 2 | 2 | 2 | 2 | 2 | 1 |  | 0 | 0 | 0 | 0 | 0 | 0 | 0 | 0 | 0 | 0 | 5.25 | 145.9067 | 261.24 | 225 | 234.8805 | 0 | 0 | 1 | 0 | 0 | 0 | 0 | 0 | 0 | 0 | 0 | 0 | 0 | -2 | 2 | 2 | -1 | -1 | 2 | 2 | 1 |  | 0 | 0 | 0 | 0 | 0 | 0 | 0 | 0 | 0 | 0 | 5.25 | 145.9067 | 1403.34 | 325 | 856.7105 | 0 | 0 | 1 | 0 | 0 | 0 | 0 | 0 | 0 | 0 | 0 | 0 | 0 | -2 | 2 | -1 | -2 | -2 | 2 | 2 | 1 |  | 0 | 0 | 0 | 0 | 0 | 0 | 0 | 0 | 0 | 0 | 5.25 | 145.9067 | 2203.34 | 325 | 2207.1135 | 0 | 0 | 1 | 0 | 0 | 0 | 0 | 0 | 0 | 0 | 0 | 0 | 0 | -2 | 2 | -2 | -2 | -2 | 2 | 2 | 1 |  | 1 | 1 | 1 | 1 | 1 | 4+ | 2- | 4+ | 5- | 1
PG&E FRESNO | Gates | 500 | 0 | 0 | 0 | 0 | 0 | 0 | 0 | 0 | 0 | 0 | 0 | 0 | 0 | 0 | 0 | 0 | 0 | 0 | 0 | 0 |  | 0 | 0 | 0 | 0 | 0 | 0 | 0 | 0 | 0 | 0 | 0 | 0 | 0 | 75.1 | 84.3 | 0 | 0 | 1 | 0 | 0 | 0 | 0 | 0 | 0 | 0 | 0 | 0 | 0 | 0 | 0 | 0 | -2 | -2 | 0 | 0 | 1 |  | 0 | 0 | 0 | 0 | 0 | 0 | 0 | 0 | 0 | 0 | 0 | 0 | 0 | 75.1 | 84.3 | 0 | 0 | 1 | 0 | 0 | 0 | 0 | 0 | 0 | 0 | 0 | 0 | 0 | 0 | 0 | 0 | -2 | -2 | 0 | 0 | 1 |  | 0 | 0 | 0 | 0 | 0 | 0 | 0 | 0 | 0 | 0 | 0 | 0 | 0 | 575.11 | 592.3 | 0 | 0 | 1 | 0 | 0 | 0 | 0 | 0 | 0 | 0 | 0 | 0 | 0 | 0 | 0 | 0 | -2 | -2 | 0 | 0 | 1 |  | 0 | 0 | 0 | 0 | 0 | 0 | 0 | 0 | 0 | 0 | 0 | 0 | 0 | 575.11 | 2142.3 | 0 | 0 | 1 | 0 | 0 | 0 | 0 | 0 | 0 | 0 | 0 | 0 | 0 | 0 | 0 | 0 | -2 | -2 | 0 | 0 | 1 |  | 1 | 1 | 1 | 1 | 1 | 1 | 1 | 4+ | 1 | 1
PG&E NGBA | Geysers 12 | 230 | 0 | 0 | 0 | 0 | 0 | 0 | 0 | 0 | 0 | 0 | 0 | 0 | 0 | 0 | 0 | 0 | 0 | 0 | 0 | 0 |  | 0 | 0 | 0 | 0 | 0 | 0 | 0 | 0 | 0 | 0 | 0 | 0 | 0 | 0 | 0 | 0 | 0 | 0 | 0 | 0 | 0 | 0 | 0 | 0 | 0 | 0 | 0 | 0 | 0 | 0 | 0 | 0 | 0 | 0 | 0 | 0 |  | 0 | 0 | 0 | 0 | 0 | 0 | 0 | 0 | 0 | 0 | 0 | 0 | 0 | 0 | 0 | 0 | 0 | 0 | 0 | 0 | 0 | 0 | 0 | 0 | 0 | 0 | 0 | 0 | 0 | 0 | 0 | 0 | 0 | 0 | 0 | 0 |  | 0 | 0 | 0 | 0 | 0 | 0 | 0 | 0 | 0 | 0 | 0 | 0 | 0 | 0 | 0 | 0 | 0 | 0 | 0 | 0 | 0 | 0 | 0 | 0 | 0 | 0 | 0 | 0 | 0 | 0 | 0 | 0 | 0 | 0 | 0 | 0 |  | 0 | 0 | 0 | 0 | 0 | 0 | 0 | 0 | 0 | 0 | 0 | 0 | 0 | 0 | 0 | 0 | 0 | 0 | 0 | 0 | 0 | 0 | 0 | 0 | 0 | 0 | 0 | 0 | 0 | 0 | 0 | 0 | 0 | 0 | 0 | 0 |  | 1 | 1 | 1 | 1 | 1 | 1 | 1 | 1 | 1 | 0
PG&E NGBA | Geysers 17 | 230 | 19.5 | 0 | 0 | 0 | 0 | 0 | 0 | 0 | 0 | 0 | 0 | 0 | 0 | 0 | 0 | 0 | 0 | 0 | 0 | 1 |  | 0 | 0 | 0 | 0 | 0 | 0 | 0 | 0 | 0 | 0 | 0 | 0 | 0 | 0 | 0 | 0 | 0 | 0 | 2 | 2 | 0 | 0 | 0 | 0 | 0 | 0 | 0 | 0 | 0 | 0 | 0 | 0 | 0 | 0 | 0 | 1 |  | 0 | 9.435 | 0 | 0 | 0 | 0 | 0 | 0 | 0 | 0 | 0 | 0 | 0 | 0 | 47.4465 | 0 | 0 | 1 | 2 | 2 | 0 | 0 | 0 | 0 | 0 | 0 | 0 | 0 | 0 | 0 | 0 | 0 | -2 | 0 | 0 | 1 |  | 0 | 9.435 | 0 | 0 | 0 | 0 | 0 | 0 | 0 | 0 | 0 | 0 | 0 | 0 | 47.4465 | 0 | 0 | 1 | 2 | 2 | 0 | 0 | 0 | 0 | 0 | 0 | 0 | 0 | 0 | 0 | 0 | 0 | -2 | 0 | 0 | 1 |  | 0 | 9.435 | 0 | 0 | 0 | 0 | 0 | 0 | 0 | 0 | 0 | 0 | 0 | 0 | 47.4465 | 0 | 0 | 1 | 2 | 2 | 0 | 0 | 0 | 0 | 0 | 0 | 0 | 0 | 0 | 0 | 0 | 0 | -2 | 0 | 0 | 1 |  | 5- | 1 | 1 | 1 | 1 | 1 | 1 | 4+ | 1 | 1
PG&E NGBA | Geysers 3 | 115 | 0 | 0 | 0 | 0 | 0 | 0 | 0 | 0 | 0 | 0 | 0 | 0 | 0 | 0 | 0 | 0 | 0 | 0 | 0 | 0 |  | 0 | 0 | 0 | 0 | 0 | 0 | 0 | 0 | 0 | 0 | 0 | 0 | 0 | 0 | 0 | 0 | 0 | 0 | 0 | 0 | 0 | 0 | 0 | 0 | 0 | 0 | 0 | 0 | 0 | 0 | 0 | 0 | 0 | 0 | 0 | 0 |  | 0 | 0 | 0 | 0 | 0 | 0 | 0 | 0 | 0 | 0 | 0 | 0 | 0 | 0 | 0 | 0 | 0 | 0 | 0 | 0 | 0 | 0 | 0 | 0 | 0 | 0 | 0 | 0 | 0 | 0 | 0 | 0 | 0 | 0 | 0 | 0 |  | 0 | 0 | 0 | 0 | 0 | 0 | 0 | 0 | 0 | 0 | 0 | 0 | 0 | 0 | 0 | 0 | 0 | 0 | 0 | 0 | 0 | 0 | 0 | 0 | 0 | 0 | 0 | 0 | 0 | 0 | 0 | 0 | 0 | 0 | 0 | 0 |  | 0 | 0 | 0 | 0 | 0 | 0 | 0 | 0 | 0 | 0 | 0 | 0 | 0 | 0 | 0 | 0 | 0 | 0 | 0 | 0 | 0 | 0 | 0 | 0 | 0 | 0 | 0 | 0 | 0 | 0 | 0 | 0 | 0 | 0 | 0 | 0 |  | 1 | 1 | 1 | 1 | 1 | 1 | 1 | 1 | 1 | 0
PG&E NGBA | Glenn | 230 | 0 | 0 | 166.5 | 36 | 202.5 | 0 | 0 | 0 | 0 | 0 | 0 | 0 | 100 | 170 | 270 | 0 | 60 | 60 | 0 | 1 |  | 0 | 0 | 0 | 0 | 0 | 0 | 0 | 0 | 0 | 0 | 0 | 0 | 0 | 0 | 0 | 0 | 0 | 0 | 0 | 0 | 0 | 0 | 2 | 2 | 0 | 0 | 0 | 0 | 0 | 2 | 2 | 2 | 2 | 0 | 0 | 1 |  | 0 | 0 | 0 | 0 | 0 | 0 | 0 | 0 | 0 | 0 | 0 | 0 | 0 | 0 | 0 | 0 | 0 | 0 | 0 | 0 | 0 | 0 | 2 | 2 | 0 | 0 | 0 | 0 | 0 | 2 | 2 | 2 | 2 | 0 | 0 | 1 |  | 0 | 0 | 0 | 0 | 0 | 0 | 0 | 0 | 0 | 0 | 0 | 0 | 142.85 | 0 | 251.9 | 0 | 0 | 1 | 0 | 0 | 0 | 0 | 2 | 2 | 0 | 0 | 0 | 0 | 0 | 2 | 2 | 2 | -2 | 0 | 0 | 1 |  | 0 | 0 | 0 | 0 | 0 | 0 | 0 | 0 | 0 | 0 | 0 | 0 | 1718.35 | 0 | 1932.4 | 0 | 0 | 1 | 0 | 0 | 0 | 0 | 2 | 2 | 0 | 0 | 0 | 0 | 0 | 2 | -2 | 2 | -2 | 0 | 0 | 1 |  | 1 | 1 | 5- | 1 | 1 | 1 | 3- | 2- | 1 | 1
PG&E NGBA | Glenn | 60 | 0 | 0 | 0 | 0 | 0 | 0 | 0 | 0 | 0 | 0 | 0 | 0 | 0 | 0 | 0 | 0 | 0 | 0 | 0 | 0 |  | 0 | 0 | 0 | 0 | 0 | 0 | 0 | 0 | 0 | 0 | 0 | 0 | 0 | 0 | 0 | 0 | 0 | 0 | 0 | 0 | 0 | 0 | 0 | 0 | 0 | 0 | 0 | 0 | 0 | 0 | 0 | 0 | 0 | 0 | 0 | 0 |  | 0 | 0 | 0 | 0 | 0 | 0 | 0 | 0 | 0 | 0 | 0 | 0 | 0 | 0 | 0 | 0 | 0 | 0 | 0 | 0 | 0 | 0 | 0 | 0 | 0 | 0 | 0 | 0 | 0 | 0 | 0 | 0 | 0 | 0 | 0 | 0 |  | 0 | 0 | 0 | 0 | 0 | 0 | 0 | 0 | 0 | 0 | 0 | 0 | 0 | 0 | 0 | 0 | 0 | 0 | 0 | 0 | 0 | 0 | 0 | 0 | 0 | 0 | 0 | 0 | 0 | 0 | 0 | 0 | 0 | 0 | 0 | 0 |  | 0 | 0 | 0 | 0 | 0 | 0 | 0 | 0 | 0 | 0 | 0 | 0 | 0 | 0 | 0 | 0 | 0 | 0 | 0 | 0 | 0 | 0 | 0 | 0 | 0 | 0 | 0 | 0 | 0 | 0 | 0 | 0 | 0 | 0 | 0 | 0 |  | 1 | 1 | 1 | 1 | 1 | 1 | 1 | 1 | 1 | 0
PG&E NGBA | Gold Hill | 115 | 0 | 0 | 0 | 0 | 0 | 0 | 0 | 0 | 0 | 0 | 0 | 0 | 0 | 0 | 0 | 0 | 0 | 0 | 0 | 0 |  | 0 | 0 | 0 | 0 | 0 | 0 | 0 | 0 | 0 | 0 | 0 | 0 | 0 | 49.9 | 58.75 | 0 | 0 | 1 | 0 | 0 | 0 | 0 | 0 | 0 | 0 | 0 | 0 | 0 | 0 | 0 | 0 | -2 | -2 | 0 | 0 | 1 |  | 0 | 0 | 0 | 0 | 0 | 0 | 0 | 0 | 0 | 0 | 0 | 0 | 0 | 49.9 | 58.75 | 0 | 0 | 1 | 0 | 0 | 0 | 0 | 0 | 0 | 0 | 0 | 0 | 0 | 0 | 0 | 0 | -2 | -2 | 0 | 0 | 1 |  | 0 | 0 | 0 | 0 | 0 | 0 | 0 | 0 | 0 | 0 | 0 | 0 | 0 | 49.9 | 58.75 | 0 | 0 | 1 | 0 | 0 | 0 | 0 | 0 | 0 | 0 | 0 | 0 | 0 | 0 | 0 | 0 | -2 | -2 | 0 | 0 | 1 |  | 0 | 0 | 0 | 0 | 0 | 0 | 0 | 0 | 0 | 0 | 0 | 0 | 0 | 49.9 | 158.75 | 0 | 0 | 1 | 0 | 0 | 0 | 0 | 0 | 0 | 0 | 0 | 0 | 0 | 0 | 0 | 0 | -2 | -2 | 0 | 0 | 1 |  | 1 | 1 | 1 | 1 | 1 | 1 | 1 | 4+ | 1 | 1
PG&E NGBA | Gold Hill | 230 | 0 | 0 | 0 | 0 | 0 | 0 | 0 | 0 | 0 | 0 | 0 | 0 | 0 | 0 | 0 | 0 | 0 | 0 | 0 | 0 |  | 0 | 0 | 0 | 0 | 0 | 0 | 0 | 0 | 0 | 0 | 0 | 0 | 0 | 0 | 0 | 0 | 0 | 0 | 0 | 0 | 0 | 0 | 0 | 0 | 0 | 0 | 0 | 0 | 0 | 0 | 0 | 0 | 0 | 0 | 0 | 0 |  | 0 | 0 | 0 | 0 | 0 | 0 | 0 | 0 | 0 | 0 | 0 | 0 | 0 | 0 | 0 | 0 | 0 | 0 | 0 | 0 | 0 | 0 | 0 | 0 | 0 | 0 | 0 | 0 | 0 | 0 | 0 | 0 | 0 | 0 | 0 | 0 |  | 0 | 0 | 0 | 0 | 0 | 0 | 0 | 0 | 0 | 0 | 0 | 0 | 0 | 0 | 0 | 0 | 0 | 0 | 0 | 0 | 0 | 0 | 0 | 0 | 0 | 0 | 0 | 0 | 0 | 0 | 0 | 0 | 0 | 0 | 0 | 0 |  | 0 | 0 | 0 | 0 | 0 | 0 | 0 | 0 | 0 | 0 | 0 | 0 | 0 | 0 | 0 | 0 | 0 | 0 | 0 | 0 | 0 | 0 | 0 | 0 | 0 | 0 | 0 | 0 | 0 | 0 | 0 | 0 | 0 | 0 | 0 | 0 |  | 1 | 1 | 1 | 1 | 1 | 1 | 1 | 1 | 1 | 0
SCE Northern | Goleta | 230 | 0 | 0 | 0 | 0 | 0 | 0 | 0 | 0 | 0 | 0 | 0 | 0 | 0 | 0 | 0 | 0 | 0 | 0 | 0 | 0 |  | 0 | 0 | 0 | 0 | 0 | 0 | 0 | 0 | 0 | 0 | 0 | 0 | 0 | 0 | 0 | 0 | 0 | 0 | 0 | 0 | 0 | 0 | 0 | 0 | 0 | 0 | 0 | 0 | 0 | 0 | 0 | 0 | 0 | 0 | 0 | 0 |  | 0 | 0 | 0 | 0 | 0 | 0 | 0 | 0 | 0 | 0 | 0 | 0 | 0 | 0 | 50 | 0 | 0 | 1 | 0 | 0 | 0 | 0 | 0 | 0 | 0 | 0 | 0 | 0 | 0 | 0 | 0 | 0 | -2 | 0 | 0 | 1 |  | 0 | 0 | 0 | 0 | 0 | 0 | 0 | 0 | 0 | 0 | 0 | 0 | 0 | 0 | 50 | 0 | 0 | 1 | 0 | 0 | 0 | 0 | 0 | 0 | 0 | 0 | 0 | 0 | 0 | 0 | 0 | 0 | -2 | 0 | 0 | 1 |  | 0 | 0 | 0 | 0 | 0 | 0 | 0 | 0 | 0 | 0 | 0 | 0 | 0 | 0 | 225 | 0 | 0 | 1 | 0 | 0 | 0 | 0 | 0 | 0 | 0 | 0 | 0 | 0 | 0 | 0 | 0 | 0 | -2 | 0 | 0 | 1 |  | 1 | 1 | 1 | 1 | 1 | 1 | 1 | 4+ | 1 | 1
SCE Metro | Goodrich | 230 | 0 | 0 | 0 | 0 | 0 | 0 | 0 | 0 | 0 | 0 | 0 | 0 | 0 | 0 | 0 | 0 | 0 | 0 | 0 | 0 |  | 0 | 0 | 0 | 0 | 0 | 0 | 0 | 0 | 0 | 0 | 0 | 0 | 0 | 0 | 0 | 0 | 0 | 0 | 0 | 0 | 0 | 0 | 0 | 0 | 0 | 0 | 0 | 0 | 0 | 0 | 0 | 0 | 0 | 0 | 0 | 0 |  | 0 | 0 | 0 | 0 | 0 | 0 | 0 | 0 | 0 | 0 | 0 | 0 | 0 | 0 | 0 | 0 | 0 | 0 | 0 | 0 | 0 | 0 | 0 | 0 | 0 | 0 | 0 | 0 | 0 | 0 | 0 | 0 | 0 | 0 | 0 | 0 |  | 0 | 0 | 0 | 0 | 0 | 0 | 0 | 0 | 0 | 0 | 0 | 0 | 0 | 0 | 0 | 0 | 0 | 0 | 0 | 0 | 0 | 0 | 0 | 0 | 0 | 0 | 0 | 0 | 0 | 0 | 0 | 0 | 0 | 0 | 0 | 0 |  | 0 | 0 | 0 | 0 | 0 | 0 | 0 | 0 | 0 | 0 | 0 | 0 | 0 | 0 | 0 | 0 | 0 | 0 | 0 | 0 | 0 | 0 | 0 | 0 | 0 | 0 | 0 | 0 | 0 | 0 | 0 | 0 | 0 | 0 | 0 | 0 |  | 1 | 1 | 1 | 1 | 1 | 1 | 1 | 1 | 1 | 0
PG&E KERN | Goose Lake | 115 | 0 | 3 | 0 | 0 | 0 | 0 | 0 | 0 | 0 | 0 | 0 | 0 | 0 | 0 | 0 | 0 | 0 | 0 | 0 | 1 |  | 0 | 0 | 0 | 0 | 0 | 0 | 0 | 0 | 0 | 0 | 0 | 0 | 0 | 0 | 0 | 0 | 0 | 0 | 0 | 0 | 2 | 2 | 0 | 0 | 0 | 0 | 0 | 0 | 0 | 0 | 0 | 0 | 0 | 0 | 0 | 1 |  | 0 | 0 | 0 | 0 | 0 | 0 | 0 | 0 | 0 | 0 | 0.74771 | 0 | 0 | 0 | 0.21 | 0 | 0 | 1 | 0 | 0 | 2 | 2 | 0 | 0 | 0 | 0 | 0 | 0 | -2 | 0 | 0 | 0 | 0 | 0 | 0 | 1 |  | 0 | 0 | 0 | 0 | 0 | 0 | 0 | 0 | 0 | 0 | 0.74771 | 0 | 0 | 0 | 0.21 | 0 | 0 | 1 | 0 | 0 | 2 | 2 | 0 | 0 | 0 | 0 | 0 | 0 | -2 | 0 | 0 | 0 | 0 | 0 | 0 | 1 |  | 0 | 0 | 0 | 3 | 0 | 0 | 0 | 0 | 0 | 0 | 6.7277 | 0 | 18.675 | 0 | 103.21 | 0 | 0 | 1 | 0 | 0 | 2 | 0 | 0 | 0 | 0 | 0 | 0 | 0 | -2 | 0 | -2 | 0 | -2 | 0 | 0 | 1 |  | 1 | 3- | 1 | 1 | 1 | 4+ | 1+ | 1+ | 1 | 1
SCE Metro | Gould | 230 | 0 | 0 | 0 | 0 | 0 | 0 | 0 | 0 | 0 | 0 | 0 | 0 | 0 | 0 | 0 | 0 | 0 | 0 | 0 | 0 |  | 0 | 0 | 0 | 0 | 0 | 0 | 0 | 0 | 0 | 0 | 0 | 0 | 0 | 0 | 0 | 0 | 0 | 0 | 0 | 0 | 0 | 0 | 0 | 0 | 0 | 0 | 0 | 0 | 0 | 0 | 0 | 0 | 0 | 0 | 0 | 0 |  | 0 | 0 | 0 | 0 | 0 | 0 | 0 | 0 | 0 | 0 | 0 | 0 | 0 | 0 | 0 | 0 | 0 | 0 | 0 | 0 | 0 | 0 | 0 | 0 | 0 | 0 | 0 | 0 | 0 | 0 | 0 | 0 | 0 | 0 | 0 | 0 |  | 0 | 0 | 0 | 0 | 0 | 0 | 0 | 0 | 0 | 0 | 0 | 0 | 0 | 0 | 0 | 0 | 0 | 0 | 0 | 0 | 0 | 0 | 0 | 0 | 0 | 0 | 0 | 0 | 0 | 0 | 0 | 0 | 0 | 0 | 0 | 0 |  | 0 | 0 | 0 | 0 | 0 | 0 | 0 | 0 | 0 | 0 | 0 | 0 | 0 | 0 | 0 | 0 | 0 | 0 | 0 | 0 | 0 | 0 | 0 | 0 | 0 | 0 | 0 | 0 | 0 | 0 | 0 | 0 | 0 | 0 | 0 | 0 |  | 1 | 1 | 1 | 1 | 1 | 1 | 1 | 1 | 1 | 0
PG&E NGBA | Grand Island | 115 | 0 | 0 | 0 | 0 | 0 | 0 | 0 | 0 | 0 | 0 | 0 | 0 | 0 | 0 | 0 | 0 | 0 | 0 | 0 | 0 |  | 0 | 0 | 0 | 0 | 0 | 0 | 0 | 0 | 0 | 0 | 0 | 0 | 0 | 0 | 0 | 0 | 0 | 0 | 0 | 0 | 0 | 0 | 0 | 0 | 0 | 0 | 0 | 0 | 0 | 0 | 0 | 0 | 0 | 0 | 0 | 0 |  | 0 | 0 | 0 | 0 | 0 | 0 | 0 | 0 | 0 | 0 | 0 | 0 | 0 | 0 | 0 | 0 | 0 | 0 | 0 | 0 | 0 | 0 | 0 | 0 | 0 | 0 | 0 | 0 | 0 | 0 | 0 | 0 | 0 | 0 | 0 | 0 |  | 0 | 0 | 0 | 0 | 0 | 0 | 0 | 0 | 0 | 0 | 0 | 0 | 0 | 0 | 0 | 0 | 0 | 0 | 0 | 0 | 0 | 0 | 0 | 0 | 0 | 0 | 0 | 0 | 0 | 0 | 0 | 0 | 0 | 0 | 0 | 0 |  | 0 | 0 | 0 | 0 | 0 | 0 | 0 | 0 | 0 | 0 | 0 | 0 | 0 | 0 | 0 | 0 | 0 | 0 | 0 | 0 | 0 | 0 | 0 | 0 | 0 | 0 | 0 | 0 | 0 | 0 | 0 | 0 | 0 | 0 | 0 | 0 |  | 1 | 1 | 1 | 1 | 1 | 1 | 1 | 1 | 1 | 0
SDGE | Granite | 69 | 0 | 0 | 0 | 0 | 0 | 0 | 0 | 0 | 0 | 0 | 0 | 0 | 0 | 0 | 0 | 0 | 0 | 0 | 0 | 0 |  | 0 | 0 | 0 | 0 | 0 | 0 | 0 | 0 | 0 | 0 | 0 | 0 | 0 | 0 | 0 | 0 | 0 | 0 | 0 | 0 | 0 | 0 | 0 | 0 | 0 | 0 | 0 | 0 | 0 | 0 | 0 | 0 | 0 | 0 | 0 | 0 |  | 0 | 0 | 0 | 0 | 0 | 0 | 0 | 0 | 0 | 0 | 0 | 0 | 0 | 0 | 0 | 0 | 0 | 0 | 0 | 0 | 0 | 0 | 0 | 0 | 0 | 0 | 0 | 0 | 0 | 0 | 0 | 0 | 0 | 0 | 0 | 0 |  | 0 | 0 | 0 | 0 | 0 | 0 | 0 | 0 | 0 | 0 | 0 | 0 | 0 | 0 | 0 | 0 | 0 | 0 | 0 | 0 | 0 | 0 | 0 | 0 | 0 | 0 | 0 | 0 | 0 | 0 | 0 | 0 | 0 | 0 | 0 | 0 |  | 0 | 0 | 0 | 0 | 0 | 0 | 0 | 0 | 0 | 0 | 0 | 0 | 0 | 0 | 0 | 0 | 0 | 0 | 0 | 0 | 0 | 0 | 0 | 0 | 0 | 0 | 0 | 0 | 0 | 0 | 0 | 0 | 0 | 0 | 0 | 0 |  | 1 | 1 | 1 | 1 | 1 | 1 | 1 | 1 | 1 | 0
PG&E GBA | Grant | 115 | 0 | 0 | 0 | 0 | 0 | 0 | 0 | 0 | 0 | 0 | 0 | 0 | 0 | 0 | 0 | 0 | 0 | 0 | 0 | 0 |  | 0 | 0 | 0 | 0 | 0 | 0 | 0 | 0 | 0 | 0 | 0 | 0 | 0 | 0 | 0 | 0 | 0 | 0 | 0 | 0 | 0 | 0 | 0 | 0 | 0 | 0 | 0 | 0 | 0 | 0 | 0 | 0 | 0 | 0 | 0 | 0 |  | 0 | 0 | 0 | 0 | 0 | 0 | 0 | 0 | 0 | 0 | 0.604 | 0 | 0 | 0 | 0 | 0 | 0 | 1 | 0 | 0 | 0 | 0 | 0 | 0 | 0 | 0 | 0 | 0 | -2 | 0 | 0 | 0 | 0 | 0 | 0 | 1 |  | 0 | 0 | 0 | 0 | 0 | 0 | 0 | 0 | 0 | 0 | 0.604 | 0 | 0 | 0 | 0 | 0 | 0 | 1 | 0 | 0 | 0 | 0 | 0 | 0 | 0 | 0 | 0 | 0 | -2 | 0 | 0 | 0 | 0 | 0 | 0 | 1 |  | 0 | 0 | 0 | 0 | 0 | 0 | 0 | 0 | 0 | 0 | 0.604 | 0 | 0 | 0 | 0 | 0 | 0 | 1 | 0 | 0 | 0 | 0 | 0 | 0 | 0 | 0 | 0 | 0 | -2 | 0 | 0 | 0 | 0 | 0 | 0 | 1 |  | 1 | 1 | 1 | 1 | 1 | 4+ | 1 | 1 | 1 | 1
PG&E GBA | Green Valley | 115 | 0 | 1.1 | 0 | 0 | 0 | 0 | 0 | 0 | 0 | 0 | 0 | 0 | 0 | 0 | 0 | 0 | 0 | 0 | 0 | 1 |  | 0 | 0 | 0 | 0 | 0 | 0 | 0 | 0 | 0 | 0 | 0 | 0 | 0 | 0 | 0 | 0 | 0 | 0 | 0 | 0 | 2 | 2 | 0 | 0 | 0 | 0 | 0 | 0 | 0 | 0 | 0 | 0 | 0 | 0 | 0 | 1 |  | 0 | 0 | 0 | 0.247 | 0 | 0 | 0 | 0 | 0 | 0 | 0 | 0 | 0 | 0 | 0 | 0 | 0 | 1 | 0 | 0 | 2 | 2 | 0 | 0 | 0 | 0 | 0 | 0 | 0 | 0 | 0 | 0 | 0 | 0 | 0 | 1 |  | 0 | 0 | 0 | 0.247 | 0 | 0 | 0 | 0 | 0 | 0 | 0 | 0 | 0 | 200 | 203.699 | 0 | 0 | 1 | 0 | 0 | 2 | 2 | 0 | 0 | 0 | 0 | 0 | 0 | 0 | 0 | 0 | -2 | -2 | 0 | 0 | 1 |  | 0 | 0 | 0 | 1.047 | 0 | 0 | 0 | 0 | 0 | 0 | 0 | 0 | 0 | 200 | 553.699 | 0 | 0 | 1 | 0 | 0 | 2 | 0 | 0 | 0 | 0 | 0 | 0 | 0 | 0 | 0 | 0 | -2 | -2 | 0 | 0 | 1 |  | 1 | 3- | 1 | 1 | 1 | 1 | 1 | 4+ | 1 | 1
PG&E NGBA | Greenleaf 1 | 115 | 0 | 0 | 0 | 0 | 0 | 0 | 0 | 0 | 0 | 0 | 0 | 0 | 0 | 0 | 0 | 0 | 0 | 0 | 0 | 0 |  | 0 | 0 | 0 | 0 | 0 | 0 | 0 | 0 | 0 | 0 | 0 | 0 | 0 | 0 | 0 | 0 | 0 | 0 | 0 | 0 | 0 | 0 | 0 | 0 | 0 | 0 | 0 | 0 | 0 | 0 | 0 | 0 | 0 | 0 | 0 | 0 |  | 0 | 0 | 0 | 0 | 0 | 0 | 0 | 0 | 0 | 0 | 0 | 0 | 0 | 0 | 0 | 0 | 0 | 0 | 0 | 0 | 0 | 0 | 0 | 0 | 0 | 0 | 0 | 0 | 0 | 0 | 0 | 0 | 0 | 0 | 0 | 0 |  | 0 | 0 | 0 | 0 | 0 | 0 | 0 | 0 | 0 | 0 | 0 | 0 | 0 | 11 | 61.8 | 0 | 0 | 1 | 0 | 0 | 0 | 0 | 0 | 0 | 0 | 0 | 0 | 0 | 0 | 0 | 0 | -2 | -2 | 0 | 0 | 1 |  | 0 | 0 | 0 | 0 | 0 | 0 | 0 | 0 | 0 | 0 | 0 | 0 | 0 | 11 | 101.8 | 0 | 0 | 1 | 0 | 0 | 0 | 0 | 0 | 0 | 0 | 0 | 0 | 0 | 0 | 0 | 0 | -2 | -2 | 0 | 0 | 1 |  | 1 | 1 | 1 | 1 | 1 | 1 | 1 | 4+ | 1 | 1
PG&E FRESNO | Gregg | 230 | 0 | 0 | 0 | 0 | 0 | 0 | 0 | 0 | 0 | 0 | 0 | 0 | 0 | 0 | 0 | 0 | 0 | 0 | 140 | 1 |  | 0 | 0 | 0 | 0 | 0 | 0 | 0 | 0 | 0 | 0 | 0 | 0 | 0 | 0 | 0 | 0 | 0 | 0 | 0 | 0 | 0 | 0 | 0 | 0 | 0 | 0 | 0 | 0 | 0 | 0 | 0 | 0 | 0 | 2 | 2 | 1 |  | 0 | 0 | 0 | 0 | 0 | 0 | 0 | 0 | 0 | 0 | 0 | 0 | 0 | 0 | 0 | 0 | 0 | 0 | 0 | 0 | 0 | 0 | 0 | 0 | 0 | 0 | 0 | 0 | 0 | 0 | 0 | 0 | 0 | 2 | 2 | 1 |  | 0 | 0 | 0 | 0 | 0 | 0 | 0 | 0 | 0 | 0 | 0 | 0 | 0 | 0 | 151.7416 | 0 | 0 | 1 | 0 | 0 | 0 | 0 | 0 | 0 | 0 | 0 | 0 | 0 | 0 | 0 | 0 | 0 | -2 | 2 | 2 | 1 |  | 0 | 0 | 0 | 0 | 0 | 0 | 0 | 0 | 0 | 0 | 0 | 0 | 0 | 0 | 151.7416 | 0 | 119 | 1 | 0 | 0 | 0 | 0 | 0 | 0 | 0 | 0 | 0 | 0 | 0 | 0 | 0 | 0 | -2 | 2 | 1 | 1 |  | 1 | 1 | 1 | 1 | 1 | 1 | 1 | 2+ | 4- | 1
PG&E FRESNO | Grimmway-Malaga | 115 | 0 | 0 | 0 | 0 | 0 | 0 | 0 | 0 | 0 | 0 | 0 | 0 | 0 | 0 | 0 | 0 | 0 | 0 | 0 | 0 |  | 0 | 0 | 0 | 0 | 0 | 0 | 0 | 0 | 0 | 0 | 0 | 0 | 0 | 0 | 0 | 0 | 0 | 0 | 0 | 0 | 0 | 0 | 0 | 0 | 0 | 0 | 0 | 0 | 0 | 0 | 0 | 0 | 0 | 0 | 0 | 0 |  | 0 | 0 | 0 | 0 | 0 | 0 | 0 | 0 | 0 | 0 | 0 | 0 | 0 | 0 | 0 | 0 | 0 | 0 | 0 | 0 | 0 | 0 | 0 | 0 | 0 | 0 | 0 | 0 | 0 | 0 | 0 | 0 | 0 | 0 | 0 | 0 |  | 0 | 0 | 0 | 0 | 0 | 0 | 0 | 0 | 0 | 0 | 0 | 0 | 0 | 0 | 0 | 0 | 0 | 0 | 0 | 0 | 0 | 0 | 0 | 0 | 0 | 0 | 0 | 0 | 0 | 0 | 0 | 0 | 0 | 0 | 0 | 0 |  | 0 | 0 | 0 | 0 | 0 | 0 | 0 | 0 | 0 | 0 | 0 | 0 | 0 | 0 | 0 | 0 | 0 | 0 | 0 | 0 | 0 | 0 | 0 | 0 | 0 | 0 | 0 | 0 | 0 | 0 | 0 | 0 | 0 | 0 | 0 | 0 |  | 1 | 1 | 1 | 1 | 1 | 1 | 1 | 1 | 1 | 0
PG&E NGBA | Grizzly | 230 | 0 | 0 | 0 | 0 | 0 | 0 | 0 | 0 | 0 | 0 | 0 | 0 | 0 | 0 | 0 | 0 | 0 | 0 | 0 | 0 |  | 0 | 0 | 0 | 0 | 0 | 0 | 0 | 0 | 0 | 0 | 0 | 0 | 0 | 0 | 0 | 0 | 0 | 0 | 0 | 0 | 0 | 0 | 0 | 0 | 0 | 0 | 0 | 0 | 0 | 0 | 0 | 0 | 0 | 0 | 0 | 0 |  | 0 | 0 | 0 | 0 | 0 | 0 | 0 | 0 | 0 | 0 | 0 | 0 | 0 | 0 | 0 | 0 | 0 | 0 | 0 | 0 | 0 | 0 | 0 | 0 | 0 | 0 | 0 | 0 | 0 | 0 | 0 | 0 | 0 | 0 | 0 | 0 |  | 0 | 0 | 0 | 0 | 0 | 0 | 0 | 0 | 0 | 0 | 0 | 0 | 0 | 0 | 0 | 0 | 0 | 0 | 0 | 0 | 0 | 0 | 0 | 0 | 0 | 0 | 0 | 0 | 0 | 0 | 0 | 0 | 0 | 0 | 0 | 0 |  | 0 | 0 | 0 | 0 | 0 | 0 | 0 | 0 | 0 | 0 | 0 | 0 | 0 | 0 | 0 | 0 | 0 | 0 | 0 | 0 | 0 | 0 | 0 | 0 | 0 | 0 | 0 | 0 | 0 | 0 | 0 | 0 | 0 | 0 | 0 | 0 |  | 1 | 1 | 1 | 1 | 1 | 1 | 1 | 1 | 1 | 0
PG&E FRESNO | Guernsey | 70 | 0 | 0 | 0 | 0 | 0 | 0 | 0 | 0 | 0 | 0 | 0 | 7.5 | 0 | 0 | 0 | 0 | 0 | 0 | 0 | 1 |  | 0 | 0 | 0 | 0 | 0 | 0 | 0 | 0 | 0 | 0 | 0 | 0 | 0 | 0 | 0 | 0 | 0 | 0 | 0 | 0 | 0 | 0 | 0 | 0 | 0 | 0 | 0 | 0 | 2 | 0 | 0 | 0 | 0 | 0 | 0 | 1 |  | 0 | 0 | 0 | 0 | 0 | 0 | 0 | 0 | 0 | 0 | 7.575 | 0 | 0 | 0 | 0 | 0 | 0 | 1 | 0 | 0 | 0 | 0 | 0 | 0 | 0 | 0 | 0 | 0 | 0 | 0 | 0 | 0 | 0 | 0 | 0 | 0 |  | 0 | 0 | 0 | 0 | 0 | 0 | 0 | 0 | 0 | 0 | 7.575 | 0 | 0 | 0 | 0 | 0 | 0 | 1 | 0 | 0 | 0 | 0 | 0 | 0 | 0 | 0 | 0 | 0 | 0 | 0 | 0 | 0 | 0 | 0 | 0 | 0 |  | 0 | 0 | 0 | 0 | 0 | 0 | 0 | 0 | 0 | 0 | 7.575 | 0 | 0 | 0 | 8.717 | 0 | 0 | 1 | 0 | 0 | 0 | 0 | 0 | 0 | 0 | 0 | 0 | 0 | 0 | 0 | 0 | 0 | -2 | 0 | 0 | 1 |  | 1 | 1 | 1 | 1 | 1 | 1 | 1 | 1+ | 1 | 1
PG&E FRESNO | GWF Hanford | 115 | 0 | 0 | 0 | 0 | 0 | 0 | 0 | 0 | 0 | 0 | 0 | 0 | 0 | 0 | 0 | 0 | 0 | 0 | 0 | 0 |  | 0 | 0 | 0 | 0 | 0 | 0 | 0 | 0 | 0 | 0 | 0 | 0 | 0 | 0 | 11.7 | 0 | 0 | 1 | 0 | 0 | 0 | 0 | 0 | 0 | 0 | 0 | 0 | 0 | 0 | 0 | 0 | 0 | -2 | 0 | 0 | 1 |  | 0 | 0 | 0 | 0 | 0 | 0 | 0 | 0 | 0 | 0 | 0 | 0 | 0 | 0 | 11.7 | 0 | 0 | 1 | 0 | 0 | 0 | 0 | 0 | 0 | 0 | 0 | 0 | 0 | 0 | 0 | 0 | 0 | -2 | 0 | 0 | 1 |  | 0 | 0 | 0 | 0 | 0 | 0 | 0 | 0 | 0 | 0 | 0 | 0 | 0 | 0 | 11.7 | 0 | 0 | 1 | 0 | 0 | 0 | 0 | 0 | 0 | 0 | 0 | 0 | 0 | 0 | 0 | 0 | 0 | -2 | 0 | 0 | 1 |  | 0 | 0 | 0 | 0 | 0 | 0 | 0 | 0 | 0 | 0 | 0 | 0 | 0 | 0 | 11.7 | 0 | 0 | 1 | 0 | 0 | 0 | 0 | 0 | 0 | 0 | 0 | 0 | 0 | 0 | 0 | 0 | 0 | -2 | 0 | 0 | 1 |  | 1 | 1 | 1 | 1 | 1 | 1 | 1 | 4+ | 1 | 1
PG&E FRESNO | Haas | 230 | 0 | 0 | 0 | 0 | 0 | 0 | 0 | 0 | 0 | 0 | 0 | 0 | 0 | 0 | 0 | 0 | 0 | 0 | 0 | 0 |  | 0 | 0 | 0 | 0 | 0 | 0 | 0 | 0 | 0 | 0 | 0 | 0 | 0 | 0 | 0 | 0 | 0 | 0 | 0 | 0 | 0 | 0 | 0 | 0 | 0 | 0 | 0 | 0 | 0 | 0 | 0 | 0 | 0 | 0 | 0 | 0 |  | 0 | 0 | 0 | 0 | 0 | 0 | 0 | 0 | 0 | 0 | 0 | 0 | 0 | 0 | 0 | 0 | 0 | 0 | 0 | 0 | 0 | 0 | 0 | 0 | 0 | 0 | 0 | 0 | 0 | 0 | 0 | 0 | 0 | 0 | 0 | 0 |  | 0 | 0 | 0 | 0 | 0 | 0 | 0 | 0 | 0 | 0 | 0 | 0 | 0 | 0 | 0 | 0 | 0 | 0 | 0 | 0 | 0 | 0 | 0 | 0 | 0 | 0 | 0 | 0 | 0 | 0 | 0 | 0 | 0 | 0 | 0 | 0 |  | 0 | 0 | 0 | 0 | 0 | 0 | 0 | 0 | 0 | 0 | 0 | 0 | 0 | 0 | 0 | 0 | 0 | 0 | 0 | 0 | 0 | 0 | 0 | 0 | 0 | 0 | 0 | 0 | 0 | 0 | 0 | 0 | 0 | 0 | 0 | 0 |  | 1 | 1 | 1 | 1 | 1 | 1 | 1 | 1 | 1 | 0
PG&E FRESNO | Hammonds | 115 | 0 | 0 | 0 | 0 | 0 | 0 | 0 | 0 | 0 | 0 | 0 | 0 | 0 | 0 | 0 | 0 | 0 | 0 | 0 | 0 |  | 0 | 0 | 0 | 0 | 0 | 0 | 0 | 0 | 0 | 0 | 0 | 0 | 0 | 0 | 0 | 0 | 0 | 0 | 0 | 0 | 0 | 0 | 0 | 0 | 0 | 0 | 0 | 0 | 0 | 0 | 0 | 0 | 0 | 0 | 0 | 0 |  | 0 | 0 | 0 | 0 | 0 | 0 | 0 | 0 | 0 | 0 | 0 | 0 | 0 | 0 | 0 | 0 | 0 | 0 | 0 | 0 | 0 | 0 | 0 | 0 | 0 | 0 | 0 | 0 | 0 | 0 | 0 | 0 | 0 | 0 | 0 | 0 |  | 0 | 0 | 0 | 0 | 0 | 0 | 0 | 0 | 0 | 0 | 0 | 0 | 0 | 0 | 0 | 0 | 0 | 0 | 0 | 0 | 0 | 0 | 0 | 0 | 0 | 0 | 0 | 0 | 0 | 0 | 0 | 0 | 0 | 0 | 0 | 0 |  | 0 | 0 | 0 | 0 | 0 | 0 | 0 | 0 | 0 | 0 | 0 | 0 | 60 | 0 | 60 | 0 | 0 | 1 | 0 | 0 | 0 | 0 | 0 | 0 | 0 | 0 | 0 | 0 | 0 | 0 | -2 | 0 | -2 | 0 | 0 | 1 |  | 1 | 1 | 1 | 1 | 1 | 1 | 1+ | 1+ | 1 | 1
SCE Metro | HarborGen | 230 | 0 | 0 | 0 | 0 | 0 | 0 | 0 | 0 | 0 | 0 | 0 | 0 | 0 | 0 | 0 | 0 | 0 | 0 | 0 | 0 |  | 0 | 0 | 0 | 0 | 0 | 0 | 0 | 0 | 0 | 0 | 0 | 0 | 0 | 0 | 0 | 0 | 0 | 0 | 0 | 0 | 0 | 0 | 0 | 0 | 0 | 0 | 0 | 0 | 0 | 0 | 0 | 0 | 0 | 0 | 0 | 0 |  | 0 | 0 | 0 | 0 | 0 | 0 | 0 | 0 | 0 | 0 | 0 | 0 | 0 | 0 | 0 | 0 | 0 | 0 | 0 | 0 | 0 | 0 | 0 | 0 | 0 | 0 | 0 | 0 | 0 | 0 | 0 | 0 | 0 | 0 | 0 | 0 |  | 0 | 0 | 0 | 0 | 0 | 0 | 0 | 0 | 0 | 0 | 0 | 0 | 0 | 0 | 0 | 0 | 0 | 0 | 0 | 0 | 0 | 0 | 0 | 0 | 0 | 0 | 0 | 0 | 0 | 0 | 0 | 0 | 0 | 0 | 0 | 0 |  | 0 | 0 | 0 | 0 | 0 | 0 | 0 | 0 | 0 | 0 | 0 | 0 | 0 | 0 | 0 | 0 | 0 | 0 | 0 | 0 | 0 | 0 | 0 | 0 | 0 | 0 | 0 | 0 | 0 | 0 | 0 | 0 | 0 | 0 | 0 | 0 |  | 1 | 1 | 1 | 1 | 1 | 1 | 1 | 1 | 1 | 0
PG&E NGBA | Harris | 60 | 0 | 0 | 0 | 0 | 0 | 0 | 0 | 0 | 0 | 0 | 0 | 0 | 0 | 0 | 0 | 0 | 0 | 0 | 0 | 0 |  | 0 | 0 | 0 | 0 | 0 | 0 | 0 | 0 | 0 | 0 | 0 | 0 | 0 | 0 | 0 | 0 | 0 | 0 | 0 | 0 | 0 | 0 | 0 | 0 | 0 | 0 | 0 | 0 | 0 | 0 | 0 | 0 | 0 | 0 | 0 | 0 |  | 0 | 0 | 0 | 0 | 0 | 0 | 0 | 0 | 0 | 0 | 0 | 0 | 0 | 0 | 0 | 0 | 0 | 0 | 0 | 0 | 0 | 0 | 0 | 0 | 0 | 0 | 0 | 0 | 0 | 0 | 0 | 0 | 0 | 0 | 0 | 0 |  | 0 | 0 | 0 | 0 | 0 | 0 | 0 | 0 | 0 | 0 | 0 | 0 | 0 | 0 | 0 | 0 | 0 | 0 | 0 | 0 | 0 | 0 | 0 | 0 | 0 | 0 | 0 | 0 | 0 | 0 | 0 | 0 | 0 | 0 | 0 | 0 |  | 0 | 0 | 0 | 0 | 0 | 0 | 0 | 0 | 0 | 0 | 0 | 0 | 0 | 0 | 0 | 0 | 0 | 0 | 0 | 0 | 0 | 0 | 0 | 0 | 0 | 0 | 0 | 0 | 0 | 0 | 0 | 0 | 0 | 0 | 0 | 0 |  | 1 | 1 | 1 | 1 | 1 | 1 | 1 | 1 | 1 | 0
EOP | Harry Allen | 500 | 100 | 0 | 0 | 0 | 0 | 1060 | 0 | 1060 | 0 | 0 | 0 | 0 | 0 | 0 | 0 | 0 | 0 | 0 | 0 | 1 |  | 0 | 0 | 0 | 0 | 0 | 0 | 0 | 0 | 0 | 0 | 0 | 0 | 0 | 0 | 0 | 0 | 0 | 0 | 2 | 2 | 0 | 0 | 0 | 0 | 2 | 2 | 0 | 0 | 0 | 0 | 0 | 0 | 0 | 0 | 0 | 1 |  | 0 | 0 | 0 | 0 | 0 | 0 | 0 | 0 | 0 | 0 | 0 | 0 | 0 | 0 | 0 | 0 | 0 | 0 | 2 | 2 | 0 | 0 | 0 | 0 | 2 | 2 | 0 | 0 | 0 | 0 | 0 | 0 | 0 | 0 | 0 | 1 |  | 0 | 0 | 0 | 0 | 0 | 0 | 0 | 0 | 0 | 0 | 0 | 0 | 0 | 0 | 0 | 0 | 0 | 0 | 2 | 2 | 0 | 0 | 0 | 0 | 2 | 2 | 0 | 0 | 0 | 0 | 0 | 0 | 0 | 0 | 0 | 1 |  | 0 | 0 | 0 | 0 | 0 | 0 | 0 | 4967.5 | 0 | 0 | 0 | 0 | 350 | 0 | 350 | 0 | 0 | 1 | 2 | 2 | 0 | 0 | 0 | 0 | 2 | -2 | 0 | 0 | 0 | 0 | -2 | 0 | -2 | 0 | 0 | 1 |  | 5- | 1 | 1 | 3- | 1 | 1 | 1+ | 1+ | 1 | 1
PG&E NGBA | Hartley | 60 | 0 | 0 | 0 | 0 | 0 | 0 | 0 | 0 | 0 | 0 | 0 | 0 | 0 | 0 | 0 | 0 | 0 | 0 | 0 | 0 |  | 0 | 0 | 0 | 0 | 0 | 0 | 0 | 0 | 0 | 0 | 0 | 0 | 0 | 0 | 0 | 0 | 0 | 0 | 0 | 0 | 0 | 0 | 0 | 0 | 0 | 0 | 0 | 0 | 0 | 0 | 0 | 0 | 0 | 0 | 0 | 0 |  | 0 | 0 | 0 | 0 | 0 | 0 | 0 | 0 | 0 | 0 | 0 | 0 | 0 | 0 | 0 | 0 | 0 | 0 | 0 | 0 | 0 | 0 | 0 | 0 | 0 | 0 | 0 | 0 | 0 | 0 | 0 | 0 | 0 | 0 | 0 | 0 |  | 0 | 0 | 0 | 0 | 0 | 0 | 0 | 0 | 0 | 0 | 0 | 0 | 0 | 0 | 0 | 0 | 0 | 0 | 0 | 0 | 0 | 0 | 0 | 0 | 0 | 0 | 0 | 0 | 0 | 0 | 0 | 0 | 0 | 0 | 0 | 0 |  | 0 | 0 | 0 | 0 | 0 | 0 | 0 | 0 | 0 | 0 | 12 | 0 | 0 | 0 | 11.821 | 0 | 0 | 1 | 0 | 0 | 0 | 0 | 0 | 0 | 0 | 0 | 0 | 0 | -2 | 0 | 0 | 0 | -2 | 0 | 0 | 1 |  | 1 | 1 | 1 | 1 | 1 | 1+ | 1 | 1+ | 1 | 1
SCE NOL | Harvard | 115 | 0 | 0 | 0 | 0 | 0 | 0 | 0 | 0 | 0 | 0 | 0 | 0 | 0 | 0 | 0 | 0 | 0 | 0 | 0 | 0 |  | 0 | 0 | 0 | 0 | 0 | 0 | 0 | 0 | 0 | 0 | 0 | 0 | 0 | 0 | 0 | 0 | 0 | 0 | 0 | 0 | 0 | 0 | 0 | 0 | 0 | 0 | 0 | 0 | 0 | 0 | 0 | 0 | 0 | 0 | 0 | 0 |  | 0 | 0 | 0 | 0 | 0 | 0 | 0 | 0 | 0 | 0 | 0 | 0 | 0 | 0 | 0 | 0 | 0 | 0 | 0 | 0 | 0 | 0 | 0 | 0 | 0 | 0 | 0 | 0 | 0 | 0 | 0 | 0 | 0 | 0 | 0 | 0 |  | 0 | 0 | 0 | 0 | 0 | 0 | 0 | 0 | 0 | 0 | 0 | 0 | 0 | 0 | 0 | 0 | 0 | 0 | 0 | 0 | 0 | 0 | 0 | 0 | 0 | 0 | 0 | 0 | 0 | 0 | 0 | 0 | 0 | 0 | 0 | 0 |  | 0 | 0 | 0 | 0 | 0 | 0 | 0 | 0 | 0 | 0 | 0 | 0 | 0 | 0 | 0 | 0 | 0 | 0 | 0 | 0 | 0 | 0 | 0 | 0 | 0 | 0 | 0 | 0 | 0 | 0 | 0 | 0 | 0 | 0 | 0 | 0 |  | 1 | 1 | 1 | 1 | 1 | 1 | 1 | 1 | 1 | 0
SDGE | Hassayampa | 500 | 0 | 0 | 0 | 0 | 0 | 0 | 0 | 0 | 0 | 0 | 0 | 0 | 247.5 | 220 | 467.5 | 0 | 90 | 90 | 0 | 1 |  | 0 | 0 | 0 | 0 | 0 | 0 | 0 | 0 | 0 | 0 | 0 | 0 | 276.9 | 0 | 90.9 | 0 | 0 | 1 | 0 | 0 | 0 | 0 | 0 | 0 | 0 | 0 | 0 | 0 | 0 | 2 | 2 | 2 | 0 | 0 | 0 | 1 |  | 0 | 0 | 0 | 0 | 0 | 0 | 0 | 0 | 0 | 0 | 0 | 247.5 | 247.5 | 10 | 10 | 0 | 0 | 1 | 0 | 0 | 0 | 0 | 0 | 0 | 0 | 0 | 0 | 0 | 0 | 0 | 2 | 2 | 2 | 0 | 0 | 1 |  | 0 | 0 | 0 | 0 | 0 | 0 | 0 | 0 | 0 | 0 | 0 | 247.5 | 524.4 | 10 | 100.9 | 0 | 0 | 1 | 0 | 0 | 0 | 0 | 0 | 0 | 0 | 0 | 0 | 0 | 0 | 0 | -1 | 2 | -1 | 0 | 0 | 1 |  | 0 | 0 | 0 | 0 | 0 | 0 | 0 | 0 | 0 | 0 | 0 | 247.5 | 1824.4 | 10 | 1400.9 | 0 | 0 | 1 | 0 | 0 | 0 | 0 | 0 | 0 | 0 | 0 | 0 | 0 | 0 | 0 | -2 | 2 | -2 | 0 | 0 | 1 |  | 1 | 1 | 1 | 1 | 1 | 1 | 2+ | 2- | 1 | 1
PG&E FRESNO | Helm | 230 | 0 | 0 | 0 | 0 | 0 | 0 | 0 | 0 | 0 | 0 | 0 | 0 | 50 | 200 | 250 | 0 | 80 | 80 | 0 | 1 |  | 0 | 0 | 0 | 0 | 0 | 0 | 0 | 0 | 0 | 0 | 0 | 0 | 0 | 0 | 0 | 0 | 0 | 0 | 0 | 0 | 0 | 0 | 0 | 0 | 0 | 0 | 0 | 0 | 0 | 2 | 2 | 2 | 2 | 0 | 0 | 1 |  | 0 | 0 | 0 | 0 | 0 | 0 | 0 | 0 | 0 | 0 | 0 | 0 | 0 | 0 | 0 | 0 | 0 | 0 | 0 | 0 | 0 | 0 | 0 | 0 | 0 | 0 | 0 | 0 | 0 | 2 | 2 | 2 | 2 | 0 | 0 | 1 |  | 0 | 0 | 0 | 0 | 0 | 0 | 0 | 0 | 0 | 0 | 0 | 0 | 0 | 0 | 0 | 0 | 0 | 0 | 0 | 0 | 0 | 0 | 0 | 0 | 0 | 0 | 0 | 0 | 0 | 2 | 2 | 2 | 2 | 0 | 0 | 1 |  | 0 | 0 | 0 | 0 | 0 | 0 | 0 | 0 | 0 | 0 | 0 | 0 | 300 | 0 | 500 | 0 | 0 | 1 | 0 | 0 | 0 | 0 | 0 | 0 | 0 | 0 | 0 | 0 | 0 | 2 | -1 | 2 | -2 | 0 | 0 | 1 |  | 1 | 1 | 1 | 1 | 1 | 1 | 3- | 3- | 1 | 1
PG&E FRESNO | Helm | 70 | 0 | 0 | 0 | 0 | 0 | 0 | 0 | 0 | 0 | 0 | 0 | 0 | 0 | 0 | 0 | 0 | 0 | 0 | 0 | 0 |  | 0 | 0 | 0 | 0 | 0 | 0 | 0 | 0 | 0 | 0 | 0 | 0 | 0 | 18.5 | 18.5 | 0 | 0 | 1 | 0 | 0 | 0 | 0 | 0 | 0 | 0 | 0 | 0 | 0 | 0 | 0 | 0 | -2 | -2 | 0 | 0 | 1 |  | 0 | 0 | 0 | 0 | 0 | 0 | 0 | 0 | 0 | 0 | 3.5 | 0 | 0 | 18.5 | 18.5 | 0 | 0 | 1 | 0 | 0 | 0 | 0 | 0 | 0 | 0 | 0 | 0 | 0 | -2 | 0 | 0 | -2 | -2 | 0 | 0 | 1 |  | 0 | 0 | 0 | 0 | 0 | 0 | 0 | 0 | 0 | 0 | 3.5 | 0 | 25.54 | 43.5 | 44.04 | 0 | 0 | 1 | 0 | 0 | 0 | 0 | 0 | 0 | 0 | 0 | 0 | 0 | -2 | 0 | -1 | -2 | -2 | 0 | 0 | 1 |  | 0 | 0 | 0 | 0 | 0 | 0 | 0 | 0 | 0 | 0 | 3.5 | 0 | 55.54 | 43.5 | 74.04 | 0 | 0 | 1 | 0 | 0 | 0 | 0 | 0 | 0 | 0 | 0 | 0 | 0 | -2 | 0 | -2 | -2 | -2 | 0 | 0 | 1 |  | 1 | 1 | 1 | 1 | 1 | 4+ | 2+ | 4+ | 1 | 1
PG&E FRESNO | Henrietta | 115 | 0 | 0 | 0 | 0 | 0 | 0 | 0 | 0 | 0 | 0 | 0 | 0 | 0 | 0 | 0 | 0 | 0 | 0 | 0 | 0 |  | 0 | 0 | 0 | 0 | 0 | 0 | 0 | 0 | 0 | 0 | 0 | 0 | 0 | 0 | 0 | 0 | 0 | 0 | 0 | 0 | 0 | 0 | 0 | 0 | 0 | 0 | 0 | 0 | 0 | 0 | 0 | 0 | 0 | 0 | 0 | 0 |  | 0 | 0 | 0 | 0 | 0 | 0 | 0 | 0 | 0 | 0 | 0 | 0 | 0 | 0 | 0 | 0 | 0 | 0 | 0 | 0 | 0 | 0 | 0 | 0 | 0 | 0 | 0 | 0 | 0 | 0 | 0 | 0 | 0 | 0 | 0 | 0 |  | 0 | 0 | 0 | 0 | 0 | 0 | 0 | 0 | 0 | 0 | 0 | 0 | 0 | 0 | 0 | 0 | 0 | 0 | 0 | 0 | 0 | 0 | 0 | 0 | 0 | 0 | 0 | 0 | 0 | 0 | 0 | 0 | 0 | 0 | 0 | 0 |  | 0 | 0 | 0 | 0 | 0 | 0 | 0 | 0 | 0 | 0 | 0 | 0 | 0 | 0 | 0 | 0 | 0 | 0 | 0 | 0 | 0 | 0 | 0 | 0 | 0 | 0 | 0 | 0 | 0 | 0 | 0 | 0 | 0 | 0 | 0 | 0 |  | 1 | 1 | 1 | 1 | 1 | 1 | 1 | 1 | 1 | 0
PG&E FRESNO | Henrietta | 230 | 0 | 0 | 0 | 0 | 0 | 0 | 0 | 0 | 0 | 0 | 0 | 0 | 50 | 200 | 250 | 0 | 80 | 80 | 0 | 1 |  | 0 | 0 | 0 | 0 | 0 | 0 | 0 | 0 | 0 | 0 | 0 | 0 | 0 | 0 | 0 | 0 | 0 | 0 | 0 | 0 | 0 | 0 | 0 | 0 | 0 | 0 | 0 | 0 | 0 | 2 | 2 | 2 | 2 | 0 | 0 | 1 |  | 0 | 0 | 0 | 0 | 0 | 0 | 0 | 0 | 0 | 0 | 0 | 0 | 0 | 0 | 0 | 0 | 0 | 0 | 0 | 0 | 0 | 0 | 0 | 0 | 0 | 0 | 0 | 0 | 0 | 2 | 2 | 2 | 2 | 0 | 0 | 1 |  | 0 | 0 | 0 | 0 | 0 | 0 | 0 | 0 | 0 | 0 | 0 | 0 | 0 | 0 | 0 | 0 | 0 | 0 | 0 | 0 | 0 | 0 | 0 | 0 | 0 | 0 | 0 | 0 | 0 | 2 | 2 | 2 | 2 | 0 | 0 | 1 |  | 0 | 0 | 0 | 0 | 0 | 0 | 0 | 0 | 0 | 0 | 0 | 0 | 300 | 0 | 300 | 0 | 0 | 1 | 0 | 0 | 0 | 0 | 0 | 0 | 0 | 0 | 0 | 0 | 0 | 2 | -1 | 2 | -2 | 0 | 0 | 1 |  | 1 | 1 | 1 | 1 | 1 | 1 | 3- | 3- | 1 | 1
PG&E FRESNO | Henrietta | 70 | 0 | 0 | 0 | 0 | 0 | 0 | 0 | 0 | 0 | 0 | 0 | 0 | 0 | 0 | 0 | 0 | 0 | 0 | 0 | 0 |  | 0 | 0 | 0 | 0 | 0 | 0 | 0 | 0 | 0 | 0 | 0 | 0 | 0 | 0 | 20 | 0 | 0 | 1 | 0 | 0 | 0 | 0 | 0 | 0 | 0 | 0 | 0 | 0 | 0 | 0 | 0 | 0 | -2 | 0 | 0 | 1 |  | 0 | 0 | 0 | 0 | 0 | 0 | 0 | 0 | 0 | 0 | 0 | 0 | 0 | 0 | 20 | 0 | 0 | 1 | 0 | 0 | 0 | 0 | 0 | 0 | 0 | 0 | 0 | 0 | 0 | 0 | 0 | 0 | -2 | 0 | 0 | 1 |  | 0 | 0 | 0 | 0 | 0 | 0 | 0 | 0 | 0 | 0 | 0 | 0 | 0 | 0 | 20 | 0 | 0 | 1 | 0 | 0 | 0 | 0 | 0 | 0 | 0 | 0 | 0 | 0 | 0 | 0 | 0 | 0 | -2 | 0 | 0 | 1 |  | 0 | 0 | 0 | 0 | 0 | 0 | 0 | 0 | 0 | 0 | 0 | 0 | 0 | 0 | 120 | 0 | 0 | 1 | 0 | 0 | 0 | 0 | 0 | 0 | 0 | 0 | 0 | 0 | 0 | 0 | 0 | 0 | -2 | 0 | 0 | 1 |  | 1 | 1 | 1 | 1 | 1 | 1 | 1 | 4+ | 1 | 1
PG&E FRESNO | Herndon | 115 | 0 | 0 | 0 | 0 | 0 | 0 | 0 | 0 | 0 | 0 | 0 | 0 | 0 | 0 | 0 | 0 | 0 | 0 | 0 | 0 |  | 0 | 0 | 0 | 0 | 0 | 0 | 0 | 0 | 0 | 0 | 0 | 0 | 0 | 0 | 0 | 0 | 0 | 0 | 0 | 0 | 0 | 0 | 0 | 0 | 0 | 0 | 0 | 0 | 0 | 0 | 0 | 0 | 0 | 0 | 0 | 0 |  | 0 | 0 | 0 | 0 | 0 | 0 | 0 | 0 | 0 | 0 | 0 | 0 | 0 | 0 | 0 | 0 | 0 | 0 | 0 | 0 | 0 | 0 | 0 | 0 | 0 | 0 | 0 | 0 | 0 | 0 | 0 | 0 | 0 | 0 | 0 | 0 |  | 0 | 0 | 0 | 0 | 0 | 0 | 0 | 0 | 0 | 0 | 0 | 0 | 0 | 0 | 0 | 0 | 0 | 0 | 0 | 0 | 0 | 0 | 0 | 0 | 0 | 0 | 0 | 0 | 0 | 0 | 0 | 0 | 0 | 0 | 0 | 0 |  | 0 | 0 | 0 | 0 | 0 | 0 | 0 | 0 | 0 | 0 | 0 | 0 | 0 | 0 | 0 | 0 | 0 | 0 | 0 | 0 | 0 | 0 | 0 | 0 | 0 | 0 | 0 | 0 | 0 | 0 | 0 | 0 | 0 | 0 | 0 | 0 |  | 1 | 1 | 1 | 1 | 1 | 1 | 1 | 1 | 1 | 0
PG&E FRESNO | Herndon | 230 | 0 | 0 | 0 | 0 | 0 | 0 | 0 | 0 | 0 | 0 | 0 | 0 | 0 | 0 | 0 | 0 | 0 | 0 | 0 | 0 |  | 0 | 0 | 0 | 0 | 0 | 0 | 0 | 0 | 0 | 0 | 0 | 0 | 0 | 0 | 0 | 0 | 0 | 0 | 0 | 0 | 0 | 0 | 0 | 0 | 0 | 0 | 0 | 0 | 0 | 0 | 0 | 0 | 0 | 0 | 0 | 0 |  | 0 | 0 | 0 | 0 | 0 | 0 | 0 | 0 | 0 | 0 | 0 | 0 | 0 | 0 | 0 | 0 | 0 | 0 | 0 | 0 | 0 | 0 | 0 | 0 | 0 | 0 | 0 | 0 | 0 | 0 | 0 | 0 | 0 | 0 | 0 | 0 |  | 0 | 0 | 0 | 0 | 0 | 0 | 0 | 0 | 0 | 0 | 0 | 0 | 0 | 0 | 0 | 0 | 0 | 0 | 0 | 0 | 0 | 0 | 0 | 0 | 0 | 0 | 0 | 0 | 0 | 0 | 0 | 0 | 0 | 0 | 0 | 0 |  | 0 | 0 | 0 | 0 | 0 | 0 | 0 | 0 | 0 | 0 | 0 | 0 | 0 | 0 | 0 | 0 | 0 | 0 | 0 | 0 | 0 | 0 | 0 | 0 | 0 | 0 | 0 | 0 | 0 | 0 | 0 | 0 | 0 | 0 | 0 | 0 |  | 1 | 1 | 1 | 1 | 1 | 1 | 1 | 1 | 1 | 0
PG&E GBA | Hicks | 230 | 0 | 0 | 0 | 0 | 0 | 0 | 0 | 0 | 0 | 0 | 0 | 0 | 0 | 0 | 0 | 0 | 0 | 0 | 0 | 0 |  | 0 | 0 | 0 | 0 | 0 | 0 | 0 | 0 | 0 | 0 | 0 | 0 | 0 | 0 | 0 | 0 | 0 | 0 | 0 | 0 | 0 | 0 | 0 | 0 | 0 | 0 | 0 | 0 | 0 | 0 | 0 | 0 | 0 | 0 | 0 | 0 |  | 0 | 0 | 0 | 0 | 0 | 0 | 0 | 0 | 0 | 0 | 0 | 0 | 0 | 0 | 0 | 0 | 0 | 0 | 0 | 0 | 0 | 0 | 0 | 0 | 0 | 0 | 0 | 0 | 0 | 0 | 0 | 0 | 0 | 0 | 0 | 0 |  | 0 | 0 | 0 | 0 | 0 | 0 | 0 | 0 | 0 | 0 | 0 | 0 | 0 | 0 | 0 | 0 | 0 | 0 | 0 | 0 | 0 | 0 | 0 | 0 | 0 | 0 | 0 | 0 | 0 | 0 | 0 | 0 | 0 | 0 | 0 | 0 |  | 0 | 0 | 0 | 0 | 0 | 0 | 0 | 0 | 0 | 0 | 0 | 0 | 0 | 0 | 0 | 0 | 0 | 0 | 0 | 0 | 0 | 0 | 0 | 0 | 0 | 0 | 0 | 0 | 0 | 0 | 0 | 0 | 0 | 0 | 0 | 0 |  | 1 | 1 | 1 | 1 | 1 | 1 | 1 | 1 | 1 | 0
PG&E NGBA | Higgins | 115 | 0 | 0 | 0 | 0 | 0 | 0 | 0 | 0 | 0 | 0 | 0 | 0 | 0 | 0 | 0 | 0 | 0 | 0 | 0 | 0 |  | 0 | 0 | 0 | 0 | 0 | 0 | 0 | 0 | 0 | 0 | 0 | 0 | 0 | 0 | 0 | 0 | 0 | 0 | 0 | 0 | 0 | 0 | 0 | 0 | 0 | 0 | 0 | 0 | 0 | 0 | 0 | 0 | 0 | 0 | 0 | 0 |  | 0 | 0 | 0 | 0 | 0 | 0 | 0 | 0 | 0 | 0 | 0 | 0 | 0 | 0 | 0.14 | 0 | 0 | 1 | 0 | 0 | 0 | 0 | 0 | 0 | 0 | 0 | 0 | 0 | 0 | 0 | 0 | 0 | 0 | 0 | 0 | 0 |  | 0 | 0 | 0 | 0 | 0 | 0 | 0 | 0 | 0 | 0 | 0 | 0 | 0 | 0 | 0.14 | 0 | 0 | 1 | 0 | 0 | 0 | 0 | 0 | 0 | 0 | 0 | 0 | 0 | 0 | 0 | 0 | 0 | 0 | 0 | 0 | 0 |  | 0 | 0 | 0 | 0 | 0 | 0 | 0 | 0 | 0 | 0 | 0 | 0 | 20 | 0 | 0.14 | 0 | 0 | 1 | 0 | 0 | 0 | 0 | 0 | 0 | 0 | 0 | 0 | 0 | 0 | 0 | -2 | 0 | 0 | 0 | 0 | 1 |  | 1 | 1 | 1 | 1 | 1 | 1 | 1+ | 1 | 1 | 1
PG&E NGBA | Hilltop | 345 | 100 | 0 | 0 | 0 | 0 | 0 | 0 | 0 | 0 | 0 | 0 | 0 | 0 | 0 | 0 | 0 | 0 | 0 | 0 | 1 |  | 0 | 0 | 0 | 0 | 0 | 0 | 0 | 0 | 0 | 0 | 0 | 0 | 0 | 0 | 0 | 0 | 0 | 0 | 2 | 2 | 0 | 0 | 0 | 0 | 0 | 0 | 0 | 0 | 0 | 0 | 0 | 0 | 0 | 0 | 0 | 1 |  | 0 | 0 | 0 | 0 | 0 | 0 | 0 | 0 | 0 | 0 | 0 | 0 | 0 | 0 | 0 | 0 | 0 | 0 | 2 | 2 | 0 | 0 | 0 | 0 | 0 | 0 | 0 | 0 | 0 | 0 | 0 | 0 | 0 | 0 | 0 | 1 |  | 0 | 0 | 0 | 0 | 0 | 0 | 0 | 0 | 0 | 0 | 0 | 0 | 0 | 0 | 0 | 0 | 0 | 0 | 2 | 2 | 0 | 0 | 0 | 0 | 0 | 0 | 0 | 0 | 0 | 0 | 0 | 0 | 0 | 0 | 0 | 1 |  | 0 | 0 | 0 | 0 | 0 | 0 | 0 | 0 | 0 | 0 | 0 | 0 | 0 | 0 | 0 | 0 | 0 | 0 | 2 | 2 | 0 | 0 | 0 | 0 | 0 | 0 | 0 | 0 | 0 | 0 | 0 | 0 | 0 | 0 | 0 | 1 |  | 5- | 1 | 1 | 1 | 1 | 1 | 1 | 1 | 1 | 1
SCE Metro | Hinson | 230 | 0 | 0 | 0 | 0 | 0 | 0 | 0 | 0 | 0 | 0 | 0 | 0 | 0 | 0 | 0 | 0 | 0 | 0 | 0 | 0 |  | 0 | 0 | 0 | 0 | 0 | 0 | 0 | 0 | 0 | 0 | 0 | 0 | 0 | 0 | 0 | 0 | 0 | 0 | 0 | 0 | 0 | 0 | 0 | 0 | 0 | 0 | 0 | 0 | 0 | 0 | 0 | 0 | 0 | 0 | 0 | 0 |  | 0 | 0 | 0 | 0 | 0 | 0 | 0 | 0 | 0 | 0 | 0 | 0 | 0 | 0 | 0 | 0 | 0 | 0 | 0 | 0 | 0 | 0 | 0 | 0 | 0 | 0 | 0 | 0 | 0 | 0 | 0 | 0 | 0 | 0 | 0 | 0 |  | 0 | 0 | 0 | 0 | 0 | 0 | 0 | 0 | 0 | 0 | 0 | 0 | 0 | 0 | 605.6634 | 0 | 0 | 1 | 0 | 0 | 0 | 0 | 0 | 0 | 0 | 0 | 0 | 0 | 0 | 0 | 0 | 0 | -2 | 0 | 0 | 1 |  | 0 | 0 | 0 | 0 | 0 | 0 | 0 | 0 | 0 | 0 | 0 | 0 | 0 | 0 | 805.6634 | 0 | 0 | 1 | 0 | 0 | 0 | 0 | 0 | 0 | 0 | 0 | 0 | 0 | 0 | 0 | 0 | 0 | -2 | 0 | 0 | 1 |  | 1 | 1 | 1 | 1 | 1 | 1 | 1 | 2+ | 1 | 1
PG&E GBA | Hollister | 115 | 0 | 0 | 0 | 0 | 0 | 0 | 0 | 0 | 0 | 0 | 0 | 0 | 0 | 0 | 0 | 0 | 10 | 10 | 0 | 1 |  | 0 | 0 | 0 | 0 | 0 | 0 | 0 | 0 | 0 | 0 | 0 | 0 | 0 | 0 | 0 | 0 | 0 | 0 | 0 | 0 | 0 | 0 | 0 | 0 | 0 | 0 | 0 | 0 | 0 | 0 | 0 | 2 | 2 | 0 | 0 | 1 |  | 0 | 0 | 0 | 0 | 0 | 0 | 0 | 0 | 0 | 0 | 0 | 0 | 0 | 0 | 13.0625 | 0 | 0 | 1 | 0 | 0 | 0 | 0 | 0 | 0 | 0 | 0 | 0 | 0 | 0 | 0 | 0 | 2 | -1 | 0 | 0 | 1 |  | 0 | 0 | 0 | 0 | 0 | 0 | 0 | 0 | 0 | 0 | 0 | 0 | 112.491 | 110 | 125.4485 | 0 | 0 | 1 | 0 | 0 | 0 | 0 | 0 | 0 | 0 | 0 | 0 | 0 | 0 | 0 | -1 | -2 | -2 | 0 | 0 | 1 |  | 0 | 0 | 0 | 0 | 0 | 0 | 0 | 0 | 0 | 0 | 5.595 | 0 | 312.491 | 110 | 325.4485 | 0 | 0 | 1 | 0 | 0 | 0 | 0 | 0 | 0 | 0 | 0 | 0 | 0 | -2 | 0 | -2 | -2 | -2 | 0 | 0 | 1 |  | 1 | 1 | 1 | 1 | 1 | 1+ | 2+ | 4+ | 1 | 1
PG&E NGBA | Homestake | 115 | 0 | 0 | 0 | 0 | 0 | 0 | 0 | 0 | 0 | 0 | 0 | 0 | 0 | 0 | 0 | 0 | 0 | 0 | 0 | 0 |  | 0 | 0 | 0 | 0 | 0 | 0 | 0 | 0 | 0 | 0 | 0 | 0 | 0 | 0 | 0 | 0 | 0 | 0 | 0 | 0 | 0 | 0 | 0 | 0 | 0 | 0 | 0 | 0 | 0 | 0 | 0 | 0 | 0 | 0 | 0 | 0 |  | 0 | 0 | 0 | 0 | 0 | 0 | 0 | 0 | 0 | 0 | 0 | 0 | 0 | 0 | 0 | 0 | 0 | 0 | 0 | 0 | 0 | 0 | 0 | 0 | 0 | 0 | 0 | 0 | 0 | 0 | 0 | 0 | 0 | 0 | 0 | 0 |  | 0 | 0 | 0 | 0 | 0 | 0 | 0 | 0 | 0 | 0 | 0 | 0 | 0 | 0 | 0 | 0 | 0 | 0 | 0 | 0 | 0 | 0 | 0 | 0 | 0 | 0 | 0 | 0 | 0 | 0 | 0 | 0 | 0 | 0 | 0 | 0 |  | 0 | 0 | 0 | 0 | 0 | 0 | 0 | 0 | 0 | 0 | 0 | 0 | 0 | 0 | 0 | 0 | 0 | 0 | 0 | 0 | 0 | 0 | 0 | 0 | 0 | 0 | 0 | 0 | 0 | 0 | 0 | 0 | 0 | 0 | 0 | 0 |  | 1 | 1 | 1 | 1 | 1 | 1 | 1 | 1 | 1 | 0
PG&E NGBA | Honcut | 115 | 0 | 0 | 0 | 0 | 0 | 0 | 0 | 0 | 0 | 0 | 0 | 0 | 0 | 0 | 0 | 0 | 0 | 0 | 0 | 0 |  | 0 | 0 | 0 | 0 | 0 | 0 | 0 | 0 | 0 | 0 | 0 | 0 | 0 | 0 | 0 | 0 | 0 | 0 | 0 | 0 | 0 | 0 | 0 | 0 | 0 | 0 | 0 | 0 | 0 | 0 | 0 | 0 | 0 | 0 | 0 | 0 |  | 0 | 0 | 0 | 0 | 0 | 0 | 0 | 0 | 0 | 0 | 0 | 0 | 0 | 0 | 0 | 0 | 0 | 0 | 0 | 0 | 0 | 0 | 0 | 0 | 0 | 0 | 0 | 0 | 0 | 0 | 0 | 0 | 0 | 0 | 0 | 0 |  | 0 | 0 | 0 | 0 | 0 | 0 | 0 | 0 | 0 | 0 | 0 | 0 | 0 | 0 | 0 | 0 | 0 | 0 | 0 | 0 | 0 | 0 | 0 | 0 | 0 | 0 | 0 | 0 | 0 | 0 | 0 | 0 | 0 | 0 | 0 | 0 |  | 0 | 0 | 0 | 0 | 0 | 0 | 0 | 0 | 0 | 0 | 0 | 0 | 0 | 0 | 0 | 0 | 0 | 0 | 0 | 0 | 0 | 0 | 0 | 0 | 0 | 0 | 0 | 0 | 0 | 0 | 0 | 0 | 0 | 0 | 0 | 0 |  | 1 | 1 | 1 | 1 | 1 | 1 | 1 | 1 | 1 | 0
SDGE | Hoodoo Wash | 500 | 0 | 0 | 0 | 0 | 0 | 0 | 0 | 0 | 0 | 0 | 0 | 0 | 247.5 | 240 | 487.5 | 0 | 50 | 50 | 0 | 1 |  | 0 | 0 | 0 | 0 | 0 | 0 | 0 | 0 | 0 | 0 | 0 | 0 | 750.54 | 0 | 562.63 | 0 | 0 | 1 | 0 | 0 | 0 | 0 | 0 | 0 | 0 | 0 | 0 | 0 | 0 | 2 | -2 | 2 | -2 | 0 | 0 | 1 |  | 0 | 0 | 0 | 0 | 0 | 0 | 0 | 0 | 0 | 0 | 0 | 237.5 | 508.5 | 0 | 450 | 0 | 0 | 1 | 0 | 0 | 0 | 0 | 0 | 0 | 0 | 0 | 0 | 0 | 0 | 0 | 0 | 2 | -2 | 0 | 0 | 1 |  | 0 | 0 | 0 | 0 | 0 | 0 | 0 | 0 | 0 | 0 | 0 | 237.5 | 988.04 | 0 | 562.63 | 0 | 0 | 1 | 0 | 0 | 0 | 0 | 0 | 0 | 0 | 0 | 0 | 0 | 0 | 0 | -2 | 2 | -2 | 0 | 0 | 1 |  | 0 | 0 | 0 | 0 | 0 | 0 | 0 | 0 | 0 | 0 | 0 | 237.5 | 5528.384 | 0 | 5603.444 | 0 | 0 | 1 | 0 | 0 | 0 | 0 | 0 | 0 | 0 | 0 | 0 | 0 | 0 | 0 | -2 | 2 | -2 | 0 | 0 | 1 |  | 1 | 1 | 1 | 1 | 1 | 1 | 2+ | 4+ | 1 | 1
PG&E NGBA | Hopland | 115 | 0 | 0 | 0 | 0 | 0 | 0 | 0 | 0 | 0 | 0 | 0 | 0 | 0 | 0 | 0 | 0 | 0 | 0 | 0 | 0 |  | 0 | 0 | 0 | 0 | 0 | 0 | 0 | 0 | 0 | 0 | 0 | 0 | 0 | 0 | 0 | 0 | 0 | 0 | 0 | 0 | 0 | 0 | 0 | 0 | 0 | 0 | 0 | 0 | 0 | 0 | 0 | 0 | 0 | 0 | 0 | 0 |  | 0 | 0 | 0 | 0 | 0 | 0 | 0 | 0 | 0 | 0 | 0 | 0 | 0 | 0 | 0 | 0 | 0 | 0 | 0 | 0 | 0 | 0 | 0 | 0 | 0 | 0 | 0 | 0 | 0 | 0 | 0 | 0 | 0 | 0 | 0 | 0 |  | 0 | 0 | 0 | 0 | 0 | 0 | 0 | 0 | 0 | 0 | 0 | 0 | 0 | 0 | 0 | 0 | 0 | 0 | 0 | 0 | 0 | 0 | 0 | 0 | 0 | 0 | 0 | 0 | 0 | 0 | 0 | 0 | 0 | 0 | 0 | 0 |  | 0 | 0 | 0 | 0 | 0 | 0 | 0 | 0 | 0 | 0 | 0 | 0 | 0 | 0 | 0 | 0 | 0 | 0 | 0 | 0 | 0 | 0 | 0 | 0 | 0 | 0 | 0 | 0 | 0 | 0 | 0 | 0 | 0 | 0 | 0 | 0 |  | 1 | 1 | 1 | 1 | 1 | 1 | 1 | 1 | 1 | 0
PG&E NGBA | Hopland | 60 | 0 | 0 | 0 | 0 | 0 | 0 | 0 | 0 | 0 | 0 | 0 | 0 | 0 | 0 | 0 | 0 | 0 | 0 | 0 | 0 |  | 0 | 0 | 0 | 0 | 0 | 0 | 0 | 0 | 0 | 0 | 0 | 0 | 0 | 0 | 0 | 0 | 0 | 0 | 0 | 0 | 0 | 0 | 0 | 0 | 0 | 0 | 0 | 0 | 0 | 0 | 0 | 0 | 0 | 0 | 0 | 0 |  | 0 | 0 | 0 | 0 | 0 | 0 | 0 | 0 | 0 | 0 | 0.72 | 0 | 0 | 0 | 0 | 0 | 0 | 1 | 0 | 0 | 0 | 0 | 0 | 0 | 0 | 0 | 0 | 0 | -2 | 0 | 0 | 0 | 0 | 0 | 0 | 1 |  | 0 | 0 | 0 | 0 | 0 | 0 | 0 | 0 | 0 | 0 | 0.72 | 0 | 0 | 0 | 0 | 0 | 0 | 1 | 0 | 0 | 0 | 0 | 0 | 0 | 0 | 0 | 0 | 0 | -2 | 0 | 0 | 0 | 0 | 0 | 0 | 1 |  | 0 | 0 | 0 | 0 | 0 | 0 | 0 | 0 | 0 | 0 | 0.72 | 0 | 0 | 0 | 12.665 | 0 | 0 | 1 | 0 | 0 | 0 | 0 | 0 | 0 | 0 | 0 | 0 | 0 | -2 | 0 | 0 | 0 | -2 | 0 | 0 | 1 |  | 1 | 1 | 1 | 1 | 1 | 4+ | 1 | 1+ | 1 | 1
PG&E NGBA | Humboldt | 115 | 0 | 2.5 | 0 | 0 | 0 | 0 | 0 | 0 | 0 | 0 | 0 | 0 | 0 | 0 | 0 | 0 | 0 | 0 | 0 | 1 |  | 0 | 0 | 0 | 0 | 0 | 0 | 0 | 0 | 0 | 161.925 | 0 | 0 | 0 | 0 | 0 | 0 | 0 | 1 | 0 | 0 | 2 | 2 | 0 | 0 | 0 | 0 | 0 | -2 | 0 | 0 | 0 | 0 | 0 | 0 | 0 | 1 |  | 0 | 0 | 0 | 0 | 0 | 0 | 0 | 0 | 0 | 0 | 0 | 0 | 0 | 0 | 0 | 0 | 0 | 0 | 0 | 0 | 2 | 2 | 0 | 0 | 0 | 0 | 0 | 0 | 0 | 0 | 0 | 0 | 0 | 0 | 0 | 1 |  | 0 | 0 | 0 | 0 | 0 | 0 | 0 | 0 | 0 | 161.925 | 0 | 0 | 0 | 0 | 0 | 0 | 0 | 1 | 0 | 0 | 2 | 2 | 0 | 0 | 0 | 0 | 0 | -2 | 0 | 0 | 0 | 0 | 0 | 0 | 0 | 1 |  | 0 | 0 | 0 | 0 | 0 | 0 | 0 | 0 | 0 | 2461.925 | 0 | 0 | 0 | 0 | 0 | 0 | 0 | 1 | 0 | 0 | 2 | 2 | 0 | 0 | 0 | 0 | 0 | -2 | 0 | 0 | 0 | 0 | 0 | 0 | 0 | 1 |  | 1 | 5- | 1 | 1 | 2+ | 1 | 1 | 1 | 1 | 1
PG&E NGBA | Humboldt | 60 | 0 | 0 | 0 | 0 | 0 | 0 | 0 | 0 | 0 | 0 | 0 | 0 | 0 | 0 | 0 | 0 | 0 | 0 | 0 | 0 |  | 0 | 0 | 0 | 0 | 0 | 0 | 0 | 0 | 0 | 0 | 0 | 0 | 0 | 0 | 0 | 0 | 0 | 0 | 0 | 0 | 0 | 0 | 0 | 0 | 0 | 0 | 0 | 0 | 0 | 0 | 0 | 0 | 0 | 0 | 0 | 0 |  | 0 | 0 | 0 | 0 | 0 | 0 | 0 | 0 | 0 | 0 | 0 | 0 | 0 | 0 | 0 | 0 | 0 | 0 | 0 | 0 | 0 | 0 | 0 | 0 | 0 | 0 | 0 | 0 | 0 | 0 | 0 | 0 | 0 | 0 | 0 | 0 |  | 0 | 0 | 0 | 0 | 0 | 0 | 0 | 0 | 0 | 0 | 0 | 0 | 0 | 0 | 0 | 0 | 0 | 0 | 0 | 0 | 0 | 0 | 0 | 0 | 0 | 0 | 0 | 0 | 0 | 0 | 0 | 0 | 0 | 0 | 0 | 0 |  | 0 | 0 | 0 | 0 | 0 | 0 | 0 | 0 | 0 | 0 | 0 | 0 | 0 | 0 | 0 | 0 | 0 | 0 | 0 | 0 | 0 | 0 | 0 | 0 | 0 | 0 | 0 | 0 | 0 | 0 | 0 | 0 | 0 | 0 | 0 | 0 |  | 1 | 1 | 1 | 1 | 1 | 1 | 1 | 1 | 1 | 0
PG&E NGBA | Humboldt | 500 | 0 | 0 | 0 | 0 | 0 | 0 | 0 | 0 | 2680 | 0 | 2680 | 0 | 0 | 0 | 0 | 0 | 0 | 0 | 0 | 1 |  | 0 | 0 | 0 | 0 | 0 | 0 | 0 | 0 | 0 | 0 | 0 | 0 | 0 | 0 | 0 | 0 | 0 | 0 | 0 | 0 | 0 | 0 | 0 | 0 | 0 | 0 | 2 | 2 | 0 | 0 | 0 | 0 | 0 | 0 | 0 | 1 |  | 0 | 0 | 0 | 0 | 0 | 0 | 0 | 0 | 0 | 0 | 0 | 0 | 0 | 0 | 0 | 0 | 0 | 0 | 0 | 0 | 0 | 0 | 0 | 0 | 0 | 0 | 2 | 2 | 0 | 0 | 0 | 0 | 0 | 0 | 0 | 1 |  | 0 | 0 | 0 | 0 | 0 | 0 | 0 | 0 | 0 | 0 | 0 | 0 | 0 | 0 | 0 | 0 | 0 | 0 | 0 | 0 | 0 | 0 | 0 | 0 | 0 | 0 | 2 | 2 | 0 | 0 | 0 | 0 | 0 | 0 | 0 | 1 |  | 0 | 0 | 0 | 0 | 0 | 0 | 0 | 0 | 0 | 0 | 0 | 0 | 0 | 0 | 0 | 0 | 0 | 0 | 0 | 0 | 0 | 0 | 0 | 0 | 0 | 0 | 2 | 2 | 0 | 0 | 0 | 0 | 0 | 0 | 0 | 1 |  | 1 | 1 | 1 | 1 | 5- | 1 | 1 | 1 | 1 | 1
SCE Metro | Huntington Beach | 230 | 0 | 0 | 0 | 0 | 0 | 0 | 0 | 0 | 0 | 0 | 0 | 0 | 0 | 0 | 0 | 0 | 0 | 0 | 0 | 0 |  | 0 | 0 | 0 | 0 | 0 | 0 | 0 | 0 | 0 | 0 | 0 | 0 | 0 | 0 | 0 | 0 | 0 | 0 | 0 | 0 | 0 | 0 | 0 | 0 | 0 | 0 | 0 | 0 | 0 | 0 | 0 | 0 | 0 | 0 | 0 | 0 |  | 0 | 0 | 0 | 0 | 0 | 0 | 0 | 0 | 0 | 0 | 0 | 0 | 0 | 0 | 0 | 0 | 0 | 0 | 0 | 0 | 0 | 0 | 0 | 0 | 0 | 0 | 0 | 0 | 0 | 0 | 0 | 0 | 0 | 0 | 0 | 0 |  | 0 | 0 | 0 | 0 | 0 | 0 | 0 | 0 | 0 | 0 | 0 | 0 | 0 | 0 | 0 | 0 | 0 | 0 | 0 | 0 | 0 | 0 | 0 | 0 | 0 | 0 | 0 | 0 | 0 | 0 | 0 | 0 | 0 | 0 | 0 | 0 |  | 0 | 0 | 0 | 0 | 0 | 0 | 0 | 0 | 0 | 0 | 0 | 0 | 0 | 0 | 0 | 0 | 0 | 0 | 0 | 0 | 0 | 0 | 0 | 0 | 0 | 0 | 0 | 0 | 0 | 0 | 0 | 0 | 0 | 0 | 0 | 0 |  | 1 | 1 | 1 | 1 | 1 | 1 | 1 | 1 | 1 | 0
PG&E NGBA | Ignacio | 115 | 0 | 0.65 | 0 | 0 | 0 | 0 | 0 | 0 | 0 | 0 | 0 | 0 | 0 | 0 | 0 | 0 | 0 | 0 | 0 | 1 |  | 0 | 0 | 0 | 0 | 0 | 0 | 0 | 0 | 0 | 0 | 0 | 0 | 0 | 0 | 0 | 0 | 0 | 0 | 0 | 0 | 2 | 2 | 0 | 0 | 0 | 0 | 0 | 0 | 0 | 0 | 0 | 0 | 0 | 0 | 0 | 1 |  | 0 | 0 | 0 | 0 | 0 | 0 | 0 | 0 | 0 | 0 | 0 | 0 | 0 | 0 | 0 | 0 | 0 | 0 | 0 | 0 | 2 | 2 | 0 | 0 | 0 | 0 | 0 | 0 | 0 | 0 | 0 | 0 | 0 | 0 | 0 | 1 |  | 0 | 0 | 0 | 0 | 0 | 0 | 0 | 0 | 0 | 0 | 0 | 0 | 0 | 0 | 313.7932 | 0 | 0 | 1 | 0 | 0 | 2 | 2 | 0 | 0 | 0 | 0 | 0 | 0 | 0 | 0 | 0 | 0 | -2 | 0 | 0 | 1 |  | 0 | 0 | 0 | 0 | 0 | 0 | 0 | 0 | 0 | 0 | 0 | 0 | 0 | 0 | 313.7932 | 0 | 0 | 1 | 0 | 0 | 2 | 2 | 0 | 0 | 0 | 0 | 0 | 0 | 0 | 0 | 0 | 0 | -2 | 0 | 0 | 1 |  | 1 | 5- | 1 | 1 | 1 | 1 | 1 | 2+ | 1 | 1
PG&E NGBA | Ignacio | 230 | 0 | 0 | 0 | 0 | 0 | 0 | 0 | 0 | 0 | 0 | 0 | 0 | 0 | 0 | 0 | 0 | 0 | 0 | 0 | 0 |  | 0 | 0 | 0 | 0 | 0 | 0 | 0 | 0 | 0 | 0 | 0 | 0 | 0 | 0 | 0 | 0 | 0 | 0 | 0 | 0 | 0 | 0 | 0 | 0 | 0 | 0 | 0 | 0 | 0 | 0 | 0 | 0 | 0 | 0 | 0 | 0 |  | 0 | 0 | 0 | 0 | 0 | 0 | 0 | 0 | 0 | 0 | 0 | 0 | 0 | 0 | 0 | 0 | 0 | 0 | 0 | 0 | 0 | 0 | 0 | 0 | 0 | 0 | 0 | 0 | 0 | 0 | 0 | 0 | 0 | 0 | 0 | 0 |  | 0 | 0 | 0 | 0 | 0 | 0 | 0 | 0 | 0 | 0 | 0 | 0 | 0 | 0 | 0 | 0 | 0 | 0 | 0 | 0 | 0 | 0 | 0 | 0 | 0 | 0 | 0 | 0 | 0 | 0 | 0 | 0 | 0 | 0 | 0 | 0 |  | 0 | 0 | 0 | 0 | 0 | 0 | 0 | 0 | 0 | 0 | 0 | 0 | 0 | 0 | 0 | 0 | 0 | 0 | 0 | 0 | 0 | 0 | 0 | 0 | 0 | 0 | 0 | 0 | 0 | 0 | 0 | 0 | 0 | 0 | 0 | 0 |  | 1 | 1 | 1 | 1 | 1 | 1 | 1 | 1 | 1 | 0
PG&E NGBA | Ignacio | 60 | 0 | 0 | 0 | 0 | 0 | 0 | 0 | 0 | 0 | 0 | 0 | 0 | 0 | 0 | 0 | 0 | 0 | 0 | 0 | 0 |  | 0 | 0 | 0 | 0 | 0 | 0 | 0 | 0 | 0 | 0 | 0 | 0 | 0 | 0 | 0 | 0 | 0 | 0 | 0 | 0 | 0 | 0 | 0 | 0 | 0 | 0 | 0 | 0 | 0 | 0 | 0 | 0 | 0 | 0 | 0 | 0 |  | 0 | 0 | 0 | 0 | 0 | 0 | 0 | 0 | 0 | 0 | 0 | 0 | 0 | 0 | 0 | 0 | 0 | 0 | 0 | 0 | 0 | 0 | 0 | 0 | 0 | 0 | 0 | 0 | 0 | 0 | 0 | 0 | 0 | 0 | 0 | 0 |  | 0 | 0 | 0 | 0 | 0 | 0 | 0 | 0 | 0 | 0 | 0 | 0 | 0 | 0 | 0 | 0 | 0 | 0 | 0 | 0 | 0 | 0 | 0 | 0 | 0 | 0 | 0 | 0 | 0 | 0 | 0 | 0 | 0 | 0 | 0 | 0 |  | 0 | 0 | 0 | 0 | 0 | 0 | 0 | 0 | 0 | 0 | 0 | 0 | 0 | 0 | 0 | 0 | 0 | 0 | 0 | 0 | 0 | 0 | 0 | 0 | 0 | 0 | 0 | 0 | 0 | 0 | 0 | 0 | 0 | 0 | 0 | 0 |  | 1 | 1 | 1 | 1 | 1 | 1 | 1 | 1 | 1 | 0
SDGE | Imperial Beach | 69 | 0 | 0 | 0 | 0 | 0 | 0 | 0 | 0 | 0 | 0 | 0 | 0 | 0 | 0 | 0 | 0 | 0 | 0 | 0 | 0 |  | 0 | 0 | 0 | 0 | 0 | 0 | 0 | 0 | 0 | 0 | 0 | 0 | 0 | 0 | 0 | 0 | 0 | 0 | 0 | 0 | 0 | 0 | 0 | 0 | 0 | 0 | 0 | 0 | 0 | 0 | 0 | 0 | 0 | 0 | 0 | 0 |  | 0 | 0 | 0 | 0 | 0 | 0 | 0 | 0 | 0 | 0 | 0 | 0 | 0 | 0 | 0 | 0 | 0 | 0 | 0 | 0 | 0 | 0 | 0 | 0 | 0 | 0 | 0 | 0 | 0 | 0 | 0 | 0 | 0 | 0 | 0 | 0 |  | 0 | 0 | 0 | 0 | 0 | 0 | 0 | 0 | 0 | 0 | 0 | 0 | 0 | 0 | 0 | 0 | 0 | 0 | 0 | 0 | 0 | 0 | 0 | 0 | 0 | 0 | 0 | 0 | 0 | 0 | 0 | 0 | 0 | 0 | 0 | 0 |  | 0 | 0 | 0 | 0 | 0 | 0 | 0 | 0 | 0 | 0 | 0 | 0 | 0 | 0 | 3 | 0 | 0 | 1 | 0 | 0 | 0 | 0 | 0 | 0 | 0 | 0 | 0 | 0 | 0 | 0 | 0 | 0 | 0 | 0 | 0 | 0 |  | 1 | 1 | 1 | 1 | 1 | 1 | 1 | 1 | 1 | 0
SDGE | Imperial Valley | 230 | 140 | 0 | 0 | 0 | 0 | 0 | 0 | 0 | 0 | 0 | 0 | 0 | 0 | 300 | 300 | 0 | 150 | 150 | 0 | 1 |  | 0 | 0 | 0 | 0 | 0 | 0 | 0 | 0 | 0 | 0 | 0 | 0 | 360 | 0.16 | 286 | 0 | 0 | 1 | 2 | 2 | 0 | 0 | 0 | 0 | 0 | 0 | 0 | 0 | 0 | 0 | -1 | 2 | -2 | 0 | 0 | 1 |  | 0 | 0 | 0 | 0 | 0 | 0 | 0 | 0 | 0 | 0 | 0 | 0 | 360 | 206.32 | 676 | 0 | 0 | 1 | 2 | 2 | 0 | 0 | 0 | 0 | 0 | 0 | 0 | 0 | 0 | 0 | -1 | -1 | -2 | 0 | 0 | 1 |  | 0 | 0 | 0 | 0 | 0 | 0 | 0 | 0 | 0 | 0 | 0 | 0 | 360 | 206.32 | 1176 | 0 | 0 | 1 | 2 | 2 | 0 | 0 | 0 | 0 | 0 | 0 | 0 | 0 | 0 | 0 | -1 | -1 | -2 | 0 | 0 | 1 |  | 0 | 83 | 0 | 0 | 0 | 0 | 0 | 0 | 0 | 0 | 0 | 0 | 846.13 | 206.32 | 3630.23 | 0 | 0 | 1 | 2 | 2 | 0 | 0 | 0 | 0 | 0 | 0 | 0 | 0 | 0 | 0 | -2 | -1 | -2 | 0 | 0 | 1 |  | 5- | 1 | 1 | 1 | 1 | 1 | 3+ | 4+ | 1 | 1
SDGE | Imperial Valley | 500 | 0 | 0 | 0 | 0 | 0 | 0 | 0 | 0 | 0 | 0 | 0 | 0 | 0 | 0 | 0 | 0 | 0 | 0 | 0 | 0 |  | 0 | 0 | 0 | 0 | 0 | 0 | 0 | 0 | 0 | 0 | 0 | 0 | 0 | 0 | 0 | 0 | 0 | 0 | 0 | 0 | 0 | 0 | 0 | 0 | 0 | 0 | 0 | 0 | 0 | 0 | 0 | 0 | 0 | 0 | 0 | 0 |  | 0 | 0 | 0 | 0 | 0 | 0 | 0 | 0 | 0 | 0 | 0 | 0 | 0 | 0 | 0 | 0 | 0 | 0 | 0 | 0 | 0 | 0 | 0 | 0 | 0 | 0 | 0 | 0 | 0 | 0 | 0 | 0 | 0 | 0 | 0 | 0 |  | 0 | 0 | 0 | 0 | 0 | 0 | 0 | 0 | 0 | 0 | 0 | 0 | 0 | 0 | 0 | 0 | 0 | 0 | 0 | 0 | 0 | 0 | 0 | 0 | 0 | 0 | 0 | 0 | 0 | 0 | 0 | 0 | 0 | 0 | 0 | 0 |  | 0 | 0 | 0 | 0 | 0 | 0 | 0 | 0 | 0 | 0 | 0 | 0 | 1750 | 0 | 2750 | 0 | 0 | 1 | 0 | 0 | 0 | 0 | 0 | 0 | 0 | 0 | 0 | 0 | 0 | 0 | -2 | 0 | -2 | 0 | 0 | 1 |  | 1 | 1 | 1 | 1 | 1 | 1 | 1+ | 1+ | 1 | 1
EOP | Innovation | 138 | 0 | 0 | 0 | 0 | 0 | 0 | 0 | 0 | 0 | 0 | 0 | 0 | 0 | 0 | 0 | 0 | 0 | 0 | 0 | 0 |  | 0 | 0 | 0 | 0 | 0 | 0 | 0 | 0 | 0 | 0 | 0 | 0 | 0 | 0 | 0 | 0 | 0 | 0 | 0 | 0 | 0 | 0 | 0 | 0 | 0 | 0 | 0 | 0 | 0 | 0 | 0 | 0 | 0 | 0 | 0 | 0 |  | 0 | 0 | 0 | 0 | 0 | 0 | 0 | 0 | 0 | 0 | 0 | 0 | 0 | 0 | 0 | 0 | 0 | 0 | 0 | 0 | 0 | 0 | 0 | 0 | 0 | 0 | 0 | 0 | 0 | 0 | 0 | 0 | 0 | 0 | 0 | 0 |  | 0 | 0 | 0 | 0 | 0 | 0 | 0 | 0 | 0 | 0 | 0 | 0 | 0 | 0 | 0 | 0 | 0 | 0 | 0 | 0 | 0 | 0 | 0 | 0 | 0 | 0 | 0 | 0 | 0 | 0 | 0 | 0 | 0 | 0 | 0 | 0 |  | 0 | 0 | 0 | 0 | 0 | 0 | 0 | 0 | 0 | 0 | 0 | 0 | 0 | 0 | 0 | 0 | 0 | 0 | 0 | 0 | 0 | 0 | 0 | 0 | 0 | 0 | 0 | 0 | 0 | 0 | 0 | 0 | 0 | 0 | 0 | 0 |  | 1 | 1 | 1 | 1 | 1 | 1 | 1 | 1 | 1 | 0
EOP | Innovation | 230 | 0 | 0 | 0 | 0 | 0 | 0 | 0 | 0 | 0 | 0 | 0 | 0 | 300 | 300 | 600 | 0 | 50 | 50 | 0 | 1 |  | 0 | 0 | 0 | 0 | 0 | 0 | 0 | 0 | 0 | 0 | 0 | 0 | 0 | 0 | 0 | 0 | 0 | 0 | 0 | 0 | 0 | 0 | 0 | 0 | 0 | 0 | 0 | 0 | 0 | 2 | 2 | 2 | 2 | 0 | 0 | 1 |  | 0 | 0 | 0 | 0 | 0 | 0 | 0 | 0 | 0 | 0 | 0 | 300 | 300 | 150 | 150 | 0 | 0 | 1 | 0 | 0 | 0 | 0 | 0 | 0 | 0 | 0 | 0 | 0 | 0 | 0 | 2 | -2 | -2 | 0 | 0 | 1 |  | 0 | 0 | 0 | 0 | 0 | 0 | 0 | 0 | 0 | 0 | 0 | 300 | 300 | 150 | 150 | 0 | 0 | 1 | 0 | 0 | 0 | 0 | 0 | 0 | 0 | 0 | 0 | 0 | 0 | 0 | 2 | -2 | -2 | 0 | 0 | 1 |  | 0 | 0 | 0 | 0 | 0 | 0 | 0 | 0 | 0 | 0 | 0 | 300 | 575 | 150 | 425 | 0 | 0 | 1 | 0 | 0 | 0 | 0 | 0 | 0 | 0 | 0 | 0 | 0 | 0 | 0 | 0 | -2 | -2 | 0 | 0 | 1 |  | 1 | 1 | 1 | 1 | 1 | 1 | 3- | 4+ | 1 | 1
SCE NOL | Inyokern | 115 | 0 | 1.5 | 0 | 0 | 0 | 0 | 0 | 0 | 0 | 0 | 0 | 0 | 0 | 0 | 0 | 0 | 0 | 0 | 0 | 1 |  | 0 | 0 | 0 | 0 | 0 | 0 | 0 | 0 | 0 | 0 | 0 | 0 | 0 | 0 | 0 | 0 | 0 | 0 | 0 | 0 | 2 | 2 | 0 | 0 | 0 | 0 | 0 | 0 | 0 | 0 | 0 | 0 | 0 | 0 | 0 | 1 |  | 0 | 0 | 0 | 0 | 0 | 0 | 0 | 0 | 0 | 0 | 9.95 | 0 | 0 | 0 | 0 | 0 | 0 | 1 | 0 | 0 | 2 | 2 | 0 | 0 | 0 | 0 | 0 | 0 | -2 | 0 | 0 | 0 | 0 | 0 | 0 | 1 |  | 0 | 0 | 0 | 0 | 0 | 0 | 0 | 0 | 0 | 0 | 9.95 | 0 | 0 | 0 | 0 | 0 | 0 | 1 | 0 | 0 | 2 | 2 | 0 | 0 | 0 | 0 | 0 | 0 | -2 | 0 | 0 | 0 | 0 | 0 | 0 | 1 |  | 0 | 0 | 0 | 0 | 0 | 0 | 0 | 0 | 0 | 0 | 34.9 | 0 | 280 | 0 | 449.638 | 0 | 0 | 1 | 0 | 0 | 2 | 2 | 0 | 0 | 0 | 0 | 0 | 0 | -2 | 0 | -2 | 0 | -2 | 0 | 0 | 1 |  | 1 | 5- | 1 | 1 | 1 | 4+ | 1+ | 1+ | 1 | 1
EOP | IS Tap | 138 | 0 | 0 | 0 | 0 | 0 | 0 | 0 | 0 | 0 | 0 | 0 | 0 | 0 | 0 | 0 | 0 | 0 | 0 | 0 | 0 |  | 0 | 0 | 0 | 0 | 0 | 0 | 0 | 0 | 0 | 0 | 0 | 0 | 0 | 0 | 0 | 0 | 0 | 0 | 0 | 0 | 0 | 0 | 0 | 0 | 0 | 0 | 0 | 0 | 0 | 0 | 0 | 0 | 0 | 0 | 0 | 0 |  | 0 | 0 | 0 | 0 | 0 | 0 | 0 | 0 | 0 | 0 | 0 | 0 | 0 | 0 | 0 | 0 | 0 | 0 | 0 | 0 | 0 | 0 | 0 | 0 | 0 | 0 | 0 | 0 | 0 | 0 | 0 | 0 | 0 | 0 | 0 | 0 |  | 0 | 0 | 0 | 0 | 0 | 0 | 0 | 0 | 0 | 0 | 0 | 0 | 0 | 0 | 0 | 0 | 0 | 0 | 0 | 0 | 0 | 0 | 0 | 0 | 0 | 0 | 0 | 0 | 0 | 0 | 0 | 0 | 0 | 0 | 0 | 0 |  | 0 | 0 | 0 | 0 | 0 | 0 | 0 | 0 | 0 | 0 | 0 | 0 | 0 | 0 | 0 | 0 | 0 | 0 | 0 | 0 | 0 | 0 | 0 | 0 | 0 | 0 | 0 | 0 | 0 | 0 | 0 | 0 | 0 | 0 | 0 | 0 |  | 1 | 1 | 1 | 1 | 1 | 1 | 1 | 1 | 1 | 0
EOP | Ivanpah | 115 | 0 | 0 | 0 | 0 | 0 | 0 | 0 | 0 | 0 | 0 | 0 | 0 | 0 | 0 | 0 | 0 | 0 | 0 | 0 | 0 |  | 0 | 0 | 0 | 0 | 0 | 0 | 0 | 0 | 0 | 0 | 0 | 0 | 0 | 0 | 0 | 0 | 0 | 0 | 0 | 0 | 0 | 0 | 0 | 0 | 0 | 0 | 0 | 0 | 0 | 0 | 0 | 0 | 0 | 0 | 0 | 0 |  | 0 | 0 | 0 | 0 | 0 | 0 | 0 | 0 | 0 | 0 | 0 | 0 | 0 | 0 | 0 | 0 | 0 | 0 | 0 | 0 | 0 | 0 | 0 | 0 | 0 | 0 | 0 | 0 | 0 | 0 | 0 | 0 | 0 | 0 | 0 | 0 |  | 0 | 0 | 0 | 0 | 0 | 0 | 0 | 0 | 0 | 0 | 0 | 0 | 0 | 0 | 0 | 0 | 0 | 0 | 0 | 0 | 0 | 0 | 0 | 0 | 0 | 0 | 0 | 0 | 0 | 0 | 0 | 0 | 0 | 0 | 0 | 0 |  | 0 | 0 | 0 | 0 | 0 | 0 | 0 | 0 | 0 | 0 | 0 | 0 | 80 | 0 | 410 | 0 | 0 | 1 | 0 | 0 | 0 | 0 | 0 | 0 | 0 | 0 | 0 | 0 | 0 | 0 | -2 | 0 | -2 | 0 | 0 | 1 |  | 1 | 1 | 1 | 1 | 1 | 1 | 1+ | 1+ | 1 | 1
EOP | Ivanpah | 230 | 0 | 0 | 0 | 0 | 0 | 0 | 0 | 0 | 0 | 0 | 0 | 0 | 0 | 0 | 0 | 0 | 0 | 0 | 0 | 0 |  | 0 | 0 | 0 | 0 | 0 | 0 | 0 | 0 | 0 | 0 | 0 | 0 | 0 | 0 | 0 | 0 | 0 | 0 | 0 | 0 | 0 | 0 | 0 | 0 | 0 | 0 | 0 | 0 | 0 | 0 | 0 | 0 | 0 | 0 | 0 | 0 |  | 0 | 0 | 0 | 0 | 0 | 0 | 0 | 0 | 0 | 0 | 0 | 0 | 0 | 0 | 0 | 0 | 0 | 0 | 0 | 0 | 0 | 0 | 0 | 0 | 0 | 0 | 0 | 0 | 0 | 0 | 0 | 0 | 0 | 0 | 0 | 0 |  | 0 | 0 | 0 | 0 | 0 | 0 | 0 | 0 | 0 | 0 | 0 | 0 | 0 | 0 | 0 | 0 | 0 | 0 | 0 | 0 | 0 | 0 | 0 | 0 | 0 | 0 | 0 | 0 | 0 | 0 | 0 | 0 | 0 | 0 | 0 | 0 |  | 0 | 0 | 0 | 0 | 0 | 0 | 0 | 0 | 0 | 0 | 0 | 0 | 620 | 0 | 820 | 0 | 0 | 1 | 0 | 0 | 0 | 0 | 0 | 0 | 0 | 0 | 0 | 0 | 0 | 0 | -2 | 0 | -2 | 0 | 0 | 1 |  | 1 | 1 | 1 | 1 | 1 | 1 | 1+ | 1+ | 1 | 1
EOP | Jackass (DOE) | 138 | 0 | 0 | 0 | 0 | 0 | 0 | 0 | 0 | 0 | 0 | 0 | 0 | 0 | 0 | 0 | 0 | 0 | 0 | 0 | 0 |  | 0 | 0 | 0 | 0 | 0 | 0 | 0 | 0 | 0 | 0 | 0 | 0 | 0 | 0 | 0 | 0 | 0 | 0 | 0 | 0 | 0 | 0 | 0 | 0 | 0 | 0 | 0 | 0 | 0 | 0 | 0 | 0 | 0 | 0 | 0 | 0 |  | 0 | 0 | 0 | 0 | 0 | 0 | 0 | 0 | 0 | 0 | 0 | 0 | 0 | 0 | 0 | 0 | 0 | 0 | 0 | 0 | 0 | 0 | 0 | 0 | 0 | 0 | 0 | 0 | 0 | 0 | 0 | 0 | 0 | 0 | 0 | 0 |  | 0 | 0 | 0 | 0 | 0 | 0 | 0 | 0 | 0 | 0 | 0 | 0 | 0 | 0 | 0 | 0 | 0 | 0 | 0 | 0 | 0 | 0 | 0 | 0 | 0 | 0 | 0 | 0 | 0 | 0 | 0 | 0 | 0 | 0 | 0 | 0 |  | 0 | 0 | 0 | 0 | 0 | 0 | 0 | 0 | 0 | 0 | 0 | 0 | 0 | 0 | 0 | 0 | 0 | 0 | 0 | 0 | 0 | 0 | 0 | 0 | 0 | 0 | 0 | 0 | 0 | 0 | 0 | 0 | 0 | 0 | 0 | 0 |  | 1 | 1 | 1 | 1 | 1 | 1 | 1 | 1 | 1 | 0
PG&E NGBA | James B Black | 230 | 0 | 0 | 0 | 0 | 0 | 0 | 0 | 0 | 0 | 0 | 0 | 0 | 0 | 0 | 0 | 0 | 0 | 0 | 0 | 0 |  | 0 | 0 | 0 | 0 | 0 | 0 | 0 | 0 | 0 | 0 | 0 | 0 | 0 | 0 | 0 | 0 | 0 | 0 | 0 | 0 | 0 | 0 | 0 | 0 | 0 | 0 | 0 | 0 | 0 | 0 | 0 | 0 | 0 | 0 | 0 | 0 |  | 0 | 0 | 0 | 0 | 0 | 0 | 0 | 0 | 0 | 0 | 0 | 0 | 0 | 0 | 0 | 0 | 0 | 0 | 0 | 0 | 0 | 0 | 0 | 0 | 0 | 0 | 0 | 0 | 0 | 0 | 0 | 0 | 0 | 0 | 0 | 0 |  | 0 | 0 | 0 | 0 | 0 | 0 | 0 | 0 | 0 | 0 | 0 | 0 | 0 | 0 | 0 | 0 | 0 | 0 | 0 | 0 | 0 | 0 | 0 | 0 | 0 | 0 | 0 | 0 | 0 | 0 | 0 | 0 | 0 | 0 | 0 | 0 |  | 0 | 0 | 0 | 0 | 0 | 0 | 0 | 0 | 0 | 0 | 0 | 0 | 0 | 0 | 0 | 0 | 0 | 0 | 0 | 0 | 0 | 0 | 0 | 0 | 0 | 0 | 0 | 0 | 0 | 0 | 0 | 0 | 0 | 0 | 0 | 0 |  | 1 | 1 | 1 | 1 | 1 | 1 | 1 | 1 | 1 | 0
PG&E GBA | Jefferson | 230 | 0 | 0 | 0 | 0 | 0 | 0 | 0 | 0 | 0 | 0 | 0 | 0 | 0 | 0 | 0 | 0 | 0 | 0 | 0 | 0 |  | 0 | 0 | 0 | 0 | 0 | 0 | 0 | 0 | 0 | 0 | 0 | 0 | 0 | 0 | 0 | 0 | 0 | 0 | 0 | 0 | 0 | 0 | 0 | 0 | 0 | 0 | 0 | 0 | 0 | 0 | 0 | 0 | 0 | 0 | 0 | 0 |  | 0 | 0 | 0 | 0 | 0 | 0 | 0 | 0 | 0 | 0 | 0 | 0 | 0 | 0 | 0 | 0 | 0 | 0 | 0 | 0 | 0 | 0 | 0 | 0 | 0 | 0 | 0 | 0 | 0 | 0 | 0 | 0 | 0 | 0 | 0 | 0 |  | 0 | 0 | 0 | 0 | 0 | 0 | 0 | 0 | 0 | 0 | 0 | 0 | 0 | 0 | 0 | 0 | 0 | 0 | 0 | 0 | 0 | 0 | 0 | 0 | 0 | 0 | 0 | 0 | 0 | 0 | 0 | 0 | 0 | 0 | 0 | 0 |  | 0 | 0 | 0 | 0 | 0 | 0 | 0 | 0 | 0 | 0 | 0 | 0 | 0 | 0 | 0 | 0 | 0 | 0 | 0 | 0 | 0 | 0 | 0 | 0 | 0 | 0 | 0 | 0 | 0 | 0 | 0 | 0 | 0 | 0 | 0 | 0 |  | 1 | 1 | 1 | 1 | 1 | 1 | 1 | 1 | 1 | 0
PG&E NGBA | Jessup | 115 | 0 | 17 | 0 | 0 | 0 | 0 | 0 | 0 | 0 | 0 | 0 | 0 | 0 | 0 | 0 | 0 | 0 | 0 | 0 | 1 |  | 0 | 0 | 0 | 0 | 0 | 0 | 0 | 0 | 0 | 0 | 0 | 0 | 0 | 0 | 0 | 0 | 0 | 0 | 0 | 0 | 2 | 2 | 0 | 0 | 0 | 0 | 0 | 0 | 0 | 0 | 0 | 0 | 0 | 0 | 0 | 1 |  | 0 | 0 | 0 | 0 | 0 | 0 | 0 | 0 | 0 | 0 | 0 | 0 | 0 | 0 | 0 | 0 | 0 | 0 | 0 | 0 | 2 | 2 | 0 | 0 | 0 | 0 | 0 | 0 | 0 | 0 | 0 | 0 | 0 | 0 | 0 | 1 |  | 0 | 0 | 0 | 0 | 0 | 0 | 0 | 0 | 0 | 0 | 0 | 0 | 0 | 0 | 0 | 0 | 0 | 0 | 0 | 0 | 2 | 2 | 0 | 0 | 0 | 0 | 0 | 0 | 0 | 0 | 0 | 0 | 0 | 0 | 0 | 1 |  | 0 | 0 | 0 | 6 | 0 | 0 | 0 | 0 | 0 | 0 | 2.988 | 0 | 0 | 0 | 0 | 0 | 0 | 1 | 0 | 0 | 2 | 2 | 0 | 0 | 0 | 0 | 0 | 0 | -2 | 0 | 0 | 0 | 0 | 0 | 0 | 1 |  | 1 | 5- | 1 | 1 | 1 | 1+ | 1 | 1 | 1 | 1
SCE Metro | Johanna | 230 | 0 | 0 | 0 | 0 | 0 | 0 | 0 | 0 | 0 | 0 | 0 | 0 | 0 | 0 | 0 | 0 | 0 | 0 | 0 | 0 |  | 0 | 0 | 0 | 0 | 0 | 0 | 0 | 0 | 0 | 0 | 0 | 0 | 0 | 0 | 0 | 0 | 0 | 0 | 0 | 0 | 0 | 0 | 0 | 0 | 0 | 0 | 0 | 0 | 0 | 0 | 0 | 0 | 0 | 0 | 0 | 0 |  | 0 | 0 | 0 | 0 | 0 | 0 | 0 | 0 | 0 | 0 | 0 | 0 | 0 | 0 | 50.3 | 0 | 0 | 1 | 0 | 0 | 0 | 0 | 0 | 0 | 0 | 0 | 0 | 0 | 0 | 0 | 0 | 0 | -2 | 0 | 0 | 1 |  | 0 | 0 | 0 | 0 | 0 | 0 | 0 | 0 | 0 | 0 | 0 | 0 | 0 | 100 | 152.56 | 0 | 0 | 1 | 0 | 0 | 0 | 0 | 0 | 0 | 0 | 0 | 0 | 0 | 0 | 0 | 0 | -2 | -2 | 0 | 0 | 1 |  | 0 | 0 | 0 | 0 | 0 | 0 | 0 | 0 | 0 | 0 | 0 | 0 | 0 | 100 | 152.56 | 0 | 0 | 1 | 0 | 0 | 0 | 0 | 0 | 0 | 0 | 0 | 0 | 0 | 0 | 0 | 0 | -2 | -2 | 0 | 0 | 1 |  | 1 | 1 | 1 | 1 | 1 | 1 | 1 | 4+ | 1 | 1
SCE Eastern | Julian Hinds | 230 | 0 | 0 | 0 | 0 | 0 | 0 | 0 | 0 | 0 | 0 | 0 | 0 | 0 | 0 | 0 | 0 | 0 | 0 | 0 | 0 |  | 0 | 0 | 0 | 0 | 0 | 0 | 0 | 0 | 0 | 0 | 0 | 0 | 0 | 0 | 0 | 0 | 0 | 0 | 0 | 0 | 0 | 0 | 0 | 0 | 0 | 0 | 0 | 0 | 0 | 0 | 0 | 0 | 0 | 0 | 0 | 0 |  | 0 | 0 | 0 | 0 | 0 | 0 | 0 | 0 | 0 | 0 | 0 | 0 | 0 | 0 | 0 | 0 | 0 | 0 | 0 | 0 | 0 | 0 | 0 | 0 | 0 | 0 | 0 | 0 | 0 | 0 | 0 | 0 | 0 | 0 | 0 | 0 |  | 0 | 0 | 0 | 0 | 0 | 0 | 0 | 0 | 0 | 0 | 0 | 0 | 0 | 0 | 0 | 0 | 0 | 0 | 0 | 0 | 0 | 0 | 0 | 0 | 0 | 0 | 0 | 0 | 0 | 0 | 0 | 0 | 0 | 0 | 0 | 0 |  | 0 | 0 | 0 | 0 | 0 | 0 | 0 | 0 | 0 | 0 | 0 | 0 | 800 | 0 | 800 | 0 | 0 | 1 | 0 | 0 | 0 | 0 | 0 | 0 | 0 | 0 | 0 | 0 | 0 | 0 | -2 | 0 | -2 | 0 | 0 | 1 |  | 1 | 1 | 1 | 1 | 1 | 1 | 1+ | 1+ | 1 | 1
PG&E GBA | Kasson | 115 | 0 | 0 | 0 | 0 | 0 | 0 | 0 | 0 | 0 | 0 | 0 | 0 | 0 | 0 | 0 | 0 | 0 | 0 | 0 | 0 |  | 0 | 0 | 0 | 0 | 0 | 0 | 0 | 0 | 0 | 0 | 0 | 0 | 0 | 0 | 0 | 0 | 0 | 0 | 0 | 0 | 0 | 0 | 0 | 0 | 0 | 0 | 0 | 0 | 0 | 0 | 0 | 0 | 0 | 0 | 0 | 0 |  | 0 | 0 | 0 | 0 | 0 | 0 | 0 | 0 | 0 | 0 | 0 | 0 | 0 | 0 | 0 | 0 | 0 | 0 | 0 | 0 | 0 | 0 | 0 | 0 | 0 | 0 | 0 | 0 | 0 | 0 | 0 | 0 | 0 | 0 | 0 | 0 |  | 0 | 0 | 0 | 0 | 0 | 0 | 0 | 0 | 0 | 0 | 0 | 0 | 0 | 0 | 0 | 0 | 0 | 0 | 0 | 0 | 0 | 0 | 0 | 0 | 0 | 0 | 0 | 0 | 0 | 0 | 0 | 0 | 0 | 0 | 0 | 0 |  | 0 | 0 | 0 | 0 | 0 | 0 | 0 | 0 | 0 | 0 | 0 | 0 | 50 | 0 | 600 | 0 | 0 | 1 | 0 | 0 | 0 | 0 | 0 | 0 | 0 | 0 | 0 | 0 | 0 | 0 | -2 | 0 | -2 | 0 | 0 | 1 |  | 1 | 1 | 1 | 1 | 1 | 1 | 1+ | 1+ | 1 | 1
PG&E GBA | Kasson | 60 | 0 | 0 | 0 | 0 | 0 | 0 | 0 | 0 | 0 | 0 | 0 | 0 | 0 | 0 | 0 | 0 | 0 | 0 | 0 | 0 |  | 0 | 0 | 0 | 0 | 0 | 0 | 0 | 0 | 0 | 0 | 0 | 0 | 0 | 0 | 0 | 0 | 0 | 0 | 0 | 0 | 0 | 0 | 0 | 0 | 0 | 0 | 0 | 0 | 0 | 0 | 0 | 0 | 0 | 0 | 0 | 0 |  | 0 | 0 | 0 | 0 | 0 | 0 | 0 | 0 | 0 | 0 | 0 | 0 | 0 | 0 | 0 | 0 | 0 | 0 | 0 | 0 | 0 | 0 | 0 | 0 | 0 | 0 | 0 | 0 | 0 | 0 | 0 | 0 | 0 | 0 | 0 | 0 |  | 0 | 0 | 0 | 0 | 0 | 0 | 0 | 0 | 0 | 0 | 0 | 0 | 0 | 0 | 0 | 0 | 0 | 0 | 0 | 0 | 0 | 0 | 0 | 0 | 0 | 0 | 0 | 0 | 0 | 0 | 0 | 0 | 0 | 0 | 0 | 0 |  | 0 | 0 | 0 | 0 | 0 | 0 | 0 | 0 | 0 | 0 | 0 | 0 | 0 | 0 | 0 | 0 | 0 | 0 | 0 | 0 | 0 | 0 | 0 | 0 | 0 | 0 | 0 | 0 | 0 | 0 | 0 | 0 | 0 | 0 | 0 | 0 |  | 1 | 1 | 1 | 1 | 1 | 1 | 1 | 1 | 1 | 0
PG&E FRESNO | Kearney | 230 | 0 | 0 | 0 | 0 | 0 | 0 | 0 | 0 | 0 | 0 | 0 | 0 | 0 | 0 | 0 | 0 | 0 | 0 | 0 | 0 |  | 0 | 0 | 0 | 0 | 0 | 0 | 0 | 0 | 0 | 0 | 0 | 0 | 0 | 0 | 0 | 0 | 0 | 0 | 0 | 0 | 0 | 0 | 0 | 0 | 0 | 0 | 0 | 0 | 0 | 0 | 0 | 0 | 0 | 0 | 0 | 0 |  | 0 | 0 | 0 | 0 | 0 | 0 | 0 | 0 | 0 | 0 | 0 | 0 | 0 | 0 | 0 | 0 | 0 | 0 | 0 | 0 | 0 | 0 | 0 | 0 | 0 | 0 | 0 | 0 | 0 | 0 | 0 | 0 | 0 | 0 | 0 | 0 |  | 0 | 0 | 0 | 0 | 0 | 0 | 0 | 0 | 0 | 0 | 0 | 0 | 0 | 0 | 0 | 0 | 0 | 0 | 0 | 0 | 0 | 0 | 0 | 0 | 0 | 0 | 0 | 0 | 0 | 0 | 0 | 0 | 0 | 0 | 0 | 0 |  | 0 | 0 | 0 | 0 | 0 | 0 | 0 | 0 | 0 | 0 | 0 | 0 | 400 | 0 | 400 | 0 | 0 | 1 | 0 | 0 | 0 | 0 | 0 | 0 | 0 | 0 | 0 | 0 | 0 | 0 | -2 | 0 | -2 | 0 | 0 | 1 |  | 1 | 1 | 1 | 1 | 1 | 1 | 1+ | 1+ | 1 | 1
PG&E FRESNO | Kearney | 70 | 0 | 0 | 0 | 0 | 0 | 0 | 0 | 0 | 0 | 0 | 0 | 0 | 0 | 0 | 0 | 0 | 0 | 0 | 0 | 0 |  | 0 | 0 | 0 | 0 | 0 | 0 | 0 | 0 | 0 | 0 | 0 | 0 | 0 | 0 | 0 | 0 | 0 | 0 | 0 | 0 | 0 | 0 | 0 | 0 | 0 | 0 | 0 | 0 | 0 | 0 | 0 | 0 | 0 | 0 | 0 | 0 |  | 0 | 0 | 0 | 0 | 0 | 0 | 0 | 0 | 0 | 0 | 0 | 0 | 0 | 0 | 0 | 0 | 0 | 0 | 0 | 0 | 0 | 0 | 0 | 0 | 0 | 0 | 0 | 0 | 0 | 0 | 0 | 0 | 0 | 0 | 0 | 0 |  | 0 | 0 | 0 | 0 | 0 | 0 | 0 | 0 | 0 | 0 | 0 | 0 | 0 | 0 | 0 | 0 | 0 | 0 | 0 | 0 | 0 | 0 | 0 | 0 | 0 | 0 | 0 | 0 | 0 | 0 | 0 | 0 | 0 | 0 | 0 | 0 |  | 0 | 0 | 0 | 0 | 0 | 0 | 0 | 0 | 0 | 0 | 0 | 0 | 0 | 0 | 0 | 0 | 0 | 0 | 0 | 0 | 0 | 0 | 0 | 0 | 0 | 0 | 0 | 0 | 0 | 0 | 0 | 0 | 0 | 0 | 0 | 0 |  | 1 | 1 | 1 | 1 | 1 | 1 | 1 | 1 | 1 | 0
PG&E GBA | Kelso | 230 | 0 | 0 | 80.8 | 3.45 | 84.25 | 0 | 0 | 0 | 0 | 0 | 0 | 0 | 0 | 0 | 0 | 0 | 0 | 0 | 0 | 1 |  | 0 | 0 | 0 | 0 | 80.8 | 84.25 | 0 | 0 | 0 | 0 | 0 | 0 | 0 | 0 | 23.7 | 0 | 0 | 1 | 0 | 0 | 0 | 0 | 0 | 0 | 0 | 0 | 0 | 0 | 0 | 0 | 0 | 0 | -2 | 0 | 0 | 1 |  | 0 | 0 | 0 | 0 | 80.8 | 84.25 | 0 | 0 | 0 | 0 | 0 | 0 | 0 | 0 | 23.7 | 0 | 0 | 1 | 0 | 0 | 0 | 0 | 0 | 0 | 0 | 0 | 0 | 0 | 0 | 0 | 0 | 0 | -2 | 0 | 0 | 1 |  | 0 | 0 | 0 | 0 | 80.8 | 84.25 | 0 | 0 | 0 | 0 | 0 | 0 | 0 | 0 | 23.7 | 0 | 0 | 1 | 0 | 0 | 0 | 0 | 0 | 0 | 0 | 0 | 0 | 0 | 0 | 0 | 0 | 0 | -2 | 0 | 0 | 1 |  | 0 | 0 | 0 | 0 | 80.8 | 84.25 | 0 | 0 | 0 | 0 | 0 | 0 | 200 | 0 | 718.7 | 0 | 0 | 1 | 0 | 0 | 0 | 0 | 0 | 0 | 0 | 0 | 0 | 0 | 0 | 0 | -2 | 0 | -2 | 0 | 0 | 1 |  | 1 | 1 | 1 | 1 | 1 | 1 | 1+ | 4+ | 1 | 1
PG&E FRESNO | Kerchoff 1 | 115 | 0 | 2 | 0 | 0 | 0 | 0 | 0 | 0 | 0 | 0 | 0 | 0 | 0 | 0 | 0 | 0 | 0 | 0 | 0 | 1 |  | 0 | 0 | 0 | 0 | 0 | 0 | 0 | 0 | 0 | 0 | 0 | 0 | 0 | 0 | 0 | 0 | 0 | 0 | 0 | 0 | 2 | 2 | 0 | 0 | 0 | 0 | 0 | 0 | 0 | 0 | 0 | 0 | 0 | 0 | 0 | 1 |  | 0 | 0 | 0 | 0 | 0 | 0 | 0 | 0 | 0 | 0 | 0 | 0 | 0 | 0 | 0 | 0 | 0 | 0 | 0 | 0 | 2 | 2 | 0 | 0 | 0 | 0 | 0 | 0 | 0 | 0 | 0 | 0 | 0 | 0 | 0 | 1 |  | 0 | 0 | 0 | 0 | 0 | 0 | 0 | 0 | 0 | 0 | 0 | 0 | 0 | 0 | 0 | 0 | 0 | 0 | 0 | 0 | 2 | 2 | 0 | 0 | 0 | 0 | 0 | 0 | 0 | 0 | 0 | 0 | 0 | 0 | 0 | 1 |  | 0 | 0 | 0 | 0 | 0 | 0 | 0 | 0 | 0 | 0 | 0 | 0 | 0 | 0 | 0 | 0 | 0 | 0 | 0 | 0 | 2 | 2 | 0 | 0 | 0 | 0 | 0 | 0 | 0 | 0 | 0 | 0 | 0 | 0 | 0 | 1 |  | 1 | 5- | 1 | 1 | 1 | 1 | 1 | 1 | 1 | 1
PG&E KERN | Kern Oil | 115 | 0 | 0 | 0 | 0 | 0 | 0 | 0 | 0 | 0 | 0 | 0 | 1 | 0 | 0 | 0 | 0 | 0 | 0 | 0 | 1 |  | 0 | 0 | 0 | 0 | 0 | 0 | 0 | 0 | 0 | 0 | 0 | 0 | 0 | 0 | 0 | 0 | 0 | 0 | 0 | 0 | 0 | 0 | 0 | 0 | 0 | 0 | 0 | 0 | 2 | 0 | 0 | 0 | 0 | 0 | 0 | 1 |  | 0 | 0 | 0 | 0 | 0 | 0 | 0 | 0 | 0 | 0 | 0.99694 | 0 | 0 | 0 | 0 | 0 | 0 | 1 | 0 | 0 | 0 | 0 | 0 | 0 | 0 | 0 | 0 | 0 | 0 | 0 | 0 | 0 | 0 | 0 | 0 | 0 |  | 0 | 0 | 0 | 0 | 0 | 0 | 0 | 0 | 0 | 0 | 0.99694 | 0 | 0 | 0 | 0 | 0 | 0 | 1 | 0 | 0 | 0 | 0 | 0 | 0 | 0 | 0 | 0 | 0 | 0 | 0 | 0 | 0 | 0 | 0 | 0 | 0 |  | 0 | 0 | 0 | 0 | 0 | 0 | 0 | 0 | 0 | 0 | 0.99694 | 0 | 0 | 0 | 2 | 0 | 0 | 1 | 0 | 0 | 0 | 0 | 0 | 0 | 0 | 0 | 0 | 0 | 0 | 0 | 0 | 0 | 0 | 0 | 0 | 0 |  | 1 | 1 | 1 | 1 | 1 | 1 | 1 | 1 | 1 | 0
PG&E KERN | Kern PP | 115 | 0 | 0 | 0 | 0 | 0 | 0 | 0 | 0 | 0 | 0 | 0 | 0 | 0 | 0 | 0 | 0 | 0 | 0 | 0 | 0 |  | 0 | 0 | 0 | 0 | 0 | 0 | 0 | 0 | 0 | 0 | 0 | 0 | 0 | 0 | 0 | 0 | 0 | 0 | 0 | 0 | 0 | 0 | 0 | 0 | 0 | 0 | 0 | 0 | 0 | 0 | 0 | 0 | 0 | 0 | 0 | 0 |  | 0 | 0 | 0 | 0 | 0 | 0 | 0 | 0 | 0 | 0 | 0 | 0 | 0 | 0 | 0 | 0 | 0 | 0 | 0 | 0 | 0 | 0 | 0 | 0 | 0 | 0 | 0 | 0 | 0 | 0 | 0 | 0 | 0 | 0 | 0 | 0 |  | 0 | 0 | 0 | 0 | 0 | 0 | 0 | 0 | 0 | 0 | 0 | 0 | 0 | 0 | 0 | 0 | 0 | 0 | 0 | 0 | 0 | 0 | 0 | 0 | 0 | 0 | 0 | 0 | 0 | 0 | 0 | 0 | 0 | 0 | 0 | 0 |  | 0 | 0 | 0 | 0 | 0 | 0 | 0 | 0 | 0 | 0 | 0 | 0 | 10.9 | 0 | 1071.42 | 0 | 0 | 1 | 0 | 0 | 0 | 0 | 0 | 0 | 0 | 0 | 0 | 0 | 0 | 0 | -2 | 0 | -2 | 0 | 0 | 1 |  | 1 | 1 | 1 | 1 | 1 | 1 | 1+ | 1+ | 1 | 1
PG&E KERN | Kern PP | 230 | 0 | 0 | 0 | 0 | 0 | 0 | 0 | 0 | 0 | 0 | 0 | 0 | 0 | 0 | 0 | 0 | 0 | 0 | 0 | 0 |  | 0 | 0 | 0 | 0 | 0 | 0 | 0 | 0 | 0 | 0 | 0 | 0 | 0 | 0 | 0 | 0 | 0 | 0 | 0 | 0 | 0 | 0 | 0 | 0 | 0 | 0 | 0 | 0 | 0 | 0 | 0 | 0 | 0 | 0 | 0 | 0 |  | 0 | 0 | 0 | 0 | 0 | 0 | 0 | 0 | 0 | 0 | 0 | 0 | 0 | 0 | 0 | 0 | 0 | 0 | 0 | 0 | 0 | 0 | 0 | 0 | 0 | 0 | 0 | 0 | 0 | 0 | 0 | 0 | 0 | 0 | 0 | 0 |  | 0 | 0 | 0 | 0 | 0 | 0 | 0 | 0 | 0 | 0 | 0 | 0 | 0 | 266 | 316.064 | 0 | 0 | 1 | 0 | 0 | 0 | 0 | 0 | 0 | 0 | 0 | 0 | 0 | 0 | 0 | 0 | -2 | -2 | 0 | 0 | 1 |  | 0 | 0 | 0 | 0 | 0 | 0 | 0 | 0 | 0 | 0 | 0 | 0 | 0 | 266 | 316.064 | 0 | 0 | 1 | 0 | 0 | 0 | 0 | 0 | 0 | 0 | 0 | 0 | 0 | 0 | 0 | 0 | -2 | -2 | 0 | 0 | 1 |  | 1 | 1 | 1 | 1 | 1 | 1 | 1 | 4+ | 1 | 1
PG&E KERN | Kern PP | 70 | 0 | 0 | 0 | 0 | 0 | 0 | 0 | 0 | 0 | 0 | 0 | 0 | 0 | 0 | 0 | 0 | 0 | 0 | 0 | 0 |  | 0 | 0 | 0 | 0 | 0 | 0 | 0 | 0 | 0 | 0 | 0 | 0 | 0 | 0 | 0 | 0 | 0 | 0 | 0 | 0 | 0 | 0 | 0 | 0 | 0 | 0 | 0 | 0 | 0 | 0 | 0 | 0 | 0 | 0 | 0 | 0 |  | 0 | 0 | 0 | 0 | 0 | 0 | 0 | 0 | 0 | 0 | 0 | 0 | 0 | 0 | 0 | 0 | 0 | 0 | 0 | 0 | 0 | 0 | 0 | 0 | 0 | 0 | 0 | 0 | 0 | 0 | 0 | 0 | 0 | 0 | 0 | 0 |  | 0 | 0 | 0 | 0 | 0 | 0 | 0 | 0 | 0 | 0 | 0 | 0 | 0 | 0 | 0 | 0 | 0 | 0 | 0 | 0 | 0 | 0 | 0 | 0 | 0 | 0 | 0 | 0 | 0 | 0 | 0 | 0 | 0 | 0 | 0 | 0 |  | 0 | 0 | 0 | 0 | 0 | 0 | 0 | 0 | 0 | 0 | 0 | 0 | 0 | 0 | 0 | 0 | 0 | 0 | 0 | 0 | 0 | 0 | 0 | 0 | 0 | 0 | 0 | 0 | 0 | 0 | 0 | 0 | 0 | 0 | 0 | 0 |  | 1 | 1 | 1 | 1 | 1 | 1 | 1 | 1 | 1 | 0
PG&E KERN | Kernridge | 115 | 0 | 0 | 0 | 0 | 0 | 0 | 0 | 0 | 0 | 0 | 0 | 0 | 0 | 0 | 0 | 0 | 0 | 0 | 0 | 0 |  | 0 | 0 | 0 | 0 | 0 | 0 | 0 | 0 | 0 | 0 | 0 | 0 | 0 | 0 | 0 | 0 | 0 | 0 | 0 | 0 | 0 | 0 | 0 | 0 | 0 | 0 | 0 | 0 | 0 | 0 | 0 | 0 | 0 | 0 | 0 | 0 |  | 0 | 0 | 0 | 0 | 0 | 0 | 0 | 0 | 0 | 0 | 0 | 0 | 0 | 0 | 0 | 0 | 0 | 0 | 0 | 0 | 0 | 0 | 0 | 0 | 0 | 0 | 0 | 0 | 0 | 0 | 0 | 0 | 0 | 0 | 0 | 0 |  | 0 | 0 | 0 | 0 | 0 | 0 | 0 | 0 | 0 | 0 | 0 | 0 | 0 | 0 | 0 | 0 | 0 | 0 | 0 | 0 | 0 | 0 | 0 | 0 | 0 | 0 | 0 | 0 | 0 | 0 | 0 | 0 | 0 | 0 | 0 | 0 |  | 0 | 0 | 0 | 0 | 0 | 0 | 0 | 0 | 0 | 0 | 0 | 0 | 0 | 0 | 0 | 0 | 0 | 0 | 0 | 0 | 0 | 0 | 0 | 0 | 0 | 0 | 0 | 0 | 0 | 0 | 0 | 0 | 0 | 0 | 0 | 0 |  | 1 | 1 | 1 | 1 | 1 | 1 | 1 | 1 | 1 | 0
PG&E FRESNO | Kingsburg | 115 | 0 | 0 | 0 | 0 | 0 | 0 | 0 | 0 | 0 | 0 | 0 | 0 | 0 | 0 | 0 | 0 | 0 | 0 | 0 | 0 |  | 0 | 0 | 0 | 0 | 0 | 0 | 0 | 0 | 0 | 0 | 0 | 0 | 0 | 0 | 0 | 0 | 0 | 0 | 0 | 0 | 0 | 0 | 0 | 0 | 0 | 0 | 0 | 0 | 0 | 0 | 0 | 0 | 0 | 0 | 0 | 0 |  | 0 | 0 | 0 | 0 | 0 | 0 | 0 | 0 | 0 | 0 | 0 | 0 | 0 | 0 | 0 | 0 | 0 | 0 | 0 | 0 | 0 | 0 | 0 | 0 | 0 | 0 | 0 | 0 | 0 | 0 | 0 | 0 | 0 | 0 | 0 | 0 |  | 0 | 0 | 0 | 0 | 0 | 0 | 0 | 0 | 0 | 0 | 0 | 0 | 0 | 0 | 0 | 0 | 0 | 0 | 0 | 0 | 0 | 0 | 0 | 0 | 0 | 0 | 0 | 0 | 0 | 0 | 0 | 0 | 0 | 0 | 0 | 0 |  | 0 | 0 | 0 | 0 | 0 | 0 | 0 | 0 | 0 | 0 | 0 | 0 | 0 | 0 | 250 | 0 | 0 | 1 | 0 | 0 | 0 | 0 | 0 | 0 | 0 | 0 | 0 | 0 | 0 | 0 | 0 | 0 | -2 | 0 | 0 | 1 |  | 1 | 1 | 1 | 1 | 1 | 1 | 1 | 1+ | 1 | 1
PG&E GBA | Kirker | 115 | 0 | 0 | 0 | 0 | 0 | 0 | 0 | 0 | 0 | 0 | 0 | 0 | 0 | 0 | 0 | 0 | 0 | 0 | 0 | 0 |  | 0 | 0 | 0 | 0 | 0 | 0 | 0 | 0 | 0 | 0 | 0 | 0 | 0 | 2 | 20 | 0 | 0 | 1 | 0 | 0 | 0 | 0 | 0 | 0 | 0 | 0 | 0 | 0 | 0 | 0 | 0 | -2 | -2 | 0 | 0 | 1 |  | 0 | 0 | 0 | 0 | 0 | 0 | 0 | 0 | 0 | 0 | 1.002 | 0 | 0 | 2 | 20 | 0 | 0 | 1 | 0 | 0 | 0 | 0 | 0 | 0 | 0 | 0 | 0 | 0 | -2 | 0 | 0 | 0 | -2 | 0 | 0 | 1 |  | 0 | 0 | 0 | 0 | 0 | 0 | 0 | 0 | 0 | 0 | 1.002 | 0 | 0 | 2 | 20 | 0 | 0 | 1 | 0 | 0 | 0 | 0 | 0 | 0 | 0 | 0 | 0 | 0 | -2 | 0 | 0 | 0 | -2 | 0 | 0 | 1 |  | 0 | 0 | 0 | 0.8 | 0 | 0 | 0 | 0 | 0 | 0 | 1.902 | 0 | 0 | 2 | 20 | 0 | 0 | 1 | 0 | 0 | 0 | -2 | 0 | 0 | 0 | 0 | 0 | 0 | -2 | 0 | 0 | 0 | -2 | 0 | 0 | 1 |  | 1 | 1+ | 1 | 1 | 1 | 4+ | 1 | 4+ | 1 | 1
PG&E NGBA | Knights Landing | 115 | 0 | 0 | 0 | 0 | 0 | 0 | 0 | 0 | 0 | 0 | 0 | 0 | 0 | 0 | 0 | 0 | 0 | 0 | 0 | 0 |  | 0 | 0 | 0 | 0 | 0 | 0 | 0 | 0 | 0 | 0 | 0 | 0 | 0 | 0 | 0 | 0 | 0 | 0 | 0 | 0 | 0 | 0 | 0 | 0 | 0 | 0 | 0 | 0 | 0 | 0 | 0 | 0 | 0 | 0 | 0 | 0 |  | 0 | 0 | 0 | 0 | 0 | 0 | 0 | 0 | 0 | 0 | 0 | 0 | 0 | 0 | 0 | 0 | 0 | 0 | 0 | 0 | 0 | 0 | 0 | 0 | 0 | 0 | 0 | 0 | 0 | 0 | 0 | 0 | 0 | 0 | 0 | 0 |  | 0 | 0 | 0 | 0 | 0 | 0 | 0 | 0 | 0 | 0 | 0 | 0 | 0 | 0 | 0 | 0 | 0 | 0 | 0 | 0 | 0 | 0 | 0 | 0 | 0 | 0 | 0 | 0 | 0 | 0 | 0 | 0 | 0 | 0 | 0 | 0 |  | 0 | 0 | 0 | 0 | 0 | 0 | 0 | 0 | 0 | 0 | 0 | 0 | 0 | 0 | 0 | 0 | 0 | 0 | 0 | 0 | 0 | 0 | 0 | 0 | 0 | 0 | 0 | 0 | 0 | 0 | 0 | 0 | 0 | 0 | 0 | 0 |  | 1 | 1 | 1 | 1 | 1 | 1 | 1 | 1 | 1 | 0
PG&E NGBA | Konocti | 60 | 0 | 0 | 0 | 0 | 0 | 0 | 0 | 0 | 0 | 0 | 0 | 0 | 0 | 0 | 0 | 0 | 0 | 0 | 0 | 0 |  | 0 | 0 | 0 | 0 | 0 | 0 | 0 | 0 | 0 | 0 | 0 | 0 | 0 | 0 | 0 | 0 | 0 | 0 | 0 | 0 | 0 | 0 | 0 | 0 | 0 | 0 | 0 | 0 | 0 | 0 | 0 | 0 | 0 | 0 | 0 | 0 |  | 0 | 0 | 0 | 0 | 0 | 0 | 0 | 0 | 0 | 0 | 0 | 0 | 0 | 0 | 0 | 0 | 0 | 0 | 0 | 0 | 0 | 0 | 0 | 0 | 0 | 0 | 0 | 0 | 0 | 0 | 0 | 0 | 0 | 0 | 0 | 0 |  | 0 | 0 | 0 | 0 | 0 | 0 | 0 | 0 | 0 | 0 | 0 | 0 | 0 | 0 | 0 | 0 | 0 | 0 | 0 | 0 | 0 | 0 | 0 | 0 | 0 | 0 | 0 | 0 | 0 | 0 | 0 | 0 | 0 | 0 | 0 | 0 |  | 0 | 0 | 0 | 0 | 0 | 0 | 0 | 0 | 0 | 0 | 13.298 | 0 | 0 | 0 | 0 | 0 | 0 | 1 | 0 | 0 | 0 | 0 | 0 | 0 | 0 | 0 | 0 | 0 | -2 | 0 | 0 | 0 | 0 | 0 | 0 | 1 |  | 1 | 1 | 1 | 1 | 1 | 1+ | 1 | 1 | 1 | 1
SCE NOL | Kramer | 115 | 0 | 0 | 0 | 0 | 0 | 0 | 0 | 0 | 0 | 0 | 0 | 4 | 0 | 0 | 0 | 0 | 0 | 0 | 0 | 1 |  | 0 | 0 | 0 | 0 | 0 | 0 | 0 | 0 | 0 | 0 | 0 | 0 | 0 | 0 | 0 | 0 | 0 | 0 | 0 | 0 | 0 | 0 | 0 | 0 | 0 | 0 | 0 | 0 | 2 | 0 | 0 | 0 | 0 | 0 | 0 | 1 |  | 0 | 0 | 0 | 0 | 0 | 0 | 0 | 0 | 0 | 0 | 13 | 0 | 0 | 0 | 9 | 0 | 0 | 1 | 0 | 0 | 0 | 0 | 0 | 0 | 0 | 0 | 0 | 0 | -2 | 0 | 0 | 0 | -2 | 0 | 0 | 1 |  | 0 | 0 | 0 | 0 | 0 | 0 | 0 | 0 | 0 | 0 | 13 | 0 | 0 | 0 | 9 | 0 | 0 | 1 | 0 | 0 | 0 | 0 | 0 | 0 | 0 | 0 | 0 | 0 | -2 | 0 | 0 | 0 | -2 | 0 | 0 | 1 |  | 0 | 0 | 0 | 0 | 0 | 0 | 0 | 0 | 0 | 0 | 78.99 | 0 | 364.15 | 0 | 517.262 | 0 | 0 | 1 | 0 | 0 | 0 | 0 | 0 | 0 | 0 | 0 | 0 | 0 | -2 | 0 | -2 | 0 | -2 | 0 | 0 | 1 |  | 1 | 1 | 1 | 1 | 1 | 4+ | 1+ | 4+ | 1 | 1
SCE NOL | Kramer | 230 | 0 | 0 | 0 | 0 | 0 | 0 | 0 | 0 | 0 | 0 | 0 | 0 | 0 | 0 | 0 | 0 | 0 | 0 | 0 | 0 |  | 0 | 0 | 0 | 0 | 0 | 0 | 0 | 0 | 0 | 0 | 0 | 13.88 | 215.18 | 97.94 | 391.94 | 0 | 0 | 1 | 0 | 0 | 0 | 0 | 0 | 0 | 0 | 0 | 0 | 0 | 0 | -2 | -2 | -2 | -2 | 0 | 0 | 1 |  | 0 | 0 | 0 | 0 | 0 | 0 | 0 | 0 | 0 | 0 | 4.99 | 13.88 | 215.18 | 262.64 | 561.63 | 0 | 0 | 1 | 0 | 0 | 0 | 0 | 0 | 0 | 0 | 0 | 0 | 0 | -2 | -2 | -2 | -2 | -2 | 0 | 0 | 1 |  | 0 | 0 | 0 | 0 | 0 | 0 | 0 | 0 | 0 | 0 | 4.99 | 13.88 | 215.18 | 262.64 | 775.2257 | 0 | 0 | 1 | 0 | 0 | 0 | 0 | 0 | 0 | 0 | 0 | 0 | 0 | -2 | -2 | -1 | -2 | -2 | 0 | 0 | 1 |  | 0 | 0 | 0 | 0 | 0 | 0 | 0 | 0 | 0 | 0 | 19.99 | 13.88 | 3765.18 | 262.64 | 6039.9137 | 0 | 500 | 1 | 0 | 0 | 0 | 0 | 0 | 0 | 0 | 0 | 0 | 0 | -2 | -2 | -2 | -2 | -2 | 0 | -2 | 1 |  | 1 | 1 | 1 | 1 | 1 | 4+ | 4+ | 4+ | 1+ | 1
SCE Metro | La Cienega | 230 | 0 | 0 | 0 | 0 | 0 | 0 | 0 | 0 | 0 | 0 | 0 | 0 | 0 | 0 | 0 | 0 | 0 | 0 | 0 | 0 |  | 0 | 0 | 0 | 0 | 0 | 0 | 0 | 0 | 0 | 0 | 0 | 0 | 0 | 0 | 0 | 0 | 0 | 0 | 0 | 0 | 0 | 0 | 0 | 0 | 0 | 0 | 0 | 0 | 0 | 0 | 0 | 0 | 0 | 0 | 0 | 0 |  | 0 | 0 | 0 | 0 | 0 | 0 | 0 | 0 | 0 | 0 | 0 | 0 | 0 | 0 | 0 | 0 | 0 | 0 | 0 | 0 | 0 | 0 | 0 | 0 | 0 | 0 | 0 | 0 | 0 | 0 | 0 | 0 | 0 | 0 | 0 | 0 |  | 0 | 0 | 0 | 0 | 0 | 0 | 0 | 0 | 0 | 0 | 0 | 0 | 0 | 0 | 405.7509 | 0 | 0 | 1 | 0 | 0 | 0 | 0 | 0 | 0 | 0 | 0 | 0 | 0 | 0 | 0 | 0 | 0 | -2 | 0 | 0 | 1 |  | 0 | 0 | 0 | 0 | 0 | 0 | 0 | 0 | 0 | 0 | 0 | 0 | 0 | 0 | 1025.7509 | 0 | 0 | 1 | 0 | 0 | 0 | 0 | 0 | 0 | 0 | 0 | 0 | 0 | 0 | 0 | 0 | 0 | -2 | 0 | 0 | 1 |  | 1 | 1 | 1 | 1 | 1 | 1 | 1 | 2+ | 1 | 1
SCE Metro | La Fresa | 230 | 0 | 0 | 0 | 0 | 0 | 0 | 0 | 0 | 0 | 0 | 0 | 0 | 0 | 0 | 0 | 0 | 0 | 0 | 0 | 0 |  | 0 | 0 | 0 | 0 | 0 | 0 | 0 | 0 | 0 | 0 | 0 | 0 | 0 | 0 | 0 | 0 | 0 | 0 | 0 | 0 | 0 | 0 | 0 | 0 | 0 | 0 | 0 | 0 | 0 | 0 | 0 | 0 | 0 | 0 | 0 | 0 |  | 0 | 0 | 0 | 0 | 0 | 0 | 0 | 0 | 0 | 0 | 0 | 0 | 0 | 0 | 0 | 0 | 0 | 0 | 0 | 0 | 0 | 0 | 0 | 0 | 0 | 0 | 0 | 0 | 0 | 0 | 0 | 0 | 0 | 0 | 0 | 0 |  | 0 | 0 | 0 | 0 | 0 | 0 | 0 | 0 | 0 | 0 | 0 | 0 | 0 | 0 | 0 | 0 | 0 | 0 | 0 | 0 | 0 | 0 | 0 | 0 | 0 | 0 | 0 | 0 | 0 | 0 | 0 | 0 | 0 | 0 | 0 | 0 |  | 0 | 0 | 0 | 0 | 0 | 0 | 0 | 0 | 0 | 0 | 0 | 0 | 0 | 74 | 174 | 0 | 0 | 1 | 0 | 0 | 0 | 0 | 0 | 0 | 0 | 0 | 0 | 0 | 0 | 0 | 0 | -2 | -2 | 0 | 0 | 1 |  | 1 | 1 | 1 | 1 | 1 | 1 | 1 | 1+ | 1 | 1
SCE Metro | Laguna Bell | 230 | 0 | 0 | 0 | 0 | 0 | 0 | 0 | 0 | 0 | 0 | 0 | 0 | 0 | 0 | 0 | 0 | 150 | 150 | 0 | 1 |  | 0 | 0 | 0 | 0 | 0 | 0 | 0 | 0 | 0 | 0 | 0 | 0 | 0 | 250 | 250 | 0 | 0 | 1 | 0 | 0 | 0 | 0 | 0 | 0 | 0 | 0 | 0 | 0 | 0 | 0 | 0 | -2 | -2 | 0 | 0 | 1 |  | 0 | 0 | 0 | 0 | 0 | 0 | 0 | 0 | 0 | 0 | 0 | 0 | 0 | 0 | 0 | 0 | 0 | 0 | 0 | 0 | 0 | 0 | 0 | 0 | 0 | 0 | 0 | 0 | 0 | 0 | 0 | 2 | 2 | 0 | 0 | 1 |  | 0 | 0 | 0 | 0 | 0 | 0 | 0 | 0 | 0 | 0 | 0 | 0 | 0 | 500 | 506.29 | 0 | 0 | 1 | 0 | 0 | 0 | 0 | 0 | 0 | 0 | 0 | 0 | 0 | 0 | 0 | 0 | -2 | -2 | 0 | 0 | 1 |  | 0 | 0 | 0 | 0 | 0 | 0 | 0 | 0 | 0 | 0 | 0 | 0 | 0 | 500 | 1526.29 | 0 | 0 | 1 | 0 | 0 | 0 | 0 | 0 | 0 | 0 | 0 | 0 | 0 | 0 | 0 | 0 | -2 | -2 | 0 | 0 | 1 |  | 1 | 1 | 1 | 1 | 1 | 1 | 1 | 4+ | 1 | 1
PG&E KERN | Lakeview | 70 | 0 | 0 | 0 | 0 | 0 | 0 | 0 | 0 | 0 | 0 | 0 | 0 | 0 | 0 | 0 | 0 | 0 | 0 | 0 | 0 |  | 0 | 0 | 0 | 0 | 0 | 0 | 0 | 0 | 0 | 0 | 0 | 0 | 1.161 | 0 | 5.6 | 0 | 0 | 1 | 0 | 0 | 0 | 0 | 0 | 0 | 0 | 0 | 0 | 0 | 0 | 0 | -2 | 0 | -2 | 0 | 0 | 1 |  | 0 | 0 | 0 | 0 | 0 | 0 | 0 | 0 | 0 | 0 | 7.2964 | 0 | 1.161 | 0 | 5.6 | 0 | 0 | 1 | 0 | 0 | 0 | 0 | 0 | 0 | 0 | 0 | 0 | 0 | -2 | 0 | 0 | 0 | -2 | 0 | 0 | 1 |  | 0 | 0 | 0 | 0 | 0 | 0 | 0 | 0 | 0 | 0 | 7.2964 | 0 | 1.161 | 0 | 5.6 | 0 | 0 | 1 | 0 | 0 | 0 | 0 | 0 | 0 | 0 | 0 | 0 | 0 | -2 | 0 | -2 | 0 | -2 | 0 | 0 | 1 |  | 0 | 0 | 0 | 0 | 0 | 0 | 0 | 0 | 0 | 0 | 7.2964 | 0 | 1.161 | 0 | 5.6 | 0 | 0 | 1 | 0 | 0 | 0 | 0 | 0 | 0 | 0 | 0 | 0 | 0 | -2 | 0 | 0 | 0 | -2 | 0 | 0 | 1 |  | 1 | 1 | 1 | 1 | 1 | 4+ | 2+ | 4+ | 1 | 1
PG&E NGBA | Lakeville | 230 | 0 | 0 | 0 | 0 | 0 | 0 | 0 | 0 | 0 | 0 | 0 | 0 | 0 | 0 | 0 | 0 | 0 | 0 | 0 | 0 |  | 0 | 0 | 0 | 0 | 0 | 0 | 0 | 0 | 0 | 0 | 0 | 0 | 0 | 0 | 0 | 0 | 0 | 0 | 0 | 0 | 0 | 0 | 0 | 0 | 0 | 0 | 0 | 0 | 0 | 0 | 0 | 0 | 0 | 0 | 0 | 0 |  | 0 | 0 | 0 | 0 | 0 | 0 | 0 | 0 | 0 | 0 | 0 | 0 | 0 | 0 | 0 | 0 | 0 | 0 | 0 | 0 | 0 | 0 | 0 | 0 | 0 | 0 | 0 | 0 | 0 | 0 | 0 | 0 | 0 | 0 | 0 | 0 |  | 0 | 0 | 0 | 0 | 0 | 0 | 0 | 0 | 0 | 0 | 0 | 0 | 0 | 0 | 0 | 0 | 0 | 0 | 0 | 0 | 0 | 0 | 0 | 0 | 0 | 0 | 0 | 0 | 0 | 0 | 0 | 0 | 0 | 0 | 0 | 0 |  | 0 | 0 | 0 | 0 | 0 | 0 | 0 | 0 | 0 | 0 | 0 | 0 | 0 | 0 | 800 | 0 | 0 | 1 | 0 | 0 | 0 | 0 | 0 | 0 | 0 | 0 | 0 | 0 | 0 | 0 | 0 | 0 | -2 | 0 | 0 | 1 |  | 1 | 1 | 1 | 1 | 1 | 1 | 1 | 1+ | 1 | 1
PG&E NGBA | Lakeville | 60 | 0 | 0 | 0 | 0 | 0 | 0 | 0 | 0 | 0 | 0 | 0 | 4 | 0 | 0 | 0 | 0 | 0 | 0 | 0 | 1 |  | 0 | 0 | 0 | 0 | 0 | 0 | 0 | 0 | 0 | 0 | 0 | 0 | 0 | 0 | 0 | 0 | 0 | 0 | 0 | 0 | 0 | 0 | 0 | 0 | 0 | 0 | 0 | 0 | 2 | 0 | 0 | 0 | 0 | 0 | 0 | 1 |  | 0 | 0 | 0 | 0 | 0 | 0 | 0 | 0 | 0 | 0 | 4 | 0 | 0 | 0 | 0 | 0 | 0 | 1 | 0 | 0 | 0 | 0 | 0 | 0 | 0 | 0 | 0 | 0 | 0 | 0 | 0 | 0 | 0 | 0 | 0 | 0 |  | 0 | 0 | 0 | 0 | 0 | 0 | 0 | 0 | 0 | 0 | 4 | 0 | 0 | 0 | 0 | 0 | 0 | 1 | 0 | 0 | 0 | 0 | 0 | 0 | 0 | 0 | 0 | 0 | 0 | 0 | 0 | 0 | 0 | 0 | 0 | 0 |  | 0 | 0 | 0 | 0 | 0 | 0 | 0 | 0 | 0 | 0 | 5.44 | 0 | 0 | 0 | 0 | 0 | 0 | 1 | 0 | 0 | 0 | 0 | 0 | 0 | 0 | 0 | 0 | 0 | -1 | 0 | 0 | 0 | 0 | 0 | 0 | 1 |  | 1 | 1 | 1 | 1 | 1 | 1 | 1 | 1 | 1 | 0
PG&E NGBA | Lakeville | 115 | 0 | 0 | 0 | 0 | 0 | 0 | 0 | 0 | 0 | 0 | 0 | 0 | 0 | 0 | 0 | 0 | 0 | 0 | 0 | 0 |  | 0 | 0 | 0 | 0 | 0 | 0 | 0 | 0 | 0 | 0 | 0 | 0 | 0 | 0 | 0 | 0 | 0 | 0 | 0 | 0 | 0 | 0 | 0 | 0 | 0 | 0 | 0 | 0 | 0 | 0 | 0 | 0 | 0 | 0 | 0 | 0 |  | 0 | 0 | 0 | 0 | 0 | 0 | 0 | 0 | 0 | 0 | 0 | 0 | 0 | 0 | 0 | 0 | 0 | 0 | 0 | 0 | 0 | 0 | 0 | 0 | 0 | 0 | 0 | 0 | 0 | 0 | 0 | 0 | 0 | 0 | 0 | 0 |  | 0 | 0 | 0 | 0 | 0 | 0 | 0 | 0 | 0 | 0 | 0 | 0 | 0 | 0 | 263.7932 | 0 | 0 | 1 | 0 | 0 | 0 | 0 | 0 | 0 | 0 | 0 | 0 | 0 | 0 | 0 | 0 | 0 | -2 | 0 | 0 | 1 |  | 0 | 0 | 0 | 0 | 0 | 0 | 0 | 0 | 0 | 0 | 0 | 0 | 0 | 0 | 263.7932 | 0 | 0 | 1 | 0 | 0 | 0 | 0 | 0 | 0 | 0 | 0 | 0 | 0 | 0 | 0 | 0 | 0 | -2 | 0 | 0 | 1 |  | 1 | 1 | 1 | 1 | 1 | 1 | 1 | 2+ | 1 | 1
PG&E GBA | Lakewood | 115 | 0 | 0 | 0 | 0 | 0 | 0 | 0 | 0 | 0 | 0 | 0 | 0 | 0 | 0 | 0 | 0 | 0 | 0 | 0 | 0 |  | 0 | 0 | 0 | 0 | 0 | 0 | 0 | 0 | 0 | 0 | 0 | 0 | 0 | 0 | 0 | 0 | 0 | 0 | 0 | 0 | 0 | 0 | 0 | 0 | 0 | 0 | 0 | 0 | 0 | 0 | 0 | 0 | 0 | 0 | 0 | 0 |  | 0 | 0 | 0 | 0 | 0 | 0 | 0 | 0 | 0 | 0 | 0 | 0 | 0 | 0 | 0 | 0 | 0 | 0 | 0 | 0 | 0 | 0 | 0 | 0 | 0 | 0 | 0 | 0 | 0 | 0 | 0 | 0 | 0 | 0 | 0 | 0 |  | 0 | 0 | 0 | 0 | 0 | 0 | 0 | 0 | 0 | 0 | 0 | 0 | 0 | 0 | 0 | 0 | 0 | 0 | 0 | 0 | 0 | 0 | 0 | 0 | 0 | 0 | 0 | 0 | 0 | 0 | 0 | 0 | 0 | 0 | 0 | 0 |  | 0 | 0 | 0 | 0 | 0 | 0 | 0 | 0 | 0 | 0 | 0 | 0 | 0 | 0 | 0 | 0 | 0 | 0 | 0 | 0 | 0 | 0 | 0 | 0 | 0 | 0 | 0 | 0 | 0 | 0 | 0 | 0 | 0 | 0 | 0 | 0 |  | 1 | 1 | 1 | 1 | 1 | 1 | 1 | 1 | 1 | 0
PG&E NGBA | Lambie | 230 | 0 | 0 | 0 | 0 | 0 | 0 | 0 | 0 | 0 | 0 | 0 | 0 | 0 | 0 | 0 | 0 | 0 | 0 | 0 | 0 |  | 0 | 0 | 0 | 0 | 0 | 0 | 0 | 0 | 0 | 0 | 0 | 0 | 0 | 0 | 0 | 0 | 0 | 0 | 0 | 0 | 0 | 0 | 0 | 0 | 0 | 0 | 0 | 0 | 0 | 0 | 0 | 0 | 0 | 0 | 0 | 0 |  | 0 | 0 | 0 | 0 | 0 | 0 | 0 | 0 | 0 | 0 | 0 | 0 | 0 | 0 | 0 | 0 | 0 | 0 | 0 | 0 | 0 | 0 | 0 | 0 | 0 | 0 | 0 | 0 | 0 | 0 | 0 | 0 | 0 | 0 | 0 | 0 |  | 0 | 0 | 0 | 0 | 0 | 0 | 0 | 0 | 0 | 0 | 0 | 0 | 0 | 0 | 817.3487 | 0 | 0 | 1 | 0 | 0 | 0 | 0 | 0 | 0 | 0 | 0 | 0 | 0 | 0 | 0 | 0 | 0 | -2 | 0 | 0 | 1 |  | 0 | 0 | 0 | 0 | 0 | 0 | 0 | 0 | 0 | 0 | 0 | 0 | 0 | 0 | 1457.3487 | 0 | 0 | 1 | 0 | 0 | 0 | 0 | 0 | 0 | 0 | 0 | 0 | 0 | 0 | 0 | 0 | 0 | -2 | 0 | 0 | 1 |  | 1 | 1 | 1 | 1 | 1 | 1 | 1 | 2+ | 1 | 1
PG&E GBA | Lammers | 115 | 0 | 0 | 0 | 0 | 0 | 0 | 0 | 0 | 0 | 0 | 0 | 0 | 0 | 0 | 0 | 0 | 0 | 0 | 0 | 0 |  | 0 | 0 | 0 | 0 | 0 | 0 | 0 | 0 | 0 | 0 | 0 | 0 | 0 | 0 | 0 | 0 | 0 | 0 | 0 | 0 | 0 | 0 | 0 | 0 | 0 | 0 | 0 | 0 | 0 | 0 | 0 | 0 | 0 | 0 | 0 | 0 |  | 0 | 0 | 0 | 0 | 0 | 0 | 0 | 0 | 0 | 0 | 1.1587 | 0 | 0 | 0 | 0 | 0 | 0 | 1 | 0 | 0 | 0 | 0 | 0 | 0 | 0 | 0 | 0 | 0 | -2 | 0 | 0 | 0 | 0 | 0 | 0 | 1 |  | 0 | 0 | 0 | 0 | 0 | 0 | 0 | 0 | 0 | 0 | 1.1587 | 0 | 0 | 0 | 151.3 | 0 | 0 | 1 | 0 | 0 | 0 | 0 | 0 | 0 | 0 | 0 | 0 | 0 | -2 | 0 | 0 | 0 | -2 | 0 | 0 | 1 |  | 0 | 0 | 0 | 0 | 0 | 0 | 0 | 0 | 0 | 0 | 7.7287 | 0 | 0 | 0 | 453.128 | 0 | 0 | 1 | 0 | 0 | 0 | 0 | 0 | 0 | 0 | 0 | 0 | 0 | -2 | 0 | 0 | 0 | -2 | 0 | 0 | 1 |  | 1 | 1 | 1 | 1 | 1 | 4+ | 1 | 2+ | 1 | 1
PG&E KERN | Lamont | 115 | 0 | 5 | 0 | 0 | 0 | 0 | 0 | 0 | 0 | 0 | 0 | 4 | 30 | 170 | 200 | 0 | 55 | 55 | 0 | 1 |  | 0 | 0 | 0 | 0 | 0 | 0 | 0 | 0 | 0 | 0 | 0 | 0 | 11.7 | 0 | 0 | 0 | 0 | 1 | 0 | 0 | 2 | 2 | 0 | 0 | 0 | 0 | 0 | 0 | 2 | 2 | 2 | 2 | 2 | 0 | 0 | 1 |  | 0 | 0 | 0 | 5 | 0 | 0 | 0 | 0 | 0 | 0 | 4.5701 | 0 | 115.155 | 0 | 51.401 | 0 | 0 | 1 | 0 | 0 | 2 | 0 | 0 | 0 | 0 | 0 | 0 | 0 | -1 | 2 | 2 | 2 | 0 | 0 | 0 | 1 |  | 0 | 0 | 0 | 5 | 0 | 0 | 0 | 0 | 0 | 0 | 4.5701 | 0 | 115.155 | 0 | 152.301 | 0 | 0 | 1 | 0 | 0 | 2 | 0 | 0 | 0 | 0 | 0 | 0 | 0 | -1 | 2 | 2 | 2 | -2 | 0 | 0 | 1 |  | 0 | 0 | 0 | 5 | 0 | 0 | 0 | 0 | 0 | 0 | 4.5701 | 0 | 455.155 | 0 | 601.826 | 0 | 0 | 1 | 0 | 0 | 2 | 0 | 0 | 0 | 0 | 0 | 0 | 0 | -1 | 2 | -2 | 2 | -2 | 0 | 0 | 1 |  | 1 | 1 | 1 | 1 | 1 | 3+ | 3- | 2+ | 1 | 1
PG&E FRESNO | Las Aguilas | 230 | 0 | 0 | 0 | 0 | 0 | 0 | 0 | 0 | 0 | 0 | 0 | 0 | 0 | 0 | 0 | 0 | 0 | 0 | 0 | 0 |  | 0 | 0 | 0 | 0 | 0 | 0 | 0 | 0 | 0 | 0 | 0 | 0 | 0 | 0 | 0 | 0 | 0 | 0 | 0 | 0 | 0 | 0 | 0 | 0 | 0 | 0 | 0 | 0 | 0 | 0 | 0 | 0 | 0 | 0 | 0 | 0 |  | 0 | 0 | 0 | 0 | 0 | 0 | 0 | 0 | 0 | 0 | 0 | 0 | 0 | 0 | 0 | 0 | 0 | 0 | 0 | 0 | 0 | 0 | 0 | 0 | 0 | 0 | 0 | 0 | 0 | 0 | 0 | 0 | 0 | 0 | 0 | 0 |  | 0 | 0 | 0 | 0 | 0 | 0 | 0 | 0 | 0 | 0 | 0 | 0 | 0 | 0 | 0 | 0 | 0 | 0 | 0 | 0 | 0 | 0 | 0 | 0 | 0 | 0 | 0 | 0 | 0 | 0 | 0 | 0 | 0 | 0 | 0 | 0 |  | 0 | 0 | 0 | 0 | 0 | 0 | 0 | 0 | 0 | 0 | 0 | 0 | 0 | 0 | 0 | 0 | 0 | 0 | 0 | 0 | 0 | 0 | 0 | 0 | 0 | 0 | 0 | 0 | 0 | 0 | 0 | 0 | 0 | 0 | 0 | 0 |  | 1 | 1 | 1 | 1 | 1 | 1 | 1 | 1 | 1 | 0
EOP | Lathrop | 138 | 0 | 0 | 0 | 0 | 0 | 0 | 0 | 0 | 0 | 0 | 0 | 0 | 0 | 0 | 0 | 0 | 0 | 0 | 0 | 0 |  | 0 | 0 | 0 | 0 | 0 | 0 | 0 | 0 | 0 | 0 | 0 | 0 | 0 | 0 | 0 | 0 | 0 | 0 | 0 | 0 | 0 | 0 | 0 | 0 | 0 | 0 | 0 | 0 | 0 | 0 | 0 | 0 | 0 | 0 | 0 | 0 |  | 0 | 0 | 0 | 0 | 0 | 0 | 0 | 0 | 0 | 0 | 0 | 0 | 0 | 0 | 0 | 0 | 0 | 0 | 0 | 0 | 0 | 0 | 0 | 0 | 0 | 0 | 0 | 0 | 0 | 0 | 0 | 0 | 0 | 0 | 0 | 0 |  | 0 | 0 | 0 | 0 | 0 | 0 | 0 | 0 | 0 | 0 | 0 | 0 | 0 | 0 | 0 | 0 | 0 | 0 | 0 | 0 | 0 | 0 | 0 | 0 | 0 | 0 | 0 | 0 | 0 | 0 | 0 | 0 | 0 | 0 | 0 | 0 |  | 0 | 0 | 0 | 0 | 0 | 0 | 0 | 0 | 0 | 0 | 0 | 0 | 0 | 0 | 0 | 0 | 0 | 0 | 0 | 0 | 0 | 0 | 0 | 0 | 0 | 0 | 0 | 0 | 0 | 0 | 0 | 0 | 0 | 0 | 0 | 0 |  | 1 | 1 | 1 | 1 | 1 | 1 | 1 | 1 | 1 | 0
EOP | Lathrop | 230 | 0 | 0 | 300 | 0 | 300 | 0 | 0 | 0 | 0 | 0 | 0 | 0 | 200 | 250 | 450 | 0 | 75 | 75 | 0 | 1 |  | 0 | 0 | 0 | 0 | 0 | 0 | 0 | 0 | 0 | 0 | 0 | 0 | 0 | 0 | 0 | 0 | 0 | 0 | 0 | 0 | 0 | 0 | 2 | 2 | 0 | 0 | 0 | 0 | 0 | 2 | 2 | 2 | 2 | 0 | 0 | 1 |  | 0 | 0 | 0 | 0 | 0 | 0 | 0 | 0 | 0 | 0 | 0 | 0 | 0 | 0 | 0 | 0 | 0 | 0 | 0 | 0 | 0 | 0 | 2 | 2 | 0 | 0 | 0 | 0 | 0 | 2 | 2 | 2 | 2 | 0 | 0 | 1 |  | 0 | 0 | 0 | 0 | 0 | 0 | 0 | 0 | 0 | 0 | 0 | 0 | 516.7638 | 0 | 516.7638 | 0 | 0 | 1 | 0 | 0 | 0 | 0 | 2 | 2 | 0 | 0 | 0 | 0 | 0 | 2 | -1 | 2 | -2 | 0 | 0 | 1 |  | 0 | 0 | 0 | 0 | 0 | 308 | 0 | 0 | 0 | 0 | 0 | 0 | 516.7638 | 0 | 516.7638 | 0 | 0 | 1 | 0 | 0 | 0 | 0 | 2 | 0 | 0 | 0 | 0 | 0 | 0 | 2 | -1 | 2 | -2 | 0 | 0 | 1 |  | 1 | 1 | 3- | 1 | 1 | 1 | 2- | 2- | 1 | 1
PG&E FRESNO | Le Grand | 115 | 0 | 0 | 0 | 0 | 0 | 0 | 0 | 0 | 0 | 0 | 0 | 0 | 50 | 100 | 150 | 0 | 30 | 30 | 0 | 1 |  | 0 | 0 | 0 | 0 | 0 | 0 | 0 | 0 | 0 | 0 | 0 | 0 | 0 | 0 | 0 | 0 | 0 | 0 | 0 | 0 | 0 | 0 | 0 | 0 | 0 | 0 | 0 | 0 | 0 | 2 | 2 | 2 | 2 | 0 | 0 | 1 |  | 0 | 0 | 0 | 0 | 0 | 0 | 0 | 0 | 0 | 0 | 0 | 0 | 0 | 0 | 0 | 0 | 0 | 0 | 0 | 0 | 0 | 0 | 0 | 0 | 0 | 0 | 0 | 0 | 0 | 2 | 2 | 2 | 2 | 0 | 0 | 1 |  | 0 | 0 | 0 | 0 | 0 | 0 | 0 | 0 | 0 | 0 | 0 | 0 | 131.43 | 0 | 65.47 | 0 | 0 | 1 | 0 | 0 | 0 | 0 | 0 | 0 | 0 | 0 | 0 | 0 | 0 | 2 | 1 | 2 | -2 | 0 | 0 | 1 |  | 0 | 0 | 0 | 0 | 0 | 0 | 0 | 0 | 0 | 0 | 0 | 0 | 431.43 | 0 | 515.47 | 0 | 0 | 1 | 0 | 0 | 0 | 0 | 0 | 0 | 0 | 0 | 0 | 0 | 0 | 2 | -2 | 2 | -2 | 0 | 0 | 1 |  | 1 | 1 | 1 | 1 | 1 | 1 | 3- | 2- | 1 | 1
PG&E FRESNO | Lemoore | 70 | 0 | 0 | 0 | 0 | 0 | 0 | 0 | 0 | 0 | 0 | 0 | 0 | 0 | 22 | 22 | 0 | 0 | 0 | 0 | 1 |  | 0 | 0 | 0 | 0 | 0 | 0 | 0 | 0 | 0 | 0 | 0 | 0 | 21.05 | 0 | 21.05 | 0 | 0 | 1 | 0 | 0 | 0 | 0 | 0 | 0 | 0 | 0 | 0 | 0 | 0 | 0 | 0 | 0 | -2 | 0 | 0 | 1 |  | 0 | 0 | 0 | 0 | 0 | 0 | 0 | 0 | 0 | 0 | 0 | 0 | 0 | 0 | 0 | 0 | 0 | 0 | 0 | 0 | 0 | 0 | 0 | 0 | 0 | 0 | 0 | 0 | 0 | 0 | 2 | 0 | 0 | 0 | 0 | 1 |  | 0 | 0 | 0 | 0 | 0 | 0 | 0 | 0 | 0 | 0 | 0 | 0 | 21.05 | 0 | 21.05 | 0 | 0 | 1 | 0 | 0 | 0 | 0 | 0 | 0 | 0 | 0 | 0 | 0 | 0 | 0 | 0 | 0 | -2 | 0 | 0 | 1 |  | 0 | 0 | 0 | 0 | 0 | 0 | 0 | 0 | 0 | 0 | 0 | 0 | 21.05 | 0 | 21.05 | 0 | 0 | 1 | 0 | 0 | 0 | 0 | 0 | 0 | 0 | 0 | 0 | 0 | 0 | 0 | 0 | 0 | -2 | 0 | 0 | 1 |  | 1 | 1 | 1 | 1 | 1 | 1 | 1 | 2+ | 1 | 1
PG&E KERN | Lerdo | 115 | 0 | 0 | 0 | 0 | 0 | 0 | 0 | 0 | 0 | 0 | 0 | 0 | 0 | 0 | 0 | 0 | 0 | 0 | 0 | 0 |  | 0 | 0 | 0 | 0 | 0 | 0 | 0 | 0 | 0 | 0 | 0 | 0 | 0 | 0 | 0 | 0 | 0 | 0 | 0 | 0 | 0 | 0 | 0 | 0 | 0 | 0 | 0 | 0 | 0 | 0 | 0 | 0 | 0 | 0 | 0 | 0 |  | 0 | 0 | 0 | 0 | 0 | 0 | 0 | 0 | 0 | 0 | 13.91 | 0 | 0 | 0 | 2.93 | 0 | 0 | 1 | 0 | 0 | 0 | 0 | 0 | 0 | 0 | 0 | 0 | 0 | -2 | 0 | 0 | 0 | 0 | 0 | 0 | 1 |  | 0 | 0 | 0 | 0 | 0 | 0 | 0 | 0 | 0 | 0 | 13.91 | 0 | 0 | 0 | 2.93 | 0 | 0 | 1 | 0 | 0 | 0 | 0 | 0 | 0 | 0 | 0 | 0 | 0 | -2 | 0 | 0 | 0 | 0 | 0 | 0 | 1 |  | 0 | 0 | 0 | 0 | 0 | 0 | 0 | 0 | 0 | 0 | 18.837 | 0 | 0 | 0 | 102.93 | 0 | 0 | 1 | 0 | 0 | 0 | 0 | 0 | 0 | 0 | 0 | 0 | 0 | -2 | 0 | 0 | 0 | -2 | 0 | 0 | 1 |  | 1 | 1 | 1 | 1 | 1 | 4+ | 1 | 1+ | 1 | 1
SCE Metro | Lewis | 230 | 0 | 0 | 0 | 0 | 0 | 0 | 0 | 0 | 0 | 0 | 0 | 0 | 0 | 0 | 0 | 0 | 0 | 0 | 0 | 0 |  | 0 | 0 | 0 | 0 | 0 | 0 | 0 | 0 | 0 | 0 | 0 | 0 | 0 | 0 | 0 | 0 | 0 | 0 | 0 | 0 | 0 | 0 | 0 | 0 | 0 | 0 | 0 | 0 | 0 | 0 | 0 | 0 | 0 | 0 | 0 | 0 |  | 0 | 0 | 0 | 0 | 0 | 0 | 0 | 0 | 0 | 0 | 0 | 0 | 0 | 0 | 0 | 0 | 0 | 0 | 0 | 0 | 0 | 0 | 0 | 0 | 0 | 0 | 0 | 0 | 0 | 0 | 0 | 0 | 0 | 0 | 0 | 0 |  | 0 | 0 | 0 | 0 | 0 | 0 | 0 | 0 | 0 | 0 | 0 | 0 | 0 | 0 | 0 | 0 | 0 | 0 | 0 | 0 | 0 | 0 | 0 | 0 | 0 | 0 | 0 | 0 | 0 | 0 | 0 | 0 | 0 | 0 | 0 | 0 |  | 0 | 0 | 0 | 0 | 0 | 0 | 0 | 0 | 0 | 0 | 0 | 0 | 0 | 0 | 0 | 0 | 0 | 0 | 0 | 0 | 0 | 0 | 0 | 0 | 0 | 0 | 0 | 0 | 0 | 0 | 0 | 0 | 0 | 0 | 0 | 0 |  | 1 | 1 | 1 | 1 | 1 | 1 | 1 | 1 | 1 | 0
SCE Metro | Lighthipe | 230 | 0 | 0 | 0 | 0 | 0 | 0 | 0 | 0 | 0 | 0 | 0 | 0 | 0 | 0 | 0 | 0 | 100 | 100 | 0 | 1 |  | 0 | 0 | 0 | 0 | 0 | 0 | 0 | 0 | 0 | 0 | 0 | 0 | 0 | 0 | 0 | 0 | 0 | 0 | 0 | 0 | 0 | 0 | 0 | 0 | 0 | 0 | 0 | 0 | 0 | 0 | 0 | 2 | 2 | 0 | 0 | 1 |  | 0 | 0 | 0 | 0 | 0 | 0 | 0 | 0 | 0 | 0 | 0 | 0 | 0 | 0 | 175 | 0 | 0 | 1 | 0 | 0 | 0 | 0 | 0 | 0 | 0 | 0 | 0 | 0 | 0 | 0 | 0 | 2 | -2 | 0 | 0 | 1 |  | 0 | 0 | 0 | 0 | 0 | 0 | 0 | 0 | 0 | 0 | 0 | 0 | 0 | 0 | 580.5148 | 0 | 0 | 1 | 0 | 0 | 0 | 0 | 0 | 0 | 0 | 0 | 0 | 0 | 0 | 0 | 0 | 2 | -2 | 0 | 0 | 1 |  | 0 | 0 | 0 | 0 | 0 | 0 | 0 | 0 | 0 | 0 | 0 | 0 | 0 | 100 | 1152.0698 | 0 | 0 | 1 | 0 | 0 | 0 | 0 | 0 | 0 | 0 | 0 | 0 | 0 | 0 | 0 | 0 | 0 | -2 | 0 | 0 | 1 |  | 1 | 1 | 1 | 1 | 1 | 1 | 1 | 4+ | 1 | 1
SDGE | Lilac | 69 | 0 | 0 | 0 | 0 | 0 | 0 | 0 | 0 | 0 | 0 | 0 | 0 | 0 | 0 | 0 | 0 | 0 | 0 | 0 | 0 |  | 0 | 0 | 0 | 0 | 0 | 0 | 0 | 0 | 0 | 0 | 0 | 0 | 0 | 0 | 0 | 0 | 0 | 0 | 0 | 0 | 0 | 0 | 0 | 0 | 0 | 0 | 0 | 0 | 0 | 0 | 0 | 0 | 0 | 0 | 0 | 0 |  | 0 | 0 | 0 | 0 | 0 | 0 | 0 | 0 | 0 | 0 | 0 | 0 | 0 | 0 | 0 | 0 | 0 | 0 | 0 | 0 | 0 | 0 | 0 | 0 | 0 | 0 | 0 | 0 | 0 | 0 | 0 | 0 | 0 | 0 | 0 | 0 |  | 0 | 0 | 0 | 0 | 0 | 0 | 0 | 0 | 0 | 0 | 0 | 0 | 0 | 0 | 0 | 0 | 0 | 0 | 0 | 0 | 0 | 0 | 0 | 0 | 0 | 0 | 0 | 0 | 0 | 0 | 0 | 0 | 0 | 0 | 0 | 0 |  | 0 | 0 | 0 | 0 | 0 | 0 | 0 | 0 | 0 | 0 | 0 | 0 | 0 | 0 | 2 | 0 | 0 | 1 | 0 | 0 | 0 | 0 | 0 | 0 | 0 | 0 | 0 | 0 | 0 | 0 | 0 | 0 | 0 | 0 | 0 | 0 |  | 1 | 1 | 1 | 1 | 1 | 1 | 1 | 1 | 1 | 0
PG&E NGBA | Lincoln | 115 | 0 | 0 | 0 | 0 | 0 | 0 | 0 | 0 | 0 | 0 | 0 | 0 | 0 | 0 | 0 | 0 | 0 | 0 | 0 | 0 |  | 0 | 0 | 0 | 0 | 0 | 0 | 0 | 0 | 0 | 0 | 0 | 0 | 0 | 0 | 0 | 0 | 0 | 0 | 0 | 0 | 0 | 0 | 0 | 0 | 0 | 0 | 0 | 0 | 0 | 0 | 0 | 0 | 0 | 0 | 0 | 0 |  | 0 | 0 | 0 | 0 | 0 | 0 | 0 | 0 | 0 | 0 | 0 | 0 | 0 | 0 | 0 | 0 | 0 | 0 | 0 | 0 | 0 | 0 | 0 | 0 | 0 | 0 | 0 | 0 | 0 | 0 | 0 | 0 | 0 | 0 | 0 | 0 |  | 0 | 0 | 0 | 0 | 0 | 0 | 0 | 0 | 0 | 0 | 0 | 0 | 0 | 0 | 0 | 0 | 0 | 0 | 0 | 0 | 0 | 0 | 0 | 0 | 0 | 0 | 0 | 0 | 0 | 0 | 0 | 0 | 0 | 0 | 0 | 0 |  | 0 | 0 | 0 | 0 | 0 | 0 | 0 | 0 | 0 | 0 | 0 | 0 | 0 | 0 | 0 | 0 | 0 | 0 | 0 | 0 | 0 | 0 | 0 | 0 | 0 | 0 | 0 | 0 | 0 | 0 | 0 | 0 | 0 | 0 | 0 | 0 |  | 1 | 1 | 1 | 1 | 1 | 1 | 1 | 1 | 1 | 0
PG&E KERN | Live Oak | 115 | 0 | 0 | 0 | 0 | 0 | 0 | 0 | 0 | 0 | 0 | 0 | 0 | 0 | 0 | 0 | 0 | 0 | 0 | 0 | 0 |  | 0 | 0 | 0 | 0 | 0 | 0 | 0 | 0 | 0 | 0 | 0 | 0 | 0 | 0 | 0 | 0 | 0 | 0 | 0 | 0 | 0 | 0 | 0 | 0 | 0 | 0 | 0 | 0 | 0 | 0 | 0 | 0 | 0 | 0 | 0 | 0 |  | 0 | 0 | 0 | 0 | 0 | 0 | 0 | 0 | 0 | 0 | 0 | 0 | 0 | 0 | 0 | 0 | 0 | 0 | 0 | 0 | 0 | 0 | 0 | 0 | 0 | 0 | 0 | 0 | 0 | 0 | 0 | 0 | 0 | 0 | 0 | 0 |  | 0 | 0 | 0 | 0 | 0 | 0 | 0 | 0 | 0 | 0 | 0 | 0 | 0 | 0 | 0 | 0 | 0 | 0 | 0 | 0 | 0 | 0 | 0 | 0 | 0 | 0 | 0 | 0 | 0 | 0 | 0 | 0 | 0 | 0 | 0 | 0 |  | 0 | 0 | 0 | 0 | 0 | 0 | 0 | 0 | 0 | 0 | 9.95 | 0 | 0 | 0 | 204.9827 | 0 | 0 | 1 | 0 | 0 | 0 | 0 | 0 | 0 | 0 | 0 | 0 | 0 | -2 | 0 | 0 | 0 | -2 | 0 | 0 | 1 |  | 1 | 1 | 1 | 1 | 1 | 1+ | 1 | 1+ | 1 | 1
PG&E GBA | Llagas | 115 | 0 | 0 | 0 | 0 | 0 | 0 | 0 | 0 | 0 | 0 | 0 | 0 | 0 | 50 | 50 | 0 | 27.2 | 27.2 | 0 | 1 |  | 0 | 0 | 0 | 0 | 0 | 0 | 0 | 0 | 0 | 0 | 0 | 0 | 0 | 120 | 124.3 | 0 | 0 | 1 | 0 | 0 | 0 | 0 | 0 | 0 | 0 | 0 | 0 | 0 | 0 | 0 | 2 | -2 | -2 | 0 | 0 | 1 |  | 0 | 0 | 0 | 0 | 0 | 0 | 0 | 0 | 0 | 0 | 2.83 | 0 | 0 | 120 | 124.3 | 0 | 0 | 1 | 0 | 0 | 0 | 0 | 0 | 0 | 0 | 0 | 0 | 0 | -2 | 0 | 2 | -2 | -2 | 0 | 0 | 1 |  | 0 | 0 | 0 | 0 | 0 | 0 | 0 | 0 | 0 | 0 | 2.83 | 0 | 0 | 120 | 124.3 | 0 | 0 | 1 | 0 | 0 | 0 | 0 | 0 | 0 | 0 | 0 | 0 | 0 | -2 | 0 | 2 | -2 | -2 | 0 | 0 | 1 |  | 0 | 0 | 0 | 0 | 0 | 0 | 0 | 0 | 0 | 0 | 3.33 | 0 | 50 | 120 | 324.3 | 0 | 0 | 1 | 0 | 0 | 0 | 0 | 0 | 0 | 0 | 0 | 0 | 0 | -2 | 0 | 0 | -2 | -2 | 0 | 0 | 1 |  | 1 | 1 | 1 | 1 | 1 | 4+ | 3- | 4+ | 1 | 1
PG&E GBA | Lockeford | 115 | 0 | 0 | 0 | 0 | 0 | 0 | 0 | 0 | 0 | 0 | 0 | 0 | 0 | 0 | 0 | 0 | 0 | 0 | 0 | 0 |  | 0 | 0 | 0 | 0 | 0 | 0 | 0 | 0 | 0 | 0 | 0 | 0 | 0 | 0 | 0 | 0 | 0 | 0 | 0 | 0 | 0 | 0 | 0 | 0 | 0 | 0 | 0 | 0 | 0 | 0 | 0 | 0 | 0 | 0 | 0 | 0 |  | 0 | 0 | 0 | 0 | 0 | 0 | 0 | 0 | 0 | 0 | 0 | 0 | 0 | 0 | 0 | 0 | 0 | 0 | 0 | 0 | 0 | 0 | 0 | 0 | 0 | 0 | 0 | 0 | 0 | 0 | 0 | 0 | 0 | 0 | 0 | 0 |  | 0 | 0 | 0 | 0 | 0 | 0 | 0 | 0 | 0 | 0 | 0 | 0 | 0 | 0 | 0 | 0 | 0 | 0 | 0 | 0 | 0 | 0 | 0 | 0 | 0 | 0 | 0 | 0 | 0 | 0 | 0 | 0 | 0 | 0 | 0 | 0 |  | 0 | 0 | 0 | 0 | 0 | 0 | 0 | 0 | 0 | 0 | 0 | 0 | 0 | 0 | 100 | 0 | 0 | 1 | 0 | 0 | 0 | 0 | 0 | 0 | 0 | 0 | 0 | 0 | 0 | 0 | 0 | 0 | -2 | 0 | 0 | 1 |  | 1 | 1 | 1 | 1 | 1 | 1 | 1 | 1+ | 1 | 1
PG&E GBA | Lockeford | 230 | 0 | 0 | 0 | 0 | 0 | 0 | 0 | 0 | 0 | 0 | 0 | 0 | 0 | 0 | 0 | 0 | 0 | 0 | 0 | 0 |  | 0 | 0 | 0 | 0 | 0 | 0 | 0 | 0 | 0 | 0 | 0 | 0 | 0 | 0 | 0 | 0 | 0 | 0 | 0 | 0 | 0 | 0 | 0 | 0 | 0 | 0 | 0 | 0 | 0 | 0 | 0 | 0 | 0 | 0 | 0 | 0 |  | 0 | 0 | 0 | 0 | 0 | 0 | 0 | 0 | 0 | 0 | 0 | 0 | 0 | 0 | 0 | 0 | 0 | 0 | 0 | 0 | 0 | 0 | 0 | 0 | 0 | 0 | 0 | 0 | 0 | 0 | 0 | 0 | 0 | 0 | 0 | 0 |  | 0 | 0 | 0 | 0 | 0 | 0 | 0 | 0 | 0 | 0 | 0 | 0 | 0 | 0 | 0 | 0 | 0 | 0 | 0 | 0 | 0 | 0 | 0 | 0 | 0 | 0 | 0 | 0 | 0 | 0 | 0 | 0 | 0 | 0 | 0 | 0 |  | 0 | 0 | 0 | 0 | 0 | 0 | 0 | 0 | 0 | 0 | 0 | 0 | 0 | 0 | 200 | 0 | 0 | 1 | 0 | 0 | 0 | 0 | 0 | 0 | 0 | 0 | 0 | 0 | 0 | 0 | 0 | 0 | -2 | 0 | 0 | 1 |  | 1 | 1 | 1 | 1 | 1 | 1 | 1 | 1+ | 1 | 1
PG&E GBA | Lockeford | 60 | 0 | 0 | 0 | 0 | 0 | 0 | 0 | 0 | 0 | 0 | 0 | 0 | 0 | 0 | 0 | 0 | 0 | 0 | 0 | 0 |  | 0 | 0 | 0 | 0 | 0 | 0 | 0 | 0 | 0 | 0 | 0 | 0 | 0 | 0 | 0 | 0 | 0 | 0 | 0 | 0 | 0 | 0 | 0 | 0 | 0 | 0 | 0 | 0 | 0 | 0 | 0 | 0 | 0 | 0 | 0 | 0 |  | 0 | 0 | 0 | 0 | 0 | 0 | 0 | 0 | 0 | 0 | 1 | 0 | 0 | 0 | 0 | 0 | 0 | 1 | 0 | 0 | 0 | 0 | 0 | 0 | 0 | 0 | 0 | 0 | -2 | 0 | 0 | 0 | 0 | 0 | 0 | 1 |  | 0 | 0 | 0 | 0 | 0 | 0 | 0 | 0 | 0 | 0 | 1 | 0 | 0 | 0 | 0 | 0 | 0 | 1 | 0 | 0 | 0 | 0 | 0 | 0 | 0 | 0 | 0 | 0 | -2 | 0 | 0 | 0 | 0 | 0 | 0 | 1 |  | 0 | 0 | 0 | 0 | 0 | 0 | 0 | 0 | 0 | 0 | 28.54 | 0 | 0 | 0 | 0 | 0 | 0 | 1 | 0 | 0 | 0 | 0 | 0 | 0 | 0 | 0 | 0 | 0 | -2 | 0 | 0 | 0 | 0 | 0 | 0 | 1 |  | 1 | 1 | 1 | 1 | 1 | 4+ | 1 | 1 | 1 | 1
PG&E GBA | Lodi | 230 | 0 | 0 | 0 | 0 | 0 | 0 | 0 | 0 | 0 | 0 | 0 | 0 | 0 | 0 | 0 | 0 | 0 | 0 | 0 | 0 |  | 0 | 0 | 0 | 0 | 0 | 0 | 0 | 0 | 0 | 0 | 0 | 0 | 0 | 0 | 0 | 0 | 0 | 0 | 0 | 0 | 0 | 0 | 0 | 0 | 0 | 0 | 0 | 0 | 0 | 0 | 0 | 0 | 0 | 0 | 0 | 0 |  | 0 | 0 | 0 | 0 | 0 | 0 | 0 | 0 | 0 | 0 | 0 | 0 | 0 | 0 | 0 | 0 | 0 | 0 | 0 | 0 | 0 | 0 | 0 | 0 | 0 | 0 | 0 | 0 | 0 | 0 | 0 | 0 | 0 | 0 | 0 | 0 |  | 0 | 0 | 0 | 0 | 0 | 0 | 0 | 0 | 0 | 0 | 0 | 0 | 0 | 0 | 0 | 0 | 0 | 0 | 0 | 0 | 0 | 0 | 0 | 0 | 0 | 0 | 0 | 0 | 0 | 0 | 0 | 0 | 0 | 0 | 0 | 0 |  | 0 | 0 | 0 | 0 | 0 | 0 | 0 | 0 | 0 | 0 | 0 | 0 | 0 | 0 | 0 | 0 | 0 | 0 | 0 | 0 | 0 | 0 | 0 | 0 | 0 | 0 | 0 | 0 | 0 | 0 | 0 | 0 | 0 | 0 | 0 | 0 |  | 1 | 1 | 1 | 1 | 1 | 1 | 1 | 1 | 1 | 0
PG&E NGBA | Logan Creek | 230 | 0 | 0 | 0 | 0 | 0 | 0 | 0 | 0 | 0 | 0 | 0 | 0 | 0 | 0 | 0 | 0 | 0 | 0 | 0 | 0 |  | 0 | 0 | 0 | 0 | 0 | 0 | 0 | 0 | 0 | 0 | 0 | 0 | 0 | 0 | 0 | 0 | 0 | 0 | 0 | 0 | 0 | 0 | 0 | 0 | 0 | 0 | 0 | 0 | 0 | 0 | 0 | 0 | 0 | 0 | 0 | 0 |  | 0 | 0 | 0 | 0 | 0 | 0 | 0 | 0 | 0 | 0 | 0 | 0 | 0 | 0 | 0 | 0 | 0 | 0 | 0 | 0 | 0 | 0 | 0 | 0 | 0 | 0 | 0 | 0 | 0 | 0 | 0 | 0 | 0 | 0 | 0 | 0 |  | 0 | 0 | 0 | 0 | 0 | 0 | 0 | 0 | 0 | 0 | 0 | 0 | 0 | 0 | 0 | 0 | 0 | 0 | 0 | 0 | 0 | 0 | 0 | 0 | 0 | 0 | 0 | 0 | 0 | 0 | 0 | 0 | 0 | 0 | 0 | 0 |  | 0 | 0 | 0 | 0 | 0 | 0 | 0 | 0 | 0 | 0 | 4.98 | 0 | 150 | 0 | 635 | 0 | 0 | 1 | 0 | 0 | 0 | 0 | 0 | 0 | 0 | 0 | 0 | 0 | -2 | 0 | -2 | 0 | -2 | 0 | 0 | 1 |  | 1 | 1 | 1 | 1 | 1 | 1+ | 1+ | 1+ | 1 | 1
PG&E GBA | Lone Tree | 230 | 0 | 0 | 0 | 0 | 0 | 0 | 0 | 0 | 0 | 0 | 0 | 1.8 | 0 | 0 | 0 | 0 | 0 | 0 | 0 | 1 |  | 0 | 0 | 0 | 0 | 0 | 0 | 0 | 0 | 0 | 0 | 0 | 0 | 0 | 0 | 0 | 0 | 0 | 0 | 0 | 0 | 0 | 0 | 0 | 0 | 0 | 0 | 0 | 0 | 2 | 0 | 0 | 0 | 0 | 0 | 0 | 1 |  | 0 | 0 | 0 | 0 | 0 | 0 | 0 | 0 | 0 | 0 | 1.8383 | 0 | 0 | 0 | 0 | 0 | 0 | 1 | 0 | 0 | 0 | 0 | 0 | 0 | 0 | 0 | 0 | 0 | 0 | 0 | 0 | 0 | 0 | 0 | 0 | 0 |  | 0 | 0 | 0 | 0 | 0 | 0 | 0 | 0 | 0 | 0 | 1.8383 | 0 | 0 | 0 | 0 | 0 | 0 | 1 | 0 | 0 | 0 | 0 | 0 | 0 | 0 | 0 | 0 | 0 | 0 | 0 | 0 | 0 | 0 | 0 | 0 | 0 |  | 0 | 0 | 0 | 0 | 0 | 0 | 0 | 0 | 0 | 0 | 1.8383 | 0 | 0 | 0 | 300 | 0 | 0 | 1 | 0 | 0 | 0 | 0 | 0 | 0 | 0 | 0 | 0 | 0 | 0 | 0 | 0 | 0 | -2 | 0 | 0 | 1 |  | 1 | 1 | 1 | 1 | 1 | 1 | 1 | 1+ | 1 | 1
PG&E FRESNO | Los Banos | 230 | 0 | 0 | 110 | 0 | 110 | 0 | 0 | 0 | 0 | 0 | 0 | 0 | 150 | 280 | 430 | 0 | 0 | 0 | 0 | 1 |  | 0 | 0 | 0 | 0 | 0 | 3.6 | 0 | 0 | 0 | 0 | 0 | 0 | 205 | 74.94 | 254.94 | 0 | 0 | 1 | 0 | 0 | 0 | 0 | 2 | 2 | 0 | 0 | 0 | 0 | 0 | 2 | 2 | -2 | -2 | 0 | 0 | 1 |  | 0 | 0 | 0 | 0.55 | 0 | 3.6 | 0 | 0 | 0 | 0 | 0 | 0 | 205 | 74.94 | 254.94 | 0 | 0 | 1 | 0 | 0 | 0 | -2 | 2 | 2 | 0 | 0 | 0 | 0 | 0 | 2 | 2 | -2 | -2 | 0 | 0 | 1 |  | 0 | 0 | 0 | 0.55 | 0 | 3.6 | 0 | 0 | 0 | 0 | 0 | 0 | 512 | 474.94 | 661.94 | 0 | 0 | 1 | 0 | 0 | 0 | -2 | 2 | 2 | 0 | 0 | 0 | 0 | 0 | 2 | -1 | -2 | -2 | 0 | 0 | 1 |  | 0 | 0 | 0 | 0.55 | 0 | 3.6 | 0 | 0 | 0 | 0 | 0 | 0 | 1212 | 474.94 | 1628.7509 | 0 | 0 | 1 | 0 | 0 | 0 | -2 | 2 | 2 | 0 | 0 | 0 | 0 | 0 | 2 | -2 | -2 | -2 | 0 | 0 | 1 |  | 1 | 4+ | 5- | 1 | 1 | 1 | 2- | 4+ | 1 | 1
PG&E FRESNO | Los Banos | 500 | 0 | 0 | 0 | 0 | 0 | 0 | 0 | 0 | 0 | 0 | 0 | 0 | 200 | 500 | 700 | 0 | 200 | 200 | 0 | 1 |  | 0 | 0 | 0 | 0 | 0 | 0 | 0 | 0 | 0 | 0 | 0 | 0 | 0 | 0 | 0 | 0 | 0 | 0 | 0 | 0 | 0 | 0 | 0 | 0 | 0 | 0 | 0 | 0 | 0 | 2 | 2 | 2 | 2 | 0 | 0 | 1 |  | 0 | 0 | 0 | 0 | 0 | 0 | 0 | 0 | 0 | 0 | 0 | 0 | 0 | 0 | 0 | 0 | 0 | 0 | 0 | 0 | 0 | 0 | 0 | 0 | 0 | 0 | 0 | 0 | 0 | 2 | 2 | 2 | 2 | 0 | 0 | 1 |  | 0 | 0 | 0 | 0 | 0 | 0 | 0 | 0 | 0 | 0 | 0 | 0 | 1176.1 | 1150 | 1176.1 | 0 | 0 | 1 | 0 | 0 | 0 | 0 | 0 | 0 | 0 | 0 | 0 | 0 | 0 | 2 | -1 | -2 | -2 | 0 | 0 | 1 |  | 0 | 0 | 0 | 0 | 0 | 0 | 0 | 0 | 0 | 0 | 0 | 0 | 1776.1 | 1150 | 2776.1 | 0 | 0 | 1 | 0 | 0 | 0 | 0 | 0 | 0 | 0 | 0 | 0 | 0 | 0 | 2 | -2 | -2 | -2 | 0 | 0 | 1 |  | 1 | 1 | 1 | 1 | 1 | 1 | 2- | 4+ | 1 | 1
SDGE | Los Coches | 138 | 0 | 0 | 0 | 0 | 0 | 0 | 0 | 0 | 0 | 0 | 0 | 0 | 0 | 0 | 0 | 0 | 0 | 0 | 0 | 0 |  | 0 | 0 | 0 | 0 | 0 | 0 | 0 | 0 | 0 | 0 | 0 | 0 | 0 | 0 | 0 | 0 | 0 | 0 | 0 | 0 | 0 | 0 | 0 | 0 | 0 | 0 | 0 | 0 | 0 | 0 | 0 | 0 | 0 | 0 | 0 | 0 |  | 0 | 0 | 0 | 0 | 0 | 0 | 0 | 0 | 0 | 0 | 0 | 0 | 0 | 0 | 0 | 0 | 0 | 0 | 0 | 0 | 0 | 0 | 0 | 0 | 0 | 0 | 0 | 0 | 0 | 0 | 0 | 0 | 0 | 0 | 0 | 0 |  | 0 | 0 | 0 | 0 | 0 | 0 | 0 | 0 | 0 | 0 | 0 | 0 | 0 | 0 | 0 | 0 | 0 | 0 | 0 | 0 | 0 | 0 | 0 | 0 | 0 | 0 | 0 | 0 | 0 | 0 | 0 | 0 | 0 | 0 | 0 | 0 |  | 0 | 0 | 0 | 0 | 0 | 0 | 0 | 0 | 0 | 0 | 0 | 0 | 0 | 0 | 0 | 0 | 0 | 0 | 0 | 0 | 0 | 0 | 0 | 0 | 0 | 0 | 0 | 0 | 0 | 0 | 0 | 0 | 0 | 0 | 0 | 0 |  | 1 | 1 | 1 | 1 | 1 | 1 | 1 | 1 | 1 | 0
SDGE | Los Coches | 69 | 0 | 0 | 0 | 0 | 0 | 0 | 0 | 0 | 0 | 0 | 0 | 0 | 0 | 0 | 0 | 0 | 0 | 0 | 0 | 0 |  | 0 | 0 | 0 | 0 | 0 | 0 | 0 | 0 | 0 | 0 | 0 | 0 | 0 | 0 | 0 | 0 | 0 | 0 | 0 | 0 | 0 | 0 | 0 | 0 | 0 | 0 | 0 | 0 | 0 | 0 | 0 | 0 | 0 | 0 | 0 | 0 |  | 0 | 0 | 0 | 0 | 0 | 0 | 0 | 0 | 0 | 0 | 0 | 0 | 0 | 0 | 0 | 0 | 0 | 0 | 0 | 0 | 0 | 0 | 0 | 0 | 0 | 0 | 0 | 0 | 0 | 0 | 0 | 0 | 0 | 0 | 0 | 0 |  | 0 | 0 | 0 | 0 | 0 | 0 | 0 | 0 | 0 | 0 | 0 | 0 | 0 | 0 | 0 | 0 | 0 | 0 | 0 | 0 | 0 | 0 | 0 | 0 | 0 | 0 | 0 | 0 | 0 | 0 | 0 | 0 | 0 | 0 | 0 | 0 |  | 0 | 0 | 0 | 0 | 0 | 0 | 0 | 0 | 0 | 0 | 0 | 0 | 0 | 0 | 6 | 0 | 0 | 1 | 0 | 0 | 0 | 0 | 0 | 0 | 0 | 0 | 0 | 0 | 0 | 0 | 0 | 0 | -2 | 0 | 0 | 1 |  | 1 | 1 | 1 | 1 | 1 | 1 | 1 | 1+ | 1 | 1
PG&E GBA | Los Esteros | 115 | 0 | 0 | 0 | 0 | 0 | 0 | 0 | 0 | 0 | 0 | 0 | 0 | 0 | 0 | 0 | 0 | 0 | 0 | 0 | 0 |  | 0 | 0 | 0 | 0 | 0 | 0 | 0 | 0 | 0 | 0 | 0 | 0 | 0 | 3 | 3 | 0 | 0 | 1 | 0 | 0 | 0 | 0 | 0 | 0 | 0 | 0 | 0 | 0 | 0 | 0 | 0 | -2 | -2 | 0 | 0 | 1 |  | 0 | 0 | 0 | 0 | 0 | 0 | 0 | 0 | 0 | 0 | 0 | 0 | 0 | 0 | 0 | 0 | 0 | 0 | 0 | 0 | 0 | 0 | 0 | 0 | 0 | 0 | 0 | 0 | 0 | 0 | 0 | 0 | 0 | 0 | 0 | 0 |  | 0 | 0 | 0 | 0 | 0 | 0 | 0 | 0 | 0 | 0 | 0 | 0 | 0 | 3 | 3 | 0 | 0 | 1 | 0 | 0 | 0 | 0 | 0 | 0 | 0 | 0 | 0 | 0 | 0 | 0 | 0 | 0 | 0 | 0 | 0 | 0 |  | 0 | 0 | 0 | 0 | 0 | 0 | 0 | 0 | 0 | 0 | 0 | 0 | 0 | 3 | 323 | 0 | 0 | 1 | 0 | 0 | 0 | 0 | 0 | 0 | 0 | 0 | 0 | 0 | 0 | 0 | 0 | 0 | -2 | 0 | 0 | 1 |  | 1 | 1 | 1 | 1 | 1 | 1 | 1 | 1+ | 1 | 1
PG&E GBA | Los Esteros | 230 | 0 | 0 | 0 | 0 | 0 | 0 | 0 | 0 | 0 | 0 | 0 | 0 | 0 | 0 | 0 | 0 | 100 | 100 | 0 | 1 |  | 0 | 0 | 0 | 0 | 0 | 0 | 0 | 0 | 0 | 0 | 0 | 0 | 0 | 200 | 200 | 0 | 0 | 1 | 0 | 0 | 0 | 0 | 0 | 0 | 0 | 0 | 0 | 0 | 0 | 0 | 0 | -2 | -2 | 0 | 0 | 1 |  | 0 | 0 | 0 | 0 | 0 | 0 | 0 | 0 | 0 | 0 | 0 | 0 | 0 | 200 | 200 | 0 | 0 | 1 | 0 | 0 | 0 | 0 | 0 | 0 | 0 | 0 | 0 | 0 | 0 | 0 | 0 | -2 | -2 | 0 | 0 | 1 |  | 0 | 0 | 0 | 0 | 0 | 0 | 0 | 0 | 0 | 0 | 0 | 0 | 0 | 200 | 200 | 0 | 0 | 1 | 0 | 0 | 0 | 0 | 0 | 0 | 0 | 0 | 0 | 0 | 0 | 0 | 0 | -2 | -2 | 0 | 0 | 1 |  | 0 | 0 | 0 | 0 | 0 | 0 | 0 | 0 | 0 | 0 | 0 | 0 | 0 | 200 | 200 | 0 | 0 | 1 | 0 | 0 | 0 | 0 | 0 | 0 | 0 | 0 | 0 | 0 | 0 | 0 | 0 | -2 | -2 | 0 | 0 | 1 |  | 1 | 1 | 1 | 1 | 1 | 1 | 1 | 4+ | 1 | 1
PG&E GBA | Los Positas | 230 | 0 | 0 | 0 | 0 | 0 | 0 | 0 | 0 | 0 | 0 | 0 | 0 | 0 | 0 | 0 | 0 | 0 | 0 | 0 | 0 |  | 0 | 0 | 0 | 0 | 0 | 0 | 0 | 0 | 0 | 0 | 0 | 0 | 0 | 0 | 0 | 0 | 0 | 0 | 0 | 0 | 0 | 0 | 0 | 0 | 0 | 0 | 0 | 0 | 0 | 0 | 0 | 0 | 0 | 0 | 0 | 0 |  | 0 | 0 | 0 | 0 | 0 | 0 | 0 | 0 | 0 | 0 | 0 | 0 | 0 | 0 | 0 | 0 | 0 | 0 | 0 | 0 | 0 | 0 | 0 | 0 | 0 | 0 | 0 | 0 | 0 | 0 | 0 | 0 | 0 | 0 | 0 | 0 |  | 0 | 0 | 0 | 0 | 0 | 0 | 0 | 0 | 0 | 0 | 0 | 0 | 0 | 0 | 0 | 0 | 0 | 0 | 0 | 0 | 0 | 0 | 0 | 0 | 0 | 0 | 0 | 0 | 0 | 0 | 0 | 0 | 0 | 0 | 0 | 0 |  | 0 | 0 | 0 | 0 | 0 | 0 | 0 | 0 | 0 | 0 | 0 | 0 | 0 | 0 | 0 | 0 | 0 | 0 | 0 | 0 | 0 | 0 | 0 | 0 | 0 | 0 | 0 | 0 | 0 | 0 | 0 | 0 | 0 | 0 | 0 | 0 |  | 1 | 1 | 1 | 1 | 1 | 1 | 1 | 1 | 1 | 0
PG&E GBA | Los Positas | 60 | 0 | 0 | 0 | 0 | 0 | 0 | 0 | 0 | 0 | 0 | 0 | 0 | 0 | 0 | 0 | 0 | 0 | 0 | 0 | 0 |  | 0 | 0 | 0 | 0 | 0 | 0 | 0 | 0 | 0 | 0 | 0 | 0 | 0 | 0 | 0 | 0 | 0 | 0 | 0 | 0 | 0 | 0 | 0 | 0 | 0 | 0 | 0 | 0 | 0 | 0 | 0 | 0 | 0 | 0 | 0 | 0 |  | 0 | 0 | 0 | 0 | 0 | 0 | 0 | 0 | 0 | 0 | 1.3 | 0 | 0 | 0 | 0 | 0 | 0 | 1 | 0 | 0 | 0 | 0 | 0 | 0 | 0 | 0 | 0 | 0 | -2 | 0 | 0 | 0 | 0 | 0 | 0 | 1 |  | 0 | 0 | 0 | 0 | 0 | 0 | 0 | 0 | 0 | 0 | 1.3 | 0 | 0 | 0 | 0 | 0 | 0 | 1 | 0 | 0 | 0 | 0 | 0 | 0 | 0 | 0 | 0 | 0 | -2 | 0 | 0 | 0 | 0 | 0 | 0 | 1 |  | 0 | 0 | 0 | 0 | 0 | 0 | 0 | 0 | 0 | 0 | 5.212 | 0 | 0 | 0 | 0 | 0 | 0 | 1 | 0 | 0 | 0 | 0 | 0 | 0 | 0 | 0 | 0 | 0 | -2 | 0 | 0 | 0 | 0 | 0 | 0 | 1 |  | 1 | 1 | 1 | 1 | 1 | 4+ | 1 | 1 | 1 | 1
SDGE | Loveland | 69 | 0 | 0 | 0 | 0 | 0 | 0 | 0 | 0 | 0 | 0 | 0 | 4 | 0 | 0 | 0 | 0 | 0 | 0 | 0 | 1 |  | 0 | 0 | 0 | 0 | 0 | 0 | 0 | 0 | 0 | 0 | 0 | 0 | 0 | 0 | 0 | 0 | 0 | 0 | 0 | 0 | 0 | 0 | 0 | 0 | 0 | 0 | 0 | 0 | 2 | 0 | 0 | 0 | 0 | 0 | 0 | 1 |  | 0 | 0 | 0 | 0 | 0 | 0 | 0 | 0 | 0 | 0 | 0 | 0 | 0 | 0 | 0 | 0 | 0 | 0 | 0 | 0 | 0 | 0 | 0 | 0 | 0 | 0 | 0 | 0 | 2 | 0 | 0 | 0 | 0 | 0 | 0 | 1 |  | 0 | 0 | 0 | 0 | 0 | 0 | 0 | 0 | 0 | 0 | 0 | 0 | 0 | 0 | 0 | 0 | 0 | 0 | 0 | 0 | 0 | 0 | 0 | 0 | 0 | 0 | 0 | 0 | 2 | 0 | 0 | 0 | 0 | 0 | 0 | 1 |  | 0 | 0 | 0 | 0 | 0 | 0 | 0 | 0 | 0 | 0 | 5 | 0 | 0 | 0 | 5 | 0 | 0 | 1 | 0 | 0 | 0 | 0 | 0 | 0 | 0 | 0 | 0 | 0 | -1 | 0 | 0 | 0 | -2 | 0 | 0 | 1 |  | 1 | 1 | 1 | 1 | 1 | 3- | 1 | 1+ | 1 | 1
SCE NOL | Lugo | 230 | 0 | 0 | 0 | 0 | 0 | 0 | 0 | 0 | 0 | 0 | 0 | 0 | 0 | 0 | 0 | 0 | 0 | 0 | 0 | 0 |  | 0 | 0 | 0 | 0 | 0 | 0 | 0 | 0 | 0 | 0 | 0 | 0 | 0 | 0 | 0 | 0 | 0 | 0 | 0 | 0 | 0 | 0 | 0 | 0 | 0 | 0 | 0 | 0 | 0 | 0 | 0 | 0 | 0 | 0 | 0 | 0 |  | 0 | 0 | 0 | 0 | 0 | 0 | 0 | 0 | 0 | 0 | 0 | 0 | 0 | 0 | 0 | 0 | 0 | 0 | 0 | 0 | 0 | 0 | 0 | 0 | 0 | 0 | 0 | 0 | 0 | 0 | 0 | 0 | 0 | 0 | 0 | 0 |  | 0 | 0 | 0 | 0 | 0 | 0 | 0 | 0 | 0 | 0 | 0 | 0 | 0 | 0 | 0 | 0 | 0 | 0 | 0 | 0 | 0 | 0 | 0 | 0 | 0 | 0 | 0 | 0 | 0 | 0 | 0 | 0 | 0 | 0 | 0 | 0 |  | 0 | 0 | 0 | 0 | 0 | 0 | 0 | 0 | 0 | 0 | 0 | 0 | 0 | 0 | 1350 | 0 | 0 | 1 | 0 | 0 | 0 | 0 | 0 | 0 | 0 | 0 | 0 | 0 | 0 | 0 | 0 | 0 | -2 | 0 | 0 | 1 |  | 1 | 1 | 1 | 1 | 1 | 1 | 1 | 1+ | 1 | 1
SCE Metro | Lugo | 500 | 23 | 0 | 0 | 0 | 0 | 1750 | 0 | 1750 | 0 | 0 | 0 | 0 | 0 | 0 | 0 | 0 | 0 | 0 | 0 | 1 |  | 0 | 0 | 0 | 0 | 0 | 0 | 0 | 0 | 0 | 0 | 0 | 0 | 0 | 0 | 0 | 0 | 0 | 0 | 2 | 2 | 0 | 0 | 0 | 0 | 2 | 2 | 0 | 0 | 0 | 0 | 0 | 0 | 0 | 0 | 0 | 1 |  | 0 | 0 | 0 | 0 | 0 | 0 | 0 | 0 | 0 | 0 | 0 | 0 | 0 | 0 | 0 | 0 | 0 | 0 | 2 | 2 | 0 | 0 | 0 | 0 | 2 | 2 | 0 | 0 | 0 | 0 | 0 | 0 | 0 | 0 | 0 | 1 |  | 0 | 0 | 0 | 0 | 0 | 0 | 0 | 0 | 0 | 0 | 0 | 0 | 0 | 500 | 512.58 | 0 | 0 | 1 | 2 | 2 | 0 | 0 | 0 | 0 | 2 | 2 | 0 | 0 | 0 | 0 | 0 | -2 | -2 | 0 | 0 | 1 |  | 0 | 80 | 0 | 0 | 0 | 0 | 0 | 0 | 0 | 0 | 0 | 0 | 0 | 500 | 3512.58 | 0 | 0 | 1 | 2 | -2 | 0 | 0 | 0 | 0 | 2 | 2 | 0 | 0 | 0 | 0 | 0 | -2 | -2 | 0 | 0 | 1 |  | 3- | 1 | 1 | 5- | 1 | 1 | 1 | 4+ | 1 | 1
PG&E FRESNO | Madera | 70 | 0 | 0 | 0 | 0 | 0 | 0 | 0 | 0 | 0 | 0 | 0 | 0 | 0 | 0 | 0 | 0 | 0 | 0 | 0 | 0 |  | 0 | 0 | 0 | 0 | 0 | 0 | 0 | 0 | 0 | 0 | 0 | 0 | 0 | 0 | 0 | 0 | 0 | 0 | 0 | 0 | 0 | 0 | 0 | 0 | 0 | 0 | 0 | 0 | 0 | 0 | 0 | 0 | 0 | 0 | 0 | 0 |  | 0 | 0 | 0 | 0 | 0 | 0 | 0 | 0 | 0 | 0 | 2.754 | 0 | 0 | 0 | 0 | 0 | 0 | 1 | 0 | 0 | 0 | 0 | 0 | 0 | 0 | 0 | 0 | 0 | -2 | 0 | 0 | 0 | 0 | 0 | 0 | 1 |  | 0 | 0 | 0 | 0 | 0 | 0 | 0 | 0 | 0 | 0 | 2.754 | 0 | 0 | 0 | 0 | 0 | 0 | 1 | 0 | 0 | 0 | 0 | 0 | 0 | 0 | 0 | 0 | 0 | -2 | 0 | 0 | 0 | 0 | 0 | 0 | 1 |  | 0 | 0 | 0 | 0 | 0 | 0 | 0 | 0 | 0 | 0 | 2.754 | 0 | 0 | 0 | 0 | 0 | 0 | 1 | 0 | 0 | 0 | 0 | 0 | 0 | 0 | 0 | 0 | 0 | -2 | 0 | 0 | 0 | 0 | 0 | 0 | 1 |  | 1 | 1 | 1 | 1 | 1 | 4+ | 1 | 1 | 1 | 1
PG&E NGBA | Madison | 115 | 0 | 0 | 0 | 0 | 0 | 0 | 0 | 0 | 0 | 0 | 0 | 0 | 0 | 0 | 0 | 0 | 0 | 0 | 0 | 0 |  | 0 | 0 | 0 | 0 | 0 | 0 | 0 | 0 | 0 | 0 | 0 | 0 | 0 | 0 | 0 | 0 | 0 | 0 | 0 | 0 | 0 | 0 | 0 | 0 | 0 | 0 | 0 | 0 | 0 | 0 | 0 | 0 | 0 | 0 | 0 | 0 |  | 0 | 0 | 0 | 0 | 0 | 0 | 0 | 0 | 0 | 0 | 0 | 0 | 0 | 0 | 0 | 0 | 0 | 0 | 0 | 0 | 0 | 0 | 0 | 0 | 0 | 0 | 0 | 0 | 0 | 0 | 0 | 0 | 0 | 0 | 0 | 0 |  | 0 | 0 | 0 | 0 | 0 | 0 | 0 | 0 | 0 | 0 | 0 | 0 | 0 | 0 | 0 | 0 | 0 | 0 | 0 | 0 | 0 | 0 | 0 | 0 | 0 | 0 | 0 | 0 | 0 | 0 | 0 | 0 | 0 | 0 | 0 | 0 |  | 0 | 0 | 0 | 0 | 0 | 0 | 0 | 0 | 0 | 0 | 5.511 | 0 | 0 | 0 | 0 | 0 | 0 | 1 | 0 | 0 | 0 | 0 | 0 | 0 | 0 | 0 | 0 | 0 | -2 | 0 | 0 | 0 | 0 | 0 | 0 | 1 |  | 1 | 1 | 1 | 1 | 1 | 1+ | 1 | 1 | 1 | 1
PG&E KERN | Magunden | 115 | 0 | 0 | 0 | 0 | 0 | 0 | 0 | 0 | 0 | 0 | 0 | 0 | 0 | 0 | 0 | 0 | 0 | 0 | 0 | 0 |  | 0 | 0 | 0 | 0 | 0 | 0 | 0 | 0 | 0 | 0 | 0 | 0 | 0 | 0 | 0 | 0 | 0 | 0 | 0 | 0 | 0 | 0 | 0 | 0 | 0 | 0 | 0 | 0 | 0 | 0 | 0 | 0 | 0 | 0 | 0 | 0 |  | 0 | 0 | 0 | 0 | 0 | 0 | 0 | 0 | 0 | 0 | 2.537 | 0 | 0 | 0 | 2.537 | 0 | 0 | 1 | 0 | 0 | 0 | 0 | 0 | 0 | 0 | 0 | 0 | 0 | -2 | 0 | 0 | 0 | 0 | 0 | 0 | 1 |  | 0 | 0 | 0 | 0 | 0 | 0 | 0 | 0 | 0 | 0 | 2.537 | 0 | 0 | 0 | 2.537 | 0 | 0 | 1 | 0 | 0 | 0 | 0 | 0 | 0 | 0 | 0 | 0 | 0 | -2 | 0 | 0 | 0 | 0 | 0 | 0 | 1 |  | 0 | 0 | 0 | 0 | 0 | 0 | 0 | 0 | 0 | 0 | 3.537 | 0 | 0 | 0 | 6.537 | 0 | 0 | 1 | 0 | 0 | 0 | 0 | 0 | 0 | 0 | 0 | 0 | 0 | -2 | 0 | 0 | 0 | -2 | 0 | 0 | 1 |  | 1 | 1 | 1 | 1 | 1 | 4+ | 1 | 1+ | 1 | 1
SCE Northern | Magunden | 230 | 0 | 0 | 0 | 0 | 0 | 0 | 0 | 0 | 0 | 0 | 0 | 0 | 0 | 0 | 0 | 0 | 0 | 0 | 0 | 0 |  | 0 | 0 | 0 | 0 | 0 | 0 | 0 | 0 | 0 | 0 | 0 | 0 | 0 | 0 | 0 | 0 | 0 | 0 | 0 | 0 | 0 | 0 | 0 | 0 | 0 | 0 | 0 | 0 | 0 | 0 | 0 | 0 | 0 | 0 | 0 | 0 |  | 0 | 0 | 0 | 0 | 0 | 0 | 0 | 0 | 0 | 0 | 0 | 0 | 0 | 0 | 0 | 0 | 0 | 0 | 0 | 0 | 0 | 0 | 0 | 0 | 0 | 0 | 0 | 0 | 0 | 0 | 0 | 0 | 0 | 0 | 0 | 0 |  | 0 | 0 | 0 | 0 | 0 | 0 | 0 | 0 | 0 | 0 | 0 | 0 | 0 | 0 | 0 | 0 | 0 | 0 | 0 | 0 | 0 | 0 | 0 | 0 | 0 | 0 | 0 | 0 | 0 | 0 | 0 | 0 | 0 | 0 | 0 | 0 |  | 0 | 0 | 0 | 0 | 0 | 0 | 0 | 0 | 0 | 0 | 0 | 0 | 0 | 0 | 500 | 0 | 0 | 1 | 0 | 0 | 0 | 0 | 0 | 0 | 0 | 0 | 0 | 0 | 0 | 0 | 0 | 0 | -2 | 0 | 0 | 1 |  | 1 | 1 | 1 | 1 | 1 | 1 | 1 | 1+ | 1 | 1
PG&E FRESNO | Malaga | 115 | 0 | 0 | 0 | 0 | 0 | 0 | 0 | 0 | 0 | 0 | 0 | 0 | 0 | 0 | 0 | 0 | 0 | 0 | 0 | 0 |  | 0 | 0 | 0 | 0 | 0 | 0 | 0 | 0 | 0 | 0 | 0 | 0 | 0 | 0 | 0 | 0 | 0 | 0 | 0 | 0 | 0 | 0 | 0 | 0 | 0 | 0 | 0 | 0 | 0 | 0 | 0 | 0 | 0 | 0 | 0 | 0 |  | 0 | 0 | 0 | 0 | 0 | 0 | 0 | 0 | 0 | 0 | 0 | 0 | 0 | 0 | 0 | 0 | 0 | 0 | 0 | 0 | 0 | 0 | 0 | 0 | 0 | 0 | 0 | 0 | 0 | 0 | 0 | 0 | 0 | 0 | 0 | 0 |  | 0 | 0 | 0 | 0 | 0 | 0 | 0 | 0 | 0 | 0 | 0 | 0 | 0 | 44 | 46.28 | 0 | 0 | 1 | 0 | 0 | 0 | 0 | 0 | 0 | 0 | 0 | 0 | 0 | 0 | 0 | 0 | -2 | -2 | 0 | 0 | 1 |  | 0 | 0 | 0 | 0 | 0 | 0 | 0 | 0 | 0 | 0 | 0 | 0 | 0 | 44 | 90.28 | 0 | 0 | 1 | 0 | 0 | 0 | 0 | 0 | 0 | 0 | 0 | 0 | 0 | 0 | 0 | 0 | -2 | -2 | 0 | 0 | 1 |  | 1 | 1 | 1 | 1 | 1 | 1 | 1 | 4+ | 1 | 1
PG&E NGBA | Malin | 500 | 100 | 0 | 0 | 0 | 0 | 0 | 0 | 0 | 0 | 0 | 0 | 0 | 0 | 0 | 0 | 0 | 0 | 0 | 315 | 1 |  | 0 | 0 | 0 | 0 | 0 | 0 | 0 | 0 | 0 | 0 | 0 | 0 | 0 | 0 | 0 | 0 | 0 | 0 | 2 | 2 | 0 | 0 | 0 | 0 | 0 | 0 | 0 | 0 | 0 | 0 | 0 | 0 | 0 | 2 | 2 | 1 |  | 0 | 0 | 0 | 0 | 0 | 0 | 0 | 0 | 0 | 0 | 0 | 0 | 0 | 0 | 0 | 0 | 0 | 0 | 2 | 2 | 0 | 0 | 0 | 0 | 0 | 0 | 0 | 0 | 0 | 0 | 0 | 0 | 0 | 2 | 2 | 1 |  | 0 | 0 | 0 | 0 | 0 | 0 | 0 | 0 | 0 | 0 | 0 | 0 | 0 | 0 | 0 | 0 | 0 | 0 | 2 | 2 | 0 | 0 | 0 | 0 | 0 | 0 | 0 | 0 | 0 | 0 | 0 | 0 | 0 | 2 | 2 | 1 |  | 0 | 0 | 0 | 0 | 0 | 0 | 0 | 0 | 0 | 0 | 0 | 0 | 0 | 0 | 0 | 0 | 415 | 1 | 2 | 2 | 0 | 0 | 0 | 0 | 0 | 0 | 0 | 0 | 0 | 0 | 0 | 0 | 0 | 2 | -1 | 1 |  | 5- | 1 | 1 | 1 | 1 | 1 | 1 | 1 | 3- | 1
SCE Northern | Mandalay | 230 | 0 | 0 | 0 | 0 | 0 | 0 | 0 | 0 | 0 | 0 | 0 | 0 | 0 | 0 | 0 | 0 | 0 | 0 | 0 | 0 |  | 0 | 0 | 0 | 0 | 0 | 0 | 0 | 0 | 0 | 0 | 0 | 0 | 0 | 400 | 409 | 0 | 0 | 1 | 0 | 0 | 0 | 0 | 0 | 0 | 0 | 0 | 0 | 0 | 0 | 0 | 0 | -2 | -2 | 0 | 0 | 1 |  | 0 | 0 | 0 | 0 | 0 | 0 | 0 | 0 | 0 | 0 | 0 | 0 | 0 | 0 | 0 | 0 | 0 | 0 | 0 | 0 | 0 | 0 | 0 | 0 | 0 | 0 | 0 | 0 | 0 | 0 | 0 | 0 | 0 | 0 | 0 | 0 |  | 0 | 0 | 0 | 0 | 0 | 0 | 0 | 0 | 0 | 0 | 0 | 0 | 0 | 400 | 409 | 0 | 0 | 1 | 0 | 0 | 0 | 0 | 0 | 0 | 0 | 0 | 0 | 0 | 0 | 0 | 0 | -2 | -2 | 0 | 0 | 1 |  | 0 | 0 | 0 | 0 | 0 | 0 | 0 | 0 | 0 | 0 | 0 | 0 | 0 | 400 | 409 | 0 | 0 | 1 | 0 | 0 | 0 | 0 | 0 | 0 | 0 | 0 | 0 | 0 | 0 | 0 | 0 | -2 | -2 | 0 | 0 | 1 |  | 1 | 1 | 1 | 1 | 1 | 1 | 1 | 4+ | 1 | 1
PG&E FRESNO | Manning | 230 | 0 | 0 | 0 | 0 | 0 | 0 | 0 | 0 | 0 | 0 | 0 | 0 | 50 | 200 | 250 | 0 | 65 | 65 | 0 | 1 |  | 0 | 0 | 0 | 0 | 0 | 0 | 0 | 0 | 0 | 0 | 0 | 0 | 0 | 0 | 0 | 0 | 0 | 0 | 0 | 0 | 0 | 0 | 0 | 0 | 0 | 0 | 0 | 0 | 0 | 2 | 2 | 2 | 2 | 0 | 0 | 1 |  | 0 | 0 | 0 | 0 | 0 | 0 | 0 | 0 | 0 | 0 | 0 | 0 | 0 | 0 | 0 | 0 | 0 | 0 | 0 | 0 | 0 | 0 | 0 | 0 | 0 | 0 | 0 | 0 | 0 | 2 | 2 | 2 | 2 | 0 | 0 | 1 |  | 0 | 0 | 0 | 0 | 0 | 0 | 0 | 0 | 0 | 0 | 0 | 0 | 0 | 0 | 0 | 0 | 0 | 0 | 0 | 0 | 0 | 0 | 0 | 0 | 0 | 0 | 0 | 0 | 0 | 2 | 2 | 2 | 2 | 0 | 0 | 1 |  | 0 | 0 | 0 | 0 | 0 | 0 | 0 | 0 | 0 | 0 | 0 | 0 | 2950 | 0 | 4500 | 0 | 0 | 1 | 0 | 0 | 0 | 0 | 0 | 0 | 0 | 0 | 0 | 0 | 0 | 2 | -2 | 2 | -2 | 0 | 0 | 1 |  | 1 | 1 | 1 | 1 | 1 | 1 | 3- | 3- | 1 | 1
PG&E FRESNO | Manning | 500 | 0 | 0 | 0 | 0 | 0 | 0 | 0 | 0 | 0 | 0 | 0 | 0 | 500 | 1000 | 1500 | 0 | 200 | 200 | 200 | 1 |  | 0 | 0 | 0 | 0 | 0 | 0 | 0 | 0 | 0 | 0 | 0 | 0 | 0 | 0 | 0 | 0 | 0 | 0 | 0 | 0 | 0 | 0 | 0 | 0 | 0 | 0 | 0 | 0 | 0 | 2 | 2 | 2 | 2 | 2 | 2 | 1 |  | 0 | 0 | 0 | 0 | 0 | 0 | 0 | 0 | 0 | 0 | 0 | 0 | 0 | 0 | 0 | 0 | 0 | 0 | 0 | 0 | 0 | 0 | 0 | 0 | 0 | 0 | 0 | 0 | 0 | 2 | 2 | 2 | 2 | 2 | 2 | 1 |  | 0 | 0 | 0 | 0 | 0 | 0 | 0 | 0 | 0 | 0 | 0 | 0 | 0 | 0 | 0 | 0 | 0 | 0 | 0 | 0 | 0 | 0 | 0 | 0 | 0 | 0 | 0 | 0 | 0 | 2 | 2 | 2 | 2 | 2 | 2 | 1 |  | 0 | 0 | 0 | 0 | 0 | 0 | 0 | 0 | 0 | 0 | 0 | 0 | 11250 | 0 | 12764 | 0 | 0 | 1 | 0 | 0 | 0 | 0 | 0 | 0 | 0 | 0 | 0 | 0 | 0 | 2 | -2 | 2 | -2 | 2 | 2 | 1 |  | 1 | 1 | 1 | 1 | 1 | 1 | 3- | 3- | 5- | 1
PG&E GBA | Manteca | 115 | 0 | 0 | 0 | 0 | 0 | 0 | 0 | 0 | 0 | 0 | 0 | 1.5 | 0 | 0 | 0 | 0 | 0 | 0 | 0 | 1 |  | 0 | 0 | 0 | 0 | 0 | 0 | 0 | 0 | 0 | 0 | 0 | 0 | 0 | 0 | 0 | 0 | 0 | 0 | 0 | 0 | 0 | 0 | 0 | 0 | 0 | 0 | 0 | 0 | 2 | 0 | 0 | 0 | 0 | 0 | 0 | 1 |  | 0 | 0 | 0 | 0 | 0 | 0 | 0 | 0 | 0 | 0 | 1.5 | 0 | 0 | 0 | 0 | 0 | 0 | 1 | 0 | 0 | 0 | 0 | 0 | 0 | 0 | 0 | 0 | 0 | 0 | 0 | 0 | 0 | 0 | 0 | 0 | 0 |  | 0 | 0 | 0 | 0 | 0 | 0 | 0 | 0 | 0 | 0 | 1.5 | 0 | 0 | 0 | 0 | 0 | 0 | 1 | 0 | 0 | 0 | 0 | 0 | 0 | 0 | 0 | 0 | 0 | 0 | 0 | 0 | 0 | 0 | 0 | 0 | 0 |  | 0 | 0 | 0 | 0 | 0 | 0 | 0 | 0 | 0 | 0 | 8.322 | 0 | 0 | 0 | 0 | 0 | 0 | 1 | 0 | 0 | 0 | 0 | 0 | 0 | 0 | 0 | 0 | 0 | -2 | 0 | 0 | 0 | 0 | 0 | 0 | 1 |  | 1 | 1 | 1 | 1 | 1 | 1+ | 1 | 1 | 1 | 1
SDGE | Margarita | 138 | 0 | 0 | 0 | 0 | 0 | 0 | 0 | 0 | 0 | 0 | 0 | 0 | 0 | 0 | 0 | 0 | 0 | 0 | 0 | 0 |  | 0 | 0 | 0 | 0 | 0 | 0 | 0 | 0 | 0 | 0 | 0 | 0 | 0 | 0 | 0 | 0 | 0 | 0 | 0 | 0 | 0 | 0 | 0 | 0 | 0 | 0 | 0 | 0 | 0 | 0 | 0 | 0 | 0 | 0 | 0 | 0 |  | 0 | 0 | 0 | 0 | 0 | 0 | 0 | 0 | 0 | 0 | 0 | 0 | 0 | 0 | 0 | 0 | 0 | 0 | 0 | 0 | 0 | 0 | 0 | 0 | 0 | 0 | 0 | 0 | 0 | 0 | 0 | 0 | 0 | 0 | 0 | 0 |  | 0 | 0 | 0 | 0 | 0 | 0 | 0 | 0 | 0 | 0 | 0 | 0 | 0 | 0 | 0 | 0 | 0 | 0 | 0 | 0 | 0 | 0 | 0 | 0 | 0 | 0 | 0 | 0 | 0 | 0 | 0 | 0 | 0 | 0 | 0 | 0 |  | 0 | 0 | 0 | 0 | 0 | 0 | 0 | 0 | 0 | 0 | 0 | 0 | 0 | 0 | 150 | 0 | 0 | 1 | 0 | 0 | 0 | 0 | 0 | 0 | 0 | 0 | 0 | 0 | 0 | 0 | 0 | 0 | -2 | 0 | 0 | 1 |  | 1 | 1 | 1 | 1 | 1 | 1 | 1 | 1+ | 1 | 1
PG&E GBA | Martin | 230 | 0 | 0 | 0 | 0 | 0 | 0 | 0 | 0 | 0 | 0 | 0 | 0 | 0 | 0 | 0 | 0 | 0 | 0 | 0 | 0 |  | 0 | 0 | 0 | 0 | 0 | 0 | 0 | 0 | 0 | 0 | 0 | 0 | 0 | 0 | 0 | 0 | 0 | 0 | 0 | 0 | 0 | 0 | 0 | 0 | 0 | 0 | 0 | 0 | 0 | 0 | 0 | 0 | 0 | 0 | 0 | 0 |  | 0 | 0 | 0 | 0 | 0 | 0 | 0 | 0 | 0 | 0 | 0 | 0 | 0 | 0 | 0 | 0 | 0 | 0 | 0 | 0 | 0 | 0 | 0 | 0 | 0 | 0 | 0 | 0 | 0 | 0 | 0 | 0 | 0 | 0 | 0 | 0 |  | 0 | 0 | 0 | 0 | 0 | 0 | 0 | 0 | 0 | 0 | 0 | 0 | 0 | 0 | 0 | 0 | 0 | 0 | 0 | 0 | 0 | 0 | 0 | 0 | 0 | 0 | 0 | 0 | 0 | 0 | 0 | 0 | 0 | 0 | 0 | 0 |  | 0 | 0 | 0 | 0 | 0 | 0 | 0 | 0 | 0 | 0 | 0 | 0 | 0 | 0 | 300 | 0 | 0 | 1 | 0 | 0 | 0 | 0 | 0 | 0 | 0 | 0 | 0 | 0 | 0 | 0 | 0 | 0 | -2 | 0 | 0 | 1 |  | 1 | 1 | 1 | 1 | 1 | 1 | 1 | 1+ | 1 | 1
PG&E GBA | Martin | 115 | 0 | 0 | 0 | 0 | 0 | 0 | 0 | 0 | 0 | 0 | 0 | 0 | 0 | 0 | 0 | 0 | 150 | 150 | 0 | 1 |  | 0 | 0 | 0 | 0 | 0 | 0 | 0 | 0 | 0 | 0 | 0 | 0 | 0 | 62 | 62 | 0 | 0 | 1 | 0 | 0 | 0 | 0 | 0 | 0 | 0 | 0 | 0 | 0 | 0 | 0 | 0 | 2 | 2 | 0 | 0 | 1 |  | 0 | 0 | 0 | 0 | 0 | 0 | 0 | 0 | 0 | 0 | 9.12 | 0 | 0 | 62 | 71.12 | 0 | 0 | 1 | 0 | 0 | 0 | 0 | 0 | 0 | 0 | 0 | 0 | 0 | -2 | 0 | 0 | 2 | 2 | 0 | 0 | 1 |  | 0 | 0 | 0 | 0 | 0 | 0 | 0 | 0 | 0 | 0 | 9.12 | 0 | 0 | 312 | 321.12 | 0 | 0 | 1 | 0 | 0 | 0 | 0 | 0 | 0 | 0 | 0 | 0 | 0 | -2 | 0 | 0 | -2 | -2 | 0 | 0 | 1 |  | 0 | 0 | 0 | 0 | 0 | 0 | 0 | 0 | 0 | 0 | 9.12 | 0 | 0 | 312 | 521.12 | 0 | 0 | 1 | 0 | 0 | 0 | 0 | 0 | 0 | 0 | 0 | 0 | 0 | -2 | 0 | 0 | -2 | -2 | 0 | 0 | 1 |  | 1 | 1 | 1 | 1 | 1 | 4+ | 1 | 4+ | 1 | 1
PG&E GBA | Martinez | 115 | 0 | 0 | 0 | 0 | 0 | 0 | 0 | 0 | 0 | 0 | 0 | 0 | 0 | 0 | 0 | 0 | 0 | 0 | 0 | 0 |  | 0 | 0 | 0 | 0 | 0 | 0 | 0 | 0 | 0 | 0 | 0 | 0 | 0 | 0 | 0 | 0 | 0 | 0 | 0 | 0 | 0 | 0 | 0 | 0 | 0 | 0 | 0 | 0 | 0 | 0 | 0 | 0 | 0 | 0 | 0 | 0 |  | 0 | 0 | 0 | 0 | 0 | 0 | 0 | 0 | 0 | 0 | 4 | 0 | 0 | 0 | 0 | 0 | 0 | 1 | 0 | 0 | 0 | 0 | 0 | 0 | 0 | 0 | 0 | 0 | -2 | 0 | 0 | 0 | 0 | 0 | 0 | 1 |  | 0 | 0 | 0 | 0 | 0 | 0 | 0 | 0 | 0 | 0 | 4 | 0 | 0 | 0 | 0 | 0 | 0 | 1 | 0 | 0 | 0 | 0 | 0 | 0 | 0 | 0 | 0 | 0 | -2 | 0 | 0 | 0 | 0 | 0 | 0 | 1 |  | 0 | 0 | 0 | 0 | 0 | 0 | 0 | 0 | 0 | 0 | 4 | 0 | 0 | 0 | 0 | 0 | 0 | 1 | 0 | 0 | 0 | 0 | 0 | 0 | 0 | 0 | 0 | 0 | -2 | 0 | 0 | 0 | 0 | 0 | 0 | 1 |  | 1 | 1 | 1 | 1 | 1 | 4+ | 1 | 1 | 1 | 1
PG&E FRESNO | Mc Mullin | 230 | 0 | 0 | 0 | 0 | 0 | 0 | 0 | 0 | 0 | 0 | 0 | 0 | 100 | 200 | 300 | 0 | 60 | 60 | 0 | 1 |  | 0 | 0 | 0 | 0 | 0 | 0 | 0 | 0 | 0 | 0 | 0 | 0 | 0 | 0 | 0 | 0 | 0 | 0 | 0 | 0 | 0 | 0 | 0 | 0 | 0 | 0 | 0 | 0 | 0 | 2 | 2 | 2 | 2 | 0 | 0 | 1 |  | 0 | 0 | 0 | 0 | 0 | 0 | 0 | 0 | 0 | 0 | 0 | 0 | 0 | 0 | 0 | 0 | 0 | 0 | 0 | 0 | 0 | 0 | 0 | 0 | 0 | 0 | 0 | 0 | 0 | 2 | 2 | 2 | 2 | 0 | 0 | 1 |  | 0 | 0 | 0 | 0 | 0 | 0 | 0 | 0 | 0 | 0 | 0 | 0 | 0 | 0 | 0 | 0 | 0 | 0 | 0 | 0 | 0 | 0 | 0 | 0 | 0 | 0 | 0 | 0 | 0 | 2 | 2 | 2 | 2 | 0 | 0 | 1 |  | 0 | 0 | 0 | 0 | 0 | 0 | 0 | 0 | 0 | 0 | 0 | 0 | 830 | 0 | 1030 | 0 | 0 | 1 | 0 | 0 | 0 | 0 | 0 | 0 | 0 | 0 | 0 | 0 | 0 | 2 | -2 | 2 | -2 | 0 | 0 | 1 |  | 1 | 1 | 1 | 1 | 1 | 1 | 3- | 3- | 1 | 1
PG&E FRESNO | McCall | 115 | 0 | 0 | 0 | 0 | 0 | 0 | 0 | 0 | 0 | 0 | 0 | 1.5 | 0 | 0 | 0 | 0 | 0 | 0 | 0 | 1 |  | 0 | 0 | 0 | 0 | 0 | 0 | 0 | 0 | 0 | 0 | 0 | 0 | 0 | 0 | 0 | 0 | 0 | 0 | 0 | 0 | 0 | 0 | 0 | 0 | 0 | 0 | 0 | 0 | 2 | 0 | 0 | 0 | 0 | 0 | 0 | 1 |  | 0 | 0 | 0 | 1.5 | 0 | 0 | 0 | 0 | 0 | 0 | 7.26 | 0 | 0 | 0 | 0 | 0 | 0 | 1 | 0 | 0 | 0 | -2 | 0 | 0 | 0 | 0 | 0 | 0 | -2 | 0 | 0 | 0 | 0 | 0 | 0 | 1 |  | 0 | 0 | 0 | 1.5 | 0 | 0 | 0 | 0 | 0 | 0 | 7.26 | 0 | 0 | 0 | 0 | 0 | 0 | 1 | 0 | 0 | 0 | -2 | 0 | 0 | 0 | 0 | 0 | 0 | -2 | 0 | 0 | 0 | 0 | 0 | 0 | 1 |  | 0 | 0 | 0 | 1.5 | 0 | 0 | 0 | 0 | 0 | 0 | 13.11 | 0 | 0 | 0 | 100 | 0 | 0 | 1 | 0 | 0 | 0 | -2 | 0 | 0 | 0 | 0 | 0 | 0 | -2 | 0 | 0 | 0 | -2 | 0 | 0 | 1 |  | 1 | 4+ | 1 | 1 | 1 | 4+ | 1 | 1+ | 1 | 1
PG&E FRESNO | McCall | 230 | 0 | 0 | 0 | 0 | 0 | 0 | 0 | 0 | 0 | 0 | 0 | 0 | 0 | 0 | 0 | 0 | 0 | 0 | 0 | 0 |  | 0 | 0 | 0 | 0 | 0 | 0 | 0 | 0 | 0 | 0 | 0 | 0 | 0 | 0 | 0 | 0 | 0 | 0 | 0 | 0 | 0 | 0 | 0 | 0 | 0 | 0 | 0 | 0 | 0 | 0 | 0 | 0 | 0 | 0 | 0 | 0 |  | 0 | 0 | 0 | 0 | 0 | 0 | 0 | 0 | 0 | 0 | 0 | 0 | 0 | 0 | 0 | 0 | 0 | 0 | 0 | 0 | 0 | 0 | 0 | 0 | 0 | 0 | 0 | 0 | 0 | 0 | 0 | 0 | 0 | 0 | 0 | 0 |  | 0 | 0 | 0 | 0 | 0 | 0 | 0 | 0 | 0 | 0 | 0 | 0 | 0 | 0 | 0 | 0 | 0 | 0 | 0 | 0 | 0 | 0 | 0 | 0 | 0 | 0 | 0 | 0 | 0 | 0 | 0 | 0 | 0 | 0 | 0 | 0 |  | 0 | 0 | 0 | 0 | 0 | 0 | 0 | 0 | 0 | 0 | 0 | 0 | 0 | 0 | 0 | 0 | 0 | 0 | 0 | 0 | 0 | 0 | 0 | 0 | 0 | 0 | 0 | 0 | 0 | 0 | 0 | 0 | 0 | 0 | 0 | 0 |  | 1 | 1 | 1 | 1 | 1 | 1 | 1 | 1 | 1 | 0
PG&E GBA | Meadow Lane | 115 | 0 | 0 | 0 | 0 | 0 | 0 | 0 | 0 | 0 | 0 | 0 | 0 | 0 | 0 | 0 | 0 | 0 | 0 | 0 | 0 |  | 0 | 0 | 0 | 0 | 0 | 0 | 0 | 0 | 0 | 0 | 0 | 0 | 0 | 0 | 0 | 0 | 0 | 0 | 0 | 0 | 0 | 0 | 0 | 0 | 0 | 0 | 0 | 0 | 0 | 0 | 0 | 0 | 0 | 0 | 0 | 0 |  | 0 | 0 | 0 | 0 | 0 | 0 | 0 | 0 | 0 | 0 | 0 | 0 | 0 | 0 | 0 | 0 | 0 | 0 | 0 | 0 | 0 | 0 | 0 | 0 | 0 | 0 | 0 | 0 | 0 | 0 | 0 | 0 | 0 | 0 | 0 | 0 |  | 0 | 0 | 0 | 0 | 0 | 0 | 0 | 0 | 0 | 0 | 0 | 0 | 0 | 0 | 0 | 0 | 0 | 0 | 0 | 0 | 0 | 0 | 0 | 0 | 0 | 0 | 0 | 0 | 0 | 0 | 0 | 0 | 0 | 0 | 0 | 0 |  | 0 | 0 | 0 | 0 | 0 | 0 | 0 | 0 | 0 | 0 | 0 | 0 | 0 | 0 | 0 | 0 | 0 | 0 | 0 | 0 | 0 | 0 | 0 | 0 | 0 | 0 | 0 | 0 | 0 | 0 | 0 | 0 | 0 | 0 | 0 | 0 |  | 1 | 1 | 1 | 1 | 1 | 1 | 1 | 1 | 1 | 0
PG&E GBA | Melones | 115 | 0 | 0 | 0 | 0 | 0 | 0 | 0 | 0 | 0 | 0 | 0 | 0 | 0 | 0 | 0 | 0 | 0 | 0 | 0 | 0 |  | 0 | 0 | 0 | 0 | 0 | 0 | 0 | 0 | 0 | 0 | 0 | 0 | 0 | 0 | 0 | 0 | 0 | 0 | 0 | 0 | 0 | 0 | 0 | 0 | 0 | 0 | 0 | 0 | 0 | 0 | 0 | 0 | 0 | 0 | 0 | 0 |  | 0 | 0 | 0 | 0 | 0 | 0 | 0 | 0 | 0 | 0 | 0 | 0 | 0 | 0 | 0 | 0 | 0 | 0 | 0 | 0 | 0 | 0 | 0 | 0 | 0 | 0 | 0 | 0 | 0 | 0 | 0 | 0 | 0 | 0 | 0 | 0 |  | 0 | 0 | 0 | 0 | 0 | 0 | 0 | 0 | 0 | 0 | 0 | 0 | 0 | 0 | 0 | 0 | 0 | 0 | 0 | 0 | 0 | 0 | 0 | 0 | 0 | 0 | 0 | 0 | 0 | 0 | 0 | 0 | 0 | 0 | 0 | 0 |  | 0 | 0 | 0 | 0 | 0 | 0 | 0 | 0 | 0 | 0 | 0 | 0 | 0 | 0 | 0 | 0 | 0 | 0 | 0 | 0 | 0 | 0 | 0 | 0 | 0 | 0 | 0 | 0 | 0 | 0 | 0 | 0 | 0 | 0 | 0 | 0 |  | 1 | 1 | 1 | 1 | 1 | 1 | 1 | 1 | 1 | 0
PG&E GBA | Melones | 230 | 0 | 0 | 0 | 0 | 0 | 0 | 0 | 0 | 0 | 0 | 0 | 0 | 0 | 0 | 0 | 0 | 0 | 0 | 0 | 0 |  | 0 | 0 | 0 | 0 | 0 | 0 | 0 | 0 | 0 | 0 | 0 | 0 | 0 | 0 | 0 | 0 | 0 | 0 | 0 | 0 | 0 | 0 | 0 | 0 | 0 | 0 | 0 | 0 | 0 | 0 | 0 | 0 | 0 | 0 | 0 | 0 |  | 0 | 0 | 0 | 0 | 0 | 0 | 0 | 0 | 0 | 0 | 0 | 0 | 0 | 0 | 0 | 0 | 0 | 0 | 0 | 0 | 0 | 0 | 0 | 0 | 0 | 0 | 0 | 0 | 0 | 0 | 0 | 0 | 0 | 0 | 0 | 0 |  | 0 | 0 | 0 | 0 | 0 | 0 | 0 | 0 | 0 | 0 | 0 | 0 | 0 | 0 | 0 | 0 | 0 | 0 | 0 | 0 | 0 | 0 | 0 | 0 | 0 | 0 | 0 | 0 | 0 | 0 | 0 | 0 | 0 | 0 | 0 | 0 |  | 0 | 0 | 0 | 0 | 0 | 0 | 0 | 0 | 0 | 0 | 0 | 0 | 0 | 0 | 0 | 0 | 0 | 0 | 0 | 0 | 0 | 0 | 0 | 0 | 0 | 0 | 0 | 0 | 0 | 0 | 0 | 0 | 0 | 0 | 0 | 0 |  | 1 | 1 | 1 | 1 | 1 | 1 | 1 | 1 | 1 | 0
SDGE | Melrose | 69 | 0 | 0 | 0 | 0 | 0 | 0 | 0 | 0 | 0 | 0 | 0 | 0 | 0 | 0 | 0 | 0 | 0 | 0 | 0 | 0 |  | 0 | 0 | 0 | 0 | 0 | 0 | 0 | 0 | 0 | 0 | 0 | 0 | 0 | 0 | 0 | 0 | 0 | 0 | 0 | 0 | 0 | 0 | 0 | 0 | 0 | 0 | 0 | 0 | 0 | 0 | 0 | 0 | 0 | 0 | 0 | 0 |  | 0 | 0 | 0 | 0 | 0 | 0 | 0 | 0 | 0 | 0 | 0 | 0 | 0 | 0 | 0 | 0 | 0 | 0 | 0 | 0 | 0 | 0 | 0 | 0 | 0 | 0 | 0 | 0 | 0 | 0 | 0 | 0 | 0 | 0 | 0 | 0 |  | 0 | 0 | 0 | 0 | 0 | 0 | 0 | 0 | 0 | 0 | 0 | 0 | 0 | 0 | 0 | 0 | 0 | 0 | 0 | 0 | 0 | 0 | 0 | 0 | 0 | 0 | 0 | 0 | 0 | 0 | 0 | 0 | 0 | 0 | 0 | 0 |  | 0 | 0 | 0 | 0 | 0 | 0 | 0 | 0 | 0 | 0 | 0 | 0 | 0 | 0 | 3.5 | 0 | 0 | 1 | 0 | 0 | 0 | 0 | 0 | 0 | 0 | 0 | 0 | 0 | 0 | 0 | 0 | 0 | -2 | 0 | 0 | 1 |  | 1 | 1 | 1 | 1 | 1 | 1 | 1 | 1+ | 1 | 1
PG&E NGBA | Mendocino | 115 | 0 | 0 | 0 | 0 | 0 | 0 | 0 | 0 | 0 | 0 | 0 | 0 | 0 | 0 | 0 | 0 | 0 | 0 | 0 | 0 |  | 0 | 0 | 0 | 0 | 0 | 0 | 0 | 0 | 0 | 0 | 0 | 0 | 0 | 0 | 0 | 0 | 0 | 0 | 0 | 0 | 0 | 0 | 0 | 0 | 0 | 0 | 0 | 0 | 0 | 0 | 0 | 0 | 0 | 0 | 0 | 0 |  | 0 | 0 | 0 | 0 | 0 | 0 | 0 | 0 | 0 | 0 | 0 | 0 | 0 | 0 | 0 | 0 | 0 | 0 | 0 | 0 | 0 | 0 | 0 | 0 | 0 | 0 | 0 | 0 | 0 | 0 | 0 | 0 | 0 | 0 | 0 | 0 |  | 0 | 0 | 0 | 0 | 0 | 0 | 0 | 0 | 0 | 0 | 0 | 0 | 0 | 0 | 0 | 0 | 0 | 0 | 0 | 0 | 0 | 0 | 0 | 0 | 0 | 0 | 0 | 0 | 0 | 0 | 0 | 0 | 0 | 0 | 0 | 0 |  | 0 | 0 | 0 | 0 | 0 | 0 | 0 | 0 | 0 | 0 | 0 | 0 | 0 | 0 | 0 | 0 | 0 | 0 | 0 | 0 | 0 | 0 | 0 | 0 | 0 | 0 | 0 | 0 | 0 | 0 | 0 | 0 | 0 | 0 | 0 | 0 |  | 1 | 1 | 1 | 1 | 1 | 1 | 1 | 1 | 1 | 0
PG&E NGBA | Mendocino | 60 | 0 | 3 | 0 | 0 | 0 | 0 | 0 | 0 | 0 | 0 | 0 | 0 | 0 | 0 | 0 | 0 | 0 | 0 | 0 | 1 |  | 0 | 0 | 0 | 0 | 0 | 0 | 0 | 0 | 0 | 0 | 0 | 0 | 0 | 0 | 0 | 0 | 0 | 0 | 0 | 0 | 2 | 2 | 0 | 0 | 0 | 0 | 0 | 0 | 0 | 0 | 0 | 0 | 0 | 0 | 0 | 1 |  | 0 | 0 | 0 | 0 | 0 | 0 | 0 | 0 | 0 | 0 | 0 | 0 | 0 | 0 | 0 | 0 | 0 | 0 | 0 | 0 | 2 | 2 | 0 | 0 | 0 | 0 | 0 | 0 | 0 | 0 | 0 | 0 | 0 | 0 | 0 | 1 |  | 0 | 0 | 0 | 0 | 0 | 0 | 0 | 0 | 0 | 0 | 0 | 0 | 0 | 0 | 0 | 0 | 0 | 0 | 0 | 0 | 2 | 2 | 0 | 0 | 0 | 0 | 0 | 0 | 0 | 0 | 0 | 0 | 0 | 0 | 0 | 1 |  | 0 | 0 | 0 | 0 | 0 | 0 | 0 | 0 | 0 | 0 | 0 | 0 | 0 | 0 | 0 | 0 | 0 | 0 | 0 | 0 | 2 | 2 | 0 | 0 | 0 | 0 | 0 | 0 | 0 | 0 | 0 | 0 | 0 | 0 | 0 | 1 |  | 1 | 5- | 1 | 1 | 1 | 1 | 1 | 1 | 1 | 1
PG&E FRESNO | Mendota | 115 | 0 | 0 | 0 | 0 | 0 | 0 | 0 | 0 | 0 | 0 | 0 | 0 | 0 | 0 | 0 | 0 | 0 | 0 | 0 | 0 |  | 0 | 0 | 0 | 0 | 0 | 0 | 0 | 0 | 0 | 0 | 0 | 0 | 0 | 0 | 0 | 0 | 0 | 0 | 0 | 0 | 0 | 0 | 0 | 0 | 0 | 0 | 0 | 0 | 0 | 0 | 0 | 0 | 0 | 0 | 0 | 0 |  | 0 | 0 | 0 | 0 | 0 | 0 | 0 | 0 | 0 | 0 | 0 | 0 | 0 | 0 | 0 | 0 | 0 | 0 | 0 | 0 | 0 | 0 | 0 | 0 | 0 | 0 | 0 | 0 | 0 | 0 | 0 | 0 | 0 | 0 | 0 | 0 |  | 0 | 0 | 0 | 0 | 0 | 0 | 0 | 0 | 0 | 0 | 0 | 0 | 0 | 0 | 150 | 0 | 0 | 1 | 0 | 0 | 0 | 0 | 0 | 0 | 0 | 0 | 0 | 0 | 0 | 0 | 0 | 0 | -2 | 0 | 0 | 1 |  | 0 | 0 | 0 | 0 | 0 | 0 | 0 | 0 | 0 | 0 | 0 | 0 | 200 | 0 | 350 | 0 | 0 | 1 | 0 | 0 | 0 | 0 | 0 | 0 | 0 | 0 | 0 | 0 | 0 | 0 | -2 | 0 | -2 | 0 | 0 | 1 |  | 1 | 1 | 1 | 1 | 1 | 1 | 1+ | 2+ | 1 | 1
PG&E GBA | Menlo | 60 | 0 | 0 | 0 | 0 | 0 | 0 | 0 | 0 | 0 | 0 | 0 | 0 | 0 | 0 | 0 | 0 | 0 | 0 | 0 | 0 |  | 0 | 0 | 0 | 0 | 0 | 0 | 0 | 0 | 0 | 0 | 0 | 0 | 0 | 0 | 0 | 0 | 0 | 0 | 0 | 0 | 0 | 0 | 0 | 0 | 0 | 0 | 0 | 0 | 0 | 0 | 0 | 0 | 0 | 0 | 0 | 0 |  | 0 | 0 | 0 | 0 | 0 | 0 | 0 | 0 | 0 | 0 | 0 | 0 | 0 | 0 | 0 | 0 | 0 | 0 | 0 | 0 | 0 | 0 | 0 | 0 | 0 | 0 | 0 | 0 | 0 | 0 | 0 | 0 | 0 | 0 | 0 | 0 |  | 0 | 0 | 0 | 0 | 0 | 0 | 0 | 0 | 0 | 0 | 0 | 0 | 0 | 0 | 0 | 0 | 0 | 0 | 0 | 0 | 0 | 0 | 0 | 0 | 0 | 0 | 0 | 0 | 0 | 0 | 0 | 0 | 0 | 0 | 0 | 0 |  | 0 | 0 | 0 | 0 | 0 | 0 | 0 | 0 | 0 | 0 | 0 | 0 | 0 | 0 | 0 | 0 | 0 | 0 | 0 | 0 | 0 | 0 | 0 | 0 | 0 | 0 | 0 | 0 | 0 | 0 | 0 | 0 | 0 | 0 | 0 | 0 |  | 1 | 1 | 1 | 1 | 1 | 1 | 1 | 1 | 1 | 0
PG&E FRESNO | Merced | 115 | 0 | 0 | 0 | 0 | 0 | 0 | 0 | 0 | 0 | 0 | 0 | 4 | 0 | 0 | 0 | 0 | 0 | 0 | 0 | 1 |  | 0 | 0 | 0 | 0 | 0 | 0 | 0 | 0 | 0 | 0 | 0 | 0 | 0 | 0 | 0 | 0 | 0 | 0 | 0 | 0 | 0 | 0 | 0 | 0 | 0 | 0 | 0 | 0 | 2 | 0 | 0 | 0 | 0 | 0 | 0 | 1 |  | 0 | 0 | 0 | 0 | 0 | 0 | 0 | 0 | 0 | 0 | 4.125 | 0 | 0 | 0 | 0 | 0 | 0 | 1 | 0 | 0 | 0 | 0 | 0 | 0 | 0 | 0 | 0 | 0 | 0 | 0 | 0 | 0 | 0 | 0 | 0 | 0 |  | 0 | 0 | 0 | 0 | 0 | 0 | 0 | 0 | 0 | 0 | 4.125 | 0 | 0 | 0 | 0 | 0 | 0 | 1 | 0 | 0 | 0 | 0 | 0 | 0 | 0 | 0 | 0 | 0 | 0 | 0 | 0 | 0 | 0 | 0 | 0 | 0 |  | 0 | 0 | 0 | 0 | 0 | 0 | 0 | 0 | 0 | 0 | 9.125 | 0 | 0 | 0 | 0 | 0 | 0 | 1 | 0 | 0 | 0 | 0 | 0 | 0 | 0 | 0 | 0 | 0 | -2 | 0 | 0 | 0 | 0 | 0 | 0 | 1 |  | 1 | 1 | 1 | 1 | 1 | 1+ | 1 | 1 | 1 | 1
EOP | Mercury | 138 | 0 | 0 | 0 | 0 | 0 | 0 | 0 | 0 | 0 | 0 | 0 | 0 | 0 | 0 | 0 | 0 | 0 | 0 | 0 | 0 |  | 0 | 0 | 0 | 0 | 0 | 0 | 0 | 0 | 0 | 0 | 0 | 0 | 0 | 0 | 0 | 0 | 0 | 0 | 0 | 0 | 0 | 0 | 0 | 0 | 0 | 0 | 0 | 0 | 0 | 0 | 0 | 0 | 0 | 0 | 0 | 0 |  | 0 | 0 | 0 | 0 | 0 | 0 | 0 | 0 | 0 | 0 | 0 | 0 | 0 | 0 | 0 | 0 | 0 | 0 | 0 | 0 | 0 | 0 | 0 | 0 | 0 | 0 | 0 | 0 | 0 | 0 | 0 | 0 | 0 | 0 | 0 | 0 |  | 0 | 0 | 0 | 0 | 0 | 0 | 0 | 0 | 0 | 0 | 0 | 0 | 0 | 0 | 0 | 0 | 0 | 0 | 0 | 0 | 0 | 0 | 0 | 0 | 0 | 0 | 0 | 0 | 0 | 0 | 0 | 0 | 0 | 0 | 0 | 0 |  | 0 | 0 | 0 | 0 | 0 | 0 | 0 | 0 | 0 | 0 | 0 | 0 | 0 | 0 | 0 | 0 | 0 | 0 | 0 | 0 | 0 | 0 | 0 | 0 | 0 | 0 | 0 | 0 | 0 | 0 | 0 | 0 | 0 | 0 | 0 | 0 |  | 1 | 1 | 1 | 1 | 1 | 1 | 1 | 1 | 1 | 0
PG&E FRESNO | Mercy Springs | 70 | 0 | 2 | 0 | 0 | 0 | 0 | 0 | 0 | 0 | 0 | 0 | 0 | 0 | 0 | 0 | 0 | 0 | 0 | 0 | 1 |  | 0 | 0 | 0 | 0 | 0 | 0 | 0 | 0 | 0 | 0 | 0 | 0 | 2.4774 | 0 | 2.4774 | 0 | 0 | 1 | 0 | 0 | 2 | 2 | 0 | 0 | 0 | 0 | 0 | 0 | 0 | 0 | -2 | 0 | -2 | 0 | 0 | 1 |  | 0 | 0 | 0 | 2 | 0 | 0 | 0 | 0 | 0 | 0 | 0 | 0 | 2.4774 | 0 | 2.4774 | 0 | 0 | 1 | 0 | 0 | 2 | 0 | 0 | 0 | 0 | 0 | 0 | 0 | 0 | 0 | 0 | 0 | 0 | 0 | 0 | 1 |  | 0 | 0 | 0 | 2 | 0 | 0 | 0 | 0 | 0 | 0 | 0 | 0 | 2.4774 | 0 | 2.4774 | 0 | 0 | 1 | 0 | 0 | 2 | 0 | 0 | 0 | 0 | 0 | 0 | 0 | 0 | 0 | -2 | 0 | 0 | 0 | 0 | 1 |  | 0 | 0 | 0 | 2 | 0 | 0 | 0 | 0 | 0 | 0 | 0 | 0 | 2.4774 | 0 | 12.5554 | 0 | 0 | 1 | 0 | 0 | 2 | 0 | 0 | 0 | 0 | 0 | 0 | 0 | 0 | 0 | 0 | 0 | -2 | 0 | 0 | 1 |  | 1 | 1 | 1 | 1 | 1 | 1 | 2+ | 1+ | 1 | 1
PG&E NGBA | Meridian | 60 | 0 | 0 | 0 | 0 | 0 | 0 | 0 | 0 | 0 | 0 | 0 | 0 | 0 | 0 | 0 | 0 | 0 | 0 | 0 | 0 |  | 0 | 0 | 0 | 0 | 0 | 0 | 0 | 0 | 0 | 0 | 0 | 0 | 0 | 0 | 0 | 0 | 0 | 0 | 0 | 0 | 0 | 0 | 0 | 0 | 0 | 0 | 0 | 0 | 0 | 0 | 0 | 0 | 0 | 0 | 0 | 0 |  | 0 | 0 | 0 | 0 | 0 | 0 | 0 | 0 | 0 | 0 | 0 | 0 | 0 | 0 | 0 | 0 | 0 | 0 | 0 | 0 | 0 | 0 | 0 | 0 | 0 | 0 | 0 | 0 | 0 | 0 | 0 | 0 | 0 | 0 | 0 | 0 |  | 0 | 0 | 0 | 0 | 0 | 0 | 0 | 0 | 0 | 0 | 0 | 0 | 0 | 0 | 0 | 0 | 0 | 0 | 0 | 0 | 0 | 0 | 0 | 0 | 0 | 0 | 0 | 0 | 0 | 0 | 0 | 0 | 0 | 0 | 0 | 0 |  | 0 | 0 | 0 | 0 | 0 | 0 | 0 | 0 | 0 | 0 | 4.98 | 0 | 0 | 0 | 0 | 0 | 0 | 1 | 0 | 0 | 0 | 0 | 0 | 0 | 0 | 0 | 0 | 0 | -2 | 0 | 0 | 0 | 0 | 0 | 0 | 1 |  | 1 | 1 | 1 | 1 | 1 | 1+ | 1 | 1 | 1 | 1
PG&E KERN | Mesa (PGE) | 115 | 0 | 0 | 0 | 0 | 0 | 0 | 0 | 0 | 0 | 0 | 0 | 0 | 0 | 0 | 0 | 0 | 0 | 0 | 0 | 0 |  | 0 | 0 | 0 | 0 | 0 | 0 | 0 | 0 | 0 | 0 | 0 | 0 | 0 | 0 | 0 | 0 | 0 | 0 | 0 | 0 | 0 | 0 | 0 | 0 | 0 | 0 | 0 | 0 | 0 | 0 | 0 | 0 | 0 | 0 | 0 | 0 |  | 0 | 0 | 0 | 0 | 0 | 0 | 0 | 0 | 0 | 0 | 0 | 0 | 0 | 0 | 0 | 0 | 0 | 0 | 0 | 0 | 0 | 0 | 0 | 0 | 0 | 0 | 0 | 0 | 0 | 0 | 0 | 0 | 0 | 0 | 0 | 0 |  | 0 | 0 | 0 | 0 | 0 | 0 | 0 | 0 | 0 | 0 | 0 | 0 | 0 | 0 | 0 | 0 | 0 | 0 | 0 | 0 | 0 | 0 | 0 | 0 | 0 | 0 | 0 | 0 | 0 | 0 | 0 | 0 | 0 | 0 | 0 | 0 |  | 0 | 0 | 0 | 0 | 0 | 0 | 0 | 0 | 0 | 0 | 0 | 0 | 169.76 | 0 | 355.684 | 0 | 0 | 1 | 0 | 0 | 0 | 0 | 0 | 0 | 0 | 0 | 0 | 0 | 0 | 0 | -2 | 0 | -2 | 0 | 0 | 1 |  | 1 | 1 | 1 | 1 | 1 | 1 | 1+ | 1+ | 1 | 1
PG&E KERN | Mesa (PGE) | 230 | 0 | 0 | 0 | 0 | 0 | 0 | 0 | 0 | 0 | 0 | 0 | 0 | 0 | 0 | 0 | 0 | 0 | 0 | 0 | 0 |  | 0 | 0 | 0 | 0 | 0 | 0 | 0 | 0 | 0 | 0 | 0 | 0 | 0 | 0 | 0 | 0 | 0 | 0 | 0 | 0 | 0 | 0 | 0 | 0 | 0 | 0 | 0 | 0 | 0 | 0 | 0 | 0 | 0 | 0 | 0 | 0 |  | 0 | 0 | 0 | 0 | 0 | 0 | 0 | 0 | 0 | 0 | 0 | 0 | 0 | 0 | 0 | 0 | 0 | 0 | 0 | 0 | 0 | 0 | 0 | 0 | 0 | 0 | 0 | 0 | 0 | 0 | 0 | 0 | 0 | 0 | 0 | 0 |  | 0 | 0 | 0 | 0 | 0 | 0 | 0 | 0 | 0 | 0 | 0 | 0 | 0 | 0 | 0 | 0 | 0 | 0 | 0 | 0 | 0 | 0 | 0 | 0 | 0 | 0 | 0 | 0 | 0 | 0 | 0 | 0 | 0 | 0 | 0 | 0 |  | 0 | 0 | 0 | 0 | 0 | 0 | 0 | 0 | 0 | 0 | 0 | 0 | 0 | 0 | 850 | 0 | 0 | 1 | 0 | 0 | 0 | 0 | 0 | 0 | 0 | 0 | 0 | 0 | 0 | 0 | 0 | 0 | -2 | 0 | 0 | 1 |  | 1 | 1 | 1 | 1 | 1 | 1 | 1 | 1+ | 1 | 1
SCE Metro | Mesa (SCE) | 230 | 0 | 0 | 0 | 0 | 0 | 0 | 0 | 0 | 0 | 0 | 0 | 0 | 0 | 0 | 0 | 0 | 0 | 0 | 0 | 0 |  | 0 | 0 | 0 | 0 | 0 | 0 | 0 | 0 | 0 | 0 | 0 | 0 | 0 | 0 | 0 | 0 | 0 | 0 | 0 | 0 | 0 | 0 | 0 | 0 | 0 | 0 | 0 | 0 | 0 | 0 | 0 | 0 | 0 | 0 | 0 | 0 |  | 0 | 0 | 0 | 0 | 0 | 0 | 0 | 0 | 0 | 0 | 0 | 0 | 0 | 0 | 6.5 | 0 | 0 | 1 | 0 | 0 | 0 | 0 | 0 | 0 | 0 | 0 | 0 | 0 | 0 | 0 | 0 | 0 | -2 | 0 | 0 | 1 |  | 0 | 0 | 0 | 0 | 0 | 0 | 0 | 0 | 0 | 0 | 0 | 0 | 0 | 0 | 6.5 | 0 | 0 | 1 | 0 | 0 | 0 | 0 | 0 | 0 | 0 | 0 | 0 | 0 | 0 | 0 | 0 | 0 | -2 | 0 | 0 | 1 |  | 0 | 0 | 0 | 0 | 0 | 0 | 0 | 0 | 0 | 0 | 0 | 0 | 0 | 0 | 10 | 0 | 0 | 1 | 0 | 0 | 0 | 0 | 0 | 0 | 0 | 0 | 0 | 0 | 0 | 0 | 0 | 0 | -2 | 0 | 0 | 1 |  | 1 | 1 | 1 | 1 | 1 | 1 | 1 | 4+ | 1 | 1
SCE Metro | Mesa (SCE) | 500 | 0 | 0 | 0 | 0 | 0 | 0 | 0 | 0 | 0 | 0 | 0 | 0 | 0 | 0 | 0 | 0 | 0 | 0 | 0 | 0 |  | 0 | 0 | 0 | 0 | 0 | 0 | 0 | 0 | 0 | 0 | 0 | 0 | 0 | 0 | 0 | 0 | 0 | 0 | 0 | 0 | 0 | 0 | 0 | 0 | 0 | 0 | 0 | 0 | 0 | 0 | 0 | 0 | 0 | 0 | 0 | 0 |  | 0 | 0 | 0 | 0 | 0 | 0 | 0 | 0 | 0 | 0 | 0 | 0 | 0 | 0 | 0 | 0 | 0 | 0 | 0 | 0 | 0 | 0 | 0 | 0 | 0 | 0 | 0 | 0 | 0 | 0 | 0 | 0 | 0 | 0 | 0 | 0 |  | 0 | 0 | 0 | 0 | 0 | 0 | 0 | 0 | 0 | 0 | 0 | 0 | 0 | 250 | 252 | 0 | 0 | 1 | 0 | 0 | 0 | 0 | 0 | 0 | 0 | 0 | 0 | 0 | 0 | 0 | 0 | -2 | -2 | 0 | 0 | 1 |  | 0 | 0 | 0 | 0 | 0 | 0 | 0 | 0 | 0 | 0 | 0 | 0 | 0 | 250 | 1152 | 0 | 0 | 1 | 0 | 0 | 0 | 0 | 0 | 0 | 0 | 0 | 0 | 0 | 0 | 0 | 0 | -2 | -2 | 0 | 0 | 1 |  | 1 | 1 | 1 | 1 | 1 | 1 | 1 | 4+ | 1 | 1
SDGE | Mesa Heights | 69 | 0 | 0 | 0 | 0 | 0 | 0 | 0 | 0 | 0 | 0 | 0 | 0 | 0 | 0 | 0 | 0 | 0 | 0 | 0 | 0 |  | 0 | 0 | 0 | 0 | 0 | 0 | 0 | 0 | 0 | 0 | 0 | 0 | 0 | 0 | 0 | 0 | 0 | 0 | 0 | 0 | 0 | 0 | 0 | 0 | 0 | 0 | 0 | 0 | 0 | 0 | 0 | 0 | 0 | 0 | 0 | 0 |  | 0 | 0 | 0 | 0 | 0 | 0 | 0 | 0 | 0 | 0 | 0 | 0 | 0 | 0 | 0 | 0 | 0 | 0 | 0 | 0 | 0 | 0 | 0 | 0 | 0 | 0 | 0 | 0 | 0 | 0 | 0 | 0 | 0 | 0 | 0 | 0 |  | 0 | 0 | 0 | 0 | 0 | 0 | 0 | 0 | 0 | 0 | 0 | 0 | 0 | 0 | 0 | 0 | 0 | 0 | 0 | 0 | 0 | 0 | 0 | 0 | 0 | 0 | 0 | 0 | 0 | 0 | 0 | 0 | 0 | 0 | 0 | 0 |  | 0 | 0 | 0 | 0 | 0 | 0 | 0 | 0 | 0 | 0 | 0 | 0 | 0 | 0 | 0 | 0 | 0 | 0 | 0 | 0 | 0 | 0 | 0 | 0 | 0 | 0 | 0 | 0 | 0 | 0 | 0 | 0 | 0 | 0 | 0 | 0 |  | 1 | 1 | 1 | 1 | 1 | 1 | 1 | 1 | 1 | 0
PG&E GBA | Metcalf | 115 | 0 | 0 | 0 | 0 | 0 | 0 | 0 | 0 | 0 | 0 | 0 | 0 | 0 | 0 | 0 | 0 | 0 | 0 | 0 | 0 |  | 0 | 0 | 0 | 0 | 0 | 0 | 0 | 0 | 0 | 0 | 0 | 0 | 0 | 0 | 0 | 0 | 0 | 0 | 0 | 0 | 0 | 0 | 0 | 0 | 0 | 0 | 0 | 0 | 0 | 0 | 0 | 0 | 0 | 0 | 0 | 0 |  | 0 | 0 | 0 | 0 | 0 | 0 | 0 | 0 | 0 | 0 | 0 | 0 | 0 | 0 | 0 | 0 | 0 | 0 | 0 | 0 | 0 | 0 | 0 | 0 | 0 | 0 | 0 | 0 | 0 | 0 | 0 | 0 | 0 | 0 | 0 | 0 |  | 0 | 0 | 0 | 0 | 0 | 0 | 0 | 0 | 0 | 0 | 0 | 0 | 0 | 0 | 0 | 0 | 0 | 0 | 0 | 0 | 0 | 0 | 0 | 0 | 0 | 0 | 0 | 0 | 0 | 0 | 0 | 0 | 0 | 0 | 0 | 0 |  | 0 | 0 | 0 | 0 | 0 | 0 | 0 | 0 | 0 | 0 | 0 | 0 | 0 | 0 | 0 | 0 | 0 | 0 | 0 | 0 | 0 | 0 | 0 | 0 | 0 | 0 | 0 | 0 | 0 | 0 | 0 | 0 | 0 | 0 | 0 | 0 |  | 1 | 1 | 1 | 1 | 1 | 1 | 1 | 1 | 1 | 0
PG&E GBA | Metcalf | 230 | 0 | 0 | 0 | 0 | 0 | 0 | 0 | 0 | 0 | 0 | 0 | 0 | 0 | 0 | 0 | 0 | 251.075 | 251.075 | 0 | 1 |  | 0 | 0 | 0 | 0 | 0 | 0 | 0 | 0 | 0 | 0 | 0 | 0 | 0 | 350 | 354.88 | 0 | 0 | 1 | 0 | 0 | 0 | 0 | 0 | 0 | 0 | 0 | 0 | 0 | 0 | 0 | 0 | -1 | -1 | 0 | 0 | 1 |  | 0 | 0 | 0 | 0 | 0 | 0 | 0 | 0 | 0 | 0 | 0 | 0 | 0 | 0 | 0 | 0 | 0 | 0 | 0 | 0 | 0 | 0 | 0 | 0 | 0 | 0 | 0 | 0 | 0 | 0 | 0 | 2 | 2 | 0 | 0 | 1 |  | 0 | 0 | 0 | 0 | 0 | 0 | 0 | 0 | 0 | 0 | 0 | 0 | 0 | 350 | 354.88 | 0 | 0 | 1 | 0 | 0 | 0 | 0 | 0 | 0 | 0 | 0 | 0 | 0 | 0 | 0 | 0 | -1 | -1 | 0 | 0 | 1 |  | 0 | 0 | 0 | 0 | 0 | 0 | 0 | 0 | 0 | 0 | 0 | 0 | 0 | 350 | 354.88 | 0 | 0 | 1 | 0 | 0 | 0 | 0 | 0 | 0 | 0 | 0 | 0 | 0 | 0 | 0 | 0 | -1 | -1 | 0 | 0 | 1 |  | 1 | 1 | 1 | 1 | 1 | 1 | 1 | 3+ | 1 | 1
PG&E GBA | Metcalf | 500 | 0 | 0 | 0 | 0 | 0 | 0 | 0 | 0 | 0 | 0 | 0 | 0 | 0 | 0 | 0 | 0 | 0 | 0 | 0 | 0 |  | 0 | 0 | 0 | 0 | 0 | 0 | 0 | 0 | 0 | 0 | 0 | 0 | 0 | 0 | 0 | 0 | 0 | 0 | 0 | 0 | 0 | 0 | 0 | 0 | 0 | 0 | 0 | 0 | 0 | 0 | 0 | 0 | 0 | 0 | 0 | 0 |  | 0 | 0 | 0 | 0 | 0 | 0 | 0 | 0 | 0 | 0 | 0 | 0 | 0 | 0 | 0 | 0 | 0 | 0 | 0 | 0 | 0 | 0 | 0 | 0 | 0 | 0 | 0 | 0 | 0 | 0 | 0 | 0 | 0 | 0 | 0 | 0 |  | 0 | 0 | 0 | 0 | 0 | 0 | 0 | 0 | 0 | 0 | 0 | 0 | 0 | 0 | 0 | 0 | 0 | 0 | 0 | 0 | 0 | 0 | 0 | 0 | 0 | 0 | 0 | 0 | 0 | 0 | 0 | 0 | 0 | 0 | 0 | 0 |  | 0 | 0 | 0 | 0 | 0 | 400 | 0 | 0 | 0 | 0 | 0 | 0 | 400 | 0 | 1550 | 0 | 0 | 1 | 0 | 0 | 0 | 0 | 0 | -2 | 0 | 0 | 0 | 0 | 0 | 0 | -2 | 0 | -2 | 0 | 0 | 1 |  | 1 | 1 | 1+ | 1 | 1 | 1 | 1+ | 1+ | 1 | 1
PG&E KERN | Midway | 115 | 0 | 0 | 0 | 0 | 0 | 0 | 0 | 0 | 0 | 0 | 0 | 0 | 205 | 180 | 385 | 0 | 60 | 60 | 0 | 1 |  | 0 | 0 | 0 | 0 | 0 | 0 | 0 | 0 | 0 | 0 | 0 | 204 | 411.4 | 102 | 286 | 0 | 0 | 1 | 0 | 0 | 0 | 0 | 0 | 0 | 0 | 0 | 0 | 0 | 0 | 0 | 0 | -2 | -2 | 0 | 0 | 1 |  | 0 | 0 | 0 | 0 | 0 | 0 | 0 | 0 | 0 | 0 | 0 | 204 | 411.4 | 102 | 286 | 0 | 0 | 1 | 0 | 0 | 0 | 0 | 0 | 0 | 0 | 0 | 0 | 0 | 0 | 0 | 0 | -2 | -2 | 0 | 0 | 1 |  | 0 | 0 | 0 | 0 | 0 | 0 | 0 | 0 | 0 | 0 | 0 | 204 | 529.9 | 102 | 401 | 0 | 0 | 1 | 0 | 0 | 0 | 0 | 0 | 0 | 0 | 0 | 0 | 0 | 0 | 0 | -1 | -2 | -2 | 0 | 0 | 1 |  | 0 | 0 | 0 | 0 | 0 | 0 | 0 | 0 | 0 | 0 | 19.966 | 204 | 529.9 | 102 | 421 | 0 | 0 | 1 | 0 | 0 | 0 | 0 | 0 | 0 | 0 | 0 | 0 | 0 | -2 | 0 | -1 | -2 | -2 | 0 | 0 | 1 |  | 1 | 1 | 1 | 1 | 1 | 1+ | 2+ | 4+ | 1 | 1
PG&E KERN | Midway | 230 | 0 | 0 | 0 | 0 | 0 | 0 | 0 | 0 | 0 | 0 | 0 | 0 | 0 | 0 | 0 | 0 | 0 | 0 | 0 | 0 |  | 0 | 0 | 0 | 0 | 0 | 0 | 0 | 0 | 0 | 0 | 0 | 0 | 0 | 0 | 0 | 0 | 0 | 0 | 0 | 0 | 0 | 0 | 0 | 0 | 0 | 0 | 0 | 0 | 0 | 0 | 0 | 0 | 0 | 0 | 0 | 0 |  | 0 | 0 | 0 | 0 | 0 | 0 | 0 | 0 | 0 | 0 | 0 | 0 | 0 | 0 | 0 | 0 | 0 | 0 | 0 | 0 | 0 | 0 | 0 | 0 | 0 | 0 | 0 | 0 | 0 | 0 | 0 | 0 | 0 | 0 | 0 | 0 |  | 0 | 0 | 0 | 0 | 0 | 0 | 0 | 0 | 0 | 0 | 0 | 0 | 0 | 0 | 0 | 0 | 0 | 0 | 0 | 0 | 0 | 0 | 0 | 0 | 0 | 0 | 0 | 0 | 0 | 0 | 0 | 0 | 0 | 0 | 0 | 0 |  | 0 | 0 | 0 | 0 | 0 | 0 | 0 | 0 | 0 | 0 | 0 | 0 | 350 | 0 | 350 | 0 | 0 | 1 | 0 | 0 | 0 | 0 | 0 | 0 | 0 | 0 | 0 | 0 | 0 | 0 | -2 | 0 | -2 | 0 | 0 | 1 |  | 1 | 1 | 1 | 1 | 1 | 1 | 1+ | 1+ | 1 | 1
PG&E KERN | Midway | 500 | 0 | 0 | 0 | 0 | 0 | 0 | 0 | 0 | 0 | 0 | 0 | 0 | 300 | 800 | 1100 | 0 | 400 | 400 | 0 | 1 |  | 0 | 0 | 0 | 0 | 0 | 0 | 0 | 0 | 0 | 0 | 0 | 0 | 818 | 800 | 818 | 0 | 0 | 1 | 0 | 0 | 0 | 0 | 0 | 0 | 0 | 0 | 0 | 0 | 0 | 2 | 2 | -2 | -2 | 0 | 0 | 1 |  | 0 | 0 | 0 | 0 | 0 | 0 | 0 | 0 | 0 | 0 | 0 | 0 | 818 | 800 | 818 | 0 | 0 | 1 | 0 | 0 | 0 | 0 | 0 | 0 | 0 | 0 | 0 | 0 | 0 | 2 | 2 | -2 | -2 | 0 | 0 | 1 |  | 0 | 0 | 0 | 0 | 0 | 0 | 0 | 0 | 0 | 0 | 0 | 0 | 1176.2 | 1150 | 1176.2 | 0 | 0 | 1 | 0 | 0 | 0 | 0 | 0 | 0 | 0 | 0 | 0 | 0 | 0 | 2 | 0 | -2 | -2 | 0 | 0 | 1 |  | 0 | 0 | 0 | 0 | 0 | 0 | 0 | 0 | 0 | 0 | 0 | 0 | 6476.2 | 1150 | 6584.6806 | 0 | 0 | 1 | 0 | 0 | 0 | 0 | 0 | 0 | 0 | 0 | 0 | 0 | 0 | 2 | -2 | -2 | -2 | 0 | 0 | 1 |  | 1 | 1 | 1 | 1 | 1 | 1 | 2- | 4+ | 1 | 1
SDGE | Miguel | 230 | 0 | 0 | 0 | 0 | 0 | 0 | 0 | 0 | 0 | 0 | 0 | 0 | 0 | 0 | 0 | 0 | 0 | 0 | 0 | 0 |  | 0 | 0 | 0 | 0 | 0 | 0 | 0 | 0 | 0 | 0 | 0 | 0 | 0 | 0 | 0 | 0 | 0 | 0 | 0 | 0 | 0 | 0 | 0 | 0 | 0 | 0 | 0 | 0 | 0 | 0 | 0 | 0 | 0 | 0 | 0 | 0 |  | 0 | 0 | 0 | 0 | 0 | 0 | 0 | 0 | 0 | 0 | 0 | 0 | 0 | 0 | 0 | 0 | 0 | 0 | 0 | 0 | 0 | 0 | 0 | 0 | 0 | 0 | 0 | 0 | 0 | 0 | 0 | 0 | 0 | 0 | 0 | 0 |  | 0 | 0 | 0 | 0 | 0 | 0 | 0 | 0 | 0 | 0 | 0 | 0 | 0 | 0 | 0 | 0 | 0 | 0 | 0 | 0 | 0 | 0 | 0 | 0 | 0 | 0 | 0 | 0 | 0 | 0 | 0 | 0 | 0 | 0 | 0 | 0 |  | 0 | 0 | 0 | 0 | 0 | 0 | 0 | 0 | 0 | 0 | 0 | 0 | 0 | 0 | 720 | 0 | 0 | 1 | 0 | 0 | 0 | 0 | 0 | 0 | 0 | 0 | 0 | 0 | 0 | 0 | 0 | 0 | -2 | 0 | 0 | 1 |  | 1 | 1 | 1 | 1 | 1 | 1 | 1 | 1+ | 1 | 1
SDGE | Miguel | 500 | 0 | 0 | 0 | 0 | 0 | 0 | 0 | 0 | 0 | 0 | 0 | 0 | 0 | 0 | 0 | 0 | 0 | 0 | 0 | 0 |  | 0 | 0 | 0 | 0 | 0 | 0 | 0 | 0 | 0 | 0 | 0 | 0 | 0 | 0 | 0 | 0 | 0 | 0 | 0 | 0 | 0 | 0 | 0 | 0 | 0 | 0 | 0 | 0 | 0 | 0 | 0 | 0 | 0 | 0 | 0 | 0 |  | 0 | 0 | 0 | 0 | 0 | 0 | 0 | 0 | 0 | 0 | 0 | 0 | 0 | 0 | 0 | 0 | 0 | 0 | 0 | 0 | 0 | 0 | 0 | 0 | 0 | 0 | 0 | 0 | 0 | 0 | 0 | 0 | 0 | 0 | 0 | 0 |  | 0 | 0 | 0 | 0 | 0 | 0 | 0 | 0 | 0 | 0 | 0 | 0 | 0 | 0 | 0 | 0 | 0 | 0 | 0 | 0 | 0 | 0 | 0 | 0 | 0 | 0 | 0 | 0 | 0 | 0 | 0 | 0 | 0 | 0 | 0 | 0 |  | 0 | 0 | 0 | 0 | 0 | 0 | 0 | 0 | 0 | 0 | 0 | 0 | 0 | 0 | 0 | 0 | 0 | 0 | 0 | 0 | 0 | 0 | 0 | 0 | 0 | 0 | 0 | 0 | 0 | 0 | 0 | 0 | 0 | 0 | 0 | 0 |  | 1 | 1 | 1 | 1 | 1 | 1 | 1 | 1 | 1 | 0
SDGE | Miguel | 69 | 0 | 0 | 0 | 0 | 0 | 0 | 0 | 0 | 0 | 0 | 0 | 0 | 0 | 0 | 0 | 0 | 0 | 0 | 0 | 0 |  | 0 | 0 | 0 | 0 | 0 | 0 | 0 | 0 | 0 | 0 | 0 | 0 | 0 | 0 | 0 | 0 | 0 | 0 | 0 | 0 | 0 | 0 | 0 | 0 | 0 | 0 | 0 | 0 | 0 | 0 | 0 | 0 | 0 | 0 | 0 | 0 |  | 0 | 0 | 0 | 0 | 0 | 0 | 0 | 0 | 0 | 0 | 0 | 0 | 0 | 0 | 0 | 0 | 0 | 0 | 0 | 0 | 0 | 0 | 0 | 0 | 0 | 0 | 0 | 0 | 0 | 0 | 0 | 0 | 0 | 0 | 0 | 0 |  | 0 | 0 | 0 | 0 | 0 | 0 | 0 | 0 | 0 | 0 | 0 | 0 | 0 | 0 | 0 | 0 | 0 | 0 | 0 | 0 | 0 | 0 | 0 | 0 | 0 | 0 | 0 | 0 | 0 | 0 | 0 | 0 | 0 | 0 | 0 | 0 |  | 0 | 0 | 0 | 0 | 0 | 0 | 0 | 0 | 0 | 0 | 0 | 0 | 0 | 0 | 171.4 | 0 | 0 | 1 | 0 | 0 | 0 | 0 | 0 | 0 | 0 | 0 | 0 | 0 | 0 | 0 | 0 | 0 | -2 | 0 | 0 | 1 |  | 1 | 1 | 1 | 1 | 1 | 1 | 1 | 1+ | 1 | 1
PG&E GBA | Millbrae | 115 | 0 | 0 | 0 | 0 | 0 | 0 | 0 | 0 | 0 | 0 | 0 | 3.5 | 0 | 0 | 0 | 0 | 0 | 0 | 0 | 1 |  | 0 | 0 | 0 | 0 | 0 | 0 | 0 | 0 | 0 | 0 | 0 | 0 | 0 | 0 | 0 | 0 | 0 | 0 | 0 | 0 | 0 | 0 | 0 | 0 | 0 | 0 | 0 | 0 | 2 | 0 | 0 | 0 | 0 | 0 | 0 | 1 |  | 0 | 0 | 0 | 0 | 0 | 0 | 0 | 0 | 0 | 0 | 3.7248 | 0 | 0 | 0 | 3.7248 | 0 | 0 | 1 | 0 | 0 | 0 | 0 | 0 | 0 | 0 | 0 | 0 | 0 | 0 | 0 | 0 | 0 | -2 | 0 | 0 | 1 |  | 0 | 0 | 0 | 0 | 0 | 0 | 0 | 0 | 0 | 0 | 3.7248 | 0 | 0 | 0 | 3.7248 | 0 | 0 | 1 | 0 | 0 | 0 | 0 | 0 | 0 | 0 | 0 | 0 | 0 | 0 | 0 | 0 | 0 | -2 | 0 | 0 | 1 |  | 0 | 0 | 0 | 0 | 0 | 0 | 0 | 0 | 0 | 0 | 3.7248 | 0 | 0 | 0 | 3.7248 | 0 | 0 | 1 | 0 | 0 | 0 | 0 | 0 | 0 | 0 | 0 | 0 | 0 | 0 | 0 | 0 | 0 | -2 | 0 | 0 | 1 |  | 1 | 1 | 1 | 1 | 1 | 1 | 1 | 4+ | 1 | 1
PG&E GBA | Miller | 115 | 0 | 0 | 0 | 0 | 0 | 0 | 0 | 0 | 0 | 0 | 0 | 0 | 0 | 0 | 0 | 0 | 0 | 0 | 0 | 0 |  | 0 | 0 | 0 | 0 | 0 | 0 | 0 | 0 | 0 | 0 | 0 | 0 | 0 | 0 | 0 | 0 | 0 | 0 | 0 | 0 | 0 | 0 | 0 | 0 | 0 | 0 | 0 | 0 | 0 | 0 | 0 | 0 | 0 | 0 | 0 | 0 |  | 0 | 0 | 0 | 0 | 0 | 0 | 0 | 0 | 0 | 0 | 0 | 0 | 0 | 0 | 0 | 0 | 0 | 0 | 0 | 0 | 0 | 0 | 0 | 0 | 0 | 0 | 0 | 0 | 0 | 0 | 0 | 0 | 0 | 0 | 0 | 0 |  | 0 | 0 | 0 | 0 | 0 | 0 | 0 | 0 | 0 | 0 | 0 | 0 | 0 | 0 | 0 | 0 | 0 | 0 | 0 | 0 | 0 | 0 | 0 | 0 | 0 | 0 | 0 | 0 | 0 | 0 | 0 | 0 | 0 | 0 | 0 | 0 |  | 0 | 0 | 0 | 0 | 0 | 0 | 0 | 0 | 0 | 0 | 0 | 0 | 0 | 0 | 0 | 0 | 0 | 0 | 0 | 0 | 0 | 0 | 0 | 0 | 0 | 0 | 0 | 0 | 0 | 0 | 0 | 0 | 0 | 0 | 0 | 0 |  | 1 | 1 | 1 | 1 | 1 | 1 | 1 | 1 | 1 | 0
SCE Metro | Mira Loma | 230 | 0 | 0 | 0 | 0 | 0 | 0 | 0 | 0 | 0 | 0 | 0 | 0 | 0 | 0 | 0 | 0 | 100 | 100 | 0 | 1 |  | 0 | 0 | 0 | 0 | 0 | 0 | 0 | 0 | 0 | 0 | 0 | 0 | 0 | 300 | 312.96 | 0 | 0 | 1 | 0 | 0 | 0 | 0 | 0 | 0 | 0 | 0 | 0 | 0 | 0 | 0 | 0 | -2 | -2 | 0 | 0 | 1 |  | 0 | 0 | 0 | 0 | 0 | 0 | 0 | 0 | 0 | 0 | 0 | 0 | 0 | 300 | 312.96 | 0 | 0 | 1 | 0 | 0 | 0 | 0 | 0 | 0 | 0 | 0 | 0 | 0 | 0 | 0 | 0 | -2 | -2 | 0 | 0 | 1 |  | 0 | 0 | 0 | 0 | 0 | 0 | 0 | 0 | 0 | 0 | 0 | 0 | 0 | 300 | 312.96 | 0 | 0 | 1 | 0 | 0 | 0 | 0 | 0 | 0 | 0 | 0 | 0 | 0 | 0 | 0 | 0 | -2 | -2 | 0 | 0 | 1 |  | 0 | 0 | 0 | 0 | 0 | 0 | 0 | 0 | 0 | 0 | 0 | 0 | 0 | 300 | 2719.46 | 0 | 0 | 1 | 0 | 0 | 0 | 0 | 0 | 0 | 0 | 0 | 0 | 0 | 0 | 0 | 0 | -2 | -2 | 0 | 0 | 1 |  | 1 | 1 | 1 | 1 | 1 | 1 | 1 | 4+ | 1 | 1
SCE Metro | Mira Loma | 500 | 0 | 0 | 0 | 0 | 0 | 0 | 0 | 0 | 0 | 0 | 0 | 0 | 0 | 0 | 0 | 0 | 0 | 0 | 0 | 0 |  | 0 | 0 | 0 | 0 | 0 | 0 | 0 | 0 | 0 | 0 | 0 | 0 | 0 | 0 | 0 | 0 | 0 | 0 | 0 | 0 | 0 | 0 | 0 | 0 | 0 | 0 | 0 | 0 | 0 | 0 | 0 | 0 | 0 | 0 | 0 | 0 |  | 0 | 0 | 0 | 0 | 0 | 0 | 0 | 0 | 0 | 0 | 0 | 0 | 0 | 0 | 0 | 0 | 0 | 0 | 0 | 0 | 0 | 0 | 0 | 0 | 0 | 0 | 0 | 0 | 0 | 0 | 0 | 0 | 0 | 0 | 0 | 0 |  | 0 | 0 | 0 | 0 | 0 | 0 | 0 | 0 | 0 | 0 | 0 | 0 | 0 | 0 | 0 | 0 | 0 | 0 | 0 | 0 | 0 | 0 | 0 | 0 | 0 | 0 | 0 | 0 | 0 | 0 | 0 | 0 | 0 | 0 | 0 | 0 |  | 0 | 0 | 0 | 0 | 0 | 0 | 0 | 0 | 0 | 0 | 0 | 0 | 0 | 0 | 0 | 0 | 0 | 0 | 0 | 0 | 0 | 0 | 0 | 0 | 0 | 0 | 0 | 0 | 0 | 0 | 0 | 0 | 0 | 0 | 0 | 0 |  | 1 | 1 | 1 | 1 | 1 | 1 | 1 | 1 | 1 | 0
SCE Eastern | Mirage | 115 | 0 | 0 | 0 | 0 | 0 | 0 | 0 | 0 | 0 | 0 | 0 | 0 | 0 | 0 | 0 | 0 | 0 | 0 | 0 | 0 |  | 0 | 0 | 0 | 0 | 0 | 0 | 0 | 0 | 0 | 0 | 0 | 0 | 0 | 0 | 0 | 0 | 0 | 0 | 0 | 0 | 0 | 0 | 0 | 0 | 0 | 0 | 0 | 0 | 0 | 0 | 0 | 0 | 0 | 0 | 0 | 0 |  | 0 | 0 | 0 | 0 | 0 | 0 | 0 | 0 | 0 | 0 | 0 | 0 | 0 | 0 | 0 | 0 | 0 | 0 | 0 | 0 | 0 | 0 | 0 | 0 | 0 | 0 | 0 | 0 | 0 | 0 | 0 | 0 | 0 | 0 | 0 | 0 |  | 0 | 0 | 0 | 0 | 0 | 0 | 0 | 0 | 0 | 0 | 0 | 0 | 0 | 0 | 0 | 0 | 0 | 0 | 0 | 0 | 0 | 0 | 0 | 0 | 0 | 0 | 0 | 0 | 0 | 0 | 0 | 0 | 0 | 0 | 0 | 0 |  | 0 | 0 | 0 | 0 | 0 | 0 | 0 | 0 | 0 | 0 | 0 | 0 | 0 | 0 | 200 | 0 | 0 | 1 | 0 | 0 | 0 | 0 | 0 | 0 | 0 | 0 | 0 | 0 | 0 | 0 | 0 | 0 | -2 | 0 | 0 | 1 |  | 1 | 1 | 1 | 1 | 1 | 1 | 1 | 1+ | 1 | 1
SCE Eastern | Mirage | 230 | 556.5 | 0 | 0 | 0 | 0 | 0 | 0 | 0 | 0 | 0 | 0 | 0 | 0 | 0 | 0 | 0 | 0 | 0 | 0 | 1 |  | 0 | 0 | 0 | 0 | 0 | 0 | 0 | 0 | 0 | 0 | 0 | 0 | 0 | 0 | 0 | 0 | 0 | 0 | 2 | 2 | 0 | 0 | 0 | 0 | 0 | 0 | 0 | 0 | 0 | 0 | 0 | 0 | 0 | 0 | 0 | 1 |  | 0 | 0 | 0 | 0 | 0 | 0 | 0 | 0 | 0 | 0 | 0 | 0 | 0 | 0 | 0 | 0 | 0 | 0 | 2 | 2 | 0 | 0 | 0 | 0 | 0 | 0 | 0 | 0 | 0 | 0 | 0 | 0 | 0 | 0 | 0 | 1 |  | 0 | 0 | 0 | 0 | 0 | 0 | 0 | 0 | 0 | 0 | 0 | 0 | 65 | 0 | 404.8 | 0 | 0 | 1 | 2 | 2 | 0 | 0 | 0 | 0 | 0 | 0 | 0 | 0 | 0 | 0 | -1 | 0 | -2 | 0 | 0 | 1 |  | 0 | 671 | 0 | 0 | 0 | 0 | 0 | 0 | 0 | 0 | 0 | 0 | 65 | 0 | 404.8 | 0 | 0 | 1 | 2 | -1 | 0 | 0 | 0 | 0 | 0 | 0 | 0 | 0 | 0 | 0 | -2 | 0 | -2 | 0 | 0 | 1 |  | 3- | 1 | 1 | 1 | 1 | 1 | 2+ | 2+ | 1 | 1
SDGE | Mission | 138 | 0 | 0 | 0 | 0 | 0 | 0 | 0 | 0 | 0 | 0 | 0 | 0 | 0 | 0 | 0 | 0 | 0 | 0 | 0 | 0 |  | 0 | 0 | 0 | 0 | 0 | 0 | 0 | 0 | 0 | 0 | 0 | 0 | 0 | 0 | 0 | 0 | 0 | 0 | 0 | 0 | 0 | 0 | 0 | 0 | 0 | 0 | 0 | 0 | 0 | 0 | 0 | 0 | 0 | 0 | 0 | 0 |  | 0 | 0 | 0 | 0 | 0 | 0 | 0 | 0 | 0 | 0 | 0 | 0 | 0 | 0 | 0 | 0 | 0 | 0 | 0 | 0 | 0 | 0 | 0 | 0 | 0 | 0 | 0 | 0 | 0 | 0 | 0 | 0 | 0 | 0 | 0 | 0 |  | 0 | 0 | 0 | 0 | 0 | 0 | 0 | 0 | 0 | 0 | 0 | 0 | 0 | 0 | 0 | 0 | 0 | 0 | 0 | 0 | 0 | 0 | 0 | 0 | 0 | 0 | 0 | 0 | 0 | 0 | 0 | 0 | 0 | 0 | 0 | 0 |  | 0 | 0 | 0 | 0 | 0 | 0 | 0 | 0 | 0 | 0 | 0 | 0 | 0 | 0 | 0 | 0 | 0 | 0 | 0 | 0 | 0 | 0 | 0 | 0 | 0 | 0 | 0 | 0 | 0 | 0 | 0 | 0 | 0 | 0 | 0 | 0 |  | 1 | 1 | 1 | 1 | 1 | 1 | 1 | 1 | 1 | 0
SDGE | Mission | 230 | 0 | 0 | 0 | 0 | 0 | 0 | 0 | 0 | 0 | 0 | 0 | 0 | 0 | 0 | 0 | 0 | 0 | 0 | 0 | 0 |  | 0 | 0 | 0 | 0 | 0 | 0 | 0 | 0 | 0 | 0 | 0 | 0 | 0 | 0 | 0 | 0 | 0 | 0 | 0 | 0 | 0 | 0 | 0 | 0 | 0 | 0 | 0 | 0 | 0 | 0 | 0 | 0 | 0 | 0 | 0 | 0 |  | 0 | 0 | 0 | 0 | 0 | 0 | 0 | 0 | 0 | 0 | 0 | 0 | 0 | 0 | 0 | 0 | 0 | 0 | 0 | 0 | 0 | 0 | 0 | 0 | 0 | 0 | 0 | 0 | 0 | 0 | 0 | 0 | 0 | 0 | 0 | 0 |  | 0 | 0 | 0 | 0 | 0 | 0 | 0 | 0 | 0 | 0 | 0 | 0 | 0 | 0 | 0 | 0 | 0 | 0 | 0 | 0 | 0 | 0 | 0 | 0 | 0 | 0 | 0 | 0 | 0 | 0 | 0 | 0 | 0 | 0 | 0 | 0 |  | 0 | 0 | 0 | 0 | 0 | 0 | 0 | 0 | 0 | 0 | 0 | 0 | 0 | 0 | 0 | 0 | 0 | 0 | 0 | 0 | 0 | 0 | 0 | 0 | 0 | 0 | 0 | 0 | 0 | 0 | 0 | 0 | 0 | 0 | 0 | 0 |  | 1 | 1 | 1 | 1 | 1 | 1 | 1 | 1 | 1 | 0
SDGE | Mission | 69 | 0 | 0 | 0 | 0 | 0 | 0 | 0 | 0 | 0 | 0 | 0 | 0 | 0 | 0 | 0 | 0 | 0 | 0 | 0 | 0 |  | 0 | 0 | 0 | 0 | 0 | 0 | 0 | 0 | 0 | 0 | 0 | 0 | 0 | 0 | 0 | 0 | 0 | 0 | 0 | 0 | 0 | 0 | 0 | 0 | 0 | 0 | 0 | 0 | 0 | 0 | 0 | 0 | 0 | 0 | 0 | 0 |  | 0 | 0 | 0 | 0 | 0 | 0 | 0 | 0 | 0 | 0 | 0 | 0 | 0 | 0 | 0 | 0 | 0 | 0 | 0 | 0 | 0 | 0 | 0 | 0 | 0 | 0 | 0 | 0 | 0 | 0 | 0 | 0 | 0 | 0 | 0 | 0 |  | 0 | 0 | 0 | 0 | 0 | 0 | 0 | 0 | 0 | 0 | 0 | 0 | 0 | 0 | 0 | 0 | 0 | 0 | 0 | 0 | 0 | 0 | 0 | 0 | 0 | 0 | 0 | 0 | 0 | 0 | 0 | 0 | 0 | 0 | 0 | 0 |  | 0 | 0 | 0 | 0 | 0 | 0 | 0 | 0 | 0 | 0 | 0 | 0 | 0 | 0 | 0 | 0 | 0 | 0 | 0 | 0 | 0 | 0 | 0 | 0 | 0 | 0 | 0 | 0 | 0 | 0 | 0 | 0 | 0 | 0 | 0 | 0 |  | 1 | 1 | 1 | 1 | 1 | 1 | 1 | 1 | 1 | 0
PG&E GBA | Mi-Wuk | 115 | 0 | 0 | 0 | 0 | 0 | 0 | 0 | 0 | 0 | 0 | 0 | 0 | 0 | 0 | 0 | 0 | 0 | 0 | 0 | 0 |  | 0 | 0 | 0 | 0 | 0 | 0 | 0 | 0 | 0 | 0 | 0 | 0 | 0 | 0 | 0 | 0 | 0 | 0 | 0 | 0 | 0 | 0 | 0 | 0 | 0 | 0 | 0 | 0 | 0 | 0 | 0 | 0 | 0 | 0 | 0 | 0 |  | 0 | 0 | 0 | 0 | 0 | 0 | 0 | 0 | 0 | 0 | 0 | 0 | 0 | 0 | 0 | 0 | 0 | 0 | 0 | 0 | 0 | 0 | 0 | 0 | 0 | 0 | 0 | 0 | 0 | 0 | 0 | 0 | 0 | 0 | 0 | 0 |  | 0 | 0 | 0 | 0 | 0 | 0 | 0 | 0 | 0 | 0 | 0 | 0 | 0 | 0 | 0 | 0 | 0 | 0 | 0 | 0 | 0 | 0 | 0 | 0 | 0 | 0 | 0 | 0 | 0 | 0 | 0 | 0 | 0 | 0 | 0 | 0 |  | 0 | 0 | 0 | 0 | 0 | 0 | 0 | 0 | 0 | 0 | 0 | 0 | 0 | 0 | 0 | 0 | 0 | 0 | 0 | 0 | 0 | 0 | 0 | 0 | 0 | 0 | 0 | 0 | 0 | 0 | 0 | 0 | 0 | 0 | 0 | 0 |  | 1 | 1 | 1 | 1 | 1 | 1 | 1 | 1 | 1 | 0
EOP | Mohave | 500 | 0 | 0 | 484.9 | 0 | 484.9 | 0 | 0 | 0 | 0 | 0 | 0 | 0 | 400 | 587 | 987 | 0 | 125 | 125 | 0 | 1 |  | 0 | 0 | 0 | 0 | 0 | 0 | 0 | 0 | 0 | 0 | 0 | 0 | 820 | 820 | 820 | 0 | 0 | 1 | 0 | 0 | 0 | 0 | 2 | 2 | 0 | 0 | 0 | 0 | 0 | 2 | 1 | -2 | -2 | 0 | 0 | 1 |  | 0 | 0 | 0 | 0 | 0 | 0 | 0 | 0 | 0 | 0 | 0 | 0 | 0 | 0 | 0 | 0 | 0 | 0 | 0 | 0 | 0 | 0 | 2 | 2 | 0 | 0 | 0 | 0 | 0 | 2 | 2 | 2 | 2 | 0 | 0 | 1 |  | 0 | 0 | 0 | 0 | 0 | 0 | 0 | 0 | 0 | 0 | 0 | 0 | 1770 | 1770 | 1770 | 0 | 0 | 1 | 0 | 0 | 0 | 0 | 2 | 2 | 0 | 0 | 0 | 0 | 0 | 2 | -2 | -2 | -2 | 0 | 0 | 1 |  | 0 | 0 | 0 | 0 | 0 | 700 | 0 | 0 | 0 | 0 | 0 | 0 | 3320 | 1770 | 4170 | 0 | 0 | 1 | 0 | 0 | 0 | 0 | 2 | -1 | 0 | 0 | 0 | 0 | 0 | 2 | -2 | -2 | -2 | 0 | 0 | 1 |  | 1 | 1 | 3- | 1 | 1 | 1 | 2- | 4+ | 1 | 1
PG&E NGBA | Monroe | 115 | 0 | 0 | 0 | 0 | 0 | 0 | 0 | 0 | 0 | 0 | 0 | 0 | 0 | 0 | 0 | 0 | 0 | 0 | 0 | 0 |  | 0 | 0 | 0 | 0 | 0 | 0 | 0 | 0 | 0 | 0 | 0 | 0 | 0 | 0 | 0 | 0 | 0 | 0 | 0 | 0 | 0 | 0 | 0 | 0 | 0 | 0 | 0 | 0 | 0 | 0 | 0 | 0 | 0 | 0 | 0 | 0 |  | 0 | 0 | 0 | 0 | 0 | 0 | 0 | 0 | 0 | 0 | 0 | 0 | 0 | 0 | 0 | 0 | 0 | 0 | 0 | 0 | 0 | 0 | 0 | 0 | 0 | 0 | 0 | 0 | 0 | 0 | 0 | 0 | 0 | 0 | 0 | 0 |  | 0 | 0 | 0 | 0 | 0 | 0 | 0 | 0 | 0 | 0 | 0 | 0 | 0 | 0 | 0 | 0 | 0 | 0 | 0 | 0 | 0 | 0 | 0 | 0 | 0 | 0 | 0 | 0 | 0 | 0 | 0 | 0 | 0 | 0 | 0 | 0 |  | 0 | 0 | 0 | 0 | 0 | 0 | 0 | 0 | 0 | 0 | 0 | 0 | 0 | 0 | 0 | 0 | 0 | 0 | 0 | 0 | 0 | 0 | 0 | 0 | 0 | 0 | 0 | 0 | 0 | 0 | 0 | 0 | 0 | 0 | 0 | 0 |  | 1 | 1 | 1 | 1 | 1 | 1 | 1 | 1 | 1 | 0
SDGE | Monserate | 69 | 0 | 0 | 0 | 0 | 0 | 0 | 0 | 0 | 0 | 0 | 0 | 0 | 0 | 0 | 0 | 0 | 0 | 0 | 0 | 0 |  | 0 | 0 | 0 | 0 | 0 | 0 | 0 | 0 | 0 | 0 | 0 | 0 | 0 | 0 | 0 | 0 | 0 | 0 | 0 | 0 | 0 | 0 | 0 | 0 | 0 | 0 | 0 | 0 | 0 | 0 | 0 | 0 | 0 | 0 | 0 | 0 |  | 0 | 0 | 0 | 0 | 0 | 0 | 0 | 0 | 0 | 0 | 0 | 0 | 0 | 0 | 0 | 0 | 0 | 0 | 0 | 0 | 0 | 0 | 0 | 0 | 0 | 0 | 0 | 0 | 0 | 0 | 0 | 0 | 0 | 0 | 0 | 0 |  | 0 | 0 | 0 | 0 | 0 | 0 | 0 | 0 | 0 | 0 | 0 | 0 | 0 | 0 | 0 | 0 | 0 | 0 | 0 | 0 | 0 | 0 | 0 | 0 | 0 | 0 | 0 | 0 | 0 | 0 | 0 | 0 | 0 | 0 | 0 | 0 |  | 0 | 0 | 0 | 0 | 0 | 0 | 0 | 0 | 0 | 0 | 0.72 | 0 | 0 | 0 | 2 | 0 | 0 | 1 | 0 | 0 | 0 | 0 | 0 | 0 | 0 | 0 | 0 | 0 | -2 | 0 | 0 | 0 | 0 | 0 | 0 | 1 |  | 1 | 1 | 1 | 1 | 1 | 1+ | 1 | 1 | 1 | 1
PG&E GBA | Monta Vista | 115 | 0 | 0 | 0 | 0 | 0 | 0 | 0 | 0 | 0 | 0 | 0 | 0 | 0 | 0 | 0 | 0 | 0 | 0 | 0 | 0 |  | 0 | 0 | 0 | 0 | 0 | 0 | 0 | 0 | 0 | 0 | 0 | 0 | 0 | 0 | 0 | 0 | 0 | 0 | 0 | 0 | 0 | 0 | 0 | 0 | 0 | 0 | 0 | 0 | 0 | 0 | 0 | 0 | 0 | 0 | 0 | 0 |  | 0 | 0 | 0 | 0 | 0 | 0 | 0 | 0 | 0 | 0 | 0 | 0 | 0 | 0 | 0 | 0 | 0 | 0 | 0 | 0 | 0 | 0 | 0 | 0 | 0 | 0 | 0 | 0 | 0 | 0 | 0 | 0 | 0 | 0 | 0 | 0 |  | 0 | 0 | 0 | 0 | 0 | 0 | 0 | 0 | 0 | 0 | 0 | 0 | 0 | 0 | 0 | 0 | 0 | 0 | 0 | 0 | 0 | 0 | 0 | 0 | 0 | 0 | 0 | 0 | 0 | 0 | 0 | 0 | 0 | 0 | 0 | 0 |  | 0 | 0 | 0 | 0 | 0 | 0 | 0 | 0 | 0 | 0 | 0 | 0 | 0 | 0 | 0 | 0 | 0 | 0 | 0 | 0 | 0 | 0 | 0 | 0 | 0 | 0 | 0 | 0 | 0 | 0 | 0 | 0 | 0 | 0 | 0 | 0 |  | 1 | 1 | 1 | 1 | 1 | 1 | 1 | 1 | 1 | 0
PG&E GBA | Monta Vista | 230 | 0 | 0 | 0 | 0 | 0 | 0 | 0 | 0 | 0 | 0 | 0 | 0 | 0 | 0 | 0 | 0 | 0 | 0 | 0 | 0 |  | 0 | 0 | 0 | 0 | 0 | 0 | 0 | 0 | 0 | 0 | 0 | 0 | 0 | 0 | 0 | 0 | 0 | 0 | 0 | 0 | 0 | 0 | 0 | 0 | 0 | 0 | 0 | 0 | 0 | 0 | 0 | 0 | 0 | 0 | 0 | 0 |  | 0 | 0 | 0 | 0 | 0 | 0 | 0 | 0 | 0 | 0 | 0 | 0 | 0 | 0 | 0 | 0 | 0 | 0 | 0 | 0 | 0 | 0 | 0 | 0 | 0 | 0 | 0 | 0 | 0 | 0 | 0 | 0 | 0 | 0 | 0 | 0 |  | 0 | 0 | 0 | 0 | 0 | 0 | 0 | 0 | 0 | 0 | 0 | 0 | 0 | 0 | 0 | 0 | 0 | 0 | 0 | 0 | 0 | 0 | 0 | 0 | 0 | 0 | 0 | 0 | 0 | 0 | 0 | 0 | 0 | 0 | 0 | 0 |  | 0 | 0 | 0 | 0 | 0 | 0 | 0 | 0 | 0 | 0 | 0 | 0 | 0 | 0 | 0 | 0 | 0 | 0 | 0 | 0 | 0 | 0 | 0 | 0 | 0 | 0 | 0 | 0 | 0 | 0 | 0 | 0 | 0 | 0 | 0 | 0 |  | 1 | 1 | 1 | 1 | 1 | 1 | 1 | 1 | 1 | 0
PG&E GBA | Monta Vista | 60 | 0 | 0 | 0 | 0 | 0 | 0 | 0 | 0 | 0 | 0 | 0 | 0 | 0 | 0 | 0 | 0 | 0 | 0 | 0 | 0 |  | 0 | 0 | 0 | 0 | 0 | 0 | 0 | 0 | 0 | 0 | 0 | 0 | 0 | 0 | 0 | 0 | 0 | 0 | 0 | 0 | 0 | 0 | 0 | 0 | 0 | 0 | 0 | 0 | 0 | 0 | 0 | 0 | 0 | 0 | 0 | 0 |  | 0 | 0 | 0 | 0 | 0 | 0 | 0 | 0 | 0 | 0 | 0 | 0 | 0 | 0 | 0 | 0 | 0 | 0 | 0 | 0 | 0 | 0 | 0 | 0 | 0 | 0 | 0 | 0 | 0 | 0 | 0 | 0 | 0 | 0 | 0 | 0 |  | 0 | 0 | 0 | 0 | 0 | 0 | 0 | 0 | 0 | 0 | 0 | 0 | 0 | 0 | 0 | 0 | 0 | 0 | 0 | 0 | 0 | 0 | 0 | 0 | 0 | 0 | 0 | 0 | 0 | 0 | 0 | 0 | 0 | 0 | 0 | 0 |  | 0 | 0 | 0 | 0 | 0 | 0 | 0 | 0 | 0 | 0 | 0 | 0 | 0 | 0 | 0 | 0 | 0 | 0 | 0 | 0 | 0 | 0 | 0 | 0 | 0 | 0 | 0 | 0 | 0 | 0 | 0 | 0 | 0 | 0 | 0 | 0 |  | 1 | 1 | 1 | 1 | 1 | 1 | 1 | 1 | 1 | 0
PG&E NGBA | Monticello | 115 | 0 | 0 | 0 | 0 | 0 | 0 | 0 | 0 | 0 | 0 | 0 | 0 | 0 | 0 | 0 | 0 | 0 | 0 | 0 | 0 |  | 0 | 0 | 0 | 0 | 0 | 0 | 0 | 0 | 0 | 0 | 0 | 0 | 0 | 0 | 0 | 0 | 0 | 0 | 0 | 0 | 0 | 0 | 0 | 0 | 0 | 0 | 0 | 0 | 0 | 0 | 0 | 0 | 0 | 0 | 0 | 0 |  | 0 | 0 | 0 | 0 | 0 | 0 | 0 | 0 | 0 | 0 | 0 | 0 | 0 | 0 | 0 | 0 | 0 | 0 | 0 | 0 | 0 | 0 | 0 | 0 | 0 | 0 | 0 | 0 | 0 | 0 | 0 | 0 | 0 | 0 | 0 | 0 |  | 0 | 0 | 0 | 0 | 0 | 0 | 0 | 0 | 0 | 0 | 0 | 0 | 0 | 0 | 0 | 0 | 0 | 0 | 0 | 0 | 0 | 0 | 0 | 0 | 0 | 0 | 0 | 0 | 0 | 0 | 0 | 0 | 0 | 0 | 0 | 0 |  | 0 | 0 | 0 | 0 | 0 | 0 | 0 | 0 | 0 | 0 | 0 | 0 | 0 | 0 | 0 | 0 | 0 | 0 | 0 | 0 | 0 | 0 | 0 | 0 | 0 | 0 | 0 | 0 | 0 | 0 | 0 | 0 | 0 | 0 | 0 | 0 |  | 1 | 1 | 1 | 1 | 1 | 1 | 1 | 1 | 1 | 0
SCE Northern | Moorpark | 230 | 0 | 0 | 0 | 0 | 0 | 0 | 0 | 0 | 0 | 0 | 0 | 0 | 0 | 0 | 0 | 0 | 150 | 150 | 0 | 1 |  | 0 | 0 | 0 | 0 | 0 | 0 | 0 | 0 | 0 | 0 | 0 | 0 | 0 | 500 | 500 | 0 | 0 | 1 | 0 | 0 | 0 | 0 | 0 | 0 | 0 | 0 | 0 | 0 | 0 | 0 | 0 | -2 | -2 | 0 | 0 | 1 |  | 0 | 0 | 0 | 0 | 0 | 0 | 0 | 0 | 0 | 0 | 0 | 0 | 0 | 500 | 634.9 | 0 | 0 | 1 | 0 | 0 | 0 | 0 | 0 | 0 | 0 | 0 | 0 | 0 | 0 | 0 | 0 | -2 | -2 | 0 | 0 | 1 |  | 0 | 0 | 0 | 0 | 0 | 0 | 0 | 0 | 0 | 0 | 0 | 0 | 0 | 500 | 1774.425 | 0 | 0 | 1 | 0 | 0 | 0 | 0 | 0 | 0 | 0 | 0 | 0 | 0 | 0 | 0 | 0 | -2 | -2 | 0 | 0 | 1 |  | 0 | 0 | 0 | 0 | 0 | 0 | 0 | 0 | 0 | 0 | 0 | 0 | 0 | 500 | 2504.425 | 0 | 0 | 1 | 0 | 0 | 0 | 0 | 0 | 0 | 0 | 0 | 0 | 0 | 0 | 0 | 0 | -2 | -2 | 0 | 0 | 1 |  | 1 | 1 | 1 | 1 | 1 | 1 | 1 | 4+ | 1 | 1
SCE Northern | Moorpark | 66 | 0 | 0 | 0 | 0 | 0 | 0 | 0 | 0 | 0 | 0 | 0 | 0 | 0 | 0 | 0 | 0 | 0 | 0 | 0 | 0 |  | 0 | 0 | 0 | 0 | 0 | 0 | 0 | 0 | 0 | 0 | 0 | 0 | 0 | 0 | 0 | 0 | 0 | 0 | 0 | 0 | 0 | 0 | 0 | 0 | 0 | 0 | 0 | 0 | 0 | 0 | 0 | 0 | 0 | 0 | 0 | 0 |  | 0 | 0 | 0 | 0 | 0 | 0 | 0 | 0 | 0 | 0 | 0 | 0 | 0 | 0 | 0 | 0 | 0 | 0 | 0 | 0 | 0 | 0 | 0 | 0 | 0 | 0 | 0 | 0 | 0 | 0 | 0 | 0 | 0 | 0 | 0 | 0 |  | 0 | 0 | 0 | 0 | 0 | 0 | 0 | 0 | 0 | 0 | 0 | 0 | 0 | 0 | 0 | 0 | 0 | 0 | 0 | 0 | 0 | 0 | 0 | 0 | 0 | 0 | 0 | 0 | 0 | 0 | 0 | 0 | 0 | 0 | 0 | 0 |  | 0 | 0 | 0 | 0 | 0 | 0 | 0 | 0 | 0 | 0 | 0 | 0 | 0 | 0 | 0 | 0 | 0 | 0 | 0 | 0 | 0 | 0 | 0 | 0 | 0 | 0 | 0 | 0 | 0 | 0 | 0 | 0 | 0 | 0 | 0 | 0 |  | 1 | 1 | 1 | 1 | 1 | 1 | 1 | 1 | 1 | 0
PG&E GBA | Moraga | 115 | 0 | 0 | 0 | 0 | 0 | 0 | 0 | 0 | 0 | 0 | 0 | 0 | 0 | 0 | 0 | 0 | 0 | 0 | 0 | 0 |  | 0 | 0 | 0 | 0 | 0 | 0 | 0 | 0 | 0 | 0 | 0 | 0 | 0 | 0 | 0 | 0 | 0 | 0 | 0 | 0 | 0 | 0 | 0 | 0 | 0 | 0 | 0 | 0 | 0 | 0 | 0 | 0 | 0 | 0 | 0 | 0 |  | 0 | 0 | 0 | 0 | 0 | 0 | 0 | 0 | 0 | 0 | 0 | 0 | 0 | 0 | 0 | 0 | 0 | 0 | 0 | 0 | 0 | 0 | 0 | 0 | 0 | 0 | 0 | 0 | 0 | 0 | 0 | 0 | 0 | 0 | 0 | 0 |  | 0 | 0 | 0 | 0 | 0 | 0 | 0 | 0 | 0 | 0 | 0 | 0 | 0 | 0 | 0 | 0 | 0 | 0 | 0 | 0 | 0 | 0 | 0 | 0 | 0 | 0 | 0 | 0 | 0 | 0 | 0 | 0 | 0 | 0 | 0 | 0 |  | 0 | 0 | 0 | 0 | 0 | 0 | 0 | 0 | 0 | 0 | 0 | 0 | 0 | 0 | 0 | 0 | 0 | 0 | 0 | 0 | 0 | 0 | 0 | 0 | 0 | 0 | 0 | 0 | 0 | 0 | 0 | 0 | 0 | 0 | 0 | 0 |  | 1 | 1 | 1 | 1 | 1 | 1 | 1 | 1 | 1 | 0
PG&E GBA | Moraga | 230 | 0 | 0 | 0 | 0 | 0 | 0 | 0 | 0 | 0 | 0 | 0 | 0 | 0 | 0 | 0 | 0 | 0 | 0 | 0 | 0 |  | 0 | 0 | 0 | 0 | 0 | 0 | 0 | 0 | 0 | 0 | 0 | 0 | 0 | 0 | 0 | 0 | 0 | 0 | 0 | 0 | 0 | 0 | 0 | 0 | 0 | 0 | 0 | 0 | 0 | 0 | 0 | 0 | 0 | 0 | 0 | 0 |  | 0 | 0 | 0 | 0 | 0 | 0 | 0 | 0 | 0 | 0 | 0 | 0 | 0 | 0 | 0 | 0 | 0 | 0 | 0 | 0 | 0 | 0 | 0 | 0 | 0 | 0 | 0 | 0 | 0 | 0 | 0 | 0 | 0 | 0 | 0 | 0 |  | 0 | 0 | 0 | 0 | 0 | 0 | 0 | 0 | 0 | 0 | 0 | 0 | 0 | 0 | 0 | 0 | 0 | 0 | 0 | 0 | 0 | 0 | 0 | 0 | 0 | 0 | 0 | 0 | 0 | 0 | 0 | 0 | 0 | 0 | 0 | 0 |  | 0 | 0 | 0 | 0 | 0 | 0 | 0 | 0 | 0 | 0 | 0 | 0 | 0 | 0 | 0 | 0 | 0 | 0 | 0 | 0 | 0 | 0 | 0 | 0 | 0 | 0 | 0 | 0 | 0 | 0 | 0 | 0 | 0 | 0 | 0 | 0 |  | 1 | 1 | 1 | 1 | 1 | 1 | 1 | 1 | 1 | 0
PG&E GBA | Morgan Hill | 115 | 0 | 0 | 0 | 0 | 0 | 0 | 0 | 0 | 0 | 0 | 0 | 0 | 0 | 0 | 0 | 0 | 0 | 0 | 0 | 0 |  | 0 | 0 | 0 | 0 | 0 | 0 | 0 | 0 | 0 | 0 | 0 | 0 | 0 | 0 | 0 | 0 | 0 | 0 | 0 | 0 | 0 | 0 | 0 | 0 | 0 | 0 | 0 | 0 | 0 | 0 | 0 | 0 | 0 | 0 | 0 | 0 |  | 0 | 0 | 0 | 0 | 0 | 0 | 0 | 0 | 0 | 0 | 0 | 0 | 0 | 0 | 20 | 0 | 0 | 1 | 0 | 0 | 0 | 0 | 0 | 0 | 0 | 0 | 0 | 0 | 0 | 0 | 0 | 0 | -2 | 0 | 0 | 1 |  | 0 | 0 | 0 | 0 | 0 | 0 | 0 | 0 | 0 | 0 | 0 | 0 | 0 | 0 | 20 | 0 | 0 | 1 | 0 | 0 | 0 | 0 | 0 | 0 | 0 | 0 | 0 | 0 | 0 | 0 | 0 | 0 | -2 | 0 | 0 | 1 |  | 0 | 0 | 0 | 0 | 0 | 0 | 0 | 0 | 0 | 0 | 0 | 0 | 0 | 0 | 24.98 | 0 | 0 | 1 | 0 | 0 | 0 | 0 | 0 | 0 | 0 | 0 | 0 | 0 | 0 | 0 | 0 | 0 | -2 | 0 | 0 | 1 |  | 1 | 1 | 1 | 1 | 1 | 1 | 1 | 4+ | 1 | 1
PG&E KERN | Morro Bay | 115 | 0 | 0 | 0 | 0 | 0 | 0 | 0 | 0 | 0 | 0 | 0 | 0 | 0 | 0 | 0 | 0 | 0 | 0 | 0 | 0 |  | 0 | 0 | 0 | 0 | 0 | 0 | 0 | 0 | 0 | 0 | 0 | 0 | 0 | 0 | 0 | 0 | 0 | 0 | 0 | 0 | 0 | 0 | 0 | 0 | 0 | 0 | 0 | 0 | 0 | 0 | 0 | 0 | 0 | 0 | 0 | 0 |  | 0 | 0 | 0 | 0 | 0 | 0 | 0 | 0 | 0 | 0 | 0 | 0 | 0 | 0 | 0 | 0 | 0 | 0 | 0 | 0 | 0 | 0 | 0 | 0 | 0 | 0 | 0 | 0 | 0 | 0 | 0 | 0 | 0 | 0 | 0 | 0 |  | 0 | 0 | 0 | 0 | 0 | 0 | 0 | 0 | 0 | 0 | 0 | 0 | 0 | 0 | 0 | 0 | 0 | 0 | 0 | 0 | 0 | 0 | 0 | 0 | 0 | 0 | 0 | 0 | 0 | 0 | 0 | 0 | 0 | 0 | 0 | 0 |  | 0 | 0 | 0 | 0 | 0 | 0 | 0 | 0 | 0 | 0 | 0 | 0 | 0 | 0 | 0 | 0 | 0 | 0 | 0 | 0 | 0 | 0 | 0 | 0 | 0 | 0 | 0 | 0 | 0 | 0 | 0 | 0 | 0 | 0 | 0 | 0 |  | 1 | 1 | 1 | 1 | 1 | 1 | 1 | 1 | 1 | 0
PG&E KERN | Morro Bay | 230 | 0 | 0 | 0 | 0 | 0 | 0 | 0 | 0 | 0 | 0 | 0 | 0 | 0 | 0 | 0 | 0 | 0 | 0 | 0 | 0 |  | 0 | 0 | 0 | 0 | 0 | 0 | 0 | 0 | 0 | 0 | 0 | 0 | 0 | 0 | 108 | 464.9 | 520 | 1 | 0 | 0 | 0 | 0 | 0 | 0 | 0 | 0 | 0 | 0 | 0 | 0 | 0 | 0 | -2 | -2 | -2 | 1 |  | 0 | 0 | 0 | 0 | 0 | 0 | 0 | 0 | 0 | 0 | 0 | 0 | 0 | 0 | 108 | 464.9 | 520 | 1 | 0 | 0 | 0 | 0 | 0 | 0 | 0 | 0 | 0 | 0 | 0 | 0 | 0 | 0 | -2 | -2 | -2 | 1 |  | 0 | 0 | 0 | 0 | 0 | 0 | 0 | 0 | 0 | 628.65 | 0 | 0 | 0 | 0 | 513.4 | 464.9 | 520 | 1 | 0 | 0 | 0 | 0 | 0 | 0 | 0 | 0 | 0 | -2 | 0 | 0 | 0 | 0 | -2 | -2 | -2 | 1 |  | 0 | 0 | 0 | 0 | 0 | 0 | 0 | 0 | 0 | 628.65 | 0 | 0 | 0 | 0 | 513.4 | 464.9 | 520 | 1 | 0 | 0 | 0 | 0 | 0 | 0 | 0 | 0 | 0 | -2 | 0 | 0 | 0 | 0 | -2 | -2 | -2 | 1 |  | 1 | 1 | 1 | 1 | 2+ | 1 | 1 | 4+ | 4+ | 1
PG&E KERN | Morro Bay | 500 | 0 | 0 | 0 | 0 | 0 | 0 | 0 | 0 | 2375 | 0 | 2375 | 0 | 0 | 0 | 0 | 0 | 0 | 0 | 0 | 1 |  | 0 | 0 | 0 | 0 | 0 | 0 | 0 | 0 | 0 | 0 | 0 | 0 | 0 | 0 | 0 | 0 | 0 | 0 | 0 | 0 | 0 | 0 | 0 | 0 | 0 | 0 | 2 | 2 | 0 | 0 | 0 | 0 | 0 | 0 | 0 | 1 |  | 0 | 0 | 0 | 0 | 0 | 0 | 0 | 0 | 0 | 0 | 0 | 0 | 0 | 0 | 0 | 0 | 0 | 0 | 0 | 0 | 0 | 0 | 0 | 0 | 0 | 0 | 2 | 2 | 0 | 0 | 0 | 0 | 0 | 0 | 0 | 1 |  | 0 | 0 | 0 | 0 | 0 | 0 | 0 | 0 | 0 | 1190 | 0 | 0 | 0 | 0 | 319.35 | 0 | 0 | 1 | 0 | 0 | 0 | 0 | 0 | 0 | 0 | 0 | 2 | 2 | 0 | 0 | 0 | 0 | -2 | 0 | 0 | 1 |  | 0 | 0 | 0 | 0 | 0 | 0 | 0 | 0 | 0 | 3990 | 0 | 0 | 2000 | 0 | 2319.35 | 0 | 0 | 1 | 0 | 0 | 0 | 0 | 0 | 0 | 0 | 0 | 2 | -2 | 0 | 0 | -2 | 0 | -2 | 0 | 0 | 1 |  | 1 | 1 | 1 | 1 | 3- | 1 | 1+ | 2+ | 1 | 1
PG&E GBA | Moss Landing | 115 | 0 | 0 | 0 | 0 | 0 | 0 | 0 | 0 | 0 | 0 | 0 | 0 | 0 | 0 | 0 | 0 | 0 | 0 | 0 | 0 |  | 0 | 0 | 0 | 0 | 0 | 0 | 0 | 0 | 0 | 0 | 0 | 0 | 0 | 0 | 0 | 0 | 0 | 0 | 0 | 0 | 0 | 0 | 0 | 0 | 0 | 0 | 0 | 0 | 0 | 0 | 0 | 0 | 0 | 0 | 0 | 0 |  | 0 | 0 | 0 | 0 | 0 | 0 | 0 | 0 | 0 | 0 | 0 | 0 | 0 | 0 | 0 | 0 | 0 | 0 | 0 | 0 | 0 | 0 | 0 | 0 | 0 | 0 | 0 | 0 | 0 | 0 | 0 | 0 | 0 | 0 | 0 | 0 |  | 0 | 0 | 0 | 0 | 0 | 0 | 0 | 0 | 0 | 0 | 0 | 0 | 0 | 0 | 0 | 0 | 0 | 0 | 0 | 0 | 0 | 0 | 0 | 0 | 0 | 0 | 0 | 0 | 0 | 0 | 0 | 0 | 0 | 0 | 0 | 0 |  | 0 | 0 | 0 | 0 | 0 | 0 | 0 | 0 | 0 | 0 | 0 | 0 | 0 | 0 | 377.5 | 0 | 0 | 1 | 0 | 0 | 0 | 0 | 0 | 0 | 0 | 0 | 0 | 0 | 0 | 0 | 0 | 0 | -2 | 0 | 0 | 1 |  | 1 | 1 | 1 | 1 | 1 | 1 | 1 | 1+ | 1 | 1
PG&E GBA | Moss Landing | 230 | 0 | 0 | 0 | 0 | 0 | 0 | 0 | 0 | 0 | 0 | 0 | 0 | 0 | 0 | 0 | 0 | 0 | 0 | 0 | 0 |  | 0 | 0 | 0 | 0 | 0 | 0 | 0 | 0 | 0 | 0 | 0 | 0 | 0 | 0 | 0 | 0 | 0 | 0 | 0 | 0 | 0 | 0 | 0 | 0 | 0 | 0 | 0 | 0 | 0 | 0 | 0 | 0 | 0 | 0 | 0 | 0 |  | 0 | 0 | 0 | 0 | 0 | 0 | 0 | 0 | 0 | 0 | 0 | 0 | 0 | 0 | 0 | 0 | 0 | 0 | 0 | 0 | 0 | 0 | 0 | 0 | 0 | 0 | 0 | 0 | 0 | 0 | 0 | 0 | 0 | 0 | 0 | 0 |  | 0 | 0 | 0 | 0 | 0 | 0 | 0 | 0 | 0 | 0 | 0 | 0 | 0 | 0 | 0 | 0 | 0 | 0 | 0 | 0 | 0 | 0 | 0 | 0 | 0 | 0 | 0 | 0 | 0 | 0 | 0 | 0 | 0 | 0 | 0 | 0 |  | 0 | 0 | 0 | 0 | 0 | 0 | 0 | 0 | 0 | 0 | 0 | 0 | 0 | 0 | 0 | 0 | 0 | 0 | 0 | 0 | 0 | 0 | 0 | 0 | 0 | 0 | 0 | 0 | 0 | 0 | 0 | 0 | 0 | 0 | 0 | 0 |  | 1 | 1 | 1 | 1 | 1 | 1 | 1 | 1 | 1 | 0
PG&E GBA | Moss Landing | 500 | 0 | 0 | 0 | 0 | 0 | 0 | 0 | 0 | 0 | 0 | 0 | 0 | 0 | 0 | 0 | 0 | 400 | 400 | 0 | 1 |  | 0 | 0 | 0 | 0 | 0 | 0 | 0 | 0 | 0 | 0 | 0 | 0 | 0 | 750 | 782.79 | 0 | 0 | 1 | 0 | 0 | 0 | 0 | 0 | 0 | 0 | 0 | 0 | 0 | 0 | 0 | 0 | -2 | -2 | 0 | 0 | 1 |  | 0 | 0 | 0 | 0 | 0 | 0 | 0 | 0 | 0 | 0 | 0 | 0 | 0 | 750 | 782.79 | 0 | 0 | 1 | 0 | 0 | 0 | 0 | 0 | 0 | 0 | 0 | 0 | 0 | 0 | 0 | 0 | -2 | -2 | 0 | 0 | 1 |  | 0 | 0 | 0 | 0 | 0 | 0 | 0 | 0 | 750 | 1525.172 | 0 | 0 | 0 | 750 | 1539.603 | 0 | 0 | 1 | 0 | 0 | 0 | 0 | 0 | 0 | 0 | 0 | -2 | -2 | 0 | 0 | 0 | -2 | -2 | 0 | 0 | 1 |  | 0 | 0 | 0 | 0 | 0 | 0 | 0 | 0 | 750 | 1525.172 | 0 | 0 | 0 | 750 | 1539.603 | 0 | 0 | 1 | 0 | 0 | 0 | 0 | 0 | 0 | 0 | 0 | -2 | -2 | 0 | 0 | 0 | -2 | -2 | 0 | 0 | 1 |  | 1 | 1 | 1 | 1 | 4+ | 1 | 1 | 4+ | 1 | 1
EOP | Mountain Pass | 115 | 0 | 0 | 0 | 0 | 0 | 0 | 0 | 0 | 0 | 0 | 0 | 0 | 0 | 0 | 0 | 0 | 0 | 0 | 0 | 0 |  | 0 | 0 | 0 | 0 | 0 | 0 | 0 | 0 | 0 | 0 | 0 | 0 | 0 | 0 | 0 | 0 | 0 | 0 | 0 | 0 | 0 | 0 | 0 | 0 | 0 | 0 | 0 | 0 | 0 | 0 | 0 | 0 | 0 | 0 | 0 | 0 |  | 0 | 0 | 0 | 0 | 0 | 0 | 0 | 0 | 0 | 0 | 0 | 0 | 0 | 0 | 0 | 0 | 0 | 0 | 0 | 0 | 0 | 0 | 0 | 0 | 0 | 0 | 0 | 0 | 0 | 0 | 0 | 0 | 0 | 0 | 0 | 0 |  | 0 | 0 | 0 | 0 | 0 | 0 | 0 | 0 | 0 | 0 | 0 | 0 | 0 | 0 | 0 | 0 | 0 | 0 | 0 | 0 | 0 | 0 | 0 | 0 | 0 | 0 | 0 | 0 | 0 | 0 | 0 | 0 | 0 | 0 | 0 | 0 |  | 0 | 0 | 0 | 0 | 0 | 0 | 0 | 0 | 0 | 0 | 0 | 0 | 0 | 0 | 0 | 0 | 0 | 0 | 0 | 0 | 0 | 0 | 0 | 0 | 0 | 0 | 0 | 0 | 0 | 0 | 0 | 0 | 0 | 0 | 0 | 0 |  | 1 | 1 | 1 | 1 | 1 | 1 | 1 | 1 | 1 | 0
PG&E GBA | Mountain View | 115 | 0 | 0 | 0 | 0 | 0 | 0 | 0 | 0 | 0 | 0 | 0 | 0 | 0 | 0 | 0 | 0 | 0 | 0 | 0 | 0 |  | 0 | 0 | 0 | 0 | 0 | 0 | 0 | 0 | 0 | 0 | 0 | 0 | 0 | 0 | 0 | 0 | 0 | 0 | 0 | 0 | 0 | 0 | 0 | 0 | 0 | 0 | 0 | 0 | 0 | 0 | 0 | 0 | 0 | 0 | 0 | 0 |  | 0 | 0 | 0 | 0 | 0 | 0 | 0 | 0 | 0 | 0 | 0 | 0 | 0 | 0 | 0 | 0 | 0 | 0 | 0 | 0 | 0 | 0 | 0 | 0 | 0 | 0 | 0 | 0 | 0 | 0 | 0 | 0 | 0 | 0 | 0 | 0 |  | 0 | 0 | 0 | 0 | 0 | 0 | 0 | 0 | 0 | 0 | 0 | 0 | 0 | 0 | 0 | 0 | 0 | 0 | 0 | 0 | 0 | 0 | 0 | 0 | 0 | 0 | 0 | 0 | 0 | 0 | 0 | 0 | 0 | 0 | 0 | 0 |  | 0 | 0 | 0 | 0 | 0 | 0 | 0 | 0 | 0 | 0 | 0 | 0 | 0 | 0 | 0 | 0 | 0 | 0 | 0 | 0 | 0 | 0 | 0 | 0 | 0 | 0 | 0 | 0 | 0 | 0 | 0 | 0 | 0 | 0 | 0 | 0 |  | 1 | 1 | 1 | 1 | 1 | 1 | 1 | 1 | 1 | 0
PG&E GBA | Mt Eden | 115 | 0 | 0 | 0 | 0 | 0 | 0 | 0 | 0 | 0 | 0 | 0 | 0 | 0 | 0 | 0 | 0 | 0 | 0 | 0 | 0 |  | 0 | 0 | 0 | 0 | 0 | 0 | 0 | 0 | 0 | 0 | 0 | 0 | 0 | 0 | 0 | 0 | 0 | 0 | 0 | 0 | 0 | 0 | 0 | 0 | 0 | 0 | 0 | 0 | 0 | 0 | 0 | 0 | 0 | 0 | 0 | 0 |  | 0 | 0 | 0 | 0 | 0 | 0 | 0 | 0 | 0 | 0 | 3.125 | 0 | 0 | 0 | 3.125 | 0 | 0 | 1 | 0 | 0 | 0 | 0 | 0 | 0 | 0 | 0 | 0 | 0 | -2 | 0 | 0 | 0 | -2 | 0 | 0 | 1 |  | 0 | 0 | 0 | 0 | 0 | 0 | 0 | 0 | 0 | 0 | 3.125 | 0 | 0 | 0 | 3.125 | 0 | 0 | 1 | 0 | 0 | 0 | 0 | 0 | 0 | 0 | 0 | 0 | 0 | -2 | 0 | 0 | 0 | -2 | 0 | 0 | 1 |  | 0 | 0 | 0 | 0 | 0 | 0 | 0 | 0 | 0 | 0 | 3.125 | 0 | 0 | 0 | 3.125 | 0 | 0 | 1 | 0 | 0 | 0 | 0 | 0 | 0 | 0 | 0 | 0 | 0 | -2 | 0 | 0 | 0 | -2 | 0 | 0 | 1 |  | 1 | 1 | 1 | 1 | 1 | 4+ | 1 | 4+ | 1 | 1
PG&E KERN | Mt Poso | 115 | 0 | 0 | 0 | 0 | 0 | 0 | 0 | 0 | 0 | 0 | 0 | 0 | 0 | 0 | 0 | 0 | 0 | 0 | 0 | 0 |  | 0 | 0 | 0 | 0 | 0 | 0 | 0 | 0 | 0 | 0 | 0 | 0 | 0 | 0 | 0 | 0 | 0 | 0 | 0 | 0 | 0 | 0 | 0 | 0 | 0 | 0 | 0 | 0 | 0 | 0 | 0 | 0 | 0 | 0 | 0 | 0 |  | 0 | 0 | 0 | 0 | 0 | 0 | 0 | 0 | 0 | 0 | 0 | 0 | 0 | 0 | 0 | 0 | 0 | 0 | 0 | 0 | 0 | 0 | 0 | 0 | 0 | 0 | 0 | 0 | 0 | 0 | 0 | 0 | 0 | 0 | 0 | 0 |  | 0 | 0 | 0 | 0 | 0 | 0 | 0 | 0 | 0 | 0 | 0 | 0 | 0 | 0 | 0 | 0 | 0 | 0 | 0 | 0 | 0 | 0 | 0 | 0 | 0 | 0 | 0 | 0 | 0 | 0 | 0 | 0 | 0 | 0 | 0 | 0 |  | 0 | 0 | 0 | 0 | 0 | 0 | 0 | 0 | 0 | 0 | 0 | 0 | 0 | 0 | 0 | 0 | 0 | 0 | 0 | 0 | 0 | 0 | 0 | 0 | 0 | 0 | 0 | 0 | 0 | 0 | 0 | 0 | 0 | 0 | 0 | 0 |  | 1 | 1 | 1 | 1 | 1 | 1 | 1 | 1 | 1 | 0
SDGE | Murray | 69 | 0 | 0 | 0 | 0 | 0 | 0 | 0 | 0 | 0 | 0 | 0 | 0 | 0 | 0 | 0 | 0 | 0 | 0 | 0 | 0 |  | 0 | 0 | 0 | 0 | 0 | 0 | 0 | 0 | 0 | 0 | 0 | 0 | 0 | 0 | 0 | 0 | 0 | 0 | 0 | 0 | 0 | 0 | 0 | 0 | 0 | 0 | 0 | 0 | 0 | 0 | 0 | 0 | 0 | 0 | 0 | 0 |  | 0 | 0 | 0 | 0 | 0 | 0 | 0 | 0 | 0 | 0 | 0 | 0 | 0 | 0 | 0 | 0 | 0 | 0 | 0 | 0 | 0 | 0 | 0 | 0 | 0 | 0 | 0 | 0 | 0 | 0 | 0 | 0 | 0 | 0 | 0 | 0 |  | 0 | 0 | 0 | 0 | 0 | 0 | 0 | 0 | 0 | 0 | 0 | 0 | 0 | 0 | 0 | 0 | 0 | 0 | 0 | 0 | 0 | 0 | 0 | 0 | 0 | 0 | 0 | 0 | 0 | 0 | 0 | 0 | 0 | 0 | 0 | 0 |  | 0 | 0 | 0 | 0 | 0 | 0 | 0 | 0 | 0 | 0 | 0 | 0 | 0 | 0 | 21 | 0 | 0 | 1 | 0 | 0 | 0 | 0 | 0 | 0 | 0 | 0 | 0 | 0 | 0 | 0 | 0 | 0 | -2 | 0 | 0 | 1 |  | 1 | 1 | 1 | 1 | 1 | 1 | 1 | 1+ | 1 | 1
PG&E FRESNO | Mustang | 230 | 0 | 0 | 0 | 0 | 0 | 0 | 0 | 0 | 0 | 0 | 0 | 0 | 50 | 300 | 350 | 0 | 100 | 100 | 0 | 1 |  | 0 | 0 | 0 | 0 | 0 | 0 | 0 | 0 | 0 | 0 | 0 | 0 | 0 | 0 | 0 | 0 | 0 | 0 | 0 | 0 | 0 | 0 | 0 | 0 | 0 | 0 | 0 | 0 | 0 | 2 | 2 | 2 | 2 | 0 | 0 | 1 |  | 0 | 0 | 0 | 0 | 0 | 0 | 0 | 0 | 0 | 0 | 0 | 0 | 310.707 | 180 | 300 | 0 | 0 | 1 | 0 | 0 | 0 | 0 | 0 | 0 | 0 | 0 | 0 | 0 | 0 | 2 | 1 | -2 | -2 | 0 | 0 | 1 |  | 0 | 0 | 0 | 0 | 0 | 0 | 0 | 0 | 0 | 0 | 0 | 0 | 310.707 | 180 | 300 | 0 | 0 | 1 | 0 | 0 | 0 | 0 | 0 | 0 | 0 | 0 | 0 | 0 | 0 | 2 | 1 | -2 | -2 | 0 | 0 | 1 |  | 0 | 0 | 0 | 0 | 0 | 0 | 0 | 0 | 0 | 0 | 0 | 0 | 610.707 | 180 | 600 | 0 | 0 | 1 | 0 | 0 | 0 | 0 | 0 | 0 | 0 | 0 | 0 | 0 | 0 | 2 | -2 | -2 | -2 | 0 | 0 | 1 |  | 1 | 1 | 1 | 1 | 1 | 1 | 3- | 4+ | 1 | 1
SCE Northern | Neenach | 66 | 0 | 0 | 0 | 0 | 0 | 0 | 0 | 0 | 0 | 0 | 0 | 0 | 0 | 0 | 0 | 0 | 0 | 0 | 0 | 0 |  | 0 | 0 | 0 | 0 | 0 | 0 | 0 | 0 | 0 | 0 | 0 | 0 | 0 | 0 | 0 | 0 | 0 | 0 | 0 | 0 | 0 | 0 | 0 | 0 | 0 | 0 | 0 | 0 | 0 | 0 | 0 | 0 | 0 | 0 | 0 | 0 |  | 0 | 0 | 0 | 0 | 0 | 0 | 0 | 0 | 0 | 0 | 0 | 0 | 0 | 23.3772 | 66 | 0 | 0 | 1 | 0 | 0 | 0 | 0 | 0 | 0 | 0 | 0 | 0 | 0 | 0 | 0 | 0 | -2 | -2 | 0 | 0 | 1 |  | 0 | 0 | 0 | 0 | 0 | 0 | 0 | 0 | 0 | 0 | 0 | 0 | 0 | 23.3772 | 66 | 0 | 0 | 1 | 0 | 0 | 0 | 0 | 0 | 0 | 0 | 0 | 0 | 0 | 0 | 0 | 0 | -2 | -2 | 0 | 0 | 1 |  | 0 | 0 | 0 | 0 | 0 | 0 | 0 | 0 | 0 | 0 | 0 | 0 | 0 | 23.3772 | 66 | 0 | 0 | 1 | 0 | 0 | 0 | 0 | 0 | 0 | 0 | 0 | 0 | 0 | 0 | 0 | 0 | -2 | -2 | 0 | 0 | 1 |  | 1 | 1 | 1 | 1 | 1 | 1 | 1 | 4+ | 1 | 1
PG&E KERN | New Sub - Gates - Midway (Proposed) | 230 | 0 | 0 | 0 | 0 | 0 | 0 | 0 | 0 | 0 | 0 | 0 | 0 | 100 | 350 | 450 | 0 | 125 | 125 | 0 | 1 |  | 0 | 0 | 0 | 0 | 0 | 0 | 0 | 0 | 0 | 0 | 0 | 0 | 60 | 0.5 | 261.5 | 0 | 0 | 1 | 0 | 0 | 0 | 0 | 0 | 0 | 0 | 0 | 0 | 0 | 0 | 2 | 2 | 2 | -2 | 0 | 0 | 1 |  | 0 | 0 | 0 | 0 | 0 | 0 | 0 | 0 | 0 | 0 | 0 | 0 | 60 | 0.5 | 261.5 | 0 | 0 | 1 | 0 | 0 | 0 | 0 | 0 | 0 | 0 | 0 | 0 | 0 | 0 | 2 | 2 | 2 | -2 | 0 | 0 | 1 |  | 0 | 0 | 0 | 0 | 0 | 0 | 0 | 0 | 0 | 0 | 0 | 0 | 470 | 0.5 | 672.8018 | 0 | 0 | 1 | 0 | 0 | 0 | 0 | 0 | 0 | 0 | 0 | 0 | 0 | 0 | 2 | 0 | 2 | -2 | 0 | 0 | 1 |  | 0 | 0 | 0 | 0 | 0 | 0 | 0 | 0 | 0 | 0 | 0 | 0 | 1920 | 0.5 | 1731.4142 | 0 | 0 | 1 | 0 | 0 | 0 | 0 | 0 | 0 | 0 | 0 | 0 | 0 | 0 | 2 | -2 | 2 | -2 | 0 | 0 | 1 |  | 1 | 1 | 1 | 1 | 1 | 1 | 2- | 4+ | 1 | 1
PG&E KERN | New Sub - Gates - Templeton (Proposed) | 230 | 0 | 0 | 0 | 0 | 0 | 0 | 0 | 0 | 0 | 0 | 0 | 0 | 50 | 250 | 300 | 0 | 85 | 85 | 0 | 1 |  | 0 | 0 | 0 | 0 | 0 | 0 | 0 | 0 | 0 | 0 | 0 | 0 | 0 | 0 | 0 | 0 | 0 | 0 | 0 | 0 | 0 | 0 | 0 | 0 | 0 | 0 | 0 | 0 | 0 | 2 | 2 | 2 | 2 | 0 | 0 | 1 |  | 0 | 0 | 0 | 0 | 0 | 0 | 0 | 0 | 0 | 0 | 0 | 0 | 0 | 0 | 0 | 0 | 0 | 0 | 0 | 0 | 0 | 0 | 0 | 0 | 0 | 0 | 0 | 0 | 0 | 2 | 2 | 2 | 2 | 0 | 0 | 1 |  | 0 | 0 | 0 | 0 | 0 | 0 | 0 | 0 | 0 | 0 | 0 | 0 | 303.678 | 285 | 300.951 | 0 | 0 | 1 | 0 | 0 | 0 | 0 | 0 | 0 | 0 | 0 | 0 | 0 | 0 | 2 | 0 | -2 | -2 | 0 | 0 | 1 |  | 0 | 0 | 0 | 0 | 0 | 0 | 0 | 0 | 0 | 0 | 0 | 0 | 678.678 | 285 | 675.951 | 0 | 0 | 1 | 0 | 0 | 0 | 0 | 0 | 0 | 0 | 0 | 0 | 0 | 0 | 2 | -2 | -2 | -2 | 0 | 0 | 1 |  | 1 | 1 | 1 | 1 | 1 | 1 | 2- | 4+ | 1 | 1
SCE NOL | New Sub - Kramer - Lugo (Proposed) | 230 | 0 | 0 | 0 | 0 | 0 | 0 | 0 | 0 | 0 | 0 | 0 | 0 | 0 | 0 | 0 | 0 | 0 | 0 | 0 | 0 |  | 0 | 0 | 0 | 0 | 0 | 0 | 0 | 0 | 0 | 0 | 0 | 0 | 0 | 0 | 0 | 0 | 0 | 0 | 0 | 0 | 0 | 0 | 0 | 0 | 0 | 0 | 0 | 0 | 0 | 0 | 0 | 0 | 0 | 0 | 0 | 0 |  | 0 | 0 | 0 | 0 | 0 | 0 | 0 | 0 | 0 | 0 | 0 | 0 | 0 | 0 | 0 | 0 | 0 | 0 | 0 | 0 | 0 | 0 | 0 | 0 | 0 | 0 | 0 | 0 | 0 | 0 | 0 | 0 | 0 | 0 | 0 | 0 |  | 0 | 0 | 0 | 0 | 0 | 0 | 0 | 0 | 0 | 0 | 0 | 0 | 0 | 280 | 408.12 | 0 | 0 | 1 | 0 | 0 | 0 | 0 | 0 | 0 | 0 | 0 | 0 | 0 | 0 | 0 | 0 | -2 | -2 | 0 | 0 | 1 |  | 0 | 0 | 0 | 0 | 0 | 0 | 0 | 0 | 0 | 0 | 0 | 0 | 0 | 280 | 608.12 | 0 | 0 | 1 | 0 | 0 | 0 | 0 | 0 | 0 | 0 | 0 | 0 | 0 | 0 | 0 | 0 | -2 | -2 | 0 | 0 | 1 |  | 1 | 1 | 1 | 1 | 1 | 1 | 1 | 4+ | 1 | 1
PG&E FRESNO | New Sub - Los Banos - Midway (Proposed) | 500 | 0 | 0 | 0 | 0 | 0 | 0 | 0 | 0 | 0 | 0 | 0 | 0 | 600 | 400 | 1000 | 0 | 175 | 175 | 0 | 1 |  | 0 | 0 | 0 | 0 | 0 | 0 | 0 | 0 | 0 | 0 | 0 | 0 | 0 | 0 | 0 | 0 | 0 | 0 | 0 | 0 | 0 | 0 | 0 | 0 | 0 | 0 | 0 | 0 | 0 | 2 | 2 | 2 | 2 | 0 | 0 | 1 |  | 0 | 0 | 0 | 0 | 0 | 0 | 0 | 0 | 0 | 0 | 0 | 0 | 1182.384 | 1150 | 1182.38 | 0 | 0 | 1 | 0 | 0 | 0 | 0 | 0 | 0 | 0 | 0 | 0 | 0 | 0 | 2 | -1 | -2 | -2 | 0 | 0 | 1 |  | 0 | 0 | 0 | 0 | 0 | 0 | 0 | 0 | 0 | 0 | 0 | 0 | 1182.384 | 1150 | 1182.384 | 0 | 0 | 1 | 0 | 0 | 0 | 0 | 0 | 0 | 0 | 0 | 0 | 0 | 0 | 2 | -1 | -2 | -2 | 0 | 0 | 1 |  | 0 | 0 | 0 | 0 | 0 | 0 | 0 | 0 | 0 | 0 | 0 | 0 | 4697.1604 | 1150 | 5141.58 | 0 | 0 | 1 | 0 | 0 | 0 | 0 | 0 | 0 | 0 | 0 | 0 | 0 | 0 | 2 | -2 | -2 | -2 | 0 | 0 | 1 |  | 1 | 1 | 1 | 1 | 1 | 1 | 3+ | 4+ | 1 | 1
SCE NOL | New Sub - Lugo - Pisgah (Proposed) | 230 | 0 | 0 | 150 | 0 | 150 | 0 | 0 | 0 | 0 | 0 | 0 | 0 | 0 | 0 | 0 | 0 | 0 | 0 | 0 | 1 |  | 0 | 0 | 0 | 0 | 0 | 0 | 0 | 0 | 0 | 0 | 0 | 0 | 0 | 0 | 0 | 0 | 0 | 0 | 0 | 0 | 0 | 0 | 2 | 2 | 0 | 0 | 0 | 0 | 0 | 0 | 0 | 0 | 0 | 0 | 0 | 1 |  | 0 | 0 | 0 | 0 | 0 | 0 | 0 | 0 | 0 | 0 | 0 | 0 | 0 | 0 | 0 | 0 | 0 | 0 | 0 | 0 | 0 | 0 | 2 | 2 | 0 | 0 | 0 | 0 | 0 | 0 | 0 | 0 | 0 | 0 | 0 | 1 |  | 0 | 0 | 0 | 0 | 0 | 150 | 0 | 0 | 0 | 0 | 0 | 0 | 0 | 0 | 0 | 0 | 0 | 1 | 0 | 0 | 0 | 0 | 2 | 0 | 0 | 0 | 0 | 0 | 0 | 0 | 0 | 0 | 0 | 0 | 0 | 1 |  | 0 | 0 | 0 | 0 | 0 | 250 | 0 | 0 | 0 | 0 | 0 | 0 | 600 | 0 | 703 | 0 | 0 | 1 | 0 | 0 | 0 | 0 | 2 | -2 | 0 | 0 | 0 | 0 | 0 | 0 | -2 | 0 | -2 | 0 | 0 | 1 |  | 1 | 1 | 2- | 1 | 1 | 1 | 1+ | 1+ | 1 | 1
PG&E KERN | New Sub - Midway - Wheeler Ridge (Proposed) | 230 | 0 | 0 | 0 | 0 | 0 | 0 | 0 | 0 | 0 | 0 | 0 | 0 | 0 | 0 | 0 | 0 | 0 | 0 | 0 | 0 |  | 0 | 0 | 0 | 0 | 0 | 0 | 0 | 0 | 0 | 0 | 0 | 0 | 50 | 0 | 0 | 0 | 0 | 1 | 0 | 0 | 0 | 0 | 0 | 0 | 0 | 0 | 0 | 0 | 0 | 0 | -2 | 0 | 0 | 0 | 0 | 1 |  | 0 | 0 | 0 | 0 | 0 | 0 | 0 | 0 | 0 | 0 | 0 | 0 | 152 | 0 | 0 | 0 | 0 | 1 | 0 | 0 | 0 | 0 | 0 | 0 | 0 | 0 | 0 | 0 | 0 | 0 | -2 | 0 | 0 | 0 | 0 | 1 |  | 0 | 0 | 0 | 0 | 0 | 0 | 0 | 0 | 0 | 0 | 0 | 0 | 152 | 0 | 0 | 0 | 0 | 1 | 0 | 0 | 0 | 0 | 0 | 0 | 0 | 0 | 0 | 0 | 0 | 0 | -1 | 0 | 0 | 0 | 0 | 1 |  | 0 | 0 | 0 | 0 | 0 | 0 | 0 | 0 | 0 | 0 | 0 | 0 | 352 | 0 | 200 | 0 | 0 | 1 | 0 | 0 | 0 | 0 | 0 | 0 | 0 | 0 | 0 | 0 | 0 | 0 | -2 | 0 | -2 | 0 | 0 | 1 |  | 1 | 1 | 1 | 1 | 1 | 1 | 4+ | 1+ | 1 | 1
PG&E NGBA | New Sub - Near existing Leavitt (PSREC) | 345 | 0 | 0 | 300 | 0 | 300 | 0 | 0 | 0 | 0 | 0 | 0 | 0 | 0 | 0 | 0 | 0 | 0 | 0 | 0 | 1 |  | 0 | 0 | 0 | 0 | 0 | 0 | 0 | 0 | 0 | 0 | 0 | 0 | 0 | 0 | 0 | 0 | 0 | 0 | 0 | 0 | 0 | 0 | 2 | 2 | 0 | 0 | 0 | 0 | 0 | 0 | 0 | 0 | 0 | 0 | 0 | 1 |  | 0 | 0 | 0 | 0 | 0 | 0 | 0 | 0 | 0 | 0 | 0 | 0 | 0 | 0 | 0 | 0 | 0 | 0 | 0 | 0 | 0 | 0 | 2 | 2 | 0 | 0 | 0 | 0 | 0 | 0 | 0 | 0 | 0 | 0 | 0 | 1 |  | 0 | 0 | 0 | 0 | 0 | 0 | 0 | 0 | 0 | 0 | 0 | 0 | 0 | 0 | 0 | 0 | 0 | 0 | 0 | 0 | 0 | 0 | 2 | 2 | 0 | 0 | 0 | 0 | 0 | 0 | 0 | 0 | 0 | 0 | 0 | 1 |  | 0 | 0 | 0 | 0 | 0 | 300 | 0 | 0 | 0 | 0 | 0 | 0 | 0 | 0 | 0 | 0 | 0 | 1 | 0 | 0 | 0 | 0 | 2 | 0 | 0 | 0 | 0 | 0 | 0 | 0 | 0 | 0 | 0 | 0 | 0 | 1 |  | 1 | 1 | 3- | 1 | 1 | 1 | 1 | 1 | 1 | 1
PG&E NGBA | New Sub - Near existing Madeline (NVE) | 345 | 0 | 0 | 631.1 | 0 | 631.1 | 0 | 0 | 0 | 0 | 0 | 0 | 0 | 0 | 0 | 0 | 0 | 0 | 0 | 0 | 1 |  | 0 | 0 | 0 | 0 | 0 | 0 | 0 | 0 | 0 | 0 | 0 | 0 | 0 | 0 | 0 | 0 | 0 | 0 | 0 | 0 | 0 | 0 | 2 | 2 | 0 | 0 | 0 | 0 | 0 | 0 | 0 | 0 | 0 | 0 | 0 | 1 |  | 0 | 0 | 0 | 0 | 0 | 0 | 0 | 0 | 0 | 0 | 0 | 0 | 0 | 0 | 0 | 0 | 0 | 0 | 0 | 0 | 0 | 0 | 2 | 2 | 0 | 0 | 0 | 0 | 0 | 0 | 0 | 0 | 0 | 0 | 0 | 1 |  | 0 | 0 | 0 | 0 | 0 | 0 | 0 | 0 | 0 | 0 | 0 | 0 | 0 | 0 | 0 | 0 | 0 | 0 | 0 | 0 | 0 | 0 | 2 | 2 | 0 | 0 | 0 | 0 | 0 | 0 | 0 | 0 | 0 | 0 | 0 | 1 |  | 0 | 0 | 0 | 0 | 0 | 715 | 0 | 0 | 0 | 0 | 0 | 0 | 0 | 0 | 0 | 0 | 0 | 1 | 0 | 0 | 0 | 0 | 2 | -1 | 0 | 0 | 0 | 0 | 0 | 0 | 0 | 0 | 0 | 0 | 0 | 1 |  | 1 | 1 | 3- | 1 | 1 | 1 | 1 | 1 | 1 | 1
SDGE | New Sub - North Gila - IV (Proposed) | 500 | 0 | 0 | 0 | 0 | 0 | 0 | 0 | 0 | 0 | 0 | 0 | 0 | 150 | 400 | 550 | 0 | 165 | 165 | 0 | 1 |  | 0 | 0 | 0 | 0 | 0 | 0 | 0 | 0 | 0 | 0 | 0 | 0 | 0 | 0 | 0 | 0 | 0 | 0 | 0 | 0 | 0 | 0 | 0 | 0 | 0 | 0 | 0 | 0 | 0 | 2 | 2 | 2 | 2 | 0 | 0 | 1 |  | 0 | 0 | 0 | 0 | 0 | 0 | 0 | 0 | 0 | 0 | 0 | 0 | 0 | 0 | 0 | 0 | 0 | 0 | 0 | 0 | 0 | 0 | 0 | 0 | 0 | 0 | 0 | 0 | 0 | 2 | 2 | 2 | 2 | 0 | 0 | 1 |  | 0 | 0 | 0 | 0 | 0 | 0 | 0 | 0 | 0 | 0 | 0 | 0 | 1182.38 | 1150 | 1182.38 | 0 | 0 | 1 | 0 | 0 | 0 | 0 | 0 | 0 | 0 | 0 | 0 | 0 | 0 | 2 | -2 | -2 | -2 | 0 | 0 | 1 |  | 0 | 0 | 0 | 0 | 0 | 0 | 0 | 0 | 0 | 0 | 0 | 0 | 1982.38 | 1150 | 1982.38 | 0 | 0 | 1 | 0 | 0 | 0 | 0 | 0 | 0 | 0 | 0 | 0 | 0 | 0 | 2 | -2 | -2 | -2 | 0 | 0 | 1 |  | 1 | 1 | 1 | 1 | 1 | 1 | 2- | 4+ | 1 | 1
PG&E NGBA | New Sub - Pit 1 - Cottonwood (Proposed) | 230 | 0 | 0 | 200 | 6 | 206 | 0 | 0 | 0 | 0 | 0 | 0 | 0 | 0 | 0 | 0 | 0 | 0 | 0 | 0 | 1 |  | 0 | 0 | 0 | 0 | 200 | 206 | 0 | 0 | 0 | 0 | 0 | 0 | 0 | 0 | 0 | 0 | 0 | 1 | 0 | 0 | 0 | 0 | 0 | 0 | 0 | 0 | 0 | 0 | 0 | 0 | 0 | 0 | 0 | 0 | 0 | 0 |  | 0 | 0 | 0 | 0 | 200 | 206 | 0 | 0 | 0 | 0 | 0 | 0 | 0 | 0 | 0 | 0 | 0 | 1 | 0 | 0 | 0 | 0 | 0 | 0 | 0 | 0 | 0 | 0 | 0 | 0 | 0 | 0 | 0 | 0 | 0 | 0 |  | 0 | 0 | 0 | 0 | 200 | 206 | 0 | 0 | 0 | 0 | 0 | 0 | 0 | 0 | 0 | 0 | 0 | 1 | 0 | 0 | 0 | 0 | 0 | 0 | 0 | 0 | 0 | 0 | 0 | 0 | 0 | 0 | 0 | 0 | 0 | 0 |  | 0 | 0 | 0 | 0 | 200 | 206 | 0 | 0 | 0 | 0 | 0 | 0 | 175 | 0 | 47.4 | 0 | 0 | 1 | 0 | 0 | 0 | 0 | 0 | 0 | 0 | 0 | 0 | 0 | 0 | 0 | -2 | 0 | -2 | 0 | 0 | 1 |  | 1 | 1 | 1 | 1 | 1 | 1 | 1+ | 1+ | 1 | 1
PG&E GBA | New Sub - Rancho Seco - Bellota (Proposed) | 230 | 0 | 0 | 0 | 0 | 0 | 0 | 0 | 0 | 0 | 0 | 0 | 0 | 0 | 0 | 0 | 0 | 0 | 0 | 0 | 0 |  | 0 | 0 | 0 | 0 | 0 | 0 | 0 | 0 | 0 | 0 | 0 | 0 | 0 | 0 | 0 | 0 | 0 | 0 | 0 | 0 | 0 | 0 | 0 | 0 | 0 | 0 | 0 | 0 | 0 | 0 | 0 | 0 | 0 | 0 | 0 | 0 |  | 0 | 0 | 0 | 0 | 0 | 0 | 0 | 0 | 0 | 0 | 0 | 0 | 0 | 0 | 0 | 0 | 0 | 0 | 0 | 0 | 0 | 0 | 0 | 0 | 0 | 0 | 0 | 0 | 0 | 0 | 0 | 0 | 0 | 0 | 0 | 0 |  | 0 | 0 | 0 | 0 | 0 | 0 | 0 | 0 | 0 | 0 | 0 | 0 | 356.592 | 350 | 356.592 | 0 | 0 | 1 | 0 | 0 | 0 | 0 | 0 | 0 | 0 | 0 | 0 | 0 | 0 | 0 | -1 | -2 | -2 | 0 | 0 | 1 |  | 0 | 0 | 0 | 0 | 0 | 0 | 0 | 0 | 0 | 0 | 0 | 0 | 356.592 | 350 | 356.592 | 0 | 0 | 1 | 0 | 0 | 0 | 0 | 0 | 0 | 0 | 0 | 0 | 0 | 0 | 0 | -2 | -2 | -2 | 0 | 0 | 1 |  | 1 | 1 | 1 | 1 | 1 | 1 | 2+ | 4+ | 1 | 1
SDGE | New Sub - Suncrest - Ocotillo (Proposed) | 500 | 0 | 0 | 300 | 100 | 400 | 0 | 0 | 0 | 0 | 0 | 0 | 0 | 0 | 0 | 0 | 0 | 0 | 0 | 0 | 1 |  | 0 | 0 | 0 | 0 | 0 | 400 | 0 | 0 | 0 | 0 | 0 | 0 | 0 | 0 | 0 | 0 | 0 | 1 | 0 | 0 | 0 | 0 | 2 | 0 | 0 | 0 | 0 | 0 | 0 | 0 | 0 | 0 | 0 | 0 | 0 | 1 |  | 0 | 0 | 0 | 0 | 0 | 400 | 0 | 0 | 0 | 0 | 0 | 0 | 0 | 0 | 0 | 0 | 0 | 1 | 0 | 0 | 0 | 0 | 2 | 0 | 0 | 0 | 0 | 0 | 0 | 0 | 0 | 0 | 0 | 0 | 0 | 1 |  | 0 | 0 | 0 | 0 | 0 | 400 | 0 | 0 | 0 | 0 | 0 | 0 | 0 | 0 | 0 | 0 | 0 | 1 | 0 | 0 | 0 | 0 | 2 | 0 | 0 | 0 | 0 | 0 | 0 | 0 | 0 | 0 | 0 | 0 | 0 | 1 |  | 0 | 0 | 0 | 0 | 0 | 505.8 | 0 | 0 | 0 | 0 | 0 | 0 | 0 | 0 | 313.9193 | 0 | 0 | 1 | 0 | 0 | 0 | 0 | 2 | -1 | 0 | 0 | 0 | 0 | 0 | 0 | 0 | 0 | -2 | 0 | 0 | 1 |  | 1 | 1 | 1 | 1 | 1 | 1 | 1 | 1+ | 1 | 1
PG&E FRESNO | New Sub - Westley - Quinto (Proposed) | 230 | 0 | 0 | 0 | 0 | 0 | 0 | 0 | 0 | 0 | 0 | 0 | 0 | 0 | 0 | 0 | 0 | 0 | 0 | 0 | 0 |  | 0 | 0 | 0 | 0 | 0 | 0 | 0 | 0 | 0 | 0 | 0 | 0 | 0 | 0 | 0 | 0 | 0 | 0 | 0 | 0 | 0 | 0 | 0 | 0 | 0 | 0 | 0 | 0 | 0 | 0 | 0 | 0 | 0 | 0 | 0 | 0 |  | 0 | 0 | 0 | 0 | 0 | 0 | 0 | 0 | 0 | 0 | 0 | 0 | 0 | 0 | 0 | 0 | 0 | 0 | 0 | 0 | 0 | 0 | 0 | 0 | 0 | 0 | 0 | 0 | 0 | 0 | 0 | 0 | 0 | 0 | 0 | 0 |  | 0 | 0 | 0 | 0 | 0 | 0 | 0 | 0 | 0 | 0 | 0 | 0 | 0 | 300 | 365.12 | 0 | 0 | 1 | 0 | 0 | 0 | 0 | 0 | 0 | 0 | 0 | 0 | 0 | 0 | 0 | 0 | -2 | -2 | 0 | 0 | 1 |  | 0 | 0 | 0 | 0 | 0 | 0 | 0 | 0 | 0 | 0 | 0 | 0 | 0 | 300 | 365.12 | 0 | 0 | 1 | 0 | 0 | 0 | 0 | 0 | 0 | 0 | 0 | 0 | 0 | 0 | 0 | 0 | -2 | -2 | 0 | 0 | 1 |  | 1 | 1 | 1 | 1 | 1 | 1 | 1 | 4+ | 1 | 1
PG&E GBA | Newark | 115 | 0 | 0 | 0 | 0 | 0 | 0 | 0 | 0 | 0 | 0 | 0 | 0 | 0 | 0 | 0 | 0 | 0 | 0 | 0 | 0 |  | 0 | 0 | 0 | 0 | 0 | 0 | 0 | 0 | 0 | 0 | 0 | 0 | 0 | 0 | 0 | 0 | 0 | 0 | 0 | 0 | 0 | 0 | 0 | 0 | 0 | 0 | 0 | 0 | 0 | 0 | 0 | 0 | 0 | 0 | 0 | 0 |  | 0 | 0 | 0 | 0 | 0 | 0 | 0 | 0 | 0 | 0 | 0 | 0 | 0 | 0 | 0 | 0 | 0 | 0 | 0 | 0 | 0 | 0 | 0 | 0 | 0 | 0 | 0 | 0 | 0 | 0 | 0 | 0 | 0 | 0 | 0 | 0 |  | 0 | 0 | 0 | 0 | 0 | 0 | 0 | 0 | 0 | 0 | 0 | 0 | 0 | 0 | 0 | 0 | 0 | 0 | 0 | 0 | 0 | 0 | 0 | 0 | 0 | 0 | 0 | 0 | 0 | 0 | 0 | 0 | 0 | 0 | 0 | 0 |  | 0 | 0 | 0 | 0 | 0 | 0 | 0 | 0 | 0 | 0 | 0 | 0 | 0 | 0 | 0 | 0 | 0 | 0 | 0 | 0 | 0 | 0 | 0 | 0 | 0 | 0 | 0 | 0 | 0 | 0 | 0 | 0 | 0 | 0 | 0 | 0 |  | 1 | 1 | 1 | 1 | 1 | 1 | 1 | 1 | 1 | 0
PG&E GBA | Newark | 230 | 0 | 0 | 0 | 0 | 0 | 0 | 0 | 0 | 0 | 0 | 0 | 0 | 0 | 0 | 0 | 0 | 0 | 0 | 0 | 0 |  | 0 | 0 | 0 | 0 | 0 | 0 | 0 | 0 | 0 | 0 | 0 | 0 | 0 | 0 | 0 | 0 | 0 | 0 | 0 | 0 | 0 | 0 | 0 | 0 | 0 | 0 | 0 | 0 | 0 | 0 | 0 | 0 | 0 | 0 | 0 | 0 |  | 0 | 0 | 0 | 0 | 0 | 0 | 0 | 0 | 0 | 0 | 0 | 0 | 0 | 0 | 0 | 0 | 0 | 0 | 0 | 0 | 0 | 0 | 0 | 0 | 0 | 0 | 0 | 0 | 0 | 0 | 0 | 0 | 0 | 0 | 0 | 0 |  | 0 | 0 | 0 | 0 | 0 | 0 | 0 | 0 | 0 | 0 | 0 | 0 | 0 | 180 | 252 | 0 | 0 | 1 | 0 | 0 | 0 | 0 | 0 | 0 | 0 | 0 | 0 | 0 | 0 | 0 | 0 | -2 | -2 | 0 | 0 | 1 |  | 0 | 0 | 0 | 0 | 0 | 0 | 0 | 0 | 0 | 0 | 0 | 0 | 0 | 180 | 852 | 0 | 0 | 1 | 0 | 0 | 0 | 0 | 0 | 0 | 0 | 0 | 0 | 0 | 0 | 0 | 0 | -2 | -2 | 0 | 0 | 1 |  | 1 | 1 | 1 | 1 | 1 | 1 | 1 | 4+ | 1 | 1
PG&E GBA | Newark | 60 | 0 | 0 | 0 | 0 | 0 | 0 | 0 | 0 | 0 | 0 | 0 | 2.5 | 0 | 0 | 0 | 0 | 0 | 0 | 0 | 1 |  | 0 | 0 | 0 | 0 | 0 | 0 | 0 | 0 | 0 | 0 | 0 | 0 | 0 | 0 | 0 | 0 | 0 | 0 | 0 | 0 | 0 | 0 | 0 | 0 | 0 | 0 | 0 | 0 | 2 | 0 | 0 | 0 | 0 | 0 | 0 | 1 |  | 0 | 0 | 0 | 0 | 0 | 0 | 0 | 0 | 0 | 0 | 2.9781 | 0 | 0 | 0 | 1.7989 | 0 | 0 | 1 | 0 | 0 | 0 | 0 | 0 | 0 | 0 | 0 | 0 | 0 | -1 | 0 | 0 | 0 | 0 | 0 | 0 | 1 |  | 0 | 0 | 0 | 0 | 0 | 0 | 0 | 0 | 0 | 0 | 2.9781 | 0 | 0 | 0 | 1.7989 | 0 | 0 | 1 | 0 | 0 | 0 | 0 | 0 | 0 | 0 | 0 | 0 | 0 | -1 | 0 | 0 | 0 | 0 | 0 | 0 | 1 |  | 0 | 0 | 0 | 0 | 0 | 0 | 0 | 0 | 0 | 0 | 2.9781 | 0 | 15 | 0 | 16.7579 | 0 | 0 | 1 | 0 | 0 | 0 | 0 | 0 | 0 | 0 | 0 | 0 | 0 | -1 | 0 | -2 | 0 | -2 | 0 | 0 | 1 |  | 1 | 1 | 1 | 1 | 1 | 3+ | 1+ | 1+ | 1 | 1
PG&E FRESNO | Newhall | 115 | 0 | 0 | 0 | 0 | 0 | 0 | 0 | 0 | 0 | 0 | 0 | 0 | 0 | 0 | 0 | 0 | 0 | 0 | 0 | 0 |  | 0 | 0 | 0 | 0 | 0 | 0 | 0 | 0 | 0 | 0 | 0 | 0 | 0 | 0 | 0 | 0 | 0 | 0 | 0 | 0 | 0 | 0 | 0 | 0 | 0 | 0 | 0 | 0 | 0 | 0 | 0 | 0 | 0 | 0 | 0 | 0 |  | 0 | 0 | 0 | 0 | 0 | 0 | 0 | 0 | 0 | 0 | 0 | 0 | 0 | 0 | 0 | 0 | 0 | 0 | 0 | 0 | 0 | 0 | 0 | 0 | 0 | 0 | 0 | 0 | 0 | 0 | 0 | 0 | 0 | 0 | 0 | 0 |  | 0 | 0 | 0 | 0 | 0 | 0 | 0 | 0 | 0 | 0 | 0 | 0 | 0 | 0 | 0 | 0 | 0 | 0 | 0 | 0 | 0 | 0 | 0 | 0 | 0 | 0 | 0 | 0 | 0 | 0 | 0 | 0 | 0 | 0 | 0 | 0 |  | 0 | 0 | 0 | 0 | 0 | 0 | 0 | 0 | 0 | 0 | 9.7 | 0 | 0 | 0 | 9.7 | 0 | 0 | 1 | 0 | 0 | 0 | 0 | 0 | 0 | 0 | 0 | 0 | 0 | -2 | 0 | 0 | 0 | -2 | 0 | 0 | 1 |  | 1 | 1 | 1 | 1 | 1 | 1+ | 1 | 1+ | 1 | 1
PG&E KERN | Norco | 115 | 0 | 0.8 | 0 | 0 | 0 | 0 | 0 | 0 | 0 | 0 | 0 | 0 | 0 | 0 | 0 | 0 | 0 | 0 | 0 | 1 |  | 0 | 0 | 0 | 0 | 0 | 0 | 0 | 0 | 0 | 0 | 0 | 0 | 0 | 0 | 0 | 0 | 0 | 0 | 0 | 0 | 2 | 2 | 0 | 0 | 0 | 0 | 0 | 0 | 0 | 0 | 0 | 0 | 0 | 0 | 0 | 1 |  | 0 | 0 | 0 | 0 | 0 | 0 | 0 | 0 | 0 | 0 | 0 | 0 | 0 | 0 | 0 | 0 | 0 | 0 | 0 | 0 | 2 | 2 | 0 | 0 | 0 | 0 | 0 | 0 | 0 | 0 | 0 | 0 | 0 | 0 | 0 | 1 |  | 0 | 0 | 0 | 0 | 0 | 0 | 0 | 0 | 0 | 0 | 0 | 0 | 0 | 0 | 0 | 0 | 0 | 0 | 0 | 0 | 2 | 2 | 0 | 0 | 0 | 0 | 0 | 0 | 0 | 0 | 0 | 0 | 0 | 0 | 0 | 1 |  | 0 | 0 | 0 | 0.8 | 0 | 0 | 0 | 0 | 0 | 0 | 0 | 0 | 0 | 0 | 0 | 0 | 0 | 1 | 0 | 0 | 2 | 0 | 0 | 0 | 0 | 0 | 0 | 0 | 0 | 0 | 0 | 0 | 0 | 0 | 0 | 1 |  | 1 | 3- | 1 | 1 | 1 | 1 | 1 | 1 | 1 | 1
PG&E GBA | Nortech | 115 | 0 | 0 | 0 | 0 | 0 | 0 | 0 | 0 | 0 | 0 | 0 | 0 | 0 | 0 | 0 | 0 | 0 | 0 | 0 | 0 |  | 0 | 0 | 0 | 0 | 0 | 0 | 0 | 0 | 0 | 0 | 0 | 0 | 0 | 0 | 0 | 0 | 0 | 0 | 0 | 0 | 0 | 0 | 0 | 0 | 0 | 0 | 0 | 0 | 0 | 0 | 0 | 0 | 0 | 0 | 0 | 0 |  | 0 | 0 | 0 | 0 | 0 | 0 | 0 | 0 | 0 | 0 | 0 | 0 | 0 | 0 | 0 | 0 | 0 | 0 | 0 | 0 | 0 | 0 | 0 | 0 | 0 | 0 | 0 | 0 | 0 | 0 | 0 | 0 | 0 | 0 | 0 | 0 |  | 0 | 0 | 0 | 0 | 0 | 0 | 0 | 0 | 0 | 0 | 0 | 0 | 0 | 0 | 0 | 0 | 0 | 0 | 0 | 0 | 0 | 0 | 0 | 0 | 0 | 0 | 0 | 0 | 0 | 0 | 0 | 0 | 0 | 0 | 0 | 0 |  | 0 | 0 | 0 | 0 | 0 | 0 | 0 | 0 | 0 | 0 | 0 | 0 | 0 | 0 | 0 | 0 | 0 | 0 | 0 | 0 | 0 | 0 | 0 | 0 | 0 | 0 | 0 | 0 | 0 | 0 | 0 | 0 | 0 | 0 | 0 | 0 |  | 1 | 1 | 1 | 1 | 1 | 1 | 1 | 1 | 1 | 0
SDGE | North City Metering | 138 | 0 | 0 | 0 | 0 | 0 | 0 | 0 | 0 | 0 | 0 | 0 | 0 | 0 | 0 | 0 | 0 | 0 | 0 | 0 | 0 |  | 0 | 0 | 0 | 0 | 0 | 0 | 0 | 0 | 0 | 0 | 0 | 0 | 0 | 0 | 0 | 0 | 0 | 0 | 0 | 0 | 0 | 0 | 0 | 0 | 0 | 0 | 0 | 0 | 0 | 0 | 0 | 0 | 0 | 0 | 0 | 0 |  | 0 | 0 | 0 | 0 | 0 | 0 | 0 | 0 | 0 | 0 | 0 | 0 | 0 | 0 | 0 | 0 | 0 | 0 | 0 | 0 | 0 | 0 | 0 | 0 | 0 | 0 | 0 | 0 | 0 | 0 | 0 | 0 | 0 | 0 | 0 | 0 |  | 0 | 0 | 0 | 0 | 0 | 0 | 0 | 0 | 0 | 0 | 0 | 0 | 0 | 0 | 0 | 0 | 0 | 0 | 0 | 0 | 0 | 0 | 0 | 0 | 0 | 0 | 0 | 0 | 0 | 0 | 0 | 0 | 0 | 0 | 0 | 0 |  | 0 | 0 | 0 | 0 | 0 | 0 | 0 | 0 | 0 | 0 | 0 | 0 | 0 | 0 | 0 | 0 | 0 | 0 | 0 | 0 | 0 | 0 | 0 | 0 | 0 | 0 | 0 | 0 | 0 | 0 | 0 | 0 | 0 | 0 | 0 | 0 |  | 1 | 1 | 1 | 1 | 1 | 1 | 1 | 1 | 1 | 0
PG&E GBA | North Dublin | 230 | 0 | 0 | 0 | 0 | 0 | 0 | 0 | 0 | 0 | 0 | 0 | 0 | 0 | 0 | 0 | 0 | 0 | 0 | 0 | 0 |  | 0 | 0 | 0 | 0 | 0 | 0 | 0 | 0 | 0 | 0 | 0 | 0 | 0 | 0 | 0 | 0 | 0 | 0 | 0 | 0 | 0 | 0 | 0 | 0 | 0 | 0 | 0 | 0 | 0 | 0 | 0 | 0 | 0 | 0 | 0 | 0 |  | 0 | 0 | 0 | 0 | 0 | 0 | 0 | 0 | 0 | 0 | 0 | 0 | 0 | 0 | 0 | 0 | 0 | 0 | 0 | 0 | 0 | 0 | 0 | 0 | 0 | 0 | 0 | 0 | 0 | 0 | 0 | 0 | 0 | 0 | 0 | 0 |  | 0 | 0 | 0 | 0 | 0 | 0 | 0 | 0 | 0 | 0 | 0 | 0 | 0 | 0 | 0 | 0 | 0 | 0 | 0 | 0 | 0 | 0 | 0 | 0 | 0 | 0 | 0 | 0 | 0 | 0 | 0 | 0 | 0 | 0 | 0 | 0 |  | 0 | 0 | 0 | 0 | 0 | 0 | 0 | 0 | 0 | 0 | 0 | 0 | 0 | 0 | 0 | 0 | 0 | 0 | 0 | 0 | 0 | 0 | 0 | 0 | 0 | 0 | 0 | 0 | 0 | 0 | 0 | 0 | 0 | 0 | 0 | 0 |  | 1 | 1 | 1 | 1 | 1 | 1 | 1 | 1 | 1 | 0
SDGE | North Gila | 500 | 0 | 0 | 0 | 0 | 0 | 0 | 0 | 0 | 0 | 0 | 0 | 0 | 0 | 0 | 0 | 0 | 0 | 0 | 0 | 0 |  | 0 | 0 | 0 | 0 | 0 | 0 | 0 | 0 | 0 | 0 | 0 | 0 | 0 | 0 | 0 | 0 | 0 | 0 | 0 | 0 | 0 | 0 | 0 | 0 | 0 | 0 | 0 | 0 | 0 | 0 | 0 | 0 | 0 | 0 | 0 | 0 |  | 0 | 0 | 0 | 0 | 0 | 0 | 0 | 0 | 0 | 0 | 0 | 0 | 0 | 0 | 0 | 0 | 0 | 0 | 0 | 0 | 0 | 0 | 0 | 0 | 0 | 0 | 0 | 0 | 0 | 0 | 0 | 0 | 0 | 0 | 0 | 0 |  | 0 | 0 | 0 | 0 | 0 | 0 | 0 | 0 | 0 | 0 | 0 | 0 | 0 | 0 | 0 | 0 | 0 | 0 | 0 | 0 | 0 | 0 | 0 | 0 | 0 | 0 | 0 | 0 | 0 | 0 | 0 | 0 | 0 | 0 | 0 | 0 |  | 0 | 0 | 0 | 0 | 0 | 0 | 0 | 0 | 0 | 0 | 0 | 0 | 850 | 0 | 850 | 0 | 0 | 1 | 0 | 0 | 0 | 0 | 0 | 0 | 0 | 0 | 0 | 0 | 0 | 0 | -2 | 0 | -2 | 0 | 0 | 1 |  | 1 | 1 | 1 | 1 | 1 | 1 | 1+ | 1+ | 1 | 1
SCE Metro | North of SONGS | 230 | 0 | 0 | 0 | 0 | 0 | 0 | 0 | 0 | 0 | 0 | 0 | 0 | 0 | 0 | 0 | 0 | 0 | 0 | 0 | 0 |  | 0 | 0 | 0 | 0 | 0 | 0 | 0 | 0 | 0 | 0 | 0 | 0 | 0 | 0 | 0 | 0 | 0 | 0 | 0 | 0 | 0 | 0 | 0 | 0 | 0 | 0 | 0 | 0 | 0 | 0 | 0 | 0 | 0 | 0 | 0 | 0 |  | 0 | 0 | 0 | 0 | 0 | 0 | 0 | 0 | 0 | 0 | 0 | 0 | 0 | 0 | 0 | 0 | 0 | 0 | 0 | 0 | 0 | 0 | 0 | 0 | 0 | 0 | 0 | 0 | 0 | 0 | 0 | 0 | 0 | 0 | 0 | 0 |  | 0 | 0 | 0 | 0 | 0 | 0 | 0 | 0 | 0 | 0 | 0 | 0 | 0 | 0 | 0 | 0 | 0 | 0 | 0 | 0 | 0 | 0 | 0 | 0 | 0 | 0 | 0 | 0 | 0 | 0 | 0 | 0 | 0 | 0 | 0 | 0 |  | 0 | 0 | 0 | 0 | 0 | 0 | 0 | 0 | 0 | 0 | 0 | 0 | 0 | 0 | 0 | 0 | 0 | 0 | 0 | 0 | 0 | 0 | 0 | 0 | 0 | 0 | 0 | 0 | 0 | 0 | 0 | 0 | 0 | 0 | 0 | 0 |  | 1 | 1 | 1 | 1 | 1 | 1 | 1 | 1 | 1 | 0
SCE Metro | North of SONGS | 500 | 0 | 0 | 0 | 0 | 0 | 0 | 0 | 0 | 0 | 0 | 0 | 0 | 0 | 0 | 0 | 0 | 0 | 0 | 0 | 0 |  | 0 | 0 | 0 | 0 | 0 | 0 | 0 | 0 | 0 | 0 | 0 | 0 | 0 | 0 | 0 | 0 | 0 | 0 | 0 | 0 | 0 | 0 | 0 | 0 | 0 | 0 | 0 | 0 | 0 | 0 | 0 | 0 | 0 | 0 | 0 | 0 |  | 0 | 0 | 0 | 0 | 0 | 0 | 0 | 0 | 0 | 0 | 0 | 0 | 0 | 0 | 0 | 0 | 0 | 0 | 0 | 0 | 0 | 0 | 0 | 0 | 0 | 0 | 0 | 0 | 0 | 0 | 0 | 0 | 0 | 0 | 0 | 0 |  | 0 | 0 | 0 | 0 | 0 | 0 | 0 | 0 | 0 | 0 | 0 | 0 | 0 | 0 | 0 | 0 | 0 | 0 | 0 | 0 | 0 | 0 | 0 | 0 | 0 | 0 | 0 | 0 | 0 | 0 | 0 | 0 | 0 | 0 | 0 | 0 |  | 0 | 0 | 0 | 0 | 0 | 0 | 0 | 0 | 0 | 0 | 0 | 0 | 0 | 0 | 0 | 0 | 0 | 0 | 0 | 0 | 0 | 0 | 0 | 0 | 0 | 0 | 0 | 0 | 0 | 0 | 0 | 0 | 0 | 0 | 0 | 0 |  | 1 | 1 | 1 | 1 | 1 | 1 | 1 | 1 | 1 | 0
PG&E NGBA | Notre Dame | 115 | 0 | 0 | 0 | 0 | 0 | 0 | 0 | 0 | 0 | 0 | 0 | 0 | 0 | 0 | 0 | 0 | 0 | 0 | 0 | 0 |  | 0 | 0 | 0 | 0 | 0 | 0 | 0 | 0 | 0 | 0 | 0 | 0 | 0 | 0 | 0 | 0 | 0 | 0 | 0 | 0 | 0 | 0 | 0 | 0 | 0 | 0 | 0 | 0 | 0 | 0 | 0 | 0 | 0 | 0 | 0 | 0 |  | 0 | 0 | 0 | 0 | 0 | 0 | 0 | 0 | 0 | 0 | 0 | 0 | 0 | 0 | 0 | 0 | 0 | 0 | 0 | 0 | 0 | 0 | 0 | 0 | 0 | 0 | 0 | 0 | 0 | 0 | 0 | 0 | 0 | 0 | 0 | 0 |  | 0 | 0 | 0 | 0 | 0 | 0 | 0 | 0 | 0 | 0 | 0 | 0 | 0 | 0 | 0 | 0 | 0 | 0 | 0 | 0 | 0 | 0 | 0 | 0 | 0 | 0 | 0 | 0 | 0 | 0 | 0 | 0 | 0 | 0 | 0 | 0 |  | 0 | 0 | 0 | 0 | 0 | 0 | 0 | 0 | 0 | 0 | 4.99 | 0 | 0 | 0 | 0 | 0 | 0 | 1 | 0 | 0 | 0 | 0 | 0 | 0 | 0 | 0 | 0 | 0 | -2 | 0 | 0 | 0 | 0 | 0 | 0 | 1 |  | 1 | 1 | 1 | 1 | 1 | 1+ | 1 | 1 | 1 | 1
PG&E GBA | Oakland C | 115 | 0 | 0 | 0 | 0 | 0 | 0 | 0 | 0 | 0 | 0 | 0 | 0 | 0 | 0 | 0 | 0 | 0 | 0 | 0 | 0 |  | 0 | 0 | 0 | 0 | 0 | 0 | 0 | 0 | 0 | 0 | 0 | 0 | 0 | 0 | 0 | 0 | 0 | 0 | 0 | 0 | 0 | 0 | 0 | 0 | 0 | 0 | 0 | 0 | 0 | 0 | 0 | 0 | 0 | 0 | 0 | 0 |  | 0 | 0 | 0 | 0 | 0 | 0 | 0 | 0 | 0 | 0 | 0 | 0 | 0 | 0 | 0 | 0 | 0 | 0 | 0 | 0 | 0 | 0 | 0 | 0 | 0 | 0 | 0 | 0 | 0 | 0 | 0 | 0 | 0 | 0 | 0 | 0 |  | 0 | 0 | 0 | 0 | 0 | 0 | 0 | 0 | 0 | 0 | 0 | 0 | 0 | 0 | 75.6 | 0 | 0 | 1 | 0 | 0 | 0 | 0 | 0 | 0 | 0 | 0 | 0 | 0 | 0 | 0 | 0 | 0 | -2 | 0 | 0 | 1 |  | 0 | 0 | 0 | 0 | 0 | 0 | 0 | 0 | 0 | 0 | 0 | 0 | 0 | 0 | 75.6 | 0 | 0 | 1 | 0 | 0 | 0 | 0 | 0 | 0 | 0 | 0 | 0 | 0 | 0 | 0 | 0 | 0 | -2 | 0 | 0 | 1 |  | 1 | 1 | 1 | 1 | 1 | 1 | 1 | 2+ | 1 | 1
PG&E GBA | Oakland J | 115 | 0 | 0 | 0 | 0 | 0 | 0 | 0 | 0 | 0 | 0 | 0 | 0 | 0 | 0 | 0 | 0 | 0 | 0 | 0 | 0 |  | 0 | 0 | 0 | 0 | 0 | 0 | 0 | 0 | 0 | 0 | 0 | 0 | 0 | 0 | 0 | 0 | 0 | 0 | 0 | 0 | 0 | 0 | 0 | 0 | 0 | 0 | 0 | 0 | 0 | 0 | 0 | 0 | 0 | 0 | 0 | 0 |  | 0 | 0 | 0 | 0 | 0 | 0 | 0 | 0 | 0 | 0 | 2.254 | 0 | 0 | 0 | 0.072 | 0 | 0 | 1 | 0 | 0 | 0 | 0 | 0 | 0 | 0 | 0 | 0 | 0 | -2 | 0 | 0 | 0 | 0 | 0 | 0 | 1 |  | 0 | 0 | 0 | 0 | 0 | 0 | 0 | 0 | 0 | 0 | 2.254 | 0 | 0 | 50 | 50.072 | 0 | 0 | 1 | 0 | 0 | 0 | 0 | 0 | 0 | 0 | 0 | 0 | 0 | -2 | 0 | 0 | -2 | -2 | 0 | 0 | 1 |  | 0 | 0 | 0 | 0 | 0 | 0 | 0 | 0 | 0 | 0 | 3.0661 | 0 | 0 | 50 | 63.3641 | 0 | 0 | 1 | 0 | 0 | 0 | 0 | 0 | 0 | 0 | 0 | 0 | 0 | -2 | 0 | 0 | -2 | -2 | 0 | 0 | 1 |  | 1 | 1 | 1 | 1 | 1 | 4+ | 1 | 4+ | 1 | 1
PG&E GBA | Oakland L | 115 | 0 | 0 | 0 | 0 | 0 | 0 | 0 | 0 | 0 | 0 | 0 | 0 | 0 | 0 | 0 | 0 | 0 | 0 | 0 | 0 |  | 0 | 0 | 0 | 0 | 0 | 0 | 0 | 0 | 0 | 0 | 0 | 0 | 0 | 0 | 0 | 0 | 0 | 0 | 0 | 0 | 0 | 0 | 0 | 0 | 0 | 0 | 0 | 0 | 0 | 0 | 0 | 0 | 0 | 0 | 0 | 0 |  | 0 | 0 | 0 | 0 | 0 | 0 | 0 | 0 | 0 | 0 | 0.01445 | 0 | 0 | 0 | 0 | 0 | 0 | 1 | 0 | 0 | 0 | 0 | 0 | 0 | 0 | 0 | 0 | 0 | -2 | 0 | 0 | 0 | 0 | 0 | 0 | 1 |  | 0 | 0 | 0 | 0 | 0 | 0 | 0 | 0 | 0 | 0 | 0.01445 | 0 | 0 | 0 | 0 | 0 | 0 | 1 | 0 | 0 | 0 | 0 | 0 | 0 | 0 | 0 | 0 | 0 | -2 | 0 | 0 | 0 | 0 | 0 | 0 | 1 |  | 0 | 0 | 0 | 0 | 0 | 0 | 0 | 0 | 0 | 0 | 0.01445 | 0 | 0 | 0 | 0 | 0 | 0 | 1 | 0 | 0 | 0 | 0 | 0 | 0 | 0 | 0 | 0 | 0 | -2 | 0 | 0 | 0 | 0 | 0 | 0 | 1 |  | 1 | 1 | 1 | 1 | 1 | 4+ | 1 | 1 | 1 | 1
PG&E GBA | Oakland X | 115 | 0 | 0 | 0 | 0 | 0 | 0 | 0 | 0 | 0 | 0 | 0 | 0 | 0 | 0 | 0 | 0 | 0 | 0 | 0 | 0 |  | 0 | 0 | 0 | 0 | 0 | 0 | 0 | 0 | 0 | 0 | 0 | 0 | 0 | 0 | 0 | 0 | 0 | 0 | 0 | 0 | 0 | 0 | 0 | 0 | 0 | 0 | 0 | 0 | 0 | 0 | 0 | 0 | 0 | 0 | 0 | 0 |  | 0 | 0 | 0 | 0 | 0 | 0 | 0 | 0 | 0 | 0 | 0 | 0 | 0 | 0 | 0 | 0 | 0 | 0 | 0 | 0 | 0 | 0 | 0 | 0 | 0 | 0 | 0 | 0 | 0 | 0 | 0 | 0 | 0 | 0 | 0 | 0 |  | 0 | 0 | 0 | 0 | 0 | 0 | 0 | 0 | 0 | 0 | 0 | 0 | 0 | 0 | 0 | 0 | 0 | 0 | 0 | 0 | 0 | 0 | 0 | 0 | 0 | 0 | 0 | 0 | 0 | 0 | 0 | 0 | 0 | 0 | 0 | 0 |  | 0 | 0 | 0 | 0 | 0 | 0 | 0 | 0 | 0 | 0 | 0 | 0 | 0 | 0 | 0 | 0 | 0 | 0 | 0 | 0 | 0 | 0 | 0 | 0 | 0 | 0 | 0 | 0 | 0 | 0 | 0 | 0 | 0 | 0 | 0 | 0 |  | 1 | 1 | 1 | 1 | 1 | 1 | 1 | 1 | 1 | 0
SDGE | Ocean Ranch | 69 | 0 | 0 | 0 | 0 | 0 | 0 | 0 | 0 | 0 | 0 | 0 | 0 | 0 | 0 | 0 | 0 | 0 | 0 | 0 | 0 |  | 0 | 0 | 0 | 0 | 0 | 0 | 0 | 0 | 0 | 0 | 0 | 0 | 0 | 0 | 0 | 0 | 0 | 0 | 0 | 0 | 0 | 0 | 0 | 0 | 0 | 0 | 0 | 0 | 0 | 0 | 0 | 0 | 0 | 0 | 0 | 0 |  | 0 | 0 | 0 | 0 | 0 | 0 | 0 | 0 | 0 | 0 | 0 | 0 | 0 | 0 | 0 | 0 | 0 | 0 | 0 | 0 | 0 | 0 | 0 | 0 | 0 | 0 | 0 | 0 | 0 | 0 | 0 | 0 | 0 | 0 | 0 | 0 |  | 0 | 0 | 0 | 0 | 0 | 0 | 0 | 0 | 0 | 0 | 0 | 0 | 0 | 0 | 0 | 0 | 0 | 0 | 0 | 0 | 0 | 0 | 0 | 0 | 0 | 0 | 0 | 0 | 0 | 0 | 0 | 0 | 0 | 0 | 0 | 0 |  | 0 | 0 | 0 | 0 | 0 | 0 | 0 | 0 | 0 | 0 | 0 | 0 | 0 | 0 | 125 | 0 | 0 | 1 | 0 | 0 | 0 | 0 | 0 | 0 | 0 | 0 | 0 | 0 | 0 | 0 | 0 | 0 | -2 | 0 | 0 | 1 |  | 1 | 1 | 1 | 1 | 1 | 1 | 1 | 1+ | 1 | 1
PG&E KERN | Oceano | 115 | 0 | 0 | 0 | 0 | 0 | 0 | 0 | 0 | 0 | 0 | 0 | 0 | 0 | 0 | 0 | 0 | 0 | 0 | 0 | 0 |  | 0 | 0 | 0 | 0 | 0 | 0 | 0 | 0 | 0 | 0 | 0 | 0 | 0 | 0 | 0 | 0 | 0 | 0 | 0 | 0 | 0 | 0 | 0 | 0 | 0 | 0 | 0 | 0 | 0 | 0 | 0 | 0 | 0 | 0 | 0 | 0 |  | 0 | 0 | 0 | 0 | 0 | 0 | 0 | 0 | 0 | 0 | 0 | 0 | 0 | 0 | 0 | 0 | 0 | 0 | 0 | 0 | 0 | 0 | 0 | 0 | 0 | 0 | 0 | 0 | 0 | 0 | 0 | 0 | 0 | 0 | 0 | 0 |  | 0 | 0 | 0 | 0 | 0 | 0 | 0 | 0 | 0 | 0 | 0 | 0 | 0 | 0 | 0 | 0 | 0 | 0 | 0 | 0 | 0 | 0 | 0 | 0 | 0 | 0 | 0 | 0 | 0 | 0 | 0 | 0 | 0 | 0 | 0 | 0 |  | 0 | 0 | 0 | 0 | 0 | 0 | 0 | 0 | 0 | 0 | 0 | 0 | 0 | 0 | 0 | 0 | 0 | 0 | 0 | 0 | 0 | 0 | 0 | 0 | 0 | 0 | 0 | 0 | 0 | 0 | 0 | 0 | 0 | 0 | 0 | 0 |  | 1 | 1 | 1 | 1 | 1 | 1 | 1 | 1 | 1 | 0
SDGE | Ocotillo Express | 500 | 0 | 0 | 0 | 0 | 0 | 0 | 0 | 0 | 0 | 0 | 0 | 0 | 0 | 0 | 0 | 0 | 0 | 0 | 0 | 0 |  | 0 | 0 | 0 | 0 | 0 | 0 | 0 | 0 | 0 | 0 | 0 | 0 | 0 | 0 | 0 | 0 | 0 | 0 | 0 | 0 | 0 | 0 | 0 | 0 | 0 | 0 | 0 | 0 | 0 | 0 | 0 | 0 | 0 | 0 | 0 | 0 |  | 0 | 0 | 0 | 0 | 0 | 0 | 0 | 0 | 0 | 0 | 0 | 0 | 0 | 0 | 0 | 0 | 0 | 0 | 0 | 0 | 0 | 0 | 0 | 0 | 0 | 0 | 0 | 0 | 0 | 0 | 0 | 0 | 0 | 0 | 0 | 0 |  | 0 | 0 | 0 | 0 | 0 | 0 | 0 | 0 | 0 | 0 | 0 | 0 | 0 | 0 | 0 | 0 | 0 | 0 | 0 | 0 | 0 | 0 | 0 | 0 | 0 | 0 | 0 | 0 | 0 | 0 | 0 | 0 | 0 | 0 | 0 | 0 |  | 0 | 0 | 0 | 0 | 0 | 0 | 0 | 0 | 0 | 0 | 0 | 0 | 0 | 0 | 0 | 0 | 0 | 0 | 0 | 0 | 0 | 0 | 0 | 0 | 0 | 0 | 0 | 0 | 0 | 0 | 0 | 0 | 0 | 0 | 0 | 0 |  | 1 | 1 | 1 | 1 | 1 | 1 | 1 | 1 | 1 | 0
PG&E KERN | Old River | 70 | 0 | 0 | 0 | 0 | 0 | 0 | 0 | 0 | 0 | 0 | 0 | 0 | 0 | 0 | 0 | 0 | 0 | 0 | 0 | 0 |  | 0 | 0 | 0 | 0 | 0 | 0 | 0 | 0 | 0 | 0 | 0 | 0 | 0 | 0 | 0 | 0 | 0 | 0 | 0 | 0 | 0 | 0 | 0 | 0 | 0 | 0 | 0 | 0 | 0 | 0 | 0 | 0 | 0 | 0 | 0 | 0 |  | 0 | 0 | 0 | 0 | 0 | 0 | 0 | 0 | 0 | 0 | 0 | 0 | 0 | 0 | 0 | 0 | 0 | 0 | 0 | 0 | 0 | 0 | 0 | 0 | 0 | 0 | 0 | 0 | 0 | 0 | 0 | 0 | 0 | 0 | 0 | 0 |  | 0 | 0 | 0 | 0 | 0 | 0 | 0 | 0 | 0 | 0 | 0 | 0 | 0 | 0 | 0 | 0 | 0 | 0 | 0 | 0 | 0 | 0 | 0 | 0 | 0 | 0 | 0 | 0 | 0 | 0 | 0 | 0 | 0 | 0 | 0 | 0 |  | 0 | 0 | 0 | 0 | 0 | 0 | 0 | 0 | 0 | 0 | 0 | 0 | 0 | 0 | 0 | 0 | 0 | 0 | 0 | 0 | 0 | 0 | 0 | 0 | 0 | 0 | 0 | 0 | 0 | 0 | 0 | 0 | 0 | 0 | 0 | 0 |  | 1 | 1 | 1 | 1 | 1 | 1 | 1 | 1 | 1 | 0
SDGE | Old Town | 230 | 0 | 0 | 0 | 0 | 0 | 0 | 0 | 0 | 0 | 0 | 0 | 0 | 0 | 0 | 0 | 0 | 0 | 0 | 0 | 0 |  | 0 | 0 | 0 | 0 | 0 | 0 | 0 | 0 | 0 | 0 | 0 | 0 | 0 | 0 | 0 | 0 | 0 | 0 | 0 | 0 | 0 | 0 | 0 | 0 | 0 | 0 | 0 | 0 | 0 | 0 | 0 | 0 | 0 | 0 | 0 | 0 |  | 0 | 0 | 0 | 0 | 0 | 0 | 0 | 0 | 0 | 0 | 0 | 0 | 0 | 0 | 0 | 0 | 0 | 0 | 0 | 0 | 0 | 0 | 0 | 0 | 0 | 0 | 0 | 0 | 0 | 0 | 0 | 0 | 0 | 0 | 0 | 0 |  | 0 | 0 | 0 | 0 | 0 | 0 | 0 | 0 | 0 | 0 | 0 | 0 | 0 | 0 | 0 | 0 | 0 | 0 | 0 | 0 | 0 | 0 | 0 | 0 | 0 | 0 | 0 | 0 | 0 | 0 | 0 | 0 | 0 | 0 | 0 | 0 |  | 0 | 0 | 0 | 0 | 0 | 0 | 0 | 0 | 0 | 0 | 0 | 0 | 0 | 0 | 0 | 0 | 0 | 0 | 0 | 0 | 0 | 0 | 0 | 0 | 0 | 0 | 0 | 0 | 0 | 0 | 0 | 0 | 0 | 0 | 0 | 0 |  | 1 | 1 | 1 | 1 | 1 | 1 | 1 | 1 | 1 | 0
SCE Metro | Olinda | 230 | 0 | 0 | 0 | 0 | 0 | 0 | 0 | 0 | 0 | 0 | 0 | 0 | 0 | 0 | 0 | 0 | 0 | 0 | 0 | 0 |  | 0 | 0 | 0 | 0 | 0 | 0 | 0 | 0 | 0 | 0 | 0 | 0 | 0 | 0 | 0 | 0 | 0 | 0 | 0 | 0 | 0 | 0 | 0 | 0 | 0 | 0 | 0 | 0 | 0 | 0 | 0 | 0 | 0 | 0 | 0 | 0 |  | 0 | 0 | 0 | 0 | 0 | 0 | 0 | 0 | 0 | 0 | 0 | 0 | 0 | 100 | 100 | 0 | 0 | 1 | 0 | 0 | 0 | 0 | 0 | 0 | 0 | 0 | 0 | 0 | 0 | 0 | 0 | -2 | -2 | 0 | 0 | 1 |  | 0 | 0 | 0 | 0 | 0 | 0 | 0 | 0 | 0 | 0 | 0 | 0 | 0 | 100 | 100 | 0 | 0 | 1 | 0 | 0 | 0 | 0 | 0 | 0 | 0 | 0 | 0 | 0 | 0 | 0 | 0 | -2 | -2 | 0 | 0 | 1 |  | 0 | 0 | 0 | 0 | 0 | 0 | 0 | 0 | 0 | 0 | 0 | 0 | 0 | 100 | 1870 | 0 | 0 | 1 | 0 | 0 | 0 | 0 | 0 | 0 | 0 | 0 | 0 | 0 | 0 | 0 | 0 | -2 | -2 | 0 | 0 | 1 |  | 1 | 1 | 1 | 1 | 1 | 1 | 1 | 4+ | 1 | 1
PG&E FRESNO | Olive | 115 | 0 | 0 | 0 | 0 | 0 | 0 | 0 | 0 | 0 | 0 | 0 | 0 | 0 | 0 | 0 | 0 | 0 | 0 | 0 | 0 |  | 0 | 0 | 0 | 0 | 0 | 0 | 0 | 0 | 0 | 0 | 0 | 0 | 0 | 0 | 0 | 0 | 0 | 0 | 0 | 0 | 0 | 0 | 0 | 0 | 0 | 0 | 0 | 0 | 0 | 0 | 0 | 0 | 0 | 0 | 0 | 0 |  | 0 | 0 | 0 | 0 | 0 | 0 | 0 | 0 | 0 | 0 | 0 | 0 | 0 | 0 | 0 | 0 | 0 | 0 | 0 | 0 | 0 | 0 | 0 | 0 | 0 | 0 | 0 | 0 | 0 | 0 | 0 | 0 | 0 | 0 | 0 | 0 |  | 0 | 0 | 0 | 0 | 0 | 0 | 0 | 0 | 0 | 0 | 0 | 0 | 163.268 | 0 | 163.268 | 0 | 0 | 1 | 0 | 0 | 0 | 0 | 0 | 0 | 0 | 0 | 0 | 0 | 0 | 0 | -1 | 0 | -2 | 0 | 0 | 1 |  | 0 | 0 | 0 | 0 | 0 | 0 | 0 | 0 | 0 | 0 | 0 | 0 | 163.268 | 0 | 203.268 | 0 | 0 | 1 | 0 | 0 | 0 | 0 | 0 | 0 | 0 | 0 | 0 | 0 | 0 | 0 | -2 | 0 | -2 | 0 | 0 | 1 |  | 1 | 1 | 1 | 1 | 1 | 1 | 2+ | 2+ | 1 | 1
PG&E NGBA | Olivehurst | 115 | 0 | 0 | 0 | 0 | 0 | 0 | 0 | 0 | 0 | 0 | 0 | 0 | 0 | 0 | 0 | 0 | 0 | 0 | 0 | 0 |  | 0 | 0 | 0 | 0 | 0 | 0 | 0 | 0 | 0 | 0 | 0 | 0 | 0 | 0 | 0 | 0 | 0 | 0 | 0 | 0 | 0 | 0 | 0 | 0 | 0 | 0 | 0 | 0 | 0 | 0 | 0 | 0 | 0 | 0 | 0 | 0 |  | 0 | 0 | 0 | 0 | 0 | 0 | 0 | 0 | 0 | 0 | 0 | 0 | 0 | 0 | 4.092 | 0 | 0 | 1 | 0 | 0 | 0 | 0 | 0 | 0 | 0 | 0 | 0 | 0 | 0 | 0 | 0 | 0 | -2 | 0 | 0 | 1 |  | 0 | 0 | 0 | 0 | 0 | 0 | 0 | 0 | 0 | 0 | 0 | 0 | 0 | 0 | 4.092 | 0 | 0 | 1 | 0 | 0 | 0 | 0 | 0 | 0 | 0 | 0 | 0 | 0 | 0 | 0 | 0 | 0 | -2 | 0 | 0 | 1 |  | 0 | 0 | 0 | 0 | 0 | 0 | 0 | 0 | 0 | 0 | 5.511 | 0 | 0 | 0 | 4.092 | 0 | 0 | 1 | 0 | 0 | 0 | 0 | 0 | 0 | 0 | 0 | 0 | 0 | -2 | 0 | 0 | 0 | -2 | 0 | 0 | 1 |  | 1 | 1 | 1 | 1 | 1 | 1+ | 1 | 4+ | 1 | 1
PG&E NGBA | Oregon Trail | 60 | 0 | 0 | 0 | 0 | 0 | 0 | 0 | 0 | 0 | 0 | 0 | 0 | 0 | 0 | 0 | 0 | 0 | 0 | 0 | 0 |  | 0 | 0 | 0 | 0 | 0 | 0 | 0 | 0 | 0 | 0 | 0 | 0 | 0 | 0 | 0 | 0 | 0 | 0 | 0 | 0 | 0 | 0 | 0 | 0 | 0 | 0 | 0 | 0 | 0 | 0 | 0 | 0 | 0 | 0 | 0 | 0 |  | 0 | 0 | 0 | 0 | 0 | 0 | 0 | 0 | 0 | 0 | 0 | 0 | 0 | 0 | 0 | 0 | 0 | 0 | 0 | 0 | 0 | 0 | 0 | 0 | 0 | 0 | 0 | 0 | 0 | 0 | 0 | 0 | 0 | 0 | 0 | 0 |  | 0 | 0 | 0 | 0 | 0 | 0 | 0 | 0 | 0 | 0 | 0 | 0 | 0 | 0 | 0 | 0 | 0 | 0 | 0 | 0 | 0 | 0 | 0 | 0 | 0 | 0 | 0 | 0 | 0 | 0 | 0 | 0 | 0 | 0 | 0 | 0 |  | 0 | 0 | 0 | 0 | 0 | 0 | 0 | 0 | 0 | 0 | 0 | 0 | 0 | 0 | 0 | 0 | 0 | 0 | 0 | 0 | 0 | 0 | 0 | 0 | 0 | 0 | 0 | 0 | 0 | 0 | 0 | 0 | 0 | 0 | 0 | 0 |  | 1 | 1 | 1 | 1 | 1 | 1 | 1 | 1 | 1 | 0
SCE Northern | Ormond Beach | 230 | 0 | 0 | 0 | 0 | 0 | 0 | 0 | 0 | 0 | 0 | 0 | 0 | 0 | 0 | 0 | 0 | 0 | 0 | 0 | 0 |  | 0 | 0 | 0 | 0 | 0 | 0 | 0 | 0 | 0 | 0 | 0 | 0 | 0 | 0 | 0 | 0 | 0 | 0 | 0 | 0 | 0 | 0 | 0 | 0 | 0 | 0 | 0 | 0 | 0 | 0 | 0 | 0 | 0 | 0 | 0 | 0 |  | 0 | 0 | 0 | 0 | 0 | 0 | 0 | 0 | 0 | 0 | 0 | 0 | 0 | 0 | 0 | 0 | 0 | 0 | 0 | 0 | 0 | 0 | 0 | 0 | 0 | 0 | 0 | 0 | 0 | 0 | 0 | 0 | 0 | 0 | 0 | 0 |  | 0 | 0 | 0 | 0 | 0 | 0 | 0 | 0 | 0 | 0 | 0 | 0 | 0 | 0 | 0 | 0 | 0 | 0 | 0 | 0 | 0 | 0 | 0 | 0 | 0 | 0 | 0 | 0 | 0 | 0 | 0 | 0 | 0 | 0 | 0 | 0 |  | 0 | 0 | 0 | 0 | 0 | 0 | 0 | 0 | 0 | 0 | 0 | 0 | 0 | 0 | 0 | 0 | 0 | 0 | 0 | 0 | 0 | 0 | 0 | 0 | 0 | 0 | 0 | 0 | 0 | 0 | 0 | 0 | 0 | 0 | 0 | 0 |  | 1 | 1 | 1 | 1 | 1 | 1 | 1 | 1 | 1 | 0
PG&E FRESNO | Oro Loma | 115 | 0 | 0 | 0 | 0 | 0 | 0 | 0 | 0 | 0 | 0 | 0 | 0 | 0 | 0 | 0 | 0 | 0 | 0 | 0 | 0 |  | 0 | 0 | 0 | 0 | 0 | 0 | 0 | 0 | 0 | 0 | 0 | 0 | 0 | 0 | 0 | 0 | 0 | 0 | 0 | 0 | 0 | 0 | 0 | 0 | 0 | 0 | 0 | 0 | 0 | 0 | 0 | 0 | 0 | 0 | 0 | 0 |  | 0 | 0 | 0 | 0 | 0 | 0 | 0 | 0 | 0 | 0 | 0 | 0 | 0 | 0 | 0 | 0 | 0 | 0 | 0 | 0 | 0 | 0 | 0 | 0 | 0 | 0 | 0 | 0 | 0 | 0 | 0 | 0 | 0 | 0 | 0 | 0 |  | 0 | 0 | 0 | 0 | 0 | 0 | 0 | 0 | 0 | 0 | 0 | 0 | 0 | 0 | 0 | 0 | 0 | 0 | 0 | 0 | 0 | 0 | 0 | 0 | 0 | 0 | 0 | 0 | 0 | 0 | 0 | 0 | 0 | 0 | 0 | 0 |  | 0 | 0 | 0 | 0 | 0 | 0 | 0 | 0 | 0 | 0 | 0 | 0 | 100 | 0 | 100 | 0 | 0 | 1 | 0 | 0 | 0 | 0 | 0 | 0 | 0 | 0 | 0 | 0 | 0 | 0 | -2 | 0 | -2 | 0 | 0 | 1 |  | 1 | 1 | 1 | 1 | 1 | 1 | 1+ | 1+ | 1 | 1
PG&E FRESNO | Oro Loma | 70 | 0 | 0 | 0 | 0 | 0 | 0 | 0 | 0 | 0 | 0 | 0 | 0 | 0 | 0 | 0 | 0 | 0 | 0 | 0 | 0 |  | 0 | 0 | 0 | 0 | 0 | 0 | 0 | 0 | 0 | 0 | 0 | 0 | 0 | 0 | 0 | 0 | 0 | 0 | 0 | 0 | 0 | 0 | 0 | 0 | 0 | 0 | 0 | 0 | 0 | 0 | 0 | 0 | 0 | 0 | 0 | 0 |  | 0 | 0 | 0 | 0 | 0 | 0 | 0 | 0 | 0 | 0 | 6.4748 | 0 | 0 | 0 | 0 | 0 | 0 | 1 | 0 | 0 | 0 | 0 | 0 | 0 | 0 | 0 | 0 | 0 | -2 | 0 | 0 | 0 | 0 | 0 | 0 | 1 |  | 0 | 0 | 0 | 0 | 0 | 0 | 0 | 0 | 0 | 0 | 6.4748 | 0 | 0 | 0 | 0 | 0 | 0 | 1 | 0 | 0 | 0 | 0 | 0 | 0 | 0 | 0 | 0 | 0 | -2 | 0 | 0 | 0 | 0 | 0 | 0 | 1 |  | 0 | 0 | 0 | 0 | 0 | 0 | 0 | 0 | 0 | 0 | 6.4748 | 0 | 0 | 0 | 100 | 0 | 0 | 1 | 0 | 0 | 0 | 0 | 0 | 0 | 0 | 0 | 0 | 0 | -2 | 0 | 0 | 0 | -2 | 0 | 0 | 1 |  | 1 | 1 | 1 | 1 | 1 | 4+ | 1 | 1+ | 1 | 1
PG&E FRESNO | Orosi | 70 | 0 | 0 | 0 | 0 | 0 | 0 | 0 | 0 | 0 | 0 | 0 | 0 | 0 | 0 | 0 | 0 | 0 | 0 | 0 | 0 |  | 0 | 0 | 0 | 0 | 0 | 0 | 0 | 0 | 0 | 0 | 0 | 0 | 0 | 0 | 0 | 0 | 0 | 0 | 0 | 0 | 0 | 0 | 0 | 0 | 0 | 0 | 0 | 0 | 0 | 0 | 0 | 0 | 0 | 0 | 0 | 0 |  | 0 | 0 | 0 | 0 | 0 | 0 | 0 | 0 | 0 | 0 | 0 | 0 | 0 | 0 | 0 | 0 | 0 | 0 | 0 | 0 | 0 | 0 | 0 | 0 | 0 | 0 | 0 | 0 | 0 | 0 | 0 | 0 | 0 | 0 | 0 | 0 |  | 0 | 0 | 0 | 0 | 0 | 0 | 0 | 0 | 0 | 0 | 0 | 0 | 0 | 0 | 0 | 0 | 0 | 0 | 0 | 0 | 0 | 0 | 0 | 0 | 0 | 0 | 0 | 0 | 0 | 0 | 0 | 0 | 0 | 0 | 0 | 0 |  | 0 | 0 | 0 | 0 | 0 | 0 | 0 | 0 | 0 | 0 | 0 | 0 | 20 | 0 | 0 | 0 | 0 | 1 | 0 | 0 | 0 | 0 | 0 | 0 | 0 | 0 | 0 | 0 | 0 | 0 | -2 | 0 | 0 | 0 | 0 | 1 |  | 1 | 1 | 1 | 1 | 1 | 1 | 1+ | 1 | 1 | 1
SDGE | Otay | 69 | 0 | 0 | 0 | 0 | 0 | 0 | 0 | 0 | 0 | 0 | 0 | 0 | 0 | 0 | 0 | 0 | 0 | 0 | 0 | 0 |  | 0 | 0 | 0 | 0 | 0 | 0 | 0 | 0 | 0 | 0 | 0 | 0 | 0 | 0 | 0 | 0 | 0 | 0 | 0 | 0 | 0 | 0 | 0 | 0 | 0 | 0 | 0 | 0 | 0 | 0 | 0 | 0 | 0 | 0 | 0 | 0 |  | 0 | 0 | 0 | 0 | 0 | 0 | 0 | 0 | 0 | 0 | 0 | 0 | 0 | 0 | 0 | 0 | 0 | 0 | 0 | 0 | 0 | 0 | 0 | 0 | 0 | 0 | 0 | 0 | 0 | 0 | 0 | 0 | 0 | 0 | 0 | 0 |  | 0 | 0 | 0 | 0 | 0 | 0 | 0 | 0 | 0 | 0 | 0 | 0 | 0 | 0 | 0 | 0 | 0 | 0 | 0 | 0 | 0 | 0 | 0 | 0 | 0 | 0 | 0 | 0 | 0 | 0 | 0 | 0 | 0 | 0 | 0 | 0 |  | 0 | 0 | 0 | 0 | 0 | 0 | 0 | 0 | 0 | 0 | 0 | 0 | 0 | 0 | 25 | 0 | 0 | 1 | 0 | 0 | 0 | 0 | 0 | 0 | 0 | 0 | 0 | 0 | 0 | 0 | 0 | 0 | -2 | 0 | 0 | 1 |  | 1 | 1 | 1 | 1 | 1 | 1 | 1 | 1+ | 1 | 1
SDGE | Otay Mesa | 230 | 0 | 0 | 0 | 0 | 0 | 0 | 0 | 0 | 0 | 0 | 0 | 0 | 0 | 0 | 0 | 0 | 0 | 0 | 0 | 0 |  | 0 | 0 | 0 | 0 | 0 | 0 | 0 | 0 | 0 | 0 | 0 | 0 | 0 | 0 | 0 | 0 | 0 | 0 | 0 | 0 | 0 | 0 | 0 | 0 | 0 | 0 | 0 | 0 | 0 | 0 | 0 | 0 | 0 | 0 | 0 | 0 |  | 0 | 0 | 0 | 0 | 0 | 0 | 0 | 0 | 0 | 0 | 0 | 0 | 0 | 0 | 312.96 | 0 | 0 | 1 | 0 | 0 | 0 | 0 | 0 | 0 | 0 | 0 | 0 | 0 | 0 | 0 | 0 | 0 | -2 | 0 | 0 | 1 |  | 0 | 0 | 0 | 0 | 0 | 0 | 0 | 0 | 0 | 0 | 0 | 0 | 0 | 0 | 312.96 | 0 | 0 | 1 | 0 | 0 | 0 | 0 | 0 | 0 | 0 | 0 | 0 | 0 | 0 | 0 | 0 | 0 | -2 | 0 | 0 | 1 |  | 0 | 0 | 0 | 0 | 0 | 0 | 0 | 0 | 0 | 0 | 0 | 0 | 0 | 0 | 2042.21 | 0 | 0 | 1 | 0 | 0 | 0 | 0 | 0 | 0 | 0 | 0 | 0 | 0 | 0 | 0 | 0 | 0 | -2 | 0 | 0 | 1 |  | 1 | 1 | 1 | 1 | 1 | 1 | 1 | 4+ | 1 | 1
PG&E FRESNO | Padre Flats SW STA | 230 | 0 | 0 | 0 | 0 | 0 | 0 | 0 | 0 | 0 | 0 | 0 | 0 | 0 | 0 | 0 | 0 | 0 | 0 | 0 | 0 |  | 0 | 0 | 0 | 0 | 0 | 0 | 0 | 0 | 0 | 0 | 0 | 0 | 0 | 0 | 0 | 0 | 0 | 0 | 0 | 0 | 0 | 0 | 0 | 0 | 0 | 0 | 0 | 0 | 0 | 0 | 0 | 0 | 0 | 0 | 0 | 0 |  | 0 | 0 | 0 | 0 | 0 | 0 | 0 | 0 | 0 | 0 | 0 | 0 | 0 | 0 | 0 | 0 | 0 | 0 | 0 | 0 | 0 | 0 | 0 | 0 | 0 | 0 | 0 | 0 | 0 | 0 | 0 | 0 | 0 | 0 | 0 | 0 |  | 0 | 0 | 0 | 0 | 0 | 0 | 0 | 0 | 0 | 0 | 0 | 0 | 0 | 0 | 0 | 0 | 0 | 0 | 0 | 0 | 0 | 0 | 0 | 0 | 0 | 0 | 0 | 0 | 0 | 0 | 0 | 0 | 0 | 0 | 0 | 0 |  | 0 | 0 | 0 | 0 | 0 | 0 | 0 | 0 | 0 | 0 | 0 | 0 | 0 | 0 | 0 | 0 | 0 | 0 | 0 | 0 | 0 | 0 | 0 | 0 | 0 | 0 | 0 | 0 | 0 | 0 | 0 | 0 | 0 | 0 | 0 | 0 |  | 1 | 1 | 1 | 1 | 1 | 1 | 1 | 1 | 1 | 0
EOP | Pahrump | 138 | 0 | 0 | 0 | 0 | 0 | 0 | 0 | 0 | 0 | 0 | 0 | 0 | 0 | 0 | 0 | 0 | 0 | 0 | 0 | 0 |  | 0 | 0 | 0 | 0 | 0 | 0 | 0 | 0 | 0 | 0 | 0 | 0 | 0 | 0 | 0 | 0 | 0 | 0 | 0 | 0 | 0 | 0 | 0 | 0 | 0 | 0 | 0 | 0 | 0 | 0 | 0 | 0 | 0 | 0 | 0 | 0 |  | 0 | 0 | 0 | 0 | 0 | 0 | 0 | 0 | 0 | 0 | 0 | 0 | 0 | 0 | 0 | 0 | 0 | 0 | 0 | 0 | 0 | 0 | 0 | 0 | 0 | 0 | 0 | 0 | 0 | 0 | 0 | 0 | 0 | 0 | 0 | 0 |  | 0 | 0 | 0 | 0 | 0 | 0 | 0 | 0 | 0 | 0 | 0 | 0 | 0 | 0 | 0 | 0 | 0 | 0 | 0 | 0 | 0 | 0 | 0 | 0 | 0 | 0 | 0 | 0 | 0 | 0 | 0 | 0 | 0 | 0 | 0 | 0 |  | 0 | 0 | 0 | 0 | 0 | 0 | 0 | 0 | 0 | 0 | 0 | 0 | 0 | 0 | 0 | 0 | 0 | 0 | 0 | 0 | 0 | 0 | 0 | 0 | 0 | 0 | 0 | 0 | 0 | 0 | 0 | 0 | 0 | 0 | 0 | 0 |  | 1 | 1 | 1 | 1 | 1 | 1 | 1 | 1 | 1 | 0
EOP | Pahrump | 230 | 0 | 0 | 0 | 0 | 0 | 0 | 0 | 0 | 0 | 0 | 0 | 0 | 0 | 0 | 0 | 0 | 0 | 0 | 0 | 0 |  | 0 | 0 | 0 | 0 | 0 | 0 | 0 | 0 | 0 | 0 | 0 | 0 | 0 | 0 | 0 | 0 | 0 | 0 | 0 | 0 | 0 | 0 | 0 | 0 | 0 | 0 | 0 | 0 | 0 | 0 | 0 | 0 | 0 | 0 | 0 | 0 |  | 0 | 0 | 0 | 0 | 0 | 0 | 0 | 0 | 0 | 0 | 0 | 0 | 0 | 0 | 0 | 0 | 0 | 0 | 0 | 0 | 0 | 0 | 0 | 0 | 0 | 0 | 0 | 0 | 0 | 0 | 0 | 0 | 0 | 0 | 0 | 0 |  | 0 | 0 | 0 | 0 | 0 | 0 | 0 | 0 | 0 | 0 | 0 | 0 | 0 | 0 | 0 | 0 | 0 | 0 | 0 | 0 | 0 | 0 | 0 | 0 | 0 | 0 | 0 | 0 | 0 | 0 | 0 | 0 | 0 | 0 | 0 | 0 |  | 0 | 0 | 0 | 0 | 0 | 0 | 0 | 0 | 0 | 0 | 0 | 0 | 0 | 0 | 500 | 0 | 0 | 1 | 0 | 0 | 0 | 0 | 0 | 0 | 0 | 0 | 0 | 0 | 0 | 0 | 0 | 0 | -2 | 0 | 0 | 1 |  | 1 | 1 | 1 | 1 | 1 | 1 | 1 | 1+ | 1 | 1
SDGE | Pala | 69 | 0 | 0 | 0 | 0 | 0 | 0 | 0 | 0 | 0 | 0 | 0 | 0 | 0 | 0 | 0 | 0 | 0 | 0 | 0 | 0 |  | 0 | 0 | 0 | 0 | 0 | 0 | 0 | 0 | 0 | 0 | 0 | 0 | 0 | 0 | 0 | 0 | 0 | 0 | 0 | 0 | 0 | 0 | 0 | 0 | 0 | 0 | 0 | 0 | 0 | 0 | 0 | 0 | 0 | 0 | 0 | 0 |  | 0 | 0 | 0 | 0 | 0 | 0 | 0 | 0 | 0 | 0 | 0 | 0 | 0 | 0 | 0 | 0 | 0 | 0 | 0 | 0 | 0 | 0 | 0 | 0 | 0 | 0 | 0 | 0 | 0 | 0 | 0 | 0 | 0 | 0 | 0 | 0 |  | 0 | 0 | 0 | 0 | 0 | 0 | 0 | 0 | 0 | 0 | 0 | 0 | 0 | 0 | 0 | 0 | 0 | 0 | 0 | 0 | 0 | 0 | 0 | 0 | 0 | 0 | 0 | 0 | 0 | 0 | 0 | 0 | 0 | 0 | 0 | 0 |  | 0 | 0 | 0 | 0 | 0 | 0 | 0 | 0 | 0 | 0 | 0 | 0 | 0 | 0 | 0 | 0 | 0 | 0 | 0 | 0 | 0 | 0 | 0 | 0 | 0 | 0 | 0 | 0 | 0 | 0 | 0 | 0 | 0 | 0 | 0 | 0 |  | 1 | 1 | 1 | 1 | 1 | 1 | 1 | 1 | 1 | 0
PG&E NGBA | Palermo | 115 | 0 | 0 | 0 | 0 | 0 | 0 | 0 | 0 | 0 | 0 | 0 | 0 | 0 | 0 | 0 | 0 | 0 | 0 | 0 | 0 |  | 0 | 0 | 0 | 0 | 0 | 0 | 0 | 0 | 0 | 0 | 0 | 0 | 0 | 0 | 0 | 0 | 0 | 0 | 0 | 0 | 0 | 0 | 0 | 0 | 0 | 0 | 0 | 0 | 0 | 0 | 0 | 0 | 0 | 0 | 0 | 0 |  | 0 | 0 | 0 | 0 | 0 | 0 | 0 | 0 | 0 | 0 | 0 | 0 | 0 | 0 | 0 | 0 | 0 | 0 | 0 | 0 | 0 | 0 | 0 | 0 | 0 | 0 | 0 | 0 | 0 | 0 | 0 | 0 | 0 | 0 | 0 | 0 |  | 0 | 0 | 0 | 0 | 0 | 0 | 0 | 0 | 0 | 0 | 0 | 0 | 0 | 0 | 213.55 | 0 | 0 | 1 | 0 | 0 | 0 | 0 | 0 | 0 | 0 | 0 | 0 | 0 | 0 | 0 | 0 | 0 | -2 | 0 | 0 | 1 |  | 0 | 0 | 0 | 0 | 0 | 0 | 0 | 0 | 0 | 0 | 0 | 0 | 0 | 0 | 413.55 | 0 | 0 | 1 | 0 | 0 | 0 | 0 | 0 | 0 | 0 | 0 | 0 | 0 | 0 | 0 | 0 | 0 | -2 | 0 | 0 | 1 |  | 1 | 1 | 1 | 1 | 1 | 1 | 1 | 2+ | 1 | 1
PG&E NGBA | Palermo | 230 | 0 | 0 | 0 | 0 | 0 | 0 | 0 | 0 | 0 | 0 | 0 | 0 | 0 | 0 | 0 | 0 | 0 | 0 | 0 | 0 |  | 0 | 0 | 0 | 0 | 0 | 0 | 0 | 0 | 0 | 0 | 0 | 0 | 0 | 0 | 0 | 0 | 0 | 0 | 0 | 0 | 0 | 0 | 0 | 0 | 0 | 0 | 0 | 0 | 0 | 0 | 0 | 0 | 0 | 0 | 0 | 0 |  | 0 | 0 | 0 | 0 | 0 | 0 | 0 | 0 | 0 | 0 | 0 | 0 | 0 | 0 | 0 | 0 | 0 | 0 | 0 | 0 | 0 | 0 | 0 | 0 | 0 | 0 | 0 | 0 | 0 | 0 | 0 | 0 | 0 | 0 | 0 | 0 |  | 0 | 0 | 0 | 0 | 0 | 0 | 0 | 0 | 0 | 0 | 0 | 0 | 0 | 0 | 0 | 0 | 0 | 0 | 0 | 0 | 0 | 0 | 0 | 0 | 0 | 0 | 0 | 0 | 0 | 0 | 0 | 0 | 0 | 0 | 0 | 0 |  | 0 | 0 | 0 | 0 | 0 | 0 | 0 | 0 | 0 | 0 | 0 | 0 | 0 | 0 | 0 | 0 | 0 | 0 | 0 | 0 | 0 | 0 | 0 | 0 | 0 | 0 | 0 | 0 | 0 | 0 | 0 | 0 | 0 | 0 | 0 | 0 |  | 1 | 1 | 1 | 1 | 1 | 1 | 1 | 1 | 1 | 0
SCE Eastern | Palo Verde | 500 | 0 | 0 | 0 | 0 | 0 | 1343.4 | 0 | 1343.4 | 0 | 0 | 0 | 0 | 0 | 0 | 0 | 0 | 0 | 0 | 0 | 1 |  | 0 | 0 | 0 | 0 | 0 | 0 | 0 | 0 | 0 | 0 | 0 | 0 | 0 | 0 | 0 | 0 | 0 | 0 | 0 | 0 | 0 | 0 | 0 | 0 | 2 | 2 | 0 | 0 | 0 | 0 | 0 | 0 | 0 | 0 | 0 | 1 |  | 0 | 0 | 0 | 0 | 0 | 0 | 0 | 0 | 0 | 0 | 0 | 0 | 0 | 0 | 0 | 0 | 0 | 0 | 0 | 0 | 0 | 0 | 0 | 0 | 2 | 2 | 0 | 0 | 0 | 0 | 0 | 0 | 0 | 0 | 0 | 1 |  | 0 | 0 | 0 | 0 | 0 | 0 | 0 | 0 | 0 | 0 | 0 | 0 | 0 | 0 | 0 | 0 | 0 | 0 | 0 | 0 | 0 | 0 | 0 | 0 | 2 | 2 | 0 | 0 | 0 | 0 | 0 | 0 | 0 | 0 | 0 | 1 |  | 0 | 0 | 0 | 0 | 0 | 0 | 0 | 0 | 0 | 0 | 0 | 0 | 0 | 0 | 0 | 0 | 0 | 0 | 0 | 0 | 0 | 0 | 0 | 0 | 2 | 2 | 0 | 0 | 0 | 0 | 0 | 0 | 0 | 0 | 0 | 1 |  | 1 | 1 | 1 | 5- | 1 | 1 | 1 | 1 | 1 | 1
SDGE | Palomar Energy | 230 | 0 | 0 | 0 | 0 | 0 | 0 | 0 | 0 | 0 | 0 | 0 | 0 | 0 | 0 | 0 | 0 | 0 | 0 | 0 | 0 |  | 0 | 0 | 0 | 0 | 0 | 0 | 0 | 0 | 0 | 0 | 0 | 0 | 0 | 0 | 0 | 0 | 0 | 0 | 0 | 0 | 0 | 0 | 0 | 0 | 0 | 0 | 0 | 0 | 0 | 0 | 0 | 0 | 0 | 0 | 0 | 0 |  | 0 | 0 | 0 | 0 | 0 | 0 | 0 | 0 | 0 | 0 | 0 | 0 | 0 | 0 | 0 | 0 | 0 | 0 | 0 | 0 | 0 | 0 | 0 | 0 | 0 | 0 | 0 | 0 | 0 | 0 | 0 | 0 | 0 | 0 | 0 | 0 |  | 0 | 0 | 0 | 0 | 0 | 0 | 0 | 0 | 0 | 0 | 0 | 0 | 0 | 0 | 0 | 0 | 0 | 0 | 0 | 0 | 0 | 0 | 0 | 0 | 0 | 0 | 0 | 0 | 0 | 0 | 0 | 0 | 0 | 0 | 0 | 0 |  | 0 | 0 | 0 | 0 | 0 | 0 | 0 | 0 | 0 | 0 | 0 | 0 | 0 | 0 | 0 | 0 | 0 | 0 | 0 | 0 | 0 | 0 | 0 | 0 | 0 | 0 | 0 | 0 | 0 | 0 | 0 | 0 | 0 | 0 | 0 | 0 |  | 1 | 1 | 1 | 1 | 1 | 1 | 1 | 1 | 1 | 0
PG&E KERN | Panama | 70 | 0 | 0 | 0 | 0 | 0 | 0 | 0 | 0 | 0 | 0 | 0 | 0 | 0 | 0 | 0 | 0 | 0 | 0 | 0 | 0 |  | 0 | 0 | 0 | 0 | 0 | 0 | 0 | 0 | 0 | 0 | 0 | 0 | 0 | 0 | 0 | 0 | 0 | 0 | 0 | 0 | 0 | 0 | 0 | 0 | 0 | 0 | 0 | 0 | 0 | 0 | 0 | 0 | 0 | 0 | 0 | 0 |  | 0 | 0 | 0 | 0 | 0 | 0 | 0 | 0 | 0 | 0 | 0 | 0 | 0 | 0 | 0 | 0 | 0 | 0 | 0 | 0 | 0 | 0 | 0 | 0 | 0 | 0 | 0 | 0 | 0 | 0 | 0 | 0 | 0 | 0 | 0 | 0 |  | 0 | 0 | 0 | 0 | 0 | 0 | 0 | 0 | 0 | 0 | 0 | 0 | 0 | 0 | 0 | 0 | 0 | 0 | 0 | 0 | 0 | 0 | 0 | 0 | 0 | 0 | 0 | 0 | 0 | 0 | 0 | 0 | 0 | 0 | 0 | 0 |  | 0 | 0 | 0 | 0 | 0 | 0 | 0 | 0 | 0 | 0 | 0 | 0 | 0 | 0 | 0 | 0 | 0 | 0 | 0 | 0 | 0 | 0 | 0 | 0 | 0 | 0 | 0 | 0 | 0 | 0 | 0 | 0 | 0 | 0 | 0 | 0 |  | 1 | 1 | 1 | 1 | 1 | 1 | 1 | 1 | 1 | 0
PG&E FRESNO | Panoche | 115 | 0 | 0 | 0 | 0 | 0 | 0 | 0 | 0 | 0 | 0 | 0 | 1.75 | 0 | 0 | 0 | 0 | 0 | 0 | 0 | 1 |  | 0 | 0 | 0 | 0 | 0 | 0 | 0 | 0 | 0 | 0 | 0 | 0 | 0 | 0 | 0 | 0 | 0 | 0 | 0 | 0 | 0 | 0 | 0 | 0 | 0 | 0 | 0 | 0 | 2 | 0 | 0 | 0 | 0 | 0 | 0 | 1 |  | 0 | 0 | 0 | 0 | 0 | 0 | 0 | 0 | 0 | 0 | 1.75 | 0 | 0 | 119.9 | 119.9 | 0 | 0 | 1 | 0 | 0 | 0 | 0 | 0 | 0 | 0 | 0 | 0 | 0 | 0 | 0 | 0 | -2 | -2 | 0 | 0 | 1 |  | 0 | 0 | 0 | 0 | 0 | 0 | 0 | 0 | 0 | 0 | 1.75 | 0 | 0 | 119.9 | 124.9 | 0 | 0 | 1 | 0 | 0 | 0 | 0 | 0 | 0 | 0 | 0 | 0 | 0 | 0 | 0 | 0 | -2 | -2 | 0 | 0 | 1 |  | 0 | 0 | 0 | 0 | 0 | 0 | 0 | 0 | 0 | 0 | 1.75 | 0 | 0 | 119.9 | 324.9 | 0 | 0 | 1 | 0 | 0 | 0 | 0 | 0 | 0 | 0 | 0 | 0 | 0 | 0 | 0 | 0 | -2 | -2 | 0 | 0 | 1 |  | 1 | 1 | 1 | 1 | 1 | 1 | 1 | 4+ | 1 | 1
PG&E FRESNO | Panoche | 230 | 0 | 0 | 0 | 0 | 0 | 0 | 0 | 0 | 0 | 0 | 0 | 0 | 100 | 300 | 400 | 0 | 100 | 100 | 0 | 1 |  | 0 | 0 | 0 | 0 | 0 | 0 | 0 | 0 | 0 | 0 | 0 | 0 | 0 | 0 | 0 | 0 | 0 | 0 | 0 | 0 | 0 | 0 | 0 | 0 | 0 | 0 | 0 | 0 | 0 | 2 | 2 | 2 | 2 | 0 | 0 | 1 |  | 0 | 0 | 0 | 0 | 0 | 0 | 0 | 0 | 0 | 0 | 0 | 0 | 0 | 0 | 0 | 0 | 0 | 0 | 0 | 0 | 0 | 0 | 0 | 0 | 0 | 0 | 0 | 0 | 0 | 2 | 2 | 2 | 2 | 0 | 0 | 1 |  | 0 | 0 | 0 | 0 | 0 | 0 | 0 | 0 | 0 | 0 | 0 | 0 | 0 | 0 | 0 | 0 | 0 | 0 | 0 | 0 | 0 | 0 | 0 | 0 | 0 | 0 | 0 | 0 | 0 | 2 | 2 | 2 | 2 | 0 | 0 | 1 |  | 0 | 0 | 0 | 0 | 0 | 0 | 0 | 0 | 0 | 0 | 0 | 0 | 1900 | 0 | 2570 | 0 | 0 | 1 | 0 | 0 | 0 | 0 | 0 | 0 | 0 | 0 | 0 | 0 | 0 | 2 | -2 | 2 | -2 | 0 | 0 | 1 |  | 1 | 1 | 1 | 1 | 1 | 1 | 3- | 3- | 1 | 1
SCE Northern | Pardee | 230 | 0 | 0 | 0 | 0 | 0 | 0 | 0 | 0 | 0 | 0 | 0 | 0 | 0 | 0 | 0 | 0 | 0 | 0 | 0 | 0 |  | 0 | 0 | 0 | 0 | 0 | 0 | 0 | 0 | 0 | 0 | 0 | 0 | 0 | 0 | 0 | 0 | 0 | 0 | 0 | 0 | 0 | 0 | 0 | 0 | 0 | 0 | 0 | 0 | 0 | 0 | 0 | 0 | 0 | 0 | 0 | 0 |  | 0 | 0 | 0 | 0 | 0 | 0 | 0 | 0 | 0 | 0 | 0 | 0 | 0 | 0 | 0 | 0 | 0 | 0 | 0 | 0 | 0 | 0 | 0 | 0 | 0 | 0 | 0 | 0 | 0 | 0 | 0 | 0 | 0 | 0 | 0 | 0 |  | 0 | 0 | 0 | 0 | 0 | 0 | 0 | 0 | 0 | 0 | 0 | 0 | 0 | 0 | 0 | 0 | 0 | 0 | 0 | 0 | 0 | 0 | 0 | 0 | 0 | 0 | 0 | 0 | 0 | 0 | 0 | 0 | 0 | 0 | 0 | 0 |  | 0 | 0 | 0 | 0 | 0 | 0 | 0 | 0 | 0 | 0 | 0 | 0 | 0 | 0 | 0 | 0 | 0 | 0 | 0 | 0 | 0 | 0 | 0 | 0 | 0 | 0 | 0 | 0 | 0 | 0 | 0 | 0 | 0 | 0 | 0 | 0 |  | 1 | 1 | 1 | 1 | 1 | 1 | 1 | 1 | 1 | 0
PG&E NGBA | Parkway | 230 | 0 | 3.8 | 0 | 0 | 0 | 0 | 0 | 0 | 0 | 0 | 0 | 0 | 0 | 0 | 0 | 0 | 0 | 0 | 0 | 1 |  | 0 | 0 | 0 | 0 | 0 | 0 | 0 | 0 | 0 | 0 | 0 | 0 | 0 | 0 | 0 | 0 | 0 | 0 | 0 | 0 | 2 | 2 | 0 | 0 | 0 | 0 | 0 | 0 | 0 | 0 | 0 | 0 | 0 | 0 | 0 | 1 |  | 0 | 0 | 0 | 0 | 0 | 0 | 0 | 0 | 0 | 0 | 0 | 0 | 0 | 0 | 0 | 0 | 0 | 0 | 0 | 0 | 2 | 2 | 0 | 0 | 0 | 0 | 0 | 0 | 0 | 0 | 0 | 0 | 0 | 0 | 0 | 1 |  | 0 | 0 | 0 | 0 | 0 | 0 | 0 | 0 | 0 | 0 | 0 | 0 | 0 | 0 | 0 | 0 | 0 | 0 | 0 | 0 | 2 | 2 | 0 | 0 | 0 | 0 | 0 | 0 | 0 | 0 | 0 | 0 | 0 | 0 | 0 | 1 |  | 0 | 0 | 0 | 3.88 | 0 | 0 | 0 | 0 | 0 | 0 | 0 | 0 | 0 | 0 | 0 | 0 | 0 | 1 | 0 | 0 | 2 | 0 | 0 | 0 | 0 | 0 | 0 | 0 | 0 | 0 | 0 | 0 | 0 | 0 | 0 | 1 |  | 1 | 3- | 1 | 1 | 1 | 1 | 1 | 1 | 1 | 1
SCE Northern | Pastoria | 230 | 0 | 0 | 0 | 0 | 0 | 0 | 0 | 0 | 0 | 0 | 0 | 0 | 0 | 0 | 0 | 0 | 0 | 0 | 0 | 0 |  | 0 | 0 | 0 | 0 | 0 | 0 | 0 | 0 | 0 | 0 | 0 | 0 | 1.875 | 0 | 0 | 0 | 0 | 1 | 0 | 0 | 0 | 0 | 0 | 0 | 0 | 0 | 0 | 0 | 0 | 0 | -2 | 0 | 0 | 0 | 0 | 1 |  | 0 | 0 | 0 | 0 | 0 | 0 | 0 | 0 | 0 | 0 | 0 | 0 | 1.875 | 0 | 0 | 0 | 0 | 1 | 0 | 0 | 0 | 0 | 0 | 0 | 0 | 0 | 0 | 0 | 0 | 0 | 0 | 0 | 0 | 0 | 0 | 0 |  | 0 | 0 | 0 | 0 | 0 | 0 | 0 | 0 | 0 | 0 | 0 | 0 | 1.875 | 0 | 0 | 0 | 0 | 1 | 0 | 0 | 0 | 0 | 0 | 0 | 0 | 0 | 0 | 0 | 0 | 0 | -2 | 0 | 0 | 0 | 0 | 1 |  | 0 | 0 | 0 | 0 | 0 | 0 | 0 | 0 | 0 | 0 | 0 | 0 | 1051.875 | 0 | 1670 | 0 | 0 | 1 | 0 | 0 | 0 | 0 | 0 | 0 | 0 | 0 | 0 | 0 | 0 | 0 | -2 | 0 | -2 | 0 | 0 | 1 |  | 1 | 1 | 1 | 1 | 1 | 1 | 2+ | 1+ | 1 | 1
SCE Metro | Pauda | 230 | 0 | 0 | 0 | 0 | 0 | 0 | 0 | 0 | 0 | 0 | 0 | 0 | 0 | 0 | 0 | 0 | 0 | 0 | 0 | 0 |  | 0 | 0 | 0 | 0 | 0 | 0 | 0 | 0 | 0 | 0 | 0 | 0 | 0 | 0 | 0 | 0 | 0 | 0 | 0 | 0 | 0 | 0 | 0 | 0 | 0 | 0 | 0 | 0 | 0 | 0 | 0 | 0 | 0 | 0 | 0 | 0 |  | 0 | 0 | 0 | 0 | 0 | 0 | 0 | 0 | 0 | 0 | 0 | 0 | 0 | 0 | 0 | 0 | 0 | 0 | 0 | 0 | 0 | 0 | 0 | 0 | 0 | 0 | 0 | 0 | 0 | 0 | 0 | 0 | 0 | 0 | 0 | 0 |  | 0 | 0 | 0 | 0 | 0 | 0 | 0 | 0 | 0 | 0 | 0 | 0 | 0 | 0 | 0 | 0 | 0 | 0 | 0 | 0 | 0 | 0 | 0 | 0 | 0 | 0 | 0 | 0 | 0 | 0 | 0 | 0 | 0 | 0 | 0 | 0 |  | 0 | 0 | 0 | 0 | 0 | 0 | 0 | 0 | 0 | 0 | 0 | 0 | 0 | 110 | 210 | 0 | 0 | 1 | 0 | 0 | 0 | 0 | 0 | 0 | 0 | 0 | 0 | 0 | 0 | 0 | 0 | -2 | -2 | 0 | 0 | 1 |  | 1 | 1 | 1 | 1 | 1 | 1 | 1 | 1+ | 1 | 1
PG&E GBA | Paul Sweet | 115 | 0 | 0 | 0 | 0 | 0 | 0 | 0 | 0 | 0 | 0 | 0 | 0 | 0 | 0 | 0 | 0 | 0 | 0 | 0 | 0 |  | 0 | 0 | 0 | 0 | 0 | 0 | 0 | 0 | 0 | 0 | 0 | 0 | 0 | 0 | 0 | 0 | 0 | 0 | 0 | 0 | 0 | 0 | 0 | 0 | 0 | 0 | 0 | 0 | 0 | 0 | 0 | 0 | 0 | 0 | 0 | 0 |  | 0 | 0 | 0 | 0 | 0 | 0 | 0 | 0 | 0 | 0 | 3.5543 | 0 | 0 | 0 | 3.5543 | 0 | 0 | 1 | 0 | 0 | 0 | 0 | 0 | 0 | 0 | 0 | 0 | 0 | -2 | 0 | 0 | 0 | -2 | 0 | 0 | 1 |  | 0 | 0 | 0 | 0 | 0 | 0 | 0 | 0 | 0 | 0 | 3.5543 | 0 | 0 | 0 | 3.5543 | 0 | 0 | 1 | 0 | 0 | 0 | 0 | 0 | 0 | 0 | 0 | 0 | 0 | -2 | 0 | 0 | 0 | -2 | 0 | 0 | 1 |  | 0 | 0 | 0 | 0 | 0 | 0 | 0 | 0 | 0 | 0 | 3.5543 | 0 | 0 | 0 | 3.5543 | 0 | 0 | 1 | 0 | 0 | 0 | 0 | 0 | 0 | 0 | 0 | 0 | 0 | -2 | 0 | 0 | 0 | -2 | 0 | 0 | 1 |  | 1 | 1 | 1 | 1 | 1 | 4+ | 1 | 4+ | 1 | 1
PG&E NGBA | Peabody | 230 | 0 | 0 | 0 | 0 | 0 | 0 | 0 | 0 | 0 | 0 | 0 | 8 | 0 | 0 | 0 | 0 | 0 | 0 | 0 | 1 |  | 0 | 0 | 0 | 0 | 0 | 0 | 0 | 0 | 0 | 0 | 0 | 0 | 0 | 0 | 0 | 0 | 0 | 0 | 0 | 0 | 0 | 0 | 0 | 0 | 0 | 0 | 0 | 0 | 2 | 0 | 0 | 0 | 0 | 0 | 0 | 1 |  | 0 | 0 | 0 | 0 | 0 | 0 | 0 | 0 | 0 | 0 | 9.0298 | 0 | 0 | 0 | 4.2574 | 0 | 0 | 1 | 0 | 0 | 0 | 0 | 0 | 0 | 0 | 0 | 0 | 0 | -1 | 0 | 0 | 0 | -2 | 0 | 0 | 1 |  | 0 | 0 | 0 | 0 | 0 | 0 | 0 | 0 | 0 | 0 | 9.0298 | 0 | 0 | 0 | 4.2574 | 0 | 0 | 1 | 0 | 0 | 0 | 0 | 0 | 0 | 0 | 0 | 0 | 0 | -1 | 0 | 0 | 0 | -2 | 0 | 0 | 1 |  | 0 | 0 | 0 | 0 | 0 | 0 | 0 | 0 | 0 | 0 | 11.2048 | 0 | 400 | 0 | 604.2574 | 0 | 0 | 1 | 0 | 0 | 0 | 0 | 0 | 0 | 0 | 0 | 0 | 0 | -1 | 0 | -2 | 0 | -2 | 0 | 0 | 1 |  | 1 | 1 | 1 | 1 | 1 | 3+ | 1+ | 4+ | 1 | 1
PG&E NGBA | Pease | 115 | 0 | 0 | 0 | 0 | 0 | 0 | 0 | 0 | 0 | 0 | 0 | 0 | 0 | 0 | 0 | 0 | 0 | 0 | 0 | 0 |  | 0 | 0 | 0 | 0 | 0 | 0 | 0 | 0 | 0 | 0 | 0 | 0 | 0 | 0 | 0 | 0 | 0 | 0 | 0 | 0 | 0 | 0 | 0 | 0 | 0 | 0 | 0 | 0 | 0 | 0 | 0 | 0 | 0 | 0 | 0 | 0 |  | 0 | 0 | 0 | 0 | 0 | 0 | 0 | 0 | 0 | 0 | 0 | 0 | 0 | 0 | 0 | 0 | 0 | 0 | 0 | 0 | 0 | 0 | 0 | 0 | 0 | 0 | 0 | 0 | 0 | 0 | 0 | 0 | 0 | 0 | 0 | 0 |  | 0 | 0 | 0 | 0 | 0 | 0 | 0 | 0 | 0 | 0 | 0 | 0 | 0 | 0 | 0 | 0 | 0 | 0 | 0 | 0 | 0 | 0 | 0 | 0 | 0 | 0 | 0 | 0 | 0 | 0 | 0 | 0 | 0 | 0 | 0 | 0 |  | 0 | 0 | 0 | 0 | 0 | 0 | 0 | 0 | 0 | 0 | 0 | 0 | 0 | 0 | 0 | 0 | 0 | 0 | 0 | 0 | 0 | 0 | 0 | 0 | 0 | 0 | 0 | 0 | 0 | 0 | 0 | 0 | 0 | 0 | 0 | 0 |  | 1 | 1 | 1 | 1 | 1 | 1 | 1 | 1 | 1 | 0
PG&E NGBA | Pease | 60 | 0 | 0 | 0 | 0 | 0 | 0 | 0 | 0 | 0 | 0 | 0 | 3 | 0 | 0 | 0 | 0 | 0 | 0 | 0 | 1 |  | 0 | 0 | 0 | 0 | 0 | 0 | 0 | 0 | 0 | 0 | 0 | 0 | 0 | 0 | 0 | 0 | 0 | 0 | 0 | 0 | 0 | 0 | 0 | 0 | 0 | 0 | 0 | 0 | 2 | 0 | 0 | 0 | 0 | 0 | 0 | 1 |  | 0 | 0 | 0 | 0 | 0 | 0 | 0 | 0 | 0 | 0 | 3.2 | 0 | 0 | 0 | 0 | 0 | 0 | 1 | 0 | 0 | 0 | 0 | 0 | 0 | 0 | 0 | 0 | 0 | 0 | 0 | 0 | 0 | 0 | 0 | 0 | 0 |  | 0 | 0 | 0 | 0 | 0 | 0 | 0 | 0 | 0 | 0 | 3.2 | 0 | 0 | 0 | 50.5 | 0 | 0 | 1 | 0 | 0 | 0 | 0 | 0 | 0 | 0 | 0 | 0 | 0 | 0 | 0 | 0 | 0 | -2 | 0 | 0 | 1 |  | 0 | 0 | 0 | 0 | 0 | 0 | 0 | 0 | 0 | 0 | 3.2 | 0 | 0 | 0 | 50.5 | 0 | 0 | 1 | 0 | 0 | 0 | 0 | 0 | 0 | 0 | 0 | 0 | 0 | 0 | 0 | 0 | 0 | -2 | 0 | 0 | 1 |  | 1 | 1 | 1 | 1 | 1 | 1 | 1 | 2+ | 1 | 1
SDGE | Penasquitos | 138 | 0 | 0 | 0 | 0 | 0 | 0 | 0 | 0 | 0 | 0 | 0 | 0 | 0 | 0 | 0 | 0 | 0 | 0 | 0 | 0 |  | 0 | 0 | 0 | 0 | 0 | 0 | 0 | 0 | 0 | 0 | 0 | 0 | 0 | 0 | 0 | 0 | 0 | 0 | 0 | 0 | 0 | 0 | 0 | 0 | 0 | 0 | 0 | 0 | 0 | 0 | 0 | 0 | 0 | 0 | 0 | 0 |  | 0 | 0 | 0 | 0 | 0 | 0 | 0 | 0 | 0 | 0 | 0 | 0 | 0 | 0 | 0 | 0 | 0 | 0 | 0 | 0 | 0 | 0 | 0 | 0 | 0 | 0 | 0 | 0 | 0 | 0 | 0 | 0 | 0 | 0 | 0 | 0 |  | 0 | 0 | 0 | 0 | 0 | 0 | 0 | 0 | 0 | 0 | 0 | 0 | 0 | 0 | 0 | 0 | 0 | 0 | 0 | 0 | 0 | 0 | 0 | 0 | 0 | 0 | 0 | 0 | 0 | 0 | 0 | 0 | 0 | 0 | 0 | 0 |  | 0 | 0 | 0 | 0 | 0 | 0 | 0 | 0 | 0 | 0 | 0 | 0 | 0 | 0 | 0 | 0 | 0 | 0 | 0 | 0 | 0 | 0 | 0 | 0 | 0 | 0 | 0 | 0 | 0 | 0 | 0 | 0 | 0 | 0 | 0 | 0 |  | 1 | 1 | 1 | 1 | 1 | 1 | 1 | 1 | 1 | 0
SDGE | Penasquitos | 230 | 0 | 0 | 0 | 0 | 0 | 0 | 0 | 0 | 0 | 0 | 0 | 0 | 0 | 0 | 0 | 0 | 0 | 0 | 0 | 0 |  | 0 | 0 | 0 | 0 | 0 | 0 | 0 | 0 | 0 | 0 | 0 | 0 | 0 | 0 | 0 | 0 | 0 | 0 | 0 | 0 | 0 | 0 | 0 | 0 | 0 | 0 | 0 | 0 | 0 | 0 | 0 | 0 | 0 | 0 | 0 | 0 |  | 0 | 0 | 0 | 0 | 0 | 0 | 0 | 0 | 0 | 0 | 0 | 0 | 0 | 0 | 0 | 0 | 0 | 0 | 0 | 0 | 0 | 0 | 0 | 0 | 0 | 0 | 0 | 0 | 0 | 0 | 0 | 0 | 0 | 0 | 0 | 0 |  | 0 | 0 | 0 | 0 | 0 | 0 | 0 | 0 | 0 | 0 | 0 | 0 | 0 | 0 | 0 | 0 | 0 | 0 | 0 | 0 | 0 | 0 | 0 | 0 | 0 | 0 | 0 | 0 | 0 | 0 | 0 | 0 | 0 | 0 | 0 | 0 |  | 0 | 0 | 0 | 0 | 0 | 0 | 0 | 0 | 0 | 0 | 0 | 0 | 0 | 0 | 0 | 0 | 0 | 0 | 0 | 0 | 0 | 0 | 0 | 0 | 0 | 0 | 0 | 0 | 0 | 0 | 0 | 0 | 0 | 0 | 0 | 0 |  | 1 | 1 | 1 | 1 | 1 | 1 | 1 | 1 | 1 | 0
SDGE | Penasquitos | 69 | 0 | 0 | 0 | 0 | 0 | 0 | 0 | 0 | 0 | 0 | 0 | 0 | 0 | 0 | 0 | 0 | 0 | 0 | 0 | 0 |  | 0 | 0 | 0 | 0 | 0 | 0 | 0 | 0 | 0 | 0 | 0 | 0 | 0 | 0 | 0 | 0 | 0 | 0 | 0 | 0 | 0 | 0 | 0 | 0 | 0 | 0 | 0 | 0 | 0 | 0 | 0 | 0 | 0 | 0 | 0 | 0 |  | 0 | 0 | 0 | 0 | 0 | 0 | 0 | 0 | 0 | 0 | 0 | 0 | 0 | 0 | 0 | 0 | 0 | 0 | 0 | 0 | 0 | 0 | 0 | 0 | 0 | 0 | 0 | 0 | 0 | 0 | 0 | 0 | 0 | 0 | 0 | 0 |  | 0 | 0 | 0 | 0 | 0 | 0 | 0 | 0 | 0 | 0 | 0 | 0 | 0 | 0 | 0 | 0 | 0 | 0 | 0 | 0 | 0 | 0 | 0 | 0 | 0 | 0 | 0 | 0 | 0 | 0 | 0 | 0 | 0 | 0 | 0 | 0 |  | 0 | 0 | 0 | 0 | 0 | 0 | 0 | 0 | 0 | 0 | 0 | 0 | 0 | 0 | 0 | 0 | 0 | 0 | 0 | 0 | 0 | 0 | 0 | 0 | 0 | 0 | 0 | 0 | 0 | 0 | 0 | 0 | 0 | 0 | 0 | 0 |  | 1 | 1 | 1 | 1 | 1 | 1 | 1 | 1 | 1 | 0
SDGE | Pendleton | 69 | 0 | 0 | 0 | 0 | 0 | 0 | 0 | 0 | 0 | 0 | 0 | 0 | 0 | 0 | 0 | 0 | 0 | 0 | 0 | 0 |  | 0 | 0 | 0 | 0 | 0 | 0 | 0 | 0 | 0 | 0 | 0 | 0 | 0 | 0 | 0 | 0 | 0 | 0 | 0 | 0 | 0 | 0 | 0 | 0 | 0 | 0 | 0 | 0 | 0 | 0 | 0 | 0 | 0 | 0 | 0 | 0 |  | 0 | 0 | 0 | 0 | 0 | 0 | 0 | 0 | 0 | 0 | 0 | 0 | 0 | 0 | 0 | 0 | 0 | 0 | 0 | 0 | 0 | 0 | 0 | 0 | 0 | 0 | 0 | 0 | 0 | 0 | 0 | 0 | 0 | 0 | 0 | 0 |  | 0 | 0 | 0 | 0 | 0 | 0 | 0 | 0 | 0 | 0 | 0 | 0 | 0 | 0 | 0 | 0 | 0 | 0 | 0 | 0 | 0 | 0 | 0 | 0 | 0 | 0 | 0 | 0 | 0 | 0 | 0 | 0 | 0 | 0 | 0 | 0 |  | 0 | 0 | 0 | 0 | 0 | 0 | 0 | 0 | 0 | 0 | 0 | 0 | 0 | 0 | 0 | 0 | 0 | 0 | 0 | 0 | 0 | 0 | 0 | 0 | 0 | 0 | 0 | 0 | 0 | 0 | 0 | 0 | 0 | 0 | 0 | 0 |  | 1 | 1 | 1 | 1 | 1 | 1 | 1 | 1 | 1 | 0
PG&E NGBA | Penngrove | 115 | 0 | 0 | 0 | 0 | 0 | 0 | 0 | 0 | 0 | 0 | 0 | 0 | 0 | 0 | 0 | 0 | 0 | 0 | 0 | 0 |  | 0 | 0 | 0 | 0 | 0 | 0 | 0 | 0 | 0 | 0 | 0 | 0 | 0 | 0 | 0 | 0 | 0 | 0 | 0 | 0 | 0 | 0 | 0 | 0 | 0 | 0 | 0 | 0 | 0 | 0 | 0 | 0 | 0 | 0 | 0 | 0 |  | 0 | 0 | 0 | 0 | 0 | 0 | 0 | 0 | 0 | 0 | 6.025 | 0 | 0 | 0 | 6.025 | 0 | 0 | 1 | 0 | 0 | 0 | 0 | 0 | 0 | 0 | 0 | 0 | 0 | -2 | 0 | 0 | 0 | -2 | 0 | 0 | 1 |  | 0 | 0 | 0 | 0 | 0 | 0 | 0 | 0 | 0 | 0 | 6.025 | 0 | 0 | 0 | 6.025 | 0 | 0 | 1 | 0 | 0 | 0 | 0 | 0 | 0 | 0 | 0 | 0 | 0 | -2 | 0 | 0 | 0 | -2 | 0 | 0 | 1 |  | 0 | 0 | 0 | 0 | 0 | 0 | 0 | 0 | 0 | 0 | 6.025 | 0 | 0 | 0 | 6.025 | 0 | 0 | 1 | 0 | 0 | 0 | 0 | 0 | 0 | 0 | 0 | 0 | 0 | -2 | 0 | 0 | 0 | -2 | 0 | 0 | 1 |  | 1 | 1 | 1 | 1 | 1 | 4+ | 1 | 4+ | 1 | 1
PG&E GBA | Peoria | 115 | 0 | 1 | 0 | 0 | 0 | 0 | 0 | 0 | 0 | 0 | 0 | 0 | 0 | 0 | 0 | 0 | 0 | 0 | 0 | 1 |  | 0 | 0 | 0 | 0 | 0 | 0 | 0 | 0 | 0 | 0 | 0 | 0 | 0 | 0 | 0 | 0 | 0 | 0 | 0 | 0 | 2 | 2 | 0 | 0 | 0 | 0 | 0 | 0 | 0 | 0 | 0 | 0 | 0 | 0 | 0 | 1 |  | 0 | 0 | 0 | 0 | 0 | 0 | 0 | 0 | 0 | 0 | 0 | 0 | 0 | 0 | 0 | 0 | 0 | 0 | 0 | 0 | 2 | 2 | 0 | 0 | 0 | 0 | 0 | 0 | 0 | 0 | 0 | 0 | 0 | 0 | 0 | 1 |  | 0 | 0 | 0 | 0 | 0 | 0 | 0 | 0 | 0 | 0 | 0 | 0 | 0 | 0 | 0 | 0 | 0 | 0 | 0 | 0 | 2 | 2 | 0 | 0 | 0 | 0 | 0 | 0 | 0 | 0 | 0 | 0 | 0 | 0 | 0 | 1 |  | 0 | 0 | 0 | 0 | 0 | 0 | 0 | 0 | 0 | 0 | 0 | 0 | 0 | 0 | 0 | 0 | 0 | 0 | 0 | 0 | 2 | 2 | 0 | 0 | 0 | 0 | 0 | 0 | 0 | 0 | 0 | 0 | 0 | 0 | 0 | 1 |  | 1 | 5- | 1 | 1 | 1 | 1 | 1 | 1 | 1 | 1
PG&E GBA | Piercy | 115 | 0 | 0 | 0 | 0 | 0 | 0 | 0 | 0 | 0 | 0 | 0 | 0 | 0 | 0 | 0 | 0 | 0 | 0 | 0 | 0 |  | 0 | 0 | 0 | 0 | 0 | 0 | 0 | 0 | 0 | 0 | 0 | 0 | 0 | 0 | 0 | 0 | 0 | 0 | 0 | 0 | 0 | 0 | 0 | 0 | 0 | 0 | 0 | 0 | 0 | 0 | 0 | 0 | 0 | 0 | 0 | 0 |  | 0 | 0 | 0 | 0 | 0 | 0 | 0 | 0 | 0 | 0 | 0 | 0 | 0 | 0 | 0 | 0 | 0 | 0 | 0 | 0 | 0 | 0 | 0 | 0 | 0 | 0 | 0 | 0 | 0 | 0 | 0 | 0 | 0 | 0 | 0 | 0 |  | 0 | 0 | 0 | 0 | 0 | 0 | 0 | 0 | 0 | 0 | 0 | 0 | 0 | 0 | 0 | 0 | 0 | 0 | 0 | 0 | 0 | 0 | 0 | 0 | 0 | 0 | 0 | 0 | 0 | 0 | 0 | 0 | 0 | 0 | 0 | 0 |  | 0 | 0 | 0 | 0 | 0 | 0 | 0 | 0 | 0 | 0 | 0 | 0 | 0 | 0 | 0 | 0 | 0 | 0 | 0 | 0 | 0 | 0 | 0 | 0 | 0 | 0 | 0 | 0 | 0 | 0 | 0 | 0 | 0 | 0 | 0 | 0 |  | 1 | 1 | 1 | 1 | 1 | 1 | 1 | 1 | 1 | 0
PG&E FRESNO | Pine Flat | 230 | 0 | 0 | 0 | 0 | 0 | 0 | 0 | 0 | 0 | 0 | 0 | 0 | 0 | 0 | 0 | 0 | 0 | 0 | 0 | 0 |  | 0 | 0 | 0 | 0 | 0 | 0 | 0 | 0 | 0 | 0 | 0 | 0 | 0 | 0 | 0 | 0 | 0 | 0 | 0 | 0 | 0 | 0 | 0 | 0 | 0 | 0 | 0 | 0 | 0 | 0 | 0 | 0 | 0 | 0 | 0 | 0 |  | 0 | 0 | 0 | 0 | 0 | 0 | 0 | 0 | 0 | 0 | 0 | 0 | 0 | 0 | 0 | 0 | 0 | 0 | 0 | 0 | 0 | 0 | 0 | 0 | 0 | 0 | 0 | 0 | 0 | 0 | 0 | 0 | 0 | 0 | 0 | 0 |  | 0 | 0 | 0 | 0 | 0 | 0 | 0 | 0 | 0 | 0 | 0 | 0 | 0 | 0 | 0 | 0 | 0 | 0 | 0 | 0 | 0 | 0 | 0 | 0 | 0 | 0 | 0 | 0 | 0 | 0 | 0 | 0 | 0 | 0 | 0 | 0 |  | 0 | 0 | 0 | 0 | 0 | 0 | 0 | 0 | 0 | 0 | 0 | 0 | 0 | 0 | 0 | 0 | 0 | 0 | 0 | 0 | 0 | 0 | 0 | 0 | 0 | 0 | 0 | 0 | 0 | 0 | 0 | 0 | 0 | 0 | 0 | 0 |  | 1 | 1 | 1 | 1 | 1 | 1 | 1 | 1 | 1 | 0
SCE NOL | Pisgah | 230 | 0 | 0 | 0 | 0 | 0 | 0 | 0 | 0 | 0 | 0 | 0 | 0 | 0 | 250 | 250 | 0 | 80 | 80 | 0 | 1 |  | 0 | 0 | 0 | 0 | 0 | 0 | 0 | 0 | 0 | 0 | 0 | 0 | 0 | 0 | 0 | 0 | 0 | 0 | 0 | 0 | 0 | 0 | 0 | 0 | 0 | 0 | 0 | 0 | 0 | 0 | 2 | 2 | 2 | 0 | 0 | 1 |  | 0 | 0 | 0 | 0 | 0 | 0 | 0 | 0 | 0 | 0 | 0 | 0 | 0 | 0 | 0 | 0 | 0 | 0 | 0 | 0 | 0 | 0 | 0 | 0 | 0 | 0 | 0 | 0 | 0 | 0 | 2 | 2 | 2 | 0 | 0 | 1 |  | 0 | 0 | 0 | 0 | 0 | 0 | 0 | 0 | 0 | 0 | 0 | 0 | 312.96 | 240 | 312.96 | 0 | 0 | 1 | 0 | 0 | 0 | 0 | 0 | 0 | 0 | 0 | 0 | 0 | 0 | 0 | -1 | -2 | -2 | 0 | 0 | 1 |  | 0 | 0 | 0 | 0 | 0 | 0 | 0 | 0 | 0 | 0 | 0 | 0 | 2013.76 | 240 | 3163.76 | 0 | 0 | 1 | 0 | 0 | 0 | 0 | 0 | 0 | 0 | 0 | 0 | 0 | 0 | 0 | -2 | -2 | -2 | 0 | 0 | 1 |  | 1 | 1 | 1 | 1 | 1 | 1 | 2+ | 4+ | 1 | 1
PG&E NGBA | Pit 1 | 230 | 0 | 0 | 0 | 0 | 0 | 0 | 0 | 0 | 0 | 0 | 0 | 0 | 0 | 0 | 0 | 0 | 0 | 0 | 0 | 0 |  | 0 | 0 | 0 | 0 | 0 | 0 | 0 | 0 | 0 | 0 | 0 | 0 | 0 | 0 | 0 | 0 | 0 | 0 | 0 | 0 | 0 | 0 | 0 | 0 | 0 | 0 | 0 | 0 | 0 | 0 | 0 | 0 | 0 | 0 | 0 | 0 |  | 0 | 0 | 0 | 0 | 0 | 0 | 0 | 0 | 0 | 0 | 0 | 0 | 0 | 0 | 0 | 0 | 0 | 0 | 0 | 0 | 0 | 0 | 0 | 0 | 0 | 0 | 0 | 0 | 0 | 0 | 0 | 0 | 0 | 0 | 0 | 0 |  | 0 | 0 | 0 | 0 | 0 | 0 | 0 | 0 | 0 | 0 | 0 | 0 | 0 | 0 | 0 | 0 | 0 | 0 | 0 | 0 | 0 | 0 | 0 | 0 | 0 | 0 | 0 | 0 | 0 | 0 | 0 | 0 | 0 | 0 | 0 | 0 |  | 0 | 0 | 0 | 0 | 0 | 0 | 0 | 0 | 0 | 0 | 0 | 0 | 200 | 0 | 200 | 0 | 0 | 1 | 0 | 0 | 0 | 0 | 0 | 0 | 0 | 0 | 0 | 0 | 0 | 0 | -2 | 0 | -2 | 0 | 0 | 1 |  | 1 | 1 | 1 | 1 | 1 | 1 | 1+ | 1+ | 1 | 1
PG&E NGBA | Pit 1 | 60 | 0 | 0 | 0 | 0 | 0 | 0 | 0 | 0 | 0 | 0 | 0 | 0 | 0 | 0 | 0 | 0 | 0 | 0 | 0 | 0 |  | 0 | 0 | 0 | 0 | 0 | 0 | 0 | 0 | 0 | 0 | 0 | 0 | 0 | 0 | 0 | 0 | 0 | 0 | 0 | 0 | 0 | 0 | 0 | 0 | 0 | 0 | 0 | 0 | 0 | 0 | 0 | 0 | 0 | 0 | 0 | 0 |  | 0 | 0 | 0 | 0 | 0 | 0 | 0 | 0 | 0 | 0 | 0 | 0 | 0 | 0 | 0 | 0 | 0 | 0 | 0 | 0 | 0 | 0 | 0 | 0 | 0 | 0 | 0 | 0 | 0 | 0 | 0 | 0 | 0 | 0 | 0 | 0 |  | 0 | 0 | 0 | 0 | 0 | 0 | 0 | 0 | 0 | 0 | 0 | 0 | 0 | 0 | 0 | 0 | 0 | 0 | 0 | 0 | 0 | 0 | 0 | 0 | 0 | 0 | 0 | 0 | 0 | 0 | 0 | 0 | 0 | 0 | 0 | 0 |  | 0 | 0 | 0 | 0 | 0 | 0 | 0 | 0 | 0 | 0 | 0 | 0 | 0 | 0 | 0 | 0 | 0 | 0 | 0 | 0 | 0 | 0 | 0 | 0 | 0 | 0 | 0 | 0 | 0 | 0 | 0 | 0 | 0 | 0 | 0 | 0 |  | 1 | 1 | 1 | 1 | 1 | 1 | 1 | 1 | 1 | 0
PG&E NGBA | Pit 3 | 230 | 0 | 0 | 0 | 0 | 0 | 0 | 0 | 0 | 0 | 0 | 0 | 0 | 0 | 0 | 0 | 0 | 0 | 0 | 0 | 0 |  | 0 | 0 | 0 | 0 | 0 | 0 | 0 | 0 | 0 | 0 | 0 | 0 | 0 | 0 | 0 | 0 | 0 | 0 | 0 | 0 | 0 | 0 | 0 | 0 | 0 | 0 | 0 | 0 | 0 | 0 | 0 | 0 | 0 | 0 | 0 | 0 |  | 0 | 0 | 0 | 0 | 0 | 0 | 0 | 0 | 0 | 0 | 0 | 0 | 0 | 0 | 0 | 0 | 0 | 0 | 0 | 0 | 0 | 0 | 0 | 0 | 0 | 0 | 0 | 0 | 0 | 0 | 0 | 0 | 0 | 0 | 0 | 0 |  | 0 | 0 | 0 | 0 | 0 | 0 | 0 | 0 | 0 | 0 | 0 | 0 | 0 | 0 | 0 | 0 | 0 | 0 | 0 | 0 | 0 | 0 | 0 | 0 | 0 | 0 | 0 | 0 | 0 | 0 | 0 | 0 | 0 | 0 | 0 | 0 |  | 0 | 0 | 0 | 0 | 0 | 0 | 0 | 0 | 0 | 0 | 0 | 0 | 0 | 0 | 0 | 0 | 0 | 0 | 0 | 0 | 0 | 0 | 0 | 0 | 0 | 0 | 0 | 0 | 0 | 0 | 0 | 0 | 0 | 0 | 0 | 0 |  | 1 | 1 | 1 | 1 | 1 | 1 | 1 | 1 | 1 | 0
PG&E NGBA | Pit 4 | 230 | 0 | 0 | 0 | 0 | 0 | 0 | 0 | 0 | 0 | 0 | 0 | 0 | 0 | 0 | 0 | 0 | 0 | 0 | 0 | 0 |  | 0 | 0 | 0 | 0 | 0 | 0 | 0 | 0 | 0 | 0 | 0 | 0 | 0 | 0 | 0 | 0 | 0 | 0 | 0 | 0 | 0 | 0 | 0 | 0 | 0 | 0 | 0 | 0 | 0 | 0 | 0 | 0 | 0 | 0 | 0 | 0 |  | 0 | 0 | 0 | 0 | 0 | 0 | 0 | 0 | 0 | 0 | 0 | 0 | 0 | 0 | 0 | 0 | 0 | 0 | 0 | 0 | 0 | 0 | 0 | 0 | 0 | 0 | 0 | 0 | 0 | 0 | 0 | 0 | 0 | 0 | 0 | 0 |  | 0 | 0 | 0 | 0 | 0 | 0 | 0 | 0 | 0 | 0 | 0 | 0 | 0 | 0 | 0 | 0 | 0 | 0 | 0 | 0 | 0 | 0 | 0 | 0 | 0 | 0 | 0 | 0 | 0 | 0 | 0 | 0 | 0 | 0 | 0 | 0 |  | 0 | 0 | 0 | 0 | 0 | 0 | 0 | 0 | 0 | 0 | 0 | 0 | 0 | 0 | 0 | 0 | 0 | 0 | 0 | 0 | 0 | 0 | 0 | 0 | 0 | 0 | 0 | 0 | 0 | 0 | 0 | 0 | 0 | 0 | 0 | 0 |  | 1 | 1 | 1 | 1 | 1 | 1 | 1 | 1 | 1 | 0
PG&E GBA | Pittsburg | 115 | 0 | 0 | 0 | 0 | 0 | 0 | 0 | 0 | 0 | 0 | 0 | 0 | 0 | 0 | 0 | 0 | 75 | 75 | 0 | 1 |  | 0 | 0 | 0 | 0 | 0 | 0 | 0 | 0 | 0 | 0 | 0 | 0 | 0 | 0 | 0 | 0 | 0 | 0 | 0 | 0 | 0 | 0 | 0 | 0 | 0 | 0 | 0 | 0 | 0 | 0 | 0 | 2 | 2 | 0 | 0 | 1 |  | 0 | 0 | 0 | 0 | 0 | 0 | 0 | 0 | 0 | 0 | 0 | 0 | 0 | 0 | 0 | 0 | 0 | 0 | 0 | 0 | 0 | 0 | 0 | 0 | 0 | 0 | 0 | 0 | 0 | 0 | 0 | 2 | 2 | 0 | 0 | 1 |  | 0 | 0 | 0 | 0 | 0 | 0 | 0 | 0 | 0 | 0 | 0 | 0 | 0 | 325 | 353.2 | 0 | 0 | 1 | 0 | 0 | 0 | 0 | 0 | 0 | 0 | 0 | 0 | 0 | 0 | 0 | 0 | -2 | -2 | 0 | 0 | 1 |  | 0 | 0 | 0 | 0 | 0 | 0 | 0 | 0 | 0 | 0 | 0 | 0 | 0 | 325 | 353.2 | 0 | 0 | 1 | 0 | 0 | 0 | 0 | 0 | 0 | 0 | 0 | 0 | 0 | 0 | 0 | 0 | -2 | -2 | 0 | 0 | 1 |  | 1 | 1 | 1 | 1 | 1 | 1 | 1 | 4+ | 1 | 1
PG&E GBA | Pittsburg | 230 | 0 | 0 | 0 | 0 | 0 | 0 | 0 | 0 | 0 | 0 | 0 | 0 | 0 | 0 | 0 | 0 | 175 | 175 | 100 | 1 |  | 0 | 0 | 0 | 0 | 0 | 0 | 0 | 0 | 0 | 0 | 0 | 0 | 0 | 0 | 675 | 0 | 0 | 1 | 0 | 0 | 0 | 0 | 0 | 0 | 0 | 0 | 0 | 0 | 0 | 0 | 0 | 2 | -2 | 2 | 2 | 1 |  | 0 | 0 | 0 | 0 | 0 | 0 | 0 | 0 | 0 | 0 | 0 | 0 | 0 | 0 | 675 | 0 | 0 | 1 | 0 | 0 | 0 | 0 | 0 | 0 | 0 | 0 | 0 | 0 | 0 | 0 | 0 | 2 | -2 | 2 | 2 | 1 |  | 0 | 0 | 0 | 0 | 0 | 0 | 0 | 0 | 0 | 0 | 0 | 0 | 0 | 175 | 1358.4 | 0 | 0 | 1 | 0 | 0 | 0 | 0 | 0 | 0 | 0 | 0 | 0 | 0 | 0 | 0 | 0 | 0 | -2 | 2 | 2 | 1 |  | 0 | 0 | 0 | 0 | 0 | 0 | 0 | 0 | 0 | 0 | 0 | 0 | 0 | 175 | 1908.4 | 0 | 0 | 1 | 0 | 0 | 0 | 0 | 0 | 0 | 0 | 0 | 0 | 0 | 0 | 0 | 0 | 0 | -2 | 2 | 2 | 1 |  | 1 | 1 | 1 | 1 | 1 | 1 | 1 | 4+ | 5- | 1
PG&E NGBA | Pleasant Grove | 115 | 0 | 0 | 0 | 0 | 0 | 0 | 0 | 0 | 0 | 0 | 0 | 0 | 0 | 0 | 0 | 0 | 0 | 0 | 0 | 0 |  | 0 | 0 | 0 | 0 | 0 | 0 | 0 | 0 | 0 | 0 | 0 | 0 | 0 | 0 | 0 | 0 | 0 | 0 | 0 | 0 | 0 | 0 | 0 | 0 | 0 | 0 | 0 | 0 | 0 | 0 | 0 | 0 | 0 | 0 | 0 | 0 |  | 0 | 0 | 0 | 0 | 0 | 0 | 0 | 0 | 0 | 0 | 3.371 | 0 | 0 | 0 | 0 | 0 | 0 | 1 | 0 | 0 | 0 | 0 | 0 | 0 | 0 | 0 | 0 | 0 | -2 | 0 | 0 | 0 | 0 | 0 | 0 | 1 |  | 0 | 0 | 0 | 0 | 0 | 0 | 0 | 0 | 0 | 0 | 3.371 | 0 | 0 | 0 | 0 | 0 | 0 | 1 | 0 | 0 | 0 | 0 | 0 | 0 | 0 | 0 | 0 | 0 | -2 | 0 | 0 | 0 | 0 | 0 | 0 | 1 |  | 0 | 0 | 0 | 0 | 0 | 0 | 0 | 0 | 0 | 0 | 3.371 | 0 | 0 | 0 | 0 | 0 | 0 | 1 | 0 | 0 | 0 | 0 | 0 | 0 | 0 | 0 | 0 | 0 | -2 | 0 | 0 | 0 | 0 | 0 | 0 | 1 |  | 1 | 1 | 1 | 1 | 1 | 4+ | 1 | 1 | 1 | 1
PG&E NGBA | POE | 230 | 0 | 0 | 0 | 0 | 0 | 0 | 0 | 0 | 0 | 0 | 0 | 0 | 0 | 0 | 0 | 0 | 0 | 0 | 0 | 0 |  | 0 | 0 | 0 | 0 | 0 | 0 | 0 | 0 | 0 | 0 | 0 | 0 | 0 | 0 | 0 | 0 | 0 | 0 | 0 | 0 | 0 | 0 | 0 | 0 | 0 | 0 | 0 | 0 | 0 | 0 | 0 | 0 | 0 | 0 | 0 | 0 |  | 0 | 0 | 0 | 0 | 0 | 0 | 0 | 0 | 0 | 0 | 0 | 0 | 0 | 0 | 0 | 0 | 0 | 0 | 0 | 0 | 0 | 0 | 0 | 0 | 0 | 0 | 0 | 0 | 0 | 0 | 0 | 0 | 0 | 0 | 0 | 0 |  | 0 | 0 | 0 | 0 | 0 | 0 | 0 | 0 | 0 | 0 | 0 | 0 | 0 | 0 | 0 | 0 | 0 | 0 | 0 | 0 | 0 | 0 | 0 | 0 | 0 | 0 | 0 | 0 | 0 | 0 | 0 | 0 | 0 | 0 | 0 | 0 |  | 0 | 0 | 0 | 0 | 0 | 0 | 0 | 0 | 0 | 0 | 0 | 0 | 0 | 0 | 0 | 0 | 0 | 0 | 0 | 0 | 0 | 0 | 0 | 0 | 0 | 0 | 0 | 0 | 0 | 0 | 0 | 0 | 0 | 0 | 0 | 0 |  | 1 | 1 | 1 | 1 | 1 | 1 | 1 | 1 | 1 | 0
SDGE | Point Loma | 69 | 0 | 0 | 0 | 0 | 0 | 0 | 0 | 0 | 0 | 0 | 0 | 0 | 0 | 0 | 0 | 0 | 0 | 0 | 0 | 0 |  | 0 | 0 | 0 | 0 | 0 | 0 | 0 | 0 | 0 | 0 | 0 | 0 | 0 | 0 | 0 | 0 | 0 | 0 | 0 | 0 | 0 | 0 | 0 | 0 | 0 | 0 | 0 | 0 | 0 | 0 | 0 | 0 | 0 | 0 | 0 | 0 |  | 0 | 0 | 0 | 0 | 0 | 0 | 0 | 0 | 0 | 0 | 0 | 0 | 0 | 0 | 0 | 0 | 0 | 0 | 0 | 0 | 0 | 0 | 0 | 0 | 0 | 0 | 0 | 0 | 0 | 0 | 0 | 0 | 0 | 0 | 0 | 0 |  | 0 | 0 | 0 | 0 | 0 | 0 | 0 | 0 | 0 | 0 | 0 | 0 | 0 | 0 | 26.6 | 0 | 0 | 1 | 0 | 0 | 0 | 0 | 0 | 0 | 0 | 0 | 0 | 0 | 0 | 0 | 0 | 0 | -2 | 0 | 0 | 1 |  | 0 | 0 | 0 | 0 | 0 | 0 | 0 | 0 | 0 | 0 | 0 | 0 | 0 | 0 | 36.6 | 0 | 0 | 1 | 0 | 0 | 0 | 0 | 0 | 0 | 0 | 0 | 0 | 0 | 0 | 0 | 0 | 0 | -2 | 0 | 0 | 1 |  | 1 | 1 | 1 | 1 | 1 | 1 | 1 | 2+ | 1 | 1
SDGE | Pomerado | 69 | 0 | 0 | 0 | 0 | 0 | 0 | 0 | 0 | 0 | 0 | 0 | 0 | 0 | 0 | 0 | 0 | 0 | 0 | 0 | 0 |  | 0 | 0 | 0 | 0 | 0 | 0 | 0 | 0 | 0 | 0 | 0 | 0 | 0 | 0 | 0 | 0 | 0 | 0 | 0 | 0 | 0 | 0 | 0 | 0 | 0 | 0 | 0 | 0 | 0 | 0 | 0 | 0 | 0 | 0 | 0 | 0 |  | 0 | 0 | 0 | 0 | 0 | 0 | 0 | 0 | 0 | 0 | 0 | 0 | 0 | 0 | 0 | 0 | 0 | 0 | 0 | 0 | 0 | 0 | 0 | 0 | 0 | 0 | 0 | 0 | 0 | 0 | 0 | 0 | 0 | 0 | 0 | 0 |  | 0 | 0 | 0 | 0 | 0 | 0 | 0 | 0 | 0 | 0 | 0 | 0 | 0 | 0 | 0 | 0 | 0 | 0 | 0 | 0 | 0 | 0 | 0 | 0 | 0 | 0 | 0 | 0 | 0 | 0 | 0 | 0 | 0 | 0 | 0 | 0 |  | 0 | 0 | 0 | 0 | 0 | 0 | 0 | 0 | 0 | 0 | 0 | 0 | 0 | 0 | 0 | 0 | 0 | 0 | 0 | 0 | 0 | 0 | 0 | 0 | 0 | 0 | 0 | 0 | 0 | 0 | 0 | 0 | 0 | 0 | 0 | 0 |  | 1 | 1 | 1 | 1 | 1 | 1 | 1 | 1 | 1 | 0
PG&E KERN | Poso Mountain | 115 | 0 | 0 | 0 | 0 | 0 | 0 | 0 | 0 | 0 | 0 | 0 | 0 | 0 | 0 | 0 | 0 | 0 | 0 | 0 | 0 |  | 0 | 0 | 0 | 0 | 0 | 0 | 0 | 0 | 0 | 0 | 0 | 0 | 0 | 0 | 0 | 0 | 0 | 0 | 0 | 0 | 0 | 0 | 0 | 0 | 0 | 0 | 0 | 0 | 0 | 0 | 0 | 0 | 0 | 0 | 0 | 0 |  | 0 | 0 | 0 | 0 | 0 | 0 | 0 | 0 | 0 | 0 | 3.8585 | 0 | 0 | 0 | 0 | 0 | 0 | 1 | 0 | 0 | 0 | 0 | 0 | 0 | 0 | 0 | 0 | 0 | -2 | 0 | 0 | 0 | 0 | 0 | 0 | 1 |  | 0 | 0 | 0 | 0 | 0 | 0 | 0 | 0 | 0 | 0 | 3.8585 | 0 | 0 | 0 | 0 | 0 | 0 | 1 | 0 | 0 | 0 | 0 | 0 | 0 | 0 | 0 | 0 | 0 | -2 | 0 | 0 | 0 | 0 | 0 | 0 | 1 |  | 0 | 0 | 0 | 0 | 0 | 0 | 0 | 0 | 0 | 0 | 3.8585 | 0 | 0 | 0 | 0 | 0 | 0 | 1 | 0 | 0 | 0 | 0 | 0 | 0 | 0 | 0 | 0 | 0 | -2 | 0 | 0 | 0 | 0 | 0 | 0 | 1 |  | 1 | 1 | 1 | 1 | 1 | 4+ | 1 | 1 | 1 | 1
EOP | Primm | 230 | 0 | 0 | 0 | 0 | 0 | 0 | 0 | 0 | 0 | 0 | 0 | 0 | 0 | 0 | 0 | 0 | 0 | 0 | 0 | 0 |  | 0 | 0 | 0 | 0 | 0 | 0 | 0 | 0 | 0 | 0 | 0 | 0 | 0 | 0 | 0 | 0 | 0 | 0 | 0 | 0 | 0 | 0 | 0 | 0 | 0 | 0 | 0 | 0 | 0 | 0 | 0 | 0 | 0 | 0 | 0 | 0 |  | 0 | 0 | 0 | 0 | 0 | 0 | 0 | 0 | 0 | 0 | 0 | 0 | 0 | 0 | 0 | 0 | 0 | 0 | 0 | 0 | 0 | 0 | 0 | 0 | 0 | 0 | 0 | 0 | 0 | 0 | 0 | 0 | 0 | 0 | 0 | 0 |  | 0 | 0 | 0 | 0 | 0 | 0 | 0 | 0 | 0 | 0 | 0 | 0 | 0 | 0 | 0 | 0 | 0 | 0 | 0 | 0 | 0 | 0 | 0 | 0 | 0 | 0 | 0 | 0 | 0 | 0 | 0 | 0 | 0 | 0 | 0 | 0 |  | 0 | 0 | 0 | 0 | 0 | 0 | 0 | 0 | 0 | 0 | 0 | 0 | 0 | 0 | 500 | 0 | 0 | 1 | 0 | 0 | 0 | 0 | 0 | 0 | 0 | 0 | 0 | 0 | 0 | 0 | 0 | 0 | -2 | 0 | 0 | 1 |  | 1 | 1 | 1 | 1 | 1 | 1 | 1 | 1+ | 1 | 1
PG&E NGBA | Putah Creek | 115 | 0 | 0 | 0 | 0 | 0 | 0 | 0 | 0 | 0 | 0 | 0 | 4.3 | 0 | 0 | 0 | 0 | 0 | 0 | 0 | 1 |  | 0 | 0 | 0 | 0 | 0 | 0 | 0 | 0 | 0 | 0 | 0 | 0 | 0 | 0 | 0 | 0 | 0 | 0 | 0 | 0 | 0 | 0 | 0 | 0 | 0 | 0 | 0 | 0 | 2 | 0 | 0 | 0 | 0 | 0 | 0 | 1 |  | 0 | 0 | 0 | 0 | 0 | 0 | 0 | 0 | 0 | 0 | 4.375 | 0 | 0 | 0 | 0 | 0 | 0 | 1 | 0 | 0 | 0 | 0 | 0 | 0 | 0 | 0 | 0 | 0 | 0 | 0 | 0 | 0 | 0 | 0 | 0 | 0 |  | 0 | 0 | 0 | 0 | 0 | 0 | 0 | 0 | 0 | 0 | 4.375 | 0 | 0 | 0 | 0 | 0 | 0 | 1 | 0 | 0 | 0 | 0 | 0 | 0 | 0 | 0 | 0 | 0 | 0 | 0 | 0 | 0 | 0 | 0 | 0 | 0 |  | 0 | 0 | 0 | 0 | 0 | 0 | 0 | 0 | 0 | 0 | 7.363 | 0 | 0 | 0 | 0 | 0 | 0 | 1 | 0 | 0 | 0 | 0 | 0 | 0 | 0 | 0 | 0 | 0 | -2 | 0 | 0 | 0 | 0 | 0 | 0 | 1 |  | 1 | 1 | 1 | 1 | 1 | 1+ | 1 | 1 | 1 | 1
SDGE | Q1806 | 138 | 0 | 0 | 0 | 0 | 0 | 0 | 0 | 0 | 0 | 0 | 0 | 0 | 0 | 0 | 0 | 0 | 0 | 0 | 0 | 0 |  | 0 | 0 | 0 | 0 | 0 | 0 | 0 | 0 | 0 | 0 | 0 | 0 | 0 | 0 | 0 | 0 | 0 | 0 | 0 | 0 | 0 | 0 | 0 | 0 | 0 | 0 | 0 | 0 | 0 | 0 | 0 | 0 | 0 | 0 | 0 | 0 |  | 0 | 0 | 0 | 0 | 0 | 0 | 0 | 0 | 0 | 0 | 0 | 0 | 0 | 0 | 0 | 0 | 0 | 0 | 0 | 0 | 0 | 0 | 0 | 0 | 0 | 0 | 0 | 0 | 0 | 0 | 0 | 0 | 0 | 0 | 0 | 0 |  | 0 | 0 | 0 | 0 | 0 | 0 | 0 | 0 | 0 | 0 | 0 | 0 | 0 | 0 | 0 | 0 | 0 | 0 | 0 | 0 | 0 | 0 | 0 | 0 | 0 | 0 | 0 | 0 | 0 | 0 | 0 | 0 | 0 | 0 | 0 | 0 |  | 0 | 0 | 0 | 0 | 0 | 0 | 0 | 0 | 0 | 0 | 0 | 0 | 0 | 0 | 0 | 0 | 0 | 0 | 0 | 0 | 0 | 0 | 0 | 0 | 0 | 0 | 0 | 0 | 0 | 0 | 0 | 0 | 0 | 0 | 0 | 0 |  | 1 | 1 | 1 | 1 | 1 | 1 | 1 | 1 | 1 | 0
PG&E FRESNO | Quinto | 230 | 0 | 0 | 0 | 0 | 0 | 0 | 0 | 0 | 0 | 0 | 0 | 0 | 200 | 250 | 450 | 0 | 50 | 50 | 0 | 1 |  | 0 | 0 | 0 | 0 | 0 | 0 | 0 | 0 | 0 | 0 | 0 | 0 | 0 | 0 | 0 | 0 | 0 | 0 | 0 | 0 | 0 | 0 | 0 | 0 | 0 | 0 | 0 | 0 | 0 | 2 | 2 | 2 | 2 | 0 | 0 | 1 |  | 0 | 0 | 0 | 0 | 0 | 0 | 0 | 0 | 0 | 0 | 0 | 0 | 0 | 0 | 0 | 0 | 0 | 0 | 0 | 0 | 0 | 0 | 0 | 0 | 0 | 0 | 0 | 0 | 0 | 2 | 2 | 2 | 2 | 0 | 0 | 1 |  | 0 | 0 | 0 | 0 | 0 | 0 | 0 | 0 | 0 | 0 | 0 | 0 | 158.9783 | 150 | 158.5678 | 0 | 0 | 1 | 0 | 0 | 0 | 0 | 0 | 0 | 0 | 0 | 0 | 0 | 0 | 2 | 2 | -2 | -2 | 0 | 0 | 1 |  | 0 | 0 | 0 | 0 | 0 | 0 | 0 | 0 | 0 | 0 | 0 | 0 | 458.9783 | 150 | 864.0478 | 0 | 0 | 1 | 0 | 0 | 0 | 0 | 0 | 0 | 0 | 0 | 0 | 0 | 0 | 2 | 0 | -2 | -2 | 0 | 0 | 1 |  | 1 | 1 | 1 | 1 | 1 | 1 | 3- | 4+ | 1 | 1
PG&E GBA | Race Track | 115 | 0 | 0 | 0 | 0 | 0 | 0 | 0 | 0 | 0 | 0 | 0 | 0 | 0 | 0 | 0 | 0 | 0 | 0 | 0 | 0 |  | 0 | 0 | 0 | 0 | 0 | 0 | 0 | 0 | 0 | 0 | 0 | 0 | 0 | 0 | 0 | 0 | 0 | 0 | 0 | 0 | 0 | 0 | 0 | 0 | 0 | 0 | 0 | 0 | 0 | 0 | 0 | 0 | 0 | 0 | 0 | 0 |  | 0 | 0 | 0 | 0 | 0 | 0 | 0 | 0 | 0 | 0 | 0 | 0 | 0 | 0 | 0 | 0 | 0 | 0 | 0 | 0 | 0 | 0 | 0 | 0 | 0 | 0 | 0 | 0 | 0 | 0 | 0 | 0 | 0 | 0 | 0 | 0 |  | 0 | 0 | 0 | 0 | 0 | 0 | 0 | 0 | 0 | 0 | 0 | 0 | 0 | 0 | 0 | 0 | 0 | 0 | 0 | 0 | 0 | 0 | 0 | 0 | 0 | 0 | 0 | 0 | 0 | 0 | 0 | 0 | 0 | 0 | 0 | 0 |  | 0 | 0 | 0 | 0 | 0 | 0 | 0 | 0 | 0 | 0 | 12.876 | 0 | 0 | 0 | 0 | 0 | 0 | 1 | 0 | 0 | 0 | 0 | 0 | 0 | 0 | 0 | 0 | 0 | -2 | 0 | 0 | 0 | 0 | 0 | 0 | 1 |  | 1 | 1 | 1 | 1 | 1 | 1+ | 1 | 1 | 1 | 1
SDGE | Rancho Mission Viejo | 138 | 0 | 0 | 0 | 0 | 0 | 0 | 0 | 0 | 0 | 0 | 0 | 0 | 0 | 0 | 0 | 0 | 0 | 0 | 0 | 0 |  | 0 | 0 | 0 | 0 | 0 | 0 | 0 | 0 | 0 | 0 | 0 | 0 | 0 | 0 | 0 | 0 | 0 | 0 | 0 | 0 | 0 | 0 | 0 | 0 | 0 | 0 | 0 | 0 | 0 | 0 | 0 | 0 | 0 | 0 | 0 | 0 |  | 0 | 0 | 0 | 0 | 0 | 0 | 0 | 0 | 0 | 0 | 0 | 0 | 0 | 0 | 0 | 0 | 0 | 0 | 0 | 0 | 0 | 0 | 0 | 0 | 0 | 0 | 0 | 0 | 0 | 0 | 0 | 0 | 0 | 0 | 0 | 0 |  | 0 | 0 | 0 | 0 | 0 | 0 | 0 | 0 | 0 | 0 | 0 | 0 | 0 | 0 | 0 | 0 | 0 | 0 | 0 | 0 | 0 | 0 | 0 | 0 | 0 | 0 | 0 | 0 | 0 | 0 | 0 | 0 | 0 | 0 | 0 | 0 |  | 0 | 0 | 0 | 0 | 0 | 0 | 0 | 0 | 0 | 0 | 0 | 0 | 0 | 0 | 200 | 0 | 0 | 1 | 0 | 0 | 0 | 0 | 0 | 0 | 0 | 0 | 0 | 0 | 0 | 0 | 0 | 0 | -2 | 0 | 0 | 1 |  | 1 | 1 | 1 | 1 | 1 | 1 | 1 | 1+ | 1 | 1
PG&E GBA | Rancho Seco | 230 | 0 | 0 | 0 | 0 | 0 | 0 | 0 | 0 | 0 | 0 | 0 | 0 | 0 | 0 | 0 | 0 | 0 | 0 | 0 | 0 |  | 0 | 0 | 0 | 0 | 0 | 0 | 0 | 0 | 0 | 0 | 0 | 0 | 0 | 0 | 0 | 0 | 0 | 0 | 0 | 0 | 0 | 0 | 0 | 0 | 0 | 0 | 0 | 0 | 0 | 0 | 0 | 0 | 0 | 0 | 0 | 0 |  | 0 | 0 | 0 | 0 | 0 | 0 | 0 | 0 | 0 | 0 | 0 | 0 | 0 | 0 | 0 | 0 | 0 | 0 | 0 | 0 | 0 | 0 | 0 | 0 | 0 | 0 | 0 | 0 | 0 | 0 | 0 | 0 | 0 | 0 | 0 | 0 |  | 0 | 0 | 0 | 0 | 0 | 0 | 0 | 0 | 0 | 0 | 0 | 0 | 0 | 0 | 0 | 0 | 0 | 0 | 0 | 0 | 0 | 0 | 0 | 0 | 0 | 0 | 0 | 0 | 0 | 0 | 0 | 0 | 0 | 0 | 0 | 0 |  | 0 | 0 | 0 | 0 | 0 | 0 | 0 | 0 | 0 | 0 | 0 | 0 | 0 | 0 | 0 | 0 | 0 | 0 | 0 | 0 | 0 | 0 | 0 | 0 | 0 | 0 | 0 | 0 | 0 | 0 | 0 | 0 | 0 | 0 | 0 | 0 |  | 1 | 1 | 1 | 1 | 1 | 1 | 1 | 1 | 1 | 0
SCE Metro | Rancho Vista | 230 | 0 | 0 | 0 | 0 | 0 | 0 | 0 | 0 | 0 | 0 | 0 | 0 | 0 | 0 | 0 | 0 | 0 | 0 | 0 | 0 |  | 0 | 0 | 0 | 0 | 0 | 0 | 0 | 0 | 0 | 0 | 0 | 0 | 0 | 0 | 0 | 0 | 0 | 0 | 0 | 0 | 0 | 0 | 0 | 0 | 0 | 0 | 0 | 0 | 0 | 0 | 0 | 0 | 0 | 0 | 0 | 0 |  | 0 | 0 | 0 | 0 | 0 | 0 | 0 | 0 | 0 | 0 | 0 | 0 | 0 | 0 | 0 | 0 | 0 | 0 | 0 | 0 | 0 | 0 | 0 | 0 | 0 | 0 | 0 | 0 | 0 | 0 | 0 | 0 | 0 | 0 | 0 | 0 |  | 0 | 0 | 0 | 0 | 0 | 0 | 0 | 0 | 0 | 0 | 0 | 0 | 0 | 0 | 0 | 0 | 0 | 0 | 0 | 0 | 0 | 0 | 0 | 0 | 0 | 0 | 0 | 0 | 0 | 0 | 0 | 0 | 0 | 0 | 0 | 0 |  | 0 | 0 | 0 | 0 | 0 | 0 | 0 | 0 | 0 | 0 | 0 | 0 | 0 | 0 | 0 | 0 | 0 | 0 | 0 | 0 | 0 | 0 | 0 | 0 | 0 | 0 | 0 | 0 | 0 | 0 | 0 | 0 | 0 | 0 | 0 | 0 |  | 1 | 1 | 1 | 1 | 1 | 1 | 1 | 1 | 1 | 0
SCE Metro | Rancho Vista | 500 | 0 | 0 | 0 | 0 | 0 | 0 | 0 | 0 | 0 | 0 | 0 | 0 | 0 | 0 | 0 | 0 | 0 | 0 | 0 | 0 |  | 0 | 0 | 0 | 0 | 0 | 0 | 0 | 0 | 0 | 0 | 0 | 0 | 0 | 0 | 0 | 0 | 0 | 0 | 0 | 0 | 0 | 0 | 0 | 0 | 0 | 0 | 0 | 0 | 0 | 0 | 0 | 0 | 0 | 0 | 0 | 0 |  | 0 | 0 | 0 | 0 | 0 | 0 | 0 | 0 | 0 | 0 | 0 | 0 | 0 | 0 | 0 | 0 | 0 | 0 | 0 | 0 | 0 | 0 | 0 | 0 | 0 | 0 | 0 | 0 | 0 | 0 | 0 | 0 | 0 | 0 | 0 | 0 |  | 0 | 0 | 0 | 0 | 0 | 0 | 0 | 0 | 0 | 0 | 0 | 0 | 0 | 0 | 0 | 0 | 0 | 0 | 0 | 0 | 0 | 0 | 0 | 0 | 0 | 0 | 0 | 0 | 0 | 0 | 0 | 0 | 0 | 0 | 0 | 0 |  | 0 | 0 | 0 | 0 | 0 | 0 | 0 | 0 | 0 | 0 | 0 | 0 | 0 | 0 | 0 | 0 | 0 | 0 | 0 | 0 | 0 | 0 | 0 | 0 | 0 | 0 | 0 | 0 | 0 | 0 | 0 | 0 | 0 | 0 | 0 | 0 |  | 1 | 1 | 1 | 1 | 1 | 1 | 1 | 1 | 1 | 0
SCE NOL | Ransburg | 115 | 0 | 0 | 0 | 0 | 0 | 0 | 0 | 0 | 0 | 0 | 0 | 3.3 | 0 | 0 | 0 | 0 | 0 | 0 | 0 | 1 |  | 0 | 0 | 0 | 0 | 0 | 0 | 0 | 0 | 0 | 0 | 0 | 0 | 0 | 0 | 0 | 0 | 0 | 0 | 0 | 0 | 0 | 0 | 0 | 0 | 0 | 0 | 0 | 0 | 2 | 0 | 0 | 0 | 0 | 0 | 0 | 1 |  | 0 | 0 | 0 | 0 | 0 | 0 | 0 | 0 | 0 | 0 | 4.2 | 0 | 0 | 0 | 4.2 | 0 | 0 | 1 | 0 | 0 | 0 | 0 | 0 | 0 | 0 | 0 | 0 | 0 | -1 | 0 | 0 | 0 | -2 | 0 | 0 | 1 |  | 0 | 0 | 0 | 0 | 0 | 0 | 0 | 0 | 0 | 0 | 4.2 | 0 | 0 | 0 | 4.2 | 0 | 0 | 1 | 0 | 0 | 0 | 0 | 0 | 0 | 0 | 0 | 0 | 0 | -1 | 0 | 0 | 0 | -2 | 0 | 0 | 1 |  | 0 | 0 | 0 | 0 | 0 | 0 | 0 | 0 | 0 | 0 | 7.2 | 0 | 0 | 0 | 4.2 | 0 | 0 | 1 | 0 | 0 | 0 | 0 | 0 | 0 | 0 | 0 | 0 | 0 | -2 | 0 | 0 | 0 | -2 | 0 | 0 | 1 |  | 1 | 1 | 1 | 1 | 1 | 3+ | 1 | 4+ | 1 | 1
PG&E GBA | Ravenswood | 115 | 0 | 0 | 0 | 0 | 0 | 0 | 0 | 0 | 0 | 0 | 0 | 0 | 0 | 0 | 0 | 0 | 0 | 0 | 0 | 0 |  | 0 | 0 | 0 | 0 | 0 | 0 | 0 | 0 | 0 | 0 | 0 | 0 | 0 | 0 | 0 | 0 | 0 | 0 | 0 | 0 | 0 | 0 | 0 | 0 | 0 | 0 | 0 | 0 | 0 | 0 | 0 | 0 | 0 | 0 | 0 | 0 |  | 0 | 0 | 0 | 0 | 0 | 0 | 0 | 0 | 0 | 0 | 0 | 0 | 0 | 0 | 0 | 0 | 0 | 0 | 0 | 0 | 0 | 0 | 0 | 0 | 0 | 0 | 0 | 0 | 0 | 0 | 0 | 0 | 0 | 0 | 0 | 0 |  | 0 | 0 | 0 | 0 | 0 | 0 | 0 | 0 | 0 | 0 | 0 | 0 | 0 | 0 | 0 | 0 | 0 | 0 | 0 | 0 | 0 | 0 | 0 | 0 | 0 | 0 | 0 | 0 | 0 | 0 | 0 | 0 | 0 | 0 | 0 | 0 |  | 0 | 0 | 0 | 0 | 0 | 0 | 0 | 0 | 0 | 0 | 0 | 0 | 0 | 0 | 370 | 0 | 0 | 1 | 0 | 0 | 0 | 0 | 0 | 0 | 0 | 0 | 0 | 0 | 0 | 0 | 0 | 0 | -2 | 0 | 0 | 1 |  | 1 | 1 | 1 | 1 | 1 | 1 | 1 | 1+ | 1 | 1
PG&E GBA | Ravenswood | 230 | 0 | 0 | 0 | 0 | 0 | 0 | 0 | 0 | 0 | 0 | 0 | 0 | 0 | 0 | 0 | 0 | 0 | 0 | 0 | 0 |  | 0 | 0 | 0 | 0 | 0 | 0 | 0 | 0 | 0 | 0 | 0 | 0 | 0 | 0 | 0 | 0 | 0 | 0 | 0 | 0 | 0 | 0 | 0 | 0 | 0 | 0 | 0 | 0 | 0 | 0 | 0 | 0 | 0 | 0 | 0 | 0 |  | 0 | 0 | 0 | 0 | 0 | 0 | 0 | 0 | 0 | 0 | 0 | 0 | 0 | 0 | 0 | 0 | 0 | 0 | 0 | 0 | 0 | 0 | 0 | 0 | 0 | 0 | 0 | 0 | 0 | 0 | 0 | 0 | 0 | 0 | 0 | 0 |  | 0 | 0 | 0 | 0 | 0 | 0 | 0 | 0 | 0 | 0 | 0 | 0 | 0 | 0 | 0 | 0 | 0 | 0 | 0 | 0 | 0 | 0 | 0 | 0 | 0 | 0 | 0 | 0 | 0 | 0 | 0 | 0 | 0 | 0 | 0 | 0 |  | 0 | 0 | 0 | 0 | 0 | 0 | 0 | 0 | 0 | 0 | 0 | 0 | 0 | 0 | 0 | 0 | 0 | 0 | 0 | 0 | 0 | 0 | 0 | 0 | 0 | 0 | 0 | 0 | 0 | 0 | 0 | 0 | 0 | 0 | 0 | 0 |  | 1 | 1 | 1 | 1 | 1 | 1 | 1 | 1 | 1 | 0
SCE Northern | Rector | 230 | 0 | 0 | 0 | 0 | 0 | 0 | 0 | 0 | 0 | 0 | 0 | 0 | 0 | 200 | 200 | 0 | 50 | 50 | 0 | 1 |  | 0 | 0 | 0 | 0 | 0 | 0 | 0 | 0 | 0 | 0 | 0 | 0 | 0 | 0 | 0 | 0 | 0 | 0 | 0 | 0 | 0 | 0 | 0 | 0 | 0 | 0 | 0 | 0 | 0 | 0 | 2 | 2 | 2 | 0 | 0 | 1 |  | 0 | 0 | 0 | 0 | 0 | 0 | 0 | 0 | 0 | 0 | 0 | 0 | 0 | 0 | 80 | 0 | 0 | 1 | 0 | 0 | 0 | 0 | 0 | 0 | 0 | 0 | 0 | 0 | 0 | 0 | 2 | 2 | -2 | 0 | 0 | 1 |  | 0 | 0 | 0 | 0 | 0 | 0 | 0 | 0 | 0 | 0 | 0 | 0 | 215.4124 | 0 | 707.1983 | 0 | 0 | 1 | 0 | 0 | 0 | 0 | 0 | 0 | 0 | 0 | 0 | 0 | 0 | 0 | 0 | 2 | -2 | 0 | 0 | 1 |  | 0 | 0 | 0 | 0 | 0 | 0 | 0 | 0 | 0 | 0 | 54.788 | 0 | 270.4124 | 0 | 1222.5983 | 0 | 0 | 1 | 0 | 0 | 0 | 0 | 0 | 0 | 0 | 0 | 0 | 0 | -2 | 0 | -1 | 2 | -2 | 0 | 0 | 1 |  | 1 | 1 | 1 | 1 | 1 | 1+ | 1 | 4+ | 1 | 1
SCE Eastern | Red Bluff | 230 | 0 | 0 | 0 | 0 | 0 | 0 | 0 | 0 | 0 | 0 | 0 | 0 | 0 | 0 | 0 | 0 | 0 | 0 | 0 | 0 |  | 0 | 0 | 0 | 0 | 0 | 0 | 0 | 0 | 0 | 0 | 0 | 0 | 8 | 420 | 420 | 0 | 0 | 1 | 0 | 0 | 0 | 0 | 0 | 0 | 0 | 0 | 0 | 0 | 0 | 0 | -2 | -2 | -2 | 0 | 0 | 1 |  | 0 | 0 | 0 | 0 | 0 | 0 | 0 | 0 | 0 | 0 | 0 | 0 | 134.2907 | 537 | 537 | 0 | 0 | 1 | 0 | 0 | 0 | 0 | 0 | 0 | 0 | 0 | 0 | 0 | 0 | 0 | -2 | -2 | -2 | 0 | 0 | 1 |  | 0 | 0 | 0 | 0 | 0 | 0 | 0 | 0 | 0 | 0 | 0 | 0 | 407.3119 | 1227 | 1315.2538 | 0 | 0 | 1 | 0 | 0 | 0 | 0 | 0 | 0 | 0 | 0 | 0 | 0 | 0 | 0 | -1 | -2 | -2 | 0 | 0 | 1 |  | 0 | 0 | 0 | 0 | 0 | 0 | 0 | 0 | 0 | 0 | 9.97 | 0 | 607.3119 | 1227 | 2520.2438 | 0 | 0 | 1 | 0 | 0 | 0 | 0 | 0 | 0 | 0 | 0 | 0 | 0 | -2 | 0 | -2 | -2 | -2 | 0 | 0 | 1 |  | 1 | 1 | 1 | 1 | 1 | 1+ | 4+ | 4+ | 1 | 1
SCE Eastern | Red Bluff | 500 | 0 | 0 | 0 | 0 | 0 | 0 | 0 | 0 | 0 | 0 | 0 | 0 | 0 | 0 | 0 | 0 | 77 | 77 | 0 | 1 |  | 0 | 0 | 0 | 0 | 0 | 0 | 0 | 0 | 0 | 0 | 0 | 0 | 418.4 | 400 | 568.4 | 0 | 0 | 1 | 0 | 0 | 0 | 0 | 0 | 0 | 0 | 0 | 0 | 0 | 0 | 0 | -2 | -2 | -2 | 0 | 0 | 1 |  | 0 | 0 | 0 | 0 | 0 | 0 | 0 | 0 | 0 | 0 | 0 | 0 | 418.4 | 400 | 568.4 | 0 | 0 | 1 | 0 | 0 | 0 | 0 | 0 | 0 | 0 | 0 | 0 | 0 | 0 | 0 | -2 | -2 | -2 | 0 | 0 | 1 |  | 0 | 0 | 0 | 0 | 0 | 0 | 0 | 0 | 0 | 0 | 0 | 0 | 593.4 | 748.5 | 2552.8 | 0 | 1417 | 1 | 0 | 0 | 0 | 0 | 0 | 0 | 0 | 0 | 0 | 0 | 0 | 0 | -2 | -2 | -2 | 0 | -2 | 1 |  | 0 | 0 | 0 | 0 | 0 | 0 | 0 | 0 | 0 | 0 | 0 | 0 | 943.4 | 748.5 | 2902.8 | 0 | 1417 | 1 | 0 | 0 | 0 | 0 | 0 | 0 | 0 | 0 | 0 | 0 | 0 | 0 | -2 | -2 | -2 | 0 | -2 | 1 |  | 1 | 1 | 1 | 1 | 1 | 1 | 4+ | 4+ | 2+ | 1
PG&E NGBA | Redbud | 115 | 0 | 0 | 0 | 0 | 0 | 0 | 0 | 0 | 0 | 0 | 0 | 0 | 0 | 0 | 0 | 0 | 0 | 0 | 0 | 0 |  | 0 | 0 | 0 | 0 | 0 | 0 | 0 | 0 | 0 | 0 | 0 | 0 | 0 | 0 | 0 | 0 | 0 | 0 | 0 | 0 | 0 | 0 | 0 | 0 | 0 | 0 | 0 | 0 | 0 | 0 | 0 | 0 | 0 | 0 | 0 | 0 |  | 0 | 0 | 0 | 0 | 0 | 0 | 0 | 0 | 0 | 0 | 0 | 0 | 0 | 0 | 0 | 0 | 0 | 0 | 0 | 0 | 0 | 0 | 0 | 0 | 0 | 0 | 0 | 0 | 0 | 0 | 0 | 0 | 0 | 0 | 0 | 0 |  | 0 | 0 | 0 | 0 | 0 | 0 | 0 | 0 | 0 | 0 | 0 | 0 | 0 | 0 | 0 | 0 | 0 | 0 | 0 | 0 | 0 | 0 | 0 | 0 | 0 | 0 | 0 | 0 | 0 | 0 | 0 | 0 | 0 | 0 | 0 | 0 |  | 0 | 0 | 0 | 0 | 0 | 0 | 0 | 0 | 0 | 0 | 0 | 0 | 0 | 0 | 3.912 | 0 | 0 | 1 | 0 | 0 | 0 | 0 | 0 | 0 | 0 | 0 | 0 | 0 | 0 | 0 | 0 | 0 | -2 | 0 | 0 | 1 |  | 1 | 1 | 1 | 1 | 1 | 1 | 1 | 1+ | 1 | 1
SCE Metro | Redondo | 230 | 0 | 0 | 0 | 0 | 0 | 0 | 0 | 0 | 0 | 0 | 0 | 0 | 0 | 0 | 0 | 0 | 0 | 0 | 0 | 0 |  | 0 | 0 | 0 | 0 | 0 | 0 | 0 | 0 | 0 | 0 | 0 | 0 | 0 | 0 | 0 | 0 | 0 | 0 | 0 | 0 | 0 | 0 | 0 | 0 | 0 | 0 | 0 | 0 | 0 | 0 | 0 | 0 | 0 | 0 | 0 | 0 |  | 0 | 0 | 0 | 0 | 0 | 0 | 0 | 0 | 0 | 0 | 0 | 0 | 0 | 0 | 0 | 0 | 0 | 0 | 0 | 0 | 0 | 0 | 0 | 0 | 0 | 0 | 0 | 0 | 0 | 0 | 0 | 0 | 0 | 0 | 0 | 0 |  | 0 | 0 | 0 | 0 | 0 | 0 | 0 | 0 | 0 | 0 | 0 | 0 | 0 | 0 | 0 | 0 | 0 | 0 | 0 | 0 | 0 | 0 | 0 | 0 | 0 | 0 | 0 | 0 | 0 | 0 | 0 | 0 | 0 | 0 | 0 | 0 |  | 0 | 0 | 0 | 0 | 0 | 0 | 0 | 0 | 0 | 0 | 0 | 0 | 0 | 0 | 0 | 0 | 0 | 0 | 0 | 0 | 0 | 0 | 0 | 0 | 0 | 0 | 0 | 0 | 0 | 0 | 0 | 0 | 0 | 0 | 0 | 0 |  | 1 | 1 | 1 | 1 | 1 | 1 | 1 | 1 | 1 | 0
PG&E FRESNO | Reedley | 115 | 0 | 0 | 0 | 0 | 0 | 0 | 0 | 0 | 0 | 0 | 0 | 0 | 0 | 0 | 0 | 0 | 0 | 0 | 0 | 0 |  | 0 | 0 | 0 | 0 | 0 | 0 | 0 | 0 | 0 | 0 | 0 | 0 | 0 | 0 | 0 | 0 | 0 | 0 | 0 | 0 | 0 | 0 | 0 | 0 | 0 | 0 | 0 | 0 | 0 | 0 | 0 | 0 | 0 | 0 | 0 | 0 |  | 0 | 0 | 0 | 0 | 0 | 0 | 0 | 0 | 0 | 0 | 0 | 0 | 0 | 0 | 0 | 0 | 0 | 0 | 0 | 0 | 0 | 0 | 0 | 0 | 0 | 0 | 0 | 0 | 0 | 0 | 0 | 0 | 0 | 0 | 0 | 0 |  | 0 | 0 | 0 | 0 | 0 | 0 | 0 | 0 | 0 | 0 | 0 | 0 | 0 | 0 | 0 | 0 | 0 | 0 | 0 | 0 | 0 | 0 | 0 | 0 | 0 | 0 | 0 | 0 | 0 | 0 | 0 | 0 | 0 | 0 | 0 | 0 |  | 0 | 0 | 0 | 0 | 0 | 0 | 0 | 0 | 0 | 0 | 0 | 0 | 0 | 0 | 309.525 | 0 | 0 | 1 | 0 | 0 | 0 | 0 | 0 | 0 | 0 | 0 | 0 | 0 | 0 | 0 | 0 | 0 | -2 | 0 | 0 | 1 |  | 1 | 1 | 1 | 1 | 1 | 1 | 1 | 1+ | 1 | 1
PG&E KERN | Renfro | 115 | 0 | 0 | 0 | 0 | 0 | 0 | 0 | 0 | 0 | 0 | 0 | 0 | 0 | 0 | 0 | 0 | 0 | 0 | 0 | 0 |  | 0 | 0 | 0 | 0 | 0 | 0 | 0 | 0 | 0 | 0 | 0 | 0 | 0 | 0 | 0 | 0 | 0 | 0 | 0 | 0 | 0 | 0 | 0 | 0 | 0 | 0 | 0 | 0 | 0 | 0 | 0 | 0 | 0 | 0 | 0 | 0 |  | 0 | 0 | 0 | 0 | 0 | 0 | 0 | 0 | 0 | 0 | 0 | 0 | 0 | 0 | 0 | 0 | 0 | 0 | 0 | 0 | 0 | 0 | 0 | 0 | 0 | 0 | 0 | 0 | 0 | 0 | 0 | 0 | 0 | 0 | 0 | 0 |  | 0 | 0 | 0 | 0 | 0 | 0 | 0 | 0 | 0 | 0 | 0 | 0 | 0 | 0 | 0 | 0 | 0 | 0 | 0 | 0 | 0 | 0 | 0 | 0 | 0 | 0 | 0 | 0 | 0 | 0 | 0 | 0 | 0 | 0 | 0 | 0 |  | 0 | 0 | 0 | 0 | 0 | 0 | 0 | 0 | 0 | 0 | 0 | 0 | 0 | 0 | 0 | 0 | 0 | 0 | 0 | 0 | 0 | 0 | 0 | 0 | 0 | 0 | 0 | 0 | 0 | 0 | 0 | 0 | 0 | 0 | 0 | 0 |  | 1 | 1 | 1 | 1 | 1 | 1 | 1 | 1 | 1 | 0
PG&E GBA | Richmond R | 115 | 0 | 0.5 | 0 | 0 | 0 | 0 | 0 | 0 | 0 | 0 | 0 | 8 | 0 | 0 | 0 | 0 | 0 | 0 | 0 | 1 |  | 0 | 0 | 0 | 0 | 0 | 0 | 0 | 0 | 0 | 0 | 0 | 0 | 0 | 0 | 0 | 0 | 0 | 0 | 0 | 0 | 2 | 2 | 0 | 0 | 0 | 0 | 0 | 0 | 2 | 0 | 0 | 0 | 0 | 0 | 0 | 1 |  | 0 | 0 | 0 | 0.33 | 0 | 0 | 0 | 0 | 0 | 0 | 8.67 | 0 | 0 | 0 | 0 | 0 | 0 | 1 | 0 | 0 | 2 | 2 | 0 | 0 | 0 | 0 | 0 | 0 | 0 | 0 | 0 | 0 | 0 | 0 | 0 | 1 |  | 0 | 0 | 0 | 0.33 | 0 | 0 | 0 | 0 | 0 | 0 | 8.67 | 0 | 0 | 0 | 0 | 0 | 0 | 1 | 0 | 0 | 2 | 2 | 0 | 0 | 0 | 0 | 0 | 0 | 0 | 0 | 0 | 0 | 0 | 0 | 0 | 1 |  | 0 | 0 | 0 | 0.33 | 0 | 0 | 0 | 0 | 0 | 0 | 9.515 | 0 | 0 | 0 | 130.285 | 0 | 0 | 1 | 0 | 0 | 2 | 2 | 0 | 0 | 0 | 0 | 0 | 0 | -1 | 0 | 0 | 0 | -2 | 0 | 0 | 1 |  | 1 | 5- | 1 | 1 | 1 | 1 | 1 | 1+ | 1 | 1
PG&E NGBA | Rincon | 115 | 0 | 0 | 0 | 0 | 0 | 0 | 0 | 0 | 0 | 0 | 0 | 0 | 0 | 0 | 0 | 0 | 0 | 0 | 0 | 0 |  | 0 | 0 | 0 | 0 | 0 | 0 | 0 | 0 | 0 | 0 | 0 | 0 | 0 | 0 | 0 | 0 | 0 | 0 | 0 | 0 | 0 | 0 | 0 | 0 | 0 | 0 | 0 | 0 | 0 | 0 | 0 | 0 | 0 | 0 | 0 | 0 |  | 0 | 0 | 0 | 0 | 0 | 0 | 0 | 0 | 0 | 0 | 0 | 0 | 0 | 0 | 0 | 0 | 0 | 0 | 0 | 0 | 0 | 0 | 0 | 0 | 0 | 0 | 0 | 0 | 0 | 0 | 0 | 0 | 0 | 0 | 0 | 0 |  | 0 | 0 | 0 | 0 | 0 | 0 | 0 | 0 | 0 | 0 | 0 | 0 | 0 | 0 | 0 | 0 | 0 | 0 | 0 | 0 | 0 | 0 | 0 | 0 | 0 | 0 | 0 | 0 | 0 | 0 | 0 | 0 | 0 | 0 | 0 | 0 |  | 0 | 0 | 0 | 0 | 0 | 0 | 0 | 0 | 0 | 0 | 0 | 0 | 0 | 0 | 0 | 0 | 0 | 0 | 0 | 0 | 0 | 0 | 0 | 0 | 0 | 0 | 0 | 0 | 0 | 0 | 0 | 0 | 0 | 0 | 0 | 0 |  | 1 | 1 | 1 | 1 | 1 | 1 | 1 | 1 | 1 | 0
PG&E KERN | Rio Bravo | 115 | 0 | 0 | 0 | 0 | 0 | 0 | 0 | 0 | 0 | 0 | 0 | 0 | 0 | 0 | 0 | 0 | 0 | 0 | 0 | 0 |  | 0 | 0 | 0 | 0 | 0 | 0 | 0 | 0 | 0 | 0 | 0 | 0 | 0 | 0 | 0 | 0 | 0 | 0 | 0 | 0 | 0 | 0 | 0 | 0 | 0 | 0 | 0 | 0 | 0 | 0 | 0 | 0 | 0 | 0 | 0 | 0 |  | 0 | 0 | 0 | 0 | 0 | 0 | 0 | 0 | 0 | 0 | 2.75 | 0 | 0 | 0 | 0 | 0 | 0 | 1 | 0 | 0 | 0 | 0 | 0 | 0 | 0 | 0 | 0 | 0 | -2 | 0 | 0 | 0 | 0 | 0 | 0 | 1 |  | 0 | 0 | 0 | 0 | 0 | 0 | 0 | 0 | 0 | 0 | 2.75 | 0 | 0 | 0 | 0 | 0 | 0 | 1 | 0 | 0 | 0 | 0 | 0 | 0 | 0 | 0 | 0 | 0 | -2 | 0 | 0 | 0 | 0 | 0 | 0 | 1 |  | 0 | 0 | 0 | 0 | 0 | 0 | 0 | 0 | 0 | 0 | 6.782 | 0 | 0 | 0 | 4.99 | 0 | 0 | 1 | 0 | 0 | 0 | 0 | 0 | 0 | 0 | 0 | 0 | 0 | -2 | 0 | 0 | 0 | -2 | 0 | 0 | 1 |  | 1 | 1 | 1 | 1 | 1 | 4+ | 1 | 1+ | 1 | 1
SCE Metro | Rio Hondo | 230 | 0 | 0 | 0 | 0 | 0 | 0 | 0 | 0 | 0 | 0 | 0 | 0 | 0 | 0 | 0 | 0 | 0 | 0 | 0 | 0 |  | 0 | 0 | 0 | 0 | 0 | 0 | 0 | 0 | 0 | 0 | 0 | 0 | 0 | 0 | 0 | 0 | 0 | 0 | 0 | 0 | 0 | 0 | 0 | 0 | 0 | 0 | 0 | 0 | 0 | 0 | 0 | 0 | 0 | 0 | 0 | 0 |  | 0 | 0 | 0 | 0 | 0 | 0 | 0 | 0 | 0 | 0 | 0 | 0 | 0 | 300 | 312.96 | 0 | 0 | 1 | 0 | 0 | 0 | 0 | 0 | 0 | 0 | 0 | 0 | 0 | 0 | 0 | 0 | -2 | -2 | 0 | 0 | 1 |  | 0 | 0 | 0 | 0 | 0 | 0 | 0 | 0 | 0 | 0 | 0 | 0 | 0 | 735 | 756.1109 | 0 | 0 | 1 | 0 | 0 | 0 | 0 | 0 | 0 | 0 | 0 | 0 | 0 | 0 | 0 | 0 | -2 | -2 | 0 | 0 | 1 |  | 0 | 0 | 0 | 0 | 0 | 0 | 0 | 0 | 0 | 0 | 0 | 0 | 0 | 835 | 1466.1109 | 0 | 0 | 1 | 0 | 0 | 0 | 0 | 0 | 0 | 0 | 0 | 0 | 0 | 0 | 0 | 0 | -2 | -2 | 0 | 0 | 1 |  | 1 | 1 | 1 | 1 | 1 | 1 | 1 | 4+ | 1 | 1
PG&E NGBA | Rio Oso | 115 | 0 | 0 | 0 | 0 | 0 | 0 | 0 | 0 | 0 | 0 | 0 | 0 | 0 | 0 | 0 | 0 | 0 | 0 | 0 | 0 |  | 0 | 0 | 0 | 0 | 0 | 0 | 0 | 0 | 0 | 0 | 0 | 0 | 0 | 0 | 0 | 0 | 0 | 0 | 0 | 0 | 0 | 0 | 0 | 0 | 0 | 0 | 0 | 0 | 0 | 0 | 0 | 0 | 0 | 0 | 0 | 0 |  | 0 | 0 | 0 | 0 | 0 | 0 | 0 | 0 | 0 | 0 | 0 | 0 | 0 | 0 | 0 | 0 | 0 | 0 | 0 | 0 | 0 | 0 | 0 | 0 | 0 | 0 | 0 | 0 | 0 | 0 | 0 | 0 | 0 | 0 | 0 | 0 |  | 0 | 0 | 0 | 0 | 0 | 0 | 0 | 0 | 0 | 0 | 0 | 0 | 0 | 0 | 0 | 0 | 0 | 0 | 0 | 0 | 0 | 0 | 0 | 0 | 0 | 0 | 0 | 0 | 0 | 0 | 0 | 0 | 0 | 0 | 0 | 0 |  | 0 | 0 | 0 | 0 | 0 | 0 | 0 | 0 | 0 | 0 | 0 | 0 | 0 | 0 | 0 | 0 | 0 | 0 | 0 | 0 | 0 | 0 | 0 | 0 | 0 | 0 | 0 | 0 | 0 | 0 | 0 | 0 | 0 | 0 | 0 | 0 |  | 1 | 1 | 1 | 1 | 1 | 1 | 1 | 1 | 1 | 0
PG&E NGBA | Rio Oso | 230 | 0 | 0 | 0 | 0 | 0 | 0 | 0 | 0 | 0 | 0 | 0 | 0 | 0 | 0 | 0 | 0 | 0 | 0 | 0 | 0 |  | 0 | 0 | 0 | 0 | 0 | 0 | 0 | 0 | 0 | 0 | 0 | 0 | 0 | 0 | 0 | 0 | 0 | 0 | 0 | 0 | 0 | 0 | 0 | 0 | 0 | 0 | 0 | 0 | 0 | 0 | 0 | 0 | 0 | 0 | 0 | 0 |  | 0 | 0 | 0 | 0 | 0 | 0 | 0 | 0 | 0 | 0 | 0 | 0 | 0 | 0 | 0 | 0 | 0 | 0 | 0 | 0 | 0 | 0 | 0 | 0 | 0 | 0 | 0 | 0 | 0 | 0 | 0 | 0 | 0 | 0 | 0 | 0 |  | 0 | 0 | 0 | 0 | 0 | 0 | 0 | 0 | 0 | 0 | 0 | 0 | 0 | 0 | 0 | 0 | 0 | 0 | 0 | 0 | 0 | 0 | 0 | 0 | 0 | 0 | 0 | 0 | 0 | 0 | 0 | 0 | 0 | 0 | 0 | 0 |  | 0 | 0 | 0 | 0 | 0 | 0 | 0 | 0 | 0 | 0 | 0 | 0 | 1050 | 0 | 1050 | 0 | 0 | 1 | 0 | 0 | 0 | 0 | 0 | 0 | 0 | 0 | 0 | 0 | 0 | 0 | -2 | 0 | -2 | 0 | 0 | 1 |  | 1 | 1 | 1 | 1 | 1 | 1 | 1+ | 1+ | 1 | 1
PG&E GBA | Ripon | 115 | 0 | 0 | 0 | 0 | 0 | 0 | 0 | 0 | 0 | 0 | 0 | 0 | 0 | 0 | 0 | 0 | 0 | 0 | 0 | 0 |  | 0 | 0 | 0 | 0 | 0 | 0 | 0 | 0 | 0 | 0 | 0 | 0 | 0 | 0 | 0 | 0 | 0 | 0 | 0 | 0 | 0 | 0 | 0 | 0 | 0 | 0 | 0 | 0 | 0 | 0 | 0 | 0 | 0 | 0 | 0 | 0 |  | 0 | 0 | 0 | 0 | 0 | 0 | 0 | 0 | 0 | 0 | 0 | 0 | 0 | 0 | 0 | 0 | 0 | 0 | 0 | 0 | 0 | 0 | 0 | 0 | 0 | 0 | 0 | 0 | 0 | 0 | 0 | 0 | 0 | 0 | 0 | 0 |  | 0 | 0 | 0 | 0 | 0 | 0 | 0 | 0 | 0 | 0 | 0 | 0 | 0 | 0 | 0 | 0 | 0 | 0 | 0 | 0 | 0 | 0 | 0 | 0 | 0 | 0 | 0 | 0 | 0 | 0 | 0 | 0 | 0 | 0 | 0 | 0 |  | 0 | 0 | 0 | 0 | 0 | 0 | 0 | 0 | 0 | 0 | 9.93 | 0 | 0 | 0 | 225 | 0 | 0 | 1 | 0 | 0 | 0 | 0 | 0 | 0 | 0 | 0 | 0 | 0 | -2 | 0 | 0 | 0 | -2 | 0 | 0 | 1 |  | 1 | 1 | 1 | 1 | 1 | 1+ | 1 | 1+ | 1 | 1
PG&E GBA | Riverbank | 115 | 0 | 0 | 0 | 0 | 0 | 0 | 0 | 0 | 0 | 0 | 0 | 0 | 0 | 0 | 0 | 0 | 0 | 0 | 0 | 0 |  | 0 | 0 | 0 | 0 | 0 | 0 | 0 | 0 | 0 | 0 | 0 | 0 | 0 | 0 | 0 | 0 | 0 | 0 | 0 | 0 | 0 | 0 | 0 | 0 | 0 | 0 | 0 | 0 | 0 | 0 | 0 | 0 | 0 | 0 | 0 | 0 |  | 0 | 0 | 0 | 0 | 0 | 0 | 0 | 0 | 0 | 0 | 0 | 0 | 0 | 0 | 0 | 0 | 0 | 0 | 0 | 0 | 0 | 0 | 0 | 0 | 0 | 0 | 0 | 0 | 0 | 0 | 0 | 0 | 0 | 0 | 0 | 0 |  | 0 | 0 | 0 | 0 | 0 | 0 | 0 | 0 | 0 | 0 | 0 | 0 | 0 | 0 | 0 | 0 | 0 | 0 | 0 | 0 | 0 | 0 | 0 | 0 | 0 | 0 | 0 | 0 | 0 | 0 | 0 | 0 | 0 | 0 | 0 | 0 |  | 0 | 0 | 0 | 0 | 0 | 0 | 0 | 0 | 0 | 0 | 4.99 | 0 | 65 | 0 | 142.192 | 0 | 0 | 1 | 0 | 0 | 0 | 0 | 0 | 0 | 0 | 0 | 0 | 0 | -2 | 0 | -2 | 0 | -2 | 0 | 0 | 1 |  | 1 | 1 | 1 | 1 | 1 | 1+ | 1+ | 1+ | 1 | 1
SCE NOL | Roadway | 115 | 0 | 2.7 | 0 | 0 | 0 | 0 | 0 | 0 | 0 | 0 | 0 | 0 | 0 | 0 | 0 | 0 | 0 | 0 | 0 | 1 |  | 0 | 0 | 0 | 0 | 0 | 0 | 0 | 0 | 0 | 0 | 0 | 10.88 | 45.92 | 24.9 | 34.94 | 0 | 0 | 1 | 0 | 0 | 2 | 2 | 0 | 0 | 0 | 0 | 0 | 0 | 0 | -2 | -2 | -2 | -2 | 0 | 0 | 1 |  | 0 | 0 | 0 | 0 | 0 | 0 | 0 | 0 | 0 | 0 | 0 | 10.88 | 45.92 | 24.9 | 34.94 | 0 | 0 | 1 | 0 | 0 | 2 | 2 | 0 | 0 | 0 | 0 | 0 | 0 | 0 | -2 | -2 | -2 | -2 | 0 | 0 | 1 |  | 0 | 0 | 0 | 0 | 0 | 0 | 0 | 0 | 0 | 0 | 0 | 10.88 | 45.92 | 24.9 | 34.94 | 0 | 0 | 1 | 0 | 0 | 2 | 2 | 0 | 0 | 0 | 0 | 0 | 0 | 0 | -2 | -1 | -2 | -2 | 0 | 0 | 1 |  | 0 | 0 | 0 | 2.7 | 0 | 0 | 0 | 0 | 0 | 0 | 0 | 10.88 | 45.92 | 24.9 | 234.94 | 0 | 0 | 1 | 0 | 0 | 2 | 0 | 0 | 0 | 0 | 0 | 0 | 0 | 0 | -2 | -2 | -2 | -2 | 0 | 0 | 1 |  | 1 | 3- | 1 | 1 | 1 | 1 | 4+ | 4+ | 1 | 1
PG&E NGBA | Rock Creek 1 | 230 | 0 | 0 | 0 | 0 | 0 | 0 | 0 | 0 | 0 | 0 | 0 | 0 | 0 | 0 | 0 | 0 | 0 | 0 | 0 | 0 |  | 0 | 0 | 0 | 0 | 0 | 0 | 0 | 0 | 0 | 0 | 0 | 0 | 0 | 0 | 0 | 0 | 0 | 0 | 0 | 0 | 0 | 0 | 0 | 0 | 0 | 0 | 0 | 0 | 0 | 0 | 0 | 0 | 0 | 0 | 0 | 0 |  | 0 | 0 | 0 | 0 | 0 | 0 | 0 | 0 | 0 | 0 | 0 | 0 | 0 | 0 | 0 | 0 | 0 | 0 | 0 | 0 | 0 | 0 | 0 | 0 | 0 | 0 | 0 | 0 | 0 | 0 | 0 | 0 | 0 | 0 | 0 | 0 |  | 0 | 0 | 0 | 0 | 0 | 0 | 0 | 0 | 0 | 0 | 0 | 0 | 0 | 0 | 0 | 0 | 0 | 0 | 0 | 0 | 0 | 0 | 0 | 0 | 0 | 0 | 0 | 0 | 0 | 0 | 0 | 0 | 0 | 0 | 0 | 0 |  | 0 | 0 | 0 | 0 | 0 | 0 | 0 | 0 | 0 | 0 | 0 | 0 | 0 | 0 | 0 | 0 | 0 | 0 | 0 | 0 | 0 | 0 | 0 | 0 | 0 | 0 | 0 | 0 | 0 | 0 | 0 | 0 | 0 | 0 | 0 | 0 |  | 1 | 1 | 1 | 1 | 1 | 1 | 1 | 1 | 1 | 0
SCE Northern | Rosamond | 66 | 0 | 0 | 0 | 0 | 0 | 0 | 0 | 0 | 0 | 0 | 0 | 0 | 0 | 0 | 0 | 0 | 0 | 0 | 0 | 0 |  | 0 | 0 | 0 | 0 | 0 | 0 | 0 | 0 | 0 | 0 | 0 | 0 | 0 | 0 | 0 | 0 | 0 | 0 | 0 | 0 | 0 | 0 | 0 | 0 | 0 | 0 | 0 | 0 | 0 | 0 | 0 | 0 | 0 | 0 | 0 | 0 |  | 0 | 0 | 0 | 0 | 0 | 0 | 0 | 0 | 0 | 0 | 0 | 0 | 0 | 0 | 0 | 0 | 0 | 0 | 0 | 0 | 0 | 0 | 0 | 0 | 0 | 0 | 0 | 0 | 0 | 0 | 0 | 0 | 0 | 0 | 0 | 0 |  | 0 | 0 | 0 | 0 | 0 | 0 | 0 | 0 | 0 | 0 | 0 | 0 | 0 | 0 | 0 | 0 | 0 | 0 | 0 | 0 | 0 | 0 | 0 | 0 | 0 | 0 | 0 | 0 | 0 | 0 | 0 | 0 | 0 | 0 | 0 | 0 |  | 0 | 0 | 0 | 0 | 0 | 0 | 0 | 0 | 0 | 0 | 0 | 0 | 0 | 0 | 0 | 0 | 0 | 0 | 0 | 0 | 0 | 0 | 0 | 0 | 0 | 0 | 0 | 0 | 0 | 0 | 0 | 0 | 0 | 0 | 0 | 0 |  | 1 | 1 | 1 | 1 | 1 | 1 | 1 | 1 | 1 | 0
PG&E GBA | Rossmoor | 230 | 0 | 0 | 0 | 0 | 0 | 0 | 0 | 0 | 0 | 0 | 0 | 0 | 0 | 0 | 0 | 0 | 0 | 0 | 0 | 0 |  | 0 | 0 | 0 | 0 | 0 | 0 | 0 | 0 | 0 | 0 | 0 | 0 | 0 | 0 | 0 | 0 | 0 | 0 | 0 | 0 | 0 | 0 | 0 | 0 | 0 | 0 | 0 | 0 | 0 | 0 | 0 | 0 | 0 | 0 | 0 | 0 |  | 0 | 0 | 0 | 0 | 0 | 0 | 0 | 0 | 0 | 0 | 0 | 0 | 0 | 0 | 0.036 | 0 | 0 | 1 | 0 | 0 | 0 | 0 | 0 | 0 | 0 | 0 | 0 | 0 | 0 | 0 | 0 | 0 | 0 | 0 | 0 | 0 |  | 0 | 0 | 0 | 0 | 0 | 0 | 0 | 0 | 0 | 0 | 0 | 0 | 0 | 0 | 0.036 | 0 | 0 | 1 | 0 | 0 | 0 | 0 | 0 | 0 | 0 | 0 | 0 | 0 | 0 | 0 | 0 | 0 | 0 | 0 | 0 | 0 |  | 0 | 0 | 0 | 0 | 0 | 0 | 0 | 0 | 0 | 0 | 1.171 | 0 | 0 | 0 | 0.036 | 0 | 0 | 1 | 0 | 0 | 0 | 0 | 0 | 0 | 0 | 0 | 0 | 0 | -2 | 0 | 0 | 0 | 0 | 0 | 0 | 1 |  | 1 | 1 | 1 | 1 | 1 | 1+ | 1 | 1 | 1 | 1
PG&E NGBA | Round Mountain | 230 | 0 | 0 | 0 | 0 | 0 | 0 | 0 | 0 | 0 | 0 | 0 | 0 | 0 | 0 | 0 | 0 | 0 | 0 | 0 | 0 |  | 0 | 0 | 0 | 0 | 0 | 0 | 0 | 0 | 0 | 0 | 0 | 0 | 0 | 0 | 0 | 0 | 0 | 0 | 0 | 0 | 0 | 0 | 0 | 0 | 0 | 0 | 0 | 0 | 0 | 0 | 0 | 0 | 0 | 0 | 0 | 0 |  | 0 | 0 | 0 | 0 | 0 | 0 | 0 | 0 | 0 | 0 | 0 | 0 | 0 | 0 | 0 | 0 | 0 | 0 | 0 | 0 | 0 | 0 | 0 | 0 | 0 | 0 | 0 | 0 | 0 | 0 | 0 | 0 | 0 | 0 | 0 | 0 |  | 0 | 0 | 0 | 0 | 0 | 0 | 0 | 0 | 0 | 0 | 0 | 0 | 0 | 0 | 0 | 0 | 0 | 0 | 0 | 0 | 0 | 0 | 0 | 0 | 0 | 0 | 0 | 0 | 0 | 0 | 0 | 0 | 0 | 0 | 0 | 0 |  | 0 | 0 | 0 | 0 | 0 | 0 | 0 | 0 | 0 | 0 | 0 | 0 | 0 | 0 | 300 | 0 | 0 | 1 | 0 | 0 | 0 | 0 | 0 | 0 | 0 | 0 | 0 | 0 | 0 | 0 | 0 | 0 | -2 | 0 | 0 | 1 |  | 1 | 1 | 1 | 1 | 1 | 1 | 1 | 1+ | 1 | 1
PG&E NGBA | Round Mountain | 500 | 0 | 0 | 0 | 0 | 0 | 0 | 0 | 0 | 0 | 0 | 0 | 0 | 0 | 0 | 0 | 0 | 0 | 0 | 0 | 0 |  | 0 | 0 | 0 | 0 | 0 | 0 | 0 | 0 | 0 | 0 | 0 | 0 | 0 | 0 | 0 | 0 | 0 | 0 | 0 | 0 | 0 | 0 | 0 | 0 | 0 | 0 | 0 | 0 | 0 | 0 | 0 | 0 | 0 | 0 | 0 | 0 |  | 0 | 0 | 0 | 0 | 0 | 0 | 0 | 0 | 0 | 0 | 0 | 0 | 0 | 0 | 0 | 0 | 0 | 0 | 0 | 0 | 0 | 0 | 0 | 0 | 0 | 0 | 0 | 0 | 0 | 0 | 0 | 0 | 0 | 0 | 0 | 0 |  | 0 | 0 | 0 | 0 | 0 | 0 | 0 | 0 | 0 | 0 | 0 | 0 | 0 | 0 | 0 | 0 | 0 | 0 | 0 | 0 | 0 | 0 | 0 | 0 | 0 | 0 | 0 | 0 | 0 | 0 | 0 | 0 | 0 | 0 | 0 | 0 |  | 0 | 0 | 0 | 0 | 0 | 0 | 0 | 0 | 0 | 0 | 0 | 0 | 0 | 0 | 0 | 0 | 0 | 0 | 0 | 0 | 0 | 0 | 0 | 0 | 0 | 0 | 0 | 0 | 0 | 0 | 0 | 0 | 0 | 0 | 0 | 0 |  | 1 | 1 | 1 | 1 | 1 | 1 | 1 | 1 | 1 | 0
PG&E GBA | Salado | 115 | 0 | 0 | 0 | 0 | 0 | 0 | 0 | 0 | 0 | 0 | 0 | 0 | 0 | 0 | 0 | 0 | 0 | 0 | 0 | 0 |  | 0 | 0 | 0 | 0 | 0 | 0 | 0 | 0 | 0 | 0 | 0 | 0 | 0 | 0 | 0 | 0 | 0 | 0 | 0 | 0 | 0 | 0 | 0 | 0 | 0 | 0 | 0 | 0 | 0 | 0 | 0 | 0 | 0 | 0 | 0 | 0 |  | 0 | 0 | 0 | 0 | 0 | 0 | 0 | 0 | 0 | 0 | 0 | 0 | 0 | 0 | 0 | 0 | 0 | 0 | 0 | 0 | 0 | 0 | 0 | 0 | 0 | 0 | 0 | 0 | 0 | 0 | 0 | 0 | 0 | 0 | 0 | 0 |  | 0 | 0 | 0 | 0 | 0 | 0 | 0 | 0 | 0 | 0 | 0 | 0 | 0 | 0 | 0 | 0 | 0 | 0 | 0 | 0 | 0 | 0 | 0 | 0 | 0 | 0 | 0 | 0 | 0 | 0 | 0 | 0 | 0 | 0 | 0 | 0 |  | 0 | 0 | 0 | 0 | 0 | 0 | 0 | 0 | 0 | 0 | 0 | 0 | 0 | 0 | 362 | 0 | 0 | 1 | 0 | 0 | 0 | 0 | 0 | 0 | 0 | 0 | 0 | 0 | 0 | 0 | 0 | 0 | -2 | 0 | 0 | 1 |  | 1 | 1 | 1 | 1 | 1 | 1 | 1 | 1+ | 1 | 1
PG&E GBA | Salado | 60 | 0 | 0 | 0 | 0 | 0 | 0 | 0 | 0 | 0 | 0 | 0 | 0 | 0 | 0 | 0 | 0 | 0 | 0 | 0 | 0 |  | 0 | 0 | 0 | 0 | 0 | 0 | 0 | 0 | 0 | 0 | 0 | 0 | 0 | 0 | 0 | 0 | 0 | 0 | 0 | 0 | 0 | 0 | 0 | 0 | 0 | 0 | 0 | 0 | 0 | 0 | 0 | 0 | 0 | 0 | 0 | 0 |  | 0 | 0 | 0 | 0 | 0 | 0 | 0 | 0 | 0 | 0 | 0 | 0 | 0 | 0 | 20 | 0 | 0 | 1 | 0 | 0 | 0 | 0 | 0 | 0 | 0 | 0 | 0 | 0 | 0 | 0 | 0 | 0 | -2 | 0 | 0 | 1 |  | 0 | 0 | 0 | 0 | 0 | 0 | 0 | 0 | 0 | 0 | 0 | 0 | 0 | 0 | 20 | 0 | 0 | 1 | 0 | 0 | 0 | 0 | 0 | 0 | 0 | 0 | 0 | 0 | 0 | 0 | 0 | 0 | -2 | 0 | 0 | 1 |  | 0 | 0 | 0 | 0 | 0 | 0 | 0 | 0 | 0 | 0 | 0 | 0 | 0 | 0 | 20 | 0 | 0 | 1 | 0 | 0 | 0 | 0 | 0 | 0 | 0 | 0 | 0 | 0 | 0 | 0 | 0 | 0 | -2 | 0 | 0 | 1 |  | 1 | 1 | 1 | 1 | 1 | 1 | 1 | 4+ | 1 | 1
PG&E GBA | Salinas | 115 | 0 | 3.25 | 0 | 0 | 0 | 0 | 0 | 0 | 0 | 0 | 0 | 3 | 0 | 0 | 0 | 0 | 0 | 0 | 0 | 1 |  | 0 | 0 | 0 | 0 | 0 | 0 | 0 | 0 | 0 | 0 | 0 | 0 | 0 | 0 | 0 | 0 | 0 | 0 | 0 | 0 | 2 | 2 | 0 | 0 | 0 | 0 | 0 | 0 | 2 | 0 | 0 | 0 | 0 | 0 | 0 | 1 |  | 0 | 0 | 0 | 0 | 0 | 0 | 0 | 0 | 0 | 0 | 3.172 | 0 | 0 | 0 | 0 | 0 | 0 | 1 | 0 | 0 | 2 | 2 | 0 | 0 | 0 | 0 | 0 | 0 | 0 | 0 | 0 | 0 | 0 | 0 | 0 | 1 |  | 0 | 0 | 0 | 0 | 0 | 0 | 0 | 0 | 0 | 0 | 3.172 | 0 | 0 | 0 | 0 | 0 | 0 | 1 | 0 | 0 | 2 | 2 | 0 | 0 | 0 | 0 | 0 | 0 | 0 | 0 | 0 | 0 | 0 | 0 | 0 | 1 |  | 0 | 0 | 0 | 3.25 | 0 | 0 | 0 | 0 | 0 | 0 | 3.172 | 0 | 0 | 0 | 442 | 0 | 0 | 1 | 0 | 0 | 2 | 0 | 0 | 0 | 0 | 0 | 0 | 0 | 0 | 0 | 0 | 0 | -2 | 0 | 0 | 1 |  | 1 | 3- | 1 | 1 | 1 | 1 | 1 | 1+ | 1 | 1
SDGE | Salt Creek | 69 | 0 | 0 | 0 | 0 | 0 | 0 | 0 | 0 | 0 | 0 | 0 | 0 | 0 | 0 | 0 | 0 | 0 | 0 | 0 | 0 |  | 0 | 0 | 0 | 0 | 0 | 0 | 0 | 0 | 0 | 0 | 0 | 0 | 0 | 0 | 0 | 0 | 0 | 0 | 0 | 0 | 0 | 0 | 0 | 0 | 0 | 0 | 0 | 0 | 0 | 0 | 0 | 0 | 0 | 0 | 0 | 0 |  | 0 | 0 | 0 | 0 | 0 | 0 | 0 | 0 | 0 | 0 | 0 | 0 | 0 | 0 | 0 | 0 | 0 | 0 | 0 | 0 | 0 | 0 | 0 | 0 | 0 | 0 | 0 | 0 | 0 | 0 | 0 | 0 | 0 | 0 | 0 | 0 |  | 0 | 0 | 0 | 0 | 0 | 0 | 0 | 0 | 0 | 0 | 0 | 0 | 0 | 0 | 0 | 0 | 0 | 0 | 0 | 0 | 0 | 0 | 0 | 0 | 0 | 0 | 0 | 0 | 0 | 0 | 0 | 0 | 0 | 0 | 0 | 0 |  | 0 | 0 | 0 | 0 | 0 | 0 | 0 | 0 | 0 | 0 | 0 | 0 | 0 | 0 | 102.04 | 0 | 0 | 1 | 0 | 0 | 0 | 0 | 0 | 0 | 0 | 0 | 0 | 0 | 0 | 0 | 0 | 0 | -2 | 0 | 0 | 1 |  | 1 | 1 | 1 | 1 | 1 | 1 | 1 | 1+ | 1 | 1
SCE Eastern | San Bernardino | 230 | 0 | 5.25 | 0 | 0 | 0 | 0 | 0 | 0 | 0 | 0 | 0 | 0 | 0 | 0 | 0 | 0 | 0 | 0 | 0 | 1 |  | 0 | 0 | 0 | 0 | 0 | 0 | 0 | 0 | 0 | 0 | 0 | 0 | 0 | 0 | 0 | 0 | 0 | 0 | 0 | 0 | 2 | 2 | 0 | 0 | 0 | 0 | 0 | 0 | 0 | 0 | 0 | 0 | 0 | 0 | 0 | 1 |  | 0 | 0 | 0 | 0 | 0 | 0 | 0 | 0 | 0 | 0 | 0 | 0 | 0 | 0 | 0 | 0 | 0 | 0 | 0 | 0 | 2 | 2 | 0 | 0 | 0 | 0 | 0 | 0 | 0 | 0 | 0 | 0 | 0 | 0 | 0 | 1 |  | 0 | 0 | 0 | 0 | 0 | 0 | 0 | 0 | 0 | 0 | 0 | 0 | 0 | 0 | 202.8 | 0 | 0 | 1 | 0 | 0 | 2 | 2 | 0 | 0 | 0 | 0 | 0 | 0 | 0 | 0 | 0 | 0 | -2 | 0 | 0 | 1 |  | 0 | 0 | 0 | 5.278 | 0 | 0 | 0 | 0 | 0 | 0 | 21.65 | 0 | 0 | 0 | 322.2 | 0 | 0 | 1 | 0 | 0 | 2 | 0 | 0 | 0 | 0 | 0 | 0 | 0 | -2 | 0 | 0 | 0 | -2 | 0 | 0 | 1 |  | 1 | 3- | 1 | 1 | 1 | 1+ | 1 | 2+ | 1 | 1
PG&E GBA | SAN FRAN A (POTRERO PP) | 115 | 0 | 0 | 0 | 0 | 0 | 0 | 0 | 0 | 0 | 0 | 0 | 0 | 0 | 0 | 0 | 0 | 0 | 0 | 0 | 0 |  | 0 | 0 | 0 | 0 | 0 | 0 | 0 | 0 | 0 | 0 | 0 | 0 | 0 | 0 | 0 | 0 | 0 | 0 | 0 | 0 | 0 | 0 | 0 | 0 | 0 | 0 | 0 | 0 | 0 | 0 | 0 | 0 | 0 | 0 | 0 | 0 |  | 0 | 0 | 0 | 0 | 0 | 0 | 0 | 0 | 0 | 0 | 2.85 | 0 | 0 | 0 | 0 | 0 | 0 | 1 | 0 | 0 | 0 | 0 | 0 | 0 | 0 | 0 | 0 | 0 | -2 | 0 | 0 | 0 | 0 | 0 | 0 | 1 |  | 0 | 0 | 0 | 0 | 0 | 0 | 0 | 0 | 0 | 0 | 2.85 | 0 | 0 | 0 | 0 | 0 | 0 | 1 | 0 | 0 | 0 | 0 | 0 | 0 | 0 | 0 | 0 | 0 | -2 | 0 | 0 | 0 | 0 | 0 | 0 | 1 |  | 0 | 0 | 0 | 0 | 0 | 0 | 0 | 0 | 0 | 0 | 2.85 | 0 | 0 | 0 | 0 | 0 | 0 | 1 | 0 | 0 | 0 | 0 | 0 | 0 | 0 | 0 | 0 | 0 | -2 | 0 | 0 | 0 | 0 | 0 | 0 | 1 |  | 1 | 1 | 1 | 1 | 1 | 4+ | 1 | 1 | 1 | 1
PG&E GBA | SAN FRAN A (POTRERO PP) | 230 | 0 | 0 | 0 | 0 | 0 | 0 | 0 | 0 | 0 | 0 | 0 | 0 | 0 | 0 | 0 | 0 | 0 | 0 | 0 | 0 |  | 0 | 0 | 0 | 0 | 0 | 0 | 0 | 0 | 0 | 0 | 0 | 0 | 0 | 0 | 0 | 0 | 0 | 0 | 0 | 0 | 0 | 0 | 0 | 0 | 0 | 0 | 0 | 0 | 0 | 0 | 0 | 0 | 0 | 0 | 0 | 0 |  | 0 | 0 | 0 | 0 | 0 | 0 | 0 | 0 | 0 | 0 | 0 | 0 | 0 | 0 | 0 | 0 | 0 | 0 | 0 | 0 | 0 | 0 | 0 | 0 | 0 | 0 | 0 | 0 | 0 | 0 | 0 | 0 | 0 | 0 | 0 | 0 |  | 0 | 0 | 0 | 0 | 0 | 0 | 0 | 0 | 0 | 0 | 0 | 0 | 0 | 0 | 0 | 0 | 0 | 0 | 0 | 0 | 0 | 0 | 0 | 0 | 0 | 0 | 0 | 0 | 0 | 0 | 0 | 0 | 0 | 0 | 0 | 0 |  | 0 | 0 | 0 | 0 | 0 | 0 | 0 | 0 | 0 | 0 | 0 | 0 | 0 | 0 | 0 | 0 | 0 | 0 | 0 | 0 | 0 | 0 | 0 | 0 | 0 | 0 | 0 | 0 | 0 | 0 | 0 | 0 | 0 | 0 | 0 | 0 |  | 1 | 1 | 1 | 1 | 1 | 1 | 1 | 1 | 1 | 0
PG&E GBA | San Jose A | 115 | 0 | 0 | 0 | 0 | 0 | 0 | 0 | 0 | 0 | 0 | 0 | 0 | 0 | 0 | 0 | 0 | 0 | 0 | 0 | 0 |  | 0 | 0 | 0 | 0 | 0 | 0 | 0 | 0 | 0 | 0 | 0 | 0 | 0 | 0 | 0 | 0 | 0 | 0 | 0 | 0 | 0 | 0 | 0 | 0 | 0 | 0 | 0 | 0 | 0 | 0 | 0 | 0 | 0 | 0 | 0 | 0 |  | 0 | 0 | 0 | 0 | 0 | 0 | 0 | 0 | 0 | 0 | 0 | 0 | 0 | 0 | 0 | 0 | 0 | 0 | 0 | 0 | 0 | 0 | 0 | 0 | 0 | 0 | 0 | 0 | 0 | 0 | 0 | 0 | 0 | 0 | 0 | 0 |  | 0 | 0 | 0 | 0 | 0 | 0 | 0 | 0 | 0 | 0 | 0 | 0 | 0 | 0 | 0 | 0 | 0 | 0 | 0 | 0 | 0 | 0 | 0 | 0 | 0 | 0 | 0 | 0 | 0 | 0 | 0 | 0 | 0 | 0 | 0 | 0 |  | 0 | 0 | 0 | 0 | 0 | 0 | 0 | 0 | 0 | 0 | 0 | 0 | 0 | 0 | 0 | 0 | 0 | 0 | 0 | 0 | 0 | 0 | 0 | 0 | 0 | 0 | 0 | 0 | 0 | 0 | 0 | 0 | 0 | 0 | 0 | 0 |  | 1 | 1 | 1 | 1 | 1 | 1 | 1 | 1 | 1 | 0
PG&E GBA | San Jose B | 115 | 0 | 0 | 0 | 0 | 0 | 0 | 0 | 0 | 0 | 0 | 0 | 0 | 0 | 0 | 0 | 0 | 0 | 0 | 0 | 0 |  | 0 | 0 | 0 | 0 | 0 | 0 | 0 | 0 | 0 | 0 | 0 | 0 | 0 | 0 | 0 | 0 | 0 | 0 | 0 | 0 | 0 | 0 | 0 | 0 | 0 | 0 | 0 | 0 | 0 | 0 | 0 | 0 | 0 | 0 | 0 | 0 |  | 0 | 0 | 0 | 0 | 0 | 0 | 0 | 0 | 0 | 0 | 0 | 0 | 0 | 0 | 0 | 0 | 0 | 0 | 0 | 0 | 0 | 0 | 0 | 0 | 0 | 0 | 0 | 0 | 0 | 0 | 0 | 0 | 0 | 0 | 0 | 0 |  | 0 | 0 | 0 | 0 | 0 | 0 | 0 | 0 | 0 | 0 | 0 | 0 | 0 | 0 | 0 | 0 | 0 | 0 | 0 | 0 | 0 | 0 | 0 | 0 | 0 | 0 | 0 | 0 | 0 | 0 | 0 | 0 | 0 | 0 | 0 | 0 |  | 0 | 0 | 0 | 0 | 0 | 0 | 0 | 0 | 0 | 0 | 0 | 0 | 0 | 0 | 0 | 0 | 0 | 0 | 0 | 0 | 0 | 0 | 0 | 0 | 0 | 0 | 0 | 0 | 0 | 0 | 0 | 0 | 0 | 0 | 0 | 0 |  | 1 | 1 | 1 | 1 | 1 | 1 | 1 | 1 | 1 | 0
PG&E GBA | San Leandro U | 115 | 0 | 0 | 0 | 0 | 0 | 0 | 0 | 0 | 0 | 0 | 0 | 0 | 0 | 0 | 0 | 0 | 0 | 0 | 0 | 0 |  | 0 | 0 | 0 | 0 | 0 | 0 | 0 | 0 | 0 | 0 | 0 | 0 | 0 | 0 | 0 | 0 | 0 | 0 | 0 | 0 | 0 | 0 | 0 | 0 | 0 | 0 | 0 | 0 | 0 | 0 | 0 | 0 | 0 | 0 | 0 | 0 |  | 0 | 0 | 0 | 0 | 0 | 0 | 0 | 0 | 0 | 0 | 4.9681 | 0 | 0 | 0 | 2.6311 | 0 | 0 | 1 | 0 | 0 | 0 | 0 | 0 | 0 | 0 | 0 | 0 | 0 | -2 | 0 | 0 | 0 | 0 | 0 | 0 | 1 |  | 0 | 0 | 0 | 0 | 0 | 0 | 0 | 0 | 0 | 0 | 4.9681 | 0 | 0 | 0 | 2.6311 | 0 | 0 | 1 | 0 | 0 | 0 | 0 | 0 | 0 | 0 | 0 | 0 | 0 | -2 | 0 | 0 | 0 | 0 | 0 | 0 | 1 |  | 0 | 0 | 0 | 0 | 0 | 0 | 0 | 0 | 0 | 0 | 6.0881 | 0 | 0 | 0 | 2.6311 | 0 | 0 | 1 | 0 | 0 | 0 | 0 | 0 | 0 | 0 | 0 | 0 | 0 | -2 | 0 | 0 | 0 | 0 | 0 | 0 | 1 |  | 1 | 1 | 1 | 1 | 1 | 4+ | 1 | 1 | 1 | 1
PG&E KERN | San Luis Obispo | 115 | 0 | 0 | 0 | 0 | 0 | 0 | 0 | 0 | 0 | 0 | 0 | 0 | 0 | 0 | 0 | 0 | 0 | 0 | 0 | 0 |  | 0 | 0 | 0 | 0 | 0 | 0 | 0 | 0 | 0 | 0 | 0 | 0 | 0 | 0 | 0 | 0 | 0 | 0 | 0 | 0 | 0 | 0 | 0 | 0 | 0 | 0 | 0 | 0 | 0 | 0 | 0 | 0 | 0 | 0 | 0 | 0 |  | 0 | 0 | 0 | 0 | 0 | 0 | 0 | 0 | 0 | 0 | 0 | 0 | 0 | 0 | 0 | 0 | 0 | 0 | 0 | 0 | 0 | 0 | 0 | 0 | 0 | 0 | 0 | 0 | 0 | 0 | 0 | 0 | 0 | 0 | 0 | 0 |  | 0 | 0 | 0 | 0 | 0 | 0 | 0 | 0 | 0 | 0 | 0 | 0 | 0 | 0 | 0 | 0 | 0 | 0 | 0 | 0 | 0 | 0 | 0 | 0 | 0 | 0 | 0 | 0 | 0 | 0 | 0 | 0 | 0 | 0 | 0 | 0 |  | 0 | 0 | 0 | 0 | 0 | 0 | 0 | 0 | 0 | 0 | 0 | 0 | 0 | 0 | 0 | 0 | 0 | 0 | 0 | 0 | 0 | 0 | 0 | 0 | 0 | 0 | 0 | 0 | 0 | 0 | 0 | 0 | 0 | 0 | 0 | 0 |  | 1 | 1 | 1 | 1 | 1 | 1 | 1 | 1 | 1 | 0
PG&E KERN | San Luis Obispo | 70 | 0 | 11 | 0 | 0 | 0 | 0 | 0 | 0 | 0 | 0 | 0 | 0 | 0 | 0 | 0 | 0 | 0 | 0 | 0 | 1 |  | 0 | 0 | 0 | 0 | 0 | 0 | 0 | 0 | 0 | 0 | 0 | 0 | 0 | 0 | 0 | 0 | 0 | 0 | 0 | 0 | 2 | 2 | 0 | 0 | 0 | 0 | 0 | 0 | 0 | 0 | 0 | 0 | 0 | 0 | 0 | 1 |  | 0 | 0 | 0 | 0 | 0 | 0 | 0 | 0 | 0 | 0 | 0 | 0 | 0 | 0 | 0 | 0 | 0 | 0 | 0 | 0 | 2 | 2 | 0 | 0 | 0 | 0 | 0 | 0 | 0 | 0 | 0 | 0 | 0 | 0 | 0 | 1 |  | 0 | 0 | 0 | 0 | 0 | 0 | 0 | 0 | 0 | 0 | 0 | 0 | 0 | 0 | 0 | 0 | 0 | 0 | 0 | 0 | 2 | 2 | 0 | 0 | 0 | 0 | 0 | 0 | 0 | 0 | 0 | 0 | 0 | 0 | 0 | 1 |  | 0 | 0 | 0 | 10.976 | 0 | 0 | 0 | 0 | 0 | 0 | 2.117 | 0 | 0 | 0 | 0 | 0 | 0 | 1 | 0 | 0 | 2 | 0 | 0 | 0 | 0 | 0 | 0 | 0 | -2 | 0 | 0 | 0 | 0 | 0 | 0 | 1 |  | 1 | 3- | 1 | 1 | 1 | 1+ | 1 | 1 | 1 | 1
SDGE | San Luis Rey | 230 | 0 | 0 | 0 | 0 | 0 | 0 | 0 | 0 | 0 | 0 | 0 | 0 | 0 | 0 | 0 | 0 | 0 | 0 | 0 | 0 |  | 0 | 0 | 0 | 0 | 0 | 0 | 0 | 0 | 0 | 0 | 0 | 0 | 0 | 0 | 0 | 0 | 0 | 0 | 0 | 0 | 0 | 0 | 0 | 0 | 0 | 0 | 0 | 0 | 0 | 0 | 0 | 0 | 0 | 0 | 0 | 0 |  | 0 | 0 | 0 | 0 | 0 | 0 | 0 | 0 | 0 | 0 | 0 | 0 | 0 | 0 | 0 | 0 | 0 | 0 | 0 | 0 | 0 | 0 | 0 | 0 | 0 | 0 | 0 | 0 | 0 | 0 | 0 | 0 | 0 | 0 | 0 | 0 |  | 0 | 0 | 0 | 0 | 0 | 0 | 0 | 0 | 0 | 0 | 0 | 0 | 0 | 0 | 0 | 0 | 0 | 0 | 0 | 0 | 0 | 0 | 0 | 0 | 0 | 0 | 0 | 0 | 0 | 0 | 0 | 0 | 0 | 0 | 0 | 0 |  | 0 | 0 | 0 | 0 | 0 | 0 | 0 | 0 | 0 | 0 | 0 | 0 | 0 | 0 | 256 | 0 | 0 | 1 | 0 | 0 | 0 | 0 | 0 | 0 | 0 | 0 | 0 | 0 | 0 | 0 | 0 | 0 | -2 | 0 | 0 | 1 |  | 1 | 1 | 1 | 1 | 1 | 1 | 1 | 1+ | 1 | 1
SDGE | San Luis Rey | 69 | 0 | 0 | 0 | 0 | 0 | 0 | 0 | 0 | 0 | 0 | 0 | 0 | 0 | 0 | 0 | 0 | 0 | 0 | 0 | 0 |  | 0 | 0 | 0 | 0 | 0 | 0 | 0 | 0 | 0 | 0 | 0 | 0 | 0 | 0 | 0 | 0 | 0 | 0 | 0 | 0 | 0 | 0 | 0 | 0 | 0 | 0 | 0 | 0 | 0 | 0 | 0 | 0 | 0 | 0 | 0 | 0 |  | 0 | 0 | 0 | 0 | 0 | 0 | 0 | 0 | 0 | 0 | 0 | 0 | 0 | 0 | 0 | 0 | 0 | 0 | 0 | 0 | 0 | 0 | 0 | 0 | 0 | 0 | 0 | 0 | 0 | 0 | 0 | 0 | 0 | 0 | 0 | 0 |  | 0 | 0 | 0 | 0 | 0 | 0 | 0 | 0 | 0 | 0 | 0 | 0 | 0 | 0 | 0 | 0 | 0 | 0 | 0 | 0 | 0 | 0 | 0 | 0 | 0 | 0 | 0 | 0 | 0 | 0 | 0 | 0 | 0 | 0 | 0 | 0 |  | 0 | 0 | 0 | 0 | 0 | 0 | 0 | 0 | 0 | 0 | 0 | 0 | 100 | 0 | 106 | 0 | 0 | 1 | 0 | 0 | 0 | 0 | 0 | 0 | 0 | 0 | 0 | 0 | 0 | 0 | -2 | 0 | -2 | 0 | 0 | 1 |  | 1 | 1 | 1 | 1 | 1 | 1 | 1+ | 1+ | 1 | 1
SDGE | San Marcos | 69 | 0 | 0 | 0 | 0 | 0 | 0 | 0 | 0 | 0 | 0 | 0 | 0 | 0 | 0 | 0 | 0 | 0 | 0 | 0 | 0 |  | 0 | 0 | 0 | 0 | 0 | 0 | 0 | 0 | 0 | 0 | 0 | 0 | 0 | 0 | 0 | 0 | 0 | 0 | 0 | 0 | 0 | 0 | 0 | 0 | 0 | 0 | 0 | 0 | 0 | 0 | 0 | 0 | 0 | 0 | 0 | 0 |  | 0 | 0 | 0 | 0 | 0 | 0 | 0 | 0 | 0 | 0 | 0 | 0 | 0 | 0 | 0 | 0 | 0 | 0 | 0 | 0 | 0 | 0 | 0 | 0 | 0 | 0 | 0 | 0 | 0 | 0 | 0 | 0 | 0 | 0 | 0 | 0 |  | 0 | 0 | 0 | 0 | 0 | 0 | 0 | 0 | 0 | 0 | 0 | 0 | 0 | 0 | 0 | 0 | 0 | 0 | 0 | 0 | 0 | 0 | 0 | 0 | 0 | 0 | 0 | 0 | 0 | 0 | 0 | 0 | 0 | 0 | 0 | 0 |  | 0 | 0 | 0 | 0 | 0 | 0 | 0 | 0 | 0 | 0 | 0 | 0 | 0 | 0 | 5 | 0 | 0 | 1 | 0 | 0 | 0 | 0 | 0 | 0 | 0 | 0 | 0 | 0 | 0 | 0 | 0 | 0 | -2 | 0 | 0 | 1 |  | 1 | 1 | 1 | 1 | 1 | 1 | 1 | 1+ | 1 | 1
SCE Metro | San Onofre | 230 | 0 | 0 | 0 | 0 | 0 | 0 | 0 | 0 | 0 | 0 | 0 | 0 | 0 | 0 | 0 | 0 | 0 | 0 | 0 | 0 |  | 0 | 0 | 0 | 0 | 0 | 0 | 0 | 0 | 0 | 0 | 0 | 0 | 0 | 0 | 0 | 0 | 0 | 0 | 0 | 0 | 0 | 0 | 0 | 0 | 0 | 0 | 0 | 0 | 0 | 0 | 0 | 0 | 0 | 0 | 0 | 0 |  | 0 | 0 | 0 | 0 | 0 | 0 | 0 | 0 | 0 | 0 | 0 | 0 | 0 | 0 | 0 | 0 | 0 | 0 | 0 | 0 | 0 | 0 | 0 | 0 | 0 | 0 | 0 | 0 | 0 | 0 | 0 | 0 | 0 | 0 | 0 | 0 |  | 0 | 0 | 0 | 0 | 0 | 0 | 0 | 0 | 0 | 0 | 0 | 0 | 0 | 0 | 0 | 0 | 0 | 0 | 0 | 0 | 0 | 0 | 0 | 0 | 0 | 0 | 0 | 0 | 0 | 0 | 0 | 0 | 0 | 0 | 0 | 0 |  | 0 | 0 | 0 | 0 | 0 | 0 | 0 | 0 | 0 | 0 | 0 | 0 | 0 | 0 | 1150 | 0 | 0 | 1 | 0 | 0 | 0 | 0 | 0 | 0 | 0 | 0 | 0 | 0 | 0 | 0 | 0 | 0 | -2 | 0 | 0 | 1 |  | 1 | 1 | 1 | 1 | 1 | 1 | 1 | 1+ | 1 | 1
PG&E GBA | San Pablo | 115 | 0 | 0 | 0 | 0 | 0 | 0 | 0 | 0 | 0 | 0 | 0 | 0 | 0 | 0 | 0 | 0 | 0 | 0 | 0 | 0 |  | 0 | 0 | 0 | 0 | 0 | 0 | 0 | 0 | 0 | 0 | 0 | 0 | 0 | 0 | 0 | 0 | 0 | 0 | 0 | 0 | 0 | 0 | 0 | 0 | 0 | 0 | 0 | 0 | 0 | 0 | 0 | 0 | 0 | 0 | 0 | 0 |  | 0 | 0 | 0 | 0 | 0 | 0 | 0 | 0 | 0 | 0 | 0 | 0 | 0 | 0 | 0 | 0 | 0 | 0 | 0 | 0 | 0 | 0 | 0 | 0 | 0 | 0 | 0 | 0 | 0 | 0 | 0 | 0 | 0 | 0 | 0 | 0 |  | 0 | 0 | 0 | 0 | 0 | 0 | 0 | 0 | 0 | 0 | 0 | 0 | 0 | 0 | 0 | 0 | 0 | 0 | 0 | 0 | 0 | 0 | 0 | 0 | 0 | 0 | 0 | 0 | 0 | 0 | 0 | 0 | 0 | 0 | 0 | 0 |  | 0 | 0 | 0 | 0 | 0 | 0 | 0 | 0 | 0 | 0 | 0 | 0 | 0 | 0 | 0 | 0 | 0 | 0 | 0 | 0 | 0 | 0 | 0 | 0 | 0 | 0 | 0 | 0 | 0 | 0 | 0 | 0 | 0 | 0 | 0 | 0 |  | 1 | 1 | 1 | 1 | 1 | 1 | 1 | 1 | 1 | 0
PG&E GBA | San Ramon | 230 | 0 | 0 | 0 | 0 | 0 | 0 | 0 | 0 | 0 | 0 | 0 | 0 | 0 | 0 | 0 | 0 | 0 | 0 | 0 | 0 |  | 0 | 0 | 0 | 0 | 0 | 0 | 0 | 0 | 0 | 0 | 0 | 0 | 0 | 0 | 0 | 0 | 0 | 0 | 0 | 0 | 0 | 0 | 0 | 0 | 0 | 0 | 0 | 0 | 0 | 0 | 0 | 0 | 0 | 0 | 0 | 0 |  | 0 | 0 | 0 | 0 | 0 | 0 | 0 | 0 | 0 | 0 | 12.5568 | 0 | 0 | 0 | 10.395 | 0 | 0 | 1 | 0 | 0 | 0 | 0 | 0 | 0 | 0 | 0 | 0 | 0 | -2 | 0 | 0 | 0 | -2 | 0 | 0 | 1 |  | 0 | 0 | 0 | 0 | 0 | 0 | 0 | 0 | 0 | 0 | 12.5568 | 0 | 0 | 0 | 10.395 | 0 | 0 | 1 | 0 | 0 | 0 | 0 | 0 | 0 | 0 | 0 | 0 | 0 | -2 | 0 | 0 | 0 | -2 | 0 | 0 | 1 |  | 0 | 0 | 0 | 0 | 0 | 0 | 0 | 0 | 0 | 0 | 12.5568 | 0 | 0 | 0 | 10.395 | 0 | 0 | 1 | 0 | 0 | 0 | 0 | 0 | 0 | 0 | 0 | 0 | 0 | -2 | 0 | 0 | 0 | -2 | 0 | 0 | 1 |  | 1 | 1 | 1 | 1 | 1 | 4+ | 1 | 4+ | 1 | 1
SDGE | San Ysidro | 69 | 0 | 0 | 0 | 0 | 0 | 0 | 0 | 0 | 0 | 0 | 0 | 0 | 0 | 0 | 0 | 0 | 0 | 0 | 0 | 0 |  | 0 | 0 | 0 | 0 | 0 | 0 | 0 | 0 | 0 | 0 | 0 | 0 | 0 | 0 | 0 | 0 | 0 | 0 | 0 | 0 | 0 | 0 | 0 | 0 | 0 | 0 | 0 | 0 | 0 | 0 | 0 | 0 | 0 | 0 | 0 | 0 |  | 0 | 0 | 0 | 0 | 0 | 0 | 0 | 0 | 0 | 0 | 0 | 0 | 0 | 0 | 0 | 0 | 0 | 0 | 0 | 0 | 0 | 0 | 0 | 0 | 0 | 0 | 0 | 0 | 0 | 0 | 0 | 0 | 0 | 0 | 0 | 0 |  | 0 | 0 | 0 | 0 | 0 | 0 | 0 | 0 | 0 | 0 | 0 | 0 | 0 | 0 | 0 | 0 | 0 | 0 | 0 | 0 | 0 | 0 | 0 | 0 | 0 | 0 | 0 | 0 | 0 | 0 | 0 | 0 | 0 | 0 | 0 | 0 |  | 0 | 0 | 0 | 0 | 0 | 0 | 0 | 0 | 0 | 0 | 0 | 0 | 0 | 0 | 0 | 0 | 0 | 0 | 0 | 0 | 0 | 0 | 0 | 0 | 0 | 0 | 0 | 0 | 0 | 0 | 0 | 0 | 0 | 0 | 0 | 0 |  | 1 | 1 | 1 | 1 | 1 | 1 | 1 | 1 | 1 | 0
SCE NOL | Sandlot | 230 | 0 | 0 | 0 | 0 | 0 | 0 | 0 | 0 | 0 | 0 | 0 | 0 | 0 | 0 | 0 | 0 | 0 | 0 | 0 | 0 |  | 0 | 0 | 0 | 0 | 0 | 0 | 0 | 0 | 0 | 0 | 0 | 0 | 0 | 0 | 0 | 0 | 0 | 0 | 0 | 0 | 0 | 0 | 0 | 0 | 0 | 0 | 0 | 0 | 0 | 0 | 0 | 0 | 0 | 0 | 0 | 0 |  | 0 | 0 | 0 | 0 | 0 | 0 | 0 | 0 | 0 | 0 | 0 | 0 | 0 | 0 | 0 | 0 | 0 | 0 | 0 | 0 | 0 | 0 | 0 | 0 | 0 | 0 | 0 | 0 | 0 | 0 | 0 | 0 | 0 | 0 | 0 | 0 |  | 0 | 0 | 0 | 0 | 0 | 0 | 0 | 0 | 0 | 0 | 0 | 0 | 0 | 0 | 0 | 0 | 0 | 0 | 0 | 0 | 0 | 0 | 0 | 0 | 0 | 0 | 0 | 0 | 0 | 0 | 0 | 0 | 0 | 0 | 0 | 0 |  | 0 | 0 | 0 | 0 | 0 | 0 | 0 | 0 | 0 | 0 | 0 | 0 | 0 | 0 | 0 | 0 | 0 | 0 | 0 | 0 | 0 | 0 | 0 | 0 | 0 | 0 | 0 | 0 | 0 | 0 | 0 | 0 | 0 | 0 | 0 | 0 |  | 1 | 1 | 1 | 1 | 1 | 1 | 1 | 1 | 1 | 0
EOP | Sandy | 138 | 0 | 0 | 0 | 0 | 0 | 0 | 0 | 0 | 0 | 0 | 0 | 0 | 0 | 0 | 0 | 0 | 0 | 0 | 0 | 0 |  | 0 | 0 | 0 | 0 | 0 | 0 | 0 | 0 | 0 | 0 | 0 | 0 | 0 | 0 | 0 | 0 | 0 | 0 | 0 | 0 | 0 | 0 | 0 | 0 | 0 | 0 | 0 | 0 | 0 | 0 | 0 | 0 | 0 | 0 | 0 | 0 |  | 0 | 0 | 0 | 0 | 0 | 0 | 0 | 0 | 0 | 0 | 0 | 0 | 0 | 0 | 0 | 0 | 0 | 0 | 0 | 0 | 0 | 0 | 0 | 0 | 0 | 0 | 0 | 0 | 0 | 0 | 0 | 0 | 0 | 0 | 0 | 0 |  | 0 | 0 | 0 | 0 | 0 | 0 | 0 | 0 | 0 | 0 | 0 | 0 | 0 | 0 | 0 | 0 | 0 | 0 | 0 | 0 | 0 | 0 | 0 | 0 | 0 | 0 | 0 | 0 | 0 | 0 | 0 | 0 | 0 | 0 | 0 | 0 |  | 0 | 0 | 0 | 0 | 0 | 0 | 0 | 0 | 0 | 0 | 0 | 0 | 0 | 0 | 0 | 0 | 0 | 0 | 0 | 0 | 0 | 0 | 0 | 0 | 0 | 0 | 0 | 0 | 0 | 0 | 0 | 0 | 0 | 0 | 0 | 0 |  | 1 | 1 | 1 | 1 | 1 | 1 | 1 | 1 | 1 | 0
PG&E FRESNO | Sanger | 115 | 0 | 1.5 | 0 | 0 | 0 | 0 | 0 | 0 | 0 | 0 | 0 | 0 | 100 | 100 | 200 | 0 | 30 | 30 | 0 | 1 |  | 0 | 0 | 0 | 0 | 0 | 0 | 0 | 0 | 0 | 0 | 0 | 0 | 0 | 0 | 0 | 0 | 0 | 0 | 0 | 0 | 2 | 2 | 0 | 0 | 0 | 0 | 0 | 0 | 0 | 2 | 2 | 2 | 2 | 0 | 0 | 1 |  | 0 | 0 | 0 | 1.5 | 0 | 0 | 0 | 0 | 0 | 0 | 4.56 | 0 | 0 | 200 | 203.699 | 0 | 0 | 1 | 0 | 0 | 2 | 0 | 0 | 0 | 0 | 0 | 0 | 0 | -2 | 2 | 2 | -2 | -2 | 0 | 0 | 1 |  | 0 | 0 | 0 | 1.5 | 0 | 0 | 0 | 0 | 0 | 0 | 4.56 | 0 | 0 | 200 | 203.699 | 0 | 0 | 1 | 0 | 0 | 2 | 0 | 0 | 0 | 0 | 0 | 0 | 0 | -2 | 2 | 2 | -2 | -2 | 0 | 0 | 1 |  | 0 | 0 | 0 | 1.5 | 0 | 0 | 0 | 0 | 0 | 0 | 4.56 | 0 | 310 | 200 | 465.599 | 0 | 0 | 1 | 0 | 0 | 2 | 0 | 0 | 0 | 0 | 0 | 0 | 0 | -2 | 2 | -2 | -2 | -2 | 0 | 0 | 1 |  | 1 | 1 | 1 | 1 | 1 | 4+ | 3- | 4+ | 1 | 1
SCE Northern | Santa Clara | 230 | 0 | 0 | 0 | 0 | 0 | 0 | 0 | 0 | 0 | 0 | 0 | 0 | 0 | 0 | 0 | 0 | 0 | 0 | 0 | 0 |  | 0 | 0 | 0 | 0 | 0 | 0 | 0 | 0 | 0 | 0 | 0 | 0 | 0 | 0 | 0 | 0 | 0 | 0 | 0 | 0 | 0 | 0 | 0 | 0 | 0 | 0 | 0 | 0 | 0 | 0 | 0 | 0 | 0 | 0 | 0 | 0 |  | 0 | 0 | 0 | 0 | 0 | 0 | 0 | 0 | 0 | 0 | 0 | 0 | 0 | 0 | 0 | 0 | 0 | 0 | 0 | 0 | 0 | 0 | 0 | 0 | 0 | 0 | 0 | 0 | 0 | 0 | 0 | 0 | 0 | 0 | 0 | 0 |  | 0 | 0 | 0 | 0 | 0 | 0 | 0 | 0 | 0 | 0 | 0 | 0 | 0 | 0 | 0 | 0 | 0 | 0 | 0 | 0 | 0 | 0 | 0 | 0 | 0 | 0 | 0 | 0 | 0 | 0 | 0 | 0 | 0 | 0 | 0 | 0 |  | 0 | 0 | 0 | 0 | 0 | 0 | 0 | 0 | 0 | 0 | 5 | 0 | 0 | 0 | 555 | 0 | 0 | 1 | 0 | 0 | 0 | 0 | 0 | 0 | 0 | 0 | 0 | 0 | -2 | 0 | 0 | 0 | -2 | 0 | 0 | 1 |  | 1 | 1 | 1 | 1 | 1 | 1+ | 1 | 1+ | 1 | 1
PG&E NGBA | Santa Rosa A | 115 | 0 | 0 | 0 | 0 | 0 | 0 | 0 | 0 | 0 | 0 | 0 | 0 | 0 | 0 | 0 | 0 | 0 | 0 | 0 | 0 |  | 0 | 0 | 0 | 0 | 0 | 0 | 0 | 0 | 0 | 0 | 0 | 0 | 0 | 0 | 0 | 0 | 0 | 0 | 0 | 0 | 0 | 0 | 0 | 0 | 0 | 0 | 0 | 0 | 0 | 0 | 0 | 0 | 0 | 0 | 0 | 0 |  | 0 | 0 | 0 | 0 | 0 | 0 | 0 | 0 | 0 | 0 | 0 | 0 | 0 | 0 | 0 | 0 | 0 | 0 | 0 | 0 | 0 | 0 | 0 | 0 | 0 | 0 | 0 | 0 | 0 | 0 | 0 | 0 | 0 | 0 | 0 | 0 |  | 0 | 0 | 0 | 0 | 0 | 0 | 0 | 0 | 0 | 0 | 0 | 0 | 0 | 0 | 0 | 0 | 0 | 0 | 0 | 0 | 0 | 0 | 0 | 0 | 0 | 0 | 0 | 0 | 0 | 0 | 0 | 0 | 0 | 0 | 0 | 0 |  | 0 | 0 | 0 | 0 | 0 | 0 | 0 | 0 | 0 | 0 | 0 | 0 | 0 | 0 | 0 | 0 | 0 | 0 | 0 | 0 | 0 | 0 | 0 | 0 | 0 | 0 | 0 | 0 | 0 | 0 | 0 | 0 | 0 | 0 | 0 | 0 |  | 1 | 1 | 1 | 1 | 1 | 1 | 1 | 1 | 1 | 0
PG&E GBA | Santa Teresa | 115 | 0 | 0 | 0 | 0 | 0 | 0 | 0 | 0 | 0 | 0 | 0 | 0 | 0 | 0 | 0 | 0 | 0 | 0 | 0 | 0 |  | 0 | 0 | 0 | 0 | 0 | 0 | 0 | 0 | 0 | 0 | 0 | 0 | 0 | 0 | 0 | 0 | 0 | 0 | 0 | 0 | 0 | 0 | 0 | 0 | 0 | 0 | 0 | 0 | 0 | 0 | 0 | 0 | 0 | 0 | 0 | 0 |  | 0 | 0 | 0 | 0 | 0 | 0 | 0 | 0 | 0 | 0 | 0 | 0 | 0 | 0 | 0 | 0 | 0 | 0 | 0 | 0 | 0 | 0 | 0 | 0 | 0 | 0 | 0 | 0 | 0 | 0 | 0 | 0 | 0 | 0 | 0 | 0 |  | 0 | 0 | 0 | 0 | 0 | 0 | 0 | 0 | 0 | 0 | 0 | 0 | 0 | 100 | 101.888 | 0 | 0 | 1 | 0 | 0 | 0 | 0 | 0 | 0 | 0 | 0 | 0 | 0 | 0 | 0 | 0 | -2 | -2 | 0 | 0 | 1 |  | 0 | 0 | 0 | 0 | 0 | 0 | 0 | 0 | 0 | 0 | 0 | 0 | 0 | 100 | 101.888 | 0 | 0 | 1 | 0 | 0 | 0 | 0 | 0 | 0 | 0 | 0 | 0 | 0 | 0 | 0 | 0 | -2 | -2 | 0 | 0 | 1 |  | 1 | 1 | 1 | 1 | 1 | 1 | 1 | 4+ | 1 | 1
SDGE | Santee | 138 | 0 | 0 | 0 | 0 | 0 | 0 | 0 | 0 | 0 | 0 | 0 | 0 | 0 | 0 | 0 | 0 | 0 | 0 | 0 | 0 |  | 0 | 0 | 0 | 0 | 0 | 0 | 0 | 0 | 0 | 0 | 0 | 0 | 0 | 0 | 0 | 0 | 0 | 0 | 0 | 0 | 0 | 0 | 0 | 0 | 0 | 0 | 0 | 0 | 0 | 0 | 0 | 0 | 0 | 0 | 0 | 0 |  | 0 | 0 | 0 | 0 | 0 | 0 | 0 | 0 | 0 | 0 | 0 | 0 | 0 | 0 | 0 | 0 | 0 | 0 | 0 | 0 | 0 | 0 | 0 | 0 | 0 | 0 | 0 | 0 | 0 | 0 | 0 | 0 | 0 | 0 | 0 | 0 |  | 0 | 0 | 0 | 0 | 0 | 0 | 0 | 0 | 0 | 0 | 0 | 0 | 0 | 0 | 0 | 0 | 0 | 0 | 0 | 0 | 0 | 0 | 0 | 0 | 0 | 0 | 0 | 0 | 0 | 0 | 0 | 0 | 0 | 0 | 0 | 0 |  | 0 | 0 | 0 | 0 | 0 | 0 | 0 | 0 | 0 | 0 | 0 | 0 | 0 | 0 | 0 | 0 | 0 | 0 | 0 | 0 | 0 | 0 | 0 | 0 | 0 | 0 | 0 | 0 | 0 | 0 | 0 | 0 | 0 | 0 | 0 | 0 |  | 1 | 1 | 1 | 1 | 1 | 1 | 1 | 1 | 1 | 0
SCE Metro | Santiago | 230 | 0 | 0 | 0 | 0 | 0 | 0 | 0 | 0 | 0 | 0 | 0 | 0 | 0 | 0 | 0 | 0 | 0 | 0 | 0 | 0 |  | 0 | 0 | 0 | 0 | 0 | 0 | 0 | 0 | 0 | 0 | 0 | 0 | 0 | 0 | 0 | 0 | 0 | 0 | 0 | 0 | 0 | 0 | 0 | 0 | 0 | 0 | 0 | 0 | 0 | 0 | 0 | 0 | 0 | 0 | 0 | 0 |  | 0 | 0 | 0 | 0 | 0 | 0 | 0 | 0 | 0 | 0 | 0 | 0 | 0 | 0 | 0 | 0 | 0 | 0 | 0 | 0 | 0 | 0 | 0 | 0 | 0 | 0 | 0 | 0 | 0 | 0 | 0 | 0 | 0 | 0 | 0 | 0 |  | 0 | 0 | 0 | 0 | 0 | 0 | 0 | 0 | 0 | 0 | 0 | 0 | 0 | 0 | 0 | 0 | 0 | 0 | 0 | 0 | 0 | 0 | 0 | 0 | 0 | 0 | 0 | 0 | 0 | 0 | 0 | 0 | 0 | 0 | 0 | 0 |  | 0 | 0 | 0 | 0 | 0 | 0 | 0 | 0 | 0 | 0 | 0 | 0 | 0 | 0 | 200 | 0 | 0 | 1 | 0 | 0 | 0 | 0 | 0 | 0 | 0 | 0 | 0 | 0 | 0 | 0 | 0 | 0 | -2 | 0 | 0 | 1 |  | 1 | 1 | 1 | 1 | 1 | 1 | 1 | 1+ | 1 | 1
PG&E GBA | Saratoga | 230 | 0 | 0 | 0 | 0 | 0 | 0 | 0 | 0 | 0 | 0 | 0 | 0 | 0 | 0 | 0 | 0 | 0 | 0 | 0 | 0 |  | 0 | 0 | 0 | 0 | 0 | 0 | 0 | 0 | 0 | 0 | 0 | 0 | 0 | 0 | 0 | 0 | 0 | 0 | 0 | 0 | 0 | 0 | 0 | 0 | 0 | 0 | 0 | 0 | 0 | 0 | 0 | 0 | 0 | 0 | 0 | 0 |  | 0 | 0 | 0 | 0 | 0 | 0 | 0 | 0 | 0 | 0 | 0 | 0 | 0 | 0 | 0 | 0 | 0 | 0 | 0 | 0 | 0 | 0 | 0 | 0 | 0 | 0 | 0 | 0 | 0 | 0 | 0 | 0 | 0 | 0 | 0 | 0 |  | 0 | 0 | 0 | 0 | 0 | 0 | 0 | 0 | 0 | 0 | 0 | 0 | 0 | 0 | 0 | 0 | 0 | 0 | 0 | 0 | 0 | 0 | 0 | 0 | 0 | 0 | 0 | 0 | 0 | 0 | 0 | 0 | 0 | 0 | 0 | 0 |  | 0 | 0 | 0 | 0 | 0 | 0 | 0 | 0 | 0 | 0 | 0 | 0 | 0 | 0 | 0 | 0 | 0 | 0 | 0 | 0 | 0 | 0 | 0 | 0 | 0 | 0 | 0 | 0 | 0 | 0 | 0 | 0 | 0 | 0 | 0 | 0 |  | 1 | 1 | 1 | 1 | 1 | 1 | 1 | 1 | 1 | 0
SCE Northern | Saugus | 230 | 0 | 0 | 0 | 0 | 0 | 0 | 0 | 0 | 0 | 0 | 0 | 0 | 0 | 0 | 0 | 0 | 0 | 0 | 0 | 0 |  | 0 | 0 | 0 | 0 | 0 | 0 | 0 | 0 | 0 | 0 | 0 | 0 | 0 | 0 | 0 | 0 | 0 | 0 | 0 | 0 | 0 | 0 | 0 | 0 | 0 | 0 | 0 | 0 | 0 | 0 | 0 | 0 | 0 | 0 | 0 | 0 |  | 0 | 0 | 0 | 0 | 0 | 0 | 0 | 0 | 0 | 0 | 0 | 0 | 0 | 0 | 0 | 0 | 0 | 0 | 0 | 0 | 0 | 0 | 0 | 0 | 0 | 0 | 0 | 0 | 0 | 0 | 0 | 0 | 0 | 0 | 0 | 0 |  | 0 | 0 | 0 | 0 | 0 | 0 | 0 | 0 | 0 | 0 | 0 | 0 | 0 | 0 | 0 | 0 | 0 | 0 | 0 | 0 | 0 | 0 | 0 | 0 | 0 | 0 | 0 | 0 | 0 | 0 | 0 | 0 | 0 | 0 | 0 | 0 |  | 0 | 0 | 0 | 0 | 0 | 0 | 0 | 0 | 0 | 0 | 0 | 0 | 0 | 0 | 60 | 0 | 0 | 1 | 0 | 0 | 0 | 0 | 0 | 0 | 0 | 0 | 0 | 0 | 0 | 0 | 0 | 0 | -2 | 0 | 0 | 1 |  | 1 | 1 | 1 | 1 | 1 | 1 | 1 | 1+ | 1 | 1
PG&E FRESNO | Schindler | 115 | 0 | 0 | 0 | 0 | 0 | 0 | 0 | 0 | 0 | 0 | 0 | 0 | 100 | 0 | 100 | 0 | 40 | 40 | 0 | 1 |  | 0 | 0 | 0 | 0 | 0 | 0 | 0 | 0 | 0 | 0 | 0 | 0 | 0 | 0 | 0 | 0 | 0 | 0 | 0 | 0 | 0 | 0 | 0 | 0 | 0 | 0 | 0 | 0 | 0 | 2 | 2 | 2 | 2 | 0 | 0 | 1 |  | 0 | 0 | 0 | 0 | 0 | 0 | 0 | 0 | 0 | 0 | 0 | 0 | 0 | 6 | 60 | 0 | 0 | 1 | 0 | 0 | 0 | 0 | 0 | 0 | 0 | 0 | 0 | 0 | 0 | 2 | 2 | 2 | -2 | 0 | 0 | 1 |  | 0 | 0 | 0 | 0 | 0 | 0 | 0 | 0 | 0 | 0 | 0 | 0 | 0 | 6 | 60 | 0 | 0 | 1 | 0 | 0 | 0 | 0 | 0 | 0 | 0 | 0 | 0 | 0 | 0 | 2 | 2 | 2 | -2 | 0 | 0 | 1 |  | 0 | 0 | 0 | 0 | 0 | 0 | 0 | 0 | 0 | 0 | 0 | 0 | 100 | 6 | 160 | 0 | 0 | 1 | 0 | 0 | 0 | 0 | 0 | 0 | 0 | 0 | 0 | 0 | 0 | 2 | 0 | 2 | -2 | 0 | 0 | 1 |  | 1 | 1 | 1 | 1 | 1 | 1 | 3- | 4+ | 1 | 1
PG&E FRESNO | Schindler | 70 | 0 | 0 | 0 | 0 | 0 | 0 | 0 | 0 | 0 | 0 | 0 | 0 | 0 | 0 | 0 | 0 | 0 | 0 | 0 | 0 |  | 0 | 0 | 0 | 0 | 0 | 0 | 0 | 0 | 0 | 0 | 0 | 0 | 0 | 0 | 0 | 0 | 0 | 0 | 0 | 0 | 0 | 0 | 0 | 0 | 0 | 0 | 0 | 0 | 0 | 0 | 0 | 0 | 0 | 0 | 0 | 0 |  | 0 | 0 | 0 | 0 | 0 | 0 | 0 | 0 | 0 | 0 | 3 | 0 | 0 | 0 | 0 | 0 | 0 | 1 | 0 | 0 | 0 | 0 | 0 | 0 | 0 | 0 | 0 | 0 | -2 | 0 | 0 | 0 | 0 | 0 | 0 | 1 |  | 0 | 0 | 0 | 0 | 0 | 0 | 0 | 0 | 0 | 0 | 3 | 0 | 0 | 0 | 0 | 0 | 0 | 1 | 0 | 0 | 0 | 0 | 0 | 0 | 0 | 0 | 0 | 0 | -2 | 0 | 0 | 0 | 0 | 0 | 0 | 1 |  | 0 | 0 | 0 | 0 | 0 | 0 | 0 | 0 | 0 | 0 | 3 | 0 | 0 | 0 | 0 | 0 | 0 | 1 | 0 | 0 | 0 | 0 | 0 | 0 | 0 | 0 | 0 | 0 | -2 | 0 | 0 | 0 | 0 | 0 | 0 | 1 |  | 1 | 1 | 1 | 1 | 1 | 4+ | 1 | 1 | 1 | 1
PG&E GBA | Schulte | 115 | 0 | 0 | 0 | 0 | 0 | 0 | 0 | 0 | 0 | 0 | 0 | 0 | 0 | 0 | 0 | 0 | 0 | 0 | 0 | 0 |  | 0 | 0 | 0 | 0 | 0 | 0 | 0 | 0 | 0 | 0 | 0 | 0 | 0 | 0 | 0 | 0 | 0 | 0 | 0 | 0 | 0 | 0 | 0 | 0 | 0 | 0 | 0 | 0 | 0 | 0 | 0 | 0 | 0 | 0 | 0 | 0 |  | 0 | 0 | 0 | 0 | 0 | 0 | 0 | 0 | 0 | 0 | 0 | 0 | 0 | 40 | 40 | 0 | 0 | 1 | 0 | 0 | 0 | 0 | 0 | 0 | 0 | 0 | 0 | 0 | 0 | 0 | 0 | -2 | -2 | 0 | 0 | 1 |  | 0 | 0 | 0 | 0 | 0 | 0 | 0 | 0 | 0 | 0 | 0 | 0 | 0 | 130 | 716.12 | 0 | 0 | 1 | 0 | 0 | 0 | 0 | 0 | 0 | 0 | 0 | 0 | 0 | 0 | 0 | 0 | -2 | -2 | 0 | 0 | 1 |  | 0 | 0 | 0 | 0 | 0 | 0 | 0 | 0 | 0 | 0 | 0 | 0 | 0 | 130 | 716.12 | 0 | 0 | 1 | 0 | 0 | 0 | 0 | 0 | 0 | 0 | 0 | 0 | 0 | 0 | 0 | 0 | -2 | -2 | 0 | 0 | 1 |  | 1 | 1 | 1 | 1 | 1 | 1 | 1 | 4+ | 1 | 1
SDGE | Scripps | 69 | 0 | 0 | 0 | 0 | 0 | 0 | 0 | 0 | 0 | 0 | 0 | 0 | 0 | 0 | 0 | 0 | 0 | 0 | 0 | 0 |  | 0 | 0 | 0 | 0 | 0 | 0 | 0 | 0 | 0 | 0 | 0 | 0 | 0 | 0 | 0 | 0 | 0 | 0 | 0 | 0 | 0 | 0 | 0 | 0 | 0 | 0 | 0 | 0 | 0 | 0 | 0 | 0 | 0 | 0 | 0 | 0 |  | 0 | 0 | 0 | 0 | 0 | 0 | 0 | 0 | 0 | 0 | 0 | 0 | 0 | 0 | 0 | 0 | 0 | 0 | 0 | 0 | 0 | 0 | 0 | 0 | 0 | 0 | 0 | 0 | 0 | 0 | 0 | 0 | 0 | 0 | 0 | 0 |  | 0 | 0 | 0 | 0 | 0 | 0 | 0 | 0 | 0 | 0 | 0 | 0 | 0 | 0 | 0 | 0 | 0 | 0 | 0 | 0 | 0 | 0 | 0 | 0 | 0 | 0 | 0 | 0 | 0 | 0 | 0 | 0 | 0 | 0 | 0 | 0 |  | 0 | 0 | 0 | 0 | 0 | 0 | 0 | 0 | 0 | 0 | 0 | 0 | 0 | 0 | 71.3 | 0 | 0 | 1 | 0 | 0 | 0 | 0 | 0 | 0 | 0 | 0 | 0 | 0 | 0 | 0 | 0 | 0 | -2 | 0 | 0 | 1 |  | 1 | 1 | 1 | 1 | 1 | 1 | 1 | 1+ | 1 | 1
PG&E KERN | Semitropic | 115 | 0 | 0 | 0 | 0 | 0 | 0 | 0 | 0 | 0 | 0 | 0 | 0 | 0 | 0 | 0 | 0 | 0 | 0 | 0 | 0 |  | 0 | 0 | 0 | 0 | 0 | 0 | 0 | 0 | 0 | 0 | 0 | 0 | 0 | 0 | 0 | 0 | 0 | 0 | 0 | 0 | 0 | 0 | 0 | 0 | 0 | 0 | 0 | 0 | 0 | 0 | 0 | 0 | 0 | 0 | 0 | 0 |  | 0 | 0 | 0 | 0 | 0 | 0 | 0 | 0 | 0 | 0 | 3.0143 | 0 | 0 | 0 | 0 | 0 | 0 | 1 | 0 | 0 | 0 | 0 | 0 | 0 | 0 | 0 | 0 | 0 | -2 | 0 | 0 | 0 | 0 | 0 | 0 | 1 |  | 0 | 0 | 0 | 0 | 0 | 0 | 0 | 0 | 0 | 0 | 3.0143 | 0 | 0 | 0 | 0 | 0 | 0 | 1 | 0 | 0 | 0 | 0 | 0 | 0 | 0 | 0 | 0 | 0 | -2 | 0 | 0 | 0 | 0 | 0 | 0 | 1 |  | 0 | 0 | 0 | 0 | 0 | 0 | 0 | 0 | 0 | 0 | 10.3643 | 0 | 160 | 0 | 160 | 0 | 0 | 1 | 0 | 0 | 0 | 0 | 0 | 0 | 0 | 0 | 0 | 0 | -2 | 0 | -2 | 0 | -2 | 0 | 0 | 1 |  | 1 | 1 | 1 | 1 | 1 | 4+ | 1+ | 1+ | 1 | 1
SCE Metro | Serrano | 230 | 0 | 0 | 0 | 0 | 0 | 0 | 0 | 0 | 0 | 0 | 0 | 0 | 0 | 0 | 0 | 0 | 0 | 0 | 0 | 0 |  | 0 | 0 | 0 | 0 | 0 | 0 | 0 | 0 | 0 | 0 | 0 | 0 | 0 | 0 | 0 | 0 | 0 | 0 | 0 | 0 | 0 | 0 | 0 | 0 | 0 | 0 | 0 | 0 | 0 | 0 | 0 | 0 | 0 | 0 | 0 | 0 |  | 0 | 0 | 0 | 0 | 0 | 0 | 0 | 0 | 0 | 0 | 0 | 0 | 0 | 0 | 0 | 0 | 0 | 0 | 0 | 0 | 0 | 0 | 0 | 0 | 0 | 0 | 0 | 0 | 0 | 0 | 0 | 0 | 0 | 0 | 0 | 0 |  | 0 | 0 | 0 | 0 | 0 | 0 | 0 | 0 | 0 | 0 | 0 | 0 | 0 | 0 | 0 | 0 | 0 | 0 | 0 | 0 | 0 | 0 | 0 | 0 | 0 | 0 | 0 | 0 | 0 | 0 | 0 | 0 | 0 | 0 | 0 | 0 |  | 0 | 0 | 0 | 0 | 0 | 0 | 0 | 0 | 0 | 0 | 0 | 0 | 0 | 0 | 0 | 0 | 0 | 0 | 0 | 0 | 0 | 0 | 0 | 0 | 0 | 0 | 0 | 0 | 0 | 0 | 0 | 0 | 0 | 0 | 0 | 0 |  | 1 | 1 | 1 | 1 | 1 | 1 | 1 | 1 | 1 | 0
SCE Metro | Serrano | 500 | 0 | 0 | 0 | 0 | 0 | 0 | 0 | 0 | 0 | 0 | 0 | 0 | 0 | 0 | 0 | 0 | 0 | 0 | 0 | 0 |  | 0 | 0 | 0 | 0 | 0 | 0 | 0 | 0 | 0 | 0 | 0 | 0 | 0 | 0 | 0 | 0 | 0 | 0 | 0 | 0 | 0 | 0 | 0 | 0 | 0 | 0 | 0 | 0 | 0 | 0 | 0 | 0 | 0 | 0 | 0 | 0 |  | 0 | 0 | 0 | 0 | 0 | 0 | 0 | 0 | 0 | 0 | 0 | 0 | 0 | 0 | 0 | 0 | 0 | 0 | 0 | 0 | 0 | 0 | 0 | 0 | 0 | 0 | 0 | 0 | 0 | 0 | 0 | 0 | 0 | 0 | 0 | 0 |  | 0 | 0 | 0 | 0 | 0 | 0 | 0 | 0 | 0 | 0 | 0 | 0 | 0 | 0 | 0 | 0 | 0 | 0 | 0 | 0 | 0 | 0 | 0 | 0 | 0 | 0 | 0 | 0 | 0 | 0 | 0 | 0 | 0 | 0 | 0 | 0 |  | 0 | 0 | 0 | 0 | 0 | 0 | 0 | 0 | 0 | 0 | 0 | 0 | 0 | 0 | 0 | 0 | 0 | 0 | 0 | 0 | 0 | 0 | 0 | 0 | 0 | 0 | 0 | 0 | 0 | 0 | 0 | 0 | 0 | 0 | 0 | 0 |  | 1 | 1 | 1 | 1 | 1 | 1 | 1 | 1 | 1 | 0
SDGE | Shadowridge | 138 | 0 | 0 | 0 | 0 | 0 | 0 | 0 | 0 | 0 | 0 | 0 | 0 | 0 | 0 | 0 | 0 | 0 | 0 | 0 | 0 |  | 0 | 0 | 0 | 0 | 0 | 0 | 0 | 0 | 0 | 0 | 0 | 0 | 0 | 0 | 0 | 0 | 0 | 0 | 0 | 0 | 0 | 0 | 0 | 0 | 0 | 0 | 0 | 0 | 0 | 0 | 0 | 0 | 0 | 0 | 0 | 0 |  | 0 | 0 | 0 | 0 | 0 | 0 | 0 | 0 | 0 | 0 | 0 | 0 | 0 | 0 | 0 | 0 | 0 | 0 | 0 | 0 | 0 | 0 | 0 | 0 | 0 | 0 | 0 | 0 | 0 | 0 | 0 | 0 | 0 | 0 | 0 | 0 |  | 0 | 0 | 0 | 0 | 0 | 0 | 0 | 0 | 0 | 0 | 0 | 0 | 0 | 0 | 0 | 0 | 0 | 0 | 0 | 0 | 0 | 0 | 0 | 0 | 0 | 0 | 0 | 0 | 0 | 0 | 0 | 0 | 0 | 0 | 0 | 0 |  | 0 | 0 | 0 | 0 | 0 | 0 | 0 | 0 | 0 | 0 | 0 | 0 | 0 | 0 | 200 | 0 | 0 | 1 | 0 | 0 | 0 | 0 | 0 | 0 | 0 | 0 | 0 | 0 | 0 | 0 | 0 | 0 | -2 | 0 | 0 | 1 |  | 1 | 1 | 1 | 1 | 1 | 1 | 1 | 1+ | 1 | 1
PG&E KERN | Shafter | 115 | 0 | 0 | 0 | 0 | 0 | 0 | 0 | 0 | 0 | 0 | 0 | 0 | 0 | 0 | 0 | 0 | 0 | 0 | 0 | 0 |  | 0 | 0 | 0 | 0 | 0 | 0 | 0 | 0 | 0 | 0 | 0 | 0 | 0 | 0 | 0 | 0 | 0 | 0 | 0 | 0 | 0 | 0 | 0 | 0 | 0 | 0 | 0 | 0 | 0 | 0 | 0 | 0 | 0 | 0 | 0 | 0 |  | 0 | 0 | 0 | 0 | 0 | 0 | 0 | 0 | 0 | 0 | 0 | 0 | 0 | 0 | 0 | 0 | 0 | 0 | 0 | 0 | 0 | 0 | 0 | 0 | 0 | 0 | 0 | 0 | 0 | 0 | 0 | 0 | 0 | 0 | 0 | 0 |  | 0 | 0 | 0 | 0 | 0 | 0 | 0 | 0 | 0 | 0 | 0 | 0 | 0 | 0 | 0 | 0 | 0 | 0 | 0 | 0 | 0 | 0 | 0 | 0 | 0 | 0 | 0 | 0 | 0 | 0 | 0 | 0 | 0 | 0 | 0 | 0 |  | 0 | 0 | 0 | 0 | 0 | 0 | 0 | 0 | 0 | 0 | 11.134 | 0 | 102.254 | 0 | 102.4635 | 0 | 0 | 1 | 0 | 0 | 0 | 0 | 0 | 0 | 0 | 0 | 0 | 0 | -2 | 0 | -2 | 0 | -2 | 0 | 0 | 1 |  | 1 | 1 | 1 | 1 | 1 | 1+ | 1+ | 1+ | 1 | 1
PG&E NGBA | Silverado | 115 | 0 | 0 | 0 | 0 | 0 | 0 | 0 | 0 | 0 | 0 | 0 | 0 | 0 | 0 | 0 | 0 | 0 | 0 | 0 | 0 |  | 0 | 0 | 0 | 0 | 0 | 0 | 0 | 0 | 0 | 0 | 0 | 0 | 0 | 0 | 0 | 0 | 0 | 0 | 0 | 0 | 0 | 0 | 0 | 0 | 0 | 0 | 0 | 0 | 0 | 0 | 0 | 0 | 0 | 0 | 0 | 0 |  | 0 | 0 | 0 | 0 | 0 | 0 | 0 | 0 | 0 | 0 | 0.94118 | 0 | 0 | 0 | 0 | 0 | 0 | 1 | 0 | 0 | 0 | 0 | 0 | 0 | 0 | 0 | 0 | 0 | -2 | 0 | 0 | 0 | 0 | 0 | 0 | 1 |  | 0 | 0 | 0 | 0 | 0 | 0 | 0 | 0 | 0 | 0 | 0.94118 | 0 | 0 | 0 | 0 | 0 | 0 | 1 | 0 | 0 | 0 | 0 | 0 | 0 | 0 | 0 | 0 | 0 | -2 | 0 | 0 | 0 | 0 | 0 | 0 | 1 |  | 0 | 0 | 0 | 0 | 0 | 0 | 0 | 0 | 0 | 0 | 2.4412 | 0 | 0 | 0 | 11.3 | 0 | 0 | 1 | 0 | 0 | 0 | 0 | 0 | 0 | 0 | 0 | 0 | 0 | -2 | 0 | 0 | 0 | -2 | 0 | 0 | 1 |  | 1 | 1 | 1 | 1 | 1 | 4+ | 1 | 1+ | 1 | 1
SDGE | Silvergate | 230 | 0 | 0 | 0 | 0 | 0 | 0 | 0 | 0 | 0 | 0 | 0 | 0 | 0 | 0 | 0 | 0 | 0 | 0 | 0 | 0 |  | 0 | 0 | 0 | 0 | 0 | 0 | 0 | 0 | 0 | 0 | 0 | 0 | 0 | 0 | 0 | 0 | 0 | 0 | 0 | 0 | 0 | 0 | 0 | 0 | 0 | 0 | 0 | 0 | 0 | 0 | 0 | 0 | 0 | 0 | 0 | 0 |  | 0 | 0 | 0 | 0 | 0 | 0 | 0 | 0 | 0 | 0 | 0 | 0 | 0 | 0 | 0 | 0 | 0 | 0 | 0 | 0 | 0 | 0 | 0 | 0 | 0 | 0 | 0 | 0 | 0 | 0 | 0 | 0 | 0 | 0 | 0 | 0 |  | 0 | 0 | 0 | 0 | 0 | 0 | 0 | 0 | 0 | 0 | 0 | 0 | 0 | 0 | 0 | 0 | 0 | 0 | 0 | 0 | 0 | 0 | 0 | 0 | 0 | 0 | 0 | 0 | 0 | 0 | 0 | 0 | 0 | 0 | 0 | 0 |  | 0 | 0 | 0 | 0 | 0 | 0 | 0 | 0 | 0 | 0 | 0 | 0 | 0 | 0 | 513.5487 | 0 | 0 | 1 | 0 | 0 | 0 | 0 | 0 | 0 | 0 | 0 | 0 | 0 | 0 | 0 | 0 | 0 | -2 | 0 | 0 | 1 |  | 1 | 1 | 1 | 1 | 1 | 1 | 1 | 1+ | 1 | 1
SDGE | Silvergate | 69 | 0 | 0 | 0 | 0 | 0 | 0 | 0 | 0 | 0 | 0 | 0 | 0 | 0 | 0 | 0 | 0 | 0 | 0 | 0 | 0 |  | 0 | 0 | 0 | 0 | 0 | 0 | 0 | 0 | 0 | 0 | 0 | 0 | 0 | 0 | 0 | 0 | 0 | 0 | 0 | 0 | 0 | 0 | 0 | 0 | 0 | 0 | 0 | 0 | 0 | 0 | 0 | 0 | 0 | 0 | 0 | 0 |  | 0 | 0 | 0 | 0 | 0 | 0 | 0 | 0 | 0 | 0 | 0 | 0 | 0 | 0 | 0 | 0 | 0 | 0 | 0 | 0 | 0 | 0 | 0 | 0 | 0 | 0 | 0 | 0 | 0 | 0 | 0 | 0 | 0 | 0 | 0 | 0 |  | 0 | 0 | 0 | 0 | 0 | 0 | 0 | 0 | 0 | 0 | 0 | 0 | 0 | 0 | 0 | 0 | 0 | 0 | 0 | 0 | 0 | 0 | 0 | 0 | 0 | 0 | 0 | 0 | 0 | 0 | 0 | 0 | 0 | 0 | 0 | 0 |  | 0 | 0 | 0 | 0 | 0 | 0 | 0 | 0 | 0 | 0 | 0 | 0 | 0 | 0 | 0 | 0 | 0 | 0 | 0 | 0 | 0 | 0 | 0 | 0 | 0 | 0 | 0 | 0 | 0 | 0 | 0 | 0 | 0 | 0 | 0 | 0 |  | 1 | 1 | 1 | 1 | 1 | 1 | 1 | 1 | 1 | 0
PG&E KERN | Sisquoc | 115 | 0 | 0 | 0 | 0 | 0 | 0 | 0 | 0 | 0 | 0 | 0 | 0 | 0 | 0 | 0 | 0 | 0 | 0 | 0 | 0 |  | 0 | 0 | 0 | 0 | 0 | 0 | 0 | 0 | 0 | 0 | 0 | 0 | 0 | 0 | 0 | 0 | 0 | 0 | 0 | 0 | 0 | 0 | 0 | 0 | 0 | 0 | 0 | 0 | 0 | 0 | 0 | 0 | 0 | 0 | 0 | 0 |  | 0 | 0 | 0 | 0 | 0 | 0 | 0 | 0 | 0 | 0 | 5 | 0 | 0 | 0 | 0 | 0 | 0 | 1 | 0 | 0 | 0 | 0 | 0 | 0 | 0 | 0 | 0 | 0 | -2 | 0 | 0 | 0 | 0 | 0 | 0 | 1 |  | 0 | 0 | 0 | 0 | 0 | 0 | 0 | 0 | 0 | 0 | 5 | 0 | 0 | 0 | 0 | 0 | 0 | 1 | 0 | 0 | 0 | 0 | 0 | 0 | 0 | 0 | 0 | 0 | -2 | 0 | 0 | 0 | 0 | 0 | 0 | 1 |  | 0 | 0 | 0 | 0 | 0 | 0 | 0 | 0 | 0 | 0 | 5 | 0 | 0 | 0 | 0 | 0 | 0 | 1 | 0 | 0 | 0 | 0 | 0 | 0 | 0 | 0 | 0 | 0 | -2 | 0 | 0 | 0 | 0 | 0 | 0 | 1 |  | 1 | 1 | 1 | 1 | 1 | 4+ | 1 | 1 | 1 | 1
EOP | Sloan Canyon | 230 | 0 | 0 | 260 | 50 | 310 | 0 | 0 | 0 | 0 | 0 | 0 | 0 | 0 | 0 | 0 | 0 | 0 | 0 | 0 | 1 |  | 0 | 0 | 0 | 0 | 0 | 0 | 0 | 0 | 0 | 0 | 0 | 0 | 0 | 0 | 0 | 0 | 0 | 0 | 0 | 0 | 0 | 0 | 2 | 2 | 0 | 0 | 0 | 0 | 0 | 0 | 0 | 0 | 0 | 0 | 0 | 1 |  | 0 | 0 | 0 | 0 | 65.8196 | 310 | 0 | 0 | 0 | 0 | 0 | 0 | 0 | 95 | 95 | 0 | 0 | 1 | 0 | 0 | 0 | 0 | 2 | 0 | 0 | 0 | 0 | 0 | 0 | 0 | 0 | -2 | -2 | 0 | 0 | 1 |  | 0 | 0 | 0 | 0 | 65.8196 | 310 | 0 | 0 | 0 | 0 | 0 | 0 | 0 | 95 | 95 | 0 | 0 | 1 | 0 | 0 | 0 | 0 | 2 | 0 | 0 | 0 | 0 | 0 | 0 | 0 | 0 | -2 | -2 | 0 | 0 | 1 |  | 0 | 0 | 0 | 0 | 65.8196 | 310 | 0 | 0 | 0 | 0 | 0 | 0 | 1350 | 95 | 2345 | 0 | 0 | 1 | 0 | 0 | 0 | 0 | 2 | 0 | 0 | 0 | 0 | 0 | 0 | 0 | -2 | -2 | -2 | 0 | 0 | 1 |  | 1 | 1 | 1 | 1 | 1 | 1 | 1+ | 4+ | 1 | 1
EOP | Sloan Canyon | 500 | 0 | 0 | 0 | 0 | 0 | 0 | 0 | 0 | 0 | 0 | 0 | 0 | 0 | 0 | 0 | 0 | 0 | 0 | 0 | 0 |  | 0 | 0 | 0 | 0 | 0 | 0 | 0 | 0 | 0 | 0 | 0 | 0 | 0 | 0 | 0 | 0 | 0 | 0 | 0 | 0 | 0 | 0 | 0 | 0 | 0 | 0 | 0 | 0 | 0 | 0 | 0 | 0 | 0 | 0 | 0 | 0 |  | 0 | 0 | 0 | 0 | 0 | 0 | 0 | 0 | 0 | 0 | 0 | 0 | 0 | 0 | 0 | 0 | 0 | 0 | 0 | 0 | 0 | 0 | 0 | 0 | 0 | 0 | 0 | 0 | 0 | 0 | 0 | 0 | 0 | 0 | 0 | 0 |  | 0 | 0 | 0 | 0 | 0 | 0 | 0 | 0 | 0 | 0 | 0 | 0 | 0 | 0 | 0 | 0 | 0 | 0 | 0 | 0 | 0 | 0 | 0 | 0 | 0 | 0 | 0 | 0 | 0 | 0 | 0 | 0 | 0 | 0 | 0 | 0 |  | 0 | 0 | 0 | 0 | 0 | 0 | 0 | 0 | 0 | 0 | 0 | 0 | 0 | 0 | 0 | 0 | 0 | 0 | 0 | 0 | 0 | 0 | 0 | 0 | 0 | 0 | 0 | 0 | 0 | 0 | 0 | 0 | 0 | 0 | 0 | 0 |  | 1 | 1 | 1 | 1 | 1 | 1 | 1 | 1 | 1 | 0
PG&E KERN | Smyrna | 115 | 0 | 0 | 0 | 0 | 0 | 0 | 0 | 0 | 0 | 0 | 0 | 6 | 0 | 0 | 0 | 0 | 0 | 0 | 0 | 1 |  | 0 | 0 | 0 | 0 | 0 | 0 | 0 | 0 | 0 | 0 | 0 | 0 | 0 | 0 | 0 | 0 | 0 | 0 | 0 | 0 | 0 | 0 | 0 | 0 | 0 | 0 | 0 | 0 | 2 | 0 | 0 | 0 | 0 | 0 | 0 | 1 |  | 0 | 0 | 0 | 0 | 0 | 0 | 0 | 0 | 0 | 0 | 6.375 | 0 | 0 | 0 | 0 | 0 | 0 | 1 | 0 | 0 | 0 | 0 | 0 | 0 | 0 | 0 | 0 | 0 | 0 | 0 | 0 | 0 | 0 | 0 | 0 | 0 |  | 0 | 0 | 0 | 0 | 0 | 0 | 0 | 0 | 0 | 0 | 6.375 | 0 | 0 | 0 | 0 | 0 | 0 | 1 | 0 | 0 | 0 | 0 | 0 | 0 | 0 | 0 | 0 | 0 | 0 | 0 | 0 | 0 | 0 | 0 | 0 | 0 |  | 0 | 0 | 0 | 0 | 0 | 0 | 0 | 0 | 0 | 0 | 16.355 | 0 | 0 | 0 | 4.99 | 0 | 0 | 1 | 0 | 0 | 0 | 0 | 0 | 0 | 0 | 0 | 0 | 0 | -2 | 0 | 0 | 0 | -2 | 0 | 0 | 1 |  | 1 | 1 | 1 | 1 | 1 | 1+ | 1 | 1+ | 1 | 1
PG&E GBA | Sobrante | 115 | 0 | 0 | 0 | 0 | 0 | 0 | 0 | 0 | 0 | 0 | 0 | 0 | 0 | 0 | 0 | 0 | 0 | 0 | 0 | 0 |  | 0 | 0 | 0 | 0 | 0 | 0 | 0 | 0 | 0 | 0 | 0 | 0 | 0 | 0 | 0 | 0 | 0 | 0 | 0 | 0 | 0 | 0 | 0 | 0 | 0 | 0 | 0 | 0 | 0 | 0 | 0 | 0 | 0 | 0 | 0 | 0 |  | 0 | 0 | 0 | 0 | 0 | 0 | 0 | 0 | 0 | 0 | 5 | 0 | 0 | 0 | 0 | 0 | 0 | 1 | 0 | 0 | 0 | 0 | 0 | 0 | 0 | 0 | 0 | 0 | -2 | 0 | 0 | 0 | 0 | 0 | 0 | 1 |  | 0 | 0 | 0 | 0 | 0 | 0 | 0 | 0 | 0 | 0 | 5 | 0 | 0 | 0 | 0 | 0 | 0 | 1 | 0 | 0 | 0 | 0 | 0 | 0 | 0 | 0 | 0 | 0 | -2 | 0 | 0 | 0 | 0 | 0 | 0 | 1 |  | 0 | 0 | 0 | 0 | 0 | 0 | 0 | 0 | 0 | 0 | 5 | 0 | 0 | 0 | 0 | 0 | 0 | 1 | 0 | 0 | 0 | 0 | 0 | 0 | 0 | 0 | 0 | 0 | -2 | 0 | 0 | 0 | 0 | 0 | 0 | 1 |  | 1 | 1 | 1 | 1 | 1 | 4+ | 1 | 1 | 1 | 1
PG&E GBA | Sobrante | 230 | 0 | 0 | 0 | 0 | 0 | 0 | 0 | 0 | 0 | 0 | 0 | 0 | 0 | 0 | 0 | 0 | 0 | 0 | 0 | 0 |  | 0 | 0 | 0 | 0 | 0 | 0 | 0 | 0 | 0 | 0 | 0 | 0 | 0 | 0 | 0 | 0 | 0 | 0 | 0 | 0 | 0 | 0 | 0 | 0 | 0 | 0 | 0 | 0 | 0 | 0 | 0 | 0 | 0 | 0 | 0 | 0 |  | 0 | 0 | 0 | 0 | 0 | 0 | 0 | 0 | 0 | 0 | 0 | 0 | 0 | 0 | 0 | 0 | 0 | 0 | 0 | 0 | 0 | 0 | 0 | 0 | 0 | 0 | 0 | 0 | 0 | 0 | 0 | 0 | 0 | 0 | 0 | 0 |  | 0 | 0 | 0 | 0 | 0 | 0 | 0 | 0 | 0 | 0 | 0 | 0 | 0 | 0 | 0 | 0 | 0 | 0 | 0 | 0 | 0 | 0 | 0 | 0 | 0 | 0 | 0 | 0 | 0 | 0 | 0 | 0 | 0 | 0 | 0 | 0 |  | 0 | 0 | 0 | 0 | 0 | 0 | 0 | 0 | 0 | 0 | 0 | 0 | 0 | 0 | 0 | 0 | 0 | 0 | 0 | 0 | 0 | 0 | 0 | 0 | 0 | 0 | 0 | 0 | 0 | 0 | 0 | 0 | 0 | 0 | 0 | 0 |  | 1 | 1 | 1 | 1 | 1 | 1 | 1 | 1 | 1 | 0
PG&E KERN | Solar | 230 | 0 | 0 | 0 | 0 | 0 | 0 | 0 | 0 | 0 | 0 | 0 | 0 | 0 | 0 | 0 | 0 | 0 | 0 | 0 | 0 |  | 0 | 0 | 0 | 0 | 0 | 0 | 0 | 0 | 0 | 0 | 0 | 0 | 0 | 0 | 0 | 0 | 0 | 0 | 0 | 0 | 0 | 0 | 0 | 0 | 0 | 0 | 0 | 0 | 0 | 0 | 0 | 0 | 0 | 0 | 0 | 0 |  | 0 | 0 | 0 | 0 | 0 | 0 | 0 | 0 | 0 | 0 | 0 | 0 | 0 | 0 | 0 | 0 | 0 | 0 | 0 | 0 | 0 | 0 | 0 | 0 | 0 | 0 | 0 | 0 | 0 | 0 | 0 | 0 | 0 | 0 | 0 | 0 |  | 0 | 0 | 0 | 0 | 0 | 0 | 0 | 0 | 0 | 0 | 0 | 0 | 0 | 0 | 0 | 0 | 0 | 0 | 0 | 0 | 0 | 0 | 0 | 0 | 0 | 0 | 0 | 0 | 0 | 0 | 0 | 0 | 0 | 0 | 0 | 0 |  | 0 | 0 | 0 | 0 | 0 | 0 | 0 | 0 | 0 | 0 | 0 | 0 | 0 | 0 | 0 | 0 | 0 | 0 | 0 | 0 | 0 | 0 | 0 | 0 | 0 | 0 | 0 | 0 | 0 | 0 | 0 | 0 | 0 | 0 | 0 | 0 |  | 1 | 1 | 1 | 1 | 1 | 1 | 1 | 1 | 1 | 0
PG&E GBA | Soledad | 115 | 0 | 0 | 0 | 0 | 0 | 0 | 0 | 0 | 0 | 0 | 0 | 0 | 0 | 0 | 0 | 0 | 0 | 0 | 0 | 0 |  | 0 | 0 | 0 | 0 | 0 | 0 | 0 | 0 | 0 | 0 | 0 | 0 | 0 | 0 | 0 | 0 | 0 | 0 | 0 | 0 | 0 | 0 | 0 | 0 | 0 | 0 | 0 | 0 | 0 | 0 | 0 | 0 | 0 | 0 | 0 | 0 |  | 0 | 0 | 0 | 0 | 0 | 0 | 0 | 0 | 0 | 0 | 0 | 0 | 0 | 0 | 0 | 0 | 0 | 0 | 0 | 0 | 0 | 0 | 0 | 0 | 0 | 0 | 0 | 0 | 0 | 0 | 0 | 0 | 0 | 0 | 0 | 0 |  | 0 | 0 | 0 | 0 | 0 | 0 | 0 | 0 | 0 | 0 | 0 | 0 | 0 | 0 | 0 | 0 | 0 | 0 | 0 | 0 | 0 | 0 | 0 | 0 | 0 | 0 | 0 | 0 | 0 | 0 | 0 | 0 | 0 | 0 | 0 | 0 |  | 0 | 0 | 0 | 0 | 0 | 0 | 0 | 0 | 0 | 0 | 0 | 0 | 0 | 0 | 0 | 0 | 0 | 0 | 0 | 0 | 0 | 0 | 0 | 0 | 0 | 0 | 0 | 0 | 0 | 0 | 0 | 0 | 0 | 0 | 0 | 0 |  | 1 | 1 | 1 | 1 | 1 | 1 | 1 | 1 | 1 | 0
PG&E GBA | Soledad | 60 | 0 | 0 | 6 | 0 | 6 | 0 | 0 | 0 | 0 | 0 | 0 | 0 | 0 | 0 | 0 | 0 | 0 | 0 | 0 | 1 |  | 0 | 0 | 0 | 0 | 0 | 0 | 0 | 0 | 0 | 0 | 0 | 0 | 0 | 0 | 0 | 0 | 0 | 0 | 0 | 0 | 0 | 0 | 2 | 2 | 0 | 0 | 0 | 0 | 0 | 0 | 0 | 0 | 0 | 0 | 0 | 1 |  | 0 | 0 | 0 | 0 | 0 | 0 | 0 | 0 | 0 | 0 | 0 | 0 | 0 | 0 | 0 | 0 | 0 | 0 | 0 | 0 | 0 | 0 | 2 | 2 | 0 | 0 | 0 | 0 | 0 | 0 | 0 | 0 | 0 | 0 | 0 | 1 |  | 0 | 0 | 0 | 0 | 0 | 0 | 0 | 0 | 0 | 0 | 0 | 0 | 0 | 0 | 0 | 0 | 0 | 0 | 0 | 0 | 0 | 0 | 2 | 2 | 0 | 0 | 0 | 0 | 0 | 0 | 0 | 0 | 0 | 0 | 0 | 1 |  | 0 | 0 | 0 | 0 | 0 | 2.8 | 0 | 0 | 0 | 0 | 4.98 | 0 | 0 | 0 | 32 | 0 | 0 | 1 | 0 | 0 | 0 | 0 | 2 | 2 | 0 | 0 | 0 | 0 | -2 | 0 | 0 | 0 | -2 | 0 | 0 | 1 |  | 1 | 1 | 5- | 1 | 1 | 1+ | 1 | 1+ | 1 | 1
SDGE | Spring Valley | 69 | 0 | 0 | 0 | 0 | 0 | 0 | 0 | 0 | 0 | 0 | 0 | 0 | 0 | 0 | 0 | 0 | 0 | 0 | 0 | 0 |  | 0 | 0 | 0 | 0 | 0 | 0 | 0 | 0 | 0 | 0 | 0 | 0 | 0 | 0 | 0 | 0 | 0 | 0 | 0 | 0 | 0 | 0 | 0 | 0 | 0 | 0 | 0 | 0 | 0 | 0 | 0 | 0 | 0 | 0 | 0 | 0 |  | 0 | 0 | 0 | 0 | 0 | 0 | 0 | 0 | 0 | 0 | 0 | 0 | 0 | 0 | 0 | 0 | 0 | 0 | 0 | 0 | 0 | 0 | 0 | 0 | 0 | 0 | 0 | 0 | 0 | 0 | 0 | 0 | 0 | 0 | 0 | 0 |  | 0 | 0 | 0 | 0 | 0 | 0 | 0 | 0 | 0 | 0 | 0 | 0 | 0 | 0 | 0 | 0 | 0 | 0 | 0 | 0 | 0 | 0 | 0 | 0 | 0 | 0 | 0 | 0 | 0 | 0 | 0 | 0 | 0 | 0 | 0 | 0 |  | 0 | 0 | 0 | 0 | 0 | 0 | 0 | 0 | 0 | 0 | 0 | 0 | 0 | 0 | 45 | 0 | 0 | 1 | 0 | 0 | 0 | 0 | 0 | 0 | 0 | 0 | 0 | 0 | 0 | 0 | 0 | 0 | -2 | 0 | 0 | 1 |  | 1 | 1 | 1 | 1 | 1 | 1 | 1 | 1+ | 1 | 1
SCE Northern | Springville | 230 | 0 | 0 | 0 | 0 | 0 | 0 | 0 | 0 | 0 | 0 | 0 | 0 | 170 | 180 | 350 | 0 | 50 | 50 | 0 | 1 |  | 0 | 0 | 0 | 0 | 0 | 0 | 0 | 0 | 0 | 0 | 0 | 0 | 0 | 0 | 0 | 0 | 0 | 0 | 0 | 0 | 0 | 0 | 0 | 0 | 0 | 0 | 0 | 0 | 0 | 2 | 2 | 2 | 2 | 0 | 0 | 1 |  | 0 | 0 | 0 | 0 | 0 | 0 | 0 | 0 | 0 | 0 | 5 | 0 | 40 | 0 | 45 | 0 | 0 | 1 | 0 | 0 | 0 | 0 | 0 | 0 | 0 | 0 | 0 | 0 | -2 | 2 | 2 | 2 | 1 | 0 | 0 | 1 |  | 0 | 0 | 0 | 0 | 0 | 0 | 0 | 0 | 0 | 0 | 5 | 0 | 504.42 | 0 | 390 | 0 | 0 | 1 | 0 | 0 | 0 | 0 | 0 | 0 | 0 | 0 | 0 | 0 | -2 | 2 | -1 | 2 | -2 | 0 | 0 | 1 |  | 0 | 0 | 0 | 0 | 0 | 0 | 0 | 0 | 0 | 0 | 35.378 | 0 | 1574.42 | 0 | 1359.6832 | 0 | 0 | 1 | 0 | 0 | 0 | 0 | 0 | 0 | 0 | 0 | 0 | 0 | -2 | 2 | -2 | 2 | -2 | 0 | 0 | 1 |  | 1 | 1 | 1 | 1 | 1 | 4+ | 2- | 2- | 1 | 1
PG&E GBA | Stagg | 230 | 0 | 0 | 0 | 0 | 0 | 0 | 0 | 0 | 0 | 0 | 0 | 0 | 0 | 0 | 0 | 0 | 0 | 0 | 0 | 0 |  | 0 | 0 | 0 | 0 | 0 | 0 | 0 | 0 | 0 | 0 | 0 | 0 | 0 | 0 | 0 | 0 | 0 | 0 | 0 | 0 | 0 | 0 | 0 | 0 | 0 | 0 | 0 | 0 | 0 | 0 | 0 | 0 | 0 | 0 | 0 | 0 |  | 0 | 0 | 0 | 0 | 0 | 0 | 0 | 0 | 0 | 0 | 0 | 0 | 0 | 0 | 20 | 0 | 0 | 1 | 0 | 0 | 0 | 0 | 0 | 0 | 0 | 0 | 0 | 0 | 0 | 0 | 0 | 0 | -2 | 0 | 0 | 1 |  | 0 | 0 | 0 | 0 | 0 | 0 | 0 | 0 | 0 | 0 | 0 | 0 | 0 | 0 | 20 | 0 | 0 | 1 | 0 | 0 | 0 | 0 | 0 | 0 | 0 | 0 | 0 | 0 | 0 | 0 | 0 | 0 | -2 | 0 | 0 | 1 |  | 0 | 0 | 0 | 0 | 0 | 0 | 0 | 0 | 0 | 0 | 0 | 0 | 0 | 0 | 20 | 0 | 0 | 1 | 0 | 0 | 0 | 0 | 0 | 0 | 0 | 0 | 0 | 0 | 0 | 0 | 0 | 0 | -2 | 0 | 0 | 1 |  | 1 | 1 | 1 | 1 | 1 | 1 | 1 | 4+ | 1 | 1
PG&E GBA | Standard Oil | 115 | 0 | 0 | 0 | 0 | 0 | 0 | 0 | 0 | 0 | 0 | 0 | 0 | 0 | 0 | 0 | 0 | 0 | 0 | 0 | 0 |  | 0 | 0 | 0 | 0 | 0 | 0 | 0 | 0 | 0 | 0 | 0 | 0 | 0 | 0 | 0 | 0 | 0 | 0 | 0 | 0 | 0 | 0 | 0 | 0 | 0 | 0 | 0 | 0 | 0 | 0 | 0 | 0 | 0 | 0 | 0 | 0 |  | 0 | 0 | 0 | 0 | 0 | 0 | 0 | 0 | 0 | 0 | 0 | 0 | 0 | 0 | 0 | 0 | 0 | 0 | 0 | 0 | 0 | 0 | 0 | 0 | 0 | 0 | 0 | 0 | 0 | 0 | 0 | 0 | 0 | 0 | 0 | 0 |  | 0 | 0 | 0 | 0 | 0 | 0 | 0 | 0 | 0 | 0 | 0 | 0 | 0 | 0 | 0 | 0 | 0 | 0 | 0 | 0 | 0 | 0 | 0 | 0 | 0 | 0 | 0 | 0 | 0 | 0 | 0 | 0 | 0 | 0 | 0 | 0 |  | 0 | 0 | 0 | 0 | 0 | 0 | 0 | 0 | 0 | 0 | 0 | 0 | 16.5 | 0 | 0 | 0 | 0 | 1 | 0 | 0 | 0 | 0 | 0 | 0 | 0 | 0 | 0 | 0 | 0 | 0 | -2 | 0 | 0 | 0 | 0 | 1 |  | 1 | 1 | 1 | 1 | 1 | 1 | 1+ | 1 | 1 | 1
PG&E GBA | Stanislaus | 115 | 0 | 0 | 0 | 0 | 0 | 0 | 0 | 0 | 0 | 0 | 0 | 0 | 0 | 0 | 0 | 0 | 0 | 0 | 0 | 0 |  | 0 | 0 | 0 | 0 | 0 | 0 | 0 | 0 | 0 | 0 | 0 | 0 | 0 | 0 | 0 | 0 | 0 | 0 | 0 | 0 | 0 | 0 | 0 | 0 | 0 | 0 | 0 | 0 | 0 | 0 | 0 | 0 | 0 | 0 | 0 | 0 |  | 0 | 0 | 0 | 0 | 0 | 0 | 0 | 0 | 0 | 0 | 0 | 0 | 0 | 0 | 0 | 0 | 0 | 0 | 0 | 0 | 0 | 0 | 0 | 0 | 0 | 0 | 0 | 0 | 0 | 0 | 0 | 0 | 0 | 0 | 0 | 0 |  | 0 | 0 | 0 | 0 | 0 | 0 | 0 | 0 | 0 | 0 | 0 | 0 | 0 | 0 | 0 | 0 | 0 | 0 | 0 | 0 | 0 | 0 | 0 | 0 | 0 | 0 | 0 | 0 | 0 | 0 | 0 | 0 | 0 | 0 | 0 | 0 |  | 0 | 0 | 0 | 0 | 0 | 0 | 0 | 0 | 0 | 0 | 0 | 0 | 0 | 0 | 0 | 0 | 0 | 0 | 0 | 0 | 0 | 0 | 0 | 0 | 0 | 0 | 0 | 0 | 0 | 0 | 0 | 0 | 0 | 0 | 0 | 0 |  | 1 | 1 | 1 | 1 | 1 | 1 | 1 | 1 | 1 | 0
PG&E KERN | Stockdale | 115 | 0 | 0 | 0 | 0 | 0 | 0 | 0 | 0 | 0 | 0 | 0 | 1.8 | 0 | 0 | 0 | 0 | 0 | 0 | 0 | 1 |  | 0 | 0 | 0 | 0 | 0 | 0 | 0 | 0 | 0 | 0 | 0 | 0 | 0 | 0 | 0 | 0 | 0 | 0 | 0 | 0 | 0 | 0 | 0 | 0 | 0 | 0 | 0 | 0 | 2 | 0 | 0 | 0 | 0 | 0 | 0 | 1 |  | 0 | 0 | 0 | 0 | 0 | 0 | 0 | 0 | 0 | 0 | 7.874 | 0 | 0 | 0 | 6.032 | 0 | 0 | 1 | 0 | 0 | 0 | 0 | 0 | 0 | 0 | 0 | 0 | 0 | -2 | 0 | 0 | 0 | -2 | 0 | 0 | 1 |  | 0 | 0 | 0 | 0 | 0 | 0 | 0 | 0 | 0 | 0 | 7.874 | 0 | 0 | 0 | 6.032 | 0 | 0 | 1 | 0 | 0 | 0 | 0 | 0 | 0 | 0 | 0 | 0 | 0 | -2 | 0 | 0 | 0 | -2 | 0 | 0 | 1 |  | 0 | 0 | 0 | 0 | 0 | 0 | 0 | 0 | 0 | 0 | 7.874 | 0 | 0 | 0 | 6.032 | 0 | 0 | 1 | 0 | 0 | 0 | 0 | 0 | 0 | 0 | 0 | 0 | 0 | -2 | 0 | 0 | 0 | -2 | 0 | 0 | 1 |  | 1 | 1 | 1 | 1 | 1 | 4+ | 1 | 4+ | 1 | 1
PG&E KERN | Stockdale | 230 | 0 | 0 | 0 | 0 | 0 | 0 | 0 | 0 | 0 | 0 | 0 | 0 | 0 | 0 | 0 | 0 | 0 | 0 | 0 | 0 |  | 0 | 0 | 0 | 0 | 0 | 0 | 0 | 0 | 0 | 0 | 0 | 0 | 0 | 0 | 0 | 0 | 0 | 0 | 0 | 0 | 0 | 0 | 0 | 0 | 0 | 0 | 0 | 0 | 0 | 0 | 0 | 0 | 0 | 0 | 0 | 0 |  | 0 | 0 | 0 | 0 | 0 | 0 | 0 | 0 | 0 | 0 | 0 | 0 | 0 | 0 | 0 | 0 | 0 | 0 | 0 | 0 | 0 | 0 | 0 | 0 | 0 | 0 | 0 | 0 | 0 | 0 | 0 | 0 | 0 | 0 | 0 | 0 |  | 0 | 0 | 0 | 0 | 0 | 0 | 0 | 0 | 0 | 0 | 0 | 0 | 0 | 0 | 0 | 0 | 0 | 0 | 0 | 0 | 0 | 0 | 0 | 0 | 0 | 0 | 0 | 0 | 0 | 0 | 0 | 0 | 0 | 0 | 0 | 0 |  | 0 | 0 | 0 | 0 | 0 | 0 | 0 | 0 | 0 | 0 | 0 | 0 | 0 | 0 | 0 | 0 | 0 | 0 | 0 | 0 | 0 | 0 | 0 | 0 | 0 | 0 | 0 | 0 | 0 | 0 | 0 | 0 | 0 | 0 | 0 | 0 |  | 1 | 1 | 1 | 1 | 1 | 1 | 1 | 1 | 1 | 0
PG&E GBA | Stockton A | 115 | 0 | 0 | 0 | 0 | 0 | 0 | 0 | 0 | 0 | 0 | 0 | 0 | 0 | 0 | 0 | 0 | 0 | 0 | 0 | 0 |  | 0 | 0 | 0 | 0 | 0 | 0 | 0 | 0 | 0 | 0 | 0 | 0 | 0 | 0 | 0 | 0 | 0 | 0 | 0 | 0 | 0 | 0 | 0 | 0 | 0 | 0 | 0 | 0 | 0 | 0 | 0 | 0 | 0 | 0 | 0 | 0 |  | 0 | 0 | 0 | 0 | 0 | 0 | 0 | 0 | 0 | 0 | 0 | 0 | 0 | 0 | 0 | 0 | 0 | 0 | 0 | 0 | 0 | 0 | 0 | 0 | 0 | 0 | 0 | 0 | 0 | 0 | 0 | 0 | 0 | 0 | 0 | 0 |  | 0 | 0 | 0 | 0 | 0 | 0 | 0 | 0 | 0 | 0 | 0 | 0 | 0 | 0 | 0 | 0 | 0 | 0 | 0 | 0 | 0 | 0 | 0 | 0 | 0 | 0 | 0 | 0 | 0 | 0 | 0 | 0 | 0 | 0 | 0 | 0 |  | 0 | 0 | 0 | 0 | 0 | 0 | 0 | 0 | 0 | 0 | 0 | 0 | 0 | 0 | 0 | 0 | 0 | 0 | 0 | 0 | 0 | 0 | 0 | 0 | 0 | 0 | 0 | 0 | 0 | 0 | 0 | 0 | 0 | 0 | 0 | 0 |  | 1 | 1 | 1 | 1 | 1 | 1 | 1 | 1 | 1 | 0
PG&E GBA | Stone | 115 | 0 | 0 | 0 | 0 | 0 | 0 | 0 | 0 | 0 | 0 | 0 | 0 | 0 | 0 | 0 | 0 | 0 | 0 | 0 | 0 |  | 0 | 0 | 0 | 0 | 0 | 0 | 0 | 0 | 0 | 0 | 0 | 0 | 0 | 0 | 0 | 0 | 0 | 0 | 0 | 0 | 0 | 0 | 0 | 0 | 0 | 0 | 0 | 0 | 0 | 0 | 0 | 0 | 0 | 0 | 0 | 0 |  | 0 | 0 | 0 | 0 | 0 | 0 | 0 | 0 | 0 | 0 | 0 | 0 | 0 | 0 | 0 | 0 | 0 | 0 | 0 | 0 | 0 | 0 | 0 | 0 | 0 | 0 | 0 | 0 | 0 | 0 | 0 | 0 | 0 | 0 | 0 | 0 |  | 0 | 0 | 0 | 0 | 0 | 0 | 0 | 0 | 0 | 0 | 0 | 0 | 0 | 0 | 0 | 0 | 0 | 0 | 0 | 0 | 0 | 0 | 0 | 0 | 0 | 0 | 0 | 0 | 0 | 0 | 0 | 0 | 0 | 0 | 0 | 0 |  | 0 | 0 | 0 | 0 | 0 | 0 | 0 | 0 | 0 | 0 | 0 | 0 | 0 | 0 | 0 | 0 | 0 | 0 | 0 | 0 | 0 | 0 | 0 | 0 | 0 | 0 | 0 | 0 | 0 | 0 | 0 | 0 | 0 | 0 | 0 | 0 |  | 1 | 1 | 1 | 1 | 1 | 1 | 1 | 1 | 1 | 0
PG&E FRESNO | Storey | 230 | 0 | 0 | 0 | 0 | 0 | 0 | 0 | 0 | 0 | 0 | 0 | 0 | 0 | 0 | 0 | 0 | 0 | 0 | 0 | 0 |  | 0 | 0 | 0 | 0 | 0 | 0 | 0 | 0 | 0 | 0 | 0 | 0 | 0 | 0 | 0 | 0 | 0 | 0 | 0 | 0 | 0 | 0 | 0 | 0 | 0 | 0 | 0 | 0 | 0 | 0 | 0 | 0 | 0 | 0 | 0 | 0 |  | 0 | 0 | 0 | 0 | 0 | 0 | 0 | 0 | 0 | 0 | 1.5 | 0 | 0 | 0 | 0 | 0 | 0 | 1 | 0 | 0 | 0 | 0 | 0 | 0 | 0 | 0 | 0 | 0 | -2 | 0 | 0 | 0 | 0 | 0 | 0 | 1 |  | 0 | 0 | 0 | 0 | 0 | 0 | 0 | 0 | 0 | 0 | 1.5 | 0 | 0 | 0 | 0 | 0 | 0 | 1 | 0 | 0 | 0 | 0 | 0 | 0 | 0 | 0 | 0 | 0 | -2 | 0 | 0 | 0 | 0 | 0 | 0 | 1 |  | 0 | 0 | 0 | 0 | 0 | 0 | 0 | 0 | 0 | 0 | 6.48 | 0 | 0 | 0 | 19.92 | 0 | 0 | 1 | 0 | 0 | 0 | 0 | 0 | 0 | 0 | 0 | 0 | 0 | -2 | 0 | 0 | 0 | -2 | 0 | 0 | 1 |  | 1 | 1 | 1 | 1 | 1 | 4+ | 1 | 1+ | 1 | 1
PG&E NGBA | Summit | 115 | 0 | 0 | 0 | 0 | 0 | 0 | 0 | 0 | 0 | 0 | 0 | 0 | 0 | 0 | 0 | 0 | 0 | 0 | 0 | 0 |  | 0 | 0 | 0 | 0 | 0 | 0 | 0 | 0 | 0 | 0 | 0 | 0 | 0 | 0 | 0 | 0 | 0 | 0 | 0 | 0 | 0 | 0 | 0 | 0 | 0 | 0 | 0 | 0 | 0 | 0 | 0 | 0 | 0 | 0 | 0 | 0 |  | 0 | 0 | 0 | 0 | 0 | 0 | 0 | 0 | 0 | 0 | 0 | 0 | 0 | 0 | 0 | 0 | 0 | 0 | 0 | 0 | 0 | 0 | 0 | 0 | 0 | 0 | 0 | 0 | 0 | 0 | 0 | 0 | 0 | 0 | 0 | 0 |  | 0 | 0 | 0 | 0 | 0 | 0 | 0 | 0 | 0 | 0 | 0 | 0 | 0 | 0 | 0 | 0 | 0 | 0 | 0 | 0 | 0 | 0 | 0 | 0 | 0 | 0 | 0 | 0 | 0 | 0 | 0 | 0 | 0 | 0 | 0 | 0 |  | 0 | 0 | 0 | 0 | 0 | 0 | 0 | 0 | 0 | 0 | 0 | 0 | 0 | 0 | 0 | 0 | 0 | 0 | 0 | 0 | 0 | 0 | 0 | 0 | 0 | 0 | 0 | 0 | 0 | 0 | 0 | 0 | 0 | 0 | 0 | 0 |  | 1 | 1 | 1 | 1 | 1 | 1 | 1 | 1 | 1 | 0
SDGE | Suncrest | 230 | 0 | 0 | 0 | 0 | 0 | 0 | 0 | 0 | 0 | 0 | 0 | 0 | 0 | 0 | 0 | 0 | 0 | 0 | 0 | 0 |  | 0 | 0 | 0 | 0 | 0 | 0 | 0 | 0 | 0 | 0 | 0 | 0 | 0 | 0 | 0 | 0 | 0 | 0 | 0 | 0 | 0 | 0 | 0 | 0 | 0 | 0 | 0 | 0 | 0 | 0 | 0 | 0 | 0 | 0 | 0 | 0 |  | 0 | 0 | 0 | 0 | 0 | 0 | 0 | 0 | 0 | 0 | 0 | 0 | 0 | 0 | 0 | 0 | 0 | 0 | 0 | 0 | 0 | 0 | 0 | 0 | 0 | 0 | 0 | 0 | 0 | 0 | 0 | 0 | 0 | 0 | 0 | 0 |  | 0 | 0 | 0 | 0 | 0 | 0 | 0 | 0 | 0 | 0 | 0 | 0 | 0 | 0 | 0 | 0 | 0 | 0 | 0 | 0 | 0 | 0 | 0 | 0 | 0 | 0 | 0 | 0 | 0 | 0 | 0 | 0 | 0 | 0 | 0 | 0 |  | 0 | 0 | 0 | 0 | 0 | 0 | 0 | 0 | 0 | 0 | 0 | 0 | 0 | 0 | 387.96 | 0 | 0 | 1 | 0 | 0 | 0 | 0 | 0 | 0 | 0 | 0 | 0 | 0 | 0 | 0 | 0 | 0 | -2 | 0 | 0 | 1 |  | 1 | 1 | 1 | 1 | 1 | 1 | 1 | 1+ | 1 | 1
SDGE | Suncrest | 500 | 0 | 0 | 0 | 0 | 0 | 0 | 0 | 0 | 0 | 0 | 0 | 0 | 0 | 0 | 0 | 0 | 0 | 0 | 0 | 0 |  | 0 | 0 | 0 | 0 | 0 | 0 | 0 | 0 | 0 | 0 | 0 | 0 | 0 | 0 | 0 | 0 | 0 | 0 | 0 | 0 | 0 | 0 | 0 | 0 | 0 | 0 | 0 | 0 | 0 | 0 | 0 | 0 | 0 | 0 | 0 | 0 |  | 0 | 0 | 0 | 0 | 0 | 0 | 0 | 0 | 0 | 0 | 0 | 0 | 0 | 0 | 0 | 0 | 0 | 0 | 0 | 0 | 0 | 0 | 0 | 0 | 0 | 0 | 0 | 0 | 0 | 0 | 0 | 0 | 0 | 0 | 0 | 0 |  | 0 | 0 | 0 | 0 | 0 | 0 | 0 | 0 | 0 | 0 | 0 | 0 | 0 | 0 | 0 | 0 | 0 | 0 | 0 | 0 | 0 | 0 | 0 | 0 | 0 | 0 | 0 | 0 | 0 | 0 | 0 | 0 | 0 | 0 | 0 | 0 |  | 0 | 0 | 0 | 0 | 0 | 0 | 0 | 0 | 0 | 0 | 0 | 0 | 0 | 0 | 0 | 0 | 0 | 0 | 0 | 0 | 0 | 0 | 0 | 0 | 0 | 0 | 0 | 0 | 0 | 0 | 0 | 0 | 0 | 0 | 0 | 0 |  | 1 | 1 | 1 | 1 | 1 | 1 | 1 | 1 | 1 | 0
PG&E KERN | Sunrise | 230 | 0 | 0 | 0 | 0 | 0 | 0 | 0 | 0 | 0 | 0 | 0 | 0 | 0 | 0 | 0 | 0 | 0 | 0 | 0 | 0 |  | 0 | 0 | 0 | 0 | 0 | 0 | 0 | 0 | 0 | 0 | 0 | 0 | 0 | 0 | 0 | 0 | 0 | 0 | 0 | 0 | 0 | 0 | 0 | 0 | 0 | 0 | 0 | 0 | 0 | 0 | 0 | 0 | 0 | 0 | 0 | 0 |  | 0 | 0 | 0 | 0 | 0 | 0 | 0 | 0 | 0 | 0 | 0 | 0 | 0 | 0 | 0 | 0 | 0 | 0 | 0 | 0 | 0 | 0 | 0 | 0 | 0 | 0 | 0 | 0 | 0 | 0 | 0 | 0 | 0 | 0 | 0 | 0 |  | 0 | 0 | 0 | 0 | 0 | 0 | 0 | 0 | 0 | 0 | 0 | 0 | 0 | 0 | 0 | 0 | 0 | 0 | 0 | 0 | 0 | 0 | 0 | 0 | 0 | 0 | 0 | 0 | 0 | 0 | 0 | 0 | 0 | 0 | 0 | 0 |  | 0 | 0 | 0 | 0 | 0 | 0 | 0 | 0 | 0 | 0 | 0 | 0 | 0 | 0 | 0 | 0 | 0 | 0 | 0 | 0 | 0 | 0 | 0 | 0 | 0 | 0 | 0 | 0 | 0 | 0 | 0 | 0 | 0 | 0 | 0 | 0 |  | 1 | 1 | 1 | 1 | 1 | 1 | 1 | 1 | 1 | 0
PG&E KERN | Sunset | 230 | 0 | 0 | 0 | 0 | 0 | 0 | 0 | 0 | 0 | 0 | 0 | 0 | 0 | 0 | 0 | 0 | 0 | 0 | 0 | 0 |  | 0 | 0 | 0 | 0 | 0 | 0 | 0 | 0 | 0 | 0 | 0 | 0 | 0 | 0 | 0 | 0 | 0 | 0 | 0 | 0 | 0 | 0 | 0 | 0 | 0 | 0 | 0 | 0 | 0 | 0 | 0 | 0 | 0 | 0 | 0 | 0 |  | 0 | 0 | 0 | 0 | 0 | 0 | 0 | 0 | 0 | 0 | 0 | 0 | 0 | 0 | 0 | 0 | 0 | 0 | 0 | 0 | 0 | 0 | 0 | 0 | 0 | 0 | 0 | 0 | 0 | 0 | 0 | 0 | 0 | 0 | 0 | 0 |  | 0 | 0 | 0 | 0 | 0 | 0 | 0 | 0 | 0 | 0 | 0 | 0 | 0 | 0 | 0 | 0 | 0 | 0 | 0 | 0 | 0 | 0 | 0 | 0 | 0 | 0 | 0 | 0 | 0 | 0 | 0 | 0 | 0 | 0 | 0 | 0 |  | 0 | 0 | 0 | 0 | 0 | 0 | 0 | 0 | 0 | 0 | 0 | 0 | 0 | 0 | 0 | 0 | 0 | 0 | 0 | 0 | 0 | 0 | 0 | 0 | 0 | 0 | 0 | 0 | 0 | 0 | 0 | 0 | 0 | 0 | 0 | 0 |  | 1 | 1 | 1 | 1 | 1 | 1 | 1 | 1 | 1 | 0
PG&E GBA | Swift | 115 | 0 | 0 | 0 | 0 | 0 | 0 | 0 | 0 | 0 | 0 | 0 | 0 | 0 | 0 | 0 | 0 | 0 | 0 | 0 | 0 |  | 0 | 0 | 0 | 0 | 0 | 0 | 0 | 0 | 0 | 0 | 0 | 0 | 0 | 0 | 0 | 0 | 0 | 0 | 0 | 0 | 0 | 0 | 0 | 0 | 0 | 0 | 0 | 0 | 0 | 0 | 0 | 0 | 0 | 0 | 0 | 0 |  | 0 | 0 | 0 | 0 | 0 | 0 | 0 | 0 | 0 | 0 | 0 | 0 | 0 | 0 | 0 | 0 | 0 | 0 | 0 | 0 | 0 | 0 | 0 | 0 | 0 | 0 | 0 | 0 | 0 | 0 | 0 | 0 | 0 | 0 | 0 | 0 |  | 0 | 0 | 0 | 0 | 0 | 0 | 0 | 0 | 0 | 0 | 0 | 0 | 0 | 0 | 0 | 0 | 0 | 0 | 0 | 0 | 0 | 0 | 0 | 0 | 0 | 0 | 0 | 0 | 0 | 0 | 0 | 0 | 0 | 0 | 0 | 0 |  | 0 | 0 | 0 | 0 | 0 | 0 | 0 | 0 | 0 | 0 | 18.293 | 0 | 0 | 0 | 0 | 0 | 0 | 1 | 0 | 0 | 0 | 0 | 0 | 0 | 0 | 0 | 0 | 0 | -2 | 0 | 0 | 0 | 0 | 0 | 0 | 1 |  | 1 | 1 | 1 | 1 | 1 | 1+ | 1 | 1 | 1 | 1
SDGE | Sycamore Canyon | 138 | 0 | 0 | 0 | 0 | 0 | 0 | 0 | 0 | 0 | 0 | 0 | 0 | 0 | 0 | 0 | 0 | 0 | 0 | 0 | 0 |  | 0 | 0 | 0 | 0 | 0 | 0 | 0 | 0 | 0 | 0 | 0 | 0 | 0 | 0 | 0 | 0 | 0 | 0 | 0 | 0 | 0 | 0 | 0 | 0 | 0 | 0 | 0 | 0 | 0 | 0 | 0 | 0 | 0 | 0 | 0 | 0 |  | 0 | 0 | 0 | 0 | 0 | 0 | 0 | 0 | 0 | 0 | 0 | 0 | 0 | 0 | 0 | 0 | 0 | 0 | 0 | 0 | 0 | 0 | 0 | 0 | 0 | 0 | 0 | 0 | 0 | 0 | 0 | 0 | 0 | 0 | 0 | 0 |  | 0 | 0 | 0 | 0 | 0 | 0 | 0 | 0 | 0 | 0 | 0 | 0 | 0 | 0 | 0 | 0 | 0 | 0 | 0 | 0 | 0 | 0 | 0 | 0 | 0 | 0 | 0 | 0 | 0 | 0 | 0 | 0 | 0 | 0 | 0 | 0 |  | 0 | 0 | 0 | 0 | 0 | 0 | 0 | 0 | 0 | 0 | 0 | 0 | 0 | 0 | 0 | 0 | 0 | 0 | 0 | 0 | 0 | 0 | 0 | 0 | 0 | 0 | 0 | 0 | 0 | 0 | 0 | 0 | 0 | 0 | 0 | 0 |  | 1 | 1 | 1 | 1 | 1 | 1 | 1 | 1 | 1 | 0
SDGE | Sycamore Canyon | 230 | 0 | 0 | 0 | 0 | 0 | 0 | 0 | 0 | 0 | 0 | 0 | 0 | 0 | 0 | 0 | 0 | 0 | 0 | 409.2 | 1 |  | 0 | 0 | 0 | 0 | 0 | 0 | 0 | 0 | 0 | 0 | 0 | 0 | 0 | 0 | 0 | 0 | 0 | 0 | 0 | 0 | 0 | 0 | 0 | 0 | 0 | 0 | 0 | 0 | 0 | 0 | 0 | 0 | 0 | 2 | 2 | 1 |  | 0 | 0 | 0 | 0 | 0 | 0 | 0 | 0 | 0 | 0 | 0 | 0 | 0 | 0 | 0 | 0 | 0 | 0 | 0 | 0 | 0 | 0 | 0 | 0 | 0 | 0 | 0 | 0 | 0 | 0 | 0 | 0 | 0 | 2 | 2 | 1 |  | 0 | 0 | 0 | 0 | 0 | 0 | 0 | 0 | 0 | 0 | 0 | 0 | 0 | 0 | 0 | 0 | 0 | 0 | 0 | 0 | 0 | 0 | 0 | 0 | 0 | 0 | 0 | 0 | 0 | 0 | 0 | 0 | 0 | 2 | 2 | 1 |  | 0 | 0 | 0 | 0 | 0 | 0 | 0 | 0 | 0 | 0 | 0 | 0 | 0 | 0 | 0 | 0 | 500 | 1 | 0 | 0 | 0 | 0 | 0 | 0 | 0 | 0 | 0 | 0 | 0 | 0 | 0 | 0 | 0 | 2 | -1 | 1 |  | 1 | 1 | 1 | 1 | 1 | 1 | 1 | 1 | 3- | 1
SDGE | Sycamore Canyon | 69 | 0 | 0 | 0 | 0 | 0 | 0 | 0 | 0 | 0 | 0 | 0 | 0 | 0 | 0 | 0 | 0 | 0 | 0 | 0 | 0 |  | 0 | 0 | 0 | 0 | 0 | 0 | 0 | 0 | 0 | 0 | 0 | 0 | 0 | 0 | 0 | 0 | 0 | 0 | 0 | 0 | 0 | 0 | 0 | 0 | 0 | 0 | 0 | 0 | 0 | 0 | 0 | 0 | 0 | 0 | 0 | 0 |  | 0 | 0 | 0 | 0 | 0 | 0 | 0 | 0 | 0 | 0 | 0 | 0 | 0 | 0 | 0 | 0 | 0 | 0 | 0 | 0 | 0 | 0 | 0 | 0 | 0 | 0 | 0 | 0 | 0 | 0 | 0 | 0 | 0 | 0 | 0 | 0 |  | 0 | 0 | 0 | 0 | 0 | 0 | 0 | 0 | 0 | 0 | 0 | 0 | 0 | 0 | 0 | 0 | 0 | 0 | 0 | 0 | 0 | 0 | 0 | 0 | 0 | 0 | 0 | 0 | 0 | 0 | 0 | 0 | 0 | 0 | 0 | 0 |  | 0 | 0 | 0 | 0 | 0 | 0 | 0 | 0 | 0 | 0 | 0 | 0 | 0 | 0 | 0 | 0 | 0 | 0 | 0 | 0 | 0 | 0 | 0 | 0 | 0 | 0 | 0 | 0 | 0 | 0 | 0 | 0 | 0 | 0 | 0 | 0 |  | 1 | 1 | 1 | 1 | 1 | 1 | 1 | 1 | 1 | 0
SCE Northern | Sylmar | 230 | 0 | 0 | 0 | 0 | 0 | 0 | 0 | 0 | 0 | 0 | 0 | 0 | 0 | 0 | 0 | 0 | 0 | 0 | 0 | 0 |  | 0 | 0 | 0 | 0 | 0 | 0 | 0 | 0 | 0 | 0 | 0 | 0 | 0 | 0 | 0 | 0 | 0 | 0 | 0 | 0 | 0 | 0 | 0 | 0 | 0 | 0 | 0 | 0 | 0 | 0 | 0 | 0 | 0 | 0 | 0 | 0 |  | 0 | 0 | 0 | 0 | 0 | 0 | 0 | 0 | 0 | 0 | 0 | 0 | 0 | 0 | 0 | 0 | 0 | 0 | 0 | 0 | 0 | 0 | 0 | 0 | 0 | 0 | 0 | 0 | 0 | 0 | 0 | 0 | 0 | 0 | 0 | 0 |  | 0 | 0 | 0 | 0 | 0 | 0 | 0 | 0 | 0 | 0 | 0 | 0 | 0 | 0 | 171.738 | 0 | 0 | 1 | 0 | 0 | 0 | 0 | 0 | 0 | 0 | 0 | 0 | 0 | 0 | 0 | 0 | 0 | -2 | 0 | 0 | 1 |  | 0 | 0 | 0 | 0 | 0 | 0 | 0 | 0 | 0 | 0 | 0 | 0 | 0 | 0 | 171.738 | 0 | 0 | 1 | 0 | 0 | 0 | 0 | 0 | 0 | 0 | 0 | 0 | 0 | 0 | 0 | 0 | 0 | -2 | 0 | 0 | 1 |  | 1 | 1 | 1 | 1 | 1 | 1 | 1 | 2+ | 1 | 1
PG&E NGBA | Table Mountain | 115 | 0 | 0 | 0 | 0 | 0 | 0 | 0 | 0 | 0 | 0 | 0 | 0 | 0 | 0 | 0 | 0 | 0 | 0 | 0 | 0 |  | 0 | 0 | 0 | 0 | 0 | 0 | 0 | 0 | 0 | 0 | 0 | 0 | 0 | 0 | 0 | 0 | 0 | 0 | 0 | 0 | 0 | 0 | 0 | 0 | 0 | 0 | 0 | 0 | 0 | 0 | 0 | 0 | 0 | 0 | 0 | 0 |  | 0 | 0 | 0 | 0 | 0 | 0 | 0 | 0 | 0 | 0 | 0 | 0 | 0 | 0 | 0 | 0 | 0 | 0 | 0 | 0 | 0 | 0 | 0 | 0 | 0 | 0 | 0 | 0 | 0 | 0 | 0 | 0 | 0 | 0 | 0 | 0 |  | 0 | 0 | 0 | 0 | 0 | 0 | 0 | 0 | 0 | 0 | 0 | 0 | 0 | 0 | 0 | 0 | 0 | 0 | 0 | 0 | 0 | 0 | 0 | 0 | 0 | 0 | 0 | 0 | 0 | 0 | 0 | 0 | 0 | 0 | 0 | 0 |  | 0 | 0 | 0 | 0 | 0 | 0 | 0 | 0 | 0 | 0 | 0 | 0 | 0 | 0 | 0 | 0 | 0 | 0 | 0 | 0 | 0 | 0 | 0 | 0 | 0 | 0 | 0 | 0 | 0 | 0 | 0 | 0 | 0 | 0 | 0 | 0 |  | 1 | 1 | 1 | 1 | 1 | 1 | 1 | 1 | 1 | 0
PG&E NGBA | Table Mountain | 230 | 0 | 0 | 0 | 0 | 0 | 0 | 0 | 0 | 0 | 0 | 0 | 0 | 0 | 0 | 0 | 0 | 0 | 0 | 0 | 0 |  | 0 | 0 | 0 | 0 | 0 | 0 | 0 | 0 | 0 | 0 | 0 | 0 | 0 | 0 | 0 | 0 | 0 | 0 | 0 | 0 | 0 | 0 | 0 | 0 | 0 | 0 | 0 | 0 | 0 | 0 | 0 | 0 | 0 | 0 | 0 | 0 |  | 0 | 0 | 0 | 0 | 0 | 0 | 0 | 0 | 0 | 0 | 0 | 0 | 0 | 0 | 0 | 0 | 0 | 0 | 0 | 0 | 0 | 0 | 0 | 0 | 0 | 0 | 0 | 0 | 0 | 0 | 0 | 0 | 0 | 0 | 0 | 0 |  | 0 | 0 | 0 | 0 | 0 | 0 | 0 | 0 | 0 | 0 | 0 | 0 | 0 | 0 | 0 | 0 | 0 | 0 | 0 | 0 | 0 | 0 | 0 | 0 | 0 | 0 | 0 | 0 | 0 | 0 | 0 | 0 | 0 | 0 | 0 | 0 |  | 0 | 0 | 0 | 0 | 0 | 0 | 0 | 0 | 0 | 0 | 0 | 0 | 0 | 0 | 0 | 0 | 0 | 0 | 0 | 0 | 0 | 0 | 0 | 0 | 0 | 0 | 0 | 0 | 0 | 0 | 0 | 0 | 0 | 0 | 0 | 0 |  | 1 | 1 | 1 | 1 | 1 | 1 | 1 | 1 | 1 | 0
PG&E NGBA | Table Mountain | 500 | 0 | 0 | 0 | 0 | 0 | 0 | 0 | 0 | 0 | 0 | 0 | 0 | 0 | 0 | 0 | 0 | 0 | 0 | 0 | 0 |  | 0 | 0 | 0 | 0 | 0 | 0 | 0 | 0 | 0 | 0 | 0 | 0 | 0 | 0 | 0 | 0 | 0 | 0 | 0 | 0 | 0 | 0 | 0 | 0 | 0 | 0 | 0 | 0 | 0 | 0 | 0 | 0 | 0 | 0 | 0 | 0 |  | 0 | 0 | 0 | 0 | 0 | 0 | 0 | 0 | 0 | 0 | 0 | 0 | 0 | 0 | 0 | 0 | 0 | 0 | 0 | 0 | 0 | 0 | 0 | 0 | 0 | 0 | 0 | 0 | 0 | 0 | 0 | 0 | 0 | 0 | 0 | 0 |  | 0 | 0 | 0 | 0 | 0 | 0 | 0 | 0 | 0 | 0 | 0 | 0 | 0 | 0 | 0 | 0 | 0 | 0 | 0 | 0 | 0 | 0 | 0 | 0 | 0 | 0 | 0 | 0 | 0 | 0 | 0 | 0 | 0 | 0 | 0 | 0 |  | 0 | 0 | 0 | 0 | 0 | 0 | 0 | 0 | 0 | 0 | 0 | 0 | 0 | 0 | 400 | 0 | 0 | 1 | 0 | 0 | 0 | 0 | 0 | 0 | 0 | 0 | 0 | 0 | 0 | 0 | 0 | 0 | -2 | 0 | 0 | 1 |  | 1 | 1 | 1 | 1 | 1 | 1 | 1 | 1+ | 1 | 1
PG&E NGBA | Table Mountain | 60 | 0 | 0 | 0 | 0 | 0 | 0 | 0 | 0 | 0 | 0 | 0 | 0 | 0 | 0 | 0 | 0 | 0 | 0 | 0 | 0 |  | 0 | 0 | 0 | 0 | 0 | 0 | 0 | 0 | 0 | 0 | 0 | 0 | 0 | 0 | 0 | 0 | 0 | 0 | 0 | 0 | 0 | 0 | 0 | 0 | 0 | 0 | 0 | 0 | 0 | 0 | 0 | 0 | 0 | 0 | 0 | 0 |  | 0 | 0 | 0 | 0 | 0 | 0 | 0 | 0 | 0 | 0 | 0 | 0 | 0 | 0 | 0 | 0 | 0 | 0 | 0 | 0 | 0 | 0 | 0 | 0 | 0 | 0 | 0 | 0 | 0 | 0 | 0 | 0 | 0 | 0 | 0 | 0 |  | 0 | 0 | 0 | 0 | 0 | 0 | 0 | 0 | 0 | 0 | 0 | 0 | 0 | 0 | 0 | 0 | 0 | 0 | 0 | 0 | 0 | 0 | 0 | 0 | 0 | 0 | 0 | 0 | 0 | 0 | 0 | 0 | 0 | 0 | 0 | 0 |  | 0 | 0 | 0 | 0 | 0 | 0 | 0 | 0 | 0 | 0 | 0 | 0 | 0 | 0 | 0 | 0 | 0 | 0 | 0 | 0 | 0 | 0 | 0 | 0 | 0 | 0 | 0 | 0 | 0 | 0 | 0 | 0 | 0 | 0 | 0 | 0 |  | 1 | 1 | 1 | 1 | 1 | 1 | 1 | 1 | 1 | 0
PG&E KERN | Taft | 115 | 0 | 0 | 0 | 0 | 0 | 0 | 0 | 0 | 0 | 0 | 0 | 8 | 0 | 0 | 0 | 0 | 0 | 0 | 0 | 1 |  | 0 | 0 | 0 | 0 | 0 | 0 | 0 | 0 | 0 | 0 | 0 | 0 | 0 | 0 | 0 | 0 | 0 | 0 | 0 | 0 | 0 | 0 | 0 | 0 | 0 | 0 | 0 | 0 | 2 | 0 | 0 | 0 | 0 | 0 | 0 | 1 |  | 0 | 0 | 0 | 0 | 0 | 0 | 0 | 0 | 0 | 0 | 25.3348 | 0 | 0 | 0 | 0 | 0 | 0 | 1 | 0 | 0 | 0 | 0 | 0 | 0 | 0 | 0 | 0 | 0 | -2 | 0 | 0 | 0 | 0 | 0 | 0 | 1 |  | 0 | 0 | 0 | 0 | 0 | 0 | 0 | 0 | 0 | 0 | 25.3348 | 0 | 0 | 0 | 0 | 0 | 0 | 1 | 0 | 0 | 0 | 0 | 0 | 0 | 0 | 0 | 0 | 0 | -2 | 0 | 0 | 0 | 0 | 0 | 0 | 1 |  | 0 | 0 | 0 | 0 | 0 | 0 | 0 | 0 | 0 | 0 | 25.3348 | 0 | 0 | 0 | 0 | 0 | 0 | 1 | 0 | 0 | 0 | 0 | 0 | 0 | 0 | 0 | 0 | 0 | -2 | 0 | 0 | 0 | 0 | 0 | 0 | 1 |  | 1 | 1 | 1 | 1 | 1 | 4+ | 1 | 1 | 1 | 1
SDGE | Talega | 138 | 0 | 0 | 0 | 0 | 0 | 0 | 0 | 0 | 0 | 0 | 0 | 0 | 0 | 0 | 0 | 0 | 70 | 70 | 0 | 1 |  | 0 | 0 | 0 | 0 | 0 | 0 | 0 | 0 | 0 | 0 | 0 | 0 | 0 | 100 | 200 | 0 | 0 | 1 | 0 | 0 | 0 | 0 | 0 | 0 | 0 | 0 | 0 | 0 | 0 | 0 | 0 | -1 | -2 | 0 | 0 | 1 |  | 0 | 0 | 0 | 0 | 0 | 0 | 0 | 0 | 0 | 0 | 0 | 0 | 0 | 100 | 200 | 0 | 0 | 1 | 0 | 0 | 0 | 0 | 0 | 0 | 0 | 0 | 0 | 0 | 0 | 0 | 0 | -1 | -2 | 0 | 0 | 1 |  | 0 | 0 | 0 | 0 | 0 | 0 | 0 | 0 | 0 | 0 | 0 | 0 | 0 | 100 | 200 | 0 | 0 | 1 | 0 | 0 | 0 | 0 | 0 | 0 | 0 | 0 | 0 | 0 | 0 | 0 | 0 | -1 | -2 | 0 | 0 | 1 |  | 0 | 0 | 0 | 0 | 0 | 0 | 0 | 0 | 0 | 0 | 0 | 0 | 0 | 100 | 200 | 0 | 0 | 1 | 0 | 0 | 0 | 0 | 0 | 0 | 0 | 0 | 0 | 0 | 0 | 0 | 0 | -1 | -2 | 0 | 0 | 1 |  | 1 | 1 | 1 | 1 | 1 | 1 | 1 | 4+ | 1 | 1
SDGE | Talega | 230 | 0 | 0 | 0 | 0 | 0 | 0 | 0 | 0 | 0 | 0 | 0 | 0 | 0 | 0 | 0 | 0 | 0 | 0 | 0 | 0 |  | 0 | 0 | 0 | 0 | 0 | 0 | 0 | 0 | 0 | 0 | 0 | 0 | 0 | 0 | 0 | 0 | 0 | 0 | 0 | 0 | 0 | 0 | 0 | 0 | 0 | 0 | 0 | 0 | 0 | 0 | 0 | 0 | 0 | 0 | 0 | 0 |  | 0 | 0 | 0 | 0 | 0 | 0 | 0 | 0 | 0 | 0 | 0 | 0 | 0 | 0 | 0 | 0 | 0 | 0 | 0 | 0 | 0 | 0 | 0 | 0 | 0 | 0 | 0 | 0 | 0 | 0 | 0 | 0 | 0 | 0 | 0 | 0 |  | 0 | 0 | 0 | 0 | 0 | 0 | 0 | 0 | 0 | 0 | 0 | 0 | 0 | 0 | 0 | 0 | 0 | 0 | 0 | 0 | 0 | 0 | 0 | 0 | 0 | 0 | 0 | 0 | 0 | 0 | 0 | 0 | 0 | 0 | 0 | 0 |  | 0 | 0 | 0 | 0 | 0 | 0 | 0 | 0 | 0 | 0 | 0 | 0 | 0 | 0 | 350 | 0 | 0 | 1 | 0 | 0 | 0 | 0 | 0 | 0 | 0 | 0 | 0 | 0 | 0 | 0 | 0 | 0 | -2 | 0 | 0 | 1 |  | 1 | 1 | 1 | 1 | 1 | 1 | 1 | 1+ | 1 | 1
PG&E GBA | Tassajara | 230 | 0 | 0 | 0 | 0 | 0 | 0 | 0 | 0 | 0 | 0 | 0 | 0 | 0 | 0 | 0 | 0 | 0 | 0 | 0 | 0 |  | 0 | 0 | 0 | 0 | 0 | 0 | 0 | 0 | 0 | 0 | 0 | 0 | 0 | 0 | 0 | 0 | 0 | 0 | 0 | 0 | 0 | 0 | 0 | 0 | 0 | 0 | 0 | 0 | 0 | 0 | 0 | 0 | 0 | 0 | 0 | 0 |  | 0 | 0 | 0 | 0 | 0 | 0 | 0 | 0 | 0 | 0 | 0 | 0 | 0 | 0 | 0 | 0 | 0 | 0 | 0 | 0 | 0 | 0 | 0 | 0 | 0 | 0 | 0 | 0 | 0 | 0 | 0 | 0 | 0 | 0 | 0 | 0 |  | 0 | 0 | 0 | 0 | 0 | 0 | 0 | 0 | 0 | 0 | 0 | 0 | 0 | 0 | 0 | 0 | 0 | 0 | 0 | 0 | 0 | 0 | 0 | 0 | 0 | 0 | 0 | 0 | 0 | 0 | 0 | 0 | 0 | 0 | 0 | 0 |  | 0 | 0 | 0 | 0 | 0 | 0 | 0 | 0 | 0 | 0 | 0 | 0 | 0 | 0 | 0 | 0 | 0 | 0 | 0 | 0 | 0 | 0 | 0 | 0 | 0 | 0 | 0 | 0 | 0 | 0 | 0 | 0 | 0 | 0 | 0 | 0 |  | 1 | 1 | 1 | 1 | 1 | 1 | 1 | 1 | 1 | 0
PG&E KERN | Tejon | 70 | 0 | 0 | 0 | 0 | 0 | 0 | 0 | 0 | 0 | 0 | 0 | 0 | 0 | 0 | 0 | 0 | 0 | 0 | 0 | 0 |  | 0 | 0 | 0 | 0 | 0 | 0 | 0 | 0 | 0 | 0 | 0 | 0 | 0 | 0 | 0 | 0 | 0 | 0 | 0 | 0 | 0 | 0 | 0 | 0 | 0 | 0 | 0 | 0 | 0 | 0 | 0 | 0 | 0 | 0 | 0 | 0 |  | 0 | 0 | 0 | 0 | 0 | 0 | 0 | 0 | 0 | 0 | 5 | 0 | 0 | 0 | 0 | 0 | 0 | 1 | 0 | 0 | 0 | 0 | 0 | 0 | 0 | 0 | 0 | 0 | -2 | 0 | 0 | 0 | 0 | 0 | 0 | 1 |  | 0 | 0 | 0 | 0 | 0 | 0 | 0 | 0 | 0 | 0 | 5 | 0 | 0 | 0 | 0 | 0 | 0 | 1 | 0 | 0 | 0 | 0 | 0 | 0 | 0 | 0 | 0 | 0 | -2 | 0 | 0 | 0 | 0 | 0 | 0 | 1 |  | 0 | 0 | 0 | 0 | 0 | 0 | 0 | 0 | 0 | 0 | 9.99 | 0 | 0 | 0 | 0 | 0 | 0 | 1 | 0 | 0 | 0 | 0 | 0 | 0 | 0 | 0 | 0 | 0 | -2 | 0 | 0 | 0 | 0 | 0 | 0 | 1 |  | 1 | 1 | 1 | 1 | 1 | 4+ | 1 | 1 | 1 | 1
SDGE | Telegraph Canyon | 138 | 0 | 0 | 0 | 0 | 0 | 0 | 0 | 0 | 0 | 0 | 0 | 0 | 0 | 0 | 0 | 0 | 0 | 0 | 0 | 0 |  | 0 | 0 | 0 | 0 | 0 | 0 | 0 | 0 | 0 | 0 | 0 | 0 | 0 | 0 | 0 | 0 | 0 | 0 | 0 | 0 | 0 | 0 | 0 | 0 | 0 | 0 | 0 | 0 | 0 | 0 | 0 | 0 | 0 | 0 | 0 | 0 |  | 0 | 0 | 0 | 0 | 0 | 0 | 0 | 0 | 0 | 0 | 0 | 0 | 0 | 0 | 0 | 0 | 0 | 0 | 0 | 0 | 0 | 0 | 0 | 0 | 0 | 0 | 0 | 0 | 0 | 0 | 0 | 0 | 0 | 0 | 0 | 0 |  | 0 | 0 | 0 | 0 | 0 | 0 | 0 | 0 | 0 | 0 | 0 | 0 | 0 | 0 | 0 | 0 | 0 | 0 | 0 | 0 | 0 | 0 | 0 | 0 | 0 | 0 | 0 | 0 | 0 | 0 | 0 | 0 | 0 | 0 | 0 | 0 |  | 0 | 0 | 0 | 0 | 0 | 0 | 0 | 0 | 0 | 0 | 0 | 0 | 0 | 0 | 100 | 0 | 0 | 1 | 0 | 0 | 0 | 0 | 0 | 0 | 0 | 0 | 0 | 0 | 0 | 0 | 0 | 0 | -2 | 0 | 0 | 1 |  | 1 | 1 | 1 | 1 | 1 | 1 | 1 | 1+ | 1 | 1
PG&E KERN | Temblor | 115 | 0 | 0 | 0 | 0 | 0 | 0 | 0 | 0 | 0 | 0 | 0 | 0 | 0 | 0 | 0 | 0 | 0 | 0 | 0 | 0 |  | 0 | 0 | 0 | 0 | 0 | 0 | 0 | 0 | 0 | 0 | 0 | 0 | 0 | 0 | 0 | 0 | 0 | 0 | 0 | 0 | 0 | 0 | 0 | 0 | 0 | 0 | 0 | 0 | 0 | 0 | 0 | 0 | 0 | 0 | 0 | 0 |  | 0 | 0 | 0 | 0 | 0 | 0 | 0 | 0 | 0 | 0 | 0 | 0 | 0 | 4 | 60 | 0 | 0 | 1 | 0 | 0 | 0 | 0 | 0 | 0 | 0 | 0 | 0 | 0 | 0 | 0 | 0 | -2 | -2 | 0 | 0 | 1 |  | 0 | 0 | 0 | 0 | 0 | 0 | 0 | 0 | 0 | 0 | 0 | 0 | 0 | 4 | 60 | 0 | 0 | 1 | 0 | 0 | 0 | 0 | 0 | 0 | 0 | 0 | 0 | 0 | 0 | 0 | 0 | -2 | -2 | 0 | 0 | 1 |  | 0 | 0 | 0 | 0 | 0 | 0 | 0 | 0 | 0 | 0 | 8 | 0 | 0 | 4 | 64 | 0 | 0 | 1 | 0 | 0 | 0 | 0 | 0 | 0 | 0 | 0 | 0 | 0 | -2 | 0 | 0 | -2 | -2 | 0 | 0 | 1 |  | 1 | 1 | 1 | 1 | 1 | 1+ | 1 | 4+ | 1 | 1
PG&E KERN | Templeton | 230 | 0 | 0 | 113.07 | 0 | 113.07 | 0 | 0 | 0 | 0 | 0 | 0 | 0 | 0 | 0 | 0 | 0 | 0 | 0 | 0 | 1 |  | 0 | 0 | 0 | 0 | 0 | 0 | 0 | 0 | 0 | 0 | 0 | 0 | 0 | 0 | 0 | 0 | 0 | 0 | 0 | 0 | 0 | 0 | 2 | 2 | 0 | 0 | 0 | 0 | 0 | 0 | 0 | 0 | 0 | 0 | 0 | 1 |  | 0 | 0 | 0 | 0 | 0 | 0 | 0 | 0 | 0 | 0 | 0 | 0 | 0 | 0 | 0 | 0 | 0 | 0 | 0 | 0 | 0 | 0 | 2 | 2 | 0 | 0 | 0 | 0 | 0 | 0 | 0 | 0 | 0 | 0 | 0 | 1 |  | 0 | 0 | 0 | 0 | 0 | 0 | 0 | 0 | 0 | 0 | 0 | 0 | 0 | 0 | 0 | 0 | 0 | 0 | 0 | 0 | 0 | 0 | 2 | 2 | 0 | 0 | 0 | 0 | 0 | 0 | 0 | 0 | 0 | 0 | 0 | 1 |  | 0 | 0 | 0 | 0 | 0 | 0 | 0 | 0 | 0 | 0 | 0 | 0 | 0 | 0 | 950 | 0 | 0 | 1 | 0 | 0 | 0 | 0 | 2 | 2 | 0 | 0 | 0 | 0 | 0 | 0 | 0 | 0 | -2 | 0 | 0 | 1 |  | 1 | 1 | 5- | 1 | 1 | 1 | 1 | 1+ | 1 | 1
PG&E KERN | Templeton | 70 | 0 | 3 | 0 | 0 | 0 | 0 | 0 | 0 | 0 | 0 | 0 | 0 | 0 | 0 | 0 | 0 | 0 | 0 | 0 | 1 |  | 0 | 0 | 0 | 0 | 0 | 0 | 0 | 0 | 0 | 0 | 0 | 0 | 0 | 0 | 0 | 0 | 0 | 0 | 0 | 0 | 2 | 2 | 0 | 0 | 0 | 0 | 0 | 0 | 0 | 0 | 0 | 0 | 0 | 0 | 0 | 1 |  | 0 | 0 | 0 | 0 | 0 | 0 | 0 | 0 | 0 | 0 | 3.1894 | 0 | 0 | 0 | 0.9 | 0 | 0 | 1 | 0 | 0 | 2 | 2 | 0 | 0 | 0 | 0 | 0 | 0 | -2 | 0 | 0 | 0 | 0 | 0 | 0 | 1 |  | 0 | 0 | 0 | 0 | 0 | 0 | 0 | 0 | 0 | 0 | 3.1894 | 0 | 0 | 0 | 0.9 | 0 | 0 | 1 | 0 | 0 | 2 | 2 | 0 | 0 | 0 | 0 | 0 | 0 | -2 | 0 | 0 | 0 | 0 | 0 | 0 | 1 |  | 0 | 0 | 0 | 0 | 0 | 0 | 0 | 0 | 0 | 0 | 5.5644 | 0 | 0 | 0 | 0.9 | 0 | 0 | 1 | 0 | 0 | 2 | 2 | 0 | 0 | 0 | 0 | 0 | 0 | -2 | 0 | 0 | 0 | 0 | 0 | 0 | 1 |  | 1 | 5- | 1 | 1 | 1 | 4+ | 1 | 1 | 1 | 1
PG&E GBA | Tesla | 115 | 0 | 0 | 0 | 0 | 0 | 0 | 0 | 0 | 0 | 0 | 0 | 0 | 0 | 0 | 0 | 0 | 0 | 0 | 0 | 0 |  | 0 | 0 | 0 | 0 | 0 | 0 | 0 | 0 | 0 | 0 | 0 | 0 | 0 | 0 | 0 | 0 | 0 | 0 | 0 | 0 | 0 | 0 | 0 | 0 | 0 | 0 | 0 | 0 | 0 | 0 | 0 | 0 | 0 | 0 | 0 | 0 |  | 0 | 0 | 0 | 0 | 0 | 0 | 0 | 0 | 0 | 0 | 2.384 | 0 | 0 | 0 | 0 | 0 | 0 | 1 | 0 | 0 | 0 | 0 | 0 | 0 | 0 | 0 | 0 | 0 | -2 | 0 | 0 | 0 | 0 | 0 | 0 | 1 |  | 0 | 0 | 0 | 0 | 0 | 0 | 0 | 0 | 0 | 0 | 2.384 | 0 | 0 | 0 | 0 | 0 | 0 | 1 | 0 | 0 | 0 | 0 | 0 | 0 | 0 | 0 | 0 | 0 | -2 | 0 | 0 | 0 | 0 | 0 | 0 | 1 |  | 0 | 0 | 0 | 0 | 0 | 0 | 0 | 0 | 0 | 0 | 2.384 | 0 | 0 | 0 | 0 | 0 | 0 | 1 | 0 | 0 | 0 | 0 | 0 | 0 | 0 | 0 | 0 | 0 | -2 | 0 | 0 | 0 | 0 | 0 | 0 | 1 |  | 1 | 1 | 1 | 1 | 1 | 4+ | 1 | 1 | 1 | 1
PG&E GBA | Tesla | 230 | 0 | 0 | 100 | 76.5 | 176.5 | 0 | 0 | 0 | 0 | 0 | 0 | 0 | 0 | 0 | 0 | 0 | 0 | 0 | 0 | 1 |  | 0 | 0 | 0 | 0 | 60 | 62.5 | 0 | 0 | 0 | 0 | 0 | 0 | 0 | 0 | 0 | 0 | 0 | 1 | 0 | 0 | 0 | 0 | 2 | 2 | 0 | 0 | 0 | 0 | 0 | 0 | 0 | 0 | 0 | 0 | 0 | 1 |  | 0 | 0 | 0 | 0 | 80 | 176.5 | 0 | 0 | 0 | 0 | 0 | 0 | 0 | 0 | 18 | 0 | 0 | 1 | 0 | 0 | 0 | 0 | 1 | 0 | 0 | 0 | 0 | 0 | 0 | 0 | 0 | 0 | -2 | 0 | 0 | 1 |  | 0 | 0 | 0 | 0 | 80 | 176.5 | 0 | 0 | 0 | 0 | 0 | 0 | 0 | 675 | 762.12 | 0 | 0 | 1 | 0 | 0 | 0 | 0 | 1 | 0 | 0 | 0 | 0 | 0 | 0 | 0 | 0 | -2 | -2 | 0 | 0 | 1 |  | 0 | 0 | 0 | 0 | 80 | 176.5 | 0 | 0 | 0 | 0 | 0 | 0 | 0 | 675 | 3447.12 | 0 | 0 | 1 | 0 | 0 | 0 | 0 | 1 | 0 | 0 | 0 | 0 | 0 | 0 | 0 | 0 | -2 | -2 | 0 | 0 | 1 |  | 1 | 1 | 1 | 1 | 1 | 1 | 1 | 4+ | 1 | 1
PG&E GBA | Tesla | 500 | 0 | 0 | 300 | 0 | 300 | 1707 | 0 | 1707 | 0 | 0 | 0 | 0 | 0 | 0 | 0 | 0 | 0 | 0 | 0 | 1 |  | 0 | 0 | 0 | 0 | 0 | 408.8 | 0 | 0 | 0 | 0 | 0 | 0 | 410.04 | 400 | 405.9 | 0 | 0 | 1 | 0 | 0 | 0 | 0 | 2 | -1 | 2 | 2 | 0 | 0 | 0 | 0 | -2 | -2 | -2 | 0 | 0 | 1 |  | 0 | 0 | 0 | 0 | 0 | 408.8 | 0 | 0 | 0 | 0 | 0 | 0 | 410.04 | 400 | 405.9 | 0 | 0 | 1 | 0 | 0 | 0 | 0 | 2 | -1 | 2 | 2 | 0 | 0 | 0 | 0 | -2 | -2 | -2 | 0 | 0 | 1 |  | 0 | 0 | 0 | 0 | 0 | 408.8 | 0 | 0 | 0 | 0 | 0 | 0 | 410.04 | 900 | 921.318 | 0 | 0 | 1 | 0 | 0 | 0 | 0 | 2 | -1 | 2 | 2 | 0 | 0 | 0 | 0 | -1 | -2 | -2 | 0 | 0 | 1 |  | 0 | 0 | 0 | 0 | 0 | 408.8 | 0 | 0 | 0 | 0 | 0 | 0 | 410.04 | 900 | 1821.318 | 0 | 0 | 1 | 0 | 0 | 0 | 0 | 2 | -1 | 2 | 2 | 0 | 0 | 0 | 0 | -2 | -2 | -2 | 0 | 0 | 1 |  | 1 | 1 | 3+ | 5- | 1 | 1 | 4+ | 4+ | 1 | 1
PG&E KERN | Tevis | 115 | 0 | 0 | 0 | 0 | 0 | 0 | 0 | 0 | 0 | 0 | 0 | 0 | 0 | 0 | 0 | 0 | 0 | 0 | 0 | 0 |  | 0 | 0 | 0 | 0 | 0 | 0 | 0 | 0 | 0 | 0 | 0 | 0 | 0 | 0 | 0 | 0 | 0 | 0 | 0 | 0 | 0 | 0 | 0 | 0 | 0 | 0 | 0 | 0 | 0 | 0 | 0 | 0 | 0 | 0 | 0 | 0 |  | 0 | 0 | 0 | 0 | 0 | 0 | 0 | 0 | 0 | 0 | 2.242 | 0 | 0 | 0 | 0 | 0 | 0 | 1 | 0 | 0 | 0 | 0 | 0 | 0 | 0 | 0 | 0 | 0 | -2 | 0 | 0 | 0 | 0 | 0 | 0 | 1 |  | 0 | 0 | 0 | 0 | 0 | 0 | 0 | 0 | 0 | 0 | 2.242 | 0 | 0 | 0 | 0 | 0 | 0 | 1 | 0 | 0 | 0 | 0 | 0 | 0 | 0 | 0 | 0 | 0 | -2 | 0 | 0 | 0 | 0 | 0 | 0 | 1 |  | 0 | 0 | 0 | 0 | 0 | 0 | 0 | 0 | 0 | 0 | 2.242 | 0 | 0 | 0 | 0 | 0 | 0 | 1 | 0 | 0 | 0 | 0 | 0 | 0 | 0 | 0 | 0 | 0 | -2 | 0 | 0 | 0 | 0 | 0 | 0 | 1 |  | 1 | 1 | 1 | 1 | 1 | 4+ | 1 | 1 | 1 | 1
EOP | Thousandaire | 138 | 0 | 0 | 0 | 0 | 0 | 0 | 0 | 0 | 0 | 0 | 0 | 0 | 0 | 0 | 0 | 0 | 0 | 0 | 0 | 0 |  | 0 | 0 | 0 | 0 | 0 | 0 | 0 | 0 | 0 | 0 | 0 | 0 | 0 | 0 | 0 | 0 | 0 | 0 | 0 | 0 | 0 | 0 | 0 | 0 | 0 | 0 | 0 | 0 | 0 | 0 | 0 | 0 | 0 | 0 | 0 | 0 |  | 0 | 0 | 0 | 0 | 0 | 0 | 0 | 0 | 0 | 0 | 0 | 0 | 0 | 0 | 0 | 0 | 0 | 0 | 0 | 0 | 0 | 0 | 0 | 0 | 0 | 0 | 0 | 0 | 0 | 0 | 0 | 0 | 0 | 0 | 0 | 0 |  | 0 | 0 | 0 | 0 | 0 | 0 | 0 | 0 | 0 | 0 | 0 | 0 | 0 | 0 | 0 | 0 | 0 | 0 | 0 | 0 | 0 | 0 | 0 | 0 | 0 | 0 | 0 | 0 | 0 | 0 | 0 | 0 | 0 | 0 | 0 | 0 |  | 0 | 0 | 0 | 0 | 0 | 0 | 0 | 0 | 0 | 0 | 0 | 0 | 0 | 0 | 0 | 0 | 0 | 0 | 0 | 0 | 0 | 0 | 0 | 0 | 0 | 0 | 0 | 0 | 0 | 0 | 0 | 0 | 0 | 0 | 0 | 0 |  | 1 | 1 | 1 | 1 | 1 | 1 | 1 | 1 | 1 | 0
PG&E KERN | Topaz | 230 | 0 | 0 | 0 | 0 | 0 | 0 | 0 | 0 | 0 | 0 | 0 | 0 | 0 | 0 | 0 | 0 | 0 | 0 | 0 | 0 |  | 0 | 0 | 0 | 0 | 0 | 0 | 0 | 0 | 0 | 0 | 0 | 0 | 0 | 0 | 0 | 0 | 0 | 0 | 0 | 0 | 0 | 0 | 0 | 0 | 0 | 0 | 0 | 0 | 0 | 0 | 0 | 0 | 0 | 0 | 0 | 0 |  | 0 | 0 | 0 | 0 | 0 | 0 | 0 | 0 | 0 | 0 | 0 | 0 | 0 | 0 | 0 | 0 | 0 | 0 | 0 | 0 | 0 | 0 | 0 | 0 | 0 | 0 | 0 | 0 | 0 | 0 | 0 | 0 | 0 | 0 | 0 | 0 |  | 0 | 0 | 0 | 0 | 0 | 0 | 0 | 0 | 0 | 0 | 0 | 0 | 0 | 0 | 0 | 0 | 0 | 0 | 0 | 0 | 0 | 0 | 0 | 0 | 0 | 0 | 0 | 0 | 0 | 0 | 0 | 0 | 0 | 0 | 0 | 0 |  | 0 | 0 | 0 | 0 | 0 | 0 | 0 | 0 | 0 | 0 | 0 | 0 | 0 | 0 | 0 | 0 | 0 | 0 | 0 | 0 | 0 | 0 | 0 | 0 | 0 | 0 | 0 | 0 | 0 | 0 | 0 | 0 | 0 | 0 | 0 | 0 |  | 1 | 1 | 1 | 1 | 1 | 1 | 1 | 1 | 1 | 0
SCE NOL | Tortilla | 115 | 0 | 0 | 0 | 0 | 0 | 0 | 0 | 0 | 0 | 0 | 0 | 0 | 0 | 0 | 0 | 0 | 0 | 0 | 0 | 0 |  | 0 | 0 | 0 | 0 | 0 | 0 | 0 | 0 | 0 | 0 | 0 | 0 | 0 | 0 | 0 | 0 | 0 | 0 | 0 | 0 | 0 | 0 | 0 | 0 | 0 | 0 | 0 | 0 | 0 | 0 | 0 | 0 | 0 | 0 | 0 | 0 |  | 0 | 0 | 0 | 0 | 0 | 0 | 0 | 0 | 0 | 0 | 0 | 0 | 0 | 0 | 0 | 0 | 0 | 0 | 0 | 0 | 0 | 0 | 0 | 0 | 0 | 0 | 0 | 0 | 0 | 0 | 0 | 0 | 0 | 0 | 0 | 0 |  | 0 | 0 | 0 | 0 | 0 | 0 | 0 | 0 | 0 | 0 | 0 | 0 | 0 | 0 | 0 | 0 | 0 | 0 | 0 | 0 | 0 | 0 | 0 | 0 | 0 | 0 | 0 | 0 | 0 | 0 | 0 | 0 | 0 | 0 | 0 | 0 |  | 0 | 0 | 0 | 0 | 0 | 0 | 0 | 0 | 0 | 0 | 16.6 | 0 | 20 | 0 | 29.096 | 0 | 0 | 1 | 0 | 0 | 0 | 0 | 0 | 0 | 0 | 0 | 0 | 0 | -2 | 0 | -2 | 0 | -2 | 0 | 0 | 1 |  | 1 | 1 | 1 | 1 | 1 | 1+ | 1+ | 1+ | 1 | 1
SDGE | Trabuco | 138 | 0 | 0 | 0 | 0 | 0 | 0 | 0 | 0 | 0 | 0 | 0 | 0 | 0 | 0 | 0 | 0 | 0 | 0 | 0 | 0 |  | 0 | 0 | 0 | 0 | 0 | 0 | 0 | 0 | 0 | 0 | 0 | 0 | 0 | 0 | 0 | 0 | 0 | 0 | 0 | 0 | 0 | 0 | 0 | 0 | 0 | 0 | 0 | 0 | 0 | 0 | 0 | 0 | 0 | 0 | 0 | 0 |  | 0 | 0 | 0 | 0 | 0 | 0 | 0 | 0 | 0 | 0 | 0 | 0 | 0 | 0 | 0 | 0 | 0 | 0 | 0 | 0 | 0 | 0 | 0 | 0 | 0 | 0 | 0 | 0 | 0 | 0 | 0 | 0 | 0 | 0 | 0 | 0 |  | 0 | 0 | 0 | 0 | 0 | 0 | 0 | 0 | 0 | 0 | 0 | 0 | 0 | 0 | 0 | 0 | 0 | 0 | 0 | 0 | 0 | 0 | 0 | 0 | 0 | 0 | 0 | 0 | 0 | 0 | 0 | 0 | 0 | 0 | 0 | 0 |  | 0 | 0 | 0 | 0 | 0 | 0 | 0 | 0 | 0 | 0 | 0 | 0 | 0 | 0 | 0 | 0 | 0 | 0 | 0 | 0 | 0 | 0 | 0 | 0 | 0 | 0 | 0 | 0 | 0 | 0 | 0 | 0 | 0 | 0 | 0 | 0 |  | 1 | 1 | 1 | 1 | 1 | 1 | 1 | 1 | 1 | 0
PG&E GBA | Tracy | 115 | 0 | 0 | 0 | 0 | 0 | 0 | 0 | 0 | 0 | 0 | 0 | 0 | 0 | 0 | 0 | 0 | 0 | 0 | 0 | 0 |  | 0 | 0 | 0 | 0 | 0 | 0 | 0 | 0 | 0 | 0 | 0 | 0 | 0 | 0 | 0 | 0 | 0 | 0 | 0 | 0 | 0 | 0 | 0 | 0 | 0 | 0 | 0 | 0 | 0 | 0 | 0 | 0 | 0 | 0 | 0 | 0 |  | 0 | 0 | 0 | 0 | 0 | 0 | 0 | 0 | 0 | 0 | 0 | 0 | 0 | 0 | 0 | 0 | 0 | 0 | 0 | 0 | 0 | 0 | 0 | 0 | 0 | 0 | 0 | 0 | 0 | 0 | 0 | 0 | 0 | 0 | 0 | 0 |  | 0 | 0 | 0 | 0 | 0 | 0 | 0 | 0 | 0 | 0 | 0 | 0 | 0 | 0 | 0 | 0 | 0 | 0 | 0 | 0 | 0 | 0 | 0 | 0 | 0 | 0 | 0 | 0 | 0 | 0 | 0 | 0 | 0 | 0 | 0 | 0 |  | 0 | 0 | 0 | 0 | 0 | 0 | 0 | 0 | 0 | 0 | 4.468 | 0 | 0 | 0 | 0 | 0 | 0 | 1 | 0 | 0 | 0 | 0 | 0 | 0 | 0 | 0 | 0 | 0 | -2 | 0 | 0 | 0 | 0 | 0 | 0 | 1 |  | 1 | 1 | 1 | 1 | 1 | 1+ | 1 | 1 | 1 | 1
PG&E FRESNO | Tranquility | 230 | 0 | 0 | 0 | 0 | 0 | 0 | 0 | 0 | 0 | 0 | 0 | 0 | 200 | 300 | 500 | 0 | 125 | 125 | 0 | 1 |  | 0 | 0 | 0 | 0 | 0 | 0 | 0 | 0 | 0 | 0 | 0 | 0 | 316.09 | 50.5 | 50.5 | 0 | 0 | 1 | 0 | 0 | 0 | 0 | 0 | 0 | 0 | 0 | 0 | 0 | 0 | 2 | 2 | 2 | 2 | 0 | 0 | 1 |  | 0 | 0 | 0 | 0 | 0 | 0 | 0 | 0 | 0 | 0 | 0 | 0 | 519.939 | 250.5 | 254.159 | 0 | 0 | 1 | 0 | 0 | 0 | 0 | 0 | 0 | 0 | 0 | 0 | 0 | 0 | 2 | 0 | -2 | -2 | 0 | 0 | 1 |  | 0 | 0 | 0 | 0 | 0 | 0 | 0 | 0 | 0 | 0 | 0 | 0 | 726.03 | 325.5 | 560.25 | 0 | 0 | 1 | 0 | 0 | 0 | 0 | 0 | 0 | 0 | 0 | 0 | 0 | 0 | 2 | -1 | -2 | -2 | 0 | 0 | 1 |  | 0 | 0 | 0 | 0 | 0 | 0 | 0 | 0 | 0 | 0 | 0 | 0 | 1026.03 | 325.5 | 660.25 | 0 | 0 | 1 | 0 | 0 | 0 | 0 | 0 | 0 | 0 | 0 | 0 | 0 | 0 | 2 | -2 | -2 | -2 | 0 | 0 | 1 |  | 1 | 1 | 1 | 1 | 1 | 1 | 2+ | 4+ | 1 | 1
PG&E GBA | Trimble | 115 | 0 | 0 | 0 | 0 | 0 | 0 | 0 | 0 | 0 | 0 | 0 | 0 | 0 | 0 | 0 | 0 | 0 | 0 | 0 | 0 |  | 0 | 0 | 0 | 0 | 0 | 0 | 0 | 0 | 0 | 0 | 0 | 0 | 0 | 0 | 0 | 0 | 0 | 0 | 0 | 0 | 0 | 0 | 0 | 0 | 0 | 0 | 0 | 0 | 0 | 0 | 0 | 0 | 0 | 0 | 0 | 0 |  | 0 | 0 | 0 | 0 | 0 | 0 | 0 | 0 | 0 | 0 | 0 | 0 | 0 | 0 | 0 | 0 | 0 | 0 | 0 | 0 | 0 | 0 | 0 | 0 | 0 | 0 | 0 | 0 | 0 | 0 | 0 | 0 | 0 | 0 | 0 | 0 |  | 0 | 0 | 0 | 0 | 0 | 0 | 0 | 0 | 0 | 0 | 0 | 0 | 0 | 0 | 0 | 0 | 0 | 0 | 0 | 0 | 0 | 0 | 0 | 0 | 0 | 0 | 0 | 0 | 0 | 0 | 0 | 0 | 0 | 0 | 0 | 0 |  | 0 | 0 | 0 | 0 | 0 | 0 | 0 | 0 | 0 | 0 | 0 | 0 | 0 | 0 | 0 | 0 | 0 | 0 | 0 | 0 | 0 | 0 | 0 | 0 | 0 | 0 | 0 | 0 | 0 | 0 | 0 | 0 | 0 | 0 | 0 | 0 |  | 1 | 1 | 1 | 1 | 1 | 1 | 1 | 1 | 1 | 0
EOP | Trout Canyon | 230 | 0 | 0 | 0 | 0 | 0 | 0 | 0 | 0 | 0 | 0 | 0 | 0 | 691 | 445 | 1136 | 0 | 180 | 180 | 0 | 1 |  | 0 | 0 | 0 | 0 | 0 | 0 | 0 | 0 | 0 | 0 | 0 | 0 | 0 | 0 | 0 | 0 | 0 | 0 | 0 | 0 | 0 | 0 | 0 | 0 | 0 | 0 | 0 | 0 | 0 | 2 | 2 | 2 | 2 | 0 | 0 | 1 |  | 0 | 0 | 0 | 0 | 0 | 0 | 0 | 0 | 0 | 0 | 0 | 441 | 869.954 | 619 | 636.02 | 0 | 0 | 1 | 0 | 0 | 0 | 0 | 0 | 0 | 0 | 0 | 0 | 0 | 0 | 2 | 1 | -2 | -2 | 0 | 0 | 1 |  | 0 | 0 | 0 | 0 | 0 | 0 | 0 | 0 | 0 | 0 | 0 | 441 | 2479.37 | 1369 | 2245.1067 | 0 | 0 | 1 | 0 | 0 | 0 | 0 | 0 | 0 | 0 | 0 | 0 | 0 | 0 | 2 | -2 | -2 | -2 | 0 | 0 | 1 |  | 0 | 0 | 0 | 0 | 0 | 0 | 0 | 0 | 0 | 0 | 0 | 441 | 3829.37 | 1369 | 4495.1067 | 0 | 0 | 1 | 0 | 0 | 0 | 0 | 0 | 0 | 0 | 0 | 0 | 0 | 0 | 2 | -2 | -2 | -2 | 0 | 0 | 1 |  | 1 | 1 | 1 | 1 | 1 | 1 | 2- | 4+ | 1 | 1
EOP | Trout Canyon | 500 | 0 | 0 | 0 | 0 | 0 | 0 | 0 | 0 | 0 | 0 | 0 | 0 | 0 | 0 | 0 | 0 | 0 | 0 | 0 | 0 |  | 0 | 0 | 0 | 0 | 0 | 0 | 0 | 0 | 0 | 0 | 0 | 0 | 0 | 0 | 0 | 0 | 0 | 0 | 0 | 0 | 0 | 0 | 0 | 0 | 0 | 0 | 0 | 0 | 0 | 0 | 0 | 0 | 0 | 0 | 0 | 0 |  | 0 | 0 | 0 | 0 | 0 | 0 | 0 | 0 | 0 | 0 | 0 | 0 | 0 | 0 | 0 | 0 | 0 | 0 | 0 | 0 | 0 | 0 | 0 | 0 | 0 | 0 | 0 | 0 | 0 | 0 | 0 | 0 | 0 | 0 | 0 | 0 |  | 0 | 0 | 0 | 0 | 0 | 0 | 0 | 0 | 0 | 0 | 0 | 0 | 0 | 0 | 0 | 0 | 0 | 0 | 0 | 0 | 0 | 0 | 0 | 0 | 0 | 0 | 0 | 0 | 0 | 0 | 0 | 0 | 0 | 0 | 0 | 0 |  | 0 | 0 | 0 | 0 | 0 | 100 | 0 | 0 | 0 | 0 | 0 | 0 | 1000 | 0 | 1500 | 0 | 0 | 1 | 0 | 0 | 0 | 0 | 0 | -2 | 0 | 0 | 0 | 0 | 0 | 0 | -2 | 0 | -2 | 0 | 0 | 1 |  | 1 | 1 | 1+ | 1 | 1 | 1 | 1+ | 1+ | 1 | 1
PG&E NGBA | Tulucay | 230 | 0 | 0 | 0 | 0 | 0 | 0 | 0 | 0 | 0 | 0 | 0 | 0 | 0 | 0 | 0 | 0 | 0 | 0 | 0 | 0 |  | 0 | 0 | 0 | 0 | 0 | 0 | 0 | 0 | 0 | 0 | 0 | 0 | 0 | 0 | 0 | 0 | 0 | 0 | 0 | 0 | 0 | 0 | 0 | 0 | 0 | 0 | 0 | 0 | 0 | 0 | 0 | 0 | 0 | 0 | 0 | 0 |  | 0 | 0 | 0 | 0 | 0 | 0 | 0 | 0 | 0 | 0 | 0 | 0 | 0 | 0 | 0 | 0 | 0 | 0 | 0 | 0 | 0 | 0 | 0 | 0 | 0 | 0 | 0 | 0 | 0 | 0 | 0 | 0 | 0 | 0 | 0 | 0 |  | 0 | 0 | 0 | 0 | 0 | 0 | 0 | 0 | 0 | 0 | 0 | 0 | 0 | 0 | 252 | 0 | 0 | 1 | 0 | 0 | 0 | 0 | 0 | 0 | 0 | 0 | 0 | 0 | 0 | 0 | 0 | 0 | -2 | 0 | 0 | 1 |  | 0 | 0 | 0 | 0 | 0 | 0 | 0 | 0 | 0 | 0 | 0 | 0 | 0 | 0 | 252 | 0 | 0 | 1 | 0 | 0 | 0 | 0 | 0 | 0 | 0 | 0 | 0 | 0 | 0 | 0 | 0 | 0 | -2 | 0 | 0 | 1 |  | 1 | 1 | 1 | 1 | 1 | 1 | 1 | 2+ | 1 | 1
PG&E NGBA | Tulucay | 60 | 0 | 0 | 0 | 0 | 0 | 0 | 0 | 0 | 0 | 0 | 0 | 0 | 0 | 0 | 0 | 0 | 0 | 0 | 0 | 0 |  | 0 | 0 | 0 | 0 | 0 | 0 | 0 | 0 | 0 | 0 | 0 | 0 | 0 | 0 | 0 | 0 | 0 | 0 | 0 | 0 | 0 | 0 | 0 | 0 | 0 | 0 | 0 | 0 | 0 | 0 | 0 | 0 | 0 | 0 | 0 | 0 |  | 0 | 0 | 0 | 0 | 0 | 0 | 0 | 0 | 0 | 0 | 0 | 24.5 | 24.5 | 0 | 6.715 | 0 | 0 | 1 | 0 | 0 | 0 | 0 | 0 | 0 | 0 | 0 | 0 | 0 | 0 | -2 | -2 | 0 | -2 | 0 | 0 | 1 |  | 0 | 0 | 0 | 0 | 0 | 0 | 0 | 0 | 0 | 0 | 0 | 24.5 | 24.5 | 0 | 6.715 | 0 | 0 | 1 | 0 | 0 | 0 | 0 | 0 | 0 | 0 | 0 | 0 | 0 | 0 | -2 | -1 | 0 | -2 | 0 | 0 | 1 |  | 0 | 0 | 0 | 0 | 0 | 0 | 0 | 0 | 0 | 0 | 0 | 24.5 | 24.5 | 0 | 6.715 | 0 | 0 | 1 | 0 | 0 | 0 | 0 | 0 | 0 | 0 | 0 | 0 | 0 | 0 | -2 | -2 | 0 | -2 | 0 | 0 | 1 |  | 1 | 1 | 1 | 1 | 1 | 1 | 4+ | 4+ | 1 | 1
PG&E KERN | Tupman | 115 | 0 | 0 | 0 | 0 | 0 | 0 | 0 | 0 | 0 | 0 | 0 | 0 | 0 | 0 | 0 | 0 | 0 | 0 | 0 | 0 |  | 0 | 0 | 0 | 0 | 0 | 0 | 0 | 0 | 0 | 0 | 0 | 0 | 0 | 0 | 0 | 0 | 0 | 0 | 0 | 0 | 0 | 0 | 0 | 0 | 0 | 0 | 0 | 0 | 0 | 0 | 0 | 0 | 0 | 0 | 0 | 0 |  | 0 | 0 | 0 | 0 | 0 | 0 | 0 | 0 | 0 | 0 | 10.8 | 0 | 0 | 0 | 0 | 0 | 0 | 1 | 0 | 0 | 0 | 0 | 0 | 0 | 0 | 0 | 0 | 0 | -2 | 0 | 0 | 0 | 0 | 0 | 0 | 1 |  | 0 | 0 | 0 | 0 | 0 | 0 | 0 | 0 | 0 | 0 | 10.8 | 0 | 0 | 0 | 0 | 0 | 0 | 1 | 0 | 0 | 0 | 0 | 0 | 0 | 0 | 0 | 0 | 0 | -2 | 0 | 0 | 0 | 0 | 0 | 0 | 1 |  | 0 | 0 | 0 | 0 | 0 | 0 | 0 | 0 | 0 | 0 | 17.232 | 0 | 0 | 0 | 0 | 0 | 0 | 1 | 0 | 0 | 0 | 0 | 0 | 0 | 0 | 0 | 0 | 0 | -2 | 0 | 0 | 0 | 0 | 0 | 0 | 1 |  | 1 | 1 | 1 | 1 | 1 | 4+ | 1 | 1 | 1 | 1
PG&E NGBA | Ukiah | 115 | 0 | 0 | 0 | 0 | 0 | 0 | 0 | 0 | 0 | 0 | 0 | 0 | 0 | 0 | 0 | 0 | 0 | 0 | 0 | 0 |  | 0 | 0 | 0 | 0 | 0 | 0 | 0 | 0 | 0 | 0 | 0 | 0 | 0 | 0 | 0 | 0 | 0 | 0 | 0 | 0 | 0 | 0 | 0 | 0 | 0 | 0 | 0 | 0 | 0 | 0 | 0 | 0 | 0 | 0 | 0 | 0 |  | 0 | 0 | 0 | 0 | 0 | 0 | 0 | 0 | 0 | 0 | 0 | 0 | 0 | 0 | 0 | 0 | 0 | 0 | 0 | 0 | 0 | 0 | 0 | 0 | 0 | 0 | 0 | 0 | 0 | 0 | 0 | 0 | 0 | 0 | 0 | 0 |  | 0 | 0 | 0 | 0 | 0 | 0 | 0 | 0 | 0 | 0 | 0 | 0 | 0 | 0 | 0 | 0 | 0 | 0 | 0 | 0 | 0 | 0 | 0 | 0 | 0 | 0 | 0 | 0 | 0 | 0 | 0 | 0 | 0 | 0 | 0 | 0 |  | 0 | 0 | 0 | 0 | 0 | 0 | 0 | 0 | 0 | 0 | 0 | 0 | 0 | 0 | 0 | 0 | 0 | 0 | 0 | 0 | 0 | 0 | 0 | 0 | 0 | 0 | 0 | 0 | 0 | 0 | 0 | 0 | 0 | 0 | 0 | 0 |  | 1 | 1 | 1 | 1 | 1 | 1 | 1 | 1 | 1 | 0
PG&E KERN | Union (Estrella) | 70 | 0 | 0 | 0 | 0 | 0 | 0 | 0 | 0 | 0 | 0 | 0 | 0 | 0 | 0 | 0 | 0 | 0 | 0 | 0 | 0 |  | 0 | 0 | 0 | 0 | 0 | 0 | 0 | 0 | 0 | 0 | 0 | 0 | 0 | 0 | 0 | 0 | 0 | 0 | 0 | 0 | 0 | 0 | 0 | 0 | 0 | 0 | 0 | 0 | 0 | 0 | 0 | 0 | 0 | 0 | 0 | 0 |  | 0 | 0 | 0 | 0 | 0 | 0 | 0 | 0 | 0 | 0 | 0 | 0 | 0 | 0 | 0 | 0 | 0 | 0 | 0 | 0 | 0 | 0 | 0 | 0 | 0 | 0 | 0 | 0 | 0 | 0 | 0 | 0 | 0 | 0 | 0 | 0 |  | 0 | 0 | 0 | 0 | 0 | 0 | 0 | 0 | 0 | 0 | 0 | 0 | 0 | 0 | 0 | 0 | 0 | 0 | 0 | 0 | 0 | 0 | 0 | 0 | 0 | 0 | 0 | 0 | 0 | 0 | 0 | 0 | 0 | 0 | 0 | 0 |  | 0 | 0 | 0 | 0 | 0 | 0 | 0 | 0 | 0 | 0 | 0 | 0 | 0 | 0 | 150 | 0 | 0 | 1 | 0 | 0 | 0 | 0 | 0 | 0 | 0 | 0 | 0 | 0 | 0 | 0 | 0 | 0 | -2 | 0 | 0 | 1 |  | 1 | 1 | 1 | 1 | 1 | 1 | 1 | 1+ | 1 | 1
PG&E NGBA | Vaca Dixon | 115 | 0 | 0 | 0 | 0 | 0 | 0 | 0 | 0 | 0 | 0 | 0 | 0 | 0 | 0 | 0 | 0 | 0 | 0 | 0 | 0 |  | 0 | 0 | 0 | 0 | 0 | 0 | 0 | 0 | 0 | 0 | 0 | 0 | 0 | 0 | 0 | 0 | 0 | 0 | 0 | 0 | 0 | 0 | 0 | 0 | 0 | 0 | 0 | 0 | 0 | 0 | 0 | 0 | 0 | 0 | 0 | 0 |  | 0 | 0 | 0 | 0 | 0 | 0 | 0 | 0 | 0 | 0 | 0 | 0 | 0 | 0 | 0 | 0 | 0 | 0 | 0 | 0 | 0 | 0 | 0 | 0 | 0 | 0 | 0 | 0 | 0 | 0 | 0 | 0 | 0 | 0 | 0 | 0 |  | 0 | 0 | 0 | 0 | 0 | 0 | 0 | 0 | 0 | 0 | 0 | 0 | 0 | 0 | 102.15 | 0 | 0 | 1 | 0 | 0 | 0 | 0 | 0 | 0 | 0 | 0 | 0 | 0 | 0 | 0 | 0 | 0 | -2 | 0 | 0 | 1 |  | 0 | 0 | 0 | 0 | 0 | 0 | 0 | 0 | 0 | 0 | 0 | 0 | 0 | 0 | 302.15 | 0 | 0 | 1 | 0 | 0 | 0 | 0 | 0 | 0 | 0 | 0 | 0 | 0 | 0 | 0 | 0 | 0 | -2 | 0 | 0 | 1 |  | 1 | 1 | 1 | 1 | 1 | 1 | 1 | 2+ | 1 | 1
PG&E NGBA | Vaca Dixon | 230 | 0 | 0 | 0 | 0 | 0 | 0 | 0 | 0 | 0 | 0 | 0 | 0 | 0 | 0 | 0 | 0 | 0 | 0 | 0 | 0 |  | 0 | 0 | 0 | 0 | 0 | 0 | 0 | 0 | 0 | 0 | 0 | 0 | 0 | 0 | 0 | 0 | 0 | 0 | 0 | 0 | 0 | 0 | 0 | 0 | 0 | 0 | 0 | 0 | 0 | 0 | 0 | 0 | 0 | 0 | 0 | 0 |  | 0 | 0 | 0 | 0 | 0 | 0 | 0 | 0 | 0 | 0 | 0 | 0 | 0 | 0 | 13.5 | 0 | 0 | 1 | 0 | 0 | 0 | 0 | 0 | 0 | 0 | 0 | 0 | 0 | 0 | 0 | 0 | 0 | -2 | 0 | 0 | 1 |  | 0 | 0 | 0 | 0 | 0 | 0 | 0 | 0 | 0 | 0 | 0 | 0 | 0 | 0 | 489.46 | 0 | 0 | 1 | 0 | 0 | 0 | 0 | 0 | 0 | 0 | 0 | 0 | 0 | 0 | 0 | 0 | 0 | -2 | 0 | 0 | 1 |  | 0 | 0 | 0 | 0 | 0 | 0 | 0 | 0 | 0 | 0 | 0 | 0 | 400 | 0 | 1489.46 | 0 | 0 | 1 | 0 | 0 | 0 | 0 | 0 | 0 | 0 | 0 | 0 | 0 | 0 | 0 | -2 | 0 | -2 | 0 | 0 | 1 |  | 1 | 1 | 1 | 1 | 1 | 1 | 1+ | 4+ | 1 | 1
PG&E NGBA | Vaca Dixon | 500 | 0 | 0 | 0 | 0 | 0 | 0 | 0 | 0 | 0 | 0 | 0 | 0 | 0 | 0 | 0 | 0 | 0 | 0 | 0 | 0 |  | 0 | 0 | 0 | 0 | 0 | 0 | 0 | 0 | 0 | 0 | 0 | 0 | 0 | 0 | 0 | 0 | 0 | 0 | 0 | 0 | 0 | 0 | 0 | 0 | 0 | 0 | 0 | 0 | 0 | 0 | 0 | 0 | 0 | 0 | 0 | 0 |  | 0 | 0 | 0 | 0 | 0 | 0 | 0 | 0 | 0 | 0 | 0 | 0 | 0 | 0 | 0 | 0 | 0 | 0 | 0 | 0 | 0 | 0 | 0 | 0 | 0 | 0 | 0 | 0 | 0 | 0 | 0 | 0 | 0 | 0 | 0 | 0 |  | 0 | 0 | 0 | 0 | 0 | 0 | 0 | 0 | 0 | 0 | 0 | 0 | 0 | 0 | 710.6 | 0 | 0 | 1 | 0 | 0 | 0 | 0 | 0 | 0 | 0 | 0 | 0 | 0 | 0 | 0 | 0 | 0 | -2 | 0 | 0 | 1 |  | 0 | 0 | 0 | 0 | 0 | 0 | 0 | 0 | 0 | 0 | 0 | 0 | 550 | 0 | 1260.6 | 0 | 0 | 1 | 0 | 0 | 0 | 0 | 0 | 0 | 0 | 0 | 0 | 0 | 0 | 0 | -2 | 0 | -2 | 0 | 0 | 1 |  | 1 | 1 | 1 | 1 | 1 | 1 | 1+ | 2+ | 1 | 1
PG&E NGBA | Vaca Dixon | 60 | 0 | 0 | 0 | 0 | 0 | 0 | 0 | 0 | 0 | 0 | 0 | 0 | 0 | 0 | 0 | 0 | 0 | 0 | 0 | 0 |  | 0 | 0 | 0 | 0 | 0 | 0 | 0 | 0 | 0 | 0 | 0 | 0 | 0 | 0 | 0 | 0 | 0 | 0 | 0 | 0 | 0 | 0 | 0 | 0 | 0 | 0 | 0 | 0 | 0 | 0 | 0 | 0 | 0 | 0 | 0 | 0 |  | 0 | 0 | 0 | 0 | 0 | 0 | 0 | 0 | 0 | 0 | 0 | 0 | 0 | 0 | 0 | 0 | 0 | 0 | 0 | 0 | 0 | 0 | 0 | 0 | 0 | 0 | 0 | 0 | 0 | 0 | 0 | 0 | 0 | 0 | 0 | 0 |  | 0 | 0 | 0 | 0 | 0 | 0 | 0 | 0 | 0 | 0 | 0 | 0 | 0 | 0 | 0 | 0 | 0 | 0 | 0 | 0 | 0 | 0 | 0 | 0 | 0 | 0 | 0 | 0 | 0 | 0 | 0 | 0 | 0 | 0 | 0 | 0 |  | 0 | 0 | 0 | 0 | 0 | 0 | 0 | 0 | 0 | 0 | 0 | 0 | 0 | 0 | 0 | 0 | 0 | 0 | 0 | 0 | 0 | 0 | 0 | 0 | 0 | 0 | 0 | 0 | 0 | 0 | 0 | 0 | 0 | 0 | 0 | 0 |  | 1 | 1 | 1 | 1 | 1 | 1 | 1 | 1 | 1 | 0
SCE Eastern | Valley (SCE) | 500 | 0 | 0 | 0 | 0 | 0 | 0 | 0 | 0 | 0 | 0 | 0 | 0 | 0 | 0 | 0 | 0 | 0 | 0 | 200 | 1 |  | 0 | 0 | 0 | 0 | 0 | 0 | 0 | 0 | 0 | 0 | 0 | 0 | 0 | 60 | 60 | 0 | 0 | 1 | 0 | 0 | 0 | 0 | 0 | 0 | 0 | 0 | 0 | 0 | 0 | 0 | 0 | -2 | -2 | 2 | 2 | 1 |  | 0 | 0 | 0 | 0 | 0 | 0 | 0 | 0 | 0 | 0 | 3 | 0 | 0 | 710 | 720.6 | 0 | 0 | 1 | 0 | 0 | 0 | 0 | 0 | 0 | 0 | 0 | 0 | 0 | -2 | 0 | 0 | -2 | -2 | 2 | 2 | 1 |  | 0 | 0 | 0 | 0 | 0 | 0 | 0 | 0 | 0 | 0 | 3 | 0 | 0 | 710 | 720.6 | 0 | 0 | 1 | 0 | 0 | 0 | 0 | 0 | 0 | 0 | 0 | 0 | 0 | -2 | 0 | 0 | -2 | -2 | 2 | 2 | 1 |  | 0 | 0 | 0 | 0 | 0 | 0 | 0 | 0 | 0 | 0 | 3 | 0 | 50 | 810 | 2580.6 | 0 | 0 | 1 | 0 | 0 | 0 | 0 | 0 | 0 | 0 | 0 | 0 | 0 | -2 | 0 | -2 | -2 | -2 | 2 | 2 | 1 |  | 1 | 1 | 1 | 1 | 1 | 4+ | 1+ | 4+ | 5- | 1
EOP | Valley (VEA) | 138 | 0 | 0 | 0 | 0 | 0 | 0 | 0 | 0 | 0 | 0 | 0 | 0 | 0 | 0 | 0 | 0 | 30 | 30 | 0 | 1 |  | 0 | 0 | 0 | 0 | 0 | 0 | 0 | 0 | 0 | 0 | 0 | 0 | 0 | 40 | 40 | 0 | 0 | 1 | 0 | 0 | 0 | 0 | 0 | 0 | 0 | 0 | 0 | 0 | 0 | 0 | 0 | -1 | -1 | 0 | 0 | 1 |  | 0 | 0 | 0 | 0 | 0 | 0 | 0 | 0 | 0 | 0 | 0 | 0 | 0 | 40 | 40 | 0 | 0 | 1 | 0 | 0 | 0 | 0 | 0 | 0 | 0 | 0 | 0 | 0 | 0 | 0 | 0 | -1 | -1 | 0 | 0 | 1 |  | 0 | 0 | 0 | 0 | 0 | 0 | 0 | 0 | 0 | 0 | 0 | 0 | 0 | 40 | 40 | 0 | 0 | 1 | 0 | 0 | 0 | 0 | 0 | 0 | 0 | 0 | 0 | 0 | 0 | 0 | 0 | -1 | -1 | 0 | 0 | 1 |  | 0 | 0 | 0 | 0 | 0 | 0 | 0 | 0 | 0 | 0 | 0 | 0 | 0 | 40 | 40 | 0 | 0 | 1 | 0 | 0 | 0 | 0 | 0 | 0 | 0 | 0 | 0 | 0 | 0 | 0 | 0 | -1 | -1 | 0 | 0 | 1 |  | 1 | 1 | 1 | 1 | 1 | 1 | 1 | 3+ | 1 | 1
SDGE | Valley Center | 69 | 0 | 0 | 0 | 0 | 0 | 0 | 0 | 0 | 0 | 0 | 0 | 10 | 0 | 0 | 0 | 0 | 0 | 0 | 0 | 1 |  | 0 | 0 | 0 | 0 | 0 | 0 | 0 | 0 | 0 | 0 | 0 | 0 | 0 | 0 | 0 | 0 | 0 | 0 | 0 | 0 | 0 | 0 | 0 | 0 | 0 | 0 | 0 | 0 | 2 | 0 | 0 | 0 | 0 | 0 | 0 | 1 |  | 0 | 0 | 0 | 0 | 0 | 0 | 0 | 0 | 0 | 0 | 0 | 0 | 0 | 0 | 0 | 0 | 0 | 0 | 0 | 0 | 0 | 0 | 0 | 0 | 0 | 0 | 0 | 0 | 2 | 0 | 0 | 0 | 0 | 0 | 0 | 1 |  | 0 | 0 | 0 | 0 | 0 | 0 | 0 | 0 | 0 | 0 | 0 | 0 | 0 | 0 | 0 | 0 | 0 | 0 | 0 | 0 | 0 | 0 | 0 | 0 | 0 | 0 | 0 | 0 | 2 | 0 | 0 | 0 | 0 | 0 | 0 | 1 |  | 0 | 0 | 0 | 0 | 0 | 0 | 0 | 0 | 0 | 0 | 9.99 | 0 | 0 | 0 | 59.99 | 0 | 0 | 1 | 0 | 0 | 0 | 0 | 0 | 0 | 0 | 0 | 0 | 0 | 0 | 0 | 0 | 0 | -2 | 0 | 0 | 1 |  | 1 | 1 | 1 | 1 | 1 | 3- | 1 | 1+ | 1 | 1
PG&E GBA | Valley Home | 115 | 0 | 0 | 0 | 0 | 0 | 0 | 0 | 0 | 0 | 0 | 0 | 0 | 0 | 0 | 0 | 0 | 0 | 0 | 0 | 0 |  | 0 | 0 | 0 | 0 | 0 | 0 | 0 | 0 | 0 | 0 | 0 | 0 | 0 | 0 | 0 | 0 | 0 | 0 | 0 | 0 | 0 | 0 | 0 | 0 | 0 | 0 | 0 | 0 | 0 | 0 | 0 | 0 | 0 | 0 | 0 | 0 |  | 0 | 0 | 0 | 0 | 0 | 0 | 0 | 0 | 0 | 0 | 0 | 0 | 0 | 0 | 0 | 0 | 0 | 0 | 0 | 0 | 0 | 0 | 0 | 0 | 0 | 0 | 0 | 0 | 0 | 0 | 0 | 0 | 0 | 0 | 0 | 0 |  | 0 | 0 | 0 | 0 | 0 | 0 | 0 | 0 | 0 | 0 | 0 | 0 | 0 | 0 | 0 | 0 | 0 | 0 | 0 | 0 | 0 | 0 | 0 | 0 | 0 | 0 | 0 | 0 | 0 | 0 | 0 | 0 | 0 | 0 | 0 | 0 |  | 0 | 0 | 0 | 0 | 0 | 0 | 0 | 0 | 0 | 0 | 2.75 | 0 | 0 | 0 | 0 | 0 | 0 | 1 | 0 | 0 | 0 | 0 | 0 | 0 | 0 | 0 | 0 | 0 | -2 | 0 | 0 | 0 | 0 | 0 | 0 | 1 |  | 1 | 1 | 1 | 1 | 1 | 1+ | 1 | 1 | 1 | 1
PG&E GBA | Valley Springs | 230 | 0 | 3 | 0 | 0 | 0 | 0 | 0 | 0 | 0 | 0 | 0 | 0 | 0 | 0 | 0 | 0 | 0 | 0 | 0 | 1 |  | 0 | 0 | 0 | 0 | 0 | 0 | 0 | 0 | 0 | 0 | 0 | 0 | 0 | 0 | 0 | 0 | 0 | 0 | 0 | 0 | 2 | 2 | 0 | 0 | 0 | 0 | 0 | 0 | 0 | 0 | 0 | 0 | 0 | 0 | 0 | 1 |  | 0 | 0 | 0 | 0 | 0 | 0 | 0 | 0 | 0 | 0 | 0 | 0 | 0 | 0 | 0 | 0 | 0 | 0 | 0 | 0 | 2 | 2 | 0 | 0 | 0 | 0 | 0 | 0 | 0 | 0 | 0 | 0 | 0 | 0 | 0 | 1 |  | 0 | 0 | 0 | 0 | 0 | 0 | 0 | 0 | 0 | 0 | 0 | 0 | 0 | 0 | 0 | 0 | 0 | 0 | 0 | 0 | 2 | 2 | 0 | 0 | 0 | 0 | 0 | 0 | 0 | 0 | 0 | 0 | 0 | 0 | 0 | 1 |  | 0 | 0 | 0 | 0 | 0 | 0 | 0 | 0 | 0 | 0 | 0 | 0 | 125 | 0 | 125 | 0 | 0 | 1 | 0 | 0 | 2 | 2 | 0 | 0 | 0 | 0 | 0 | 0 | 0 | 0 | -2 | 0 | -2 | 0 | 0 | 1 |  | 1 | 5- | 1 | 1 | 1 | 1 | 1+ | 1+ | 1 | 1
PG&E GBA | Valley Springs | 60 | 0 | 0 | 0 | 0 | 0 | 0 | 0 | 0 | 0 | 0 | 0 | 0 | 0 | 0 | 0 | 0 | 0 | 0 | 0 | 0 |  | 0 | 0 | 0 | 0 | 0 | 0 | 0 | 0 | 0 | 0 | 0 | 0 | 0 | 0 | 0 | 0 | 0 | 0 | 0 | 0 | 0 | 0 | 0 | 0 | 0 | 0 | 0 | 0 | 0 | 0 | 0 | 0 | 0 | 0 | 0 | 0 |  | 0 | 0 | 0 | 0 | 0 | 0 | 0 | 0 | 0 | 0 | 0 | 0 | 0 | 0 | 0 | 0 | 0 | 0 | 0 | 0 | 0 | 0 | 0 | 0 | 0 | 0 | 0 | 0 | 0 | 0 | 0 | 0 | 0 | 0 | 0 | 0 |  | 0 | 0 | 0 | 0 | 0 | 0 | 0 | 0 | 0 | 0 | 0 | 0 | 0 | 100 | 101 | 0 | 0 | 1 | 0 | 0 | 0 | 0 | 0 | 0 | 0 | 0 | 0 | 0 | 0 | 0 | 0 | -2 | -2 | 0 | 0 | 1 |  | 0 | 0 | 0 | 0 | 0 | 0 | 0 | 0 | 0 | 0 | 0 | 0 | 0 | 100 | 113.665 | 0 | 0 | 1 | 0 | 0 | 0 | 0 | 0 | 0 | 0 | 0 | 0 | 0 | 0 | 0 | 0 | -2 | -2 | 0 | 0 | 1 |  | 1 | 1 | 1 | 1 | 1 | 1 | 1 | 4+ | 1 | 1
EOP | Valley Switch | 138 | 0 | 0 | 0 | 0 | 0 | 0 | 0 | 0 | 0 | 0 | 0 | 0 | 0 | 0 | 0 | 0 | 0 | 0 | 0 | 0 |  | 0 | 0 | 0 | 0 | 0 | 0 | 0 | 0 | 0 | 0 | 0 | 0 | 0 | 0 | 0 | 0 | 0 | 0 | 0 | 0 | 0 | 0 | 0 | 0 | 0 | 0 | 0 | 0 | 0 | 0 | 0 | 0 | 0 | 0 | 0 | 0 |  | 0 | 0 | 0 | 0 | 0 | 0 | 0 | 0 | 0 | 0 | 0 | 0 | 0 | 0 | 0 | 0 | 0 | 0 | 0 | 0 | 0 | 0 | 0 | 0 | 0 | 0 | 0 | 0 | 0 | 0 | 0 | 0 | 0 | 0 | 0 | 0 |  | 0 | 0 | 0 | 0 | 0 | 0 | 0 | 0 | 0 | 0 | 0 | 0 | 0 | 0 | 0 | 0 | 0 | 0 | 0 | 0 | 0 | 0 | 0 | 0 | 0 | 0 | 0 | 0 | 0 | 0 | 0 | 0 | 0 | 0 | 0 | 0 |  | 0 | 0 | 0 | 0 | 0 | 0 | 0 | 0 | 0 | 0 | 0 | 0 | 450 | 0 | 450 | 0 | 0 | 1 | 0 | 0 | 0 | 0 | 0 | 0 | 0 | 0 | 0 | 0 | 0 | 0 | -2 | 0 | -2 | 0 | 0 | 1 |  | 1 | 1 | 1 | 1 | 1 | 1 | 1+ | 1+ | 1 | 1
EOP | Valley Switch | 230 | 0 | 0 | 0 | 0 | 0 | 0 | 0 | 0 | 0 | 0 | 0 | 0 | 0 | 0 | 0 | 0 | 0 | 0 | 0 | 0 |  | 0 | 0 | 0 | 0 | 0 | 0 | 0 | 0 | 0 | 0 | 0 | 0 | 0 | 0 | 0 | 0 | 0 | 0 | 0 | 0 | 0 | 0 | 0 | 0 | 0 | 0 | 0 | 0 | 0 | 0 | 0 | 0 | 0 | 0 | 0 | 0 |  | 0 | 0 | 0 | 0 | 0 | 0 | 0 | 0 | 0 | 0 | 0 | 0 | 0 | 0 | 0 | 0 | 0 | 0 | 0 | 0 | 0 | 0 | 0 | 0 | 0 | 0 | 0 | 0 | 0 | 0 | 0 | 0 | 0 | 0 | 0 | 0 |  | 0 | 0 | 0 | 0 | 0 | 0 | 0 | 0 | 0 | 0 | 0 | 0 | 0 | 0 | 0 | 0 | 0 | 0 | 0 | 0 | 0 | 0 | 0 | 0 | 0 | 0 | 0 | 0 | 0 | 0 | 0 | 0 | 0 | 0 | 0 | 0 |  | 0 | 0 | 0 | 0 | 0 | 0 | 0 | 0 | 0 | 0 | 0 | 0 | 1900 | 0 | 1871.3267 | 0 | 0 | 1 | 0 | 0 | 0 | 0 | 0 | 0 | 0 | 0 | 0 | 0 | 0 | 0 | -2 | 0 | -2 | 0 | 0 | 1 |  | 1 | 1 | 1 | 1 | 1 | 1 | 1+ | 1+ | 1 | 1
PG&E GBA | Vasco | 230 | 0 | 0 | 0 | 0 | 0 | 0 | 0 | 0 | 0 | 0 | 0 | 0 | 0 | 0 | 0 | 0 | 0 | 0 | 0 | 0 |  | 0 | 0 | 0 | 0 | 0 | 0 | 0 | 0 | 0 | 0 | 0 | 0 | 0 | 0 | 0 | 0 | 0 | 0 | 0 | 0 | 0 | 0 | 0 | 0 | 0 | 0 | 0 | 0 | 0 | 0 | 0 | 0 | 0 | 0 | 0 | 0 |  | 0 | 0 | 0 | 0 | 0 | 0 | 0 | 0 | 0 | 0 | 0 | 0 | 0 | 0 | 0 | 0 | 0 | 0 | 0 | 0 | 0 | 0 | 0 | 0 | 0 | 0 | 0 | 0 | 0 | 0 | 0 | 0 | 0 | 0 | 0 | 0 |  | 0 | 0 | 0 | 0 | 0 | 0 | 0 | 0 | 0 | 0 | 0 | 0 | 0 | 0 | 0 | 0 | 0 | 0 | 0 | 0 | 0 | 0 | 0 | 0 | 0 | 0 | 0 | 0 | 0 | 0 | 0 | 0 | 0 | 0 | 0 | 0 |  | 0 | 0 | 0 | 0 | 0 | 0 | 0 | 0 | 0 | 0 | 0 | 0 | 0 | 0 | 0 | 0 | 0 | 0 | 0 | 0 | 0 | 0 | 0 | 0 | 0 | 0 | 0 | 0 | 0 | 0 | 0 | 0 | 0 | 0 | 0 | 0 |  | 1 | 1 | 1 | 1 | 1 | 1 | 1 | 1 | 1 | 0
PG&E GBA | Vasona | 230 | 0 | 0 | 0 | 0 | 0 | 0 | 0 | 0 | 0 | 0 | 0 | 0 | 0 | 0 | 0 | 0 | 0 | 0 | 0 | 0 |  | 0 | 0 | 0 | 0 | 0 | 0 | 0 | 0 | 0 | 0 | 0 | 0 | 0 | 0 | 0 | 0 | 0 | 0 | 0 | 0 | 0 | 0 | 0 | 0 | 0 | 0 | 0 | 0 | 0 | 0 | 0 | 0 | 0 | 0 | 0 | 0 |  | 0 | 0 | 0 | 0 | 0 | 0 | 0 | 0 | 0 | 0 | 0 | 0 | 0 | 0 | 0.036 | 0 | 0 | 1 | 0 | 0 | 0 | 0 | 0 | 0 | 0 | 0 | 0 | 0 | 0 | 0 | 0 | 0 | 0 | 0 | 0 | 0 |  | 0 | 0 | 0 | 0 | 0 | 0 | 0 | 0 | 0 | 0 | 0 | 0 | 0 | 0 | 0.036 | 0 | 0 | 1 | 0 | 0 | 0 | 0 | 0 | 0 | 0 | 0 | 0 | 0 | 0 | 0 | 0 | 0 | 0 | 0 | 0 | 0 |  | 0 | 0 | 0 | 0 | 0 | 0 | 0 | 0 | 0 | 0 | 0 | 0 | 0 | 0 | 0.036 | 0 | 0 | 1 | 0 | 0 | 0 | 0 | 0 | 0 | 0 | 0 | 0 | 0 | 0 | 0 | 0 | 0 | 0 | 0 | 0 | 0 |  | 1 | 1 | 1 | 1 | 1 | 1 | 1 | 1 | 1 | 0
SCE Northern | Vestal | 230 | 0 | 0 | 0 | 0 | 0 | 0 | 0 | 0 | 0 | 0 | 0 | 0 | 125 | 225 | 350 | 0 | 55 | 55 | 0 | 1 |  | 0 | 0 | 0 | 0 | 0 | 0 | 0 | 0 | 0 | 0 | 0 | 0 | 400 | 400 | 400 | 0 | 0 | 1 | 0 | 0 | 0 | 0 | 0 | 0 | 0 | 0 | 0 | 0 | 0 | 2 | -1 | -2 | -2 | 0 | 0 | 1 |  | 0 | 0 | 0 | 0 | 0 | 0 | 0 | 0 | 0 | 0 | 0 | 0 | 0 | 0 | 0 | 0 | 0 | 0 | 0 | 0 | 0 | 0 | 0 | 0 | 0 | 0 | 0 | 0 | 0 | 2 | 2 | 2 | 2 | 0 | 0 | 1 |  | 0 | 0 | 0 | 0 | 0 | 0 | 0 | 0 | 0 | 0 | 0 | 0 | 400 | 400 | 400 | 0 | 0 | 1 | 0 | 0 | 0 | 0 | 0 | 0 | 0 | 0 | 0 | 0 | 0 | 2 | -1 | -2 | -2 | 0 | 0 | 1 |  | 0 | 0 | 0 | 0 | 0 | 0 | 0 | 0 | 0 | 0 | 71.488 | 0 | 655.83 | 400 | 664 | 0 | 0 | 1 | 0 | 0 | 0 | 0 | 0 | 0 | 0 | 0 | 0 | 0 | -2 | 2 | -2 | -2 | -2 | 0 | 0 | 1 |  | 1 | 1 | 1 | 1 | 1 | 1+ | 2- | 4+ | 1 | 1
SCE Northern | Vestal | 66 | 0 | 0 | 0 | 0 | 0 | 0 | 0 | 0 | 0 | 0 | 0 | 0 | 0 | 0 | 0 | 0 | 0 | 0 | 0 | 0 |  | 0 | 0 | 0 | 0 | 0 | 0 | 0 | 0 | 0 | 0 | 0 | 0 | 0 | 0 | 0 | 0 | 0 | 0 | 0 | 0 | 0 | 0 | 0 | 0 | 0 | 0 | 0 | 0 | 0 | 0 | 0 | 0 | 0 | 0 | 0 | 0 |  | 0 | 0 | 0 | 0 | 0 | 0 | 0 | 0 | 0 | 0 | 0 | 0 | 0 | 0 | 0 | 0 | 0 | 0 | 0 | 0 | 0 | 0 | 0 | 0 | 0 | 0 | 0 | 0 | 0 | 0 | 0 | 0 | 0 | 0 | 0 | 0 |  | 0 | 0 | 0 | 0 | 0 | 0 | 0 | 0 | 0 | 0 | 0 | 0 | 0 | 0 | 0 | 0 | 0 | 0 | 0 | 0 | 0 | 0 | 0 | 0 | 0 | 0 | 0 | 0 | 0 | 0 | 0 | 0 | 0 | 0 | 0 | 0 |  | 0 | 0 | 0 | 0 | 0 | 0 | 0 | 0 | 0 | 0 | 0 | 0 | 0 | 0 | 0 | 0 | 0 | 0 | 0 | 0 | 0 | 0 | 0 | 0 | 0 | 0 | 0 | 0 | 0 | 0 | 0 | 0 | 0 | 0 | 0 | 0 |  | 1 | 1 | 1 | 1 | 1 | 1 | 1 | 1 | 1 | 0
SCE NOL | Victor | 115 | 0 | 0 | 0 | 0 | 0 | 0 | 0 | 0 | 0 | 0 | 0 | 0 | 0 | 0 | 0 | 0 | 0 | 0 | 0 | 0 |  | 0 | 0 | 0 | 0 | 0 | 0 | 0 | 0 | 0 | 0 | 0 | 0 | 0 | 0 | 0 | 0 | 0 | 0 | 0 | 0 | 0 | 0 | 0 | 0 | 0 | 0 | 0 | 0 | 0 | 0 | 0 | 0 | 0 | 0 | 0 | 0 |  | 0 | 0 | 0 | 0 | 0 | 0 | 0 | 0 | 0 | 0 | 5 | 0 | 0 | 0 | 7.988 | 0 | 0 | 1 | 0 | 0 | 0 | 0 | 0 | 0 | 0 | 0 | 0 | 0 | -2 | 0 | 0 | 0 | -2 | 0 | 0 | 1 |  | 0 | 0 | 0 | 0 | 0 | 0 | 0 | 0 | 0 | 0 | 5 | 0 | 0 | 0 | 7.988 | 0 | 0 | 1 | 0 | 0 | 0 | 0 | 0 | 0 | 0 | 0 | 0 | 0 | -2 | 0 | 0 | 0 | -2 | 0 | 0 | 1 |  | 0 | 0 | 0 | 0 | 0 | 0 | 0 | 0 | 0 | 0 | 45 | 0 | 100 | 0 | 406.698 | 0 | 0 | 1 | 0 | 0 | 0 | 0 | 0 | 0 | 0 | 0 | 0 | 0 | -2 | 0 | -2 | 0 | -2 | 0 | 0 | 1 |  | 1 | 1 | 1 | 1 | 1 | 4+ | 1+ | 4+ | 1 | 1
SCE NOL | Victor | 230 | 0 | 0 | 0 | 0 | 0 | 0 | 0 | 0 | 0 | 0 | 0 | 0 | 0 | 0 | 0 | 0 | 0 | 0 | 0 | 0 |  | 0 | 0 | 0 | 0 | 0 | 0 | 0 | 0 | 0 | 0 | 0 | 0 | 0 | 0 | 0 | 0 | 0 | 0 | 0 | 0 | 0 | 0 | 0 | 0 | 0 | 0 | 0 | 0 | 0 | 0 | 0 | 0 | 0 | 0 | 0 | 0 |  | 0 | 0 | 0 | 0 | 0 | 0 | 0 | 0 | 0 | 0 | 0 | 0 | 0 | 0 | 0 | 0 | 0 | 0 | 0 | 0 | 0 | 0 | 0 | 0 | 0 | 0 | 0 | 0 | 0 | 0 | 0 | 0 | 0 | 0 | 0 | 0 |  | 0 | 0 | 0 | 0 | 0 | 0 | 0 | 0 | 0 | 0 | 0 | 0 | 0 | 520 | 536.76 | 0 | 0 | 1 | 0 | 0 | 0 | 0 | 0 | 0 | 0 | 0 | 0 | 0 | 0 | 0 | 0 | -2 | -2 | 0 | 0 | 1 |  | 0 | 0 | 0 | 0 | 0 | 0 | 0 | 0 | 0 | 0 | 10 | 0 | 400 | 520 | 3059.052 | 0 | 0 | 1 | 0 | 0 | 0 | 0 | 0 | 0 | 0 | 0 | 0 | 0 | -2 | 0 | -2 | -2 | -2 | 0 | 0 | 1 |  | 1 | 1 | 1 | 1 | 1 | 1+ | 1+ | 4+ | 1 | 1
SCE Metro | Viejo | 230 | 0 | 0 | 0 | 0 | 0 | 0 | 0 | 0 | 0 | 0 | 0 | 0 | 0 | 0 | 0 | 0 | 0 | 0 | 0 | 0 |  | 0 | 0 | 0 | 0 | 0 | 0 | 0 | 0 | 0 | 0 | 0 | 0 | 0 | 0 | 0 | 0 | 0 | 0 | 0 | 0 | 0 | 0 | 0 | 0 | 0 | 0 | 0 | 0 | 0 | 0 | 0 | 0 | 0 | 0 | 0 | 0 |  | 0 | 0 | 0 | 0 | 0 | 0 | 0 | 0 | 0 | 0 | 0 | 0 | 0 | 0 | 0 | 0 | 0 | 0 | 0 | 0 | 0 | 0 | 0 | 0 | 0 | 0 | 0 | 0 | 0 | 0 | 0 | 0 | 0 | 0 | 0 | 0 |  | 0 | 0 | 0 | 0 | 0 | 0 | 0 | 0 | 0 | 0 | 0 | 0 | 0 | 300 | 302.4 | 0 | 0 | 1 | 0 | 0 | 0 | 0 | 0 | 0 | 0 | 0 | 0 | 0 | 0 | 0 | 0 | -2 | -2 | 0 | 0 | 1 |  | 0 | 0 | 0 | 0 | 0 | 0 | 0 | 0 | 0 | 0 | 0 | 0 | 0 | 300 | 1302.4 | 0 | 0 | 1 | 0 | 0 | 0 | 0 | 0 | 0 | 0 | 0 | 0 | 0 | 0 | 0 | 0 | -2 | -2 | 0 | 0 | 1 |  | 1 | 1 | 1 | 1 | 1 | 1 | 1 | 4+ | 1 | 1
PG&E GBA | Vierra | 115 | 0 | 0 | 0 | 0 | 0 | 0 | 0 | 0 | 0 | 0 | 0 | 0 | 0 | 0 | 0 | 0 | 0 | 0 | 0 | 0 |  | 0 | 0 | 0 | 0 | 0 | 0 | 0 | 0 | 0 | 0 | 0 | 0 | 0 | 1.104 | 10 | 0 | 0 | 1 | 0 | 0 | 0 | 0 | 0 | 0 | 0 | 0 | 0 | 0 | 0 | 0 | 0 | -2 | -2 | 0 | 0 | 1 |  | 0 | 0 | 0 | 0 | 0 | 0 | 0 | 0 | 0 | 0 | 6.6911 | 0 | 0 | 1.104 | 12.5391 | 0 | 0 | 1 | 0 | 0 | 0 | 0 | 0 | 0 | 0 | 0 | 0 | 0 | -2 | 0 | 0 | 0 | -2 | 0 | 0 | 1 |  | 0 | 0 | 0 | 0 | 0 | 0 | 0 | 0 | 0 | 0 | 6.6911 | 0 | 0 | 1.104 | 12.5391 | 0 | 0 | 1 | 0 | 0 | 0 | 0 | 0 | 0 | 0 | 0 | 0 | 0 | -2 | 0 | 0 | 0 | -2 | 0 | 0 | 1 |  | 0 | 0 | 0 | 0 | 0 | 0 | 0 | 0 | 0 | 0 | 10.9841 | 0 | 0 | 1.104 | 17.5701 | 0 | 0 | 1 | 0 | 0 | 0 | 0 | 0 | 0 | 0 | 0 | 0 | 0 | -2 | 0 | 0 | 0 | -2 | 0 | 0 | 1 |  | 1 | 1 | 1 | 1 | 1 | 4+ | 1 | 4+ | 1 | 1
SCE Metro | Villa Park | 230 | 0 | 0 | 0 | 0 | 0 | 0 | 0 | 0 | 0 | 0 | 0 | 0 | 0 | 0 | 0 | 0 | 0 | 0 | 0 | 0 |  | 0 | 0 | 0 | 0 | 0 | 0 | 0 | 0 | 0 | 0 | 0 | 0 | 0 | 0 | 0 | 0 | 0 | 0 | 0 | 0 | 0 | 0 | 0 | 0 | 0 | 0 | 0 | 0 | 0 | 0 | 0 | 0 | 0 | 0 | 0 | 0 |  | 0 | 0 | 0 | 0 | 0 | 0 | 0 | 0 | 0 | 0 | 0 | 0 | 0 | 0 | 0 | 0 | 0 | 0 | 0 | 0 | 0 | 0 | 0 | 0 | 0 | 0 | 0 | 0 | 0 | 0 | 0 | 0 | 0 | 0 | 0 | 0 |  | 0 | 0 | 0 | 0 | 0 | 0 | 0 | 0 | 0 | 0 | 0 | 0 | 0 | 0 | 0 | 0 | 0 | 0 | 0 | 0 | 0 | 0 | 0 | 0 | 0 | 0 | 0 | 0 | 0 | 0 | 0 | 0 | 0 | 0 | 0 | 0 |  | 0 | 0 | 0 | 0 | 0 | 0 | 0 | 0 | 0 | 0 | 0 | 0 | 0 | 0 | 0 | 0 | 0 | 0 | 0 | 0 | 0 | 0 | 0 | 0 | 0 | 0 | 0 | 0 | 0 | 0 | 0 | 0 | 0 | 0 | 0 | 0 |  | 1 | 1 | 1 | 1 | 1 | 1 | 1 | 1 | 1 | 0
SCE Northern | Vincent | 230 | 0 | 0 | 0 | 0 | 0 | 0 | 0 | 0 | 0 | 0 | 0 | 0 | 0 | 780 | 780 | 0 | 349 | 349 | 0 | 1 |  | 0 | 0 | 0 | 0 | 0 | 0 | 0 | 0 | 0 | 0 | 0 | 0 | 1150 | 1150 | 1155 | 0 | 0 | 1 | 0 | 0 | 0 | 0 | 0 | 0 | 0 | 0 | 0 | 0 | 0 | 0 | -1 | -2 | -2 | 0 | 0 | 1 |  | 0 | 0 | 0 | 0 | 0 | 0 | 0 | 0 | 0 | 0 | 0 | 0 | 1150 | 1270 | 1275 | 0 | 0 | 1 | 0 | 0 | 0 | 0 | 0 | 0 | 0 | 0 | 0 | 0 | 0 | 0 | -1 | -2 | -2 | 0 | 0 | 1 |  | 0 | 0 | 0 | 0 | 0 | 0 | 0 | 0 | 0 | 0 | 0 | 0 | 1303.5 | 2020 | 2618.1634 | 0 | 0 | 1 | 0 | 0 | 0 | 0 | 0 | 0 | 0 | 0 | 0 | 0 | 0 | 0 | -2 | -2 | -2 | 0 | 0 | 1 |  | 0 | 0 | 0 | 0 | 0 | 0 | 0 | 0 | 0 | 0 | 0 | 0 | 1653.5 | 2020 | 3668.1634 | 0 | 0 | 1 | 0 | 0 | 0 | 0 | 0 | 0 | 0 | 0 | 0 | 0 | 0 | 0 | -2 | -2 | -2 | 0 | 0 | 1 |  | 1 | 1 | 1 | 1 | 1 | 1 | 3+ | 4+ | 1 | 1
SCE Northern | Vincent | 500 | 0 | 0 | 0 | 0 | 0 | 0 | 0 | 0 | 0 | 0 | 0 | 0 | 0 | 0 | 0 | 0 | 0 | 0 | 0 | 0 |  | 0 | 0 | 0 | 0 | 0 | 0 | 0 | 0 | 0 | 0 | 0 | 0 | 0 | 0 | 0 | 0 | 0 | 0 | 0 | 0 | 0 | 0 | 0 | 0 | 0 | 0 | 0 | 0 | 0 | 0 | 0 | 0 | 0 | 0 | 0 | 0 |  | 0 | 0 | 0 | 0 | 0 | 0 | 0 | 0 | 0 | 0 | 0 | 0 | 0 | 0 | 0 | 0 | 0 | 0 | 0 | 0 | 0 | 0 | 0 | 0 | 0 | 0 | 0 | 0 | 0 | 0 | 0 | 0 | 0 | 0 | 0 | 0 |  | 0 | 0 | 0 | 0 | 0 | 0 | 0 | 0 | 0 | 0 | 0 | 0 | 0 | 0 | 0 | 0 | 0 | 0 | 0 | 0 | 0 | 0 | 0 | 0 | 0 | 0 | 0 | 0 | 0 | 0 | 0 | 0 | 0 | 0 | 0 | 0 |  | 0 | 0 | 0 | 0 | 0 | 0 | 0 | 0 | 0 | 0 | 0 | 0 | 1150 | 0 | 3650 | 0 | 0 | 1 | 0 | 0 | 0 | 0 | 0 | 0 | 0 | 0 | 0 | 0 | 0 | 0 | -2 | 0 | -2 | 0 | 0 | 1 |  | 1 | 1 | 1 | 1 | 1 | 1 | 1+ | 1+ | 1 | 1
PG&E GBA | Vineyard | 230 | 0 | 0 | 0 | 0 | 0 | 0 | 0 | 0 | 0 | 0 | 0 | 0 | 0 | 0 | 0 | 0 | 0 | 0 | 0 | 0 |  | 0 | 0 | 0 | 0 | 0 | 0 | 0 | 0 | 0 | 0 | 0 | 0 | 0 | 0 | 0 | 0 | 0 | 0 | 0 | 0 | 0 | 0 | 0 | 0 | 0 | 0 | 0 | 0 | 0 | 0 | 0 | 0 | 0 | 0 | 0 | 0 |  | 0 | 0 | 0 | 0 | 0 | 0 | 0 | 0 | 0 | 0 | 0 | 0 | 0 | 0 | 0 | 0 | 0 | 0 | 0 | 0 | 0 | 0 | 0 | 0 | 0 | 0 | 0 | 0 | 0 | 0 | 0 | 0 | 0 | 0 | 0 | 0 |  | 0 | 0 | 0 | 0 | 0 | 0 | 0 | 0 | 0 | 0 | 0 | 0 | 0 | 0 | 0 | 0 | 0 | 0 | 0 | 0 | 0 | 0 | 0 | 0 | 0 | 0 | 0 | 0 | 0 | 0 | 0 | 0 | 0 | 0 | 0 | 0 |  | 0 | 0 | 0 | 0 | 0 | 0 | 0 | 0 | 0 | 0 | 0 | 0 | 0 | 0 | 0 | 0 | 0 | 0 | 0 | 0 | 0 | 0 | 0 | 0 | 0 | 0 | 0 | 0 | 0 | 0 | 0 | 0 | 0 | 0 | 0 | 0 |  | 1 | 1 | 1 | 1 | 1 | 1 | 1 | 1 | 1 | 0
SDGE | Vineyard | 69 | 0 | 0 | 0 | 0 | 0 | 0 | 0 | 0 | 0 | 0 | 0 | 0 | 0 | 0 | 0 | 0 | 0 | 0 | 0 | 0 |  | 0 | 0 | 0 | 0 | 0 | 0 | 0 | 0 | 0 | 0 | 0 | 0 | 0 | 0 | 0 | 0 | 0 | 0 | 0 | 0 | 0 | 0 | 0 | 0 | 0 | 0 | 0 | 0 | 0 | 0 | 0 | 0 | 0 | 0 | 0 | 0 |  | 0 | 0 | 0 | 0 | 0 | 0 | 0 | 0 | 0 | 0 | 4.1037 | 0 | 0 | 0 | 2.7287 | 0 | 0 | 1 | 0 | 0 | 0 | 0 | 0 | 0 | 0 | 0 | 0 | 0 | -2 | 0 | 0 | 0 | 0 | 0 | 0 | 1 |  | 0 | 0 | 0 | 0 | 0 | 0 | 0 | 0 | 0 | 0 | 4.1037 | 0 | 0 | 0 | 2.7287 | 0 | 0 | 1 | 0 | 0 | 0 | 0 | 0 | 0 | 0 | 0 | 0 | 0 | -2 | 0 | 0 | 0 | 0 | 0 | 0 | 1 |  | 0 | 0 | 0 | 0 | 0 | 0 | 0 | 0 | 0 | 0 | 4.1037 | 0 | 0 | 0 | 2.7287 | 0 | 0 | 1 | 0 | 0 | 0 | 0 | 0 | 0 | 0 | 0 | 0 | 0 | -2 | 0 | 0 | 0 | 0 | 0 | 0 | 1 |  | 1 | 1 | 1 | 1 | 1 | 4+ | 1 | 1 | 1 | 1
SCE Eastern | Vista (SCE) | 230 | 0 | 0 | 0 | 0 | 0 | 0 | 0 | 0 | 0 | 0 | 0 | 0 | 0 | 0 | 0 | 0 | 0 | 0 | 0 | 0 |  | 0 | 0 | 0 | 0 | 0 | 0 | 0 | 0 | 0 | 0 | 0 | 0 | 0 | 0 | 0 | 0 | 0 | 0 | 0 | 0 | 0 | 0 | 0 | 0 | 0 | 0 | 0 | 0 | 0 | 0 | 0 | 0 | 0 | 0 | 0 | 0 |  | 0 | 0 | 0 | 0 | 0 | 0 | 0 | 0 | 0 | 0 | 0 | 0 | 0 | 0 | 200 | 0 | 0 | 1 | 0 | 0 | 0 | 0 | 0 | 0 | 0 | 0 | 0 | 0 | 0 | 0 | 0 | 0 | -2 | 0 | 0 | 1 |  | 0 | 0 | 0 | 0 | 0 | 0 | 0 | 0 | 0 | 0 | 0 | 0 | 0 | 0 | 200 | 0 | 0 | 1 | 0 | 0 | 0 | 0 | 0 | 0 | 0 | 0 | 0 | 0 | 0 | 0 | 0 | 0 | -2 | 0 | 0 | 1 |  | 0 | 0 | 0 | 0 | 0 | 0 | 0 | 0 | 0 | 0 | 0 | 0 | 0 | 0 | 620 | 0 | 0 | 1 | 0 | 0 | 0 | 0 | 0 | 0 | 0 | 0 | 0 | 0 | 0 | 0 | 0 | 0 | -2 | 0 | 0 | 1 |  | 1 | 1 | 1 | 1 | 1 | 1 | 1 | 4+ | 1 | 1
EOP | Vista (VEA) | 138 | 0 | 0 | 0 | 0 | 0 | 0 | 0 | 0 | 0 | 0 | 0 | 0 | 0 | 0 | 0 | 0 | 0 | 0 | 0 | 0 |  | 0 | 0 | 0 | 0 | 0 | 0 | 0 | 0 | 0 | 0 | 0 | 0 | 0 | 0 | 0 | 0 | 0 | 0 | 0 | 0 | 0 | 0 | 0 | 0 | 0 | 0 | 0 | 0 | 0 | 0 | 0 | 0 | 0 | 0 | 0 | 0 |  | 0 | 0 | 0 | 0 | 0 | 0 | 0 | 0 | 0 | 0 | 0 | 0 | 0 | 0 | 0 | 0 | 0 | 0 | 0 | 0 | 0 | 0 | 0 | 0 | 0 | 0 | 0 | 0 | 0 | 0 | 0 | 0 | 0 | 0 | 0 | 0 |  | 0 | 0 | 0 | 0 | 0 | 0 | 0 | 0 | 0 | 0 | 0 | 0 | 0 | 0 | 0 | 0 | 0 | 0 | 0 | 0 | 0 | 0 | 0 | 0 | 0 | 0 | 0 | 0 | 0 | 0 | 0 | 0 | 0 | 0 | 0 | 0 |  | 0 | 0 | 0 | 0 | 0 | 0 | 0 | 0 | 0 | 0 | 0 | 0 | 0 | 0 | 0 | 0 | 0 | 0 | 0 | 0 | 0 | 0 | 0 | 0 | 0 | 0 | 0 | 0 | 0 | 0 | 0 | 0 | 0 | 0 | 0 | 0 |  | 1 | 1 | 1 | 1 | 1 | 1 | 1 | 1 | 1 | 0
EOP | Vista (VEA) | 230 | 0 | 0 | 0 | 0 | 0 | 0 | 0 | 0 | 0 | 0 | 0 | 0 | 50 | 150 | 200 | 0 | 40 | 40 | 0 | 1 |  | 0 | 0 | 0 | 0 | 0 | 0 | 0 | 0 | 0 | 0 | 0 | 0 | 0 | 0 | 0 | 0 | 0 | 0 | 0 | 0 | 0 | 0 | 0 | 0 | 0 | 0 | 0 | 0 | 0 | 2 | 2 | 2 | 2 | 0 | 0 | 1 |  | 0 | 0 | 0 | 0 | 0 | 0 | 0 | 0 | 0 | 0 | 0 | 0 | 0 | 0 | 0 | 0 | 0 | 0 | 0 | 0 | 0 | 0 | 0 | 0 | 0 | 0 | 0 | 0 | 0 | 2 | 2 | 2 | 2 | 0 | 0 | 1 |  | 0 | 0 | 0 | 0 | 0 | 0 | 0 | 0 | 0 | 0 | 0 | 0 | 223.33 | 0 | 110.87 | 0 | 0 | 1 | 0 | 0 | 0 | 0 | 0 | 0 | 0 | 0 | 0 | 0 | 0 | 2 | -1 | 2 | -2 | 0 | 0 | 1 |  | 0 | 0 | 0 | 0 | 0 | 0 | 0 | 0 | 0 | 0 | 0 | 0 | 223.33 | 0 | 310.87 | 0 | 0 | 1 | 0 | 0 | 0 | 0 | 0 | 0 | 0 | 0 | 0 | 0 | 0 | 2 | -1 | 2 | -2 | 0 | 0 | 1 |  | 1 | 1 | 1 | 1 | 1 | 1 | 2- | 2- | 1 | 1
PG&E FRESNO | Wahtoke | 115 | 0 | 0 | 0 | 0 | 0 | 0 | 0 | 0 | 0 | 0 | 0 | 0 | 0 | 0 | 0 | 0 | 0 | 0 | 0 | 0 |  | 0 | 0 | 0 | 0 | 0 | 0 | 0 | 0 | 0 | 0 | 0 | 0 | 0 | 0 | 0 | 0 | 0 | 0 | 0 | 0 | 0 | 0 | 0 | 0 | 0 | 0 | 0 | 0 | 0 | 0 | 0 | 0 | 0 | 0 | 0 | 0 |  | 0 | 0 | 0 | 0 | 0 | 0 | 0 | 0 | 0 | 0 | 0 | 0 | 0 | 0 | 0 | 0 | 0 | 0 | 0 | 0 | 0 | 0 | 0 | 0 | 0 | 0 | 0 | 0 | 0 | 0 | 0 | 0 | 0 | 0 | 0 | 0 |  | 0 | 0 | 0 | 0 | 0 | 0 | 0 | 0 | 0 | 0 | 0 | 0 | 0 | 0 | 0 | 0 | 0 | 0 | 0 | 0 | 0 | 0 | 0 | 0 | 0 | 0 | 0 | 0 | 0 | 0 | 0 | 0 | 0 | 0 | 0 | 0 |  | 0 | 0 | 0 | 0 | 0 | 0 | 0 | 0 | 0 | 0 | 0 | 0 | 0 | 0 | 0 | 0 | 0 | 0 | 0 | 0 | 0 | 0 | 0 | 0 | 0 | 0 | 0 | 0 | 0 | 0 | 0 | 0 | 0 | 0 | 0 | 0 |  | 1 | 1 | 1 | 1 | 1 | 1 | 1 | 1 | 1 | 0
SCE Northern | Wakefield | 66 | 0 | 0 | 0 | 0 | 0 | 0 | 0 | 0 | 0 | 0 | 0 | 0 | 0 | 0 | 0 | 0 | 0 | 0 | 0 | 0 |  | 0 | 0 | 0 | 0 | 0 | 0 | 0 | 0 | 0 | 0 | 0 | 0 | 0 | 0 | 0 | 0 | 0 | 0 | 0 | 0 | 0 | 0 | 0 | 0 | 0 | 0 | 0 | 0 | 0 | 0 | 0 | 0 | 0 | 0 | 0 | 0 |  | 0 | 0 | 0 | 0 | 0 | 0 | 0 | 0 | 0 | 0 | 0 | 0 | 0 | 0 | 0 | 0 | 0 | 0 | 0 | 0 | 0 | 0 | 0 | 0 | 0 | 0 | 0 | 0 | 0 | 0 | 0 | 0 | 0 | 0 | 0 | 0 |  | 0 | 0 | 0 | 0 | 0 | 0 | 0 | 0 | 0 | 0 | 0 | 0 | 0 | 0 | 0 | 0 | 0 | 0 | 0 | 0 | 0 | 0 | 0 | 0 | 0 | 0 | 0 | 0 | 0 | 0 | 0 | 0 | 0 | 0 | 0 | 0 |  | 0 | 0 | 0 | 0 | 0 | 0 | 0 | 0 | 0 | 0 | 0 | 0 | 0 | 0 | 0 | 0 | 0 | 0 | 0 | 0 | 0 | 0 | 0 | 0 | 0 | 0 | 0 | 0 | 0 | 0 | 0 | 0 | 0 | 0 | 0 | 0 |  | 1 | 1 | 1 | 1 | 1 | 1 | 1 | 1 | 1 | 0
SCE Metro | Walnut | 230 | 0 | 0 | 0 | 0 | 0 | 0 | 0 | 0 | 0 | 0 | 0 | 0 | 0 | 0 | 0 | 0 | 50 | 50 | 0 | 1 |  | 0 | 0 | 0 | 0 | 0 | 0 | 0 | 0 | 0 | 0 | 0 | 0 | 0 | 200 | 200 | 0 | 0 | 1 | 0 | 0 | 0 | 0 | 0 | 0 | 0 | 0 | 0 | 0 | 0 | 0 | 0 | -2 | -2 | 0 | 0 | 1 |  | 0 | 0 | 0 | 0 | 0 | 0 | 0 | 0 | 0 | 0 | 0 | 0 | 0 | 200 | 200 | 0 | 0 | 1 | 0 | 0 | 0 | 0 | 0 | 0 | 0 | 0 | 0 | 0 | 0 | 0 | 0 | -2 | -2 | 0 | 0 | 1 |  | 0 | 0 | 0 | 0 | 0 | 0 | 0 | 0 | 0 | 0 | 0 | 0 | 0 | 200 | 205.5148 | 0 | 0 | 1 | 0 | 0 | 0 | 0 | 0 | 0 | 0 | 0 | 0 | 0 | 0 | 0 | 0 | -2 | -2 | 0 | 0 | 1 |  | 0 | 0 | 0 | 0 | 0 | 0 | 0 | 0 | 0 | 0 | 0 | 0 | 0 | 310 | 315.5148 | 0 | 0 | 1 | 0 | 0 | 0 | 0 | 0 | 0 | 0 | 0 | 0 | 0 | 0 | 0 | 0 | -2 | -2 | 0 | 0 | 1 |  | 1 | 1 | 1 | 1 | 1 | 1 | 1 | 4+ | 1 | 1
SCE Northern | Warne | 230 | 0 | 0 | 0 | 0 | 0 | 0 | 0 | 0 | 0 | 0 | 0 | 0 | 0 | 0 | 0 | 0 | 0 | 0 | 0 | 0 |  | 0 | 0 | 0 | 0 | 0 | 0 | 0 | 0 | 0 | 0 | 0 | 0 | 0 | 0 | 0 | 0 | 0 | 0 | 0 | 0 | 0 | 0 | 0 | 0 | 0 | 0 | 0 | 0 | 0 | 0 | 0 | 0 | 0 | 0 | 0 | 0 |  | 0 | 0 | 0 | 0 | 0 | 0 | 0 | 0 | 0 | 0 | 0 | 0 | 0 | 0 | 0 | 0 | 0 | 0 | 0 | 0 | 0 | 0 | 0 | 0 | 0 | 0 | 0 | 0 | 0 | 0 | 0 | 0 | 0 | 0 | 0 | 0 |  | 0 | 0 | 0 | 0 | 0 | 0 | 0 | 0 | 0 | 0 | 0 | 0 | 0 | 0 | 0 | 0 | 0 | 0 | 0 | 0 | 0 | 0 | 0 | 0 | 0 | 0 | 0 | 0 | 0 | 0 | 0 | 0 | 0 | 0 | 0 | 0 |  | 0 | 0 | 0 | 0 | 0 | 0 | 0 | 0 | 0 | 0 | 0 | 0 | 0 | 0 | 0 | 0 | 0 | 0 | 0 | 0 | 0 | 0 | 0 | 0 | 0 | 0 | 0 | 0 | 0 | 0 | 0 | 0 | 0 | 0 | 0 | 0 |  | 1 | 1 | 1 | 1 | 1 | 1 | 1 | 1 | 1 | 0
PG&E GBA | Warnerville | 230 | 0 | 0 | 0 | 0 | 0 | 0 | 0 | 0 | 0 | 0 | 0 | 0 | 0 | 0 | 0 | 0 | 0 | 0 | 0 | 0 |  | 0 | 0 | 0 | 0 | 0 | 0 | 0 | 0 | 0 | 0 | 0 | 0 | 0 | 0 | 0 | 0 | 0 | 0 | 0 | 0 | 0 | 0 | 0 | 0 | 0 | 0 | 0 | 0 | 0 | 0 | 0 | 0 | 0 | 0 | 0 | 0 |  | 0 | 0 | 0 | 0 | 0 | 0 | 0 | 0 | 0 | 0 | 0 | 0 | 0 | 0 | 0 | 0 | 0 | 0 | 0 | 0 | 0 | 0 | 0 | 0 | 0 | 0 | 0 | 0 | 0 | 0 | 0 | 0 | 0 | 0 | 0 | 0 |  | 0 | 0 | 0 | 0 | 0 | 0 | 0 | 0 | 0 | 0 | 0 | 0 | 0 | 0 | 0 | 0 | 0 | 0 | 0 | 0 | 0 | 0 | 0 | 0 | 0 | 0 | 0 | 0 | 0 | 0 | 0 | 0 | 0 | 0 | 0 | 0 |  | 0 | 0 | 0 | 0 | 0 | 0 | 0 | 0 | 0 | 0 | 0 | 0 | 0 | 0 | 0 | 0 | 0 | 0 | 0 | 0 | 0 | 0 | 0 | 0 | 0 | 0 | 0 | 0 | 0 | 0 | 0 | 0 | 0 | 0 | 0 | 0 |  | 1 | 1 | 1 | 1 | 1 | 1 | 1 | 1 | 1 | 0
PG&E FRESNO | Waukena | 115 | 0 | 0 | 0 | 0 | 0 | 0 | 0 | 0 | 0 | 0 | 0 | 0 | 0 | 0 | 0 | 0 | 0 | 0 | 0 | 0 |  | 0 | 0 | 0 | 0 | 0 | 0 | 0 | 0 | 0 | 0 | 0 | 0 | 0 | 0 | 0 | 0 | 0 | 0 | 0 | 0 | 0 | 0 | 0 | 0 | 0 | 0 | 0 | 0 | 0 | 0 | 0 | 0 | 0 | 0 | 0 | 0 |  | 0 | 0 | 0 | 0 | 0 | 0 | 0 | 0 | 0 | 0 | 0 | 0 | 0 | 0 | 0 | 0 | 0 | 0 | 0 | 0 | 0 | 0 | 0 | 0 | 0 | 0 | 0 | 0 | 0 | 0 | 0 | 0 | 0 | 0 | 0 | 0 |  | 0 | 0 | 0 | 0 | 0 | 0 | 0 | 0 | 0 | 0 | 0 | 0 | 0 | 0 | 0 | 0 | 0 | 0 | 0 | 0 | 0 | 0 | 0 | 0 | 0 | 0 | 0 | 0 | 0 | 0 | 0 | 0 | 0 | 0 | 0 | 0 |  | 0 | 0 | 0 | 0 | 0 | 0 | 0 | 0 | 0 | 0 | 0 | 0 | 86 | 0 | 44.688 | 0 | 0 | 1 | 0 | 0 | 0 | 0 | 0 | 0 | 0 | 0 | 0 | 0 | 0 | 0 | -2 | 0 | -2 | 0 | 0 | 1 |  | 1 | 1 | 1 | 1 | 1 | 1 | 1+ | 1+ | 1 | 1
PG&E GBA | Weber | 230 | 0 | 0 | 0 | 0 | 0 | 0 | 0 | 0 | 0 | 0 | 0 | 0 | 0 | 0 | 0 | 0 | 0 | 0 | 0 | 0 |  | 0 | 0 | 0 | 0 | 0 | 0 | 0 | 0 | 0 | 0 | 0 | 0 | 0 | 0 | 0 | 0 | 0 | 0 | 0 | 0 | 0 | 0 | 0 | 0 | 0 | 0 | 0 | 0 | 0 | 0 | 0 | 0 | 0 | 0 | 0 | 0 |  | 0 | 0 | 0 | 0 | 0 | 0 | 0 | 0 | 0 | 0 | 0 | 0 | 0 | 0 | 0 | 0 | 0 | 0 | 0 | 0 | 0 | 0 | 0 | 0 | 0 | 0 | 0 | 0 | 0 | 0 | 0 | 0 | 0 | 0 | 0 | 0 |  | 0 | 0 | 0 | 0 | 0 | 0 | 0 | 0 | 0 | 0 | 0 | 0 | 0 | 0 | 0 | 0 | 0 | 0 | 0 | 0 | 0 | 0 | 0 | 0 | 0 | 0 | 0 | 0 | 0 | 0 | 0 | 0 | 0 | 0 | 0 | 0 |  | 0 | 0 | 0 | 0 | 0 | 0 | 0 | 0 | 0 | 0 | 0 | 0 | 370.41 | 0 | 670.41 | 0 | 0 | 1 | 0 | 0 | 0 | 0 | 0 | 0 | 0 | 0 | 0 | 0 | 0 | 0 | -2 | 0 | -2 | 0 | 0 | 1 |  | 1 | 1 | 1 | 1 | 1 | 1 | 1+ | 1+ | 1 | 1
PG&E GBA | Weber | 60 | 0 | 0 | 0 | 0 | 0 | 0 | 0 | 0 | 0 | 0 | 0 | 4 | 0 | 0 | 0 | 0 | 0 | 0 | 0 | 1 |  | 0 | 0 | 0 | 0 | 0 | 0 | 0 | 0 | 0 | 0 | 0 | 0 | 0 | 0 | 0.25 | 0 | 0 | 1 | 0 | 0 | 0 | 0 | 0 | 0 | 0 | 0 | 0 | 0 | 2 | 0 | 0 | 0 | -2 | 0 | 0 | 1 |  | 0 | 0 | 0 | 0 | 0 | 0 | 0 | 0 | 0 | 0 | 4.606 | 0 | 0 | 0 | 1.6 | 0 | 0 | 1 | 0 | 0 | 0 | 0 | 0 | 0 | 0 | 0 | 0 | 0 | -1 | 0 | 0 | 0 | 0 | 0 | 0 | 1 |  | 0 | 0 | 0 | 0 | 0 | 0 | 0 | 0 | 0 | 0 | 4.606 | 0 | 0 | 260 | 269.915 | 0 | 0 | 1 | 0 | 0 | 0 | 0 | 0 | 0 | 0 | 0 | 0 | 0 | -1 | 0 | 0 | -2 | -2 | 0 | 0 | 1 |  | 0 | 0 | 0 | 0 | 0 | 0 | 0 | 0 | 0 | 0 | 11.6187 | 0 | 0 | 260 | 269.915 | 0 | 0 | 1 | 0 | 0 | 0 | 0 | 0 | 0 | 0 | 0 | 0 | 0 | -2 | 0 | 0 | -2 | -2 | 0 | 0 | 1 |  | 1 | 1 | 1 | 1 | 1 | 3+ | 1 | 4+ | 1 | 1
PG&E FRESNO | West Fresno | 115 | 0 | 0 | 0 | 0 | 0 | 0 | 0 | 0 | 0 | 0 | 0 | 0 | 0 | 0 | 0 | 0 | 0 | 0 | 0 | 0 |  | 0 | 0 | 0 | 0 | 0 | 0 | 0 | 0 | 0 | 0 | 0 | 0 | 0 | 0 | 0 | 0 | 0 | 0 | 0 | 0 | 0 | 0 | 0 | 0 | 0 | 0 | 0 | 0 | 0 | 0 | 0 | 0 | 0 | 0 | 0 | 0 |  | 0 | 0 | 0 | 0 | 0 | 0 | 0 | 0 | 0 | 0 | 0 | 0 | 0 | 0 | 0 | 0 | 0 | 0 | 0 | 0 | 0 | 0 | 0 | 0 | 0 | 0 | 0 | 0 | 0 | 0 | 0 | 0 | 0 | 0 | 0 | 0 |  | 0 | 0 | 0 | 0 | 0 | 0 | 0 | 0 | 0 | 0 | 0 | 0 | 0 | 0 | 0 | 0 | 0 | 0 | 0 | 0 | 0 | 0 | 0 | 0 | 0 | 0 | 0 | 0 | 0 | 0 | 0 | 0 | 0 | 0 | 0 | 0 |  | 0 | 0 | 0 | 0 | 0 | 0 | 0 | 0 | 0 | 0 | 3.534 | 0 | 0 | 0 | 2.326 | 0 | 0 | 1 | 0 | 0 | 0 | 0 | 0 | 0 | 0 | 0 | 0 | 0 | -2 | 0 | 0 | 0 | 0 | 0 | 0 | 1 |  | 1 | 1 | 1 | 1 | 1 | 1+ | 1 | 1 | 1 | 1
PG&E FRESNO | Westley | 230 | 0 | 0 | 0 | 0 | 0 | 0 | 0 | 0 | 0 | 0 | 0 | 0 | 0 | 0 | 0 | 0 | 0 | 0 | 0 | 0 |  | 0 | 0 | 0 | 0 | 0 | 0 | 0 | 0 | 0 | 0 | 0 | 0 | 0 | 0 | 0 | 0 | 0 | 0 | 0 | 0 | 0 | 0 | 0 | 0 | 0 | 0 | 0 | 0 | 0 | 0 | 0 | 0 | 0 | 0 | 0 | 0 |  | 0 | 0 | 0 | 0 | 0 | 0 | 0 | 0 | 0 | 0 | 0 | 0 | 0 | 0 | 0 | 0 | 0 | 0 | 0 | 0 | 0 | 0 | 0 | 0 | 0 | 0 | 0 | 0 | 0 | 0 | 0 | 0 | 0 | 0 | 0 | 0 |  | 0 | 0 | 0 | 0 | 0 | 0 | 0 | 0 | 0 | 0 | 0 | 0 | 0 | 0 | 0 | 0 | 0 | 0 | 0 | 0 | 0 | 0 | 0 | 0 | 0 | 0 | 0 | 0 | 0 | 0 | 0 | 0 | 0 | 0 | 0 | 0 |  | 0 | 0 | 0 | 0 | 0 | 0 | 0 | 0 | 0 | 0 | 0 | 0 | 0 | 0 | 0 | 0 | 0 | 0 | 0 | 0 | 0 | 0 | 0 | 0 | 0 | 0 | 0 | 0 | 0 | 0 | 0 | 0 | 0 | 0 | 0 | 0 |  | 1 | 1 | 1 | 1 | 1 | 1 | 1 | 1 | 1 | 0
PG&E KERN | Westpark | 115 | 0 | 0 | 0 | 0 | 0 | 0 | 0 | 0 | 0 | 0 | 0 | 0 | 0 | 0 | 0 | 0 | 0 | 0 | 0 | 0 |  | 0 | 0 | 0 | 0 | 0 | 0 | 0 | 0 | 0 | 0 | 0 | 0 | 0 | 0 | 0 | 0 | 0 | 0 | 0 | 0 | 0 | 0 | 0 | 0 | 0 | 0 | 0 | 0 | 0 | 0 | 0 | 0 | 0 | 0 | 0 | 0 |  | 0 | 0 | 0 | 0 | 0 | 0 | 0 | 0 | 0 | 0 | 0 | 0 | 0 | 0 | 0 | 0 | 0 | 0 | 0 | 0 | 0 | 0 | 0 | 0 | 0 | 0 | 0 | 0 | 0 | 0 | 0 | 0 | 0 | 0 | 0 | 0 |  | 0 | 0 | 0 | 0 | 0 | 0 | 0 | 0 | 0 | 0 | 0 | 0 | 0 | 0 | 0 | 0 | 0 | 0 | 0 | 0 | 0 | 0 | 0 | 0 | 0 | 0 | 0 | 0 | 0 | 0 | 0 | 0 | 0 | 0 | 0 | 0 |  | 0 | 0 | 0 | 0 | 0 | 0 | 0 | 0 | 0 | 0 | 0 | 0 | 0 | 0 | 0 | 0 | 0 | 0 | 0 | 0 | 0 | 0 | 0 | 0 | 0 | 0 | 0 | 0 | 0 | 0 | 0 | 0 | 0 | 0 | 0 | 0 |  | 1 | 1 | 1 | 1 | 1 | 1 | 1 | 1 | 1 | 0
PG&E KERN | Wheeler Ridge | 230 | 0 | 0 | 0 | 0 | 0 | 0 | 0 | 0 | 0 | 0 | 0 | 0 | 0 | 300 | 300 | 0 | 100 | 100 | 0 | 1 |  | 0 | 0 | 0 | 0 | 0 | 0 | 0 | 0 | 0 | 0 | 0 | 0 | 0 | 0 | 0 | 0 | 0 | 0 | 0 | 0 | 0 | 0 | 0 | 0 | 0 | 0 | 0 | 0 | 0 | 0 | 2 | 2 | 2 | 0 | 0 | 1 |  | 0 | 0 | 0 | 0 | 0 | 0 | 0 | 0 | 0 | 0 | 0 | 0 | 0 | 0 | 0 | 0 | 0 | 0 | 0 | 0 | 0 | 0 | 0 | 0 | 0 | 0 | 0 | 0 | 0 | 0 | 2 | 2 | 2 | 0 | 0 | 1 |  | 0 | 0 | 0 | 0 | 0 | 0 | 0 | 0 | 0 | 0 | 0 | 0 | 310.63 | 0 | 310.63 | 0 | 0 | 1 | 0 | 0 | 0 | 0 | 0 | 0 | 0 | 0 | 0 | 0 | 0 | 0 | 0 | 2 | -2 | 0 | 0 | 1 |  | 0 | 0 | 0 | 0 | 0 | 0 | 0 | 0 | 0 | 0 | 0 | 0 | 310.63 | 0 | 310.63 | 0 | 0 | 1 | 0 | 0 | 0 | 0 | 0 | 0 | 0 | 0 | 0 | 0 | 0 | 0 | 0 | 2 | -2 | 0 | 0 | 1 |  | 1 | 1 | 1 | 1 | 1 | 1 | 1 | 2- | 1 | 1
PG&E KERN | Wheeler Ridge | 115 | 0 | 0 | 0 | 0 | 0 | 0 | 0 | 0 | 0 | 0 | 0 | 0 | 0 | 0 | 0 | 0 | 0 | 0 | 0 | 0 |  | 0 | 0 | 0 | 0 | 0 | 0 | 0 | 0 | 0 | 0 | 0 | 0 | 0 | 0 | 0 | 0 | 0 | 0 | 0 | 0 | 0 | 0 | 0 | 0 | 0 | 0 | 0 | 0 | 0 | 0 | 0 | 0 | 0 | 0 | 0 | 0 |  | 0 | 0 | 0 | 0 | 0 | 0 | 0 | 0 | 0 | 0 | 0 | 0 | 0 | 0 | 0 | 0 | 0 | 0 | 0 | 0 | 0 | 0 | 0 | 0 | 0 | 0 | 0 | 0 | 0 | 0 | 0 | 0 | 0 | 0 | 0 | 0 |  | 0 | 0 | 0 | 0 | 0 | 0 | 0 | 0 | 0 | 0 | 0 | 0 | 0 | 0 | 0 | 0 | 0 | 0 | 0 | 0 | 0 | 0 | 0 | 0 | 0 | 0 | 0 | 0 | 0 | 0 | 0 | 0 | 0 | 0 | 0 | 0 |  | 0 | 0 | 0 | 0 | 0 | 0 | 0 | 0 | 0 | 0 | 0 | 0 | 0 | 0 | 0 | 0 | 0 | 0 | 0 | 0 | 0 | 0 | 0 | 0 | 0 | 0 | 0 | 0 | 0 | 0 | 0 | 0 | 0 | 0 | 0 | 0 |  | 1 | 1 | 1 | 1 | 1 | 1 | 1 | 1 | 1 | 0
PG&E KERN | Wheeler Ridge | 70 | 0 | 0 | 0 | 0 | 0 | 0 | 0 | 0 | 0 | 0 | 0 | 0 | 0 | 0 | 0 | 0 | 0 | 0 | 0 | 0 |  | 0 | 0 | 0 | 0 | 0 | 0 | 0 | 0 | 0 | 0 | 0 | 0 | 0 | 0 | 0 | 0 | 0 | 0 | 0 | 0 | 0 | 0 | 0 | 0 | 0 | 0 | 0 | 0 | 0 | 0 | 0 | 0 | 0 | 0 | 0 | 0 |  | 0 | 0 | 0 | 0 | 0 | 0 | 0 | 0 | 0 | 0 | 0 | 0 | 0 | 0 | 0 | 0 | 0 | 0 | 0 | 0 | 0 | 0 | 0 | 0 | 0 | 0 | 0 | 0 | 0 | 0 | 0 | 0 | 0 | 0 | 0 | 0 |  | 0 | 0 | 0 | 0 | 0 | 0 | 0 | 0 | 0 | 0 | 0 | 0 | 0 | 0 | 0 | 0 | 0 | 0 | 0 | 0 | 0 | 0 | 0 | 0 | 0 | 0 | 0 | 0 | 0 | 0 | 0 | 0 | 0 | 0 | 0 | 0 |  | 0 | 0 | 0 | 0 | 0 | 0 | 0 | 0 | 0 | 0 | 18.289 | 0 | 0 | 0 | 16.914 | 0 | 0 | 1 | 0 | 0 | 0 | 0 | 0 | 0 | 0 | 0 | 0 | 0 | -2 | 0 | 0 | 0 | -2 | 0 | 0 | 1 |  | 1 | 1 | 1 | 1 | 1 | 1+ | 1 | 1+ | 1 | 1
SCE Northern | Whirlwind | 230 | 0 | 0 | 300 | 0 | 300 | 0 | 0 | 0 | 0 | 0 | 0 | 0 | 100 | 400 | 500 | 0 | 150 | 150 | 700 | 1 |  | 0 | 0 | 0 | 0 | 100 | 100 | 0 | 0 | 0 | 0 | 0 | 0.88 | 88.772 | 139.52 | 141.42 | 0 | 0 | 1 | 0 | 0 | 0 | 0 | 2 | 2 | 0 | 0 | 0 | 0 | 0 | 2 | 2 | 0 | 0 | 2 | 2 | 1 |  | 0 | 0 | 0 | 0 | 100 | 100 | 0 | 0 | 0 | 0 | 0 | 0.88 | 88.772 | 247.52 | 249.42 | 300 | 312 | 1 | 0 | 0 | 0 | 0 | 2 | 2 | 0 | 0 | 0 | 0 | 0 | 2 | 2 | -2 | -2 | 2 | 2 | 1 |  | 0 | 0 | 0 | 0 | 100 | 100 | 0 | 0 | 0 | 0 | 0 | 0.88 | 712.252 | 247.52 | 272.9 | 300 | 312 | 1 | 0 | 0 | 0 | 0 | 2 | 2 | 0 | 0 | 0 | 0 | 0 | 2 | -1 | -2 | -2 | 2 | 2 | 1 |  | 0 | 0 | 0 | 0 | 100 | 205.7 | 0 | 0 | 0 | 0 | 0 | 0.88 | 1818.6915 | 247.52 | 2132.5076 | 300 | 312 | 1 | 0 | 0 | 0 | 0 | 2 | 2 | 0 | 0 | 0 | 0 | 0 | 2 | -2 | -2 | -2 | 2 | 2 | 1 |  | 1 | 1 | 5- | 1 | 1 | 1 | 2- | 4+ | 5- | 1
SCE Northern | Whirlwind | 500 | 0 | 0 | 0 | 0 | 0 | 0 | 0 | 0 | 0 | 0 | 0 | 0 | 0 | 0 | 0 | 0 | 0 | 0 | 0 | 0 |  | 0 | 0 | 0 | 0 | 0 | 0 | 0 | 0 | 0 | 0 | 0 | 0 | 0 | 0 | 0 | 0 | 0 | 0 | 0 | 0 | 0 | 0 | 0 | 0 | 0 | 0 | 0 | 0 | 0 | 0 | 0 | 0 | 0 | 0 | 0 | 0 |  | 0 | 0 | 0 | 0 | 0 | 0 | 0 | 0 | 0 | 0 | 0 | 0 | 0 | 0 | 0 | 0 | 0 | 0 | 0 | 0 | 0 | 0 | 0 | 0 | 0 | 0 | 0 | 0 | 0 | 0 | 0 | 0 | 0 | 0 | 0 | 0 |  | 0 | 0 | 0 | 0 | 0 | 0 | 0 | 0 | 0 | 0 | 0 | 0 | 0 | 500 | 513.2 | 0 | 0 | 1 | 0 | 0 | 0 | 0 | 0 | 0 | 0 | 0 | 0 | 0 | 0 | 0 | 0 | -2 | -2 | 0 | 0 | 1 |  | 0 | 0 | 0 | 0 | 0 | 0 | 0 | 0 | 0 | 0 | 0 | 0 | 1000 | 500 | 4256.2 | 0 | 0 | 1 | 0 | 0 | 0 | 0 | 0 | 0 | 0 | 0 | 0 | 0 | 0 | 0 | -2 | -2 | -2 | 0 | 0 | 1 |  | 1 | 1 | 1 | 1 | 1 | 1 | 1+ | 4+ | 1 | 1
PG&E GBA | Whisman | 115 | 0 | 0 | 0 | 0 | 0 | 0 | 0 | 0 | 0 | 0 | 0 | 0 | 0 | 0 | 0 | 0 | 0 | 0 | 0 | 0 |  | 0 | 0 | 0 | 0 | 0 | 0 | 0 | 0 | 0 | 0 | 0 | 0 | 0 | 0 | 0 | 0 | 0 | 0 | 0 | 0 | 0 | 0 | 0 | 0 | 0 | 0 | 0 | 0 | 0 | 0 | 0 | 0 | 0 | 0 | 0 | 0 |  | 0 | 0 | 0 | 0 | 0 | 0 | 0 | 0 | 0 | 0 | 0 | 0 | 0 | 0 | 0 | 0 | 0 | 0 | 0 | 0 | 0 | 0 | 0 | 0 | 0 | 0 | 0 | 0 | 0 | 0 | 0 | 0 | 0 | 0 | 0 | 0 |  | 0 | 0 | 0 | 0 | 0 | 0 | 0 | 0 | 0 | 0 | 0 | 0 | 0 | 0 | 0 | 0 | 0 | 0 | 0 | 0 | 0 | 0 | 0 | 0 | 0 | 0 | 0 | 0 | 0 | 0 | 0 | 0 | 0 | 0 | 0 | 0 |  | 0 | 0 | 0 | 0 | 0 | 0 | 0 | 0 | 0 | 0 | 0 | 0 | 0 | 0 | 0 | 0 | 0 | 0 | 0 | 0 | 0 | 0 | 0 | 0 | 0 | 0 | 0 | 0 | 0 | 0 | 0 | 0 | 0 | 0 | 0 | 0 |  | 1 | 1 | 1 | 1 | 1 | 1 | 1 | 1 | 1 | 0
SCE Eastern | Wildlife | 230 | 0 | 0 | 0 | 0 | 0 | 0 | 0 | 0 | 0 | 0 | 0 | 0 | 0 | 0 | 0 | 0 | 0 | 0 | 0 | 0 |  | 0 | 0 | 0 | 0 | 0 | 0 | 0 | 0 | 0 | 0 | 0 | 0 | 0 | 0 | 0 | 0 | 0 | 0 | 0 | 0 | 0 | 0 | 0 | 0 | 0 | 0 | 0 | 0 | 0 | 0 | 0 | 0 | 0 | 0 | 0 | 0 |  | 0 | 0 | 0 | 0 | 0 | 0 | 0 | 0 | 0 | 0 | 0 | 0 | 0 | 0 | 0 | 0 | 0 | 0 | 0 | 0 | 0 | 0 | 0 | 0 | 0 | 0 | 0 | 0 | 0 | 0 | 0 | 0 | 0 | 0 | 0 | 0 |  | 0 | 0 | 0 | 0 | 0 | 0 | 0 | 0 | 0 | 0 | 0 | 0 | 0 | 0 | 206.091 | 0 | 0 | 1 | 0 | 0 | 0 | 0 | 0 | 0 | 0 | 0 | 0 | 0 | 0 | 0 | 0 | 0 | -2 | 0 | 0 | 1 |  | 0 | 0 | 0 | 0 | 0 | 0 | 0 | 0 | 0 | 0 | 0 | 0 | 0 | 0 | 206.091 | 0 | 0 | 1 | 0 | 0 | 0 | 0 | 0 | 0 | 0 | 0 | 0 | 0 | 0 | 0 | 0 | 0 | -2 | 0 | 0 | 1 |  | 1 | 1 | 1 | 1 | 1 | 1 | 1 | 2+ | 1 | 1
PG&E FRESNO | Wilson | 115 | 0 | 0 | 0 | 0 | 0 | 0 | 0 | 0 | 0 | 0 | 0 | 0 | 0 | 0 | 0 | 0 | 25 | 25 | 0 | 1 |  | 0 | 0 | 0 | 0 | 0 | 0 | 0 | 0 | 0 | 0 | 0 | 0 | 0 | 0 | 0 | 0 | 0 | 0 | 0 | 0 | 0 | 0 | 0 | 0 | 0 | 0 | 0 | 0 | 0 | 0 | 0 | 2 | 2 | 0 | 0 | 1 |  | 0 | 0 | 0 | 1 | 0 | 0 | 0 | 0 | 0 | 0 | 0 | 0 | 0 | 0 | 0 | 0 | 0 | 1 | 0 | 0 | 0 | -2 | 0 | 0 | 0 | 0 | 0 | 0 | 0 | 0 | 0 | 2 | 2 | 0 | 0 | 1 |  | 0 | 0 | 0 | 1 | 0 | 0 | 0 | 0 | 0 | 0 | 0 | 0 | 0 | 200 | 203.699 | 0 | 0 | 1 | 0 | 0 | 0 | -2 | 0 | 0 | 0 | 0 | 0 | 0 | 0 | 0 | 0 | -2 | -2 | 0 | 0 | 1 |  | 0 | 0 | 0 | 1 | 0 | 0 | 0 | 0 | 0 | 0 | 0 | 0 | 0 | 200 | 1053.699 | 0 | 0 | 1 | 0 | 0 | 0 | -2 | 0 | 0 | 0 | 0 | 0 | 0 | 0 | 0 | 0 | -2 | -2 | 0 | 0 | 1 |  | 1 | 4+ | 1 | 1 | 1 | 1 | 1 | 4+ | 1 | 1
PG&E FRESNO | Wilson | 230 | 0 | 0 | 150 | 50 | 200 | 0 | 0 | 0 | 0 | 0 | 0 | 0 | 0 | 0 | 0 | 0 | 0 | 0 | 0 | 1 |  | 0 | 0 | 0 | 0 | 0 | 0 | 0 | 0 | 0 | 0 | 0 | 0 | 0 | 0 | 0 | 0 | 0 | 0 | 0 | 0 | 0 | 0 | 2 | 2 | 0 | 0 | 0 | 0 | 0 | 0 | 0 | 0 | 0 | 0 | 0 | 1 |  | 0 | 0 | 0 | 0 | 0 | 0 | 0 | 0 | 0 | 0 | 0 | 0 | 0 | 0 | 0 | 0 | 0 | 0 | 0 | 0 | 0 | 0 | 2 | 2 | 0 | 0 | 0 | 0 | 0 | 0 | 0 | 0 | 0 | 0 | 0 | 1 |  | 0 | 0 | 0 | 0 | 0 | 0 | 0 | 0 | 0 | 0 | 0 | 0 | 0 | 0 | 256.29 | 0 | 0 | 1 | 0 | 0 | 0 | 0 | 2 | 2 | 0 | 0 | 0 | 0 | 0 | 0 | 0 | 0 | -2 | 0 | 0 | 1 |  | 0 | 0 | 0 | 0 | 0 | 200 | 0 | 0 | 0 | 0 | 0 | 0 | 0 | 0 | 256.29 | 0 | 0 | 1 | 0 | 0 | 0 | 0 | 2 | 0 | 0 | 0 | 0 | 0 | 0 | 0 | 0 | 0 | -2 | 0 | 0 | 1 |  | 1 | 1 | 3- | 1 | 1 | 1 | 1 | 2+ | 1 | 1
SCE Northern | Windhub | 230 | 0 | 0 | 174 | 0 | 174 | 0 | 0 | 0 | 0 | 0 | 0 | 0 | 130 | 200 | 330 | 0 | 20 | 20 | 0 | 1 |  | 0 | 0 | 0 | 0 | 0 | 0 | 0 | 0 | 0 | 0 | 0 | 84 | 134 | 39.5 | 89.5 | 0 | 0 | 1 | 0 | 0 | 0 | 0 | 2 | 2 | 0 | 0 | 0 | 0 | 0 | 2 | 2 | -2 | -2 | 0 | 0 | 1 |  | 0 | 0 | 0 | 0 | 0 | 0 | 0 | 0 | 0 | 0 | 0 | 84 | 234 | 39.5 | 922.3854 | 0 | 0 | 1 | 0 | 0 | 0 | 0 | 2 | 2 | 0 | 0 | 0 | 0 | 0 | 2 | 2 | -2 | -2 | 0 | 0 | 1 |  | 0 | 0 | 0 | 0 | 0 | 0 | 0 | 0 | 0 | 0 | 0 | 84 | 284 | 39.5 | 972.3854 | 0 | 0 | 1 | 0 | 0 | 0 | 0 | 2 | 2 | 0 | 0 | 0 | 0 | 0 | 2 | 1 | -2 | -2 | 0 | 0 | 1 |  | 0 | 0 | 0 | 0 | 0 | 23.5 | 0 | 0 | 0 | 0 | 10 | 84 | 972.6 | 39.5 | 977.3854 | 0 | 500 | 1 | 0 | 0 | 0 | 0 | 2 | 2 | 0 | 0 | 0 | 0 | -2 | 2 | -2 | -2 | -2 | 0 | -2 | 1 |  | 1 | 1 | 5- | 1 | 1 | 1+ | 3- | 4+ | 1+ | 1
SCE Northern | Windhub | 500 | 0 | 0 | 0 | 0 | 0 | 0 | 0 | 0 | 0 | 0 | 0 | 0 | 725.5 | 200 | 925.5 | 0 | 30 | 30 | 0 | 1 |  | 0 | 0 | 0 | 0 | 0 | 0 | 0 | 0 | 0 | 0 | 0 | 625.5456 | 625.5456 | 656.55 | 656.55 | 0 | 0 | 1 | 0 | 0 | 0 | 0 | 0 | 0 | 0 | 0 | 0 | 0 | 0 | 1 | 2 | -2 | -2 | 0 | 0 | 1 |  | 0 | 0 | 0 | 0 | 0 | 0 | 0 | 0 | 0 | 0 | 0 | 625.5456 | 625.5456 | 656.55 | 656.55 | 0 | 0 | 1 | 0 | 0 | 0 | 0 | 0 | 0 | 0 | 0 | 0 | 0 | 0 | 1 | 2 | -2 | -2 | 0 | 0 | 1 |  | 0 | 0 | 0 | 0 | 0 | 0 | 0 | 0 | 0 | 0 | 0 | 625.5456 | 997.8456 | 656.55 | 881.55 | 0 | 0 | 1 | 0 | 0 | 0 | 0 | 0 | 0 | 0 | 0 | 0 | 0 | 0 | 1 | 0 | -2 | -2 | 0 | 0 | 1 |  | 0 | 0 | 0 | 0 | 0 | 0 | 0 | 0 | 0 | 0 | 0 | 625.5456 | 997.8456 | 656.55 | 881.55 | 0 | 0 | 1 | 0 | 0 | 0 | 0 | 0 | 0 | 0 | 0 | 0 | 0 | 0 | 1 | 0 | -2 | -2 | 0 | 0 | 1 |  | 1 | 1 | 1 | 1 | 1 | 1 | 2- | 4+ | 1 | 1
PG&E GBA | Windmaster | 230 | 0 | 0 | 0 | 0 | 0 | 0 | 0 | 0 | 0 | 0 | 0 | 0 | 0 | 0 | 0 | 0 | 0 | 0 | 0 | 0 |  | 0 | 0 | 0 | 0 | 0 | 0 | 0 | 0 | 0 | 0 | 0 | 0 | 0 | 0 | 0 | 0 | 0 | 0 | 0 | 0 | 0 | 0 | 0 | 0 | 0 | 0 | 0 | 0 | 0 | 0 | 0 | 0 | 0 | 0 | 0 | 0 |  | 0 | 0 | 0 | 0 | 0 | 0 | 0 | 0 | 0 | 0 | 0 | 0 | 0 | 0 | 0 | 0 | 0 | 0 | 0 | 0 | 0 | 0 | 0 | 0 | 0 | 0 | 0 | 0 | 0 | 0 | 0 | 0 | 0 | 0 | 0 | 0 |  | 0 | 0 | 0 | 0 | 0 | 0 | 0 | 0 | 0 | 0 | 0 | 0 | 0 | 0 | 0 | 0 | 0 | 0 | 0 | 0 | 0 | 0 | 0 | 0 | 0 | 0 | 0 | 0 | 0 | 0 | 0 | 0 | 0 | 0 | 0 | 0 |  | 0 | 0 | 0 | 0 | 0 | 0 | 0 | 0 | 0 | 0 | 0 | 0 | 0 | 0 | 0 | 0 | 0 | 0 | 0 | 0 | 0 | 0 | 0 | 0 | 0 | 0 | 0 | 0 | 0 | 0 | 0 | 0 | 0 | 0 | 0 | 0 |  | 1 | 1 | 1 | 1 | 1 | 1 | 1 | 1 | 1 | 0
PG&E NGBA | Windsor | 60 | 0 | 0 | 0 | 0 | 0 | 0 | 0 | 0 | 0 | 0 | 0 | 0 | 0 | 0 | 0 | 0 | 0 | 0 | 0 | 0 |  | 0 | 0 | 0 | 0 | 0 | 0 | 0 | 0 | 0 | 0 | 0 | 0 | 0 | 0 | 0 | 0 | 0 | 0 | 0 | 0 | 0 | 0 | 0 | 0 | 0 | 0 | 0 | 0 | 0 | 0 | 0 | 0 | 0 | 0 | 0 | 0 |  | 0 | 0 | 0 | 0 | 0 | 0 | 0 | 0 | 0 | 0 | 0 | 0 | 0 | 0 | 0 | 0 | 0 | 0 | 0 | 0 | 0 | 0 | 0 | 0 | 0 | 0 | 0 | 0 | 0 | 0 | 0 | 0 | 0 | 0 | 0 | 0 |  | 0 | 0 | 0 | 0 | 0 | 0 | 0 | 0 | 0 | 0 | 0 | 0 | 0 | 0 | 0 | 0 | 0 | 0 | 0 | 0 | 0 | 0 | 0 | 0 | 0 | 0 | 0 | 0 | 0 | 0 | 0 | 0 | 0 | 0 | 0 | 0 |  | 0 | 0 | 0 | 0 | 0 | 0 | 0 | 0 | 0 | 0 | 0 | 0 | 0 | 0 | 0 | 0 | 0 | 0 | 0 | 0 | 0 | 0 | 0 | 0 | 0 | 0 | 0 | 0 | 0 | 0 | 0 | 0 | 0 | 0 | 0 | 0 |  | 1 | 1 | 1 | 1 | 1 | 1 | 1 | 1 | 1 | 0
PG&E NGBA | Woodland | 115 | 0 | 0 | 0 | 0 | 0 | 0 | 0 | 0 | 0 | 0 | 0 | 0 | 0 | 0 | 0 | 0 | 0 | 0 | 0 | 0 |  | 0 | 0 | 0 | 0 | 0 | 0 | 0 | 0 | 0 | 0 | 0 | 0 | 0 | 0 | 0 | 0 | 0 | 0 | 0 | 0 | 0 | 0 | 0 | 0 | 0 | 0 | 0 | 0 | 0 | 0 | 0 | 0 | 0 | 0 | 0 | 0 |  | 0 | 0 | 0 | 0 | 0 | 0 | 0 | 0 | 0 | 0 | 0 | 0 | 0 | 0 | 0 | 0 | 0 | 0 | 0 | 0 | 0 | 0 | 0 | 0 | 0 | 0 | 0 | 0 | 0 | 0 | 0 | 0 | 0 | 0 | 0 | 0 |  | 0 | 0 | 0 | 0 | 0 | 0 | 0 | 0 | 0 | 0 | 0 | 0 | 0 | 0 | 0 | 0 | 0 | 0 | 0 | 0 | 0 | 0 | 0 | 0 | 0 | 0 | 0 | 0 | 0 | 0 | 0 | 0 | 0 | 0 | 0 | 0 |  | 0 | 0 | 0 | 0 | 0 | 0 | 0 | 0 | 0 | 0 | 5.93 | 0 | 0 | 0 | 0 | 0 | 0 | 1 | 0 | 0 | 0 | 0 | 0 | 0 | 0 | 0 | 0 | 0 | -2 | 0 | 0 | 0 | 0 | 0 | 0 | 1 |  | 1 | 1 | 1 | 1 | 1 | 1+ | 1 | 1 | 1 | 1
PG&E FRESNO | Woodward | 115 | 0 | 0 | 0 | 0 | 0 | 0 | 0 | 0 | 0 | 0 | 0 | 0 | 0 | 0 | 0 | 0 | 0 | 0 | 0 | 0 |  | 0 | 0 | 0 | 0 | 0 | 0 | 0 | 0 | 0 | 0 | 0 | 0 | 0 | 0 | 0 | 0 | 0 | 0 | 0 | 0 | 0 | 0 | 0 | 0 | 0 | 0 | 0 | 0 | 0 | 0 | 0 | 0 | 0 | 0 | 0 | 0 |  | 0 | 0 | 0 | 0 | 0 | 0 | 0 | 0 | 0 | 0 | 0 | 0 | 0 | 0 | 0 | 0 | 0 | 0 | 0 | 0 | 0 | 0 | 0 | 0 | 0 | 0 | 0 | 0 | 0 | 0 | 0 | 0 | 0 | 0 | 0 | 0 |  | 0 | 0 | 0 | 0 | 0 | 0 | 0 | 0 | 0 | 0 | 0 | 0 | 0 | 0 | 0 | 0 | 0 | 0 | 0 | 0 | 0 | 0 | 0 | 0 | 0 | 0 | 0 | 0 | 0 | 0 | 0 | 0 | 0 | 0 | 0 | 0 |  | 0 | 0 | 0 | 0 | 0 | 0 | 0 | 0 | 0 | 0 | 0 | 0 | 0 | 0 | 50 | 0 | 0 | 1 | 0 | 0 | 0 | 0 | 0 | 0 | 0 | 0 | 0 | 0 | 0 | 0 | 0 | 0 | -2 | 0 | 0 | 1 |  | 1 | 1 | 1 | 1 | 1 | 1 | 1 | 1+ | 1 | 1
PG&E NGBA | Wyandotte | 115 | 0 | 10 | 0 | 0 | 0 | 0 | 0 | 0 | 0 | 0 | 0 | 3.6 | 0 | 0 | 0 | 0 | 0 | 0 | 0 | 1 |  | 0 | 0 | 0 | 0 | 0 | 0 | 0 | 0 | 0 | 0 | 0 | 0 | 0 | 0 | 0 | 0 | 0 | 0 | 0 | 0 | 2 | 2 | 0 | 0 | 0 | 0 | 0 | 0 | 2 | 0 | 0 | 0 | 0 | 0 | 0 | 1 |  | 0 | 0 | 0 | 0 | 0 | 0 | 0 | 0 | 0 | 0 | 3.6916 | 0 | 0 | 0 | 0 | 0 | 0 | 1 | 0 | 0 | 2 | 2 | 0 | 0 | 0 | 0 | 0 | 0 | 0 | 0 | 0 | 0 | 0 | 0 | 0 | 1 |  | 0 | 0 | 0 | 0 | 0 | 0 | 0 | 0 | 0 | 0 | 3.6916 | 0 | 0 | 0 | 0 | 0 | 0 | 1 | 0 | 0 | 2 | 2 | 0 | 0 | 0 | 0 | 0 | 0 | 0 | 0 | 0 | 0 | 0 | 0 | 0 | 1 |  | 0 | 0 | 0 | 0 | 0 | 0 | 0 | 0 | 0 | 0 | 8.6716 | 0 | 0 | 0 | 0 | 0 | 0 | 1 | 0 | 0 | 2 | 2 | 0 | 0 | 0 | 0 | 0 | 0 | -2 | 0 | 0 | 0 | 0 | 0 | 0 | 1 |  | 1 | 5- | 1 | 1 | 1 | 1+ | 1 | 1 | 1 | 1

## CAISO_Queue_bySub
Summary of commercial interest from the 11/24/2024 CAISO interconnection queue. Resources are shown by substation and resource type and broken down by commercial interest confidence categories of Executed IA, Completed Phase II, all projects in current queue, and Cluster 15 application projects. Also have specific breakdowns of projects with CODs before 2030 and projects identified in as available for near-term interconnection in the 12/05/2023 CAISO briefing. Resource amounts have identified baseline, online, and in-development projects subtracted from the amounts.
[52 empty] | COD by |  | 2030 | [41 empty] | COD by | 2030
|  |  | Available for Near-term Interconnection based on the CAISO briefing report | [11 empty] | Executed IA | [11 empty] | Completed Phase 2 | [11 empty] | All Projects | [11 empty] | COD by 2030 Columns | Executed IA | [11 empty] | Completed Phase 2 | [11 empty] | All Projects | [11 empty] | Cluster 15 Projects | [7 empty] | Cluster 15 Projects
|  |  | Battery | Battery | LDES | LDES | Solar | Solar | Geothermal | Geothermal | Wind | Wind | Offshore Wind | Offshore Wind | Battery | Battery | LDES | LDES | Solar | Solar | Geothermal | Geothermal | Wind | Wind | Offshore Wind | Offshore Wind | Battery | Battery | LDES | LDES | Solar | Solar | Geothermal | Geothermal | Wind | Wind | Offshore Wind | Offshore Wind | Battery | Battery | LDES | LDES | Solar | Solar | Geothermal | Geothermal | Wind | Wind | Offshore Wind | Offshore Wind |  | Battery | Battery | LDES | LDES | Solar | Solar | Geothermal | Geothermal | Wind | Wind | Offshore Wind | Offshore Wind | Battery | Battery | LDES | LDES | Solar | Solar | Geothermal | Geothermal | Wind | Wind | Offshore Wind | Offshore Wind | Battery | Battery | LDES | LDES | Solar | Solar | Geothermal | Geothermal | Wind | Wind | Offshore Wind | Offshore Wind | Battery | LDES | Solar | Geothermal | Biomass | Wind | Offshore Wind | OOS Wind | Battery | LDES | Solar | Geothermal | Biomass | Wind | Offshore Wind | OOS Wind
CAISO Study Area | Substation | Voltage | Total | FCDS (TPD) | Total | FCDS (TPD) | Total | FCDS (TPD) | Total | FCDS (TPD) | Total | FCDS (TPD) | Total | FCDS (TPD) | Total | FCDS (TPD) | Total | FCDS (TPD) | Total | FCDS (TPD) | Total | FCDS (TPD) | Total | FCDS (TPD) | Total | FCDS (TPD) | Total | FCDS (TPD) | Total | FCDS (TPD) | Total | FCDS (TPD) | Total | FCDS (TPD) | Total | FCDS (TPD) | Total | FCDS (TPD) | Total | FCDS (TPD) | Total | FCDS (TPD) | Total | FCDS (TPD) | Total | FCDS (TPD) | Total | FCDS (TPD) | Total | FCDS (TPD) |  | Total | FCDS (TPD) | Total | FCDS (TPD) | Total | FCDS (TPD) | Total | FCDS (TPD) | Total | FCDS (TPD) | Total | FCDS (TPD) | Total | FCDS (TPD) | Total | FCDS (TPD) | Total | FCDS (TPD) | Total | FCDS (TPD) | Total | FCDS (TPD) | Total | FCDS (TPD) | Total | FCDS (TPD) | Total | FCDS (TPD) | Total | FCDS (TPD) | Total | FCDS (TPD) | Total | FCDS (TPD) | Total | FCDS (TPD) | Total | Total | Total | Total | Total | Total | Total | Total | Total | Total | Total | Total | Total | Total | Total | Total
PG&E KERN | 7th Standard | 115 | 0 | 0 | 0 | 0 | 0 | 0 | 0 | 0 | 0 | 0 | 0 | 0 | 0 | 0 | 0 | 0 | 0 | 0 | 0 | 0 | 0 | 0 | 0 | 0 | 92.07 | 0 | 0 | 0 | 0 | 0 | 0 | 0 | 0 | 0 | 0 | 0 | 92.07 | 0 | 0 | 0 | 0 | 0 | 0 | 0 | 0 | 0 | 0 | 0 |  | 0 | 0 | 0 | 0 | 0 | 0 | 0 | 0 | 0 | 0 | 0 | 0 | 92.07 | 0 | 0 | 0 | 0 | 0 | 0 | 0 | 0 | 0 | 0 | 0 | 92.07 | 0 | 0 | 0 | 0 | 0 | 0 | 0 | 0 | 0 | 0 | 0 | 75 | 0 | 0 | 0 | 0 | 0 | 0 | 0 | 75 | 0 | 0 | 0 | 0 | 0 | 0 | 0
SCE Metro | Alamitos | 230 | 0 | 0 | 0 | 0 | 0 | 0 | 0 | 0 | 0 | 0 | 0 | 0 | 0 | 0 | 0 | 0 | 0 | 0 | 0 | 0 | 0 | 0 | 0 | 0 | 241.5 | 236 | 0 | 0 | 0 | 0 | 0 | 0 | 0 | 0 | 0 | 0 | 241.5 | 236 | 0 | 0 | 0 | 0 | 0 | 0 | 0 | 0 | 0 | 0 |  | 0 | 0 | 0 | 0 | 0 | 0 | 0 | 0 | 0 | 0 | 0 | 0 | 0 | 0 | 0 | 0 | 0 | 0 | 0 | 0 | 0 | 0 | 0 | 0 | 0 | 0 | 0 | 0 | 0 | 0 | 0 | 0 | 0 | 0 | 0 | 0 | 0 | 0 | 0 | 0 | 0 | 0 | 0 | 0 | 0 | 0 | 0 | 0 | 0 | 0 | 0 | 0
SCE Eastern | Alberhill | 115 | 0 | 0 | 0 | 0 | 0 | 0 | 0 | 0 | 0 | 0 | 0 | 0 | 0 | 0 | 0 | 0 | 0 | 0 | 0 | 0 | 0 | 0 | 0 | 0 | 0 | 0 | 0 | 0 | 0 | 0 | 0 | 0 | 0 | 0 | 0 | 0 | 0 | 0 | 0 | 0 | 0 | 0 | 0 | 0 | 0 | 0 | 0 | 0 |  | 0 | 0 | 0 | 0 | 0 | 0 | 0 | 0 | 0 | 0 | 0 | 0 | 0 | 0 | 0 | 0 | 0 | 0 | 0 | 0 | 0 | 0 | 0 | 0 | 0 | 0 | 0 | 0 | 0 | 0 | 0 | 0 | 0 | 0 | 0 | 0 | 0 | 0 | 0 | 0 | 0 | 0 | 0 | 0 | 0 | 0 | 0 | 0 | 0 | 0 | 0 | 0
SCE Eastern | Alberhill | 500 | 0 | 0 | 0 | 0 | 0 | 0 | 0 | 0 | 0 | 0 | 0 | 0 | 0 | 0 | 500 | 500 | 0 | 0 | 0 | 0 | 0 | 0 | 0 | 0 | 0 | 0 | 500 | 500 | 0 | 0 | 0 | 0 | 0 | 0 | 0 | 0 | 0 | 0 | 500 | 500 | 0 | 0 | 0 | 0 | 0 | 0 | 0 | 0 |  | 0 | 0 | 500 | 500 | 0 | 0 | 0 | 0 | 0 | 0 | 0 | 0 | 0 | 0 | 500 | 500 | 0 | 0 | 0 | 0 | 0 | 0 | 0 | 0 | 0 | 0 | 500 | 500 | 0 | 0 | 0 | 0 | 0 | 0 | 0 | 0 | 500 | 0 | 0 | 0 | 0 | 0 | 0 | 0 | 500 | 0 | 0 | 0 | 0 | 0 | 0 | 0
PG&E GBA | Alhambra | 115 | 0 | 0 | 0 | 0 | 0 | 0 | 0 | 0 | 0 | 0 | 0 | 0 | 0 | 0 | 0 | 0 | 0 | 0 | 0 | 0 | 0 | 0 | 0 | 0 | 0 | 0 | 0 | 0 | 0 | 0 | 0 | 0 | 0 | 0 | 0 | 0 | 0 | 0 | 0 | 0 | 0 | 0 | 0 | 0 | 0 | 0 | 0 | 0 |  | 0 | 0 | 0 | 0 | 0 | 0 | 0 | 0 | 0 | 0 | 0 | 0 | 0 | 0 | 0 | 0 | 0 | 0 | 0 | 0 | 0 | 0 | 0 | 0 | 0 | 0 | 0 | 0 | 0 | 0 | 0 | 0 | 0 | 0 | 0 | 0 | 0 | 0 | 0 | 0 | 0 | 0 | 0 | 0 | 0 | 0 | 0 | 0 | 0 | 0 | 0 | 0
PG&E FRESNO | Alpaugh | 115 | 0 | 0 | 0 | 0 | 0 | 0 | 0 | 0 | 0 | 0 | 0 | 0 | 0 | 0 | 0 | 0 | 0 | 0 | 0 | 0 | 0 | 0 | 0 | 0 | 172.835 | 0 | 0 | 0 | 172.835 | 0 | 0 | 0 | 0 | 0 | 0 | 0 | 172.835 | 0 | 0 | 0 | 172.835 | 0 | 0 | 0 | 0 | 0 | 0 | 0 |  | 0 | 0 | 0 | 0 | 0 | 0 | 0 | 0 | 0 | 0 | 0 | 0 | 172.835 | 0 | 0 | 0 | 172.835 | 0 | 0 | 0 | 0 | 0 | 0 | 0 | 172.835 | 0 | 0 | 0 | 172.835 | 0 | 0 | 0 | 0 | 0 | 0 | 0 | 270 | 0 | 320 | 0 | 0 | 0 | 0 | 0 | 0 | 0 | 50 | 0 | 0 | 0 | 0 | 0
SDGE | Alpine | 69 | 0 | 0 | 0 | 0 | 0 | 0 | 0 | 0 | 0 | 0 | 0 | 0 | 0 | 0 | 0 | 0 | 0 | 0 | 0 | 0 | 0 | 0 | 0 | 0 | 0 | 0 | 0 | 0 | 0 | 0 | 0 | 0 | 0 | 0 | 0 | 0 | 100.6499 | 0 | 0 | 0 | 0 | 0 | 0 | 0 | 0 | 0 | 0 | 0 |  | 0 | 0 | 0 | 0 | 0 | 0 | 0 | 0 | 0 | 0 | 0 | 0 | 0 | 0 | 0 | 0 | 0 | 0 | 0 | 0 | 0 | 0 | 0 | 0 | 0 | 0 | 0 | 0 | 0 | 0 | 0 | 0 | 0 | 0 | 0 | 0 | 210 | 0 | 0 | 0 | 0 | 0 | 0 | 0 | 210 | 0 | 0 | 0 | 0 | 0 | 0 | 0
PG&E GBA | Altamont Midway (Sandhill) | 230 | 0 | 0 | 0 | 0 | 0 | 0 | 0 | 0 | 5 | 0 | 0 | 0 | 0 | 0 | 0 | 0 | 0 | 0 | 0 | 0 | 5 | 0 | 0 | 0 | 0 | 0 | 0 | 0 | 0 | 0 | 0 | 0 | 5 | 0 | 0 | 0 | 0 | 0 | 0 | 0 | 0 | 0 | 0 | 0 | 5 | 0 | 0 | 0 |  | 0 | 0 | 0 | 0 | 0 | 0 | 0 | 0 | 5 | 0 | 0 | 0 | 0 | 0 | 0 | 0 | 0 | 0 | 0 | 0 | 5 | 0 | 0 | 0 | 0 | 0 | 0 | 0 | 0 | 0 | 0 | 0 | 5 | 0 | 0 | 0 | 0 | 0 | 0 | 0 | 0 | 0 | 0 | 0 | 0 | 0 | 0 | 0 | 0 | 0 | 0 | 0
SCE Northern | Antelope | 66 | 0 | 0 | 0 | 0 | 0 | 0 | 0 | 0 | 0 | 0 | 0 | 0 | 0 | 0 | 0 | 0 | 0 | 0 | 0 | 0 | 0 | 0 | 0 | 0 | 0 | 0 | 0 | 0 | 0 | 0 | 0 | 0 | 0 | 0 | 0 | 0 | 0 | 0 | 0 | 0 | 0 | 0 | 0 | 0 | 0 | 0 | 0 | 0 |  | 0 | 0 | 0 | 0 | 0 | 0 | 0 | 0 | 0 | 0 | 0 | 0 | 0 | 0 | 0 | 0 | 0 | 0 | 0 | 0 | 0 | 0 | 0 | 0 | 0 | 0 | 0 | 0 | 0 | 0 | 0 | 0 | 0 | 0 | 0 | 0 | 0 | 0 | 0 | 0 | 0 | 0 | 0 | 0 | 0 | 0 | 0 | 0 | 0 | 0 | 0 | 0
SCE Northern | Antelope | 230 | 187.28 | 187.28 | 0 | 0 | 0 | 0 | 0 | 0 | 0 | 0 | 0 | 0 | 187.28 | 187.28 | 0 | 0 | 0 | 0 | 0 | 0 | 0 | 0 | 0 | 0 | 1366.9446 | 937.28 | 0 | 0 | 113.832 | 0 | 0 | 0 | 0 | 0 | 0 | 0 | 1366.9446 | 937.28 | 0 | 0 | 113.832 | 0 | 0 | 0 | 0 | 0 | 0 | 0 |  | 187.28 | 187.28 | 0 | 0 | 0 | 0 | 0 | 0 | 0 | 0 | 0 | 0 | 187.28 | 187.28 | 0 | 0 | 0 | 0 | 0 | 0 | 0 | 0 | 0 | 0 | 187.28 | 187.28 | 0 | 0 | 0 | 0 | 0 | 0 | 0 | 0 | 0 | 0 | 250 | 0 | 0 | 0 | 0 | 0 | 0 | 0 | 250 | 0 | 0 | 0 | 0 | 0 | 0 | 0
SCE Northern | Antelope | 500 | 0 | 0 | 0 | 0 | 0 | 0 | 0 | 0 | 0 | 0 | 0 | 0 | 0 | 0 | 0 | 0 | 0 | 0 | 0 | 0 | 0 | 0 | 0 | 0 | 0 | 0 | 0 | 0 | 0 | 0 | 0 | 0 | 0 | 0 | 0 | 0 | 0 | 0 | 0 | 0 | 0 | 0 | 0 | 0 | 0 | 0 | 0 | 0 |  | 0 | 0 | 0 | 0 | 0 | 0 | 0 | 0 | 0 | 0 | 0 | 0 | 0 | 0 | 0 | 0 | 0 | 0 | 0 | 0 | 0 | 0 | 0 | 0 | 0 | 0 | 0 | 0 | 0 | 0 | 0 | 0 | 0 | 0 | 0 | 0 | 1000 | 0 | 0 | 0 | 0 | 0 | 0 | 0 | 1000 | 0 | 0 | 0 | 0 | 0 | 0 | 0
PG&E NGBA | Arcata | 60 | 0 | 0 | 0 | 0 | 0 | 0 | 0 | 0 | 0 | 0 | 0 | 0 | 0 | 0 | 0 | 0 | 0 | 0 | 0 | 0 | 0 | 0 | 0 | 0 | 0 | 0 | 0 | 0 | 0 | 0 | 0 | 0 | 0 | 0 | 0 | 0 | 0 | 0 | 0 | 0 | 0 | 0 | 0 | 0 | 0 | 0 | 0 | 0 |  | 0 | 0 | 0 | 0 | 0 | 0 | 0 | 0 | 0 | 0 | 0 | 0 | 0 | 0 | 0 | 0 | 0 | 0 | 0 | 0 | 0 | 0 | 0 | 0 | 0 | 0 | 0 | 0 | 0 | 0 | 0 | 0 | 0 | 0 | 0 | 0 | 0 | 0 | 0 | 0 | 0 | 0 | 0 | 0 | 0 | 0 | 0 | 0 | 0 | 0 | 0 | 0
PG&E KERN | Arco | 230 | 606.07 | 292.075 | 0 | 0 | 671.974 | 41.8433 | 0 | 0 | 0 | 0 | 0 | 0 | 254.27 | 0.2 | 0 | 0 | 320.174 | 41.8433 | 0 | 0 | 0 | 0 | 0 | 0 | 1177.8068 | 388.075 | 0 | 0 | 1244.6979 | 41.8433 | 0 | 0 | 0 | 0 | 0 | 0 | 1177.8068 | 388.075 | 0 | 0 | 1244.6979 | 41.8433 | 0 | 0 | 0 | 0 | 0 | 0 |  | 254.27 | 0.2 | 0 | 0 | 320.174 | 41.8433 | 0 | 0 | 0 | 0 | 0 | 0 | 1018.406 | 388.075 | 0 | 0 | 1084.31 | 41.8433 | 0 | 0 | 0 | 0 | 0 | 0 | 1018.406 | 388.075 | 0 | 0 | 1084.31 | 41.8433 | 0 | 0 | 0 | 0 | 0 | 0 | 750 | 0 | 750 | 0 | 0 | 0 | 0 | 0 | 750 | 0 | 750 | 0 | 0 | 0 | 0 | 0
PG&E KERN | Arco | 70 | 0 | 0 | 0 | 0 | 1.3 | 0 | 0 | 0 | 0 | 0 | 0 | 0 | 0 | 0 | 0 | 0 | 1.3 | 0 | 0 | 0 | 0 | 0 | 0 | 0 | 30.8 | 0 | 0 | 0 | 1.3 | 0 | 0 | 0 | 0 | 0 | 0 | 0 | 30.8 | 0 | 0 | 0 | 1.3 | 0 | 0 | 0 | 0 | 0 | 0 | 0 |  | 0 | 0 | 0 | 0 | 1.3 | 0 | 0 | 0 | 0 | 0 | 0 | 0 | 30.8 | 0 | 0 | 0 | 1.3 | 0 | 0 | 0 | 0 | 0 | 0 | 0 | 30.8 | 0 | 0 | 0 | 1.3 | 0 | 0 | 0 | 0 | 0 | 0 | 0 | 0 | 0 | 0 | 0 | 0 | 0 | 0 | 0 | 0 | 0 | 0 | 0 | 0 | 0 | 0 | 0
SCE Metro | ArcoGen | 230 | 0 | 0 | 0 | 0 | 0 | 0 | 0 | 0 | 0 | 0 | 0 | 0 | 0 | 0 | 0 | 0 | 0 | 0 | 0 | 0 | 0 | 0 | 0 | 0 | 0 | 0 | 0 | 0 | 0 | 0 | 0 | 0 | 0 | 0 | 0 | 0 | 0 | 0 | 0 | 0 | 0 | 0 | 0 | 0 | 0 | 0 | 0 | 0 |  | 0 | 0 | 0 | 0 | 0 | 0 | 0 | 0 | 0 | 0 | 0 | 0 | 0 | 0 | 0 | 0 | 0 | 0 | 0 | 0 | 0 | 0 | 0 | 0 | 0 | 0 | 0 | 0 | 0 | 0 | 0 | 0 | 0 | 0 | 0 | 0 | 0 | 0 | 0 | 0 | 0 | 0 | 0 | 0 | 0 | 0 | 0 | 0 | 0 | 0 | 0 | 0
SDGE | Artesian | 230 | 0 | 0 | 0 | 0 | 0 | 0 | 0 | 0 | 0 | 0 | 0 | 0 | 0 | 0 | 0 | 0 | 0 | 0 | 0 | 0 | 0 | 0 | 0 | 0 | 0 | 0 | 0 | 0 | 0 | 0 | 0 | 0 | 0 | 0 | 0 | 0 | 0 | 0 | 0 | 0 | 0 | 0 | 0 | 0 | 0 | 0 | 0 | 0 |  | 0 | 0 | 0 | 0 | 0 | 0 | 0 | 0 | 0 | 0 | 0 | 0 | 0 | 0 | 0 | 0 | 0 | 0 | 0 | 0 | 0 | 0 | 0 | 0 | 0 | 0 | 0 | 0 | 0 | 0 | 0 | 0 | 0 | 0 | 0 | 0 | 0 | 0 | 0 | 0 | 0 | 0 | 0 | 0 | 0 | 0 | 0 | 0 | 0 | 0 | 0 | 0
SDGE | Artesian | 69 | 0 | 0 | 0 | 0 | 0 | 0 | 0 | 0 | 0 | 0 | 0 | 0 | 0 | 0 | 0 | 0 | 0 | 0 | 0 | 0 | 0 | 0 | 0 | 0 | 0 | 0 | 0 | 0 | 0 | 0 | 0 | 0 | 0 | 0 | 0 | 0 | 0 | 0 | 0 | 0 | 0 | 0 | 0 | 0 | 0 | 0 | 0 | 0 |  | 0 | 0 | 0 | 0 | 0 | 0 | 0 | 0 | 0 | 0 | 0 | 0 | 0 | 0 | 0 | 0 | 0 | 0 | 0 | 0 | 0 | 0 | 0 | 0 | 0 | 0 | 0 | 0 | 0 | 0 | 0 | 0 | 0 | 0 | 0 | 0 | 0 | 0 | 0 | 0 | 0 | 0 | 0 | 0 | 0 | 0 | 0 | 0 | 0 | 0 | 0 | 0
PG&E FRESNO | Ashlan | 230 | 0 | 0 | 0 | 0 | 0 | 0 | 0 | 0 | 0 | 0 | 0 | 0 | 0 | 0 | 0 | 0 | 0 | 0 | 0 | 0 | 0 | 0 | 0 | 0 | 0 | 0 | 0 | 0 | 0 | 0 | 0 | 0 | 0 | 0 | 0 | 0 | 0 | 0 | 0 | 0 | 0 | 0 | 0 | 0 | 0 | 0 | 0 | 0 |  | 0 | 0 | 0 | 0 | 0 | 0 | 0 | 0 | 0 | 0 | 0 | 0 | 0 | 0 | 0 | 0 | 0 | 0 | 0 | 0 | 0 | 0 | 0 | 0 | 0 | 0 | 0 | 0 | 0 | 0 | 0 | 0 | 0 | 0 | 0 | 0 | 0 | 0 | 0 | 0 | 0 | 0 | 0 | 0 | 0 | 0 | 0 | 0 | 0 | 0 | 0 | 0
PG&E NGBA | Atlantic | 115 | 0 | 0 | 0 | 0 | 0 | 0 | 0 | 0 | 0 | 0 | 0 | 0 | 0 | 0 | 0 | 0 | 0 | 0 | 0 | 0 | 0 | 0 | 0 | 0 | 0 | 0 | 0 | 0 | 0 | 0 | 0 | 0 | 0 | 0 | 0 | 0 | 0 | 0 | 0 | 0 | 0 | 0 | 0 | 0 | 0 | 0 | 0 | 0 |  | 0 | 0 | 0 | 0 | 0 | 0 | 0 | 0 | 0 | 0 | 0 | 0 | 0 | 0 | 0 | 0 | 0 | 0 | 0 | 0 | 0 | 0 | 0 | 0 | 0 | 0 | 0 | 0 | 0 | 0 | 0 | 0 | 0 | 0 | 0 | 0 | 0 | 0 | 0 | 0 | 0 | 0 | 0 | 0 | 0 | 0 | 0 | 0 | 0 | 0 | 0 | 0
PG&E NGBA | Atlantic | 230 | 0 | 0 | 0 | 0 | 0 | 0 | 0 | 0 | 0 | 0 | 0 | 0 | 0 | 0 | 0 | 0 | 0 | 0 | 0 | 0 | 0 | 0 | 0 | 0 | 0 | 0 | 0 | 0 | 0 | 0 | 0 | 0 | 0 | 0 | 0 | 0 | 0 | 0 | 0 | 0 | 0 | 0 | 0 | 0 | 0 | 0 | 0 | 0 |  | 0 | 0 | 0 | 0 | 0 | 0 | 0 | 0 | 0 | 0 | 0 | 0 | 0 | 0 | 0 | 0 | 0 | 0 | 0 | 0 | 0 | 0 | 0 | 0 | 0 | 0 | 0 | 0 | 0 | 0 | 0 | 0 | 0 | 0 | 0 | 0 | 0 | 0 | 0 | 0 | 0 | 0 | 0 | 0 | 0 | 0 | 0 | 0 | 0 | 0 | 0 | 0
PG&E NGBA | Atlantic | 60 | 0 | 0 | 0 | 0 | 0 | 0 | 0 | 0 | 0 | 0 | 0 | 0 | 0 | 0 | 0 | 0 | 0 | 0 | 0 | 0 | 0 | 0 | 0 | 0 | 0 | 0 | 0 | 0 | 0 | 0 | 0 | 0 | 0 | 0 | 0 | 0 | 0 | 0 | 0 | 0 | 0 | 0 | 0 | 0 | 0 | 0 | 0 | 0 |  | 0 | 0 | 0 | 0 | 0 | 0 | 0 | 0 | 0 | 0 | 0 | 0 | 0 | 0 | 0 | 0 | 0 | 0 | 0 | 0 | 0 | 0 | 0 | 0 | 0 | 0 | 0 | 0 | 0 | 0 | 0 | 0 | 0 | 0 | 0 | 0 | 0 | 0 | 0 | 0 | 0 | 0 | 0 | 0 | 0 | 0 | 0 | 0 | 0 | 0 | 0 | 0
PG&E FRESNO | Atwater | 115 | 0 | 0 | 0 | 0 | 0 | 0 | 0 | 0 | 0 | 0 | 0 | 0 | 0 | 0 | 0 | 0 | 0 | 0 | 0 | 0 | 0 | 0 | 0 | 0 | 0 | 0 | 0 | 0 | 0 | 0 | 0 | 0 | 0 | 0 | 0 | 0 | 0 | 0 | 0 | 0 | 0 | 0 | 0 | 0 | 0 | 0 | 0 | 0 |  | 0 | 0 | 0 | 0 | 0 | 0 | 0 | 0 | 0 | 0 | 0 | 0 | 0 | 0 | 0 | 0 | 0 | 0 | 0 | 0 | 0 | 0 | 0 | 0 | 0 | 0 | 0 | 0 | 0 | 0 | 0 | 0 | 0 | 0 | 0 | 0 | 125 | 0 | 0 | 0 | 0 | 0 | 0 | 0 | 125 | 0 | 0 | 0 | 0 | 0 | 0 | 0
PG&E GBA | Avena | 115 | 0 | 0 | 0 | 0 | 0 | 0 | 0 | 0 | 0 | 0 | 0 | 0 | 0 | 0 | 0 | 0 | 0 | 0 | 0 | 0 | 0 | 0 | 0 | 0 | 0 | 0 | 0 | 0 | 0 | 0 | 0 | 0 | 0 | 0 | 0 | 0 | 0 | 0 | 0 | 0 | 0 | 0 | 0 | 0 | 0 | 0 | 0 | 0 |  | 0 | 0 | 0 | 0 | 0 | 0 | 0 | 0 | 0 | 0 | 0 | 0 | 0 | 0 | 0 | 0 | 0 | 0 | 0 | 0 | 0 | 0 | 0 | 0 | 0 | 0 | 0 | 0 | 0 | 0 | 0 | 0 | 0 | 0 | 0 | 0 | 0 | 0 | 0 | 0 | 0 | 0 | 0 | 0 | 0 | 0 | 0 | 0 | 0 | 0 | 0 | 0
SDGE | Avocado | 69 | 0 | 0 | 0 | 0 | 0 | 0 | 0 | 0 | 0 | 0 | 0 | 0 | 0 | 0 | 0 | 0 | 0 | 0 | 0 | 0 | 0 | 0 | 0 | 0 | 0 | 0 | 0 | 0 | 0 | 0 | 0 | 0 | 0 | 0 | 0 | 0 | 0 | 0 | 0 | 0 | 0 | 0 | 0 | 0 | 0 | 0 | 0 | 0 |  | 0 | 0 | 0 | 0 | 0 | 0 | 0 | 0 | 0 | 0 | 0 | 0 | 0 | 0 | 0 | 0 | 0 | 0 | 0 | 0 | 0 | 0 | 0 | 0 | 0 | 0 | 0 | 0 | 0 | 0 | 0 | 0 | 0 | 0 | 0 | 0 | 50 | 0 | 0 | 0 | 0 | 0 | 0 | 0 | 0 | 0 | 0 | 0 | 0 | 0 | 0 | 0
PG&E NGBA | Bahia | 230 | 0 | 0 | 0 | 0 | 0 | 0 | 0 | 0 | 0 | 0 | 0 | 0 | 0 | 0 | 0 | 0 | 0 | 0 | 0 | 0 | 0 | 0 | 0 | 0 | 0 | 0 | 0 | 0 | 0 | 0 | 0 | 0 | 0 | 0 | 0 | 0 | 0 | 0 | 0 | 0 | 0 | 0 | 0 | 0 | 0 | 0 | 0 | 0 |  | 0 | 0 | 0 | 0 | 0 | 0 | 0 | 0 | 0 | 0 | 0 | 0 | 0 | 0 | 0 | 0 | 0 | 0 | 0 | 0 | 0 | 0 | 0 | 0 | 0 | 0 | 0 | 0 | 0 | 0 | 0 | 0 | 0 | 0 | 0 | 0 | 0 | 0 | 0 | 0 | 0 | 0 | 0 | 0 | 0 | 0 | 0 | 0 | 0 | 0 | 0 | 0
SCE Northern | Bailey | 230 | 0 | 0 | 0 | 0 | 0 | 0 | 0 | 0 | 0 | 0 | 0 | 0 | 0 | 0 | 0 | 0 | 0 | 0 | 0 | 0 | 0 | 0 | 0 | 0 | 0 | 0 | 0 | 0 | 0 | 0 | 0 | 0 | 0 | 0 | 0 | 0 | 0 | 0 | 0 | 0 | 0 | 0 | 0 | 0 | 0 | 0 | 0 | 0 |  | 0 | 0 | 0 | 0 | 0 | 0 | 0 | 0 | 0 | 0 | 0 | 0 | 0 | 0 | 0 | 0 | 0 | 0 | 0 | 0 | 0 | 0 | 0 | 0 | 0 | 0 | 0 | 0 | 0 | 0 | 0 | 0 | 0 | 0 | 0 | 0 | 300 | 0 | 0 | 0 | 0 | 0 | 0 | 0 | 300 | 0 | 0 | 0 | 0 | 0 | 0 | 0
SCE NOL | Baker | 115 | 0 | 0 | 0 | 0 | 0 | 0 | 0 | 0 | 0 | 0 | 0 | 0 | 0 | 0 | 0 | 0 | 0 | 0 | 0 | 0 | 0 | 0 | 0 | 0 | 0 | 0 | 0 | 0 | 0 | 0 | 0 | 0 | 0 | 0 | 0 | 0 | 0 | 0 | 0 | 0 | 0 | 0 | 0 | 0 | 0 | 0 | 0 | 0 |  | 0 | 0 | 0 | 0 | 0 | 0 | 0 | 0 | 0 | 0 | 0 | 0 | 0 | 0 | 0 | 0 | 0 | 0 | 0 | 0 | 0 | 0 | 0 | 0 | 0 | 0 | 0 | 0 | 0 | 0 | 0 | 0 | 0 | 0 | 0 | 0 | 0 | 0 | 0 | 0 | 0 | 0 | 0 | 0 | 0 | 0 | 0 | 0 | 0 | 0 | 0 | 0
PG&E KERN | Bakersfield | 230 | 0 | 0 | 0 | 0 | 0 | 0 | 0 | 0 | 0 | 0 | 0 | 0 | 0 | 0 | 0 | 0 | 0 | 0 | 0 | 0 | 0 | 0 | 0 | 0 | 0 | 0 | 0 | 0 | 0 | 0 | 0 | 0 | 0 | 0 | 0 | 0 | 0 | 0 | 0 | 0 | 0 | 0 | 0 | 0 | 0 | 0 | 0 | 0 |  | 0 | 0 | 0 | 0 | 0 | 0 | 0 | 0 | 0 | 0 | 0 | 0 | 0 | 0 | 0 | 0 | 0 | 0 | 0 | 0 | 0 | 0 | 0 | 0 | 0 | 0 | 0 | 0 | 0 | 0 | 0 | 0 | 0 | 0 | 0 | 0 | 0 | 0 | 0 | 0 | 0 | 0 | 0 | 0 | 0 | 0 | 0 | 0 | 0 | 0 | 0 | 0
PG&E FRESNO | Balch | 230 | 0 | 0 | 0 | 0 | 0 | 0 | 0 | 0 | 0 | 0 | 0 | 0 | 0 | 0 | 0 | 0 | 0 | 0 | 0 | 0 | 0 | 0 | 0 | 0 | 0 | 0 | 0 | 0 | 0 | 0 | 0 | 0 | 0 | 0 | 0 | 0 | 0 | 0 | 0 | 0 | 0 | 0 | 0 | 0 | 0 | 0 | 0 | 0 |  | 0 | 0 | 0 | 0 | 0 | 0 | 0 | 0 | 0 | 0 | 0 | 0 | 0 | 0 | 0 | 0 | 0 | 0 | 0 | 0 | 0 | 0 | 0 | 0 | 0 | 0 | 0 | 0 | 0 | 0 | 0 | 0 | 0 | 0 | 0 | 0 | 0 | 0 | 0 | 0 | 0 | 0 | 0 | 0 | 0 | 0 | 0 | 0 | 0 | 0 | 0 | 0
SCE Eastern | Bannister | 230 | 0 | 0 | 0 | 0 | 0 | 0 | 0 | 0 | 0 | 0 | 0 | 0 | 0 | 0 | 0 | 0 | 0 | 0 | 0 | 0 | 0 | 0 | 0 | 0 | 0 | 0 | 0 | 0 | 0 | 0 | 0 | 0 | 0 | 0 | 0 | 0 | 0 | 0 | 0 | 0 | 0 | 0 | 0 | 0 | 0 | 0 | 0 | 0 |  | 0 | 0 | 0 | 0 | 0 | 0 | 0 | 0 | 0 | 0 | 0 | 0 | 0 | 0 | 0 | 0 | 0 | 0 | 0 | 0 | 0 | 0 | 0 | 0 | 0 | 0 | 0 | 0 | 0 | 0 | 0 | 0 | 0 | 0 | 0 | 0 | 0 | 0 | 0 | 0 | 0 | 0 | 0 | 0 | 0 | 0 | 0 | 0 | 0 | 0 | 0 | 0
SCE Metro | Barre | 230 | 0 | 0 | 0 | 0 | 0 | 0 | 0 | 0 | 0 | 0 | 0 | 0 | 0 | 0 | 0 | 0 | 0 | 0 | 0 | 0 | 0 | 0 | 0 | 0 | 0 | 0 | 0 | 0 | 0 | 0 | 0 | 0 | 0 | 0 | 0 | 0 | 0 | 0 | 0 | 0 | 0 | 0 | 0 | 0 | 0 | 0 | 0 | 0 |  | 0 | 0 | 0 | 0 | 0 | 0 | 0 | 0 | 0 | 0 | 0 | 0 | 0 | 0 | 0 | 0 | 0 | 0 | 0 | 0 | 0 | 0 | 0 | 0 | 0 | 0 | 0 | 0 | 0 | 0 | 0 | 0 | 0 | 0 | 0 | 0 | 0 | 0 | 0 | 0 | 0 | 0 | 0 | 0 | 0 | 0 | 0 | 0 | 0 | 0 | 0 | 0
SDGE | Bay Boulevard | 69 | 0 | 0 | 0 | 0 | 0 | 0 | 0 | 0 | 0 | 0 | 0 | 0 | 0 | 0 | 0 | 0 | 0 | 0 | 0 | 0 | 0 | 0 | 0 | 0 | 0 | 0 | 0 | 0 | 0 | 0 | 0 | 0 | 0 | 0 | 0 | 0 | 0 | 0 | 0 | 0 | 0 | 0 | 0 | 0 | 0 | 0 | 0 | 0 |  | 0 | 0 | 0 | 0 | 0 | 0 | 0 | 0 | 0 | 0 | 0 | 0 | 0 | 0 | 0 | 0 | 0 | 0 | 0 | 0 | 0 | 0 | 0 | 0 | 0 | 0 | 0 | 0 | 0 | 0 | 0 | 0 | 0 | 0 | 0 | 0 | 0 | 0 | 0 | 0 | 0 | 0 | 0 | 0 | 0 | 0 | 0 | 0 | 0 | 0 | 0 | 0
SDGE | Bay Boulevard | 230 | 0 | 0 | 0 | 0 | 0 | 0 | 0 | 0 | 0 | 0 | 0 | 0 | 0 | 0 | 0 | 0 | 0 | 0 | 0 | 0 | 0 | 0 | 0 | 0 | 0 | 0 | 0 | 0 | 0 | 0 | 0 | 0 | 0 | 0 | 0 | 0 | 0 | 0 | 0 | 0 | 0 | 0 | 0 | 0 | 0 | 0 | 0 | 0 |  | 0 | 0 | 0 | 0 | 0 | 0 | 0 | 0 | 0 | 0 | 0 | 0 | 0 | 0 | 0 | 0 | 0 | 0 | 0 | 0 | 0 | 0 | 0 | 0 | 0 | 0 | 0 | 0 | 0 | 0 | 0 | 0 | 0 | 0 | 0 | 0 | 300 | 0 | 0 | 0 | 0 | 0 | 0 | 0 | 300 | 0 | 0 | 0 | 0 | 0 | 0 | 0
EOP | Beatty | 138 | 0 | 0 | 0 | 0 | 0 | 0 | 0 | 0 | 0 | 0 | 0 | 0 | 0 | 0 | 0 | 0 | 0 | 0 | 0 | 0 | 0 | 0 | 0 | 0 | 0 | 0 | 0 | 0 | 0 | 0 | 0 | 0 | 0 | 0 | 0 | 0 | 0 | 0 | 0 | 0 | 0 | 0 | 0 | 0 | 0 | 0 | 0 | 0 |  | 0 | 0 | 0 | 0 | 0 | 0 | 0 | 0 | 0 | 0 | 0 | 0 | 0 | 0 | 0 | 0 | 0 | 0 | 0 | 0 | 0 | 0 | 0 | 0 | 0 | 0 | 0 | 0 | 0 | 0 | 0 | 0 | 0 | 0 | 0 | 0 | 0 | 0 | 0 | 0 | 0 | 0 | 0 | 0 | 0 | 0 | 0 | 0 | 0 | 0 | 0 | 0
EOP | Beatty | 230 | 0 | 0 | 0 | 0 | 0 | 0 | 0 | 0 | 0 | 0 | 0 | 0 | 0 | 0 | 0 | 0 | 0 | 0 | 0 | 0 | 0 | 0 | 0 | 0 | 515.08 | 0 | 0 | 0 | 508.56 | 0 | 0 | 0 | 0 | 0 | 0 | 0 | 515.08 | 0 | 0 | 0 | 508.56 | 0 | 0 | 0 | 0 | 0 | 0 | 0 |  | 0 | 0 | 0 | 0 | 0 | 0 | 0 | 0 | 0 | 0 | 0 | 0 | 515.08 | 0 | 0 | 0 | 508.56 | 0 | 0 | 0 | 0 | 0 | 0 | 0 | 515.08 | 0 | 0 | 0 | 508.56 | 0 | 0 | 0 | 0 | 0 | 0 | 0 | 1500 | 0 | 2500 | 0 | 0 | 0 | 0 | 0 | 1500 | 0 | 2500 | 0 | 0 | 0 | 0 | 0
PG&E NGBA | Belden | 230 | 0 | 0 | 0 | 0 | 0 | 0 | 0 | 0 | 0 | 0 | 0 | 0 | 0 | 0 | 0 | 0 | 0 | 0 | 0 | 0 | 0 | 0 | 0 | 0 | 0 | 0 | 0 | 0 | 0 | 0 | 0 | 0 | 0 | 0 | 0 | 0 | 0 | 0 | 0 | 0 | 0 | 0 | 0 | 0 | 0 | 0 | 0 | 0 |  | 0 | 0 | 0 | 0 | 0 | 0 | 0 | 0 | 0 | 0 | 0 | 0 | 0 | 0 | 0 | 0 | 0 | 0 | 0 | 0 | 0 | 0 | 0 | 0 | 0 | 0 | 0 | 0 | 0 | 0 | 0 | 0 | 0 | 0 | 0 | 0 | 0 | 0 | 0 | 0 | 0 | 0 | 0 | 0 | 0 | 0 | 0 | 0 | 0 | 0 | 0 | 0
PG&E NGBA | Bell | 115 | 0 | 0 | 0 | 0 | 0 | 0 | 0 | 0 | 0 | 0 | 0 | 0 | 0 | 0 | 0 | 0 | 0 | 0 | 0 | 0 | 0 | 0 | 0 | 0 | 0 | 0 | 0 | 0 | 0 | 0 | 0 | 0 | 0 | 0 | 0 | 0 | 0 | 0 | 0 | 0 | 0 | 0 | 0 | 0 | 0 | 0 | 0 | 0 |  | 0 | 0 | 0 | 0 | 0 | 0 | 0 | 0 | 0 | 0 | 0 | 0 | 0 | 0 | 0 | 0 | 0 | 0 | 0 | 0 | 0 | 0 | 0 | 0 | 0 | 0 | 0 | 0 | 0 | 0 | 0 | 0 | 0 | 0 | 0 | 0 | 0 | 0 | 0 | 0 | 0 | 0 | 0 | 0 | 0 | 0 | 0 | 0 | 0 | 0 | 0 | 0
PG&E NGBA | Bellevue | 115 | 0 | 0 | 0 | 0 | 0 | 0 | 0 | 0 | 0 | 0 | 0 | 0 | 0 | 0 | 0 | 0 | 0 | 0 | 0 | 0 | 0 | 0 | 0 | 0 | 0 | 0 | 0 | 0 | 0 | 0 | 0 | 0 | 0 | 0 | 0 | 0 | 0 | 0 | 0 | 0 | 0 | 0 | 0 | 0 | 0 | 0 | 0 | 0 |  | 0 | 0 | 0 | 0 | 0 | 0 | 0 | 0 | 0 | 0 | 0 | 0 | 0 | 0 | 0 | 0 | 0 | 0 | 0 | 0 | 0 | 0 | 0 | 0 | 0 | 0 | 0 | 0 | 0 | 0 | 0 | 0 | 0 | 0 | 0 | 0 | 0 | 0 | 0 | 0 | 0 | 0 | 0 | 0 | 0 | 0 | 0 | 0 | 0 | 0 | 0 | 0
PG&E GBA | Bellota | 115 | 0 | 0 | 0 | 0 | 0 | 0 | 0 | 0 | 0 | 0 | 0 | 0 | 0 | 0 | 0 | 0 | 0 | 0 | 0 | 0 | 0 | 0 | 0 | 0 | 365.12 | 0 | 0 | 0 | 0 | 0 | 0 | 0 | 0 | 0 | 0 | 0 | 365.12 | 0 | 0 | 0 | 0 | 0 | 0 | 0 | 0 | 0 | 0 | 0 |  | 0 | 0 | 0 | 0 | 0 | 0 | 0 | 0 | 0 | 0 | 0 | 0 | 0 | 0 | 0 | 0 | 0 | 0 | 0 | 0 | 0 | 0 | 0 | 0 | 0 | 0 | 0 | 0 | 0 | 0 | 0 | 0 | 0 | 0 | 0 | 0 | 300 | 0 | 0 | 0 | 0 | 0 | 0 | 0 | 0 | 0 | 0 | 0 | 0 | 0 | 0 | 0
PG&E GBA | Bellota | 230 | 0 | 0 | 0 | 0 | 0 | 0 | 0 | 0 | 0 | 0 | 0 | 0 | 0 | 0 | 0 | 0 | 0 | 0 | 0 | 0 | 0 | 0 | 0 | 0 | 0 | 0 | 0 | 0 | 0 | 0 | 0 | 0 | 0 | 0 | 0 | 0 | 0 | 0 | 0 | 0 | 0 | 0 | 0 | 0 | 0 | 0 | 0 | 0 |  | 0 | 0 | 0 | 0 | 0 | 0 | 0 | 0 | 0 | 0 | 0 | 0 | 0 | 0 | 0 | 0 | 0 | 0 | 0 | 0 | 0 | 0 | 0 | 0 | 0 | 0 | 0 | 0 | 0 | 0 | 0 | 0 | 0 | 0 | 0 | 0 | 1800 | 500 | 600 | 0 | 0 | 0 | 0 | 0 | 900 | 500 | 600 | 0 | 0 | 0 | 0 | 0
SCE Northern | Big Creek | 230 | 0 | 0 | 0 | 0 | 0 | 0 | 0 | 0 | 0 | 0 | 0 | 0 | 0 | 0 | 0 | 0 | 0 | 0 | 0 | 0 | 0 | 0 | 0 | 0 | 0 | 0 | 0 | 0 | 0 | 0 | 0 | 0 | 0 | 0 | 0 | 0 | 0 | 0 | 0 | 0 | 0 | 0 | 0 | 0 | 0 | 0 | 0 | 0 |  | 0 | 0 | 0 | 0 | 0 | 0 | 0 | 0 | 0 | 0 | 0 | 0 | 0 | 0 | 0 | 0 | 0 | 0 | 0 | 0 | 0 | 0 | 0 | 0 | 0 | 0 | 0 | 0 | 0 | 0 | 0 | 0 | 0 | 0 | 0 | 0 | 0 | 0 | 0 | 0 | 0 | 0 | 0 | 0 | 0 | 0 | 0 | 0 | 0 | 0 | 0 | 0
PG&E FRESNO | Biola | 70 | 0 | 0 | 0 | 0 | 0 | 0 | 0 | 0 | 0 | 0 | 0 | 0 | 0 | 0 | 0 | 0 | 0 | 0 | 0 | 0 | 0 | 0 | 0 | 0 | 0 | 0 | 0 | 0 | 0 | 0 | 0 | 0 | 0 | 0 | 0 | 0 | 0 | 0 | 0 | 0 | 0 | 0 | 0 | 0 | 0 | 0 | 0 | 0 |  | 0 | 0 | 0 | 0 | 0 | 0 | 0 | 0 | 0 | 0 | 0 | 0 | 0 | 0 | 0 | 0 | 0 | 0 | 0 | 0 | 0 | 0 | 0 | 0 | 0 | 0 | 0 | 0 | 0 | 0 | 0 | 0 | 0 | 0 | 0 | 0 | 0 | 0 | 0 | 0 | 0 | 0 | 0 | 0 | 0 | 0 | 0 | 0 | 0 | 0 | 0 | 0
PG&E GBA | Birds Landing | 230 | 295.94 | 65.02 | 0 | 0 | 205.02 | 0 | 0 | 0 | 207.2 | 0 | 0 | 0 | 295.94 | 65.02 | 0 | 0 | 205.02 | 0 | 0 | 0 | 207.2 | 0 | 0 | 0 | 416.56 | 65.02 | 0 | 0 | 205.02 | 0 | 0 | 0 | 207.2 | 0 | 0 | 0 | 416.56 | 65.02 | 0 | 0 | 205.02 | 0 | 0 | 0 | 207.2 | 0 | 0 | 0 |  | 295.94 | 65.02 | 0 | 0 | 205.02 | 0 | 0 | 0 | 207.2 | 0 | 0 | 0 | 295.94 | 65.02 | 0 | 0 | 205.02 | 0 | 0 | 0 | 207.2 | 0 | 0 | 0 | 295.94 | 65.02 | 0 | 0 | 205.02 | 0 | 0 | 0 | 207.2 | 0 | 0 | 0 | 300 | 0 | 50 | 0 | 0 | 100 | 0 | 0 | 100 | 0 | 50 | 0 | 0 | 100 | 0 | 0
SCE Northern | Bliss | 66 | 0 | 0 | 0 | 0 | 0 | 0 | 0 | 0 | 0 | 0 | 0 | 0 | 0 | 0 | 0 | 0 | 0 | 0 | 0 | 0 | 0 | 0 | 0 | 0 | 0 | 0 | 0 | 0 | 0 | 0 | 0 | 0 | 0 | 0 | 0 | 0 | 0 | 0 | 0 | 0 | 0 | 0 | 0 | 0 | 0 | 0 | 0 | 0 |  | 0 | 0 | 0 | 0 | 0 | 0 | 0 | 0 | 0 | 0 | 0 | 0 | 0 | 0 | 0 | 0 | 0 | 0 | 0 | 0 | 0 | 0 | 0 | 0 | 0 | 0 | 0 | 0 | 0 | 0 | 0 | 0 | 0 | 0 | 0 | 0 | 0 | 0 | 0 | 0 | 0 | 0 | 0 | 0 | 0 | 0 | 0 | 0 | 0 | 0 | 0 | 0
SCE Eastern | Blythe | 161 | 0 | 0 | 0 | 0 | 0 | 0 | 0 | 0 | 0 | 0 | 0 | 0 | 0 | 0 | 0 | 0 | 0 | 0 | 0 | 0 | 0 | 0 | 0 | 0 | 0 | 0 | 0 | 0 | 0 | 0 | 0 | 0 | 0 | 0 | 0 | 0 | 0 | 0 | 0 | 0 | 0 | 0 | 0 | 0 | 0 | 0 | 0 | 0 |  | 0 | 0 | 0 | 0 | 0 | 0 | 0 | 0 | 0 | 0 | 0 | 0 | 0 | 0 | 0 | 0 | 0 | 0 | 0 | 0 | 0 | 0 | 0 | 0 | 0 | 0 | 0 | 0 | 0 | 0 | 0 | 0 | 0 | 0 | 0 | 0 | 0 | 0 | 0 | 0 | 0 | 0 | 0 | 0 | 0 | 0 | 0 | 0 | 0 | 0 | 0 | 0
PG&E NGBA | Bogue | 115 | 0 | 0 | 0 | 0 | 0 | 0 | 0 | 0 | 0 | 0 | 0 | 0 | 0 | 0 | 0 | 0 | 0 | 0 | 0 | 0 | 0 | 0 | 0 | 0 | 0 | 0 | 0 | 0 | 0 | 0 | 0 | 0 | 0 | 0 | 0 | 0 | 0 | 0 | 0 | 0 | 0 | 0 | 0 | 0 | 0 | 0 | 0 | 0 |  | 0 | 0 | 0 | 0 | 0 | 0 | 0 | 0 | 0 | 0 | 0 | 0 | 0 | 0 | 0 | 0 | 0 | 0 | 0 | 0 | 0 | 0 | 0 | 0 | 0 | 0 | 0 | 0 | 0 | 0 | 0 | 0 | 0 | 0 | 0 | 0 | 0 | 0 | 0 | 0 | 0 | 0 | 0 | 0 | 0 | 0 | 0 | 0 | 0 | 0 | 0 | 0
PG&E FRESNO | Borden | 230 | 0 | 0 | 0 | 0 | 0 | 0 | 0 | 0 | 0 | 0 | 0 | 0 | 0 | 0 | 0 | 0 | 0 | 0 | 0 | 0 | 0 | 0 | 0 | 0 | 406.899 | 0 | 0 | 0 | 203.2 | 0 | 0 | 0 | 0 | 0 | 0 | 0 | 406.899 | 0 | 0 | 0 | 203.2 | 0 | 0 | 0 | 0 | 0 | 0 | 0 |  | 0 | 0 | 0 | 0 | 0 | 0 | 0 | 0 | 0 | 0 | 0 | 0 | 0 | 0 | 0 | 0 | 0 | 0 | 0 | 0 | 0 | 0 | 0 | 0 | 0 | 0 | 0 | 0 | 0 | 0 | 0 | 0 | 0 | 0 | 0 | 0 | 900 | 0 | 400 | 0 | 0 | 0 | 0 | 0 | 500 | 0 | 0 | 0 | 0 | 0 | 0 | 0
PG&E FRESNO | Borden | 70 | 0 | 0 | 0 | 0 | 0 | 0 | 0 | 0 | 0 | 0 | 0 | 0 | 0 | 0 | 0 | 0 | 0 | 0 | 0 | 0 | 0 | 0 | 0 | 0 | 0 | 0 | 0 | 0 | 0 | 0 | 0 | 0 | 0 | 0 | 0 | 0 | 0 | 0 | 0 | 0 | 0 | 0 | 0 | 0 | 0 | 0 | 0 | 0 |  | 0 | 0 | 0 | 0 | 0 | 0 | 0 | 0 | 0 | 0 | 0 | 0 | 0 | 0 | 0 | 0 | 0 | 0 | 0 | 0 | 0 | 0 | 0 | 0 | 0 | 0 | 0 | 0 | 0 | 0 | 0 | 0 | 0 | 0 | 0 | 0 | 0 | 0 | 0 | 0 | 0 | 0 | 0 | 0 | 0 | 0 | 0 | 0 | 0 | 0 | 0 | 0
SDGE | Boulevard East | 138 | 0 | 0 | 0 | 0 | 0 | 0 | 0 | 0 | 63.3 | 0 | 0 | 0 | 0 | 0 | 0 | 0 | 0 | 0 | 0 | 0 | 63.3 | 0 | 0 | 0 | 206.31 | 200 | 0 | 0 | 0 | 0 | 0 | 0 | 63.3 | 0 | 0 | 0 | 206.31 | 200 | 0 | 0 | 0 | 0 | 0 | 0 | 63.3 | 0 | 0 | 0 |  | 0 | 0 | 0 | 0 | 0 | 0 | 0 | 0 | 63.3 | 0 | 0 | 0 | 0 | 0 | 0 | 0 | 0 | 0 | 0 | 0 | 63.3 | 0 | 0 | 0 | 206.31 | 200 | 0 | 0 | 0 | 0 | 0 | 0 | 63.3 | 0 | 0 | 0 | 0 | 0 | 0 | 0 | 0 | 0 | 0 | 0 | 0 | 0 | 0 | 0 | 0 | 0 | 0 | 0
SDGE | Boulevard East | 69 | 0 | 0 | 0 | 0 | 71.88 | 0 | 0 | 0 | 0 | 0 | 0 | 0 | 0 | 0 | 0 | 0 | 74.48 | 0 | 0 | 0 | 0 | 0 | 0 | 0 | 0 | 0 | 0 | 0 | 74.48 | 0 | 0 | 0 | 0 | 0 | 0 | 0 | 0 | 0 | 0 | 0 | 74.48 | 0 | 0 | 0 | 0 | 0 | 0 | 0 |  | 0 | 0 | 0 | 0 | 74.48 | 0 | 0 | 0 | 0 | 0 | 0 | 0 | 0 | 0 | 0 | 0 | 74.48 | 0 | 0 | 0 | 0 | 0 | 0 | 0 | 0 | 0 | 0 | 0 | 74.48 | 0 | 0 | 0 | 0 | 0 | 0 | 0 | 0 | 0 | 0 | 0 | 0 | 0 | 0 | 0 | 0 | 0 | 0 | 0 | 0 | 0 | 0 | 0
PG&E GBA | Brentwood | 230 | 0 | 0 | 0 | 0 | 0 | 0 | 0 | 0 | 0 | 0 | 0 | 0 | 0 | 0 | 0 | 0 | 0 | 0 | 0 | 0 | 0 | 0 | 0 | 0 | 0 | 0 | 0 | 0 | 0 | 0 | 0 | 0 | 0 | 0 | 0 | 0 | 0 | 0 | 0 | 0 | 0 | 0 | 0 | 0 | 0 | 0 | 0 | 0 |  | 0 | 0 | 0 | 0 | 0 | 0 | 0 | 0 | 0 | 0 | 0 | 0 | 0 | 0 | 0 | 0 | 0 | 0 | 0 | 0 | 0 | 0 | 0 | 0 | 0 | 0 | 0 | 0 | 0 | 0 | 0 | 0 | 0 | 0 | 0 | 0 | 300 | 0 | 0 | 0 | 0 | 0 | 0 | 0 | 0 | 0 | 0 | 0 | 0 | 0 | 0 | 0
PG&E NGBA | Bridgeville | 115 | 0 | 0 | 0 | 0 | 0 | 0 | 0 | 0 | 0 | 0 | 0 | 0 | 0 | 0 | 0 | 0 | 0 | 0 | 0 | 0 | 0 | 0 | 0 | 0 | 0 | 0 | 0 | 0 | 0 | 0 | 0 | 0 | 0 | 0 | 0 | 0 | 0 | 0 | 0 | 0 | 0 | 0 | 0 | 0 | 0 | 0 | 0 | 0 |  | 0 | 0 | 0 | 0 | 0 | 0 | 0 | 0 | 0 | 0 | 0 | 0 | 0 | 0 | 0 | 0 | 0 | 0 | 0 | 0 | 0 | 0 | 0 | 0 | 0 | 0 | 0 | 0 | 0 | 0 | 0 | 0 | 0 | 0 | 0 | 0 | 0 | 0 | 0 | 0 | 0 | 0 | 0 | 0 | 0 | 0 | 0 | 0 | 0 | 0 | 0 | 0
PG&E NGBA | Brighton | 115 | 0 | 0 | 0 | 0 | 0 | 0 | 0 | 0 | 0 | 0 | 0 | 0 | 0 | 0 | 0 | 0 | 0 | 0 | 0 | 0 | 0 | 0 | 0 | 0 | 0 | 0 | 0 | 0 | 0 | 0 | 0 | 0 | 0 | 0 | 0 | 0 | 0 | 0 | 0 | 0 | 0 | 0 | 0 | 0 | 0 | 0 | 0 | 0 |  | 0 | 0 | 0 | 0 | 0 | 0 | 0 | 0 | 0 | 0 | 0 | 0 | 0 | 0 | 0 | 0 | 0 | 0 | 0 | 0 | 0 | 0 | 0 | 0 | 0 | 0 | 0 | 0 | 0 | 0 | 0 | 0 | 0 | 0 | 0 | 0 | 0 | 0 | 0 | 0 | 0 | 0 | 0 | 0 | 0 | 0 | 0 | 0 | 0 | 0 | 0 | 0
PG&E NGBA | Brighton | 230 | 0 | 0 | 0 | 0 | 0 | 0 | 0 | 0 | 0 | 0 | 0 | 0 | 0 | 0 | 0 | 0 | 0 | 0 | 0 | 0 | 0 | 0 | 0 | 0 | 0 | 0 | 0 | 0 | 0 | 0 | 0 | 0 | 0 | 0 | 0 | 0 | 0 | 0 | 0 | 0 | 0 | 0 | 0 | 0 | 0 | 0 | 0 | 0 |  | 0 | 0 | 0 | 0 | 0 | 0 | 0 | 0 | 0 | 0 | 0 | 0 | 0 | 0 | 0 | 0 | 0 | 0 | 0 | 0 | 0 | 0 | 0 | 0 | 0 | 0 | 0 | 0 | 0 | 0 | 0 | 0 | 0 | 0 | 0 | 0 | 0 | 0 | 0 | 0 | 0 | 0 | 0 | 0 | 0 | 0 | 0 | 0 | 0 | 0 | 0 | 0
PG&E NGBA | Brunswick | 115 | 0 | 0 | 0 | 0 | 0 | 0 | 0 | 0 | 0 | 0 | 0 | 0 | 0 | 0 | 0 | 0 | 0 | 0 | 0 | 0 | 0 | 0 | 0 | 0 | 0 | 0 | 0 | 0 | 0 | 0 | 0 | 0 | 0 | 0 | 0 | 0 | 0 | 0 | 0 | 0 | 0 | 0 | 0 | 0 | 0 | 0 | 0 | 0 |  | 0 | 0 | 0 | 0 | 0 | 0 | 0 | 0 | 0 | 0 | 0 | 0 | 0 | 0 | 0 | 0 | 0 | 0 | 0 | 0 | 0 | 0 | 0 | 0 | 0 | 0 | 0 | 0 | 0 | 0 | 0 | 0 | 0 | 0 | 0 | 0 | 0 | 0 | 0 | 0 | 0 | 0 | 0 | 0 | 0 | 0 | 0 | 0 | 0 | 0 | 0 | 0
PG&E NGBA | Bucks Creek | 230 | 0 | 0 | 0 | 0 | 0 | 0 | 0 | 0 | 0 | 0 | 0 | 0 | 0 | 0 | 0 | 0 | 0 | 0 | 0 | 0 | 0 | 0 | 0 | 0 | 0 | 0 | 0 | 0 | 0 | 0 | 0 | 0 | 0 | 0 | 0 | 0 | 0 | 0 | 0 | 0 | 0 | 0 | 0 | 0 | 0 | 0 | 0 | 0 |  | 0 | 0 | 0 | 0 | 0 | 0 | 0 | 0 | 0 | 0 | 0 | 0 | 0 | 0 | 0 | 0 | 0 | 0 | 0 | 0 | 0 | 0 | 0 | 0 | 0 | 0 | 0 | 0 | 0 | 0 | 0 | 0 | 0 | 0 | 0 | 0 | 0 | 0 | 0 | 0 | 0 | 0 | 0 | 0 | 0 | 0 | 0 | 0 | 0 | 0 | 0 | 0
PG&E KERN | Buena Vista | 230 | 0 | 0 | 0 | 0 | 0 | 0 | 0 | 0 | 0 | 0 | 0 | 0 | 0 | 0 | 0 | 0 | 0 | 0 | 0 | 0 | 0 | 0 | 0 | 0 | 0 | 0 | 0 | 0 | 0 | 0 | 0 | 0 | 0 | 0 | 0 | 0 | 0 | 0 | 0 | 0 | 0 | 0 | 0 | 0 | 0 | 0 | 0 | 0 |  | 0 | 0 | 0 | 0 | 0 | 0 | 0 | 0 | 0 | 0 | 0 | 0 | 0 | 0 | 0 | 0 | 0 | 0 | 0 | 0 | 0 | 0 | 0 | 0 | 0 | 0 | 0 | 0 | 0 | 0 | 0 | 0 | 0 | 0 | 0 | 0 | 0 | 0 | 0 | 0 | 0 | 0 | 0 | 0 | 0 | 0 | 0 | 0 | 0 | 0 | 0 | 0
PG&E FRESNO | Bullard | 115 | 0 | 0 | 0 | 0 | 0 | 0 | 0 | 0 | 0 | 0 | 0 | 0 | 0 | 0 | 0 | 0 | 0 | 0 | 0 | 0 | 0 | 0 | 0 | 0 | 0 | 0 | 0 | 0 | 0 | 0 | 0 | 0 | 0 | 0 | 0 | 0 | 0 | 0 | 0 | 0 | 0 | 0 | 0 | 0 | 0 | 0 | 0 | 0 |  | 0 | 0 | 0 | 0 | 0 | 0 | 0 | 0 | 0 | 0 | 0 | 0 | 0 | 0 | 0 | 0 | 0 | 0 | 0 | 0 | 0 | 0 | 0 | 0 | 0 | 0 | 0 | 0 | 0 | 0 | 0 | 0 | 0 | 0 | 0 | 0 | 0 | 0 | 0 | 0 | 0 | 0 | 0 | 0 | 0 | 0 | 0 | 0 | 0 | 0 | 0 | 0
PG&E GBA | Burlingame | 115 | 0 | 0 | 0 | 0 | 0 | 0 | 0 | 0 | 0 | 0 | 0 | 0 | 0 | 0 | 0 | 0 | 0 | 0 | 0 | 0 | 0 | 0 | 0 | 0 | 0 | 0 | 0 | 0 | 0 | 0 | 0 | 0 | 0 | 0 | 0 | 0 | 0 | 0 | 0 | 0 | 0 | 0 | 0 | 0 | 0 | 0 | 0 | 0 |  | 0 | 0 | 0 | 0 | 0 | 0 | 0 | 0 | 0 | 0 | 0 | 0 | 0 | 0 | 0 | 0 | 0 | 0 | 0 | 0 | 0 | 0 | 0 | 0 | 0 | 0 | 0 | 0 | 0 | 0 | 0 | 0 | 0 | 0 | 0 | 0 | 0 | 0 | 0 | 0 | 0 | 0 | 0 | 0 | 0 | 0 | 0 | 0 | 0 | 0 | 0 | 0
PG&E NGBA | Burney Forest | 230 | 0 | 0 | 0 | 0 | 0 | 0 | 0 | 0 | 0 | 0 | 0 | 0 | 0 | 0 | 0 | 0 | 0 | 0 | 0 | 0 | 0 | 0 | 0 | 0 | 0 | 0 | 0 | 0 | 0 | 0 | 0 | 0 | 0 | 0 | 0 | 0 | 0 | 0 | 0 | 0 | 0 | 0 | 0 | 0 | 0 | 0 | 0 | 0 |  | 0 | 0 | 0 | 0 | 0 | 0 | 0 | 0 | 0 | 0 | 0 | 0 | 0 | 0 | 0 | 0 | 0 | 0 | 0 | 0 | 0 | 0 | 0 | 0 | 0 | 0 | 0 | 0 | 0 | 0 | 0 | 0 | 0 | 0 | 0 | 0 | 0 | 0 | 0 | 0 | 0 | 0 | 0 | 0 | 0 | 0 | 0 | 0 | 0 | 0 | 0 | 0
PG&E NGBA | Butte | 115 | 0 | 0 | 0 | 0 | 0 | 0 | 0 | 0 | 0 | 0 | 0 | 0 | 0 | 0 | 0 | 0 | 0 | 0 | 0 | 0 | 0 | 0 | 0 | 0 | 0 | 0 | 0 | 0 | 0 | 0 | 0 | 0 | 0 | 0 | 0 | 0 | 0 | 0 | 0 | 0 | 0 | 0 | 0 | 0 | 0 | 0 | 0 | 0 |  | 0 | 0 | 0 | 0 | 0 | 0 | 0 | 0 | 0 | 0 | 0 | 0 | 0 | 0 | 0 | 0 | 0 | 0 | 0 | 0 | 0 | 0 | 0 | 0 | 0 | 0 | 0 | 0 | 0 | 0 | 0 | 0 | 0 | 0 | 0 | 0 | 0 | 0 | 0 | 0 | 0 | 0 | 0 | 0 | 0 | 0 | 0 | 0 | 0 | 0 | 0 | 0
PG&E KERN | Cabrillo | 115 | 0 | 0 | 0 | 0 | 0 | 0 | 0 | 0 | 0 | 0 | 0 | 0 | 0 | 0 | 0 | 0 | 0 | 0 | 0 | 0 | 0 | 0 | 0 | 0 | 0 | 0 | 0 | 0 | 0 | 0 | 0 | 0 | 0 | 0 | 0 | 0 | 0 | 0 | 0 | 0 | 0 | 0 | 0 | 0 | 0 | 0 | 0 | 0 |  | 0 | 0 | 0 | 0 | 0 | 0 | 0 | 0 | 0 | 0 | 0 | 0 | 0 | 0 | 0 | 0 | 0 | 0 | 0 | 0 | 0 | 0 | 0 | 0 | 0 | 0 | 0 | 0 | 0 | 0 | 0 | 0 | 0 | 0 | 0 | 0 | 0 | 0 | 0 | 0 | 0 | 0 | 0 | 0 | 0 | 0 | 0 | 0 | 0 | 0 | 0 | 0
PG&E FRESNO | Cal Flats | 230 | 0 | 0 | 0 | 0 | 0 | 0 | 0 | 0 | 0 | 0 | 0 | 0 | 0 | 0 | 0 | 0 | 0 | 0 | 0 | 0 | 0 | 0 | 0 | 0 | 0 | 0 | 0 | 0 | 0 | 0 | 0 | 0 | 0 | 0 | 0 | 0 | 0 | 0 | 0 | 0 | 0 | 0 | 0 | 0 | 0 | 0 | 0 | 0 |  | 0 | 0 | 0 | 0 | 0 | 0 | 0 | 0 | 0 | 0 | 0 | 0 | 0 | 0 | 0 | 0 | 0 | 0 | 0 | 0 | 0 | 0 | 0 | 0 | 0 | 0 | 0 | 0 | 0 | 0 | 0 | 0 | 0 | 0 | 0 | 0 | 300 | 0 | 0 | 0 | 0 | 0 | 0 | 0 | 300 | 0 | 0 | 0 | 0 | 0 | 0 | 0
SCE NOL | Calcite | 230 | 250 | 236 | 0 | 0 | 400 | 200 | 0 | 0 | 0 | 0 | 0 | 0 | 250 | 236 | 0 | 0 | 400 | 200 | 0 | 0 | 0 | 0 | 0 | 0 | 306 | 291 | 0 | 0 | 456 | 200 | 0 | 0 | 0 | 0 | 0 | 0 | 306 | 291 | 0 | 0 | 456 | 200 | 0 | 0 | 0 | 0 | 0 | 0 |  | 250 | 236 | 0 | 0 | 400 | 200 | 0 | 0 | 0 | 0 | 0 | 0 | 306 | 291 | 0 | 0 | 456 | 200 | 0 | 0 | 0 | 0 | 0 | 0 | 306 | 291 | 0 | 0 | 456 | 200 | 0 | 0 | 0 | 0 | 0 | 0 | 1740 | 0 | 950 | 0 | 0 | 0 | 0 | 0 | 1440 | 0 | 650 | 0 | 0 | 0 | 0 | 0
PG&E KERN | Caliente | 230 | 75 | 0 | 0 | 0 | 0 | 0 | 0 | 0 | 0 | 0 | 0 | 0 | 0 | 0 | 0 | 0 | 0 | 0 | 0 | 0 | 0 | 0 | 0 | 0 | 75 | 0 | 0 | 0 | 0 | 0 | 0 | 0 | 0 | 0 | 0 | 0 | 75 | 0 | 0 | 0 | 0 | 0 | 0 | 0 | 0 | 0 | 0 | 0 |  | 0 | 0 | 0 | 0 | 0 | 0 | 0 | 0 | 0 | 0 | 0 | 0 | 0 | 0 | 0 | 0 | 0 | 0 | 0 | 0 | 0 | 0 | 0 | 0 | 0 | 0 | 0 | 0 | 0 | 0 | 0 | 0 | 0 | 0 | 0 | 0 | 450 | 0 | 200 | 0 | 0 | 0 | 0 | 0 | 450 | 0 | 200 | 0 | 0 | 0 | 0 | 0
PG&E FRESNO | California Ave | 115 | 0 | 0 | 0 | 0 | 0 | 0 | 0 | 0 | 0 | 0 | 0 | 0 | 0 | 0 | 0 | 0 | 0 | 0 | 0 | 0 | 0 | 0 | 0 | 0 | 0 | 0 | 0 | 0 | 0 | 0 | 0 | 0 | 0 | 0 | 0 | 0 | 0 | 0 | 0 | 0 | 0 | 0 | 0 | 0 | 0 | 0 | 0 | 0 |  | 0 | 0 | 0 | 0 | 0 | 0 | 0 | 0 | 0 | 0 | 0 | 0 | 0 | 0 | 0 | 0 | 0 | 0 | 0 | 0 | 0 | 0 | 0 | 0 | 0 | 0 | 0 | 0 | 0 | 0 | 0 | 0 | 0 | 0 | 0 | 0 | 0 | 0 | 0 | 0 | 0 | 0 | 0 | 0 | 0 | 0 | 0 | 0 | 0 | 0 | 0 | 0
PG&E KERN | Callender | 115 | 0 | 0 | 0 | 0 | 0 | 0 | 0 | 0 | 0 | 0 | 0 | 0 | 0 | 0 | 0 | 0 | 0 | 0 | 0 | 0 | 0 | 0 | 0 | 0 | 0 | 0 | 0 | 0 | 0 | 0 | 0 | 0 | 0 | 0 | 0 | 0 | 0 | 0 | 0 | 0 | 0 | 0 | 0 | 0 | 0 | 0 | 0 | 0 |  | 0 | 0 | 0 | 0 | 0 | 0 | 0 | 0 | 0 | 0 | 0 | 0 | 0 | 0 | 0 | 0 | 0 | 0 | 0 | 0 | 0 | 0 | 0 | 0 | 0 | 0 | 0 | 0 | 0 | 0 | 0 | 0 | 0 | 0 | 0 | 0 | 0 | 0 | 0 | 0 | 0 | 0 | 0 | 0 | 0 | 0 | 0 | 0 | 0 | 0 | 0 | 0
PG&E NGBA | Calpella | 115 | 0 | 0 | 0 | 0 | 0 | 0 | 0 | 0 | 0 | 0 | 0 | 0 | 0 | 0 | 0 | 0 | 0 | 0 | 0 | 0 | 0 | 0 | 0 | 0 | 0 | 0 | 0 | 0 | 0 | 0 | 0 | 0 | 0 | 0 | 0 | 0 | 0 | 0 | 0 | 0 | 0 | 0 | 0 | 0 | 0 | 0 | 0 | 0 |  | 0 | 0 | 0 | 0 | 0 | 0 | 0 | 0 | 0 | 0 | 0 | 0 | 0 | 0 | 0 | 0 | 0 | 0 | 0 | 0 | 0 | 0 | 0 | 0 | 0 | 0 | 0 | 0 | 0 | 0 | 0 | 0 | 0 | 0 | 0 | 0 | 0 | 0 | 0 | 0 | 0 | 0 | 0 | 0 | 0 | 0 | 0 | 0 | 0 | 0 | 0 | 0
PG&E GBA | Camanche | 230 | 0 | 0 | 0 | 0 | 0 | 0 | 0 | 0 | 0 | 0 | 0 | 0 | 0 | 0 | 0 | 0 | 0 | 0 | 0 | 0 | 0 | 0 | 0 | 0 | 0 | 0 | 0 | 0 | 0 | 0 | 0 | 0 | 0 | 0 | 0 | 0 | 0 | 0 | 0 | 0 | 0 | 0 | 0 | 0 | 0 | 0 | 0 | 0 |  | 0 | 0 | 0 | 0 | 0 | 0 | 0 | 0 | 0 | 0 | 0 | 0 | 0 | 0 | 0 | 0 | 0 | 0 | 0 | 0 | 0 | 0 | 0 | 0 | 0 | 0 | 0 | 0 | 0 | 0 | 0 | 0 | 0 | 0 | 0 | 0 | 0 | 0 | 0 | 0 | 0 | 0 | 0 | 0 | 0 | 0 | 0 | 0 | 0 | 0 | 0 | 0
SDGE | Cameron | 69 | 0 | 0 | 0 | 0 | 0 | 0 | 0 | 0 | 0 | 0 | 0 | 0 | 0 | 0 | 0 | 0 | 0 | 0 | 0 | 0 | 0 | 0 | 0 | 0 | 0 | 0 | 0 | 0 | 0 | 0 | 0 | 0 | 0 | 0 | 0 | 0 | 0 | 0 | 0 | 0 | 0 | 0 | 0 | 0 | 0 | 0 | 0 | 0 |  | 0 | 0 | 0 | 0 | 0 | 0 | 0 | 0 | 0 | 0 | 0 | 0 | 0 | 0 | 0 | 0 | 0 | 0 | 0 | 0 | 0 | 0 | 0 | 0 | 0 | 0 | 0 | 0 | 0 | 0 | 0 | 0 | 0 | 0 | 0 | 0 | 100 | 0 | 0 | 0 | 0 | 0 | 0 | 0 | 100 | 0 | 0 | 0 | 0 | 0 | 0 | 0
SDGE | Cannon | 69 | 0 | 0 | 0 | 0 | 0 | 0 | 0 | 0 | 0 | 0 | 0 | 0 | 0 | 0 | 0 | 0 | 0 | 0 | 0 | 0 | 0 | 0 | 0 | 0 | 0 | 0 | 0 | 0 | 0 | 0 | 0 | 0 | 0 | 0 | 0 | 0 | 0 | 0 | 0 | 0 | 0 | 0 | 0 | 0 | 0 | 0 | 0 | 0 |  | 0 | 0 | 0 | 0 | 0 | 0 | 0 | 0 | 0 | 0 | 0 | 0 | 0 | 0 | 0 | 0 | 0 | 0 | 0 | 0 | 0 | 0 | 0 | 0 | 0 | 0 | 0 | 0 | 0 | 0 | 0 | 0 | 0 | 0 | 0 | 0 | 0 | 0 | 0 | 0 | 0 | 0 | 0 | 0 | 0 | 0 | 0 | 0 | 0 | 0 | 0 | 0
PG&E FRESNO | Cantua | 115 | 0 | 0 | 0 | 0 | 0 | 0 | 0 | 0 | 0 | 0 | 0 | 0 | 0 | 0 | 0 | 0 | 0 | 0 | 0 | 0 | 0 | 0 | 0 | 0 | 0 | 0 | 0 | 0 | 0 | 0 | 0 | 0 | 0 | 0 | 0 | 0 | 0 | 0 | 0 | 0 | 0 | 0 | 0 | 0 | 0 | 0 | 0 | 0 |  | 0 | 0 | 0 | 0 | 0 | 0 | 0 | 0 | 0 | 0 | 0 | 0 | 0 | 0 | 0 | 0 | 0 | 0 | 0 | 0 | 0 | 0 | 0 | 0 | 0 | 0 | 0 | 0 | 0 | 0 | 0 | 0 | 0 | 0 | 0 | 0 | 0 | 0 | 0 | 0 | 0 | 0 | 0 | 0 | 0 | 0 | 0 | 0 | 0 | 0 | 0 | 0
SDGE | Capistrano | 138 | 0 | 0 | 0 | 0 | 0 | 0 | 0 | 0 | 0 | 0 | 0 | 0 | 256.875 | 250 | 0 | 0 | 0 | 0 | 0 | 0 | 0 | 0 | 0 | 0 | 256.875 | 250 | 0 | 0 | 0 | 0 | 0 | 0 | 0 | 0 | 0 | 0 | 256.875 | 250 | 0 | 0 | 0 | 0 | 0 | 0 | 0 | 0 | 0 | 0 |  | 256.875 | 250 | 0 | 0 | 0 | 0 | 0 | 0 | 0 | 0 | 0 | 0 | 256.875 | 250 | 0 | 0 | 0 | 0 | 0 | 0 | 0 | 0 | 0 | 0 | 256.875 | 250 | 0 | 0 | 0 | 0 | 0 | 0 | 0 | 0 | 0 | 0 | 0 | 0 | 0 | 0 | 0 | 0 | 0 | 0 | 0 | 0 | 0 | 0 | 0 | 0 | 0 | 0
SDGE | Capistrano | 230 | 0 | 0 | 0 | 0 | 0 | 0 | 0 | 0 | 0 | 0 | 0 | 0 | 0 | 0 | 0 | 0 | 0 | 0 | 0 | 0 | 0 | 0 | 0 | 0 | 0 | 0 | 0 | 0 | 0 | 0 | 0 | 0 | 0 | 0 | 0 | 0 | 0 | 0 | 0 | 0 | 0 | 0 | 0 | 0 | 0 | 0 | 0 | 0 |  | 0 | 0 | 0 | 0 | 0 | 0 | 0 | 0 | 0 | 0 | 0 | 0 | 0 | 0 | 0 | 0 | 0 | 0 | 0 | 0 | 0 | 0 | 0 | 0 | 0 | 0 | 0 | 0 | 0 | 0 | 0 | 0 | 0 | 0 | 0 | 0 | 200 | 0 | 0 | 0 | 0 | 0 | 0 | 0 | 200 | 0 | 0 | 0 | 0 | 0 | 0 | 0
PG&E NGBA | Carberry | 230 | 0 | 0 | 0 | 0 | 0 | 0 | 0 | 0 | 0 | 0 | 0 | 0 | 0 | 0 | 0 | 0 | 0 | 0 | 0 | 0 | 0 | 0 | 0 | 0 | 0 | 0 | 0 | 0 | 0 | 0 | 0 | 0 | 0 | 0 | 0 | 0 | 0 | 0 | 0 | 0 | 0 | 0 | 0 | 0 | 0 | 0 | 0 | 0 |  | 0 | 0 | 0 | 0 | 0 | 0 | 0 | 0 | 0 | 0 | 0 | 0 | 0 | 0 | 0 | 0 | 0 | 0 | 0 | 0 | 0 | 0 | 0 | 0 | 0 | 0 | 0 | 0 | 0 | 0 | 0 | 0 | 0 | 0 | 0 | 0 | 0 | 0 | 0 | 0 | 0 | 0 | 0 | 0 | 0 | 0 | 0 | 0 | 0 | 0 | 0 | 0
SCE Eastern | Cardiff | 66 | 0 | 0 | 0 | 0 | 0 | 0 | 0 | 0 | 0 | 0 | 0 | 0 | 0 | 0 | 0 | 0 | 0 | 0 | 0 | 0 | 0 | 0 | 0 | 0 | 0 | 0 | 0 | 0 | 0 | 0 | 0 | 0 | 0 | 0 | 0 | 0 | 0 | 0 | 0 | 0 | 0 | 0 | 0 | 0 | 0 | 0 | 0 | 0 |  | 0 | 0 | 0 | 0 | 0 | 0 | 0 | 0 | 0 | 0 | 0 | 0 | 0 | 0 | 0 | 0 | 0 | 0 | 0 | 0 | 0 | 0 | 0 | 0 | 0 | 0 | 0 | 0 | 0 | 0 | 0 | 0 | 0 | 0 | 0 | 0 | 0 | 0 | 0 | 0 | 0 | 0 | 0 | 0 | 0 | 0 | 0 | 0 | 0 | 0 | 0 | 0
PG&E NGBA | Caribou | 60 | 0 | 0 | 0 | 0 | 0 | 0 | 0 | 0 | 0 | 0 | 0 | 0 | 0 | 0 | 0 | 0 | 0 | 0 | 0 | 0 | 0 | 0 | 0 | 0 | 0 | 0 | 0 | 0 | 0 | 0 | 0 | 0 | 0 | 0 | 0 | 0 | 0 | 0 | 0 | 0 | 0 | 0 | 0 | 0 | 0 | 0 | 0 | 0 |  | 0 | 0 | 0 | 0 | 0 | 0 | 0 | 0 | 0 | 0 | 0 | 0 | 0 | 0 | 0 | 0 | 0 | 0 | 0 | 0 | 0 | 0 | 0 | 0 | 0 | 0 | 0 | 0 | 0 | 0 | 0 | 0 | 0 | 0 | 0 | 0 | 0 | 0 | 0 | 0 | 10 | 0 | 0 | 0 | 0 | 0 | 0 | 0 | 10 | 0 | 0 | 0
PG&E NGBA | Caribou | 115 | 0 | 0 | 0 | 0 | 0 | 0 | 0 | 0 | 0 | 0 | 0 | 0 | 0 | 0 | 0 | 0 | 0 | 0 | 0 | 0 | 0 | 0 | 0 | 0 | 0 | 0 | 0 | 0 | 0 | 0 | 0 | 0 | 0 | 0 | 0 | 0 | 0 | 0 | 0 | 0 | 0 | 0 | 0 | 0 | 0 | 0 | 0 | 0 |  | 0 | 0 | 0 | 0 | 0 | 0 | 0 | 0 | 0 | 0 | 0 | 0 | 0 | 0 | 0 | 0 | 0 | 0 | 0 | 0 | 0 | 0 | 0 | 0 | 0 | 0 | 0 | 0 | 0 | 0 | 0 | 0 | 0 | 0 | 0 | 0 | 0 | 0 | 0 | 0 | 0 | 0 | 0 | 0 | 0 | 0 | 0 | 0 | 0 | 0 | 0 | 0
PG&E NGBA | Caribou | 230 | 0 | 0 | 0 | 0 | 0 | 0 | 0 | 0 | 0 | 0 | 0 | 0 | 0 | 0 | 0 | 0 | 0 | 0 | 0 | 0 | 0 | 0 | 0 | 0 | 0 | 0 | 0 | 0 | 0 | 0 | 0 | 0 | 0 | 0 | 0 | 0 | 0 | 0 | 0 | 0 | 0 | 0 | 0 | 0 | 0 | 0 | 0 | 0 |  | 0 | 0 | 0 | 0 | 0 | 0 | 0 | 0 | 0 | 0 | 0 | 0 | 0 | 0 | 0 | 0 | 0 | 0 | 0 | 0 | 0 | 0 | 0 | 0 | 0 | 0 | 0 | 0 | 0 | 0 | 0 | 0 | 0 | 0 | 0 | 0 | 0 | 0 | 0 | 0 | 0 | 0 | 0 | 0 | 0 | 0 | 0 | 0 | 0 | 0 | 0 | 0
EOP | Carpenter Canyon (fka Gamebird) | 138 | 0 | 0 | 0 | 0 | 0 | 0 | 0 | 0 | 0 | 0 | 0 | 0 | 0 | 0 | 0 | 0 | 0 | 0 | 0 | 0 | 0 | 0 | 0 | 0 | 0 | 0 | 0 | 0 | 0 | 0 | 0 | 0 | 0 | 0 | 0 | 0 | 0 | 0 | 0 | 0 | 0 | 0 | 0 | 0 | 0 | 0 | 0 | 0 |  | 0 | 0 | 0 | 0 | 0 | 0 | 0 | 0 | 0 | 0 | 0 | 0 | 0 | 0 | 0 | 0 | 0 | 0 | 0 | 0 | 0 | 0 | 0 | 0 | 0 | 0 | 0 | 0 | 0 | 0 | 0 | 0 | 0 | 0 | 0 | 0 | 0 | 0 | 0 | 0 | 0 | 0 | 0 | 0 | 0 | 0 | 0 | 0 | 0 | 0 | 0 | 0
EOP | Carpenter Canyon (fka Gamebird) | 230 | 716.7638 | 200 | 0 | 0 | 716.7638 | 0 | 0 | 0 | 0 | 0 | 0 | 0 | 200 | 200 | 0 | 0 | 200 | 0 | 0 | 0 | 0 | 0 | 0 | 0 | 716.7638 | 200 | 0 | 0 | 716.7638 | 0 | 0 | 0 | 0 | 0 | 0 | 0 | 716.7638 | 200 | 0 | 0 | 716.7638 | 0 | 0 | 0 | 0 | 0 | 0 | 0 |  | 200 | 200 | 0 | 0 | 200 | 0 | 0 | 0 | 0 | 0 | 0 | 0 | 716.7638 | 200 | 0 | 0 | 716.7638 | 0 | 0 | 0 | 0 | 0 | 0 | 0 | 716.7638 | 200 | 0 | 0 | 716.7638 | 0 | 0 | 0 | 0 | 0 | 0 | 0 | 400 | 0 | 400 | 0 | 0 | 0 | 0 | 0 | 400 | 0 | 400 | 0 | 0 | 0 | 0 | 0
PG&E NGBA | Carquinez | 115 | 0 | 0 | 0 | 0 | 0 | 0 | 0 | 0 | 0 | 0 | 0 | 0 | 0 | 0 | 0 | 0 | 0 | 0 | 0 | 0 | 0 | 0 | 0 | 0 | 0 | 0 | 0 | 0 | 0 | 0 | 0 | 0 | 0 | 0 | 0 | 0 | 0 | 0 | 0 | 0 | 0 | 0 | 0 | 0 | 0 | 0 | 0 | 0 |  | 0 | 0 | 0 | 0 | 0 | 0 | 0 | 0 | 0 | 0 | 0 | 0 | 0 | 0 | 0 | 0 | 0 | 0 | 0 | 0 | 0 | 0 | 0 | 0 | 0 | 0 | 0 | 0 | 0 | 0 | 0 | 0 | 0 | 0 | 0 | 0 | 0 | 0 | 0 | 0 | 0 | 0 | 0 | 0 | 0 | 0 | 0 | 0 | 0 | 0 | 0 | 0
SDGE | Carrizo Gorge | 138 | 20 | 20 | 0 | 0 | 0 | 0 | 0 | 0 | 0 | 0 | 0 | 0 | 20 | 20 | 0 | 0 | 0 | 0 | 0 | 0 | 0 | 0 | 0 | 0 | 20 | 20 | 0 | 0 | 0 | 0 | 0 | 0 | 0 | 0 | 0 | 0 | 20 | 20 | 0 | 0 | 0 | 0 | 0 | 0 | 0 | 0 | 0 | 0 |  | 20 | 20 | 0 | 0 | 0 | 0 | 0 | 0 | 0 | 0 | 0 | 0 | 20 | 20 | 0 | 0 | 0 | 0 | 0 | 0 | 0 | 0 | 0 | 0 | 20 | 20 | 0 | 0 | 0 | 0 | 0 | 0 | 0 | 0 | 0 | 0 | 0 | 0 | 0 | 0 | 0 | 0 | 0 | 0 | 0 | 0 | 0 | 0 | 0 | 0 | 0 | 0
PG&E KERN | Carrizo Plains | 115 | 0 | 0 | 0 | 0 | 0 | 0 | 0 | 0 | 0 | 0 | 0 | 0 | 0 | 0 | 0 | 0 | 0 | 0 | 0 | 0 | 0 | 0 | 0 | 0 | 0 | 0 | 0 | 0 | 0 | 0 | 0 | 0 | 0 | 0 | 0 | 0 | 0 | 0 | 0 | 0 | 0 | 0 | 0 | 0 | 0 | 0 | 0 | 0 |  | 0 | 0 | 0 | 0 | 0 | 0 | 0 | 0 | 0 | 0 | 0 | 0 | 0 | 0 | 0 | 0 | 0 | 0 | 0 | 0 | 0 | 0 | 0 | 0 | 0 | 0 | 0 | 0 | 0 | 0 | 0 | 0 | 0 | 0 | 0 | 0 | 0 | 0 | 0 | 0 | 0 | 0 | 0 | 0 | 0 | 0 | 0 | 0 | 0 | 0 | 0 | 0
PG&E KERN | Casaloma | 230 | 0 | 0 | 0 | 0 | 0 | 0 | 0 | 0 | 0 | 0 | 0 | 0 | 0 | 0 | 0 | 0 | 0 | 0 | 0 | 0 | 0 | 0 | 0 | 0 | 0 | 0 | 0 | 0 | 0 | 0 | 0 | 0 | 0 | 0 | 0 | 0 | 0 | 0 | 0 | 0 | 0 | 0 | 0 | 0 | 0 | 0 | 0 | 0 |  | 0 | 0 | 0 | 0 | 0 | 0 | 0 | 0 | 0 | 0 | 0 | 0 | 0 | 0 | 0 | 0 | 0 | 0 | 0 | 0 | 0 | 0 | 0 | 0 | 0 | 0 | 0 | 0 | 0 | 0 | 0 | 0 | 0 | 0 | 0 | 0 | 0 | 0 | 0 | 0 | 0 | 0 | 0 | 0 | 0 | 0 | 0 | 0 | 0 | 0 | 0 | 0
PG&E GBA | Castro Valley | 230 | 0 | 0 | 0 | 0 | 0 | 0 | 0 | 0 | 0 | 0 | 0 | 0 | 0 | 0 | 0 | 0 | 0 | 0 | 0 | 0 | 0 | 0 | 0 | 0 | 0 | 0 | 0 | 0 | 0 | 0 | 0 | 0 | 0 | 0 | 0 | 0 | 0 | 0 | 0 | 0 | 0 | 0 | 0 | 0 | 0 | 0 | 0 | 0 |  | 0 | 0 | 0 | 0 | 0 | 0 | 0 | 0 | 0 | 0 | 0 | 0 | 0 | 0 | 0 | 0 | 0 | 0 | 0 | 0 | 0 | 0 | 0 | 0 | 0 | 0 | 0 | 0 | 0 | 0 | 0 | 0 | 0 | 0 | 0 | 0 | 0 | 0 | 0 | 0 | 0 | 0 | 0 | 0 | 0 | 0 | 0 | 0 | 0 | 0 | 0 | 0
PG&E GBA | Cayetano | 230 | 1.3 | 0 | 0 | 0 | 1.4 | 0 | 0 | 0 | 0 | 0 | 0 | 0 | 1.3 | 0 | 0 | 0 | 1.4 | 0 | 0 | 0 | 0 | 0 | 0 | 0 | 1.3 | 0 | 0 | 0 | 1.4 | 0 | 0 | 0 | 0 | 0 | 0 | 0 | 1.3 | 0 | 0 | 0 | 1.4 | 0 | 0 | 0 | 0 | 0 | 0 | 0 |  | 1.3 | 0 | 0 | 0 | 1.4 | 0 | 0 | 0 | 0 | 0 | 0 | 0 | 1.3 | 0 | 0 | 0 | 1.4 | 0 | 0 | 0 | 0 | 0 | 0 | 0 | 1.3 | 0 | 0 | 0 | 1.4 | 0 | 0 | 0 | 0 | 0 | 0 | 0 | 0 | 0 | 0 | 0 | 0 | 0 | 0 | 0 | 0 | 0 | 0 | 0 | 0 | 0 | 0 | 0
SCE Metro | Center | 230 | 0 | 0 | 0 | 0 | 0 | 0 | 0 | 0 | 0 | 0 | 0 | 0 | 0 | 0 | 0 | 0 | 0 | 0 | 0 | 0 | 0 | 0 | 0 | 0 | 0 | 0 | 0 | 0 | 0 | 0 | 0 | 0 | 0 | 0 | 0 | 0 | 0 | 0 | 0 | 0 | 0 | 0 | 0 | 0 | 0 | 0 | 0 | 0 |  | 0 | 0 | 0 | 0 | 0 | 0 | 0 | 0 | 0 | 0 | 0 | 0 | 0 | 0 | 0 | 0 | 0 | 0 | 0 | 0 | 0 | 0 | 0 | 0 | 0 | 0 | 0 | 0 | 0 | 0 | 0 | 0 | 0 | 0 | 0 | 0 | 0 | 0 | 0 | 0 | 0 | 0 | 0 | 0 | 0 | 0 | 0 | 0 | 0 | 0 | 0 | 0
PG&E KERN | Charca | 115 | 0 | 0 | 0 | 0 | 0 | 0 | 0 | 0 | 0 | 0 | 0 | 0 | 0 | 0 | 0 | 0 | 0 | 0 | 0 | 0 | 0 | 0 | 0 | 0 | 0 | 0 | 0 | 0 | 0 | 0 | 0 | 0 | 0 | 0 | 0 | 0 | 0 | 0 | 0 | 0 | 0 | 0 | 0 | 0 | 0 | 0 | 0 | 0 |  | 0 | 0 | 0 | 0 | 0 | 0 | 0 | 0 | 0 | 0 | 0 | 0 | 0 | 0 | 0 | 0 | 0 | 0 | 0 | 0 | 0 | 0 | 0 | 0 | 0 | 0 | 0 | 0 | 0 | 0 | 0 | 0 | 0 | 0 | 0 | 0 | 0 | 0 | 0 | 0 | 0 | 0 | 0 | 0 | 0 | 0 | 0 | 0 | 0 | 0 | 0 | 0
EOP | Charleston | 138 | 0 | 0 | 0 | 0 | 0 | 0 | 0 | 0 | 0 | 0 | 0 | 0 | 0 | 0 | 0 | 0 | 0 | 0 | 0 | 0 | 0 | 0 | 0 | 0 | 0 | 0 | 0 | 0 | 0 | 0 | 0 | 0 | 0 | 0 | 0 | 0 | 0 | 0 | 0 | 0 | 0 | 0 | 0 | 0 | 0 | 0 | 0 | 0 |  | 0 | 0 | 0 | 0 | 0 | 0 | 0 | 0 | 0 | 0 | 0 | 0 | 0 | 0 | 0 | 0 | 0 | 0 | 0 | 0 | 0 | 0 | 0 | 0 | 0 | 0 | 0 | 0 | 0 | 0 | 0 | 0 | 0 | 0 | 0 | 0 | 0 | 0 | 0 | 0 | 0 | 0 | 0 | 0 | 0 | 0 | 0 | 0 | 0 | 0 | 0 | 0
SCE Metro | Chevmain | 230 | 0 | 0 | 0 | 0 | 0 | 0 | 0 | 0 | 0 | 0 | 0 | 0 | 0 | 0 | 0 | 0 | 0 | 0 | 0 | 0 | 0 | 0 | 0 | 0 | 0 | 0 | 0 | 0 | 0 | 0 | 0 | 0 | 0 | 0 | 0 | 0 | 0 | 0 | 0 | 0 | 0 | 0 | 0 | 0 | 0 | 0 | 0 | 0 |  | 0 | 0 | 0 | 0 | 0 | 0 | 0 | 0 | 0 | 0 | 0 | 0 | 0 | 0 | 0 | 0 | 0 | 0 | 0 | 0 | 0 | 0 | 0 | 0 | 0 | 0 | 0 | 0 | 0 | 0 | 0 | 0 | 0 | 0 | 0 | 0 | 0 | 0 | 0 | 0 | 0 | 0 | 0 | 0 | 0 | 0 | 0 | 0 | 0 | 0 | 0 | 0
SDGE | Chicarita | 138 | 0 | 0 | 0 | 0 | 0 | 0 | 0 | 0 | 0 | 0 | 0 | 0 | 0 | 0 | 0 | 0 | 0 | 0 | 0 | 0 | 0 | 0 | 0 | 0 | 0 | 0 | 0 | 0 | 0 | 0 | 0 | 0 | 0 | 0 | 0 | 0 | 101.9 | 0 | 0 | 0 | 0 | 0 | 0 | 0 | 0 | 0 | 0 | 0 |  | 0 | 0 | 0 | 0 | 0 | 0 | 0 | 0 | 0 | 0 | 0 | 0 | 0 | 0 | 0 | 0 | 0 | 0 | 0 | 0 | 0 | 0 | 0 | 0 | 101.9 | 0 | 0 | 0 | 0 | 0 | 0 | 0 | 0 | 0 | 0 | 0 | 0 | 0 | 0 | 0 | 0 | 0 | 0 | 0 | 0 | 0 | 0 | 0 | 0 | 0 | 0 | 0
SCE Metro | Chino | 230 | 0 | 0 | 0 | 0 | 0 | 0 | 0 | 0 | 0 | 0 | 0 | 0 | 0 | 0 | 0 | 0 | 0 | 0 | 0 | 0 | 0 | 0 | 0 | 0 | 403.4 | 400 | 0 | 0 | 0 | 0 | 0 | 0 | 0 | 0 | 0 | 0 | 403.4 | 400 | 0 | 0 | 0 | 0 | 0 | 0 | 0 | 0 | 0 | 0 |  | 0 | 0 | 0 | 0 | 0 | 0 | 0 | 0 | 0 | 0 | 0 | 0 | 0 | 0 | 0 | 0 | 0 | 0 | 0 | 0 | 0 | 0 | 0 | 0 | 0 | 0 | 0 | 0 | 0 | 0 | 0 | 0 | 0 | 0 | 0 | 0 | 1000 | 0 | 0 | 0 | 0 | 0 | 0 | 0 | 500 | 0 | 0 | 0 | 0 | 0 | 0 | 0
PG&E FRESNO | Chowchilla | 115 | 0 | 0 | 0 | 0 | 0 | 0 | 0 | 0 | 0 | 0 | 0 | 0 | 0 | 0 | 0 | 0 | 0 | 0 | 0 | 0 | 0 | 0 | 0 | 0 | 79.5871 | 75 | 0 | 0 | 0 | 0 | 0 | 0 | 0 | 0 | 0 | 0 | 79.5871 | 75 | 0 | 0 | 0 | 0 | 0 | 0 | 0 | 0 | 0 | 0 |  | 0 | 0 | 0 | 0 | 0 | 0 | 0 | 0 | 0 | 0 | 0 | 0 | 79.5871 | 75 | 0 | 0 | 0 | 0 | 0 | 0 | 0 | 0 | 0 | 0 | 79.5871 | 75 | 0 | 0 | 0 | 0 | 0 | 0 | 0 | 0 | 0 | 0 | 75 | 0 | 0 | 0 | 0 | 0 | 0 | 0 | 75 | 0 | 0 | 0 | 0 | 0 | 0 | 0
PG&E GBA | Christie | 60 | 0 | 0 | 0 | 0 | 0 | 0 | 0 | 0 | 0 | 0 | 0 | 0 | 0 | 0 | 0 | 0 | 0 | 0 | 0 | 0 | 0 | 0 | 0 | 0 | 0 | 0 | 0 | 0 | 0 | 0 | 0 | 0 | 0 | 0 | 0 | 0 | 0 | 0 | 0 | 0 | 0 | 0 | 0 | 0 | 0 | 0 | 0 | 0 |  | 0 | 0 | 0 | 0 | 0 | 0 | 0 | 0 | 0 | 0 | 0 | 0 | 0 | 0 | 0 | 0 | 0 | 0 | 0 | 0 | 0 | 0 | 0 | 0 | 0 | 0 | 0 | 0 | 0 | 0 | 0 | 0 | 0 | 0 | 0 | 0 | 0 | 0 | 0 | 0 | 0 | 0 | 0 | 0 | 0 | 0 | 0 | 0 | 0 | 0 | 0 | 0
PG&E GBA | Christie | 115 | 0 | 0 | 0 | 0 | 0 | 0 | 0 | 0 | 0 | 0 | 0 | 0 | 0 | 0 | 0 | 0 | 0 | 0 | 0 | 0 | 0 | 0 | 0 | 0 | 0 | 0 | 0 | 0 | 0 | 0 | 0 | 0 | 0 | 0 | 0 | 0 | 0 | 0 | 0 | 0 | 0 | 0 | 0 | 0 | 0 | 0 | 0 | 0 |  | 0 | 0 | 0 | 0 | 0 | 0 | 0 | 0 | 0 | 0 | 0 | 0 | 0 | 0 | 0 | 0 | 0 | 0 | 0 | 0 | 0 | 0 | 0 | 0 | 0 | 0 | 0 | 0 | 0 | 0 | 0 | 0 | 0 | 0 | 0 | 0 | 0 | 0 | 0 | 0 | 0 | 0 | 0 | 0 | 0 | 0 | 0 | 0 | 0 | 0 | 0 | 0
SCE Eastern | Cielo Azul | 500 | 0 | 0 | 0 | 0 | 0 | 0 | 0 | 0 | 0 | 0 | 0 | 0 | 637.6 | 637.6 | 0 | 0 | 1675 | 0 | 0 | 0 | 0 | 0 | 0 | 0 | 4833.5303 | 637.6 | 0 | 0 | 5825.8605 | 0 | 0 | 0 | 0 | 0 | 0 | 0 | 4833.5303 | 637.6 | 0 | 0 | 5825.8605 | 0 | 0 | 0 | 0 | 0 | 0 | 0 |  | 637.6 | 637.6 | 0 | 0 | 1675 | 0 | 0 | 0 | 0 | 0 | 0 | 0 | 3822.6503 | 637.6 | 0 | 0 | 4815.9605 | 0 | 0 | 0 | 0 | 0 | 0 | 0 | 3822.6503 | 637.6 | 0 | 0 | 4815.9605 | 0 | 0 | 0 | 0 | 0 | 0 | 0 | 3850 | 0 | 3850 | 0 | 0 | 0 | 0 | 0 | 3850 | 0 | 3850 | 0 | 0 | 0 | 0 | 0
PG&E GBA | Clay | 60 | 0 | 0 | 0 | 0 | 0 | 0 | 0 | 0 | 0 | 0 | 0 | 0 | 0 | 0 | 0 | 0 | 0 | 0 | 0 | 0 | 0 | 0 | 0 | 0 | 0 | 0 | 0 | 0 | 0 | 0 | 0 | 0 | 0 | 0 | 0 | 0 | 0 | 0 | 0 | 0 | 0 | 0 | 0 | 0 | 0 | 0 | 0 | 0 |  | 0 | 0 | 0 | 0 | 0 | 0 | 0 | 0 | 0 | 0 | 0 | 0 | 0 | 0 | 0 | 0 | 0 | 0 | 0 | 0 | 0 | 0 | 0 | 0 | 0 | 0 | 0 | 0 | 0 | 0 | 0 | 0 | 0 | 0 | 0 | 0 | 0 | 0 | 0 | 0 | 0 | 0 | 0 | 0 | 0 | 0 | 0 | 0 | 0 | 0 | 0 | 0
PG&E GBA | Clayton | 115 | 0 | 0 | 0 | 0 | 0 | 0 | 0 | 0 | 0 | 0 | 0 | 0 | 0 | 0 | 0 | 0 | 0 | 0 | 0 | 0 | 0 | 0 | 0 | 0 | 0 | 0 | 0 | 0 | 0 | 0 | 0 | 0 | 0 | 0 | 0 | 0 | 0 | 0 | 0 | 0 | 0 | 0 | 0 | 0 | 0 | 0 | 0 | 0 |  | 0 | 0 | 0 | 0 | 0 | 0 | 0 | 0 | 0 | 0 | 0 | 0 | 0 | 0 | 0 | 0 | 0 | 0 | 0 | 0 | 0 | 0 | 0 | 0 | 0 | 0 | 0 | 0 | 0 | 0 | 0 | 0 | 0 | 0 | 0 | 0 | 0 | 0 | 0 | 0 | 0 | 0 | 0 | 0 | 0 | 0 | 0 | 0 | 0 | 0 | 0 | 0
PG&E NGBA | Cloverdale | 115 | 0 | 0 | 0 | 0 | 0 | 0 | 0 | 0 | 0 | 0 | 0 | 0 | 0 | 0 | 0 | 0 | 0 | 0 | 0 | 0 | 0 | 0 | 0 | 0 | 0 | 0 | 0 | 0 | 0 | 0 | 28 | 28 | 0 | 0 | 0 | 0 | 0 | 0 | 0 | 0 | 0 | 0 | 28 | 28 | 0 | 0 | 0 | 0 |  | 0 | 0 | 0 | 0 | 0 | 0 | 0 | 0 | 0 | 0 | 0 | 0 | 0 | 0 | 0 | 0 | 0 | 0 | 0 | 0 | 0 | 0 | 0 | 0 | 0 | 0 | 0 | 0 | 0 | 0 | 0 | 0 | 0 | 0 | 0 | 0 | 0 | 0 | 0 | 0 | 0 | 0 | 0 | 0 | 0 | 0 | 0 | 0 | 0 | 0 | 0 | 0
PG&E FRESNO | Clovis | 115 | 0 | 0 | 0 | 0 | 0 | 0 | 0 | 0 | 0 | 0 | 0 | 0 | 0 | 0 | 0 | 0 | 0 | 0 | 0 | 0 | 0 | 0 | 0 | 0 | 0 | 0 | 0 | 0 | 0 | 0 | 0 | 0 | 0 | 0 | 0 | 0 | 0 | 0 | 0 | 0 | 0 | 0 | 0 | 0 | 0 | 0 | 0 | 0 |  | 0 | 0 | 0 | 0 | 0 | 0 | 0 | 0 | 0 | 0 | 0 | 0 | 0 | 0 | 0 | 0 | 0 | 0 | 0 | 0 | 0 | 0 | 0 | 0 | 0 | 0 | 0 | 0 | 0 | 0 | 0 | 0 | 0 | 0 | 0 | 0 | 0 | 0 | 0 | 0 | 0 | 0 | 0 | 0 | 0 | 0 | 0 | 0 | 0 | 0 | 0 | 0
PG&E GBA | Coburn | 230 | 0 | 0 | 0 | 0 | 0 | 0 | 0 | 0 | 0 | 0 | 0 | 0 | 0 | 0 | 0 | 0 | 0 | 0 | 0 | 0 | 0 | 0 | 0 | 0 | 124.3 | 0 | 0 | 0 | 0 | 0 | 0 | 0 | 0 | 0 | 0 | 0 | 124.3 | 0 | 0 | 0 | 0 | 0 | 0 | 0 | 0 | 0 | 0 | 0 |  | 0 | 0 | 0 | 0 | 0 | 0 | 0 | 0 | 0 | 0 | 0 | 0 | 124.3 | 0 | 0 | 0 | 0 | 0 | 0 | 0 | 0 | 0 | 0 | 0 | 124.3 | 0 | 0 | 0 | 0 | 0 | 0 | 0 | 0 | 0 | 0 | 0 | 150 | 0 | 150 | 0 | 0 | 0 | 0 | 0 | 150 | 0 | 150 | 0 | 0 | 0 | 0 | 0
PG&E GBA | Coburn | 60 | 0 | 0 | 0 | 0 | 0 | 0 | 0 | 0 | 0 | 0 | 0 | 0 | 0 | 0 | 0 | 0 | 0 | 0 | 0 | 0 | 0 | 0 | 0 | 0 | 0 | 0 | 0 | 0 | 0 | 0 | 0 | 0 | 0 | 0 | 0 | 0 | 0 | 0 | 0 | 0 | 0 | 0 | 0 | 0 | 0 | 0 | 0 | 0 |  | 0 | 0 | 0 | 0 | 0 | 0 | 0 | 0 | 0 | 0 | 0 | 0 | 0 | 0 | 0 | 0 | 0 | 0 | 0 | 0 | 0 | 0 | 0 | 0 | 0 | 0 | 0 | 0 | 0 | 0 | 0 | 0 | 0 | 0 | 0 | 0 | 0 | 0 | 0 | 0 | 0 | 0 | 0 | 0 | 0 | 0 | 0 | 0 | 0 | 0 | 0 | 0
PG&E NGBA | Colgate | 230 | 0 | 0 | 0 | 0 | 0 | 0 | 0 | 0 | 0 | 0 | 0 | 0 | 0 | 0 | 0 | 0 | 0 | 0 | 0 | 0 | 0 | 0 | 0 | 0 | 0 | 0 | 0 | 0 | 0 | 0 | 0 | 0 | 0 | 0 | 0 | 0 | 0 | 0 | 0 | 0 | 0 | 0 | 0 | 0 | 0 | 0 | 0 | 0 |  | 0 | 0 | 0 | 0 | 0 | 0 | 0 | 0 | 0 | 0 | 0 | 0 | 0 | 0 | 0 | 0 | 0 | 0 | 0 | 0 | 0 | 0 | 0 | 0 | 0 | 0 | 0 | 0 | 0 | 0 | 0 | 0 | 0 | 0 | 0 | 0 | 500 | 0 | 500 | 0 | 0 | 0 | 0 | 0 | 500 | 0 | 500 | 0 | 0 | 0 | 0 | 0
PG&E GBA | Collierville | 230 | 0 | 0 | 0 | 0 | 0 | 0 | 0 | 0 | 0 | 0 | 0 | 0 | 0 | 0 | 0 | 0 | 0 | 0 | 0 | 0 | 0 | 0 | 0 | 0 | 0 | 0 | 0 | 0 | 0 | 0 | 0 | 0 | 0 | 0 | 0 | 0 | 0 | 0 | 0 | 0 | 0 | 0 | 0 | 0 | 0 | 0 | 0 | 0 |  | 0 | 0 | 0 | 0 | 0 | 0 | 0 | 0 | 0 | 0 | 0 | 0 | 0 | 0 | 0 | 0 | 0 | 0 | 0 | 0 | 0 | 0 | 0 | 0 | 0 | 0 | 0 | 0 | 0 | 0 | 0 | 0 | 0 | 0 | 0 | 0 | 0 | 0 | 0 | 0 | 0 | 0 | 0 | 0 | 0 | 0 | 0 | 0 | 0 | 0 | 0 | 0
PG&E GBA | Collinsville | 230 | 0 | 0 | 0 | 0 | 0 | 0 | 0 | 0 | 0 | 0 | 0 | 0 | 0 | 0 | 0 | 0 | 0 | 0 | 0 | 0 | 0 | 0 | 0 | 0 | 0 | 0 | 0 | 0 | 0 | 0 | 0 | 0 | 0 | 0 | 0 | 0 | 0 | 0 | 0 | 0 | 0 | 0 | 0 | 0 | 0 | 0 | 0 | 0 |  | 0 | 0 | 0 | 0 | 0 | 0 | 0 | 0 | 0 | 0 | 0 | 0 | 0 | 0 | 0 | 0 | 0 | 0 | 0 | 0 | 0 | 0 | 0 | 0 | 0 | 0 | 0 | 0 | 0 | 0 | 0 | 0 | 0 | 0 | 0 | 0 | 900 | 0 | 900 | 0 | 0 | 0 | 0 | 0 | 400 | 0 | 400 | 0 | 0 | 0 | 0 | 0
PG&E GBA | Collinsville | 500 | 0 | 0 | 0 | 0 | 0 | 0 | 0 | 0 | 0 | 0 | 0 | 0 | 0 | 0 | 0 | 0 | 0 | 0 | 0 | 0 | 0 | 0 | 0 | 0 | 0 | 0 | 0 | 0 | 0 | 0 | 0 | 0 | 0 | 0 | 0 | 0 | 0 | 0 | 0 | 0 | 0 | 0 | 0 | 0 | 0 | 0 | 0 | 0 |  | 0 | 0 | 0 | 0 | 0 | 0 | 0 | 0 | 0 | 0 | 0 | 0 | 0 | 0 | 0 | 0 | 0 | 0 | 0 | 0 | 0 | 0 | 0 | 0 | 0 | 0 | 0 | 0 | 0 | 0 | 0 | 0 | 0 | 0 | 0 | 0 | 500 | 0 | 0 | 0 | 0 | 0 | 0 | 0 | 0 | 0 | 0 | 0 | 0 | 0 | 0 | 0
SCE Eastern | Colorado River | 230 | 1134.762 | 20 | 0 | 0 | 664.97 | 0 | 0 | 0 | 0 | 0 | 0 | 0 | 1134.762 | 20 | 0 | 0 | 664.97 | 0 | 0 | 0 | 0 | 0 | 0 | 0 | 2213.394 | 300 | 0 | 0 | 1383.162 | 0 | 0 | 0 | 0 | 0 | 0 | 0 | 2213.394 | 300 | 0 | 0 | 1383.162 | 0 | 0 | 0 | 0 | 0 | 0 | 0 |  | 734.762 | 20 | 0 | 0 | 264.97 | 0 | 0 | 0 | 0 | 0 | 0 | 0 | 1453.098 | 300 | 0 | 0 | 983.162 | 0 | 0 | 0 | 0 | 0 | 0 | 0 | 1453.098 | 300 | 0 | 0 | 983.162 | 0 | 0 | 0 | 0 | 0 | 0 | 0 | 2350 | 0 | 1500 | 0 | 0 | 0 | 0 | 0 | 2350 | 0 | 1500 | 0 | 0 | 0 | 0 | 0
SCE Eastern | Colorado River | 500 | 0 | 0 | 0 | 0 | 0 | 0 | 0 | 0 | 0 | 0 | 0 | 0 | 0 | 0 | 0 | 0 | 0 | 0 | 0 | 0 | 0 | 0 | 0 | 0 | 0 | 0 | 0 | 0 | 0 | 0 | 0 | 0 | 0 | 0 | 0 | 0 | 0 | 0 | 0 | 0 | 0 | 0 | 0 | 0 | 0 | 0 | 0 | 0 |  | 0 | 0 | 0 | 0 | 0 | 0 | 0 | 0 | 0 | 0 | 0 | 0 | 0 | 0 | 0 | 0 | 0 | 0 | 0 | 0 | 0 | 0 | 0 | 0 | 0 | 0 | 0 | 0 | 0 | 0 | 0 | 0 | 0 | 0 | 0 | 0 | 1500 | 0 | 1500 | 0 | 0 | 0 | 0 | 0 | 1500 | 0 | 1500 | 0 | 0 | 0 | 0 | 0
PG&E KERN | Columbus | 115 | 0 | 0 | 0 | 0 | 0 | 0 | 0 | 0 | 0 | 0 | 0 | 0 | 0 | 0 | 0 | 0 | 0 | 0 | 0 | 0 | 0 | 0 | 0 | 0 | 0 | 0 | 0 | 0 | 0 | 0 | 0 | 0 | 0 | 0 | 0 | 0 | 0 | 0 | 0 | 0 | 0 | 0 | 0 | 0 | 0 | 0 | 0 | 0 |  | 0 | 0 | 0 | 0 | 0 | 0 | 0 | 0 | 0 | 0 | 0 | 0 | 0 | 0 | 0 | 0 | 0 | 0 | 0 | 0 | 0 | 0 | 0 | 0 | 0 | 0 | 0 | 0 | 0 | 0 | 0 | 0 | 0 | 0 | 0 | 0 | 0 | 0 | 0 | 0 | 0 | 0 | 0 | 0 | 0 | 0 | 0 | 0 | 0 | 0 | 0 | 0
PG&E GBA | Contra Costa | 115 | 0 | 0 | 0 | 0 | 0 | 0 | 0 | 0 | 0 | 0 | 0 | 0 | 0 | 0 | 0 | 0 | 0 | 0 | 0 | 0 | 0 | 0 | 0 | 0 | 0 | 0 | 0 | 0 | 0 | 0 | 0 | 0 | 0 | 0 | 0 | 0 | 0 | 0 | 0 | 0 | 0 | 0 | 0 | 0 | 0 | 0 | 0 | 0 |  | 0 | 0 | 0 | 0 | 0 | 0 | 0 | 0 | 0 | 0 | 0 | 0 | 0 | 0 | 0 | 0 | 0 | 0 | 0 | 0 | 0 | 0 | 0 | 0 | 0 | 0 | 0 | 0 | 0 | 0 | 0 | 0 | 0 | 0 | 0 | 0 | 0 | 0 | 0 | 0 | 0 | 0 | 0 | 0 | 0 | 0 | 0 | 0 | 0 | 0 | 0 | 0
PG&E GBA | Contra Costa | 230 | 0 | 0 | 0 | 0 | 0 | 0 | 0 | 0 | 0 | 0 | 0 | 0 | 0 | 0 | 0 | 0 | 0 | 0 | 0 | 0 | 0 | 0 | 0 | 0 | 564.168 | 0 | 0 | 0 | 0 | 0 | 0 | 0 | 0 | 0 | 0 | 0 | 564.168 | 0 | 0 | 0 | 0 | 0 | 0 | 0 | 0 | 0 | 0 | 0 |  | 0 | 0 | 0 | 0 | 0 | 0 | 0 | 0 | 0 | 0 | 0 | 0 | 0 | 0 | 0 | 0 | 0 | 0 | 0 | 0 | 0 | 0 | 0 | 0 | 0 | 0 | 0 | 0 | 0 | 0 | 0 | 0 | 0 | 0 | 0 | 0 | 0 | 0 | 0 | 0 | 0 | 0 | 0 | 0 | 0 | 0 | 0 | 0 | 0 | 0 | 0 | 0
PG&E GBA | Contra Costa PP | 230 | 0 | 0 | 0 | 0 | 0 | 0 | 0 | 0 | 0 | 0 | 0 | 0 | 0 | 0 | 0 | 0 | 0 | 0 | 0 | 0 | 0 | 0 | 0 | 0 | 0 | 0 | 0 | 0 | 0 | 0 | 0 | 0 | 0 | 0 | 0 | 0 | 0 | 0 | 0 | 0 | 0 | 0 | 0 | 0 | 0 | 0 | 0 | 0 |  | 0 | 0 | 0 | 0 | 0 | 0 | 0 | 0 | 0 | 0 | 0 | 0 | 0 | 0 | 0 | 0 | 0 | 0 | 0 | 0 | 0 | 0 | 0 | 0 | 0 | 0 | 0 | 0 | 0 | 0 | 0 | 0 | 0 | 0 | 0 | 0 | 0 | 0 | 0 | 0 | 0 | 0 | 0 | 0 | 0 | 0 | 0 | 0 | 0 | 0 | 0 | 0
SCE NOL | Control | 115 | 0 | 0 | 0 | 0 | 0 | 0 | 0 | 0 | 0 | 0 | 0 | 0 | 0 | 0 | 0 | 0 | 0 | 0 | 0 | 0 | 0 | 0 | 0 | 0 | 0 | 0 | 0 | 0 | 0 | 0 | 0 | 0 | 0 | 0 | 0 | 0 | 0 | 0 | 0 | 0 | 0 | 0 | 0 | 0 | 0 | 0 | 0 | 0 |  | 0 | 0 | 0 | 0 | 0 | 0 | 0 | 0 | 0 | 0 | 0 | 0 | 0 | 0 | 0 | 0 | 0 | 0 | 0 | 0 | 0 | 0 | 0 | 0 | 0 | 0 | 0 | 0 | 0 | 0 | 0 | 0 | 0 | 0 | 0 | 0 | 150 | 0 | 150 | 0 | 0 | 0 | 0 | 0 | 150 | 0 | 150 | 0 | 0 | 0 | 0 | 0
SCE NOL | Control | 55 | 0 | 0 | 0 | 0 | 0 | 0 | 0 | 0 | 0 | 0 | 0 | 0 | 0 | 0 | 0 | 0 | 0 | 0 | 0 | 0 | 0 | 0 | 0 | 0 | 0 | 0 | 0 | 0 | 0 | 0 | 0 | 0 | 0 | 0 | 0 | 0 | 0 | 0 | 0 | 0 | 0 | 0 | 0 | 0 | 0 | 0 | 0 | 0 |  | 0 | 0 | 0 | 0 | 0 | 0 | 0 | 0 | 0 | 0 | 0 | 0 | 0 | 0 | 0 | 0 | 0 | 0 | 0 | 0 | 0 | 0 | 0 | 0 | 0 | 0 | 0 | 0 | 0 | 0 | 0 | 0 | 0 | 0 | 0 | 0 | 0 | 0 | 0 | 0 | 0 | 0 | 0 | 0 | 0 | 0 | 0 | 0 | 0 | 0 | 0 | 0
PG&E GBA | Cooley Landing | 115 | 0 | 0 | 0 | 0 | 0 | 0 | 0 | 0 | 0 | 0 | 0 | 0 | 0 | 0 | 0 | 0 | 0 | 0 | 0 | 0 | 0 | 0 | 0 | 0 | 0 | 0 | 0 | 0 | 0 | 0 | 0 | 0 | 0 | 0 | 0 | 0 | 0 | 0 | 0 | 0 | 0 | 0 | 0 | 0 | 0 | 0 | 0 | 0 |  | 0 | 0 | 0 | 0 | 0 | 0 | 0 | 0 | 0 | 0 | 0 | 0 | 0 | 0 | 0 | 0 | 0 | 0 | 0 | 0 | 0 | 0 | 0 | 0 | 0 | 0 | 0 | 0 | 0 | 0 | 0 | 0 | 0 | 0 | 0 | 0 | 0 | 0 | 0 | 0 | 0 | 0 | 0 | 0 | 0 | 0 | 0 | 0 | 0 | 0 | 0 | 0
PG&E GBA | Cooley Landing | 60 | 0 | 0 | 0 | 0 | 0 | 0 | 0 | 0 | 0 | 0 | 0 | 0 | 0 | 0 | 0 | 0 | 0 | 0 | 0 | 0 | 0 | 0 | 0 | 0 | 100.9 | 65 | 0 | 0 | 0 | 0 | 0 | 0 | 0 | 0 | 0 | 0 | 100.9 | 65 | 0 | 0 | 0 | 0 | 0 | 0 | 0 | 0 | 0 | 0 |  | 0 | 0 | 0 | 0 | 0 | 0 | 0 | 0 | 0 | 0 | 0 | 0 | 0 | 0 | 0 | 0 | 0 | 0 | 0 | 0 | 0 | 0 | 0 | 0 | 0 | 0 | 0 | 0 | 0 | 0 | 0 | 0 | 0 | 0 | 0 | 0 | 0 | 0 | 0 | 0 | 0 | 0 | 0 | 0 | 0 | 0 | 0 | 0 | 0 | 0 | 0 | 0
SCE NOL | Coolwater | 230 | 0 | 0 | 0 | 0 | 0 | 0 | 0 | 0 | 0 | 0 | 0 | 0 | 0 | 0 | 0 | 0 | 0 | 0 | 0 | 0 | 0 | 0 | 0 | 0 | 0 | 0 | 0 | 0 | 0 | 0 | 0 | 0 | 0 | 0 | 0 | 0 | 0 | 0 | 0 | 0 | 0 | 0 | 0 | 0 | 0 | 0 | 0 | 0 |  | 0 | 0 | 0 | 0 | 0 | 0 | 0 | 0 | 0 | 0 | 0 | 0 | 0 | 0 | 0 | 0 | 0 | 0 | 0 | 0 | 0 | 0 | 0 | 0 | 0 | 0 | 0 | 0 | 0 | 0 | 0 | 0 | 0 | 0 | 0 | 0 | 0 | 0 | 0 | 0 | 0 | 0 | 0 | 0 | 0 | 0 | 0 | 0 | 0 | 0 | 0 | 0
SCE NOL | Coolwater | 115 | 5 | 5 | 0 | 0 | 148.96 | 148.96 | 0 | 0 | 0 | 0 | 0 | 0 | 209.16 | 5 | 0 | 0 | 355.55 | 148.96 | 0 | 0 | 212.18 | 0 | 0 | 0 | 209.16 | 5 | 0 | 0 | 355.55 | 148.96 | 0 | 0 | 212.18 | 0 | 0 | 0 | 209.16 | 5 | 0 | 0 | 355.55 | 148.96 | 0 | 0 | 212.18 | 0 | 0 | 0 |  | 209.16 | 5 | 0 | 0 | 355.55 | 148.96 | 0 | 0 | 212.18 | 0 | 0 | 0 | 209.16 | 5 | 0 | 0 | 355.55 | 148.96 | 0 | 0 | 212.18 | 0 | 0 | 0 | 209.16 | 5 | 0 | 0 | 355.55 | 148.96 | 0 | 0 | 212.18 | 0 | 0 | 0 | 200 | 0 | 0 | 0 | 0 | 0 | 0 | 0 | 200 | 0 | 0 | 0 | 0 | 0 | 0 | 0
PG&E KERN | Copus | 70 | 0 | 0 | 0 | 0 | 0 | 0 | 0 | 0 | 0 | 0 | 0 | 0 | 0 | 0 | 0 | 0 | 0 | 0 | 0 | 0 | 0 | 0 | 0 | 0 | 0 | 0 | 0 | 0 | 0 | 0 | 0 | 0 | 0 | 0 | 0 | 0 | 0 | 0 | 0 | 0 | 0 | 0 | 0 | 0 | 0 | 0 | 0 | 0 |  | 0 | 0 | 0 | 0 | 0 | 0 | 0 | 0 | 0 | 0 | 0 | 0 | 0 | 0 | 0 | 0 | 0 | 0 | 0 | 0 | 0 | 0 | 0 | 0 | 0 | 0 | 0 | 0 | 0 | 0 | 0 | 0 | 0 | 0 | 0 | 0 | 0 | 0 | 0 | 0 | 0 | 0 | 0 | 0 | 0 | 0 | 0 | 0 | 0 | 0 | 0 | 0
PG&E FRESNO | Corcoran | 70 | 0 | 0 | 0 | 0 | 0 | 0 | 0 | 0 | 0 | 0 | 0 | 0 | 0 | 0 | 0 | 0 | 0 | 0 | 0 | 0 | 0 | 0 | 0 | 0 | 0 | 0 | 0 | 0 | 0 | 0 | 0 | 0 | 0 | 0 | 0 | 0 | 0 | 0 | 0 | 0 | 0 | 0 | 0 | 0 | 0 | 0 | 0 | 0 |  | 0 | 0 | 0 | 0 | 0 | 0 | 0 | 0 | 0 | 0 | 0 | 0 | 0 | 0 | 0 | 0 | 0 | 0 | 0 | 0 | 0 | 0 | 0 | 0 | 0 | 0 | 0 | 0 | 0 | 0 | 0 | 0 | 0 | 0 | 0 | 0 | 0 | 0 | 0 | 0 | 0 | 0 | 0 | 0 | 0 | 0 | 0 | 0 | 0 | 0 | 0 | 0
PG&E FRESNO | Corcoran | 115 | 0 | 0 | 0 | 0 | 0 | 0 | 0 | 0 | 0 | 0 | 0 | 0 | 0 | 0 | 0 | 0 | 0 | 0 | 0 | 0 | 0 | 0 | 0 | 0 | 0 | 0 | 0 | 0 | 0 | 0 | 0 | 0 | 0 | 0 | 0 | 0 | 0 | 0 | 0 | 0 | 0 | 0 | 0 | 0 | 0 | 0 | 0 | 0 |  | 0 | 0 | 0 | 0 | 0 | 0 | 0 | 0 | 0 | 0 | 0 | 0 | 0 | 0 | 0 | 0 | 0 | 0 | 0 | 0 | 0 | 0 | 0 | 0 | 0 | 0 | 0 | 0 | 0 | 0 | 0 | 0 | 0 | 0 | 0 | 0 | 0 | 0 | 0 | 0 | 0 | 0 | 0 | 0 | 0 | 0 | 0 | 0 | 0 | 0 | 0 | 0
PG&E NGBA | Corona | 115 | 0 | 0 | 0 | 0 | 0 | 0 | 0 | 0 | 0 | 0 | 0 | 0 | 0 | 0 | 0 | 0 | 0 | 0 | 0 | 0 | 0 | 0 | 0 | 0 | 0 | 0 | 0 | 0 | 0 | 0 | 0 | 0 | 0 | 0 | 0 | 0 | 0 | 0 | 0 | 0 | 0 | 0 | 0 | 0 | 0 | 0 | 0 | 0 |  | 0 | 0 | 0 | 0 | 0 | 0 | 0 | 0 | 0 | 0 | 0 | 0 | 0 | 0 | 0 | 0 | 0 | 0 | 0 | 0 | 0 | 0 | 0 | 0 | 0 | 0 | 0 | 0 | 0 | 0 | 0 | 0 | 0 | 0 | 0 | 0 | 0 | 0 | 0 | 0 | 0 | 0 | 0 | 0 | 0 | 0 | 0 | 0 | 0 | 0 | 0 | 0
PG&E NGBA | Cortina | 230 | 0 | 0 | 0 | 0 | 0 | 0 | 0 | 0 | 0 | 0 | 0 | 0 | 0 | 0 | 0 | 0 | 0 | 0 | 0 | 0 | 0 | 0 | 0 | 0 | 0 | 0 | 0 | 0 | 0 | 0 | 0 | 0 | 0 | 0 | 0 | 0 | 0 | 0 | 0 | 0 | 0 | 0 | 0 | 0 | 0 | 0 | 0 | 0 |  | 0 | 0 | 0 | 0 | 0 | 0 | 0 | 0 | 0 | 0 | 0 | 0 | 0 | 0 | 0 | 0 | 0 | 0 | 0 | 0 | 0 | 0 | 0 | 0 | 0 | 0 | 0 | 0 | 0 | 0 | 0 | 0 | 0 | 0 | 0 | 0 | 0 | 0 | 0 | 0 | 0 | 0 | 0 | 0 | 0 | 0 | 0 | 0 | 0 | 0 | 0 | 0
PG&E NGBA | Cortina | 115 | 230 | 161 | 0 | 0 | 83.54 | 0 | 0 | 0 | 0 | 0 | 0 | 0 | 230 | 161 | 0 | 0 | 83.54 | 0 | 0 | 0 | 0 | 0 | 0 | 0 | 230 | 161 | 0 | 0 | 83.54 | 0 | 0 | 0 | 0 | 0 | 0 | 0 | 230 | 161 | 0 | 0 | 83.54 | 0 | 0 | 0 | 0 | 0 | 0 | 0 |  | 230 | 161 | 0 | 0 | 83.54 | 0 | 0 | 0 | 0 | 0 | 0 | 0 | 230 | 161 | 0 | 0 | 83.54 | 0 | 0 | 0 | 0 | 0 | 0 | 0 | 230 | 161 | 0 | 0 | 83.54 | 0 | 0 | 0 | 0 | 0 | 0 | 0 | 500 | 0 | 500 | 0 | 0 | 0 | 0 | 0 | 0 | 0 | 0 | 0 | 0 | 0 | 0 | 0
PG&E GBA | Cottle | 230 | 0 | 0 | 0 | 0 | 0 | 0 | 0 | 0 | 0 | 0 | 0 | 0 | 0 | 0 | 0 | 0 | 0 | 0 | 0 | 0 | 0 | 0 | 0 | 0 | 102.672 | 54 | 0 | 0 | 0 | 0 | 0 | 0 | 0 | 0 | 0 | 0 | 102.672 | 54 | 0 | 0 | 0 | 0 | 0 | 0 | 0 | 0 | 0 | 0 |  | 0 | 0 | 0 | 0 | 0 | 0 | 0 | 0 | 0 | 0 | 0 | 0 | 102.672 | 54 | 0 | 0 | 0 | 0 | 0 | 0 | 0 | 0 | 0 | 0 | 102.672 | 54 | 0 | 0 | 0 | 0 | 0 | 0 | 0 | 0 | 0 | 0 | 0 | 0 | 0 | 0 | 0 | 0 | 0 | 0 | 0 | 0 | 0 | 0 | 0 | 0 | 0 | 0
PG&E NGBA | Cottonwood | 115 | 0 | 0 | 0 | 0 | 0 | 0 | 0 | 0 | 0 | 0 | 0 | 0 | 0 | 0 | 0 | 0 | 0 | 0 | 0 | 0 | 0 | 0 | 0 | 0 | 0 | 0 | 0 | 0 | 0 | 0 | 0 | 0 | 0 | 0 | 0 | 0 | 0 | 0 | 0 | 0 | 0 | 0 | 0 | 0 | 0 | 0 | 0 | 0 |  | 0 | 0 | 0 | 0 | 0 | 0 | 0 | 0 | 0 | 0 | 0 | 0 | 0 | 0 | 0 | 0 | 0 | 0 | 0 | 0 | 0 | 0 | 0 | 0 | 0 | 0 | 0 | 0 | 0 | 0 | 0 | 0 | 0 | 0 | 0 | 0 | 100 | 0 | 0 | 0 | 0 | 0 | 0 | 0 | 100 | 0 | 0 | 0 | 0 | 0 | 0 | 0
PG&E NGBA | Cottonwood | 230 | 0 | 0 | 0 | 0 | 0 | 0 | 0 | 0 | 0 | 0 | 0 | 0 | 0 | 0 | 0 | 0 | 0 | 0 | 0 | 0 | 0 | 0 | 0 | 0 | 0 | 0 | 0 | 0 | 0 | 0 | 0 | 0 | 0 | 0 | 0 | 0 | 0 | 0 | 0 | 0 | 0 | 0 | 0 | 0 | 0 | 0 | 0 | 0 |  | 0 | 0 | 0 | 0 | 0 | 0 | 0 | 0 | 0 | 0 | 0 | 0 | 0 | 0 | 0 | 0 | 0 | 0 | 0 | 0 | 0 | 0 | 0 | 0 | 0 | 0 | 0 | 0 | 0 | 0 | 0 | 0 | 0 | 0 | 0 | 0 | 200 | 0 | 0 | 0 | 0 | 0 | 0 | 0 | 200 | 0 | 0 | 0 | 0 | 0 | 0 | 0
PG&E NGBA | Cottonwood | 60 | 0 | 0 | 0 | 0 | 0 | 0 | 0 | 0 | 0 | 0 | 0 | 0 | 0 | 0 | 0 | 0 | 0 | 0 | 0 | 0 | 0 | 0 | 0 | 0 | 0 | 0 | 0 | 0 | 0 | 0 | 0 | 0 | 0 | 0 | 0 | 0 | 0 | 0 | 0 | 0 | 0 | 0 | 0 | 0 | 0 | 0 | 0 | 0 |  | 0 | 0 | 0 | 0 | 0 | 0 | 0 | 0 | 0 | 0 | 0 | 0 | 0 | 0 | 0 | 0 | 0 | 0 | 0 | 0 | 0 | 0 | 0 | 0 | 0 | 0 | 0 | 0 | 0 | 0 | 0 | 0 | 0 | 0 | 0 | 0 | 0 | 0 | 0 | 0 | 0 | 0 | 0 | 0 | 0 | 0 | 0 | 0 | 0 | 0 | 0 | 0
PG&E NGBA | Cove Road | 230 | 0 | 0 | 0 | 0 | 0 | 0 | 0 | 0 | 0 | 0 | 0 | 0 | 0 | 0 | 0 | 0 | 0 | 0 | 0 | 0 | 0 | 0 | 0 | 0 | 0 | 0 | 0 | 0 | 0 | 0 | 0 | 0 | 0 | 0 | 0 | 0 | 0 | 0 | 0 | 0 | 0 | 0 | 0 | 0 | 0 | 0 | 0 | 0 |  | 0 | 0 | 0 | 0 | 0 | 0 | 0 | 0 | 0 | 0 | 0 | 0 | 0 | 0 | 0 | 0 | 0 | 0 | 0 | 0 | 0 | 0 | 0 | 0 | 0 | 0 | 0 | 0 | 0 | 0 | 0 | 0 | 0 | 0 | 0 | 0 | 0 | 0 | 0 | 0 | 0 | 0 | 0 | 0 | 0 | 0 | 0 | 0 | 0 | 0 | 0 | 0
PG&E GBA | Coyote | 230 | 0 | 0 | 0 | 0 | 0 | 0 | 0 | 0 | 0 | 0 | 0 | 0 | 0 | 0 | 0 | 0 | 0 | 0 | 0 | 0 | 0 | 0 | 0 | 0 | 0 | 0 | 0 | 0 | 0 | 0 | 0 | 0 | 0 | 0 | 0 | 0 | 0 | 0 | 0 | 0 | 0 | 0 | 0 | 0 | 0 | 0 | 0 | 0 |  | 0 | 0 | 0 | 0 | 0 | 0 | 0 | 0 | 0 | 0 | 0 | 0 | 0 | 0 | 0 | 0 | 0 | 0 | 0 | 0 | 0 | 0 | 0 | 0 | 0 | 0 | 0 | 0 | 0 | 0 | 0 | 0 | 0 | 0 | 0 | 0 | 0 | 0 | 0 | 0 | 0 | 0 | 0 | 0 | 0 | 0 | 0 | 0 | 0 | 0 | 0 | 0
PG&E GBA | Crazy Horse Canyon | 115 | 0 | 0 | 0 | 0 | 0 | 0 | 0 | 0 | 0 | 0 | 0 | 0 | 0 | 0 | 0 | 0 | 0 | 0 | 0 | 0 | 0 | 0 | 0 | 0 | 0 | 0 | 0 | 0 | 0 | 0 | 0 | 0 | 0 | 0 | 0 | 0 | 0 | 0 | 0 | 0 | 0 | 0 | 0 | 0 | 0 | 0 | 0 | 0 |  | 0 | 0 | 0 | 0 | 0 | 0 | 0 | 0 | 0 | 0 | 0 | 0 | 0 | 0 | 0 | 0 | 0 | 0 | 0 | 0 | 0 | 0 | 0 | 0 | 0 | 0 | 0 | 0 | 0 | 0 | 0 | 0 | 0 | 0 | 0 | 0 | 150 | 0 | 0 | 0 | 0 | 0 | 0 | 0 | 150 | 0 | 0 | 0 | 0 | 0 | 0 | 0
SDGE | Creelman | 69 | 0 | 0 | 0 | 0 | 0 | 0 | 0 | 0 | 0 | 0 | 0 | 0 | 0 | 0 | 0 | 0 | 0 | 0 | 0 | 0 | 0 | 0 | 0 | 0 | 52 | 0 | 0 | 0 | 0 | 0 | 0 | 0 | 0 | 0 | 0 | 0 | 52 | 0 | 0 | 0 | 0 | 0 | 0 | 0 | 0 | 0 | 0 | 0 |  | 0 | 0 | 0 | 0 | 0 | 0 | 0 | 0 | 0 | 0 | 0 | 0 | 0 | 0 | 0 | 0 | 0 | 0 | 0 | 0 | 0 | 0 | 0 | 0 | 0 | 0 | 0 | 0 | 0 | 0 | 0 | 0 | 0 | 0 | 0 | 0 | 0 | 0 | 0 | 0 | 0 | 0 | 0 | 0 | 0 | 0 | 0 | 0 | 0 | 0 | 0 | 0
PG&E FRESNO | Crescent | 70 | 1.1746 | 0 | 0 | 0 | 1.1746 | 0 | 0 | 0 | 0 | 0 | 0 | 0 | 0 | 0 | 0 | 0 | 0 | 0 | 0 | 0 | 0 | 0 | 0 | 0 | 37.1256 | 35 | 0 | 0 | 37.1536 | 0 | 0 | 0 | 0 | 0 | 0 | 0 | 37.1256 | 35 | 0 | 0 | 37.1536 | 0 | 0 | 0 | 0 | 0 | 0 | 0 |  | 0 | 0 | 0 | 0 | 0 | 0 | 0 | 0 | 0 | 0 | 0 | 0 | 37.1256 | 35 | 0 | 0 | 37.1536 | 0 | 0 | 0 | 0 | 0 | 0 | 0 | 37.1256 | 35 | 0 | 0 | 37.1536 | 0 | 0 | 0 | 0 | 0 | 0 | 0 | 30 | 0 | 30 | 0 | 0 | 0 | 0 | 0 | 30 | 0 | 30 | 0 | 0 | 0 | 0 | 0
PG&E FRESNO | Cressey | 115 | 0 | 0 | 0 | 0 | 0 | 0 | 0 | 0 | 0 | 0 | 0 | 0 | 0 | 0 | 0 | 0 | 0 | 0 | 0 | 0 | 0 | 0 | 0 | 0 | 0 | 0 | 0 | 0 | 0 | 0 | 0 | 0 | 0 | 0 | 0 | 0 | 0 | 0 | 0 | 0 | 0 | 0 | 0 | 0 | 0 | 0 | 0 | 0 |  | 0 | 0 | 0 | 0 | 0 | 0 | 0 | 0 | 0 | 0 | 0 | 0 | 0 | 0 | 0 | 0 | 0 | 0 | 0 | 0 | 0 | 0 | 0 | 0 | 0 | 0 | 0 | 0 | 0 | 0 | 0 | 0 | 0 | 0 | 0 | 0 | 0 | 0 | 0 | 0 | 0 | 0 | 0 | 0 | 0 | 0 | 0 | 0 | 0 | 0 | 0 | 0
PG&E NGBA | Cresta | 230 | 0 | 0 | 0 | 0 | 0 | 0 | 0 | 0 | 0 | 0 | 0 | 0 | 0 | 0 | 0 | 0 | 0 | 0 | 0 | 0 | 0 | 0 | 0 | 0 | 0 | 0 | 0 | 0 | 0 | 0 | 0 | 0 | 0 | 0 | 0 | 0 | 0 | 0 | 0 | 0 | 0 | 0 | 0 | 0 | 0 | 0 | 0 | 0 |  | 0 | 0 | 0 | 0 | 0 | 0 | 0 | 0 | 0 | 0 | 0 | 0 | 0 | 0 | 0 | 0 | 0 | 0 | 0 | 0 | 0 | 0 | 0 | 0 | 0 | 0 | 0 | 0 | 0 | 0 | 0 | 0 | 0 | 0 | 0 | 0 | 0 | 0 | 0 | 0 | 0 | 0 | 0 | 0 | 0 | 0 | 0 | 0 | 0 | 0 | 0 | 0
SDGE | Crestwood | 69 | 0 | 0 | 0 | 0 | 0 | 0 | 0 | 0 | 0 | 0 | 0 | 0 | 0 | 0 | 0 | 0 | 0 | 0 | 0 | 0 | 0 | 0 | 0 | 0 | 0 | 0 | 0 | 0 | 0 | 0 | 0 | 0 | 0 | 0 | 0 | 0 | 0 | 0 | 0 | 0 | 0 | 0 | 0 | 0 | 0 | 0 | 0 | 0 |  | 0 | 0 | 0 | 0 | 0 | 0 | 0 | 0 | 0 | 0 | 0 | 0 | 0 | 0 | 0 | 0 | 0 | 0 | 0 | 0 | 0 | 0 | 0 | 0 | 0 | 0 | 0 | 0 | 0 | 0 | 0 | 0 | 0 | 0 | 0 | 0 | 100 | 0 | 100 | 0 | 0 | 0 | 0 | 0 | 100 | 0 | 100 | 0 | 0 | 0 | 0 | 0
PG&E GBA | Crow Creek | 60 | 0 | 0 | 0 | 0 | 0 | 0 | 0 | 0 | 0 | 0 | 0 | 0 | 0 | 0 | 0 | 0 | 0 | 0 | 0 | 0 | 0 | 0 | 0 | 0 | 0 | 0 | 0 | 0 | 0 | 0 | 0 | 0 | 0 | 0 | 0 | 0 | 0 | 0 | 0 | 0 | 0 | 0 | 0 | 0 | 0 | 0 | 0 | 0 |  | 0 | 0 | 0 | 0 | 0 | 0 | 0 | 0 | 0 | 0 | 0 | 0 | 0 | 0 | 0 | 0 | 0 | 0 | 0 | 0 | 0 | 0 | 0 | 0 | 0 | 0 | 0 | 0 | 0 | 0 | 0 | 0 | 0 | 0 | 0 | 0 | 0 | 0 | 0 | 0 | 0 | 0 | 0 | 0 | 0 | 0 | 0 | 0 | 0 | 0 | 0 | 0
PG&E GBA | Crows Landing | 60 | 0 | 0 | 0 | 0 | 0 | 0 | 0 | 0 | 0 | 0 | 0 | 0 | 0 | 0 | 0 | 0 | 0 | 0 | 0 | 0 | 0 | 0 | 0 | 0 | 0 | 0 | 0 | 0 | 0 | 0 | 0 | 0 | 0 | 0 | 0 | 0 | 0 | 0 | 0 | 0 | 0 | 0 | 0 | 0 | 0 | 0 | 0 | 0 |  | 0 | 0 | 0 | 0 | 0 | 0 | 0 | 0 | 0 | 0 | 0 | 0 | 0 | 0 | 0 | 0 | 0 | 0 | 0 | 0 | 0 | 0 | 0 | 0 | 0 | 0 | 0 | 0 | 0 | 0 | 0 | 0 | 0 | 0 | 0 | 0 | 0 | 0 | 0 | 0 | 0 | 0 | 0 | 0 | 0 | 0 | 0 | 0 | 0 | 0 | 0 | 0
PG&E GBA | Curtis | 115 | 0 | 0 | 0 | 0 | 0 | 0 | 0 | 0 | 0 | 0 | 0 | 0 | 0 | 0 | 0 | 0 | 0 | 0 | 0 | 0 | 0 | 0 | 0 | 0 | 0 | 0 | 0 | 0 | 0 | 0 | 0 | 0 | 0 | 0 | 0 | 0 | 0 | 0 | 0 | 0 | 0 | 0 | 0 | 0 | 0 | 0 | 0 | 0 |  | 0 | 0 | 0 | 0 | 0 | 0 | 0 | 0 | 0 | 0 | 0 | 0 | 0 | 0 | 0 | 0 | 0 | 0 | 0 | 0 | 0 | 0 | 0 | 0 | 0 | 0 | 0 | 0 | 0 | 0 | 0 | 0 | 0 | 0 | 0 | 0 | 0 | 0 | 0 | 0 | 0 | 0 | 0 | 0 | 0 | 0 | 0 | 0 | 0 | 0 | 0 | 0
PG&E FRESNO | Dairyland | 115 | 0 | 0 | 0 | 0 | 0 | 0 | 0 | 0 | 0 | 0 | 0 | 0 | 0 | 0 | 0 | 0 | 0 | 0 | 0 | 0 | 0 | 0 | 0 | 0 | 0 | 0 | 0 | 0 | 0 | 0 | 0 | 0 | 0 | 0 | 0 | 0 | 0 | 0 | 0 | 0 | 0 | 0 | 0 | 0 | 0 | 0 | 0 | 0 |  | 0 | 0 | 0 | 0 | 0 | 0 | 0 | 0 | 0 | 0 | 0 | 0 | 0 | 0 | 0 | 0 | 0 | 0 | 0 | 0 | 0 | 0 | 0 | 0 | 0 | 0 | 0 | 0 | 0 | 0 | 0 | 0 | 0 | 0 | 0 | 0 | 0 | 0 | 0 | 0 | 0 | 0 | 0 | 0 | 0 | 0 | 0 | 0 | 0 | 0 | 0 | 0
PG&E NGBA | Davis | 115 | 96.9117 | 0 | 0 | 0 | 84.9957 | 0 | 0 | 0 | 0 | 0 | 0 | 0 | 12.1 | 0 | 0 | 0 | 0 | 0 | 0 | 0 | 0 | 0 | 0 | 0 | 96.9117 | 0 | 0 | 0 | 84.9957 | 0 | 0 | 0 | 0 | 0 | 0 | 0 | 96.9117 | 0 | 0 | 0 | 84.9957 | 0 | 0 | 0 | 0 | 0 | 0 | 0 |  | 12.1 | 0 | 0 | 0 | 0 | 0 | 0 | 0 | 0 | 0 | 0 | 0 | 96.9117 | 0 | 0 | 0 | 84.9957 | 0 | 0 | 0 | 0 | 0 | 0 | 0 | 96.9117 | 0 | 0 | 0 | 84.9957 | 0 | 0 | 0 | 0 | 0 | 0 | 0 | 0 | 0 | 0 | 0 | 0 | 0 | 0 | 0 | 0 | 0 | 0 | 0 | 0 | 0 | 0 | 0
SCE Metro | Del Amo | 500 | 0 | 0 | 0 | 0 | 0 | 0 | 0 | 0 | 0 | 0 | 0 | 0 | 0 | 0 | 0 | 0 | 0 | 0 | 0 | 0 | 0 | 0 | 0 | 0 | 0 | 0 | 0 | 0 | 0 | 0 | 0 | 0 | 0 | 0 | 0 | 0 | 0 | 0 | 0 | 0 | 0 | 0 | 0 | 0 | 0 | 0 | 0 | 0 |  | 0 | 0 | 0 | 0 | 0 | 0 | 0 | 0 | 0 | 0 | 0 | 0 | 0 | 0 | 0 | 0 | 0 | 0 | 0 | 0 | 0 | 0 | 0 | 0 | 0 | 0 | 0 | 0 | 0 | 0 | 0 | 0 | 0 | 0 | 0 | 0 | 0 | 0 | 0 | 0 | 0 | 0 | 0 | 0 | 0 | 0 | 0 | 0 | 0 | 0 | 0 | 0
SCE Metro | Del Amo | 230 | 0 | 0 | 0 | 0 | 0 | 0 | 0 | 0 | 0 | 0 | 0 | 0 | 0 | 0 | 0 | 0 | 0 | 0 | 0 | 0 | 0 | 0 | 0 | 0 | 0 | 0 | 0 | 0 | 0 | 0 | 0 | 0 | 0 | 0 | 0 | 0 | 0 | 0 | 0 | 0 | 0 | 0 | 0 | 0 | 0 | 0 | 0 | 0 |  | 0 | 0 | 0 | 0 | 0 | 0 | 0 | 0 | 0 | 0 | 0 | 0 | 0 | 0 | 0 | 0 | 0 | 0 | 0 | 0 | 0 | 0 | 0 | 0 | 0 | 0 | 0 | 0 | 0 | 0 | 0 | 0 | 0 | 0 | 0 | 0 | 300 | 0 | 0 | 0 | 0 | 0 | 0 | 0 | 300 | 0 | 0 | 0 | 0 | 0 | 0 | 0
SCE Eastern | Delaney | 500 | 0 | 0 | 0 | 0 | 0 | 0 | 0 | 0 | 0 | 0 | 0 | 0 | 0 | 0 | 0 | 0 | 0 | 0 | 0 | 0 | 0 | 0 | 0 | 0 | 880.666 | 450 | 0 | 0 | 888.886 | 0 | 0 | 0 | 0 | 0 | 0 | 0 | 880.666 | 450 | 0 | 0 | 888.886 | 0 | 0 | 0 | 0 | 0 | 0 | 0 |  | 0 | 0 | 0 | 0 | 0 | 0 | 0 | 0 | 0 | 0 | 0 | 0 | 880.666 | 450 | 0 | 0 | 888.886 | 0 | 0 | 0 | 0 | 0 | 0 | 0 | 880.666 | 450 | 0 | 0 | 888.886 | 0 | 0 | 0 | 0 | 0 | 0 | 0 | 1900 | 0 | 1900 | 0 | 0 | 0 | 0 | 0 | 1900 | 0 | 1900 | 0 | 0 | 0 | 0 | 0
PG&E NGBA | Delevan | 230 | 510 | 48 | 0 | 0 | 513.5 | 0 | 0 | 0 | 0 | 0 | 0 | 0 | 510 | 48 | 0 | 0 | 513.5 | 0 | 0 | 0 | 0 | 0 | 0 | 0 | 669.418 | 48 | 0 | 0 | 673.8789 | 0 | 0 | 0 | 0 | 0 | 0 | 0 | 669.418 | 48 | 0 | 0 | 673.8789 | 0 | 0 | 0 | 0 | 0 | 0 | 0 |  | 510 | 48 | 0 | 0 | 513.5 | 0 | 0 | 0 | 0 | 0 | 0 | 0 | 510 | 48 | 0 | 0 | 513.5 | 0 | 0 | 0 | 0 | 0 | 0 | 0 | 510 | 48 | 0 | 0 | 513.5 | 0 | 0 | 0 | 0 | 0 | 0 | 0 | 650 | 67.4 | 650 | 0 | 0 | 0 | 0 | 0 | 650 | 0 | 650 | 0 | 0 | 0 | 0 | 0
PG&E GBA | Delta PP | 230 | 102.25 | 0 | 0 | 0 | 0 | 0 | 0 | 0 | 0 | 0 | 0 | 0 | 102.25 | 0 | 0 | 0 | 0 | 0 | 0 | 0 | 0 | 0 | 0 | 0 | 606.25 | 500 | 0 | 0 | 0 | 0 | 0 | 0 | 0 | 0 | 0 | 0 | 606.25 | 500 | 0 | 0 | 0 | 0 | 0 | 0 | 0 | 0 | 0 | 0 |  | 102.25 | 0 | 0 | 0 | 0 | 0 | 0 | 0 | 0 | 0 | 0 | 0 | 102.25 | 0 | 0 | 0 | 0 | 0 | 0 | 0 | 0 | 0 | 0 | 0 | 102.25 | 0 | 0 | 0 | 0 | 0 | 0 | 0 | 0 | 0 | 0 | 0 | 200 | 0 | 0 | 0 | 0 | 0 | 0 | 0 | 200 | 0 | 0 | 0 | 0 | 0 | 0 | 0
EOP | Desert View | 230 | 0 | 0 | 0 | 0 | 0 | 0 | 0 | 0 | 0 | 0 | 0 | 0 | 0 | 0 | 0 | 0 | 0 | 0 | 0 | 0 | 0 | 0 | 0 | 0 | 350 | 350 | 0 | 0 | 350 | 0 | 0 | 0 | 0 | 0 | 0 | 0 | 350 | 350 | 0 | 0 | 350 | 0 | 0 | 0 | 0 | 0 | 0 | 0 |  | 0 | 0 | 0 | 0 | 0 | 0 | 0 | 0 | 0 | 0 | 0 | 0 | 350 | 350 | 0 | 0 | 350 | 0 | 0 | 0 | 0 | 0 | 0 | 0 | 350 | 350 | 0 | 0 | 350 | 0 | 0 | 0 | 0 | 0 | 0 | 0 | 850 | 0 | 500 | 0 | 0 | 0 | 0 | 0 | 850 | 0 | 500 | 0 | 0 | 0 | 0 | 0
SCE Eastern | Devers | 230 | 90 | 45.66 | 0 | 0 | 0 | 0 | 0 | 0 | 60 | 0 | 0 | 0 | 90 | 45.66 | 0 | 0 | 0 | 0 | 0 | 0 | 60 | 0 | 0 | 0 | 965.92 | 145.66 | 0 | 0 | 282.76 | 0 | 0 | 0 | 60 | 0 | 0 | 0 | 965.92 | 145.66 | 0 | 0 | 282.76 | 0 | 0 | 0 | 60 | 0 | 0 | 0 |  | 90 | 45.66 | 0 | 0 | 0 | 0 | 0 | 0 | 60 | 0 | 0 | 0 | 294.16 | 45.66 | 0 | 0 | 282.76 | 0 | 0 | 0 | 60 | 0 | 0 | 0 | 294.16 | 45.66 | 0 | 0 | 282.76 | 0 | 0 | 0 | 60 | 0 | 0 | 0 | 1299.989 | 0 | 0 | 0 | 0 | 0 | 0 | 0 | 1299.989 | 0 | 0 | 0 | 0 | 0 | 0 | 0
SCE Eastern | Devers | 500 | 0 | 0 | 0 | 0 | 0 | 0 | 0 | 0 | 0 | 0 | 0 | 0 | 0 | 0 | 0 | 0 | 0 | 0 | 0 | 0 | 0 | 0 | 0 | 0 | 0 | 0 | 0 | 0 | 0 | 0 | 0 | 0 | 0 | 0 | 0 | 0 | 0 | 0 | 0 | 0 | 0 | 0 | 0 | 0 | 0 | 0 | 0 | 0 |  | 0 | 0 | 0 | 0 | 0 | 0 | 0 | 0 | 0 | 0 | 0 | 0 | 0 | 0 | 0 | 0 | 0 | 0 | 0 | 0 | 0 | 0 | 0 | 0 | 0 | 0 | 0 | 0 | 0 | 0 | 0 | 0 | 0 | 0 | 0 | 0 | 1300 | 0 | 400 | 0 | 0 | 400 | 0 | 0 | 900 | 0 | 0 | 0 | 0 | 0 | 0 | 0
PG&E KERN | Diablo Canyon | 230 | 0 | 0 | 0 | 0 | 0 | 0 | 0 | 0 | 0 | 0 | 0 | 0 | 0 | 0 | 0 | 0 | 0 | 0 | 0 | 0 | 0 | 0 | 0 | 0 | 0 | 0 | 0 | 0 | 0 | 0 | 0 | 0 | 0 | 0 | 0 | 0 | 0 | 0 | 0 | 0 | 0 | 0 | 0 | 0 | 0 | 0 | 0 | 0 |  | 0 | 0 | 0 | 0 | 0 | 0 | 0 | 0 | 0 | 0 | 0 | 0 | 0 | 0 | 0 | 0 | 0 | 0 | 0 | 0 | 0 | 0 | 0 | 0 | 0 | 0 | 0 | 0 | 0 | 0 | 0 | 0 | 0 | 0 | 0 | 0 | 0 | 0 | 0 | 0 | 0 | 0 | 0 | 0 | 0 | 0 | 0 | 0 | 0 | 0 | 0 | 0
PG&E KERN | Diablo Canyon | 500 | 0 | 0 | 0 | 0 | 0 | 0 | 0 | 0 | 0 | 0 | 1028.94 | 1000 | 0 | 0 | 0 | 0 | 0 | 0 | 0 | 0 | 0 | 0 | 1028.94 | 1000 | 756.054 | 0 | 0 | 0 | 0 | 0 | 0 | 0 | 0 | 0 | 2547.412 | 2500 | 756.054 | 0 | 0 | 0 | 0 | 0 | 0 | 0 | 0 | 0 | 2547.412 | 2500 |  | 0 | 0 | 0 | 0 | 0 | 0 | 0 | 0 | 0 | 0 | 1028.94 | 1000 | 0 | 0 | 0 | 0 | 0 | 0 | 0 | 0 | 0 | 0 | 1028.94 | 1000 | 0 | 0 | 0 | 0 | 0 | 0 | 0 | 0 | 0 | 0 | 1028.94 | 1000 | 0 | 0 | 0 | 0 | 0 | 0 | 500 | 0 | 0 | 0 | 0 | 0 | 0 | 0 | 0 | 0
PG&E KERN | Divide | 115 | 0 | 0 | 0 | 0 | 0 | 0 | 0 | 0 | 0 | 0 | 0 | 0 | 0 | 0 | 0 | 0 | 0 | 0 | 0 | 0 | 0 | 0 | 0 | 0 | 0 | 0 | 0 | 0 | 0 | 0 | 0 | 0 | 0 | 0 | 0 | 0 | 0 | 0 | 0 | 0 | 0 | 0 | 0 | 0 | 0 | 0 | 0 | 0 |  | 0 | 0 | 0 | 0 | 0 | 0 | 0 | 0 | 0 | 0 | 0 | 0 | 0 | 0 | 0 | 0 | 0 | 0 | 0 | 0 | 0 | 0 | 0 | 0 | 0 | 0 | 0 | 0 | 0 | 0 | 0 | 0 | 0 | 0 | 0 | 0 | 0 | 0 | 0 | 0 | 0 | 0 | 0 | 0 | 0 | 0 | 0 | 0 | 0 | 0 | 0 | 0
PG&E GBA | Dixon Landing | 115 | 0 | 0 | 0 | 0 | 0 | 0 | 0 | 0 | 0 | 0 | 0 | 0 | 0 | 0 | 0 | 0 | 0 | 0 | 0 | 0 | 0 | 0 | 0 | 0 | 0 | 0 | 0 | 0 | 0 | 0 | 0 | 0 | 0 | 0 | 0 | 0 | 0 | 0 | 0 | 0 | 0 | 0 | 0 | 0 | 0 | 0 | 0 | 0 |  | 0 | 0 | 0 | 0 | 0 | 0 | 0 | 0 | 0 | 0 | 0 | 0 | 0 | 0 | 0 | 0 | 0 | 0 | 0 | 0 | 0 | 0 | 0 | 0 | 0 | 0 | 0 | 0 | 0 | 0 | 0 | 0 | 0 | 0 | 0 | 0 | 0 | 0 | 0 | 0 | 0 | 0 | 0 | 0 | 0 | 0 | 0 | 0 | 0 | 0 | 0 | 0
PG&E FRESNO | Dos Amigos | 230 | 0 | 0 | 0 | 0 | 0 | 0 | 0 | 0 | 0 | 0 | 0 | 0 | 0 | 0 | 0 | 0 | 0 | 0 | 0 | 0 | 0 | 0 | 0 | 0 | 0 | 0 | 0 | 0 | 0 | 0 | 0 | 0 | 0 | 0 | 0 | 0 | 0 | 0 | 0 | 0 | 0 | 0 | 0 | 0 | 0 | 0 | 0 | 0 |  | 0 | 0 | 0 | 0 | 0 | 0 | 0 | 0 | 0 | 0 | 0 | 0 | 0 | 0 | 0 | 0 | 0 | 0 | 0 | 0 | 0 | 0 | 0 | 0 | 0 | 0 | 0 | 0 | 0 | 0 | 0 | 0 | 0 | 0 | 0 | 0 | 350 | 0 | 0 | 0 | 0 | 0 | 0 | 0 | 150 | 0 | 0 | 0 | 0 | 0 | 0 | 0
PG&E NGBA | Drum | 115 | 0 | 0 | 0 | 0 | 0 | 0 | 0 | 0 | 0 | 0 | 0 | 0 | 0 | 0 | 0 | 0 | 0 | 0 | 0 | 0 | 0 | 0 | 0 | 0 | 0 | 0 | 0 | 0 | 0 | 0 | 0 | 0 | 0 | 0 | 0 | 0 | 0 | 0 | 0 | 0 | 0 | 0 | 0 | 0 | 0 | 0 | 0 | 0 |  | 0 | 0 | 0 | 0 | 0 | 0 | 0 | 0 | 0 | 0 | 0 | 0 | 0 | 0 | 0 | 0 | 0 | 0 | 0 | 0 | 0 | 0 | 0 | 0 | 0 | 0 | 0 | 0 | 0 | 0 | 0 | 0 | 0 | 0 | 0 | 0 | 0 | 0 | 0 | 0 | 0 | 0 | 0 | 0 | 0 | 0 | 0 | 0 | 0 | 0 | 0 | 0
PG&E GBA | Dumbarton | 115 | 0 | 0 | 0 | 0 | 0 | 0 | 0 | 0 | 0 | 0 | 0 | 0 | 0 | 0 | 0 | 0 | 0 | 0 | 0 | 0 | 0 | 0 | 0 | 0 | 0 | 0 | 0 | 0 | 0 | 0 | 0 | 0 | 0 | 0 | 0 | 0 | 0 | 0 | 0 | 0 | 0 | 0 | 0 | 0 | 0 | 0 | 0 | 0 |  | 0 | 0 | 0 | 0 | 0 | 0 | 0 | 0 | 0 | 0 | 0 | 0 | 0 | 0 | 0 | 0 | 0 | 0 | 0 | 0 | 0 | 0 | 0 | 0 | 0 | 0 | 0 | 0 | 0 | 0 | 0 | 0 | 0 | 0 | 0 | 0 | 0 | 0 | 0 | 0 | 0 | 0 | 0 | 0 | 0 | 0 | 0 | 0 | 0 | 0 | 0 | 0
SCE NOL | Dunn Siding | 115 | 0 | 0 | 0 | 0 | 0 | 0 | 0 | 0 | 0 | 0 | 0 | 0 | 0 | 0 | 0 | 0 | 0 | 0 | 0 | 0 | 0 | 0 | 0 | 0 | 0 | 0 | 0 | 0 | 0 | 0 | 0 | 0 | 0 | 0 | 0 | 0 | 0 | 0 | 0 | 0 | 0 | 0 | 0 | 0 | 0 | 0 | 0 | 0 |  | 0 | 0 | 0 | 0 | 0 | 0 | 0 | 0 | 0 | 0 | 0 | 0 | 0 | 0 | 0 | 0 | 0 | 0 | 0 | 0 | 0 | 0 | 0 | 0 | 0 | 0 | 0 | 0 | 0 | 0 | 0 | 0 | 0 | 0 | 0 | 0 | 0 | 0 | 0 | 0 | 0 | 0 | 0 | 0 | 0 | 0 | 0 | 0 | 0 | 0 | 0 | 0
SCE Eastern | Eagle Mountain | 230 | 0 | 0 | 0 | 0 | 0 | 0 | 0 | 0 | 0 | 0 | 0 | 0 | 0 | 0 | 0 | 0 | 0 | 0 | 0 | 0 | 0 | 0 | 0 | 0 | 0 | 0 | 0 | 0 | 0 | 0 | 0 | 0 | 0 | 0 | 0 | 0 | 0 | 0 | 0 | 0 | 0 | 0 | 0 | 0 | 0 | 0 | 0 | 0 |  | 0 | 0 | 0 | 0 | 0 | 0 | 0 | 0 | 0 | 0 | 0 | 0 | 0 | 0 | 0 | 0 | 0 | 0 | 0 | 0 | 0 | 0 | 0 | 0 | 0 | 0 | 0 | 0 | 0 | 0 | 0 | 0 | 0 | 0 | 0 | 0 | 0 | 0 | 0 | 0 | 0 | 0 | 0 | 0 | 0 | 0 | 0 | 0 | 0 | 0 | 0 | 0
PG&E NGBA | Eagle Rock (PGE) | 60 | 0 | 0 | 0 | 0 | 0 | 0 | 0 | 0 | 0 | 0 | 0 | 0 | 0 | 0 | 0 | 0 | 0 | 0 | 0 | 0 | 0 | 0 | 0 | 0 | 0 | 0 | 0 | 0 | 0 | 0 | 0 | 0 | 0 | 0 | 0 | 0 | 0 | 0 | 0 | 0 | 0 | 0 | 0 | 0 | 0 | 0 | 0 | 0 |  | 0 | 0 | 0 | 0 | 0 | 0 | 0 | 0 | 0 | 0 | 0 | 0 | 0 | 0 | 0 | 0 | 0 | 0 | 0 | 0 | 0 | 0 | 0 | 0 | 0 | 0 | 0 | 0 | 0 | 0 | 0 | 0 | 0 | 0 | 0 | 0 | 0 | 0 | 0 | 0 | 0 | 0 | 0 | 0 | 0 | 0 | 0 | 0 | 0 | 0 | 0 | 0
PG&E NGBA | Eagle Rock (PGE) | 115 | 0 | 0 | 0 | 0 | 0 | 0 | 0 | 0 | 0 | 0 | 0 | 0 | 0 | 0 | 0 | 0 | 0 | 0 | 0 | 0 | 0 | 0 | 0 | 0 | 0 | 0 | 0 | 0 | 0 | 0 | 0 | 0 | 0 | 0 | 0 | 0 | 0 | 0 | 0 | 0 | 0 | 0 | 0 | 0 | 0 | 0 | 0 | 0 |  | 0 | 0 | 0 | 0 | 0 | 0 | 0 | 0 | 0 | 0 | 0 | 0 | 0 | 0 | 0 | 0 | 0 | 0 | 0 | 0 | 0 | 0 | 0 | 0 | 0 | 0 | 0 | 0 | 0 | 0 | 0 | 0 | 0 | 0 | 0 | 0 | 0 | 0 | 0 | 0 | 0 | 0 | 0 | 0 | 0 | 0 | 0 | 0 | 0 | 0 | 0 | 0
SCE Metro | Eagle Rock (SCE) | 230 | 0 | 0 | 0 | 0 | 0 | 0 | 0 | 0 | 0 | 0 | 0 | 0 | 0 | 0 | 0 | 0 | 0 | 0 | 0 | 0 | 0 | 0 | 0 | 0 | 0 | 0 | 0 | 0 | 0 | 0 | 0 | 0 | 0 | 0 | 0 | 0 | 0 | 0 | 0 | 0 | 0 | 0 | 0 | 0 | 0 | 0 | 0 | 0 |  | 0 | 0 | 0 | 0 | 0 | 0 | 0 | 0 | 0 | 0 | 0 | 0 | 0 | 0 | 0 | 0 | 0 | 0 | 0 | 0 | 0 | 0 | 0 | 0 | 0 | 0 | 0 | 0 | 0 | 0 | 0 | 0 | 0 | 0 | 0 | 0 | 100 | 0 | 0 | 0 | 0 | 0 | 0 | 0 | 100 | 0 | 0 | 0 | 0 | 0 | 0 | 0
PG&E NGBA | East Marysville | 115 | 0 | 0 | 0 | 0 | 0 | 0 | 0 | 0 | 0 | 0 | 0 | 0 | 0 | 0 | 0 | 0 | 0 | 0 | 0 | 0 | 0 | 0 | 0 | 0 | 0 | 0 | 0 | 0 | 0 | 0 | 0 | 0 | 0 | 0 | 0 | 0 | 0 | 0 | 0 | 0 | 0 | 0 | 0 | 0 | 0 | 0 | 0 | 0 |  | 0 | 0 | 0 | 0 | 0 | 0 | 0 | 0 | 0 | 0 | 0 | 0 | 0 | 0 | 0 | 0 | 0 | 0 | 0 | 0 | 0 | 0 | 0 | 0 | 0 | 0 | 0 | 0 | 0 | 0 | 0 | 0 | 0 | 0 | 0 | 0 | 0 | 0 | 0 | 0 | 0 | 0 | 0 | 0 | 0 | 0 | 0 | 0 | 0 | 0 | 0 | 0
PG&E NGBA | East Nicolaus | 115 | 0 | 0 | 0 | 0 | 0 | 0 | 0 | 0 | 0 | 0 | 0 | 0 | 0 | 0 | 0 | 0 | 0 | 0 | 0 | 0 | 0 | 0 | 0 | 0 | 0 | 0 | 0 | 0 | 0 | 0 | 0 | 0 | 0 | 0 | 0 | 0 | 0 | 0 | 0 | 0 | 0 | 0 | 0 | 0 | 0 | 0 | 0 | 0 |  | 0 | 0 | 0 | 0 | 0 | 0 | 0 | 0 | 0 | 0 | 0 | 0 | 0 | 0 | 0 | 0 | 0 | 0 | 0 | 0 | 0 | 0 | 0 | 0 | 0 | 0 | 0 | 0 | 0 | 0 | 0 | 0 | 0 | 0 | 0 | 0 | 0 | 0 | 0 | 0 | 0 | 0 | 0 | 0 | 0 | 0 | 0 | 0 | 0 | 0 | 0 | 0
PG&E NGBA | East Nicolaus | 60 | 0 | 0 | 0 | 0 | 0 | 0 | 0 | 0 | 0 | 0 | 0 | 0 | 0 | 0 | 0 | 0 | 0 | 0 | 0 | 0 | 0 | 0 | 0 | 0 | 0 | 0 | 0 | 0 | 0 | 0 | 0 | 0 | 0 | 0 | 0 | 0 | 0 | 0 | 0 | 0 | 0 | 0 | 0 | 0 | 0 | 0 | 0 | 0 |  | 0 | 0 | 0 | 0 | 0 | 0 | 0 | 0 | 0 | 0 | 0 | 0 | 0 | 0 | 0 | 0 | 0 | 0 | 0 | 0 | 0 | 0 | 0 | 0 | 0 | 0 | 0 | 0 | 0 | 0 | 0 | 0 | 0 | 0 | 0 | 0 | 0 | 0 | 0 | 0 | 0 | 0 | 0 | 0 | 0 | 0 | 0 | 0 | 0 | 0 | 0 | 0
PG&E GBA | Eastshore | 115 | 0 | 0 | 0 | 0 | 0 | 0 | 0 | 0 | 0 | 0 | 0 | 0 | 0 | 0 | 0 | 0 | 0 | 0 | 0 | 0 | 0 | 0 | 0 | 0 | 252 | 0 | 0 | 0 | 0 | 0 | 0 | 0 | 0 | 0 | 0 | 0 | 252 | 0 | 0 | 0 | 0 | 0 | 0 | 0 | 0 | 0 | 0 | 0 |  | 0 | 0 | 0 | 0 | 0 | 0 | 0 | 0 | 0 | 0 | 0 | 0 | 0 | 0 | 0 | 0 | 0 | 0 | 0 | 0 | 0 | 0 | 0 | 0 | 0 | 0 | 0 | 0 | 0 | 0 | 0 | 0 | 0 | 0 | 0 | 0 | 0 | 0 | 0 | 0 | 0 | 0 | 0 | 0 | 0 | 0 | 0 | 0 | 0 | 0 | 0 | 0
PG&E GBA | Eastshore | 230 | 0 | 0 | 0 | 0 | 0 | 0 | 0 | 0 | 0 | 0 | 0 | 0 | 0 | 0 | 0 | 0 | 0 | 0 | 0 | 0 | 0 | 0 | 0 | 0 | 0 | 0 | 0 | 0 | 0 | 0 | 0 | 0 | 0 | 0 | 0 | 0 | 0 | 0 | 0 | 0 | 0 | 0 | 0 | 0 | 0 | 0 | 0 | 0 |  | 0 | 0 | 0 | 0 | 0 | 0 | 0 | 0 | 0 | 0 | 0 | 0 | 0 | 0 | 0 | 0 | 0 | 0 | 0 | 0 | 0 | 0 | 0 | 0 | 0 | 0 | 0 | 0 | 0 | 0 | 0 | 0 | 0 | 0 | 0 | 0 | 0 | 0 | 0 | 0 | 0 | 0 | 0 | 0 | 0 | 0 | 0 | 0 | 0 | 0 | 0 | 0
SDGE | ECO | 138 | 0 | 0 | 0 | 0 | 0 | 0 | 0 | 0 | 0 | 0 | 0 | 0 | 0 | 0 | 0 | 0 | 0 | 0 | 0 | 0 | 0 | 0 | 0 | 0 | 0 | 0 | 0 | 0 | 0 | 0 | 0 | 0 | 0 | 0 | 0 | 0 | 0 | 0 | 0 | 0 | 0 | 0 | 0 | 0 | 0 | 0 | 0 | 0 |  | 0 | 0 | 0 | 0 | 0 | 0 | 0 | 0 | 0 | 0 | 0 | 0 | 0 | 0 | 0 | 0 | 0 | 0 | 0 | 0 | 0 | 0 | 0 | 0 | 0 | 0 | 0 | 0 | 0 | 0 | 0 | 0 | 0 | 0 | 0 | 0 | 0 | 0 | 0 | 0 | 0 | 0 | 0 | 0 | 0 | 0 | 0 | 0 | 0 | 0 | 0 | 0
SDGE | ECO | 230 | 0 | 0 | 0 | 0 | 0 | 0 | 0 | 0 | 52.5 | 0 | 0 | 0 | 0 | 0 | 0 | 0 | 0 | 0 | 0 | 0 | 52.5 | 0 | 0 | 0 | 0 | 0 | 0 | 0 | 0 | 0 | 0 | 0 | 52.5 | 0 | 0 | 0 | 0 | 0 | 0 | 0 | 0 | 0 | 0 | 0 | 52.5 | 0 | 0 | 0 |  | 0 | 0 | 0 | 0 | 0 | 0 | 0 | 0 | 52.5 | 0 | 0 | 0 | 0 | 0 | 0 | 0 | 0 | 0 | 0 | 0 | 52.5 | 0 | 0 | 0 | 0 | 0 | 0 | 0 | 0 | 0 | 0 | 0 | 52.5 | 0 | 0 | 0 | 0 | 0 | 0 | 0 | 0 | 1300 | 0 | 0 | 0 | 0 | 0 | 0 | 0 | 1000 | 0 | 0
SDGE | ECO | 500 | 0 | 0 | 0 | 0 | 0 | 0 | 0 | 0 | 1001 | 0 | 0 | 0 | 0 | 0 | 0 | 0 | 0 | 0 | 0 | 0 | 0 | 0 | 0 | 0 | 0 | 0 | 0 | 0 | 0 | 0 | 0 | 0 | 1001 | 0 | 0 | 0 | 0 | 0 | 0 | 0 | 0 | 0 | 0 | 0 | 1001 | 0 | 0 | 0 |  | 0 | 0 | 0 | 0 | 0 | 0 | 0 | 0 | 0 | 0 | 0 | 0 | 0 | 0 | 0 | 0 | 0 | 0 | 0 | 0 | 0 | 0 | 0 | 0 | 0 | 0 | 0 | 0 | 0 | 0 | 0 | 0 | 0 | 0 | 0 | 0 | 0 | 0 | 0 | 0 | 0 | 0 | 0 | 0 | 0 | 0 | 0 | 0 | 0 | 0 | 0 | 0
PG&E GBA | Edenvale | 115 | 0 | 0 | 0 | 0 | 0 | 0 | 0 | 0 | 0 | 0 | 0 | 0 | 0 | 0 | 0 | 0 | 0 | 0 | 0 | 0 | 0 | 0 | 0 | 0 | 0 | 0 | 0 | 0 | 0 | 0 | 0 | 0 | 0 | 0 | 0 | 0 | 0 | 0 | 0 | 0 | 0 | 0 | 0 | 0 | 0 | 0 | 0 | 0 |  | 0 | 0 | 0 | 0 | 0 | 0 | 0 | 0 | 0 | 0 | 0 | 0 | 0 | 0 | 0 | 0 | 0 | 0 | 0 | 0 | 0 | 0 | 0 | 0 | 0 | 0 | 0 | 0 | 0 | 0 | 0 | 0 | 0 | 0 | 0 | 0 | 0 | 0 | 0 | 0 | 0 | 0 | 0 | 0 | 0 | 0 | 0 | 0 | 0 | 0 | 0 | 0
PG&E GBA | Edes | 115 | 0 | 0 | 0 | 0 | 0 | 0 | 0 | 0 | 0 | 0 | 0 | 0 | 0 | 0 | 0 | 0 | 0 | 0 | 0 | 0 | 0 | 0 | 0 | 0 | 0 | 0 | 0 | 0 | 0 | 0 | 0 | 0 | 0 | 0 | 0 | 0 | 0 | 0 | 0 | 0 | 0 | 0 | 0 | 0 | 0 | 0 | 0 | 0 |  | 0 | 0 | 0 | 0 | 0 | 0 | 0 | 0 | 0 | 0 | 0 | 0 | 0 | 0 | 0 | 0 | 0 | 0 | 0 | 0 | 0 | 0 | 0 | 0 | 0 | 0 | 0 | 0 | 0 | 0 | 0 | 0 | 0 | 0 | 0 | 0 | 0 | 0 | 0 | 0 | 0 | 0 | 0 | 0 | 0 | 0 | 0 | 0 | 0 | 0 | 0 | 0
PG&E GBA | Eight Mile | 230 | 0 | 0 | 0 | 0 | 0 | 0 | 0 | 0 | 0 | 0 | 0 | 0 | 0 | 0 | 0 | 0 | 0 | 0 | 0 | 0 | 0 | 0 | 0 | 0 | 0 | 0 | 0 | 0 | 0 | 0 | 0 | 0 | 0 | 0 | 0 | 0 | 0 | 0 | 0 | 0 | 0 | 0 | 0 | 0 | 0 | 0 | 0 | 0 |  | 0 | 0 | 0 | 0 | 0 | 0 | 0 | 0 | 0 | 0 | 0 | 0 | 0 | 0 | 0 | 0 | 0 | 0 | 0 | 0 | 0 | 0 | 0 | 0 | 0 | 0 | 0 | 0 | 0 | 0 | 0 | 0 | 0 | 0 | 0 | 0 | 100 | 0 | 0 | 0 | 0 | 0 | 0 | 0 | 100 | 0 | 0 | 0 | 0 | 0 | 0 | 0
SDGE | El Cajon | 69 | 0.774 | 0 | 0 | 0 | 0 | 0 | 0 | 0 | 0 | 0 | 0 | 0 | 50.774 | 50 | 0 | 0 | 0 | 0 | 0 | 0 | 0 | 0 | 0 | 0 | 50.774 | 50 | 0 | 0 | 0 | 0 | 0 | 0 | 0 | 0 | 0 | 0 | 50.774 | 50 | 0 | 0 | 0 | 0 | 0 | 0 | 0 | 0 | 0 | 0 |  | 50.774 | 50 | 0 | 0 | 0 | 0 | 0 | 0 | 0 | 0 | 0 | 0 | 50.774 | 50 | 0 | 0 | 0 | 0 | 0 | 0 | 0 | 0 | 0 | 0 | 50.774 | 50 | 0 | 0 | 0 | 0 | 0 | 0 | 0 | 0 | 0 | 0 | 0 | 0 | 0 | 0 | 0 | 0 | 0 | 0 | 0 | 0 | 0 | 0 | 0 | 0 | 0 | 0
SCE Eastern | El Casco | 230 | 0 | 0 | 0 | 0 | 0 | 0 | 0 | 0 | 0 | 0 | 0 | 0 | 0 | 0 | 0 | 0 | 0 | 0 | 0 | 0 | 0 | 0 | 0 | 0 | 0 | 0 | 0 | 0 | 0 | 0 | 0 | 0 | 0 | 0 | 0 | 0 | 0 | 0 | 0 | 0 | 0 | 0 | 0 | 0 | 0 | 0 | 0 | 0 |  | 0 | 0 | 0 | 0 | 0 | 0 | 0 | 0 | 0 | 0 | 0 | 0 | 0 | 0 | 0 | 0 | 0 | 0 | 0 | 0 | 0 | 0 | 0 | 0 | 0 | 0 | 0 | 0 | 0 | 0 | 0 | 0 | 0 | 0 | 0 | 0 | 450 | 0 | 200 | 0 | 0 | 200 | 0 | 0 | 250 | 0 | 0 | 0 | 0 | 0 | 0 | 0
PG&E GBA | El Cerrito G | 115 | 0 | 0 | 0 | 0 | 0 | 0 | 0 | 0 | 0 | 0 | 0 | 0 | 0 | 0 | 0 | 0 | 0 | 0 | 0 | 0 | 0 | 0 | 0 | 0 | 0 | 0 | 0 | 0 | 0 | 0 | 0 | 0 | 0 | 0 | 0 | 0 | 0 | 0 | 0 | 0 | 0 | 0 | 0 | 0 | 0 | 0 | 0 | 0 |  | 0 | 0 | 0 | 0 | 0 | 0 | 0 | 0 | 0 | 0 | 0 | 0 | 0 | 0 | 0 | 0 | 0 | 0 | 0 | 0 | 0 | 0 | 0 | 0 | 0 | 0 | 0 | 0 | 0 | 0 | 0 | 0 | 0 | 0 | 0 | 0 | 0 | 0 | 0 | 0 | 0 | 0 | 0 | 0 | 0 | 0 | 0 | 0 | 0 | 0 | 0 | 0
PG&E NGBA | El Dorado PH | 115 | 0 | 0 | 0 | 0 | 0 | 0 | 0 | 0 | 0 | 0 | 0 | 0 | 0 | 0 | 0 | 0 | 0 | 0 | 0 | 0 | 0 | 0 | 0 | 0 | 0 | 0 | 0 | 0 | 0 | 0 | 0 | 0 | 0 | 0 | 0 | 0 | 0 | 0 | 0 | 0 | 0 | 0 | 0 | 0 | 0 | 0 | 0 | 0 |  | 0 | 0 | 0 | 0 | 0 | 0 | 0 | 0 | 0 | 0 | 0 | 0 | 0 | 0 | 0 | 0 | 0 | 0 | 0 | 0 | 0 | 0 | 0 | 0 | 0 | 0 | 0 | 0 | 0 | 0 | 0 | 0 | 0 | 0 | 0 | 0 | 0 | 0 | 0 | 0 | 0 | 0 | 0 | 0 | 0 | 0 | 0 | 0 | 0 | 0 | 0 | 0
PG&E FRESNO | El Nido (PGE) | 115 | 0 | 0 | 0 | 0 | 0 | 0 | 0 | 0 | 0 | 0 | 0 | 0 | 0 | 0 | 0 | 0 | 0 | 0 | 0 | 0 | 0 | 0 | 0 | 0 | 0 | 0 | 0 | 0 | 0 | 0 | 0 | 0 | 0 | 0 | 0 | 0 | 0 | 0 | 0 | 0 | 0 | 0 | 0 | 0 | 0 | 0 | 0 | 0 |  | 0 | 0 | 0 | 0 | 0 | 0 | 0 | 0 | 0 | 0 | 0 | 0 | 0 | 0 | 0 | 0 | 0 | 0 | 0 | 0 | 0 | 0 | 0 | 0 | 0 | 0 | 0 | 0 | 0 | 0 | 0 | 0 | 0 | 0 | 0 | 0 | 400 | 0 | 150 | 0 | 0 | 0 | 0 | 0 | 400 | 0 | 150 | 0 | 0 | 0 | 0 | 0
SCE Metro | El Nido (SCE) | 230 | 0 | 0 | 0 | 0 | 0 | 0 | 0 | 0 | 0 | 0 | 0 | 0 | 0 | 0 | 0 | 0 | 0 | 0 | 0 | 0 | 0 | 0 | 0 | 0 | 405.6634 | 0 | 0 | 0 | 0 | 0 | 0 | 0 | 0 | 0 | 0 | 0 | 405.6634 | 0 | 0 | 0 | 0 | 0 | 0 | 0 | 0 | 0 | 0 | 0 |  | 0 | 0 | 0 | 0 | 0 | 0 | 0 | 0 | 0 | 0 | 0 | 0 | 0 | 0 | 0 | 0 | 0 | 0 | 0 | 0 | 0 | 0 | 0 | 0 | 0 | 0 | 0 | 0 | 0 | 0 | 0 | 0 | 0 | 0 | 0 | 0 | 0 | 0 | 0 | 0 | 0 | 0 | 0 | 0 | 0 | 0 | 0 | 0 | 0 | 0 | 0 | 0
PG&E GBA | El Patio | 115 | 0 | 0 | 0 | 0 | 0 | 0 | 0 | 0 | 0 | 0 | 0 | 0 | 0 | 0 | 0 | 0 | 0 | 0 | 0 | 0 | 0 | 0 | 0 | 0 | 0 | 0 | 0 | 0 | 0 | 0 | 0 | 0 | 0 | 0 | 0 | 0 | 0 | 0 | 0 | 0 | 0 | 0 | 0 | 0 | 0 | 0 | 0 | 0 |  | 0 | 0 | 0 | 0 | 0 | 0 | 0 | 0 | 0 | 0 | 0 | 0 | 0 | 0 | 0 | 0 | 0 | 0 | 0 | 0 | 0 | 0 | 0 | 0 | 0 | 0 | 0 | 0 | 0 | 0 | 0 | 0 | 0 | 0 | 0 | 0 | 0 | 0 | 0 | 0 | 0 | 0 | 0 | 0 | 0 | 0 | 0 | 0 | 0 | 0 | 0 | 0
SCE Metro | El Segundo | 230 | 0 | 0 | 0 | 0 | 0 | 0 | 0 | 0 | 0 | 0 | 0 | 0 | 0 | 0 | 0 | 0 | 0 | 0 | 0 | 0 | 0 | 0 | 0 | 0 | 0 | 0 | 0 | 0 | 0 | 0 | 0 | 0 | 0 | 0 | 0 | 0 | 0 | 0 | 0 | 0 | 0 | 0 | 0 | 0 | 0 | 0 | 0 | 0 |  | 0 | 0 | 0 | 0 | 0 | 0 | 0 | 0 | 0 | 0 | 0 | 0 | 0 | 0 | 0 | 0 | 0 | 0 | 0 | 0 | 0 | 0 | 0 | 0 | 0 | 0 | 0 | 0 | 0 | 0 | 0 | 0 | 0 | 0 | 0 | 0 | 0 | 0 | 0 | 0 | 0 | 0 | 0 | 0 | 0 | 0 | 0 | 0 | 0 | 0 | 0 | 0
EOP | Eldorado | 230 | 256.29 | 250 | 0 | 0 | 0 | 0 | 0 | 0 | 0 | 0 | 0 | 0 | 277.29 | 250 | 0 | 0 | 0 | 0 | 0 | 0 | 0 | 0 | 0 | 0 | 533.58 | 250 | 0 | 0 | 0 | 0 | 0 | 0 | 0 | 0 | 0 | 0 | 533.58 | 250 | 0 | 0 | 0 | 0 | 0 | 0 | 0 | 0 | 0 | 0 |  | 277.29 | 250 | 0 | 0 | 0 | 0 | 0 | 0 | 0 | 0 | 0 | 0 | 533.58 | 250 | 0 | 0 | 0 | 0 | 0 | 0 | 0 | 0 | 0 | 0 | 533.58 | 250 | 0 | 0 | 0 | 0 | 0 | 0 | 0 | 0 | 0 | 0 | 1380 | 500 | 0 | 0 | 0 | 0 | 0 | 0 | 1080 | 0 | 0 | 0 | 0 | 0 | 0 | 0
EOP | Eldorado | 500 | 0 | 0 | 0 | 0 | 0 | 0 | 0 | 0 | 0 | 0 | 0 | 0 | 0 | 0 | 0 | 0 | 0 | 0 | 0 | 0 | 0 | 0 | 0 | 0 | 0 | 0 | 0 | 0 | 0 | 0 | 0 | 0 | 0 | 0 | 0 | 0 | 0 | 0 | 0 | 0 | 0 | 0 | 0 | 0 | 0 | 0 | 0 | 0 |  | 0 | 0 | 0 | 0 | 0 | 0 | 0 | 0 | 0 | 0 | 0 | 0 | 0 | 0 | 0 | 0 | 0 | 0 | 0 | 0 | 0 | 0 | 0 | 0 | 0 | 0 | 0 | 0 | 0 | 0 | 0 | 0 | 0 | 0 | 0 | 0 | 2193.95 | 0 | 2790 | 0 | 0 | 0 | 0 | 6210 | 1793.95 | 0 | 2390 | 0 | 0 | 0 | 0 | 3210
SCE Northern | Elizabeth Lake | 66 | 0 | 0 | 0 | 0 | 0 | 0 | 0 | 0 | 0 | 0 | 0 | 0 | 0 | 0 | 0 | 0 | 0 | 0 | 0 | 0 | 0 | 0 | 0 | 0 | 0 | 0 | 0 | 0 | 0 | 0 | 0 | 0 | 0 | 0 | 0 | 0 | 0 | 0 | 0 | 0 | 0 | 0 | 0 | 0 | 0 | 0 | 0 | 0 |  | 0 | 0 | 0 | 0 | 0 | 0 | 0 | 0 | 0 | 0 | 0 | 0 | 0 | 0 | 0 | 0 | 0 | 0 | 0 | 0 | 0 | 0 | 0 | 0 | 0 | 0 | 0 | 0 | 0 | 0 | 0 | 0 | 0 | 0 | 0 | 0 | 0 | 0 | 0 | 0 | 0 | 0 | 0 | 0 | 0 | 0 | 0 | 0 | 0 | 0 | 0 | 0
PG&E KERN | Elk Hills | 230 | 0 | 0 | 0 | 0 | 0 | 0 | 0 | 0 | 0 | 0 | 0 | 0 | 0 | 0 | 0 | 0 | 0 | 0 | 0 | 0 | 0 | 0 | 0 | 0 | 0 | 0 | 0 | 0 | 0 | 0 | 0 | 0 | 0 | 0 | 0 | 0 | 0 | 0 | 0 | 0 | 0 | 0 | 0 | 0 | 0 | 0 | 0 | 0 |  | 0 | 0 | 0 | 0 | 0 | 0 | 0 | 0 | 0 | 0 | 0 | 0 | 0 | 0 | 0 | 0 | 0 | 0 | 0 | 0 | 0 | 0 | 0 | 0 | 0 | 0 | 0 | 0 | 0 | 0 | 0 | 0 | 0 | 0 | 0 | 0 | 0 | 0 | 0 | 0 | 0 | 0 | 0 | 0 | 0 | 0 | 0 | 0 | 0 | 0 | 0 | 0
SDGE | Elliot | 69 | 0 | 0 | 0 | 0 | 0 | 0 | 0 | 0 | 0 | 0 | 0 | 0 | 0 | 0 | 0 | 0 | 0 | 0 | 0 | 0 | 0 | 0 | 0 | 0 | 0 | 0 | 0 | 0 | 0 | 0 | 0 | 0 | 0 | 0 | 0 | 0 | 0 | 0 | 0 | 0 | 0 | 0 | 0 | 0 | 0 | 0 | 0 | 0 |  | 0 | 0 | 0 | 0 | 0 | 0 | 0 | 0 | 0 | 0 | 0 | 0 | 0 | 0 | 0 | 0 | 0 | 0 | 0 | 0 | 0 | 0 | 0 | 0 | 0 | 0 | 0 | 0 | 0 | 0 | 0 | 0 | 0 | 0 | 0 | 0 | 0 | 0 | 0 | 0 | 0 | 0 | 0 | 0 | 0 | 0 | 0 | 0 | 0 | 0 | 0 | 0
SCE Metro | Ellis | 230 | 0 | 0 | 0 | 0 | 0 | 0 | 0 | 0 | 0 | 0 | 0 | 0 | 0 | 0 | 0 | 0 | 0 | 0 | 0 | 0 | 0 | 0 | 0 | 0 | 0 | 0 | 0 | 0 | 0 | 0 | 0 | 0 | 0 | 0 | 0 | 0 | 0 | 0 | 0 | 0 | 0 | 0 | 0 | 0 | 0 | 0 | 0 | 0 |  | 0 | 0 | 0 | 0 | 0 | 0 | 0 | 0 | 0 | 0 | 0 | 0 | 0 | 0 | 0 | 0 | 0 | 0 | 0 | 0 | 0 | 0 | 0 | 0 | 0 | 0 | 0 | 0 | 0 | 0 | 0 | 0 | 0 | 0 | 0 | 0 | 0 | 0 | 0 | 0 | 0 | 0 | 0 | 0 | 0 | 0 | 0 | 0 | 0 | 0 | 0 | 0
SDGE | Encina | 138 | 0 | 0 | 0 | 0 | 0 | 0 | 0 | 0 | 0 | 0 | 0 | 0 | 0 | 0 | 0 | 0 | 0 | 0 | 0 | 0 | 0 | 0 | 0 | 0 | 160 | 0 | 0 | 0 | 0 | 0 | 0 | 0 | 0 | 0 | 0 | 0 | 464.3999 | 0 | 0 | 0 | 0 | 0 | 0 | 0 | 0 | 0 | 0 | 0 |  | 0 | 0 | 0 | 0 | 0 | 0 | 0 | 0 | 0 | 0 | 0 | 0 | 160 | 0 | 0 | 0 | 0 | 0 | 0 | 0 | 0 | 0 | 0 | 0 | 464.3999 | 0 | 0 | 0 | 0 | 0 | 0 | 0 | 0 | 0 | 0 | 0 | 0 | 0 | 0 | 0 | 0 | 0 | 0 | 0 | 0 | 0 | 0 | 0 | 0 | 0 | 0 | 0