SDGE | Encina | 230 | 0 | 0 | 0 | 0 | 0 | 0 | 0 | 0 | 0 | 0 | 0 | 0 | 0 | 0 | 0 | 0 | 0 | 0 | 0 | 0 | 0 | 0 | 0 | 0 | 0 | 0 | 0 | 0 | 0 | 0 | 0 | 0 | 0 | 0 | 0 | 0 | 0 | 0 | 0 | 0 | 0 | 0 | 0 | 0 | 0 | 0 | 0 | 0 |  | 0 | 0 | 0 | 0 | 0 | 0 | 0 | 0 | 0 | 0 | 0 | 0 | 0 | 0 | 0 | 0 | 0 | 0 | 0 | 0 | 0 | 0 | 0 | 0 | 0 | 0 | 0 | 0 | 0 | 0 | 0 | 0 | 0 | 0 | 0 | 0 | 0 | 0 | 0 | 0 | 0 | 0 | 0 | 0 | 0 | 0 | 0 | 0 | 0 | 0 | 0 | 0
SDGE | Escondido | 230 | 0 | 0 | 0 | 0 | 0 | 0 | 0 | 0 | 0 | 0 | 0 | 0 | 0 | 0 | 0 | 0 | 0 | 0 | 0 | 0 | 0 | 0 | 0 | 0 | 407 | 320 | 0 | 0 | 0 | 0 | 0 | 0 | 0 | 0 | 0 | 0 | 407 | 320 | 0 | 0 | 0 | 0 | 0 | 0 | 0 | 0 | 0 | 0 |  | 0 | 0 | 0 | 0 | 0 | 0 | 0 | 0 | 0 | 0 | 0 | 0 | 0 | 0 | 0 | 0 | 0 | 0 | 0 | 0 | 0 | 0 | 0 | 0 | 0 | 0 | 0 | 0 | 0 | 0 | 0 | 0 | 0 | 0 | 0 | 0 | 0 | 0 | 0 | 0 | 0 | 0 | 0 | 0 | 0 | 0 | 0 | 0 | 0 | 0 | 0 | 0
SDGE | Escondido | 69 | 0 | 0 | 0 | 0 | 0 | 0 | 0 | 0 | 0 | 0 | 0 | 0 | 33 | 33 | 0 | 0 | 0 | 0 | 0 | 0 | 0 | 0 | 0 | 0 | 33 | 33 | 0 | 0 | 0 | 0 | 0 | 0 | 0 | 0 | 0 | 0 | 33 | 33 | 0 | 0 | 0 | 0 | 0 | 0 | 0 | 0 | 0 | 0 |  | 33 | 33 | 0 | 0 | 0 | 0 | 0 | 0 | 0 | 0 | 0 | 0 | 33 | 33 | 0 | 0 | 0 | 0 | 0 | 0 | 0 | 0 | 0 | 0 | 33 | 33 | 0 | 0 | 0 | 0 | 0 | 0 | 0 | 0 | 0 | 0 | 0 | 0 | 0 | 0 | 0 | 0 | 0 | 0 | 0 | 0 | 0 | 0 | 0 | 0 | 0 | 0
PG&E KERN | Estrella | 230 | 0 | 0 | 0 | 0 | 0 | 0 | 0 | 0 | 0 | 0 | 0 | 0 | 0 | 0 | 0 | 0 | 0 | 0 | 0 | 0 | 0 | 0 | 0 | 0 | 0 | 0 | 0 | 0 | 0 | 0 | 0 | 0 | 0 | 0 | 0 | 0 | 0 | 0 | 0 | 0 | 0 | 0 | 0 | 0 | 0 | 0 | 0 | 0 |  | 0 | 0 | 0 | 0 | 0 | 0 | 0 | 0 | 0 | 0 | 0 | 0 | 0 | 0 | 0 | 0 | 0 | 0 | 0 | 0 | 0 | 0 | 0 | 0 | 0 | 0 | 0 | 0 | 0 | 0 | 0 | 0 | 0 | 0 | 0 | 0 | 0 | 0 | 0 | 0 | 0 | 0 | 0 | 0 | 0 | 0 | 0 | 0 | 0 | 0 | 0 | 0
SCE Eastern | Etiwanda | 230 | 0 | 0 | 0 | 0 | 0 | 0 | 0 | 0 | 0 | 0 | 0 | 0 | 0 | 0 | 0 | 0 | 0 | 0 | 0 | 0 | 0 | 0 | 0 | 0 | 657.6634 | 400 | 0 | 0 | 0 | 0 | 0 | 0 | 0 | 0 | 0 | 0 | 657.6634 | 400 | 0 | 0 | 0 | 0 | 0 | 0 | 0 | 0 | 0 | 0 |  | 0 | 0 | 0 | 0 | 0 | 0 | 0 | 0 | 0 | 0 | 0 | 0 | 0 | 0 | 0 | 0 | 0 | 0 | 0 | 0 | 0 | 0 | 0 | 0 | 0 | 0 | 0 | 0 | 0 | 0 | 0 | 0 | 0 | 0 | 0 | 0 | 1412.5 | 0 | 0 | 0 | 0 | 0 | 0 | 0 | 112.5 | 0 | 0 | 0 | 0 | 0 | 0 | 0
PG&E GBA | Evergreen | 115 | 0 | 0 | 0 | 0 | 0 | 0 | 0 | 0 | 0 | 0 | 0 | 0 | 0 | 0 | 0 | 0 | 0 | 0 | 0 | 0 | 0 | 0 | 0 | 0 | 0 | 0 | 0 | 0 | 0 | 0 | 0 | 0 | 0 | 0 | 0 | 0 | 0 | 0 | 0 | 0 | 0 | 0 | 0 | 0 | 0 | 0 | 0 | 0 |  | 0 | 0 | 0 | 0 | 0 | 0 | 0 | 0 | 0 | 0 | 0 | 0 | 0 | 0 | 0 | 0 | 0 | 0 | 0 | 0 | 0 | 0 | 0 | 0 | 0 | 0 | 0 | 0 | 0 | 0 | 0 | 0 | 0 | 0 | 0 | 0 | 0 | 0 | 0 | 0 | 0 | 0 | 0 | 0 | 0 | 0 | 0 | 0 | 0 | 0 | 0 | 0
PG&E GBA | Evergreen | 60 | 0 | 0 | 0 | 0 | 0 | 0 | 0 | 0 | 0 | 0 | 0 | 0 | 0 | 0 | 0 | 0 | 0 | 0 | 0 | 0 | 0 | 0 | 0 | 0 | 0 | 0 | 0 | 0 | 0 | 0 | 0 | 0 | 0 | 0 | 0 | 0 | 0 | 0 | 0 | 0 | 0 | 0 | 0 | 0 | 0 | 0 | 0 | 0 |  | 0 | 0 | 0 | 0 | 0 | 0 | 0 | 0 | 0 | 0 | 0 | 0 | 0 | 0 | 0 | 0 | 0 | 0 | 0 | 0 | 0 | 0 | 0 | 0 | 0 | 0 | 0 | 0 | 0 | 0 | 0 | 0 | 0 | 0 | 0 | 0 | 0 | 0 | 0 | 0 | 0 | 0 | 0 | 0 | 0 | 0 | 0 | 0 | 0 | 0 | 0 | 0
PG&E FRESNO | Excelsior | 115 | 0 | 0 | 0 | 0 | 0 | 0 | 0 | 0 | 0 | 0 | 0 | 0 | 0 | 0 | 0 | 0 | 0 | 0 | 0 | 0 | 0 | 0 | 0 | 0 | 127.37 | 97.5 | 0 | 0 | 127.57 | 0 | 0 | 0 | 0 | 0 | 0 | 0 | 127.37 | 97.5 | 0 | 0 | 127.57 | 0 | 0 | 0 | 0 | 0 | 0 | 0 |  | 0 | 0 | 0 | 0 | 0 | 0 | 0 | 0 | 0 | 0 | 0 | 0 | 127.37 | 97.5 | 0 | 0 | 127.57 | 0 | 0 | 0 | 0 | 0 | 0 | 0 | 127.37 | 97.5 | 0 | 0 | 127.57 | 0 | 0 | 0 | 0 | 0 | 0 | 0 | 0 | 0 | 0 | 0 | 0 | 0 | 0 | 0 | 0 | 0 | 0 | 0 | 0 | 0 | 0 | 0
PG&E FRESNO | Exchequer | 115 | 0 | 0 | 0 | 0 | 0 | 0 | 0 | 0 | 0 | 0 | 0 | 0 | 0 | 0 | 0 | 0 | 0 | 0 | 0 | 0 | 0 | 0 | 0 | 0 | 0 | 0 | 0 | 0 | 0 | 0 | 0 | 0 | 0 | 0 | 0 | 0 | 0 | 0 | 0 | 0 | 0 | 0 | 0 | 0 | 0 | 0 | 0 | 0 |  | 0 | 0 | 0 | 0 | 0 | 0 | 0 | 0 | 0 | 0 | 0 | 0 | 0 | 0 | 0 | 0 | 0 | 0 | 0 | 0 | 0 | 0 | 0 | 0 | 0 | 0 | 0 | 0 | 0 | 0 | 0 | 0 | 0 | 0 | 0 | 0 | 40 | 0 | 40 | 0 | 0 | 0 | 0 | 0 | 40 | 0 | 40 | 0 | 0 | 0 | 0 | 0
PG&E KERN | Fairway | 115 | 0 | 0 | 0 | 0 | 0 | 0 | 0 | 0 | 0 | 0 | 0 | 0 | 0 | 0 | 0 | 0 | 0 | 0 | 0 | 0 | 0 | 0 | 0 | 0 | 0 | 0 | 0 | 0 | 0 | 0 | 0 | 0 | 0 | 0 | 0 | 0 | 0 | 0 | 0 | 0 | 0 | 0 | 0 | 0 | 0 | 0 | 0 | 0 |  | 0 | 0 | 0 | 0 | 0 | 0 | 0 | 0 | 0 | 0 | 0 | 0 | 0 | 0 | 0 | 0 | 0 | 0 | 0 | 0 | 0 | 0 | 0 | 0 | 0 | 0 | 0 | 0 | 0 | 0 | 0 | 0 | 0 | 0 | 0 | 0 | 0 | 0 | 0 | 0 | 0 | 0 | 0 | 0 | 0 | 0 | 0 | 0 | 0 | 0 | 0 | 0
PG&E KERN | Famoso | 115 | 0 | 0 | 0 | 0 | 0 | 0 | 0 | 0 | 0 | 0 | 0 | 0 | 0 | 0 | 0 | 0 | 0 | 0 | 0 | 0 | 0 | 0 | 0 | 0 | 0 | 0 | 0 | 0 | 0 | 0 | 0 | 0 | 0 | 0 | 0 | 0 | 0 | 0 | 0 | 0 | 0 | 0 | 0 | 0 | 0 | 0 | 0 | 0 |  | 0 | 0 | 0 | 0 | 0 | 0 | 0 | 0 | 0 | 0 | 0 | 0 | 0 | 0 | 0 | 0 | 0 | 0 | 0 | 0 | 0 | 0 | 0 | 0 | 0 | 0 | 0 | 0 | 0 | 0 | 0 | 0 | 0 | 0 | 0 | 0 | 0 | 0 | 0 | 0 | 0 | 0 | 0 | 0 | 0 | 0 | 0 | 0 | 0 | 0 | 0 | 0
PG&E NGBA | Fern Road | 500 | 0 | 0 | 0 | 0 | 0 | 0 | 0 | 0 | 0 | 0 | 0 | 0 | 0 | 0 | 0 | 0 | 0 | 0 | 0 | 0 | 0 | 0 | 0 | 0 | 0 | 0 | 0 | 0 | 0 | 0 | 0 | 0 | 0 | 0 | 0 | 0 | 0 | 0 | 0 | 0 | 0 | 0 | 0 | 0 | 0 | 0 | 0 | 0 |  | 0 | 0 | 0 | 0 | 0 | 0 | 0 | 0 | 0 | 0 | 0 | 0 | 0 | 0 | 0 | 0 | 0 | 0 | 0 | 0 | 0 | 0 | 0 | 0 | 0 | 0 | 0 | 0 | 0 | 0 | 0 | 0 | 0 | 0 | 0 | 0 | 0 | 0 | 0 | 0 | 0 | 0 | 0 | 0 | 0 | 0 | 0 | 0 | 0 | 0 | 0 | 0
PG&E GBA | Fibreboard (SPI Sonora) | 115 | 0 | 0 | 0 | 0 | 0 | 0 | 0 | 0 | 0 | 0 | 0 | 0 | 0 | 0 | 0 | 0 | 0 | 0 | 0 | 0 | 0 | 0 | 0 | 0 | 0 | 0 | 0 | 0 | 0 | 0 | 0 | 0 | 0 | 0 | 0 | 0 | 0 | 0 | 0 | 0 | 0 | 0 | 0 | 0 | 0 | 0 | 0 | 0 |  | 0 | 0 | 0 | 0 | 0 | 0 | 0 | 0 | 0 | 0 | 0 | 0 | 0 | 0 | 0 | 0 | 0 | 0 | 0 | 0 | 0 | 0 | 0 | 0 | 0 | 0 | 0 | 0 | 0 | 0 | 0 | 0 | 0 | 0 | 0 | 0 | 0 | 0 | 0 | 0 | 0 | 0 | 0 | 0 | 0 | 0 | 0 | 0 | 0 | 0 | 0 | 0
PG&E FRESNO | Figarden | 230 | 0 | 0 | 0 | 0 | 0 | 0 | 0 | 0 | 0 | 0 | 0 | 0 | 0 | 0 | 0 | 0 | 0 | 0 | 0 | 0 | 0 | 0 | 0 | 0 | 0 | 0 | 0 | 0 | 0 | 0 | 0 | 0 | 0 | 0 | 0 | 0 | 0 | 0 | 0 | 0 | 0 | 0 | 0 | 0 | 0 | 0 | 0 | 0 |  | 0 | 0 | 0 | 0 | 0 | 0 | 0 | 0 | 0 | 0 | 0 | 0 | 0 | 0 | 0 | 0 | 0 | 0 | 0 | 0 | 0 | 0 | 0 | 0 | 0 | 0 | 0 | 0 | 0 | 0 | 0 | 0 | 0 | 0 | 0 | 0 | 0 | 0 | 0 | 0 | 0 | 0 | 0 | 0 | 0 | 0 | 0 | 0 | 0 | 0 | 0 | 0
PG&E FRESNO | Fink | 230 | 0 | 0 | 0 | 0 | 0 | 0 | 0 | 0 | 0 | 0 | 0 | 0 | 0 | 0 | 0 | 0 | 0 | 0 | 0 | 0 | 0 | 0 | 0 | 0 | 0 | 0 | 0 | 0 | 0 | 0 | 0 | 0 | 0 | 0 | 0 | 0 | 0 | 0 | 0 | 0 | 0 | 0 | 0 | 0 | 0 | 0 | 0 | 0 |  | 0 | 0 | 0 | 0 | 0 | 0 | 0 | 0 | 0 | 0 | 0 | 0 | 0 | 0 | 0 | 0 | 0 | 0 | 0 | 0 | 0 | 0 | 0 | 0 | 0 | 0 | 0 | 0 | 0 | 0 | 0 | 0 | 0 | 0 | 0 | 0 | 0 | 0 | 0 | 0 | 0 | 0 | 0 | 0 | 0 | 0 | 0 | 0 | 0 | 0 | 0 | 0
PG&E NGBA | Fitch Mountain | 60 | 0 | 0 | 0 | 0 | 0 | 0 | 0 | 0 | 0 | 0 | 0 | 0 | 0 | 0 | 0 | 0 | 0 | 0 | 0 | 0 | 0 | 0 | 0 | 0 | 0 | 0 | 0 | 0 | 0 | 0 | 0 | 0 | 0 | 0 | 0 | 0 | 0 | 0 | 0 | 0 | 0 | 0 | 0 | 0 | 0 | 0 | 0 | 0 |  | 0 | 0 | 0 | 0 | 0 | 0 | 0 | 0 | 0 | 0 | 0 | 0 | 0 | 0 | 0 | 0 | 0 | 0 | 0 | 0 | 0 | 0 | 0 | 0 | 0 | 0 | 0 | 0 | 0 | 0 | 0 | 0 | 0 | 0 | 0 | 0 | 0 | 0 | 0 | 0 | 0 | 0 | 0 | 0 | 0 | 0 | 0 | 0 | 0 | 0 | 0 | 0
PG&E GBA | FMC | 115 | 0 | 0 | 0 | 0 | 0 | 0 | 0 | 0 | 0 | 0 | 0 | 0 | 0 | 0 | 0 | 0 | 0 | 0 | 0 | 0 | 0 | 0 | 0 | 0 | 0 | 0 | 0 | 0 | 0 | 0 | 0 | 0 | 0 | 0 | 0 | 0 | 0 | 0 | 0 | 0 | 0 | 0 | 0 | 0 | 0 | 0 | 0 | 0 |  | 0 | 0 | 0 | 0 | 0 | 0 | 0 | 0 | 0 | 0 | 0 | 0 | 0 | 0 | 0 | 0 | 0 | 0 | 0 | 0 | 0 | 0 | 0 | 0 | 0 | 0 | 0 | 0 | 0 | 0 | 0 | 0 | 0 | 0 | 0 | 0 | 0 | 0 | 0 | 0 | 0 | 0 | 0 | 0 | 0 | 0 | 0 | 0 | 0 | 0 | 0 | 0
PG&E GBA | Fremont | 115 | 0 | 0 | 0 | 0 | 0 | 0 | 0 | 0 | 0 | 0 | 0 | 0 | 0 | 0 | 0 | 0 | 0 | 0 | 0 | 0 | 0 | 0 | 0 | 0 | 0 | 0 | 0 | 0 | 0 | 0 | 0 | 0 | 0 | 0 | 0 | 0 | 0 | 0 | 0 | 0 | 0 | 0 | 0 | 0 | 0 | 0 | 0 | 0 |  | 0 | 0 | 0 | 0 | 0 | 0 | 0 | 0 | 0 | 0 | 0 | 0 | 0 | 0 | 0 | 0 | 0 | 0 | 0 | 0 | 0 | 0 | 0 | 0 | 0 | 0 | 0 | 0 | 0 | 0 | 0 | 0 | 0 | 0 | 0 | 0 | 0 | 0 | 0 | 0 | 0 | 0 | 0 | 0 | 0 | 0 | 0 | 0 | 0 | 0 | 0 | 0
PG&E GBA | French Camp | 60 | 0 | 0 | 0 | 0 | 0 | 0 | 0 | 0 | 0 | 0 | 0 | 0 | 0 | 0 | 0 | 0 | 0 | 0 | 0 | 0 | 0 | 0 | 0 | 0 | 0 | 0 | 0 | 0 | 0 | 0 | 0 | 0 | 0 | 0 | 0 | 0 | 0 | 0 | 0 | 0 | 0 | 0 | 0 | 0 | 0 | 0 | 0 | 0 |  | 0 | 0 | 0 | 0 | 0 | 0 | 0 | 0 | 0 | 0 | 0 | 0 | 0 | 0 | 0 | 0 | 0 | 0 | 0 | 0 | 0 | 0 | 0 | 0 | 0 | 0 | 0 | 0 | 0 | 0 | 0 | 0 | 0 | 0 | 0 | 0 | 60 | 0 | 0 | 0 | 0 | 0 | 0 | 0 | 60 | 0 | 0 | 0 | 0 | 0 | 0 | 0
PG&E GBA | Frogtown | 115 | 0 | 0 | 0 | 0 | 0 | 0 | 0 | 0 | 0 | 0 | 0 | 0 | 0 | 0 | 0 | 0 | 0 | 0 | 0 | 0 | 0 | 0 | 0 | 0 | 0 | 0 | 0 | 0 | 0 | 0 | 0 | 0 | 0 | 0 | 0 | 0 | 0 | 0 | 0 | 0 | 0 | 0 | 0 | 0 | 0 | 0 | 0 | 0 |  | 0 | 0 | 0 | 0 | 0 | 0 | 0 | 0 | 0 | 0 | 0 | 0 | 0 | 0 | 0 | 0 | 0 | 0 | 0 | 0 | 0 | 0 | 0 | 0 | 0 | 0 | 0 | 0 | 0 | 0 | 0 | 0 | 0 | 0 | 0 | 0 | 0 | 0 | 0 | 0 | 0 | 0 | 0 | 0 | 0 | 0 | 0 | 0 | 0 | 0 | 0 | 0
PG&E NGBA | Fulton | 115 | 0 | 0 | 0 | 0 | 0 | 0 | 0 | 0 | 0 | 0 | 0 | 0 | 0 | 0 | 0 | 0 | 0 | 0 | 0 | 0 | 0 | 0 | 0 | 0 | 213.55 | 0 | 0 | 0 | 0 | 0 | 0 | 0 | 0 | 0 | 0 | 0 | 213.55 | 0 | 0 | 0 | 0 | 0 | 0 | 0 | 0 | 0 | 0 | 0 |  | 0 | 0 | 0 | 0 | 0 | 0 | 0 | 0 | 0 | 0 | 0 | 0 | 213.55 | 0 | 0 | 0 | 0 | 0 | 0 | 0 | 0 | 0 | 0 | 0 | 213.55 | 0 | 0 | 0 | 0 | 0 | 0 | 0 | 0 | 0 | 0 | 0 | 0 | 0 | 0 | 0 | 0 | 0 | 0 | 0 | 0 | 0 | 0 | 0 | 0 | 0 | 0 | 0
PG&E NGBA | Fulton | 230 | 0 | 0 | 0 | 0 | 0 | 0 | 0 | 0 | 0 | 0 | 0 | 0 | 0 | 0 | 0 | 0 | 0 | 0 | 0 | 0 | 0 | 0 | 0 | 0 | 121.55 | 0 | 0 | 0 | 0 | 0 | 0 | 0 | 0 | 0 | 0 | 0 | 121.55 | 0 | 0 | 0 | 0 | 0 | 0 | 0 | 0 | 0 | 0 | 0 |  | 0 | 0 | 0 | 0 | 0 | 0 | 0 | 0 | 0 | 0 | 0 | 0 | 121.55 | 0 | 0 | 0 | 0 | 0 | 0 | 0 | 0 | 0 | 0 | 0 | 121.55 | 0 | 0 | 0 | 0 | 0 | 0 | 0 | 0 | 0 | 0 | 0 | 110 | 0 | 0 | 0 | 0 | 0 | 0 | 0 | 110 | 0 | 0 | 0 | 0 | 0 | 0 | 0
PG&E NGBA | Fulton | 60 | 0 | 0 | 0 | 0 | 0 | 0 | 0 | 0 | 0 | 0 | 0 | 0 | 0 | 0 | 0 | 0 | 0 | 0 | 0 | 0 | 0 | 0 | 0 | 0 | 0 | 0 | 0 | 0 | 0 | 0 | 0 | 0 | 0 | 0 | 0 | 0 | 0 | 0 | 0 | 0 | 0 | 0 | 0 | 0 | 0 | 0 | 0 | 0 |  | 0 | 0 | 0 | 0 | 0 | 0 | 0 | 0 | 0 | 0 | 0 | 0 | 0 | 0 | 0 | 0 | 0 | 0 | 0 | 0 | 0 | 0 | 0 | 0 | 0 | 0 | 0 | 0 | 0 | 0 | 0 | 0 | 0 | 0 | 0 | 0 | 0 | 0 | 0 | 0 | 0 | 0 | 0 | 0 | 0 | 0 | 0 | 0 | 0 | 0 | 0 | 0
PG&E KERN | Ganso | 115 | 0 | 0 | 0 | 0 | 0 | 0 | 0 | 0 | 0 | 0 | 0 | 0 | 0 | 0 | 0 | 0 | 0 | 0 | 0 | 0 | 0 | 0 | 0 | 0 | 0 | 0 | 0 | 0 | 0 | 0 | 0 | 0 | 0 | 0 | 0 | 0 | 0 | 0 | 0 | 0 | 0 | 0 | 0 | 0 | 0 | 0 | 0 | 0 |  | 0 | 0 | 0 | 0 | 0 | 0 | 0 | 0 | 0 | 0 | 0 | 0 | 0 | 0 | 0 | 0 | 0 | 0 | 0 | 0 | 0 | 0 | 0 | 0 | 0 | 0 | 0 | 0 | 0 | 0 | 0 | 0 | 0 | 0 | 0 | 0 | 0 | 0 | 0 | 0 | 0 | 0 | 0 | 0 | 0 | 0 | 0 | 0 | 0 | 0 | 0 | 0
PG&E FRESNO | Gates | 230 | 0 | 0 | 0 | 0 | 3.24 | 3.24 | 0 | 0 | 0 | 0 | 0 | 0 | 225 | 225 | 0 | 0 | 261.24 | 145.9067 | 0 | 0 | 0 | 0 | 0 | 0 | 846.83 | 325 | 0 | 0 | 1403.34 | 145.9067 | 0 | 0 | 0 | 0 | 0 | 0 | 846.83 | 325 | 0 | 0 | 1403.34 | 145.9067 | 0 | 0 | 0 | 0 | 0 | 0 |  | 225 | 225 | 0 | 0 | 261.24 | 145.9067 | 0 | 0 | 0 | 0 | 0 | 0 | 326.83 | 325 | 0 | 0 | 363.34 | 145.9067 | 0 | 0 | 0 | 0 | 0 | 0 | 326.83 | 325 | 0 | 0 | 363.34 | 145.9067 | 0 | 0 | 0 | 0 | 0 | 0 | 1300 | 0 | 800 | 0 | 0 | 0 | 0 | 0 | 1300 | 0 | 800 | 0 | 0 | 0 | 0 | 0
PG&E FRESNO | Gates | 500 | 84.3 | 75.1 | 0 | 0 | 0 | 0 | 0 | 0 | 0 | 0 | 0 | 0 | 84.3 | 75.1 | 0 | 0 | 0 | 0 | 0 | 0 | 0 | 0 | 0 | 0 | 592.3 | 575.11 | 0 | 0 | 0 | 0 | 0 | 0 | 0 | 0 | 0 | 0 | 592.3 | 575.11 | 0 | 0 | 0 | 0 | 0 | 0 | 0 | 0 | 0 | 0 |  | 84.3 | 75.1 | 0 | 0 | 0 | 0 | 0 | 0 | 0 | 0 | 0 | 0 | 592.3 | 575.11 | 0 | 0 | 0 | 0 | 0 | 0 | 0 | 0 | 0 | 0 | 592.3 | 575.11 | 0 | 0 | 0 | 0 | 0 | 0 | 0 | 0 | 0 | 0 | 1550 | 0 | 0 | 0 | 0 | 0 | 0 | 0 | 850 | 0 | 0 | 0 | 0 | 0 | 0 | 0
PG&E NGBA | Geysers 12 | 230 | 0 | 0 | 0 | 0 | 0 | 0 | 0 | 0 | 0 | 0 | 0 | 0 | 0 | 0 | 0 | 0 | 0 | 0 | 0 | 0 | 0 | 0 | 0 | 0 | 0 | 0 | 0 | 0 | 0 | 0 | 0 | 0 | 0 | 0 | 0 | 0 | 0 | 0 | 0 | 0 | 0 | 0 | 0 | 0 | 0 | 0 | 0 | 0 |  | 0 | 0 | 0 | 0 | 0 | 0 | 0 | 0 | 0 | 0 | 0 | 0 | 0 | 0 | 0 | 0 | 0 | 0 | 0 | 0 | 0 | 0 | 0 | 0 | 0 | 0 | 0 | 0 | 0 | 0 | 0 | 0 | 0 | 0 | 0 | 0 | 0 | 0 | 0 | 0 | 0 | 0 | 0 | 0 | 0 | 0 | 0 | 0 | 0 | 0 | 0 | 0
PG&E NGBA | Geysers 17 | 230 | 0 | 0 | 0 | 0 | 0 | 0 | 0 | 0 | 0 | 0 | 0 | 0 | 47.4465 | 0 | 0 | 0 | 0 | 0 | 9.435 | 0 | 0 | 0 | 0 | 0 | 47.4465 | 0 | 0 | 0 | 0 | 0 | 9.435 | 0 | 0 | 0 | 0 | 0 | 47.4465 | 0 | 0 | 0 | 0 | 0 | 9.435 | 0 | 0 | 0 | 0 | 0 |  | 47.4465 | 0 | 0 | 0 | 0 | 0 | 9.435 | 0 | 0 | 0 | 0 | 0 | 47.4465 | 0 | 0 | 0 | 0 | 0 | 9.435 | 0 | 0 | 0 | 0 | 0 | 47.4465 | 0 | 0 | 0 | 0 | 0 | 9.435 | 0 | 0 | 0 | 0 | 0 | 0 | 0 | 0 | 0 | 0 | 0 | 0 | 0 | 0 | 0 | 0 | 0 | 0 | 0 | 0 | 0
PG&E NGBA | Geysers 3 | 115 | 0 | 0 | 0 | 0 | 0 | 0 | 0 | 0 | 0 | 0 | 0 | 0 | 0 | 0 | 0 | 0 | 0 | 0 | 0 | 0 | 0 | 0 | 0 | 0 | 0 | 0 | 0 | 0 | 0 | 0 | 0 | 0 | 0 | 0 | 0 | 0 | 0 | 0 | 0 | 0 | 0 | 0 | 0 | 0 | 0 | 0 | 0 | 0 |  | 0 | 0 | 0 | 0 | 0 | 0 | 0 | 0 | 0 | 0 | 0 | 0 | 0 | 0 | 0 | 0 | 0 | 0 | 0 | 0 | 0 | 0 | 0 | 0 | 0 | 0 | 0 | 0 | 0 | 0 | 0 | 0 | 0 | 0 | 0 | 0 | 0 | 0 | 0 | 0 | 0 | 0 | 0 | 0 | 0 | 0 | 0 | 0 | 0 | 0 | 0 | 0
PG&E NGBA | Glenn | 230 | 0 | 0 | 0 | 0 | 0 | 0 | 0 | 0 | 0 | 0 | 0 | 0 | 0 | 0 | 0 | 0 | 0 | 0 | 0 | 0 | 0 | 0 | 0 | 0 | 251.9 | 0 | 0 | 0 | 142.85 | 0 | 0 | 0 | 0 | 0 | 0 | 0 | 251.9 | 0 | 0 | 0 | 142.85 | 0 | 0 | 0 | 0 | 0 | 0 | 0 |  | 0 | 0 | 0 | 0 | 0 | 0 | 0 | 0 | 0 | 0 | 0 | 0 | 0 | 0 | 0 | 0 | 0 | 0 | 0 | 0 | 0 | 0 | 0 | 0 | 0 | 0 | 0 | 0 | 0 | 0 | 0 | 0 | 0 | 0 | 0 | 0 | 1680.5 | 0 | 1575.5 | 0 | 0 | 0 | 0 | 0 | 1680.5 | 0 | 1575.5 | 0 | 0 | 0 | 0 | 0
PG&E NGBA | Glenn | 60 | 0 | 0 | 0 | 0 | 0 | 0 | 0 | 0 | 0 | 0 | 0 | 0 | 0 | 0 | 0 | 0 | 0 | 0 | 0 | 0 | 0 | 0 | 0 | 0 | 0 | 0 | 0 | 0 | 0 | 0 | 0 | 0 | 0 | 0 | 0 | 0 | 0 | 0 | 0 | 0 | 0 | 0 | 0 | 0 | 0 | 0 | 0 | 0 |  | 0 | 0 | 0 | 0 | 0 | 0 | 0 | 0 | 0 | 0 | 0 | 0 | 0 | 0 | 0 | 0 | 0 | 0 | 0 | 0 | 0 | 0 | 0 | 0 | 0 | 0 | 0 | 0 | 0 | 0 | 0 | 0 | 0 | 0 | 0 | 0 | 0 | 0 | 0 | 0 | 0 | 0 | 0 | 0 | 0 | 0 | 0 | 0 | 0 | 0 | 0 | 0
PG&E NGBA | Gold Hill | 115 | 58.75 | 49.9 | 0 | 0 | 0 | 0 | 0 | 0 | 0 | 0 | 0 | 0 | 58.75 | 49.9 | 0 | 0 | 0 | 0 | 0 | 0 | 0 | 0 | 0 | 0 | 58.75 | 49.9 | 0 | 0 | 0 | 0 | 0 | 0 | 0 | 0 | 0 | 0 | 58.75 | 49.9 | 0 | 0 | 0 | 0 | 0 | 0 | 0 | 0 | 0 | 0 |  | 58.75 | 49.9 | 0 | 0 | 0 | 0 | 0 | 0 | 0 | 0 | 0 | 0 | 58.75 | 49.9 | 0 | 0 | 0 | 0 | 0 | 0 | 0 | 0 | 0 | 0 | 58.75 | 49.9 | 0 | 0 | 0 | 0 | 0 | 0 | 0 | 0 | 0 | 0 | 100 | 0 | 0 | 0 | 0 | 0 | 0 | 0 | 100 | 0 | 0 | 0 | 0 | 0 | 0 | 0
PG&E NGBA | Gold Hill | 230 | 0 | 0 | 0 | 0 | 0 | 0 | 0 | 0 | 0 | 0 | 0 | 0 | 0 | 0 | 0 | 0 | 0 | 0 | 0 | 0 | 0 | 0 | 0 | 0 | 0 | 0 | 0 | 0 | 0 | 0 | 0 | 0 | 0 | 0 | 0 | 0 | 0 | 0 | 0 | 0 | 0 | 0 | 0 | 0 | 0 | 0 | 0 | 0 |  | 0 | 0 | 0 | 0 | 0 | 0 | 0 | 0 | 0 | 0 | 0 | 0 | 0 | 0 | 0 | 0 | 0 | 0 | 0 | 0 | 0 | 0 | 0 | 0 | 0 | 0 | 0 | 0 | 0 | 0 | 0 | 0 | 0 | 0 | 0 | 0 | 0 | 0 | 0 | 0 | 0 | 0 | 0 | 0 | 0 | 0 | 0 | 0 | 0 | 0 | 0 | 0
SCE Northern | Goleta | 230 | 0 | 0 | 0 | 0 | 0 | 0 | 0 | 0 | 0 | 0 | 0 | 0 | 0 | 0 | 0 | 0 | 0 | 0 | 0 | 0 | 0 | 0 | 0 | 0 | 0 | 0 | 0 | 0 | 0 | 0 | 0 | 0 | 0 | 0 | 0 | 0 | 0 | 0 | 0 | 0 | 0 | 0 | 0 | 0 | 0 | 0 | 0 | 0 |  | 0 | 0 | 0 | 0 | 0 | 0 | 0 | 0 | 0 | 0 | 0 | 0 | 0 | 0 | 0 | 0 | 0 | 0 | 0 | 0 | 0 | 0 | 0 | 0 | 0 | 0 | 0 | 0 | 0 | 0 | 0 | 0 | 0 | 0 | 0 | 0 | 0 | 0 | 0 | 0 | 0 | 0 | 0 | 0 | 0 | 0 | 0 | 0 | 0 | 0 | 0 | 0
SCE Metro | Goodrich | 230 | 0 | 0 | 0 | 0 | 0 | 0 | 0 | 0 | 0 | 0 | 0 | 0 | 0 | 0 | 0 | 0 | 0 | 0 | 0 | 0 | 0 | 0 | 0 | 0 | 0 | 0 | 0 | 0 | 0 | 0 | 0 | 0 | 0 | 0 | 0 | 0 | 0 | 0 | 0 | 0 | 0 | 0 | 0 | 0 | 0 | 0 | 0 | 0 |  | 0 | 0 | 0 | 0 | 0 | 0 | 0 | 0 | 0 | 0 | 0 | 0 | 0 | 0 | 0 | 0 | 0 | 0 | 0 | 0 | 0 | 0 | 0 | 0 | 0 | 0 | 0 | 0 | 0 | 0 | 0 | 0 | 0 | 0 | 0 | 0 | 0 | 0 | 0 | 0 | 0 | 0 | 0 | 0 | 0 | 0 | 0 | 0 | 0 | 0 | 0 | 0
PG&E KERN | Goose Lake | 115 | 0 | 0 | 0 | 0 | 0 | 0 | 0 | 0 | 0 | 0 | 0 | 0 | 0 | 0 | 0 | 0 | 0 | 0 | 0 | 0 | 0 | 0 | 0 | 0 | 0 | 0 | 0 | 0 | 0 | 0 | 0 | 0 | 0 | 0 | 0 | 0 | 0 | 0 | 0 | 0 | 0 | 0 | 0 | 0 | 0 | 0 | 0 | 0 |  | 0 | 0 | 0 | 0 | 0 | 0 | 0 | 0 | 0 | 0 | 0 | 0 | 0 | 0 | 0 | 0 | 0 | 0 | 0 | 0 | 0 | 0 | 0 | 0 | 0 | 0 | 0 | 0 | 0 | 0 | 0 | 0 | 0 | 0 | 0 | 0 | 100 | 0 | 0 | 0 | 0 | 0 | 0 | 0 | 100 | 0 | 0 | 0 | 0 | 0 | 0 | 0
SCE Metro | Gould | 230 | 0 | 0 | 0 | 0 | 0 | 0 | 0 | 0 | 0 | 0 | 0 | 0 | 0 | 0 | 0 | 0 | 0 | 0 | 0 | 0 | 0 | 0 | 0 | 0 | 0 | 0 | 0 | 0 | 0 | 0 | 0 | 0 | 0 | 0 | 0 | 0 | 0 | 0 | 0 | 0 | 0 | 0 | 0 | 0 | 0 | 0 | 0 | 0 |  | 0 | 0 | 0 | 0 | 0 | 0 | 0 | 0 | 0 | 0 | 0 | 0 | 0 | 0 | 0 | 0 | 0 | 0 | 0 | 0 | 0 | 0 | 0 | 0 | 0 | 0 | 0 | 0 | 0 | 0 | 0 | 0 | 0 | 0 | 0 | 0 | 0 | 0 | 0 | 0 | 0 | 0 | 0 | 0 | 0 | 0 | 0 | 0 | 0 | 0 | 0 | 0
PG&E NGBA | Grand Island | 115 | 0 | 0 | 0 | 0 | 0 | 0 | 0 | 0 | 0 | 0 | 0 | 0 | 0 | 0 | 0 | 0 | 0 | 0 | 0 | 0 | 0 | 0 | 0 | 0 | 0 | 0 | 0 | 0 | 0 | 0 | 0 | 0 | 0 | 0 | 0 | 0 | 0 | 0 | 0 | 0 | 0 | 0 | 0 | 0 | 0 | 0 | 0 | 0 |  | 0 | 0 | 0 | 0 | 0 | 0 | 0 | 0 | 0 | 0 | 0 | 0 | 0 | 0 | 0 | 0 | 0 | 0 | 0 | 0 | 0 | 0 | 0 | 0 | 0 | 0 | 0 | 0 | 0 | 0 | 0 | 0 | 0 | 0 | 0 | 0 | 0 | 0 | 0 | 0 | 0 | 0 | 0 | 0 | 0 | 0 | 0 | 0 | 0 | 0 | 0 | 0
SDGE | Granite | 69 | 0 | 0 | 0 | 0 | 0 | 0 | 0 | 0 | 0 | 0 | 0 | 0 | 0 | 0 | 0 | 0 | 0 | 0 | 0 | 0 | 0 | 0 | 0 | 0 | 0 | 0 | 0 | 0 | 0 | 0 | 0 | 0 | 0 | 0 | 0 | 0 | 0 | 0 | 0 | 0 | 0 | 0 | 0 | 0 | 0 | 0 | 0 | 0 |  | 0 | 0 | 0 | 0 | 0 | 0 | 0 | 0 | 0 | 0 | 0 | 0 | 0 | 0 | 0 | 0 | 0 | 0 | 0 | 0 | 0 | 0 | 0 | 0 | 0 | 0 | 0 | 0 | 0 | 0 | 0 | 0 | 0 | 0 | 0 | 0 | 0 | 0 | 0 | 0 | 0 | 0 | 0 | 0 | 0 | 0 | 0 | 0 | 0 | 0 | 0 | 0
PG&E GBA | Grant | 115 | 0 | 0 | 0 | 0 | 0 | 0 | 0 | 0 | 0 | 0 | 0 | 0 | 0 | 0 | 0 | 0 | 0 | 0 | 0 | 0 | 0 | 0 | 0 | 0 | 0 | 0 | 0 | 0 | 0 | 0 | 0 | 0 | 0 | 0 | 0 | 0 | 0 | 0 | 0 | 0 | 0 | 0 | 0 | 0 | 0 | 0 | 0 | 0 |  | 0 | 0 | 0 | 0 | 0 | 0 | 0 | 0 | 0 | 0 | 0 | 0 | 0 | 0 | 0 | 0 | 0 | 0 | 0 | 0 | 0 | 0 | 0 | 0 | 0 | 0 | 0 | 0 | 0 | 0 | 0 | 0 | 0 | 0 | 0 | 0 | 0 | 0 | 0 | 0 | 0 | 0 | 0 | 0 | 0 | 0 | 0 | 0 | 0 | 0 | 0 | 0
PG&E GBA | Green Valley | 115 | 0 | 0 | 0 | 0 | 0 | 0 | 0 | 0 | 0 | 0 | 0 | 0 | 0 | 0 | 0 | 0 | 0 | 0 | 0 | 0 | 0 | 0 | 0 | 0 | 203.699 | 200 | 0 | 0 | 0 | 0 | 0 | 0 | 0 | 0 | 0 | 0 | 203.699 | 200 | 0 | 0 | 0 | 0 | 0 | 0 | 0 | 0 | 0 | 0 |  | 0 | 0 | 0 | 0 | 0 | 0 | 0 | 0 | 0 | 0 | 0 | 0 | 203.699 | 200 | 0 | 0 | 0 | 0 | 0 | 0 | 0 | 0 | 0 | 0 | 203.699 | 200 | 0 | 0 | 0 | 0 | 0 | 0 | 0 | 0 | 0 | 0 | 350 | 0 | 0 | 0 | 0 | 0 | 0 | 0 | 350 | 0 | 0 | 0 | 0 | 0 | 0 | 0
PG&E NGBA | Greenleaf 1 | 115 | 0 | 0 | 0 | 0 | 0 | 0 | 0 | 0 | 0 | 0 | 0 | 0 | 0 | 0 | 0 | 0 | 0 | 0 | 0 | 0 | 0 | 0 | 0 | 0 | 61.8 | 11 | 0 | 0 | 0 | 0 | 0 | 0 | 0 | 0 | 0 | 0 | 61.8 | 11 | 0 | 0 | 0 | 0 | 0 | 0 | 0 | 0 | 0 | 0 |  | 0 | 0 | 0 | 0 | 0 | 0 | 0 | 0 | 0 | 0 | 0 | 0 | 50.5 | 0 | 0 | 0 | 0 | 0 | 0 | 0 | 0 | 0 | 0 | 0 | 61.8 | 11 | 0 | 0 | 0 | 0 | 0 | 0 | 0 | 0 | 0 | 0 | 40 | 0 | 0 | 0 | 0 | 0 | 0 | 0 | 40 | 0 | 0 | 0 | 0 | 0 | 0 | 0
PG&E FRESNO | Gregg | 230 | 0 | 0 | 0 | 0 | 0 | 0 | 0 | 0 | 0 | 0 | 0 | 0 | 0 | 0 | 0 | 0 | 0 | 0 | 0 | 0 | 0 | 0 | 0 | 0 | 151.7416 | 0 | 0 | 0 | 0 | 0 | 0 | 0 | 0 | 0 | 0 | 0 | 151.7416 | 0 | 0 | 0 | 0 | 0 | 0 | 0 | 0 | 0 | 0 | 0 |  | 0 | 0 | 0 | 0 | 0 | 0 | 0 | 0 | 0 | 0 | 0 | 0 | 0 | 0 | 0 | 0 | 0 | 0 | 0 | 0 | 0 | 0 | 0 | 0 | 0 | 0 | 0 | 0 | 0 | 0 | 0 | 0 | 0 | 0 | 0 | 0 | 0 | 119 | 0 | 0 | 0 | 0 | 0 | 0 | 0 | 119 | 0 | 0 | 0 | 0 | 0 | 0
PG&E FRESNO | Grimmway-Malaga | 115 | 0 | 0 | 0 | 0 | 0 | 0 | 0 | 0 | 0 | 0 | 0 | 0 | 0 | 0 | 0 | 0 | 0 | 0 | 0 | 0 | 0 | 0 | 0 | 0 | 0 | 0 | 0 | 0 | 0 | 0 | 0 | 0 | 0 | 0 | 0 | 0 | 0 | 0 | 0 | 0 | 0 | 0 | 0 | 0 | 0 | 0 | 0 | 0 |  | 0 | 0 | 0 | 0 | 0 | 0 | 0 | 0 | 0 | 0 | 0 | 0 | 0 | 0 | 0 | 0 | 0 | 0 | 0 | 0 | 0 | 0 | 0 | 0 | 0 | 0 | 0 | 0 | 0 | 0 | 0 | 0 | 0 | 0 | 0 | 0 | 0 | 0 | 0 | 0 | 0 | 0 | 0 | 0 | 0 | 0 | 0 | 0 | 0 | 0 | 0 | 0
PG&E NGBA | Grizzly | 230 | 0 | 0 | 0 | 0 | 0 | 0 | 0 | 0 | 0 | 0 | 0 | 0 | 0 | 0 | 0 | 0 | 0 | 0 | 0 | 0 | 0 | 0 | 0 | 0 | 0 | 0 | 0 | 0 | 0 | 0 | 0 | 0 | 0 | 0 | 0 | 0 | 0 | 0 | 0 | 0 | 0 | 0 | 0 | 0 | 0 | 0 | 0 | 0 |  | 0 | 0 | 0 | 0 | 0 | 0 | 0 | 0 | 0 | 0 | 0 | 0 | 0 | 0 | 0 | 0 | 0 | 0 | 0 | 0 | 0 | 0 | 0 | 0 | 0 | 0 | 0 | 0 | 0 | 0 | 0 | 0 | 0 | 0 | 0 | 0 | 0 | 0 | 0 | 0 | 0 | 0 | 0 | 0 | 0 | 0 | 0 | 0 | 0 | 0 | 0 | 0
PG&E FRESNO | Guernsey | 70 | 0 | 0 | 0 | 0 | 0 | 0 | 0 | 0 | 0 | 0 | 0 | 0 | 0 | 0 | 0 | 0 | 0 | 0 | 0 | 0 | 0 | 0 | 0 | 0 | 0 | 0 | 0 | 0 | 0 | 0 | 0 | 0 | 0 | 0 | 0 | 0 | 0 | 0 | 0 | 0 | 0 | 0 | 0 | 0 | 0 | 0 | 0 | 0 |  | 0 | 0 | 0 | 0 | 0 | 0 | 0 | 0 | 0 | 0 | 0 | 0 | 0 | 0 | 0 | 0 | 0 | 0 | 0 | 0 | 0 | 0 | 0 | 0 | 0 | 0 | 0 | 0 | 0 | 0 | 0 | 0 | 0 | 0 | 0 | 0 | 0 | 0 | 0 | 0 | 0 | 0 | 0 | 0 | 0 | 0 | 0 | 0 | 0 | 0 | 0 | 0
PG&E FRESNO | GWF Hanford | 115 | 11.7 | 0 | 0 | 0 | 0 | 0 | 0 | 0 | 0 | 0 | 0 | 0 | 11.7 | 0 | 0 | 0 | 0 | 0 | 0 | 0 | 0 | 0 | 0 | 0 | 11.7 | 0 | 0 | 0 | 0 | 0 | 0 | 0 | 0 | 0 | 0 | 0 | 11.7 | 0 | 0 | 0 | 0 | 0 | 0 | 0 | 0 | 0 | 0 | 0 |  | 11.7 | 0 | 0 | 0 | 0 | 0 | 0 | 0 | 0 | 0 | 0 | 0 | 11.7 | 0 | 0 | 0 | 0 | 0 | 0 | 0 | 0 | 0 | 0 | 0 | 11.7 | 0 | 0 | 0 | 0 | 0 | 0 | 0 | 0 | 0 | 0 | 0 | 0 | 0 | 0 | 0 | 0 | 0 | 0 | 0 | 0 | 0 | 0 | 0 | 0 | 0 | 0 | 0
PG&E FRESNO | Haas | 230 | 0 | 0 | 0 | 0 | 0 | 0 | 0 | 0 | 0 | 0 | 0 | 0 | 0 | 0 | 0 | 0 | 0 | 0 | 0 | 0 | 0 | 0 | 0 | 0 | 0 | 0 | 0 | 0 | 0 | 0 | 0 | 0 | 0 | 0 | 0 | 0 | 0 | 0 | 0 | 0 | 0 | 0 | 0 | 0 | 0 | 0 | 0 | 0 |  | 0 | 0 | 0 | 0 | 0 | 0 | 0 | 0 | 0 | 0 | 0 | 0 | 0 | 0 | 0 | 0 | 0 | 0 | 0 | 0 | 0 | 0 | 0 | 0 | 0 | 0 | 0 | 0 | 0 | 0 | 0 | 0 | 0 | 0 | 0 | 0 | 0 | 0 | 0 | 0 | 0 | 0 | 0 | 0 | 0 | 0 | 0 | 0 | 0 | 0 | 0 | 0
PG&E FRESNO | Hammonds | 115 | 0 | 0 | 0 | 0 | 0 | 0 | 0 | 0 | 0 | 0 | 0 | 0 | 0 | 0 | 0 | 0 | 0 | 0 | 0 | 0 | 0 | 0 | 0 | 0 | 0 | 0 | 0 | 0 | 0 | 0 | 0 | 0 | 0 | 0 | 0 | 0 | 0 | 0 | 0 | 0 | 0 | 0 | 0 | 0 | 0 | 0 | 0 | 0 |  | 0 | 0 | 0 | 0 | 0 | 0 | 0 | 0 | 0 | 0 | 0 | 0 | 0 | 0 | 0 | 0 | 0 | 0 | 0 | 0 | 0 | 0 | 0 | 0 | 0 | 0 | 0 | 0 | 0 | 0 | 0 | 0 | 0 | 0 | 0 | 0 | 60 | 0 | 60 | 0 | 0 | 0 | 0 | 0 | 60 | 0 | 60 | 0 | 0 | 0 | 0 | 0
SCE Metro | HarborGen | 230 | 0 | 0 | 0 | 0 | 0 | 0 | 0 | 0 | 0 | 0 | 0 | 0 | 0 | 0 | 0 | 0 | 0 | 0 | 0 | 0 | 0 | 0 | 0 | 0 | 0 | 0 | 0 | 0 | 0 | 0 | 0 | 0 | 0 | 0 | 0 | 0 | 0 | 0 | 0 | 0 | 0 | 0 | 0 | 0 | 0 | 0 | 0 | 0 |  | 0 | 0 | 0 | 0 | 0 | 0 | 0 | 0 | 0 | 0 | 0 | 0 | 0 | 0 | 0 | 0 | 0 | 0 | 0 | 0 | 0 | 0 | 0 | 0 | 0 | 0 | 0 | 0 | 0 | 0 | 0 | 0 | 0 | 0 | 0 | 0 | 0 | 0 | 0 | 0 | 0 | 0 | 0 | 0 | 0 | 0 | 0 | 0 | 0 | 0 | 0 | 0
PG&E NGBA | Harris | 60 | 0 | 0 | 0 | 0 | 0 | 0 | 0 | 0 | 0 | 0 | 0 | 0 | 0 | 0 | 0 | 0 | 0 | 0 | 0 | 0 | 0 | 0 | 0 | 0 | 0 | 0 | 0 | 0 | 0 | 0 | 0 | 0 | 0 | 0 | 0 | 0 | 0 | 0 | 0 | 0 | 0 | 0 | 0 | 0 | 0 | 0 | 0 | 0 |  | 0 | 0 | 0 | 0 | 0 | 0 | 0 | 0 | 0 | 0 | 0 | 0 | 0 | 0 | 0 | 0 | 0 | 0 | 0 | 0 | 0 | 0 | 0 | 0 | 0 | 0 | 0 | 0 | 0 | 0 | 0 | 0 | 0 | 0 | 0 | 0 | 0 | 0 | 0 | 0 | 0 | 0 | 0 | 0 | 0 | 0 | 0 | 0 | 0 | 0 | 0 | 0
EOP | Harry Allen | 500 | 0 | 0 | 0 | 0 | 0 | 0 | 0 | 0 | 0 | 0 | 0 | 0 | 0 | 0 | 0 | 0 | 0 | 0 | 0 | 0 | 0 | 0 | 0 | 0 | 0 | 0 | 0 | 0 | 0 | 0 | 0 | 0 | 0 | 0 | 0 | 0 | 0 | 0 | 0 | 0 | 0 | 0 | 0 | 0 | 0 | 0 | 0 | 0 |  | 0 | 0 | 0 | 0 | 0 | 0 | 0 | 0 | 0 | 0 | 0 | 0 | 0 | 0 | 0 | 0 | 0 | 0 | 0 | 0 | 0 | 0 | 0 | 0 | 0 | 0 | 0 | 0 | 0 | 0 | 0 | 0 | 0 | 0 | 0 | 0 | 350 | 0 | 350 | 0 | 0 | 0 | 0 | 2917.5 | 350 | 0 | 350 | 0 | 0 | 0 | 0 | 2117.5
PG&E NGBA | Hartley | 60 | 0 | 0 | 0 | 0 | 0 | 0 | 0 | 0 | 0 | 0 | 0 | 0 | 0 | 0 | 0 | 0 | 0 | 0 | 0 | 0 | 0 | 0 | 0 | 0 | 0 | 0 | 0 | 0 | 0 | 0 | 0 | 0 | 0 | 0 | 0 | 0 | 0 | 0 | 0 | 0 | 0 | 0 | 0 | 0 | 0 | 0 | 0 | 0 |  | 0 | 0 | 0 | 0 | 0 | 0 | 0 | 0 | 0 | 0 | 0 | 0 | 0 | 0 | 0 | 0 | 0 | 0 | 0 | 0 | 0 | 0 | 0 | 0 | 0 | 0 | 0 | 0 | 0 | 0 | 0 | 0 | 0 | 0 | 0 | 0 | 0 | 0 | 0 | 0 | 0 | 0 | 0 | 0 | 0 | 0 | 0 | 0 | 0 | 0 | 0 | 0
SCE NOL | Harvard | 115 | 0 | 0 | 0 | 0 | 0 | 0 | 0 | 0 | 0 | 0 | 0 | 0 | 0 | 0 | 0 | 0 | 0 | 0 | 0 | 0 | 0 | 0 | 0 | 0 | 0 | 0 | 0 | 0 | 0 | 0 | 0 | 0 | 0 | 0 | 0 | 0 | 0 | 0 | 0 | 0 | 0 | 0 | 0 | 0 | 0 | 0 | 0 | 0 |  | 0 | 0 | 0 | 0 | 0 | 0 | 0 | 0 | 0 | 0 | 0 | 0 | 0 | 0 | 0 | 0 | 0 | 0 | 0 | 0 | 0 | 0 | 0 | 0 | 0 | 0 | 0 | 0 | 0 | 0 | 0 | 0 | 0 | 0 | 0 | 0 | 0 | 0 | 0 | 0 | 0 | 0 | 0 | 0 | 0 | 0 | 0 | 0 | 0 | 0 | 0 | 0
SDGE | Hassayampa | 500 | 90.9 | 0 | 0 | 0 | 276.9 | 0 | 0 | 0 | 0 | 0 | 0 | 0 | 10 | 10 | 0 | 0 | 247.5 | 247.5 | 0 | 0 | 0 | 0 | 0 | 0 | 100.9 | 10 | 0 | 0 | 524.4 | 247.5 | 0 | 0 | 0 | 0 | 0 | 0 | 100.9 | 10 | 0 | 0 | 524.4 | 247.5 | 0 | 0 | 0 | 0 | 0 | 0 |  | 10 | 10 | 0 | 0 | 247.5 | 247.5 | 0 | 0 | 0 | 0 | 0 | 0 | 100.9 | 10 | 0 | 0 | 524.4 | 247.5 | 0 | 0 | 0 | 0 | 0 | 0 | 100.9 | 10 | 0 | 0 | 524.4 | 247.5 | 0 | 0 | 0 | 0 | 0 | 0 | 1300 | 0 | 1300 | 0 | 0 | 0 | 0 | 0 | 900 | 0 | 900 | 0 | 0 | 0 | 0 | 0
PG&E FRESNO | Helm | 230 | 0 | 0 | 0 | 0 | 0 | 0 | 0 | 0 | 0 | 0 | 0 | 0 | 0 | 0 | 0 | 0 | 0 | 0 | 0 | 0 | 0 | 0 | 0 | 0 | 0 | 0 | 0 | 0 | 0 | 0 | 0 | 0 | 0 | 0 | 0 | 0 | 0 | 0 | 0 | 0 | 0 | 0 | 0 | 0 | 0 | 0 | 0 | 0 |  | 0 | 0 | 0 | 0 | 0 | 0 | 0 | 0 | 0 | 0 | 0 | 0 | 0 | 0 | 0 | 0 | 0 | 0 | 0 | 0 | 0 | 0 | 0 | 0 | 0 | 0 | 0 | 0 | 0 | 0 | 0 | 0 | 0 | 0 | 0 | 0 | 500 | 0 | 300 | 0 | 0 | 0 | 0 | 0 | 500 | 0 | 300 | 0 | 0 | 0 | 0 | 0
PG&E FRESNO | Helm | 70 | 18.5 | 18.5 | 0 | 0 | 0 | 0 | 0 | 0 | 0 | 0 | 0 | 0 | 18.5 | 18.5 | 0 | 0 | 0 | 0 | 0 | 0 | 0 | 0 | 0 | 0 | 44.04 | 43.5 | 0 | 0 | 25.54 | 0 | 0 | 0 | 0 | 0 | 0 | 0 | 44.04 | 43.5 | 0 | 0 | 25.54 | 0 | 0 | 0 | 0 | 0 | 0 | 0 |  | 18.5 | 18.5 | 0 | 0 | 0 | 0 | 0 | 0 | 0 | 0 | 0 | 0 | 44.04 | 43.5 | 0 | 0 | 25.54 | 0 | 0 | 0 | 0 | 0 | 0 | 0 | 44.04 | 43.5 | 0 | 0 | 25.54 | 0 | 0 | 0 | 0 | 0 | 0 | 0 | 30 | 0 | 30 | 0 | 0 | 0 | 0 | 0 | 30 | 0 | 30 | 0 | 0 | 0 | 0 | 0
PG&E FRESNO | Henrietta | 115 | 0 | 0 | 0 | 0 | 0 | 0 | 0 | 0 | 0 | 0 | 0 | 0 | 0 | 0 | 0 | 0 | 0 | 0 | 0 | 0 | 0 | 0 | 0 | 0 | 0 | 0 | 0 | 0 | 0 | 0 | 0 | 0 | 0 | 0 | 0 | 0 | 0 | 0 | 0 | 0 | 0 | 0 | 0 | 0 | 0 | 0 | 0 | 0 |  | 0 | 0 | 0 | 0 | 0 | 0 | 0 | 0 | 0 | 0 | 0 | 0 | 0 | 0 | 0 | 0 | 0 | 0 | 0 | 0 | 0 | 0 | 0 | 0 | 0 | 0 | 0 | 0 | 0 | 0 | 0 | 0 | 0 | 0 | 0 | 0 | 0 | 0 | 0 | 0 | 0 | 0 | 0 | 0 | 0 | 0 | 0 | 0 | 0 | 0 | 0 | 0
PG&E FRESNO | Henrietta | 230 | 0 | 0 | 0 | 0 | 0 | 0 | 0 | 0 | 0 | 0 | 0 | 0 | 0 | 0 | 0 | 0 | 0 | 0 | 0 | 0 | 0 | 0 | 0 | 0 | 0 | 0 | 0 | 0 | 0 | 0 | 0 | 0 | 0 | 0 | 0 | 0 | 0 | 0 | 0 | 0 | 0 | 0 | 0 | 0 | 0 | 0 | 0 | 0 |  | 0 | 0 | 0 | 0 | 0 | 0 | 0 | 0 | 0 | 0 | 0 | 0 | 0 | 0 | 0 | 0 | 0 | 0 | 0 | 0 | 0 | 0 | 0 | 0 | 0 | 0 | 0 | 0 | 0 | 0 | 0 | 0 | 0 | 0 | 0 | 0 | 300 | 0 | 300 | 0 | 0 | 0 | 0 | 0 | 300 | 0 | 300 | 0 | 0 | 0 | 0 | 0
PG&E FRESNO | Henrietta | 70 | 20 | 0 | 0 | 0 | 0 | 0 | 0 | 0 | 0 | 0 | 0 | 0 | 20 | 0 | 0 | 0 | 0 | 0 | 0 | 0 | 0 | 0 | 0 | 0 | 20 | 0 | 0 | 0 | 0 | 0 | 0 | 0 | 0 | 0 | 0 | 0 | 20 | 0 | 0 | 0 | 0 | 0 | 0 | 0 | 0 | 0 | 0 | 0 |  | 20 | 0 | 0 | 0 | 0 | 0 | 0 | 0 | 0 | 0 | 0 | 0 | 20 | 0 | 0 | 0 | 0 | 0 | 0 | 0 | 0 | 0 | 0 | 0 | 20 | 0 | 0 | 0 | 0 | 0 | 0 | 0 | 0 | 0 | 0 | 0 | 100 | 0 | 0 | 0 | 0 | 0 | 0 | 0 | 100 | 0 | 0 | 0 | 0 | 0 | 0 | 0
PG&E FRESNO | Herndon | 115 | 0 | 0 | 0 | 0 | 0 | 0 | 0 | 0 | 0 | 0 | 0 | 0 | 0 | 0 | 0 | 0 | 0 | 0 | 0 | 0 | 0 | 0 | 0 | 0 | 0 | 0 | 0 | 0 | 0 | 0 | 0 | 0 | 0 | 0 | 0 | 0 | 0 | 0 | 0 | 0 | 0 | 0 | 0 | 0 | 0 | 0 | 0 | 0 |  | 0 | 0 | 0 | 0 | 0 | 0 | 0 | 0 | 0 | 0 | 0 | 0 | 0 | 0 | 0 | 0 | 0 | 0 | 0 | 0 | 0 | 0 | 0 | 0 | 0 | 0 | 0 | 0 | 0 | 0 | 0 | 0 | 0 | 0 | 0 | 0 | 0 | 0 | 0 | 0 | 0 | 0 | 0 | 0 | 0 | 0 | 0 | 0 | 0 | 0 | 0 | 0
PG&E FRESNO | Herndon | 230 | 0 | 0 | 0 | 0 | 0 | 0 | 0 | 0 | 0 | 0 | 0 | 0 | 0 | 0 | 0 | 0 | 0 | 0 | 0 | 0 | 0 | 0 | 0 | 0 | 0 | 0 | 0 | 0 | 0 | 0 | 0 | 0 | 0 | 0 | 0 | 0 | 0 | 0 | 0 | 0 | 0 | 0 | 0 | 0 | 0 | 0 | 0 | 0 |  | 0 | 0 | 0 | 0 | 0 | 0 | 0 | 0 | 0 | 0 | 0 | 0 | 0 | 0 | 0 | 0 | 0 | 0 | 0 | 0 | 0 | 0 | 0 | 0 | 0 | 0 | 0 | 0 | 0 | 0 | 0 | 0 | 0 | 0 | 0 | 0 | 0 | 0 | 0 | 0 | 0 | 0 | 0 | 0 | 0 | 0 | 0 | 0 | 0 | 0 | 0 | 0
PG&E GBA | Hicks | 230 | 0 | 0 | 0 | 0 | 0 | 0 | 0 | 0 | 0 | 0 | 0 | 0 | 0 | 0 | 0 | 0 | 0 | 0 | 0 | 0 | 0 | 0 | 0 | 0 | 0 | 0 | 0 | 0 | 0 | 0 | 0 | 0 | 0 | 0 | 0 | 0 | 0 | 0 | 0 | 0 | 0 | 0 | 0 | 0 | 0 | 0 | 0 | 0 |  | 0 | 0 | 0 | 0 | 0 | 0 | 0 | 0 | 0 | 0 | 0 | 0 | 0 | 0 | 0 | 0 | 0 | 0 | 0 | 0 | 0 | 0 | 0 | 0 | 0 | 0 | 0 | 0 | 0 | 0 | 0 | 0 | 0 | 0 | 0 | 0 | 0 | 0 | 0 | 0 | 0 | 0 | 0 | 0 | 0 | 0 | 0 | 0 | 0 | 0 | 0 | 0
PG&E NGBA | Higgins | 115 | 0 | 0 | 0 | 0 | 0 | 0 | 0 | 0 | 0 | 0 | 0 | 0 | 0 | 0 | 0 | 0 | 0 | 0 | 0 | 0 | 0 | 0 | 0 | 0 | 0 | 0 | 0 | 0 | 0 | 0 | 0 | 0 | 0 | 0 | 0 | 0 | 0 | 0 | 0 | 0 | 0 | 0 | 0 | 0 | 0 | 0 | 0 | 0 |  | 0 | 0 | 0 | 0 | 0 | 0 | 0 | 0 | 0 | 0 | 0 | 0 | 0 | 0 | 0 | 0 | 0 | 0 | 0 | 0 | 0 | 0 | 0 | 0 | 0 | 0 | 0 | 0 | 0 | 0 | 0 | 0 | 0 | 0 | 0 | 0 | 0 | 0 | 0 | 0 | 0 | 0 | 0 | 0 | 0 | 0 | 0 | 0 | 0 | 0 | 0 | 0
PG&E NGBA | Hilltop | 345 | 0 | 0 | 0 | 0 | 0 | 0 | 0 | 0 | 0 | 0 | 0 | 0 | 0 | 0 | 0 | 0 | 0 | 0 | 0 | 0 | 0 | 0 | 0 | 0 | 0 | 0 | 0 | 0 | 0 | 0 | 0 | 0 | 0 | 0 | 0 | 0 | 0 | 0 | 0 | 0 | 0 | 0 | 0 | 0 | 0 | 0 | 0 | 0 |  | 0 | 0 | 0 | 0 | 0 | 0 | 0 | 0 | 0 | 0 | 0 | 0 | 0 | 0 | 0 | 0 | 0 | 0 | 0 | 0 | 0 | 0 | 0 | 0 | 0 | 0 | 0 | 0 | 0 | 0 | 0 | 0 | 0 | 0 | 0 | 0 | 0 | 0 | 0 | 0 | 0 | 0 | 0 | 0 | 0 | 0 | 0 | 0 | 0 | 0 | 0 | 0
SCE Metro | Hinson | 230 | 0 | 0 | 0 | 0 | 0 | 0 | 0 | 0 | 0 | 0 | 0 | 0 | 0 | 0 | 0 | 0 | 0 | 0 | 0 | 0 | 0 | 0 | 0 | 0 | 605.6634 | 0 | 0 | 0 | 0 | 0 | 0 | 0 | 0 | 0 | 0 | 0 | 605.6634 | 0 | 0 | 0 | 0 | 0 | 0 | 0 | 0 | 0 | 0 | 0 |  | 0 | 0 | 0 | 0 | 0 | 0 | 0 | 0 | 0 | 0 | 0 | 0 | 0 | 0 | 0 | 0 | 0 | 0 | 0 | 0 | 0 | 0 | 0 | 0 | 0 | 0 | 0 | 0 | 0 | 0 | 0 | 0 | 0 | 0 | 0 | 0 | 0 | 0 | 0 | 0 | 0 | 0 | 0 | 0 | 0 | 0 | 0 | 0 | 0 | 0 | 0 | 0
PG&E GBA | Hollister | 115 | 0 | 0 | 0 | 0 | 0 | 0 | 0 | 0 | 0 | 0 | 0 | 0 | 0 | 0 | 0 | 0 | 0 | 0 | 0 | 0 | 0 | 0 | 0 | 0 | 112.386 | 110 | 0 | 0 | 112.491 | 0 | 0 | 0 | 0 | 0 | 0 | 0 | 112.386 | 110 | 0 | 0 | 112.491 | 0 | 0 | 0 | 0 | 0 | 0 | 0 |  | 0 | 0 | 0 | 0 | 0 | 0 | 0 | 0 | 0 | 0 | 0 | 0 | 0 | 0 | 0 | 0 | 0 | 0 | 0 | 0 | 0 | 0 | 0 | 0 | 0 | 0 | 0 | 0 | 0 | 0 | 0 | 0 | 0 | 0 | 0 | 0 | 200 | 0 | 200 | 0 | 0 | 0 | 0 | 0 | 0 | 0 | 0 | 0 | 0 | 0 | 0 | 0
PG&E NGBA | Homestake | 115 | 0 | 0 | 0 | 0 | 0 | 0 | 0 | 0 | 0 | 0 | 0 | 0 | 0 | 0 | 0 | 0 | 0 | 0 | 0 | 0 | 0 | 0 | 0 | 0 | 0 | 0 | 0 | 0 | 0 | 0 | 0 | 0 | 0 | 0 | 0 | 0 | 0 | 0 | 0 | 0 | 0 | 0 | 0 | 0 | 0 | 0 | 0 | 0 |  | 0 | 0 | 0 | 0 | 0 | 0 | 0 | 0 | 0 | 0 | 0 | 0 | 0 | 0 | 0 | 0 | 0 | 0 | 0 | 0 | 0 | 0 | 0 | 0 | 0 | 0 | 0 | 0 | 0 | 0 | 0 | 0 | 0 | 0 | 0 | 0 | 0 | 0 | 0 | 0 | 0 | 0 | 0 | 0 | 0 | 0 | 0 | 0 | 0 | 0 | 0 | 0
PG&E NGBA | Honcut | 115 | 0 | 0 | 0 | 0 | 0 | 0 | 0 | 0 | 0 | 0 | 0 | 0 | 0 | 0 | 0 | 0 | 0 | 0 | 0 | 0 | 0 | 0 | 0 | 0 | 0 | 0 | 0 | 0 | 0 | 0 | 0 | 0 | 0 | 0 | 0 | 0 | 0 | 0 | 0 | 0 | 0 | 0 | 0 | 0 | 0 | 0 | 0 | 0 |  | 0 | 0 | 0 | 0 | 0 | 0 | 0 | 0 | 0 | 0 | 0 | 0 | 0 | 0 | 0 | 0 | 0 | 0 | 0 | 0 | 0 | 0 | 0 | 0 | 0 | 0 | 0 | 0 | 0 | 0 | 0 | 0 | 0 | 0 | 0 | 0 | 0 | 0 | 0 | 0 | 0 | 0 | 0 | 0 | 0 | 0 | 0 | 0 | 0 | 0 | 0 | 0
SDGE | Hoodoo Wash | 500 | 562.63 | 0 | 0 | 0 | 750.54 | 0 | 0 | 0 | 0 | 0 | 0 | 0 | 450 | 0 | 0 | 0 | 508.5 | 237.5 | 0 | 0 | 0 | 0 | 0 | 0 | 562.63 | 0 | 0 | 0 | 988.04 | 237.5 | 0 | 0 | 0 | 0 | 0 | 0 | 1903.444 | 0 | 0 | 0 | 2328.384 | 237.5 | 0 | 0 | 0 | 0 | 0 | 0 |  | 450 | 0 | 0 | 0 | 508.5 | 237.5 | 0 | 0 | 0 | 0 | 0 | 0 | 562.63 | 0 | 0 | 0 | 988.04 | 237.5 | 0 | 0 | 0 | 0 | 0 | 0 | 1079.594 | 0 | 0 | 0 | 1504.534 | 237.5 | 0 | 0 | 0 | 0 | 0 | 0 | 3700 | 0 | 3200 | 0 | 0 | 0 | 0 | 0 | 3200 | 0 | 2700 | 0 | 0 | 0 | 0 | 0
PG&E NGBA | Hopland | 115 | 0 | 0 | 0 | 0 | 0 | 0 | 0 | 0 | 0 | 0 | 0 | 0 | 0 | 0 | 0 | 0 | 0 | 0 | 0 | 0 | 0 | 0 | 0 | 0 | 0 | 0 | 0 | 0 | 0 | 0 | 0 | 0 | 0 | 0 | 0 | 0 | 0 | 0 | 0 | 0 | 0 | 0 | 0 | 0 | 0 | 0 | 0 | 0 |  | 0 | 0 | 0 | 0 | 0 | 0 | 0 | 0 | 0 | 0 | 0 | 0 | 0 | 0 | 0 | 0 | 0 | 0 | 0 | 0 | 0 | 0 | 0 | 0 | 0 | 0 | 0 | 0 | 0 | 0 | 0 | 0 | 0 | 0 | 0 | 0 | 0 | 0 | 0 | 0 | 0 | 0 | 0 | 0 | 0 | 0 | 0 | 0 | 0 | 0 | 0 | 0
PG&E NGBA | Hopland | 60 | 0 | 0 | 0 | 0 | 0 | 0 | 0 | 0 | 0 | 0 | 0 | 0 | 0 | 0 | 0 | 0 | 0 | 0 | 0 | 0 | 0 | 0 | 0 | 0 | 0 | 0 | 0 | 0 | 0 | 0 | 0 | 0 | 0 | 0 | 0 | 0 | 0 | 0 | 0 | 0 | 0 | 0 | 0 | 0 | 0 | 0 | 0 | 0 |  | 0 | 0 | 0 | 0 | 0 | 0 | 0 | 0 | 0 | 0 | 0 | 0 | 0 | 0 | 0 | 0 | 0 | 0 | 0 | 0 | 0 | 0 | 0 | 0 | 0 | 0 | 0 | 0 | 0 | 0 | 0 | 0 | 0 | 0 | 0 | 0 | 0 | 0 | 0 | 0 | 0 | 0 | 0 | 0 | 0 | 0 | 0 | 0 | 0 | 0 | 0 | 0
PG&E NGBA | Humboldt | 115 | 0 | 0 | 0 | 0 | 0 | 0 | 0 | 0 | 0 | 0 | 161.925 | 0 | 0 | 0 | 0 | 0 | 0 | 0 | 0 | 0 | 0 | 0 | 0 | 0 | 0 | 0 | 0 | 0 | 0 | 0 | 0 | 0 | 0 | 0 | 161.925 | 0 | 0 | 0 | 0 | 0 | 0 | 0 | 0 | 0 | 0 | 0 | 161.925 | 0 |  | 0 | 0 | 0 | 0 | 0 | 0 | 0 | 0 | 0 | 0 | 0 | 0 | 0 | 0 | 0 | 0 | 0 | 0 | 0 | 0 | 0 | 0 | 161.925 | 0 | 0 | 0 | 0 | 0 | 0 | 0 | 0 | 0 | 0 | 0 | 161.925 | 0 | 0 | 0 | 0 | 0 | 0 | 0 | 2300 | 0 | 0 | 0 | 0 | 0 | 0 | 0 | 0 | 0
PG&E NGBA | Humboldt | 60 | 0 | 0 | 0 | 0 | 0 | 0 | 0 | 0 | 0 | 0 | 0 | 0 | 0 | 0 | 0 | 0 | 0 | 0 | 0 | 0 | 0 | 0 | 0 | 0 | 0 | 0 | 0 | 0 | 0 | 0 | 0 | 0 | 0 | 0 | 0 | 0 | 0 | 0 | 0 | 0 | 0 | 0 | 0 | 0 | 0 | 0 | 0 | 0 |  | 0 | 0 | 0 | 0 | 0 | 0 | 0 | 0 | 0 | 0 | 0 | 0 | 0 | 0 | 0 | 0 | 0 | 0 | 0 | 0 | 0 | 0 | 0 | 0 | 0 | 0 | 0 | 0 | 0 | 0 | 0 | 0 | 0 | 0 | 0 | 0 | 0 | 0 | 0 | 0 | 0 | 0 | 0 | 0 | 0 | 0 | 0 | 0 | 0 | 0 | 0 | 0
PG&E NGBA | Humboldt | 500 | 0 | 0 | 0 | 0 | 0 | 0 | 0 | 0 | 0 | 0 | 0 | 0 | 0 | 0 | 0 | 0 | 0 | 0 | 0 | 0 | 0 | 0 | 0 | 0 | 0 | 0 | 0 | 0 | 0 | 0 | 0 | 0 | 0 | 0 | 0 | 0 | 0 | 0 | 0 | 0 | 0 | 0 | 0 | 0 | 0 | 0 | 0 | 0 |  | 0 | 0 | 0 | 0 | 0 | 0 | 0 | 0 | 0 | 0 | 0 | 0 | 0 | 0 | 0 | 0 | 0 | 0 | 0 | 0 | 0 | 0 | 0 | 0 | 0 | 0 | 0 | 0 | 0 | 0 | 0 | 0 | 0 | 0 | 0 | 0 | 0 | 0 | 0 | 0 | 0 | 0 | 0 | 0 | 0 | 0 | 0 | 0 | 0 | 0 | 0 | 0
SCE Metro | Huntington Beach | 230 | 0 | 0 | 0 | 0 | 0 | 0 | 0 | 0 | 0 | 0 | 0 | 0 | 0 | 0 | 0 | 0 | 0 | 0 | 0 | 0 | 0 | 0 | 0 | 0 | 0 | 0 | 0 | 0 | 0 | 0 | 0 | 0 | 0 | 0 | 0 | 0 | 0 | 0 | 0 | 0 | 0 | 0 | 0 | 0 | 0 | 0 | 0 | 0 |  | 0 | 0 | 0 | 0 | 0 | 0 | 0 | 0 | 0 | 0 | 0 | 0 | 0 | 0 | 0 | 0 | 0 | 0 | 0 | 0 | 0 | 0 | 0 | 0 | 0 | 0 | 0 | 0 | 0 | 0 | 0 | 0 | 0 | 0 | 0 | 0 | 0 | 0 | 0 | 0 | 0 | 0 | 0 | 0 | 0 | 0 | 0 | 0 | 0 | 0 | 0 | 0
PG&E NGBA | Ignacio | 115 | 0 | 0 | 0 | 0 | 0 | 0 | 0 | 0 | 0 | 0 | 0 | 0 | 0 | 0 | 0 | 0 | 0 | 0 | 0 | 0 | 0 | 0 | 0 | 0 | 313.7932 | 0 | 0 | 0 | 0 | 0 | 0 | 0 | 0 | 0 | 0 | 0 | 313.7932 | 0 | 0 | 0 | 0 | 0 | 0 | 0 | 0 | 0 | 0 | 0 |  | 0 | 0 | 0 | 0 | 0 | 0 | 0 | 0 | 0 | 0 | 0 | 0 | 313.7932 | 0 | 0 | 0 | 0 | 0 | 0 | 0 | 0 | 0 | 0 | 0 | 313.7932 | 0 | 0 | 0 | 0 | 0 | 0 | 0 | 0 | 0 | 0 | 0 | 0 | 0 | 0 | 0 | 0 | 0 | 0 | 0 | 0 | 0 | 0 | 0 | 0 | 0 | 0 | 0
PG&E NGBA | Ignacio | 230 | 0 | 0 | 0 | 0 | 0 | 0 | 0 | 0 | 0 | 0 | 0 | 0 | 0 | 0 | 0 | 0 | 0 | 0 | 0 | 0 | 0 | 0 | 0 | 0 | 0 | 0 | 0 | 0 | 0 | 0 | 0 | 0 | 0 | 0 | 0 | 0 | 0 | 0 | 0 | 0 | 0 | 0 | 0 | 0 | 0 | 0 | 0 | 0 |  | 0 | 0 | 0 | 0 | 0 | 0 | 0 | 0 | 0 | 0 | 0 | 0 | 0 | 0 | 0 | 0 | 0 | 0 | 0 | 0 | 0 | 0 | 0 | 0 | 0 | 0 | 0 | 0 | 0 | 0 | 0 | 0 | 0 | 0 | 0 | 0 | 0 | 0 | 0 | 0 | 0 | 0 | 0 | 0 | 0 | 0 | 0 | 0 | 0 | 0 | 0 | 0
PG&E NGBA | Ignacio | 60 | 0 | 0 | 0 | 0 | 0 | 0 | 0 | 0 | 0 | 0 | 0 | 0 | 0 | 0 | 0 | 0 | 0 | 0 | 0 | 0 | 0 | 0 | 0 | 0 | 0 | 0 | 0 | 0 | 0 | 0 | 0 | 0 | 0 | 0 | 0 | 0 | 0 | 0 | 0 | 0 | 0 | 0 | 0 | 0 | 0 | 0 | 0 | 0 |  | 0 | 0 | 0 | 0 | 0 | 0 | 0 | 0 | 0 | 0 | 0 | 0 | 0 | 0 | 0 | 0 | 0 | 0 | 0 | 0 | 0 | 0 | 0 | 0 | 0 | 0 | 0 | 0 | 0 | 0 | 0 | 0 | 0 | 0 | 0 | 0 | 0 | 0 | 0 | 0 | 0 | 0 | 0 | 0 | 0 | 0 | 0 | 0 | 0 | 0 | 0 | 0
SDGE | Imperial Beach | 69 | 0 | 0 | 0 | 0 | 0 | 0 | 0 | 0 | 0 | 0 | 0 | 0 | 0 | 0 | 0 | 0 | 0 | 0 | 0 | 0 | 0 | 0 | 0 | 0 | 0 | 0 | 0 | 0 | 0 | 0 | 0 | 0 | 0 | 0 | 0 | 0 | 0 | 0 | 0 | 0 | 0 | 0 | 0 | 0 | 0 | 0 | 0 | 0 |  | 0 | 0 | 0 | 0 | 0 | 0 | 0 | 0 | 0 | 0 | 0 | 0 | 0 | 0 | 0 | 0 | 0 | 0 | 0 | 0 | 0 | 0 | 0 | 0 | 0 | 0 | 0 | 0 | 0 | 0 | 0 | 0 | 0 | 0 | 0 | 0 | 0 | 0 | 0 | 0 | 0 | 0 | 0 | 0 | 0 | 0 | 0 | 0 | 0 | 0 | 0 | 0
SDGE | Imperial Valley | 230 | 286 | 0.16 | 0 | 0 | 360 | 0 | 0 | 0 | 0 | 0 | 0 | 0 | 676 | 206.32 | 0 | 0 | 360 | 0 | 0 | 0 | 0 | 0 | 0 | 0 | 1176 | 206.32 | 0 | 0 | 360 | 0 | 0 | 0 | 0 | 0 | 0 | 0 | 2095.23 | 206.32 | 0 | 0 | 646.13 | 0 | 0 | 0 | 0 | 0 | 0 | 0 |  | 676 | 206.32 | 0 | 0 | 360 | 0 | 0 | 0 | 0 | 0 | 0 | 0 | 676 | 206.32 | 0 | 0 | 360 | 0 | 0 | 0 | 0 | 0 | 0 | 0 | 962.13 | 206.32 | 0 | 0 | 646.13 | 0 | 0 | 0 | 0 | 0 | 0 | 0 | 1535 | 0 | 200 | 0 | 0 | 0 | 0 | 0 | 635 | 0 | 200 | 0 | 0 | 0 | 0 | 0
SDGE | Imperial Valley | 500 | 0 | 0 | 0 | 0 | 0 | 0 | 0 | 0 | 0 | 0 | 0 | 0 | 0 | 0 | 0 | 0 | 0 | 0 | 0 | 0 | 0 | 0 | 0 | 0 | 0 | 0 | 0 | 0 | 0 | 0 | 0 | 0 | 0 | 0 | 0 | 0 | 0 | 0 | 0 | 0 | 0 | 0 | 0 | 0 | 0 | 0 | 0 | 0 |  | 0 | 0 | 0 | 0 | 0 | 0 | 0 | 0 | 0 | 0 | 0 | 0 | 0 | 0 | 0 | 0 | 0 | 0 | 0 | 0 | 0 | 0 | 0 | 0 | 0 | 0 | 0 | 0 | 0 | 0 | 0 | 0 | 0 | 0 | 0 | 0 | 2750 | 0 | 1750 | 0 | 0 | 0 | 0 | 0 | 2750 | 0 | 1750 | 0 | 0 | 0 | 0 | 0
EOP | Innovation | 138 | 0 | 0 | 0 | 0 | 0 | 0 | 0 | 0 | 0 | 0 | 0 | 0 | 0 | 0 | 0 | 0 | 0 | 0 | 0 | 0 | 0 | 0 | 0 | 0 | 0 | 0 | 0 | 0 | 0 | 0 | 0 | 0 | 0 | 0 | 0 | 0 | 0 | 0 | 0 | 0 | 0 | 0 | 0 | 0 | 0 | 0 | 0 | 0 |  | 0 | 0 | 0 | 0 | 0 | 0 | 0 | 0 | 0 | 0 | 0 | 0 | 0 | 0 | 0 | 0 | 0 | 0 | 0 | 0 | 0 | 0 | 0 | 0 | 0 | 0 | 0 | 0 | 0 | 0 | 0 | 0 | 0 | 0 | 0 | 0 | 0 | 0 | 0 | 0 | 0 | 0 | 0 | 0 | 0 | 0 | 0 | 0 | 0 | 0 | 0 | 0
EOP | Innovation | 230 | 0 | 0 | 0 | 0 | 0 | 0 | 0 | 0 | 0 | 0 | 0 | 0 | 150 | 150 | 0 | 0 | 300 | 300 | 0 | 0 | 0 | 0 | 0 | 0 | 150 | 150 | 0 | 0 | 300 | 300 | 0 | 0 | 0 | 0 | 0 | 0 | 150 | 150 | 0 | 0 | 300 | 300 | 0 | 0 | 0 | 0 | 0 | 0 |  | 150 | 150 | 0 | 0 | 300 | 300 | 0 | 0 | 0 | 0 | 0 | 0 | 150 | 150 | 0 | 0 | 300 | 300 | 0 | 0 | 0 | 0 | 0 | 0 | 150 | 150 | 0 | 0 | 300 | 300 | 0 | 0 | 0 | 0 | 0 | 0 | 275 | 0 | 275 | 0 | 0 | 0 | 0 | 0 | 275 | 0 | 275 | 0 | 0 | 0 | 0 | 0
SCE NOL | Inyokern | 115 | 0 | 0 | 0 | 0 | 0 | 0 | 0 | 0 | 0 | 0 | 0 | 0 | 0 | 0 | 0 | 0 | 0 | 0 | 0 | 0 | 0 | 0 | 0 | 0 | 0 | 0 | 0 | 0 | 0 | 0 | 0 | 0 | 0 | 0 | 0 | 0 | 0 | 0 | 0 | 0 | 0 | 0 | 0 | 0 | 0 | 0 | 0 | 0 |  | 0 | 0 | 0 | 0 | 0 | 0 | 0 | 0 | 0 | 0 | 0 | 0 | 0 | 0 | 0 | 0 | 0 | 0 | 0 | 0 | 0 | 0 | 0 | 0 | 0 | 0 | 0 | 0 | 0 | 0 | 0 | 0 | 0 | 0 | 0 | 0 | 419.4 | 0 | 260 | 0 | 0 | 0 | 0 | 0 | 419.4 | 0 | 260 | 0 | 0 | 0 | 0 | 0
EOP | IS Tap | 138 | 0 | 0 | 0 | 0 | 0 | 0 | 0 | 0 | 0 | 0 | 0 | 0 | 0 | 0 | 0 | 0 | 0 | 0 | 0 | 0 | 0 | 0 | 0 | 0 | 0 | 0 | 0 | 0 | 0 | 0 | 0 | 0 | 0 | 0 | 0 | 0 | 0 | 0 | 0 | 0 | 0 | 0 | 0 | 0 | 0 | 0 | 0 | 0 |  | 0 | 0 | 0 | 0 | 0 | 0 | 0 | 0 | 0 | 0 | 0 | 0 | 0 | 0 | 0 | 0 | 0 | 0 | 0 | 0 | 0 | 0 | 0 | 0 | 0 | 0 | 0 | 0 | 0 | 0 | 0 | 0 | 0 | 0 | 0 | 0 | 0 | 0 | 0 | 0 | 0 | 0 | 0 | 0 | 0 | 0 | 0 | 0 | 0 | 0 | 0 | 0
EOP | Ivanpah | 115 | 0 | 0 | 0 | 0 | 0 | 0 | 0 | 0 | 0 | 0 | 0 | 0 | 0 | 0 | 0 | 0 | 0 | 0 | 0 | 0 | 0 | 0 | 0 | 0 | 0 | 0 | 0 | 0 | 0 | 0 | 0 | 0 | 0 | 0 | 0 | 0 | 0 | 0 | 0 | 0 | 0 | 0 | 0 | 0 | 0 | 0 | 0 | 0 |  | 0 | 0 | 0 | 0 | 0 | 0 | 0 | 0 | 0 | 0 | 0 | 0 | 0 | 0 | 0 | 0 | 0 | 0 | 0 | 0 | 0 | 0 | 0 | 0 | 0 | 0 | 0 | 0 | 0 | 0 | 0 | 0 | 0 | 0 | 0 | 0 | 410 | 0 | 80 | 0 | 0 | 0 | 0 | 0 | 410 | 0 | 80 | 0 | 0 | 0 | 0 | 0
EOP | Ivanpah | 230 | 0 | 0 | 0 | 0 | 0 | 0 | 0 | 0 | 0 | 0 | 0 | 0 | 0 | 0 | 0 | 0 | 0 | 0 | 0 | 0 | 0 | 0 | 0 | 0 | 0 | 0 | 0 | 0 | 0 | 0 | 0 | 0 | 0 | 0 | 0 | 0 | 0 | 0 | 0 | 0 | 0 | 0 | 0 | 0 | 0 | 0 | 0 | 0 |  | 0 | 0 | 0 | 0 | 0 | 0 | 0 | 0 | 0 | 0 | 0 | 0 | 0 | 0 | 0 | 0 | 0 | 0 | 0 | 0 | 0 | 0 | 0 | 0 | 0 | 0 | 0 | 0 | 0 | 0 | 0 | 0 | 0 | 0 | 0 | 0 | 820 | 0 | 620 | 0 | 0 | 0 | 0 | 0 | 820 | 0 | 620 | 0 | 0 | 0 | 0 | 0
EOP | Jackass (DOE) | 138 | 0 | 0 | 0 | 0 | 0 | 0 | 0 | 0 | 0 | 0 | 0 | 0 | 0 | 0 | 0 | 0 | 0 | 0 | 0 | 0 | 0 | 0 | 0 | 0 | 0 | 0 | 0 | 0 | 0 | 0 | 0 | 0 | 0 | 0 | 0 | 0 | 0 | 0 | 0 | 0 | 0 | 0 | 0 | 0 | 0 | 0 | 0 | 0 |  | 0 | 0 | 0 | 0 | 0 | 0 | 0 | 0 | 0 | 0 | 0 | 0 | 0 | 0 | 0 | 0 | 0 | 0 | 0 | 0 | 0 | 0 | 0 | 0 | 0 | 0 | 0 | 0 | 0 | 0 | 0 | 0 | 0 | 0 | 0 | 0 | 0 | 0 | 0 | 0 | 0 | 0 | 0 | 0 | 0 | 0 | 0 | 0 | 0 | 0 | 0 | 0
PG&E NGBA | James B Black | 230 | 0 | 0 | 0 | 0 | 0 | 0 | 0 | 0 | 0 | 0 | 0 | 0 | 0 | 0 | 0 | 0 | 0 | 0 | 0 | 0 | 0 | 0 | 0 | 0 | 0 | 0 | 0 | 0 | 0 | 0 | 0 | 0 | 0 | 0 | 0 | 0 | 0 | 0 | 0 | 0 | 0 | 0 | 0 | 0 | 0 | 0 | 0 | 0 |  | 0 | 0 | 0 | 0 | 0 | 0 | 0 | 0 | 0 | 0 | 0 | 0 | 0 | 0 | 0 | 0 | 0 | 0 | 0 | 0 | 0 | 0 | 0 | 0 | 0 | 0 | 0 | 0 | 0 | 0 | 0 | 0 | 0 | 0 | 0 | 0 | 0 | 0 | 0 | 0 | 0 | 0 | 0 | 0 | 0 | 0 | 0 | 0 | 0 | 0 | 0 | 0
PG&E GBA | Jefferson | 230 | 0 | 0 | 0 | 0 | 0 | 0 | 0 | 0 | 0 | 0 | 0 | 0 | 0 | 0 | 0 | 0 | 0 | 0 | 0 | 0 | 0 | 0 | 0 | 0 | 0 | 0 | 0 | 0 | 0 | 0 | 0 | 0 | 0 | 0 | 0 | 0 | 0 | 0 | 0 | 0 | 0 | 0 | 0 | 0 | 0 | 0 | 0 | 0 |  | 0 | 0 | 0 | 0 | 0 | 0 | 0 | 0 | 0 | 0 | 0 | 0 | 0 | 0 | 0 | 0 | 0 | 0 | 0 | 0 | 0 | 0 | 0 | 0 | 0 | 0 | 0 | 0 | 0 | 0 | 0 | 0 | 0 | 0 | 0 | 0 | 0 | 0 | 0 | 0 | 0 | 0 | 0 | 0 | 0 | 0 | 0 | 0 | 0 | 0 | 0 | 0
PG&E NGBA | Jessup | 115 | 0 | 0 | 0 | 0 | 0 | 0 | 0 | 0 | 0 | 0 | 0 | 0 | 0 | 0 | 0 | 0 | 0 | 0 | 0 | 0 | 0 | 0 | 0 | 0 | 0 | 0 | 0 | 0 | 0 | 0 | 0 | 0 | 0 | 0 | 0 | 0 | 0 | 0 | 0 | 0 | 0 | 0 | 0 | 0 | 0 | 0 | 0 | 0 |  | 0 | 0 | 0 | 0 | 0 | 0 | 0 | 0 | 0 | 0 | 0 | 0 | 0 | 0 | 0 | 0 | 0 | 0 | 0 | 0 | 0 | 0 | 0 | 0 | 0 | 0 | 0 | 0 | 0 | 0 | 0 | 0 | 0 | 0 | 0 | 0 | 0 | 0 | 0 | 0 | 0 | 0 | 0 | 0 | 0 | 0 | 0 | 0 | 0 | 0 | 0 | 0
SCE Metro | Johanna | 230 | 0 | 0 | 0 | 0 | 0 | 0 | 0 | 0 | 0 | 0 | 0 | 0 | 0 | 0 | 0 | 0 | 0 | 0 | 0 | 0 | 0 | 0 | 0 | 0 | 102.26 | 100 | 0 | 0 | 0 | 0 | 0 | 0 | 0 | 0 | 0 | 0 | 102.26 | 100 | 0 | 0 | 0 | 0 | 0 | 0 | 0 | 0 | 0 | 0 |  | 0 | 0 | 0 | 0 | 0 | 0 | 0 | 0 | 0 | 0 | 0 | 0 | 0 | 0 | 0 | 0 | 0 | 0 | 0 | 0 | 0 | 0 | 0 | 0 | 0 | 0 | 0 | 0 | 0 | 0 | 0 | 0 | 0 | 0 | 0 | 0 | 0 | 0 | 0 | 0 | 0 | 0 | 0 | 0 | 0 | 0 | 0 | 0 | 0 | 0 | 0 | 0
SCE Eastern | Julian Hinds | 230 | 0 | 0 | 0 | 0 | 0 | 0 | 0 | 0 | 0 | 0 | 0 | 0 | 0 | 0 | 0 | 0 | 0 | 0 | 0 | 0 | 0 | 0 | 0 | 0 | 0 | 0 | 0 | 0 | 0 | 0 | 0 | 0 | 0 | 0 | 0 | 0 | 0 | 0 | 0 | 0 | 0 | 0 | 0 | 0 | 0 | 0 | 0 | 0 |  | 0 | 0 | 0 | 0 | 0 | 0 | 0 | 0 | 0 | 0 | 0 | 0 | 0 | 0 | 0 | 0 | 0 | 0 | 0 | 0 | 0 | 0 | 0 | 0 | 0 | 0 | 0 | 0 | 0 | 0 | 0 | 0 | 0 | 0 | 0 | 0 | 800 | 0 | 800 | 0 | 0 | 0 | 0 | 0 | 400 | 0 | 400 | 0 | 0 | 0 | 0 | 0
PG&E GBA | Kasson | 115 | 0 | 0 | 0 | 0 | 0 | 0 | 0 | 0 | 0 | 0 | 0 | 0 | 0 | 0 | 0 | 0 | 0 | 0 | 0 | 0 | 0 | 0 | 0 | 0 | 0 | 0 | 0 | 0 | 0 | 0 | 0 | 0 | 0 | 0 | 0 | 0 | 0 | 0 | 0 | 0 | 0 | 0 | 0 | 0 | 0 | 0 | 0 | 0 |  | 0 | 0 | 0 | 0 | 0 | 0 | 0 | 0 | 0 | 0 | 0 | 0 | 0 | 0 | 0 | 0 | 0 | 0 | 0 | 0 | 0 | 0 | 0 | 0 | 0 | 0 | 0 | 0 | 0 | 0 | 0 | 0 | 0 | 0 | 0 | 0 | 600 | 0 | 50 | 0 | 0 | 0 | 0 | 0 | 350 | 0 | 50 | 0 | 0 | 0 | 0 | 0
PG&E GBA | Kasson | 60 | 0 | 0 | 0 | 0 | 0 | 0 | 0 | 0 | 0 | 0 | 0 | 0 | 0 | 0 | 0 | 0 | 0 | 0 | 0 | 0 | 0 | 0 | 0 | 0 | 0 | 0 | 0 | 0 | 0 | 0 | 0 | 0 | 0 | 0 | 0 | 0 | 0 | 0 | 0 | 0 | 0 | 0 | 0 | 0 | 0 | 0 | 0 | 0 |  | 0 | 0 | 0 | 0 | 0 | 0 | 0 | 0 | 0 | 0 | 0 | 0 | 0 | 0 | 0 | 0 | 0 | 0 | 0 | 0 | 0 | 0 | 0 | 0 | 0 | 0 | 0 | 0 | 0 | 0 | 0 | 0 | 0 | 0 | 0 | 0 | 0 | 0 | 0 | 0 | 0 | 0 | 0 | 0 | 0 | 0 | 0 | 0 | 0 | 0 | 0 | 0
PG&E FRESNO | Kearney | 230 | 0 | 0 | 0 | 0 | 0 | 0 | 0 | 0 | 0 | 0 | 0 | 0 | 0 | 0 | 0 | 0 | 0 | 0 | 0 | 0 | 0 | 0 | 0 | 0 | 0 | 0 | 0 | 0 | 0 | 0 | 0 | 0 | 0 | 0 | 0 | 0 | 0 | 0 | 0 | 0 | 0 | 0 | 0 | 0 | 0 | 0 | 0 | 0 |  | 0 | 0 | 0 | 0 | 0 | 0 | 0 | 0 | 0 | 0 | 0 | 0 | 0 | 0 | 0 | 0 | 0 | 0 | 0 | 0 | 0 | 0 | 0 | 0 | 0 | 0 | 0 | 0 | 0 | 0 | 0 | 0 | 0 | 0 | 0 | 0 | 400 | 0 | 400 | 0 | 0 | 0 | 0 | 0 | 400 | 0 | 400 | 0 | 0 | 0 | 0 | 0
PG&E FRESNO | Kearney | 70 | 0 | 0 | 0 | 0 | 0 | 0 | 0 | 0 | 0 | 0 | 0 | 0 | 0 | 0 | 0 | 0 | 0 | 0 | 0 | 0 | 0 | 0 | 0 | 0 | 0 | 0 | 0 | 0 | 0 | 0 | 0 | 0 | 0 | 0 | 0 | 0 | 0 | 0 | 0 | 0 | 0 | 0 | 0 | 0 | 0 | 0 | 0 | 0 |  | 0 | 0 | 0 | 0 | 0 | 0 | 0 | 0 | 0 | 0 | 0 | 0 | 0 | 0 | 0 | 0 | 0 | 0 | 0 | 0 | 0 | 0 | 0 | 0 | 0 | 0 | 0 | 0 | 0 | 0 | 0 | 0 | 0 | 0 | 0 | 0 | 0 | 0 | 0 | 0 | 0 | 0 | 0 | 0 | 0 | 0 | 0 | 0 | 0 | 0 | 0 | 0
PG&E GBA | Kelso | 230 | 23.7 | 0 | 0 | 0 | 0 | 0 | 0 | 0 | 84.25 | 80.8 | 0 | 0 | 23.7 | 0 | 0 | 0 | 0 | 0 | 0 | 0 | 84.25 | 80.8 | 0 | 0 | 23.7 | 0 | 0 | 0 | 0 | 0 | 0 | 0 | 84.25 | 80.8 | 0 | 0 | 23.7 | 0 | 0 | 0 | 0 | 0 | 0 | 0 | 84.25 | 80.8 | 0 | 0 |  | 23.7 | 0 | 0 | 0 | 0 | 0 | 0 | 0 | 84.25 | 80.8 | 0 | 0 | 23.7 | 0 | 0 | 0 | 0 | 0 | 0 | 0 | 84.25 | 80.8 | 0 | 0 | 23.7 | 0 | 0 | 0 | 0 | 0 | 0 | 0 | 84.25 | 80.8 | 0 | 0 | 695 | 0 | 200 | 0 | 0 | 0 | 0 | 0 | 400 | 0 | 200 | 0 | 0 | 0 | 0 | 0
PG&E FRESNO | Kerchoff 1 | 115 | 0 | 0 | 0 | 0 | 0 | 0 | 0 | 0 | 0 | 0 | 0 | 0 | 0 | 0 | 0 | 0 | 0 | 0 | 0 | 0 | 0 | 0 | 0 | 0 | 0 | 0 | 0 | 0 | 0 | 0 | 0 | 0 | 0 | 0 | 0 | 0 | 0 | 0 | 0 | 0 | 0 | 0 | 0 | 0 | 0 | 0 | 0 | 0 |  | 0 | 0 | 0 | 0 | 0 | 0 | 0 | 0 | 0 | 0 | 0 | 0 | 0 | 0 | 0 | 0 | 0 | 0 | 0 | 0 | 0 | 0 | 0 | 0 | 0 | 0 | 0 | 0 | 0 | 0 | 0 | 0 | 0 | 0 | 0 | 0 | 0 | 0 | 0 | 0 | 0 | 0 | 0 | 0 | 0 | 0 | 0 | 0 | 0 | 0 | 0 | 0
PG&E KERN | Kern Oil | 115 | 0 | 0 | 0 | 0 | 0 | 0 | 0 | 0 | 0 | 0 | 0 | 0 | 0 | 0 | 0 | 0 | 0 | 0 | 0 | 0 | 0 | 0 | 0 | 0 | 0 | 0 | 0 | 0 | 0 | 0 | 0 | 0 | 0 | 0 | 0 | 0 | 0 | 0 | 0 | 0 | 0 | 0 | 0 | 0 | 0 | 0 | 0 | 0 |  | 0 | 0 | 0 | 0 | 0 | 0 | 0 | 0 | 0 | 0 | 0 | 0 | 0 | 0 | 0 | 0 | 0 | 0 | 0 | 0 | 0 | 0 | 0 | 0 | 0 | 0 | 0 | 0 | 0 | 0 | 0 | 0 | 0 | 0 | 0 | 0 | 0 | 0 | 0 | 0 | 0 | 0 | 0 | 0 | 0 | 0 | 0 | 0 | 0 | 0 | 0 | 0
PG&E KERN | Kern PP | 115 | 0 | 0 | 0 | 0 | 0 | 0 | 0 | 0 | 0 | 0 | 0 | 0 | 0 | 0 | 0 | 0 | 0 | 0 | 0 | 0 | 0 | 0 | 0 | 0 | 0 | 0 | 0 | 0 | 0 | 0 | 0 | 0 | 0 | 0 | 0 | 0 | 0 | 0 | 0 | 0 | 0 | 0 | 0 | 0 | 0 | 0 | 0 | 0 |  | 0 | 0 | 0 | 0 | 0 | 0 | 0 | 0 | 0 | 0 | 0 | 0 | 0 | 0 | 0 | 0 | 0 | 0 | 0 | 0 | 0 | 0 | 0 | 0 | 0 | 0 | 0 | 0 | 0 | 0 | 0 | 0 | 0 | 0 | 0 | 0 | 1055.42 | 0 | 10.9 | 0 | 0 | 0 | 0 | 0 | 1055.42 | 0 | 10.9 | 0 | 0 | 0 | 0 | 0
PG&E KERN | Kern PP | 230 | 0 | 0 | 0 | 0 | 0 | 0 | 0 | 0 | 0 | 0 | 0 | 0 | 0 | 0 | 0 | 0 | 0 | 0 | 0 | 0 | 0 | 0 | 0 | 0 | 316.064 | 266 | 0 | 0 | 0 | 0 | 0 | 0 | 0 | 0 | 0 | 0 | 316.064 | 266 | 0 | 0 | 0 | 0 | 0 | 0 | 0 | 0 | 0 | 0 |  | 0 | 0 | 0 | 0 | 0 | 0 | 0 | 0 | 0 | 0 | 0 | 0 | 114.264 | 110 | 0 | 0 | 0 | 0 | 0 | 0 | 0 | 0 | 0 | 0 | 114.264 | 110 | 0 | 0 | 0 | 0 | 0 | 0 | 0 | 0 | 0 | 0 | 0 | 0 | 0 | 0 | 0 | 0 | 0 | 0 | 0 | 0 | 0 | 0 | 0 | 0 | 0 | 0
PG&E KERN | Kern PP | 70 | 0 | 0 | 0 | 0 | 0 | 0 | 0 | 0 | 0 | 0 | 0 | 0 | 0 | 0 | 0 | 0 | 0 | 0 | 0 | 0 | 0 | 0 | 0 | 0 | 0 | 0 | 0 | 0 | 0 | 0 | 0 | 0 | 0 | 0 | 0 | 0 | 0 | 0 | 0 | 0 | 0 | 0 | 0 | 0 | 0 | 0 | 0 | 0 |  | 0 | 0 | 0 | 0 | 0 | 0 | 0 | 0 | 0 | 0 | 0 | 0 | 0 | 0 | 0 | 0 | 0 | 0 | 0 | 0 | 0 | 0 | 0 | 0 | 0 | 0 | 0 | 0 | 0 | 0 | 0 | 0 | 0 | 0 | 0 | 0 | 0 | 0 | 0 | 0 | 0 | 0 | 0 | 0 | 0 | 0 | 0 | 0 | 0 | 0 | 0 | 0
PG&E KERN | Kernridge | 115 | 0 | 0 | 0 | 0 | 0 | 0 | 0 | 0 | 0 | 0 | 0 | 0 | 0 | 0 | 0 | 0 | 0 | 0 | 0 | 0 | 0 | 0 | 0 | 0 | 0 | 0 | 0 | 0 | 0 | 0 | 0 | 0 | 0 | 0 | 0 | 0 | 0 | 0 | 0 | 0 | 0 | 0 | 0 | 0 | 0 | 0 | 0 | 0 |  | 0 | 0 | 0 | 0 | 0 | 0 | 0 | 0 | 0 | 0 | 0 | 0 | 0 | 0 | 0 | 0 | 0 | 0 | 0 | 0 | 0 | 0 | 0 | 0 | 0 | 0 | 0 | 0 | 0 | 0 | 0 | 0 | 0 | 0 | 0 | 0 | 0 | 0 | 0 | 0 | 0 | 0 | 0 | 0 | 0 | 0 | 0 | 0 | 0 | 0 | 0 | 0
PG&E FRESNO | Kingsburg | 115 | 0 | 0 | 0 | 0 | 0 | 0 | 0 | 0 | 0 | 0 | 0 | 0 | 0 | 0 | 0 | 0 | 0 | 0 | 0 | 0 | 0 | 0 | 0 | 0 | 0 | 0 | 0 | 0 | 0 | 0 | 0 | 0 | 0 | 0 | 0 | 0 | 0 | 0 | 0 | 0 | 0 | 0 | 0 | 0 | 0 | 0 | 0 | 0 |  | 0 | 0 | 0 | 0 | 0 | 0 | 0 | 0 | 0 | 0 | 0 | 0 | 0 | 0 | 0 | 0 | 0 | 0 | 0 | 0 | 0 | 0 | 0 | 0 | 0 | 0 | 0 | 0 | 0 | 0 | 0 | 0 | 0 | 0 | 0 | 0 | 250 | 0 | 0 | 0 | 0 | 0 | 0 | 0 | 250 | 0 | 0 | 0 | 0 | 0 | 0 | 0
PG&E GBA | Kirker | 115 | 20 | 2 | 0 | 0 | 0 | 0 | 0 | 0 | 0 | 0 | 0 | 0 | 20 | 2 | 0 | 0 | 0 | 0 | 0 | 0 | 0 | 0 | 0 | 0 | 20 | 2 | 0 | 0 | 0 | 0 | 0 | 0 | 0 | 0 | 0 | 0 | 20 | 2 | 0 | 0 | 0 | 0 | 0 | 0 | 0 | 0 | 0 | 0 |  | 20 | 2 | 0 | 0 | 0 | 0 | 0 | 0 | 0 | 0 | 0 | 0 | 20 | 2 | 0 | 0 | 0 | 0 | 0 | 0 | 0 | 0 | 0 | 0 | 20 | 2 | 0 | 0 | 0 | 0 | 0 | 0 | 0 | 0 | 0 | 0 | 0 | 0 | 0 | 0 | 0 | 0 | 0 | 0 | 0 | 0 | 0 | 0 | 0 | 0 | 0 | 0
PG&E NGBA | Knights Landing | 115 | 0 | 0 | 0 | 0 | 0 | 0 | 0 | 0 | 0 | 0 | 0 | 0 | 0 | 0 | 0 | 0 | 0 | 0 | 0 | 0 | 0 | 0 | 0 | 0 | 0 | 0 | 0 | 0 | 0 | 0 | 0 | 0 | 0 | 0 | 0 | 0 | 0 | 0 | 0 | 0 | 0 | 0 | 0 | 0 | 0 | 0 | 0 | 0 |  | 0 | 0 | 0 | 0 | 0 | 0 | 0 | 0 | 0 | 0 | 0 | 0 | 0 | 0 | 0 | 0 | 0 | 0 | 0 | 0 | 0 | 0 | 0 | 0 | 0 | 0 | 0 | 0 | 0 | 0 | 0 | 0 | 0 | 0 | 0 | 0 | 0 | 0 | 0 | 0 | 0 | 0 | 0 | 0 | 0 | 0 | 0 | 0 | 0 | 0 | 0 | 0
PG&E NGBA | Konocti | 60 | 0 | 0 | 0 | 0 | 0 | 0 | 0 | 0 | 0 | 0 | 0 | 0 | 0 | 0 | 0 | 0 | 0 | 0 | 0 | 0 | 0 | 0 | 0 | 0 | 0 | 0 | 0 | 0 | 0 | 0 | 0 | 0 | 0 | 0 | 0 | 0 | 0 | 0 | 0 | 0 | 0 | 0 | 0 | 0 | 0 | 0 | 0 | 0 |  | 0 | 0 | 0 | 0 | 0 | 0 | 0 | 0 | 0 | 0 | 0 | 0 | 0 | 0 | 0 | 0 | 0 | 0 | 0 | 0 | 0 | 0 | 0 | 0 | 0 | 0 | 0 | 0 | 0 | 0 | 0 | 0 | 0 | 0 | 0 | 0 | 0 | 0 | 0 | 0 | 0 | 0 | 0 | 0 | 0 | 0 | 0 | 0 | 0 | 0 | 0 | 0
SCE NOL | Kramer | 115 | 0 | 0 | 0 | 0 | 0 | 0 | 0 | 0 | 0 | 0 | 0 | 0 | 0 | 0 | 0 | 0 | 0 | 0 | 0 | 0 | 0 | 0 | 0 | 0 | 0 | 0 | 0 | 0 | 0 | 0 | 0 | 0 | 0 | 0 | 0 | 0 | 0 | 0 | 0 | 0 | 0 | 0 | 0 | 0 | 0 | 0 | 0 | 0 |  | 0 | 0 | 0 | 0 | 0 | 0 | 0 | 0 | 0 | 0 | 0 | 0 | 0 | 0 | 0 | 0 | 0 | 0 | 0 | 0 | 0 | 0 | 0 | 0 | 0 | 0 | 0 | 0 | 0 | 0 | 0 | 0 | 0 | 0 | 0 | 0 | 200 | 0 | 200 | 0 | 0 | 0 | 0 | 0 | 0 | 0 | 0 | 0 | 0 | 0 | 0 | 0
SCE NOL | Kramer | 230 | 391.94 | 97.94 | 0 | 0 | 215.18 | 13.88 | 0 | 0 | 0 | 0 | 0 | 0 | 556.64 | 262.64 | 0 | 0 | 215.18 | 13.88 | 0 | 0 | 0 | 0 | 0 | 0 | 770.2357 | 262.64 | 0 | 0 | 215.18 | 13.88 | 0 | 0 | 0 | 0 | 0 | 0 | 770.2357 | 262.64 | 0 | 0 | 215.18 | 13.88 | 0 | 0 | 0 | 0 | 0 | 0 |  | 556.64 | 262.64 | 0 | 0 | 215.18 | 13.88 | 0 | 0 | 0 | 0 | 0 | 0 | 556.64 | 262.64 | 0 | 0 | 215.18 | 13.88 | 0 | 0 | 0 | 0 | 0 | 0 | 556.64 | 262.64 | 0 | 0 | 215.18 | 13.88 | 0 | 0 | 0 | 0 | 0 | 0 | 5250 | 500 | 3550 | 0 | 0 | 0 | 0 | 0 | 4600 | 0 | 2900 | 0 | 0 | 0 | 0 | 0
SCE Metro | La Cienega | 230 | 0 | 0 | 0 | 0 | 0 | 0 | 0 | 0 | 0 | 0 | 0 | 0 | 0 | 0 | 0 | 0 | 0 | 0 | 0 | 0 | 0 | 0 | 0 | 0 | 405.7509 | 0 | 0 | 0 | 0 | 0 | 0 | 0 | 0 | 0 | 0 | 0 | 405.7509 | 0 | 0 | 0 | 0 | 0 | 0 | 0 | 0 | 0 | 0 | 0 |  | 0 | 0 | 0 | 0 | 0 | 0 | 0 | 0 | 0 | 0 | 0 | 0 | 0 | 0 | 0 | 0 | 0 | 0 | 0 | 0 | 0 | 0 | 0 | 0 | 0 | 0 | 0 | 0 | 0 | 0 | 0 | 0 | 0 | 0 | 0 | 0 | 620 | 0 | 0 | 0 | 0 | 0 | 0 | 0 | 620 | 0 | 0 | 0 | 0 | 0 | 0 | 0
SCE Metro | La Fresa | 230 | 0 | 0 | 0 | 0 | 0 | 0 | 0 | 0 | 0 | 0 | 0 | 0 | 0 | 0 | 0 | 0 | 0 | 0 | 0 | 0 | 0 | 0 | 0 | 0 | 0 | 0 | 0 | 0 | 0 | 0 | 0 | 0 | 0 | 0 | 0 | 0 | 0 | 0 | 0 | 0 | 0 | 0 | 0 | 0 | 0 | 0 | 0 | 0 |  | 0 | 0 | 0 | 0 | 0 | 0 | 0 | 0 | 0 | 0 | 0 | 0 | 0 | 0 | 0 | 0 | 0 | 0 | 0 | 0 | 0 | 0 | 0 | 0 | 0 | 0 | 0 | 0 | 0 | 0 | 0 | 0 | 0 | 0 | 0 | 0 | 0 | 0 | 0 | 0 | 0 | 0 | 0 | 0 | 0 | 0 | 0 | 0 | 0 | 0 | 0 | 0
SCE Metro | Laguna Bell | 230 | 250 | 250 | 0 | 0 | 0 | 0 | 0 | 0 | 0 | 0 | 0 | 0 | 0 | 0 | 0 | 0 | 0 | 0 | 0 | 0 | 0 | 0 | 0 | 0 | 506.29 | 500 | 0 | 0 | 0 | 0 | 0 | 0 | 0 | 0 | 0 | 0 | 506.29 | 500 | 0 | 0 | 0 | 0 | 0 | 0 | 0 | 0 | 0 | 0 |  | 0 | 0 | 0 | 0 | 0 | 0 | 0 | 0 | 0 | 0 | 0 | 0 | 250 | 250 | 0 | 0 | 0 | 0 | 0 | 0 | 0 | 0 | 0 | 0 | 250 | 250 | 0 | 0 | 0 | 0 | 0 | 0 | 0 | 0 | 0 | 0 | 1000 | 0 | 0 | 0 | 0 | 0 | 0 | 0 | 0 | 0 | 0 | 0 | 0 | 0 | 0 | 0
PG&E KERN | Lakeview | 70 | 5.6 | 0 | 0 | 0 | 1.161 | 0 | 0 | 0 | 0 | 0 | 0 | 0 | 5.6 | 0 | 0 | 0 | 1.161 | 0 | 0 | 0 | 0 | 0 | 0 | 0 | 5.6 | 0 | 0 | 0 | 1.161 | 0 | 0 | 0 | 0 | 0 | 0 | 0 | 5.6 | 0 | 0 | 0 | 1.161 | 0 | 0 | 0 | 0 | 0 | 0 | 0 |  | 5.6 | 0 | 0 | 0 | 1.161 | 0 | 0 | 0 | 0 | 0 | 0 | 0 | 5.6 | 0 | 0 | 0 | 1.161 | 0 | 0 | 0 | 0 | 0 | 0 | 0 | 5.6 | 0 | 0 | 0 | 1.161 | 0 | 0 | 0 | 0 | 0 | 0 | 0 | 0 | 0 | 0 | 0 | 0 | 0 | 0 | 0 | 0 | 0 | 0 | 0 | 0 | 0 | 0 | 0
PG&E NGBA | Lakeville | 230 | 0 | 0 | 0 | 0 | 0 | 0 | 0 | 0 | 0 | 0 | 0 | 0 | 0 | 0 | 0 | 0 | 0 | 0 | 0 | 0 | 0 | 0 | 0 | 0 | 0 | 0 | 0 | 0 | 0 | 0 | 0 | 0 | 0 | 0 | 0 | 0 | 0 | 0 | 0 | 0 | 0 | 0 | 0 | 0 | 0 | 0 | 0 | 0 |  | 0 | 0 | 0 | 0 | 0 | 0 | 0 | 0 | 0 | 0 | 0 | 0 | 0 | 0 | 0 | 0 | 0 | 0 | 0 | 0 | 0 | 0 | 0 | 0 | 0 | 0 | 0 | 0 | 0 | 0 | 0 | 0 | 0 | 0 | 0 | 0 | 800 | 0 | 0 | 0 | 0 | 0 | 0 | 0 | 800 | 0 | 0 | 0 | 0 | 0 | 0 | 0
PG&E NGBA | Lakeville | 60 | 0 | 0 | 0 | 0 | 0 | 0 | 0 | 0 | 0 | 0 | 0 | 0 | 0 | 0 | 0 | 0 | 0 | 0 | 0 | 0 | 0 | 0 | 0 | 0 | 0 | 0 | 0 | 0 | 0 | 0 | 0 | 0 | 0 | 0 | 0 | 0 | 0 | 0 | 0 | 0 | 0 | 0 | 0 | 0 | 0 | 0 | 0 | 0 |  | 0 | 0 | 0 | 0 | 0 | 0 | 0 | 0 | 0 | 0 | 0 | 0 | 0 | 0 | 0 | 0 | 0 | 0 | 0 | 0 | 0 | 0 | 0 | 0 | 0 | 0 | 0 | 0 | 0 | 0 | 0 | 0 | 0 | 0 | 0 | 0 | 0 | 0 | 0 | 0 | 0 | 0 | 0 | 0 | 0 | 0 | 0 | 0 | 0 | 0 | 0 | 0
PG&E NGBA | Lakeville | 115 | 0 | 0 | 0 | 0 | 0 | 0 | 0 | 0 | 0 | 0 | 0 | 0 | 0 | 0 | 0 | 0 | 0 | 0 | 0 | 0 | 0 | 0 | 0 | 0 | 263.7932 | 0 | 0 | 0 | 0 | 0 | 0 | 0 | 0 | 0 | 0 | 0 | 263.7932 | 0 | 0 | 0 | 0 | 0 | 0 | 0 | 0 | 0 | 0 | 0 |  | 0 | 0 | 0 | 0 | 0 | 0 | 0 | 0 | 0 | 0 | 0 | 0 | 263.7932 | 0 | 0 | 0 | 0 | 0 | 0 | 0 | 0 | 0 | 0 | 0 | 263.7932 | 0 | 0 | 0 | 0 | 0 | 0 | 0 | 0 | 0 | 0 | 0 | 0 | 0 | 0 | 0 | 0 | 0 | 0 | 0 | 0 | 0 | 0 | 0 | 0 | 0 | 0 | 0
PG&E GBA | Lakewood | 115 | 0 | 0 | 0 | 0 | 0 | 0 | 0 | 0 | 0 | 0 | 0 | 0 | 0 | 0 | 0 | 0 | 0 | 0 | 0 | 0 | 0 | 0 | 0 | 0 | 0 | 0 | 0 | 0 | 0 | 0 | 0 | 0 | 0 | 0 | 0 | 0 | 0 | 0 | 0 | 0 | 0 | 0 | 0 | 0 | 0 | 0 | 0 | 0 |  | 0 | 0 | 0 | 0 | 0 | 0 | 0 | 0 | 0 | 0 | 0 | 0 | 0 | 0 | 0 | 0 | 0 | 0 | 0 | 0 | 0 | 0 | 0 | 0 | 0 | 0 | 0 | 0 | 0 | 0 | 0 | 0 | 0 | 0 | 0 | 0 | 0 | 0 | 0 | 0 | 0 | 0 | 0 | 0 | 0 | 0 | 0 | 0 | 0 | 0 | 0 | 0
PG&E NGBA | Lambie | 230 | 0 | 0 | 0 | 0 | 0 | 0 | 0 | 0 | 0 | 0 | 0 | 0 | 0 | 0 | 0 | 0 | 0 | 0 | 0 | 0 | 0 | 0 | 0 | 0 | 817.3487 | 0 | 0 | 0 | 0 | 0 | 0 | 0 | 0 | 0 | 0 | 0 | 817.3487 | 0 | 0 | 0 | 0 | 0 | 0 | 0 | 0 | 0 | 0 | 0 |  | 0 | 0 | 0 | 0 | 0 | 0 | 0 | 0 | 0 | 0 | 0 | 0 | 0 | 0 | 0 | 0 | 0 | 0 | 0 | 0 | 0 | 0 | 0 | 0 | 0 | 0 | 0 | 0 | 0 | 0 | 0 | 0 | 0 | 0 | 0 | 0 | 640 | 0 | 0 | 0 | 0 | 0 | 0 | 0 | 640 | 0 | 0 | 0 | 0 | 0 | 0 | 0
PG&E GBA | Lammers | 115 | 0 | 0 | 0 | 0 | 0 | 0 | 0 | 0 | 0 | 0 | 0 | 0 | 0 | 0 | 0 | 0 | 0 | 0 | 0 | 0 | 0 | 0 | 0 | 0 | 151.3 | 0 | 0 | 0 | 0 | 0 | 0 | 0 | 0 | 0 | 0 | 0 | 151.3 | 0 | 0 | 0 | 0 | 0 | 0 | 0 | 0 | 0 | 0 | 0 |  | 0 | 0 | 0 | 0 | 0 | 0 | 0 | 0 | 0 | 0 | 0 | 0 | 0 | 0 | 0 | 0 | 0 | 0 | 0 | 0 | 0 | 0 | 0 | 0 | 0 | 0 | 0 | 0 | 0 | 0 | 0 | 0 | 0 | 0 | 0 | 0 | 300 | 0 | 0 | 0 | 0 | 0 | 0 | 0 | 300 | 0 | 0 | 0 | 0 | 0 | 0 | 0
PG&E KERN | Lamont | 115 | 0 | 0 | 0 | 0 | 11.7 | 0 | 0 | 0 | 0 | 0 | 0 | 0 | 51.401 | 0 | 0 | 0 | 115.155 | 0 | 0 | 0 | 0 | 0 | 0 | 0 | 152.301 | 0 | 0 | 0 | 115.155 | 0 | 0 | 0 | 0 | 0 | 0 | 0 | 152.301 | 0 | 0 | 0 | 115.155 | 0 | 0 | 0 | 0 | 0 | 0 | 0 |  | 0 | 0 | 0 | 0 | 11.7 | 0 | 0 | 0 | 0 | 0 | 0 | 0 | 0 | 0 | 0 | 0 | 11.7 | 0 | 0 | 0 | 0 | 0 | 0 | 0 | 0 | 0 | 0 | 0 | 11.7 | 0 | 0 | 0 | 0 | 0 | 0 | 0 | 440 | 0 | 340 | 0 | 0 | 0 | 0 | 0 | 440 | 0 | 340 | 0 | 0 | 0 | 0 | 0
PG&E FRESNO | Las Aguilas | 230 | 0 | 0 | 0 | 0 | 0 | 0 | 0 | 0 | 0 | 0 | 0 | 0 | 0 | 0 | 0 | 0 | 0 | 0 | 0 | 0 | 0 | 0 | 0 | 0 | 0 | 0 | 0 | 0 | 0 | 0 | 0 | 0 | 0 | 0 | 0 | 0 | 0 | 0 | 0 | 0 | 0 | 0 | 0 | 0 | 0 | 0 | 0 | 0 |  | 0 | 0 | 0 | 0 | 0 | 0 | 0 | 0 | 0 | 0 | 0 | 0 | 0 | 0 | 0 | 0 | 0 | 0 | 0 | 0 | 0 | 0 | 0 | 0 | 0 | 0 | 0 | 0 | 0 | 0 | 0 | 0 | 0 | 0 | 0 | 0 | 0 | 0 | 0 | 0 | 0 | 0 | 0 | 0 | 0 | 0 | 0 | 0 | 0 | 0 | 0 | 0
EOP | Lathrop | 138 | 0 | 0 | 0 | 0 | 0 | 0 | 0 | 0 | 0 | 0 | 0 | 0 | 0 | 0 | 0 | 0 | 0 | 0 | 0 | 0 | 0 | 0 | 0 | 0 | 0 | 0 | 0 | 0 | 0 | 0 | 0 | 0 | 0 | 0 | 0 | 0 | 0 | 0 | 0 | 0 | 0 | 0 | 0 | 0 | 0 | 0 | 0 | 0 |  | 0 | 0 | 0 | 0 | 0 | 0 | 0 | 0 | 0 | 0 | 0 | 0 | 0 | 0 | 0 | 0 | 0 | 0 | 0 | 0 | 0 | 0 | 0 | 0 | 0 | 0 | 0 | 0 | 0 | 0 | 0 | 0 | 0 | 0 | 0 | 0 | 0 | 0 | 0 | 0 | 0 | 0 | 0 | 0 | 0 | 0 | 0 | 0 | 0 | 0 | 0 | 0
EOP | Lathrop | 230 | 0 | 0 | 0 | 0 | 0 | 0 | 0 | 0 | 0 | 0 | 0 | 0 | 0 | 0 | 0 | 0 | 0 | 0 | 0 | 0 | 0 | 0 | 0 | 0 | 516.7638 | 0 | 0 | 0 | 516.7638 | 0 | 0 | 0 | 0 | 0 | 0 | 0 | 516.7638 | 0 | 0 | 0 | 516.7638 | 0 | 0 | 0 | 0 | 0 | 0 | 0 |  | 0 | 0 | 0 | 0 | 0 | 0 | 0 | 0 | 0 | 0 | 0 | 0 | 516.7638 | 0 | 0 | 0 | 516.7638 | 0 | 0 | 0 | 0 | 0 | 0 | 0 | 516.7638 | 0 | 0 | 0 | 516.7638 | 0 | 0 | 0 | 0 | 0 | 0 | 0 | 0 | 0 | 0 | 0 | 0 | 0 | 0 | 0 | 0 | 0 | 0 | 0 | 0 | 0 | 0 | 0
PG&E FRESNO | Le Grand | 115 | 0 | 0 | 0 | 0 | 0 | 0 | 0 | 0 | 0 | 0 | 0 | 0 | 0 | 0 | 0 | 0 | 0 | 0 | 0 | 0 | 0 | 0 | 0 | 0 | 65.47 | 0 | 0 | 0 | 131.43 | 0 | 0 | 0 | 0 | 0 | 0 | 0 | 65.47 | 0 | 0 | 0 | 131.43 | 0 | 0 | 0 | 0 | 0 | 0 | 0 |  | 0 | 0 | 0 | 0 | 0 | 0 | 0 | 0 | 0 | 0 | 0 | 0 | 0 | 0 | 0 | 0 | 0 | 0 | 0 | 0 | 0 | 0 | 0 | 0 | 0 | 0 | 0 | 0 | 0 | 0 | 0 | 0 | 0 | 0 | 0 | 0 | 450 | 0 | 300 | 0 | 0 | 0 | 0 | 0 | 450 | 0 | 300 | 0 | 0 | 0 | 0 | 0
PG&E FRESNO | Lemoore | 70 | 21.05 | 0 | 0 | 0 | 21.05 | 0 | 0 | 0 | 0 | 0 | 0 | 0 | 0 | 0 | 0 | 0 | 0 | 0 | 0 | 0 | 0 | 0 | 0 | 0 | 21.05 | 0 | 0 | 0 | 21.05 | 0 | 0 | 0 | 0 | 0 | 0 | 0 | 21.05 | 0 | 0 | 0 | 21.05 | 0 | 0 | 0 | 0 | 0 | 0 | 0 |  | 0 | 0 | 0 | 0 | 0 | 0 | 0 | 0 | 0 | 0 | 0 | 0 | 21.05 | 0 | 0 | 0 | 21.05 | 0 | 0 | 0 | 0 | 0 | 0 | 0 | 21.05 | 0 | 0 | 0 | 21.05 | 0 | 0 | 0 | 0 | 0 | 0 | 0 | 0 | 0 | 0 | 0 | 0 | 0 | 0 | 0 | 0 | 0 | 0 | 0 | 0 | 0 | 0 | 0
PG&E KERN | Lerdo | 115 | 0 | 0 | 0 | 0 | 0 | 0 | 0 | 0 | 0 | 0 | 0 | 0 | 0 | 0 | 0 | 0 | 0 | 0 | 0 | 0 | 0 | 0 | 0 | 0 | 0 | 0 | 0 | 0 | 0 | 0 | 0 | 0 | 0 | 0 | 0 | 0 | 0 | 0 | 0 | 0 | 0 | 0 | 0 | 0 | 0 | 0 | 0 | 0 |  | 0 | 0 | 0 | 0 | 0 | 0 | 0 | 0 | 0 | 0 | 0 | 0 | 0 | 0 | 0 | 0 | 0 | 0 | 0 | 0 | 0 | 0 | 0 | 0 | 0 | 0 | 0 | 0 | 0 | 0 | 0 | 0 | 0 | 0 | 0 | 0 | 100 | 0 | 0 | 0 | 0 | 0 | 0 | 0 | 100 | 0 | 0 | 0 | 0 | 0 | 0 | 0
SCE Metro | Lewis | 230 | 0 | 0 | 0 | 0 | 0 | 0 | 0 | 0 | 0 | 0 | 0 | 0 | 0 | 0 | 0 | 0 | 0 | 0 | 0 | 0 | 0 | 0 | 0 | 0 | 0 | 0 | 0 | 0 | 0 | 0 | 0 | 0 | 0 | 0 | 0 | 0 | 0 | 0 | 0 | 0 | 0 | 0 | 0 | 0 | 0 | 0 | 0 | 0 |  | 0 | 0 | 0 | 0 | 0 | 0 | 0 | 0 | 0 | 0 | 0 | 0 | 0 | 0 | 0 | 0 | 0 | 0 | 0 | 0 | 0 | 0 | 0 | 0 | 0 | 0 | 0 | 0 | 0 | 0 | 0 | 0 | 0 | 0 | 0 | 0 | 0 | 0 | 0 | 0 | 0 | 0 | 0 | 0 | 0 | 0 | 0 | 0 | 0 | 0 | 0 | 0
SCE Metro | Lighthipe | 230 | 0 | 0 | 0 | 0 | 0 | 0 | 0 | 0 | 0 | 0 | 0 | 0 | 0 | 0 | 0 | 0 | 0 | 0 | 0 | 0 | 0 | 0 | 0 | 0 | 405.5148 | 0 | 0 | 0 | 0 | 0 | 0 | 0 | 0 | 0 | 0 | 0 | 405.5148 | 0 | 0 | 0 | 0 | 0 | 0 | 0 | 0 | 0 | 0 | 0 |  | 0 | 0 | 0 | 0 | 0 | 0 | 0 | 0 | 0 | 0 | 0 | 0 | 0 | 0 | 0 | 0 | 0 | 0 | 0 | 0 | 0 | 0 | 0 | 0 | 0 | 0 | 0 | 0 | 0 | 0 | 0 | 0 | 0 | 0 | 0 | 0 | 200 | 0 | 0 | 0 | 0 | 0 | 0 | 0 | 200 | 0 | 0 | 0 | 0 | 0 | 0 | 0
SDGE | Lilac | 69 | 0 | 0 | 0 | 0 | 0 | 0 | 0 | 0 | 0 | 0 | 0 | 0 | 0 | 0 | 0 | 0 | 0 | 0 | 0 | 0 | 0 | 0 | 0 | 0 | 0 | 0 | 0 | 0 | 0 | 0 | 0 | 0 | 0 | 0 | 0 | 0 | 0 | 0 | 0 | 0 | 0 | 0 | 0 | 0 | 0 | 0 | 0 | 0 |  | 0 | 0 | 0 | 0 | 0 | 0 | 0 | 0 | 0 | 0 | 0 | 0 | 0 | 0 | 0 | 0 | 0 | 0 | 0 | 0 | 0 | 0 | 0 | 0 | 0 | 0 | 0 | 0 | 0 | 0 | 0 | 0 | 0 | 0 | 0 | 0 | 0 | 0 | 0 | 0 | 0 | 0 | 0 | 0 | 0 | 0 | 0 | 0 | 0 | 0 | 0 | 0
PG&E NGBA | Lincoln | 115 | 0 | 0 | 0 | 0 | 0 | 0 | 0 | 0 | 0 | 0 | 0 | 0 | 0 | 0 | 0 | 0 | 0 | 0 | 0 | 0 | 0 | 0 | 0 | 0 | 0 | 0 | 0 | 0 | 0 | 0 | 0 | 0 | 0 | 0 | 0 | 0 | 0 | 0 | 0 | 0 | 0 | 0 | 0 | 0 | 0 | 0 | 0 | 0 |  | 0 | 0 | 0 | 0 | 0 | 0 | 0 | 0 | 0 | 0 | 0 | 0 | 0 | 0 | 0 | 0 | 0 | 0 | 0 | 0 | 0 | 0 | 0 | 0 | 0 | 0 | 0 | 0 | 0 | 0 | 0 | 0 | 0 | 0 | 0 | 0 | 0 | 0 | 0 | 0 | 0 | 0 | 0 | 0 | 0 | 0 | 0 | 0 | 0 | 0 | 0 | 0
PG&E KERN | Live Oak | 115 | 0 | 0 | 0 | 0 | 0 | 0 | 0 | 0 | 0 | 0 | 0 | 0 | 0 | 0 | 0 | 0 | 0 | 0 | 0 | 0 | 0 | 0 | 0 | 0 | 0 | 0 | 0 | 0 | 0 | 0 | 0 | 0 | 0 | 0 | 0 | 0 | 0 | 0 | 0 | 0 | 0 | 0 | 0 | 0 | 0 | 0 | 0 | 0 |  | 0 | 0 | 0 | 0 | 0 | 0 | 0 | 0 | 0 | 0 | 0 | 0 | 0 | 0 | 0 | 0 | 0 | 0 | 0 | 0 | 0 | 0 | 0 | 0 | 0 | 0 | 0 | 0 | 0 | 0 | 0 | 0 | 0 | 0 | 0 | 0 | 199.9927 | 0 | 0 | 0 | 0 | 0 | 0 | 0 | 199.9927 | 0 | 0 | 0 | 0 | 0 | 0 | 0
PG&E GBA | Llagas | 115 | 124.3 | 120 | 0 | 0 | 0 | 0 | 0 | 0 | 0 | 0 | 0 | 0 | 124.3 | 120 | 0 | 0 | 0 | 0 | 0 | 0 | 0 | 0 | 0 | 0 | 124.3 | 120 | 0 | 0 | 0 | 0 | 0 | 0 | 0 | 0 | 0 | 0 | 124.3 | 120 | 0 | 0 | 0 | 0 | 0 | 0 | 0 | 0 | 0 | 0 |  | 124.3 | 120 | 0 | 0 | 0 | 0 | 0 | 0 | 0 | 0 | 0 | 0 | 124.3 | 120 | 0 | 0 | 0 | 0 | 0 | 0 | 0 | 0 | 0 | 0 | 124.3 | 120 | 0 | 0 | 0 | 0 | 0 | 0 | 0 | 0 | 0 | 0 | 200 | 0 | 50 | 0 | 0 | 0 | 0 | 0 | 150 | 0 | 0 | 0 | 0 | 0 | 0 | 0
PG&E GBA | Lockeford | 115 | 0 | 0 | 0 | 0 | 0 | 0 | 0 | 0 | 0 | 0 | 0 | 0 | 0 | 0 | 0 | 0 | 0 | 0 | 0 | 0 | 0 | 0 | 0 | 0 | 0 | 0 | 0 | 0 | 0 | 0 | 0 | 0 | 0 | 0 | 0 | 0 | 0 | 0 | 0 | 0 | 0 | 0 | 0 | 0 | 0 | 0 | 0 | 0 |  | 0 | 0 | 0 | 0 | 0 | 0 | 0 | 0 | 0 | 0 | 0 | 0 | 0 | 0 | 0 | 0 | 0 | 0 | 0 | 0 | 0 | 0 | 0 | 0 | 0 | 0 | 0 | 0 | 0 | 0 | 0 | 0 | 0 | 0 | 0 | 0 | 100 | 0 | 0 | 0 | 0 | 0 | 0 | 0 | 100 | 0 | 0 | 0 | 0 | 0 | 0 | 0
PG&E GBA | Lockeford | 230 | 0 | 0 | 0 | 0 | 0 | 0 | 0 | 0 | 0 | 0 | 0 | 0 | 0 | 0 | 0 | 0 | 0 | 0 | 0 | 0 | 0 | 0 | 0 | 0 | 0 | 0 | 0 | 0 | 0 | 0 | 0 | 0 | 0 | 0 | 0 | 0 | 0 | 0 | 0 | 0 | 0 | 0 | 0 | 0 | 0 | 0 | 0 | 0 |  | 0 | 0 | 0 | 0 | 0 | 0 | 0 | 0 | 0 | 0 | 0 | 0 | 0 | 0 | 0 | 0 | 0 | 0 | 0 | 0 | 0 | 0 | 0 | 0 | 0 | 0 | 0 | 0 | 0 | 0 | 0 | 0 | 0 | 0 | 0 | 0 | 200 | 0 | 0 | 0 | 0 | 0 | 0 | 0 | 200 | 0 | 0 | 0 | 0 | 0 | 0 | 0
PG&E GBA | Lockeford | 60 | 0 | 0 | 0 | 0 | 0 | 0 | 0 | 0 | 0 | 0 | 0 | 0 | 0 | 0 | 0 | 0 | 0 | 0 | 0 | 0 | 0 | 0 | 0 | 0 | 0 | 0 | 0 | 0 | 0 | 0 | 0 | 0 | 0 | 0 | 0 | 0 | 0 | 0 | 0 | 0 | 0 | 0 | 0 | 0 | 0 | 0 | 0 | 0 |  | 0 | 0 | 0 | 0 | 0 | 0 | 0 | 0 | 0 | 0 | 0 | 0 | 0 | 0 | 0 | 0 | 0 | 0 | 0 | 0 | 0 | 0 | 0 | 0 | 0 | 0 | 0 | 0 | 0 | 0 | 0 | 0 | 0 | 0 | 0 | 0 | 0 | 0 | 0 | 0 | 0 | 0 | 0 | 0 | 0 | 0 | 0 | 0 | 0 | 0 | 0 | 0
PG&E GBA | Lodi | 230 | 0 | 0 | 0 | 0 | 0 | 0 | 0 | 0 | 0 | 0 | 0 | 0 | 0 | 0 | 0 | 0 | 0 | 0 | 0 | 0 | 0 | 0 | 0 | 0 | 0 | 0 | 0 | 0 | 0 | 0 | 0 | 0 | 0 | 0 | 0 | 0 | 0 | 0 | 0 | 0 | 0 | 0 | 0 | 0 | 0 | 0 | 0 | 0 |  | 0 | 0 | 0 | 0 | 0 | 0 | 0 | 0 | 0 | 0 | 0 | 0 | 0 | 0 | 0 | 0 | 0 | 0 | 0 | 0 | 0 | 0 | 0 | 0 | 0 | 0 | 0 | 0 | 0 | 0 | 0 | 0 | 0 | 0 | 0 | 0 | 0 | 0 | 0 | 0 | 0 | 0 | 0 | 0 | 0 | 0 | 0 | 0 | 0 | 0 | 0 | 0
PG&E NGBA | Logan Creek | 230 | 0 | 0 | 0 | 0 | 0 | 0 | 0 | 0 | 0 | 0 | 0 | 0 | 0 | 0 | 0 | 0 | 0 | 0 | 0 | 0 | 0 | 0 | 0 | 0 | 0 | 0 | 0 | 0 | 0 | 0 | 0 | 0 | 0 | 0 | 0 | 0 | 0 | 0 | 0 | 0 | 0 | 0 | 0 | 0 | 0 | 0 | 0 | 0 |  | 0 | 0 | 0 | 0 | 0 | 0 | 0 | 0 | 0 | 0 | 0 | 0 | 0 | 0 | 0 | 0 | 0 | 0 | 0 | 0 | 0 | 0 | 0 | 0 | 0 | 0 | 0 | 0 | 0 | 0 | 0 | 0 | 0 | 0 | 0 | 0 | 635 | 0 | 150 | 0 | 0 | 0 | 0 | 0 | 375 | 0 | 150 | 0 | 0 | 0 | 0 | 0
PG&E GBA | Lone Tree | 230 | 0 | 0 | 0 | 0 | 0 | 0 | 0 | 0 | 0 | 0 | 0 | 0 | 0 | 0 | 0 | 0 | 0 | 0 | 0 | 0 | 0 | 0 | 0 | 0 | 0 | 0 | 0 | 0 | 0 | 0 | 0 | 0 | 0 | 0 | 0 | 0 | 0 | 0 | 0 | 0 | 0 | 0 | 0 | 0 | 0 | 0 | 0 | 0 |  | 0 | 0 | 0 | 0 | 0 | 0 | 0 | 0 | 0 | 0 | 0 | 0 | 0 | 0 | 0 | 0 | 0 | 0 | 0 | 0 | 0 | 0 | 0 | 0 | 0 | 0 | 0 | 0 | 0 | 0 | 0 | 0 | 0 | 0 | 0 | 0 | 300 | 0 | 0 | 0 | 0 | 0 | 0 | 0 | 0 | 0 | 0 | 0 | 0 | 0 | 0 | 0
PG&E FRESNO | Los Banos | 230 | 254.94 | 74.94 | 0 | 0 | 205 | 0 | 0 | 0 | 3.6 | 0 | 0 | 0 | 254.94 | 74.94 | 0 | 0 | 205 | 0 | 0 | 0 | 3.6 | 0 | 0 | 0 | 661.94 | 474.94 | 0 | 0 | 512 | 0 | 0 | 0 | 3.6 | 0 | 0 | 0 | 661.94 | 474.94 | 0 | 0 | 512 | 0 | 0 | 0 | 3.6 | 0 | 0 | 0 |  | 254.94 | 74.94 | 0 | 0 | 205 | 0 | 0 | 0 | 3.6 | 0 | 0 | 0 | 354.94 | 174.94 | 0 | 0 | 205 | 0 | 0 | 0 | 3.6 | 0 | 0 | 0 | 354.94 | 174.94 | 0 | 0 | 205 | 0 | 0 | 0 | 3.6 | 0 | 0 | 0 | 966.8109 | 0 | 700 | 0 | 0 | 0 | 0 | 0 | 966.8109 | 0 | 700 | 0 | 0 | 0 | 0 | 0
PG&E FRESNO | Los Banos | 500 | 0 | 0 | 0 | 0 | 0 | 0 | 0 | 0 | 0 | 0 | 0 | 0 | 0 | 0 | 0 | 0 | 0 | 0 | 0 | 0 | 0 | 0 | 0 | 0 | 1176.1 | 1150 | 0 | 0 | 1176.1 | 0 | 0 | 0 | 0 | 0 | 0 | 0 | 1176.1 | 1150 | 0 | 0 | 1176.1 | 0 | 0 | 0 | 0 | 0 | 0 | 0 |  | 0 | 0 | 0 | 0 | 0 | 0 | 0 | 0 | 0 | 0 | 0 | 0 | 0 | 0 | 0 | 0 | 0 | 0 | 0 | 0 | 0 | 0 | 0 | 0 | 0 | 0 | 0 | 0 | 0 | 0 | 0 | 0 | 0 | 0 | 0 | 0 | 1600 | 0 | 600 | 0 | 0 | 0 | 0 | 0 | 1200 | 0 | 200 | 0 | 0 | 0 | 0 | 0
SDGE | Los Coches | 138 | 0 | 0 | 0 | 0 | 0 | 0 | 0 | 0 | 0 | 0 | 0 | 0 | 0 | 0 | 0 | 0 | 0 | 0 | 0 | 0 | 0 | 0 | 0 | 0 | 0 | 0 | 0 | 0 | 0 | 0 | 0 | 0 | 0 | 0 | 0 | 0 | 0 | 0 | 0 | 0 | 0 | 0 | 0 | 0 | 0 | 0 | 0 | 0 |  | 0 | 0 | 0 | 0 | 0 | 0 | 0 | 0 | 0 | 0 | 0 | 0 | 0 | 0 | 0 | 0 | 0 | 0 | 0 | 0 | 0 | 0 | 0 | 0 | 0 | 0 | 0 | 0 | 0 | 0 | 0 | 0 | 0 | 0 | 0 | 0 | 0 | 0 | 0 | 0 | 0 | 0 | 0 | 0 | 0 | 0 | 0 | 0 | 0 | 0 | 0 | 0
SDGE | Los Coches | 69 | 0 | 0 | 0 | 0 | 0 | 0 | 0 | 0 | 0 | 0 | 0 | 0 | 0 | 0 | 0 | 0 | 0 | 0 | 0 | 0 | 0 | 0 | 0 | 0 | 0 | 0 | 0 | 0 | 0 | 0 | 0 | 0 | 0 | 0 | 0 | 0 | 0 | 0 | 0 | 0 | 0 | 0 | 0 | 0 | 0 | 0 | 0 | 0 |  | 0 | 0 | 0 | 0 | 0 | 0 | 0 | 0 | 0 | 0 | 0 | 0 | 0 | 0 | 0 | 0 | 0 | 0 | 0 | 0 | 0 | 0 | 0 | 0 | 0 | 0 | 0 | 0 | 0 | 0 | 0 | 0 | 0 | 0 | 0 | 0 | 0 | 0 | 0 | 0 | 0 | 0 | 0 | 0 | 0 | 0 | 0 | 0 | 0 | 0 | 0 | 0
PG&E GBA | Los Esteros | 115 | 3 | 3 | 0 | 0 | 0 | 0 | 0 | 0 | 0 | 0 | 0 | 0 | 0 | 0 | 0 | 0 | 0 | 0 | 0 | 0 | 0 | 0 | 0 | 0 | 3 | 3 | 0 | 0 | 0 | 0 | 0 | 0 | 0 | 0 | 0 | 0 | 3 | 3 | 0 | 0 | 0 | 0 | 0 | 0 | 0 | 0 | 0 | 0 |  | 0 | 0 | 0 | 0 | 0 | 0 | 0 | 0 | 0 | 0 | 0 | 0 | 3 | 3 | 0 | 0 | 0 | 0 | 0 | 0 | 0 | 0 | 0 | 0 | 3 | 3 | 0 | 0 | 0 | 0 | 0 | 0 | 0 | 0 | 0 | 0 | 320 | 0 | 0 | 0 | 0 | 0 | 0 | 0 | 320 | 0 | 0 | 0 | 0 | 0 | 0 | 0
PG&E GBA | Los Esteros | 230 | 200 | 200 | 0 | 0 | 0 | 0 | 0 | 0 | 0 | 0 | 0 | 0 | 200 | 200 | 0 | 0 | 0 | 0 | 0 | 0 | 0 | 0 | 0 | 0 | 200 | 200 | 0 | 0 | 0 | 0 | 0 | 0 | 0 | 0 | 0 | 0 | 200 | 200 | 0 | 0 | 0 | 0 | 0 | 0 | 0 | 0 | 0 | 0 |  | 200 | 200 | 0 | 0 | 0 | 0 | 0 | 0 | 0 | 0 | 0 | 0 | 200 | 200 | 0 | 0 | 0 | 0 | 0 | 0 | 0 | 0 | 0 | 0 | 200 | 200 | 0 | 0 | 0 | 0 | 0 | 0 | 0 | 0 | 0 | 0 | 0 | 0 | 0 | 0 | 0 | 0 | 0 | 0 | 0 | 0 | 0 | 0 | 0 | 0 | 0 | 0
PG&E GBA | Los Positas | 230 | 0 | 0 | 0 | 0 | 0 | 0 | 0 | 0 | 0 | 0 | 0 | 0 | 0 | 0 | 0 | 0 | 0 | 0 | 0 | 0 | 0 | 0 | 0 | 0 | 0 | 0 | 0 | 0 | 0 | 0 | 0 | 0 | 0 | 0 | 0 | 0 | 0 | 0 | 0 | 0 | 0 | 0 | 0 | 0 | 0 | 0 | 0 | 0 |  | 0 | 0 | 0 | 0 | 0 | 0 | 0 | 0 | 0 | 0 | 0 | 0 | 0 | 0 | 0 | 0 | 0 | 0 | 0 | 0 | 0 | 0 | 0 | 0 | 0 | 0 | 0 | 0 | 0 | 0 | 0 | 0 | 0 | 0 | 0 | 0 | 0 | 0 | 0 | 0 | 0 | 0 | 0 | 0 | 0 | 0 | 0 | 0 | 0 | 0 | 0 | 0
PG&E GBA | Los Positas | 60 | 0 | 0 | 0 | 0 | 0 | 0 | 0 | 0 | 0 | 0 | 0 | 0 | 0 | 0 | 0 | 0 | 0 | 0 | 0 | 0 | 0 | 0 | 0 | 0 | 0 | 0 | 0 | 0 | 0 | 0 | 0 | 0 | 0 | 0 | 0 | 0 | 0 | 0 | 0 | 0 | 0 | 0 | 0 | 0 | 0 | 0 | 0 | 0 |  | 0 | 0 | 0 | 0 | 0 | 0 | 0 | 0 | 0 | 0 | 0 | 0 | 0 | 0 | 0 | 0 | 0 | 0 | 0 | 0 | 0 | 0 | 0 | 0 | 0 | 0 | 0 | 0 | 0 | 0 | 0 | 0 | 0 | 0 | 0 | 0 | 0 | 0 | 0 | 0 | 0 | 0 | 0 | 0 | 0 | 0 | 0 | 0 | 0 | 0 | 0 | 0
SDGE | Loveland | 69 | 0 | 0 | 0 | 0 | 0 | 0 | 0 | 0 | 0 | 0 | 0 | 0 | 0 | 0 | 0 | 0 | 0 | 0 | 0 | 0 | 0 | 0 | 0 | 0 | 0 | 0 | 0 | 0 | 0 | 0 | 0 | 0 | 0 | 0 | 0 | 0 | 0 | 0 | 0 | 0 | 0 | 0 | 0 | 0 | 0 | 0 | 0 | 0 |  | 0 | 0 | 0 | 0 | 0 | 0 | 0 | 0 | 0 | 0 | 0 | 0 | 0 | 0 | 0 | 0 | 0 | 0 | 0 | 0 | 0 | 0 | 0 | 0 | 0 | 0 | 0 | 0 | 0 | 0 | 0 | 0 | 0 | 0 | 0 | 0 | 0 | 0 | 0 | 0 | 0 | 0 | 0 | 0 | 0 | 0 | 0 | 0 | 0 | 0 | 0 | 0
SCE NOL | Lugo | 230 | 0 | 0 | 0 | 0 | 0 | 0 | 0 | 0 | 0 | 0 | 0 | 0 | 0 | 0 | 0 | 0 | 0 | 0 | 0 | 0 | 0 | 0 | 0 | 0 | 0 | 0 | 0 | 0 | 0 | 0 | 0 | 0 | 0 | 0 | 0 | 0 | 0 | 0 | 0 | 0 | 0 | 0 | 0 | 0 | 0 | 0 | 0 | 0 |  | 0 | 0 | 0 | 0 | 0 | 0 | 0 | 0 | 0 | 0 | 0 | 0 | 0 | 0 | 0 | 0 | 0 | 0 | 0 | 0 | 0 | 0 | 0 | 0 | 0 | 0 | 0 | 0 | 0 | 0 | 0 | 0 | 0 | 0 | 0 | 0 | 1350 | 0 | 0 | 0 | 0 | 0 | 0 | 0 | 350 | 0 | 0 | 0 | 0 | 0 | 0 | 0
SCE Metro | Lugo | 500 | 0 | 0 | 0 | 0 | 0 | 0 | 0 | 0 | 0 | 0 | 0 | 0 | 0 | 0 | 0 | 0 | 0 | 0 | 0 | 0 | 0 | 0 | 0 | 0 | 512.58 | 500 | 0 | 0 | 0 | 0 | 0 | 0 | 0 | 0 | 0 | 0 | 512.58 | 500 | 0 | 0 | 0 | 0 | 0 | 0 | 0 | 0 | 0 | 0 |  | 0 | 0 | 0 | 0 | 0 | 0 | 0 | 0 | 0 | 0 | 0 | 0 | 0 | 0 | 0 | 0 | 0 | 0 | 0 | 0 | 0 | 0 | 0 | 0 | 0 | 0 | 0 | 0 | 0 | 0 | 0 | 0 | 0 | 0 | 0 | 0 | 3000 | 0 | 0 | 0 | 0 | 0 | 0 | 0 | 3000 | 0 | 0 | 0 | 0 | 0 | 0 | 0
PG&E FRESNO | Madera | 70 | 0 | 0 | 0 | 0 | 0 | 0 | 0 | 0 | 0 | 0 | 0 | 0 | 0 | 0 | 0 | 0 | 0 | 0 | 0 | 0 | 0 | 0 | 0 | 0 | 0 | 0 | 0 | 0 | 0 | 0 | 0 | 0 | 0 | 0 | 0 | 0 | 0 | 0 | 0 | 0 | 0 | 0 | 0 | 0 | 0 | 0 | 0 | 0 |  | 0 | 0 | 0 | 0 | 0 | 0 | 0 | 0 | 0 | 0 | 0 | 0 | 0 | 0 | 0 | 0 | 0 | 0 | 0 | 0 | 0 | 0 | 0 | 0 | 0 | 0 | 0 | 0 | 0 | 0 | 0 | 0 | 0 | 0 | 0 | 0 | 0 | 0 | 0 | 0 | 0 | 0 | 0 | 0 | 0 | 0 | 0 | 0 | 0 | 0 | 0 | 0
PG&E NGBA | Madison | 115 | 0 | 0 | 0 | 0 | 0 | 0 | 0 | 0 | 0 | 0 | 0 | 0 | 0 | 0 | 0 | 0 | 0 | 0 | 0 | 0 | 0 | 0 | 0 | 0 | 0 | 0 | 0 | 0 | 0 | 0 | 0 | 0 | 0 | 0 | 0 | 0 | 0 | 0 | 0 | 0 | 0 | 0 | 0 | 0 | 0 | 0 | 0 | 0 |  | 0 | 0 | 0 | 0 | 0 | 0 | 0 | 0 | 0 | 0 | 0 | 0 | 0 | 0 | 0 | 0 | 0 | 0 | 0 | 0 | 0 | 0 | 0 | 0 | 0 | 0 | 0 | 0 | 0 | 0 | 0 | 0 | 0 | 0 | 0 | 0 | 0 | 0 | 0 | 0 | 0 | 0 | 0 | 0 | 0 | 0 | 0 | 0 | 0 | 0 | 0 | 0
PG&E KERN | Magunden | 115 | 0 | 0 | 0 | 0 | 0 | 0 | 0 | 0 | 0 | 0 | 0 | 0 | 0 | 0 | 0 | 0 | 0 | 0 | 0 | 0 | 0 | 0 | 0 | 0 | 0 | 0 | 0 | 0 | 0 | 0 | 0 | 0 | 0 | 0 | 0 | 0 | 0 | 0 | 0 | 0 | 0 | 0 | 0 | 0 | 0 | 0 | 0 | 0 |  | 0 | 0 | 0 | 0 | 0 | 0 | 0 | 0 | 0 | 0 | 0 | 0 | 0 | 0 | 0 | 0 | 0 | 0 | 0 | 0 | 0 | 0 | 0 | 0 | 0 | 0 | 0 | 0 | 0 | 0 | 0 | 0 | 0 | 0 | 0 | 0 | 0 | 0 | 0 | 0 | 0 | 0 | 0 | 0 | 0 | 0 | 0 | 0 | 0 | 0 | 0 | 0
SCE Northern | Magunden | 230 | 0 | 0 | 0 | 0 | 0 | 0 | 0 | 0 | 0 | 0 | 0 | 0 | 0 | 0 | 0 | 0 | 0 | 0 | 0 | 0 | 0 | 0 | 0 | 0 | 0 | 0 | 0 | 0 | 0 | 0 | 0 | 0 | 0 | 0 | 0 | 0 | 0 | 0 | 0 | 0 | 0 | 0 | 0 | 0 | 0 | 0 | 0 | 0 |  | 0 | 0 | 0 | 0 | 0 | 0 | 0 | 0 | 0 | 0 | 0 | 0 | 0 | 0 | 0 | 0 | 0 | 0 | 0 | 0 | 0 | 0 | 0 | 0 | 0 | 0 | 0 | 0 | 0 | 0 | 0 | 0 | 0 | 0 | 0 | 0 | 500 | 0 | 0 | 0 | 0 | 0 | 0 | 0 | 500 | 0 | 0 | 0 | 0 | 0 | 0 | 0
PG&E FRESNO | Malaga | 115 | 0 | 0 | 0 | 0 | 0 | 0 | 0 | 0 | 0 | 0 | 0 | 0 | 0 | 0 | 0 | 0 | 0 | 0 | 0 | 0 | 0 | 0 | 0 | 0 | 46.28 | 44 | 0 | 0 | 0 | 0 | 0 | 0 | 0 | 0 | 0 | 0 | 46.28 | 44 | 0 | 0 | 0 | 0 | 0 | 0 | 0 | 0 | 0 | 0 |  | 0 | 0 | 0 | 0 | 0 | 0 | 0 | 0 | 0 | 0 | 0 | 0 | 0 | 0 | 0 | 0 | 0 | 0 | 0 | 0 | 0 | 0 | 0 | 0 | 46.28 | 44 | 0 | 0 | 0 | 0 | 0 | 0 | 0 | 0 | 0 | 0 | 44 | 0 | 0 | 0 | 0 | 0 | 0 | 0 | 44 | 0 | 0 | 0 | 0 | 0 | 0 | 0
PG&E NGBA | Malin | 500 | 0 | 0 | 0 | 0 | 0 | 0 | 0 | 0 | 0 | 0 | 0 | 0 | 0 | 0 | 0 | 0 | 0 | 0 | 0 | 0 | 0 | 0 | 0 | 0 | 0 | 0 | 0 | 0 | 0 | 0 | 0 | 0 | 0 | 0 | 0 | 0 | 0 | 0 | 0 | 0 | 0 | 0 | 0 | 0 | 0 | 0 | 0 | 0 |  | 0 | 0 | 0 | 0 | 0 | 0 | 0 | 0 | 0 | 0 | 0 | 0 | 0 | 0 | 0 | 0 | 0 | 0 | 0 | 0 | 0 | 0 | 0 | 0 | 0 | 0 | 0 | 0 | 0 | 0 | 0 | 0 | 0 | 0 | 0 | 0 | 0 | 0 | 0 | 0 | 0 | 0 | 0 | 0 | 0 | 0 | 0 | 0 | 0 | 0 | 0 | 0
SCE Northern | Mandalay | 230 | 409 | 400 | 0 | 0 | 0 | 0 | 0 | 0 | 0 | 0 | 0 | 0 | 0 | 0 | 0 | 0 | 0 | 0 | 0 | 0 | 0 | 0 | 0 | 0 | 409 | 400 | 0 | 0 | 0 | 0 | 0 | 0 | 0 | 0 | 0 | 0 | 409 | 400 | 0 | 0 | 0 | 0 | 0 | 0 | 0 | 0 | 0 | 0 |  | 0 | 0 | 0 | 0 | 0 | 0 | 0 | 0 | 0 | 0 | 0 | 0 | 409 | 400 | 0 | 0 | 0 | 0 | 0 | 0 | 0 | 0 | 0 | 0 | 409 | 400 | 0 | 0 | 0 | 0 | 0 | 0 | 0 | 0 | 0 | 0 | 0 | 0 | 0 | 0 | 0 | 0 | 0 | 0 | 0 | 0 | 0 | 0 | 0 | 0 | 0 | 0
PG&E FRESNO | Manning | 230 | 0 | 0 | 0 | 0 | 0 | 0 | 0 | 0 | 0 | 0 | 0 | 0 | 0 | 0 | 0 | 0 | 0 | 0 | 0 | 0 | 0 | 0 | 0 | 0 | 0 | 0 | 0 | 0 | 0 | 0 | 0 | 0 | 0 | 0 | 0 | 0 | 0 | 0 | 0 | 0 | 0 | 0 | 0 | 0 | 0 | 0 | 0 | 0 |  | 0 | 0 | 0 | 0 | 0 | 0 | 0 | 0 | 0 | 0 | 0 | 0 | 0 | 0 | 0 | 0 | 0 | 0 | 0 | 0 | 0 | 0 | 0 | 0 | 0 | 0 | 0 | 0 | 0 | 0 | 0 | 0 | 0 | 0 | 0 | 0 | 4500 | 0 | 2950 | 0 | 0 | 0 | 0 | 0 | 3450 | 0 | 1900 | 0 | 0 | 0 | 0 | 0
PG&E FRESNO | Manning | 500 | 0 | 0 | 0 | 0 | 0 | 0 | 0 | 0 | 0 | 0 | 0 | 0 | 0 | 0 | 0 | 0 | 0 | 0 | 0 | 0 | 0 | 0 | 0 | 0 | 0 | 0 | 0 | 0 | 0 | 0 | 0 | 0 | 0 | 0 | 0 | 0 | 0 | 0 | 0 | 0 | 0 | 0 | 0 | 0 | 0 | 0 | 0 | 0 |  | 0 | 0 | 0 | 0 | 0 | 0 | 0 | 0 | 0 | 0 | 0 | 0 | 0 | 0 | 0 | 0 | 0 | 0 | 0 | 0 | 0 | 0 | 0 | 0 | 0 | 0 | 0 | 0 | 0 | 0 | 0 | 0 | 0 | 0 | 0 | 0 | 12764 | 0 | 11250 | 0 | 0 | 0 | 0 | 0 | 10764 | 0 | 9750 | 0 | 0 | 0 | 0 | 0
PG&E GBA | Manteca | 115 | 0 | 0 | 0 | 0 | 0 | 0 | 0 | 0 | 0 | 0 | 0 | 0 | 0 | 0 | 0 | 0 | 0 | 0 | 0 | 0 | 0 | 0 | 0 | 0 | 0 | 0 | 0 | 0 | 0 | 0 | 0 | 0 | 0 | 0 | 0 | 0 | 0 | 0 | 0 | 0 | 0 | 0 | 0 | 0 | 0 | 0 | 0 | 0 |  | 0 | 0 | 0 | 0 | 0 | 0 | 0 | 0 | 0 | 0 | 0 | 0 | 0 | 0 | 0 | 0 | 0 | 0 | 0 | 0 | 0 | 0 | 0 | 0 | 0 | 0 | 0 | 0 | 0 | 0 | 0 | 0 | 0 | 0 | 0 | 0 | 0 | 0 | 0 | 0 | 0 | 0 | 0 | 0 | 0 | 0 | 0 | 0 | 0 | 0 | 0 | 0
SDGE | Margarita | 138 | 0 | 0 | 0 | 0 | 0 | 0 | 0 | 0 | 0 | 0 | 0 | 0 | 0 | 0 | 0 | 0 | 0 | 0 | 0 | 0 | 0 | 0 | 0 | 0 | 0 | 0 | 0 | 0 | 0 | 0 | 0 | 0 | 0 | 0 | 0 | 0 | 0 | 0 | 0 | 0 | 0 | 0 | 0 | 0 | 0 | 0 | 0 | 0 |  | 0 | 0 | 0 | 0 | 0 | 0 | 0 | 0 | 0 | 0 | 0 | 0 | 0 | 0 | 0 | 0 | 0 | 0 | 0 | 0 | 0 | 0 | 0 | 0 | 0 | 0 | 0 | 0 | 0 | 0 | 0 | 0 | 0 | 0 | 0 | 0 | 150 | 0 | 0 | 0 | 0 | 0 | 0 | 0 | 150 | 0 | 0 | 0 | 0 | 0 | 0 | 0
PG&E GBA | Martin | 230 | 0 | 0 | 0 | 0 | 0 | 0 | 0 | 0 | 0 | 0 | 0 | 0 | 0 | 0 | 0 | 0 | 0 | 0 | 0 | 0 | 0 | 0 | 0 | 0 | 0 | 0 | 0 | 0 | 0 | 0 | 0 | 0 | 0 | 0 | 0 | 0 | 0 | 0 | 0 | 0 | 0 | 0 | 0 | 0 | 0 | 0 | 0 | 0 |  | 0 | 0 | 0 | 0 | 0 | 0 | 0 | 0 | 0 | 0 | 0 | 0 | 0 | 0 | 0 | 0 | 0 | 0 | 0 | 0 | 0 | 0 | 0 | 0 | 0 | 0 | 0 | 0 | 0 | 0 | 0 | 0 | 0 | 0 | 0 | 0 | 300 | 0 | 0 | 0 | 0 | 0 | 0 | 0 | 300 | 0 | 0 | 0 | 0 | 0 | 0 | 0
PG&E GBA | Martin | 115 | 62 | 62 | 0 | 0 | 0 | 0 | 0 | 0 | 0 | 0 | 0 | 0 | 62 | 62 | 0 | 0 | 0 | 0 | 0 | 0 | 0 | 0 | 0 | 0 | 312 | 312 | 0 | 0 | 0 | 0 | 0 | 0 | 0 | 0 | 0 | 0 | 312 | 312 | 0 | 0 | 0 | 0 | 0 | 0 | 0 | 0 | 0 | 0 |  | 62 | 62 | 0 | 0 | 0 | 0 | 0 | 0 | 0 | 0 | 0 | 0 | 62 | 62 | 0 | 0 | 0 | 0 | 0 | 0 | 0 | 0 | 0 | 0 | 62 | 62 | 0 | 0 | 0 | 0 | 0 | 0 | 0 | 0 | 0 | 0 | 200 | 0 | 0 | 0 | 0 | 0 | 0 | 0 | 0 | 0 | 0 | 0 | 0 | 0 | 0 | 0
PG&E GBA | Martinez | 115 | 0 | 0 | 0 | 0 | 0 | 0 | 0 | 0 | 0 | 0 | 0 | 0 | 0 | 0 | 0 | 0 | 0 | 0 | 0 | 0 | 0 | 0 | 0 | 0 | 0 | 0 | 0 | 0 | 0 | 0 | 0 | 0 | 0 | 0 | 0 | 0 | 0 | 0 | 0 | 0 | 0 | 0 | 0 | 0 | 0 | 0 | 0 | 0 |  | 0 | 0 | 0 | 0 | 0 | 0 | 0 | 0 | 0 | 0 | 0 | 0 | 0 | 0 | 0 | 0 | 0 | 0 | 0 | 0 | 0 | 0 | 0 | 0 | 0 | 0 | 0 | 0 | 0 | 0 | 0 | 0 | 0 | 0 | 0 | 0 | 0 | 0 | 0 | 0 | 0 | 0 | 0 | 0 | 0 | 0 | 0 | 0 | 0 | 0 | 0 | 0
PG&E FRESNO | Mc Mullin | 230 | 0 | 0 | 0 | 0 | 0 | 0 | 0 | 0 | 0 | 0 | 0 | 0 | 0 | 0 | 0 | 0 | 0 | 0 | 0 | 0 | 0 | 0 | 0 | 0 | 0 | 0 | 0 | 0 | 0 | 0 | 0 | 0 | 0 | 0 | 0 | 0 | 0 | 0 | 0 | 0 | 0 | 0 | 0 | 0 | 0 | 0 | 0 | 0 |  | 0 | 0 | 0 | 0 | 0 | 0 | 0 | 0 | 0 | 0 | 0 | 0 | 0 | 0 | 0 | 0 | 0 | 0 | 0 | 0 | 0 | 0 | 0 | 0 | 0 | 0 | 0 | 0 | 0 | 0 | 0 | 0 | 0 | 0 | 0 | 0 | 1030 | 0 | 830 | 0 | 0 | 0 | 0 | 0 | 830 | 0 | 830 | 0 | 0 | 0 | 0 | 0
PG&E FRESNO | McCall | 115 | 0 | 0 | 0 | 0 | 0 | 0 | 0 | 0 | 0 | 0 | 0 | 0 | 0 | 0 | 0 | 0 | 0 | 0 | 0 | 0 | 0 | 0 | 0 | 0 | 0 | 0 | 0 | 0 | 0 | 0 | 0 | 0 | 0 | 0 | 0 | 0 | 0 | 0 | 0 | 0 | 0 | 0 | 0 | 0 | 0 | 0 | 0 | 0 |  | 0 | 0 | 0 | 0 | 0 | 0 | 0 | 0 | 0 | 0 | 0 | 0 | 0 | 0 | 0 | 0 | 0 | 0 | 0 | 0 | 0 | 0 | 0 | 0 | 0 | 0 | 0 | 0 | 0 | 0 | 0 | 0 | 0 | 0 | 0 | 0 | 100 | 0 | 0 | 0 | 0 | 0 | 0 | 0 | 100 | 0 | 0 | 0 | 0 | 0 | 0 | 0
PG&E FRESNO | McCall | 230 | 0 | 0 | 0 | 0 | 0 | 0 | 0 | 0 | 0 | 0 | 0 | 0 | 0 | 0 | 0 | 0 | 0 | 0 | 0 | 0 | 0 | 0 | 0 | 0 | 0 | 0 | 0 | 0 | 0 | 0 | 0 | 0 | 0 | 0 | 0 | 0 | 0 | 0 | 0 | 0 | 0 | 0 | 0 | 0 | 0 | 0 | 0 | 0 |  | 0 | 0 | 0 | 0 | 0 | 0 | 0 | 0 | 0 | 0 | 0 | 0 | 0 | 0 | 0 | 0 | 0 | 0 | 0 | 0 | 0 | 0 | 0 | 0 | 0 | 0 | 0 | 0 | 0 | 0 | 0 | 0 | 0 | 0 | 0 | 0 | 0 | 0 | 0 | 0 | 0 | 0 | 0 | 0 | 0 | 0 | 0 | 0 | 0 | 0 | 0 | 0
PG&E GBA | Meadow Lane | 115 | 0 | 0 | 0 | 0 | 0 | 0 | 0 | 0 | 0 | 0 | 0 | 0 | 0 | 0 | 0 | 0 | 0 | 0 | 0 | 0 | 0 | 0 | 0 | 0 | 0 | 0 | 0 | 0 | 0 | 0 | 0 | 0 | 0 | 0 | 0 | 0 | 0 | 0 | 0 | 0 | 0 | 0 | 0 | 0 | 0 | 0 | 0 | 0 |  | 0 | 0 | 0 | 0 | 0 | 0 | 0 | 0 | 0 | 0 | 0 | 0 | 0 | 0 | 0 | 0 | 0 | 0 | 0 | 0 | 0 | 0 | 0 | 0 | 0 | 0 | 0 | 0 | 0 | 0 | 0 | 0 | 0 | 0 | 0 | 0 | 0 | 0 | 0 | 0 | 0 | 0 | 0 | 0 | 0 | 0 | 0 | 0 | 0 | 0 | 0 | 0
PG&E GBA | Melones | 115 | 0 | 0 | 0 | 0 | 0 | 0 | 0 | 0 | 0 | 0 | 0 | 0 | 0 | 0 | 0 | 0 | 0 | 0 | 0 | 0 | 0 | 0 | 0 | 0 | 0 | 0 | 0 | 0 | 0 | 0 | 0 | 0 | 0 | 0 | 0 | 0 | 0 | 0 | 0 | 0 | 0 | 0 | 0 | 0 | 0 | 0 | 0 | 0 |  | 0 | 0 | 0 | 0 | 0 | 0 | 0 | 0 | 0 | 0 | 0 | 0 | 0 | 0 | 0 | 0 | 0 | 0 | 0 | 0 | 0 | 0 | 0 | 0 | 0 | 0 | 0 | 0 | 0 | 0 | 0 | 0 | 0 | 0 | 0 | 0 | 0 | 0 | 0 | 0 | 0 | 0 | 0 | 0 | 0 | 0 | 0 | 0 | 0 | 0 | 0 | 0
PG&E GBA | Melones | 230 | 0 | 0 | 0 | 0 | 0 | 0 | 0 | 0 | 0 | 0 | 0 | 0 | 0 | 0 | 0 | 0 | 0 | 0 | 0 | 0 | 0 | 0 | 0 | 0 | 0 | 0 | 0 | 0 | 0 | 0 | 0 | 0 | 0 | 0 | 0 | 0 | 0 | 0 | 0 | 0 | 0 | 0 | 0 | 0 | 0 | 0 | 0 | 0 |  | 0 | 0 | 0 | 0 | 0 | 0 | 0 | 0 | 0 | 0 | 0 | 0 | 0 | 0 | 0 | 0 | 0 | 0 | 0 | 0 | 0 | 0 | 0 | 0 | 0 | 0 | 0 | 0 | 0 | 0 | 0 | 0 | 0 | 0 | 0 | 0 | 0 | 0 | 0 | 0 | 0 | 0 | 0 | 0 | 0 | 0 | 0 | 0 | 0 | 0 | 0 | 0
SDGE | Melrose | 69 | 0 | 0 | 0 | 0 | 0 | 0 | 0 | 0 | 0 | 0 | 0 | 0 | 0 | 0 | 0 | 0 | 0 | 0 | 0 | 0 | 0 | 0 | 0 | 0 | 0 | 0 | 0 | 0 | 0 | 0 | 0 | 0 | 0 | 0 | 0 | 0 | 0 | 0 | 0 | 0 | 0 | 0 | 0 | 0 | 0 | 0 | 0 | 0 |  | 0 | 0 | 0 | 0 | 0 | 0 | 0 | 0 | 0 | 0 | 0 | 0 | 0 | 0 | 0 | 0 | 0 | 0 | 0 | 0 | 0 | 0 | 0 | 0 | 0 | 0 | 0 | 0 | 0 | 0 | 0 | 0 | 0 | 0 | 0 | 0 | 0 | 0 | 0 | 0 | 0 | 0 | 0 | 0 | 0 | 0 | 0 | 0 | 0 | 0 | 0 | 0
PG&E NGBA | Mendocino | 115 | 0 | 0 | 0 | 0 | 0 | 0 | 0 | 0 | 0 | 0 | 0 | 0 | 0 | 0 | 0 | 0 | 0 | 0 | 0 | 0 | 0 | 0 | 0 | 0 | 0 | 0 | 0 | 0 | 0 | 0 | 0 | 0 | 0 | 0 | 0 | 0 | 0 | 0 | 0 | 0 | 0 | 0 | 0 | 0 | 0 | 0 | 0 | 0 |  | 0 | 0 | 0 | 0 | 0 | 0 | 0 | 0 | 0 | 0 | 0 | 0 | 0 | 0 | 0 | 0 | 0 | 0 | 0 | 0 | 0 | 0 | 0 | 0 | 0 | 0 | 0 | 0 | 0 | 0 | 0 | 0 | 0 | 0 | 0 | 0 | 0 | 0 | 0 | 0 | 0 | 0 | 0 | 0 | 0 | 0 | 0 | 0 | 0 | 0 | 0 | 0
PG&E NGBA | Mendocino | 60 | 0 | 0 | 0 | 0 | 0 | 0 | 0 | 0 | 0 | 0 | 0 | 0 | 0 | 0 | 0 | 0 | 0 | 0 | 0 | 0 | 0 | 0 | 0 | 0 | 0 | 0 | 0 | 0 | 0 | 0 | 0 | 0 | 0 | 0 | 0 | 0 | 0 | 0 | 0 | 0 | 0 | 0 | 0 | 0 | 0 | 0 | 0 | 0 |  | 0 | 0 | 0 | 0 | 0 | 0 | 0 | 0 | 0 | 0 | 0 | 0 | 0 | 0 | 0 | 0 | 0 | 0 | 0 | 0 | 0 | 0 | 0 | 0 | 0 | 0 | 0 | 0 | 0 | 0 | 0 | 0 | 0 | 0 | 0 | 0 | 0 | 0 | 0 | 0 | 0 | 0 | 0 | 0 | 0 | 0 | 0 | 0 | 0 | 0 | 0 | 0
PG&E FRESNO | Mendota | 115 | 0 | 0 | 0 | 0 | 0 | 0 | 0 | 0 | 0 | 0 | 0 | 0 | 0 | 0 | 0 | 0 | 0 | 0 | 0 | 0 | 0 | 0 | 0 | 0 | 150 | 0 | 0 | 0 | 0 | 0 | 0 | 0 | 0 | 0 | 0 | 0 | 150 | 0 | 0 | 0 | 0 | 0 | 0 | 0 | 0 | 0 | 0 | 0 |  | 0 | 0 | 0 | 0 | 0 | 0 | 0 | 0 | 0 | 0 | 0 | 0 | 150 | 0 | 0 | 0 | 0 | 0 | 0 | 0 | 0 | 0 | 0 | 0 | 150 | 0 | 0 | 0 | 0 | 0 | 0 | 0 | 0 | 0 | 0 | 0 | 200 | 0 | 200 | 0 | 0 | 0 | 0 | 0 | 200 | 0 | 200 | 0 | 0 | 0 | 0 | 0
PG&E GBA | Menlo | 60 | 0 | 0 | 0 | 0 | 0 | 0 | 0 | 0 | 0 | 0 | 0 | 0 | 0 | 0 | 0 | 0 | 0 | 0 | 0 | 0 | 0 | 0 | 0 | 0 | 0 | 0 | 0 | 0 | 0 | 0 | 0 | 0 | 0 | 0 | 0 | 0 | 0 | 0 | 0 | 0 | 0 | 0 | 0 | 0 | 0 | 0 | 0 | 0 |  | 0 | 0 | 0 | 0 | 0 | 0 | 0 | 0 | 0 | 0 | 0 | 0 | 0 | 0 | 0 | 0 | 0 | 0 | 0 | 0 | 0 | 0 | 0 | 0 | 0 | 0 | 0 | 0 | 0 | 0 | 0 | 0 | 0 | 0 | 0 | 0 | 0 | 0 | 0 | 0 | 0 | 0 | 0 | 0 | 0 | 0 | 0 | 0 | 0 | 0 | 0 | 0
PG&E FRESNO | Merced | 115 | 0 | 0 | 0 | 0 | 0 | 0 | 0 | 0 | 0 | 0 | 0 | 0 | 0 | 0 | 0 | 0 | 0 | 0 | 0 | 0 | 0 | 0 | 0 | 0 | 0 | 0 | 0 | 0 | 0 | 0 | 0 | 0 | 0 | 0 | 0 | 0 | 0 | 0 | 0 | 0 | 0 | 0 | 0 | 0 | 0 | 0 | 0 | 0 |  | 0 | 0 | 0 | 0 | 0 | 0 | 0 | 0 | 0 | 0 | 0 | 0 | 0 | 0 | 0 | 0 | 0 | 0 | 0 | 0 | 0 | 0 | 0 | 0 | 0 | 0 | 0 | 0 | 0 | 0 | 0 | 0 | 0 | 0 | 0 | 0 | 0 | 0 | 0 | 0 | 0 | 0 | 0 | 0 | 0 | 0 | 0 | 0 | 0 | 0 | 0 | 0
EOP | Mercury | 138 | 0 | 0 | 0 | 0 | 0 | 0 | 0 | 0 | 0 | 0 | 0 | 0 | 0 | 0 | 0 | 0 | 0 | 0 | 0 | 0 | 0 | 0 | 0 | 0 | 0 | 0 | 0 | 0 | 0 | 0 | 0 | 0 | 0 | 0 | 0 | 0 | 0 | 0 | 0 | 0 | 0 | 0 | 0 | 0 | 0 | 0 | 0 | 0 |  | 0 | 0 | 0 | 0 | 0 | 0 | 0 | 0 | 0 | 0 | 0 | 0 | 0 | 0 | 0 | 0 | 0 | 0 | 0 | 0 | 0 | 0 | 0 | 0 | 0 | 0 | 0 | 0 | 0 | 0 | 0 | 0 | 0 | 0 | 0 | 0 | 0 | 0 | 0 | 0 | 0 | 0 | 0 | 0 | 0 | 0 | 0 | 0 | 0 | 0 | 0 | 0
PG&E FRESNO | Mercy Springs | 70 | 2.4774 | 0 | 0 | 0 | 2.4774 | 0 | 0 | 0 | 0 | 0 | 0 | 0 | 2.4774 | 0 | 0 | 0 | 2.4774 | 0 | 0 | 0 | 0 | 0 | 0 | 0 | 2.4774 | 0 | 0 | 0 | 2.4774 | 0 | 0 | 0 | 0 | 0 | 0 | 0 | 2.4774 | 0 | 0 | 0 | 2.4774 | 0 | 0 | 0 | 0 | 0 | 0 | 0 |  | 2.4774 | 0 | 0 | 0 | 2.4774 | 0 | 0 | 0 | 0 | 0 | 0 | 0 | 2.4774 | 0 | 0 | 0 | 2.4774 | 0 | 0 | 0 | 0 | 0 | 0 | 0 | 2.4774 | 0 | 0 | 0 | 2.4774 | 0 | 0 | 0 | 0 | 0 | 0 | 0 | 0 | 0 | 0 | 0 | 0 | 0 | 0 | 0 | 0 | 0 | 0 | 0 | 0 | 0 | 0 | 0
PG&E NGBA | Meridian | 60 | 0 | 0 | 0 | 0 | 0 | 0 | 0 | 0 | 0 | 0 | 0 | 0 | 0 | 0 | 0 | 0 | 0 | 0 | 0 | 0 | 0 | 0 | 0 | 0 | 0 | 0 | 0 | 0 | 0 | 0 | 0 | 0 | 0 | 0 | 0 | 0 | 0 | 0 | 0 | 0 | 0 | 0 | 0 | 0 | 0 | 0 | 0 | 0 |  | 0 | 0 | 0 | 0 | 0 | 0 | 0 | 0 | 0 | 0 | 0 | 0 | 0 | 0 | 0 | 0 | 0 | 0 | 0 | 0 | 0 | 0 | 0 | 0 | 0 | 0 | 0 | 0 | 0 | 0 | 0 | 0 | 0 | 0 | 0 | 0 | 0 | 0 | 0 | 0 | 0 | 0 | 0 | 0 | 0 | 0 | 0 | 0 | 0 | 0 | 0 | 0
PG&E KERN | Mesa (PGE) | 115 | 0 | 0 | 0 | 0 | 0 | 0 | 0 | 0 | 0 | 0 | 0 | 0 | 0 | 0 | 0 | 0 | 0 | 0 | 0 | 0 | 0 | 0 | 0 | 0 | 0 | 0 | 0 | 0 | 0 | 0 | 0 | 0 | 0 | 0 | 0 | 0 | 0 | 0 | 0 | 0 | 0 | 0 | 0 | 0 | 0 | 0 | 0 | 0 |  | 0 | 0 | 0 | 0 | 0 | 0 | 0 | 0 | 0 | 0 | 0 | 0 | 0 | 0 | 0 | 0 | 0 | 0 | 0 | 0 | 0 | 0 | 0 | 0 | 0 | 0 | 0 | 0 | 0 | 0 | 0 | 0 | 0 | 0 | 0 | 0 | 350 | 0 | 150 | 0 | 0 | 0 | 0 | 0 | 350 | 0 | 150 | 0 | 0 | 0 | 0 | 0
PG&E KERN | Mesa (PGE) | 230 | 0 | 0 | 0 | 0 | 0 | 0 | 0 | 0 | 0 | 0 | 0 | 0 | 0 | 0 | 0 | 0 | 0 | 0 | 0 | 0 | 0 | 0 | 0 | 0 | 0 | 0 | 0 | 0 | 0 | 0 | 0 | 0 | 0 | 0 | 0 | 0 | 0 | 0 | 0 | 0 | 0 | 0 | 0 | 0 | 0 | 0 | 0 | 0 |  | 0 | 0 | 0 | 0 | 0 | 0 | 0 | 0 | 0 | 0 | 0 | 0 | 0 | 0 | 0 | 0 | 0 | 0 | 0 | 0 | 0 | 0 | 0 | 0 | 0 | 0 | 0 | 0 | 0 | 0 | 0 | 0 | 0 | 0 | 0 | 0 | 850 | 0 | 0 | 0 | 0 | 0 | 0 | 0 | 700 | 0 | 0 | 0 | 0 | 0 | 0 | 0
SCE Metro | Mesa (SCE) | 230 | 0 | 0 | 0 | 0 | 0 | 0 | 0 | 0 | 0 | 0 | 0 | 0 | 6.5 | 0 | 0 | 0 | 0 | 0 | 0 | 0 | 0 | 0 | 0 | 0 | 6.5 | 0 | 0 | 0 | 0 | 0 | 0 | 0 | 0 | 0 | 0 | 0 | 6.5 | 0 | 0 | 0 | 0 | 0 | 0 | 0 | 0 | 0 | 0 | 0 |  | 6.5 | 0 | 0 | 0 | 0 | 0 | 0 | 0 | 0 | 0 | 0 | 0 | 6.5 | 0 | 0 | 0 | 0 | 0 | 0 | 0 | 0 | 0 | 0 | 0 | 6.5 | 0 | 0 | 0 | 0 | 0 | 0 | 0 | 0 | 0 | 0 | 0 | 0 | 0 | 0 | 0 | 0 | 0 | 0 | 0 | 0 | 0 | 0 | 0 | 0 | 0 | 0 | 0
SCE Metro | Mesa (SCE) | 500 | 0 | 0 | 0 | 0 | 0 | 0 | 0 | 0 | 0 | 0 | 0 | 0 | 0 | 0 | 0 | 0 | 0 | 0 | 0 | 0 | 0 | 0 | 0 | 0 | 252 | 250 | 0 | 0 | 0 | 0 | 0 | 0 | 0 | 0 | 0 | 0 | 252 | 250 | 0 | 0 | 0 | 0 | 0 | 0 | 0 | 0 | 0 | 0 |  | 0 | 0 | 0 | 0 | 0 | 0 | 0 | 0 | 0 | 0 | 0 | 0 | 0 | 0 | 0 | 0 | 0 | 0 | 0 | 0 | 0 | 0 | 0 | 0 | 0 | 0 | 0 | 0 | 0 | 0 | 0 | 0 | 0 | 0 | 0 | 0 | 900 | 0 | 0 | 0 | 0 | 0 | 0 | 0 | 900 | 0 | 0 | 0 | 0 | 0 | 0 | 0
SDGE | Mesa Heights | 69 | 0 | 0 | 0 | 0 | 0 | 0 | 0 | 0 | 0 | 0 | 0 | 0 | 0 | 0 | 0 | 0 | 0 | 0 | 0 | 0 | 0 | 0 | 0 | 0 | 0 | 0 | 0 | 0 | 0 | 0 | 0 | 0 | 0 | 0 | 0 | 0 | 0 | 0 | 0 | 0 | 0 | 0 | 0 | 0 | 0 | 0 | 0 | 0 |  | 0 | 0 | 0 | 0 | 0 | 0 | 0 | 0 | 0 | 0 | 0 | 0 | 0 | 0 | 0 | 0 | 0 | 0 | 0 | 0 | 0 | 0 | 0 | 0 | 0 | 0 | 0 | 0 | 0 | 0 | 0 | 0 | 0 | 0 | 0 | 0 | 0 | 0 | 0 | 0 | 0 | 0 | 0 | 0 | 0 | 0 | 0 | 0 | 0 | 0 | 0 | 0
PG&E GBA | Metcalf | 115 | 0 | 0 | 0 | 0 | 0 | 0 | 0 | 0 | 0 | 0 | 0 | 0 | 0 | 0 | 0 | 0 | 0 | 0 | 0 | 0 | 0 | 0 | 0 | 0 | 0 | 0 | 0 | 0 | 0 | 0 | 0 | 0 | 0 | 0 | 0 | 0 | 0 | 0 | 0 | 0 | 0 | 0 | 0 | 0 | 0 | 0 | 0 | 0 |  | 0 | 0 | 0 | 0 | 0 | 0 | 0 | 0 | 0 | 0 | 0 | 0 | 0 | 0 | 0 | 0 | 0 | 0 | 0 | 0 | 0 | 0 | 0 | 0 | 0 | 0 | 0 | 0 | 0 | 0 | 0 | 0 | 0 | 0 | 0 | 0 | 0 | 0 | 0 | 0 | 0 | 0 | 0 | 0 | 0 | 0 | 0 | 0 | 0 | 0 | 0 | 0
PG&E GBA | Metcalf | 230 | 354.88 | 350 | 0 | 0 | 0 | 0 | 0 | 0 | 0 | 0 | 0 | 0 | 0 | 0 | 0 | 0 | 0 | 0 | 0 | 0 | 0 | 0 | 0 | 0 | 354.88 | 350 | 0 | 0 | 0 | 0 | 0 | 0 | 0 | 0 | 0 | 0 | 354.88 | 350 | 0 | 0 | 0 | 0 | 0 | 0 | 0 | 0 | 0 | 0 |  | 0 | 0 | 0 | 0 | 0 | 0 | 0 | 0 | 0 | 0 | 0 | 0 | 354.88 | 350 | 0 | 0 | 0 | 0 | 0 | 0 | 0 | 0 | 0 | 0 | 354.88 | 350 | 0 | 0 | 0 | 0 | 0 | 0 | 0 | 0 | 0 | 0 | 0 | 0 | 0 | 0 | 0 | 0 | 0 | 0 | 0 | 0 | 0 | 0 | 0 | 0 | 0 | 0
PG&E GBA | Metcalf | 500 | 0 | 0 | 0 | 0 | 0 | 0 | 0 | 0 | 0 | 0 | 0 | 0 | 0 | 0 | 0 | 0 | 0 | 0 | 0 | 0 | 0 | 0 | 0 | 0 | 0 | 0 | 0 | 0 | 0 | 0 | 0 | 0 | 0 | 0 | 0 | 0 | 0 | 0 | 0 | 0 | 0 | 0 | 0 | 0 | 0 | 0 | 0 | 0 |  | 0 | 0 | 0 | 0 | 0 | 0 | 0 | 0 | 0 | 0 | 0 | 0 | 0 | 0 | 0 | 0 | 0 | 0 | 0 | 0 | 0 | 0 | 0 | 0 | 0 | 0 | 0 | 0 | 0 | 0 | 0 | 0 | 0 | 0 | 0 | 0 | 1550 | 0 | 400 | 0 | 0 | 400 | 0 | 0 | 1150 | 0 | 0 | 0 | 0 | 0 | 0 | 0
PG&E KERN | Midway | 115 | 286 | 102 | 0 | 0 | 411.4 | 204 | 0 | 0 | 0 | 0 | 0 | 0 | 286 | 102 | 0 | 0 | 411.4 | 204 | 0 | 0 | 0 | 0 | 0 | 0 | 401 | 102 | 0 | 0 | 529.9 | 204 | 0 | 0 | 0 | 0 | 0 | 0 | 401 | 102 | 0 | 0 | 529.9 | 204 | 0 | 0 | 0 | 0 | 0 | 0 |  | 286 | 102 | 0 | 0 | 411.4 | 204 | 0 | 0 | 0 | 0 | 0 | 0 | 286 | 102 | 0 | 0 | 411.4 | 204 | 0 | 0 | 0 | 0 | 0 | 0 | 286 | 102 | 0 | 0 | 411.4 | 204 | 0 | 0 | 0 | 0 | 0 | 0 | 0 | 0 | 0 | 0 | 0 | 0 | 0 | 0 | 0 | 0 | 0 | 0 | 0 | 0 | 0 | 0
PG&E KERN | Midway | 230 | 0 | 0 | 0 | 0 | 0 | 0 | 0 | 0 | 0 | 0 | 0 | 0 | 0 | 0 | 0 | 0 | 0 | 0 | 0 | 0 | 0 | 0 | 0 | 0 | 0 | 0 | 0 | 0 | 0 | 0 | 0 | 0 | 0 | 0 | 0 | 0 | 0 | 0 | 0 | 0 | 0 | 0 | 0 | 0 | 0 | 0 | 0 | 0 |  | 0 | 0 | 0 | 0 | 0 | 0 | 0 | 0 | 0 | 0 | 0 | 0 | 0 | 0 | 0 | 0 | 0 | 0 | 0 | 0 | 0 | 0 | 0 | 0 | 0 | 0 | 0 | 0 | 0 | 0 | 0 | 0 | 0 | 0 | 0 | 0 | 350 | 0 | 350 | 0 | 0 | 0 | 0 | 0 | 350 | 0 | 350 | 0 | 0 | 0 | 0 | 0
PG&E KERN | Midway | 500 | 818 | 800 | 0 | 0 | 818 | 0 | 0 | 0 | 0 | 0 | 0 | 0 | 818 | 800 | 0 | 0 | 818 | 0 | 0 | 0 | 0 | 0 | 0 | 0 | 1176.2 | 1150 | 0 | 0 | 1176.2 | 0 | 0 | 0 | 0 | 0 | 0 | 0 | 1176.2 | 1150 | 0 | 0 | 1176.2 | 0 | 0 | 0 | 0 | 0 | 0 | 0 |  | 818 | 800 | 0 | 0 | 818 | 0 | 0 | 0 | 0 | 0 | 0 | 0 | 818 | 800 | 0 | 0 | 818 | 0 | 0 | 0 | 0 | 0 | 0 | 0 | 818 | 800 | 0 | 0 | 818 | 0 | 0 | 0 | 0 | 0 | 0 | 0 | 5408.4806 | 0 | 5300 | 0 | 0 | 0 | 0 | 0 | 5408.4806 | 0 | 5300 | 0 | 0 | 0 | 0 | 0
SDGE | Miguel | 230 | 0 | 0 | 0 | 0 | 0 | 0 | 0 | 0 | 0 | 0 | 0 | 0 | 0 | 0 | 0 | 0 | 0 | 0 | 0 | 0 | 0 | 0 | 0 | 0 | 0 | 0 | 0 | 0 | 0 | 0 | 0 | 0 | 0 | 0 | 0 | 0 | 0 | 0 | 0 | 0 | 0 | 0 | 0 | 0 | 0 | 0 | 0 | 0 |  | 0 | 0 | 0 | 0 | 0 | 0 | 0 | 0 | 0 | 0 | 0 | 0 | 0 | 0 | 0 | 0 | 0 | 0 | 0 | 0 | 0 | 0 | 0 | 0 | 0 | 0 | 0 | 0 | 0 | 0 | 0 | 0 | 0 | 0 | 0 | 0 | 720 | 0 | 0 | 0 | 0 | 0 | 0 | 0 | 720 | 0 | 0 | 0 | 0 | 0 | 0 | 0
SDGE | Miguel | 500 | 0 | 0 | 0 | 0 | 0 | 0 | 0 | 0 | 0 | 0 | 0 | 0 | 0 | 0 | 0 | 0 | 0 | 0 | 0 | 0 | 0 | 0 | 0 | 0 | 0 | 0 | 0 | 0 | 0 | 0 | 0 | 0 | 0 | 0 | 0 | 0 | 0 | 0 | 0 | 0 | 0 | 0 | 0 | 0 | 0 | 0 | 0 | 0 |  | 0 | 0 | 0 | 0 | 0 | 0 | 0 | 0 | 0 | 0 | 0 | 0 | 0 | 0 | 0 | 0 | 0 | 0 | 0 | 0 | 0 | 0 | 0 | 0 | 0 | 0 | 0 | 0 | 0 | 0 | 0 | 0 | 0 | 0 | 0 | 0 | 0 | 0 | 0 | 0 | 0 | 0 | 0 | 0 | 0 | 0 | 0 | 0 | 0 | 0 | 0 | 0
SDGE | Miguel | 69 | 0 | 0 | 0 | 0 | 0 | 0 | 0 | 0 | 0 | 0 | 0 | 0 | 0 | 0 | 0 | 0 | 0 | 0 | 0 | 0 | 0 | 0 | 0 | 0 | 0 | 0 | 0 | 0 | 0 | 0 | 0 | 0 | 0 | 0 | 0 | 0 | 51.4 | 0 | 0 | 0 | 0 | 0 | 0 | 0 | 0 | 0 | 0 | 0 |  | 0 | 0 | 0 | 0 | 0 | 0 | 0 | 0 | 0 | 0 | 0 | 0 | 0 | 0 | 0 | 0 | 0 | 0 | 0 | 0 | 0 | 0 | 0 | 0 | 51.4 | 0 | 0 | 0 | 0 | 0 | 0 | 0 | 0 | 0 | 0 | 0 | 120 | 0 | 0 | 0 | 0 | 0 | 0 | 0 | 120 | 0 | 0 | 0 | 0 | 0 | 0 | 0
PG&E GBA | Millbrae | 115 | 0 | 0 | 0 | 0 | 0 | 0 | 0 | 0 | 0 | 0 | 0 | 0 | 0 | 0 | 0 | 0 | 0 | 0 | 0 | 0 | 0 | 0 | 0 | 0 | 0 | 0 | 0 | 0 | 0 | 0 | 0 | 0 | 0 | 0 | 0 | 0 | 0 | 0 | 0 | 0 | 0 | 0 | 0 | 0 | 0 | 0 | 0 | 0 |  | 0 | 0 | 0 | 0 | 0 | 0 | 0 | 0 | 0 | 0 | 0 | 0 | 0 | 0 | 0 | 0 | 0 | 0 | 0 | 0 | 0 | 0 | 0 | 0 | 0 | 0 | 0 | 0 | 0 | 0 | 0 | 0 | 0 | 0 | 0 | 0 | 0 | 0 | 0 | 0 | 0 | 0 | 0 | 0 | 0 | 0 | 0 | 0 | 0 | 0 | 0 | 0
PG&E GBA | Miller | 115 | 0 | 0 | 0 | 0 | 0 | 0 | 0 | 0 | 0 | 0 | 0 | 0 | 0 | 0 | 0 | 0 | 0 | 0 | 0 | 0 | 0 | 0 | 0 | 0 | 0 | 0 | 0 | 0 | 0 | 0 | 0 | 0 | 0 | 0 | 0 | 0 | 0 | 0 | 0 | 0 | 0 | 0 | 0 | 0 | 0 | 0 | 0 | 0 |  | 0 | 0 | 0 | 0 | 0 | 0 | 0 | 0 | 0 | 0 | 0 | 0 | 0 | 0 | 0 | 0 | 0 | 0 | 0 | 0 | 0 | 0 | 0 | 0 | 0 | 0 | 0 | 0 | 0 | 0 | 0 | 0 | 0 | 0 | 0 | 0 | 0 | 0 | 0 | 0 | 0 | 0 | 0 | 0 | 0 | 0 | 0 | 0 | 0 | 0 | 0 | 0
SCE Metro | Mira Loma | 230 | 312.96 | 300 | 0 | 0 | 0 | 0 | 0 | 0 | 0 | 0 | 0 | 0 | 312.96 | 300 | 0 | 0 | 0 | 0 | 0 | 0 | 0 | 0 | 0 | 0 | 312.96 | 300 | 0 | 0 | 0 | 0 | 0 | 0 | 0 | 0 | 0 | 0 | 312.96 | 300 | 0 | 0 | 0 | 0 | 0 | 0 | 0 | 0 | 0 | 0 |  | 312.96 | 300 | 0 | 0 | 0 | 0 | 0 | 0 | 0 | 0 | 0 | 0 | 312.96 | 300 | 0 | 0 | 0 | 0 | 0 | 0 | 0 | 0 | 0 | 0 | 312.96 | 300 | 0 | 0 | 0 | 0 | 0 | 0 | 0 | 0 | 0 | 0 | 2400 | 0 | 0 | 0 | 0 | 0 | 0 | 0 | 1250 | 0 | 0 | 0 | 0 | 0 | 0 | 0
SCE Metro | Mira Loma | 500 | 0 | 0 | 0 | 0 | 0 | 0 | 0 | 0 | 0 | 0 | 0 | 0 | 0 | 0 | 0 | 0 | 0 | 0 | 0 | 0 | 0 | 0 | 0 | 0 | 0 | 0 | 0 | 0 | 0 | 0 | 0 | 0 | 0 | 0 | 0 | 0 | 0 | 0 | 0 | 0 | 0 | 0 | 0 | 0 | 0 | 0 | 0 | 0 |  | 0 | 0 | 0 | 0 | 0 | 0 | 0 | 0 | 0 | 0 | 0 | 0 | 0 | 0 | 0 | 0 | 0 | 0 | 0 | 0 | 0 | 0 | 0 | 0 | 0 | 0 | 0 | 0 | 0 | 0 | 0 | 0 | 0 | 0 | 0 | 0 | 0 | 0 | 0 | 0 | 0 | 0 | 0 | 0 | 0 | 0 | 0 | 0 | 0 | 0 | 0 | 0
SCE Eastern | Mirage | 115 | 0 | 0 | 0 | 0 | 0 | 0 | 0 | 0 | 0 | 0 | 0 | 0 | 0 | 0 | 0 | 0 | 0 | 0 | 0 | 0 | 0 | 0 | 0 | 0 | 0 | 0 | 0 | 0 | 0 | 0 | 0 | 0 | 0 | 0 | 0 | 0 | 0 | 0 | 0 | 0 | 0 | 0 | 0 | 0 | 0 | 0 | 0 | 0 |  | 0 | 0 | 0 | 0 | 0 | 0 | 0 | 0 | 0 | 0 | 0 | 0 | 0 | 0 | 0 | 0 | 0 | 0 | 0 | 0 | 0 | 0 | 0 | 0 | 0 | 0 | 0 | 0 | 0 | 0 | 0 | 0 | 0 | 0 | 0 | 0 | 0 | 0 | 0 | 0 | 0 | 0 | 0 | 0 | 0 | 0 | 0 | 0 | 0 | 0 | 0 | 0
SCE Eastern | Mirage | 230 | 0 | 0 | 0 | 0 | 0 | 0 | 0 | 0 | 0 | 0 | 0 | 0 | 0 | 0 | 0 | 0 | 0 | 0 | 0 | 0 | 0 | 0 | 0 | 0 | 404.8 | 0 | 0 | 0 | 65 | 0 | 0 | 0 | 0 | 0 | 0 | 0 | 404.8 | 0 | 0 | 0 | 65 | 0 | 0 | 0 | 0 | 0 | 0 | 0 |  | 0 | 0 | 0 | 0 | 0 | 0 | 0 | 0 | 0 | 0 | 0 | 0 | 0 | 0 | 0 | 0 | 0 | 0 | 0 | 0 | 0 | 0 | 0 | 0 | 0 | 0 | 0 | 0 | 0 | 0 | 0 | 0 | 0 | 0 | 0 | 0 | 0 | 0 | 0 | 0 | 0 | 0 | 0 | 0 | 0 | 0 | 0 | 0 | 0 | 0 | 0 | 0
SDGE | Mission | 138 | 0 | 0 | 0 | 0 | 0 | 0 | 0 | 0 | 0 | 0 | 0 | 0 | 0 | 0 | 0 | 0 | 0 | 0 | 0 | 0 | 0 | 0 | 0 | 0 | 0 | 0 | 0 | 0 | 0 | 0 | 0 | 0 | 0 | 0 | 0 | 0 | 0 | 0 | 0 | 0 | 0 | 0 | 0 | 0 | 0 | 0 | 0 | 0 |  | 0 | 0 | 0 | 0 | 0 | 0 | 0 | 0 | 0 | 0 | 0 | 0 | 0 | 0 | 0 | 0 | 0 | 0 | 0 | 0 | 0 | 0 | 0 | 0 | 0 | 0 | 0 | 0 | 0 | 0 | 0 | 0 | 0 | 0 | 0 | 0 | 0 | 0 | 0 | 0 | 0 | 0 | 0 | 0 | 0 | 0 | 0 | 0 | 0 | 0 | 0 | 0
SDGE | Mission | 230 | 0 | 0 | 0 | 0 | 0 | 0 | 0 | 0 | 0 | 0 | 0 | 0 | 0 | 0 | 0 | 0 | 0 | 0 | 0 | 0 | 0 | 0 | 0 | 0 | 0 | 0 | 0 | 0 | 0 | 0 | 0 | 0 | 0 | 0 | 0 | 0 | 0 | 0 | 0 | 0 | 0 | 0 | 0 | 0 | 0 | 0 | 0 | 0 |  | 0 | 0 | 0 | 0 | 0 | 0 | 0 | 0 | 0 | 0 | 0 | 0 | 0 | 0 | 0 | 0 | 0 | 0 | 0 | 0 | 0 | 0 | 0 | 0 | 0 | 0 | 0 | 0 | 0 | 0 | 0 | 0 | 0 | 0 | 0 | 0 | 0 | 0 | 0 | 0 | 0 | 0 | 0 | 0 | 0 | 0 | 0 | 0 | 0 | 0 | 0 | 0
SDGE | Mission | 69 | 0 | 0 | 0 | 0 | 0 | 0 | 0 | 0 | 0 | 0 | 0 | 0 | 0 | 0 | 0 | 0 | 0 | 0 | 0 | 0 | 0 | 0 | 0 | 0 | 0 | 0 | 0 | 0 | 0 | 0 | 0 | 0 | 0 | 0 | 0 | 0 | 0 | 0 | 0 | 0 | 0 | 0 | 0 | 0 | 0 | 0 | 0 | 0 |  | 0 | 0 | 0 | 0 | 0 | 0 | 0 | 0 | 0 | 0 | 0 | 0 | 0 | 0 | 0 | 0 | 0 | 0 | 0 | 0 | 0 | 0 | 0 | 0 | 0 | 0 | 0 | 0 | 0 | 0 | 0 | 0 | 0 | 0 | 0 | 0 | 0 | 0 | 0 | 0 | 0 | 0 | 0 | 0 | 0 | 0 | 0 | 0 | 0 | 0 | 0 | 0
PG&E GBA | Mi-Wuk | 115 | 0 | 0 | 0 | 0 | 0 | 0 | 0 | 0 | 0 | 0 | 0 | 0 | 0 | 0 | 0 | 0 | 0 | 0 | 0 | 0 | 0 | 0 | 0 | 0 | 0 | 0 | 0 | 0 | 0 | 0 | 0 | 0 | 0 | 0 | 0 | 0 | 0 | 0 | 0 | 0 | 0 | 0 | 0 | 0 | 0 | 0 | 0 | 0 |  | 0 | 0 | 0 | 0 | 0 | 0 | 0 | 0 | 0 | 0 | 0 | 0 | 0 | 0 | 0 | 0 | 0 | 0 | 0 | 0 | 0 | 0 | 0 | 0 | 0 | 0 | 0 | 0 | 0 | 0 | 0 | 0 | 0 | 0 | 0 | 0 | 0 | 0 | 0 | 0 | 0 | 0 | 0 | 0 | 0 | 0 | 0 | 0 | 0 | 0 | 0 | 0
EOP | Mohave | 500 | 820 | 820 | 0 | 0 | 820 | 0 | 0 | 0 | 0 | 0 | 0 | 0 | 0 | 0 | 0 | 0 | 0 | 0 | 0 | 0 | 0 | 0 | 0 | 0 | 1770 | 1770 | 0 | 0 | 1770 | 0 | 0 | 0 | 0 | 0 | 0 | 0 | 1770 | 1770 | 0 | 0 | 1770 | 0 | 0 | 0 | 0 | 0 | 0 | 0 |  | 0 | 0 | 0 | 0 | 0 | 0 | 0 | 0 | 0 | 0 | 0 | 0 | 1520 | 1520 | 0 | 0 | 1520 | 0 | 0 | 0 | 0 | 0 | 0 | 0 | 1520 | 1520 | 0 | 0 | 1520 | 0 | 0 | 0 | 0 | 0 | 0 | 0 | 2400 | 0 | 1550 | 0 | 0 | 700 | 0 | 0 | 2400 | 0 | 1550 | 0 | 0 | 700 | 0 | 0
PG&E NGBA | Monroe | 115 | 0 | 0 | 0 | 0 | 0 | 0 | 0 | 0 | 0 | 0 | 0 | 0 | 0 | 0 | 0 | 0 | 0 | 0 | 0 | 0 | 0 | 0 | 0 | 0 | 0 | 0 | 0 | 0 | 0 | 0 | 0 | 0 | 0 | 0 | 0 | 0 | 0 | 0 | 0 | 0 | 0 | 0 | 0 | 0 | 0 | 0 | 0 | 0 |  | 0 | 0 | 0 | 0 | 0 | 0 | 0 | 0 | 0 | 0 | 0 | 0 | 0 | 0 | 0 | 0 | 0 | 0 | 0 | 0 | 0 | 0 | 0 | 0 | 0 | 0 | 0 | 0 | 0 | 0 | 0 | 0 | 0 | 0 | 0 | 0 | 0 | 0 | 0 | 0 | 0 | 0 | 0 | 0 | 0 | 0 | 0 | 0 | 0 | 0 | 0 | 0
SDGE | Monserate | 69 | 0 | 0 | 0 | 0 | 0 | 0 | 0 | 0 | 0 | 0 | 0 | 0 | 0 | 0 | 0 | 0 | 0 | 0 | 0 | 0 | 0 | 0 | 0 | 0 | 0 | 0 | 0 | 0 | 0 | 0 | 0 | 0 | 0 | 0 | 0 | 0 | 0 | 0 | 0 | 0 | 0 | 0 | 0 | 0 | 0 | 0 | 0 | 0 |  | 0 | 0 | 0 | 0 | 0 | 0 | 0 | 0 | 0 | 0 | 0 | 0 | 0 | 0 | 0 | 0 | 0 | 0 | 0 | 0 | 0 | 0 | 0 | 0 | 0 | 0 | 0 | 0 | 0 | 0 | 0 | 0 | 0 | 0 | 0 | 0 | 0 | 0 | 0 | 0 | 0 | 0 | 0 | 0 | 0 | 0 | 0 | 0 | 0 | 0 | 0 | 0
PG&E GBA | Monta Vista | 115 | 0 | 0 | 0 | 0 | 0 | 0 | 0 | 0 | 0 | 0 | 0 | 0 | 0 | 0 | 0 | 0 | 0 | 0 | 0 | 0 | 0 | 0 | 0 | 0 | 0 | 0 | 0 | 0 | 0 | 0 | 0 | 0 | 0 | 0 | 0 | 0 | 0 | 0 | 0 | 0 | 0 | 0 | 0 | 0 | 0 | 0 | 0 | 0 |  | 0 | 0 | 0 | 0 | 0 | 0 | 0 | 0 | 0 | 0 | 0 | 0 | 0 | 0 | 0 | 0 | 0 | 0 | 0 | 0 | 0 | 0 | 0 | 0 | 0 | 0 | 0 | 0 | 0 | 0 | 0 | 0 | 0 | 0 | 0 | 0 | 0 | 0 | 0 | 0 | 0 | 0 | 0 | 0 | 0 | 0 | 0 | 0 | 0 | 0 | 0 | 0
PG&E GBA | Monta Vista | 230 | 0 | 0 | 0 | 0 | 0 | 0 | 0 | 0 | 0 | 0 | 0 | 0 | 0 | 0 | 0 | 0 | 0 | 0 | 0 | 0 | 0 | 0 | 0 | 0 | 0 | 0 | 0 | 0 | 0 | 0 | 0 | 0 | 0 | 0 | 0 | 0 | 0 | 0 | 0 | 0 | 0 | 0 | 0 | 0 | 0 | 0 | 0 | 0 |  | 0 | 0 | 0 | 0 | 0 | 0 | 0 | 0 | 0 | 0 | 0 | 0 | 0 | 0 | 0 | 0 | 0 | 0 | 0 | 0 | 0 | 0 | 0 | 0 | 0 | 0 | 0 | 0 | 0 | 0 | 0 | 0 | 0 | 0 | 0 | 0 | 0 | 0 | 0 | 0 | 0 | 0 | 0 | 0 | 0 | 0 | 0 | 0 | 0 | 0 | 0 | 0
PG&E GBA | Monta Vista | 60 | 0 | 0 | 0 | 0 | 0 | 0 | 0 | 0 | 0 | 0 | 0 | 0 | 0 | 0 | 0 | 0 | 0 | 0 | 0 | 0 | 0 | 0 | 0 | 0 | 0 | 0 | 0 | 0 | 0 | 0 | 0 | 0 | 0 | 0 | 0 | 0 | 0 | 0 | 0 | 0 | 0 | 0 | 0 | 0 | 0 | 0 | 0 | 0 |  | 0 | 0 | 0 | 0 | 0 | 0 | 0 | 0 | 0 | 0 | 0 | 0 | 0 | 0 | 0 | 0 | 0 | 0 | 0 | 0 | 0 | 0 | 0 | 0 | 0 | 0 | 0 | 0 | 0 | 0 | 0 | 0 | 0 | 0 | 0 | 0 | 0 | 0 | 0 | 0 | 0 | 0 | 0 | 0 | 0 | 0 | 0 | 0 | 0 | 0 | 0 | 0
PG&E NGBA | Monticello | 115 | 0 | 0 | 0 | 0 | 0 | 0 | 0 | 0 | 0 | 0 | 0 | 0 | 0 | 0 | 0 | 0 | 0 | 0 | 0 | 0 | 0 | 0 | 0 | 0 | 0 | 0 | 0 | 0 | 0 | 0 | 0 | 0 | 0 | 0 | 0 | 0 | 0 | 0 | 0 | 0 | 0 | 0 | 0 | 0 | 0 | 0 | 0 | 0 |  | 0 | 0 | 0 | 0 | 0 | 0 | 0 | 0 | 0 | 0 | 0 | 0 | 0 | 0 | 0 | 0 | 0 | 0 | 0 | 0 | 0 | 0 | 0 | 0 | 0 | 0 | 0 | 0 | 0 | 0 | 0 | 0 | 0 | 0 | 0 | 0 | 0 | 0 | 0 | 0 | 0 | 0 | 0 | 0 | 0 | 0 | 0 | 0 | 0 | 0 | 0 | 0
SCE Northern | Moorpark | 230 | 500 | 500 | 0 | 0 | 0 | 0 | 0 | 0 | 0 | 0 | 0 | 0 | 500 | 500 | 0 | 0 | 0 | 0 | 0 | 0 | 0 | 0 | 0 | 0 | 1639.525 | 500 | 0 | 0 | 0 | 0 | 0 | 0 | 0 | 0 | 0 | 0 | 1639.525 | 500 | 0 | 0 | 0 | 0 | 0 | 0 | 0 | 0 | 0 | 0 |  | 500 | 500 | 0 | 0 | 0 | 0 | 0 | 0 | 0 | 0 | 0 | 0 | 500 | 500 | 0 | 0 | 0 | 0 | 0 | 0 | 0 | 0 | 0 | 0 | 500 | 500 | 0 | 0 | 0 | 0 | 0 | 0 | 0 | 0 | 0 | 0 | 650 | 0 | 0 | 0 | 0 | 0 | 0 | 0 | 650 | 0 | 0 | 0 | 0 | 0 | 0 | 0
SCE Northern | Moorpark | 66 | 0 | 0 | 0 | 0 | 0 | 0 | 0 | 0 | 0 | 0 | 0 | 0 | 0 | 0 | 0 | 0 | 0 | 0 | 0 | 0 | 0 | 0 | 0 | 0 | 0 | 0 | 0 | 0 | 0 | 0 | 0 | 0 | 0 | 0 | 0 | 0 | 0 | 0 | 0 | 0 | 0 | 0 | 0 | 0 | 0 | 0 | 0 | 0 |  | 0 | 0 | 0 | 0 | 0 | 0 | 0 | 0 | 0 | 0 | 0 | 0 | 0 | 0 | 0 | 0 | 0 | 0 | 0 | 0 | 0 | 0 | 0 | 0 | 0 | 0 | 0 | 0 | 0 | 0 | 0 | 0 | 0 | 0 | 0 | 0 | 0 | 0 | 0 | 0 | 0 | 0 | 0 | 0 | 0 | 0 | 0 | 0 | 0 | 0 | 0 | 0
PG&E GBA | Moraga | 115 | 0 | 0 | 0 | 0 | 0 | 0 | 0 | 0 | 0 | 0 | 0 | 0 | 0 | 0 | 0 | 0 | 0 | 0 | 0 | 0 | 0 | 0 | 0 | 0 | 0 | 0 | 0 | 0 | 0 | 0 | 0 | 0 | 0 | 0 | 0 | 0 | 0 | 0 | 0 | 0 | 0 | 0 | 0 | 0 | 0 | 0 | 0 | 0 |  | 0 | 0 | 0 | 0 | 0 | 0 | 0 | 0 | 0 | 0 | 0 | 0 | 0 | 0 | 0 | 0 | 0 | 0 | 0 | 0 | 0 | 0 | 0 | 0 | 0 | 0 | 0 | 0 | 0 | 0 | 0 | 0 | 0 | 0 | 0 | 0 | 0 | 0 | 0 | 0 | 0 | 0 | 0 | 0 | 0 | 0 | 0 | 0 | 0 | 0 | 0 | 0
PG&E GBA | Moraga | 230 | 0 | 0 | 0 | 0 | 0 | 0 | 0 | 0 | 0 | 0 | 0 | 0 | 0 | 0 | 0 | 0 | 0 | 0 | 0 | 0 | 0 | 0 | 0 | 0 | 0 | 0 | 0 | 0 | 0 | 0 | 0 | 0 | 0 | 0 | 0 | 0 | 0 | 0 | 0 | 0 | 0 | 0 | 0 | 0 | 0 | 0 | 0 | 0 |  | 0 | 0 | 0 | 0 | 0 | 0 | 0 | 0 | 0 | 0 | 0 | 0 | 0 | 0 | 0 | 0 | 0 | 0 | 0 | 0 | 0 | 0 | 0 | 0 | 0 | 0 | 0 | 0 | 0 | 0 | 0 | 0 | 0 | 0 | 0 | 0 | 0 | 0 | 0 | 0 | 0 | 0 | 0 | 0 | 0 | 0 | 0 | 0 | 0 | 0 | 0 | 0
PG&E GBA | Morgan Hill | 115 | 0 | 0 | 0 | 0 | 0 | 0 | 0 | 0 | 0 | 0 | 0 | 0 | 0 | 0 | 0 | 0 | 0 | 0 | 0 | 0 | 0 | 0 | 0 | 0 | 0 | 0 | 0 | 0 | 0 | 0 | 0 | 0 | 0 | 0 | 0 | 0 | 0 | 0 | 0 | 0 | 0 | 0 | 0 | 0 | 0 | 0 | 0 | 0 |  | 0 | 0 | 0 | 0 | 0 | 0 | 0 | 0 | 0 | 0 | 0 | 0 | 0 | 0 | 0 | 0 | 0 | 0 | 0 | 0 | 0 | 0 | 0 | 0 | 0 | 0 | 0 | 0 | 0 | 0 | 0 | 0 | 0 | 0 | 0 | 0 | 0 | 0 | 0 | 0 | 0 | 0 | 0 | 0 | 0 | 0 | 0 | 0 | 0 | 0 | 0 | 0
PG&E KERN | Morro Bay | 115 | 0 | 0 | 0 | 0 | 0 | 0 | 0 | 0 | 0 | 0 | 0 | 0 | 0 | 0 | 0 | 0 | 0 | 0 | 0 | 0 | 0 | 0 | 0 | 0 | 0 | 0 | 0 | 0 | 0 | 0 | 0 | 0 | 0 | 0 | 0 | 0 | 0 | 0 | 0 | 0 | 0 | 0 | 0 | 0 | 0 | 0 | 0 | 0 |  | 0 | 0 | 0 | 0 | 0 | 0 | 0 | 0 | 0 | 0 | 0 | 0 | 0 | 0 | 0 | 0 | 0 | 0 | 0 | 0 | 0 | 0 | 0 | 0 | 0 | 0 | 0 | 0 | 0 | 0 | 0 | 0 | 0 | 0 | 0 | 0 | 0 | 0 | 0 | 0 | 0 | 0 | 0 | 0 | 0 | 0 | 0 | 0 | 0 | 0 | 0 | 0
PG&E KERN | Morro Bay | 230 | 108 | 0 | 520 | 464.9 | 0 | 0 | 0 | 0 | 0 | 0 | 0 | 0 | 108 | 0 | 520 | 464.9 | 0 | 0 | 0 | 0 | 0 | 0 | 0 | 0 | 513.4 | 0 | 520 | 464.9 | 0 | 0 | 0 | 0 | 0 | 0 | 628.65 | 0 | 513.4 | 0 | 520 | 464.9 | 0 | 0 | 0 | 0 | 0 | 0 | 628.65 | 0 |  | 0 | 0 | 0 | 0 | 0 | 0 | 0 | 0 | 0 | 0 | 0 | 0 | 0 | 0 | 0 | 0 | 0 | 0 | 0 | 0 | 0 | 0 | 0 | 0 | 0 | 0 | 0 | 0 | 0 | 0 | 0 | 0 | 0 | 0 | 0 | 0 | 0 | 0 | 0 | 0 | 0 | 0 | 0 | 0 | 0 | 0 | 0 | 0 | 0 | 0 | 0 | 0
PG&E KERN | Morro Bay | 500 | 0 | 0 | 0 | 0 | 0 | 0 | 0 | 0 | 0 | 0 | 0 | 0 | 0 | 0 | 0 | 0 | 0 | 0 | 0 | 0 | 0 | 0 | 0 | 0 | 319.35 | 0 | 0 | 0 | 0 | 0 | 0 | 0 | 0 | 0 | 1190 | 0 | 319.35 | 0 | 0 | 0 | 0 | 0 | 0 | 0 | 0 | 0 | 1190 | 0 |  | 0 | 0 | 0 | 0 | 0 | 0 | 0 | 0 | 0 | 0 | 0 | 0 | 0 | 0 | 0 | 0 | 0 | 0 | 0 | 0 | 0 | 0 | 0 | 0 | 0 | 0 | 0 | 0 | 0 | 0 | 0 | 0 | 0 | 0 | 0 | 0 | 2000 | 0 | 2000 | 0 | 0 | 0 | 2800 | 0 | 1000 | 0 | 1000 | 0 | 0 | 0 | 0 | 0
PG&E GBA | Moss Landing | 115 | 0 | 0 | 0 | 0 | 0 | 0 | 0 | 0 | 0 | 0 | 0 | 0 | 0 | 0 | 0 | 0 | 0 | 0 | 0 | 0 | 0 | 0 | 0 | 0 | 0 | 0 | 0 | 0 | 0 | 0 | 0 | 0 | 0 | 0 | 0 | 0 | 0 | 0 | 0 | 0 | 0 | 0 | 0 | 0 | 0 | 0 | 0 | 0 |  | 0 | 0 | 0 | 0 | 0 | 0 | 0 | 0 | 0 | 0 | 0 | 0 | 0 | 0 | 0 | 0 | 0 | 0 | 0 | 0 | 0 | 0 | 0 | 0 | 0 | 0 | 0 | 0 | 0 | 0 | 0 | 0 | 0 | 0 | 0 | 0 | 377.5 | 0 | 0 | 0 | 0 | 0 | 0 | 0 | 377.5 | 0 | 0 | 0 | 0 | 0 | 0 | 0
PG&E GBA | Moss Landing | 230 | 0 | 0 | 0 | 0 | 0 | 0 | 0 | 0 | 0 | 0 | 0 | 0 | 0 | 0 | 0 | 0 | 0 | 0 | 0 | 0 | 0 | 0 | 0 | 0 | 0 | 0 | 0 | 0 | 0 | 0 | 0 | 0 | 0 | 0 | 0 | 0 | 0 | 0 | 0 | 0 | 0 | 0 | 0 | 0 | 0 | 0 | 0 | 0 |  | 0 | 0 | 0 | 0 | 0 | 0 | 0 | 0 | 0 | 0 | 0 | 0 | 0 | 0 | 0 | 0 | 0 | 0 | 0 | 0 | 0 | 0 | 0 | 0 | 0 | 0 | 0 | 0 | 0 | 0 | 0 | 0 | 0 | 0 | 0 | 0 | 0 | 0 | 0 | 0 | 0 | 0 | 0 | 0 | 0 | 0 | 0 | 0 | 0 | 0 | 0 | 0
PG&E GBA | Moss Landing | 500 | 782.79 | 750 | 0 | 0 | 0 | 0 | 0 | 0 | 0 | 0 | 0 | 0 | 782.79 | 750 | 0 | 0 | 0 | 0 | 0 | 0 | 0 | 0 | 0 | 0 | 1539.603 | 750 | 0 | 0 | 0 | 0 | 0 | 0 | 0 | 0 | 1525.172 | 750 | 1539.603 | 750 | 0 | 0 | 0 | 0 | 0 | 0 | 0 | 0 | 1525.172 | 750 |  | 782.79 | 750 | 0 | 0 | 0 | 0 | 0 | 0 | 0 | 0 | 0 | 0 | 782.79 | 750 | 0 | 0 | 0 | 0 | 0 | 0 | 0 | 0 | 0 | 0 | 782.79 | 750 | 0 | 0 | 0 | 0 | 0 | 0 | 0 | 0 | 0 | 0 | 0 | 0 | 0 | 0 | 0 | 0 | 0 | 0 | 0 | 0 | 0 | 0 | 0 | 0 | 0 | 0
EOP | Mountain Pass | 115 | 0 | 0 | 0 | 0 | 0 | 0 | 0 | 0 | 0 | 0 | 0 | 0 | 0 | 0 | 0 | 0 | 0 | 0 | 0 | 0 | 0 | 0 | 0 | 0 | 0 | 0 | 0 | 0 | 0 | 0 | 0 | 0 | 0 | 0 | 0 | 0 | 0 | 0 | 0 | 0 | 0 | 0 | 0 | 0 | 0 | 0 | 0 | 0 |  | 0 | 0 | 0 | 0 | 0 | 0 | 0 | 0 | 0 | 0 | 0 | 0 | 0 | 0 | 0 | 0 | 0 | 0 | 0 | 0 | 0 | 0 | 0 | 0 | 0 | 0 | 0 | 0 | 0 | 0 | 0 | 0 | 0 | 0 | 0 | 0 | 0 | 0 | 0 | 0 | 0 | 0 | 0 | 0 | 0 | 0 | 0 | 0 | 0 | 0 | 0 | 0
PG&E GBA | Mountain View | 115 | 0 | 0 | 0 | 0 | 0 | 0 | 0 | 0 | 0 | 0 | 0 | 0 | 0 | 0 | 0 | 0 | 0 | 0 | 0 | 0 | 0 | 0 | 0 | 0 | 0 | 0 | 0 | 0 | 0 | 0 | 0 | 0 | 0 | 0 | 0 | 0 | 0 | 0 | 0 | 0 | 0 | 0 | 0 | 0 | 0 | 0 | 0 | 0 |  | 0 | 0 | 0 | 0 | 0 | 0 | 0 | 0 | 0 | 0 | 0 | 0 | 0 | 0 | 0 | 0 | 0 | 0 | 0 | 0 | 0 | 0 | 0 | 0 | 0 | 0 | 0 | 0 | 0 | 0 | 0 | 0 | 0 | 0 | 0 | 0 | 0 | 0 | 0 | 0 | 0 | 0 | 0 | 0 | 0 | 0 | 0 | 0 | 0 | 0 | 0 | 0
PG&E GBA | Mt Eden | 115 | 0 | 0 | 0 | 0 | 0 | 0 | 0 | 0 | 0 | 0 | 0 | 0 | 0 | 0 | 0 | 0 | 0 | 0 | 0 | 0 | 0 | 0 | 0 | 0 | 0 | 0 | 0 | 0 | 0 | 0 | 0 | 0 | 0 | 0 | 0 | 0 | 0 | 0 | 0 | 0 | 0 | 0 | 0 | 0 | 0 | 0 | 0 | 0 |  | 0 | 0 | 0 | 0 | 0 | 0 | 0 | 0 | 0 | 0 | 0 | 0 | 0 | 0 | 0 | 0 | 0 | 0 | 0 | 0 | 0 | 0 | 0 | 0 | 0 | 0 | 0 | 0 | 0 | 0 | 0 | 0 | 0 | 0 | 0 | 0 | 0 | 0 | 0 | 0 | 0 | 0 | 0 | 0 | 0 | 0 | 0 | 0 | 0 | 0 | 0 | 0
PG&E KERN | Mt Poso | 115 | 0 | 0 | 0 | 0 | 0 | 0 | 0 | 0 | 0 | 0 | 0 | 0 | 0 | 0 | 0 | 0 | 0 | 0 | 0 | 0 | 0 | 0 | 0 | 0 | 0 | 0 | 0 | 0 | 0 | 0 | 0 | 0 | 0 | 0 | 0 | 0 | 0 | 0 | 0 | 0 | 0 | 0 | 0 | 0 | 0 | 0 | 0 | 0 |  | 0 | 0 | 0 | 0 | 0 | 0 | 0 | 0 | 0 | 0 | 0 | 0 | 0 | 0 | 0 | 0 | 0 | 0 | 0 | 0 | 0 | 0 | 0 | 0 | 0 | 0 | 0 | 0 | 0 | 0 | 0 | 0 | 0 | 0 | 0 | 0 | 0 | 0 | 0 | 0 | 0 | 0 | 0 | 0 | 0 | 0 | 0 | 0 | 0 | 0 | 0 | 0
SDGE | Murray | 69 | 0 | 0 | 0 | 0 | 0 | 0 | 0 | 0 | 0 | 0 | 0 | 0 | 0 | 0 | 0 | 0 | 0 | 0 | 0 | 0 | 0 | 0 | 0 | 0 | 0 | 0 | 0 | 0 | 0 | 0 | 0 | 0 | 0 | 0 | 0 | 0 | 0 | 0 | 0 | 0 | 0 | 0 | 0 | 0 | 0 | 0 | 0 | 0 |  | 0 | 0 | 0 | 0 | 0 | 0 | 0 | 0 | 0 | 0 | 0 | 0 | 0 | 0 | 0 | 0 | 0 | 0 | 0 | 0 | 0 | 0 | 0 | 0 | 0 | 0 | 0 | 0 | 0 | 0 | 0 | 0 | 0 | 0 | 0 | 0 | 0 | 0 | 0 | 0 | 0 | 0 | 0 | 0 | 0 | 0 | 0 | 0 | 0 | 0 | 0 | 0
PG&E FRESNO | Mustang | 230 | 0 | 0 | 0 | 0 | 0 | 0 | 0 | 0 | 0 | 0 | 0 | 0 | 300 | 180 | 0 | 0 | 310.707 | 0 | 0 | 0 | 0 | 0 | 0 | 0 | 300 | 180 | 0 | 0 | 310.707 | 0 | 0 | 0 | 0 | 0 | 0 | 0 | 300 | 180 | 0 | 0 | 310.707 | 0 | 0 | 0 | 0 | 0 | 0 | 0 |  | 300 | 180 | 0 | 0 | 310.707 | 0 | 0 | 0 | 0 | 0 | 0 | 0 | 300 | 180 | 0 | 0 | 310.707 | 0 | 0 | 0 | 0 | 0 | 0 | 0 | 300 | 180 | 0 | 0 | 310.707 | 0 | 0 | 0 | 0 | 0 | 0 | 0 | 300 | 0 | 300 | 0 | 0 | 0 | 0 | 0 | 300 | 0 | 300 | 0 | 0 | 0 | 0 | 0
SCE Northern | Neenach | 66 | 0 | 0 | 0 | 0 | 0 | 0 | 0 | 0 | 0 | 0 | 0 | 0 | 66 | 23.3772 | 0 | 0 | 0 | 0 | 0 | 0 | 0 | 0 | 0 | 0 | 66 | 23.3772 | 0 | 0 | 0 | 0 | 0 | 0 | 0 | 0 | 0 | 0 | 66 | 23.3772 | 0 | 0 | 0 | 0 | 0 | 0 | 0 | 0 | 0 | 0 |  | 66 | 23.3772 | 0 | 0 | 0 | 0 | 0 | 0 | 0 | 0 | 0 | 0 | 66 | 23.3772 | 0 | 0 | 0 | 0 | 0 | 0 | 0 | 0 | 0 | 0 | 66 | 23.3772 | 0 | 0 | 0 | 0 | 0 | 0 | 0 | 0 | 0 | 0 | 0 | 0 | 0 | 0 | 0 | 0 | 0 | 0 | 0 | 0 | 0 | 0 | 0 | 0 | 0 | 0
PG&E KERN | New Sub - Gates - Midway (Proposed) | 230 | 261.5 | 0.5 | 0 | 0 | 60 | 0 | 0 | 0 | 0 | 0 | 0 | 0 | 261.5 | 0.5 | 0 | 0 | 60 | 0 | 0 | 0 | 0 | 0 | 0 | 0 | 672.8018 | 0.5 | 0 | 0 | 470 | 0 | 0 | 0 | 0 | 0 | 0 | 0 | 672.8018 | 0.5 | 0 | 0 | 470 | 0 | 0 | 0 | 0 | 0 | 0 | 0 |  | 261.5 | 0.5 | 0 | 0 | 60 | 0 | 0 | 0 | 0 | 0 | 0 | 0 | 261.5 | 0.5 | 0 | 0 | 60 | 0 | 0 | 0 | 0 | 0 | 0 | 0 | 261.5 | 0.5 | 0 | 0 | 60 | 0 | 0 | 0 | 0 | 0 | 0 | 0 | 1058.6124 | 0 | 1450 | 0 | 0 | 0 | 0 | 0 | 1058.6124 | 0 | 1450 | 0 | 0 | 0 | 0 | 0
PG&E KERN | New Sub - Gates - Templeton (Proposed) | 230 | 0 | 0 | 0 | 0 | 0 | 0 | 0 | 0 | 0 | 0 | 0 | 0 | 0 | 0 | 0 | 0 | 0 | 0 | 0 | 0 | 0 | 0 | 0 | 0 | 300.951 | 285 | 0 | 0 | 303.678 | 0 | 0 | 0 | 0 | 0 | 0 | 0 | 300.951 | 285 | 0 | 0 | 303.678 | 0 | 0 | 0 | 0 | 0 | 0 | 0 |  | 0 | 0 | 0 | 0 | 0 | 0 | 0 | 0 | 0 | 0 | 0 | 0 | 0 | 0 | 0 | 0 | 0 | 0 | 0 | 0 | 0 | 0 | 0 | 0 | 0 | 0 | 0 | 0 | 0 | 0 | 0 | 0 | 0 | 0 | 0 | 0 | 375 | 0 | 375 | 0 | 0 | 0 | 0 | 0 | 375 | 0 | 375 | 0 | 0 | 0 | 0 | 0
SCE NOL | New Sub - Kramer - Lugo (Proposed) | 230 | 0 | 0 | 0 | 0 | 0 | 0 | 0 | 0 | 0 | 0 | 0 | 0 | 0 | 0 | 0 | 0 | 0 | 0 | 0 | 0 | 0 | 0 | 0 | 0 | 408.12 | 280 | 0 | 0 | 0 | 0 | 0 | 0 | 0 | 0 | 0 | 0 | 408.12 | 280 | 0 | 0 | 0 | 0 | 0 | 0 | 0 | 0 | 0 | 0 |  | 0 | 0 | 0 | 0 | 0 | 0 | 0 | 0 | 0 | 0 | 0 | 0 | 0 | 0 | 0 | 0 | 0 | 0 | 0 | 0 | 0 | 0 | 0 | 0 | 0 | 0 | 0 | 0 | 0 | 0 | 0 | 0 | 0 | 0 | 0 | 0 | 200 | 0 | 0 | 0 | 0 | 0 | 0 | 0 | 200 | 0 | 0 | 0 | 0 | 0 | 0 | 0
PG&E FRESNO | New Sub - Los Banos - Midway (Proposed) | 500 | 0 | 0 | 0 | 0 | 0 | 0 | 0 | 0 | 0 | 0 | 0 | 0 | 1182.38 | 1150 | 0 | 0 | 1182.384 | 0 | 0 | 0 | 0 | 0 | 0 | 0 | 1182.384 | 1150 | 0 | 0 | 1182.384 | 0 | 0 | 0 | 0 | 0 | 0 | 0 | 1182.38 | 1150 | 0 | 0 | 1182.384 | 0 | 0 | 0 | 0 | 0 | 0 | 0 |  | 0 | 0 | 0 | 0 | 0 | 0 | 0 | 0 | 0 | 0 | 0 | 0 | 0 | 0 | 0 | 0 | 0 | 0 | 0 | 0 | 0 | 0 | 0 | 0 | 0 | 0 | 0 | 0 | 0 | 0 | 0 | 0 | 0 | 0 | 0 | 0 | 3959.2 | 0 | 3514.7764 | 0 | 0 | 0 | 0 | 0 | 3959.2 | 0 | 3514.7764 | 0 | 0 | 0 | 0 | 0
SCE NOL | New Sub - Lugo - Pisgah (Proposed) | 230 | 0 | 0 | 0 | 0 | 0 | 0 | 0 | 0 | 0 | 0 | 0 | 0 | 0 | 0 | 0 | 0 | 0 | 0 | 0 | 0 | 0 | 0 | 0 | 0 | 0 | 0 | 0 | 0 | 0 | 0 | 0 | 0 | 150 | 0 | 0 | 0 | 0 | 0 | 0 | 0 | 0 | 0 | 0 | 0 | 150 | 0 | 0 | 0 |  | 0 | 0 | 0 | 0 | 0 | 0 | 0 | 0 | 0 | 0 | 0 | 0 | 0 | 0 | 0 | 0 | 0 | 0 | 0 | 0 | 0 | 0 | 0 | 0 | 0 | 0 | 0 | 0 | 0 | 0 | 0 | 0 | 0 | 0 | 0 | 0 | 703 | 0 | 600 | 0 | 0 | 100 | 0 | 0 | 703 | 0 | 600 | 0 | 0 | 100 | 0 | 0
PG&E KERN | New Sub - Midway - Wheeler Ridge (Proposed) | 230 | 0 | 0 | 0 | 0 | 50 | 0 | 0 | 0 | 0 | 0 | 0 | 0 | 0 | 0 | 0 | 0 | 152 | 0 | 0 | 0 | 0 | 0 | 0 | 0 | 0 | 0 | 0 | 0 | 152 | 0 | 0 | 0 | 0 | 0 | 0 | 0 | 0 | 0 | 0 | 0 | 152 | 0 | 0 | 0 | 0 | 0 | 0 | 0 |  | 0 | 0 | 0 | 0 | 152 | 0 | 0 | 0 | 0 | 0 | 0 | 0 | 0 | 0 | 0 | 0 | 152 | 0 | 0 | 0 | 0 | 0 | 0 | 0 | 0 | 0 | 0 | 0 | 152 | 0 | 0 | 0 | 0 | 0 | 0 | 0 | 200 | 0 | 200 | 0 | 0 | 0 | 0 | 0 | 200 | 0 | 200 | 0 | 0 | 0 | 0 | 0
PG&E NGBA | New Sub - Near existing Leavitt (PSREC) | 345 | 0 | 0 | 0 | 0 | 0 | 0 | 0 | 0 | 0 | 0 | 0 | 0 | 0 | 0 | 0 | 0 | 0 | 0 | 0 | 0 | 0 | 0 | 0 | 0 | 0 | 0 | 0 | 0 | 0 | 0 | 0 | 0 | 0 | 0 | 0 | 0 | 0 | 0 | 0 | 0 | 0 | 0 | 0 | 0 | 0 | 0 | 0 | 0 |  | 0 | 0 | 0 | 0 | 0 | 0 | 0 | 0 | 0 | 0 | 0 | 0 | 0 | 0 | 0 | 0 | 0 | 0 | 0 | 0 | 0 | 0 | 0 | 0 | 0 | 0 | 0 | 0 | 0 | 0 | 0 | 0 | 0 | 0 | 0 | 0 | 0 | 0 | 0 | 0 | 0 | 0 | 0 | 0 | 0 | 0 | 0 | 0 | 0 | 0 | 0 | 0
PG&E NGBA | New Sub - Near existing Madeline (NVE) | 345 | 0 | 0 | 0 | 0 | 0 | 0 | 0 | 0 | 0 | 0 | 0 | 0 | 0 | 0 | 0 | 0 | 0 | 0 | 0 | 0 | 0 | 0 | 0 | 0 | 0 | 0 | 0 | 0 | 0 | 0 | 0 | 0 | 0 | 0 | 0 | 0 | 0 | 0 | 0 | 0 | 0 | 0 | 0 | 0 | 0 | 0 | 0 | 0 |  | 0 | 0 | 0 | 0 | 0 | 0 | 0 | 0 | 0 | 0 | 0 | 0 | 0 | 0 | 0 | 0 | 0 | 0 | 0 | 0 | 0 | 0 | 0 | 0 | 0 | 0 | 0 | 0 | 0 | 0 | 0 | 0 | 0 | 0 | 0 | 0 | 0 | 0 | 0 | 0 | 0 | 0 | 0 | 0 | 0 | 0 | 0 | 0 | 0 | 0 | 0 | 0
SDGE | New Sub - North Gila - IV (Proposed) | 500 | 0 | 0 | 0 | 0 | 0 | 0 | 0 | 0 | 0 | 0 | 0 | 0 | 0 | 0 | 0 | 0 | 0 | 0 | 0 | 0 | 0 | 0 | 0 | 0 | 1182.38 | 1150 | 0 | 0 | 1182.38 | 0 | 0 | 0 | 0 | 0 | 0 | 0 | 1182.38 | 1150 | 0 | 0 | 1182.38 | 0 | 0 | 0 | 0 | 0 | 0 | 0 |  | 0 | 0 | 0 | 0 | 0 | 0 | 0 | 0 | 0 | 0 | 0 | 0 | 0 | 0 | 0 | 0 | 0 | 0 | 0 | 0 | 0 | 0 | 0 | 0 | 0 | 0 | 0 | 0 | 0 | 0 | 0 | 0 | 0 | 0 | 0 | 0 | 800 | 0 | 800 | 0 | 0 | 0 | 0 | 0 | 800 | 0 | 800 | 0 | 0 | 0 | 0 | 0
PG&E NGBA | New Sub - Pit 1 - Cottonwood (Proposed) | 230 | 0 | 0 | 0 | 0 | 0 | 0 | 0 | 0 | 206 | 200 | 0 | 0 | 0 | 0 | 0 | 0 | 0 | 0 | 0 | 0 | 206 | 200 | 0 | 0 | 0 | 0 | 0 | 0 | 0 | 0 | 0 | 0 | 206 | 200 | 0 | 0 | 0 | 0 | 0 | 0 | 0 | 0 | 0 | 0 | 206 | 200 | 0 | 0 |  | 0 | 0 | 0 | 0 | 0 | 0 | 0 | 0 | 206 | 200 | 0 | 0 | 0 | 0 | 0 | 0 | 0 | 0 | 0 | 0 | 206 | 200 | 0 | 0 | 0 | 0 | 0 | 0 | 0 | 0 | 0 | 0 | 206 | 200 | 0 | 0 | 47.4 | 0 | 175 | 0 | 0 | 0 | 0 | 0 | 47.4 | 0 | 175 | 0 | 0 | 0 | 0 | 0
PG&E GBA | New Sub - Rancho Seco - Bellota (Proposed) | 230 | 0 | 0 | 0 | 0 | 0 | 0 | 0 | 0 | 0 | 0 | 0 | 0 | 0 | 0 | 0 | 0 | 0 | 0 | 0 | 0 | 0 | 0 | 0 | 0 | 356.592 | 350 | 0 | 0 | 356.592 | 0 | 0 | 0 | 0 | 0 | 0 | 0 | 356.592 | 350 | 0 | 0 | 356.592 | 0 | 0 | 0 | 0 | 0 | 0 | 0 |  | 0 | 0 | 0 | 0 | 0 | 0 | 0 | 0 | 0 | 0 | 0 | 0 | 0 | 0 | 0 | 0 | 0 | 0 | 0 | 0 | 0 | 0 | 0 | 0 | 0 | 0 | 0 | 0 | 0 | 0 | 0 | 0 | 0 | 0 | 0 | 0 | 0 | 0 | 0 | 0 | 0 | 0 | 0 | 0 | 0 | 0 | 0 | 0 | 0 | 0 | 0 | 0
SDGE | New Sub - Suncrest - Ocotillo (Proposed) | 500 | 0 | 0 | 0 | 0 | 0 | 0 | 0 | 0 | 400 | 0 | 0 | 0 | 0 | 0 | 0 | 0 | 0 | 0 | 0 | 0 | 400 | 0 | 0 | 0 | 0 | 0 | 0 | 0 | 0 | 0 | 0 | 0 | 400 | 0 | 0 | 0 | 313.9193 | 0 | 0 | 0 | 0 | 0 | 0 | 0 | 505.8 | 0 | 0 | 0 |  | 0 | 0 | 0 | 0 | 0 | 0 | 0 | 0 | 0 | 0 | 0 | 0 | 0 | 0 | 0 | 0 | 0 | 0 | 0 | 0 | 0 | 0 | 0 | 0 | 0 | 0 | 0 | 0 | 0 | 0 | 0 | 0 | 0 | 0 | 0 | 0 | 0 | 0 | 0 | 0 | 0 | 0 | 0 | 0 | 0 | 0 | 0 | 0 | 0 | 0 | 0 | 0
PG&E FRESNO | New Sub - Westley - Quinto (Proposed) | 230 | 0 | 0 | 0 | 0 | 0 | 0 | 0 | 0 | 0 | 0 | 0 | 0 | 0 | 0 | 0 | 0 | 0 | 0 | 0 | 0 | 0 | 0 | 0 | 0 | 365.12 | 300 | 0 | 0 | 0 | 0 | 0 | 0 | 0 | 0 | 0 | 0 | 365.12 | 300 | 0 | 0 | 0 | 0 | 0 | 0 | 0 | 0 | 0 | 0 |  | 0 | 0 | 0 | 0 | 0 | 0 | 0 | 0 | 0 | 0 | 0 | 0 | 0 | 0 | 0 | 0 | 0 | 0 | 0 | 0 | 0 | 0 | 0 | 0 | 0 | 0 | 0 | 0 | 0 | 0 | 0 | 0 | 0 | 0 | 0 | 0 | 0 | 0 | 0 | 0 | 0 | 0 | 0 | 0 | 0 | 0 | 0 | 0 | 0 | 0 | 0 | 0
PG&E GBA | Newark | 115 | 0 | 0 | 0 | 0 | 0 | 0 | 0 | 0 | 0 | 0 | 0 | 0 | 0 | 0 | 0 | 0 | 0 | 0 | 0 | 0 | 0 | 0 | 0 | 0 | 0 | 0 | 0 | 0 | 0 | 0 | 0 | 0 | 0 | 0 | 0 | 0 | 0 | 0 | 0 | 0 | 0 | 0 | 0 | 0 | 0 | 0 | 0 | 0 |  | 0 | 0 | 0 | 0 | 0 | 0 | 0 | 0 | 0 | 0 | 0 | 0 | 0 | 0 | 0 | 0 | 0 | 0 | 0 | 0 | 0 | 0 | 0 | 0 | 0 | 0 | 0 | 0 | 0 | 0 | 0 | 0 | 0 | 0 | 0 | 0 | 0 | 0 | 0 | 0 | 0 | 0 | 0 | 0 | 0 | 0 | 0 | 0 | 0 | 0 | 0 | 0
PG&E GBA | Newark | 230 | 0 | 0 | 0 | 0 | 0 | 0 | 0 | 0 | 0 | 0 | 0 | 0 | 0 | 0 | 0 | 0 | 0 | 0 | 0 | 0 | 0 | 0 | 0 | 0 | 252 | 180 | 0 | 0 | 0 | 0 | 0 | 0 | 0 | 0 | 0 | 0 | 252 | 180 | 0 | 0 | 0 | 0 | 0 | 0 | 0 | 0 | 0 | 0 |  | 0 | 0 | 0 | 0 | 0 | 0 | 0 | 0 | 0 | 0 | 0 | 0 | 0 | 0 | 0 | 0 | 0 | 0 | 0 | 0 | 0 | 0 | 0 | 0 | 0 | 0 | 0 | 0 | 0 | 0 | 0 | 0 | 0 | 0 | 0 | 0 | 600 | 0 | 0 | 0 | 0 | 0 | 0 | 0 | 600 | 0 | 0 | 0 | 0 | 0 | 0 | 0
PG&E GBA | Newark | 60 | 0 | 0 | 0 | 0 | 0 | 0 | 0 | 0 | 0 | 0 | 0 | 0 | 0 | 0 | 0 | 0 | 0 | 0 | 0 | 0 | 0 | 0 | 0 | 0 | 0 | 0 | 0 | 0 | 0 | 0 | 0 | 0 | 0 | 0 | 0 | 0 | 0 | 0 | 0 | 0 | 0 | 0 | 0 | 0 | 0 | 0 | 0 | 0 |  | 0 | 0 | 0 | 0 | 0 | 0 | 0 | 0 | 0 | 0 | 0 | 0 | 0 | 0 | 0 | 0 | 0 | 0 | 0 | 0 | 0 | 0 | 0 | 0 | 0 | 0 | 0 | 0 | 0 | 0 | 0 | 0 | 0 | 0 | 0 | 0 | 0 | 0 | 0 | 0 | 0 | 0 | 0 | 0 | 0 | 0 | 0 | 0 | 0 | 0 | 0 | 0
PG&E FRESNO | Newhall | 115 | 0 | 0 | 0 | 0 | 0 | 0 | 0 | 0 | 0 | 0 | 0 | 0 | 0 | 0 | 0 | 0 | 0 | 0 | 0 | 0 | 0 | 0 | 0 | 0 | 0 | 0 | 0 | 0 | 0 | 0 | 0 | 0 | 0 | 0 | 0 | 0 | 0 | 0 | 0 | 0 | 0 | 0 | 0 | 0 | 0 | 0 | 0 | 0 |  | 0 | 0 | 0 | 0 | 0 | 0 | 0 | 0 | 0 | 0 | 0 | 0 | 0 | 0 | 0 | 0 | 0 | 0 | 0 | 0 | 0 | 0 | 0 | 0 | 0 | 0 | 0 | 0 | 0 | 0 | 0 | 0 | 0 | 0 | 0 | 0 | 0 | 0 | 0 | 0 | 0 | 0 | 0 | 0 | 0 | 0 | 0 | 0 | 0 | 0 | 0 | 0
PG&E KERN | Norco | 115 | 0 | 0 | 0 | 0 | 0 | 0 | 0 | 0 | 0 | 0 | 0 | 0 | 0 | 0 | 0 | 0 | 0 | 0 | 0 | 0 | 0 | 0 | 0 | 0 | 0 | 0 | 0 | 0 | 0 | 0 | 0 | 0 | 0 | 0 | 0 | 0 | 0 | 0 | 0 | 0 | 0 | 0 | 0 | 0 | 0 | 0 | 0 | 0 |  | 0 | 0 | 0 | 0 | 0 | 0 | 0 | 0 | 0 | 0 | 0 | 0 | 0 | 0 | 0 | 0 | 0 | 0 | 0 | 0 | 0 | 0 | 0 | 0 | 0 | 0 | 0 | 0 | 0 | 0 | 0 | 0 | 0 | 0 | 0 | 0 | 0 | 0 | 0 | 0 | 0 | 0 | 0 | 0 | 0 | 0 | 0 | 0 | 0 | 0 | 0 | 0
PG&E GBA | Nortech | 115 | 0 | 0 | 0 | 0 | 0 | 0 | 0 | 0 | 0 | 0 | 0 | 0 | 0 | 0 | 0 | 0 | 0 | 0 | 0 | 0 | 0 | 0 | 0 | 0 | 0 | 0 | 0 | 0 | 0 | 0 | 0 | 0 | 0 | 0 | 0 | 0 | 0 | 0 | 0 | 0 | 0 | 0 | 0 | 0 | 0 | 0 | 0 | 0 |  | 0 | 0 | 0 | 0 | 0 | 0 | 0 | 0 | 0 | 0 | 0 | 0 | 0 | 0 | 0 | 0 | 0 | 0 | 0 | 0 | 0 | 0 | 0 | 0 | 0 | 0 | 0 | 0 | 0 | 0 | 0 | 0 | 0 | 0 | 0 | 0 | 0 | 0 | 0 | 0 | 0 | 0 | 0 | 0 | 0 | 0 | 0 | 0 | 0 | 0 | 0 | 0
SDGE | North City Metering | 138 | 0 | 0 | 0 | 0 | 0 | 0 | 0 | 0 | 0 | 0 | 0 | 0 | 0 | 0 | 0 | 0 | 0 | 0 | 0 | 0 | 0 | 0 | 0 | 0 | 0 | 0 | 0 | 0 | 0 | 0 | 0 | 0 | 0 | 0 | 0 | 0 | 0 | 0 | 0 | 0 | 0 | 0 | 0 | 0 | 0 | 0 | 0 | 0 |  | 0 | 0 | 0 | 0 | 0 | 0 | 0 | 0 | 0 | 0 | 0 | 0 | 0 | 0 | 0 | 0 | 0 | 0 | 0 | 0 | 0 | 0 | 0 | 0 | 0 | 0 | 0 | 0 | 0 | 0 | 0 | 0 | 0 | 0 | 0 | 0 | 0 | 0 | 0 | 0 | 0 | 0 | 0 | 0 | 0 | 0 | 0 | 0 | 0 | 0 | 0 | 0
PG&E GBA | North Dublin | 230 | 0 | 0 | 0 | 0 | 0 | 0 | 0 | 0 | 0 | 0 | 0 | 0 | 0 | 0 | 0 | 0 | 0 | 0 | 0 | 0 | 0 | 0 | 0 | 0 | 0 | 0 | 0 | 0 | 0 | 0 | 0 | 0 | 0 | 0 | 0 | 0 | 0 | 0 | 0 | 0 | 0 | 0 | 0 | 0 | 0 | 0 | 0 | 0 |  | 0 | 0 | 0 | 0 | 0 | 0 | 0 | 0 | 0 | 0 | 0 | 0 | 0 | 0 | 0 | 0 | 0 | 0 | 0 | 0 | 0 | 0 | 0 | 0 | 0 | 0 | 0 | 0 | 0 | 0 | 0 | 0 | 0 | 0 | 0 | 0 | 0 | 0 | 0 | 0 | 0 | 0 | 0 | 0 | 0 | 0 | 0 | 0 | 0 | 0 | 0 | 0
SDGE | North Gila | 500 | 0 | 0 | 0 | 0 | 0 | 0 | 0 | 0 | 0 | 0 | 0 | 0 | 0 | 0 | 0 | 0 | 0 | 0 | 0 | 0 | 0 | 0 | 0 | 0 | 0 | 0 | 0 | 0 | 0 | 0 | 0 | 0 | 0 | 0 | 0 | 0 | 0 | 0 | 0 | 0 | 0 | 0 | 0 | 0 | 0 | 0 | 0 | 0 |  | 0 | 0 | 0 | 0 | 0 | 0 | 0 | 0 | 0 | 0 | 0 | 0 | 0 | 0 | 0 | 0 | 0 | 0 | 0 | 0 | 0 | 0 | 0 | 0 | 0 | 0 | 0 | 0 | 0 | 0 | 0 | 0 | 0 | 0 | 0 | 0 | 850 | 0 | 850 | 0 | 0 | 0 | 0 | 0 | 850 | 0 | 850 | 0 | 0 | 0 | 0 | 0
SCE Metro | North of SONGS | 230 | 0 | 0 | 0 | 0 | 0 | 0 | 0 | 0 | 0 | 0 | 0 | 0 | 0 | 0 | 0 | 0 | 0 | 0 | 0 | 0 | 0 | 0 | 0 | 0 | 0 | 0 | 0 | 0 | 0 | 0 | 0 | 0 | 0 | 0 | 0 | 0 | 0 | 0 | 0 | 0 | 0 | 0 | 0 | 0 | 0 | 0 | 0 | 0 |  | 0 | 0 | 0 | 0 | 0 | 0 | 0 | 0 | 0 | 0 | 0 | 0 | 0 | 0 | 0 | 0 | 0 | 0 | 0 | 0 | 0 | 0 | 0 | 0 | 0 | 0 | 0 | 0 | 0 | 0 | 0 | 0 | 0 | 0 | 0 | 0 | 0 | 0 | 0 | 0 | 0 | 0 | 0 | 0 | 0 | 0 | 0 | 0 | 0 | 0 | 0 | 0
SCE Metro | North of SONGS | 500 | 0 | 0 | 0 | 0 | 0 | 0 | 0 | 0 | 0 | 0 | 0 | 0 | 0 | 0 | 0 | 0 | 0 | 0 | 0 | 0 | 0 | 0 | 0 | 0 | 0 | 0 | 0 | 0 | 0 | 0 | 0 | 0 | 0 | 0 | 0 | 0 | 0 | 0 | 0 | 0 | 0 | 0 | 0 | 0 | 0 | 0 | 0 | 0 |  | 0 | 0 | 0 | 0 | 0 | 0 | 0 | 0 | 0 | 0 | 0 | 0 | 0 | 0 | 0 | 0 | 0 | 0 | 0 | 0 | 0 | 0 | 0 | 0 | 0 | 0 | 0 | 0 | 0 | 0 | 0 | 0 | 0 | 0 | 0 | 0 | 0 | 0 | 0 | 0 | 0 | 0 | 0 | 0 | 0 | 0 | 0 | 0 | 0 | 0 | 0 | 0
PG&E NGBA | Notre Dame | 115 | 0 | 0 | 0 | 0 | 0 | 0 | 0 | 0 | 0 | 0 | 0 | 0 | 0 | 0 | 0 | 0 | 0 | 0 | 0 | 0 | 0 | 0 | 0 | 0 | 0 | 0 | 0 | 0 | 0 | 0 | 0 | 0 | 0 | 0 | 0 | 0 | 0 | 0 | 0 | 0 | 0 | 0 | 0 | 0 | 0 | 0 | 0 | 0 |  | 0 | 0 | 0 | 0 | 0 | 0 | 0 | 0 | 0 | 0 | 0 | 0 | 0 | 0 | 0 | 0 | 0 | 0 | 0 | 0 | 0 | 0 | 0 | 0 | 0 | 0 | 0 | 0 | 0 | 0 | 0 | 0 | 0 | 0 | 0 | 0 | 0 | 0 | 0 | 0 | 0 | 0 | 0 | 0 | 0 | 0 | 0 | 0 | 0 | 0 | 0 | 0
PG&E GBA | Oakland C | 115 | 0 | 0 | 0 | 0 | 0 | 0 | 0 | 0 | 0 | 0 | 0 | 0 | 0 | 0 | 0 | 0 | 0 | 0 | 0 | 0 | 0 | 0 | 0 | 0 | 75.6 | 0 | 0 | 0 | 0 | 0 | 0 | 0 | 0 | 0 | 0 | 0 | 75.6 | 0 | 0 | 0 | 0 | 0 | 0 | 0 | 0 | 0 | 0 | 0 |  | 0 | 0 | 0 | 0 | 0 | 0 | 0 | 0 | 0 | 0 | 0 | 0 | 75.6 | 0 | 0 | 0 | 0 | 0 | 0 | 0 | 0 | 0 | 0 | 0 | 75.6 | 0 | 0 | 0 | 0 | 0 | 0 | 0 | 0 | 0 | 0 | 0 | 0 | 0 | 0 | 0 | 0 | 0 | 0 | 0 | 0 | 0 | 0 | 0 | 0 | 0 | 0 | 0
PG&E GBA | Oakland J | 115 | 0 | 0 | 0 | 0 | 0 | 0 | 0 | 0 | 0 | 0 | 0 | 0 | 0 | 0 | 0 | 0 | 0 | 0 | 0 | 0 | 0 | 0 | 0 | 0 | 50 | 50 | 0 | 0 | 0 | 0 | 0 | 0 | 0 | 0 | 0 | 0 | 50 | 50 | 0 | 0 | 0 | 0 | 0 | 0 | 0 | 0 | 0 | 0 |  | 0 | 0 | 0 | 0 | 0 | 0 | 0 | 0 | 0 | 0 | 0 | 0 | 50 | 50 | 0 | 0 | 0 | 0 | 0 | 0 | 0 | 0 | 0 | 0 | 50 | 50 | 0 | 0 | 0 | 0 | 0 | 0 | 0 | 0 | 0 | 0 | 0 | 0 | 0 | 0 | 0 | 0 | 0 | 0 | 0 | 0 | 0 | 0 | 0 | 0 | 0 | 0
PG&E GBA | Oakland L | 115 | 0 | 0 | 0 | 0 | 0 | 0 | 0 | 0 | 0 | 0 | 0 | 0 | 0 | 0 | 0 | 0 | 0 | 0 | 0 | 0 | 0 | 0 | 0 | 0 | 0 | 0 | 0 | 0 | 0 | 0 | 0 | 0 | 0 | 0 | 0 | 0 | 0 | 0 | 0 | 0 | 0 | 0 | 0 | 0 | 0 | 0 | 0 | 0 |  | 0 | 0 | 0 | 0 | 0 | 0 | 0 | 0 | 0 | 0 | 0 | 0 | 0 | 0 | 0 | 0 | 0 | 0 | 0 | 0 | 0 | 0 | 0 | 0 | 0 | 0 | 0 | 0 | 0 | 0 | 0 | 0 | 0 | 0 | 0 | 0 | 0 | 0 | 0 | 0 | 0 | 0 | 0 | 0 | 0 | 0 | 0 | 0 | 0 | 0 | 0 | 0
PG&E GBA | Oakland X | 115 | 0 | 0 | 0 | 0 | 0 | 0 | 0 | 0 | 0 | 0 | 0 | 0 | 0 | 0 | 0 | 0 | 0 | 0 | 0 | 0 | 0 | 0 | 0 | 0 | 0 | 0 | 0 | 0 | 0 | 0 | 0 | 0 | 0 | 0 | 0 | 0 | 0 | 0 | 0 | 0 | 0 | 0 | 0 | 0 | 0 | 0 | 0 | 0 |  | 0 | 0 | 0 | 0 | 0 | 0 | 0 | 0 | 0 | 0 | 0 | 0 | 0 | 0 | 0 | 0 | 0 | 0 | 0 | 0 | 0 | 0 | 0 | 0 | 0 | 0 | 0 | 0 | 0 | 0 | 0 | 0 | 0 | 0 | 0 | 0 | 0 | 0 | 0 | 0 | 0 | 0 | 0 | 0 | 0 | 0 | 0 | 0 | 0 | 0 | 0 | 0
SDGE | Ocean Ranch | 69 | 0 | 0 | 0 | 0 | 0 | 0 | 0 | 0 | 0 | 0 | 0 | 0 | 0 | 0 | 0 | 0 | 0 | 0 | 0 | 0 | 0 | 0 | 0 | 0 | 0 | 0 | 0 | 0 | 0 | 0 | 0 | 0 | 0 | 0 | 0 | 0 | 105 | 0 | 0 | 0 | 0 | 0 | 0 | 0 | 0 | 0 | 0 | 0 |  | 0 | 0 | 0 | 0 | 0 | 0 | 0 | 0 | 0 | 0 | 0 | 0 | 0 | 0 | 0 | 0 | 0 | 0 | 0 | 0 | 0 | 0 | 0 | 0 | 105 | 0 | 0 | 0 | 0 | 0 | 0 | 0 | 0 | 0 | 0 | 0 | 0 | 0 | 0 | 0 | 0 | 0 | 0 | 0 | 0 | 0 | 0 | 0 | 0 | 0 | 0 | 0
PG&E KERN | Oceano | 115 | 0 | 0 | 0 | 0 | 0 | 0 | 0 | 0 | 0 | 0 | 0 | 0 | 0 | 0 | 0 | 0 | 0 | 0 | 0 | 0 | 0 | 0 | 0 | 0 | 0 | 0 | 0 | 0 | 0 | 0 | 0 | 0 | 0 | 0 | 0 | 0 | 0 | 0 | 0 | 0 | 0 | 0 | 0 | 0 | 0 | 0 | 0 | 0 |  | 0 | 0 | 0 | 0 | 0 | 0 | 0 | 0 | 0 | 0 | 0 | 0 | 0 | 0 | 0 | 0 | 0 | 0 | 0 | 0 | 0 | 0 | 0 | 0 | 0 | 0 | 0 | 0 | 0 | 0 | 0 | 0 | 0 | 0 | 0 | 0 | 0 | 0 | 0 | 0 | 0 | 0 | 0 | 0 | 0 | 0 | 0 | 0 | 0 | 0 | 0 | 0
SDGE | Ocotillo Express | 500 | 0 | 0 | 0 | 0 | 0 | 0 | 0 | 0 | 0 | 0 | 0 | 0 | 0 | 0 | 0 | 0 | 0 | 0 | 0 | 0 | 0 | 0 | 0 | 0 | 0 | 0 | 0 | 0 | 0 | 0 | 0 | 0 | 0 | 0 | 0 | 0 | 0 | 0 | 0 | 0 | 0 | 0 | 0 | 0 | 0 | 0 | 0 | 0 |  | 0 | 0 | 0 | 0 | 0 | 0 | 0 | 0 | 0 | 0 | 0 | 0 | 0 | 0 | 0 | 0 | 0 | 0 | 0 | 0 | 0 | 0 | 0 | 0 | 0 | 0 | 0 | 0 | 0 | 0 | 0 | 0 | 0 | 0 | 0 | 0 | 0 | 0 | 0 | 0 | 0 | 0 | 0 | 0 | 0 | 0 | 0 | 0 | 0 | 0 | 0 | 0
PG&E KERN | Old River | 70 | 0 | 0 | 0 | 0 | 0 | 0 | 0 | 0 | 0 | 0 | 0 | 0 | 0 | 0 | 0 | 0 | 0 | 0 | 0 | 0 | 0 | 0 | 0 | 0 | 0 | 0 | 0 | 0 | 0 | 0 | 0 | 0 | 0 | 0 | 0 | 0 | 0 | 0 | 0 | 0 | 0 | 0 | 0 | 0 | 0 | 0 | 0 | 0 |  | 0 | 0 | 0 | 0 | 0 | 0 | 0 | 0 | 0 | 0 | 0 | 0 | 0 | 0 | 0 | 0 | 0 | 0 | 0 | 0 | 0 | 0 | 0 | 0 | 0 | 0 | 0 | 0 | 0 | 0 | 0 | 0 | 0 | 0 | 0 | 0 | 0 | 0 | 0 | 0 | 0 | 0 | 0 | 0 | 0 | 0 | 0 | 0 | 0 | 0 | 0 | 0
SDGE | Old Town | 230 | 0 | 0 | 0 | 0 | 0 | 0 | 0 | 0 | 0 | 0 | 0 | 0 | 0 | 0 | 0 | 0 | 0 | 0 | 0 | 0 | 0 | 0 | 0 | 0 | 0 | 0 | 0 | 0 | 0 | 0 | 0 | 0 | 0 | 0 | 0 | 0 | 0 | 0 | 0 | 0 | 0 | 0 | 0 | 0 | 0 | 0 | 0 | 0 |  | 0 | 0 | 0 | 0 | 0 | 0 | 0 | 0 | 0 | 0 | 0 | 0 | 0 | 0 | 0 | 0 | 0 | 0 | 0 | 0 | 0 | 0 | 0 | 0 | 0 | 0 | 0 | 0 | 0 | 0 | 0 | 0 | 0 | 0 | 0 | 0 | 0 | 0 | 0 | 0 | 0 | 0 | 0 | 0 | 0 | 0 | 0 | 0 | 0 | 0 | 0 | 0
SCE Metro | Olinda | 230 | 0 | 0 | 0 | 0 | 0 | 0 | 0 | 0 | 0 | 0 | 0 | 0 | 0 | 0 | 0 | 0 | 0 | 0 | 0 | 0 | 0 | 0 | 0 | 0 | 0 | 0 | 0 | 0 | 0 | 0 | 0 | 0 | 0 | 0 | 0 | 0 | 0 | 0 | 0 | 0 | 0 | 0 | 0 | 0 | 0 | 0 | 0 | 0 |  | 0 | 0 | 0 | 0 | 0 | 0 | 0 | 0 | 0 | 0 | 0 | 0 | 0 | 0 | 0 | 0 | 0 | 0 | 0 | 0 | 0 | 0 | 0 | 0 | 0 | 0 | 0 | 0 | 0 | 0 | 0 | 0 | 0 | 0 | 0 | 0 | 1550 | 0 | 0 | 0 | 0 | 0 | 0 | 0 | 1550 | 0 | 0 | 0 | 0 | 0 | 0 | 0
PG&E FRESNO | Olive | 115 | 0 | 0 | 0 | 0 | 0 | 0 | 0 | 0 | 0 | 0 | 0 | 0 | 0 | 0 | 0 | 0 | 0 | 0 | 0 | 0 | 0 | 0 | 0 | 0 | 163.268 | 0 | 0 | 0 | 163.268 | 0 | 0 | 0 | 0 | 0 | 0 | 0 | 163.268 | 0 | 0 | 0 | 163.268 | 0 | 0 | 0 | 0 | 0 | 0 | 0 |  | 0 | 0 | 0 | 0 | 0 | 0 | 0 | 0 | 0 | 0 | 0 | 0 | 0 | 0 | 0 | 0 | 0 | 0 | 0 | 0 | 0 | 0 | 0 | 0 | 0 | 0 | 0 | 0 | 0 | 0 | 0 | 0 | 0 | 0 | 0 | 0 | 40 | 0 | 0 | 0 | 0 | 0 | 0 | 0 | 40 | 0 | 0 | 0 | 0 | 0 | 0 | 0
PG&E NGBA | Olivehurst | 115 | 0 | 0 | 0 | 0 | 0 | 0 | 0 | 0 | 0 | 0 | 0 | 0 | 0 | 0 | 0 | 0 | 0 | 0 | 0 | 0 | 0 | 0 | 0 | 0 | 0 | 0 | 0 | 0 | 0 | 0 | 0 | 0 | 0 | 0 | 0 | 0 | 0 | 0 | 0 | 0 | 0 | 0 | 0 | 0 | 0 | 0 | 0 | 0 |  | 0 | 0 | 0 | 0 | 0 | 0 | 0 | 0 | 0 | 0 | 0 | 0 | 0 | 0 | 0 | 0 | 0 | 0 | 0 | 0 | 0 | 0 | 0 | 0 | 0 | 0 | 0 | 0 | 0 | 0 | 0 | 0 | 0 | 0 | 0 | 0 | 0 | 0 | 0 | 0 | 0 | 0 | 0 | 0 | 0 | 0 | 0 | 0 | 0 | 0 | 0 | 0
PG&E NGBA | Oregon Trail | 60 | 0 | 0 | 0 | 0 | 0 | 0 | 0 | 0 | 0 | 0 | 0 | 0 | 0 | 0 | 0 | 0 | 0 | 0 | 0 | 0 | 0 | 0 | 0 | 0 | 0 | 0 | 0 | 0 | 0 | 0 | 0 | 0 | 0 | 0 | 0 | 0 | 0 | 0 | 0 | 0 | 0 | 0 | 0 | 0 | 0 | 0 | 0 | 0 |  | 0 | 0 | 0 | 0 | 0 | 0 | 0 | 0 | 0 | 0 | 0 | 0 | 0 | 0 | 0 | 0 | 0 | 0 | 0 | 0 | 0 | 0 | 0 | 0 | 0 | 0 | 0 | 0 | 0 | 0 | 0 | 0 | 0 | 0 | 0 | 0 | 0 | 0 | 0 | 0 | 0 | 0 | 0 | 0 | 0 | 0 | 0 | 0 | 0 | 0 | 0 | 0
SCE Northern | Ormond Beach | 230 | 0 | 0 | 0 | 0 | 0 | 0 | 0 | 0 | 0 | 0 | 0 | 0 | 0 | 0 | 0 | 0 | 0 | 0 | 0 | 0 | 0 | 0 | 0 | 0 | 0 | 0 | 0 | 0 | 0 | 0 | 0 | 0 | 0 | 0 | 0 | 0 | 0 | 0 | 0 | 0 | 0 | 0 | 0 | 0 | 0 | 0 | 0 | 0 |  | 0 | 0 | 0 | 0 | 0 | 0 | 0 | 0 | 0 | 0 | 0 | 0 | 0 | 0 | 0 | 0 | 0 | 0 | 0 | 0 | 0 | 0 | 0 | 0 | 0 | 0 | 0 | 0 | 0 | 0 | 0 | 0 | 0 | 0 | 0 | 0 | 0 | 0 | 0 | 0 | 0 | 0 | 0 | 0 | 0 | 0 | 0 | 0 | 0 | 0 | 0 | 0
PG&E FRESNO | Oro Loma | 115 | 0 | 0 | 0 | 0 | 0 | 0 | 0 | 0 | 0 | 0 | 0 | 0 | 0 | 0 | 0 | 0 | 0 | 0 | 0 | 0 | 0 | 0 | 0 | 0 | 0 | 0 | 0 | 0 | 0 | 0 | 0 | 0 | 0 | 0 | 0 | 0 | 0 | 0 | 0 | 0 | 0 | 0 | 0 | 0 | 0 | 0 | 0 | 0 |  | 0 | 0 | 0 | 0 | 0 | 0 | 0 | 0 | 0 | 0 | 0 | 0 | 0 | 0 | 0 | 0 | 0 | 0 | 0 | 0 | 0 | 0 | 0 | 0 | 0 | 0 | 0 | 0 | 0 | 0 | 0 | 0 | 0 | 0 | 0 | 0 | 100 | 0 | 100 | 0 | 0 | 0 | 0 | 0 | 100 | 0 | 100 | 0 | 0 | 0 | 0 | 0
PG&E FRESNO | Oro Loma | 70 | 0 | 0 | 0 | 0 | 0 | 0 | 0 | 0 | 0 | 0 | 0 | 0 | 0 | 0 | 0 | 0 | 0 | 0 | 0 | 0 | 0 | 0 | 0 | 0 | 0 | 0 | 0 | 0 | 0 | 0 | 0 | 0 | 0 | 0 | 0 | 0 | 0 | 0 | 0 | 0 | 0 | 0 | 0 | 0 | 0 | 0 | 0 | 0 |  | 0 | 0 | 0 | 0 | 0 | 0 | 0 | 0 | 0 | 0 | 0 | 0 | 0 | 0 | 0 | 0 | 0 | 0 | 0 | 0 | 0 | 0 | 0 | 0 | 0 | 0 | 0 | 0 | 0 | 0 | 0 | 0 | 0 | 0 | 0 | 0 | 100 | 0 | 0 | 0 | 0 | 0 | 0 | 0 | 100 | 0 | 0 | 0 | 0 | 0 | 0 | 0
PG&E FRESNO | Orosi | 70 | 0 | 0 | 0 | 0 | 0 | 0 | 0 | 0 | 0 | 0 | 0 | 0 | 0 | 0 | 0 | 0 | 0 | 0 | 0 | 0 | 0 | 0 | 0 | 0 | 0 | 0 | 0 | 0 | 0 | 0 | 0 | 0 | 0 | 0 | 0 | 0 | 0 | 0 | 0 | 0 | 0 | 0 | 0 | 0 | 0 | 0 | 0 | 0 |  | 0 | 0 | 0 | 0 | 0 | 0 | 0 | 0 | 0 | 0 | 0 | 0 | 0 | 0 | 0 | 0 | 0 | 0 | 0 | 0 | 0 | 0 | 0 | 0 | 0 | 0 | 0 | 0 | 0 | 0 | 0 | 0 | 0 | 0 | 0 | 0 | 0 | 0 | 0 | 0 | 0 | 0 | 0 | 0 | 0 | 0 | 0 | 0 | 0 | 0 | 0 | 0
SDGE | Otay | 69 | 0 | 0 | 0 | 0 | 0 | 0 | 0 | 0 | 0 | 0 | 0 | 0 | 0 | 0 | 0 | 0 | 0 | 0 | 0 | 0 | 0 | 0 | 0 | 0 | 0 | 0 | 0 | 0 | 0 | 0 | 0 | 0 | 0 | 0 | 0 | 0 | 0 | 0 | 0 | 0 | 0 | 0 | 0 | 0 | 0 | 0 | 0 | 0 |  | 0 | 0 | 0 | 0 | 0 | 0 | 0 | 0 | 0 | 0 | 0 | 0 | 0 | 0 | 0 | 0 | 0 | 0 | 0 | 0 | 0 | 0 | 0 | 0 | 0 | 0 | 0 | 0 | 0 | 0 | 0 | 0 | 0 | 0 | 0 | 0 | 25 | 0 | 0 | 0 | 0 | 0 | 0 | 0 | 25 | 0 | 0 | 0 | 0 | 0 | 0 | 0
SDGE | Otay Mesa | 230 | 0 | 0 | 0 | 0 | 0 | 0 | 0 | 0 | 0 | 0 | 0 | 0 | 312.96 | 0 | 0 | 0 | 0 | 0 | 0 | 0 | 0 | 0 | 0 | 0 | 312.96 | 0 | 0 | 0 | 0 | 0 | 0 | 0 | 0 | 0 | 0 | 0 | 882.21 | 0 | 0 | 0 | 0 | 0 | 0 | 0 | 0 | 0 | 0 | 0 |  | 312.96 | 0 | 0 | 0 | 0 | 0 | 0 | 0 | 0 | 0 | 0 | 0 | 312.96 | 0 | 0 | 0 | 0 | 0 | 0 | 0 | 0 | 0 | 0 | 0 | 312.96 | 0 | 0 | 0 | 0 | 0 | 0 | 0 | 0 | 0 | 0 | 0 | 1160 | 0 | 0 | 0 | 0 | 0 | 0 | 0 | 1160 | 0 | 0 | 0 | 0 | 0 | 0 | 0
PG&E FRESNO | Padre Flats SW STA | 230 | 0 | 0 | 0 | 0 | 0 | 0 | 0 | 0 | 0 | 0 | 0 | 0 | 0 | 0 | 0 | 0 | 0 | 0 | 0 | 0 | 0 | 0 | 0 | 0 | 0 | 0 | 0 | 0 | 0 | 0 | 0 | 0 | 0 | 0 | 0 | 0 | 0 | 0 | 0 | 0 | 0 | 0 | 0 | 0 | 0 | 0 | 0 | 0 |  | 0 | 0 | 0 | 0 | 0 | 0 | 0 | 0 | 0 | 0 | 0 | 0 | 0 | 0 | 0 | 0 | 0 | 0 | 0 | 0 | 0 | 0 | 0 | 0 | 0 | 0 | 0 | 0 | 0 | 0 | 0 | 0 | 0 | 0 | 0 | 0 | 0 | 0 | 0 | 0 | 0 | 0 | 0 | 0 | 0 | 0 | 0 | 0 | 0 | 0 | 0 | 0
EOP | Pahrump | 138 | 0 | 0 | 0 | 0 | 0 | 0 | 0 | 0 | 0 | 0 | 0 | 0 | 0 | 0 | 0 | 0 | 0 | 0 | 0 | 0 | 0 | 0 | 0 | 0 | 0 | 0 | 0 | 0 | 0 | 0 | 0 | 0 | 0 | 0 | 0 | 0 | 0 | 0 | 0 | 0 | 0 | 0 | 0 | 0 | 0 | 0 | 0 | 0 |  | 0 | 0 | 0 | 0 | 0 | 0 | 0 | 0 | 0 | 0 | 0 | 0 | 0 | 0 | 0 | 0 | 0 | 0 | 0 | 0 | 0 | 0 | 0 | 0 | 0 | 0 | 0 | 0 | 0 | 0 | 0 | 0 | 0 | 0 | 0 | 0 | 0 | 0 | 0 | 0 | 0 | 0 | 0 | 0 | 0 | 0 | 0 | 0 | 0 | 0 | 0 | 0
EOP | Pahrump | 230 | 0 | 0 | 0 | 0 | 0 | 0 | 0 | 0 | 0 | 0 | 0 | 0 | 0 | 0 | 0 | 0 | 0 | 0 | 0 | 0 | 0 | 0 | 0 | 0 | 0 | 0 | 0 | 0 | 0 | 0 | 0 | 0 | 0 | 0 | 0 | 0 | 0 | 0 | 0 | 0 | 0 | 0 | 0 | 0 | 0 | 0 | 0 | 0 |  | 0 | 0 | 0 | 0 | 0 | 0 | 0 | 0 | 0 | 0 | 0 | 0 | 0 | 0 | 0 | 0 | 0 | 0 | 0 | 0 | 0 | 0 | 0 | 0 | 0 | 0 | 0 | 0 | 0 | 0 | 0 | 0 | 0 | 0 | 0 | 0 | 500 | 0 | 0 | 0 | 0 | 0 | 0 | 0 | 500 | 0 | 0 | 0 | 0 | 0 | 0 | 0
SDGE | Pala | 69 | 0 | 0 | 0 | 0 | 0 | 0 | 0 | 0 | 0 | 0 | 0 | 0 | 0 | 0 | 0 | 0 | 0 | 0 | 0 | 0 | 0 | 0 | 0 | 0 | 0 | 0 | 0 | 0 | 0 | 0 | 0 | 0 | 0 | 0 | 0 | 0 | 0 | 0 | 0 | 0 | 0 | 0 | 0 | 0 | 0 | 0 | 0 | 0 |  | 0 | 0 | 0 | 0 | 0 | 0 | 0 | 0 | 0 | 0 | 0 | 0 | 0 | 0 | 0 | 0 | 0 | 0 | 0 | 0 | 0 | 0 | 0 | 0 | 0 | 0 | 0 | 0 | 0 | 0 | 0 | 0 | 0 | 0 | 0 | 0 | 0 | 0 | 0 | 0 | 0 | 0 | 0 | 0 | 0 | 0 | 0 | 0 | 0 | 0 | 0 | 0
PG&E NGBA | Palermo | 115 | 0 | 0 | 0 | 0 | 0 | 0 | 0 | 0 | 0 | 0 | 0 | 0 | 0 | 0 | 0 | 0 | 0 | 0 | 0 | 0 | 0 | 0 | 0 | 0 | 213.55 | 0 | 0 | 0 | 0 | 0 | 0 | 0 | 0 | 0 | 0 | 0 | 213.55 | 0 | 0 | 0 | 0 | 0 | 0 | 0 | 0 | 0 | 0 | 0 |  | 0 | 0 | 0 | 0 | 0 | 0 | 0 | 0 | 0 | 0 | 0 | 0 | 0 | 0 | 0 | 0 | 0 | 0 | 0 | 0 | 0 | 0 | 0 | 0 | 0 | 0 | 0 | 0 | 0 | 0 | 0 | 0 | 0 | 0 | 0 | 0 | 200 | 0 | 0 | 0 | 0 | 0 | 0 | 0 | 200 | 0 | 0 | 0 | 0 | 0 | 0 | 0
PG&E NGBA | Palermo | 230 | 0 | 0 | 0 | 0 | 0 | 0 | 0 | 0 | 0 | 0 | 0 | 0 | 0 | 0 | 0 | 0 | 0 | 0 | 0 | 0 | 0 | 0 | 0 | 0 | 0 | 0 | 0 | 0 | 0 | 0 | 0 | 0 | 0 | 0 | 0 | 0 | 0 | 0 | 0 | 0 | 0 | 0 | 0 | 0 | 0 | 0 | 0 | 0 |  | 0 | 0 | 0 | 0 | 0 | 0 | 0 | 0 | 0 | 0 | 0 | 0 | 0 | 0 | 0 | 0 | 0 | 0 | 0 | 0 | 0 | 0 | 0 | 0 | 0 | 0 | 0 | 0 | 0 | 0 | 0 | 0 | 0 | 0 | 0 | 0 | 0 | 0 | 0 | 0 | 0 | 0 | 0 | 0 | 0 | 0 | 0 | 0 | 0 | 0 | 0 | 0
SCE Eastern | Palo Verde | 500 | 0 | 0 | 0 | 0 | 0 | 0 | 0 | 0 | 0 | 0 | 0 | 0 | 0 | 0 | 0 | 0 | 0 | 0 | 0 | 0 | 0 | 0 | 0 | 0 | 0 | 0 | 0 | 0 | 0 | 0 | 0 | 0 | 0 | 0 | 0 | 0 | 0 | 0 | 0 | 0 | 0 | 0 | 0 | 0 | 0 | 0 | 0 | 0 |  | 0 | 0 | 0 | 0 | 0 | 0 | 0 | 0 | 0 | 0 | 0 | 0 | 0 | 0 | 0 | 0 | 0 | 0 | 0 | 0 | 0 | 0 | 0 | 0 | 0 | 0 | 0 | 0 | 0 | 0 | 0 | 0 | 0 | 0 | 0 | 0 | 0 | 0 | 0 | 0 | 0 | 0 | 0 | 0 | 0 | 0 | 0 | 0 | 0 | 0 | 0 | 0
SDGE | Palomar Energy | 230 | 0 | 0 | 0 | 0 | 0 | 0 | 0 | 0 | 0 | 0 | 0 | 0 | 0 | 0 | 0 | 0 | 0 | 0 | 0 | 0 | 0 | 0 | 0 | 0 | 0 | 0 | 0 | 0 | 0 | 0 | 0 | 0 | 0 | 0 | 0 | 0 | 0 | 0 | 0 | 0 | 0 | 0 | 0 | 0 | 0 | 0 | 0 | 0 |  | 0 | 0 | 0 | 0 | 0 | 0 | 0 | 0 | 0 | 0 | 0 | 0 | 0 | 0 | 0 | 0 | 0 | 0 | 0 | 0 | 0 | 0 | 0 | 0 | 0 | 0 | 0 | 0 | 0 | 0 | 0 | 0 | 0 | 0 | 0 | 0 | 0 | 0 | 0 | 0 | 0 | 0 | 0 | 0 | 0 | 0 | 0 | 0 | 0 | 0 | 0 | 0
PG&E KERN | Panama | 70 | 0 | 0 | 0 | 0 | 0 | 0 | 0 | 0 | 0 | 0 | 0 | 0 | 0 | 0 | 0 | 0 | 0 | 0 | 0 | 0 | 0 | 0 | 0 | 0 | 0 | 0 | 0 | 0 | 0 | 0 | 0 | 0 | 0 | 0 | 0 | 0 | 0 | 0 | 0 | 0 | 0 | 0 | 0 | 0 | 0 | 0 | 0 | 0 |  | 0 | 0 | 0 | 0 | 0 | 0 | 0 | 0 | 0 | 0 | 0 | 0 | 0 | 0 | 0 | 0 | 0 | 0 | 0 | 0 | 0 | 0 | 0 | 0 | 0 | 0 | 0 | 0 | 0 | 0 | 0 | 0 | 0 | 0 | 0 | 0 | 0 | 0 | 0 | 0 | 0 | 0 | 0 | 0 | 0 | 0 | 0 | 0 | 0 | 0 | 0 | 0
PG&E FRESNO | Panoche | 115 | 0 | 0 | 0 | 0 | 0 | 0 | 0 | 0 | 0 | 0 | 0 | 0 | 119.9 | 119.9 | 0 | 0 | 0 | 0 | 0 | 0 | 0 | 0 | 0 | 0 | 124.9 | 119.9 | 0 | 0 | 0 | 0 | 0 | 0 | 0 | 0 | 0 | 0 | 124.9 | 119.9 | 0 | 0 | 0 | 0 | 0 | 0 | 0 | 0 | 0 | 0 |  | 119.9 | 119.9 | 0 | 0 | 0 | 0 | 0 | 0 | 0 | 0 | 0 | 0 | 124.9 | 119.9 | 0 | 0 | 0 | 0 | 0 | 0 | 0 | 0 | 0 | 0 | 124.9 | 119.9 | 0 | 0 | 0 | 0 | 0 | 0 | 0 | 0 | 0 | 0 | 200 | 0 | 0 | 0 | 0 | 0 | 0 | 0 | 200 | 0 | 0 | 0 | 0 | 0 | 0 | 0
PG&E FRESNO | Panoche | 230 | 0 | 0 | 0 | 0 | 0 | 0 | 0 | 0 | 0 | 0 | 0 | 0 | 0 | 0 | 0 | 0 | 0 | 0 | 0 | 0 | 0 | 0 | 0 | 0 | 0 | 0 | 0 | 0 | 0 | 0 | 0 | 0 | 0 | 0 | 0 | 0 | 0 | 0 | 0 | 0 | 0 | 0 | 0 | 0 | 0 | 0 | 0 | 0 |  | 0 | 0 | 0 | 0 | 0 | 0 | 0 | 0 | 0 | 0 | 0 | 0 | 0 | 0 | 0 | 0 | 0 | 0 | 0 | 0 | 0 | 0 | 0 | 0 | 0 | 0 | 0 | 0 | 0 | 0 | 0 | 0 | 0 | 0 | 0 | 0 | 2570 | 0 | 1900 | 0 | 0 | 0 | 0 | 0 | 1550 | 0 | 1400 | 0 | 0 | 0 | 0 | 0
SCE Northern | Pardee | 230 | 0 | 0 | 0 | 0 | 0 | 0 | 0 | 0 | 0 | 0 | 0 | 0 | 0 | 0 | 0 | 0 | 0 | 0 | 0 | 0 | 0 | 0 | 0 | 0 | 0 | 0 | 0 | 0 | 0 | 0 | 0 | 0 | 0 | 0 | 0 | 0 | 0 | 0 | 0 | 0 | 0 | 0 | 0 | 0 | 0 | 0 | 0 | 0 |  | 0 | 0 | 0 | 0 | 0 | 0 | 0 | 0 | 0 | 0 | 0 | 0 | 0 | 0 | 0 | 0 | 0 | 0 | 0 | 0 | 0 | 0 | 0 | 0 | 0 | 0 | 0 | 0 | 0 | 0 | 0 | 0 | 0 | 0 | 0 | 0 | 0 | 0 | 0 | 0 | 0 | 0 | 0 | 0 | 0 | 0 | 0 | 0 | 0 | 0 | 0 | 0
PG&E NGBA | Parkway | 230 | 0 | 0 | 0 | 0 | 0 | 0 | 0 | 0 | 0 | 0 | 0 | 0 | 0 | 0 | 0 | 0 | 0 | 0 | 0 | 0 | 0 | 0 | 0 | 0 | 0 | 0 | 0 | 0 | 0 | 0 | 0 | 0 | 0 | 0 | 0 | 0 | 0 | 0 | 0 | 0 | 0 | 0 | 0 | 0 | 0 | 0 | 0 | 0 |  | 0 | 0 | 0 | 0 | 0 | 0 | 0 | 0 | 0 | 0 | 0 | 0 | 0 | 0 | 0 | 0 | 0 | 0 | 0 | 0 | 0 | 0 | 0 | 0 | 0 | 0 | 0 | 0 | 0 | 0 | 0 | 0 | 0 | 0 | 0 | 0 | 0 | 0 | 0 | 0 | 0 | 0 | 0 | 0 | 0 | 0 | 0 | 0 | 0 | 0 | 0 | 0
SCE Northern | Pastoria | 230 | 0 | 0 | 0 | 0 | 1.875 | 0 | 0 | 0 | 0 | 0 | 0 | 0 | 0 | 0 | 0 | 0 | 1.875 | 0 | 0 | 0 | 0 | 0 | 0 | 0 | 0 | 0 | 0 | 0 | 1.875 | 0 | 0 | 0 | 0 | 0 | 0 | 0 | 0 | 0 | 0 | 0 | 1.875 | 0 | 0 | 0 | 0 | 0 | 0 | 0 |  | 0 | 0 | 0 | 0 | 1.875 | 0 | 0 | 0 | 0 | 0 | 0 | 0 | 0 | 0 | 0 | 0 | 1.875 | 0 | 0 | 0 | 0 | 0 | 0 | 0 | 0 | 0 | 0 | 0 | 1.875 | 0 | 0 | 0 | 0 | 0 | 0 | 0 | 1670 | 0 | 1050 | 0 | 0 | 0 | 0 | 0 | 1050 | 0 | 1050 | 0 | 0 | 0 | 0 | 0
SCE Metro | Pauda | 230 | 0 | 0 | 0 | 0 | 0 | 0 | 0 | 0 | 0 | 0 | 0 | 0 | 0 | 0 | 0 | 0 | 0 | 0 | 0 | 0 | 0 | 0 | 0 | 0 | 0 | 0 | 0 | 0 | 0 | 0 | 0 | 0 | 0 | 0 | 0 | 0 | 0 | 0 | 0 | 0 | 0 | 0 | 0 | 0 | 0 | 0 | 0 | 0 |  | 0 | 0 | 0 | 0 | 0 | 0 | 0 | 0 | 0 | 0 | 0 | 0 | 0 | 0 | 0 | 0 | 0 | 0 | 0 | 0 | 0 | 0 | 0 | 0 | 0 | 0 | 0 | 0 | 0 | 0 | 0 | 0 | 0 | 0 | 0 | 0 | 0 | 0 | 0 | 0 | 0 | 0 | 0 | 0 | 0 | 0 | 0 | 0 | 0 | 0 | 0 | 0
PG&E GBA | Paul Sweet | 115 | 0 | 0 | 0 | 0 | 0 | 0 | 0 | 0 | 0 | 0 | 0 | 0 | 0 | 0 | 0 | 0 | 0 | 0 | 0 | 0 | 0 | 0 | 0 | 0 | 0 | 0 | 0 | 0 | 0 | 0 | 0 | 0 | 0 | 0 | 0 | 0 | 0 | 0 | 0 | 0 | 0 | 0 | 0 | 0 | 0 | 0 | 0 | 0 |  | 0 | 0 | 0 | 0 | 0 | 0 | 0 | 0 | 0 | 0 | 0 | 0 | 0 | 0 | 0 | 0 | 0 | 0 | 0 | 0 | 0 | 0 | 0 | 0 | 0 | 0 | 0 | 0 | 0 | 0 | 0 | 0 | 0 | 0 | 0 | 0 | 0 | 0 | 0 | 0 | 0 | 0 | 0 | 0 | 0 | 0 | 0 | 0 | 0 | 0 | 0 | 0
PG&E NGBA | Peabody | 230 | 0 | 0 | 0 | 0 | 0 | 0 | 0 | 0 | 0 | 0 | 0 | 0 | 0 | 0 | 0 | 0 | 0 | 0 | 0 | 0 | 0 | 0 | 0 | 0 | 0 | 0 | 0 | 0 | 0 | 0 | 0 | 0 | 0 | 0 | 0 | 0 | 0 | 0 | 0 | 0 | 0 | 0 | 0 | 0 | 0 | 0 | 0 | 0 |  | 0 | 0 | 0 | 0 | 0 | 0 | 0 | 0 | 0 | 0 | 0 | 0 | 0 | 0 | 0 | 0 | 0 | 0 | 0 | 0 | 0 | 0 | 0 | 0 | 0 | 0 | 0 | 0 | 0 | 0 | 0 | 0 | 0 | 0 | 0 | 0 | 600 | 0 | 400 | 0 | 0 | 0 | 0 | 0 | 200 | 0 | 0 | 0 | 0 | 0 | 0 | 0
PG&E NGBA | Pease | 115 | 0 | 0 | 0 | 0 | 0 | 0 | 0 | 0 | 0 | 0 | 0 | 0 | 0 | 0 | 0 | 0 | 0 | 0 | 0 | 0 | 0 | 0 | 0 | 0 | 0 | 0 | 0 | 0 | 0 | 0 | 0 | 0 | 0 | 0 | 0 | 0 | 0 | 0 | 0 | 0 | 0 | 0 | 0 | 0 | 0 | 0 | 0 | 0 |  | 0 | 0 | 0 | 0 | 0 | 0 | 0 | 0 | 0 | 0 | 0 | 0 | 0 | 0 | 0 | 0 | 0 | 0 | 0 | 0 | 0 | 0 | 0 | 0 | 0 | 0 | 0 | 0 | 0 | 0 | 0 | 0 | 0 | 0 | 0 | 0 | 0 | 0 | 0 | 0 | 0 | 0 | 0 | 0 | 0 | 0 | 0 | 0 | 0 | 0 | 0 | 0
PG&E NGBA | Pease | 60 | 0 | 0 | 0 | 0 | 0 | 0 | 0 | 0 | 0 | 0 | 0 | 0 | 0 | 0 | 0 | 0 | 0 | 0 | 0 | 0 | 0 | 0 | 0 | 0 | 50.5 | 0 | 0 | 0 | 0 | 0 | 0 | 0 | 0 | 0 | 0 | 0 | 50.5 | 0 | 0 | 0 | 0 | 0 | 0 | 0 | 0 | 0 | 0 | 0 |  | 0 | 0 | 0 | 0 | 0 | 0 | 0 | 0 | 0 | 0 | 0 | 0 | 50.5 | 0 | 0 | 0 | 0 | 0 | 0 | 0 | 0 | 0 | 0 | 0 | 50.5 | 0 | 0 | 0 | 0 | 0 | 0 | 0 | 0 | 0 | 0 | 0 | 0 | 0 | 0 | 0 | 0 | 0 | 0 | 0 | 0 | 0 | 0 | 0 | 0 | 0 | 0 | 0
SDGE | Penasquitos | 138 | 0 | 0 | 0 | 0 | 0 | 0 | 0 | 0 | 0 | 0 | 0 | 0 | 0 | 0 | 0 | 0 | 0 | 0 | 0 | 0 | 0 | 0 | 0 | 0 | 0 | 0 | 0 | 0 | 0 | 0 | 0 | 0 | 0 | 0 | 0 | 0 | 0 | 0 | 0 | 0 | 0 | 0 | 0 | 0 | 0 | 0 | 0 | 0 |  | 0 | 0 | 0 | 0 | 0 | 0 | 0 | 0 | 0 | 0 | 0 | 0 | 0 | 0 | 0 | 0 | 0 | 0 | 0 | 0 | 0 | 0 | 0 | 0 | 0 | 0 | 0 | 0 | 0 | 0 | 0 | 0 | 0 | 0 | 0 | 0 | 0 | 0 | 0 | 0 | 0 | 0 | 0 | 0 | 0 | 0 | 0 | 0 | 0 | 0 | 0 | 0
SDGE | Penasquitos | 230 | 0 | 0 | 0 | 0 | 0 | 0 | 0 | 0 | 0 | 0 | 0 | 0 | 0 | 0 | 0 | 0 | 0 | 0 | 0 | 0 | 0 | 0 | 0 | 0 | 0 | 0 | 0 | 0 | 0 | 0 | 0 | 0 | 0 | 0 | 0 | 0 | 0 | 0 | 0 | 0 | 0 | 0 | 0 | 0 | 0 | 0 | 0 | 0 |  | 0 | 0 | 0 | 0 | 0 | 0 | 0 | 0 | 0 | 0 | 0 | 0 | 0 | 0 | 0 | 0 | 0 | 0 | 0 | 0 | 0 | 0 | 0 | 0 | 0 | 0 | 0 | 0 | 0 | 0 | 0 | 0 | 0 | 0 | 0 | 0 | 0 | 0 | 0 | 0 | 0 | 0 | 0 | 0 | 0 | 0 | 0 | 0 | 0 | 0 | 0 | 0
SDGE | Penasquitos | 69 | 0 | 0 | 0 | 0 | 0 | 0 | 0 | 0 | 0 | 0 | 0 | 0 | 0 | 0 | 0 | 0 | 0 | 0 | 0 | 0 | 0 | 0 | 0 | 0 | 0 | 0 | 0 | 0 | 0 | 0 | 0 | 0 | 0 | 0 | 0 | 0 | 0 | 0 | 0 | 0 | 0 | 0 | 0 | 0 | 0 | 0 | 0 | 0 |  | 0 | 0 | 0 | 0 | 0 | 0 | 0 | 0 | 0 | 0 | 0 | 0 | 0 | 0 | 0 | 0 | 0 | 0 | 0 | 0 | 0 | 0 | 0 | 0 | 0 | 0 | 0 | 0 | 0 | 0 | 0 | 0 | 0 | 0 | 0 | 0 | 0 | 0 | 0 | 0 | 0 | 0 | 0 | 0 | 0 | 0 | 0 | 0 | 0 | 0 | 0 | 0
SDGE | Pendleton | 69 | 0 | 0 | 0 | 0 | 0 | 0 | 0 | 0 | 0 | 0 | 0 | 0 | 0 | 0 | 0 | 0 | 0 | 0 | 0 | 0 | 0 | 0 | 0 | 0 | 0 | 0 | 0 | 0 | 0 | 0 | 0 | 0 | 0 | 0 | 0 | 0 | 0 | 0 | 0 | 0 | 0 | 0 | 0 | 0 | 0 | 0 | 0 | 0 |  | 0 | 0 | 0 | 0 | 0 | 0 | 0 | 0 | 0 | 0 | 0 | 0 | 0 | 0 | 0 | 0 | 0 | 0 | 0 | 0 | 0 | 0 | 0 | 0 | 0 | 0 | 0 | 0 | 0 | 0 | 0 | 0 | 0 | 0 | 0 | 0 | 0 | 0 | 0 | 0 | 0 | 0 | 0 | 0 | 0 | 0 | 0 | 0 | 0 | 0 | 0 | 0
PG&E NGBA | Penngrove | 115 | 0 | 0 | 0 | 0 | 0 | 0 | 0 | 0 | 0 | 0 | 0 | 0 | 0 | 0 | 0 | 0 | 0 | 0 | 0 | 0 | 0 | 0 | 0 | 0 | 0 | 0 | 0 | 0 | 0 | 0 | 0 | 0 | 0 | 0 | 0 | 0 | 0 | 0 | 0 | 0 | 0 | 0 | 0 | 0 | 0 | 0 | 0 | 0 |  | 0 | 0 | 0 | 0 | 0 | 0 | 0 | 0 | 0 | 0 | 0 | 0 | 0 | 0 | 0 | 0 | 0 | 0 | 0 | 0 | 0 | 0 | 0 | 0 | 0 | 0 | 0 | 0 | 0 | 0 | 0 | 0 | 0 | 0 | 0 | 0 | 0 | 0 | 0 | 0 | 0 | 0 | 0 | 0 | 0 | 0 | 0 | 0 | 0 | 0 | 0 | 0
PG&E GBA | Peoria | 115 | 0 | 0 | 0 | 0 | 0 | 0 | 0 | 0 | 0 | 0 | 0 | 0 | 0 | 0 | 0 | 0 | 0 | 0 | 0 | 0 | 0 | 0 | 0 | 0 | 0 | 0 | 0 | 0 | 0 | 0 | 0 | 0 | 0 | 0 | 0 | 0 | 0 | 0 | 0 | 0 | 0 | 0 | 0 | 0 | 0 | 0 | 0 | 0 |  | 0 | 0 | 0 | 0 | 0 | 0 | 0 | 0 | 0 | 0 | 0 | 0 | 0 | 0 | 0 | 0 | 0 | 0 | 0 | 0 | 0 | 0 | 0 | 0 | 0 | 0 | 0 | 0 | 0 | 0 | 0 | 0 | 0 | 0 | 0 | 0 | 0 | 0 | 0 | 0 | 0 | 0 | 0 | 0 | 0 | 0 | 0 | 0 | 0 | 0 | 0 | 0
PG&E GBA | Piercy | 115 | 0 | 0 | 0 | 0 | 0 | 0 | 0 | 0 | 0 | 0 | 0 | 0 | 0 | 0 | 0 | 0 | 0 | 0 | 0 | 0 | 0 | 0 | 0 | 0 | 0 | 0 | 0 | 0 | 0 | 0 | 0 | 0 | 0 | 0 | 0 | 0 | 0 | 0 | 0 | 0 | 0 | 0 | 0 | 0 | 0 | 0 | 0 | 0 |  | 0 | 0 | 0 | 0 | 0 | 0 | 0 | 0 | 0 | 0 | 0 | 0 | 0 | 0 | 0 | 0 | 0 | 0 | 0 | 0 | 0 | 0 | 0 | 0 | 0 | 0 | 0 | 0 | 0 | 0 | 0 | 0 | 0 | 0 | 0 | 0 | 0 | 0 | 0 | 0 | 0 | 0 | 0 | 0 | 0 | 0 | 0 | 0 | 0 | 0 | 0 | 0
PG&E FRESNO | Pine Flat | 230 | 0 | 0 | 0 | 0 | 0 | 0 | 0 | 0 | 0 | 0 | 0 | 0 | 0 | 0 | 0 | 0 | 0 | 0 | 0 | 0 | 0 | 0 | 0 | 0 | 0 | 0 | 0 | 0 | 0 | 0 | 0 | 0 | 0 | 0 | 0 | 0 | 0 | 0 | 0 | 0 | 0 | 0 | 0 | 0 | 0 | 0 | 0 | 0 |  | 0 | 0 | 0 | 0 | 0 | 0 | 0 | 0 | 0 | 0 | 0 | 0 | 0 | 0 | 0 | 0 | 0 | 0 | 0 | 0 | 0 | 0 | 0 | 0 | 0 | 0 | 0 | 0 | 0 | 0 | 0 | 0 | 0 | 0 | 0 | 0 | 0 | 0 | 0 | 0 | 0 | 0 | 0 | 0 | 0 | 0 | 0 | 0 | 0 | 0 | 0 | 0
SCE NOL | Pisgah | 230 | 0 | 0 | 0 | 0 | 0 | 0 | 0 | 0 | 0 | 0 | 0 | 0 | 0 | 0 | 0 | 0 | 0 | 0 | 0 | 0 | 0 | 0 | 0 | 0 | 312.96 | 240 | 0 | 0 | 312.96 | 0 | 0 | 0 | 0 | 0 | 0 | 0 | 312.96 | 240 | 0 | 0 | 312.96 | 0 | 0 | 0 | 0 | 0 | 0 | 0 |  | 0 | 0 | 0 | 0 | 0 | 0 | 0 | 0 | 0 | 0 | 0 | 0 | 0 | 0 | 0 | 0 | 0 | 0 | 0 | 0 | 0 | 0 | 0 | 0 | 0 | 0 | 0 | 0 | 0 | 0 | 0 | 0 | 0 | 0 | 0 | 0 | 2850.8 | 0 | 1700.8 | 0 | 0 | 0 | 0 | 0 | 2850.8 | 0 | 1700.8 | 0 | 0 | 0 | 0 | 0
PG&E NGBA | Pit 1 | 230 | 0 | 0 | 0 | 0 | 0 | 0 | 0 | 0 | 0 | 0 | 0 | 0 | 0 | 0 | 0 | 0 | 0 | 0 | 0 | 0 | 0 | 0 | 0 | 0 | 0 | 0 | 0 | 0 | 0 | 0 | 0 | 0 | 0 | 0 | 0 | 0 | 0 | 0 | 0 | 0 | 0 | 0 | 0 | 0 | 0 | 0 | 0 | 0 |  | 0 | 0 | 0 | 0 | 0 | 0 | 0 | 0 | 0 | 0 | 0 | 0 | 0 | 0 | 0 | 0 | 0 | 0 | 0 | 0 | 0 | 0 | 0 | 0 | 0 | 0 | 0 | 0 | 0 | 0 | 0 | 0 | 0 | 0 | 0 | 0 | 200 | 0 | 200 | 0 | 0 | 0 | 0 | 0 | 0 | 0 | 0 | 0 | 0 | 0 | 0 | 0
PG&E NGBA | Pit 1 | 60 | 0 | 0 | 0 | 0 | 0 | 0 | 0 | 0 | 0 | 0 | 0 | 0 | 0 | 0 | 0 | 0 | 0 | 0 | 0 | 0 | 0 | 0 | 0 | 0 | 0 | 0 | 0 | 0 | 0 | 0 | 0 | 0 | 0 | 0 | 0 | 0 | 0 | 0 | 0 | 0 | 0 | 0 | 0 | 0 | 0 | 0 | 0 | 0 |  | 0 | 0 | 0 | 0 | 0 | 0 | 0 | 0 | 0 | 0 | 0 | 0 | 0 | 0 | 0 | 0 | 0 | 0 | 0 | 0 | 0 | 0 | 0 | 0 | 0 | 0 | 0 | 0 | 0 | 0 | 0 | 0 | 0 | 0 | 0 | 0 | 0 | 0 | 0 | 0 | 0 | 0 | 0 | 0 | 0 | 0 | 0 | 0 | 0 | 0 | 0 | 0
PG&E NGBA | Pit 3 | 230 | 0 | 0 | 0 | 0 | 0 | 0 | 0 | 0 | 0 | 0 | 0 | 0 | 0 | 0 | 0 | 0 | 0 | 0 | 0 | 0 | 0 | 0 | 0 | 0 | 0 | 0 | 0 | 0 | 0 | 0 | 0 | 0 | 0 | 0 | 0 | 0 | 0 | 0 | 0 | 0 | 0 | 0 | 0 | 0 | 0 | 0 | 0 | 0 |  | 0 | 0 | 0 | 0 | 0 | 0 | 0 | 0 | 0 | 0 | 0 | 0 | 0 | 0 | 0 | 0 | 0 | 0 | 0 | 0 | 0 | 0 | 0 | 0 | 0 | 0 | 0 | 0 | 0 | 0 | 0 | 0 | 0 | 0 | 0 | 0 | 0 | 0 | 0 | 0 | 0 | 0 | 0 | 0 | 0 | 0 | 0 | 0 | 0 | 0 | 0 | 0
PG&E NGBA | Pit 4 | 230 | 0 | 0 | 0 | 0 | 0 | 0 | 0 | 0 | 0 | 0 | 0 | 0 | 0 | 0 | 0 | 0 | 0 | 0 | 0 | 0 | 0 | 0 | 0 | 0 | 0 | 0 | 0 | 0 | 0 | 0 | 0 | 0 | 0 | 0 | 0 | 0 | 0 | 0 | 0 | 0 | 0 | 0 | 0 | 0 | 0 | 0 | 0 | 0 |  | 0 | 0 | 0 | 0 | 0 | 0 | 0 | 0 | 0 | 0 | 0 | 0 | 0 | 0 | 0 | 0 | 0 | 0 | 0 | 0 | 0 | 0 | 0 | 0 | 0 | 0 | 0 | 0 | 0 | 0 | 0 | 0 | 0 | 0 | 0 | 0 | 0 | 0 | 0 | 0 | 0 | 0 | 0 | 0 | 0 | 0 | 0 | 0 | 0 | 0 | 0 | 0
PG&E GBA | Pittsburg | 115 | 0 | 0 | 0 | 0 | 0 | 0 | 0 | 0 | 0 | 0 | 0 | 0 | 0 | 0 | 0 | 0 | 0 | 0 | 0 | 0 | 0 | 0 | 0 | 0 | 353.2 | 325 | 0 | 0 | 0 | 0 | 0 | 0 | 0 | 0 | 0 | 0 | 353.2 | 325 | 0 | 0 | 0 | 0 | 0 | 0 | 0 | 0 | 0 | 0 |  | 0 | 0 | 0 | 0 | 0 | 0 | 0 | 0 | 0 | 0 | 0 | 0 | 0 | 0 | 0 | 0 | 0 | 0 | 0 | 0 | 0 | 0 | 0 | 0 | 0 | 0 | 0 | 0 | 0 | 0 | 0 | 0 | 0 | 0 | 0 | 0 | 0 | 0 | 0 | 0 | 0 | 0 | 0 | 0 | 0 | 0 | 0 | 0 | 0 | 0 | 0 | 0
PG&E GBA | Pittsburg | 230 | 675 | 0 | 0 | 0 | 0 | 0 | 0 | 0 | 0 | 0 | 0 | 0 | 675 | 0 | 0 | 0 | 0 | 0 | 0 | 0 | 0 | 0 | 0 | 0 | 1358.4 | 175 | 0 | 0 | 0 | 0 | 0 | 0 | 0 | 0 | 0 | 0 | 1358.4 | 175 | 0 | 0 | 0 | 0 | 0 | 0 | 0 | 0 | 0 | 0 |  | 675 | 0 | 0 | 0 | 0 | 0 | 0 | 0 | 0 | 0 | 0 | 0 | 675 | 0 | 0 | 0 | 0 | 0 | 0 | 0 | 0 | 0 | 0 | 0 | 675 | 0 | 0 | 0 | 0 | 0 | 0 | 0 | 0 | 0 | 0 | 0 | 550 | 0 | 0 | 0 | 0 | 0 | 0 | 0 | 550 | 0 | 0 | 0 | 0 | 0 | 0 | 0
PG&E NGBA | Pleasant Grove | 115 | 0 | 0 | 0 | 0 | 0 | 0 | 0 | 0 | 0 | 0 | 0 | 0 | 0 | 0 | 0 | 0 | 0 | 0 | 0 | 0 | 0 | 0 | 0 | 0 | 0 | 0 | 0 | 0 | 0 | 0 | 0 | 0 | 0 | 0 | 0 | 0 | 0 | 0 | 0 | 0 | 0 | 0 | 0 | 0 | 0 | 0 | 0 | 0 |  | 0 | 0 | 0 | 0 | 0 | 0 | 0 | 0 | 0 | 0 | 0 | 0 | 0 | 0 | 0 | 0 | 0 | 0 | 0 | 0 | 0 | 0 | 0 | 0 | 0 | 0 | 0 | 0 | 0 | 0 | 0 | 0 | 0 | 0 | 0 | 0 | 0 | 0 | 0 | 0 | 0 | 0 | 0 | 0 | 0 | 0 | 0 | 0 | 0 | 0 | 0 | 0
PG&E NGBA | POE | 230 | 0 | 0 | 0 | 0 | 0 | 0 | 0 | 0 | 0 | 0 | 0 | 0 | 0 | 0 | 0 | 0 | 0 | 0 | 0 | 0 | 0 | 0 | 0 | 0 | 0 | 0 | 0 | 0 | 0 | 0 | 0 | 0 | 0 | 0 | 0 | 0 | 0 | 0 | 0 | 0 | 0 | 0 | 0 | 0 | 0 | 0 | 0 | 0 |  | 0 | 0 | 0 | 0 | 0 | 0 | 0 | 0 | 0 | 0 | 0 | 0 | 0 | 0 | 0 | 0 | 0 | 0 | 0 | 0 | 0 | 0 | 0 | 0 | 0 | 0 | 0 | 0 | 0 | 0 | 0 | 0 | 0 | 0 | 0 | 0 | 0 | 0 | 0 | 0 | 0 | 0 | 0 | 0 | 0 | 0 | 0 | 0 | 0 | 0 | 0 | 0
SDGE | Point Loma | 69 | 0 | 0 | 0 | 0 | 0 | 0 | 0 | 0 | 0 | 0 | 0 | 0 | 0 | 0 | 0 | 0 | 0 | 0 | 0 | 0 | 0 | 0 | 0 | 0 | 26.6 | 0 | 0 | 0 | 0 | 0 | 0 | 0 | 0 | 0 | 0 | 0 | 26.6 | 0 | 0 | 0 | 0 | 0 | 0 | 0 | 0 | 0 | 0 | 0 |  | 0 | 0 | 0 | 0 | 0 | 0 | 0 | 0 | 0 | 0 | 0 | 0 | 26.6 | 0 | 0 | 0 | 0 | 0 | 0 | 0 | 0 | 0 | 0 | 0 | 26.6 | 0 | 0 | 0 | 0 | 0 | 0 | 0 | 0 | 0 | 0 | 0 | 0 | 0 | 0 | 0 | 0 | 0 | 0 | 0 | 0 | 0 | 0 | 0 | 0 | 0 | 0 | 0
SDGE | Pomerado | 69 | 0 | 0 | 0 | 0 | 0 | 0 | 0 | 0 | 0 | 0 | 0 | 0 | 0 | 0 | 0 | 0 | 0 | 0 | 0 | 0 | 0 | 0 | 0 | 0 | 0 | 0 | 0 | 0 | 0 | 0 | 0 | 0 | 0 | 0 | 0 | 0 | 0 | 0 | 0 | 0 | 0 | 0 | 0 | 0 | 0 | 0 | 0 | 0 |  | 0 | 0 | 0 | 0 | 0 | 0 | 0 | 0 | 0 | 0 | 0 | 0 | 0 | 0 | 0 | 0 | 0 | 0 | 0 | 0 | 0 | 0 | 0 | 0 | 0 | 0 | 0 | 0 | 0 | 0 | 0 | 0 | 0 | 0 | 0 | 0 | 0 | 0 | 0 | 0 | 0 | 0 | 0 | 0 | 0 | 0 | 0 | 0 | 0 | 0 | 0 | 0
PG&E KERN | Poso Mountain | 115 | 0 | 0 | 0 | 0 | 0 | 0 | 0 | 0 | 0 | 0 | 0 | 0 | 0 | 0 | 0 | 0 | 0 | 0 | 0 | 0 | 0 | 0 | 0 | 0 | 0 | 0 | 0 | 0 | 0 | 0 | 0 | 0 | 0 | 0 | 0 | 0 | 0 | 0 | 0 | 0 | 0 | 0 | 0 | 0 | 0 | 0 | 0 | 0 |  | 0 | 0 | 0 | 0 | 0 | 0 | 0 | 0 | 0 | 0 | 0 | 0 | 0 | 0 | 0 | 0 | 0 | 0 | 0 | 0 | 0 | 0 | 0 | 0 | 0 | 0 | 0 | 0 | 0 | 0 | 0 | 0 | 0 | 0 | 0 | 0 | 0 | 0 | 0 | 0 | 0 | 0 | 0 | 0 | 0 | 0 | 0 | 0 | 0 | 0 | 0 | 0
EOP | Primm | 230 | 0 | 0 | 0 | 0 | 0 | 0 | 0 | 0 | 0 | 0 | 0 | 0 | 0 | 0 | 0 | 0 | 0 | 0 | 0 | 0 | 0 | 0 | 0 | 0 | 0 | 0 | 0 | 0 | 0 | 0 | 0 | 0 | 0 | 0 | 0 | 0 | 0 | 0 | 0 | 0 | 0 | 0 | 0 | 0 | 0 | 0 | 0 | 0 |  | 0 | 0 | 0 | 0 | 0 | 0 | 0 | 0 | 0 | 0 | 0 | 0 | 0 | 0 | 0 | 0 | 0 | 0 | 0 | 0 | 0 | 0 | 0 | 0 | 0 | 0 | 0 | 0 | 0 | 0 | 0 | 0 | 0 | 0 | 0 | 0 | 500 | 0 | 0 | 0 | 0 | 0 | 0 | 0 | 500 | 0 | 0 | 0 | 0 | 0 | 0 | 0
PG&E NGBA | Putah Creek | 115 | 0 | 0 | 0 | 0 | 0 | 0 | 0 | 0 | 0 | 0 | 0 | 0 | 0 | 0 | 0 | 0 | 0 | 0 | 0 | 0 | 0 | 0 | 0 | 0 | 0 | 0 | 0 | 0 | 0 | 0 | 0 | 0 | 0 | 0 | 0 | 0 | 0 | 0 | 0 | 0 | 0 | 0 | 0 | 0 | 0 | 0 | 0 | 0 |  | 0 | 0 | 0 | 0 | 0 | 0 | 0 | 0 | 0 | 0 | 0 | 0 | 0 | 0 | 0 | 0 | 0 | 0 | 0 | 0 | 0 | 0 | 0 | 0 | 0 | 0 | 0 | 0 | 0 | 0 | 0 | 0 | 0 | 0 | 0 | 0 | 0 | 0 | 0 | 0 | 0 | 0 | 0 | 0 | 0 | 0 | 0 | 0 | 0 | 0 | 0 | 0
SDGE | Q1806 | 138 | 0 | 0 | 0 | 0 | 0 | 0 | 0 | 0 | 0 | 0 | 0 | 0 | 0 | 0 | 0 | 0 | 0 | 0 | 0 | 0 | 0 | 0 | 0 | 0 | 0 | 0 | 0 | 0 | 0 | 0 | 0 | 0 | 0 | 0 | 0 | 0 | 0 | 0 | 0 | 0 | 0 | 0 | 0 | 0 | 0 | 0 | 0 | 0 |  | 0 | 0 | 0 | 0 | 0 | 0 | 0 | 0 | 0 | 0 | 0 | 0 | 0 | 0 | 0 | 0 | 0 | 0 | 0 | 0 | 0 | 0 | 0 | 0 | 0 | 0 | 0 | 0 | 0 | 0 | 0 | 0 | 0 | 0 | 0 | 0 | 0 | 0 | 0 | 0 | 0 | 0 | 0 | 0 | 0 | 0 | 0 | 0 | 0 | 0 | 0 | 0
PG&E FRESNO | Quinto | 230 | 0 | 0 | 0 | 0 | 0 | 0 | 0 | 0 | 0 | 0 | 0 | 0 | 0 | 0 | 0 | 0 | 0 | 0 | 0 | 0 | 0 | 0 | 0 | 0 | 158.5678 | 150 | 0 | 0 | 158.9783 | 0 | 0 | 0 | 0 | 0 | 0 | 0 | 158.5678 | 150 | 0 | 0 | 158.9783 | 0 | 0 | 0 | 0 | 0 | 0 | 0 |  | 0 | 0 | 0 | 0 | 0 | 0 | 0 | 0 | 0 | 0 | 0 | 0 | 158.5678 | 150 | 0 | 0 | 158.9783 | 0 | 0 | 0 | 0 | 0 | 0 | 0 | 158.5678 | 150 | 0 | 0 | 158.9783 | 0 | 0 | 0 | 0 | 0 | 0 | 0 | 705.48 | 0 | 300 | 0 | 0 | 0 | 0 | 0 | 705.48 | 0 | 300 | 0 | 0 | 0 | 0 | 0
PG&E GBA | Race Track | 115 | 0 | 0 | 0 | 0 | 0 | 0 | 0 | 0 | 0 | 0 | 0 | 0 | 0 | 0 | 0 | 0 | 0 | 0 | 0 | 0 | 0 | 0 | 0 | 0 | 0 | 0 | 0 | 0 | 0 | 0 | 0 | 0 | 0 | 0 | 0 | 0 | 0 | 0 | 0 | 0 | 0 | 0 | 0 | 0 | 0 | 0 | 0 | 0 |  | 0 | 0 | 0 | 0 | 0 | 0 | 0 | 0 | 0 | 0 | 0 | 0 | 0 | 0 | 0 | 0 | 0 | 0 | 0 | 0 | 0 | 0 | 0 | 0 | 0 | 0 | 0 | 0 | 0 | 0 | 0 | 0 | 0 | 0 | 0 | 0 | 0 | 0 | 0 | 0 | 0 | 0 | 0 | 0 | 0 | 0 | 0 | 0 | 0 | 0 | 0 | 0
SDGE | Rancho Mission Viejo | 138 | 0 | 0 | 0 | 0 | 0 | 0 | 0 | 0 | 0 | 0 | 0 | 0 | 0 | 0 | 0 | 0 | 0 | 0 | 0 | 0 | 0 | 0 | 0 | 0 | 0 | 0 | 0 | 0 | 0 | 0 | 0 | 0 | 0 | 0 | 0 | 0 | 0 | 0 | 0 | 0 | 0 | 0 | 0 | 0 | 0 | 0 | 0 | 0 |  | 0 | 0 | 0 | 0 | 0 | 0 | 0 | 0 | 0 | 0 | 0 | 0 | 0 | 0 | 0 | 0 | 0 | 0 | 0 | 0 | 0 | 0 | 0 | 0 | 0 | 0 | 0 | 0 | 0 | 0 | 0 | 0 | 0 | 0 | 0 | 0 | 200 | 0 | 0 | 0 | 0 | 0 | 0 | 0 | 200 | 0 | 0 | 0 | 0 | 0 | 0 | 0
PG&E GBA | Rancho Seco | 230 | 0 | 0 | 0 | 0 | 0 | 0 | 0 | 0 | 0 | 0 | 0 | 0 | 0 | 0 | 0 | 0 | 0 | 0 | 0 | 0 | 0 | 0 | 0 | 0 | 0 | 0 | 0 | 0 | 0 | 0 | 0 | 0 | 0 | 0 | 0 | 0 | 0 | 0 | 0 | 0 | 0 | 0 | 0 | 0 | 0 | 0 | 0 | 0 |  | 0 | 0 | 0 | 0 | 0 | 0 | 0 | 0 | 0 | 0 | 0 | 0 | 0 | 0 | 0 | 0 | 0 | 0 | 0 | 0 | 0 | 0 | 0 | 0 | 0 | 0 | 0 | 0 | 0 | 0 | 0 | 0 | 0 | 0 | 0 | 0 | 0 | 0 | 0 | 0 | 0 | 0 | 0 | 0 | 0 | 0 | 0 | 0 | 0 | 0 | 0 | 0
SCE Metro | Rancho Vista | 230 | 0 | 0 | 0 | 0 | 0 | 0 | 0 | 0 | 0 | 0 | 0 | 0 | 0 | 0 | 0 | 0 | 0 | 0 | 0 | 0 | 0 | 0 | 0 | 0 | 0 | 0 | 0 | 0 | 0 | 0 | 0 | 0 | 0 | 0 | 0 | 0 | 0 | 0 | 0 | 0 | 0 | 0 | 0 | 0 | 0 | 0 | 0 | 0 |  | 0 | 0 | 0 | 0 | 0 | 0 | 0 | 0 | 0 | 0 | 0 | 0 | 0 | 0 | 0 | 0 | 0 | 0 | 0 | 0 | 0 | 0 | 0 | 0 | 0 | 0 | 0 | 0 | 0 | 0 | 0 | 0 | 0 | 0 | 0 | 0 | 0 | 0 | 0 | 0 | 0 | 0 | 0 | 0 | 0 | 0 | 0 | 0 | 0 | 0 | 0 | 0
SCE Metro | Rancho Vista | 500 | 0 | 0 | 0 | 0 | 0 | 0 | 0 | 0 | 0 | 0 | 0 | 0 | 0 | 0 | 0 | 0 | 0 | 0 | 0 | 0 | 0 | 0 | 0 | 0 | 0 | 0 | 0 | 0 | 0 | 0 | 0 | 0 | 0 | 0 | 0 | 0 | 0 | 0 | 0 | 0 | 0 | 0 | 0 | 0 | 0 | 0 | 0 | 0 |  | 0 | 0 | 0 | 0 | 0 | 0 | 0 | 0 | 0 | 0 | 0 | 0 | 0 | 0 | 0 | 0 | 0 | 0 | 0 | 0 | 0 | 0 | 0 | 0 | 0 | 0 | 0 | 0 | 0 | 0 | 0 | 0 | 0 | 0 | 0 | 0 | 0 | 0 | 0 | 0 | 0 | 0 | 0 | 0 | 0 | 0 | 0 | 0 | 0 | 0 | 0 | 0
SCE NOL | Ransburg | 115 | 0 | 0 | 0 | 0 | 0 | 0 | 0 | 0 | 0 | 0 | 0 | 0 | 0 | 0 | 0 | 0 | 0 | 0 | 0 | 0 | 0 | 0 | 0 | 0 | 0 | 0 | 0 | 0 | 0 | 0 | 0 | 0 | 0 | 0 | 0 | 0 | 0 | 0 | 0 | 0 | 0 | 0 | 0 | 0 | 0 | 0 | 0 | 0 |  | 0 | 0 | 0 | 0 | 0 | 0 | 0 | 0 | 0 | 0 | 0 | 0 | 0 | 0 | 0 | 0 | 0 | 0 | 0 | 0 | 0 | 0 | 0 | 0 | 0 | 0 | 0 | 0 | 0 | 0 | 0 | 0 | 0 | 0 | 0 | 0 | 0 | 0 | 0 | 0 | 0 | 0 | 0 | 0 | 0 | 0 | 0 | 0 | 0 | 0 | 0 | 0
PG&E GBA | Ravenswood | 115 | 0 | 0 | 0 | 0 | 0 | 0 | 0 | 0 | 0 | 0 | 0 | 0 | 0 | 0 | 0 | 0 | 0 | 0 | 0 | 0 | 0 | 0 | 0 | 0 | 0 | 0 | 0 | 0 | 0 | 0 | 0 | 0 | 0 | 0 | 0 | 0 | 0 | 0 | 0 | 0 | 0 | 0 | 0 | 0 | 0 | 0 | 0 | 0 |  | 0 | 0 | 0 | 0 | 0 | 0 | 0 | 0 | 0 | 0 | 0 | 0 | 0 | 0 | 0 | 0 | 0 | 0 | 0 | 0 | 0 | 0 | 0 | 0 | 0 | 0 | 0 | 0 | 0 | 0 | 0 | 0 | 0 | 0 | 0 | 0 | 370 | 0 | 0 | 0 | 0 | 0 | 0 | 0 | 370 | 0 | 0 | 0 | 0 | 0 | 0 | 0
PG&E GBA | Ravenswood | 230 | 0 | 0 | 0 | 0 | 0 | 0 | 0 | 0 | 0 | 0 | 0 | 0 | 0 | 0 | 0 | 0 | 0 | 0 | 0 | 0 | 0 | 0 | 0 | 0 | 0 | 0 | 0 | 0 | 0 | 0 | 0 | 0 | 0 | 0 | 0 | 0 | 0 | 0 | 0 | 0 | 0 | 0 | 0 | 0 | 0 | 0 | 0 | 0 |  | 0 | 0 | 0 | 0 | 0 | 0 | 0 | 0 | 0 | 0 | 0 | 0 | 0 | 0 | 0 | 0 | 0 | 0 | 0 | 0 | 0 | 0 | 0 | 0 | 0 | 0 | 0 | 0 | 0 | 0 | 0 | 0 | 0 | 0 | 0 | 0 | 0 | 0 | 0 | 0 | 0 | 0 | 0 | 0 | 0 | 0 | 0 | 0 | 0 | 0 | 0 | 0
SCE Northern | Rector | 230 | 0 | 0 | 0 | 0 | 0 | 0 | 0 | 0 | 0 | 0 | 0 | 0 | 0 | 0 | 0 | 0 | 0 | 0 | 0 | 0 | 0 | 0 | 0 | 0 | 627.1983 | 0 | 0 | 0 | 215.4124 | 0 | 0 | 0 | 0 | 0 | 0 | 0 | 627.1983 | 0 | 0 | 0 | 215.4124 | 0 | 0 | 0 | 0 | 0 | 0 | 0 |  | 0 | 0 | 0 | 0 | 0 | 0 | 0 | 0 | 0 | 0 | 0 | 0 | 475.0983 | 0 | 0 | 0 | 215.4124 | 0 | 0 | 0 | 0 | 0 | 0 | 0 | 475.0983 | 0 | 0 | 0 | 215.4124 | 0 | 0 | 0 | 0 | 0 | 0 | 0 | 300 | 0 | 0 | 0 | 0 | 0 | 0 | 0 | 300 | 0 | 0 | 0 | 0 | 0 | 0 | 0
SCE Eastern | Red Bluff | 230 | 420 | 420 | 0 | 0 | 8 | 0 | 0 | 0 | 0 | 0 | 0 | 0 | 537 | 537 | 0 | 0 | 134.2907 | 0 | 0 | 0 | 0 | 0 | 0 | 0 | 1315.2538 | 1227 | 0 | 0 | 407.3119 | 0 | 0 | 0 | 0 | 0 | 0 | 0 | 1315.2538 | 1227 | 0 | 0 | 407.3119 | 0 | 0 | 0 | 0 | 0 | 0 | 0 |  | 537 | 537 | 0 | 0 | 134.2907 | 0 | 0 | 0 | 0 | 0 | 0 | 0 | 537 | 537 | 0 | 0 | 134.2907 | 0 | 0 | 0 | 0 | 0 | 0 | 0 | 537 | 537 | 0 | 0 | 134.2907 | 0 | 0 | 0 | 0 | 0 | 0 | 0 | 1200 | 0 | 200 | 0 | 0 | 0 | 0 | 0 | 1200 | 0 | 200 | 0 | 0 | 0 | 0 | 0
SCE Eastern | Red Bluff | 500 | 568.4 | 400 | 0 | 0 | 418.4 | 0 | 0 | 0 | 0 | 0 | 0 | 0 | 568.4 | 400 | 0 | 0 | 418.4 | 0 | 0 | 0 | 0 | 0 | 0 | 0 | 2552.8 | 748.5 | 1417 | 0 | 593.4 | 0 | 0 | 0 | 0 | 0 | 0 | 0 | 2552.8 | 748.5 | 1417 | 0 | 593.4 | 0 | 0 | 0 | 0 | 0 | 0 | 0 |  | 568.4 | 400 | 0 | 0 | 418.4 | 0 | 0 | 0 | 0 | 0 | 0 | 0 | 1118.4 | 748.5 | 0 | 0 | 593.4 | 0 | 0 | 0 | 0 | 0 | 0 | 0 | 1118.4 | 748.5 | 0 | 0 | 593.4 | 0 | 0 | 0 | 0 | 0 | 0 | 0 | 350 | 0 | 350 | 0 | 0 | 0 | 0 | 0 | 350 | 0 | 350 | 0 | 0 | 0 | 0 | 0
PG&E NGBA | Redbud | 115 | 0 | 0 | 0 | 0 | 0 | 0 | 0 | 0 | 0 | 0 | 0 | 0 | 0 | 0 | 0 | 0 | 0 | 0 | 0 | 0 | 0 | 0 | 0 | 0 | 0 | 0 | 0 | 0 | 0 | 0 | 0 | 0 | 0 | 0 | 0 | 0 | 0 | 0 | 0 | 0 | 0 | 0 | 0 | 0 | 0 | 0 | 0 | 0 |  | 0 | 0 | 0 | 0 | 0 | 0 | 0 | 0 | 0 | 0 | 0 | 0 | 0 | 0 | 0 | 0 | 0 | 0 | 0 | 0 | 0 | 0 | 0 | 0 | 0 | 0 | 0 | 0 | 0 | 0 | 0 | 0 | 0 | 0 | 0 | 0 | 0 | 0 | 0 | 0 | 0 | 0 | 0 | 0 | 0 | 0 | 0 | 0 | 0 | 0 | 0 | 0
SCE Metro | Redondo | 230 | 0 | 0 | 0 | 0 | 0 | 0 | 0 | 0 | 0 | 0 | 0 | 0 | 0 | 0 | 0 | 0 | 0 | 0 | 0 | 0 | 0 | 0 | 0 | 0 | 0 | 0 | 0 | 0 | 0 | 0 | 0 | 0 | 0 | 0 | 0 | 0 | 0 | 0 | 0 | 0 | 0 | 0 | 0 | 0 | 0 | 0 | 0 | 0 |  | 0 | 0 | 0 | 0 | 0 | 0 | 0 | 0 | 0 | 0 | 0 | 0 | 0 | 0 | 0 | 0 | 0 | 0 | 0 | 0 | 0 | 0 | 0 | 0 | 0 | 0 | 0 | 0 | 0 | 0 | 0 | 0 | 0 | 0 | 0 | 0 | 0 | 0 | 0 | 0 | 0 | 0 | 0 | 0 | 0 | 0 | 0 | 0 | 0 | 0 | 0 | 0
PG&E FRESNO | Reedley | 115 | 0 | 0 | 0 | 0 | 0 | 0 | 0 | 0 | 0 | 0 | 0 | 0 | 0 | 0 | 0 | 0 | 0 | 0 | 0 | 0 | 0 | 0 | 0 | 0 | 0 | 0 | 0 | 0 | 0 | 0 | 0 | 0 | 0 | 0 | 0 | 0 | 0 | 0 | 0 | 0 | 0 | 0 | 0 | 0 | 0 | 0 | 0 | 0 |  | 0 | 0 | 0 | 0 | 0 | 0 | 0 | 0 | 0 | 0 | 0 | 0 | 0 | 0 | 0 | 0 | 0 | 0 | 0 | 0 | 0 | 0 | 0 | 0 | 0 | 0 | 0 | 0 | 0 | 0 | 0 | 0 | 0 | 0 | 0 | 0 | 300 | 0 | 0 | 0 | 0 | 0 | 0 | 0 | 300 | 0 | 0 | 0 | 0 | 0 | 0 | 0
PG&E KERN | Renfro | 115 | 0 | 0 | 0 | 0 | 0 | 0 | 0 | 0 | 0 | 0 | 0 | 0 | 0 | 0 | 0 | 0 | 0 | 0 | 0 | 0 | 0 | 0 | 0 | 0 | 0 | 0 | 0 | 0 | 0 | 0 | 0 | 0 | 0 | 0 | 0 | 0 | 0 | 0 | 0 | 0 | 0 | 0 | 0 | 0 | 0 | 0 | 0 | 0 |  | 0 | 0 | 0 | 0 | 0 | 0 | 0 | 0 | 0 | 0 | 0 | 0 | 0 | 0 | 0 | 0 | 0 | 0 | 0 | 0 | 0 | 0 | 0 | 0 | 0 | 0 | 0 | 0 | 0 | 0 | 0 | 0 | 0 | 0 | 0 | 0 | 0 | 0 | 0 | 0 | 0 | 0 | 0 | 0 | 0 | 0 | 0 | 0 | 0 | 0 | 0 | 0
PG&E GBA | Richmond R | 115 | 0 | 0 | 0 | 0 | 0 | 0 | 0 | 0 | 0 | 0 | 0 | 0 | 0 | 0 | 0 | 0 | 0 | 0 | 0 | 0 | 0 | 0 | 0 | 0 | 0 | 0 | 0 | 0 | 0 | 0 | 0 | 0 | 0 | 0 | 0 | 0 | 0 | 0 | 0 | 0 | 0 | 0 | 0 | 0 | 0 | 0 | 0 | 0 |  | 0 | 0 | 0 | 0 | 0 | 0 | 0 | 0 | 0 | 0 | 0 | 0 | 0 | 0 | 0 | 0 | 0 | 0 | 0 | 0 | 0 | 0 | 0 | 0 | 0 | 0 | 0 | 0 | 0 | 0 | 0 | 0 | 0 | 0 | 0 | 0 | 130 | 0 | 0 | 0 | 0 | 0 | 0 | 0 | 130 | 0 | 0 | 0 | 0 | 0 | 0 | 0
PG&E NGBA | Rincon | 115 | 0 | 0 | 0 | 0 | 0 | 0 | 0 | 0 | 0 | 0 | 0 | 0 | 0 | 0 | 0 | 0 | 0 | 0 | 0 | 0 | 0 | 0 | 0 | 0 | 0 | 0 | 0 | 0 | 0 | 0 | 0 | 0 | 0 | 0 | 0 | 0 | 0 | 0 | 0 | 0 | 0 | 0 | 0 | 0 | 0 | 0 | 0 | 0 |  | 0 | 0 | 0 | 0 | 0 | 0 | 0 | 0 | 0 | 0 | 0 | 0 | 0 | 0 | 0 | 0 | 0 | 0 | 0 | 0 | 0 | 0 | 0 | 0 | 0 | 0 | 0 | 0 | 0 | 0 | 0 | 0 | 0 | 0 | 0 | 0 | 0 | 0 | 0 | 0 | 0 | 0 | 0 | 0 | 0 | 0 | 0 | 0 | 0 | 0 | 0 | 0
PG&E KERN | Rio Bravo | 115 | 0 | 0 | 0 | 0 | 0 | 0 | 0 | 0 | 0 | 0 | 0 | 0 | 0 | 0 | 0 | 0 | 0 | 0 | 0 | 0 | 0 | 0 | 0 | 0 | 0 | 0 | 0 | 0 | 0 | 0 | 0 | 0 | 0 | 0 | 0 | 0 | 0 | 0 | 0 | 0 | 0 | 0 | 0 | 0 | 0 | 0 | 0 | 0 |  | 0 | 0 | 0 | 0 | 0 | 0 | 0 | 0 | 0 | 0 | 0 | 0 | 0 | 0 | 0 | 0 | 0 | 0 | 0 | 0 | 0 | 0 | 0 | 0 | 0 | 0 | 0 | 0 | 0 | 0 | 0 | 0 | 0 | 0 | 0 | 0 | 0 | 0 | 0 | 0 | 0 | 0 | 0 | 0 | 0 | 0 | 0 | 0 | 0 | 0 | 0 | 0
SCE Metro | Rio Hondo | 230 | 0 | 0 | 0 | 0 | 0 | 0 | 0 | 0 | 0 | 0 | 0 | 0 | 312.96 | 300 | 0 | 0 | 0 | 0 | 0 | 0 | 0 | 0 | 0 | 0 | 756.1109 | 735 | 0 | 0 | 0 | 0 | 0 | 0 | 0 | 0 | 0 | 0 | 756.1109 | 735 | 0 | 0 | 0 | 0 | 0 | 0 | 0 | 0 | 0 | 0 |  | 0 | 0 | 0 | 0 | 0 | 0 | 0 | 0 | 0 | 0 | 0 | 0 | 0 | 0 | 0 | 0 | 0 | 0 | 0 | 0 | 0 | 0 | 0 | 0 | 0 | 0 | 0 | 0 | 0 | 0 | 0 | 0 | 0 | 0 | 0 | 0 | 500 | 0 | 0 | 0 | 0 | 0 | 0 | 0 | 500 | 0 | 0 | 0 | 0 | 0 | 0 | 0
PG&E NGBA | Rio Oso | 115 | 0 | 0 | 0 | 0 | 0 | 0 | 0 | 0 | 0 | 0 | 0 | 0 | 0 | 0 | 0 | 0 | 0 | 0 | 0 | 0 | 0 | 0 | 0 | 0 | 0 | 0 | 0 | 0 | 0 | 0 | 0 | 0 | 0 | 0 | 0 | 0 | 0 | 0 | 0 | 0 | 0 | 0 | 0 | 0 | 0 | 0 | 0 | 0 |  | 0 | 0 | 0 | 0 | 0 | 0 | 0 | 0 | 0 | 0 | 0 | 0 | 0 | 0 | 0 | 0 | 0 | 0 | 0 | 0 | 0 | 0 | 0 | 0 | 0 | 0 | 0 | 0 | 0 | 0 | 0 | 0 | 0 | 0 | 0 | 0 | 0 | 0 | 0 | 0 | 0 | 0 | 0 | 0 | 0 | 0 | 0 | 0 | 0 | 0 | 0 | 0
PG&E NGBA | Rio Oso | 230 | 0 | 0 | 0 | 0 | 0 | 0 | 0 | 0 | 0 | 0 | 0 | 0 | 0 | 0 | 0 | 0 | 0 | 0 | 0 | 0 | 0 | 0 | 0 | 0 | 0 | 0 | 0 | 0 | 0 | 0 | 0 | 0 | 0 | 0 | 0 | 0 | 0 | 0 | 0 | 0 | 0 | 0 | 0 | 0 | 0 | 0 | 0 | 0 |  | 0 | 0 | 0 | 0 | 0 | 0 | 0 | 0 | 0 | 0 | 0 | 0 | 0 | 0 | 0 | 0 | 0 | 0 | 0 | 0 | 0 | 0 | 0 | 0 | 0 | 0 | 0 | 0 | 0 | 0 | 0 | 0 | 0 | 0 | 0 | 0 | 1050 | 0 | 1050 | 0 | 0 | 0 | 0 | 0 | 450 | 0 | 450 | 0 | 0 | 0 | 0 | 0
PG&E GBA | Ripon | 115 | 0 | 0 | 0 | 0 | 0 | 0 | 0 | 0 | 0 | 0 | 0 | 0 | 0 | 0 | 0 | 0 | 0 | 0 | 0 | 0 | 0 | 0 | 0 | 0 | 0 | 0 | 0 | 0 | 0 | 0 | 0 | 0 | 0 | 0 | 0 | 0 | 0 | 0 | 0 | 0 | 0 | 0 | 0 | 0 | 0 | 0 | 0 | 0 |  | 0 | 0 | 0 | 0 | 0 | 0 | 0 | 0 | 0 | 0 | 0 | 0 | 0 | 0 | 0 | 0 | 0 | 0 | 0 | 0 | 0 | 0 | 0 | 0 | 0 | 0 | 0 | 0 | 0 | 0 | 0 | 0 | 0 | 0 | 0 | 0 | 225 | 0 | 0 | 0 | 0 | 0 | 0 | 0 | 225 | 0 | 0 | 0 | 0 | 0 | 0 | 0
PG&E GBA | Riverbank | 115 | 0 | 0 | 0 | 0 | 0 | 0 | 0 | 0 | 0 | 0 | 0 | 0 | 0 | 0 | 0 | 0 | 0 | 0 | 0 | 0 | 0 | 0 | 0 | 0 | 0 | 0 | 0 | 0 | 0 | 0 | 0 | 0 | 0 | 0 | 0 | 0 | 0 | 0 | 0 | 0 | 0 | 0 | 0 | 0 | 0 | 0 | 0 | 0 |  | 0 | 0 | 0 | 0 | 0 | 0 | 0 | 0 | 0 | 0 | 0 | 0 | 0 | 0 | 0 | 0 | 0 | 0 | 0 | 0 | 0 | 0 | 0 | 0 | 0 | 0 | 0 | 0 | 0 | 0 | 0 | 0 | 0 | 0 | 0 | 0 | 142.192 | 0 | 65 | 0 | 0 | 0 | 0 | 0 | 142.192 | 0 | 65 | 0 | 0 | 0 | 0 | 0
SCE NOL | Roadway | 115 | 34.94 | 24.9 | 0 | 0 | 45.92 | 10.88 | 0 | 0 | 0 | 0 | 0 | 0 | 34.94 | 24.9 | 0 | 0 | 45.92 | 10.88 | 0 | 0 | 0 | 0 | 0 | 0 | 34.94 | 24.9 | 0 | 0 | 45.92 | 10.88 | 0 | 0 | 0 | 0 | 0 | 0 | 34.94 | 24.9 | 0 | 0 | 45.92 | 10.88 | 0 | 0 | 0 | 0 | 0 | 0 |  | 34.94 | 24.9 | 0 | 0 | 45.92 | 10.88 | 0 | 0 | 0 | 0 | 0 | 0 | 34.94 | 24.9 | 0 | 0 | 45.92 | 10.88 | 0 | 0 | 0 | 0 | 0 | 0 | 34.94 | 24.9 | 0 | 0 | 45.92 | 10.88 | 0 | 0 | 0 | 0 | 0 | 0 | 200 | 0 | 0 | 0 | 0 | 0 | 0 | 0 | 200 | 0 | 0 | 0 | 0 | 0 | 0 | 0
PG&E NGBA | Rock Creek 1 | 230 | 0 | 0 | 0 | 0 | 0 | 0 | 0 | 0 | 0 | 0 | 0 | 0 | 0 | 0 | 0 | 0 | 0 | 0 | 0 | 0 | 0 | 0 | 0 | 0 | 0 | 0 | 0 | 0 | 0 | 0 | 0 | 0 | 0 | 0 | 0 | 0 | 0 | 0 | 0 | 0 | 0 | 0 | 0 | 0 | 0 | 0 | 0 | 0 |  | 0 | 0 | 0 | 0 | 0 | 0 | 0 | 0 | 0 | 0 | 0 | 0 | 0 | 0 | 0 | 0 | 0 | 0 | 0 | 0 | 0 | 0 | 0 | 0 | 0 | 0 | 0 | 0 | 0 | 0 | 0 | 0 | 0 | 0 | 0 | 0 | 0 | 0 | 0 | 0 | 0 | 0 | 0 | 0 | 0 | 0 | 0 | 0 | 0 | 0 | 0 | 0
SCE Northern | Rosamond | 66 | 0 | 0 | 0 | 0 | 0 | 0 | 0 | 0 | 0 | 0 | 0 | 0 | 0 | 0 | 0 | 0 | 0 | 0 | 0 | 0 | 0 | 0 | 0 | 0 | 0 | 0 | 0 | 0 | 0 | 0 | 0 | 0 | 0 | 0 | 0 | 0 | 0 | 0 | 0 | 0 | 0 | 0 | 0 | 0 | 0 | 0 | 0 | 0 |  | 0 | 0 | 0 | 0 | 0 | 0 | 0 | 0 | 0 | 0 | 0 | 0 | 0 | 0 | 0 | 0 | 0 | 0 | 0 | 0 | 0 | 0 | 0 | 0 | 0 | 0 | 0 | 0 | 0 | 0 | 0 | 0 | 0 | 0 | 0 | 0 | 0 | 0 | 0 | 0 | 0 | 0 | 0 | 0 | 0 | 0 | 0 | 0 | 0 | 0 | 0 | 0
PG&E GBA | Rossmoor | 230 | 0 | 0 | 0 | 0 | 0 | 0 | 0 | 0 | 0 | 0 | 0 | 0 | 0 | 0 | 0 | 0 | 0 | 0 | 0 | 0 | 0 | 0 | 0 | 0 | 0 | 0 | 0 | 0 | 0 | 0 | 0 | 0 | 0 | 0 | 0 | 0 | 0 | 0 | 0 | 0 | 0 | 0 | 0 | 0 | 0 | 0 | 0 | 0 |  | 0 | 0 | 0 | 0 | 0 | 0 | 0 | 0 | 0 | 0 | 0 | 0 | 0 | 0 | 0 | 0 | 0 | 0 | 0 | 0 | 0 | 0 | 0 | 0 | 0 | 0 | 0 | 0 | 0 | 0 | 0 | 0 | 0 | 0 | 0 | 0 | 0 | 0 | 0 | 0 | 0 | 0 | 0 | 0 | 0 | 0 | 0 | 0 | 0 | 0 | 0 | 0
PG&E NGBA | Round Mountain | 230 | 0 | 0 | 0 | 0 | 0 | 0 | 0 | 0 | 0 | 0 | 0 | 0 | 0 | 0 | 0 | 0 | 0 | 0 | 0 | 0 | 0 | 0 | 0 | 0 | 0 | 0 | 0 | 0 | 0 | 0 | 0 | 0 | 0 | 0 | 0 | 0 | 0 | 0 | 0 | 0 | 0 | 0 | 0 | 0 | 0 | 0 | 0 | 0 |  | 0 | 0 | 0 | 0 | 0 | 0 | 0 | 0 | 0 | 0 | 0 | 0 | 0 | 0 | 0 | 0 | 0 | 0 | 0 | 0 | 0 | 0 | 0 | 0 | 0 | 0 | 0 | 0 | 0 | 0 | 0 | 0 | 0 | 0 | 0 | 0 | 300 | 0 | 0 | 0 | 0 | 0 | 0 | 0 | 300 | 0 | 0 | 0 | 0 | 0 | 0 | 0
PG&E NGBA | Round Mountain | 500 | 0 | 0 | 0 | 0 | 0 | 0 | 0 | 0 | 0 | 0 | 0 | 0 | 0 | 0 | 0 | 0 | 0 | 0 | 0 | 0 | 0 | 0 | 0 | 0 | 0 | 0 | 0 | 0 | 0 | 0 | 0 | 0 | 0 | 0 | 0 | 0 | 0 | 0 | 0 | 0 | 0 | 0 | 0 | 0 | 0 | 0 | 0 | 0 |  | 0 | 0 | 0 | 0 | 0 | 0 | 0 | 0 | 0 | 0 | 0 | 0 | 0 | 0 | 0 | 0 | 0 | 0 | 0 | 0 | 0 | 0 | 0 | 0 | 0 | 0 | 0 | 0 | 0 | 0 | 0 | 0 | 0 | 0 | 0 | 0 | 0 | 0 | 0 | 0 | 0 | 0 | 0 | 0 | 0 | 0 | 0 | 0 | 0 | 0 | 0 | 0
PG&E GBA | Salado | 115 | 0 | 0 | 0 | 0 | 0 | 0 | 0 | 0 | 0 | 0 | 0 | 0 | 0 | 0 | 0 | 0 | 0 | 0 | 0 | 0 | 0 | 0 | 0 | 0 | 0 | 0 | 0 | 0 | 0 | 0 | 0 | 0 | 0 | 0 | 0 | 0 | 0 | 0 | 0 | 0 | 0 | 0 | 0 | 0 | 0 | 0 | 0 | 0 |  | 0 | 0 | 0 | 0 | 0 | 0 | 0 | 0 | 0 | 0 | 0 | 0 | 0 | 0 | 0 | 0 | 0 | 0 | 0 | 0 | 0 | 0 | 0 | 0 | 0 | 0 | 0 | 0 | 0 | 0 | 0 | 0 | 0 | 0 | 0 | 0 | 362 | 0 | 0 | 0 | 0 | 0 | 0 | 0 | 362 | 0 | 0 | 0 | 0 | 0 | 0 | 0
PG&E GBA | Salado | 60 | 0 | 0 | 0 | 0 | 0 | 0 | 0 | 0 | 0 | 0 | 0 | 0 | 20 | 0 | 0 | 0 | 0 | 0 | 0 | 0 | 0 | 0 | 0 | 0 | 20 | 0 | 0 | 0 | 0 | 0 | 0 | 0 | 0 | 0 | 0 | 0 | 20 | 0 | 0 | 0 | 0 | 0 | 0 | 0 | 0 | 0 | 0 | 0 |  | 20 | 0 | 0 | 0 | 0 | 0 | 0 | 0 | 0 | 0 | 0 | 0 | 20 | 0 | 0 | 0 | 0 | 0 | 0 | 0 | 0 | 0 | 0 | 0 | 20 | 0 | 0 | 0 | 0 | 0 | 0 | 0 | 0 | 0 | 0 | 0 | 0 | 0 | 0 | 0 | 0 | 0 | 0 | 0 | 0 | 0 | 0 | 0 | 0 | 0 | 0 | 0
PG&E GBA | Salinas | 115 | 0 | 0 | 0 | 0 | 0 | 0 | 0 | 0 | 0 | 0 | 0 | 0 | 0 | 0 | 0 | 0 | 0 | 0 | 0 | 0 | 0 | 0 | 0 | 0 | 0 | 0 | 0 | 0 | 0 | 0 | 0 | 0 | 0 | 0 | 0 | 0 | 0 | 0 | 0 | 0 | 0 | 0 | 0 | 0 | 0 | 0 | 0 | 0 |  | 0 | 0 | 0 | 0 | 0 | 0 | 0 | 0 | 0 | 0 | 0 | 0 | 0 | 0 | 0 | 0 | 0 | 0 | 0 | 0 | 0 | 0 | 0 | 0 | 0 | 0 | 0 | 0 | 0 | 0 | 0 | 0 | 0 | 0 | 0 | 0 | 442 | 0 | 0 | 0 | 0 | 0 | 0 | 0 | 442 | 0 | 0 | 0 | 0 | 0 | 0 | 0
SDGE | Salt Creek | 69 | 0 | 0 | 0 | 0 | 0 | 0 | 0 | 0 | 0 | 0 | 0 | 0 | 0 | 0 | 0 | 0 | 0 | 0 | 0 | 0 | 0 | 0 | 0 | 0 | 0 | 0 | 0 | 0 | 0 | 0 | 0 | 0 | 0 | 0 | 0 | 0 | 102.04 | 0 | 0 | 0 | 0 | 0 | 0 | 0 | 0 | 0 | 0 | 0 |  | 0 | 0 | 0 | 0 | 0 | 0 | 0 | 0 | 0 | 0 | 0 | 0 | 0 | 0 | 0 | 0 | 0 | 0 | 0 | 0 | 0 | 0 | 0 | 0 | 102.04 | 0 | 0 | 0 | 0 | 0 | 0 | 0 | 0 | 0 | 0 | 0 | 0 | 0 | 0 | 0 | 0 | 0 | 0 | 0 | 0 | 0 | 0 | 0 | 0 | 0 | 0 | 0
SCE Eastern | San Bernardino | 230 | 0 | 0 | 0 | 0 | 0 | 0 | 0 | 0 | 0 | 0 | 0 | 0 | 0 | 0 | 0 | 0 | 0 | 0 | 0 | 0 | 0 | 0 | 0 | 0 | 202.8 | 0 | 0 | 0 | 0 | 0 | 0 | 0 | 0 | 0 | 0 | 0 | 202.8 | 0 | 0 | 0 | 0 | 0 | 0 | 0 | 0 | 0 | 0 | 0 |  | 0 | 0 | 0 | 0 | 0 | 0 | 0 | 0 | 0 | 0 | 0 | 0 | 0 | 0 | 0 | 0 | 0 | 0 | 0 | 0 | 0 | 0 | 0 | 0 | 0 | 0 | 0 | 0 | 0 | 0 | 0 | 0 | 0 | 0 | 0 | 0 | 0 | 0 | 0 | 0 | 0 | 0 | 0 | 0 | 0 | 0 | 0 | 0 | 0 | 0 | 0 | 0
PG&E GBA | SAN FRAN A (POTRERO PP) | 115 | 0 | 0 | 0 | 0 | 0 | 0 | 0 | 0 | 0 | 0 | 0 | 0 | 0 | 0 | 0 | 0 | 0 | 0 | 0 | 0 | 0 | 0 | 0 | 0 | 0 | 0 | 0 | 0 | 0 | 0 | 0 | 0 | 0 | 0 | 0 | 0 | 0 | 0 | 0 | 0 | 0 | 0 | 0 | 0 | 0 | 0 | 0 | 0 |  | 0 | 0 | 0 | 0 | 0 | 0 | 0 | 0 | 0 | 0 | 0 | 0 | 0 | 0 | 0 | 0 | 0 | 0 | 0 | 0 | 0 | 0 | 0 | 0 | 0 | 0 | 0 | 0 | 0 | 0 | 0 | 0 | 0 | 0 | 0 | 0 | 0 | 0 | 0 | 0 | 0 | 0 | 0 | 0 | 0 | 0 | 0 | 0 | 0 | 0 | 0 | 0
PG&E GBA | SAN FRAN A (POTRERO PP) | 230 | 0 | 0 | 0 | 0 | 0 | 0 | 0 | 0 | 0 | 0 | 0 | 0 | 0 | 0 | 0 | 0 | 0 | 0 | 0 | 0 | 0 | 0 | 0 | 0 | 0 | 0 | 0 | 0 | 0 | 0 | 0 | 0 | 0 | 0 | 0 | 0 | 0 | 0 | 0 | 0 | 0 | 0 | 0 | 0 | 0 | 0 | 0 | 0 |  | 0 | 0 | 0 | 0 | 0 | 0 | 0 | 0 | 0 | 0 | 0 | 0 | 0 | 0 | 0 | 0 | 0 | 0 | 0 | 0 | 0 | 0 | 0 | 0 | 0 | 0 | 0 | 0 | 0 | 0 | 0 | 0 | 0 | 0 | 0 | 0 | 0 | 0 | 0 | 0 | 0 | 0 | 0 | 0 | 0 | 0 | 0 | 0 | 0 | 0 | 0 | 0
PG&E GBA | San Jose A | 115 | 0 | 0 | 0 | 0 | 0 | 0 | 0 | 0 | 0 | 0 | 0 | 0 | 0 | 0 | 0 | 0 | 0 | 0 | 0 | 0 | 0 | 0 | 0 | 0 | 0 | 0 | 0 | 0 | 0 | 0 | 0 | 0 | 0 | 0 | 0 | 0 | 0 | 0 | 0 | 0 | 0 | 0 | 0 | 0 | 0 | 0 | 0 | 0 |  | 0 | 0 | 0 | 0 | 0 | 0 | 0 | 0 | 0 | 0 | 0 | 0 | 0 | 0 | 0 | 0 | 0 | 0 | 0 | 0 | 0 | 0 | 0 | 0 | 0 | 0 | 0 | 0 | 0 | 0 | 0 | 0 | 0 | 0 | 0 | 0 | 0 | 0 | 0 | 0 | 0 | 0 | 0 | 0 | 0 | 0 | 0 | 0 | 0 | 0 | 0 | 0
PG&E GBA | San Jose B | 115 | 0 | 0 | 0 | 0 | 0 | 0 | 0 | 0 | 0 | 0 | 0 | 0 | 0 | 0 | 0 | 0 | 0 | 0 | 0 | 0 | 0 | 0 | 0 | 0 | 0 | 0 | 0 | 0 | 0 | 0 | 0 | 0 | 0 | 0 | 0 | 0 | 0 | 0 | 0 | 0 | 0 | 0 | 0 | 0 | 0 | 0 | 0 | 0 |  | 0 | 0 | 0 | 0 | 0 | 0 | 0 | 0 | 0 | 0 | 0 | 0 | 0 | 0 | 0 | 0 | 0 | 0 | 0 | 0 | 0 | 0 | 0 | 0 | 0 | 0 | 0 | 0 | 0 | 0 | 0 | 0 | 0 | 0 | 0 | 0 | 0 | 0 | 0 | 0 | 0 | 0 | 0 | 0 | 0 | 0 | 0 | 0 | 0 | 0 | 0 | 0
PG&E GBA | San Leandro U | 115 | 0 | 0 | 0 | 0 | 0 | 0 | 0 | 0 | 0 | 0 | 0 | 0 | 0 | 0 | 0 | 0 | 0 | 0 | 0 | 0 | 0 | 0 | 0 | 0 | 0 | 0 | 0 | 0 | 0 | 0 | 0 | 0 | 0 | 0 | 0 | 0 | 0 | 0 | 0 | 0 | 0 | 0 | 0 | 0 | 0 | 0 | 0 | 0 |  | 0 | 0 | 0 | 0 | 0 | 0 | 0 | 0 | 0 | 0 | 0 | 0 | 0 | 0 | 0 | 0 | 0 | 0 | 0 | 0 | 0 | 0 | 0 | 0 | 0 | 0 | 0 | 0 | 0 | 0 | 0 | 0 | 0 | 0 | 0 | 0 | 0 | 0 | 0 | 0 | 0 | 0 | 0 | 0 | 0 | 0 | 0 | 0 | 0 | 0 | 0 | 0
PG&E KERN | San Luis Obispo | 115 | 0 | 0 | 0 | 0 | 0 | 0 | 0 | 0 | 0 | 0 | 0 | 0 | 0 | 0 | 0 | 0 | 0 | 0 | 0 | 0 | 0 | 0 | 0 | 0 | 0 | 0 | 0 | 0 | 0 | 0 | 0 | 0 | 0 | 0 | 0 | 0 | 0 | 0 | 0 | 0 | 0 | 0 | 0 | 0 | 0 | 0 | 0 | 0 |  | 0 | 0 | 0 | 0 | 0 | 0 | 0 | 0 | 0 | 0 | 0 | 0 | 0 | 0 | 0 | 0 | 0 | 0 | 0 | 0 | 0 | 0 | 0 | 0 | 0 | 0 | 0 | 0 | 0 | 0 | 0 | 0 | 0 | 0 | 0 | 0 | 0 | 0 | 0 | 0 | 0 | 0 | 0 | 0 | 0 | 0 | 0 | 0 | 0 | 0 | 0 | 0
PG&E KERN | San Luis Obispo | 70 | 0 | 0 | 0 | 0 | 0 | 0 | 0 | 0 | 0 | 0 | 0 | 0 | 0 | 0 | 0 | 0 | 0 | 0 | 0 | 0 | 0 | 0 | 0 | 0 | 0 | 0 | 0 | 0 | 0 | 0 | 0 | 0 | 0 | 0 | 0 | 0 | 0 | 0 | 0 | 0 | 0 | 0 | 0 | 0 | 0 | 0 | 0 | 0 |  | 0 | 0 | 0 | 0 | 0 | 0 | 0 | 0 | 0 | 0 | 0 | 0 | 0 | 0 | 0 | 0 | 0 | 0 | 0 | 0 | 0 | 0 | 0 | 0 | 0 | 0 | 0 | 0 | 0 | 0 | 0 | 0 | 0 | 0 | 0 | 0 | 0 | 0 | 0 | 0 | 0 | 0 | 0 | 0 | 0 | 0 | 0 | 0 | 0 | 0 | 0 | 0
SDGE | San Luis Rey | 230 | 0 | 0 | 0 | 0 | 0 | 0 | 0 | 0 | 0 | 0 | 0 | 0 | 0 | 0 | 0 | 0 | 0 | 0 | 0 | 0 | 0 | 0 | 0 | 0 | 0 | 0 | 0 | 0 | 0 | 0 | 0 | 0 | 0 | 0 | 0 | 0 | 256 | 0 | 0 | 0 | 0 | 0 | 0 | 0 | 0 | 0 | 0 | 0 |  | 0 | 0 | 0 | 0 | 0 | 0 | 0 | 0 | 0 | 0 | 0 | 0 | 0 | 0 | 0 | 0 | 0 | 0 | 0 | 0 | 0 | 0 | 0 | 0 | 256 | 0 | 0 | 0 | 0 | 0 | 0 | 0 | 0 | 0 | 0 | 0 | 0 | 0 | 0 | 0 | 0 | 0 | 0 | 0 | 0 | 0 | 0 | 0 | 0 | 0 | 0 | 0
SDGE | San Luis Rey | 69 | 0 | 0 | 0 | 0 | 0 | 0 | 0 | 0 | 0 | 0 | 0 | 0 | 0 | 0 | 0 | 0 | 0 | 0 | 0 | 0 | 0 | 0 | 0 | 0 | 0 | 0 | 0 | 0 | 0 | 0 | 0 | 0 | 0 | 0 | 0 | 0 | 0 | 0 | 0 | 0 | 0 | 0 | 0 | 0 | 0 | 0 | 0 | 0 |  | 0 | 0 | 0 | 0 | 0 | 0 | 0 | 0 | 0 | 0 | 0 | 0 | 0 | 0 | 0 | 0 | 0 | 0 | 0 | 0 | 0 | 0 | 0 | 0 | 0 | 0 | 0 | 0 | 0 | 0 | 0 | 0 | 0 | 0 | 0 | 0 | 100 | 0 | 100 | 0 | 0 | 0 | 0 | 0 | 100 | 0 | 100 | 0 | 0 | 0 | 0 | 0
SDGE | San Marcos | 69 | 0 | 0 | 0 | 0 | 0 | 0 | 0 | 0 | 0 | 0 | 0 | 0 | 0 | 0 | 0 | 0 | 0 | 0 | 0 | 0 | 0 | 0 | 0 | 0 | 0 | 0 | 0 | 0 | 0 | 0 | 0 | 0 | 0 | 0 | 0 | 0 | 0 | 0 | 0 | 0 | 0 | 0 | 0 | 0 | 0 | 0 | 0 | 0 |  | 0 | 0 | 0 | 0 | 0 | 0 | 0 | 0 | 0 | 0 | 0 | 0 | 0 | 0 | 0 | 0 | 0 | 0 | 0 | 0 | 0 | 0 | 0 | 0 | 0 | 0 | 0 | 0 | 0 | 0 | 0 | 0 | 0 | 0 | 0 | 0 | 0 | 0 | 0 | 0 | 0 | 0 | 0 | 0 | 0 | 0 | 0 | 0 | 0 | 0 | 0 | 0
SCE Metro | San Onofre | 230 | 0 | 0 | 0 | 0 | 0 | 0 | 0 | 0 | 0 | 0 | 0 | 0 | 0 | 0 | 0 | 0 | 0 | 0 | 0 | 0 | 0 | 0 | 0 | 0 | 0 | 0 | 0 | 0 | 0 | 0 | 0 | 0 | 0 | 0 | 0 | 0 | 0 | 0 | 0 | 0 | 0 | 0 | 0 | 0 | 0 | 0 | 0 | 0 |  | 0 | 0 | 0 | 0 | 0 | 0 | 0 | 0 | 0 | 0 | 0 | 0 | 0 | 0 | 0 | 0 | 0 | 0 | 0 | 0 | 0 | 0 | 0 | 0 | 0 | 0 | 0 | 0 | 0 | 0 | 0 | 0 | 0 | 0 | 0 | 0 | 1150 | 0 | 0 | 0 | 0 | 0 | 0 | 0 | 1150 | 0 | 0 | 0 | 0 | 0 | 0 | 0
PG&E GBA | San Pablo | 115 | 0 | 0 | 0 | 0 | 0 | 0 | 0 | 0 | 0 | 0 | 0 | 0 | 0 | 0 | 0 | 0 | 0 | 0 | 0 | 0 | 0 | 0 | 0 | 0 | 0 | 0 | 0 | 0 | 0 | 0 | 0 | 0 | 0 | 0 | 0 | 0 | 0 | 0 | 0 | 0 | 0 | 0 | 0 | 0 | 0 | 0 | 0 | 0 |  | 0 | 0 | 0 | 0 | 0 | 0 | 0 | 0 | 0 | 0 | 0 | 0 | 0 | 0 | 0 | 0 | 0 | 0 | 0 | 0 | 0 | 0 | 0 | 0 | 0 | 0 | 0 | 0 | 0 | 0 | 0 | 0 | 0 | 0 | 0 | 0 | 0 | 0 | 0 | 0 | 0 | 0 | 0 | 0 | 0 | 0 | 0 | 0 | 0 | 0 | 0 | 0
PG&E GBA | San Ramon | 230 | 0 | 0 | 0 | 0 | 0 | 0 | 0 | 0 | 0 | 0 | 0 | 0 | 0 | 0 | 0 | 0 | 0 | 0 | 0 | 0 | 0 | 0 | 0 | 0 | 0 | 0 | 0 | 0 | 0 | 0 | 0 | 0 | 0 | 0 | 0 | 0 | 0 | 0 | 0 | 0 | 0 | 0 | 0 | 0 | 0 | 0 | 0 | 0 |  | 0 | 0 | 0 | 0 | 0 | 0 | 0 | 0 | 0 | 0 | 0 | 0 | 0 | 0 | 0 | 0 | 0 | 0 | 0 | 0 | 0 | 0 | 0 | 0 | 0 | 0 | 0 | 0 | 0 | 0 | 0 | 0 | 0 | 0 | 0 | 0 | 0 | 0 | 0 | 0 | 0 | 0 | 0 | 0 | 0 | 0 | 0 | 0 | 0 | 0 | 0 | 0
SDGE | San Ysidro | 69 | 0 | 0 | 0 | 0 | 0 | 0 | 0 | 0 | 0 | 0 | 0 | 0 | 0 | 0 | 0 | 0 | 0 | 0 | 0 | 0 | 0 | 0 | 0 | 0 | 0 | 0 | 0 | 0 | 0 | 0 | 0 | 0 | 0 | 0 | 0 | 0 | 0 | 0 | 0 | 0 | 0 | 0 | 0 | 0 | 0 | 0 | 0 | 0 |  | 0 | 0 | 0 | 0 | 0 | 0 | 0 | 0 | 0 | 0 | 0 | 0 | 0 | 0 | 0 | 0 | 0 | 0 | 0 | 0 | 0 | 0 | 0 | 0 | 0 | 0 | 0 | 0 | 0 | 0 | 0 | 0 | 0 | 0 | 0 | 0 | 0 | 0 | 0 | 0 | 0 | 0 | 0 | 0 | 0 | 0 | 0 | 0 | 0 | 0 | 0 | 0
SCE NOL | Sandlot | 230 | 0 | 0 | 0 | 0 | 0 | 0 | 0 | 0 | 0 | 0 | 0 | 0 | 0 | 0 | 0 | 0 | 0 | 0 | 0 | 0 | 0 | 0 | 0 | 0 | 0 | 0 | 0 | 0 | 0 | 0 | 0 | 0 | 0 | 0 | 0 | 0 | 0 | 0 | 0 | 0 | 0 | 0 | 0 | 0 | 0 | 0 | 0 | 0 |  | 0 | 0 | 0 | 0 | 0 | 0 | 0 | 0 | 0 | 0 | 0 | 0 | 0 | 0 | 0 | 0 | 0 | 0 | 0 | 0 | 0 | 0 | 0 | 0 | 0 | 0 | 0 | 0 | 0 | 0 | 0 | 0 | 0 | 0 | 0 | 0 | 0 | 0 | 0 | 0 | 0 | 0 | 0 | 0 | 0 | 0 | 0 | 0 | 0 | 0 | 0 | 0
EOP | Sandy | 138 | 0 | 0 | 0 | 0 | 0 | 0 | 0 | 0 | 0 | 0 | 0 | 0 | 0 | 0 | 0 | 0 | 0 | 0 | 0 | 0 | 0 | 0 | 0 | 0 | 0 | 0 | 0 | 0 | 0 | 0 | 0 | 0 | 0 | 0 | 0 | 0 | 0 | 0 | 0 | 0 | 0 | 0 | 0 | 0 | 0 | 0 | 0 | 0 |  | 0 | 0 | 0 | 0 | 0 | 0 | 0 | 0 | 0 | 0 | 0 | 0 | 0 | 0 | 0 | 0 | 0 | 0 | 0 | 0 | 0 | 0 | 0 | 0 | 0 | 0 | 0 | 0 | 0 | 0 | 0 | 0 | 0 | 0 | 0 | 0 | 0 | 0 | 0 | 0 | 0 | 0 | 0 | 0 | 0 | 0 | 0 | 0 | 0 | 0 | 0 | 0
PG&E FRESNO | Sanger | 115 | 0 | 0 | 0 | 0 | 0 | 0 | 0 | 0 | 0 | 0 | 0 | 0 | 203.699 | 200 | 0 | 0 | 0 | 0 | 0 | 0 | 0 | 0 | 0 | 0 | 203.699 | 200 | 0 | 0 | 0 | 0 | 0 | 0 | 0 | 0 | 0 | 0 | 203.699 | 200 | 0 | 0 | 0 | 0 | 0 | 0 | 0 | 0 | 0 | 0 |  | 203.699 | 200 | 0 | 0 | 0 | 0 | 0 | 0 | 0 | 0 | 0 | 0 | 203.699 | 200 | 0 | 0 | 0 | 0 | 0 | 0 | 0 | 0 | 0 | 0 | 203.699 | 200 | 0 | 0 | 0 | 0 | 0 | 0 | 0 | 0 | 0 | 0 | 261.9 | 0 | 310 | 0 | 0 | 0 | 0 | 0 | 261.9 | 0 | 310 | 0 | 0 | 0 | 0 | 0
SCE Northern | Santa Clara | 230 | 0 | 0 | 0 | 0 | 0 | 0 | 0 | 0 | 0 | 0 | 0 | 0 | 0 | 0 | 0 | 0 | 0 | 0 | 0 | 0 | 0 | 0 | 0 | 0 | 0 | 0 | 0 | 0 | 0 | 0 | 0 | 0 | 0 | 0 | 0 | 0 | 0 | 0 | 0 | 0 | 0 | 0 | 0 | 0 | 0 | 0 | 0 | 0 |  | 0 | 0 | 0 | 0 | 0 | 0 | 0 | 0 | 0 | 0 | 0 | 0 | 0 | 0 | 0 | 0 | 0 | 0 | 0 | 0 | 0 | 0 | 0 | 0 | 0 | 0 | 0 | 0 | 0 | 0 | 0 | 0 | 0 | 0 | 0 | 0 | 450 | 0 | 0 | 0 | 0 | 0 | 0 | 0 | 450 | 0 | 0 | 0 | 0 | 0 | 0 | 0
PG&E NGBA | Santa Rosa A | 115 | 0 | 0 | 0 | 0 | 0 | 0 | 0 | 0 | 0 | 0 | 0 | 0 | 0 | 0 | 0 | 0 | 0 | 0 | 0 | 0 | 0 | 0 | 0 | 0 | 0 | 0 | 0 | 0 | 0 | 0 | 0 | 0 | 0 | 0 | 0 | 0 | 0 | 0 | 0 | 0 | 0 | 0 | 0 | 0 | 0 | 0 | 0 | 0 |  | 0 | 0 | 0 | 0 | 0 | 0 | 0 | 0 | 0 | 0 | 0 | 0 | 0 | 0 | 0 | 0 | 0 | 0 | 0 | 0 | 0 | 0 | 0 | 0 | 0 | 0 | 0 | 0 | 0 | 0 | 0 | 0 | 0 | 0 | 0 | 0 | 0 | 0 | 0 | 0 | 0 | 0 | 0 | 0 | 0 | 0 | 0 | 0 | 0 | 0 | 0 | 0
PG&E GBA | Santa Teresa | 115 | 0 | 0 | 0 | 0 | 0 | 0 | 0 | 0 | 0 | 0 | 0 | 0 | 0 | 0 | 0 | 0 | 0 | 0 | 0 | 0 | 0 | 0 | 0 | 0 | 101.888 | 100 | 0 | 0 | 0 | 0 | 0 | 0 | 0 | 0 | 0 | 0 | 101.888 | 100 | 0 | 0 | 0 | 0 | 0 | 0 | 0 | 0 | 0 | 0 |  | 0 | 0 | 0 | 0 | 0 | 0 | 0 | 0 | 0 | 0 | 0 | 0 | 101.888 | 100 | 0 | 0 | 0 | 0 | 0 | 0 | 0 | 0 | 0 | 0 | 101.888 | 100 | 0 | 0 | 0 | 0 | 0 | 0 | 0 | 0 | 0 | 0 | 0 | 0 | 0 | 0 | 0 | 0 | 0 | 0 | 0 | 0 | 0 | 0 | 0 | 0 | 0 | 0
SDGE | Santee | 138 | 0 | 0 | 0 | 0 | 0 | 0 | 0 | 0 | 0 | 0 | 0 | 0 | 0 | 0 | 0 | 0 | 0 | 0 | 0 | 0 | 0 | 0 | 0 | 0 | 0 | 0 | 0 | 0 | 0 | 0 | 0 | 0 | 0 | 0 | 0 | 0 | 0 | 0 | 0 | 0 | 0 | 0 | 0 | 0 | 0 | 0 | 0 | 0 |  | 0 | 0 | 0 | 0 | 0 | 0 | 0 | 0 | 0 | 0 | 0 | 0 | 0 | 0 | 0 | 0 | 0 | 0 | 0 | 0 | 0 | 0 | 0 | 0 | 0 | 0 | 0 | 0 | 0 | 0 | 0 | 0 | 0 | 0 | 0 | 0 | 0 | 0 | 0 | 0 | 0 | 0 | 0 | 0 | 0 | 0 | 0 | 0 | 0 | 0 | 0 | 0
SCE Metro | Santiago | 230 | 0 | 0 | 0 | 0 | 0 | 0 | 0 | 0 | 0 | 0 | 0 | 0 | 0 | 0 | 0 | 0 | 0 | 0 | 0 | 0 | 0 | 0 | 0 | 0 | 0 | 0 | 0 | 0 | 0 | 0 | 0 | 0 | 0 | 0 | 0 | 0 | 0 | 0 | 0 | 0 | 0 | 0 | 0 | 0 | 0 | 0 | 0 | 0 |  | 0 | 0 | 0 | 0 | 0 | 0 | 0 | 0 | 0 | 0 | 0 | 0 | 0 | 0 | 0 | 0 | 0 | 0 | 0 | 0 | 0 | 0 | 0 | 0 | 0 | 0 | 0 | 0 | 0 | 0 | 0 | 0 | 0 | 0 | 0 | 0 | 200 | 0 | 0 | 0 | 0 | 0 | 0 | 0 | 200 | 0 | 0 | 0 | 0 | 0 | 0 | 0
PG&E GBA | Saratoga | 230 | 0 | 0 | 0 | 0 | 0 | 0 | 0 | 0 | 0 | 0 | 0 | 0 | 0 | 0 | 0 | 0 | 0 | 0 | 0 | 0 | 0 | 0 | 0 | 0 | 0 | 0 | 0 | 0 | 0 | 0 | 0 | 0 | 0 | 0 | 0 | 0 | 0 | 0 | 0 | 0 | 0 | 0 | 0 | 0 | 0 | 0 | 0 | 0 |  | 0 | 0 | 0 | 0 | 0 | 0 | 0 | 0 | 0 | 0 | 0 | 0 | 0 | 0 | 0 | 0 | 0 | 0 | 0 | 0 | 0 | 0 | 0 | 0 | 0 | 0 | 0 | 0 | 0 | 0 | 0 | 0 | 0 | 0 | 0 | 0 | 0 | 0 | 0 | 0 | 0 | 0 | 0 | 0 | 0 | 0 | 0 | 0 | 0 | 0 | 0 | 0
SCE Northern | Saugus | 230 | 0 | 0 | 0 | 0 | 0 | 0 | 0 | 0 | 0 | 0 | 0 | 0 | 0 | 0 | 0 | 0 | 0 | 0 | 0 | 0 | 0 | 0 | 0 | 0 | 0 | 0 | 0 | 0 | 0 | 0 | 0 | 0 | 0 | 0 | 0 | 0 | 0 | 0 | 0 | 0 | 0 | 0 | 0 | 0 | 0 | 0 | 0 | 0 |  | 0 | 0 | 0 | 0 | 0 | 0 | 0 | 0 | 0 | 0 | 0 | 0 | 0 | 0 | 0 | 0 | 0 | 0 | 0 | 0 | 0 | 0 | 0 | 0 | 0 | 0 | 0 | 0 | 0 | 0 | 0 | 0 | 0 | 0 | 0 | 0 | 0 | 0 | 0 | 0 | 0 | 0 | 0 | 0 | 0 | 0 | 0 | 0 | 0 | 0 | 0 | 0
PG&E FRESNO | Schindler | 115 | 0 | 0 | 0 | 0 | 0 | 0 | 0 | 0 | 0 | 0 | 0 | 0 | 60 | 6 | 0 | 0 | 0 | 0 | 0 | 0 | 0 | 0 | 0 | 0 | 60 | 6 | 0 | 0 | 0 | 0 | 0 | 0 | 0 | 0 | 0 | 0 | 60 | 6 | 0 | 0 | 0 | 0 | 0 | 0 | 0 | 0 | 0 | 0 |  | 60 | 6 | 0 | 0 | 0 | 0 | 0 | 0 | 0 | 0 | 0 | 0 | 60 | 6 | 0 | 0 | 0 | 0 | 0 | 0 | 0 | 0 | 0 | 0 | 60 | 6 | 0 | 0 | 0 | 0 | 0 | 0 | 0 | 0 | 0 | 0 | 100 | 0 | 100 | 0 | 0 | 0 | 0 | 0 | 100 | 0 | 100 | 0 | 0 | 0 | 0 | 0
PG&E FRESNO | Schindler | 70 | 0 | 0 | 0 | 0 | 0 | 0 | 0 | 0 | 0 | 0 | 0 | 0 | 0 | 0 | 0 | 0 | 0 | 0 | 0 | 0 | 0 | 0 | 0 | 0 | 0 | 0 | 0 | 0 | 0 | 0 | 0 | 0 | 0 | 0 | 0 | 0 | 0 | 0 | 0 | 0 | 0 | 0 | 0 | 0 | 0 | 0 | 0 | 0 |  | 0 | 0 | 0 | 0 | 0 | 0 | 0 | 0 | 0 | 0 | 0 | 0 | 0 | 0 | 0 | 0 | 0 | 0 | 0 | 0 | 0 | 0 | 0 | 0 | 0 | 0 | 0 | 0 | 0 | 0 | 0 | 0 | 0 | 0 | 0 | 0 | 0 | 0 | 0 | 0 | 0 | 0 | 0 | 0 | 0 | 0 | 0 | 0 | 0 | 0 | 0 | 0
PG&E GBA | Schulte | 115 | 0 | 0 | 0 | 0 | 0 | 0 | 0 | 0 | 0 | 0 | 0 | 0 | 40 | 40 | 0 | 0 | 0 | 0 | 0 | 0 | 0 | 0 | 0 | 0 | 716.12 | 130 | 0 | 0 | 0 | 0 | 0 | 0 | 0 | 0 | 0 | 0 | 716.12 | 130 | 0 | 0 | 0 | 0 | 0 | 0 | 0 | 0 | 0 | 0 |  | 40 | 40 | 0 | 0 | 0 | 0 | 0 | 0 | 0 | 0 | 0 | 0 | 40 | 40 | 0 | 0 | 0 | 0 | 0 | 0 | 0 | 0 | 0 | 0 | 40 | 40 | 0 | 0 | 0 | 0 | 0 | 0 | 0 | 0 | 0 | 0 | 0 | 0 | 0 | 0 | 0 | 0 | 0 | 0 | 0 | 0 | 0 | 0 | 0 | 0 | 0 | 0
SDGE | Scripps | 69 | 0 | 0 | 0 | 0 | 0 | 0 | 0 | 0 | 0 | 0 | 0 | 0 | 0 | 0 | 0 | 0 | 0 | 0 | 0 | 0 | 0 | 0 | 0 | 0 | 0 | 0 | 0 | 0 | 0 | 0 | 0 | 0 | 0 | 0 | 0 | 0 | 71.3 | 0 | 0 | 0 | 0 | 0 | 0 | 0 | 0 | 0 | 0 | 0 |  | 0 | 0 | 0 | 0 | 0 | 0 | 0 | 0 | 0 | 0 | 0 | 0 | 0 | 0 | 0 | 0 | 0 | 0 | 0 | 0 | 0 | 0 | 0 | 0 | 71.3 | 0 | 0 | 0 | 0 | 0 | 0 | 0 | 0 | 0 | 0 | 0 | 0 | 0 | 0 | 0 | 0 | 0 | 0 | 0 | 0 | 0 | 0 | 0 | 0 | 0 | 0 | 0
PG&E KERN | Semitropic | 115 | 0 | 0 | 0 | 0 | 0 | 0 | 0 | 0 | 0 | 0 | 0 | 0 | 0 | 0 | 0 | 0 | 0 | 0 | 0 | 0 | 0 | 0 | 0 | 0 | 0 | 0 | 0 | 0 | 0 | 0 | 0 | 0 | 0 | 0 | 0 | 0 | 0 | 0 | 0 | 0 | 0 | 0 | 0 | 0 | 0 | 0 | 0 | 0 |  | 0 | 0 | 0 | 0 | 0 | 0 | 0 | 0 | 0 | 0 | 0 | 0 | 0 | 0 | 0 | 0 | 0 | 0 | 0 | 0 | 0 | 0 | 0 | 0 | 0 | 0 | 0 | 0 | 0 | 0 | 0 | 0 | 0 | 0 | 0 | 0 | 160 | 0 | 160 | 0 | 0 | 0 | 0 | 0 | 0 | 0 | 0 | 0 | 0 | 0 | 0 | 0
SCE Metro | Serrano | 230 | 0 | 0 | 0 | 0 | 0 | 0 | 0 | 0 | 0 | 0 | 0 | 0 | 0 | 0 | 0 | 0 | 0 | 0 | 0 | 0 | 0 | 0 | 0 | 0 | 0 | 0 | 0 | 0 | 0 | 0 | 0 | 0 | 0 | 0 | 0 | 0 | 0 | 0 | 0 | 0 | 0 | 0 | 0 | 0 | 0 | 0 | 0 | 0 |  | 0 | 0 | 0 | 0 | 0 | 0 | 0 | 0 | 0 | 0 | 0 | 0 | 0 | 0 | 0 | 0 | 0 | 0 | 0 | 0 | 0 | 0 | 0 | 0 | 0 | 0 | 0 | 0 | 0 | 0 | 0 | 0 | 0 | 0 | 0 | 0 | 0 | 0 | 0 | 0 | 0 | 0 | 0 | 0 | 0 | 0 | 0 | 0 | 0 | 0 | 0 | 0
SCE Metro | Serrano | 500 | 0 | 0 | 0 | 0 | 0 | 0 | 0 | 0 | 0 | 0 | 0 | 0 | 0 | 0 | 0 | 0 | 0 | 0 | 0 | 0 | 0 | 0 | 0 | 0 | 0 | 0 | 0 | 0 | 0 | 0 | 0 | 0 | 0 | 0 | 0 | 0 | 0 | 0 | 0 | 0 | 0 | 0 | 0 | 0 | 0 | 0 | 0 | 0 |  | 0 | 0 | 0 | 0 | 0 | 0 | 0 | 0 | 0 | 0 | 0 | 0 | 0 | 0 | 0 | 0 | 0 | 0 | 0 | 0 | 0 | 0 | 0 | 0 | 0 | 0 | 0 | 0 | 0 | 0 | 0 | 0 | 0 | 0 | 0 | 0 | 0 | 0 | 0 | 0 | 0 | 0 | 0 | 0 | 0 | 0 | 0 | 0 | 0 | 0 | 0 | 0
SDGE | Shadowridge | 138 | 0 | 0 | 0 | 0 | 0 | 0 | 0 | 0 | 0 | 0 | 0 | 0 | 0 | 0 | 0 | 0 | 0 | 0 | 0 | 0 | 0 | 0 | 0 | 0 | 0 | 0 | 0 | 0 | 0 | 0 | 0 | 0 | 0 | 0 | 0 | 0 | 0 | 0 | 0 | 0 | 0 | 0 | 0 | 0 | 0 | 0 | 0 | 0 |  | 0 | 0 | 0 | 0 | 0 | 0 | 0 | 0 | 0 | 0 | 0 | 0 | 0 | 0 | 0 | 0 | 0 | 0 | 0 | 0 | 0 | 0 | 0 | 0 | 0 | 0 | 0 | 0 | 0 | 0 | 0 | 0 | 0 | 0 | 0 | 0 | 200 | 0 | 0 | 0 | 0 | 0 | 0 | 0 | 200 | 0 | 0 | 0 | 0 | 0 | 0 | 0
PG&E KERN | Shafter | 115 | 0 | 0 | 0 | 0 | 0 | 0 | 0 | 0 | 0 | 0 | 0 | 0 | 0 | 0 | 0 | 0 | 0 | 0 | 0 | 0 | 0 | 0 | 0 | 0 | 0 | 0 | 0 | 0 | 0 | 0 | 0 | 0 | 0 | 0 | 0 | 0 | 101.7635 | 0 | 0 | 0 | 102.254 | 0 | 0 | 0 | 0 | 0 | 0 | 0 |  | 0 | 0 | 0 | 0 | 0 | 0 | 0 | 0 | 0 | 0 | 0 | 0 | 0 | 0 | 0 | 0 | 0 | 0 | 0 | 0 | 0 | 0 | 0 | 0 | 101.7635 | 0 | 0 | 0 | 102.254 | 0 | 0 | 0 | 0 | 0 | 0 | 0 | 0 | 0 | 0 | 0 | 0 | 0 | 0 | 0 | 0 | 0 | 0 | 0 | 0 | 0 | 0 | 0
PG&E NGBA | Silverado | 115 | 0 | 0 | 0 | 0 | 0 | 0 | 0 | 0 | 0 | 0 | 0 | 0 | 0 | 0 | 0 | 0 | 0 | 0 | 0 | 0 | 0 | 0 | 0 | 0 | 0 | 0 | 0 | 0 | 0 | 0 | 0 | 0 | 0 | 0 | 0 | 0 | 0 | 0 | 0 | 0 | 0 | 0 | 0 | 0 | 0 | 0 | 0 | 0 |  | 0 | 0 | 0 | 0 | 0 | 0 | 0 | 0 | 0 | 0 | 0 | 0 | 0 | 0 | 0 | 0 | 0 | 0 | 0 | 0 | 0 | 0 | 0 | 0 | 0 | 0 | 0 | 0 | 0 | 0 | 0 | 0 | 0 | 0 | 0 | 0 | 0 | 0 | 0 | 0 | 0 | 0 | 0 | 0 | 0 | 0 | 0 | 0 | 0 | 0 | 0 | 0
SDGE | Silvergate | 230 | 0 | 0 | 0 | 0 | 0 | 0 | 0 | 0 | 0 | 0 | 0 | 0 | 0 | 0 | 0 | 0 | 0 | 0 | 0 | 0 | 0 | 0 | 0 | 0 | 0 | 0 | 0 | 0 | 0 | 0 | 0 | 0 | 0 | 0 | 0 | 0 | 213.5487 | 0 | 0 | 0 | 0 | 0 | 0 | 0 | 0 | 0 | 0 | 0 |  | 0 | 0 | 0 | 0 | 0 | 0 | 0 | 0 | 0 | 0 | 0 | 0 | 0 | 0 | 0 | 0 | 0 | 0 | 0 | 0 | 0 | 0 | 0 | 0 | 0 | 0 | 0 | 0 | 0 | 0 | 0 | 0 | 0 | 0 | 0 | 0 | 300 | 0 | 0 | 0 | 0 | 0 | 0 | 0 | 300 | 0 | 0 | 0 | 0 | 0 | 0 | 0
SDGE | Silvergate | 69 | 0 | 0 | 0 | 0 | 0 | 0 | 0 | 0 | 0 | 0 | 0 | 0 | 0 | 0 | 0 | 0 | 0 | 0 | 0 | 0 | 0 | 0 | 0 | 0 | 0 | 0 | 0 | 0 | 0 | 0 | 0 | 0 | 0 | 0 | 0 | 0 | 0 | 0 | 0 | 0 | 0 | 0 | 0 | 0 | 0 | 0 | 0 | 0 |  | 0 | 0 | 0 | 0 | 0 | 0 | 0 | 0 | 0 | 0 | 0 | 0 | 0 | 0 | 0 | 0 | 0 | 0 | 0 | 0 | 0 | 0 | 0 | 0 | 0 | 0 | 0 | 0 | 0 | 0 | 0 | 0 | 0 | 0 | 0 | 0 | 0 | 0 | 0 | 0 | 0 | 0 | 0 | 0 | 0 | 0 | 0 | 0 | 0 | 0 | 0 | 0
PG&E KERN | Sisquoc | 115 | 0 | 0 | 0 | 0 | 0 | 0 | 0 | 0 | 0 | 0 | 0 | 0 | 0 | 0 | 0 | 0 | 0 | 0 | 0 | 0 | 0 | 0 | 0 | 0 | 0 | 0 | 0 | 0 | 0 | 0 | 0 | 0 | 0 | 0 | 0 | 0 | 0 | 0 | 0 | 0 | 0 | 0 | 0 | 0 | 0 | 0 | 0 | 0 |  | 0 | 0 | 0 | 0 | 0 | 0 | 0 | 0 | 0 | 0 | 0 | 0 | 0 | 0 | 0 | 0 | 0 | 0 | 0 | 0 | 0 | 0 | 0 | 0 | 0 | 0 | 0 | 0 | 0 | 0 | 0 | 0 | 0 | 0 | 0 | 0 | 0 | 0 | 0 | 0 | 0 | 0 | 0 | 0 | 0 | 0 | 0 | 0 | 0 | 0 | 0 | 0
EOP | Sloan Canyon | 230 | 0 | 0 | 0 | 0 | 0 | 0 | 0 | 0 | 0 | 0 | 0 | 0 | 95 | 95 | 0 | 0 | 0 | 0 | 0 | 0 | 310 | 65.8196 | 0 | 0 | 95 | 95 | 0 | 0 | 0 | 0 | 0 | 0 | 310 | 65.8196 | 0 | 0 | 95 | 95 | 0 | 0 | 0 | 0 | 0 | 0 | 310 | 65.8196 | 0 | 0 |  | 95 | 95 | 0 | 0 | 0 | 0 | 0 | 0 | 310 | 65.8196 | 0 | 0 | 95 | 95 | 0 | 0 | 0 | 0 | 0 | 0 | 310 | 65.8196 | 0 | 0 | 95 | 95 | 0 | 0 | 0 | 0 | 0 | 0 | 310 | 65.8196 | 0 | 0 | 2250 | 0 | 1350 | 0 | 0 | 0 | 0 | 0 | 1450 | 0 | 550 | 0 | 0 | 0 | 0 | 0
EOP | Sloan Canyon | 500 | 0 | 0 | 0 | 0 | 0 | 0 | 0 | 0 | 0 | 0 | 0 | 0 | 0 | 0 | 0 | 0 | 0 | 0 | 0 | 0 | 0 | 0 | 0 | 0 | 0 | 0 | 0 | 0 | 0 | 0 | 0 | 0 | 0 | 0 | 0 | 0 | 0 | 0 | 0 | 0 | 0 | 0 | 0 | 0 | 0 | 0 | 0 | 0 |  | 0 | 0 | 0 | 0 | 0 | 0 | 0 | 0 | 0 | 0 | 0 | 0 | 0 | 0 | 0 | 0 | 0 | 0 | 0 | 0 | 0 | 0 | 0 | 0 | 0 | 0 | 0 | 0 | 0 | 0 | 0 | 0 | 0 | 0 | 0 | 0 | 0 | 0 | 0 | 0 | 0 | 0 | 0 | 0 | 0 | 0 | 0 | 0 | 0 | 0 | 0 | 0
PG&E KERN | Smyrna | 115 | 0 | 0 | 0 | 0 | 0 | 0 | 0 | 0 | 0 | 0 | 0 | 0 | 0 | 0 | 0 | 0 | 0 | 0 | 0 | 0 | 0 | 0 | 0 | 0 | 0 | 0 | 0 | 0 | 0 | 0 | 0 | 0 | 0 | 0 | 0 | 0 | 0 | 0 | 0 | 0 | 0 | 0 | 0 | 0 | 0 | 0 | 0 | 0 |  | 0 | 0 | 0 | 0 | 0 | 0 | 0 | 0 | 0 | 0 | 0 | 0 | 0 | 0 | 0 | 0 | 0 | 0 | 0 | 0 | 0 | 0 | 0 | 0 | 0 | 0 | 0 | 0 | 0 | 0 | 0 | 0 | 0 | 0 | 0 | 0 | 0 | 0 | 0 | 0 | 0 | 0 | 0 | 0 | 0 | 0 | 0 | 0 | 0 | 0 | 0 | 0
PG&E GBA | Sobrante | 115 | 0 | 0 | 0 | 0 | 0 | 0 | 0 | 0 | 0 | 0 | 0 | 0 | 0 | 0 | 0 | 0 | 0 | 0 | 0 | 0 | 0 | 0 | 0 | 0 | 0 | 0 | 0 | 0 | 0 | 0 | 0 | 0 | 0 | 0 | 0 | 0 | 0 | 0 | 0 | 0 | 0 | 0 | 0 | 0 | 0 | 0 | 0 | 0 |  | 0 | 0 | 0 | 0 | 0 | 0 | 0 | 0 | 0 | 0 | 0 | 0 | 0 | 0 | 0 | 0 | 0 | 0 | 0 | 0 | 0 | 0 | 0 | 0 | 0 | 0 | 0 | 0 | 0 | 0 | 0 | 0 | 0 | 0 | 0 | 0 | 0 | 0 | 0 | 0 | 0 | 0 | 0 | 0 | 0 | 0 | 0 | 0 | 0 | 0 | 0 | 0
PG&E GBA | Sobrante | 230 | 0 | 0 | 0 | 0 | 0 | 0 | 0 | 0 | 0 | 0 | 0 | 0 | 0 | 0 | 0 | 0 | 0 | 0 | 0 | 0 | 0 | 0 | 0 | 0 | 0 | 0 | 0 | 0 | 0 | 0 | 0 | 0 | 0 | 0 | 0 | 0 | 0 | 0 | 0 | 0 | 0 | 0 | 0 | 0 | 0 | 0 | 0 | 0 |  | 0 | 0 | 0 | 0 | 0 | 0 | 0 | 0 | 0 | 0 | 0 | 0 | 0 | 0 | 0 | 0 | 0 | 0 | 0 | 0 | 0 | 0 | 0 | 0 | 0 | 0 | 0 | 0 | 0 | 0 | 0 | 0 | 0 | 0 | 0 | 0 | 0 | 0 | 0 | 0 | 0 | 0 | 0 | 0 | 0 | 0 | 0 | 0 | 0 | 0 | 0 | 0
PG&E KERN | Solar | 230 | 0 | 0 | 0 | 0 | 0 | 0 | 0 | 0 | 0 | 0 | 0 | 0 | 0 | 0 | 0 | 0 | 0 | 0 | 0 | 0 | 0 | 0 | 0 | 0 | 0 | 0 | 0 | 0 | 0 | 0 | 0 | 0 | 0 | 0 | 0 | 0 | 0 | 0 | 0 | 0 | 0 | 0 | 0 | 0 | 0 | 0 | 0 | 0 |  | 0 | 0 | 0 | 0 | 0 | 0 | 0 | 0 | 0 | 0 | 0 | 0 | 0 | 0 | 0 | 0 | 0 | 0 | 0 | 0 | 0 | 0 | 0 | 0 | 0 | 0 | 0 | 0 | 0 | 0 | 0 | 0 | 0 | 0 | 0 | 0 | 0 | 0 | 0 | 0 | 0 | 0 | 0 | 0 | 0 | 0 | 0 | 0 | 0 | 0 | 0 | 0
PG&E GBA | Soledad | 115 | 0 | 0 | 0 | 0 | 0 | 0 | 0 | 0 | 0 | 0 | 0 | 0 | 0 | 0 | 0 | 0 | 0 | 0 | 0 | 0 | 0 | 0 | 0 | 0 | 0 | 0 | 0 | 0 | 0 | 0 | 0 | 0 | 0 | 0 | 0 | 0 | 0 | 0 | 0 | 0 | 0 | 0 | 0 | 0 | 0 | 0 | 0 | 0 |  | 0 | 0 | 0 | 0 | 0 | 0 | 0 | 0 | 0 | 0 | 0 | 0 | 0 | 0 | 0 | 0 | 0 | 0 | 0 | 0 | 0 | 0 | 0 | 0 | 0 | 0 | 0 | 0 | 0 | 0 | 0 | 0 | 0 | 0 | 0 | 0 | 0 | 0 | 0 | 0 | 0 | 0 | 0 | 0 | 0 | 0 | 0 | 0 | 0 | 0 | 0 | 0
PG&E GBA | Soledad | 60 | 0 | 0 | 0 | 0 | 0 | 0 | 0 | 0 | 0 | 0 | 0 | 0 | 0 | 0 | 0 | 0 | 0 | 0 | 0 | 0 | 0 | 0 | 0 | 0 | 0 | 0 | 0 | 0 | 0 | 0 | 0 | 0 | 0 | 0 | 0 | 0 | 0 | 0 | 0 | 0 | 0 | 0 | 0 | 0 | 0 | 0 | 0 | 0 |  | 0 | 0 | 0 | 0 | 0 | 0 | 0 | 0 | 0 | 0 | 0 | 0 | 0 | 0 | 0 | 0 | 0 | 0 | 0 | 0 | 0 | 0 | 0 | 0 | 0 | 0 | 0 | 0 | 0 | 0 | 0 | 0 | 0 | 0 | 0 | 0 | 32 | 0 | 0 | 0 | 0 | 0 | 0 | 0 | 32 | 0 | 0 | 0 | 0 | 0 | 0 | 0
SDGE | Spring Valley | 69 | 0 | 0 | 0 | 0 | 0 | 0 | 0 | 0 | 0 | 0 | 0 | 0 | 0 | 0 | 0 | 0 | 0 | 0 | 0 | 0 | 0 | 0 | 0 | 0 | 0 | 0 | 0 | 0 | 0 | 0 | 0 | 0 | 0 | 0 | 0 | 0 | 0 | 0 | 0 | 0 | 0 | 0 | 0 | 0 | 0 | 0 | 0 | 0 |  | 0 | 0 | 0 | 0 | 0 | 0 | 0 | 0 | 0 | 0 | 0 | 0 | 0 | 0 | 0 | 0 | 0 | 0 | 0 | 0 | 0 | 0 | 0 | 0 | 0 | 0 | 0 | 0 | 0 | 0 | 0 | 0 | 0 | 0 | 0 | 0 | 0 | 0 | 0 | 0 | 0 | 0 | 0 | 0 | 0 | 0 | 0 | 0 | 0 | 0 | 0 | 0
SCE Northern | Springville | 230 | 0 | 0 | 0 | 0 | 0 | 0 | 0 | 0 | 0 | 0 | 0 | 0 | 0 | 0 | 0 | 0 | 0 | 0 | 0 | 0 | 0 | 0 | 0 | 0 | 345 | 0 | 0 | 0 | 464.42 | 0 | 0 | 0 | 0 | 0 | 0 | 0 | 345 | 0 | 0 | 0 | 464.42 | 0 | 0 | 0 | 0 | 0 | 0 | 0 |  | 0 | 0 | 0 | 0 | 0 | 0 | 0 | 0 | 0 | 0 | 0 | 0 | 0 | 0 | 0 | 0 | 0 | 0 | 0 | 0 | 0 | 0 | 0 | 0 | 0 | 0 | 0 | 0 | 0 | 0 | 0 | 0 | 0 | 0 | 0 | 0 | 539.6932 | 0 | 1000 | 0 | 0 | 0 | 0 | 0 | 539.6932 | 0 | 1000 | 0 | 0 | 0 | 0 | 0
PG&E GBA | Stagg | 230 | 0 | 0 | 0 | 0 | 0 | 0 | 0 | 0 | 0 | 0 | 0 | 0 | 0 | 0 | 0 | 0 | 0 | 0 | 0 | 0 | 0 | 0 | 0 | 0 | 0 | 0 | 0 | 0 | 0 | 0 | 0 | 0 | 0 | 0 | 0 | 0 | 0 | 0 | 0 | 0 | 0 | 0 | 0 | 0 | 0 | 0 | 0 | 0 |  | 0 | 0 | 0 | 0 | 0 | 0 | 0 | 0 | 0 | 0 | 0 | 0 | 0 | 0 | 0 | 0 | 0 | 0 | 0 | 0 | 0 | 0 | 0 | 0 | 0 | 0 | 0 | 0 | 0 | 0 | 0 | 0 | 0 | 0 | 0 | 0 | 0 | 0 | 0 | 0 | 0 | 0 | 0 | 0 | 0 | 0 | 0 | 0 | 0 | 0 | 0 | 0
PG&E GBA | Standard Oil | 115 | 0 | 0 | 0 | 0 | 0 | 0 | 0 | 0 | 0 | 0 | 0 | 0 | 0 | 0 | 0 | 0 | 0 | 0 | 0 | 0 | 0 | 0 | 0 | 0 | 0 | 0 | 0 | 0 | 0 | 0 | 0 | 0 | 0 | 0 | 0 | 0 | 0 | 0 | 0 | 0 | 0 | 0 | 0 | 0 | 0 | 0 | 0 | 0 |  | 0 | 0 | 0 | 0 | 0 | 0 | 0 | 0 | 0 | 0 | 0 | 0 | 0 | 0 | 0 | 0 | 0 | 0 | 0 | 0 | 0 | 0 | 0 | 0 | 0 | 0 | 0 | 0 | 0 | 0 | 0 | 0 | 0 | 0 | 0 | 0 | 0 | 0 | 16.5 | 0 | 0 | 0 | 0 | 0 | 0 | 0 | 16.5 | 0 | 0 | 0 | 0 | 0
PG&E GBA | Stanislaus | 115 | 0 | 0 | 0 | 0 | 0 | 0 | 0 | 0 | 0 | 0 | 0 | 0 | 0 | 0 | 0 | 0 | 0 | 0 | 0 | 0 | 0 | 0 | 0 | 0 | 0 | 0 | 0 | 0 | 0 | 0 | 0 | 0 | 0 | 0 | 0 | 0 | 0 | 0 | 0 | 0 | 0 | 0 | 0 | 0 | 0 | 0 | 0 | 0 |  | 0 | 0 | 0 | 0 | 0 | 0 | 0 | 0 | 0 | 0 | 0 | 0 | 0 | 0 | 0 | 0 | 0 | 0 | 0 | 0 | 0 | 0 | 0 | 0 | 0 | 0 | 0 | 0 | 0 | 0 | 0 | 0 | 0 | 0 | 0 | 0 | 0 | 0 | 0 | 0 | 0 | 0 | 0 | 0 | 0 | 0 | 0 | 0 | 0 | 0 | 0 | 0
PG&E KERN | Stockdale | 115 | 0 | 0 | 0 | 0 | 0 | 0 | 0 | 0 | 0 | 0 | 0 | 0 | 0 | 0 | 0 | 0 | 0 | 0 | 0 | 0 | 0 | 0 | 0 | 0 | 0 | 0 | 0 | 0 | 0 | 0 | 0 | 0 | 0 | 0 | 0 | 0 | 0 | 0 | 0 | 0 | 0 | 0 | 0 | 0 | 0 | 0 | 0 | 0 |  | 0 | 0 | 0 | 0 | 0 | 0 | 0 | 0 | 0 | 0 | 0 | 0 | 0 | 0 | 0 | 0 | 0 | 0 | 0 | 0 | 0 | 0 | 0 | 0 | 0 | 0 | 0 | 0 | 0 | 0 | 0 | 0 | 0 | 0 | 0 | 0 | 0 | 0 | 0 | 0 | 0 | 0 | 0 | 0 | 0 | 0 | 0 | 0 | 0 | 0 | 0 | 0
PG&E KERN | Stockdale | 230 | 0 | 0 | 0 | 0 | 0 | 0 | 0 | 0 | 0 | 0 | 0 | 0 | 0 | 0 | 0 | 0 | 0 | 0 | 0 | 0 | 0 | 0 | 0 | 0 | 0 | 0 | 0 | 0 | 0 | 0 | 0 | 0 | 0 | 0 | 0 | 0 | 0 | 0 | 0 | 0 | 0 | 0 | 0 | 0 | 0 | 0 | 0 | 0 |  | 0 | 0 | 0 | 0 | 0 | 0 | 0 | 0 | 0 | 0 | 0 | 0 | 0 | 0 | 0 | 0 | 0 | 0 | 0 | 0 | 0 | 0 | 0 | 0 | 0 | 0 | 0 | 0 | 0 | 0 | 0 | 0 | 0 | 0 | 0 | 0 | 0 | 0 | 0 | 0 | 0 | 0 | 0 | 0 | 0 | 0 | 0 | 0 | 0 | 0 | 0 | 0
PG&E GBA | Stockton A | 115 | 0 | 0 | 0 | 0 | 0 | 0 | 0 | 0 | 0 | 0 | 0 | 0 | 0 | 0 | 0 | 0 | 0 | 0 | 0 | 0 | 0 | 0 | 0 | 0 | 0 | 0 | 0 | 0 | 0 | 0 | 0 | 0 | 0 | 0 | 0 | 0 | 0 | 0 | 0 | 0 | 0 | 0 | 0 | 0 | 0 | 0 | 0 | 0 |  | 0 | 0 | 0 | 0 | 0 | 0 | 0 | 0 | 0 | 0 | 0 | 0 | 0 | 0 | 0 | 0 | 0 | 0 | 0 | 0 | 0 | 0 | 0 | 0 | 0 | 0 | 0 | 0 | 0 | 0 | 0 | 0 | 0 | 0 | 0 | 0 | 0 | 0 | 0 | 0 | 0 | 0 | 0 | 0 | 0 | 0 | 0 | 0 | 0 | 0 | 0 | 0
PG&E GBA | Stone | 115 | 0 | 0 | 0 | 0 | 0 | 0 | 0 | 0 | 0 | 0 | 0 | 0 | 0 | 0 | 0 | 0 | 0 | 0 | 0 | 0 | 0 | 0 | 0 | 0 | 0 | 0 | 0 | 0 | 0 | 0 | 0 | 0 | 0 | 0 | 0 | 0 | 0 | 0 | 0 | 0 | 0 | 0 | 0 | 0 | 0 | 0 | 0 | 0 |  | 0 | 0 | 0 | 0 | 0 | 0 | 0 | 0 | 0 | 0 | 0 | 0 | 0 | 0 | 0 | 0 | 0 | 0 | 0 | 0 | 0 | 0 | 0 | 0 | 0 | 0 | 0 | 0 | 0 | 0 | 0 | 0 | 0 | 0 | 0 | 0 | 0 | 0 | 0 | 0 | 0 | 0 | 0 | 0 | 0 | 0 | 0 | 0 | 0 | 0 | 0 | 0
PG&E FRESNO | Storey | 230 | 0 | 0 | 0 | 0 | 0 | 0 | 0 | 0 | 0 | 0 | 0 | 0 | 0 | 0 | 0 | 0 | 0 | 0 | 0 | 0 | 0 | 0 | 0 | 0 | 0 | 0 | 0 | 0 | 0 | 0 | 0 | 0 | 0 | 0 | 0 | 0 | 0 | 0 | 0 | 0 | 0 | 0 | 0 | 0 | 0 | 0 | 0 | 0 |  | 0 | 0 | 0 | 0 | 0 | 0 | 0 | 0 | 0 | 0 | 0 | 0 | 0 | 0 | 0 | 0 | 0 | 0 | 0 | 0 | 0 | 0 | 0 | 0 | 0 | 0 | 0 | 0 | 0 | 0 | 0 | 0 | 0 | 0 | 0 | 0 | 0 | 0 | 0 | 0 | 0 | 0 | 0 | 0 | 0 | 0 | 0 | 0 | 0 | 0 | 0 | 0
PG&E NGBA | Summit | 115 | 0 | 0 | 0 | 0 | 0 | 0 | 0 | 0 | 0 | 0 | 0 | 0 | 0 | 0 | 0 | 0 | 0 | 0 | 0 | 0 | 0 | 0 | 0 | 0 | 0 | 0 | 0 | 0 | 0 | 0 | 0 | 0 | 0 | 0 | 0 | 0 | 0 | 0 | 0 | 0 | 0 | 0 | 0 | 0 | 0 | 0 | 0 | 0 |  | 0 | 0 | 0 | 0 | 0 | 0 | 0 | 0 | 0 | 0 | 0 | 0 | 0 | 0 | 0 | 0 | 0 | 0 | 0 | 0 | 0 | 0 | 0 | 0 | 0 | 0 | 0 | 0 | 0 | 0 | 0 | 0 | 0 | 0 | 0 | 0 | 0 | 0 | 0 | 0 | 0 | 0 | 0 | 0 | 0 | 0 | 0 | 0 | 0 | 0 | 0 | 0
SDGE | Suncrest | 230 | 0 | 0 | 0 | 0 | 0 | 0 | 0 | 0 | 0 | 0 | 0 | 0 | 0 | 0 | 0 | 0 | 0 | 0 | 0 | 0 | 0 | 0 | 0 | 0 | 0 | 0 | 0 | 0 | 0 | 0 | 0 | 0 | 0 | 0 | 0 | 0 | 312.96 | 0 | 0 | 0 | 0 | 0 | 0 | 0 | 0 | 0 | 0 | 0 |  | 0 | 0 | 0 | 0 | 0 | 0 | 0 | 0 | 0 | 0 | 0 | 0 | 0 | 0 | 0 | 0 | 0 | 0 | 0 | 0 | 0 | 0 | 0 | 0 | 0 | 0 | 0 | 0 | 0 | 0 | 0 | 0 | 0 | 0 | 0 | 0 | 75 | 0 | 0 | 0 | 0 | 0 | 0 | 0 | 75 | 0 | 0 | 0 | 0 | 0 | 0 | 0
SDGE | Suncrest | 500 | 0 | 0 | 0 | 0 | 0 | 0 | 0 | 0 | 0 | 0 | 0 | 0 | 0 | 0 | 0 | 0 | 0 | 0 | 0 | 0 | 0 | 0 | 0 | 0 | 0 | 0 | 0 | 0 | 0 | 0 | 0 | 0 | 0 | 0 | 0 | 0 | 0 | 0 | 0 | 0 | 0 | 0 | 0 | 0 | 0 | 0 | 0 | 0 |  | 0 | 0 | 0 | 0 | 0 | 0 | 0 | 0 | 0 | 0 | 0 | 0 | 0 | 0 | 0 | 0 | 0 | 0 | 0 | 0 | 0 | 0 | 0 | 0 | 0 | 0 | 0 | 0 | 0 | 0 | 0 | 0 | 0 | 0 | 0 | 0 | 0 | 0 | 0 | 0 | 0 | 0 | 0 | 0 | 0 | 0 | 0 | 0 | 0 | 0 | 0 | 0
PG&E KERN | Sunrise | 230 | 0 | 0 | 0 | 0 | 0 | 0 | 0 | 0 | 0 | 0 | 0 | 0 | 0 | 0 | 0 | 0 | 0 | 0 | 0 | 0 | 0 | 0 | 0 | 0 | 0 | 0 | 0 | 0 | 0 | 0 | 0 | 0 | 0 | 0 | 0 | 0 | 0 | 0 | 0 | 0 | 0 | 0 | 0 | 0 | 0 | 0 | 0 | 0 |  | 0 | 0 | 0 | 0 | 0 | 0 | 0 | 0 | 0 | 0 | 0 | 0 | 0 | 0 | 0 | 0 | 0 | 0 | 0 | 0 | 0 | 0 | 0 | 0 | 0 | 0 | 0 | 0 | 0 | 0 | 0 | 0 | 0 | 0 | 0 | 0 | 0 | 0 | 0 | 0 | 0 | 0 | 0 | 0 | 0 | 0 | 0 | 0 | 0 | 0 | 0 | 0
PG&E KERN | Sunset | 230 | 0 | 0 | 0 | 0 | 0 | 0 | 0 | 0 | 0 | 0 | 0 | 0 | 0 | 0 | 0 | 0 | 0 | 0 | 0 | 0 | 0 | 0 | 0 | 0 | 0 | 0 | 0 | 0 | 0 | 0 | 0 | 0 | 0 | 0 | 0 | 0 | 0 | 0 | 0 | 0 | 0 | 0 | 0 | 0 | 0 | 0 | 0 | 0 |  | 0 | 0 | 0 | 0 | 0 | 0 | 0 | 0 | 0 | 0 | 0 | 0 | 0 | 0 | 0 | 0 | 0 | 0 | 0 | 0 | 0 | 0 | 0 | 0 | 0 | 0 | 0 | 0 | 0 | 0 | 0 | 0 | 0 | 0 | 0 | 0 | 0 | 0 | 0 | 0 | 0 | 0 | 0 | 0 | 0 | 0 | 0 | 0 | 0 | 0 | 0 | 0
PG&E GBA | Swift | 115 | 0 | 0 | 0 | 0 | 0 | 0 | 0 | 0 | 0 | 0 | 0 | 0 | 0 | 0 | 0 | 0 | 0 | 0 | 0 | 0 | 0 | 0 | 0 | 0 | 0 | 0 | 0 | 0 | 0 | 0 | 0 | 0 | 0 | 0 | 0 | 0 | 0 | 0 | 0 | 0 | 0 | 0 | 0 | 0 | 0 | 0 | 0 | 0 |  | 0 | 0 | 0 | 0 | 0 | 0 | 0 | 0 | 0 | 0 | 0 | 0 | 0 | 0 | 0 | 0 | 0 | 0 | 0 | 0 | 0 | 0 | 0 | 0 | 0 | 0 | 0 | 0 | 0 | 0 | 0 | 0 | 0 | 0 | 0 | 0 | 0 | 0 | 0 | 0 | 0 | 0 | 0 | 0 | 0 | 0 | 0 | 0 | 0 | 0 | 0 | 0
SDGE | Sycamore Canyon | 138 | 0 | 0 | 0 | 0 | 0 | 0 | 0 | 0 | 0 | 0 | 0 | 0 | 0 | 0 | 0 | 0 | 0 | 0 | 0 | 0 | 0 | 0 | 0 | 0 | 0 | 0 | 0 | 0 | 0 | 0 | 0 | 0 | 0 | 0 | 0 | 0 | 0 | 0 | 0 | 0 | 0 | 0 | 0 | 0 | 0 | 0 | 0 | 0 |  | 0 | 0 | 0 | 0 | 0 | 0 | 0 | 0 | 0 | 0 | 0 | 0 | 0 | 0 | 0 | 0 | 0 | 0 | 0 | 0 | 0 | 0 | 0 | 0 | 0 | 0 | 0 | 0 | 0 | 0 | 0 | 0 | 0 | 0 | 0 | 0 | 0 | 0 | 0 | 0 | 0 | 0 | 0 | 0 | 0 | 0 | 0 | 0 | 0 | 0 | 0 | 0
SDGE | Sycamore Canyon | 230 | 0 | 0 | 0 | 0 | 0 | 0 | 0 | 0 | 0 | 0 | 0 | 0 | 0 | 0 | 0 | 0 | 0 | 0 | 0 | 0 | 0 | 0 | 0 | 0 | 0 | 0 | 0 | 0 | 0 | 0 | 0 | 0 | 0 | 0 | 0 | 0 | 0 | 0 | 0 | 0 | 0 | 0 | 0 | 0 | 0 | 0 | 0 | 0 |  | 0 | 0 | 0 | 0 | 0 | 0 | 0 | 0 | 0 | 0 | 0 | 0 | 0 | 0 | 0 | 0 | 0 | 0 | 0 | 0 | 0 | 0 | 0 | 0 | 0 | 0 | 0 | 0 | 0 | 0 | 0 | 0 | 0 | 0 | 0 | 0 | 0 | 0 | 0 | 0 | 0 | 0 | 0 | 0 | 0 | 0 | 0 | 0 | 0 | 0 | 0 | 0
SDGE | Sycamore Canyon | 69 | 0 | 0 | 0 | 0 | 0 | 0 | 0 | 0 | 0 | 0 | 0 | 0 | 0 | 0 | 0 | 0 | 0 | 0 | 0 | 0 | 0 | 0 | 0 | 0 | 0 | 0 | 0 | 0 | 0 | 0 | 0 | 0 | 0 | 0 | 0 | 0 | 0 | 0 | 0 | 0 | 0 | 0 | 0 | 0 | 0 | 0 | 0 | 0 |  | 0 | 0 | 0 | 0 | 0 | 0 | 0 | 0 | 0 | 0 | 0 | 0 | 0 | 0 | 0 | 0 | 0 | 0 | 0 | 0 | 0 | 0 | 0 | 0 | 0 | 0 | 0 | 0 | 0 | 0 | 0 | 0 | 0 | 0 | 0 | 0 | 0 | 0 | 0 | 0 | 0 | 0 | 0 | 0 | 0 | 0 | 0 | 0 | 0 | 0 | 0 | 0
SCE Northern | Sylmar | 230 | 0 | 0 | 0 | 0 | 0 | 0 | 0 | 0 | 0 | 0 | 0 | 0 | 0 | 0 | 0 | 0 | 0 | 0 | 0 | 0 | 0 | 0 | 0 | 0 | 171.738 | 0 | 0 | 0 | 0 | 0 | 0 | 0 | 0 | 0 | 0 | 0 | 171.738 | 0 | 0 | 0 | 0 | 0 | 0 | 0 | 0 | 0 | 0 | 0 |  | 0 | 0 | 0 | 0 | 0 | 0 | 0 | 0 | 0 | 0 | 0 | 0 | 0 | 0 | 0 | 0 | 0 | 0 | 0 | 0 | 0 | 0 | 0 | 0 | 0 | 0 | 0 | 0 | 0 | 0 | 0 | 0 | 0 | 0 | 0 | 0 | 0 | 0 | 0 | 0 | 0 | 0 | 0 | 0 | 0 | 0 | 0 | 0 | 0 | 0 | 0 | 0
PG&E NGBA | Table Mountain | 115 | 0 | 0 | 0 | 0 | 0 | 0 | 0 | 0 | 0 | 0 | 0 | 0 | 0 | 0 | 0 | 0 | 0 | 0 | 0 | 0 | 0 | 0 | 0 | 0 | 0 | 0 | 0 | 0 | 0 | 0 | 0 | 0 | 0 | 0 | 0 | 0 | 0 | 0 | 0 | 0 | 0 | 0 | 0 | 0 | 0 | 0 | 0 | 0 |  | 0 | 0 | 0 | 0 | 0 | 0 | 0 | 0 | 0 | 0 | 0 | 0 | 0 | 0 | 0 | 0 | 0 | 0 | 0 | 0 | 0 | 0 | 0 | 0 | 0 | 0 | 0 | 0 | 0 | 0 | 0 | 0 | 0 | 0 | 0 | 0 | 0 | 0 | 0 | 0 | 0 | 0 | 0 | 0 | 0 | 0 | 0 | 0 | 0 | 0 | 0 | 0
PG&E NGBA | Table Mountain | 230 | 0 | 0 | 0 | 0 | 0 | 0 | 0 | 0 | 0 | 0 | 0 | 0 | 0 | 0 | 0 | 0 | 0 | 0 | 0 | 0 | 0 | 0 | 0 | 0 | 0 | 0 | 0 | 0 | 0 | 0 | 0 | 0 | 0 | 0 | 0 | 0 | 0 | 0 | 0 | 0 | 0 | 0 | 0 | 0 | 0 | 0 | 0 | 0 |  | 0 | 0 | 0 | 0 | 0 | 0 | 0 | 0 | 0 | 0 | 0 | 0 | 0 | 0 | 0 | 0 | 0 | 0 | 0 | 0 | 0 | 0 | 0 | 0 | 0 | 0 | 0 | 0 | 0 | 0 | 0 | 0 | 0 | 0 | 0 | 0 | 0 | 0 | 0 | 0 | 0 | 0 | 0 | 0 | 0 | 0 | 0 | 0 | 0 | 0 | 0 | 0
PG&E NGBA | Table Mountain | 500 | 0 | 0 | 0 | 0 | 0 | 0 | 0 | 0 | 0 | 0 | 0 | 0 | 0 | 0 | 0 | 0 | 0 | 0 | 0 | 0 | 0 | 0 | 0 | 0 | 0 | 0 | 0 | 0 | 0 | 0 | 0 | 0 | 0 | 0 | 0 | 0 | 0 | 0 | 0 | 0 | 0 | 0 | 0 | 0 | 0 | 0 | 0 | 0 |  | 0 | 0 | 0 | 0 | 0 | 0 | 0 | 0 | 0 | 0 | 0 | 0 | 0 | 0 | 0 | 0 | 0 | 0 | 0 | 0 | 0 | 0 | 0 | 0 | 0 | 0 | 0 | 0 | 0 | 0 | 0 | 0 | 0 | 0 | 0 | 0 | 400 | 0 | 0 | 0 | 0 | 0 | 0 | 0 | 0 | 0 | 0 | 0 | 0 | 0 | 0 | 0
PG&E NGBA | Table Mountain | 60 | 0 | 0 | 0 | 0 | 0 | 0 | 0 | 0 | 0 | 0 | 0 | 0 | 0 | 0 | 0 | 0 | 0 | 0 | 0 | 0 | 0 | 0 | 0 | 0 | 0 | 0 | 0 | 0 | 0 | 0 | 0 | 0 | 0 | 0 | 0 | 0 | 0 | 0 | 0 | 0 | 0 | 0 | 0 | 0 | 0 | 0 | 0 | 0 |  | 0 | 0 | 0 | 0 | 0 | 0 | 0 | 0 | 0 | 0 | 0 | 0 | 0 | 0 | 0 | 0 | 0 | 0 | 0 | 0 | 0 | 0 | 0 | 0 | 0 | 0 | 0 | 0 | 0 | 0 | 0 | 0 | 0 | 0 | 0 | 0 | 0 | 0 | 0 | 0 | 0 | 0 | 0 | 0 | 0 | 0 | 0 | 0 | 0 | 0 | 0 | 0
PG&E KERN | Taft | 115 | 0 | 0 | 0 | 0 | 0 | 0 | 0 | 0 | 0 | 0 | 0 | 0 | 0 | 0 | 0 | 0 | 0 | 0 | 0 | 0 | 0 | 0 | 0 | 0 | 0 | 0 | 0 | 0 | 0 | 0 | 0 | 0 | 0 | 0 | 0 | 0 | 0 | 0 | 0 | 0 | 0 | 0 | 0 | 0 | 0 | 0 | 0 | 0 |  | 0 | 0 | 0 | 0 | 0 | 0 | 0 | 0 | 0 | 0 | 0 | 0 | 0 | 0 | 0 | 0 | 0 | 0 | 0 | 0 | 0 | 0 | 0 | 0 | 0 | 0 | 0 | 0 | 0 | 0 | 0 | 0 | 0 | 0 | 0 | 0 | 0 | 0 | 0 | 0 | 0 | 0 | 0 | 0 | 0 | 0 | 0 | 0 | 0 | 0 | 0 | 0
SDGE | Talega | 138 | 200 | 100 | 0 | 0 | 0 | 0 | 0 | 0 | 0 | 0 | 0 | 0 | 200 | 100 | 0 | 0 | 0 | 0 | 0 | 0 | 0 | 0 | 0 | 0 | 200 | 100 | 0 | 0 | 0 | 0 | 0 | 0 | 0 | 0 | 0 | 0 | 200 | 100 | 0 | 0 | 0 | 0 | 0 | 0 | 0 | 0 | 0 | 0 |  | 200 | 100 | 0 | 0 | 0 | 0 | 0 | 0 | 0 | 0 | 0 | 0 | 200 | 100 | 0 | 0 | 0 | 0 | 0 | 0 | 0 | 0 | 0 | 0 | 200 | 100 | 0 | 0 | 0 | 0 | 0 | 0 | 0 | 0 | 0 | 0 | 0 | 0 | 0 | 0 | 0 | 0 | 0 | 0 | 0 | 0 | 0 | 0 | 0 | 0 | 0 | 0
SDGE | Talega | 230 | 0 | 0 | 0 | 0 | 0 | 0 | 0 | 0 | 0 | 0 | 0 | 0 | 0 | 0 | 0 | 0 | 0 | 0 | 0 | 0 | 0 | 0 | 0 | 0 | 0 | 0 | 0 | 0 | 0 | 0 | 0 | 0 | 0 | 0 | 0 | 0 | 0 | 0 | 0 | 0 | 0 | 0 | 0 | 0 | 0 | 0 | 0 | 0 |  | 0 | 0 | 0 | 0 | 0 | 0 | 0 | 0 | 0 | 0 | 0 | 0 | 0 | 0 | 0 | 0 | 0 | 0 | 0 | 0 | 0 | 0 | 0 | 0 | 0 | 0 | 0 | 0 | 0 | 0 | 0 | 0 | 0 | 0 | 0 | 0 | 350 | 0 | 0 | 0 | 0 | 0 | 0 | 0 | 350 | 0 | 0 | 0 | 0 | 0 | 0 | 0
PG&E GBA | Tassajara | 230 | 0 | 0 | 0 | 0 | 0 | 0 | 0 | 0 | 0 | 0 | 0 | 0 | 0 | 0 | 0 | 0 | 0 | 0 | 0 | 0 | 0 | 0 | 0 | 0 | 0 | 0 | 0 | 0 | 0 | 0 | 0 | 0 | 0 | 0 | 0 | 0 | 0 | 0 | 0 | 0 | 0 | 0 | 0 | 0 | 0 | 0 | 0 | 0 |  | 0 | 0 | 0 | 0 | 0 | 0 | 0 | 0 | 0 | 0 | 0 | 0 | 0 | 0 | 0 | 0 | 0 | 0 | 0 | 0 | 0 | 0 | 0 | 0 | 0 | 0 | 0 | 0 | 0 | 0 | 0 | 0 | 0 | 0 | 0 | 0 | 0 | 0 | 0 | 0 | 0 | 0 | 0 | 0 | 0 | 0 | 0 | 0 | 0 | 0 | 0 | 0
PG&E KERN | Tejon | 70 | 0 | 0 | 0 | 0 | 0 | 0 | 0 | 0 | 0 | 0 | 0 | 0 | 0 | 0 | 0 | 0 | 0 | 0 | 0 | 0 | 0 | 0 | 0 | 0 | 0 | 0 | 0 | 0 | 0 | 0 | 0 | 0 | 0 | 0 | 0 | 0 | 0 | 0 | 0 | 0 | 0 | 0 | 0 | 0 | 0 | 0 | 0 | 0 |  | 0 | 0 | 0 | 0 | 0 | 0 | 0 | 0 | 0 | 0 | 0 | 0 | 0 | 0 | 0 | 0 | 0 | 0 | 0 | 0 | 0 | 0 | 0 | 0 | 0 | 0 | 0 | 0 | 0 | 0 | 0 | 0 | 0 | 0 | 0 | 0 | 0 | 0 | 0 | 0 | 0 | 0 | 0 | 0 | 0 | 0 | 0 | 0 | 0 | 0 | 0 | 0
SDGE | Telegraph Canyon | 138 | 0 | 0 | 0 | 0 | 0 | 0 | 0 | 0 | 0 | 0 | 0 | 0 | 0 | 0 | 0 | 0 | 0 | 0 | 0 | 0 | 0 | 0 | 0 | 0 | 0 | 0 | 0 | 0 | 0 | 0 | 0 | 0 | 0 | 0 | 0 | 0 | 0 | 0 | 0 | 0 | 0 | 0 | 0 | 0 | 0 | 0 | 0 | 0 |  | 0 | 0 | 0 | 0 | 0 | 0 | 0 | 0 | 0 | 0 | 0 | 0 | 0 | 0 | 0 | 0 | 0 | 0 | 0 | 0 | 0 | 0 | 0 | 0 | 0 | 0 | 0 | 0 | 0 | 0 | 0 | 0 | 0 | 0 | 0 | 0 | 100 | 0 | 0 | 0 | 0 | 0 | 0 | 0 | 100 | 0 | 0 | 0 | 0 | 0 | 0 | 0
PG&E KERN | Temblor | 115 | 0 | 0 | 0 | 0 | 0 | 0 | 0 | 0 | 0 | 0 | 0 | 0 | 60 | 4 | 0 | 0 | 0 | 0 | 0 | 0 | 0 | 0 | 0 | 0 | 60 | 4 | 0 | 0 | 0 | 0 | 0 | 0 | 0 | 0 | 0 | 0 | 60 | 4 | 0 | 0 | 0 | 0 | 0 | 0 | 0 | 0 | 0 | 0 |  | 60 | 4 | 0 | 0 | 0 | 0 | 0 | 0 | 0 | 0 | 0 | 0 | 60 | 4 | 0 | 0 | 0 | 0 | 0 | 0 | 0 | 0 | 0 | 0 | 60 | 4 | 0 | 0 | 0 | 0 | 0 | 0 | 0 | 0 | 0 | 0 | 0 | 0 | 0 | 0 | 0 | 0 | 0 | 0 | 0 | 0 | 0 | 0 | 0 | 0 | 0 | 0
PG&E KERN | Templeton | 230 | 0 | 0 | 0 | 0 | 0 | 0 | 0 | 0 | 0 | 0 | 0 | 0 | 0 | 0 | 0 | 0 | 0 | 0 | 0 | 0 | 0 | 0 | 0 | 0 | 0 | 0 | 0 | 0 | 0 | 0 | 0 | 0 | 0 | 0 | 0 | 0 | 0 | 0 | 0 | 0 | 0 | 0 | 0 | 0 | 0 | 0 | 0 | 0 |  | 0 | 0 | 0 | 0 | 0 | 0 | 0 | 0 | 0 | 0 | 0 | 0 | 0 | 0 | 0 | 0 | 0 | 0 | 0 | 0 | 0 | 0 | 0 | 0 | 0 | 0 | 0 | 0 | 0 | 0 | 0 | 0 | 0 | 0 | 0 | 0 | 950 | 0 | 0 | 0 | 0 | 0 | 0 | 0 | 500 | 0 | 0 | 0 | 0 | 0 | 0 | 0
PG&E KERN | Templeton | 70 | 0 | 0 | 0 | 0 | 0 | 0 | 0 | 0 | 0 | 0 | 0 | 0 | 0 | 0 | 0 | 0 | 0 | 0 | 0 | 0 | 0 | 0 | 0 | 0 | 0 | 0 | 0 | 0 | 0 | 0 | 0 | 0 | 0 | 0 | 0 | 0 | 0 | 0 | 0 | 0 | 0 | 0 | 0 | 0 | 0 | 0 | 0 | 0 |  | 0 | 0 | 0 | 0 | 0 | 0 | 0 | 0 | 0 | 0 | 0 | 0 | 0 | 0 | 0 | 0 | 0 | 0 | 0 | 0 | 0 | 0 | 0 | 0 | 0 | 0 | 0 | 0 | 0 | 0 | 0 | 0 | 0 | 0 | 0 | 0 | 0 | 0 | 0 | 0 | 0 | 0 | 0 | 0 | 0 | 0 | 0 | 0 | 0 | 0 | 0 | 0
PG&E GBA | Tesla | 115 | 0 | 0 | 0 | 0 | 0 | 0 | 0 | 0 | 0 | 0 | 0 | 0 | 0 | 0 | 0 | 0 | 0 | 0 | 0 | 0 | 0 | 0 | 0 | 0 | 0 | 0 | 0 | 0 | 0 | 0 | 0 | 0 | 0 | 0 | 0 | 0 | 0 | 0 | 0 | 0 | 0 | 0 | 0 | 0 | 0 | 0 | 0 | 0 |  | 0 | 0 | 0 | 0 | 0 | 0 | 0 | 0 | 0 | 0 | 0 | 0 | 0 | 0 | 0 | 0 | 0 | 0 | 0 | 0 | 0 | 0 | 0 | 0 | 0 | 0 | 0 | 0 | 0 | 0 | 0 | 0 | 0 | 0 | 0 | 0 | 0 | 0 | 0 | 0 | 0 | 0 | 0 | 0 | 0 | 0 | 0 | 0 | 0 | 0 | 0 | 0
PG&E GBA | Tesla | 230 | 0 | 0 | 0 | 0 | 0 | 0 | 0 | 0 | 62.5 | 60 | 0 | 0 | 18 | 0 | 0 | 0 | 0 | 0 | 0 | 0 | 176.5 | 80 | 0 | 0 | 762.12 | 675 | 0 | 0 | 0 | 0 | 0 | 0 | 176.5 | 80 | 0 | 0 | 762.12 | 675 | 0 | 0 | 0 | 0 | 0 | 0 | 176.5 | 80 | 0 | 0 |  | 18 | 0 | 0 | 0 | 0 | 0 | 0 | 0 | 176.5 | 80 | 0 | 0 | 18 | 0 | 0 | 0 | 0 | 0 | 0 | 0 | 176.5 | 80 | 0 | 0 | 18 | 0 | 0 | 0 | 0 | 0 | 0 | 0 | 176.5 | 80 | 0 | 0 | 2685 | 0 | 0 | 0 | 0 | 0 | 0 | 0 | 1550 | 0 | 0 | 0 | 0 | 0 | 0 | 0
PG&E GBA | Tesla | 500 | 405.9 | 400 | 0 | 0 | 410.04 | 0 | 0 | 0 | 408.8 | 0 | 0 | 0 | 405.9 | 400 | 0 | 0 | 410.04 | 0 | 0 | 0 | 408.8 | 0 | 0 | 0 | 921.318 | 900 | 0 | 0 | 410.04 | 0 | 0 | 0 | 408.8 | 0 | 0 | 0 | 921.318 | 900 | 0 | 0 | 410.04 | 0 | 0 | 0 | 408.8 | 0 | 0 | 0 |  | 405.9 | 400 | 0 | 0 | 410.04 | 0 | 0 | 0 | 408.8 | 0 | 0 | 0 | 405.9 | 400 | 0 | 0 | 410.04 | 0 | 0 | 0 | 408.8 | 0 | 0 | 0 | 405.9 | 400 | 0 | 0 | 410.04 | 0 | 0 | 0 | 408.8 | 0 | 0 | 0 | 900 | 0 | 0 | 0 | 0 | 0 | 0 | 0 | 500 | 0 | 0 | 0 | 0 | 0 | 0 | 0
PG&E KERN | Tevis | 115 | 0 | 0 | 0 | 0 | 0 | 0 | 0 | 0 | 0 | 0 | 0 | 0 | 0 | 0 | 0 | 0 | 0 | 0 | 0 | 0 | 0 | 0 | 0 | 0 | 0 | 0 | 0 | 0 | 0 | 0 | 0 | 0 | 0 | 0 | 0 | 0 | 0 | 0 | 0 | 0 | 0 | 0 | 0 | 0 | 0 | 0 | 0 | 0 |  | 0 | 0 | 0 | 0 | 0 | 0 | 0 | 0 | 0 | 0 | 0 | 0 | 0 | 0 | 0 | 0 | 0 | 0 | 0 | 0 | 0 | 0 | 0 | 0 | 0 | 0 | 0 | 0 | 0 | 0 | 0 | 0 | 0 | 0 | 0 | 0 | 0 | 0 | 0 | 0 | 0 | 0 | 0 | 0 | 0 | 0 | 0 | 0 | 0 | 0 | 0 | 0
EOP | Thousandaire | 138 | 0 | 0 | 0 | 0 | 0 | 0 | 0 | 0 | 0 | 0 | 0 | 0 | 0 | 0 | 0 | 0 | 0 | 0 | 0 | 0 | 0 | 0 | 0 | 0 | 0 | 0 | 0 | 0 | 0 | 0 | 0 | 0 | 0 | 0 | 0 | 0 | 0 | 0 | 0 | 0 | 0 | 0 | 0 | 0 | 0 | 0 | 0 | 0 |  | 0 | 0 | 0 | 0 | 0 | 0 | 0 | 0 | 0 | 0 | 0 | 0 | 0 | 0 | 0 | 0 | 0 | 0 | 0 | 0 | 0 | 0 | 0 | 0 | 0 | 0 | 0 | 0 | 0 | 0 | 0 | 0 | 0 | 0 | 0 | 0 | 0 | 0 | 0 | 0 | 0 | 0 | 0 | 0 | 0 | 0 | 0 | 0 | 0 | 0 | 0 | 0
PG&E KERN | Topaz | 230 | 0 | 0 | 0 | 0 | 0 | 0 | 0 | 0 | 0 | 0 | 0 | 0 | 0 | 0 | 0 | 0 | 0 | 0 | 0 | 0 | 0 | 0 | 0 | 0 | 0 | 0 | 0 | 0 | 0 | 0 | 0 | 0 | 0 | 0 | 0 | 0 | 0 | 0 | 0 | 0 | 0 | 0 | 0 | 0 | 0 | 0 | 0 | 0 |  | 0 | 0 | 0 | 0 | 0 | 0 | 0 | 0 | 0 | 0 | 0 | 0 | 0 | 0 | 0 | 0 | 0 | 0 | 0 | 0 | 0 | 0 | 0 | 0 | 0 | 0 | 0 | 0 | 0 | 0 | 0 | 0 | 0 | 0 | 0 | 0 | 0 | 0 | 0 | 0 | 0 | 0 | 0 | 0 | 0 | 0 | 0 | 0 | 0 | 0 | 0 | 0
SCE NOL | Tortilla | 115 | 0 | 0 | 0 | 0 | 0 | 0 | 0 | 0 | 0 | 0 | 0 | 0 | 0 | 0 | 0 | 0 | 0 | 0 | 0 | 0 | 0 | 0 | 0 | 0 | 0 | 0 | 0 | 0 | 0 | 0 | 0 | 0 | 0 | 0 | 0 | 0 | 0 | 0 | 0 | 0 | 0 | 0 | 0 | 0 | 0 | 0 | 0 | 0 |  | 0 | 0 | 0 | 0 | 0 | 0 | 0 | 0 | 0 | 0 | 0 | 0 | 0 | 0 | 0 | 0 | 0 | 0 | 0 | 0 | 0 | 0 | 0 | 0 | 0 | 0 | 0 | 0 | 0 | 0 | 0 | 0 | 0 | 0 | 0 | 0 | 0 | 0 | 0 | 0 | 0 | 0 | 0 | 0 | 0 | 0 | 0 | 0 | 0 | 0 | 0 | 0
SDGE | Trabuco | 138 | 0 | 0 | 0 | 0 | 0 | 0 | 0 | 0 | 0 | 0 | 0 | 0 | 0 | 0 | 0 | 0 | 0 | 0 | 0 | 0 | 0 | 0 | 0 | 0 | 0 | 0 | 0 | 0 | 0 | 0 | 0 | 0 | 0 | 0 | 0 | 0 | 0 | 0 | 0 | 0 | 0 | 0 | 0 | 0 | 0 | 0 | 0 | 0 |  | 0 | 0 | 0 | 0 | 0 | 0 | 0 | 0 | 0 | 0 | 0 | 0 | 0 | 0 | 0 | 0 | 0 | 0 | 0 | 0 | 0 | 0 | 0 | 0 | 0 | 0 | 0 | 0 | 0 | 0 | 0 | 0 | 0 | 0 | 0 | 0 | 0 | 0 | 0 | 0 | 0 | 0 | 0 | 0 | 0 | 0 | 0 | 0 | 0 | 0 | 0 | 0
PG&E GBA | Tracy | 115 | 0 | 0 | 0 | 0 | 0 | 0 | 0 | 0 | 0 | 0 | 0 | 0 | 0 | 0 | 0 | 0 | 0 | 0 | 0 | 0 | 0 | 0 | 0 | 0 | 0 | 0 | 0 | 0 | 0 | 0 | 0 | 0 | 0 | 0 | 0 | 0 | 0 | 0 | 0 | 0 | 0 | 0 | 0 | 0 | 0 | 0 | 0 | 0 |  | 0 | 0 | 0 | 0 | 0 | 0 | 0 | 0 | 0 | 0 | 0 | 0 | 0 | 0 | 0 | 0 | 0 | 0 | 0 | 0 | 0 | 0 | 0 | 0 | 0 | 0 | 0 | 0 | 0 | 0 | 0 | 0 | 0 | 0 | 0 | 0 | 0 | 0 | 0 | 0 | 0 | 0 | 0 | 0 | 0 | 0 | 0 | 0 | 0 | 0 | 0 | 0
PG&E FRESNO | Tranquility | 230 | 50.5 | 50.5 | 0 | 0 | 316.09 | 0 | 0 | 0 | 0 | 0 | 0 | 0 | 254.159 | 250.5 | 0 | 0 | 519.939 | 0 | 0 | 0 | 0 | 0 | 0 | 0 | 560.25 | 325.5 | 0 | 0 | 726.03 | 0 | 0 | 0 | 0 | 0 | 0 | 0 | 560.25 | 325.5 | 0 | 0 | 726.03 | 0 | 0 | 0 | 0 | 0 | 0 | 0 |  | 254.159 | 250.5 | 0 | 0 | 519.939 | 0 | 0 | 0 | 0 | 0 | 0 | 0 | 560.25 | 325.5 | 0 | 0 | 726.03 | 0 | 0 | 0 | 0 | 0 | 0 | 0 | 560.25 | 325.5 | 0 | 0 | 726.03 | 0 | 0 | 0 | 0 | 0 | 0 | 0 | 100 | 0 | 300 | 0 | 0 | 0 | 0 | 0 | 100 | 0 | 300 | 0 | 0 | 0 | 0 | 0
PG&E GBA | Trimble | 115 | 0 | 0 | 0 | 0 | 0 | 0 | 0 | 0 | 0 | 0 | 0 | 0 | 0 | 0 | 0 | 0 | 0 | 0 | 0 | 0 | 0 | 0 | 0 | 0 | 0 | 0 | 0 | 0 | 0 | 0 | 0 | 0 | 0 | 0 | 0 | 0 | 0 | 0 | 0 | 0 | 0 | 0 | 0 | 0 | 0 | 0 | 0 | 0 |  | 0 | 0 | 0 | 0 | 0 | 0 | 0 | 0 | 0 | 0 | 0 | 0 | 0 | 0 | 0 | 0 | 0 | 0 | 0 | 0 | 0 | 0 | 0 | 0 | 0 | 0 | 0 | 0 | 0 | 0 | 0 | 0 | 0 | 0 | 0 | 0 | 0 | 0 | 0 | 0 | 0 | 0 | 0 | 0 | 0 | 0 | 0 | 0 | 0 | 0 | 0 | 0
EOP | Trout Canyon | 230 | 0 | 0 | 0 | 0 | 0 | 0 | 0 | 0 | 0 | 0 | 0 | 0 | 636.02 | 619 | 0 | 0 | 869.954 | 441 | 0 | 0 | 0 | 0 | 0 | 0 | 2245.1067 | 1369 | 0 | 0 | 2479.37 | 441 | 0 | 0 | 0 | 0 | 0 | 0 | 2245.1067 | 1369 | 0 | 0 | 2479.37 | 441 | 0 | 0 | 0 | 0 | 0 | 0 |  | 636.02 | 619 | 0 | 0 | 869.954 | 441 | 0 | 0 | 0 | 0 | 0 | 0 | 2245.1067 | 1369 | 0 | 0 | 2479.37 | 441 | 0 | 0 | 0 | 0 | 0 | 0 | 2245.1067 | 1369 | 0 | 0 | 2479.37 | 441 | 0 | 0 | 0 | 0 | 0 | 0 | 2250 | 0 | 1350 | 0 | 0 | 0 | 0 | 0 | 2000 | 0 | 1100 | 0 | 0 | 0 | 0 | 0
EOP | Trout Canyon | 500 | 0 | 0 | 0 | 0 | 0 | 0 | 0 | 0 | 0 | 0 | 0 | 0 | 0 | 0 | 0 | 0 | 0 | 0 | 0 | 0 | 0 | 0 | 0 | 0 | 0 | 0 | 0 | 0 | 0 | 0 | 0 | 0 | 0 | 0 | 0 | 0 | 0 | 0 | 0 | 0 | 0 | 0 | 0 | 0 | 0 | 0 | 0 | 0 |  | 0 | 0 | 0 | 0 | 0 | 0 | 0 | 0 | 0 | 0 | 0 | 0 | 0 | 0 | 0 | 0 | 0 | 0 | 0 | 0 | 0 | 0 | 0 | 0 | 0 | 0 | 0 | 0 | 0 | 0 | 0 | 0 | 0 | 0 | 0 | 0 | 1500 | 0 | 1000 | 0 | 0 | 100 | 0 | 0 | 1500 | 0 | 1000 | 0 | 0 | 100 | 0 | 0
PG&E NGBA | Tulucay | 230 | 0 | 0 | 0 | 0 | 0 | 0 | 0 | 0 | 0 | 0 | 0 | 0 | 0 | 0 | 0 | 0 | 0 | 0 | 0 | 0 | 0 | 0 | 0 | 0 | 252 | 0 | 0 | 0 | 0 | 0 | 0 | 0 | 0 | 0 | 0 | 0 | 252 | 0 | 0 | 0 | 0 | 0 | 0 | 0 | 0 | 0 | 0 | 0 |  | 0 | 0 | 0 | 0 | 0 | 0 | 0 | 0 | 0 | 0 | 0 | 0 | 0 | 0 | 0 | 0 | 0 | 0 | 0 | 0 | 0 | 0 | 0 | 0 | 0 | 0 | 0 | 0 | 0 | 0 | 0 | 0 | 0 | 0 | 0 | 0 | 0 | 0 | 0 | 0 | 0 | 0 | 0 | 0 | 0 | 0 | 0 | 0 | 0 | 0 | 0 | 0
PG&E NGBA | Tulucay | 60 | 0 | 0 | 0 | 0 | 0 | 0 | 0 | 0 | 0 | 0 | 0 | 0 | 0 | 0 | 0 | 0 | 24.5 | 24.5 | 0 | 0 | 0 | 0 | 0 | 0 | 0 | 0 | 0 | 0 | 24.5 | 24.5 | 0 | 0 | 0 | 0 | 0 | 0 | 0 | 0 | 0 | 0 | 24.5 | 24.5 | 0 | 0 | 0 | 0 | 0 | 0 |  | 0 | 0 | 0 | 0 | 24.5 | 24.5 | 0 | 0 | 0 | 0 | 0 | 0 | 0 | 0 | 0 | 0 | 24.5 | 24.5 | 0 | 0 | 0 | 0 | 0 | 0 | 0 | 0 | 0 | 0 | 24.5 | 24.5 | 0 | 0 | 0 | 0 | 0 | 0 | 0 | 0 | 0 | 0 | 0 | 0 | 0 | 0 | 0 | 0 | 0 | 0 | 0 | 0 | 0 | 0
PG&E KERN | Tupman | 115 | 0 | 0 | 0 | 0 | 0 | 0 | 0 | 0 | 0 | 0 | 0 | 0 | 0 | 0 | 0 | 0 | 0 | 0 | 0 | 0 | 0 | 0 | 0 | 0 | 0 | 0 | 0 | 0 | 0 | 0 | 0 | 0 | 0 | 0 | 0 | 0 | 0 | 0 | 0 | 0 | 0 | 0 | 0 | 0 | 0 | 0 | 0 | 0 |  | 0 | 0 | 0 | 0 | 0 | 0 | 0 | 0 | 0 | 0 | 0 | 0 | 0 | 0 | 0 | 0 | 0 | 0 | 0 | 0 | 0 | 0 | 0 | 0 | 0 | 0 | 0 | 0 | 0 | 0 | 0 | 0 | 0 | 0 | 0 | 0 | 0 | 0 | 0 | 0 | 0 | 0 | 0 | 0 | 0 | 0 | 0 | 0 | 0 | 0 | 0 | 0
PG&E NGBA | Ukiah | 115 | 0 | 0 | 0 | 0 | 0 | 0 | 0 | 0 | 0 | 0 | 0 | 0 | 0 | 0 | 0 | 0 | 0 | 0 | 0 | 0 | 0 | 0 | 0 | 0 | 0 | 0 | 0 | 0 | 0 | 0 | 0 | 0 | 0 | 0 | 0 | 0 | 0 | 0 | 0 | 0 | 0 | 0 | 0 | 0 | 0 | 0 | 0 | 0 |  | 0 | 0 | 0 | 0 | 0 | 0 | 0 | 0 | 0 | 0 | 0 | 0 | 0 | 0 | 0 | 0 | 0 | 0 | 0 | 0 | 0 | 0 | 0 | 0 | 0 | 0 | 0 | 0 | 0 | 0 | 0 | 0 | 0 | 0 | 0 | 0 | 0 | 0 | 0 | 0 | 0 | 0 | 0 | 0 | 0 | 0 | 0 | 0 | 0 | 0 | 0 | 0
PG&E KERN | Union (Estrella) | 70 | 0 | 0 | 0 | 0 | 0 | 0 | 0 | 0 | 0 | 0 | 0 | 0 | 0 | 0 | 0 | 0 | 0 | 0 | 0 | 0 | 0 | 0 | 0 | 0 | 0 | 0 | 0 | 0 | 0 | 0 | 0 | 0 | 0 | 0 | 0 | 0 | 0 | 0 | 0 | 0 | 0 | 0 | 0 | 0 | 0 | 0 | 0 | 0 |  | 0 | 0 | 0 | 0 | 0 | 0 | 0 | 0 | 0 | 0 | 0 | 0 | 0 | 0 | 0 | 0 | 0 | 0 | 0 | 0 | 0 | 0 | 0 | 0 | 0 | 0 | 0 | 0 | 0 | 0 | 0 | 0 | 0 | 0 | 0 | 0 | 150 | 0 | 0 | 0 | 0 | 0 | 0 | 0 | 150 | 0 | 0 | 0 | 0 | 0 | 0 | 0
PG&E NGBA | Vaca Dixon | 115 | 0 | 0 | 0 | 0 | 0 | 0 | 0 | 0 | 0 | 0 | 0 | 0 | 0 | 0 | 0 | 0 | 0 | 0 | 0 | 0 | 0 | 0 | 0 | 0 | 102.15 | 0 | 0 | 0 | 0 | 0 | 0 | 0 | 0 | 0 | 0 | 0 | 102.15 | 0 | 0 | 0 | 0 | 0 | 0 | 0 | 0 | 0 | 0 | 0 |  | 0 | 0 | 0 | 0 | 0 | 0 | 0 | 0 | 0 | 0 | 0 | 0 | 102.15 | 0 | 0 | 0 | 0 | 0 | 0 | 0 | 0 | 0 | 0 | 0 | 102.15 | 0 | 0 | 0 | 0 | 0 | 0 | 0 | 0 | 0 | 0 | 0 | 200 | 0 | 0 | 0 | 0 | 0 | 0 | 0 | 200 | 0 | 0 | 0 | 0 | 0 | 0 | 0
PG&E NGBA | Vaca Dixon | 230 | 0 | 0 | 0 | 0 | 0 | 0 | 0 | 0 | 0 | 0 | 0 | 0 | 13.5 | 0 | 0 | 0 | 0 | 0 | 0 | 0 | 0 | 0 | 0 | 0 | 489.46 | 0 | 0 | 0 | 0 | 0 | 0 | 0 | 0 | 0 | 0 | 0 | 489.46 | 0 | 0 | 0 | 0 | 0 | 0 | 0 | 0 | 0 | 0 | 0 |  | 13.5 | 0 | 0 | 0 | 0 | 0 | 0 | 0 | 0 | 0 | 0 | 0 | 13.5 | 0 | 0 | 0 | 0 | 0 | 0 | 0 | 0 | 0 | 0 | 0 | 13.5 | 0 | 0 | 0 | 0 | 0 | 0 | 0 | 0 | 0 | 0 | 0 | 1000 | 0 | 400 | 0 | 0 | 0 | 0 | 0 | 400 | 0 | 0 | 0 | 0 | 0 | 0 | 0
PG&E NGBA | Vaca Dixon | 500 | 0 | 0 | 0 | 0 | 0 | 0 | 0 | 0 | 0 | 0 | 0 | 0 | 0 | 0 | 0 | 0 | 0 | 0 | 0 | 0 | 0 | 0 | 0 | 0 | 710.6 | 0 | 0 | 0 | 0 | 0 | 0 | 0 | 0 | 0 | 0 | 0 | 710.6 | 0 | 0 | 0 | 0 | 0 | 0 | 0 | 0 | 0 | 0 | 0 |  | 0 | 0 | 0 | 0 | 0 | 0 | 0 | 0 | 0 | 0 | 0 | 0 | 0 | 0 | 0 | 0 | 0 | 0 | 0 | 0 | 0 | 0 | 0 | 0 | 0 | 0 | 0 | 0 | 0 | 0 | 0 | 0 | 0 | 0 | 0 | 0 | 550 | 0 | 550 | 0 | 0 | 0 | 0 | 0 | 150 | 0 | 150 | 0 | 0 | 0 | 0 | 0
PG&E NGBA | Vaca Dixon | 60 | 0 | 0 | 0 | 0 | 0 | 0 | 0 | 0 | 0 | 0 | 0 | 0 | 0 | 0 | 0 | 0 | 0 | 0 | 0 | 0 | 0 | 0 | 0 | 0 | 0 | 0 | 0 | 0 | 0 | 0 | 0 | 0 | 0 | 0 | 0 | 0 | 0 | 0 | 0 | 0 | 0 | 0 | 0 | 0 | 0 | 0 | 0 | 0 |  | 0 | 0 | 0 | 0 | 0 | 0 | 0 | 0 | 0 | 0 | 0 | 0 | 0 | 0 | 0 | 0 | 0 | 0 | 0 | 0 | 0 | 0 | 0 | 0 | 0 | 0 | 0 | 0 | 0 | 0 | 0 | 0 | 0 | 0 | 0 | 0 | 0 | 0 | 0 | 0 | 0 | 0 | 0 | 0 | 0 | 0 | 0 | 0 | 0 | 0 | 0 | 0
SCE Eastern | Valley (SCE) | 500 | 60 | 60 | 0 | 0 | 0 | 0 | 0 | 0 | 0 | 0 | 0 | 0 | 567.6 | 560 | 0 | 0 | 0 | 0 | 0 | 0 | 0 | 0 | 0 | 0 | 567.6 | 560 | 0 | 0 | 0 | 0 | 0 | 0 | 0 | 0 | 0 | 0 | 567.6 | 560 | 0 | 0 | 0 | 0 | 0 | 0 | 0 | 0 | 0 | 0 |  | 567.6 | 560 | 0 | 0 | 0 | 0 | 0 | 0 | 0 | 0 | 0 | 0 | 567.6 | 560 | 0 | 0 | 0 | 0 | 0 | 0 | 0 | 0 | 0 | 0 | 567.6 | 560 | 0 | 0 | 0 | 0 | 0 | 0 | 0 | 0 | 0 | 0 | 1400 | 0 | 0 | 0 | 0 | 0 | 0 | 0 | 1200 | 0 | 0 | 0 | 0 | 0 | 0 | 0
EOP | Valley (VEA) | 138 | 40 | 40 | 0 | 0 | 0 | 0 | 0 | 0 | 0 | 0 | 0 | 0 | 40 | 40 | 0 | 0 | 0 | 0 | 0 | 0 | 0 | 0 | 0 | 0 | 40 | 40 | 0 | 0 | 0 | 0 | 0 | 0 | 0 | 0 | 0 | 0 | 40 | 40 | 0 | 0 | 0 | 0 | 0 | 0 | 0 | 0 | 0 | 0 |  | 40 | 40 | 0 | 0 | 0 | 0 | 0 | 0 | 0 | 0 | 0 | 0 | 40 | 40 | 0 | 0 | 0 | 0 | 0 | 0 | 0 | 0 | 0 | 0 | 40 | 40 | 0 | 0 | 0 | 0 | 0 | 0 | 0 | 0 | 0 | 0 | 0 | 0 | 0 | 0 | 0 | 0 | 0 | 0 | 0 | 0 | 0 | 0 | 0 | 0 | 0 | 0
SDGE | Valley Center | 69 | 0 | 0 | 0 | 0 | 0 | 0 | 0 | 0 | 0 | 0 | 0 | 0 | 0 | 0 | 0 | 0 | 0 | 0 | 0 | 0 | 0 | 0 | 0 | 0 | 0 | 0 | 0 | 0 | 0 | 0 | 0 | 0 | 0 | 0 | 0 | 0 | 0 | 0 | 0 | 0 | 0 | 0 | 0 | 0 | 0 | 0 | 0 | 0 |  | 0 | 0 | 0 | 0 | 0 | 0 | 0 | 0 | 0 | 0 | 0 | 0 | 0 | 0 | 0 | 0 | 0 | 0 | 0 | 0 | 0 | 0 | 0 | 0 | 0 | 0 | 0 | 0 | 0 | 0 | 0 | 0 | 0 | 0 | 0 | 0 | 50 | 0 | 0 | 0 | 0 | 0 | 0 | 0 | 50 | 0 | 0 | 0 | 0 | 0 | 0 | 0
PG&E GBA | Valley Home | 115 | 0 | 0 | 0 | 0 | 0 | 0 | 0 | 0 | 0 | 0 | 0 | 0 | 0 | 0 | 0 | 0 | 0 | 0 | 0 | 0 | 0 | 0 | 0 | 0 | 0 | 0 | 0 | 0 | 0 | 0 | 0 | 0 | 0 | 0 | 0 | 0 | 0 | 0 | 0 | 0 | 0 | 0 | 0 | 0 | 0 | 0 | 0 | 0 |  | 0 | 0 | 0 | 0 | 0 | 0 | 0 | 0 | 0 | 0 | 0 | 0 | 0 | 0 | 0 | 0 | 0 | 0 | 0 | 0 | 0 | 0 | 0 | 0 | 0 | 0 | 0 | 0 | 0 | 0 | 0 | 0 | 0 | 0 | 0 | 0 | 0 | 0 | 0 | 0 | 0 | 0 | 0 | 0 | 0 | 0 | 0 | 0 | 0 | 0 | 0 | 0
PG&E GBA | Valley Springs | 230 | 0 | 0 | 0 | 0 | 0 | 0 | 0 | 0 | 0 | 0 | 0 | 0 | 0 | 0 | 0 | 0 | 0 | 0 | 0 | 0 | 0 | 0 | 0 | 0 | 0 | 0 | 0 | 0 | 0 | 0 | 0 | 0 | 0 | 0 | 0 | 0 | 0 | 0 | 0 | 0 | 0 | 0 | 0 | 0 | 0 | 0 | 0 | 0 |  | 0 | 0 | 0 | 0 | 0 | 0 | 0 | 0 | 0 | 0 | 0 | 0 | 0 | 0 | 0 | 0 | 0 | 0 | 0 | 0 | 0 | 0 | 0 | 0 | 0 | 0 | 0 | 0 | 0 | 0 | 0 | 0 | 0 | 0 | 0 | 0 | 125 | 0 | 125 | 0 | 0 | 0 | 0 | 0 | 125 | 0 | 125 | 0 | 0 | 0 | 0 | 0
PG&E GBA | Valley Springs | 60 | 0 | 0 | 0 | 0 | 0 | 0 | 0 | 0 | 0 | 0 | 0 | 0 | 0 | 0 | 0 | 0 | 0 | 0 | 0 | 0 | 0 | 0 | 0 | 0 | 101 | 100 | 0 | 0 | 0 | 0 | 0 | 0 | 0 | 0 | 0 | 0 | 101 | 100 | 0 | 0 | 0 | 0 | 0 | 0 | 0 | 0 | 0 | 0 |  | 0 | 0 | 0 | 0 | 0 | 0 | 0 | 0 | 0 | 0 | 0 | 0 | 101 | 100 | 0 | 0 | 0 | 0 | 0 | 0 | 0 | 0 | 0 | 0 | 101 | 100 | 0 | 0 | 0 | 0 | 0 | 0 | 0 | 0 | 0 | 0 | 0 | 0 | 0 | 0 | 0 | 0 | 0 | 0 | 0 | 0 | 0 | 0 | 0 | 0 | 0 | 0
EOP | Valley Switch | 138 | 0 | 0 | 0 | 0 | 0 | 0 | 0 | 0 | 0 | 0 | 0 | 0 | 0 | 0 | 0 | 0 | 0 | 0 | 0 | 0 | 0 | 0 | 0 | 0 | 0 | 0 | 0 | 0 | 0 | 0 | 0 | 0 | 0 | 0 | 0 | 0 | 0 | 0 | 0 | 0 | 0 | 0 | 0 | 0 | 0 | 0 | 0 | 0 |  | 0 | 0 | 0 | 0 | 0 | 0 | 0 | 0 | 0 | 0 | 0 | 0 | 0 | 0 | 0 | 0 | 0 | 0 | 0 | 0 | 0 | 0 | 0 | 0 | 0 | 0 | 0 | 0 | 0 | 0 | 0 | 0 | 0 | 0 | 0 | 0 | 450 | 0 | 450 | 0 | 0 | 0 | 0 | 0 | 450 | 0 | 450 | 0 | 0 | 0 | 0 | 0
EOP | Valley Switch | 230 | 0 | 0 | 0 | 0 | 0 | 0 | 0 | 0 | 0 | 0 | 0 | 0 | 0 | 0 | 0 | 0 | 0 | 0 | 0 | 0 | 0 | 0 | 0 | 0 | 0 | 0 | 0 | 0 | 0 | 0 | 0 | 0 | 0 | 0 | 0 | 0 | 0 | 0 | 0 | 0 | 0 | 0 | 0 | 0 | 0 | 0 | 0 | 0 |  | 0 | 0 | 0 | 0 | 0 | 0 | 0 | 0 | 0 | 0 | 0 | 0 | 0 | 0 | 0 | 0 | 0 | 0 | 0 | 0 | 0 | 0 | 0 | 0 | 0 | 0 | 0 | 0 | 0 | 0 | 0 | 0 | 0 | 0 | 0 | 0 | 1871.3267 | 0 | 1900 | 0 | 0 | 0 | 0 | 0 | 1400 | 0 | 1400 | 0 | 0 | 0 | 0 | 0
PG&E GBA | Vasco | 230 | 0 | 0 | 0 | 0 | 0 | 0 | 0 | 0 | 0 | 0 | 0 | 0 | 0 | 0 | 0 | 0 | 0 | 0 | 0 | 0 | 0 | 0 | 0 | 0 | 0 | 0 | 0 | 0 | 0 | 0 | 0 | 0 | 0 | 0 | 0 | 0 | 0 | 0 | 0 | 0 | 0 | 0 | 0 | 0 | 0 | 0 | 0 | 0 |  | 0 | 0 | 0 | 0 | 0 | 0 | 0 | 0 | 0 | 0 | 0 | 0 | 0 | 0 | 0 | 0 | 0 | 0 | 0 | 0 | 0 | 0 | 0 | 0 | 0 | 0 | 0 | 0 | 0 | 0 | 0 | 0 | 0 | 0 | 0 | 0 | 0 | 0 | 0 | 0 | 0 | 0 | 0 | 0 | 0 | 0 | 0 | 0 | 0 | 0 | 0 | 0
PG&E GBA | Vasona | 230 | 0 | 0 | 0 | 0 | 0 | 0 | 0 | 0 | 0 | 0 | 0 | 0 | 0 | 0 | 0 | 0 | 0 | 0 | 0 | 0 | 0 | 0 | 0 | 0 | 0 | 0 | 0 | 0 | 0 | 0 | 0 | 0 | 0 | 0 | 0 | 0 | 0 | 0 | 0 | 0 | 0 | 0 | 0 | 0 | 0 | 0 | 0 | 0 |  | 0 | 0 | 0 | 0 | 0 | 0 | 0 | 0 | 0 | 0 | 0 | 0 | 0 | 0 | 0 | 0 | 0 | 0 | 0 | 0 | 0 | 0 | 0 | 0 | 0 | 0 | 0 | 0 | 0 | 0 | 0 | 0 | 0 | 0 | 0 | 0 | 0 | 0 | 0 | 0 | 0 | 0 | 0 | 0 | 0 | 0 | 0 | 0 | 0 | 0 | 0 | 0
SCE Northern | Vestal | 230 | 400 | 400 | 0 | 0 | 400 | 0 | 0 | 0 | 0 | 0 | 0 | 0 | 0 | 0 | 0 | 0 | 0 | 0 | 0 | 0 | 0 | 0 | 0 | 0 | 400 | 400 | 0 | 0 | 400 | 0 | 0 | 0 | 0 | 0 | 0 | 0 | 400 | 400 | 0 | 0 | 400 | 0 | 0 | 0 | 0 | 0 | 0 | 0 |  | 0 | 0 | 0 | 0 | 0 | 0 | 0 | 0 | 0 | 0 | 0 | 0 | 400 | 400 | 0 | 0 | 400 | 0 | 0 | 0 | 0 | 0 | 0 | 0 | 400 | 400 | 0 | 0 | 400 | 0 | 0 | 0 | 0 | 0 | 0 | 0 | 200 | 0 | 200 | 0 | 0 | 0 | 0 | 0 | 200 | 0 | 200 | 0 | 0 | 0 | 0 | 0
SCE Northern | Vestal | 66 | 0 | 0 | 0 | 0 | 0 | 0 | 0 | 0 | 0 | 0 | 0 | 0 | 0 | 0 | 0 | 0 | 0 | 0 | 0 | 0 | 0 | 0 | 0 | 0 | 0 | 0 | 0 | 0 | 0 | 0 | 0 | 0 | 0 | 0 | 0 | 0 | 0 | 0 | 0 | 0 | 0 | 0 | 0 | 0 | 0 | 0 | 0 | 0 |  | 0 | 0 | 0 | 0 | 0 | 0 | 0 | 0 | 0 | 0 | 0 | 0 | 0 | 0 | 0 | 0 | 0 | 0 | 0 | 0 | 0 | 0 | 0 | 0 | 0 | 0 | 0 | 0 | 0 | 0 | 0 | 0 | 0 | 0 | 0 | 0 | 0 | 0 | 0 | 0 | 0 | 0 | 0 | 0 | 0 | 0 | 0 | 0 | 0 | 0 | 0 | 0
SCE NOL | Victor | 115 | 0 | 0 | 0 | 0 | 0 | 0 | 0 | 0 | 0 | 0 | 0 | 0 | 0 | 0 | 0 | 0 | 0 | 0 | 0 | 0 | 0 | 0 | 0 | 0 | 0 | 0 | 0 | 0 | 0 | 0 | 0 | 0 | 0 | 0 | 0 | 0 | 0 | 0 | 0 | 0 | 0 | 0 | 0 | 0 | 0 | 0 | 0 | 0 |  | 0 | 0 | 0 | 0 | 0 | 0 | 0 | 0 | 0 | 0 | 0 | 0 | 0 | 0 | 0 | 0 | 0 | 0 | 0 | 0 | 0 | 0 | 0 | 0 | 0 | 0 | 0 | 0 | 0 | 0 | 0 | 0 | 0 | 0 | 0 | 0 | 100 | 0 | 0 | 0 | 0 | 0 | 0 | 0 | 100 | 0 | 0 | 0 | 0 | 0 | 0 | 0
SCE NOL | Victor | 230 | 0 | 0 | 0 | 0 | 0 | 0 | 0 | 0 | 0 | 0 | 0 | 0 | 0 | 0 | 0 | 0 | 0 | 0 | 0 | 0 | 0 | 0 | 0 | 0 | 536.76 | 520 | 0 | 0 | 0 | 0 | 0 | 0 | 0 | 0 | 0 | 0 | 536.76 | 520 | 0 | 0 | 0 | 0 | 0 | 0 | 0 | 0 | 0 | 0 |  | 0 | 0 | 0 | 0 | 0 | 0 | 0 | 0 | 0 | 0 | 0 | 0 | 0 | 0 | 0 | 0 | 0 | 0 | 0 | 0 | 0 | 0 | 0 | 0 | 126 | 120 | 0 | 0 | 0 | 0 | 0 | 0 | 0 | 0 | 0 | 0 | 2512.5 | 0 | 400 | 0 | 0 | 0 | 0 | 0 | 2012.5 | 0 | 400 | 0 | 0 | 0 | 0 | 0
SCE Metro | Viejo | 230 | 0 | 0 | 0 | 0 | 0 | 0 | 0 | 0 | 0 | 0 | 0 | 0 | 0 | 0 | 0 | 0 | 0 | 0 | 0 | 0 | 0 | 0 | 0 | 0 | 302.4 | 300 | 0 | 0 | 0 | 0 | 0 | 0 | 0 | 0 | 0 | 0 | 302.4 | 300 | 0 | 0 | 0 | 0 | 0 | 0 | 0 | 0 | 0 | 0 |  | 0 | 0 | 0 | 0 | 0 | 0 | 0 | 0 | 0 | 0 | 0 | 0 | 0 | 0 | 0 | 0 | 0 | 0 | 0 | 0 | 0 | 0 | 0 | 0 | 0 | 0 | 0 | 0 | 0 | 0 | 0 | 0 | 0 | 0 | 0 | 0 | 1000 | 0 | 0 | 0 | 0 | 0 | 0 | 0 | 0 | 0 | 0 | 0 | 0 | 0 | 0 | 0
PG&E GBA | Vierra | 115 | 10 | 1.104 | 0 | 0 | 0 | 0 | 0 | 0 | 0 | 0 | 0 | 0 | 10 | 1.104 | 0 | 0 | 0 | 0 | 0 | 0 | 0 | 0 | 0 | 0 | 10 | 1.104 | 0 | 0 | 0 | 0 | 0 | 0 | 0 | 0 | 0 | 0 | 10 | 1.104 | 0 | 0 | 0 | 0 | 0 | 0 | 0 | 0 | 0 | 0 |  | 10 | 1.104 | 0 | 0 | 0 | 0 | 0 | 0 | 0 | 0 | 0 | 0 | 10 | 1.104 | 0 | 0 | 0 | 0 | 0 | 0 | 0 | 0 | 0 | 0 | 10 | 1.104 | 0 | 0 | 0 | 0 | 0 | 0 | 0 | 0 | 0 | 0 | 0 | 0 | 0 | 0 | 0 | 0 | 0 | 0 | 0 | 0 | 0 | 0 | 0 | 0 | 0 | 0
SCE Metro | Villa Park | 230 | 0 | 0 | 0 | 0 | 0 | 0 | 0 | 0 | 0 | 0 | 0 | 0 | 0 | 0 | 0 | 0 | 0 | 0 | 0 | 0 | 0 | 0 | 0 | 0 | 0 | 0 | 0 | 0 | 0 | 0 | 0 | 0 | 0 | 0 | 0 | 0 | 0 | 0 | 0 | 0 | 0 | 0 | 0 | 0 | 0 | 0 | 0 | 0 |  | 0 | 0 | 0 | 0 | 0 | 0 | 0 | 0 | 0 | 0 | 0 | 0 | 0 | 0 | 0 | 0 | 0 | 0 | 0 | 0 | 0 | 0 | 0 | 0 | 0 | 0 | 0 | 0 | 0 | 0 | 0 | 0 | 0 | 0 | 0 | 0 | 0 | 0 | 0 | 0 | 0 | 0 | 0 | 0 | 0 | 0 | 0 | 0 | 0 | 0 | 0 | 0
SCE Northern | Vincent | 230 | 1155 | 1150 | 0 | 0 | 1150 | 0 | 0 | 0 | 0 | 0 | 0 | 0 | 1275 | 1270 | 0 | 0 | 1150 | 0 | 0 | 0 | 0 | 0 | 0 | 0 | 2618.1634 | 2020 | 0 | 0 | 1303.5 | 0 | 0 | 0 | 0 | 0 | 0 | 0 | 2618.1634 | 2020 | 0 | 0 | 1303.5 | 0 | 0 | 0 | 0 | 0 | 0 | 0 |  | 1275 | 1270 | 0 | 0 | 1150 | 0 | 0 | 0 | 0 | 0 | 0 | 0 | 1275 | 1270 | 0 | 0 | 1150 | 0 | 0 | 0 | 0 | 0 | 0 | 0 | 1275 | 1270 | 0 | 0 | 1150 | 0 | 0 | 0 | 0 | 0 | 0 | 0 | 1050 | 0 | 350 | 0 | 0 | 0 | 0 | 0 | 1050 | 0 | 350 | 0 | 0 | 0 | 0 | 0
SCE Northern | Vincent | 500 | 0 | 0 | 0 | 0 | 0 | 0 | 0 | 0 | 0 | 0 | 0 | 0 | 0 | 0 | 0 | 0 | 0 | 0 | 0 | 0 | 0 | 0 | 0 | 0 | 0 | 0 | 0 | 0 | 0 | 0 | 0 | 0 | 0 | 0 | 0 | 0 | 0 | 0 | 0 | 0 | 0 | 0 | 0 | 0 | 0 | 0 | 0 | 0 |  | 0 | 0 | 0 | 0 | 0 | 0 | 0 | 0 | 0 | 0 | 0 | 0 | 0 | 0 | 0 | 0 | 0 | 0 | 0 | 0 | 0 | 0 | 0 | 0 | 0 | 0 | 0 | 0 | 0 | 0 | 0 | 0 | 0 | 0 | 0 | 0 | 3650 | 0 | 1150 | 0 | 0 | 0 | 0 | 0 | 3650 | 0 | 1150 | 0 | 0 | 0 | 0 | 0
PG&E GBA | Vineyard | 230 | 0 | 0 | 0 | 0 | 0 | 0 | 0 | 0 | 0 | 0 | 0 | 0 | 0 | 0 | 0 | 0 | 0 | 0 | 0 | 0 | 0 | 0 | 0 | 0 | 0 | 0 | 0 | 0 | 0 | 0 | 0 | 0 | 0 | 0 | 0 | 0 | 0 | 0 | 0 | 0 | 0 | 0 | 0 | 0 | 0 | 0 | 0 | 0 |  | 0 | 0 | 0 | 0 | 0 | 0 | 0 | 0 | 0 | 0 | 0 | 0 | 0 | 0 | 0 | 0 | 0 | 0 | 0 | 0 | 0 | 0 | 0 | 0 | 0 | 0 | 0 | 0 | 0 | 0 | 0 | 0 | 0 | 0 | 0 | 0 | 0 | 0 | 0 | 0 | 0 | 0 | 0 | 0 | 0 | 0 | 0 | 0 | 0 | 0 | 0 | 0
SDGE | Vineyard | 69 | 0 | 0 | 0 | 0 | 0 | 0 | 0 | 0 | 0 | 0 | 0 | 0 | 0 | 0 | 0 | 0 | 0 | 0 | 0 | 0 | 0 | 0 | 0 | 0 | 0 | 0 | 0 | 0 | 0 | 0 | 0 | 0 | 0 | 0 | 0 | 0 | 0 | 0 | 0 | 0 | 0 | 0 | 0 | 0 | 0 | 0 | 0 | 0 |  | 0 | 0 | 0 | 0 | 0 | 0 | 0 | 0 | 0 | 0 | 0 | 0 | 0 | 0 | 0 | 0 | 0 | 0 | 0 | 0 | 0 | 0 | 0 | 0 | 0 | 0 | 0 | 0 | 0 | 0 | 0 | 0 | 0 | 0 | 0 | 0 | 0 | 0 | 0 | 0 | 0 | 0 | 0 | 0 | 0 | 0 | 0 | 0 | 0 | 0 | 0 | 0
SCE Eastern | Vista (SCE) | 230 | 0 | 0 | 0 | 0 | 0 | 0 | 0 | 0 | 0 | 0 | 0 | 0 | 0 | 0 | 0 | 0 | 0 | 0 | 0 | 0 | 0 | 0 | 0 | 0 | 0 | 0 | 0 | 0 | 0 | 0 | 0 | 0 | 0 | 0 | 0 | 0 | 0 | 0 | 0 | 0 | 0 | 0 | 0 | 0 | 0 | 0 | 0 | 0 |  | 0 | 0 | 0 | 0 | 0 | 0 | 0 | 0 | 0 | 0 | 0 | 0 | 0 | 0 | 0 | 0 | 0 | 0 | 0 | 0 | 0 | 0 | 0 | 0 | 0 | 0 | 0 | 0 | 0 | 0 | 0 | 0 | 0 | 0 | 0 | 0 | 0 | 0 | 0 | 0 | 0 | 0 | 0 | 0 | 0 | 0 | 0 | 0 | 0 | 0 | 0 | 0
EOP | Vista (VEA) | 138 | 0 | 0 | 0 | 0 | 0 | 0 | 0 | 0 | 0 | 0 | 0 | 0 | 0 | 0 | 0 | 0 | 0 | 0 | 0 | 0 | 0 | 0 | 0 | 0 | 0 | 0 | 0 | 0 | 0 | 0 | 0 | 0 | 0 | 0 | 0 | 0 | 0 | 0 | 0 | 0 | 0 | 0 | 0 | 0 | 0 | 0 | 0 | 0 |  | 0 | 0 | 0 | 0 | 0 | 0 | 0 | 0 | 0 | 0 | 0 | 0 | 0 | 0 | 0 | 0 | 0 | 0 | 0 | 0 | 0 | 0 | 0 | 0 | 0 | 0 | 0 | 0 | 0 | 0 | 0 | 0 | 0 | 0 | 0 | 0 | 0 | 0 | 0 | 0 | 0 | 0 | 0 | 0 | 0 | 0 | 0 | 0 | 0 | 0 | 0 | 0
EOP | Vista (VEA) | 230 | 0 | 0 | 0 | 0 | 0 | 0 | 0 | 0 | 0 | 0 | 0 | 0 | 0 | 0 | 0 | 0 | 0 | 0 | 0 | 0 | 0 | 0 | 0 | 0 | 110.87 | 0 | 0 | 0 | 223.33 | 0 | 0 | 0 | 0 | 0 | 0 | 0 | 110.87 | 0 | 0 | 0 | 223.33 | 0 | 0 | 0 | 0 | 0 | 0 | 0 |  | 0 | 0 | 0 | 0 | 0 | 0 | 0 | 0 | 0 | 0 | 0 | 0 | 110.87 | 0 | 0 | 0 | 223.33 | 0 | 0 | 0 | 0 | 0 | 0 | 0 | 110.87 | 0 | 0 | 0 | 223.33 | 0 | 0 | 0 | 0 | 0 | 0 | 0 | 200 | 0 | 0 | 0 | 0 | 0 | 0 | 0 | 0 | 0 | 0 | 0 | 0 | 0 | 0 | 0
PG&E FRESNO | Wahtoke | 115 | 0 | 0 | 0 | 0 | 0 | 0 | 0 | 0 | 0 | 0 | 0 | 0 | 0 | 0 | 0 | 0 | 0 | 0 | 0 | 0 | 0 | 0 | 0 | 0 | 0 | 0 | 0 | 0 | 0 | 0 | 0 | 0 | 0 | 0 | 0 | 0 | 0 | 0 | 0 | 0 | 0 | 0 | 0 | 0 | 0 | 0 | 0 | 0 |  | 0 | 0 | 0 | 0 | 0 | 0 | 0 | 0 | 0 | 0 | 0 | 0 | 0 | 0 | 0 | 0 | 0 | 0 | 0 | 0 | 0 | 0 | 0 | 0 | 0 | 0 | 0 | 0 | 0 | 0 | 0 | 0 | 0 | 0 | 0 | 0 | 0 | 0 | 0 | 0 | 0 | 0 | 0 | 0 | 0 | 0 | 0 | 0 | 0 | 0 | 0 | 0
SCE Northern | Wakefield | 66 | 0 | 0 | 0 | 0 | 0 | 0 | 0 | 0 | 0 | 0 | 0 | 0 | 0 | 0 | 0 | 0 | 0 | 0 | 0 | 0 | 0 | 0 | 0 | 0 | 0 | 0 | 0 | 0 | 0 | 0 | 0 | 0 | 0 | 0 | 0 | 0 | 0 | 0 | 0 | 0 | 0 | 0 | 0 | 0 | 0 | 0 | 0 | 0 |  | 0 | 0 | 0 | 0 | 0 | 0 | 0 | 0 | 0 | 0 | 0 | 0 | 0 | 0 | 0 | 0 | 0 | 0 | 0 | 0 | 0 | 0 | 0 | 0 | 0 | 0 | 0 | 0 | 0 | 0 | 0 | 0 | 0 | 0 | 0 | 0 | 0 | 0 | 0 | 0 | 0 | 0 | 0 | 0 | 0 | 0 | 0 | 0 | 0 | 0 | 0 | 0
SCE Metro | Walnut | 230 | 200 | 200 | 0 | 0 | 0 | 0 | 0 | 0 | 0 | 0 | 0 | 0 | 200 | 200 | 0 | 0 | 0 | 0 | 0 | 0 | 0 | 0 | 0 | 0 | 205.5148 | 200 | 0 | 0 | 0 | 0 | 0 | 0 | 0 | 0 | 0 | 0 | 205.5148 | 200 | 0 | 0 | 0 | 0 | 0 | 0 | 0 | 0 | 0 | 0 |  | 200 | 200 | 0 | 0 | 0 | 0 | 0 | 0 | 0 | 0 | 0 | 0 | 200 | 200 | 0 | 0 | 0 | 0 | 0 | 0 | 0 | 0 | 0 | 0 | 200 | 200 | 0 | 0 | 0 | 0 | 0 | 0 | 0 | 0 | 0 | 0 | 0 | 0 | 0 | 0 | 0 | 0 | 0 | 0 | 0 | 0 | 0 | 0 | 0 | 0 | 0 | 0
SCE Northern | Warne | 230 | 0 | 0 | 0 | 0 | 0 | 0 | 0 | 0 | 0 | 0 | 0 | 0 | 0 | 0 | 0 | 0 | 0 | 0 | 0 | 0 | 0 | 0 | 0 | 0 | 0 | 0 | 0 | 0 | 0 | 0 | 0 | 0 | 0 | 0 | 0 | 0 | 0 | 0 | 0 | 0 | 0 | 0 | 0 | 0 | 0 | 0 | 0 | 0 |  | 0 | 0 | 0 | 0 | 0 | 0 | 0 | 0 | 0 | 0 | 0 | 0 | 0 | 0 | 0 | 0 | 0 | 0 | 0 | 0 | 0 | 0 | 0 | 0 | 0 | 0 | 0 | 0 | 0 | 0 | 0 | 0 | 0 | 0 | 0 | 0 | 0 | 0 | 0 | 0 | 0 | 0 | 0 | 0 | 0 | 0 | 0 | 0 | 0 | 0 | 0 | 0
PG&E GBA | Warnerville | 230 | 0 | 0 | 0 | 0 | 0 | 0 | 0 | 0 | 0 | 0 | 0 | 0 | 0 | 0 | 0 | 0 | 0 | 0 | 0 | 0 | 0 | 0 | 0 | 0 | 0 | 0 | 0 | 0 | 0 | 0 | 0 | 0 | 0 | 0 | 0 | 0 | 0 | 0 | 0 | 0 | 0 | 0 | 0 | 0 | 0 | 0 | 0 | 0 |  | 0 | 0 | 0 | 0 | 0 | 0 | 0 | 0 | 0 | 0 | 0 | 0 | 0 | 0 | 0 | 0 | 0 | 0 | 0 | 0 | 0 | 0 | 0 | 0 | 0 | 0 | 0 | 0 | 0 | 0 | 0 | 0 | 0 | 0 | 0 | 0 | 0 | 0 | 0 | 0 | 0 | 0 | 0 | 0 | 0 | 0 | 0 | 0 | 0 | 0 | 0 | 0
PG&E FRESNO | Waukena | 115 | 0 | 0 | 0 | 0 | 0 | 0 | 0 | 0 | 0 | 0 | 0 | 0 | 0 | 0 | 0 | 0 | 0 | 0 | 0 | 0 | 0 | 0 | 0 | 0 | 0 | 0 | 0 | 0 | 0 | 0 | 0 | 0 | 0 | 0 | 0 | 0 | 0 | 0 | 0 | 0 | 0 | 0 | 0 | 0 | 0 | 0 | 0 | 0 |  | 0 | 0 | 0 | 0 | 0 | 0 | 0 | 0 | 0 | 0 | 0 | 0 | 0 | 0 | 0 | 0 | 0 | 0 | 0 | 0 | 0 | 0 | 0 | 0 | 0 | 0 | 0 | 0 | 0 | 0 | 0 | 0 | 0 | 0 | 0 | 0 | 44.688 | 0 | 86 | 0 | 0 | 0 | 0 | 0 | 44.688 | 0 | 86 | 0 | 0 | 0 | 0 | 0
PG&E GBA | Weber | 230 | 0 | 0 | 0 | 0 | 0 | 0 | 0 | 0 | 0 | 0 | 0 | 0 | 0 | 0 | 0 | 0 | 0 | 0 | 0 | 0 | 0 | 0 | 0 | 0 | 0 | 0 | 0 | 0 | 0 | 0 | 0 | 0 | 0 | 0 | 0 | 0 | 0 | 0 | 0 | 0 | 0 | 0 | 0 | 0 | 0 | 0 | 0 | 0 |  | 0 | 0 | 0 | 0 | 0 | 0 | 0 | 0 | 0 | 0 | 0 | 0 | 0 | 0 | 0 | 0 | 0 | 0 | 0 | 0 | 0 | 0 | 0 | 0 | 0 | 0 | 0 | 0 | 0 | 0 | 0 | 0 | 0 | 0 | 0 | 0 | 670.41 | 0 | 370.41 | 0 | 0 | 0 | 0 | 0 | 670.41 | 0 | 370.41 | 0 | 0 | 0 | 0 | 0
PG&E GBA | Weber | 60 | 0.25 | 0 | 0 | 0 | 0 | 0 | 0 | 0 | 0 | 0 | 0 | 0 | 0 | 0 | 0 | 0 | 0 | 0 | 0 | 0 | 0 | 0 | 0 | 0 | 268.315 | 260 | 0 | 0 | 0 | 0 | 0 | 0 | 0 | 0 | 0 | 0 | 268.315 | 260 | 0 | 0 | 0 | 0 | 0 | 0 | 0 | 0 | 0 | 0 |  | 0 | 0 | 0 | 0 | 0 | 0 | 0 | 0 | 0 | 0 | 0 | 0 | 0.25 | 0 | 0 | 0 | 0 | 0 | 0 | 0 | 0 | 0 | 0 | 0 | 0.25 | 0 | 0 | 0 | 0 | 0 | 0 | 0 | 0 | 0 | 0 | 0 | 0 | 0 | 0 | 0 | 0 | 0 | 0 | 0 | 0 | 0 | 0 | 0 | 0 | 0 | 0 | 0
PG&E FRESNO | West Fresno | 115 | 0 | 0 | 0 | 0 | 0 | 0 | 0 | 0 | 0 | 0 | 0 | 0 | 0 | 0 | 0 | 0 | 0 | 0 | 0 | 0 | 0 | 0 | 0 | 0 | 0 | 0 | 0 | 0 | 0 | 0 | 0 | 0 | 0 | 0 | 0 | 0 | 0 | 0 | 0 | 0 | 0 | 0 | 0 | 0 | 0 | 0 | 0 | 0 |  | 0 | 0 | 0 | 0 | 0 | 0 | 0 | 0 | 0 | 0 | 0 | 0 | 0 | 0 | 0 | 0 | 0 | 0 | 0 | 0 | 0 | 0 | 0 | 0 | 0 | 0 | 0 | 0 | 0 | 0 | 0 | 0 | 0 | 0 | 0 | 0 | 0 | 0 | 0 | 0 | 0 | 0 | 0 | 0 | 0 | 0 | 0 | 0 | 0 | 0 | 0 | 0
PG&E FRESNO | Westley | 230 | 0 | 0 | 0 | 0 | 0 | 0 | 0 | 0 | 0 | 0 | 0 | 0 | 0 | 0 | 0 | 0 | 0 | 0 | 0 | 0 | 0 | 0 | 0 | 0 | 0 | 0 | 0 | 0 | 0 | 0 | 0 | 0 | 0 | 0 | 0 | 0 | 0 | 0 | 0 | 0 | 0 | 0 | 0 | 0 | 0 | 0 | 0 | 0 |  | 0 | 0 | 0 | 0 | 0 | 0 | 0 | 0 | 0 | 0 | 0 | 0 | 0 | 0 | 0 | 0 | 0 | 0 | 0 | 0 | 0 | 0 | 0 | 0 | 0 | 0 | 0 | 0 | 0 | 0 | 0 | 0 | 0 | 0 | 0 | 0 | 0 | 0 | 0 | 0 | 0 | 0 | 0 | 0 | 0 | 0 | 0 | 0 | 0 | 0 | 0 | 0
PG&E KERN | Westpark | 115 | 0 | 0 | 0 | 0 | 0 | 0 | 0 | 0 | 0 | 0 | 0 | 0 | 0 | 0 | 0 | 0 | 0 | 0 | 0 | 0 | 0 | 0 | 0 | 0 | 0 | 0 | 0 | 0 | 0 | 0 | 0 | 0 | 0 | 0 | 0 | 0 | 0 | 0 | 0 | 0 | 0 | 0 | 0 | 0 | 0 | 0 | 0 | 0 |  | 0 | 0 | 0 | 0 | 0 | 0 | 0 | 0 | 0 | 0 | 0 | 0 | 0 | 0 | 0 | 0 | 0 | 0 | 0 | 0 | 0 | 0 | 0 | 0 | 0 | 0 | 0 | 0 | 0 | 0 | 0 | 0 | 0 | 0 | 0 | 0 | 0 | 0 | 0 | 0 | 0 | 0 | 0 | 0 | 0 | 0 | 0 | 0 | 0 | 0 | 0 | 0
PG&E KERN | Wheeler Ridge | 230 | 0 | 0 | 0 | 0 | 0 | 0 | 0 | 0 | 0 | 0 | 0 | 0 | 0 | 0 | 0 | 0 | 0 | 0 | 0 | 0 | 0 | 0 | 0 | 0 | 310.63 | 0 | 0 | 0 | 310.63 | 0 | 0 | 0 | 0 | 0 | 0 | 0 | 310.63 | 0 | 0 | 0 | 310.63 | 0 | 0 | 0 | 0 | 0 | 0 | 0 |  | 0 | 0 | 0 | 0 | 0 | 0 | 0 | 0 | 0 | 0 | 0 | 0 | 0 | 0 | 0 | 0 | 0 | 0 | 0 | 0 | 0 | 0 | 0 | 0 | 0 | 0 | 0 | 0 | 0 | 0 | 0 | 0 | 0 | 0 | 0 | 0 | 0 | 0 | 0 | 0 | 0 | 0 | 0 | 0 | 0 | 0 | 0 | 0 | 0 | 0 | 0 | 0
PG&E KERN | Wheeler Ridge | 115 | 0 | 0 | 0 | 0 | 0 | 0 | 0 | 0 | 0 | 0 | 0 | 0 | 0 | 0 | 0 | 0 | 0 | 0 | 0 | 0 | 0 | 0 | 0 | 0 | 0 | 0 | 0 | 0 | 0 | 0 | 0 | 0 | 0 | 0 | 0 | 0 | 0 | 0 | 0 | 0 | 0 | 0 | 0 | 0 | 0 | 0 | 0 | 0 |  | 0 | 0 | 0 | 0 | 0 | 0 | 0 | 0 | 0 | 0 | 0 | 0 | 0 | 0 | 0 | 0 | 0 | 0 | 0 | 0 | 0 | 0 | 0 | 0 | 0 | 0 | 0 | 0 | 0 | 0 | 0 | 0 | 0 | 0 | 0 | 0 | 0 | 0 | 0 | 0 | 0 | 0 | 0 | 0 | 0 | 0 | 0 | 0 | 0 | 0 | 0 | 0
PG&E KERN | Wheeler Ridge | 70 | 0 | 0 | 0 | 0 | 0 | 0 | 0 | 0 | 0 | 0 | 0 | 0 | 0 | 0 | 0 | 0 | 0 | 0 | 0 | 0 | 0 | 0 | 0 | 0 | 0 | 0 | 0 | 0 | 0 | 0 | 0 | 0 | 0 | 0 | 0 | 0 | 0 | 0 | 0 | 0 | 0 | 0 | 0 | 0 | 0 | 0 | 0 | 0 |  | 0 | 0 | 0 | 0 | 0 | 0 | 0 | 0 | 0 | 0 | 0 | 0 | 0 | 0 | 0 | 0 | 0 | 0 | 0 | 0 | 0 | 0 | 0 | 0 | 0 | 0 | 0 | 0 | 0 | 0 | 0 | 0 | 0 | 0 | 0 | 0 | 0 | 0 | 0 | 0 | 0 | 0 | 0 | 0 | 0 | 0 | 0 | 0 | 0 | 0 | 0 | 0
SCE Northern | Whirlwind | 230 | 141.42 | 139.52 | 0 | 0 | 88.772 | 0.88 | 0 | 0 | 100 | 100 | 0 | 0 | 249.42 | 247.52 | 312 | 300 | 88.772 | 0.88 | 0 | 0 | 100 | 100 | 0 | 0 | 272.9 | 247.52 | 312 | 300 | 712.252 | 0.88 | 0 | 0 | 100 | 100 | 0 | 0 | 272.9 | 247.52 | 312 | 300 | 712.252 | 0.88 | 0 | 0 | 100 | 100 | 0 | 0 |  | 249.42 | 247.52 | 312 | 300 | 88.772 | 0.88 | 0 | 0 | 100 | 100 | 0 | 0 | 249.42 | 247.52 | 312 | 300 | 88.772 | 0.88 | 0 | 0 | 100 | 100 | 0 | 0 | 249.42 | 247.52 | 312 | 300 | 88.772 | 0.88 | 0 | 0 | 100 | 100 | 0 | 0 | 1859.6076 | 0 | 1106.4395 | 0 | 0 | 105.7 | 0 | 0 | 1659.6076 | 0 | 906.4395 | 0 | 0 | 105.7 | 0 | 0
SCE Northern | Whirlwind | 500 | 0 | 0 | 0 | 0 | 0 | 0 | 0 | 0 | 0 | 0 | 0 | 0 | 0 | 0 | 0 | 0 | 0 | 0 | 0 | 0 | 0 | 0 | 0 | 0 | 513.2 | 500 | 0 | 0 | 0 | 0 | 0 | 0 | 0 | 0 | 0 | 0 | 513.2 | 500 | 0 | 0 | 0 | 0 | 0 | 0 | 0 | 0 | 0 | 0 |  | 0 | 0 | 0 | 0 | 0 | 0 | 0 | 0 | 0 | 0 | 0 | 0 | 0 | 0 | 0 | 0 | 0 | 0 | 0 | 0 | 0 | 0 | 0 | 0 | 0 | 0 | 0 | 0 | 0 | 0 | 0 | 0 | 0 | 0 | 0 | 0 | 3743 | 0 | 1000 | 0 | 0 | 0 | 0 | 0 | 3743 | 0 | 1000 | 0 | 0 | 0 | 0 | 0
PG&E GBA | Whisman | 115 | 0 | 0 | 0 | 0 | 0 | 0 | 0 | 0 | 0 | 0 | 0 | 0 | 0 | 0 | 0 | 0 | 0 | 0 | 0 | 0 | 0 | 0 | 0 | 0 | 0 | 0 | 0 | 0 | 0 | 0 | 0 | 0 | 0 | 0 | 0 | 0 | 0 | 0 | 0 | 0 | 0 | 0 | 0 | 0 | 0 | 0 | 0 | 0 |  | 0 | 0 | 0 | 0 | 0 | 0 | 0 | 0 | 0 | 0 | 0 | 0 | 0 | 0 | 0 | 0 | 0 | 0 | 0 | 0 | 0 | 0 | 0 | 0 | 0 | 0 | 0 | 0 | 0 | 0 | 0 | 0 | 0 | 0 | 0 | 0 | 0 | 0 | 0 | 0 | 0 | 0 | 0 | 0 | 0 | 0 | 0 | 0 | 0 | 0 | 0 | 0
SCE Eastern | Wildlife | 230 | 0 | 0 | 0 | 0 | 0 | 0 | 0 | 0 | 0 | 0 | 0 | 0 | 0 | 0 | 0 | 0 | 0 | 0 | 0 | 0 | 0 | 0 | 0 | 0 | 206.091 | 0 | 0 | 0 | 0 | 0 | 0 | 0 | 0 | 0 | 0 | 0 | 206.091 | 0 | 0 | 0 | 0 | 0 | 0 | 0 | 0 | 0 | 0 | 0 |  | 0 | 0 | 0 | 0 | 0 | 0 | 0 | 0 | 0 | 0 | 0 | 0 | 0 | 0 | 0 | 0 | 0 | 0 | 0 | 0 | 0 | 0 | 0 | 0 | 0 | 0 | 0 | 0 | 0 | 0 | 0 | 0 | 0 | 0 | 0 | 0 | 0 | 0 | 0 | 0 | 0 | 0 | 0 | 0 | 0 | 0 | 0 | 0 | 0 | 0 | 0 | 0
PG&E FRESNO | Wilson | 115 | 0 | 0 | 0 | 0 | 0 | 0 | 0 | 0 | 0 | 0 | 0 | 0 | 0 | 0 | 0 | 0 | 0 | 0 | 0 | 0 | 0 | 0 | 0 | 0 | 203.699 | 200 | 0 | 0 | 0 | 0 | 0 | 0 | 0 | 0 | 0 | 0 | 203.699 | 200 | 0 | 0 | 0 | 0 | 0 | 0 | 0 | 0 | 0 | 0 |  | 0 | 0 | 0 | 0 | 0 | 0 | 0 | 0 | 0 | 0 | 0 | 0 | 203.699 | 200 | 0 | 0 | 0 | 0 | 0 | 0 | 0 | 0 | 0 | 0 | 203.699 | 200 | 0 | 0 | 0 | 0 | 0 | 0 | 0 | 0 | 0 | 0 | 850 | 0 | 0 | 0 | 0 | 0 | 0 | 0 | 650 | 0 | 0 | 0 | 0 | 0 | 0 | 0
PG&E FRESNO | Wilson | 230 | 0 | 0 | 0 | 0 | 0 | 0 | 0 | 0 | 0 | 0 | 0 | 0 | 0 | 0 | 0 | 0 | 0 | 0 | 0 | 0 | 0 | 0 | 0 | 0 | 256.29 | 0 | 0 | 0 | 0 | 0 | 0 | 0 | 0 | 0 | 0 | 0 | 256.29 | 0 | 0 | 0 | 0 | 0 | 0 | 0 | 0 | 0 | 0 | 0 |  | 0 | 0 | 0 | 0 | 0 | 0 | 0 | 0 | 0 | 0 | 0 | 0 | 256.29 | 0 | 0 | 0 | 0 | 0 | 0 | 0 | 0 | 0 | 0 | 0 | 256.29 | 0 | 0 | 0 | 0 | 0 | 0 | 0 | 0 | 0 | 0 | 0 | 0 | 0 | 0 | 0 | 0 | 200 | 0 | 0 | 0 | 0 | 0 | 0 | 0 | 0 | 0 | 0
SCE Northern | Windhub | 230 | 89.5 | 39.5 | 0 | 0 | 134 | 84 | 0 | 0 | 0 | 0 | 0 | 0 | 914.3854 | 39.5 | 0 | 0 | 234 | 84 | 0 | 0 | 0 | 0 | 0 | 0 | 964.3854 | 39.5 | 0 | 0 | 284 | 84 | 0 | 0 | 0 | 0 | 0 | 0 | 964.3854 | 39.5 | 0 | 0 | 284 | 84 | 0 | 0 | 0 | 0 | 0 | 0 |  | 914.3854 | 39.5 | 0 | 0 | 234 | 84 | 0 | 0 | 0 | 0 | 0 | 0 | 964.3854 | 39.5 | 0 | 0 | 284 | 84 | 0 | 0 | 0 | 0 | 0 | 0 | 964.3854 | 39.5 | 0 | 0 | 284 | 84 | 0 | 0 | 0 | 0 | 0 | 0 | 0 | 500 | 550 | 0 | 0 | 0 | 0 | 0 | 0 | 500 | 550 | 0 | 0 | 0 | 0 | 0
SCE Northern | Windhub | 500 | 656.55 | 656.55 | 0 | 0 | 625.5456 | 625.5456 | 0 | 0 | 0 | 0 | 0 | 0 | 656.55 | 656.55 | 0 | 0 | 625.5456 | 625.5456 | 0 | 0 | 0 | 0 | 0 | 0 | 881.55 | 656.55 | 0 | 0 | 997.8456 | 625.5456 | 0 | 0 | 0 | 0 | 0 | 0 | 881.55 | 656.55 | 0 | 0 | 997.8456 | 625.5456 | 0 | 0 | 0 | 0 | 0 | 0 |  | 656.55 | 656.55 | 0 | 0 | 625.5456 | 625.5456 | 0 | 0 | 0 | 0 | 0 | 0 | 656.55 | 656.55 | 0 | 0 | 625.5456 | 625.5456 | 0 | 0 | 0 | 0 | 0 | 0 | 656.55 | 656.55 | 0 | 0 | 625.5456 | 625.5456 | 0 | 0 | 0 | 0 | 0 | 0 | 0 | 0 | 0 | 0 | 0 | 0 | 0 | 0 | 0 | 0 | 0 | 0 | 0 | 0 | 0 | 0
PG&E GBA | Windmaster | 230 | 0 | 0 | 0 | 0 | 0 | 0 | 0 | 0 | 0 | 0 | 0 | 0 | 0 | 0 | 0 | 0 | 0 | 0 | 0 | 0 | 0 | 0 | 0 | 0 | 0 | 0 | 0 | 0 | 0 | 0 | 0 | 0 | 0 | 0 | 0 | 0 | 0 | 0 | 0 | 0 | 0 | 0 | 0 | 0 | 0 | 0 | 0 | 0 |  | 0 | 0 | 0 | 0 | 0 | 0 | 0 | 0 | 0 | 0 | 0 | 0 | 0 | 0 | 0 | 0 | 0 | 0 | 0 | 0 | 0 | 0 | 0 | 0 | 0 | 0 | 0 | 0 | 0 | 0 | 0 | 0 | 0 | 0 | 0 | 0 | 0 | 0 | 0 | 0 | 0 | 0 | 0 | 0 | 0 | 0 | 0 | 0 | 0 | 0 | 0 | 0
PG&E NGBA | Windsor | 60 | 0 | 0 | 0 | 0 | 0 | 0 | 0 | 0 | 0 | 0 | 0 | 0 | 0 | 0 | 0 | 0 | 0 | 0 | 0 | 0 | 0 | 0 | 0 | 0 | 0 | 0 | 0 | 0 | 0 | 0 | 0 | 0 | 0 | 0 | 0 | 0 | 0 | 0 | 0 | 0 | 0 | 0 | 0 | 0 | 0 | 0 | 0 | 0 |  | 0 | 0 | 0 | 0 | 0 | 0 | 0 | 0 | 0 | 0 | 0 | 0 | 0 | 0 | 0 | 0 | 0 | 0 | 0 | 0 | 0 | 0 | 0 | 0 | 0 | 0 | 0 | 0 | 0 | 0 | 0 | 0 | 0 | 0 | 0 | 0 | 0 | 0 | 0 | 0 | 0 | 0 | 0 | 0 | 0 | 0 | 0 | 0 | 0 | 0 | 0 | 0
PG&E NGBA | Woodland | 115 | 0 | 0 | 0 | 0 | 0 | 0 | 0 | 0 | 0 | 0 | 0 | 0 | 0 | 0 | 0 | 0 | 0 | 0 | 0 | 0 | 0 | 0 | 0 | 0 | 0 | 0 | 0 | 0 | 0 | 0 | 0 | 0 | 0 | 0 | 0 | 0 | 0 | 0 | 0 | 0 | 0 | 0 | 0 | 0 | 0 | 0 | 0 | 0 |  | 0 | 0 | 0 | 0 | 0 | 0 | 0 | 0 | 0 | 0 | 0 | 0 | 0 | 0 | 0 | 0 | 0 | 0 | 0 | 0 | 0 | 0 | 0 | 0 | 0 | 0 | 0 | 0 | 0 | 0 | 0 | 0 | 0 | 0 | 0 | 0 | 0 | 0 | 0 | 0 | 0 | 0 | 0 | 0 | 0 | 0 | 0 | 0 | 0 | 0 | 0 | 0
PG&E FRESNO | Woodward | 115 | 0 | 0 | 0 | 0 | 0 | 0 | 0 | 0 | 0 | 0 | 0 | 0 | 0 | 0 | 0 | 0 | 0 | 0 | 0 | 0 | 0 | 0 | 0 | 0 | 0 | 0 | 0 | 0 | 0 | 0 | 0 | 0 | 0 | 0 | 0 | 0 | 0 | 0 | 0 | 0 | 0 | 0 | 0 | 0 | 0 | 0 | 0 | 0 |  | 0 | 0 | 0 | 0 | 0 | 0 | 0 | 0 | 0 | 0 | 0 | 0 | 0 | 0 | 0 | 0 | 0 | 0 | 0 | 0 | 0 | 0 | 0 | 0 | 0 | 0 | 0 | 0 | 0 | 0 | 0 | 0 | 0 | 0 | 0 | 0 | 50 | 0 | 0 | 0 | 0 | 0 | 0 | 0 | 50 | 0 | 0 | 0 | 0 | 0 | 0 | 0
PG&E NGBA | Wyandotte | 115 | 0 | 0 | 0 | 0 | 0 | 0 | 0 | 0 | 0 | 0 | 0 | 0 | 0 | 0 | 0 | 0 | 0 | 0 | 0 | 0 | 0 | 0 | 0 | 0 | 0 | 0 | 0 | 0 | 0 | 0 | 0 | 0 | 0 | 0 | 0 | 0 | 0 | 0 | 0 | 0 | 0 | 0 | 0 | 0 | 0 | 0 | 0 | 0 |  | 0 | 0 | 0 | 0 | 0 | 0 | 0 | 0 | 0 | 0 | 0 | 0 | 0 | 0 | 0 | 0 | 0 | 0 | 0 | 0 | 0 | 0 | 0 | 0 | 0 | 0 | 0 | 0 | 0 | 0 | 0 | 0 | 0 | 0 | 0 | 0 | 0 | 0 | 0 | 0 | 0 | 0 | 0 | 0 | 0 | 0 | 0 | 0 | 0 | 0 | 0 | 0

## PTOsQueue_And_OutofISO_bySub
Summary of commercial interest projects from the SCE, SDG&E and PG&E Wholesale distribution tariff queues by substation and resource type and broken down by commercial interest confidence categories of Executed IA and all projects. Resource amounts have identified baseline, online, and in-development projects subtracted from the amounts. Resources from out-of-CAISO queues are also summarized in this tab.
|  |  | SCE WDAT +SDGE |  | Accessed: | 2024-08-29 | [13 empty] | PG&E WD Queue |  |  | Accessed: | 2024-08-29 | [12 empty] | Out-of-CAISO select projects |  |  | Taken from "Out-of-CAISO_QueueInfo" tab | [6 empty] | Combined
|  |  |  | Executed IA | [7 empty] | All Projects | [8 empty] | Executed IA | [7 empty] | All Projects | [7 empty] | Additional Projects Identified through permitting/Leases (LDES-PSH) | [6 empty] | See "LandEnv_PSH" tab |  |  | Executed IA | [7 empty] | All Projects
|  |  |  | Distributed Solar | Solar | Wind | Offshore Wind | Geothermal | Biomass | Battery | Battery | Distributed Solar | Solar | Wind | Offshore Wind | Geothermal | Biomass | Battery | Battery |  | Distributed Solar | Solar | Wind | Offshore Wind | Geothermal | Biomass | Battery | Battery | Distributed Solar | Solar | Wind | Offshore Wind | Geothermal | Biomass | Battery | Battery | Distributed Solar | Solar | Wind | Offshore Wind | OOS Wind | Geothermal | Biomass | LDES | Battery | Battery | Distributed Solar | Solar | Wind | Offshore Wind | Geothermal | Biomass | Battery | Battery | Distributed Solar | Solar | Wind | Offshore Wind | OOS Wind | Geothermal | Biomass | LDES | Battery | Battery
CAISO Study Area | Substation | Voltage |  | Total | Total | Total | Total | Total | Total | FCDS (TPD) | Total | Total | Total | Total | Total | Total | Total | FCDS (TPD) | Total |  | Total | Total | Total | Total | Total | Total | FCDS (TPD) | Total | Total | Total | Total | Total | Total | Total | FCDS (TPD) | Total | Total | Total | Total | Total | Total | Total | Total | Total | FCDS (TPD) | Total | Total | Total | Total | Total | Total | Total | FCDS (TPD) | Total | Total | Total | Total | Total | Total | Total | Total | Total | FCDS (TPD) | Total
PG&E KERN | 7th Standard | 115 |  | 0 | 0 | 0 | 0 | 0 | 0 | 0 | 0 | 0 | 0 | 0 | 0 | 0 | 0 | 0 | 0 |  | 0 | 0 | 0 | 0 |  | 0 |  | 0 | 0 | 0 | 0 | 0 |  | 0 |  | 0 | [10 empty] | 0 | 0 | 0 | 0 | 0 | 0 | 0 | 0 | 0 | 0 | 0 | 0 |  | 0 | 0 |  | 0 | 0
SCE Metro | Alamitos | 230 |  | 0 | 0 | 0 | 0 | 0 | 0 | 0 | 0 | 0 | 0 | 0 | 0 | 0 | 0 | 0 | 0 |  | 0 | 0 | 0 | 0 |  | 0 |  | 0 | 0 | 0 | 0 | 0 |  | 0 |  | 0 | [10 empty] | 0 | 0 | 0 | 0 | 0 | 0 | 0 | 0 | 0 | 0 | 0 | 0 |  | 0 | 0 |  | 0 | 0
SCE Eastern | Alberhill | 115 |  | 0 | 0 | 0 | 0 | 0 | 0 | 0 | 0 | 0 | 0 | 0 | 0 | 0 | 0 | 0 | 1156.621 |  | 0 | 0 | 0 | 0 |  | 0 |  | 0 | 0 | 0 | 0 | 0 |  | 0 |  | 0 | [10 empty] | 0 | 0 | 0 | 0 | 0 | 0 | 0 | 0 | 0 | 0 | 0 | 0 |  | 0 | 0 |  | 0 | 1156.621
SCE Eastern | Alberhill | 500 |  | 0 | 0 | 0 | 0 | 0 | 0 | 0 | 0 | 0 | 0 | 0 | 0 | 0 | 0 | 0 | 0 |  | 0 | 0 | 0 | 0 |  | 0 |  | 0 | 0 | 0 | 0 | 0 |  | 0 |  | 0 | [10 empty] | 0 | 0 | 0 | 0 | 0 | 0 | 0 | 0 | 0 | 0 | 0 | 0 |  | 0 | 0 |  | 0 | 0
PG&E GBA | Alhambra | 115 |  | 0 | 0 | 0 | 0 | 0 | 0 | 0 | 0 | 0 | 0 | 0 | 0 | 0 | 0 | 0 | 0 |  | 0 | 0 | 0 | 0 |  | 0 |  | 0 | 0 | 0 | 0 | 0 |  | 0 |  | 0 | [10 empty] | 0 | 0 | 0 | 0 | 0 | 0 | 0 | 0 | 0 | 0 | 0 | 0 |  | 0 | 0 |  | 0 | 0
PG&E FRESNO | Alpaugh | 115 |  | 0 | 0 | 0 | 0 | 0 | 0 | 0 | 0 | 0 | 0 | 0 | 0 | 0 | 0 | 0 | 0 |  | 0 | 0 | 0 | 0 |  | 0 |  | 0 | 0 | 0 | 0 | 0 |  | 0 |  | 0 | [10 empty] | 0 | 0 | 0 | 0 | 0 | 0 | 0 | 0 | 0 | 0 | 0 | 0 |  | 0 | 0 |  | 0 | 0
SDGE | Alpine | 69 |  | 0 | 0 | 0 | 0 | 0 | 0 | 0 | 0 | 0 | 0 | 0 | 0 | 0 | 0 | 0 | 0 |  | 0 | 0 | 0 | 0 |  | 0 |  | 0 | 0 | 0 | 0 | 0 |  | 0 |  | 0 | [10 empty] | 0 | 0 | 0 | 0 | 0 | 0 | 0 | 0 | 0 | 0 | 0 | 0 |  | 0 | 0 |  | 0 | 0
PG&E GBA | Altamont Midway (Sandhill) | 230 |  | 0 | 0 | 0 | 0 | 0 | 0 | 0 | 0 | 0 | 0 | 0 | 0 | 0 | 0 | 0 | 0 |  | 0 | 0 | 0 | 0 |  | 0 |  | 0 | 0 | 0 | 0 | 0 |  | 0 |  | 0 | [10 empty] | 0 | 0 | 0 | 0 | 0 | 0 | 0 | 0 | 0 | 0 | 0 | 0 |  | 0 | 0 |  | 0 | 0
SCE Northern | Antelope | 66 |  | 0 | 0 | 0 | 0 | 0 | 0 | 0 | 0 | 0 | 0 | 0 | 0 | 0 | 0 | 0 | 0 |  | 5.5 | 0 | 0 | 0 |  | 0 |  | 0 | 5.5 | 0 | 0 | 0 |  | 0 |  | 0 | [10 empty] | 5.5 | 0 | 0 | 0 | 0 | 0 | 0 | 0 | 5.5 | 0 | 0 | 0 |  | 0 | 0 |  | 0 | 0
SCE Northern | Antelope | 230 |  | 4.99 | 18.55 | 0 | 0 | 0 | 0 | 0 | 0 | 25.968 | 97.85 | 0 | 0 | 0 | 0 | 39.3 | 317.3 |  | 0 | 0 | 0 | 0 |  | 0 |  | 0 | 0 | 0 | 0 | 0 |  | 0 |  | 0 | [10 empty] | 4.99 | 18.55 | 0 | 0 | 0 | 0 | 0 | 0 | 25.968 | 97.85 | 0 | 0 |  | 0 | 0 |  | 39.3 | 317.3
SCE Northern | Antelope | 500 |  | 0 | 0 | 0 | 0 | 0 | 0 | 0 | 0 | 0 | 0 | 0 | 0 | 0 | 0 | 0 | 0 |  | 0 | 0 | 0 | 0 |  | 0 |  | 0 | 0 | 0 | 0 | 0 |  | 0 |  | 0 | [10 empty] | 0 | 0 | 0 | 0 | 0 | 0 | 0 | 0 | 0 | 0 | 0 | 0 |  | 0 | 0 |  | 0 | 0
PG&E NGBA | Arcata | 60 |  | 0 | 0 | 0 | 0 | 0 | 0 | 0 | 0 | 0 | 0 | 0 | 0 | 0 | 0 | 0 | 0 |  | 0 | 0 | 0 | 0 |  | 0 |  | 0 | 0 | 0 | 0 | 0 |  | 0 |  | 0 | [10 empty] | 0 | 0 | 0 | 0 | 0 | 0 | 0 | 0 | 0 | 0 | 0 | 0 |  | 0 | 0 |  | 0 | 0
PG&E KERN | Arco | 230 |  | 0 | 0 | 0 | 0 | 0 | 0 | 0 | 0 | 0 | 0 | 0 | 0 | 0 | 0 | 0 | 0 |  | 0 | 0 | 0 | 0 |  | 0 |  | 0 | 0 | 0 | 0 | 0 |  | 0 |  | 0 | [10 empty] | 0 | 0 | 0 | 0 | 0 | 0 | 0 | 0 | 0 | 0 | 0 | 0 |  | 0 | 0 |  | 0 | 0
PG&E KERN | Arco | 70 |  | 0 | 0 | 0 | 0 | 0 | 0 | 0 | 0 | 0 | 0 | 0 | 0 | 0 | 0 | 0 | 0 |  | 3 | 0 | 0 | 0 |  | 0 |  | 0 | 7.95 | 0 | 0 | 0 |  | 0 |  | 0 | [10 empty] | 3 | 0 | 0 | 0 | 0 | 0 | 0 | 0 | 7.95 | 0 | 0 | 0 |  | 0 | 0 |  | 0 | 0
SCE Metro | ArcoGen | 230 |  | 0 | 0 | 0 | 0 | 0 | 0 | 0 | 0 | 0 | 0 | 0 | 0 | 0 | 0 | 0 | 0 |  | 0 | 0 | 0 | 0 |  | 0 |  | 0 | 0 | 0 | 0 | 0 |  | 0 |  | 0 | [10 empty] | 0 | 0 | 0 | 0 | 0 | 0 | 0 | 0 | 0 | 0 | 0 | 0 |  | 0 | 0 |  | 0 | 0
SDGE | Artesian | 230 |  | 0 | 0 | 0 | 0 | 0 | 0 | 0 | 0 | 0 | 0 | 0 | 0 | 0 | 0 | 0 | 0 |  | 0 | 0 | 0 | 0 |  | 0 |  | 0 | 0 | 0 | 0 | 0 |  | 0 |  | 0 | [10 empty] | 0 | 0 | 0 | 0 | 0 | 0 | 0 | 0 | 0 | 0 | 0 | 0 |  | 0 | 0 |  | 0 | 0
SDGE | Artesian | 69 |  | 0 | 0 | 0 | 0 | 0 | 0 | 0 | 0 | 0 | 0 | 0 | 0 | 0 | 0 | 0 | 0 |  | 0 | 0 | 0 | 0 |  | 0 |  | 0 | 0 | 0 | 0 | 0 |  | 0 |  | 0 | [10 empty] | 0 | 0 | 0 | 0 | 0 | 0 | 0 | 0 | 0 | 0 | 0 | 0 |  | 0 | 0 |  | 0 | 0
PG&E FRESNO | Ashlan | 230 |  | 0 | 0 | 0 | 0 | 0 | 0 | 0 | 0 | 0 | 0 | 0 | 0 | 0 | 0 | 0 | 0 |  | 0 | 0 | 0 | 0 |  | 0 |  | 0 | 0 | 0 | 0 | 0 |  | 0 |  | 0 | [10 empty] | 0 | 0 | 0 | 0 | 0 | 0 | 0 | 0 | 0 | 0 | 0 | 0 |  | 0 | 0 |  | 0 | 0
PG&E NGBA | Atlantic | 115 |  | 0 | 0 | 0 | 0 | 0 | 0 | 0 | 0 | 0 | 0 | 0 | 0 | 0 | 0 | 0 | 0 |  | 0 | 0 | 0 | 0 |  | 0 |  | 0 | 0 | 0 | 0 | 0 |  | 0 |  | 0 | [10 empty] | 0 | 0 | 0 | 0 | 0 | 0 | 0 | 0 | 0 | 0 | 0 | 0 |  | 0 | 0 |  | 0 | 0
PG&E NGBA | Atlantic | 230 |  | 0 | 0 | 0 | 0 | 0 | 0 | 0 | 0 | 0 | 0 | 0 | 0 | 0 | 0 | 0 | 0 |  | 0 | 0 | 0 | 0 |  | 0 |  | 0 | 0 | 0 | 0 | 0 |  | 0 |  | 0 | [10 empty] | 0 | 0 | 0 | 0 | 0 | 0 | 0 | 0 | 0 | 0 | 0 | 0 |  | 0 | 0 |  | 0 | 0
PG&E NGBA | Atlantic | 60 |  | 0 | 0 | 0 | 0 | 0 | 0 | 0 | 0 | 0 | 0 | 0 | 0 | 0 | 0 | 0 | 0 |  | 0 | 0 | 0 | 0 |  | 0 |  | 0 | 0 | 0 | 0 | 0 |  | 0 |  | 0 | [10 empty] | 0 | 0 | 0 | 0 | 0 | 0 | 0 | 0 | 0 | 0 | 0 | 0 |  | 0 | 0 |  | 0 | 0
PG&E FRESNO | Atwater | 115 |  | 0 | 0 | 0 | 0 | 0 | 0 | 0 | 0 | 0 | 0 | 0 | 0 | 0 | 0 | 0 | 0 |  | 8.1643 | 0 | 0 | 0 |  | 0 |  | 8.1643 | 8.1643 | 15.9767 | 0 | 0 |  | 0 |  | 8.1643 | [10 empty] | 8.1643 | 0 | 0 | 0 | 0 | 0 | 0 | 8.1643 | 8.1643 | 15.9767 | 0 | 0 |  | 0 | 0 |  | 0 | 8.1643
PG&E GBA | Avena | 115 |  | 0 | 0 | 0 | 0 | 0 | 0 | 0 | 0 | 0 | 0 | 0 | 0 | 0 | 0 | 0 | 0 |  | 0 | 0 | 0 | 0 |  | 0 |  | 0 | 5 | 0 | 0 | 0 |  | 0 |  | 0 | [10 empty] | 0 | 0 | 0 | 0 | 0 | 0 | 0 | 0 | 5 | 0 | 0 | 0 |  | 0 | 0 |  | 0 | 0
SDGE | Avocado | 69 |  | 0 | 0 | 0 | 0 | 0 | 0 | 0 | 0 | 0 | 0 | 0 | 0 | 0 | 0 | 0 | 7 |  | 0 | 0 | 0 | 0 |  | 0 |  | 0 | 0 | 0 | 0 | 0 |  | 0 |  | 0 | [10 empty] | 0 | 0 | 0 | 0 | 0 | 0 | 0 | 0 | 0 | 0 | 0 | 0 |  | 0 | 0 |  | 0 | 7
PG&E NGBA | Bahia | 230 |  | 0 | 0 | 0 | 0 | 0 | 0 | 0 | 0 | 0 | 0 | 0 | 0 | 0 | 0 | 0 | 0 |  | 1.28 | 0 | 0 | 0 |  | 0 |  | 0 | 1.28 | 0 | 0 | 0 |  | 0 |  | 0 | [10 empty] | 1.28 | 0 | 0 | 0 | 0 | 0 | 0 | 0 | 1.28 | 0 | 0 | 0 |  | 0 | 0 |  | 0 | 0
SCE Northern | Bailey | 230 |  | 0 | 0 | 0 | 0 | 0 | 0 | 0 | 0 | 0 | 0 | 0 | 0 | 0 | 0 | 0 | 0 |  | 0 | 0 | 0 | 0 |  | 0 |  | 0 | 0 | 0 | 0 | 0 |  | 0 |  | 0 | [7 empty] | 1000 |  |  | 0 | 0 | 0 | 0 | 0 | 0 | 0 | 0 | 0 | 0 | 0 | 0 |  | 0 | 0 |  | 0 | 0
SCE NOL | Baker | 115 |  | 0 | 0 | 0 | 0 | 0 | 0 | 0 | 0 | 0 | 0 | 0 | 0 | 0 | 0 | 0 | 0 |  | 0 | 0 | 0 | 0 |  | 0 |  | 0 | 0 | 0 | 0 | 0 |  | 0 |  | 0 | [10 empty] | 0 | 0 | 0 | 0 | 0 | 0 | 0 | 0 | 0 | 0 | 0 | 0 |  | 0 | 0 |  | 0 | 0
PG&E KERN | Bakersfield | 230 |  | 0 | 0 | 0 | 0 | 0 | 0 | 0 | 0 | 0 | 0 | 0 | 0 | 0 | 0 | 0 | 0 |  | 0 | 0 | 0 | 0 |  | 0 |  | 0.985 | 0 | 0 | 0 | 0 |  | 0 |  | 0.985 | [10 empty] | 0 | 0 | 0 | 0 | 0 | 0 | 0 | 0.985 | 0 | 0 | 0 | 0 |  | 0 | 0 |  | 0 | 0.985
PG&E FRESNO | Balch | 230 |  | 0 | 0 | 0 | 0 | 0 | 0 | 0 | 0 | 0 | 0 | 0 | 0 | 0 | 0 | 0 | 0 |  | 0 | 0 | 0 | 0 |  | 0 |  | 0 | 0 | 0 | 0 | 0 |  | 0 |  | 0 | [10 empty] | 0 | 0 | 0 | 0 | 0 | 0 | 0 | 0 | 0 | 0 | 0 | 0 |  | 0 | 0 |  | 0 | 0
SCE Eastern | Bannister | 230 |  | 0 | 0 | 0 | 0 | 0 | 0 | 0 | 0 | 0 | 0 | 0 | 0 | 0 | 0 | 0 | 0 |  | 0 | 0 | 0 | 0 |  | 0 |  | 0 | 0 | 0 | 0 | 0 |  | 0 |  | 0 | [10 empty] | 0 | 0 | 0 | 0 | 0 | 0 | 0 | 0 | 0 | 0 | 0 | 0 |  | 0 | 0 |  | 0 | 0
SCE Metro | Barre | 230 |  | 0 | 0 | 0 | 0 | 0 | 0 | 0 | 20 | 0 | 0 | 0 | 0 | 0 | 0 | 110 | 320 |  | 0 | 0 | 0 | 0 |  | 0 |  | 0 | 0 | 0 | 0 | 0 |  | 0 |  | 0 | [10 empty] | 0 | 0 | 0 | 0 | 0 | 0 | 0 | 20 | 0 | 0 | 0 | 0 |  | 0 | 0 |  | 110 | 320
SDGE | Bay Boulevard | 69 |  | 0 | 0 | 0 | 0 | 0 | 0 | 0 | 0 | 0 | 0 | 0 | 0 | 0 | 0 | 0 | 0 |  | 0 | 0 | 0 | 0 |  | 0 |  | 0 | 0 | 0 | 0 | 0 |  | 0 |  | 0 | [10 empty] | 0 | 0 | 0 | 0 | 0 | 0 | 0 | 0 | 0 | 0 | 0 | 0 |  | 0 | 0 |  | 0 | 0
SDGE | Bay Boulevard | 230 |  | 0 | 0 | 0 | 0 | 0 | 0 | 0 | 0 | 0 | 0 | 0 | 0 | 0 | 0 | 0 | 0 |  | 0 | 0 | 0 | 0 |  | 0 |  | 0 | 0 | 0 | 0 | 0 |  | 0 |  | 0 | [10 empty] | 0 | 0 | 0 | 0 | 0 | 0 | 0 | 0 | 0 | 0 | 0 | 0 |  | 0 | 0 |  | 0 | 0
SCE EOP | Beatty | 138 |  | 0 | 0 | 0 | 0 | 0 | 0 | 0 | 0 | 0 | 0 | 0 | 0 | 0 | 0 | 0 | 0 |  | 0 | 0 | 0 | 0 |  | 0 |  | 0 | 0 | 0 | 0 | 0 |  | 0 |  | 0 | [10 empty] | 0 | 0 | 0 | 0 | 0 | 0 | 0 | 0 | 0 | 0 | 0 | 0 | 0 | 0 | 0 | 0 | 0 | 0
SCE EOP | Beatty | 230 |  | 0 | 0 | 0 | 0 | 0 | 0 | 0 | 0 | 0 | 0 | 0 | 0 | 0 | 0 | 0 | 0 |  | 0 | 0 | 0 | 0 |  | 0 |  | 0 | 0 | 0 | 0 | 0 |  | 0 |  | 0 | [5 empty] | 121 |  |  |  |  | 0 | 0 | 0 | 0 | 0 | 0 | 0 | 0 | 0 | 0 | 0 | 0 | 0 | 121 | 0 | 0 | 0 | 0
PG&E NGBA | Belden | 230 |  | 0 | 0 | 0 | 0 | 0 | 0 | 0 | 0 | 0 | 0 | 0 | 0 | 0 | 0 | 0 | 0 |  | 0 | 0 | 0 | 0 |  | 0 |  | 0 | 0 | 0 | 0 | 0 |  | 0 |  | 0 | [10 empty] | 0 | 0 | 0 | 0 | 0 | 0 | 0 | 0 | 0 | 0 | 0 | 0 |  | 0 | 0 |  | 0 | 0
PG&E NGBA | Bell | 115 |  | 0 | 0 | 0 | 0 | 0 | 0 | 0 | 0 | 0 | 0 | 0 | 0 | 0 | 0 | 0 | 0 |  | 0 | 0 | 0 | 0 |  | 0 |  | 0 | 0 | 0 | 0 | 0 |  | 0 |  | 0 | [10 empty] | 0 | 0 | 0 | 0 | 0 | 0 | 0 | 0 | 0 | 0 | 0 | 0 |  | 0 | 0 |  | 0 | 0
PG&E NGBA | Bellevue | 115 |  | 0 | 0 | 0 | 0 | 0 | 0 | 0 | 0 | 0 | 0 | 0 | 0 | 0 | 0 | 0 | 0 |  | 0 | 0 | 0 | 0 |  | 0 |  | 0 | 0 | 0 | 0 | 0 |  | 0 |  | 0 | [10 empty] | 0 | 0 | 0 | 0 | 0 | 0 | 0 | 0 | 0 | 0 | 0 | 0 |  | 0 | 0 |  | 0 | 0
PG&E GBA | Bellota | 115 |  | 0 | 0 | 0 | 0 | 0 | 0 | 0 | 0 | 0 | 0 | 0 | 0 | 0 | 0 | 0 | 0 |  | 0 | 0 | 0 | 0 |  | 0 |  | 0 | 0 | 0 | 0 | 0 |  | 0 |  | 0 | [10 empty] | 0 | 0 | 0 | 0 | 0 | 0 | 0 | 0 | 0 | 0 | 0 | 0 |  | 0 | 0 |  | 0 | 0
PG&E GBA | Bellota | 230 |  | 0 | 0 | 0 | 0 | 0 | 0 | 0 | 0 | 0 | 0 | 0 | 0 | 0 | 0 | 0 | 0 |  | 0 | 0 | 0 | 0 |  | 0 |  | 0 | 0 | 0 | 0 | 0 |  | 0 |  | 0 | [10 empty] | 0 | 0 | 0 | 0 | 0 | 0 | 0 | 0 | 0 | 0 | 0 | 0 |  | 0 | 0 |  | 0 | 0
SCE Northern | Big Creek | 230 |  | 0 | 0 | 0 | 0 | 0 | 0 | 0 | 0 | 0 | 0 | 0 | 0 | 0 | 0 | 0 | 0 |  | 0 | 0 | 0 | 0 |  | 0 |  | 0 | 0 | 0 | 0 | 0 |  | 0 |  | 0 | [10 empty] | 0 | 0 | 0 | 0 | 0 | 0 | 0 | 0 | 0 | 0 | 0 | 0 |  | 0 | 0 |  | 0 | 0
PG&E FRESNO | Biola | 70 |  | 0 | 0 | 0 | 0 | 0 | 0 | 0 | 0 | 0 | 0 | 0 | 0 | 0 | 0 | 0 | 0 |  | 0 | 0 | 0 | 0 |  | 0 |  | 0 | 3.8 | 0 | 0 | 0 |  | 0 |  | 0 | [10 empty] | 0 | 0 | 0 | 0 | 0 | 0 | 0 | 0 | 3.8 | 0 | 0 | 0 |  | 0 | 0 |  | 0 | 0
PG&E GBA | Birds Landing | 230 |  | 0 | 0 | 0 | 0 | 0 | 0 | 0 | 0 | 0 | 0 | 0 | 0 | 0 | 0 | 0 | 0 |  | 0 | 0 | 0 | 0 |  | 0 |  | 0 | 0 | 0 | 0 | 0 |  | 0 |  | 0 | [10 empty] | 0 | 0 | 0 | 0 | 0 | 0 | 0 | 0 | 0 | 0 | 0 | 0 |  | 0 | 0 |  | 0 | 0
SCE Northern | Bliss | 66 |  | 0 | 0 | 0 | 0 | 0 | 0 | 0 | 0 | 0 | 0 | 0 | 0 | 0 | 0 | 0 | 0 |  | 0 | 0 | 0 | 0 |  | 0 |  | 0 | 0 | 0 | 0 | 0 |  | 0 |  | 0 | [10 empty] | 0 | 0 | 0 | 0 | 0 | 0 | 0 | 0 | 0 | 0 | 0 | 0 |  | 0 | 0 |  | 0 | 0
SCE Eastern | Blythe | 161 |  | 0 | 0 | 0 | 0 | 0 | 0 | 0 | 0 | 16 | 4.99 | 0 | 0 | 0 | 0 | 0 | 36.99 |  | 0 | 0 | 0 | 0 |  | 0 |  | 0 | 0 | 0 | 0 | 0 |  | 0 |  | 0 | [10 empty] | 0 | 0 | 0 | 0 | 0 | 0 | 0 | 0 | 16 | 4.99 | 0 | 0 |  | 0 | 0 |  | 0 | 36.99
PG&E NGBA | Bogue | 115 |  | 0 | 0 | 0 | 0 | 0 | 0 | 0 | 0 | 0 | 0 | 0 | 0 | 0 | 0 | 0 | 0 |  | 0 | 0 | 0 | 0 |  | 0 |  | 0 | 4.98 | 0 | 0 | 0 |  | 0 |  | 0 | [10 empty] | 0 | 0 | 0 | 0 | 0 | 0 | 0 | 0 | 4.98 | 0 | 0 | 0 |  | 0 | 0 |  | 0 | 0
PG&E FRESNO | Borden | 230 |  | 0 | 0 | 0 | 0 | 0 | 0 | 0 | 0 | 0 | 0 | 0 | 0 | 0 | 0 | 0 | 0 |  | 0 | 0 | 0 | 0 |  | 0 |  | 0 | 0 | 0 | 0 | 0 |  | 0 |  | 0 | [10 empty] | 0 | 0 | 0 | 0 | 0 | 0 | 0 | 0 | 0 | 0 | 0 | 0 |  | 0 | 0 |  | 0 | 0
PG&E FRESNO | Borden | 70 |  | 0 | 0 | 0 | 0 | 0 | 0 | 0 | 0 | 0 | 0 | 0 | 0 | 0 | 0 | 0 | 0 |  | 4.4741 | 0 | 0 | 0 |  | 5 |  | 0 | 4.4741 | 0 | 0 | 0 |  | 5 |  | 0 | [10 empty] | 4.4741 | 0 | 0 | 0 | 0 | 5 | 0 | 0 | 4.4741 | 0 | 0 | 0 |  | 0 | 5 |  | 0 | 0
SDGE | Boulevard East | 138 |  | 0 | 0 | 0 | 0 | 0 | 0 | 0 | 0 | 0 | 0 | 0 | 0 | 0 | 0 | 0 | 0 |  | 0 | 0 | 0 | 0 |  | 0 |  | 0 | 0 | 0 | 0 | 0 |  | 0 |  | 0 | [10 empty] | 0 | 0 | 0 | 0 | 0 | 0 | 0 | 0 | 0 | 0 | 0 | 0 |  | 0 | 0 |  | 0 | 0
SDGE | Boulevard East | 69 |  | 0 | 0 | 0 | 0 | 0 | 0 | 0 | 0 | 2 | 0 | 0 | 0 | 0 | 0 | 0 | 0 |  | 0 | 0 | 0 | 0 |  | 0 |  | 0 | 0 | 0 | 0 | 0 |  | 0 |  | 0 | [10 empty] | 0 | 0 | 0 | 0 | 0 | 0 | 0 | 0 | 2 | 0 | 0 | 0 |  | 0 | 0 |  | 0 | 0
PG&E GBA | Brentwood | 230 |  | 0 | 0 | 0 | 0 | 0 | 0 | 0 | 0 | 0 | 0 | 0 | 0 | 0 | 0 | 0 | 0 |  | 0 | 0 | 0 | 0 |  | 0 |  | 0 | 5 | 0 | 0 | 0 |  | 0 |  | 4.99 | [10 empty] | 0 | 0 | 0 | 0 | 0 | 0 | 0 | 0 | 5 | 0 | 0 | 0 |  | 0 | 0 |  | 0 | 4.99
PG&E NGBA | Bridgeville | 115 |  | 0 | 0 | 0 | 0 | 0 | 0 | 0 | 0 | 0 | 0 | 0 | 0 | 0 | 0 | 0 | 0 |  | 0 | 0 | 0 | 0 |  | 0 |  | 0 | 0 | 0 | 0 | 0 |  | 0 |  | 0 | [10 empty] | 0 | 0 | 0 | 0 | 0 | 0 | 0 | 0 | 0 | 0 | 0 | 0 |  | 0 | 0 |  | 0 | 0
PG&E NGBA | Brighton | 115 |  | 0 | 0 | 0 | 0 | 0 | 0 | 0 | 0 | 0 | 0 | 0 | 0 | 0 | 0 | 0 | 0 |  | 0 | 0 | 0 | 0 |  | 0 |  | 0 | 0 | 0 | 0 | 0 |  | 0 |  | 0 | [10 empty] | 0 | 0 | 0 | 0 | 0 | 0 | 0 | 0 | 0 | 0 | 0 | 0 |  | 0 | 0 |  | 0 | 0
PG&E NGBA | Brighton | 230 |  | 0 | 0 | 0 | 0 | 0 | 0 | 0 | 0 | 0 | 0 | 0 | 0 | 0 | 0 | 0 | 0 |  | 0 | 0 | 0 | 0 |  | 0 |  | 0 | 0 | 0 | 0 | 0 |  | 0 |  | 0 | [10 empty] | 0 | 0 | 0 | 0 | 0 | 0 | 0 | 0 | 0 | 0 | 0 | 0 |  | 0 | 0 |  | 0 | 0
PG&E NGBA | Brunswick | 115 |  | 0 | 0 | 0 | 0 | 0 | 0 | 0 | 0 | 0 | 0 | 0 | 0 | 0 | 0 | 0 | 0 |  | 1.9408 | 0 | 0 | 0 |  | 0 |  | 2.2208 | 3.0628 | 0 | 0 | 0 |  | 0 |  | 2.2208 | [10 empty] | 1.9408 | 0 | 0 | 0 | 0 | 0 | 0 | 2.2208 | 3.0628 | 0 | 0 | 0 |  | 0 | 0 |  | 0 | 2.2208
PG&E NGBA | Bucks Creek | 230 |  | 0 | 0 | 0 | 0 | 0 | 0 | 0 | 0 | 0 | 0 | 0 | 0 | 0 | 0 | 0 | 0 |  | 0 | 0 | 0 | 0 |  | 0 |  | 0 | 0 | 0 | 0 | 0 |  | 0 |  | 0 | [10 empty] | 0 | 0 | 0 | 0 | 0 | 0 | 0 | 0 | 0 | 0 | 0 | 0 |  | 0 | 0 |  | 0 | 0
PG&E KERN | Buena Vista | 230 |  | 0 | 0 | 0 | 0 | 0 | 0 | 0 | 0 | 0 | 0 | 0 | 0 | 0 | 0 | 0 | 0 |  | 0 | 0 | 0 | 0 |  | 0 |  | 0 | 0.71 | 0 | 0 | 0 |  | 0 |  | 0 | [10 empty] | 0 | 0 | 0 | 0 | 0 | 0 | 0 | 0 | 0.71 | 0 | 0 | 0 |  | 0 | 0 |  | 0 | 0
PG&E FRESNO | Bullard | 115 |  | 0 | 0 | 0 | 0 | 0 | 0 | 0 | 0 | 0 | 0 | 0 | 0 | 0 | 0 | 0 | 0 |  | 11.7 | 0 | 0 | 0 |  | 0 |  | 0 | 11.7 | 0 | 0 | 0 |  | 0 |  | 0 | [10 empty] | 11.7 | 0 | 0 | 0 | 0 | 0 | 0 | 0 | 11.7 | 0 | 0 | 0 |  | 0 | 0 |  | 0 | 0
PG&E GBA | Burlingame | 115 |  | 0 | 0 | 0 | 0 | 0 | 0 | 0 | 0 | 0 | 0 | 0 | 0 | 0 | 0 | 0 | 0 |  | 0 | 0 | 0 | 0 |  | 0 |  | 0 | 0 | 0 | 0 | 0 |  | 0 |  | 0 | [10 empty] | 0 | 0 | 0 | 0 | 0 | 0 | 0 | 0 | 0 | 0 | 0 | 0 |  | 0 | 0 |  | 0 | 0
PG&E NGBA | Burney Forest | 230 |  | 0 | 0 | 0 | 0 | 0 | 0 | 0 | 0 | 0 | 0 | 0 | 0 | 0 | 0 | 0 | 0 |  | 0 | 0 | 0 | 0 |  | 5 |  | 0 | 0 | 0 | 0 | 0 |  | 10 |  | 0 | [10 empty] | 0 | 0 | 0 | 0 | 0 | 5 | 0 | 0 | 0 | 0 | 0 | 0 |  | 0 | 10 |  | 0 | 0
PG&E NGBA | Butte | 115 |  | 0 | 0 | 0 | 0 | 0 | 0 | 0 | 0 | 0 | 0 | 0 | 0 | 0 | 0 | 0 | 0 |  | 0 | 0 | 0 | 0 |  | 0 |  | 0 | 0 | 0 | 0 | 0 |  | 0 |  | 0 | [10 empty] | 0 | 0 | 0 | 0 | 0 | 0 | 0 | 0 | 0 | 0 | 0 | 0 |  | 0 | 0 |  | 0 | 0
PG&E KERN | Cabrillo | 115 |  | 0 | 0 | 0 | 0 | 0 | 0 | 0 | 0 | 0 | 0 | 0 | 0 | 0 | 0 | 0 | 0 |  | 0 | 0 | 0 | 0 |  | 0 |  | 0 | 0 | 0 | 0 | 60 |  | 0 |  | 0 | [10 empty] | 0 | 0 | 0 | 0 | 0 | 0 | 0 | 0 | 0 | 0 | 0 | 60 |  | 0 | 0 |  | 0 | 0
PG&E FRESNO | Cal Flats | 230 |  | 0 | 0 | 0 | 0 | 0 | 0 | 0 | 0 | 0 | 0 | 0 | 0 | 0 | 0 | 0 | 0 |  | 0 | 0 | 0 | 0 |  | 0 |  | 0 | 0 | 0 | 0 | 0 |  | 0 |  | 0 | [10 empty] | 0 | 0 | 0 | 0 | 0 | 0 | 0 | 0 | 0 | 0 | 0 | 0 |  | 0 | 0 |  | 0 | 0
SCE NOL | Calcite | 230 |  | 0 | 0 | 0 | 0 | 0 | 0 | 0 | 0 | 0 | 0 | 0 | 0 | 0 | 0 | 0 | 0 |  | 0 | 0 | 0 | 0 |  | 0 |  | 0 | 0 | 0 | 0 | 0 |  | 0 |  | 0 | [10 empty] | 0 | 0 | 0 | 0 | 0 | 0 | 0 | 0 | 0 | 0 | 0 | 0 |  | 0 | 0 |  | 0 | 0
PG&E KERN | Caliente | 230 |  | 0 | 0 | 0 | 0 | 0 | 0 | 0 | 0 | 0 | 0 | 0 | 0 | 0 | 0 | 0 | 0 |  | 0 | 0 | 0 | 0 |  | 0 |  | 0 | 0 | 0 | 0 | 0 |  | 0 |  | 0 | [10 empty] | 0 | 0 | 0 | 0 | 0 | 0 | 0 | 0 | 0 | 0 | 0 | 0 |  | 0 | 0 |  | 0 | 0
PG&E FRESNO | California Ave | 115 |  | 0 | 0 | 0 | 0 | 0 | 0 | 0 | 0 | 0 | 0 | 0 | 0 | 0 | 0 | 0 | 0 |  | 0 | 0 | 0 | 0 |  | 0 |  | 0 | 0 | 0 | 0 | 0 |  | 0 |  | 0 | [10 empty] | 0 | 0 | 0 | 0 | 0 | 0 | 0 | 0 | 0 | 0 | 0 | 0 |  | 0 | 0 |  | 0 | 0
PG&E KERN | Callender | 115 |  | 0 | 0 | 0 | 0 | 0 | 0 | 0 | 0 | 0 | 0 | 0 | 0 | 0 | 0 | 0 | 0 |  | 0 | 0 | 0 | 0 |  | 0 |  | 0 | 0 | 0 | 0 | 0 |  | 0 |  | 0 | [10 empty] | 0 | 0 | 0 | 0 | 0 | 0 | 0 | 0 | 0 | 0 | 0 | 0 |  | 0 | 0 |  | 0 | 0
PG&E NGBA | Calpella | 115 |  | 0 | 0 | 0 | 0 | 0 | 0 | 0 | 0 | 0 | 0 | 0 | 0 | 0 | 0 | 0 | 0 |  | 1.05 | 0 | 0 | 0 |  | 0 |  | 0 | 1.05 | 0 | 0 | 0 |  | 0 |  | 0 | [10 empty] | 1.05 | 0 | 0 | 0 | 0 | 0 | 0 | 0 | 1.05 | 0 | 0 | 0 |  | 0 | 0 |  | 0 | 0
PG&E GBA | Camanche | 230 |  | 0 | 0 | 0 | 0 | 0 | 0 | 0 | 0 | 0 | 0 | 0 | 0 | 0 | 0 | 0 | 0 |  | 0 | 0 | 0 | 0 |  | 0 |  | 0 | 0 | 0 | 0 | 0 |  | 0 |  | 0 | [10 empty] | 0 | 0 | 0 | 0 | 0 | 0 | 0 | 0 | 0 | 0 | 0 | 0 |  | 0 | 0 |  | 0 | 0
SDGE | Cameron | 69 |  | 0 | 0 | 0 | 0 | 0 | 0 | 0 | 0 | 0 | 0 | 0 | 0 | 0 | 0 | 0 | 0 |  | 0 | 0 | 0 | 0 |  | 0 |  | 0 | 0 | 0 | 0 | 0 |  | 0 |  | 0 | [10 empty] | 0 | 0 | 0 | 0 | 0 | 0 | 0 | 0 | 0 | 0 | 0 | 0 |  | 0 | 0 |  | 0 | 0
SDGE | Cannon | 69 |  | 0 | 0 | 0 | 0 | 0 | 0 | 0 | 0 | 0 | 0 | 0 | 0 | 0 | 0 | 0 | 3 |  | 0 | 0 | 0 | 0 |  | 0 |  | 0 | 0 | 0 | 0 | 0 |  | 0 |  | 0 | [10 empty] | 0 | 0 | 0 | 0 | 0 | 0 | 0 | 0 | 0 | 0 | 0 | 0 |  | 0 | 0 |  | 0 | 3
PG&E FRESNO | Cantua | 115 |  | 0 | 0 | 0 | 0 | 0 | 0 | 0 | 0 | 0 | 0 | 0 | 0 | 0 | 0 | 0 | 0 |  | 3.025 | 0 | 0 | 0 |  | 0 |  | 0 | 3.025 | 0 | 0 | 0 |  | 0 |  | 0 | [10 empty] | 3.025 | 0 | 0 | 0 | 0 | 0 | 0 | 0 | 3.025 | 0 | 0 | 0 |  | 0 | 0 |  | 0 | 0
SDGE | Capistrano | 138 |  | 0 | 0 | 0 | 0 | 0 | 0 | 0 | 0 | 0 | 0 | 0 | 0 | 0 | 0 | 0 | 8 |  | 0 | 0 | 0 | 0 |  | 0 |  | 0 | 0 | 0 | 0 | 0 |  | 0 |  | 0 | [10 empty] | 0 | 0 | 0 | 0 | 0 | 0 | 0 | 0 | 0 | 0 | 0 | 0 |  | 0 | 0 |  | 0 | 8
SDGE | Capistrano | 230 |  | 0 | 0 | 0 | 0 | 0 | 0 | 0 | 0 | 0 | 0 | 0 | 0 | 0 | 0 | 0 | 0 |  | 0 | 0 | 0 | 0 |  | 0 |  | 0 | 0 | 0 | 0 | 0 |  | 0 |  | 0 | [10 empty] | 0 | 0 | 0 | 0 | 0 | 0 | 0 | 0 | 0 | 0 | 0 | 0 |  | 0 | 0 |  | 0 | 0
PG&E NGBA | Carberry | 230 |  | 0 | 0 | 0 | 0 | 0 | 0 | 0 | 0 | 0 | 0 | 0 | 0 | 0 | 0 | 0 | 0 |  | 0 | 0 | 0 | 0 |  | 0 |  | 0 | 0 | 0 | 0 | 0 |  | 0 |  | 0 | [10 empty] | 0 | 0 | 0 | 0 | 0 | 0 | 0 | 0 | 0 | 0 | 0 | 0 |  | 0 | 0 |  | 0 | 0
SCE Eastern | Cardiff | 66 |  | 0 | 0 | 0 | 0 | 0 | 0 | 0 | 0 | 0 | 0 | 0 | 0 | 0 | 0 | 0 | 0 |  | 0 | 0 | 0 | 0 |  | 0 |  | 0 | 0 | 0 | 0 | 0 |  | 0 |  | 0 | [10 empty] | 0 | 0 | 0 | 0 | 0 | 0 | 0 | 0 | 0 | 0 | 0 | 0 |  | 0 | 0 |  | 0 | 0
PG&E NGBA | Caribou | 60 |  | 0 | 0 | 0 | 0 | 0 | 0 | 0 | 0 | 0 | 0 | 0 | 0 | 0 | 0 | 0 | 0 |  | 0 | 0 | 0 | 0 |  | 0 |  | 0 | 0 | 0 | 0 | 0 |  | 0 |  | 0 | [10 empty] | 0 | 0 | 0 | 0 | 0 | 0 | 0 | 0 | 0 | 0 | 0 | 0 |  | 0 | 0 |  | 0 | 0
PG&E NGBA | Caribou | 115 |  | 0 | 0 | 0 | 0 | 0 | 0 | 0 | 0 | 0 | 0 | 0 | 0 | 0 | 0 | 0 | 0 |  | 0 | 0 | 0 | 0 |  | 0 |  | 0 | 0 | 0 | 0 | 0 |  | 0 |  | 0 | [10 empty] | 0 | 0 | 0 | 0 | 0 | 0 | 0 | 0 | 0 | 0 | 0 | 0 |  | 0 | 0 |  | 0 | 0
PG&E NGBA | Caribou | 230 |  | 0 | 0 | 0 | 0 | 0 | 0 | 0 | 0 | 0 | 0 | 0 | 0 | 0 | 0 | 0 | 0 |  | 0 | 0 | 0 | 0 |  | 0 |  | 0 | 0 | 0 | 0 | 0 |  | 0 |  | 0 | [10 empty] | 0 | 0 | 0 | 0 | 0 | 0 | 0 | 0 | 0 | 0 | 0 | 0 |  | 0 | 0 |  | 0 | 0
SCE EOP | Carpenter Canyon (fka Gamebird) | 138 |  | 0 | 0 | 0 | 0 | 0 | 0 | 0 | 0 | 0 | 0 | 0 | 0 | 0 | 0 | 0 | 0 |  | 0 | 0 | 0 | 0 |  | 0 |  | 0 | 0 | 0 | 0 | 0 |  | 0 |  | 0 | [10 empty] | 0 | 0 | 0 | 0 | 0 | 0 | 0 | 0 | 0 | 0 | 0 | 0 |  | 0 | 0 |  | 0 | 0
SCE EOP | Carpenter Canyon (fka Gamebird) | 230 |  | 0 | 0 | 0 | 0 | 0 | 0 | 0 | 0 | 0 | 0 | 0 | 0 | 0 | 0 | 0 | 0 |  | 0 | 0 | 0 | 0 |  | 0 |  | 0 | 0 | 0 | 0 | 0 |  | 0 |  | 0 | [10 empty] | 0 | 0 | 0 | 0 | 0 | 0 | 0 | 0 | 0 | 0 | 0 | 0 |  | 0 | 0 |  | 0 | 0
PG&E NGBA | Carquinez | 115 |  | 0 | 0 | 0 | 0 | 0 | 0 | 0 | 0 | 0 | 0 | 0 | 0 | 0 | 0 | 0 | 0 |  | 0 | 0 | 0 | 0 |  | 0 |  | 0 | 0 | 0 | 0 | 0 |  | 0 |  | 0 | [10 empty] | 0 | 0 | 0 | 0 | 0 | 0 | 0 | 0 | 0 | 0 | 0 | 0 |  | 0 | 0 |  | 0 | 0
SDGE | Carrizo Gorge | 138 |  | 0 | 0 | 0 | 0 | 0 | 0 | 0 | 0 | 0 | 0 | 0 | 0 | 0 | 0 | 0 | 0 |  | 0 | 0 | 0 | 0 |  | 0 |  | 0 | 0 | 0 | 0 | 0 |  | 0 |  | 0 | [10 empty] | 0 | 0 | 0 | 0 | 0 | 0 | 0 | 0 | 0 | 0 | 0 | 0 |  | 0 | 0 |  | 0 | 0
PG&E KERN | Carrizo Plains | 115 |  | 0 | 0 | 0 | 0 | 0 | 0 | 0 | 0 | 0 | 0 | 0 | 0 | 0 | 0 | 0 | 0 |  | 0 | 0 | 0 | 0 |  | 0 |  | 0 | 0 | 0 | 0 | 0 |  | 0 |  | 0 | [10 empty] | 0 | 0 | 0 | 0 | 0 | 0 | 0 | 0 | 0 | 0 | 0 | 0 |  | 0 | 0 |  | 0 | 0
PG&E KERN | Casaloma | 230 |  | 0 | 0 | 0 | 0 | 0 | 0 | 0 | 0 | 0 | 0 | 0 | 0 | 0 | 0 | 0 | 0 |  | 0 | 0 | 0 | 0 |  | 0 |  | 0 | 0 | 0 | 0 | 0 |  | 0 |  | 0 | [10 empty] | 0 | 0 | 0 | 0 | 0 | 0 | 0 | 0 | 0 | 0 | 0 | 0 |  | 0 | 0 |  | 0 | 0
PG&E GBA | Castro Valley | 230 |  | 0 | 0 | 0 | 0 | 0 | 0 | 0 | 0 | 0 | 0 | 0 | 0 | 0 | 0 | 0 | 0 |  | 0.982 | 0 | 0 | 0 |  | 0 |  | 0 | 0.99087 | 0 | 0 | 0 |  | 0 |  | 0 | [10 empty] | 0.982 | 0 | 0 | 0 | 0 | 0 | 0 | 0 | 0.99087 | 0 | 0 | 0 |  | 0 | 0 |  | 0 | 0
PG&E GBA | Cayetano | 230 |  | 0 | 0 | 0 | 0 | 0 | 0 | 0 | 0 | 0 | 0 | 0 | 0 | 0 | 0 | 0 | 0 |  | 0 | 0 | 0 | 0 |  | 0 |  | 0 | 0 | 0 | 0 | 0 |  | 0 |  | 0 | [10 empty] | 0 | 0 | 0 | 0 | 0 | 0 | 0 | 0 | 0 | 0 | 0 | 0 |  | 0 | 0 |  | 0 | 0
SCE Metro | Center | 230 |  | 0 | 0 | 0 | 0 | 0 | 0 | 0 | 0 | 0 | 0 | 0 | 0 | 0 | 0 | 0 | 87.4 |  | 0 | 0 | 0 | 0 |  | 0 |  | 0 | 0 | 0 | 0 | 0 |  | 0 |  | 0 | [10 empty] | 0 | 0 | 0 | 0 | 0 | 0 | 0 | 0 | 0 | 0 | 0 | 0 |  | 0 | 0 |  | 0 | 87.4
PG&E KERN | Charca | 115 |  | 0 | 0 | 0 | 0 | 0 | 0 | 0 | 0 | 0 | 0 | 0 | 0 | 0 | 0 | 0 | 0 |  | 0 | 0 | 0 | 0 |  | 0 |  | 0 | 11.7 | 0 | 0 | 0 |  | 0 |  | 9.7 | [10 empty] | 0 | 0 | 0 | 0 | 0 | 0 | 0 | 0 | 11.7 | 0 | 0 | 0 |  | 0 | 0 |  | 0 | 9.7
SCE EOP | Charleston | 138 |  | 0 | 0 | 0 | 0 | 0 | 0 | 0 | 0 | 0 | 0 | 0 | 0 | 0 | 0 | 0 | 0 |  | 0 | 0 | 0 | 0 |  | 0 |  | 0 | 0 | 0 | 0 | 0 |  | 0 |  | 0 | [10 empty] | 0 | 0 | 0 | 0 | 0 | 0 | 0 | 0 | 0 | 0 | 0 | 0 |  | 0 | 0 |  | 0 | 0
SCE Metro | Chevmain | 230 |  | 0 | 0 | 0 | 0 | 0 | 0 | 0 | 0 | 0 | 0 | 0 | 0 | 0 | 0 | 0 | 0 |  | 0 | 0 | 0 | 0 |  | 0 |  | 0 | 0 | 0 | 0 | 0 |  | 0 |  | 0 | [10 empty] | 0 | 0 | 0 | 0 | 0 | 0 | 0 | 0 | 0 | 0 | 0 | 0 |  | 0 | 0 |  | 0 | 0
SDGE | Chicarita | 138 |  | 0 | 0 | 0 | 0 | 0 | 0 | 0 | 0 | 0 | 0 | 0 | 0 | 0 | 0 | 0 | 0 |  | 0 | 0 | 0 | 0 |  | 0 |  | 0 | 0 | 0 | 0 | 0 |  | 0 |  | 0 | [10 empty] | 0 | 0 | 0 | 0 | 0 | 0 | 0 | 0 | 0 | 0 | 0 | 0 |  | 0 | 0 |  | 0 | 0
SCE Metro | Chino | 230 |  | 0 | 0 | 0 | 0 | 0 | 0 | 0 | 0 | 0 | 0 | 0 | 0 | 0 | 0 | 60 | 119.8 |  | 0 | 0 | 0 | 0 |  | 0 |  | 0 | 0 | 0 | 0 | 0 |  | 0 |  | 0 | [10 empty] | 0 | 0 | 0 | 0 | 0 | 0 | 0 | 0 | 0 | 0 | 0 | 0 |  | 0 | 0 |  | 60 | 119.8
PG&E FRESNO | Chowchilla | 115 |  | 0 | 0 | 0 | 0 | 0 | 0 | 0 | 0 | 0 | 0 | 0 | 0 | 0 | 0 | 0 | 0 |  | 0 | 0 | 0 | 0 |  | 0 |  | 0 | 14.95 | 0 | 0 | 0 |  | 0 |  | 5 | [10 empty] | 0 | 0 | 0 | 0 | 0 | 0 | 0 | 0 | 14.95 | 0 | 0 | 0 |  | 0 | 0 |  | 0 | 5
PG&E GBA | Christie | 60 |  | 0 | 0 | 0 | 0 | 0 | 0 | 0 | 0 | 0 | 0 | 0 | 0 | 0 | 0 | 0 | 0 |  | 0 | 0 | 0 | 0 |  | 0 |  | 0 | 0 | 0 | 0 | 0 |  | 0 |  | 0 | [10 empty] | 0 | 0 | 0 | 0 | 0 | 0 | 0 | 0 | 0 | 0 | 0 | 0 |  | 0 | 0 |  | 0 | 0
PG&E GBA | Christie | 115 |  | 0 | 0 | 0 | 0 | 0 | 0 | 0 | 0 | 0 | 0 | 0 | 0 | 0 | 0 | 0 | 0 |  | 0 | 0 | 0 | 0 |  | 0 |  | 0 | 0 | 0 | 0 | 0 |  | 0 |  | 0 | [10 empty] | 0 | 0 | 0 | 0 | 0 | 0 | 0 | 0 | 0 | 0 | 0 | 0 |  | 0 | 0 |  | 0 | 0
SCE Eastern | Cielo Azul | 500 |  | 0 | 0 | 0 | 0 | 0 | 0 | 0 | 0 | 0 | 0 | 0 | 0 | 0 | 0 | 0 | 0 |  | 0 | 0 | 0 | 0 |  | 0 |  | 0 | 0 | 0 | 0 | 0 |  | 0 |  | 0 | [10 empty] | 0 | 0 | 0 | 0 | 0 | 0 | 0 | 0 | 0 | 0 | 0 | 0 |  | 0 | 0 |  | 0 | 0
PG&E GBA | Clay | 60 |  | 0 | 0 | 0 | 0 | 0 | 0 | 0 | 0 | 0 | 0 | 0 | 0 | 0 | 0 | 0 | 0 |  | 0 | 0 | 0 | 0 |  | 0 |  | 0 | 4.5 | 0 | 0 | 0 |  | 0 |  | 0 | [10 empty] | 0 | 0 | 0 | 0 | 0 | 0 | 0 | 0 | 4.5 | 0 | 0 | 0 |  | 0 | 0 |  | 0 | 0
PG&E GBA | Clayton | 115 |  | 0 | 0 | 0 | 0 | 0 | 0 | 0 | 0 | 0 | 0 | 0 | 0 | 0 | 0 | 0 | 0 |  | 0 | 0 | 0 | 0 |  | 0 |  | 0 | 0 | 0 | 0 | 0 |  | 0 |  | 0 | [10 empty] | 0 | 0 | 0 | 0 | 0 | 0 | 0 | 0 | 0 | 0 | 0 | 0 |  | 0 | 0 |  | 0 | 0
PG&E NGBA | Cloverdale | 115 |  | 0 | 0 | 0 | 0 | 0 | 0 | 0 | 0 | 0 | 0 | 0 | 0 | 0 | 0 | 0 | 0 |  | 0.065 | 0 | 0 | 0 |  | 0 |  | 0 | 0.065 | 0 | 0 | 0 |  | 0 |  | 0 | [10 empty] | 0.065 | 0 | 0 | 0 | 0 | 0 | 0 | 0 | 0.065 | 0 | 0 | 0 |  | 0 | 0 |  | 0 | 0
PG&E FRESNO | Clovis | 115 |  | 0 | 0 | 0 | 0 | 0 | 0 | 0 | 0 | 0 | 0 | 0 | 0 | 0 | 0 | 0 | 0 |  | 0 | 0 | 0 | 0 |  | 0 |  | 0 | 0 | 0 | 0 | 0 |  | 0 |  | 0 | [10 empty] | 0 | 0 | 0 | 0 | 0 | 0 | 0 | 0 | 0 | 0 | 0 | 0 |  | 0 | 0 |  | 0 | 0
PG&E GBA | Coburn | 230 |  | 0 | 0 | 0 | 0 | 0 | 0 | 0 | 0 | 0 | 0 | 0 | 0 | 0 | 0 | 0 | 0 |  | 0 | 0 | 0 | 0 |  | 0 |  | 0 | 0 | 0 | 0 | 0 |  | 0 |  | 0 | [10 empty] | 0 | 0 | 0 | 0 | 0 | 0 | 0 | 0 | 0 | 0 | 0 | 0 |  | 0 | 0 |  | 0 | 0
PG&E GBA | Coburn | 60 |  | 0 | 0 | 0 | 0 | 0 | 0 | 0 | 0 | 0 | 0 | 0 | 0 | 0 | 0 | 0 | 0 |  | 0 | 0 | 0 | 0 |  | 0 |  | 0 | 0 | 0 | 0 | 0 |  | 0 |  | 0 | [10 empty] | 0 | 0 | 0 | 0 | 0 | 0 | 0 | 0 | 0 | 0 | 0 | 0 |  | 0 | 0 |  | 0 | 0
PG&E NGBA | Colgate | 230 |  | 0 | 0 | 0 | 0 | 0 | 0 | 0 | 0 | 0 | 0 | 0 | 0 | 0 | 0 | 0 | 0 |  | 0 | 0 | 0 | 0 |  | 0 |  | 0 | 0 | 20 | 0 | 0 |  | 0 |  | 0 | [10 empty] | 0 | 0 | 0 | 0 | 0 | 0 | 0 | 0 | 0 | 20 | 0 | 0 |  | 0 | 0 |  | 0 | 0
PG&E GBA | Collierville | 230 |  | 0 | 0 | 0 | 0 | 0 | 0 | 0 | 0 | 0 | 0 | 0 | 0 | 0 | 0 | 0 | 0 |  | 0 | 0 | 0 | 0 |  | 0 |  | 0 | 0 | 0 | 0 | 0 |  | 0 |  | 0 | [10 empty] | 0 | 0 | 0 | 0 | 0 | 0 | 0 | 0 | 0 | 0 | 0 | 0 |  | 0 | 0 |  | 0 | 0
PG&E GBA | Collinsville | 230 |  | 0 | 0 | 0 | 0 | 0 | 0 | 0 | 0 | 0 | 0 | 0 | 0 | 0 | 0 | 0 | 0 |  | 0 | 0 | 0 | 0 |  | 0 |  | 0 | 0 | 0 | 0 | 0 |  | 0 |  | 0 | [10 empty] | 0 | 0 | 0 | 0 | 0 | 0 | 0 | 0 | 0 | 0 | 0 | 0 |  | 0 | 0 |  | 0 | 0
PG&E GBA | Collinsville | 500 |  | 0 | 0 | 0 | 0 | 0 | 0 | 0 | 0 | 0 | 0 | 0 | 0 | 0 | 0 | 0 | 0 |  | 0 | 0 | 0 | 0 |  | 0 |  | 0 | 0 | 0 | 0 | 0 |  | 0 |  | 0 | [10 empty] | 0 | 0 | 0 | 0 | 0 | 0 | 0 | 0 | 0 | 0 | 0 | 0 |  | 0 | 0 |  | 0 | 0
SCE Eastern | Colorado River | 230 |  | 0 | 0 | 0 | 0 | 0 | 0 | 0 | 0 | 0 | 0 | 0 | 0 | 0 | 0 | 0 | 0 |  | 0 | 0 | 0 | 0 |  | 0 |  | 0 | 0 | 0 | 0 | 0 |  | 0 |  | 0 | [10 empty] | 0 | 0 | 0 | 0 | 0 | 0 | 0 | 0 | 0 | 0 | 0 | 0 |  | 0 | 0 |  | 0 | 0
SCE Eastern | Colorado River | 500 |  | 0 | 0 | 0 | 0 | 0 | 0 | 0 | 0 | 0 | 0 | 0 | 0 | 0 | 0 | 0 | 0 |  | 0 | 0 | 0 | 0 |  | 0 |  | 0 | 0 | 0 | 0 | 0 |  | 0 |  | 0 | [10 empty] | 0 | 0 | 0 | 0 | 0 | 0 | 0 | 0 | 0 | 0 | 0 | 0 |  | 0 | 0 |  | 0 | 0
PG&E KERN | Columbus | 115 |  | 0 | 0 | 0 | 0 | 0 | 0 | 0 | 0 | 0 | 0 | 0 | 0 | 0 | 0 | 0 | 0 |  | 3.3032 | 0 | 0 | 0 |  | 0 |  | 3.3032 | 3.3032 | 0 | 0 | 0 |  | 0 |  | 3.3032 | [10 empty] | 3.3032 | 0 | 0 | 0 | 0 | 0 | 0 | 3.3032 | 3.3032 | 0 | 0 | 0 |  | 0 | 0 |  | 0 | 3.3032
PG&E GBA | Contra Costa | 115 |  | 0 | 0 | 0 | 0 | 0 | 0 | 0 | 0 | 0 | 0 | 0 | 0 | 0 | 0 | 0 | 0 |  | 0 | 0 | 0 | 0 |  | 0 |  | 0 | 0 | 0 | 0 | 0 |  | 0 |  | 0 | [10 empty] | 0 | 0 | 0 | 0 | 0 | 0 | 0 | 0 | 0 | 0 | 0 | 0 |  | 0 | 0 |  | 0 | 0
PG&E GBA | Contra Costa | 230 |  | 0 | 0 | 0 | 0 | 0 | 0 | 0 | 0 | 0 | 0 | 0 | 0 | 0 | 0 | 0 | 0 |  | 0 | 0 | 0 | 0 |  | 0 |  | 0 | 0 | 0 | 0 | 0 |  | 0 |  | 0 | [10 empty] | 0 | 0 | 0 | 0 | 0 | 0 | 0 | 0 | 0 | 0 | 0 | 0 |  | 0 | 0 |  | 0 | 0
PG&E GBA | Contra Costa PP | 230 |  | 0 | 0 | 0 | 0 | 0 | 0 | 0 | 0 | 0 | 0 | 0 | 0 | 0 | 0 | 0 | 0 |  | 0 | 0 | 0 | 0 |  | 0 |  | 0 | 0 | 0 | 0 | 0 |  | 0 |  | 0 | [10 empty] | 0 | 0 | 0 | 0 | 0 | 0 | 0 | 0 | 0 | 0 | 0 | 0 |  | 0 | 0 |  | 0 | 0
SCE NOL | Control | 115 |  | 0 | 0 | 0 | 0 | 0 | 0 | 0 | 0 | 0 | 0 | 0 | 0 | 4.5 | 0 | 0 | 0 |  | 0 | 0 | 0 | 0 |  | 0 |  | 0 | 0 | 0 | 0 | 0 |  | 0 |  | 0 | [10 empty] | 0 | 0 | 0 | 0 | 0 | 0 | 0 | 0 | 0 | 0 | 0 | 0 |  | 4.5 | 0 |  | 0 | 0
SCE NOL | Control | 55 |  | 0 | 0 | 0 | 0 | 0 | 0 | 0 | 0 | 0 | 0 | 0 | 0 | 0 | 0 | 0 | 0 |  | 0 | 0 | 0 | 0 |  | 0 |  | 0 | 0 | 0 | 0 | 0 |  | 0 |  | 0 | [10 empty] | 0 | 0 | 0 | 0 | 0 | 0 | 0 | 0 | 0 | 0 | 0 | 0 |  | 0 | 0 |  | 0 | 0
PG&E GBA | Cooley Landing | 115 |  | 0 | 0 | 0 | 0 | 0 | 0 | 0 | 0 | 0 | 0 | 0 | 0 | 0 | 0 | 0 | 0 |  | 0 | 0 | 0 | 0 |  | 0 |  | 0 | 0 | 0 | 0 | 0 |  | 0 |  | 0 | [10 empty] | 0 | 0 | 0 | 0 | 0 | 0 | 0 | 0 | 0 | 0 | 0 | 0 |  | 0 | 0 |  | 0 | 0
PG&E GBA | Cooley Landing | 60 |  | 0 | 0 | 0 | 0 | 0 | 0 | 0 | 0 | 0 | 0 | 0 | 0 | 0 | 0 | 0 | 0 |  | 0 | 0 | 0 | 0 |  | 0 |  | 0 | 0 | 0 | 0 | 0 |  | 0 |  | 0 | [10 empty] | 0 | 0 | 0 | 0 | 0 | 0 | 0 | 0 | 0 | 0 | 0 | 0 |  | 0 | 0 |  | 0 | 0
SCE NOL | Coolwater | 230 |  | 0 | 0 | 0 | 0 | 0 | 0 | 0 | 0 | 0 | 0 | 0 | 0 | 0 | 0 | 0 | 0 |  | 0 | 0 | 0 | 0 |  | 0 |  | 0 | 0 | 0 | 0 | 0 |  | 0 |  | 0 | [10 empty] | 0 | 0 | 0 | 0 | 0 | 0 | 0 | 0 | 0 | 0 | 0 | 0 |  | 0 | 0 |  | 0 | 0
SCE NOL | Coolwater | 115 |  | 0 | 0 | 0 | 0 | 0 | 0 | 0 | 0 | 16.8 | 0 | 0 | 0 | 0 | 0 | 0 | 9.792 |  | 0 | 0 | 0 | 0 |  | 0 |  | 0 | 0 | 0 | 0 | 0 |  | 0 |  | 0 | [10 empty] | 0 | 0 | 0 | 0 | 0 | 0 | 0 | 0 | 16.8 | 0 | 0 | 0 |  | 0 | 0 |  | 0 | 9.792
PG&E KERN | Copus | 70 |  | 0 | 0 | 0 | 0 | 0 | 0 | 0 | 0 | 0 | 0 | 0 | 0 | 0 | 0 | 0 | 0 |  | 0 | 0 | 0 | 0 |  | 0 |  | 0 | 9.99 | 0 | 0 | 0 |  | 0 |  | 0 | [10 empty] | 0 | 0 | 0 | 0 | 0 | 0 | 0 | 0 | 9.99 | 0 | 0 | 0 |  | 0 | 0 |  | 0 | 0
PG&E FRESNO | Corcoran | 70 |  | 0 | 0 | 0 | 0 | 0 | 0 | 0 | 0 | 0 | 0 | 0 | 0 | 0 | 0 | 0 | 0 |  | 7.89 | 0 | 0 | 0 |  | 0 |  | 0 | 11.39 | 0 | 0 | 0 |  | 0 |  | 0 | [10 empty] | 7.89 | 0 | 0 | 0 | 0 | 0 | 0 | 0 | 11.39 | 0 | 0 | 0 |  | 0 | 0 |  | 0 | 0
PG&E FRESNO | Corcoran | 115 |  | 0 | 0 | 0 | 0 | 0 | 0 | 0 | 0 | 0 | 0 | 0 | 0 | 0 | 0 | 0 | 0 |  | 0 | 0 | 0 | 0 |  | 0 |  | 0 | 0 | 0 | 0 | 0 |  | 0 |  | 0 | [10 empty] | 0 | 0 | 0 | 0 | 0 | 0 | 0 | 0 | 0 | 0 | 0 | 0 |  | 0 | 0 |  | 0 | 0
PG&E NGBA | Corona | 115 |  | 0 | 0 | 0 | 0 | 0 | 0 | 0 | 0 | 0 | 0 | 0 | 0 | 0 | 0 | 0 | 0 |  | 0 | 0 | 0 | 0 |  | 0 |  | 0 | 5 | 0 | 0 | 0 |  | 0 |  | 0 | [10 empty] | 0 | 0 | 0 | 0 | 0 | 0 | 0 | 0 | 5 | 0 | 0 | 0 |  | 0 | 0 |  | 0 | 0
PG&E NGBA | Cortina | 230 |  | 0 | 0 | 0 | 0 | 0 | 0 | 0 | 0 | 0 | 0 | 0 | 0 | 0 | 0 | 0 | 0 |  | 0 | 0 | 0 | 0 |  | 0 |  | 0 | 0 | 0 | 0 | 0 |  | 0 |  | 0 | [10 empty] | 0 | 0 | 0 | 0 | 0 | 0 | 0 | 0 | 0 | 0 | 0 | 0 |  | 0 | 0 |  | 0 | 0
PG&E NGBA | Cortina | 115 |  | 0 | 0 | 0 | 0 | 0 | 0 | 0 | 0 | 0 | 0 | 0 | 0 | 0 | 0 | 0 | 0 |  | 3.5 | 0 | 0 | 0 |  | 5 |  | 0 | 8.5 | 19.936 | 0 | 0 |  | 5 |  | 0 | [10 empty] | 3.5 | 0 | 0 | 0 | 0 | 5 | 0 | 0 | 8.5 | 19.936 | 0 | 0 |  | 0 | 5 |  | 0 | 0
PG&E GBA | Cottle | 230 |  | 0 | 0 | 0 | 0 | 0 | 0 | 0 | 0 | 0 | 0 | 0 | 0 | 0 | 0 | 0 | 0 |  | 0.461 | 0 | 0 | 0 |  | 0 |  | 0 | 5.441 | 0 | 0 | 0 |  | 0 |  | 0 | [10 empty] | 0.461 | 0 | 0 | 0 | 0 | 0 | 0 | 0 | 5.441 | 0 | 0 | 0 |  | 0 | 0 |  | 0 | 0
PG&E NGBA | Cottonwood | 115 |  | 0 | 0 | 0 | 0 | 0 | 0 | 0 | 0 | 0 | 0 | 0 | 0 | 0 | 0 | 0 | 0 |  | 0 | 0 | 0 | 0 |  | 0 |  | 0 | 0 | 0 | 0 | 0 |  | 0 |  | 0 | [10 empty] | 0 | 0 | 0 | 0 | 0 | 0 | 0 | 0 | 0 | 0 | 0 | 0 |  | 0 | 0 |  | 0 | 0
PG&E NGBA | Cottonwood | 230 |  | 0 | 0 | 0 | 0 | 0 | 0 | 0 | 0 | 0 | 0 | 0 | 0 | 0 | 0 | 0 | 0 |  | 0 | 0 | 0 | 0 |  | 0 |  | 0 | 0 | 0 | 0 | 0 |  | 0 |  | 0 | [10 empty] | 0 | 0 | 0 | 0 | 0 | 0 | 0 | 0 | 0 | 0 | 0 | 0 |  | 0 | 0 |  | 0 | 0
PG&E NGBA | Cottonwood | 60 |  | 0 | 0 | 0 | 0 | 0 | 0 | 0 | 0 | 0 | 0 | 0 | 0 | 0 | 0 | 0 | 0 |  | 0 | 0 | 0 | 0 |  | 0 |  | 0 | 4 | 0 | 0 | 0 |  | 0 |  | 0 | [10 empty] | 0 | 0 | 0 | 0 | 0 | 0 | 0 | 0 | 4 | 0 | 0 | 0 |  | 0 | 0 |  | 0 | 0
PG&E NGBA | Cove Road | 230 |  | 0 | 0 | 0 | 0 | 0 | 0 | 0 | 0 | 0 | 0 | 0 | 0 | 0 | 0 | 0 | 0 |  | 0 | 0 | 0 | 0 |  | 0 |  | 0 | 0 | 0 | 0 | 0 |  | 0 |  | 0 | [10 empty] | 0 | 0 | 0 | 0 | 0 | 0 | 0 | 0 | 0 | 0 | 0 | 0 |  | 0 | 0 |  | 0 | 0
PG&E GBA | Coyote | 230 |  | 0 | 0 | 0 | 0 | 0 | 0 | 0 | 0 | 0 | 0 | 0 | 0 | 0 | 0 | 0 | 0 |  | 0 | 0 | 0 | 0 |  | 0 |  | 0 | 0 | 0 | 0 | 0 |  | 0 |  | 0 | [10 empty] | 0 | 0 | 0 | 0 | 0 | 0 | 0 | 0 | 0 | 0 | 0 | 0 |  | 0 | 0 |  | 0 | 0
PG&E GBA | Crazy Horse Canyon | 115 |  | 0 | 0 | 0 | 0 | 0 | 0 | 0 | 0 | 0 | 0 | 0 | 0 | 0 | 0 | 0 | 0 |  | 0 | 0 | 0 | 0 |  | 0 |  | 0 | 0 | 0 | 0 | 0 |  | 0 |  | 0 | [10 empty] | 0 | 0 | 0 | 0 | 0 | 0 | 0 | 0 | 0 | 0 | 0 | 0 |  | 0 | 0 |  | 0 | 0
SDGE | Creelman | 69 |  | 0 | 0 | 0 | 0 | 0 | 0 | 0 | 0 | 0 | 0 | 0 | 0 | 0 | 0 | 0 | 14 |  | 0 | 0 | 0 | 0 |  | 0 |  | 0 | 0 | 0 | 0 | 0 |  | 0 |  | 0 | [10 empty] | 0 | 0 | 0 | 0 | 0 | 0 | 0 | 0 | 0 | 0 | 0 | 0 |  | 0 | 0 |  | 0 | 14
PG&E FRESNO | Crescent | 70 |  | 0 | 0 | 0 | 0 | 0 | 0 | 0 | 0 | 0 | 0 | 0 | 0 | 0 | 0 | 0 | 0 |  | 0 | 0 | 0 | 0 |  | 0 |  | 0 | 0 | 0 | 0 | 0 |  | 0 |  | 0 | [10 empty] | 0 | 0 | 0 | 0 | 0 | 0 | 0 | 0 | 0 | 0 | 0 | 0 |  | 0 | 0 |  | 0 | 0
PG&E FRESNO | Cressey | 115 |  | 0 | 0 | 0 | 0 | 0 | 0 | 0 | 0 | 0 | 0 | 0 | 0 | 0 | 0 | 0 | 0 |  | 0 | 0 | 0 | 0 |  | 0 |  | 0 | 8 | 0 | 0 | 0 |  | 0 |  | 0 | [10 empty] | 0 | 0 | 0 | 0 | 0 | 0 | 0 | 0 | 8 | 0 | 0 | 0 |  | 0 | 0 |  | 0 | 0
PG&E NGBA | Cresta | 230 |  | 0 | 0 | 0 | 0 | 0 | 0 | 0 | 0 | 0 | 0 | 0 | 0 | 0 | 0 | 0 | 0 |  | 0 | 0 | 0 | 0 |  | 0 |  | 0 | 0 | 0 | 0 | 0 |  | 0 |  | 0 | [10 empty] | 0 | 0 | 0 | 0 | 0 | 0 | 0 | 0 | 0 | 0 | 0 | 0 |  | 0 | 0 |  | 0 | 0
SDGE | Crestwood | 69 |  | 0 | 0 | 0 | 0 | 0 | 0 | 0 | 0 | 0 | 0 | 0 | 0 | 0 | 0 | 0 | 0 |  | 0 | 0 | 0 | 0 |  | 0 |  | 0 | 0 | 0 | 0 | 0 |  | 0 |  | 0 | [10 empty] | 0 | 0 | 0 | 0 | 0 | 0 | 0 | 0 | 0 | 0 | 0 | 0 |  | 0 | 0 |  | 0 | 0
PG&E GBA | Crow Creek | 60 |  | 0 | 0 | 0 | 0 | 0 | 0 | 0 | 0 | 0 | 0 | 0 | 0 | 0 | 0 | 0 | 0 |  | 0 | 0 | 0 | 0 |  | 0 |  | 0 | 0 | 0 | 0 | 0 |  | 0 |  | 0 | [10 empty] | 0 | 0 | 0 | 0 | 0 | 0 | 0 | 0 | 0 | 0 | 0 | 0 |  | 0 | 0 |  | 0 | 0
PG&E GBA | Crows Landing | 60 |  | 0 | 0 | 0 | 0 | 0 | 0 | 0 | 0 | 0 | 0 | 0 | 0 | 0 | 0 | 0 | 0 |  | 0 | 0 | 0 | 0 |  | 0 |  | 0 | 2.988 | 0 | 0 | 0 |  | 0 |  | 0 | [10 empty] | 0 | 0 | 0 | 0 | 0 | 0 | 0 | 0 | 2.988 | 0 | 0 | 0 |  | 0 | 0 |  | 0 | 0
PG&E GBA | Curtis | 115 |  | 0 | 0 | 0 | 0 | 0 | 0 | 0 | 0 | 0 | 0 | 0 | 0 | 0 | 0 | 0 | 0 |  | 0 | 0 | 0 | 0 |  | 0 |  | 0 | 0 | 0 | 0 | 0 |  | 0 |  | 0.12 | [10 empty] | 0 | 0 | 0 | 0 | 0 | 0 | 0 | 0 | 0 | 0 | 0 | 0 |  | 0 | 0 |  | 0 | 0.12
PG&E FRESNO | Dairyland | 115 |  | 0 | 0 | 0 | 0 | 0 | 0 | 0 | 0 | 0 | 0 | 0 | 0 | 0 | 0 | 0 | 0 |  | 4.9542 | 0 | 0 | 0 |  | 0 |  | 0 | 5.9542 | 0 | 0 | 0 |  | 0 |  | 0 | [10 empty] | 4.9542 | 0 | 0 | 0 | 0 | 0 | 0 | 0 | 5.9542 | 0 | 0 | 0 |  | 0 | 0 |  | 0 | 0
PG&E NGBA | Davis | 115 |  | 0 | 0 | 0 | 0 | 0 | 0 | 0 | 0 | 0 | 0 | 0 | 0 | 0 | 0 | 0 | 0 |  | 14.35 | 0 | 0 | 0 |  | 0 |  | 0 | 14.35 | 0 | 0 | 0 |  | 0 |  | 0 | [10 empty] | 14.35 | 0 | 0 | 0 | 0 | 0 | 0 | 0 | 14.35 | 0 | 0 | 0 |  | 0 | 0 |  | 0 | 0
SCE Metro | Del Amo | 500 |  | 0 | 0 | 0 | 0 | 0 | 0 | 0 | 0 | 0 | 0 | 0 | 0 | 0 | 0 | 0 | 0 |  | 0 | 0 | 0 | 0 |  | 0 |  | 0 | 0 | 0 | 0 | 0 |  | 0 |  | 0 | [10 empty] | 0 | 0 | 0 | 0 | 0 | 0 | 0 | 0 | 0 | 0 | 0 | 0 |  | 0 | 0 |  | 0 | 0
SCE Metro | Del Amo | 230 |  | 0 | 10 | 0 | 0 | 0 | 0 | 0 | 10 | 0 | 10 | 0 | 0 | 0 | 0 | 0 | 10 |  | 0 | 0 | 0 | 0 |  | 0 |  | 0 | 0 | 0 | 0 | 0 |  | 0 |  | 0 | [10 empty] | 0 | 10 | 0 | 0 | 0 | 0 | 0 | 10 | 0 | 10 | 0 | 0 |  | 0 | 0 |  | 0 | 10
SCE Eastern | Delaney | 500 |  | 0 | 0 | 0 | 0 | 0 | 0 | 0 | 0 | 0 | 0 | 0 | 0 | 0 | 0 | 0 | 0 |  | 0 | 0 | 0 | 0 |  | 0 |  | 0 | 0 | 0 | 0 | 0 |  | 0 |  | 0 | [10 empty] | 0 | 0 | 0 | 0 | 0 | 0 | 0 | 0 | 0 | 0 | 0 | 0 |  | 0 | 0 |  | 0 | 0
PG&E NGBA | Delevan | 230 |  | 0 | 0 | 0 | 0 | 0 | 0 | 0 | 0 | 0 | 0 | 0 | 0 | 0 | 0 | 0 | 0 |  | 0 | 0 | 0 | 0 |  | 0 |  | 0 | 0 | 0 | 0 | 0 |  | 0 |  | 0 | [10 empty] | 0 | 0 | 0 | 0 | 0 | 0 | 0 | 0 | 0 | 0 | 0 | 0 |  | 0 | 0 |  | 0 | 0
PG&E GBA | Delta PP | 230 |  | 0 | 0 | 0 | 0 | 0 | 0 | 0 | 0 | 0 | 0 | 0 | 0 | 0 | 0 | 0 | 0 |  | 0 | 0 | 0 | 0 |  | 0 |  | 0 | 0 | 0 | 0 | 0 |  | 0 |  | 0 | [10 empty] | 0 | 0 | 0 | 0 | 0 | 0 | 0 | 0 | 0 | 0 | 0 | 0 |  | 0 | 0 |  | 0 | 0
SCE EOP | Desert View | 230 |  | 0 | 0 | 0 | 0 | 0 | 0 | 0 | 0 | 0 | 0 | 0 | 0 | 0 | 0 | 0 | 0 |  | 0 | 0 | 0 | 0 |  | 0 |  | 0 | 0 | 0 | 0 | 0 |  | 0 |  | 0 | [10 empty] | 0 | 0 | 0 | 0 | 0 | 0 | 0 | 0 | 0 | 0 | 0 | 0 |  | 0 | 0 |  | 0 | 0
SCE Eastern | Devers | 230 |  | 14.97 | 37.8 | 0 | 0 | 0 | 0 | 0 | 4.98 | 17.469 | 37.8 | 100.5 | 0 | 0 | 0 | 0 | 4.98 |  | 0 | 0 | 0 | 0 |  | 0 |  | 0 | 0 | 0 | 0 | 0 |  | 0 |  | 0 | [10 empty] | 14.97 | 37.8 | 0 | 0 | 0 | 0 | 0 | 4.98 | 17.469 | 37.8 | 100.5 | 0 |  | 0 | 0 |  | 0 | 4.98
SCE Eastern | Devers | 500 |  | 0 | 0 | 0 | 0 | 0 | 0 | 0 | 0 | 0 | 0 | 0 | 0 | 0 | 0 | 0 | 0 |  | 0 | 0 | 0 | 0 |  | 0 |  | 0 | 0 | 0 | 0 | 0 |  | 0 |  | 0 | [10 empty] | 0 | 0 | 0 | 0 | 0 | 0 | 0 | 0 | 0 | 0 | 0 | 0 |  | 0 | 0 |  | 0 | 0
PG&E KERN | Diablo Canyon | 230 |  | 0 | 0 | 0 | 0 | 0 | 0 | 0 | 0 | 0 | 0 | 0 | 0 | 0 | 0 | 0 | 0 |  | 0 | 0 | 0 | 0 |  | 0 |  | 0 | 0 | 0 | 0 | 0 |  | 0 |  | 0 | [10 empty] | 0 | 0 | 0 | 0 | 0 | 0 | 0 | 0 | 0 | 0 | 0 | 0 |  | 0 | 0 |  | 0 | 0
PG&E KERN | Diablo Canyon | 500 |  | 0 | 0 | 0 | 0 | 0 | 0 | 0 | 0 | 0 | 0 | 0 | 0 | 0 | 0 | 0 | 0 |  | 0 | 0 | 0 | 0 |  | 0 |  | 0 | 0 | 0 | 0 | 0 |  | 0 |  | 0 | [10 empty] | 0 | 0 | 0 | 0 | 0 | 0 | 0 | 0 | 0 | 0 | 0 | 0 |  | 0 | 0 |  | 0 | 0
PG&E KERN | Divide | 115 |  | 0 | 0 | 0 | 0 | 0 | 0 | 0 | 0 | 0 | 0 | 0 | 0 | 0 | 0 | 0 | 0 |  | 0 | 0 | 0 | 0 |  | 0 |  | 0 | 0 | 0 | 0 | 0 |  | 0 |  | 0 | [10 empty] | 0 | 0 | 0 | 0 | 0 | 0 | 0 | 0 | 0 | 0 | 0 | 0 |  | 0 | 0 |  | 0 | 0
PG&E GBA | Dixon Landing | 115 |  | 0 | 0 | 0 | 0 | 0 | 0 | 0 | 0 | 0 | 0 | 0 | 0 | 0 | 0 | 0 | 0 |  | 2.36 | 0 | 0 | 0 |  | 0 |  | 0.585 | 3.38 | 0 | 0 | 0 |  | 0 |  | 0.585 | [10 empty] | 2.36 | 0 | 0 | 0 | 0 | 0 | 0 | 0.585 | 3.38 | 0 | 0 | 0 |  | 0 | 0 |  | 0 | 0.585
PG&E FRESNO | Dos Amigos | 230 |  | 0 | 0 | 0 | 0 | 0 | 0 | 0 | 0 | 0 | 0 | 0 | 0 | 0 | 0 | 0 | 0 |  | 0 | 0 | 0 | 0 |  | 0 |  | 0 | 0 | 0 | 0 | 0 |  | 0 |  | 0 | [10 empty] | 0 | 0 | 0 | 0 | 0 | 0 | 0 | 0 | 0 | 0 | 0 | 0 |  | 0 | 0 |  | 0 | 0
PG&E NGBA | Drum | 115 |  | 0 | 0 | 0 | 0 | 0 | 0 | 0 | 0 | 0 | 0 | 0 | 0 | 0 | 0 | 0 | 0 |  | 0 | 0 | 0 | 0 |  | 0 |  | 0 | 0 | 0 | 0 | 0 |  | 0 |  | 0 | [10 empty] | 0 | 0 | 0 | 0 | 0 | 0 | 0 | 0 | 0 | 0 | 0 | 0 |  | 0 | 0 |  | 0 | 0
PG&E GBA | Dumbarton | 115 |  | 0 | 0 | 0 | 0 | 0 | 0 | 0 | 0 | 0 | 0 | 0 | 0 | 0 | 0 | 0 | 0 |  | 6.474 | 0 | 0 | 0 |  | 0 |  | 0 | 6.474 | 0 | 0 | 0 |  | 0 |  | 0 | [10 empty] | 6.474 | 0 | 0 | 0 | 0 | 0 | 0 | 0 | 6.474 | 0 | 0 | 0 |  | 0 | 0 |  | 0 | 0
SCE NOL | Dunn Siding | 115 |  | 0 | 0 | 0 | 0 | 0 | 0 | 0 | 0 | 0 | 0 | 0 | 0 | 0 | 0 | 0 | 0 |  | 0 | 0 | 0 | 0 |  | 0 |  | 0 | 0 | 0 | 0 | 0 |  | 0 |  | 0 | [10 empty] | 0 | 0 | 0 | 0 | 0 | 0 | 0 | 0 | 0 | 0 | 0 | 0 |  | 0 | 0 |  | 0 | 0
SCE Eastern | Eagle Mountain | 230 |  | 0 | 0 | 0 | 0 | 0 | 0 | 0 | 0 | 0 | 0 | 0 | 0 | 0 | 0 | 0 | 0 |  | 0 | 0 | 0 | 0 |  | 0 |  | 0 | 0 | 0 | 0 | 0 |  | 0 |  | 0 | [10 empty] | 0 | 0 | 0 | 0 | 0 | 0 | 0 | 0 | 0 | 0 | 0 | 0 |  | 0 | 0 |  | 0 | 0
PG&E NGBA | Eagle Rock (PGE) | 60 |  | 0 | 0 | 0 | 0 | 0 | 0 | 0 | 0 | 0 | 0 | 0 | 0 | 0 | 0 | 0 | 0 |  | 0 | 0 | 0 | 0 |  | 0 |  | 0 | 0 | 0 | 0 | 0 |  | 0 |  | 0 | [10 empty] | 0 | 0 | 0 | 0 | 0 | 0 | 0 | 0 | 0 | 0 | 0 | 0 |  | 0 | 0 |  | 0 | 0
PG&E NGBA | Eagle Rock (PGE) | 115 |  | 0 | 0 | 0 | 0 | 0 | 0 | 0 | 0 | 0 | 0 | 0 | 0 | 0 | 0 | 0 | 0 |  | 0 | 0 | 0 | 0 |  | 0 |  | 0 | 0 | 0 | 131.2 | 0 |  | 0 |  | 0 | [10 empty] | 0 | 0 | 0 | 0 | 0 | 0 | 0 | 0 | 0 | 0 | 131.2 | 0 |  | 0 | 0 |  | 0 | 0
SCE Metro | Eagle Rock (SCE) | 230 |  | 0 | 0 | 0 | 0 | 0 | 0 | 0 | 0 | 0 | 0 | 0 | 0 | 0 | 0 | 0 | 0 |  | 0 | 0 | 0 | 0 |  | 0 |  | 0 | 0 | 0 | 0 | 0 |  | 0 |  | 0 | [10 empty] | 0 | 0 | 0 | 0 | 0 | 0 | 0 | 0 | 0 | 0 | 0 | 0 |  | 0 | 0 |  | 0 | 0
PG&E NGBA | East Marysville | 115 |  | 0 | 0 | 0 | 0 | 0 | 0 | 0 | 0 | 0 | 0 | 0 | 0 | 0 | 0 | 0 | 0 |  | 0 | 0 | 0 | 0 |  | 0 |  | 0 | 0 | 0 | 0 | 0 |  | 0 |  | 0 | [10 empty] | 0 | 0 | 0 | 0 | 0 | 0 | 0 | 0 | 0 | 0 | 0 | 0 |  | 0 | 0 |  | 0 | 0
PG&E NGBA | East Nicolaus | 115 |  | 0 | 0 | 0 | 0 | 0 | 0 | 0 | 0 | 0 | 0 | 0 | 0 | 0 | 0 | 0 | 0 |  | 0 | 0 | 0 | 0 |  | 0 |  | 0 | 0 | 0 | 0 | 0 |  | 0 |  | 0 | [10 empty] | 0 | 0 | 0 | 0 | 0 | 0 | 0 | 0 | 0 | 0 | 0 | 0 |  | 0 | 0 |  | 0 | 0
PG&E NGBA | East Nicolaus | 60 |  | 0 | 0 | 0 | 0 | 0 | 0 | 0 | 0 | 0 | 0 | 0 | 0 | 0 | 0 | 0 | 0 |  | 0 | 0 | 0 | 0 |  | 0 |  | 0 | 4.99 | 0 | 0 | 0 |  | 0 |  | 0 | [10 empty] | 0 | 0 | 0 | 0 | 0 | 0 | 0 | 0 | 4.99 | 0 | 0 | 0 |  | 0 | 0 |  | 0 | 0
PG&E GBA | Eastshore | 115 |  | 0 | 0 | 0 | 0 | 0 | 0 | 0 | 0 | 0 | 0 | 0 | 0 | 0 | 0 | 0 | 0 |  | 0 | 0 | 0 | 0 |  | 0 |  | 0 | 0 | 0 | 0 | 0 |  | 0 |  | 0 | [10 empty] | 0 | 0 | 0 | 0 | 0 | 0 | 0 | 0 | 0 | 0 | 0 | 0 |  | 0 | 0 |  | 0 | 0
PG&E GBA | Eastshore | 230 |  | 0 | 0 | 0 | 0 | 0 | 0 | 0 | 0 | 0 | 0 | 0 | 0 | 0 | 0 | 0 | 0 |  | 0 | 0 | 0 | 0 |  | 0 |  | 0 | 0 | 0 | 0 | 0 |  | 0 |  | 0 | [10 empty] | 0 | 0 | 0 | 0 | 0 | 0 | 0 | 0 | 0 | 0 | 0 | 0 |  | 0 | 0 |  | 0 | 0
SDGE | ECO | 138 |  | 0 | 0 | 0 | 0 | 0 | 0 | 0 | 0 | 0 | 0 | 0 | 0 | 0 | 0 | 0 | 0 |  | 0 | 0 | 0 | 0 |  | 0 |  | 0 | 0 | 0 | 0 | 0 |  | 0 |  | 0 | [10 empty] | 0 | 0 | 0 | 0 | 0 | 0 | 0 | 0 | 0 | 0 | 0 | 0 |  | 0 | 0 |  | 0 | 0
SDGE | ECO | 230 |  | 0 | 0 | 0 | 0 | 0 | 0 | 0 | 0 | 0 | 0 | 0 | 0 | 0 | 0 | 0 | 0 |  | 0 | 0 | 0 | 0 |  | 0 |  | 0 | 0 | 0 | 0 | 0 |  | 0 |  | 0 | [10 empty] | 0 | 0 | 0 | 0 | 0 | 0 | 0 | 0 | 0 | 0 | 0 | 0 |  | 0 | 0 |  | 0 | 0
SDGE | ECO | 500 |  | 0 | 0 | 0 | 0 | 0 | 0 | 0 | 0 | 0 | 0 | 0 | 0 | 0 | 0 | 0 | 0 |  | 0 | 0 | 0 | 0 |  | 0 |  | 0 | 0 | 0 | 0 | 0 |  | 0 |  | 0 | [10 empty] | 0 | 0 | 0 | 0 | 0 | 0 | 0 | 0 | 0 | 0 | 0 | 0 |  | 0 | 0 |  | 0 | 0
PG&E GBA | Edenvale | 115 |  | 0 | 0 | 0 | 0 | 0 | 0 | 0 | 0 | 0 | 0 | 0 | 0 | 0 | 0 | 0 | 0 |  | 0 | 0 | 0 | 0 |  | 0 |  | 0 | 0 | 0 | 0 | 0 |  | 0 |  | 0 | [10 empty] | 0 | 0 | 0 | 0 | 0 | 0 | 0 | 0 | 0 | 0 | 0 | 0 |  | 0 | 0 |  | 0 | 0
PG&E GBA | Edes | 115 |  | 0 | 0 | 0 | 0 | 0 | 0 | 0 | 0 | 0 | 0 | 0 | 0 | 0 | 0 | 0 | 0 |  | 1.731 | 0 | 0 | 0 |  | 0 |  | 1.13 | 1.731 | 0 | 0 | 0 |  | 0 |  | 1.13 | [10 empty] | 1.731 | 0 | 0 | 0 | 0 | 0 | 0 | 1.13 | 1.731 | 0 | 0 | 0 |  | 0 | 0 |  | 0 | 1.13
PG&E GBA | Eight Mile | 230 |  | 0 | 0 | 0 | 0 | 0 | 0 | 0 | 0 | 0 | 0 | 0 | 0 | 0 | 0 | 0 | 0 |  | 0 | 0 | 0 | 0 |  | 0 |  | 0 | 0 | 0 | 0 | 0 |  | 0 |  | 0 | [10 empty] | 0 | 0 | 0 | 0 | 0 | 0 | 0 | 0 | 0 | 0 | 0 | 0 |  | 0 | 0 |  | 0 | 0
SDGE | El Cajon | 69 |  | 0 | 0 | 0 | 0 | 0 | 0 | 0 | 0 | 0 | 0 | 0 | 0 | 0 | 0 | 0 | 0 |  | 0 | 0 | 0 | 0 |  | 0 |  | 0 | 0 | 0 | 0 | 0 |  | 0 |  | 0 | [10 empty] | 0 | 0 | 0 | 0 | 0 | 0 | 0 | 0 | 0 | 0 | 0 | 0 |  | 0 | 0 |  | 0 | 0
SCE Eastern | El Casco | 230 |  | 0 | 0 | 0 | 0 | 0 | 0 | 0 | 0 | 0 | 0 | 0 | 0 | 0 | 0 | 0 | 100 |  | 0 | 0 | 0 | 0 |  | 0 |  | 0 | 0 | 0 | 0 | 0 |  | 0 |  | 0 | [10 empty] | 0 | 0 | 0 | 0 | 0 | 0 | 0 | 0 | 0 | 0 | 0 | 0 |  | 0 | 0 |  | 0 | 100
PG&E GBA | El Cerrito G | 115 |  | 0 | 0 | 0 | 0 | 0 | 0 | 0 | 0 | 0 | 0 | 0 | 0 | 0 | 0 | 0 | 0 |  | 0 | 0 | 0 | 0 |  | 0 |  | 0 | 0 | 0 | 0 | 0 |  | 0 |  | 0 | [10 empty] | 0 | 0 | 0 | 0 | 0 | 0 | 0 | 0 | 0 | 0 | 0 | 0 |  | 0 | 0 |  | 0 | 0
PG&E NGBA | El Dorado PH | 115 |  | 0 | 0 | 0 | 0 | 0 | 0 | 0 | 0 | 0 | 0 | 0 | 0 | 0 | 0 | 0 | 0 |  | 0 | 0 | 0 | 0 |  | 0 |  | 0 | 0 | 0 | 0 | 0 |  | 0 |  | 0 | [10 empty] | 0 | 0 | 0 | 0 | 0 | 0 | 0 | 0 | 0 | 0 | 0 | 0 |  | 0 | 0 |  | 0 | 0
PG&E FRESNO | El Nido (PGE) | 115 |  | 0 | 0 | 0 | 0 | 0 | 0 | 0 | 0 | 0 | 0 | 0 | 0 | 0 | 0 | 0 | 0 |  | 0 | 0 | 0 | 0 |  | 0 |  | 0 | 0 | 0 | 0 | 0 |  | 0 |  | 0 | [10 empty] | 0 | 0 | 0 | 0 | 0 | 0 | 0 | 0 | 0 | 0 | 0 | 0 |  | 0 | 0 |  | 0 | 0
SCE Metro | El Nido (SCE) | 230 |  | 0 | 0 | 0 | 0 | 0 | 0 | 0 | 0 | 0 | 0 | 0 | 0 | 0 | 0 | 0 | 0 |  | 0 | 0 | 0 | 0 |  | 0 |  | 0 | 0 | 0 | 0 | 0 |  | 0 |  | 0 | [10 empty] | 0 | 0 | 0 | 0 | 0 | 0 | 0 | 0 | 0 | 0 | 0 | 0 |  | 0 | 0 |  | 0 | 0
PG&E GBA | El Patio | 115 |  | 0 | 0 | 0 | 0 | 0 | 0 | 0 | 0 | 0 | 0 | 0 | 0 | 0 | 0 | 0 | 0 |  | 1.208 | 0 | 0 | 0 |  | 0 |  | 0.979 | 1.208 | 0 | 0 | 0 |  | 0 |  | 0.979 | [10 empty] | 1.208 | 0 | 0 | 0 | 0 | 0 | 0 | 0.979 | 1.208 | 0 | 0 | 0 |  | 0 | 0 |  | 0 | 0.979
SCE Metro | El Segundo | 230 |  | 0 | 0 | 0 | 0 | 0 | 0 | 0 | 0 | 0 | 0 | 0 | 0 | 0 | 0 | 0 | 0 |  | 0 | 0 | 0 | 0 |  | 0 |  | 0 | 0 | 0 | 0 | 0 |  | 0 |  | 0 | [10 empty] | 0 | 0 | 0 | 0 | 0 | 0 | 0 | 0 | 0 | 0 | 0 | 0 |  | 0 | 0 |  | 0 | 0
SCE EOP | Eldorado | 230 |  | 0 | 0 | 0 | 0 | 0 | 0 | 0 | 0 | 0 | 0 | 0 | 0 | 0 | 0 | 0 | 0 |  | 0 | 0 | 0 | 0 |  | 0 |  | 0 | 0 | 0 | 0 | 0 |  | 0 |  | 0 |  |  |  |  | 300 | 313 |  |  |  |  | 0 | 0 | 0 | 0 | 0 | 0 | 0 | 0 | 0 | 0 | 0 | 0 | 300 | 313 | 0 | 0 | 0 | 0
SCE EOP | Eldorado | 500 |  | 0 | 0 | 0 | 0 | 0 | 0 | 0 | 0 | 0 | 0 | 0 | 0 | 0 | 0 | 0 | 0 |  | 0 | 0 | 0 | 0 |  | 0 |  | 0 | 0 | 0 | 0 | 0 |  | 0 |  | 0 | [5 empty] | 533.5 |  |  |  |  | 0 | 0 | 0 | 0 | 0 | 0 | 0 | 0 | 0 | 0 | 0 | 0 | 0 | 533.5 | 0 | 0 | 0 | 0
SCE Northern | Elizabeth Lake | 66 |  | 0 | 0 | 0 | 0 | 0 | 0 | 0 | 0 | 0 | 0 | 0 | 0 | 0 | 0 | 0 | 0 |  | 0 | 0 | 0 | 0 |  | 0 |  | 0 | 0 | 0 | 0 | 0 |  | 0 |  | 0 | [10 empty] | 0 | 0 | 0 | 0 | 0 | 0 | 0 | 0 | 0 | 0 | 0 | 0 |  | 0 | 0 |  | 0 | 0
PG&E KERN | Elk Hills | 230 |  | 0 | 0 | 0 | 0 | 0 | 0 | 0 | 0 | 0 | 0 | 0 | 0 | 0 | 0 | 0 | 0 |  | 5.4171 | 0 | 0 | 0 |  | 0 |  | 0 | 5.4171 | 0 | 0 | 0 |  | 0 |  | 0 | [10 empty] | 5.4171 | 0 | 0 | 0 | 0 | 0 | 0 | 0 | 5.4171 | 0 | 0 | 0 |  | 0 | 0 |  | 0 | 0
SDGE | Elliot | 69 |  | 0 | 0 | 0 | 0 | 0 | 0 | 0 | 0 | 0 | 0 | 0 | 0 | 0 | 0 | 0 | 0 |  | 0 | 0 | 0 | 0 |  | 0 |  | 0 | 0 | 0 | 0 | 0 |  | 0 |  | 0 | [10 empty] | 0 | 0 | 0 | 0 | 0 | 0 | 0 | 0 | 0 | 0 | 0 | 0 |  | 0 | 0 |  | 0 | 0
SCE Metro | Ellis | 230 |  | 0 | 0 | 0 | 0 | 0 | 0 | 0 | 0 | 0 | 0 | 0 | 0 | 0 | 0 | 0 | 78 |  | 0 | 0 | 0 | 0 |  | 0 |  | 0 | 0 | 0 | 0 | 0 |  | 0 |  | 0 | [10 empty] | 0 | 0 | 0 | 0 | 0 | 0 | 0 | 0 | 0 | 0 | 0 | 0 |  | 0 | 0 |  | 0 | 78
SDGE | Encina | 138 |  | 0 | 0 | 0 | 0 | 0 | 0 | 0 | 0 | 0 | 0 | 0 | 0 | 0 | 0 | 0 | 0 |  | 0 | 0 | 0 | 0 |  | 0 |  | 0 | 0 | 0 | 0 | 0 |  | 0 |  | 0 | [10 empty] | 0 | 0 | 0 | 0 | 0 | 0 | 0 | 0 | 0 | 0 | 0 | 0 |  | 0 | 0 |  | 0 | 0
SDGE | Encina | 230 |  | 0 | 0 | 0 | 0 | 0 | 0 | 0 | 0 | 0 | 0 | 0 | 0 | 0 | 0 | 0 | 0 |  | 0 | 0 | 0 | 0 |  | 0 |  | 0 | 0 | 0 | 0 | 0 |  | 0 |  | 0 | [10 empty] | 0 | 0 | 0 | 0 | 0 | 0 | 0 | 0 | 0 | 0 | 0 | 0 |  | 0 | 0 |  | 0 | 0
SDGE | Escondido | 230 |  | 0 | 0 | 0 | 0 | 0 | 0 | 0 | 0 | 0 | 0 | 0 | 0 | 0 | 0 | 0 | 0 |  | 0 | 0 | 0 | 0 |  | 0 |  | 0 | 0 | 0 | 0 | 0 |  | 0 |  | 0 | [10 empty] | 0 | 0 | 0 | 0 | 0 | 0 | 0 | 0 | 0 | 0 | 0 | 0 |  | 0 | 0 |  | 0 | 0
SDGE | Escondido | 69 |  | 0 | 0 | 0 | 0 | 0 | 0 | 0 | 0 | 0 | 0 | 0 | 0 | 0 | 0 | 0 | 1.5 |  | 0 | 0 | 0 | 0 |  | 0 |  | 0 | 0 | 0 | 0 | 0 |  | 0 |  | 0 | [10 empty] | 0 | 0 | 0 | 0 | 0 | 0 | 0 | 0 | 0 | 0 | 0 | 0 |  | 0 | 0 |  | 0 | 1.5
PG&E KERN | Estrella | 230 |  | 0 | 0 | 0 | 0 | 0 | 0 | 0 | 0 | 0 | 0 | 0 | 0 | 0 | 0 | 0 | 0 |  | 0 | 0 | 0 | 0 |  | 0 |  | 0 | 0 | 0 | 0 | 0 |  | 0 |  | 0 | [10 empty] | 0 | 0 | 0 | 0 | 0 | 0 | 0 | 0 | 0 | 0 | 0 | 0 |  | 0 | 0 |  | 0 | 0
SCE Eastern | Etiwanda | 230 |  | 0 | 0 | 0 | 0 | 0 | 0 | 0 | 0 | 0 | 0 | 0 | 0 | 0 | 0 | 115 | 230 |  | 0 | 0 | 0 | 0 |  | 0 |  | 0 | 0 | 0 | 0 | 0 |  | 0 |  | 0 | [10 empty] | 0 | 0 | 0 | 0 | 0 | 0 | 0 | 0 | 0 | 0 | 0 | 0 |  | 0 | 0 |  | 115 | 230
PG&E GBA | Evergreen | 115 |  | 0 | 0 | 0 | 0 | 0 | 0 | 0 | 0 | 0 | 0 | 0 | 0 | 0 | 0 | 0 | 0 |  | 0 | 0 | 0 | 0 |  | 0 |  | 0 | 0 | 0 | 0 | 0 |  | 0 |  | 0 | [10 empty] | 0 | 0 | 0 | 0 | 0 | 0 | 0 | 0 | 0 | 0 | 0 | 0 |  | 0 | 0 |  | 0 | 0
PG&E GBA | Evergreen | 60 |  | 0 | 0 | 0 | 0 | 0 | 0 | 0 | 0 | 0 | 0 | 0 | 0 | 0 | 0 | 0 | 0 |  | 0 | 0 | 0 | 0 |  | 0 |  | 0 | 0 | 0 | 0 | 0 |  | 0 |  | 0 | [10 empty] | 0 | 0 | 0 | 0 | 0 | 0 | 0 | 0 | 0 | 0 | 0 | 0 |  | 0 | 0 |  | 0 | 0
PG&E FRESNO | Excelsior | 115 |  | 0 | 0 | 0 | 0 | 0 | 0 | 0 | 0 | 0 | 0 | 0 | 0 | 0 | 0 | 0 | 0 |  | 0 | 0 | 0 | 0 |  | 0 |  | 0 | 0 | 0 | 0 | 0 |  | 0 |  | 0 | [10 empty] | 0 | 0 | 0 | 0 | 0 | 0 | 0 | 0 | 0 | 0 | 0 | 0 |  | 0 | 0 |  | 0 | 0
PG&E FRESNO | Exchequer | 115 |  | 0 | 0 | 0 | 0 | 0 | 0 | 0 | 0 | 0 | 0 | 0 | 0 | 0 | 0 | 0 | 0 |  | 0 | 0 | 0 | 0 |  | 0 |  | 0 | 0 | 0 | 0 | 0 |  | 0 |  | 0 | [10 empty] | 0 | 0 | 0 | 0 | 0 | 0 | 0 | 0 | 0 | 0 | 0 | 0 |  | 0 | 0 |  | 0 | 0
PG&E KERN | Fairway | 115 |  | 0 | 0 | 0 | 0 | 0 | 0 | 0 | 0 | 0 | 0 | 0 | 0 | 0 | 0 | 0 | 0 |  | 3.4613 | 0 | 0 | 0 |  | 0 |  | 3.4613 | 3.4613 | 0 | 0 | 0 |  | 0 |  | 3.4613 | [10 empty] | 3.4613 | 0 | 0 | 0 | 0 | 0 | 0 | 3.4613 | 3.4613 | 0 | 0 | 0 |  | 0 | 0 |  | 0 | 3.4613
PG&E KERN | Famoso | 115 |  | 0 | 0 | 0 | 0 | 0 | 0 | 0 | 0 | 0 | 0 | 0 | 0 | 0 | 0 | 0 | 0 |  | 9.0585 | 0 | 0 | 0 |  | 0 |  | 0 | 19.0085 | 0 | 0 | 0 |  | 0 |  | 17.174 | [10 empty] | 9.0585 | 0 | 0 | 0 | 0 | 0 | 0 | 0 | 19.0085 | 0 | 0 | 0 |  | 0 | 0 |  | 0 | 17.174
PG&E NGBA | Fern Road | 500 |  | 0 | 0 | 0 | 0 | 0 | 0 | 0 | 0 | 0 | 0 | 0 | 0 | 0 | 0 | 0 | 0 |  | 0 | 0 | 0 | 0 |  | 0 |  | 0 | 0 | 0 | 0 | 0 |  | 0 |  | 0 | [10 empty] | 0 | 0 | 0 | 0 | 0 | 0 | 0 | 0 | 0 | 0 | 0 | 0 |  | 0 | 0 |  | 0 | 0
PG&E GBA | Fibreboard (SPI Sonora) | 115 |  | 0 | 0 | 0 | 0 | 0 | 0 | 0 | 0 | 0 | 0 | 0 | 0 | 0 | 0 | 0 | 0 |  | 0 | 0 | 0 | 0 |  | 0 |  | 0 | 0 | 0 | 0 | 0 |  | 0 |  | 0 | [10 empty] | 0 | 0 | 0 | 0 | 0 | 0 | 0 | 0 | 0 | 0 | 0 | 0 |  | 0 | 0 |  | 0 | 0
PG&E FRESNO | Figarden | 230 |  | 0 | 0 | 0 | 0 | 0 | 0 | 0 | 0 | 0 | 0 | 0 | 0 | 0 | 0 | 0 | 0 |  | 0 | 0 | 0 | 0 |  | 0 |  | 0 | 0 | 0 | 0 | 0 |  | 0 |  | 5 | [10 empty] | 0 | 0 | 0 | 0 | 0 | 0 | 0 | 0 | 0 | 0 | 0 | 0 |  | 0 | 0 |  | 0 | 5
PG&E FRESNO | Fink | 230 |  | 0 | 0 | 0 | 0 | 0 | 0 | 0 | 0 | 0 | 0 | 0 | 0 | 0 | 0 | 0 | 0 |  | 0 | 0 | 0 | 0 |  | 0 |  | 0 | 0 | 0 | 0 | 0 |  | 0 |  | 0 | [10 empty] | 0 | 0 | 0 | 0 | 0 | 0 | 0 | 0 | 0 | 0 | 0 | 0 |  | 0 | 0 |  | 0 | 0
PG&E NGBA | Fitch Mountain | 60 |  | 0 | 0 | 0 | 0 | 0 | 0 | 0 | 0 | 0 | 0 | 0 | 0 | 0 | 0 | 0 | 0 |  | 0 | 0 | 0 | 0 |  | 0 |  | 0 | 0 | 0 | 0 | 0 |  | 0 |  | 0 | [10 empty] | 0 | 0 | 0 | 0 | 0 | 0 | 0 | 0 | 0 | 0 | 0 | 0 |  | 0 | 0 |  | 0 | 0
PG&E GBA | FMC | 115 |  | 0 | 0 | 0 | 0 | 0 | 0 | 0 | 0 | 0 | 0 | 0 | 0 | 0 | 0 | 0 | 0 |  | 0.195 | 0 | 0 | 0 |  | 0 |  | 0 | 0.195 | 0 | 0 | 0 |  | 0 |  | 0 | [10 empty] | 0.195 | 0 | 0 | 0 | 0 | 0 | 0 | 0 | 0.195 | 0 | 0 | 0 |  | 0 | 0 |  | 0 | 0
PG&E GBA | Fremont | 115 |  | 0 | 0 | 0 | 0 | 0 | 0 | 0 | 0 | 0 | 0 | 0 | 0 | 0 | 0 | 0 | 0 |  | 0 | 0 | 0 | 0 |  | 0 |  | 0 | 0 | 0 | 0 | 0 |  | 0 |  | 0 | [10 empty] | 0 | 0 | 0 | 0 | 0 | 0 | 0 | 0 | 0 | 0 | 0 | 0 |  | 0 | 0 |  | 0 | 0
PG&E GBA | French Camp | 60 |  | 0 | 0 | 0 | 0 | 0 | 0 | 0 | 0 | 0 | 0 | 0 | 0 | 0 | 0 | 0 | 0 |  | 3.466 | 0 | 0 | 0 |  | 0 |  | 0 | 3.466 | 0 | 0 | 0 |  | 0 |  | 0 | [10 empty] | 3.466 | 0 | 0 | 0 | 0 | 0 | 0 | 0 | 3.466 | 0 | 0 | 0 |  | 0 | 0 |  | 0 | 0
PG&E GBA | Frogtown | 115 |  | 0 | 0 | 0 | 0 | 0 | 0 | 0 | 0 | 0 | 0 | 0 | 0 | 0 | 0 | 0 | 0 |  | 0 | 0 | 0 | 0 |  | 0 |  | 0 | 0 | 0 | 0 | 0 |  | 0 |  | 0 | [10 empty] | 0 | 0 | 0 | 0 | 0 | 0 | 0 | 0 | 0 | 0 | 0 | 0 |  | 0 | 0 |  | 0 | 0
PG&E NGBA | Fulton | 115 |  | 0 | 0 | 0 | 0 | 0 | 0 | 0 | 0 | 0 | 0 | 0 | 0 | 0 | 0 | 0 | 0 |  | 0 | 0 | 0 | 0 |  | 0 |  | 0 | 0 | 0 | 0 | 0 |  | 0 |  | 0 | [10 empty] | 0 | 0 | 0 | 0 | 0 | 0 | 0 | 0 | 0 | 0 | 0 | 0 |  | 0 | 0 |  | 0 | 0
PG&E NGBA | Fulton | 230 |  | 0 | 0 | 0 | 0 | 0 | 0 | 0 | 0 | 0 | 0 | 0 | 0 | 0 | 0 | 0 | 0 |  | 0 | 0 | 0 | 0 |  | 0 |  | 0 | 0 | 0 | 0 | 0 |  | 0 |  | 0 | [10 empty] | 0 | 0 | 0 | 0 | 0 | 0 | 0 | 0 | 0 | 0 | 0 | 0 |  | 0 | 0 |  | 0 | 0
PG&E NGBA | Fulton | 60 |  | 0 | 0 | 0 | 0 | 0 | 0 | 0 | 0 | 0 | 0 | 0 | 0 | 0 | 0 | 0 | 0 |  | 0 | 0 | 0 | 0 |  | 0 |  | 0 | 0 | 0 | 0 | 0 |  | 0 |  | 0 | [10 empty] | 0 | 0 | 0 | 0 | 0 | 0 | 0 | 0 | 0 | 0 | 0 | 0 |  | 0 | 0 |  | 0 | 0
PG&E KERN | Ganso | 115 |  | 0 | 0 | 0 | 0 | 0 | 0 | 0 | 0 | 0 | 0 | 0 | 0 | 0 | 0 | 0 | 0 |  | 1.5 | 0 | 0 | 0 |  | 0.5 |  | 0 | 2.275 | 0 | 0 | 0 |  | 0.5 |  | 4 | [10 empty] | 1.5 | 0 | 0 | 0 | 0 | 0.5 | 0 | 0 | 2.275 | 0 | 0 | 0 |  | 0 | 0.5 |  | 0 | 4
PG&E FRESNO | Gates | 230 |  | 0 | 0 | 0 | 0 | 0 | 0 | 0 | 0 | 0 | 0 | 0 | 0 | 0 | 0 | 0 | 0 |  | 5.25 | 0 | 0 | 0 |  | 0 |  | 9.8805 | 5.25 | 0 | 0 | 0 |  | 0 |  | 60.2835 | [10 empty] | 5.25 | 0 | 0 | 0 | 0 | 0 | 0 | 9.8805 | 5.25 | 0 | 0 | 0 |  | 0 | 0 |  | 0 | 60.2835
PG&E FRESNO | Gates | 500 |  | 0 | 0 | 0 | 0 | 0 | 0 | 0 | 0 | 0 | 0 | 0 | 0 | 0 | 0 | 0 | 0 |  | 0 | 0 | 0 | 0 |  | 0 |  | 0 | 0 | 0 | 0 | 0 |  | 0 |  | 0 | [10 empty] | 0 | 0 | 0 | 0 | 0 | 0 | 0 | 0 | 0 | 0 | 0 | 0 |  | 0 | 0 |  | 0 | 0
PG&E NGBA | Geysers 12 | 230 |  | 0 | 0 | 0 | 0 | 0 | 0 | 0 | 0 | 0 | 0 | 0 | 0 | 0 | 0 | 0 | 0 |  | 0 | 0 | 0 | 0 |  | 0 |  | 0 | 0 | 0 | 0 | 0 |  | 0 |  | 0 | [10 empty] | 0 | 0 | 0 | 0 | 0 | 0 | 0 | 0 | 0 | 0 | 0 | 0 |  | 0 | 0 |  | 0 | 0
PG&E NGBA | Geysers 17 | 230 |  | 0 | 0 | 0 | 0 | 0 | 0 | 0 | 0 | 0 | 0 | 0 | 0 | 0 | 0 | 0 | 0 |  | 0 | 0 | 0 | 0 |  | 0 |  | 0 | 0 | 0 | 0 | 0 |  | 0 |  | 0 | [10 empty] | 0 | 0 | 0 | 0 | 0 | 0 | 0 | 0 | 0 | 0 | 0 | 0 |  | 0 | 0 |  | 0 | 0
PG&E NGBA | Geysers 3 | 115 |  | 0 | 0 | 0 | 0 | 0 | 0 | 0 | 0 | 0 | 0 | 0 | 0 | 0 | 0 | 0 | 0 |  | 0 | 0 | 0 | 0 |  | 0 |  | 0 | 0 | 0 | 0 | 0 |  | 0 |  | 0 | [10 empty] | 0 | 0 | 0 | 0 | 0 | 0 | 0 | 0 | 0 | 0 | 0 | 0 |  | 0 | 0 |  | 0 | 0
PG&E NGBA | Glenn | 230 |  | 0 | 0 | 0 | 0 | 0 | 0 | 0 | 0 | 0 | 0 | 0 | 0 | 0 | 0 | 0 | 0 |  | 0 | 0 | 0 | 0 |  | 0 |  | 0 | 0 | 0 | 0 | 0 |  | 0 |  | 0 | [10 empty] | 0 | 0 | 0 | 0 | 0 | 0 | 0 | 0 | 0 | 0 | 0 | 0 |  | 0 | 0 |  | 0 | 0
PG&E NGBA | Glenn | 60 |  | 0 | 0 | 0 | 0 | 0 | 0 | 0 | 0 | 0 | 0 | 0 | 0 | 0 | 0 | 0 | 0 |  | 0 | 0 | 0 | 0 |  | 0 |  | 0 | 0 | 0 | 0 | 0 |  | 0 |  | 0 | [10 empty] | 0 | 0 | 0 | 0 | 0 | 0 | 0 | 0 | 0 | 0 | 0 | 0 |  | 0 | 0 |  | 0 | 0
PG&E NGBA | Gold Hill | 115 |  | 0 | 0 | 0 | 0 | 0 | 0 | 0 | 0 | 0 | 0 | 0 | 0 | 0 | 0 | 0 | 0 |  | 0 | 0 | 0 | 0 |  | 0 |  | 0 | 0 | 0 | 0 | 0 |  | 0 |  | 0 | [10 empty] | 0 | 0 | 0 | 0 | 0 | 0 | 0 | 0 | 0 | 0 | 0 | 0 |  | 0 | 0 |  | 0 | 0
PG&E NGBA | Gold Hill | 230 |  | 0 | 0 | 0 | 0 | 0 | 0 | 0 | 0 | 0 | 0 | 0 | 0 | 0 | 0 | 0 | 0 |  | 0 | 0 | 0 | 0 |  | 0 |  | 0 | 0 | 0 | 0 | 0 |  | 0 |  | 0 | [10 empty] | 0 | 0 | 0 | 0 | 0 | 0 | 0 | 0 | 0 | 0 | 0 | 0 |  | 0 | 0 |  | 0 | 0
SCE Northern | Goleta | 230 |  | 0 | 0 | 0 | 0 | 0 | 0 | 0 | 50 | 0 | 0 | 0 | 0 | 0 | 0 | 0 | 225 |  | 0 | 0 | 0 | 0 |  | 0 |  | 0 | 0 | 0 | 0 | 0 |  | 0 |  | 0 | [10 empty] | 0 | 0 | 0 | 0 | 0 | 0 | 0 | 50 | 0 | 0 | 0 | 0 |  | 0 | 0 |  | 0 | 225
SCE Metro | Goodrich | 230 |  | 0 | 0 | 0 | 0 | 0 | 0 | 0 | 0 | 0 | 0 | 0 | 0 | 0 | 0 | 0 | 0 |  | 0 | 0 | 0 | 0 |  | 0 |  | 0 | 0 | 0 | 0 | 0 |  | 0 |  | 0 | [10 empty] | 0 | 0 | 0 | 0 | 0 | 0 | 0 | 0 | 0 | 0 | 0 | 0 |  | 0 | 0 |  | 0 | 0
PG&E KERN | Goose Lake | 115 |  | 0 | 0 | 0 | 0 | 0 | 0 | 0 | 0 | 0 | 0 | 0 | 0 | 0 | 0 | 0 | 0 |  | 0.74771 | 0 | 0 | 0 |  | 0 |  | 0.21 | 6.7277 | 18.675 | 0 | 0 |  | 3 |  | 3.21 | [10 empty] | 0.74771 | 0 | 0 | 0 | 0 | 0 | 0 | 0.21 | 6.7277 | 18.675 | 0 | 0 |  | 0 | 3 |  | 0 | 3.21
SCE Metro | Gould | 230 |  | 0 | 0 | 0 | 0 | 0 | 0 | 0 | 0 | 0 | 0 | 0 | 0 | 0 | 0 | 0 | 0 |  | 0 | 0 | 0 | 0 |  | 0 |  | 0 | 0 | 0 | 0 | 0 |  | 0 |  | 0 | [10 empty] | 0 | 0 | 0 | 0 | 0 | 0 | 0 | 0 | 0 | 0 | 0 | 0 |  | 0 | 0 |  | 0 | 0
PG&E NGBA | Grand Island | 115 |  | 0 | 0 | 0 | 0 | 0 | 0 | 0 | 0 | 0 | 0 | 0 | 0 | 0 | 0 | 0 | 0 |  | 0 | 0 | 0 | 0 |  | 0 |  | 0 | 0 | 0 | 0 | 0 |  | 0 |  | 0 | [10 empty] | 0 | 0 | 0 | 0 | 0 | 0 | 0 | 0 | 0 | 0 | 0 | 0 |  | 0 | 0 |  | 0 | 0
SDGE | Granite | 69 |  | 0 | 0 | 0 | 0 | 0 | 0 | 0 | 0 | 0 | 0 | 0 | 0 | 0 | 0 | 0 | 0 |  | 0 | 0 | 0 | 0 |  | 0 |  | 0 | 0 | 0 | 0 | 0 |  | 0 |  | 0 | [10 empty] | 0 | 0 | 0 | 0 | 0 | 0 | 0 | 0 | 0 | 0 | 0 | 0 |  | 0 | 0 |  | 0 | 0
PG&E GBA | Grant | 115 |  | 0 | 0 | 0 | 0 | 0 | 0 | 0 | 0 | 0 | 0 | 0 | 0 | 0 | 0 | 0 | 0 |  | 0.604 | 0 | 0 | 0 |  | 0 |  | 0 | 0.604 | 0 | 0 | 0 |  | 0 |  | 0 | [10 empty] | 0.604 | 0 | 0 | 0 | 0 | 0 | 0 | 0 | 0.604 | 0 | 0 | 0 |  | 0 | 0 |  | 0 | 0
PG&E GBA | Green Valley | 115 |  | 0 | 0 | 0 | 0 | 0 | 0 | 0 | 0 | 0 | 0 | 0 | 0 | 0 | 0 | 0 | 0 |  | 0 | 0 | 0 | 0 |  | 0.247 |  | 0 | 0 | 0 | 0 | 0 |  | 1.047 |  | 0 | [10 empty] | 0 | 0 | 0 | 0 | 0 | 0.247 | 0 | 0 | 0 | 0 | 0 | 0 |  | 0 | 1.047 |  | 0 | 0
PG&E NGBA | Greenleaf 1 | 115 |  | 0 | 0 | 0 | 0 | 0 | 0 | 0 | 0 | 0 | 0 | 0 | 0 | 0 | 0 | 0 | 0 |  | 0 | 0 | 0 | 0 |  | 0 |  | 0 | 0 | 0 | 0 | 0 |  | 0 |  | 0 | [10 empty] | 0 | 0 | 0 | 0 | 0 | 0 | 0 | 0 | 0 | 0 | 0 | 0 |  | 0 | 0 |  | 0 | 0
PG&E FRESNO | Gregg | 230 |  | 0 | 0 | 0 | 0 | 0 | 0 | 0 | 0 | 0 | 0 | 0 | 0 | 0 | 0 | 0 | 0 |  | 0 | 0 | 0 | 0 |  | 0 |  | 0 | 0 | 0 | 0 | 0 |  | 0 |  | 0 | [10 empty] | 0 | 0 | 0 | 0 | 0 | 0 | 0 | 0 | 0 | 0 | 0 | 0 |  | 0 | 0 |  | 0 | 0
PG&E FRESNO | Grimmway-Malaga | 115 |  | 0 | 0 | 0 | 0 | 0 | 0 | 0 | 0 | 0 | 0 | 0 | 0 | 0 | 0 | 0 | 0 |  | 0 | 0 | 0 | 0 |  | 0 |  | 0 | 0 | 0 | 0 | 0 |  | 0 |  | 0 | [10 empty] | 0 | 0 | 0 | 0 | 0 | 0 | 0 | 0 | 0 | 0 | 0 | 0 |  | 0 | 0 |  | 0 | 0
PG&E NGBA | Grizzly | 230 |  | 0 | 0 | 0 | 0 | 0 | 0 | 0 | 0 | 0 | 0 | 0 | 0 | 0 | 0 | 0 | 0 |  | 0 | 0 | 0 | 0 |  | 0 |  | 0 | 0 | 0 | 0 | 0 |  | 0 |  | 0 | [10 empty] | 0 | 0 | 0 | 0 | 0 | 0 | 0 | 0 | 0 | 0 | 0 | 0 |  | 0 | 0 |  | 0 | 0
PG&E FRESNO | Guernsey | 70 |  | 0 | 0 | 0 | 0 | 0 | 0 | 0 | 0 | 0 | 0 | 0 | 0 | 0 | 0 | 0 | 0 |  | 7.575 | 0 | 0 | 0 |  | 0 |  | 0 | 7.575 | 0 | 0 | 0 |  | 0 |  | 8.717 | [10 empty] | 7.575 | 0 | 0 | 0 | 0 | 0 | 0 | 0 | 7.575 | 0 | 0 | 0 |  | 0 | 0 |  | 0 | 8.717
PG&E FRESNO | GWF Hanford | 115 |  | 0 | 0 | 0 | 0 | 0 | 0 | 0 | 0 | 0 | 0 | 0 | 0 | 0 | 0 | 0 | 0 |  | 0 | 0 | 0 | 0 |  | 0 |  | 0 | 0 | 0 | 0 | 0 |  | 0 |  | 0 | [10 empty] | 0 | 0 | 0 | 0 | 0 | 0 | 0 | 0 | 0 | 0 | 0 | 0 |  | 0 | 0 |  | 0 | 0
PG&E FRESNO | Haas | 230 |  | 0 | 0 | 0 | 0 | 0 | 0 | 0 | 0 | 0 | 0 | 0 | 0 | 0 | 0 | 0 | 0 |  | 0 | 0 | 0 | 0 |  | 0 |  | 0 | 0 | 0 | 0 | 0 |  | 0 |  | 0 | [10 empty] | 0 | 0 | 0 | 0 | 0 | 0 | 0 | 0 | 0 | 0 | 0 | 0 |  | 0 | 0 |  | 0 | 0
PG&E FRESNO | Hammonds | 115 |  | 0 | 0 | 0 | 0 | 0 | 0 | 0 | 0 | 0 | 0 | 0 | 0 | 0 | 0 | 0 | 0 |  | 0 | 0 | 0 | 0 |  | 0 |  | 0 | 0 | 0 | 0 | 0 |  | 0 |  | 0 | [10 empty] | 0 | 0 | 0 | 0 | 0 | 0 | 0 | 0 | 0 | 0 | 0 | 0 |  | 0 | 0 |  | 0 | 0
SCE Metro | HarborGen | 230 |  | 0 | 0 | 0 | 0 | 0 | 0 | 0 | 0 | 0 | 0 | 0 | 0 | 0 | 0 | 0 | 0 |  | 0 | 0 | 0 | 0 |  | 0 |  | 0 | 0 | 0 | 0 | 0 |  | 0 |  | 0 | [10 empty] | 0 | 0 | 0 | 0 | 0 | 0 | 0 | 0 | 0 | 0 | 0 | 0 |  | 0 | 0 |  | 0 | 0
PG&E NGBA | Harris | 60 |  | 0 | 0 | 0 | 0 | 0 | 0 | 0 | 0 | 0 | 0 | 0 | 0 | 0 | 0 | 0 | 0 |  | 0 | 0 | 0 | 0 |  | 0 |  | 0 | 0 | 0 | 0 | 0 |  | 0 |  | 0 | [10 empty] | 0 | 0 | 0 | 0 | 0 | 0 | 0 | 0 | 0 | 0 | 0 | 0 |  | 0 | 0 |  | 0 | 0
SCE EOP | Harry Allen | 500 |  | 0 | 0 | 0 | 0 | 0 | 0 | 0 | 0 | 0 | 0 | 0 | 0 | 0 | 0 | 0 | 0 |  | 0 | 0 | 0 | 0 |  | 0 |  | 0 | 0 | 0 | 0 | 0 |  | 0 |  | 0 |  |  |  |  | 2050 | [5 empty] | 0 | 0 | 0 | 0 | 0 | 0 | 0 | 0 | 0 | 0 | 0 | 0 | 2050 | 0 | 0 | 0 | 0 | 0
PG&E NGBA | Hartley | 60 |  | 0 | 0 | 0 | 0 | 0 | 0 | 0 | 0 | 0 | 0 | 0 | 0 | 0 | 0 | 0 | 0 |  | 0 | 0 | 0 | 0 |  | 0 |  | 0 | 12 | 0 | 0 | 0 |  | 0 |  | 11.821 | [10 empty] | 0 | 0 | 0 | 0 | 0 | 0 | 0 | 0 | 12 | 0 | 0 | 0 |  | 0 | 0 |  | 0 | 11.821
SCE NOL | Harvard | 115 |  | 0 | 0 | 0 | 0 | 0 | 0 | 0 | 0 | 0 | 0 | 0 | 0 | 0 | 0 | 0 | 0 |  | 0 | 0 | 0 | 0 |  | 0 |  | 0 | 0 | 0 | 0 | 0 |  | 0 |  | 0 | [10 empty] | 0 | 0 | 0 | 0 | 0 | 0 | 0 | 0 | 0 | 0 | 0 | 0 |  | 0 | 0 |  | 0 | 0
SDGE | Hassayampa | 500 |  | 0 | 0 | 0 | 0 | 0 | 0 | 0 | 0 | 0 | 0 | 0 | 0 | 0 | 0 | 0 | 0 |  | 0 | 0 | 0 | 0 |  | 0 |  | 0 | 0 | 0 | 0 | 0 |  | 0 |  | 0 | [10 empty] | 0 | 0 | 0 | 0 | 0 | 0 | 0 | 0 | 0 | 0 | 0 | 0 |  | 0 | 0 |  | 0 | 0
PG&E FRESNO | Helm | 230 |  | 0 | 0 | 0 | 0 | 0 | 0 | 0 | 0 | 0 | 0 | 0 | 0 | 0 | 0 | 0 | 0 |  | 0 | 0 | 0 | 0 |  | 0 |  | 0 | 0 | 0 | 0 | 0 |  | 0 |  | 0 | [10 empty] | 0 | 0 | 0 | 0 | 0 | 0 | 0 | 0 | 0 | 0 | 0 | 0 |  | 0 | 0 |  | 0 | 0
PG&E FRESNO | Helm | 70 |  | 0 | 0 | 0 | 0 | 0 | 0 | 0 | 0 | 0 | 0 | 0 | 0 | 0 | 0 | 0 | 0 |  | 3.5 | 0 | 0 | 0 |  | 0 |  | 0 | 3.5 | 0 | 0 | 0 |  | 0 |  | 0 | [10 empty] | 3.5 | 0 | 0 | 0 | 0 | 0 | 0 | 0 | 3.5 | 0 | 0 | 0 |  | 0 | 0 |  | 0 | 0
PG&E FRESNO | Henrietta | 115 |  | 0 | 0 | 0 | 0 | 0 | 0 | 0 | 0 | 0 | 0 | 0 | 0 | 0 | 0 | 0 | 0 |  | 0 | 0 | 0 | 0 |  | 0 |  | 0 | 0 | 0 | 0 | 0 |  | 0 |  | 0 | [10 empty] | 0 | 0 | 0 | 0 | 0 | 0 | 0 | 0 | 0 | 0 | 0 | 0 |  | 0 | 0 |  | 0 | 0
PG&E FRESNO | Henrietta | 230 |  | 0 | 0 | 0 | 0 | 0 | 0 | 0 | 0 | 0 | 0 | 0 | 0 | 0 | 0 | 0 | 0 |  | 0 | 0 | 0 | 0 |  | 0 |  | 0 | 0 | 0 | 0 | 0 |  | 0 |  | 0 | [10 empty] | 0 | 0 | 0 | 0 | 0 | 0 | 0 | 0 | 0 | 0 | 0 | 0 |  | 0 | 0 |  | 0 | 0
PG&E FRESNO | Henrietta | 70 |  | 0 | 0 | 0 | 0 | 0 | 0 | 0 | 0 | 0 | 0 | 0 | 0 | 0 | 0 | 0 | 0 |  | 0 | 0 | 0 | 0 |  | 0 |  | 0 | 0 | 0 | 0 | 0 |  | 0 |  | 0 | [10 empty] | 0 | 0 | 0 | 0 | 0 | 0 | 0 | 0 | 0 | 0 | 0 | 0 |  | 0 | 0 |  | 0 | 0
PG&E FRESNO | Herndon | 115 |  | 0 | 0 | 0 | 0 | 0 | 0 | 0 | 0 | 0 | 0 | 0 | 0 | 0 | 0 | 0 | 0 |  | 0 | 0 | 0 | 0 |  | 0 |  | 0 | 0 | 0 | 0 | 0 |  | 0 |  | 0 | [10 empty] | 0 | 0 | 0 | 0 | 0 | 0 | 0 | 0 | 0 | 0 | 0 | 0 |  | 0 | 0 |  | 0 | 0
PG&E FRESNO | Herndon | 230 |  | 0 | 0 | 0 | 0 | 0 | 0 | 0 | 0 | 0 | 0 | 0 | 0 | 0 | 0 | 0 | 0 |  | 0 | 0 | 0 | 0 |  | 0 |  | 0 | 0 | 0 | 0 | 0 |  | 0 |  | 0 | [10 empty] | 0 | 0 | 0 | 0 | 0 | 0 | 0 | 0 | 0 | 0 | 0 | 0 |  | 0 | 0 |  | 0 | 0
PG&E GBA | Hicks | 230 |  | 0 | 0 | 0 | 0 | 0 | 0 | 0 | 0 | 0 | 0 | 0 | 0 | 0 | 0 | 0 | 0 |  | 0 | 0 | 0 | 0 |  | 0 |  | 0 | 0 | 0 | 0 | 0 |  | 0 |  | 0 | [10 empty] | 0 | 0 | 0 | 0 | 0 | 0 | 0 | 0 | 0 | 0 | 0 | 0 |  | 0 | 0 |  | 0 | 0
PG&E NGBA | Higgins | 115 |  | 0 | 0 | 0 | 0 | 0 | 0 | 0 | 0 | 0 | 0 | 0 | 0 | 0 | 0 | 0 | 0 |  | 0 | 0 | 0 | 0 |  | 0 |  | 0.14 | 0 | 20 | 0 | 0 |  | 0 |  | 0.14 | [10 empty] | 0 | 0 | 0 | 0 | 0 | 0 | 0 | 0.14 | 0 | 20 | 0 | 0 |  | 0 | 0 |  | 0 | 0.14
PG&E NGBA | Hilltop | 345 |  | 0 | 0 | 0 | 0 | 0 | 0 | 0 | 0 | 0 | 0 | 0 | 0 | 0 | 0 | 0 | 0 |  | 0 | 0 | 0 | 0 |  | 0 |  | 0 | 0 | 0 | 0 | 0 |  | 0 |  | 0 | [10 empty] | 0 | 0 | 0 | 0 | 0 | 0 | 0 | 0 | 0 | 0 | 0 | 0 |  | 0 | 0 |  | 0 | 0
SCE Metro | Hinson | 230 |  | 0 | 0 | 0 | 0 | 0 | 0 | 0 | 0 | 0 | 0 | 0 | 0 | 0 | 0 | 0 | 200 |  | 0 | 0 | 0 | 0 |  | 0 |  | 0 | 0 | 0 | 0 | 0 |  | 0 |  | 0 | [10 empty] | 0 | 0 | 0 | 0 | 0 | 0 | 0 | 0 | 0 | 0 | 0 | 0 |  | 0 | 0 |  | 0 | 200
PG&E GBA | Hollister | 115 |  | 0 | 0 | 0 | 0 | 0 | 0 | 0 | 0 | 0 | 0 | 0 | 0 | 0 | 0 | 0 | 0 |  | 0 | 0 | 0 | 0 |  | 0 |  | 13.0625 | 5.595 | 0 | 0 | 0 |  | 0 |  | 13.0625 | [10 empty] | 0 | 0 | 0 | 0 | 0 | 0 | 0 | 13.0625 | 5.595 | 0 | 0 | 0 |  | 0 | 0 |  | 0 | 13.0625
PG&E NGBA | Homestake | 115 |  | 0 | 0 | 0 | 0 | 0 | 0 | 0 | 0 | 0 | 0 | 0 | 0 | 0 | 0 | 0 | 0 |  | 0 | 0 | 0 | 0 |  | 0 |  | 0 | 0 | 0 | 0 | 0 |  | 0 |  | 0 | [10 empty] | 0 | 0 | 0 | 0 | 0 | 0 | 0 | 0 | 0 | 0 | 0 | 0 |  | 0 | 0 |  | 0 | 0
PG&E NGBA | Honcut | 115 |  | 0 | 0 | 0 | 0 | 0 | 0 | 0 | 0 | 0 | 0 | 0 | 0 | 0 | 0 | 0 | 0 |  | 0 | 0 | 0 | 0 |  | 0 |  | 0 | 0 | 0 | 0 | 0 |  | 0 |  | 0 | [10 empty] | 0 | 0 | 0 | 0 | 0 | 0 | 0 | 0 | 0 | 0 | 0 | 0 |  | 0 | 0 |  | 0 | 0
SDGE | Hoodoo Wash | 500 |  | 0 | 0 | 0 | 0 | 0 | 0 | 0 | 0 | 0 | 0 | 0 | 0 | 0 | 0 | 0 | 0 |  | 0 | 0 | 0 | 0 |  | 0 |  | 0 | 0 | 0 | 0 | 0 |  | 0 |  | 0 | [10 empty] | 0 | 0 | 0 | 0 | 0 | 0 | 0 | 0 | 0 | 0 | 0 | 0 |  | 0 | 0 |  | 0 | 0
PG&E NGBA | Hopland | 115 |  | 0 | 0 | 0 | 0 | 0 | 0 | 0 | 0 | 0 | 0 | 0 | 0 | 0 | 0 | 0 | 0 |  | 0 | 0 | 0 | 0 |  | 0 |  | 0 | 0 | 0 | 0 | 0 |  | 0 |  | 0 | [10 empty] | 0 | 0 | 0 | 0 | 0 | 0 | 0 | 0 | 0 | 0 | 0 | 0 |  | 0 | 0 |  | 0 | 0
PG&E NGBA | Hopland | 60 |  | 0 | 0 | 0 | 0 | 0 | 0 | 0 | 0 | 0 | 0 | 0 | 0 | 0 | 0 | 0 | 0 |  | 0.72 | 0 | 0 | 0 |  | 0 |  | 0 | 0.72 | 0 | 0 | 0 |  | 0 |  | 12.665 | [10 empty] | 0.72 | 0 | 0 | 0 | 0 | 0 | 0 | 0 | 0.72 | 0 | 0 | 0 |  | 0 | 0 |  | 0 | 12.665
PG&E NGBA | Humboldt | 115 |  | 0 | 0 | 0 | 0 | 0 | 0 | 0 | 0 | 0 | 0 | 0 | 0 | 0 | 0 | 0 | 0 |  | 0 | 0 | 0 | 0 |  | 0 |  | 0 | 0 | 0 | 0 | 0 |  | 0 |  | 0 | [10 empty] | 0 | 0 | 0 | 0 | 0 | 0 | 0 | 0 | 0 | 0 | 0 | 0 |  | 0 | 0 |  | 0 | 0
PG&E NGBA | Humboldt | 60 |  | 0 | 0 | 0 | 0 | 0 | 0 | 0 | 0 | 0 | 0 | 0 | 0 | 0 | 0 | 0 | 0 |  | 0 | 0 | 0 | 0 |  | 0 |  | 0 | 0 | 0 | 0 | 0 |  | 0 |  | 0 | [10 empty] | 0 | 0 | 0 | 0 | 0 | 0 | 0 | 0 | 0 | 0 | 0 | 0 |  | 0 | 0 |  | 0 | 0
PG&E NGBA | Humboldt | 500 |  | 0 | 0 | 0 | 0 | 0 | 0 | 0 | 0 | 0 | 0 | 0 | 0 | 0 | 0 | 0 | 0 |  | 0 | 0 | 0 | 0 |  | 0 |  | 0 | 0 | 0 | 0 | 0 |  | 0 |  | 0 | [10 empty] | 0 | 0 | 0 | 0 | 0 | 0 | 0 | 0 | 0 | 0 | 0 | 0 |  | 0 | 0 |  | 0 | 0
SCE Metro | Huntington Beach | 230 |  | 0 | 0 | 0 | 0 | 0 | 0 | 0 | 0 | 0 | 0 | 0 | 0 | 0 | 0 | 0 | 0 |  | 0 | 0 | 0 | 0 |  | 0 |  | 0 | 0 | 0 | 0 | 0 |  | 0 |  | 0 | [10 empty] | 0 | 0 | 0 | 0 | 0 | 0 | 0 | 0 | 0 | 0 | 0 | 0 |  | 0 | 0 |  | 0 | 0
PG&E NGBA | Ignacio | 115 |  | 0 | 0 | 0 | 0 | 0 | 0 | 0 | 0 | 0 | 0 | 0 | 0 | 0 | 0 | 0 | 0 |  | 0 | 0 | 0 | 0 |  | 0 |  | 0 | 0 | 0 | 0 | 0 |  | 0 |  | 0 | [10 empty] | 0 | 0 | 0 | 0 | 0 | 0 | 0 | 0 | 0 | 0 | 0 | 0 |  | 0 | 0 |  | 0 | 0
PG&E NGBA | Ignacio | 230 |  | 0 | 0 | 0 | 0 | 0 | 0 | 0 | 0 | 0 | 0 | 0 | 0 | 0 | 0 | 0 | 0 |  | 0 | 0 | 0 | 0 |  | 0 |  | 0 | 0 | 0 | 0 | 0 |  | 0 |  | 0 | [10 empty] | 0 | 0 | 0 | 0 | 0 | 0 | 0 | 0 | 0 | 0 | 0 | 0 |  | 0 | 0 |  | 0 | 0
PG&E NGBA | Ignacio | 60 |  | 0 | 0 | 0 | 0 | 0 | 0 | 0 | 0 | 0 | 0 | 0 | 0 | 0 | 0 | 0 | 0 |  | 0 | 0 | 0 | 0 |  | 0 |  | 0 | 0 | 0 | 0 | 0 |  | 0 |  | 0 | [10 empty] | 0 | 0 | 0 | 0 | 0 | 0 | 0 | 0 | 0 | 0 | 0 | 0 |  | 0 | 0 |  | 0 | 0
SDGE | Imperial Beach | 69 |  | 0 | 0 | 0 | 0 | 0 | 0 | 0 | 0 | 0 | 0 | 0 | 0 | 0 | 0 | 0 | 3 |  | 0 | 0 | 0 | 0 |  | 0 |  | 0 | 0 | 0 | 0 | 0 |  | 0 |  | 0 | [10 empty] | 0 | 0 | 0 | 0 | 0 | 0 | 0 | 0 | 0 | 0 | 0 | 0 |  | 0 | 0 |  | 0 | 3
SDGE | Imperial Valley | 230 |  | 0 | 0 | 0 | 0 | 0 | 0 | 0 | 0 | 0 | 0 | 0 | 0 | 0 | 0 | 0 | 0 |  | 0 | 0 | 0 | 0 |  | 0 |  | 0 | 0 | 0 | 0 | 0 |  | 0 |  | 0 | [5 empty] | 83 |  |  |  |  | 0 | 0 | 0 | 0 | 0 | 0 | 0 | 0 | 0 | 0 | 0 | 0 | 0 | 83 | 0 | 0 | 0 | 0
SDGE | Imperial Valley | 500 |  | 0 | 0 | 0 | 0 | 0 | 0 | 0 | 0 | 0 | 0 | 0 | 0 | 0 | 0 | 0 | 0 |  | 0 | 0 | 0 | 0 |  | 0 |  | 0 | 0 | 0 | 0 | 0 |  | 0 |  | 0 | [10 empty] | 0 | 0 | 0 | 0 | 0 | 0 | 0 | 0 | 0 | 0 | 0 | 0 | 0 | 0 | 0 | 0 | 0 | 0
SCE EOP | Innovation | 138 |  | 0 | 0 | 0 | 0 | 0 | 0 | 0 | 0 | 0 | 0 | 0 | 0 | 0 | 0 | 0 | 0 |  | 0 | 0 | 0 | 0 |  | 0 |  | 0 | 0 | 0 | 0 | 0 |  | 0 |  | 0 | [10 empty] | 0 | 0 | 0 | 0 | 0 | 0 | 0 | 0 | 0 | 0 | 0 | 0 |  | 0 | 0 |  | 0 | 0
SCE EOP | Innovation | 230 |  | 0 | 0 | 0 | 0 | 0 | 0 | 0 | 0 | 0 | 0 | 0 | 0 | 0 | 0 | 0 | 0 |  | 0 | 0 | 0 | 0 |  | 0 |  | 0 | 0 | 0 | 0 | 0 |  | 0 |  | 0 | [10 empty] | 0 | 0 | 0 | 0 | 0 | 0 | 0 | 0 | 0 | 0 | 0 | 0 |  | 0 | 0 |  | 0 | 0
SCE NOL | Inyokern | 115 |  | 9.95 | 0 | 0 | 0 | 0 | 0 | 0 | 0 | 34.9 | 20 | 0 | 0 | 0 | 0 | 0 | 30.238 |  | 0 | 0 | 0 | 0 |  | 0 |  | 0 | 0 | 0 | 0 | 0 |  | 0 |  | 0 | [10 empty] | 9.95 | 0 | 0 | 0 | 0 | 0 | 0 | 0 | 34.9 | 20 | 0 | 0 |  | 0 | 0 |  | 0 | 30.238
SCE EOP | IS Tap | 138 |  | 0 | 0 | 0 | 0 | 0 | 0 | 0 | 0 | 0 | 0 | 0 | 0 | 0 | 0 | 0 | 0 |  | 0 | 0 | 0 | 0 |  | 0 |  | 0 | 0 | 0 | 0 | 0 |  | 0 |  | 0 | [10 empty] | 0 | 0 | 0 | 0 | 0 | 0 | 0 | 0 | 0 | 0 | 0 | 0 |  | 0 | 0 |  | 0 | 0
SCE EOP | Ivanpah | 115 |  | 0 | 0 | 0 | 0 | 0 | 0 | 0 | 0 | 0 | 0 | 0 | 0 | 0 | 0 | 0 | 0 |  | 0 | 0 | 0 | 0 |  | 0 |  | 0 | 0 | 0 | 0 | 0 |  | 0 |  | 0 | [10 empty] | 0 | 0 | 0 | 0 | 0 | 0 | 0 | 0 | 0 | 0 | 0 | 0 |  | 0 | 0 |  | 0 | 0
SCE EOP | Ivanpah | 230 |  | 0 | 0 | 0 | 0 | 0 | 0 | 0 | 0 | 0 | 0 | 0 | 0 | 0 | 0 | 0 | 0 |  | 0 | 0 | 0 | 0 |  | 0 |  | 0 | 0 | 0 | 0 | 0 |  | 0 |  | 0 | [10 empty] | 0 | 0 | 0 | 0 | 0 | 0 | 0 | 0 | 0 | 0 | 0 | 0 |  | 0 | 0 |  | 0 | 0
SCE EOP | Jackass (DOE) | 138 |  | 0 | 0 | 0 | 0 | 0 | 0 | 0 | 0 | 0 | 0 | 0 | 0 | 0 | 0 | 0 | 0 |  | 0 | 0 | 0 | 0 |  | 0 |  | 0 | 0 | 0 | 0 | 0 |  | 0 |  | 0 | [10 empty] | 0 | 0 | 0 | 0 | 0 | 0 | 0 | 0 | 0 | 0 | 0 | 0 |  | 0 | 0 |  | 0 | 0
PG&E NGBA | James B Black | 230 |  | 0 | 0 | 0 | 0 | 0 | 0 | 0 | 0 | 0 | 0 | 0 | 0 | 0 | 0 | 0 | 0 |  | 0 | 0 | 0 | 0 |  | 0 |  | 0 | 0 | 0 | 0 | 0 |  | 0 |  | 0 | [10 empty] | 0 | 0 | 0 | 0 | 0 | 0 | 0 | 0 | 0 | 0 | 0 | 0 |  | 0 | 0 |  | 0 | 0
PG&E GBA | Jefferson | 230 |  | 0 | 0 | 0 | 0 | 0 | 0 | 0 | 0 | 0 | 0 | 0 | 0 | 0 | 0 | 0 | 0 |  | 0 | 0 | 0 | 0 |  | 0 |  | 0 | 0 | 0 | 0 | 0 |  | 0 |  | 0 | [10 empty] | 0 | 0 | 0 | 0 | 0 | 0 | 0 | 0 | 0 | 0 | 0 | 0 |  | 0 | 0 |  | 0 | 0
PG&E NGBA | Jessup | 115 |  | 0 | 0 | 0 | 0 | 0 | 0 | 0 | 0 | 0 | 0 | 0 | 0 | 0 | 0 | 0 | 0 |  | 0 | 0 | 0 | 0 |  | 0 |  | 0 | 2.988 | 0 | 0 | 0 |  | 6 |  | 0 | [10 empty] | 0 | 0 | 0 | 0 | 0 | 0 | 0 | 0 | 2.988 | 0 | 0 | 0 |  | 0 | 6 |  | 0 | 0
SCE Metro | Johanna | 230 |  | 0 | 0 | 0 | 0 | 0 | 0 | 0 | 50.3 | 0 | 0 | 0 | 0 | 0 | 0 | 0 | 50.3 |  | 0 | 0 | 0 | 0 |  | 0 |  | 0 | 0 | 0 | 0 | 0 |  | 0 |  | 0 | [10 empty] | 0 | 0 | 0 | 0 | 0 | 0 | 0 | 50.3 | 0 | 0 | 0 | 0 |  | 0 | 0 |  | 0 | 50.3
SCE Eastern | Julian Hinds | 230 |  | 0 | 0 | 0 | 0 | 0 | 0 | 0 | 0 | 0 | 0 | 0 | 0 | 0 | 0 | 0 | 0 |  | 0 | 0 | 0 | 0 |  | 0 |  | 0 | 0 | 0 | 0 | 0 |  | 0 |  | 0 | [10 empty] | 0 | 0 | 0 | 0 | 0 | 0 | 0 | 0 | 0 | 0 | 0 | 0 |  | 0 | 0 |  | 0 | 0
PG&E GBA | Kasson | 115 |  | 0 | 0 | 0 | 0 | 0 | 0 | 0 | 0 | 0 | 0 | 0 | 0 | 0 | 0 | 0 | 0 |  | 0 | 0 | 0 | 0 |  | 0 |  | 0 | 0 | 0 | 0 | 0 |  | 0 |  | 0 | [10 empty] | 0 | 0 | 0 | 0 | 0 | 0 | 0 | 0 | 0 | 0 | 0 | 0 |  | 0 | 0 |  | 0 | 0
PG&E GBA | Kasson | 60 |  | 0 | 0 | 0 | 0 | 0 | 0 | 0 | 0 | 0 | 0 | 0 | 0 | 0 | 0 | 0 | 0 |  | 0 | 0 | 0 | 0 |  | 0 |  | 0 | 0 | 0 | 0 | 0 |  | 0 |  | 0 | [10 empty] | 0 | 0 | 0 | 0 | 0 | 0 | 0 | 0 | 0 | 0 | 0 | 0 |  | 0 | 0 |  | 0 | 0
PG&E FRESNO | Kearney | 230 |  | 0 | 0 | 0 | 0 | 0 | 0 | 0 | 0 | 0 | 0 | 0 | 0 | 0 | 0 | 0 | 0 |  | 0 | 0 | 0 | 0 |  | 0 |  | 0 | 0 | 0 | 0 | 0 |  | 0 |  | 0 | [10 empty] | 0 | 0 | 0 | 0 | 0 | 0 | 0 | 0 | 0 | 0 | 0 | 0 |  | 0 | 0 |  | 0 | 0
PG&E FRESNO | Kearney | 70 |  | 0 | 0 | 0 | 0 | 0 | 0 | 0 | 0 | 0 | 0 | 0 | 0 | 0 | 0 | 0 | 0 |  | 0 | 0 | 0 | 0 |  | 0 |  | 0 | 0 | 0 | 0 | 0 |  | 0 |  | 0 | [10 empty] | 0 | 0 | 0 | 0 | 0 | 0 | 0 | 0 | 0 | 0 | 0 | 0 |  | 0 | 0 |  | 0 | 0
PG&E GBA | Kelso | 230 |  | 0 | 0 | 0 | 0 | 0 | 0 | 0 | 0 | 0 | 0 | 0 | 0 | 0 | 0 | 0 | 0 |  | 0 | 0 | 0 | 0 |  | 0 |  | 0 | 0 | 0 | 0 | 0 |  | 0 |  | 0 | [10 empty] | 0 | 0 | 0 | 0 | 0 | 0 | 0 | 0 | 0 | 0 | 0 | 0 |  | 0 | 0 |  | 0 | 0
PG&E FRESNO | Kerchoff 1 | 115 |  | 0 | 0 | 0 | 0 | 0 | 0 | 0 | 0 | 0 | 0 | 0 | 0 | 0 | 0 | 0 | 0 |  | 0 | 0 | 0 | 0 |  | 0 |  | 0 | 0 | 0 | 0 | 0 |  | 0 |  | 0 | [10 empty] | 0 | 0 | 0 | 0 | 0 | 0 | 0 | 0 | 0 | 0 | 0 | 0 |  | 0 | 0 |  | 0 | 0
PG&E KERN | Kern Oil | 115 |  | 0 | 0 | 0 | 0 | 0 | 0 | 0 | 0 | 0 | 0 | 0 | 0 | 0 | 0 | 0 | 0 |  | 0.99694 | 0 | 0 | 0 |  | 0 |  | 0 | 0.99694 | 0 | 0 | 0 |  | 0 |  | 2 | [10 empty] | 0.99694 | 0 | 0 | 0 | 0 | 0 | 0 | 0 | 0.99694 | 0 | 0 | 0 |  | 0 | 0 |  | 0 | 2
PG&E KERN | Kern PP | 115 |  | 0 | 0 | 0 | 0 | 0 | 0 | 0 | 0 | 0 | 0 | 0 | 0 | 0 | 0 | 0 | 0 |  | 0 | 0 | 0 | 0 |  | 0 |  | 0 | 0 | 0 | 0 | 0 |  | 0 |  | 16 | [10 empty] | 0 | 0 | 0 | 0 | 0 | 0 | 0 | 0 | 0 | 0 | 0 | 0 |  | 0 | 0 |  | 0 | 16
PG&E KERN | Kern PP | 230 |  | 0 | 0 | 0 | 0 | 0 | 0 | 0 | 0 | 0 | 0 | 0 | 0 | 0 | 0 | 0 | 0 |  | 0 | 0 | 0 | 0 |  | 0 |  | 0 | 0 | 0 | 0 | 0 |  | 0 |  | 0 | [10 empty] | 0 | 0 | 0 | 0 | 0 | 0 | 0 | 0 | 0 | 0 | 0 | 0 |  | 0 | 0 |  | 0 | 0
PG&E KERN | Kern PP | 70 |  | 0 | 0 | 0 | 0 | 0 | 0 | 0 | 0 | 0 | 0 | 0 | 0 | 0 | 0 | 0 | 0 |  | 0 | 0 | 0 | 0 |  | 0 |  | 0 | 0 | 0 | 0 | 0 |  | 0 |  | 0 | [10 empty] | 0 | 0 | 0 | 0 | 0 | 0 | 0 | 0 | 0 | 0 | 0 | 0 |  | 0 | 0 |  | 0 | 0
PG&E KERN | Kernridge | 115 |  | 0 | 0 | 0 | 0 | 0 | 0 | 0 | 0 | 0 | 0 | 0 | 0 | 0 | 0 | 0 | 0 |  | 0 | 0 | 0 | 0 |  | 0 |  | 0 | 0 | 0 | 0 | 0 |  | 0 |  | 0 | [10 empty] | 0 | 0 | 0 | 0 | 0 | 0 | 0 | 0 | 0 | 0 | 0 | 0 |  | 0 | 0 |  | 0 | 0
PG&E FRESNO | Kingsburg | 115 |  | 0 | 0 | 0 | 0 | 0 | 0 | 0 | 0 | 0 | 0 | 0 | 0 | 0 | 0 | 0 | 0 |  | 0 | 0 | 0 | 0 |  | 0 |  | 0 | 0 | 0 | 0 | 0 |  | 0 |  | 0 | [10 empty] | 0 | 0 | 0 | 0 | 0 | 0 | 0 | 0 | 0 | 0 | 0 | 0 |  | 0 | 0 |  | 0 | 0
PG&E GBA | Kirker | 115 |  | 0 | 0 | 0 | 0 | 0 | 0 | 0 | 0 | 0 | 0 | 0 | 0 | 0 | 0 | 0 | 0 |  | 1.002 | 0 | 0 | 0 |  | 0 |  | 0 | 1.902 | 0 | 0 | 0 |  | 0.8 |  | 0 | [10 empty] | 1.002 | 0 | 0 | 0 | 0 | 0 | 0 | 0 | 1.902 | 0 | 0 | 0 |  | 0 | 0.8 |  | 0 | 0
PG&E NGBA | Knights Landing | 115 |  | 0 | 0 | 0 | 0 | 0 | 0 | 0 | 0 | 0 | 0 | 0 | 0 | 0 | 0 | 0 | 0 |  | 0 | 0 | 0 | 0 |  | 0 |  | 0 | 0 | 0 | 0 | 0 |  | 0 |  | 0 | [10 empty] | 0 | 0 | 0 | 0 | 0 | 0 | 0 | 0 | 0 | 0 | 0 | 0 |  | 0 | 0 |  | 0 | 0
PG&E NGBA | Konocti | 60 |  | 0 | 0 | 0 | 0 | 0 | 0 | 0 | 0 | 0 | 0 | 0 | 0 | 0 | 0 | 0 | 0 |  | 0 | 0 | 0 | 0 |  | 0 |  | 0 | 13.298 | 0 | 0 | 0 |  | 0 |  | 0 | [10 empty] | 0 | 0 | 0 | 0 | 0 | 0 | 0 | 0 | 13.298 | 0 | 0 | 0 |  | 0 | 0 |  | 0 | 0
SCE NOL | Kramer | 115 |  | 13 | 0 | 0 | 0 | 0 | 0 | 0 | 9 | 78.99 | 164.15 | 0 | 0 | 0 | 0 | 0 | 317.262 |  | 0 | 0 | 0 | 0 |  | 0 |  | 0 | 0 | 0 | 0 | 0 |  | 0 |  | 0 | [10 empty] | 13 | 0 | 0 | 0 | 0 | 0 | 0 | 9 | 78.99 | 164.15 | 0 | 0 |  | 0 | 0 |  | 0 | 317.262
SCE NOL | Kramer | 230 |  | 4.99 | 0 | 0 | 0 | 0 | 0 | 0 | 4.99 | 19.99 | 0 | 0 | 0 | 0 | 0 | 0 | 19.678 |  | 0 | 0 | 0 | 0 |  | 0 |  | 0 | 0 | 0 | 0 | 0 |  | 0 |  | 0 | [10 empty] | 4.99 | 0 | 0 | 0 | 0 | 0 | 0 | 4.99 | 19.99 | 0 | 0 | 0 |  | 0 | 0 |  | 0 | 19.678
SCE Metro | La Cienega | 230 |  | 0 | 0 | 0 | 0 | 0 | 0 | 0 | 0 | 0 | 0 | 0 | 0 | 0 | 0 | 0 | 0 |  | 0 | 0 | 0 | 0 |  | 0 |  | 0 | 0 | 0 | 0 | 0 |  | 0 |  | 0 | [10 empty] | 0 | 0 | 0 | 0 | 0 | 0 | 0 | 0 | 0 | 0 | 0 | 0 |  | 0 | 0 |  | 0 | 0
SCE Metro | La Fresa | 230 |  | 0 | 0 | 0 | 0 | 0 | 0 | 0 | 0 | 0 | 0 | 0 | 0 | 0 | 0 | 74 | 174 |  | 0 | 0 | 0 | 0 |  | 0 |  | 0 | 0 | 0 | 0 | 0 |  | 0 |  | 0 | [10 empty] | 0 | 0 | 0 | 0 | 0 | 0 | 0 | 0 | 0 | 0 | 0 | 0 |  | 0 | 0 |  | 74 | 174
SCE Metro | Laguna Bell | 230 |  | 0 | 0 | 0 | 0 | 0 | 0 | 0 | 0 | 0 | 0 | 0 | 0 | 0 | 0 | 0 | 20 |  | 0 | 0 | 0 | 0 |  | 0 |  | 0 | 0 | 0 | 0 | 0 |  | 0 |  | 0 | [10 empty] | 0 | 0 | 0 | 0 | 0 | 0 | 0 | 0 | 0 | 0 | 0 | 0 |  | 0 | 0 |  | 0 | 20
PG&E KERN | Lakeview | 70 |  | 0 | 0 | 0 | 0 | 0 | 0 | 0 | 0 | 0 | 0 | 0 | 0 | 0 | 0 | 0 | 0 |  | 7.2964 | 0 | 0 | 0 |  | 0 |  | 0 | 7.2964 | 0 | 0 | 0 |  | 0 |  | 0 | [10 empty] | 7.2964 | 0 | 0 | 0 | 0 | 0 | 0 | 0 | 7.2964 | 0 | 0 | 0 |  | 0 | 0 |  | 0 | 0
PG&E NGBA | Lakeville | 230 |  | 0 | 0 | 0 | 0 | 0 | 0 | 0 | 0 | 0 | 0 | 0 | 0 | 0 | 0 | 0 | 0 |  | 0 | 0 | 0 | 0 |  | 0 |  | 0 | 0 | 0 | 0 | 0 |  | 0 |  | 0 | [10 empty] | 0 | 0 | 0 | 0 | 0 | 0 | 0 | 0 | 0 | 0 | 0 | 0 |  | 0 | 0 |  | 0 | 0
PG&E NGBA | Lakeville | 60 |  | 0 | 0 | 0 | 0 | 0 | 0 | 0 | 0 | 0 | 0 | 0 | 0 | 0 | 0 | 0 | 0 |  | 4 | 0 | 0 | 0 |  | 0 |  | 0 | 5.44 | 0 | 0 | 0 |  | 0 |  | 0 | [10 empty] | 4 | 0 | 0 | 0 | 0 | 0 | 0 | 0 | 5.44 | 0 | 0 | 0 |  | 0 | 0 |  | 0 | 0
PG&E NGBA | Lakeville | 115 |  | 0 | 0 | 0 | 0 | 0 | 0 | 0 | 0 | 0 | 0 | 0 | 0 | 0 | 0 | 0 | 0 |  | 0 | 0 | 0 | 0 |  | 0 |  | 0 | 0 | 0 | 0 | 0 |  | 0 |  | 0 | [10 empty] | 0 | 0 | 0 | 0 | 0 | 0 | 0 | 0 | 0 | 0 | 0 | 0 |  | 0 | 0 |  | 0 | 0
PG&E GBA | Lakewood | 115 |  | 0 | 0 | 0 | 0 | 0 | 0 | 0 | 0 | 0 | 0 | 0 | 0 | 0 | 0 | 0 | 0 |  | 0 | 0 | 0 | 0 |  | 0 |  | 0 | 0 | 0 | 0 | 0 |  | 0 |  | 0 | [10 empty] | 0 | 0 | 0 | 0 | 0 | 0 | 0 | 0 | 0 | 0 | 0 | 0 |  | 0 | 0 |  | 0 | 0
PG&E NGBA | Lambie | 230 |  | 0 | 0 | 0 | 0 | 0 | 0 | 0 | 0 | 0 | 0 | 0 | 0 | 0 | 0 | 0 | 0 |  | 0 | 0 | 0 | 0 |  | 0 |  | 0 | 0 | 0 | 0 | 0 |  | 0 |  | 0 | [10 empty] | 0 | 0 | 0 | 0 | 0 | 0 | 0 | 0 | 0 | 0 | 0 | 0 |  | 0 | 0 |  | 0 | 0
PG&E GBA | Lammers | 115 |  | 0 | 0 | 0 | 0 | 0 | 0 | 0 | 0 | 0 | 0 | 0 | 0 | 0 | 0 | 0 | 0 |  | 1.1587 | 0 | 0 | 0 |  | 0 |  | 0 | 7.7287 | 0 | 0 | 0 |  | 0 |  | 1.828 | [10 empty] | 1.1587 | 0 | 0 | 0 | 0 | 0 | 0 | 0 | 7.7287 | 0 | 0 | 0 |  | 0 | 0 |  | 0 | 1.828
PG&E KERN | Lamont | 115 |  | 0 | 0 | 0 | 0 | 0 | 0 | 0 | 0 | 0 | 0 | 0 | 0 | 0 | 0 | 0 | 0 |  | 4.5701 | 0 | 0 | 0 |  | 5 |  | 0 | 4.5701 | 0 | 0 | 0 |  | 5 |  | 9.525 | [10 empty] | 4.5701 | 0 | 0 | 0 | 0 | 5 | 0 | 0 | 4.5701 | 0 | 0 | 0 |  | 0 | 5 |  | 0 | 9.525
PG&E FRESNO | Las Aguilas | 230 |  | 0 | 0 | 0 | 0 | 0 | 0 | 0 | 0 | 0 | 0 | 0 | 0 | 0 | 0 | 0 | 0 |  | 0 | 0 | 0 | 0 |  | 0 |  | 0 | 0 | 0 | 0 | 0 |  | 0 |  | 0 | [10 empty] | 0 | 0 | 0 | 0 | 0 | 0 | 0 | 0 | 0 | 0 | 0 | 0 |  | 0 | 0 |  | 0 | 0
SCE EOP | Lathrop | 138 |  | 0 | 0 | 0 | 0 | 0 | 0 | 0 | 0 | 0 | 0 | 0 | 0 | 0 | 0 | 0 | 0 |  | 0 | 0 | 0 | 0 |  | 0 |  | 0 | 0 | 0 | 0 | 0 |  | 0 |  | 0 | [10 empty] | 0 | 0 | 0 | 0 | 0 | 0 | 0 | 0 | 0 | 0 | 0 | 0 | 0 | 0 | 0 | 0 | 0 | 0
SCE EOP | Lathrop | 230 |  | 0 | 0 | 0 | 0 | 0 | 0 | 0 | 0 | 0 | 0 | 0 | 0 | 0 | 0 | 0 | 0 |  | 0 | 0 | 0 | 0 |  | 0 |  | 0 | 0 | 0 | 0 | 0 |  | 0 |  | 0 |  |  | 308 | [7 empty] | 0 | 0 | 0 | 0 | 0 | 0 | 0 | 0 | 0 | 0 | 308 | 0 | 0 | 0 | 0 | 0 | 0 | 0
PG&E FRESNO | Le Grand | 115 |  | 0 | 0 | 0 | 0 | 0 | 0 | 0 | 0 | 0 | 0 | 0 | 0 | 0 | 0 | 0 | 0 |  | 0 | 0 | 0 | 0 |  | 0 |  | 0 | 0 | 0 | 0 | 0 |  | 0 |  | 0 | [10 empty] | 0 | 0 | 0 | 0 | 0 | 0 | 0 | 0 | 0 | 0 | 0 | 0 |  | 0 | 0 |  | 0 | 0
PG&E FRESNO | Lemoore | 70 |  | 0 | 0 | 0 | 0 | 0 | 0 | 0 | 0 | 0 | 0 | 0 | 0 | 0 | 0 | 0 | 0 |  | 0 | 0 | 0 | 0 |  | 0 |  | 0 | 0 | 0 | 0 | 0 |  | 0 |  | 0 | [10 empty] | 0 | 0 | 0 | 0 | 0 | 0 | 0 | 0 | 0 | 0 | 0 | 0 |  | 0 | 0 |  | 0 | 0
PG&E KERN | Lerdo | 115 |  | 0 | 0 | 0 | 0 | 0 | 0 | 0 | 0 | 0 | 0 | 0 | 0 | 0 | 0 | 0 | 0 |  | 13.91 | 0 | 0 | 0 |  | 0 |  | 2.93 | 18.837 | 0 | 0 | 0 |  | 0 |  | 2.93 | [10 empty] | 13.91 | 0 | 0 | 0 | 0 | 0 | 0 | 2.93 | 18.837 | 0 | 0 | 0 |  | 0 | 0 |  | 0 | 2.93
SCE Metro | Lewis | 230 |  | 0 | 0 | 0 | 0 | 0 | 0 | 0 | 0 | 0 | 0 | 0 | 0 | 0 | 0 | 0 | 0 |  | 0 | 0 | 0 | 0 |  | 0 |  | 0 | 0 | 0 | 0 | 0 |  | 0 |  | 0 | [10 empty] | 0 | 0 | 0 | 0 | 0 | 0 | 0 | 0 | 0 | 0 | 0 | 0 |  | 0 | 0 |  | 0 | 0
SCE Metro | Lighthipe | 230 |  | 0 | 0 | 0 | 0 | 0 | 0 | 0 | 175 | 0 | 0 | 0 | 0 | 0 | 0 | 100 | 546.555 |  | 0 | 0 | 0 | 0 |  | 0 |  | 0 | 0 | 0 | 0 | 0 |  | 0 |  | 0 | [10 empty] | 0 | 0 | 0 | 0 | 0 | 0 | 0 | 175 | 0 | 0 | 0 | 0 |  | 0 | 0 |  | 100 | 546.555
SDGE | Lilac | 69 |  | 0 | 0 | 0 | 0 | 0 | 0 | 0 | 0 | 0 | 0 | 0 | 0 | 0 | 0 | 0 | 2 |  | 0 | 0 | 0 | 0 |  | 0 |  | 0 | 0 | 0 | 0 | 0 |  | 0 |  | 0 | [10 empty] | 0 | 0 | 0 | 0 | 0 | 0 | 0 | 0 | 0 | 0 | 0 | 0 |  | 0 | 0 |  | 0 | 2
PG&E NGBA | Lincoln | 115 |  | 0 | 0 | 0 | 0 | 0 | 0 | 0 | 0 | 0 | 0 | 0 | 0 | 0 | 0 | 0 | 0 |  | 0 | 0 | 0 | 0 |  | 0 |  | 0 | 0 | 0 | 0 | 0 |  | 0 |  | 0 | [10 empty] | 0 | 0 | 0 | 0 | 0 | 0 | 0 | 0 | 0 | 0 | 0 | 0 |  | 0 | 0 |  | 0 | 0
PG&E KERN | Live Oak | 115 |  | 0 | 0 | 0 | 0 | 0 | 0 | 0 | 0 | 0 | 0 | 0 | 0 | 0 | 0 | 0 | 0 |  | 0 | 0 | 0 | 0 |  | 0 |  | 0 | 9.95 | 0 | 0 | 0 |  | 0 |  | 4.99 | [10 empty] | 0 | 0 | 0 | 0 | 0 | 0 | 0 | 0 | 9.95 | 0 | 0 | 0 |  | 0 | 0 |  | 0 | 4.99
PG&E GBA | Llagas | 115 |  | 0 | 0 | 0 | 0 | 0 | 0 | 0 | 0 | 0 | 0 | 0 | 0 | 0 | 0 | 0 | 0 |  | 2.83 | 0 | 0 | 0 |  | 0 |  | 0 | 3.33 | 0 | 0 | 0 |  | 0 |  | 0 | [10 empty] | 2.83 | 0 | 0 | 0 | 0 | 0 | 0 | 0 | 3.33 | 0 | 0 | 0 |  | 0 | 0 |  | 0 | 0
PG&E GBA | Lockeford | 115 |  | 0 | 0 | 0 | 0 | 0 | 0 | 0 | 0 | 0 | 0 | 0 | 0 | 0 | 0 | 0 | 0 |  | 0 | 0 | 0 | 0 |  | 0 |  | 0 | 0 | 0 | 0 | 0 |  | 0 |  | 0 | [10 empty] | 0 | 0 | 0 | 0 | 0 | 0 | 0 | 0 | 0 | 0 | 0 | 0 |  | 0 | 0 |  | 0 | 0
PG&E GBA | Lockeford | 230 |  | 0 | 0 | 0 | 0 | 0 | 0 | 0 | 0 | 0 | 0 | 0 | 0 | 0 | 0 | 0 | 0 |  | 0 | 0 | 0 | 0 |  | 0 |  | 0 | 0 | 0 | 0 | 0 |  | 0 |  | 0 | [10 empty] | 0 | 0 | 0 | 0 | 0 | 0 | 0 | 0 | 0 | 0 | 0 | 0 |  | 0 | 0 |  | 0 | 0
PG&E GBA | Lockeford | 60 |  | 0 | 0 | 0 | 0 | 0 | 0 | 0 | 0 | 0 | 0 | 0 | 0 | 0 | 0 | 0 | 0 |  | 1 | 0 | 0 | 0 |  | 0 |  | 0 | 28.54 | 0 | 0 | 0 |  | 0 |  | 0 | [10 empty] | 1 | 0 | 0 | 0 | 0 | 0 | 0 | 0 | 28.54 | 0 | 0 | 0 |  | 0 | 0 |  | 0 | 0
PG&E GBA | Lodi | 230 |  | 0 | 0 | 0 | 0 | 0 | 0 | 0 | 0 | 0 | 0 | 0 | 0 | 0 | 0 | 0 | 0 |  | 0 | 0 | 0 | 0 |  | 0 |  | 0 | 0 | 0 | 0 | 0 |  | 0 |  | 0 | [10 empty] | 0 | 0 | 0 | 0 | 0 | 0 | 0 | 0 | 0 | 0 | 0 | 0 |  | 0 | 0 |  | 0 | 0
PG&E NGBA | Logan Creek | 230 |  | 0 | 0 | 0 | 0 | 0 | 0 | 0 | 0 | 0 | 0 | 0 | 0 | 0 | 0 | 0 | 0 |  | 0 | 0 | 0 | 0 |  | 0 |  | 0 | 4.98 | 0 | 0 | 0 |  | 0 |  | 0 | [10 empty] | 0 | 0 | 0 | 0 | 0 | 0 | 0 | 0 | 4.98 | 0 | 0 | 0 |  | 0 | 0 |  | 0 | 0
PG&E GBA | Lone Tree | 230 |  | 0 | 0 | 0 | 0 | 0 | 0 | 0 | 0 | 0 | 0 | 0 | 0 | 0 | 0 | 0 | 0 |  | 1.8383 | 0 | 0 | 0 |  | 0 |  | 0 | 1.8383 | 0 | 0 | 0 |  | 0 |  | 0 | [10 empty] | 1.8383 | 0 | 0 | 0 | 0 | 0 | 0 | 0 | 1.8383 | 0 | 0 | 0 |  | 0 | 0 |  | 0 | 0
PG&E FRESNO | Los Banos | 230 |  | 0 | 0 | 0 | 0 | 0 | 0 | 0 | 0 | 0 | 0 | 0 | 0 | 0 | 0 | 0 | 0 |  | 0 | 0 | 0 | 0 |  | 0.55 |  | 0 | 0 | 0 | 0 | 0 |  | 0.55 |  | 0 | [10 empty] | 0 | 0 | 0 | 0 | 0 | 0.55 | 0 | 0 | 0 | 0 | 0 | 0 |  | 0 | 0.55 |  | 0 | 0
PG&E FRESNO | Los Banos | 500 |  | 0 | 0 | 0 | 0 | 0 | 0 | 0 | 0 | 0 | 0 | 0 | 0 | 0 | 0 | 0 | 0 |  | 0 | 0 | 0 | 0 |  | 0 |  | 0 | 0 | 0 | 0 | 0 |  | 0 |  | 0 | [10 empty] | 0 | 0 | 0 | 0 | 0 | 0 | 0 | 0 | 0 | 0 | 0 | 0 |  | 0 | 0 |  | 0 | 0
SDGE | Los Coches | 138 |  | 0 | 0 | 0 | 0 | 0 | 0 | 0 | 0 | 0 | 0 | 0 | 0 | 0 | 0 | 0 | 0 |  | 0 | 0 | 0 | 0 |  | 0 |  | 0 | 0 | 0 | 0 | 0 |  | 0 |  | 0 | [10 empty] | 0 | 0 | 0 | 0 | 0 | 0 | 0 | 0 | 0 | 0 | 0 | 0 |  | 0 | 0 |  | 0 | 0
SDGE | Los Coches | 69 |  | 0 | 0 | 0 | 0 | 0 | 0 | 0 | 0 | 0 | 0 | 0 | 0 | 0 | 0 | 0 | 6 |  | 0 | 0 | 0 | 0 |  | 0 |  | 0 | 0 | 0 | 0 | 0 |  | 0 |  | 0 | [10 empty] | 0 | 0 | 0 | 0 | 0 | 0 | 0 | 0 | 0 | 0 | 0 | 0 |  | 0 | 0 |  | 0 | 6
PG&E GBA | Los Esteros | 115 |  | 0 | 0 | 0 | 0 | 0 | 0 | 0 | 0 | 0 | 0 | 0 | 0 | 0 | 0 | 0 | 0 |  | 0 | 0 | 0 | 0 |  | 0 |  | 0 | 0 | 0 | 0 | 0 |  | 0 |  | 0 | [10 empty] | 0 | 0 | 0 | 0 | 0 | 0 | 0 | 0 | 0 | 0 | 0 | 0 |  | 0 | 0 |  | 0 | 0
PG&E GBA | Los Esteros | 230 |  | 0 | 0 | 0 | 0 | 0 | 0 | 0 | 0 | 0 | 0 | 0 | 0 | 0 | 0 | 0 | 0 |  | 0 | 0 | 0 | 0 |  | 0 |  | 0 | 0 | 0 | 0 | 0 |  | 0 |  | 0 | [10 empty] | 0 | 0 | 0 | 0 | 0 | 0 | 0 | 0 | 0 | 0 | 0 | 0 |  | 0 | 0 |  | 0 | 0
PG&E GBA | Los Positas | 230 |  | 0 | 0 | 0 | 0 | 0 | 0 | 0 | 0 | 0 | 0 | 0 | 0 | 0 | 0 | 0 | 0 |  | 0 | 0 | 0 | 0 |  | 0 |  | 0 | 0 | 0 | 0 | 0 |  | 0 |  | 0 | [10 empty] | 0 | 0 | 0 | 0 | 0 | 0 | 0 | 0 | 0 | 0 | 0 | 0 |  | 0 | 0 |  | 0 | 0
PG&E GBA | Los Positas | 60 |  | 0 | 0 | 0 | 0 | 0 | 0 | 0 | 0 | 0 | 0 | 0 | 0 | 0 | 0 | 0 | 0 |  | 1.3 | 0 | 0 | 0 |  | 0 |  | 0 | 5.212 | 0 | 0 | 0 |  | 0 |  | 0 | [10 empty] | 1.3 | 0 | 0 | 0 | 0 | 0 | 0 | 0 | 5.212 | 0 | 0 | 0 |  | 0 | 0 |  | 0 | 0
SDGE | Loveland | 69 |  | 0 | 0 | 0 | 0 | 0 | 0 | 0 | 0 | 5 | 0 | 0 | 0 | 0 | 0 | 0 | 5 |  | 0 | 0 | 0 | 0 |  | 0 |  | 0 | 0 | 0 | 0 | 0 |  | 0 |  | 0 | [10 empty] | 0 | 0 | 0 | 0 | 0 | 0 | 0 | 0 | 5 | 0 | 0 | 0 |  | 0 | 0 |  | 0 | 5
SCE NOL | Lugo | 230 |  | 0 | 0 | 0 | 0 | 0 | 0 | 0 | 0 | 0 | 0 | 0 | 0 | 0 | 0 | 0 | 0 |  | 0 | 0 | 0 | 0 |  | 0 |  | 0 | 0 | 0 | 0 | 0 |  | 0 |  | 0 | [10 empty] | 0 | 0 | 0 | 0 | 0 | 0 | 0 | 0 | 0 | 0 | 0 | 0 | 0 | 0 | 0 | 0 | 0 | 0
SCE Metro | Lugo | 500 |  | 0 | 0 | 0 | 0 | 0 | 0 | 0 | 0 | 0 | 0 | 0 | 0 | 0 | 0 | 0 | 0 |  | 0 | 0 | 0 | 0 |  | 0 |  | 0 | 0 | 0 | 0 | 0 |  | 0 |  | 0 | [5 empty] | 80 |  |  |  |  | 0 | 0 | 0 | 0 | 0 | 0 | 0 | 0 | 0 | 0 | 0 | 0 | 0 | 80 | 0 | 0 | 0 | 0
PG&E FRESNO | Madera | 70 |  | 0 | 0 | 0 | 0 | 0 | 0 | 0 | 0 | 0 | 0 | 0 | 0 | 0 | 0 | 0 | 0 |  | 2.754 | 0 | 0 | 0 |  | 0 |  | 0 | 2.754 | 0 | 0 | 0 |  | 0 |  | 0 | [10 empty] | 2.754 | 0 | 0 | 0 | 0 | 0 | 0 | 0 | 2.754 | 0 | 0 | 0 |  | 0 | 0 |  | 0 | 0
PG&E NGBA | Madison | 115 |  | 0 | 0 | 0 | 0 | 0 | 0 | 0 | 0 | 0 | 0 | 0 | 0 | 0 | 0 | 0 | 0 |  | 0 | 0 | 0 | 0 |  | 0 |  | 0 | 5.511 | 0 | 0 | 0 |  | 0 |  | 0 | [10 empty] | 0 | 0 | 0 | 0 | 0 | 0 | 0 | 0 | 5.511 | 0 | 0 | 0 |  | 0 | 0 |  | 0 | 0
PG&E KERN | Magunden | 115 |  | 0 | 0 | 0 | 0 | 0 | 0 | 0 | 0 | 0 | 0 | 0 | 0 | 0 | 0 | 0 | 0 |  | 2.537 | 0 | 0 | 0 |  | 0 |  | 2.537 | 3.537 | 0 | 0 | 0 |  | 0 |  | 6.537 | [10 empty] | 2.537 | 0 | 0 | 0 | 0 | 0 | 0 | 2.537 | 3.537 | 0 | 0 | 0 |  | 0 | 0 |  | 0 | 6.537
SCE Northern | Magunden | 230 |  | 0 | 0 | 0 | 0 | 0 | 0 | 0 | 0 | 0 | 0 | 0 | 0 | 0 | 0 | 0 | 0 |  | 0 | 0 | 0 | 0 |  | 0 |  | 0 | 0 | 0 | 0 | 0 |  | 0 |  | 0 | [10 empty] | 0 | 0 | 0 | 0 | 0 | 0 | 0 | 0 | 0 | 0 | 0 | 0 |  | 0 | 0 |  | 0 | 0
PG&E FRESNO | Malaga | 115 |  | 0 | 0 | 0 | 0 | 0 | 0 | 0 | 0 | 0 | 0 | 0 | 0 | 0 | 0 | 0 | 0 |  | 0 | 0 | 0 | 0 |  | 0 |  | 0 | 0 | 0 | 0 | 0 |  | 0 |  | 0 | [10 empty] | 0 | 0 | 0 | 0 | 0 | 0 | 0 | 0 | 0 | 0 | 0 | 0 |  | 0 | 0 |  | 0 | 0
PG&E NGBA | Malin | 500 |  | 0 | 0 | 0 | 0 | 0 | 0 | 0 | 0 | 0 | 0 | 0 | 0 | 0 | 0 | 0 | 0 |  | 0 | 0 | 0 | 0 |  | 0 |  | 0 | 0 | 0 | 0 | 0 |  | 0 |  | 0 | [7 empty] | 415 |  |  | 0 | 0 | 0 | 0 | 0 | 0 | 0 | 0 | 0 | 0 | 0 | 0 | 0 | 0 | 0 | 415 | 0 | 0
SCE Northern | Mandalay | 230 |  | 0 | 0 | 0 | 0 | 0 | 0 | 0 | 0 | 0 | 0 | 0 | 0 | 0 | 0 | 0 | 0 |  | 0 | 0 | 0 | 0 |  | 0 |  | 0 | 0 | 0 | 0 | 0 |  | 0 |  | 0 | [10 empty] | 0 | 0 | 0 | 0 | 0 | 0 | 0 | 0 | 0 | 0 | 0 | 0 |  | 0 | 0 |  | 0 | 0
PG&E FRESNO | Manning | 230 |  | 0 | 0 | 0 | 0 | 0 | 0 | 0 | 0 | 0 | 0 | 0 | 0 | 0 | 0 | 0 | 0 |  | 0 | 0 | 0 | 0 |  | 0 |  | 0 | 0 | 0 | 0 | 0 |  | 0 |  | 0 | [10 empty] | 0 | 0 | 0 | 0 | 0 | 0 | 0 | 0 | 0 | 0 | 0 | 0 |  | 0 | 0 |  | 0 | 0
PG&E FRESNO | Manning | 500 |  | 0 | 0 | 0 | 0 | 0 | 0 | 0 | 0 | 0 | 0 | 0 | 0 | 0 | 0 | 0 | 0 |  | 0 | 0 | 0 | 0 |  | 0 |  | 0 | 0 | 0 | 0 | 0 |  | 0 |  | 0 | [10 empty] | 0 | 0 | 0 | 0 | 0 | 0 | 0 | 0 | 0 | 0 | 0 | 0 |  | 0 | 0 |  | 0 | 0
PG&E GBA | Manteca | 115 |  | 0 | 0 | 0 | 0 | 0 | 0 | 0 | 0 | 0 | 0 | 0 | 0 | 0 | 0 | 0 | 0 |  | 1.5 | 0 | 0 | 0 |  | 0 |  | 0 | 8.322 | 0 | 0 | 0 |  | 0 |  | 0 | [10 empty] | 1.5 | 0 | 0 | 0 | 0 | 0 | 0 | 0 | 8.322 | 0 | 0 | 0 |  | 0 | 0 |  | 0 | 0
SDGE | Margarita | 138 |  | 0 | 0 | 0 | 0 | 0 | 0 | 0 | 0 | 0 | 0 | 0 | 0 | 0 | 0 | 0 | 0 |  | 0 | 0 | 0 | 0 |  | 0 |  | 0 | 0 | 0 | 0 | 0 |  | 0 |  | 0 | [10 empty] | 0 | 0 | 0 | 0 | 0 | 0 | 0 | 0 | 0 | 0 | 0 | 0 |  | 0 | 0 |  | 0 | 0
PG&E GBA | Martin | 230 |  | 0 | 0 | 0 | 0 | 0 | 0 | 0 | 0 | 0 | 0 | 0 | 0 | 0 | 0 | 0 | 0 |  | 0 | 0 | 0 | 0 |  | 0 |  | 0 | 0 | 0 | 0 | 0 |  | 0 |  | 0 | [10 empty] | 0 | 0 | 0 | 0 | 0 | 0 | 0 | 0 | 0 | 0 | 0 | 0 |  | 0 | 0 |  | 0 | 0
PG&E GBA | Martin | 115 |  | 0 | 0 | 0 | 0 | 0 | 0 | 0 | 0 | 0 | 0 | 0 | 0 | 0 | 0 | 0 | 0 |  | 9.12 | 0 | 0 | 0 |  | 0 |  | 9.12 | 9.12 | 0 | 0 | 0 |  | 0 |  | 9.12 | [10 empty] | 9.12 | 0 | 0 | 0 | 0 | 0 | 0 | 9.12 | 9.12 | 0 | 0 | 0 |  | 0 | 0 |  | 0 | 9.12
PG&E GBA | Martinez | 115 |  | 0 | 0 | 0 | 0 | 0 | 0 | 0 | 0 | 0 | 0 | 0 | 0 | 0 | 0 | 0 | 0 |  | 4 | 0 | 0 | 0 |  | 0 |  | 0 | 4 | 0 | 0 | 0 |  | 0 |  | 0 | [10 empty] | 4 | 0 | 0 | 0 | 0 | 0 | 0 | 0 | 4 | 0 | 0 | 0 |  | 0 | 0 |  | 0 | 0
PG&E FRESNO | Mc Mullin | 230 |  | 0 | 0 | 0 | 0 | 0 | 0 | 0 | 0 | 0 | 0 | 0 | 0 | 0 | 0 | 0 | 0 |  | 0 | 0 | 0 | 0 |  | 0 |  | 0 | 0 | 0 | 0 | 0 |  | 0 |  | 0 | [10 empty] | 0 | 0 | 0 | 0 | 0 | 0 | 0 | 0 | 0 | 0 | 0 | 0 |  | 0 | 0 |  | 0 | 0
PG&E FRESNO | McCall | 115 |  | 0 | 0 | 0 | 0 | 0 | 0 | 0 | 0 | 0 | 0 | 0 | 0 | 0 | 0 | 0 | 0 |  | 7.26 | 0 | 0 | 0 |  | 1.5 |  | 0 | 13.11 | 0 | 0 | 0 |  | 1.5 |  | 0 | [10 empty] | 7.26 | 0 | 0 | 0 | 0 | 1.5 | 0 | 0 | 13.11 | 0 | 0 | 0 |  | 0 | 1.5 |  | 0 | 0
PG&E FRESNO | McCall | 230 |  | 0 | 0 | 0 | 0 | 0 | 0 | 0 | 0 | 0 | 0 | 0 | 0 | 0 | 0 | 0 | 0 |  | 0 | 0 | 0 | 0 |  | 0 |  | 0 | 0 | 0 | 0 | 0 |  | 0 |  | 0 | [10 empty] | 0 | 0 | 0 | 0 | 0 | 0 | 0 | 0 | 0 | 0 | 0 | 0 |  | 0 | 0 |  | 0 | 0
PG&E GBA | Meadow Lane | 115 |  | 0 | 0 | 0 | 0 | 0 | 0 | 0 | 0 | 0 | 0 | 0 | 0 | 0 | 0 | 0 | 0 |  | 0 | 0 | 0 | 0 |  | 0 |  | 0 | 0 | 0 | 0 | 0 |  | 0 |  | 0 | [10 empty] | 0 | 0 | 0 | 0 | 0 | 0 | 0 | 0 | 0 | 0 | 0 | 0 |  | 0 | 0 |  | 0 | 0
PG&E GBA | Melones | 115 |  | 0 | 0 | 0 | 0 | 0 | 0 | 0 | 0 | 0 | 0 | 0 | 0 | 0 | 0 | 0 | 0 |  | 0 | 0 | 0 | 0 |  | 0 |  | 0 | 0 | 0 | 0 | 0 |  | 0 |  | 0 | [10 empty] | 0 | 0 | 0 | 0 | 0 | 0 | 0 | 0 | 0 | 0 | 0 | 0 |  | 0 | 0 |  | 0 | 0
PG&E GBA | Melones | 230 |  | 0 | 0 | 0 | 0 | 0 | 0 | 0 | 0 | 0 | 0 | 0 | 0 | 0 | 0 | 0 | 0 |  | 0 | 0 | 0 | 0 |  | 0 |  | 0 | 0 | 0 | 0 | 0 |  | 0 |  | 0 | [10 empty] | 0 | 0 | 0 | 0 | 0 | 0 | 0 | 0 | 0 | 0 | 0 | 0 |  | 0 | 0 |  | 0 | 0
SDGE | Melrose | 69 |  | 0 | 0 | 0 | 0 | 0 | 0 | 0 | 0 | 0 | 0 | 0 | 0 | 0 | 0 | 0 | 3.5 |  | 0 | 0 | 0 | 0 |  | 0 |  | 0 | 0 | 0 | 0 | 0 |  | 0 |  | 0 | [10 empty] | 0 | 0 | 0 | 0 | 0 | 0 | 0 | 0 | 0 | 0 | 0 | 0 |  | 0 | 0 |  | 0 | 3.5
PG&E NGBA | Mendocino | 115 |  | 0 | 0 | 0 | 0 | 0 | 0 | 0 | 0 | 0 | 0 | 0 | 0 | 0 | 0 | 0 | 0 |  | 0 | 0 | 0 | 0 |  | 0 |  | 0 | 0 | 0 | 0 | 0 |  | 0 |  | 0 | [10 empty] | 0 | 0 | 0 | 0 | 0 | 0 | 0 | 0 | 0 | 0 | 0 | 0 |  | 0 | 0 |  | 0 | 0
PG&E NGBA | Mendocino | 60 |  | 0 | 0 | 0 | 0 | 0 | 0 | 0 | 0 | 0 | 0 | 0 | 0 | 0 | 0 | 0 | 0 |  | 0 | 0 | 0 | 0 |  | 0 |  | 0 | 0 | 0 | 0 | 0 |  | 0 |  | 0 | [10 empty] | 0 | 0 | 0 | 0 | 0 | 0 | 0 | 0 | 0 | 0 | 0 | 0 |  | 0 | 0 |  | 0 | 0
PG&E FRESNO | Mendota | 115 |  | 0 | 0 | 0 | 0 | 0 | 0 | 0 | 0 | 0 | 0 | 0 | 0 | 0 | 0 | 0 | 0 |  | 0 | 0 | 0 | 0 |  | 0 |  | 0 | 0 | 0 | 0 | 0 |  | 0 |  | 0 | [10 empty] | 0 | 0 | 0 | 0 | 0 | 0 | 0 | 0 | 0 | 0 | 0 | 0 |  | 0 | 0 |  | 0 | 0
PG&E GBA | Menlo | 60 |  | 0 | 0 | 0 | 0 | 0 | 0 | 0 | 0 | 0 | 0 | 0 | 0 | 0 | 0 | 0 | 0 |  | 0 | 0 | 0 | 0 |  | 0 |  | 0 | 0 | 0 | 0 | 0 |  | 0 |  | 0 | [10 empty] | 0 | 0 | 0 | 0 | 0 | 0 | 0 | 0 | 0 | 0 | 0 | 0 |  | 0 | 0 |  | 0 | 0
PG&E FRESNO | Merced | 115 |  | 0 | 0 | 0 | 0 | 0 | 0 | 0 | 0 | 0 | 0 | 0 | 0 | 0 | 0 | 0 | 0 |  | 4.125 | 0 | 0 | 0 |  | 0 |  | 0 | 9.125 | 0 | 0 | 0 |  | 0 |  | 0 | [10 empty] | 4.125 | 0 | 0 | 0 | 0 | 0 | 0 | 0 | 9.125 | 0 | 0 | 0 |  | 0 | 0 |  | 0 | 0
SCE EOP | Mercury | 138 |  | 0 | 0 | 0 | 0 | 0 | 0 | 0 | 0 | 0 | 0 | 0 | 0 | 0 | 0 | 0 | 0 |  | 0 | 0 | 0 | 0 |  | 0 |  | 0 | 0 | 0 | 0 | 0 |  | 0 |  | 0 | [10 empty] | 0 | 0 | 0 | 0 | 0 | 0 | 0 | 0 | 0 | 0 | 0 | 0 |  | 0 | 0 |  | 0 | 0
PG&E FRESNO | Mercy Springs | 70 |  | 0 | 0 | 0 | 0 | 0 | 0 | 0 | 0 | 0 | 0 | 0 | 0 | 0 | 0 | 0 | 0 |  | 0 | 0 | 0 | 0 |  | 2 |  | 0 | 0 | 0 | 0 | 0 |  | 2 |  | 10.078 | [10 empty] | 0 | 0 | 0 | 0 | 0 | 2 | 0 | 0 | 0 | 0 | 0 | 0 |  | 0 | 2 |  | 0 | 10.078
PG&E NGBA | Meridian | 60 |  | 0 | 0 | 0 | 0 | 0 | 0 | 0 | 0 | 0 | 0 | 0 | 0 | 0 | 0 | 0 | 0 |  | 0 | 0 | 0 | 0 |  | 0 |  | 0 | 4.98 | 0 | 0 | 0 |  | 0 |  | 0 | [10 empty] | 0 | 0 | 0 | 0 | 0 | 0 | 0 | 0 | 4.98 | 0 | 0 | 0 |  | 0 | 0 |  | 0 | 0
PG&E KERN | Mesa (PGE) | 115 |  | 0 | 0 | 0 | 0 | 0 | 0 | 0 | 0 | 0 | 0 | 0 | 0 | 0 | 0 | 0 | 0 |  | 0 | 0 | 0 | 0 |  | 0 |  | 0 | 0 | 19.76 | 0 | 0 |  | 0 |  | 5.684 | [10 empty] | 0 | 0 | 0 | 0 | 0 | 0 | 0 | 0 | 0 | 19.76 | 0 | 0 |  | 0 | 0 |  | 0 | 5.684
PG&E KERN | Mesa (PGE) | 230 |  | 0 | 0 | 0 | 0 | 0 | 0 | 0 | 0 | 0 | 0 | 0 | 0 | 0 | 0 | 0 | 0 |  | 0 | 0 | 0 | 0 |  | 0 |  | 0 | 0 | 0 | 0 | 0 |  | 0 |  | 0 | [7 empty] | 600 |  |  | 0 | 0 | 0 | 0 | 0 | 0 | 0 | 0 | 0 | 0 | 0 | 0 |  | 0 | 0 |  | 0 | 0
SCE Metro | Mesa (SCE) | 230 |  | 0 | 0 | 0 | 0 | 0 | 0 | 0 | 0 | 0 | 0 | 0 | 0 | 0 | 0 | 0 | 3.5 |  | 0 | 0 | 0 | 0 |  | 0 |  | 0 | 0 | 0 | 0 | 0 |  | 0 |  | 0 | [10 empty] | 0 | 0 | 0 | 0 | 0 | 0 | 0 | 0 | 0 | 0 | 0 | 0 |  | 0 | 0 |  | 0 | 3.5
SCE Metro | Mesa (SCE) | 500 |  | 0 | 0 | 0 | 0 | 0 | 0 | 0 | 0 | 0 | 0 | 0 | 0 | 0 | 0 | 0 | 0 |  | 0 | 0 | 0 | 0 |  | 0 |  | 0 | 0 | 0 | 0 | 0 |  | 0 |  | 0 | [10 empty] | 0 | 0 | 0 | 0 | 0 | 0 | 0 | 0 | 0 | 0 | 0 | 0 |  | 0 | 0 |  | 0 | 0
SDGE | Mesa Heights | 69 |  | 0 | 0 | 0 | 0 | 0 | 0 | 0 | 0 | 0 | 0 | 0 | 0 | 0 | 0 | 0 | 0 |  | 0 | 0 | 0 | 0 |  | 0 |  | 0 | 0 | 0 | 0 | 0 |  | 0 |  | 0 | [10 empty] | 0 | 0 | 0 | 0 | 0 | 0 | 0 | 0 | 0 | 0 | 0 | 0 |  | 0 | 0 |  | 0 | 0
PG&E GBA | Metcalf | 115 |  | 0 | 0 | 0 | 0 | 0 | 0 | 0 | 0 | 0 | 0 | 0 | 0 | 0 | 0 | 0 | 0 |  | 0 | 0 | 0 | 0 |  | 0 |  | 0 | 0 | 0 | 0 | 0 |  | 0 |  | 0 | [10 empty] | 0 | 0 | 0 | 0 | 0 | 0 | 0 | 0 | 0 | 0 | 0 | 0 |  | 0 | 0 |  | 0 | 0
PG&E GBA | Metcalf | 230 |  | 0 | 0 | 0 | 0 | 0 | 0 | 0 | 0 | 0 | 0 | 0 | 0 | 0 | 0 | 0 | 0 |  | 0 | 0 | 0 | 0 |  | 0 |  | 0 | 0 | 0 | 0 | 0 |  | 0 |  | 0 | [10 empty] | 0 | 0 | 0 | 0 | 0 | 0 | 0 | 0 | 0 | 0 | 0 | 0 |  | 0 | 0 |  | 0 | 0
PG&E GBA | Metcalf | 500 |  | 0 | 0 | 0 | 0 | 0 | 0 | 0 | 0 | 0 | 0 | 0 | 0 | 0 | 0 | 0 | 0 |  | 0 | 0 | 0 | 0 |  | 0 |  | 0 | 0 | 0 | 0 | 0 |  | 0 |  | 0 | [10 empty] | 0 | 0 | 0 | 0 | 0 | 0 | 0 | 0 | 0 | 0 | 0 | 0 |  | 0 | 0 |  | 0 | 0
PG&E KERN | Midway | 115 |  | 0 | 0 | 0 | 0 | 0 | 0 | 0 | 0 | 0 | 0 | 0 | 0 | 0 | 0 | 0 | 0 |  | 0 | 0 | 0 | 0 |  | 0 |  | 0 | 19.966 | 0 | 0 | 0 |  | 0 |  | 20 | [10 empty] | 0 | 0 | 0 | 0 | 0 | 0 | 0 | 0 | 19.966 | 0 | 0 | 0 |  | 0 | 0 |  | 0 | 20
PG&E KERN | Midway | 230 |  | 0 | 0 | 0 | 0 | 0 | 0 | 0 | 0 | 0 | 0 | 0 | 0 | 0 | 0 | 0 | 0 |  | 0 | 0 | 0 | 0 |  | 0 |  | 0 | 0 | 0 | 0 | 0 |  | 0 |  | 0 | [10 empty] | 0 | 0 | 0 | 0 | 0 | 0 | 0 | 0 | 0 | 0 | 0 | 0 |  | 0 | 0 |  | 0 | 0
PG&E KERN | Midway | 500 |  | 0 | 0 | 0 | 0 | 0 | 0 | 0 | 0 | 0 | 0 | 0 | 0 | 0 | 0 | 0 | 0 |  | 0 | 0 | 0 | 0 |  | 0 |  | 0 | 0 | 0 | 0 | 0 |  | 0 |  | 0 | [10 empty] | 0 | 0 | 0 | 0 | 0 | 0 | 0 | 0 | 0 | 0 | 0 | 0 |  | 0 | 0 |  | 0 | 0
SDGE | Miguel | 230 |  | 0 | 0 | 0 | 0 | 0 | 0 | 0 | 0 | 0 | 0 | 0 | 0 | 0 | 0 | 0 | 0 |  | 0 | 0 | 0 | 0 |  | 0 |  | 0 | 0 | 0 | 0 | 0 |  | 0 |  | 0 | [10 empty] | 0 | 0 | 0 | 0 | 0 | 0 | 0 | 0 | 0 | 0 | 0 | 0 |  | 0 | 0 |  | 0 | 0
SDGE | Miguel | 500 |  | 0 | 0 | 0 | 0 | 0 | 0 | 0 | 0 | 0 | 0 | 0 | 0 | 0 | 0 | 0 | 0 |  | 0 | 0 | 0 | 0 |  | 0 |  | 0 | 0 | 0 | 0 | 0 |  | 0 |  | 0 | [10 empty] | 0 | 0 | 0 | 0 | 0 | 0 | 0 | 0 | 0 | 0 | 0 | 0 |  | 0 | 0 |  | 0 | 0
SDGE | Miguel | 69 |  | 0 | 0 | 0 | 0 | 0 | 0 | 0 | 0 | 0 | 0 | 0 | 0 | 0 | 0 | 0 | 0 |  | 0 | 0 | 0 | 0 |  | 0 |  | 0 | 0 | 0 | 0 | 0 |  | 0 |  | 0 | [10 empty] | 0 | 0 | 0 | 0 | 0 | 0 | 0 | 0 | 0 | 0 | 0 | 0 |  | 0 | 0 |  | 0 | 0
PG&E GBA | Millbrae | 115 |  | 0 | 0 | 0 | 0 | 0 | 0 | 0 | 0 | 0 | 0 | 0 | 0 | 0 | 0 | 0 | 0 |  | 3.7248 | 0 | 0 | 0 |  | 0 |  | 3.7248 | 3.7248 | 0 | 0 | 0 |  | 0 |  | 3.7248 | [10 empty] | 3.7248 | 0 | 0 | 0 | 0 | 0 | 0 | 3.7248 | 3.7248 | 0 | 0 | 0 |  | 0 | 0 |  | 0 | 3.7248
PG&E GBA | Miller | 115 |  | 0 | 0 | 0 | 0 | 0 | 0 | 0 | 0 | 0 | 0 | 0 | 0 | 0 | 0 | 0 | 0 |  | 0 | 0 | 0 | 0 |  | 0 |  | 0 | 0 | 0 | 0 | 0 |  | 0 |  | 0 | [10 empty] | 0 | 0 | 0 | 0 | 0 | 0 | 0 | 0 | 0 | 0 | 0 | 0 |  | 0 | 0 |  | 0 | 0
SCE Metro | Mira Loma | 230 |  | 0 | 0 | 0 | 0 | 0 | 0 | 0 | 0 | 0 | 0 | 0 | 0 | 0 | 0 | 0 | 6.5 |  | 0 | 0 | 0 | 0 |  | 0 |  | 0 | 0 | 0 | 0 | 0 |  | 0 |  | 0 | [10 empty] | 0 | 0 | 0 | 0 | 0 | 0 | 0 | 0 | 0 | 0 | 0 | 0 |  | 0 | 0 |  | 0 | 6.5
SCE Metro | Mira Loma | 500 |  | 0 | 0 | 0 | 0 | 0 | 0 | 0 | 0 | 0 | 0 | 0 | 0 | 0 | 0 | 0 | 0 |  | 0 | 0 | 0 | 0 |  | 0 |  | 0 | 0 | 0 | 0 | 0 |  | 0 |  | 0 | [10 empty] | 0 | 0 | 0 | 0 | 0 | 0 | 0 | 0 | 0 | 0 | 0 | 0 |  | 0 | 0 |  | 0 | 0
SCE Eastern | Mirage | 115 |  | 0 | 0 | 0 | 0 | 0 | 0 | 0 | 0 | 0 | 0 | 0 | 0 | 0 | 0 | 0 | 200 |  | 0 | 0 | 0 | 0 |  | 0 |  | 0 | 0 | 0 | 0 | 0 |  | 0 |  | 0 | [10 empty] | 0 | 0 | 0 | 0 | 0 | 0 | 0 | 0 | 0 | 0 | 0 | 0 | 0 | 0 | 0 | 0 | 0 | 200
SCE Eastern | Mirage | 230 |  | 0 | 0 | 0 | 0 | 0 | 0 | 0 | 0 | 0 | 0 | 0 | 0 | 0 | 0 | 0 | 0 |  | 0 | 0 | 0 | 0 |  | 0 |  | 0 | 0 | 0 | 0 | 0 |  | 0 |  | 0 | [5 empty] | 671 |  |  |  |  | 0 | 0 | 0 | 0 | 0 | 0 | 0 | 0 | 0 | 0 | 0 | 0 | 0 | 671 | 0 | 0 | 0 | 0
SDGE | Mission | 138 |  | 0 | 0 | 0 | 0 | 0 | 0 | 0 | 0 | 0 | 0 | 0 | 0 | 0 | 0 | 0 | 0 |  | 0 | 0 | 0 | 0 |  | 0 |  | 0 | 0 | 0 | 0 | 0 |  | 0 |  | 0 | [10 empty] | 0 | 0 | 0 | 0 | 0 | 0 | 0 | 0 | 0 | 0 | 0 | 0 |  | 0 | 0 |  | 0 | 0
SDGE | Mission | 230 |  | 0 | 0 | 0 | 0 | 0 | 0 | 0 | 0 | 0 | 0 | 0 | 0 | 0 | 0 | 0 | 0 |  | 0 | 0 | 0 | 0 |  | 0 |  | 0 | 0 | 0 | 0 | 0 |  | 0 |  | 0 | [10 empty] | 0 | 0 | 0 | 0 | 0 | 0 | 0 | 0 | 0 | 0 | 0 | 0 |  | 0 | 0 |  | 0 | 0
SDGE | Mission | 69 |  | 0 | 0 | 0 | 0 | 0 | 0 | 0 | 0 | 0 | 0 | 0 | 0 | 0 | 0 | 0 | 0 |  | 0 | 0 | 0 | 0 |  | 0 |  | 0 | 0 | 0 | 0 | 0 |  | 0 |  | 0 | [10 empty] | 0 | 0 | 0 | 0 | 0 | 0 | 0 | 0 | 0 | 0 | 0 | 0 |  | 0 | 0 |  | 0 | 0
PG&E GBA | Mi-Wuk | 115 |  | 0 | 0 | 0 | 0 | 0 | 0 | 0 | 0 | 0 | 0 | 0 | 0 | 0 | 0 | 0 | 0 |  | 0 | 0 | 0 | 0 |  | 0 |  | 0 | 0 | 0 | 0 | 0 |  | 0 |  | 0 | [10 empty] | 0 | 0 | 0 | 0 | 0 | 0 | 0 | 0 | 0 | 0 | 0 | 0 |  | 0 | 0 |  | 0 | 0
SCE EOP | Mohave | 500 |  | 0 | 0 | 0 | 0 | 0 | 0 | 0 | 0 | 0 | 0 | 0 | 0 | 0 | 0 | 0 | 0 |  | 0 | 0 | 0 | 0 |  | 0 |  | 0 | 0 | 0 | 0 | 0 |  | 0 |  | 0 | [10 empty] | 0 | 0 | 0 | 0 | 0 | 0 | 0 | 0 | 0 | 0 | 0 | 0 |  | 0 | 0 |  | 0 | 0
PG&E NGBA | Monroe | 115 |  | 0 | 0 | 0 | 0 | 0 | 0 | 0 | 0 | 0 | 0 | 0 | 0 | 0 | 0 | 0 | 0 |  | 0 | 0 | 0 | 0 |  | 0 |  | 0 | 0 | 0 | 0 | 0 |  | 0 |  | 0 | [10 empty] | 0 | 0 | 0 | 0 | 0 | 0 | 0 | 0 | 0 | 0 | 0 | 0 |  | 0 | 0 |  | 0 | 0
SDGE | Monserate | 69 |  | 0 | 0 | 0 | 0 | 0 | 0 | 0 | 0 | 0.72 | 0 | 0 | 0 | 0 | 0 | 0 | 2 |  | 0 | 0 | 0 | 0 |  | 0 |  | 0 | 0 | 0 | 0 | 0 |  | 0 |  | 0 | [10 empty] | 0 | 0 | 0 | 0 | 0 | 0 | 0 | 0 | 0.72 | 0 | 0 | 0 |  | 0 | 0 |  | 0 | 2
PG&E GBA | Monta Vista | 115 |  | 0 | 0 | 0 | 0 | 0 | 0 | 0 | 0 | 0 | 0 | 0 | 0 | 0 | 0 | 0 | 0 |  | 0 | 0 | 0 | 0 |  | 0 |  | 0 | 0 | 0 | 0 | 0 |  | 0 |  | 0 | [10 empty] | 0 | 0 | 0 | 0 | 0 | 0 | 0 | 0 | 0 | 0 | 0 | 0 |  | 0 | 0 |  | 0 | 0
PG&E GBA | Monta Vista | 230 |  | 0 | 0 | 0 | 0 | 0 | 0 | 0 | 0 | 0 | 0 | 0 | 0 | 0 | 0 | 0 | 0 |  | 0 | 0 | 0 | 0 |  | 0 |  | 0 | 0 | 0 | 0 | 0 |  | 0 |  | 0 | [10 empty] | 0 | 0 | 0 | 0 | 0 | 0 | 0 | 0 | 0 | 0 | 0 | 0 |  | 0 | 0 |  | 0 | 0
PG&E GBA | Monta Vista | 60 |  | 0 | 0 | 0 | 0 | 0 | 0 | 0 | 0 | 0 | 0 | 0 | 0 | 0 | 0 | 0 | 0 |  | 0 | 0 | 0 | 0 |  | 0 |  | 0 | 0 | 0 | 0 | 0 |  | 0 |  | 0 | [10 empty] | 0 | 0 | 0 | 0 | 0 | 0 | 0 | 0 | 0 | 0 | 0 | 0 |  | 0 | 0 |  | 0 | 0
PG&E NGBA | Monticello | 115 |  | 0 | 0 | 0 | 0 | 0 | 0 | 0 | 0 | 0 | 0 | 0 | 0 | 0 | 0 | 0 | 0 |  | 0 | 0 | 0 | 0 |  | 0 |  | 0 | 0 | 0 | 0 | 0 |  | 0 |  | 0 | [10 empty] | 0 | 0 | 0 | 0 | 0 | 0 | 0 | 0 | 0 | 0 | 0 | 0 |  | 0 | 0 |  | 0 | 0
SCE Northern | Moorpark | 230 |  | 0 | 0 | 0 | 0 | 0 | 0 | 0 | 134.9 | 0 | 0 | 0 | 0 | 0 | 0 | 0 | 214.9 |  | 0 | 0 | 0 | 0 |  | 0 |  | 0 | 0 | 0 | 0 | 0 |  | 0 |  | 0 | [10 empty] | 0 | 0 | 0 | 0 | 0 | 0 | 0 | 134.9 | 0 | 0 | 0 | 0 |  | 0 | 0 |  | 0 | 214.9
SCE Northern | Moorpark | 66 |  | 0 | 0 | 0 | 0 | 0 | 0 | 0 | 0 | 0 | 0 | 0 | 0 | 0 | 0 | 0 | 0 |  | 0 | 0 | 0 | 0 |  | 0 |  | 0 | 0 | 0 | 0 | 0 |  | 0 |  | 0 | [10 empty] | 0 | 0 | 0 | 0 | 0 | 0 | 0 | 0 | 0 | 0 | 0 | 0 |  | 0 | 0 |  | 0 | 0
PG&E GBA | Moraga | 115 |  | 0 | 0 | 0 | 0 | 0 | 0 | 0 | 0 | 0 | 0 | 0 | 0 | 0 | 0 | 0 | 0 |  | 0 | 0 | 0 | 0 |  | 0 |  | 0 | 0 | 0 | 0 | 0 |  | 0 |  | 0 | [10 empty] | 0 | 0 | 0 | 0 | 0 | 0 | 0 | 0 | 0 | 0 | 0 | 0 |  | 0 | 0 |  | 0 | 0
PG&E GBA | Moraga | 230 |  | 0 | 0 | 0 | 0 | 0 | 0 | 0 | 0 | 0 | 0 | 0 | 0 | 0 | 0 | 0 | 0 |  | 0 | 0 | 0 | 0 |  | 0 |  | 0 | 0 | 0 | 0 | 0 |  | 0 |  | 0 | [10 empty] | 0 | 0 | 0 | 0 | 0 | 0 | 0 | 0 | 0 | 0 | 0 | 0 |  | 0 | 0 |  | 0 | 0
PG&E GBA | Morgan Hill | 115 |  | 0 | 0 | 0 | 0 | 0 | 0 | 0 | 0 | 0 | 0 | 0 | 0 | 0 | 0 | 0 | 0 |  | 0 | 0 | 0 | 0 |  | 0 |  | 20 | 0 | 0 | 0 | 0 |  | 0 |  | 24.98 | [10 empty] | 0 | 0 | 0 | 0 | 0 | 0 | 0 | 20 | 0 | 0 | 0 | 0 |  | 0 | 0 |  | 0 | 24.98
PG&E KERN | Morro Bay | 115 |  | 0 | 0 | 0 | 0 | 0 | 0 | 0 | 0 | 0 | 0 | 0 | 0 | 0 | 0 | 0 | 0 |  | 0 | 0 | 0 | 0 |  | 0 |  | 0 | 0 | 0 | 0 | 0 |  | 0 |  | 0 | [10 empty] | 0 | 0 | 0 | 0 | 0 | 0 | 0 | 0 | 0 | 0 | 0 | 0 |  | 0 | 0 |  | 0 | 0
PG&E KERN | Morro Bay | 230 |  | 0 | 0 | 0 | 0 | 0 | 0 | 0 | 0 | 0 | 0 | 0 | 0 | 0 | 0 | 0 | 0 |  | 0 | 0 | 0 | 0 |  | 0 |  | 0 | 0 | 0 | 0 | 0 |  | 0 |  | 0 | [10 empty] | 0 | 0 | 0 | 0 | 0 | 0 | 0 | 0 | 0 | 0 | 0 | 0 |  | 0 | 0 |  | 0 | 0
PG&E KERN | Morro Bay | 500 |  | 0 | 0 | 0 | 0 | 0 | 0 | 0 | 0 | 0 | 0 | 0 | 0 | 0 | 0 | 0 | 0 |  | 0 | 0 | 0 | 0 |  | 0 |  | 0 | 0 | 0 | 0 | 0 |  | 0 |  | 0 | [10 empty] | 0 | 0 | 0 | 0 | 0 | 0 | 0 | 0 | 0 | 0 | 0 | 0 |  | 0 | 0 |  | 0 | 0
PG&E GBA | Moss Landing | 115 |  | 0 | 0 | 0 | 0 | 0 | 0 | 0 | 0 | 0 | 0 | 0 | 0 | 0 | 0 | 0 | 0 |  | 0 | 0 | 0 | 0 |  | 0 |  | 0 | 0 | 0 | 0 | 0 |  | 0 |  | 0 | [10 empty] | 0 | 0 | 0 | 0 | 0 | 0 | 0 | 0 | 0 | 0 | 0 | 0 |  | 0 | 0 |  | 0 | 0
PG&E GBA | Moss Landing | 230 |  | 0 | 0 | 0 | 0 | 0 | 0 | 0 | 0 | 0 | 0 | 0 | 0 | 0 | 0 | 0 | 0 |  | 0 | 0 | 0 | 0 |  | 0 |  | 0 | 0 | 0 | 0 | 0 |  | 0 |  | 0 | [10 empty] | 0 | 0 | 0 | 0 | 0 | 0 | 0 | 0 | 0 | 0 | 0 | 0 |  | 0 | 0 |  | 0 | 0
PG&E GBA | Moss Landing | 500 |  | 0 | 0 | 0 | 0 | 0 | 0 | 0 | 0 | 0 | 0 | 0 | 0 | 0 | 0 | 0 | 0 |  | 0 | 0 | 0 | 0 |  | 0 |  | 0 | 0 | 0 | 0 | 0 |  | 0 |  | 0 | [10 empty] | 0 | 0 | 0 | 0 | 0 | 0 | 0 | 0 | 0 | 0 | 0 | 0 |  | 0 | 0 |  | 0 | 0
SCE EOP | Mountain Pass | 115 |  | 0 | 0 | 0 | 0 | 0 | 0 | 0 | 0 | 0 | 0 | 0 | 0 | 0 | 0 | 0 | 0 |  | 0 | 0 | 0 | 0 |  | 0 |  | 0 | 0 | 0 | 0 | 0 |  | 0 |  | 0 | [10 empty] | 0 | 0 | 0 | 0 | 0 | 0 | 0 | 0 | 0 | 0 | 0 | 0 |  | 0 | 0 |  | 0 | 0
PG&E GBA | Mountain View | 115 |  | 0 | 0 | 0 | 0 | 0 | 0 | 0 | 0 | 0 | 0 | 0 | 0 | 0 | 0 | 0 | 0 |  | 0 | 0 | 0 | 0 |  | 0 |  | 0 | 0 | 0 | 0 | 0 |  | 0 |  | 0 | [10 empty] | 0 | 0 | 0 | 0 | 0 | 0 | 0 | 0 | 0 | 0 | 0 | 0 |  | 0 | 0 |  | 0 | 0
PG&E GBA | Mt Eden | 115 |  | 0 | 0 | 0 | 0 | 0 | 0 | 0 | 0 | 0 | 0 | 0 | 0 | 0 | 0 | 0 | 0 |  | 3.125 | 0 | 0 | 0 |  | 0 |  | 3.125 | 3.125 | 0 | 0 | 0 |  | 0 |  | 3.125 | [10 empty] | 3.125 | 0 | 0 | 0 | 0 | 0 | 0 | 3.125 | 3.125 | 0 | 0 | 0 |  | 0 | 0 |  | 0 | 3.125
PG&E KERN | Mt Poso | 115 |  | 0 | 0 | 0 | 0 | 0 | 0 | 0 | 0 | 0 | 0 | 0 | 0 | 0 | 0 | 0 | 0 |  | 0 | 0 | 0 | 0 |  | 0 |  | 0 | 0 | 0 | 0 | 0 |  | 0 |  | 0 | [10 empty] | 0 | 0 | 0 | 0 | 0 | 0 | 0 | 0 | 0 | 0 | 0 | 0 |  | 0 | 0 |  | 0 | 0
SDGE | Murray | 69 |  | 0 | 0 | 0 | 0 | 0 | 0 | 0 | 0 | 0 | 0 | 0 | 0 | 0 | 0 | 0 | 21 |  | 0 | 0 | 0 | 0 |  | 0 |  | 0 | 0 | 0 | 0 | 0 |  | 0 |  | 0 | [10 empty] | 0 | 0 | 0 | 0 | 0 | 0 | 0 | 0 | 0 | 0 | 0 | 0 |  | 0 | 0 |  | 0 | 21
PG&E FRESNO | Mustang | 230 |  | 0 | 0 | 0 | 0 | 0 | 0 | 0 | 0 | 0 | 0 | 0 | 0 | 0 | 0 | 0 | 0 |  | 0 | 0 | 0 | 0 |  | 0 |  | 0 | 0 | 0 | 0 | 0 |  | 0 |  | 0 | [10 empty] | 0 | 0 | 0 | 0 | 0 | 0 | 0 | 0 | 0 | 0 | 0 | 0 |  | 0 | 0 |  | 0 | 0
SCE Northern | Neenach | 66 |  | 0 | 0 | 0 | 0 | 0 | 0 | 0 | 0 | 0 | 0 | 0 | 0 | 0 | 0 | 0 | 0 |  | 0 | 0 | 0 | 0 |  | 0 |  | 0 | 0 | 0 | 0 | 0 |  | 0 |  | 0 | [10 empty] | 0 | 0 | 0 | 0 | 0 | 0 | 0 | 0 | 0 | 0 | 0 | 0 |  | 0 | 0 |  | 0 | 0
PG&E KERN | New Sub - Gates - Midway (Proposed) | 230 |  | 0 | 0 | 0 | 0 | 0 | 0 | 0 | 0 | 0 | 0 | 0 | 0 | 0 | 0 | 0 | 0 |  | 0 | 0 | 0 | 0 |  | 0 |  | 0 | 0 | 0 | 0 | 0 |  | 0 |  | 0 | [10 empty] | 0 | 0 | 0 | 0 | 0 | 0 | 0 | 0 | 0 | 0 | 0 | 0 |  | 0 | 0 |  | 0 | 0
PG&E KERN | New Sub - Gates - Templeton (Proposed) | 230 |  | 0 | 0 | 0 | 0 | 0 | 0 | 0 | 0 | 0 | 0 | 0 | 0 | 0 | 0 | 0 | 0 |  | 0 | 0 | 0 | 0 |  | 0 |  | 0 | 0 | 0 | 0 | 0 |  | 0 |  | 0 | [10 empty] | 0 | 0 | 0 | 0 | 0 | 0 | 0 | 0 | 0 | 0 | 0 | 0 |  | 0 | 0 |  | 0 | 0
SCE NOL | New Sub - Kramer - Lugo (Proposed) | 230 |  | 0 | 0 | 0 | 0 | 0 | 0 | 0 | 0 | 0 | 0 | 0 | 0 | 0 | 0 | 0 | 0 |  | 0 | 0 | 0 | 0 |  | 0 |  | 0 | 0 | 0 | 0 | 0 |  | 0 |  | 0 | [10 empty] | 0 | 0 | 0 | 0 | 0 | 0 | 0 | 0 | 0 | 0 | 0 | 0 |  | 0 | 0 |  | 0 | 0
PG&E FRESNO | New Sub - Los Banos - Midway (Proposed) | 500 |  | 0 | 0 | 0 | 0 | 0 | 0 | 0 | 0 | 0 | 0 | 0 | 0 | 0 | 0 | 0 | 0 |  | 0 | 0 | 0 | 0 |  | 0 |  | 0 | 0 | 0 | 0 | 0 |  | 0 |  | 0 | [10 empty] | 0 | 0 | 0 | 0 | 0 | 0 | 0 | 0 | 0 | 0 | 0 | 0 |  | 0 | 0 |  | 0 | 0
SCE NOL | New Sub - Lugo - Pisgah (Proposed) | 230 |  | 0 | 0 | 0 | 0 | 0 | 0 | 0 | 0 | 0 | 0 | 0 | 0 | 0 | 0 | 0 | 0 |  | 0 | 0 | 0 | 0 |  | 0 |  | 0 | 0 | 0 | 0 | 0 |  | 0 |  | 0 | [10 empty] | 0 | 0 | 0 | 0 | 0 | 0 | 0 | 0 | 0 | 0 | 0 | 0 |  | 0 | 0 |  | 0 | 0
PG&E KERN | New Sub - Midway - Wheeler Ridge (Proposed) | 230 |  | 0 | 0 | 0 | 0 | 0 | 0 | 0 | 0 | 0 | 0 | 0 | 0 | 0 | 0 | 0 | 0 |  | 0 | 0 | 0 | 0 |  | 0 |  | 0 | 0 | 0 | 0 | 0 |  | 0 |  | 0 | [10 empty] | 0 | 0 | 0 | 0 | 0 | 0 | 0 | 0 | 0 | 0 | 0 | 0 |  | 0 | 0 |  | 0 | 0
PG&E NGBA | New Sub - Near existing Leavitt (PSREC) | 345 |  | 0 | 0 | 0 | 0 | 0 | 0 | 0 | 0 | 0 | 0 | 0 | 0 | 0 | 0 | 0 | 0 |  | 0 | 0 | 0 | 0 |  | 0 |  | 0 | 0 | 0 | 0 | 0 |  | 0 |  | 0 |  |  | 300 | [7 empty] | 0 | 0 | 0 | 0 | 0 | 0 | 0 | 0 | 0 | 0 | 300 | 0 | 0 | 0 | 0 | 0 | 0 | 0
PG&E NGBA | New Sub - Near existing Madeline (NVE) | 345 |  | 0 | 0 | 0 | 0 | 0 | 0 | 0 | 0 | 0 | 0 | 0 | 0 | 0 | 0 | 0 | 0 |  | 0 | 0 | 0 | 0 |  | 0 |  | 0 | 0 | 0 | 0 | 0 |  | 0 |  | 0 |  |  | 715 | [7 empty] | 0 | 0 | 0 | 0 | 0 | 0 | 0 | 0 | 0 | 0 | 715 | 0 | 0 | 0 | 0 | 0 | 0 | 0
SDGE | New Sub - North Gila - IV (Proposed) | 500 |  | 0 | 0 | 0 | 0 | 0 | 0 | 0 | 0 | 0 | 0 | 0 | 0 | 0 | 0 | 0 | 0 |  | 0 | 0 | 0 | 0 |  | 0 |  | 0 | 0 | 0 | 0 | 0 |  | 0 |  | 0 | [10 empty] | 0 | 0 | 0 | 0 | 0 | 0 | 0 | 0 | 0 | 0 | 0 | 0 |  | 0 | 0 |  | 0 | 0
PG&E NGBA | New Sub - Pit 1 - Cottonwood (Proposed) | 230 |  | 0 | 0 | 0 | 0 | 0 | 0 | 0 | 0 | 0 | 0 | 0 | 0 | 0 | 0 | 0 | 0 |  | 0 | 0 | 0 | 0 |  | 0 |  | 0 | 0 | 0 | 0 | 0 |  | 0 |  | 0 | [10 empty] | 0 | 0 | 0 | 0 | 0 | 0 | 0 | 0 | 0 | 0 | 0 | 0 |  | 0 | 0 |  | 0 | 0
PG&E GBA | New Sub - Rancho Seco - Bellota (Proposed) | 230 |  | 0 | 0 | 0 | 0 | 0 | 0 | 0 | 0 | 0 | 0 | 0 | 0 | 0 | 0 | 0 | 0 |  | 0 | 0 | 0 | 0 |  | 0 |  | 0 | 0 | 0 | 0 | 0 |  | 0 |  | 0 | [10 empty] | 0 | 0 | 0 | 0 | 0 | 0 | 0 | 0 | 0 | 0 | 0 | 0 |  | 0 | 0 |  | 0 | 0
SDGE | New Sub - Suncrest - Ocotillo (Proposed) | 500 |  | 0 | 0 | 0 | 0 | 0 | 0 | 0 | 0 | 0 | 0 | 0 | 0 | 0 | 0 | 0 | 0 |  | 0 | 0 | 0 | 0 |  | 0 |  | 0 | 0 | 0 | 0 | 0 |  | 0 |  | 0 | [10 empty] | 0 | 0 | 0 | 0 | 0 | 0 | 0 | 0 | 0 | 0 | 0 | 0 |  | 0 | 0 |  | 0 | 0
PG&E FRESNO | New Sub - Westley - Quinto (Proposed) | 230 |  | 0 | 0 | 0 | 0 | 0 | 0 | 0 | 0 | 0 | 0 | 0 | 0 | 0 | 0 | 0 | 0 |  | 0 | 0 | 0 | 0 |  | 0 |  | 0 | 0 | 0 | 0 | 0 |  | 0 |  | 0 | [10 empty] | 0 | 0 | 0 | 0 | 0 | 0 | 0 | 0 | 0 | 0 | 0 | 0 |  | 0 | 0 |  | 0 | 0
PG&E GBA | Newark | 115 |  | 0 | 0 | 0 | 0 | 0 | 0 | 0 | 0 | 0 | 0 | 0 | 0 | 0 | 0 | 0 | 0 |  | 0 | 0 | 0 | 0 |  | 0 |  | 0 | 0 | 0 | 0 | 0 |  | 0 |  | 0 | [10 empty] | 0 | 0 | 0 | 0 | 0 | 0 | 0 | 0 | 0 | 0 | 0 | 0 |  | 0 | 0 |  | 0 | 0
PG&E GBA | Newark | 230 |  | 0 | 0 | 0 | 0 | 0 | 0 | 0 | 0 | 0 | 0 | 0 | 0 | 0 | 0 | 0 | 0 |  | 0 | 0 | 0 | 0 |  | 0 |  | 0 | 0 | 0 | 0 | 0 |  | 0 |  | 0 | [10 empty] | 0 | 0 | 0 | 0 | 0 | 0 | 0 | 0 | 0 | 0 | 0 | 0 |  | 0 | 0 |  | 0 | 0
PG&E GBA | Newark | 60 |  | 0 | 0 | 0 | 0 | 0 | 0 | 0 | 0 | 0 | 0 | 0 | 0 | 0 | 0 | 0 | 0 |  | 2.9781 | 0 | 0 | 0 |  | 0 |  | 1.7989 | 2.9781 | 15 | 0 | 0 |  | 0 |  | 16.7579 | [10 empty] | 2.9781 | 0 | 0 | 0 | 0 | 0 | 0 | 1.7989 | 2.9781 | 15 | 0 | 0 |  | 0 | 0 |  | 0 | 16.7579
PG&E FRESNO | Newhall | 115 |  | 0 | 0 | 0 | 0 | 0 | 0 | 0 | 0 | 0 | 0 | 0 | 0 | 0 | 0 | 0 | 0 |  | 0 | 0 | 0 | 0 |  | 0 |  | 0 | 9.7 | 0 | 0 | 0 |  | 0 |  | 9.7 | [10 empty] | 0 | 0 | 0 | 0 | 0 | 0 | 0 | 0 | 9.7 | 0 | 0 | 0 |  | 0 | 0 |  | 0 | 9.7
PG&E KERN | Norco | 115 |  | 0 | 0 | 0 | 0 | 0 | 0 | 0 | 0 | 0 | 0 | 0 | 0 | 0 | 0 | 0 | 0 |  | 0 | 0 | 0 | 0 |  | 0 |  | 0 | 0 | 0 | 0 | 0 |  | 0.8 |  | 0 | [10 empty] | 0 | 0 | 0 | 0 | 0 | 0 | 0 | 0 | 0 | 0 | 0 | 0 |  | 0 | 0.8 |  | 0 | 0
PG&E GBA | Nortech | 115 |  | 0 | 0 | 0 | 0 | 0 | 0 | 0 | 0 | 0 | 0 | 0 | 0 | 0 | 0 | 0 | 0 |  | 0 | 0 | 0 | 0 |  | 0 |  | 0 | 0 | 0 | 0 | 0 |  | 0 |  | 0 | [10 empty] | 0 | 0 | 0 | 0 | 0 | 0 | 0 | 0 | 0 | 0 | 0 | 0 |  | 0 | 0 |  | 0 | 0
SDGE | North City Metering | 138 |  | 0 | 0 | 0 | 0 | 0 | 0 | 0 | 0 | 0 | 0 | 0 | 0 | 0 | 0 | 0 | 0 |  | 0 | 0 | 0 | 0 |  | 0 |  | 0 | 0 | 0 | 0 | 0 |  | 0 |  | 0 | [10 empty] | 0 | 0 | 0 | 0 | 0 | 0 | 0 | 0 | 0 | 0 | 0 | 0 |  | 0 | 0 |  | 0 | 0
PG&E GBA | North Dublin | 230 |  | 0 | 0 | 0 | 0 | 0 | 0 | 0 | 0 | 0 | 0 | 0 | 0 | 0 | 0 | 0 | 0 |  | 0 | 0 | 0 | 0 |  | 0 |  | 0 | 0 | 0 | 0 | 0 |  | 0 |  | 0 | [10 empty] | 0 | 0 | 0 | 0 | 0 | 0 | 0 | 0 | 0 | 0 | 0 | 0 |  | 0 | 0 |  | 0 | 0
SDGE | North Gila | 500 |  | 0 | 0 | 0 | 0 | 0 | 0 | 0 | 0 | 0 | 0 | 0 | 0 | 0 | 0 | 0 | 0 |  | 0 | 0 | 0 | 0 |  | 0 |  | 0 | 0 | 0 | 0 | 0 |  | 0 |  | 0 | [10 empty] | 0 | 0 | 0 | 0 | 0 | 0 | 0 | 0 | 0 | 0 | 0 | 0 |  | 0 | 0 |  | 0 | 0
SCE Metro | North of SONGS | 230 |  | 0 | 0 | 0 | 0 | 0 | 0 | 0 | 0 | 0 | 0 | 0 | 0 | 0 | 0 | 0 | 0 |  | 0 | 0 | 0 | 0 |  | 0 |  | 0 | 0 | 0 | 0 | 0 |  | 0 |  | 0 | [10 empty] | 0 | 0 | 0 | 0 | 0 | 0 | 0 | 0 | 0 | 0 | 0 | 0 |  | 0 | 0 |  | 0 | 0
SCE Metro | North of SONGS | 500 |  | 0 | 0 | 0 | 0 | 0 | 0 | 0 | 0 | 0 | 0 | 0 | 0 | 0 | 0 | 0 | 0 |  | 0 | 0 | 0 | 0 |  | 0 |  | 0 | 0 | 0 | 0 | 0 |  | 0 |  | 0 | [10 empty] | 0 | 0 | 0 | 0 | 0 | 0 | 0 | 0 | 0 | 0 | 0 | 0 |  | 0 | 0 |  | 0 | 0
PG&E NGBA | Notre Dame | 115 |  | 0 | 0 | 0 | 0 | 0 | 0 | 0 | 0 | 0 | 0 | 0 | 0 | 0 | 0 | 0 | 0 |  | 0 | 0 | 0 | 0 |  | 0 |  | 0 | 4.99 | 0 | 0 | 0 |  | 0 |  | 0 | [10 empty] | 0 | 0 | 0 | 0 | 0 | 0 | 0 | 0 | 4.99 | 0 | 0 | 0 |  | 0 | 0 |  | 0 | 0
PG&E GBA | Oakland C | 115 |  | 0 | 0 | 0 | 0 | 0 | 0 | 0 | 0 | 0 | 0 | 0 | 0 | 0 | 0 | 0 | 0 |  | 0 | 0 | 0 | 0 |  | 0 |  | 0 | 0 | 0 | 0 | 0 |  | 0 |  | 0 | [10 empty] | 0 | 0 | 0 | 0 | 0 | 0 | 0 | 0 | 0 | 0 | 0 | 0 |  | 0 | 0 |  | 0 | 0
PG&E GBA | Oakland J | 115 |  | 0 | 0 | 0 | 0 | 0 | 0 | 0 | 0 | 0 | 0 | 0 | 0 | 0 | 0 | 0 | 0 |  | 2.254 | 0 | 0 | 0 |  | 0 |  | 0.072 | 3.0661 | 0 | 0 | 0 |  | 0 |  | 13.3641 | [10 empty] | 2.254 | 0 | 0 | 0 | 0 | 0 | 0 | 0.072 | 3.0661 | 0 | 0 | 0 |  | 0 | 0 |  | 0 | 13.3641
PG&E GBA | Oakland L | 115 |  | 0 | 0 | 0 | 0 | 0 | 0 | 0 | 0 | 0 | 0 | 0 | 0 | 0 | 0 | 0 | 0 |  | 0.01445 | 0 | 0 | 0 |  | 0 |  | 0 | 0.01445 | 0 | 0 | 0 |  | 0 |  | 0 | [10 empty] | 0.01445 | 0 | 0 | 0 | 0 | 0 | 0 | 0 | 0.01445 | 0 | 0 | 0 |  | 0 | 0 |  | 0 | 0
PG&E GBA | Oakland X | 115 |  | 0 | 0 | 0 | 0 | 0 | 0 | 0 | 0 | 0 | 0 | 0 | 0 | 0 | 0 | 0 | 0 |  | 0 | 0 | 0 | 0 |  | 0 |  | 0 | 0 | 0 | 0 | 0 |  | 0 |  | 0 | [10 empty] | 0 | 0 | 0 | 0 | 0 | 0 | 0 | 0 | 0 | 0 | 0 | 0 |  | 0 | 0 |  | 0 | 0
SDGE | Ocean Ranch | 69 |  | 0 | 0 | 0 | 0 | 0 | 0 | 0 | 0 | 0 | 0 | 0 | 0 | 0 | 0 | 0 | 20 |  | 0 | 0 | 0 | 0 |  | 0 |  | 0 | 0 | 0 | 0 | 0 |  | 0 |  | 0 | [10 empty] | 0 | 0 | 0 | 0 | 0 | 0 | 0 | 0 | 0 | 0 | 0 | 0 |  | 0 | 0 |  | 0 | 20
PG&E KERN | Oceano | 115 |  | 0 | 0 | 0 | 0 | 0 | 0 | 0 | 0 | 0 | 0 | 0 | 0 | 0 | 0 | 0 | 0 |  | 0 | 0 | 0 | 0 |  | 0 |  | 0 | 0 | 0 | 0 | 0 |  | 0 |  | 0 | [10 empty] | 0 | 0 | 0 | 0 | 0 | 0 | 0 | 0 | 0 | 0 | 0 | 0 |  | 0 | 0 |  | 0 | 0
SDGE | Ocotillo Express | 500 |  | 0 | 0 | 0 | 0 | 0 | 0 | 0 | 0 | 0 | 0 | 0 | 0 | 0 | 0 | 0 | 0 |  | 0 | 0 | 0 | 0 |  | 0 |  | 0 | 0 | 0 | 0 | 0 |  | 0 |  | 0 | [10 empty] | 0 | 0 | 0 | 0 | 0 | 0 | 0 | 0 | 0 | 0 | 0 | 0 |  | 0 | 0 |  | 0 | 0
PG&E KERN | Old River | 70 |  | 0 | 0 | 0 | 0 | 0 | 0 | 0 | 0 | 0 | 0 | 0 | 0 | 0 | 0 | 0 | 0 |  | 0 | 0 | 0 | 0 |  | 0 |  | 0 | 0 | 0 | 0 | 0 |  | 0 |  | 0 | [10 empty] | 0 | 0 | 0 | 0 | 0 | 0 | 0 | 0 | 0 | 0 | 0 | 0 |  | 0 | 0 |  | 0 | 0
SDGE | Old Town | 230 |  | 0 | 0 | 0 | 0 | 0 | 0 | 0 | 0 | 0 | 0 | 0 | 0 | 0 | 0 | 0 | 0 |  | 0 | 0 | 0 | 0 |  | 0 |  | 0 | 0 | 0 | 0 | 0 |  | 0 |  | 0 | [10 empty] | 0 | 0 | 0 | 0 | 0 | 0 | 0 | 0 | 0 | 0 | 0 | 0 |  | 0 | 0 |  | 0 | 0
SCE Metro | Olinda | 230 |  | 0 | 0 | 0 | 0 | 0 | 0 | 100 | 100 | 0 | 0 | 0 | 0 | 0 | 0 | 100 | 320 |  | 0 | 0 | 0 | 0 |  | 0 |  | 0 | 0 | 0 | 0 | 0 |  | 0 |  | 0 | [10 empty] | 0 | 0 | 0 | 0 | 0 | 0 | 100 | 100 | 0 | 0 | 0 | 0 |  | 0 | 0 |  | 100 | 320
PG&E FRESNO | Olive | 115 |  | 0 | 0 | 0 | 0 | 0 | 0 | 0 | 0 | 0 | 0 | 0 | 0 | 0 | 0 | 0 | 0 |  | 0 | 0 | 0 | 0 |  | 0 |  | 0 | 0 | 0 | 0 | 0 |  | 0 |  | 0 | [10 empty] | 0 | 0 | 0 | 0 | 0 | 0 | 0 | 0 | 0 | 0 | 0 | 0 |  | 0 | 0 |  | 0 | 0
PG&E NGBA | Olivehurst | 115 |  | 0 | 0 | 0 | 0 | 0 | 0 | 0 | 0 | 0 | 0 | 0 | 0 | 0 | 0 | 0 | 0 |  | 0 | 0 | 0 | 0 |  | 0 |  | 4.092 | 5.511 | 0 | 0 | 0 |  | 0 |  | 4.092 | [10 empty] | 0 | 0 | 0 | 0 | 0 | 0 | 0 | 4.092 | 5.511 | 0 | 0 | 0 |  | 0 | 0 |  | 0 | 4.092
PG&E NGBA | Oregon Trail | 60 |  | 0 | 0 | 0 | 0 | 0 | 0 | 0 | 0 | 0 | 0 | 0 | 0 | 0 | 0 | 0 | 0 |  | 0 | 0 | 0 | 0 |  | 0 |  | 0 | 0 | 0 | 0 | 0 |  | 0 |  | 0 | [10 empty] | 0 | 0 | 0 | 0 | 0 | 0 | 0 | 0 | 0 | 0 | 0 | 0 |  | 0 | 0 |  | 0 | 0
SCE Northern | Ormond Beach | 230 |  | 0 | 0 | 0 | 0 | 0 | 0 | 0 | 0 | 0 | 0 | 0 | 0 | 0 | 0 | 0 | 0 |  | 0 | 0 | 0 | 0 |  | 0 |  | 0 | 0 | 0 | 0 | 0 |  | 0 |  | 0 | [10 empty] | 0 | 0 | 0 | 0 | 0 | 0 | 0 | 0 | 0 | 0 | 0 | 0 |  | 0 | 0 |  | 0 | 0
PG&E FRESNO | Oro Loma | 115 |  | 0 | 0 | 0 | 0 | 0 | 0 | 0 | 0 | 0 | 0 | 0 | 0 | 0 | 0 | 0 | 0 |  | 0 | 0 | 0 | 0 |  | 0 |  | 0 | 0 | 0 | 0 | 0 |  | 0 |  | 0 | [10 empty] | 0 | 0 | 0 | 0 | 0 | 0 | 0 | 0 | 0 | 0 | 0 | 0 |  | 0 | 0 |  | 0 | 0
PG&E FRESNO | Oro Loma | 70 |  | 0 | 0 | 0 | 0 | 0 | 0 | 0 | 0 | 0 | 0 | 0 | 0 | 0 | 0 | 0 | 0 |  | 6.4748 | 0 | 0 | 0 |  | 0 |  | 0 | 6.4748 | 0 | 0 | 0 |  | 0 |  | 0 | [10 empty] | 6.4748 | 0 | 0 | 0 | 0 | 0 | 0 | 0 | 6.4748 | 0 | 0 | 0 |  | 0 | 0 |  | 0 | 0
PG&E FRESNO | Orosi | 70 |  | 0 | 0 | 0 | 0 | 0 | 0 | 0 | 0 | 0 | 0 | 0 | 0 | 0 | 0 | 0 | 0 |  | 0 | 0 | 0 | 0 |  | 0 |  | 0 | 0 | 20 | 0 | 0 |  | 0 |  | 0 | [10 empty] | 0 | 0 | 0 | 0 | 0 | 0 | 0 | 0 | 0 | 20 | 0 | 0 |  | 0 | 0 |  | 0 | 0
SDGE | Otay | 69 |  | 0 | 0 | 0 | 0 | 0 | 0 | 0 | 0 | 0 | 0 | 0 | 0 | 0 | 0 | 0 | 0 |  | 0 | 0 | 0 | 0 |  | 0 |  | 0 | 0 | 0 | 0 | 0 |  | 0 |  | 0 | [10 empty] | 0 | 0 | 0 | 0 | 0 | 0 | 0 | 0 | 0 | 0 | 0 | 0 |  | 0 | 0 |  | 0 | 0
SDGE | Otay Mesa | 230 |  | 0 | 0 | 0 | 0 | 0 | 0 | 0 | 0 | 0 | 0 | 0 | 0 | 0 | 0 | 0 | 0 |  | 0 | 0 | 0 | 0 |  | 0 |  | 0 | 0 | 0 | 0 | 0 |  | 0 |  | 0 | [10 empty] | 0 | 0 | 0 | 0 | 0 | 0 | 0 | 0 | 0 | 0 | 0 | 0 |  | 0 | 0 |  | 0 | 0
PG&E FRESNO | Padre Flats SW STA | 230 |  | 0 | 0 | 0 | 0 | 0 | 0 | 0 | 0 | 0 | 0 | 0 | 0 | 0 | 0 | 0 | 0 |  | 0 | 0 | 0 | 0 |  | 0 |  | 0 | 0 | 0 | 0 | 0 |  | 0 |  | 0 | [10 empty] | 0 | 0 | 0 | 0 | 0 | 0 | 0 | 0 | 0 | 0 | 0 | 0 |  | 0 | 0 |  | 0 | 0
SCE EOP | Pahrump | 138 |  | 0 | 0 | 0 | 0 | 0 | 0 | 0 | 0 | 0 | 0 | 0 | 0 | 0 | 0 | 0 | 0 |  | 0 | 0 | 0 | 0 |  | 0 |  | 0 | 0 | 0 | 0 | 0 |  | 0 |  | 0 | [10 empty] | 0 | 0 | 0 | 0 | 0 | 0 | 0 | 0 | 0 | 0 | 0 | 0 |  | 0 | 0 |  | 0 | 0
SCE EOP | Pahrump | 230 |  | 0 | 0 | 0 | 0 | 0 | 0 | 0 | 0 | 0 | 0 | 0 | 0 | 0 | 0 | 0 | 0 |  | 0 | 0 | 0 | 0 |  | 0 |  | 0 | 0 | 0 | 0 | 0 |  | 0 |  | 0 | [10 empty] | 0 | 0 | 0 | 0 | 0 | 0 | 0 | 0 | 0 | 0 | 0 | 0 |  | 0 | 0 |  | 0 | 0
SDGE | Pala | 69 |  | 0 | 0 | 0 | 0 | 0 | 0 | 0 | 0 | 0 | 0 | 0 | 0 | 0 | 0 | 0 | 0 |  | 0 | 0 | 0 | 0 |  | 0 |  | 0 | 0 | 0 | 0 | 0 |  | 0 |  | 0 | [10 empty] | 0 | 0 | 0 | 0 | 0 | 0 | 0 | 0 | 0 | 0 | 0 | 0 |  | 0 | 0 |  | 0 | 0
PG&E NGBA | Palermo | 115 |  | 0 | 0 | 0 | 0 | 0 | 0 | 0 | 0 | 0 | 0 | 0 | 0 | 0 | 0 | 0 | 0 |  | 0 | 0 | 0 | 0 |  | 0 |  | 0 | 0 | 0 | 0 | 0 |  | 0 |  | 0 | [10 empty] | 0 | 0 | 0 | 0 | 0 | 0 | 0 | 0 | 0 | 0 | 0 | 0 |  | 0 | 0 |  | 0 | 0
PG&E NGBA | Palermo | 230 |  | 0 | 0 | 0 | 0 | 0 | 0 | 0 | 0 | 0 | 0 | 0 | 0 | 0 | 0 | 0 | 0 |  | 0 | 0 | 0 | 0 |  | 0 |  | 0 | 0 | 0 | 0 | 0 |  | 0 |  | 0 | [10 empty] | 0 | 0 | 0 | 0 | 0 | 0 | 0 | 0 | 0 | 0 | 0 | 0 |  | 0 | 0 |  | 0 | 0
SCE Eastern | Palo Verde | 500 |  | 0 | 0 | 0 | 0 | 0 | 0 | 0 | 0 | 0 | 0 | 0 | 0 | 0 | 0 | 0 | 0 |  | 0 | 0 | 0 | 0 |  | 0 |  | 0 | 0 | 0 | 0 | 0 |  | 0 |  | 0 | [10 empty] | 0 | 0 | 0 | 0 | 0 | 0 | 0 | 0 | 0 | 0 | 0 | 0 |  | 0 | 0 |  | 0 | 0
SDGE | Palomar Energy | 230 |  | 0 | 0 | 0 | 0 | 0 | 0 | 0 | 0 | 0 | 0 | 0 | 0 | 0 | 0 | 0 | 0 |  | 0 | 0 | 0 | 0 |  | 0 |  | 0 | 0 | 0 | 0 | 0 |  | 0 |  | 0 | [10 empty] | 0 | 0 | 0 | 0 | 0 | 0 | 0 | 0 | 0 | 0 | 0 | 0 |  | 0 | 0 |  | 0 | 0
PG&E KERN | Panama | 70 |  | 0 | 0 | 0 | 0 | 0 | 0 | 0 | 0 | 0 | 0 | 0 | 0 | 0 | 0 | 0 | 0 |  | 0 | 0 | 0 | 0 |  | 0 |  | 0 | 0 | 0 | 0 | 0 |  | 0 |  | 0 | [10 empty] | 0 | 0 | 0 | 0 | 0 | 0 | 0 | 0 | 0 | 0 | 0 | 0 |  | 0 | 0 |  | 0 | 0
PG&E FRESNO | Panoche | 115 |  | 0 | 0 | 0 | 0 | 0 | 0 | 0 | 0 | 0 | 0 | 0 | 0 | 0 | 0 | 0 | 0 |  | 1.75 | 0 | 0 | 0 |  | 0 |  | 0 | 1.75 | 0 | 0 | 0 |  | 0 |  | 0 | [10 empty] | 1.75 | 0 | 0 | 0 | 0 | 0 | 0 | 0 | 1.75 | 0 | 0 | 0 |  | 0 | 0 |  | 0 | 0
PG&E FRESNO | Panoche | 230 |  | 0 | 0 | 0 | 0 | 0 | 0 | 0 | 0 | 0 | 0 | 0 | 0 | 0 | 0 | 0 | 0 |  | 0 | 0 | 0 | 0 |  | 0 |  | 0 | 0 | 0 | 0 | 0 |  | 0 |  | 0 | [10 empty] | 0 | 0 | 0 | 0 | 0 | 0 | 0 | 0 | 0 | 0 | 0 | 0 |  | 0 | 0 |  | 0 | 0
SCE Northern | Pardee | 230 |  | 0 | 0 | 0 | 0 | 0 | 0 | 0 | 0 | 0 | 0 | 0 | 0 | 0 | 0 | 0 | 0 |  | 0 | 0 | 0 | 0 |  | 0 |  | 0 | 0 | 0 | 0 | 0 |  | 0 |  | 0 | [10 empty] | 0 | 0 | 0 | 0 | 0 | 0 | 0 | 0 | 0 | 0 | 0 | 0 |  | 0 | 0 |  | 0 | 0
PG&E NGBA | Parkway | 230 |  | 0 | 0 | 0 | 0 | 0 | 0 | 0 | 0 | 0 | 0 | 0 | 0 | 0 | 0 | 0 | 0 |  | 0 | 0 | 0 | 0 |  | 0 |  | 0 | 0 | 0 | 0 | 0 |  | 3.88 |  | 0 | [10 empty] | 0 | 0 | 0 | 0 | 0 | 0 | 0 | 0 | 0 | 0 | 0 | 0 |  | 0 | 3.88 |  | 0 | 0
SCE Northern | Pastoria | 230 |  | 0 | 0 | 0 | 0 | 0 | 0 | 0 | 0 | 0 | 0 | 0 | 0 | 0 | 0 | 0 | 0 |  | 0 | 0 | 0 | 0 |  | 0 |  | 0 | 0 | 0 | 0 | 0 |  | 0 |  | 0 | [10 empty] | 0 | 0 | 0 | 0 | 0 | 0 | 0 | 0 | 0 | 0 | 0 | 0 |  | 0 | 0 |  | 0 | 0
SCE Metro | Pauda | 230 |  | 0 | 0 | 0 | 0 | 0 | 0 | 0 | 0 | 0 | 0 | 0 | 0 | 0 | 0 | 110 | 210 |  | 0 | 0 | 0 | 0 |  | 0 |  | 0 | 0 | 0 | 0 | 0 |  | 0 |  | 0 | [10 empty] | 0 | 0 | 0 | 0 | 0 | 0 | 0 | 0 | 0 | 0 | 0 | 0 |  | 0 | 0 |  | 110 | 210
PG&E GBA | Paul Sweet | 115 |  | 0 | 0 | 0 | 0 | 0 | 0 | 0 | 0 | 0 | 0 | 0 | 0 | 0 | 0 | 0 | 0 |  | 3.5543 | 0 | 0 | 0 |  | 0 |  | 3.5543 | 3.5543 | 0 | 0 | 0 |  | 0 |  | 3.5543 | [10 empty] | 3.5543 | 0 | 0 | 0 | 0 | 0 | 0 | 3.5543 | 3.5543 | 0 | 0 | 0 |  | 0 | 0 |  | 0 | 3.5543
PG&E NGBA | Peabody | 230 |  | 0 | 0 | 0 | 0 | 0 | 0 | 0 | 0 | 0 | 0 | 0 | 0 | 0 | 0 | 0 | 0 |  | 9.0298 | 0 | 0 | 0 |  | 0 |  | 4.2574 | 11.2048 | 0 | 0 | 0 |  | 0 |  | 4.2574 | [10 empty] | 9.0298 | 0 | 0 | 0 | 0 | 0 | 0 | 4.2574 | 11.2048 | 0 | 0 | 0 |  | 0 | 0 |  | 0 | 4.2574
PG&E NGBA | Pease | 115 |  | 0 | 0 | 0 | 0 | 0 | 0 | 0 | 0 | 0 | 0 | 0 | 0 | 0 | 0 | 0 | 0 |  | 0 | 0 | 0 | 0 |  | 0 |  | 0 | 0 | 0 | 0 | 0 |  | 0 |  | 0 | [10 empty] | 0 | 0 | 0 | 0 | 0 | 0 | 0 | 0 | 0 | 0 | 0 | 0 |  | 0 | 0 |  | 0 | 0
PG&E NGBA | Pease | 60 |  | 0 | 0 | 0 | 0 | 0 | 0 | 0 | 0 | 0 | 0 | 0 | 0 | 0 | 0 | 0 | 0 |  | 3.2 | 0 | 0 | 0 |  | 0 |  | 0 | 3.2 | 0 | 0 | 0 |  | 0 |  | 0 | [10 empty] | 3.2 | 0 | 0 | 0 | 0 | 0 | 0 | 0 | 3.2 | 0 | 0 | 0 |  | 0 | 0 |  | 0 | 0
SDGE | Penasquitos | 138 |  | 0 | 0 | 0 | 0 | 0 | 0 | 0 | 0 | 0 | 0 | 0 | 0 | 0 | 0 | 0 | 0 |  | 0 | 0 | 0 | 0 |  | 0 |  | 0 | 0 | 0 | 0 | 0 |  | 0 |  | 0 | [10 empty] | 0 | 0 | 0 | 0 | 0 | 0 | 0 | 0 | 0 | 0 | 0 | 0 |  | 0 | 0 |  | 0 | 0
SDGE | Penasquitos | 230 |  | 0 | 0 | 0 | 0 | 0 | 0 | 0 | 0 | 0 | 0 | 0 | 0 | 0 | 0 | 0 | 0 |  | 0 | 0 | 0 | 0 |  | 0 |  | 0 | 0 | 0 | 0 | 0 |  | 0 |  | 0 | [10 empty] | 0 | 0 | 0 | 0 | 0 | 0 | 0 | 0 | 0 | 0 | 0 | 0 |  | 0 | 0 |  | 0 | 0
SDGE | Penasquitos | 69 |  | 0 | 0 | 0 | 0 | 0 | 0 | 0 | 0 | 0 | 0 | 0 | 0 | 0 | 0 | 0 | 0 |  | 0 | 0 | 0 | 0 |  | 0 |  | 0 | 0 | 0 | 0 | 0 |  | 0 |  | 0 | [10 empty] | 0 | 0 | 0 | 0 | 0 | 0 | 0 | 0 | 0 | 0 | 0 | 0 |  | 0 | 0 |  | 0 | 0
SDGE | Pendleton | 69 |  | 0 | 0 | 0 | 0 | 0 | 0 | 0 | 0 | 0 | 0 | 0 | 0 | 0 | 0 | 0 | 0 |  | 0 | 0 | 0 | 0 |  | 0 |  | 0 | 0 | 0 | 0 | 0 |  | 0 |  | 0 | [10 empty] | 0 | 0 | 0 | 0 | 0 | 0 | 0 | 0 | 0 | 0 | 0 | 0 |  | 0 | 0 |  | 0 | 0
PG&E NGBA | Penngrove | 115 |  | 0 | 0 | 0 | 0 | 0 | 0 | 0 | 0 | 0 | 0 | 0 | 0 | 0 | 0 | 0 | 0 |  | 6.025 | 0 | 0 | 0 |  | 0 |  | 6.025 | 6.025 | 0 | 0 | 0 |  | 0 |  | 6.025 | [10 empty] | 6.025 | 0 | 0 | 0 | 0 | 0 | 0 | 6.025 | 6.025 | 0 | 0 | 0 |  | 0 | 0 |  | 0 | 6.025
PG&E GBA | Peoria | 115 |  | 0 | 0 | 0 | 0 | 0 | 0 | 0 | 0 | 0 | 0 | 0 | 0 | 0 | 0 | 0 | 0 |  | 0 | 0 | 0 | 0 |  | 0 |  | 0 | 0 | 0 | 0 | 0 |  | 0 |  | 0 | [10 empty] | 0 | 0 | 0 | 0 | 0 | 0 | 0 | 0 | 0 | 0 | 0 | 0 |  | 0 | 0 |  | 0 | 0
PG&E GBA | Piercy | 115 |  | 0 | 0 | 0 | 0 | 0 | 0 | 0 | 0 | 0 | 0 | 0 | 0 | 0 | 0 | 0 | 0 |  | 0 | 0 | 0 | 0 |  | 0 |  | 0 | 0 | 0 | 0 | 0 |  | 0 |  | 0 | [10 empty] | 0 | 0 | 0 | 0 | 0 | 0 | 0 | 0 | 0 | 0 | 0 | 0 |  | 0 | 0 |  | 0 | 0
PG&E FRESNO | Pine Flat | 230 |  | 0 | 0 | 0 | 0 | 0 | 0 | 0 | 0 | 0 | 0 | 0 | 0 | 0 | 0 | 0 | 0 |  | 0 | 0 | 0 | 0 |  | 0 |  | 0 | 0 | 0 | 0 | 0 |  | 0 |  | 0 | [10 empty] | 0 | 0 | 0 | 0 | 0 | 0 | 0 | 0 | 0 | 0 | 0 | 0 |  | 0 | 0 |  | 0 | 0
SCE NOL | Pisgah | 230 |  | 0 | 0 | 0 | 0 | 0 | 0 | 0 | 0 | 0 | 0 | 0 | 0 | 0 | 0 | 0 | 0 |  | 0 | 0 | 0 | 0 |  | 0 |  | 0 | 0 | 0 | 0 | 0 |  | 0 |  | 0 | [10 empty] | 0 | 0 | 0 | 0 | 0 | 0 | 0 | 0 | 0 | 0 | 0 | 0 |  | 0 | 0 |  | 0 | 0
PG&E NGBA | Pit 1 | 230 |  | 0 | 0 | 0 | 0 | 0 | 0 | 0 | 0 | 0 | 0 | 0 | 0 | 0 | 0 | 0 | 0 |  | 0 | 0 | 0 | 0 |  | 0 |  | 0 | 0 | 0 | 0 | 0 |  | 0 |  | 0 | [10 empty] | 0 | 0 | 0 | 0 | 0 | 0 | 0 | 0 | 0 | 0 | 0 | 0 |  | 0 | 0 |  | 0 | 0
PG&E NGBA | Pit 1 | 60 |  | 0 | 0 | 0 | 0 | 0 | 0 | 0 | 0 | 0 | 0 | 0 | 0 | 0 | 0 | 0 | 0 |  | 0 | 0 | 0 | 0 |  | 0 |  | 0 | 0 | 0 | 0 | 0 |  | 0 |  | 0 | [10 empty] | 0 | 0 | 0 | 0 | 0 | 0 | 0 | 0 | 0 | 0 | 0 | 0 |  | 0 | 0 |  | 0 | 0
PG&E NGBA | Pit 3 | 230 |  | 0 | 0 | 0 | 0 | 0 | 0 | 0 | 0 | 0 | 0 | 0 | 0 | 0 | 0 | 0 | 0 |  | 0 | 0 | 0 | 0 |  | 0 |  | 0 | 0 | 0 | 0 | 0 |  | 0 |  | 0 | [10 empty] | 0 | 0 | 0 | 0 | 0 | 0 | 0 | 0 | 0 | 0 | 0 | 0 |  | 0 | 0 |  | 0 | 0
PG&E NGBA | Pit 4 | 230 |  | 0 | 0 | 0 | 0 | 0 | 0 | 0 | 0 | 0 | 0 | 0 | 0 | 0 | 0 | 0 | 0 |  | 0 | 0 | 0 | 0 |  | 0 |  | 0 | 0 | 0 | 0 | 0 |  | 0 |  | 0 | [10 empty] | 0 | 0 | 0 | 0 | 0 | 0 | 0 | 0 | 0 | 0 | 0 | 0 |  | 0 | 0 |  | 0 | 0
PG&E GBA | Pittsburg | 115 |  | 0 | 0 | 0 | 0 | 0 | 0 | 0 | 0 | 0 | 0 | 0 | 0 | 0 | 0 | 0 | 0 |  | 0 | 0 | 0 | 0 |  | 0 |  | 0 | 0 | 0 | 0 | 0 |  | 0 |  | 0 | [10 empty] | 0 | 0 | 0 | 0 | 0 | 0 | 0 | 0 | 0 | 0 | 0 | 0 |  | 0 | 0 |  | 0 | 0
PG&E GBA | Pittsburg | 230 |  | 0 | 0 | 0 | 0 | 0 | 0 | 0 | 0 | 0 | 0 | 0 | 0 | 0 | 0 | 0 | 0 |  | 0 | 0 | 0 | 0 |  | 0 |  | 0 | 0 | 0 | 0 | 0 |  | 0 |  | 0 | [10 empty] | 0 | 0 | 0 | 0 | 0 | 0 | 0 | 0 | 0 | 0 | 0 | 0 |  | 0 | 0 |  | 0 | 0
PG&E NGBA | Pleasant Grove | 115 |  | 0 | 0 | 0 | 0 | 0 | 0 | 0 | 0 | 0 | 0 | 0 | 0 | 0 | 0 | 0 | 0 |  | 3.371 | 0 | 0 | 0 |  | 0 |  | 0 | 3.371 | 0 | 0 | 0 |  | 0 |  | 0 | [10 empty] | 3.371 | 0 | 0 | 0 | 0 | 0 | 0 | 0 | 3.371 | 0 | 0 | 0 |  | 0 | 0 |  | 0 | 0
PG&E NGBA | POE | 230 |  | 0 | 0 | 0 | 0 | 0 | 0 | 0 | 0 | 0 | 0 | 0 | 0 | 0 | 0 | 0 | 0 |  | 0 | 0 | 0 | 0 |  | 0 |  | 0 | 0 | 0 | 0 | 0 |  | 0 |  | 0 | [10 empty] | 0 | 0 | 0 | 0 | 0 | 0 | 0 | 0 | 0 | 0 | 0 | 0 |  | 0 | 0 |  | 0 | 0
SDGE | Point Loma | 69 |  | 0 | 0 | 0 | 0 | 0 | 0 | 0 | 0 | 0 | 0 | 0 | 0 | 0 | 0 | 0 | 10 |  | 0 | 0 | 0 | 0 |  | 0 |  | 0 | 0 | 0 | 0 | 0 |  | 0 |  | 0 | [10 empty] | 0 | 0 | 0 | 0 | 0 | 0 | 0 | 0 | 0 | 0 | 0 | 0 |  | 0 | 0 |  | 0 | 10
SDGE | Pomerado | 69 |  | 0 | 0 | 0 | 0 | 0 | 0 | 0 | 0 | 0 | 0 | 0 | 0 | 0 | 0 | 0 | 0 |  | 0 | 0 | 0 | 0 |  | 0 |  | 0 | 0 | 0 | 0 | 0 |  | 0 |  | 0 | [10 empty] | 0 | 0 | 0 | 0 | 0 | 0 | 0 | 0 | 0 | 0 | 0 | 0 |  | 0 | 0 |  | 0 | 0
PG&E KERN | Poso Mountain | 115 |  | 0 | 0 | 0 | 0 | 0 | 0 | 0 | 0 | 0 | 0 | 0 | 0 | 0 | 0 | 0 | 0 |  | 3.8585 | 0 | 0 | 0 |  | 0 |  | 0 | 3.8585 | 0 | 0 | 0 |  | 0 |  | 0 | [10 empty] | 3.8585 | 0 | 0 | 0 | 0 | 0 | 0 | 0 | 3.8585 | 0 | 0 | 0 |  | 0 | 0 |  | 0 | 0
SCE EOP | Primm | 230 |  | 0 | 0 | 0 | 0 | 0 | 0 | 0 | 0 | 0 | 0 | 0 | 0 | 0 | 0 | 0 | 0 |  | 0 | 0 | 0 | 0 |  | 0 |  | 0 | 0 | 0 | 0 | 0 |  | 0 |  | 0 | [10 empty] | 0 | 0 | 0 | 0 | 0 | 0 | 0 | 0 | 0 | 0 | 0 | 0 |  | 0 | 0 |  | 0 | 0
PG&E NGBA | Putah Creek | 115 |  | 0 | 0 | 0 | 0 | 0 | 0 | 0 | 0 | 0 | 0 | 0 | 0 | 0 | 0 | 0 | 0 |  | 4.375 | 0 | 0 | 0 |  | 0 |  | 0 | 7.363 | 0 | 0 | 0 |  | 0 |  | 0 | [10 empty] | 4.375 | 0 | 0 | 0 | 0 | 0 | 0 | 0 | 7.363 | 0 | 0 | 0 |  | 0 | 0 |  | 0 | 0
SDGE | Q1806 | 138 |  | 0 | 0 | 0 | 0 | 0 | 0 | 0 | 0 | 0 | 0 | 0 | 0 | 0 | 0 | 0 | 0 |  | 0 | 0 | 0 | 0 |  | 0 |  | 0 | 0 | 0 | 0 | 0 |  | 0 |  | 0 | [10 empty] | 0 | 0 | 0 | 0 | 0 | 0 | 0 | 0 | 0 | 0 | 0 | 0 |  | 0 | 0 |  | 0 | 0
PG&E FRESNO | Quinto | 230 |  | 0 | 0 | 0 | 0 | 0 | 0 | 0 | 0 | 0 | 0 | 0 | 0 | 0 | 0 | 0 | 0 |  | 0 | 0 | 0 | 0 |  | 0 |  | 0 | 0 | 0 | 0 | 0 |  | 0 |  | 0 | [10 empty] | 0 | 0 | 0 | 0 | 0 | 0 | 0 | 0 | 0 | 0 | 0 | 0 |  | 0 | 0 |  | 0 | 0
PG&E GBA | Race Track | 115 |  | 0 | 0 | 0 | 0 | 0 | 0 | 0 | 0 | 0 | 0 | 0 | 0 | 0 | 0 | 0 | 0 |  | 0 | 0 | 0 | 0 |  | 0 |  | 0 | 12.876 | 0 | 0 | 0 |  | 0 |  | 0 | [10 empty] | 0 | 0 | 0 | 0 | 0 | 0 | 0 | 0 | 12.876 | 0 | 0 | 0 |  | 0 | 0 |  | 0 | 0
SDGE | Rancho Mission Viejo | 138 |  | 0 | 0 | 0 | 0 | 0 | 0 | 0 | 0 | 0 | 0 | 0 | 0 | 0 | 0 | 0 | 0 |  | 0 | 0 | 0 | 0 |  | 0 |  | 0 | 0 | 0 | 0 | 0 |  | 0 |  | 0 | [10 empty] | 0 | 0 | 0 | 0 | 0 | 0 | 0 | 0 | 0 | 0 | 0 | 0 |  | 0 | 0 |  | 0 | 0
PG&E GBA | Rancho Seco | 230 |  | 0 | 0 | 0 | 0 | 0 | 0 | 0 | 0 | 0 | 0 | 0 | 0 | 0 | 0 | 0 | 0 |  | 0 | 0 | 0 | 0 |  | 0 |  | 0 | 0 | 0 | 0 | 0 |  | 0 |  | 0 | [10 empty] | 0 | 0 | 0 | 0 | 0 | 0 | 0 | 0 | 0 | 0 | 0 | 0 |  | 0 | 0 |  | 0 | 0
SCE Metro | Rancho Vista | 230 |  | 0 | 0 | 0 | 0 | 0 | 0 | 0 | 0 | 0 | 0 | 0 | 0 | 0 | 0 | 0 | 0 |  | 0 | 0 | 0 | 0 |  | 0 |  | 0 | 0 | 0 | 0 | 0 |  | 0 |  | 0 | [10 empty] | 0 | 0 | 0 | 0 | 0 | 0 | 0 | 0 | 0 | 0 | 0 | 0 |  | 0 | 0 |  | 0 | 0
SCE Metro | Rancho Vista | 500 |  | 0 | 0 | 0 | 0 | 0 | 0 | 0 | 0 | 0 | 0 | 0 | 0 | 0 | 0 | 0 | 0 |  | 0 | 0 | 0 | 0 |  | 0 |  | 0 | 0 | 0 | 0 | 0 |  | 0 |  | 0 | [10 empty] | 0 | 0 | 0 | 0 | 0 | 0 | 0 | 0 | 0 | 0 | 0 | 0 |  | 0 | 0 |  | 0 | 0
SCE NOL | Ransburg | 115 |  | 4.2 | 0 | 0 | 0 | 0 | 0 | 0 | 4.2 | 7.2 | 0 | 0 | 0 | 0 | 0 | 0 | 4.2 |  | 0 | 0 | 0 | 0 |  | 0 |  | 0 | 0 | 0 | 0 | 0 |  | 0 |  | 0 | [10 empty] | 4.2 | 0 | 0 | 0 | 0 | 0 | 0 | 4.2 | 7.2 | 0 | 0 | 0 |  | 0 | 0 |  | 0 | 4.2
PG&E GBA | Ravenswood | 115 |  | 0 | 0 | 0 | 0 | 0 | 0 | 0 | 0 | 0 | 0 | 0 | 0 | 0 | 0 | 0 | 0 |  | 0 | 0 | 0 | 0 |  | 0 |  | 0 | 0 | 0 | 0 | 0 |  | 0 |  | 0 | [10 empty] | 0 | 0 | 0 | 0 | 0 | 0 | 0 | 0 | 0 | 0 | 0 | 0 |  | 0 | 0 |  | 0 | 0
PG&E GBA | Ravenswood | 230 |  | 0 | 0 | 0 | 0 | 0 | 0 | 0 | 0 | 0 | 0 | 0 | 0 | 0 | 0 | 0 | 0 |  | 0 | 0 | 0 | 0 |  | 0 |  | 0 | 0 | 0 | 0 | 0 |  | 0 |  | 0 | [10 empty] | 0 | 0 | 0 | 0 | 0 | 0 | 0 | 0 | 0 | 0 | 0 | 0 |  | 0 | 0 |  | 0 | 0
SCE Northern | Rector | 230 |  | 0 | 0 | 0 | 0 | 0 | 0 | 0 | 80 | 54.788 | 55 | 0 | 0 | 0 | 0 | 0 | 295.4 |  | 0 | 0 | 0 | 0 |  | 0 |  | 0 | 0 | 0 | 0 | 0 |  | 0 |  | 0 | [10 empty] | 0 | 0 | 0 | 0 | 0 | 0 | 0 | 80 | 54.788 | 55 | 0 | 0 |  | 0 | 0 |  | 0 | 295.4
SCE Eastern | Red Bluff | 230 |  | 0 | 0 | 0 | 0 | 0 | 0 | 0 | 0 | 0 | 0 | 0 | 0 | 0 | 0 | 0 | 0 |  | 0 | 0 | 0 | 0 |  | 0 |  | 0 | 9.97 | 0 | 0 | 0 |  | 0 |  | 4.99 | [10 empty] | 0 | 0 | 0 | 0 | 0 | 0 | 0 | 0 | 9.97 | 0 | 0 | 0 |  | 0 | 0 |  | 0 | 4.99
SCE Eastern | Red Bluff | 500 |  | 0 | 0 | 0 | 0 | 0 | 0 | 0 | 0 | 0 | 0 | 0 | 0 | 0 | 0 | 0 | 0 |  | 0 | 0 | 0 | 0 |  | 0 |  | 0 | 0 | 0 | 0 | 0 |  | 0 |  | 0 | [10 empty] | 0 | 0 | 0 | 0 | 0 | 0 | 0 | 0 | 0 | 0 | 0 | 0 |  | 0 | 0 |  | 0 | 0
PG&E NGBA | Redbud | 115 |  | 0 | 0 | 0 | 0 | 0 | 0 | 0 | 0 | 0 | 0 | 0 | 0 | 0 | 0 | 0 | 0 |  | 0 | 0 | 0 | 0 |  | 0 |  | 0 | 0 | 0 | 0 | 0 |  | 0 |  | 3.912 | [10 empty] | 0 | 0 | 0 | 0 | 0 | 0 | 0 | 0 | 0 | 0 | 0 | 0 |  | 0 | 0 |  | 0 | 3.912
SCE Metro | Redondo | 230 |  | 0 | 0 | 0 | 0 | 0 | 0 | 0 | 0 | 0 | 0 | 0 | 0 | 0 | 0 | 0 | 0 |  | 0 | 0 | 0 | 0 |  | 0 |  | 0 | 0 | 0 | 0 | 0 |  | 0 |  | 0 | [10 empty] | 0 | 0 | 0 | 0 | 0 | 0 | 0 | 0 | 0 | 0 | 0 | 0 |  | 0 | 0 |  | 0 | 0
PG&E FRESNO | Reedley | 115 |  | 0 | 0 | 0 | 0 | 0 | 0 | 0 | 0 | 0 | 0 | 0 | 0 | 0 | 0 | 0 | 0 |  | 0 | 0 | 0 | 0 |  | 0 |  | 0 | 0 | 0 | 0 | 0 |  | 0 |  | 9.525 | [10 empty] | 0 | 0 | 0 | 0 | 0 | 0 | 0 | 0 | 0 | 0 | 0 | 0 |  | 0 | 0 |  | 0 | 9.525
PG&E KERN | Renfro | 115 |  | 0 | 0 | 0 | 0 | 0 | 0 | 0 | 0 | 0 | 0 | 0 | 0 | 0 | 0 | 0 | 0 |  | 0 | 0 | 0 | 0 |  | 0 |  | 0 | 0 | 0 | 0 | 0 |  | 0 |  | 0 | [10 empty] | 0 | 0 | 0 | 0 | 0 | 0 | 0 | 0 | 0 | 0 | 0 | 0 |  | 0 | 0 |  | 0 | 0
PG&E GBA | Richmond R | 115 |  | 0 | 0 | 0 | 0 | 0 | 0 | 0 | 0 | 0 | 0 | 0 | 0 | 0 | 0 | 0 | 0 |  | 8.67 | 0 | 0 | 0 |  | 0.33 |  | 0 | 9.515 | 0 | 0 | 0 |  | 0.33 |  | 0.285 | [10 empty] | 8.67 | 0 | 0 | 0 | 0 | 0.33 | 0 | 0 | 9.515 | 0 | 0 | 0 |  | 0 | 0.33 |  | 0 | 0.285
PG&E NGBA | Rincon | 115 |  | 0 | 0 | 0 | 0 | 0 | 0 | 0 | 0 | 0 | 0 | 0 | 0 | 0 | 0 | 0 | 0 |  | 0 | 0 | 0 | 0 |  | 0 |  | 0 | 0 | 0 | 0 | 0 |  | 0 |  | 0 | [10 empty] | 0 | 0 | 0 | 0 | 0 | 0 | 0 | 0 | 0 | 0 | 0 | 0 |  | 0 | 0 |  | 0 | 0
PG&E KERN | Rio Bravo | 115 |  | 0 | 0 | 0 | 0 | 0 | 0 | 0 | 0 | 0 | 0 | 0 | 0 | 0 | 0 | 0 | 0 |  | 2.75 | 0 | 0 | 0 |  | 0 |  | 0 | 6.782 | 0 | 0 | 0 |  | 0 |  | 4.99 | [10 empty] | 2.75 | 0 | 0 | 0 | 0 | 0 | 0 | 0 | 6.782 | 0 | 0 | 0 |  | 0 | 0 |  | 0 | 4.99
SCE Metro | Rio Hondo | 230 |  | 0 | 0 | 0 | 0 | 0 | 0 | 0 | 0 | 0 | 0 | 0 | 0 | 0 | 0 | 100 | 210 |  | 0 | 0 | 0 | 0 |  | 0 |  | 0 | 0 | 0 | 0 | 0 |  | 0 |  | 0 | [10 empty] | 0 | 0 | 0 | 0 | 0 | 0 | 0 | 0 | 0 | 0 | 0 | 0 |  | 0 | 0 |  | 100 | 210
PG&E NGBA | Rio Oso | 115 |  | 0 | 0 | 0 | 0 | 0 | 0 | 0 | 0 | 0 | 0 | 0 | 0 | 0 | 0 | 0 | 0 |  | 0 | 0 | 0 | 0 |  | 0 |  | 0 | 0 | 0 | 0 | 0 |  | 0 |  | 0 | [10 empty] | 0 | 0 | 0 | 0 | 0 | 0 | 0 | 0 | 0 | 0 | 0 | 0 |  | 0 | 0 |  | 0 | 0
PG&E NGBA | Rio Oso | 230 |  | 0 | 0 | 0 | 0 | 0 | 0 | 0 | 0 | 0 | 0 | 0 | 0 | 0 | 0 | 0 | 0 |  | 0 | 0 | 0 | 0 |  | 0 |  | 0 | 0 | 0 | 0 | 0 |  | 0 |  | 0 | [10 empty] | 0 | 0 | 0 | 0 | 0 | 0 | 0 | 0 | 0 | 0 | 0 | 0 |  | 0 | 0 |  | 0 | 0
PG&E GBA | Ripon | 115 |  | 0 | 0 | 0 | 0 | 0 | 0 | 0 | 0 | 0 | 0 | 0 | 0 | 0 | 0 | 0 | 0 |  | 0 | 0 | 0 | 0 |  | 0 |  | 0 | 9.93 | 0 | 0 | 0 |  | 0 |  | 0 | [10 empty] | 0 | 0 | 0 | 0 | 0 | 0 | 0 | 0 | 9.93 | 0 | 0 | 0 |  | 0 | 0 |  | 0 | 0
PG&E GBA | Riverbank | 115 |  | 0 | 0 | 0 | 0 | 0 | 0 | 0 | 0 | 0 | 0 | 0 | 0 | 0 | 0 | 0 | 0 |  | 0 | 0 | 0 | 0 |  | 0 |  | 0 | 4.99 | 0 | 0 | 0 |  | 0 |  | 0 | [10 empty] | 0 | 0 | 0 | 0 | 0 | 0 | 0 | 0 | 4.99 | 0 | 0 | 0 |  | 0 | 0 |  | 0 | 0
SCE NOL | Roadway | 115 |  | 0 | 0 | 0 | 0 | 0 | 0 | 0 | 0 | 0 | 0 | 0 | 0 | 0 | 2.7 | 0 | 0 |  | 0 | 0 | 0 | 0 |  | 0 |  | 0 | 0 | 0 | 0 | 0 |  | 0 |  | 0 | [10 empty] | 0 | 0 | 0 | 0 | 0 | 0 | 0 | 0 | 0 | 0 | 0 | 0 |  | 0 | 2.7 |  | 0 | 0
PG&E NGBA | Rock Creek 1 | 230 |  | 0 | 0 | 0 | 0 | 0 | 0 | 0 | 0 | 0 | 0 | 0 | 0 | 0 | 0 | 0 | 0 |  | 0 | 0 | 0 | 0 |  | 0 |  | 0 | 0 | 0 | 0 | 0 |  | 0 |  | 0 | [10 empty] | 0 | 0 | 0 | 0 | 0 | 0 | 0 | 0 | 0 | 0 | 0 | 0 |  | 0 | 0 |  | 0 | 0
SCE Northern | Rosamond | 66 |  | 0 | 0 | 0 | 0 | 0 | 0 | 0 | 0 | 0 | 0 | 0 | 0 | 0 | 0 | 0 | 0 |  | 0 | 0 | 0 | 0 |  | 0 |  | 0 | 0 | 0 | 0 | 0 |  | 0 |  | 0 | [10 empty] | 0 | 0 | 0 | 0 | 0 | 0 | 0 | 0 | 0 | 0 | 0 | 0 |  | 0 | 0 |  | 0 | 0
PG&E GBA | Rossmoor | 230 |  | 0 | 0 | 0 | 0 | 0 | 0 | 0 | 0 | 0 | 0 | 0 | 0 | 0 | 0 | 0 | 0 |  | 0 | 0 | 0 | 0 |  | 0 |  | 0.036 | 1.171 | 0 | 0 | 0 |  | 0 |  | 0.036 | [10 empty] | 0 | 0 | 0 | 0 | 0 | 0 | 0 | 0.036 | 1.171 | 0 | 0 | 0 |  | 0 | 0 |  | 0 | 0.036
PG&E NGBA | Round Mountain | 230 |  | 0 | 0 | 0 | 0 | 0 | 0 | 0 | 0 | 0 | 0 | 0 | 0 | 0 | 0 | 0 | 0 |  | 0 | 0 | 0 | 0 |  | 0 |  | 0 | 0 | 0 | 0 | 0 |  | 0 |  | 0 | [10 empty] | 0 | 0 | 0 | 0 | 0 | 0 | 0 | 0 | 0 | 0 | 0 | 0 |  | 0 | 0 |  | 0 | 0
PG&E NGBA | Round Mountain | 500 |  | 0 | 0 | 0 | 0 | 0 | 0 | 0 | 0 | 0 | 0 | 0 | 0 | 0 | 0 | 0 | 0 |  | 0 | 0 | 0 | 0 |  | 0 |  | 0 | 0 | 0 | 0 | 0 |  | 0 |  | 0 | [10 empty] | 0 | 0 | 0 | 0 | 0 | 0 | 0 | 0 | 0 | 0 | 0 | 0 |  | 0 | 0 |  | 0 | 0
PG&E GBA | Salado | 115 |  | 0 | 0 | 0 | 0 | 0 | 0 | 0 | 0 | 0 | 0 | 0 | 0 | 0 | 0 | 0 | 0 |  | 0 | 0 | 0 | 0 |  | 0 |  | 0 | 0 | 0 | 0 | 0 |  | 0 |  | 0 | [10 empty] | 0 | 0 | 0 | 0 | 0 | 0 | 0 | 0 | 0 | 0 | 0 | 0 |  | 0 | 0 |  | 0 | 0
PG&E GBA | Salado | 60 |  | 0 | 0 | 0 | 0 | 0 | 0 | 0 | 0 | 0 | 0 | 0 | 0 | 0 | 0 | 0 | 0 |  | 0 | 0 | 0 | 0 |  | 0 |  | 0 | 0 | 0 | 0 | 0 |  | 0 |  | 0 | [10 empty] | 0 | 0 | 0 | 0 | 0 | 0 | 0 | 0 | 0 | 0 | 0 | 0 |  | 0 | 0 |  | 0 | 0
PG&E GBA | Salinas | 115 |  | 0 | 0 | 0 | 0 | 0 | 0 | 0 | 0 | 0 | 0 | 0 | 0 | 0 | 0 | 0 | 0 |  | 3.172 | 0 | 0 | 0 |  | 0 |  | 0 | 3.172 | 0 | 0 | 0 |  | 3.25 |  | 0 | [10 empty] | 3.172 | 0 | 0 | 0 | 0 | 0 | 0 | 0 | 3.172 | 0 | 0 | 0 |  | 0 | 3.25 |  | 0 | 0
SDGE | Salt Creek | 69 |  | 0 | 0 | 0 | 0 | 0 | 0 | 0 | 0 | 0 | 0 | 0 | 0 | 0 | 0 | 0 | 0 |  | 0 | 0 | 0 | 0 |  | 0 |  | 0 | 0 | 0 | 0 | 0 |  | 0 |  | 0 | [10 empty] | 0 | 0 | 0 | 0 | 0 | 0 | 0 | 0 | 0 | 0 | 0 | 0 |  | 0 | 0 |  | 0 | 0
SCE Eastern | San Bernardino | 230 |  | 0 | 0 | 0 | 0 | 0 | 0 | 0 | 0 | 2.25 | 0 | 0 | 0 | 0 | 5.278 | 0 | 100 |  | 0 | 0 | 0 | 0 |  | 0 |  | 0 | 19.4 | 0 | 0 | 0 |  | 0 |  | 19.4 | [10 empty] | 0 | 0 | 0 | 0 | 0 | 0 | 0 | 0 | 21.65 | 0 | 0 | 0 |  | 0 | 5.278 |  | 0 | 119.4
PG&E GBA | SAN FRAN A (POTRERO PP) | 115 |  | 0 | 0 | 0 | 0 | 0 | 0 | 0 | 0 | 0 | 0 | 0 | 0 | 0 | 0 | 0 | 0 |  | 2.85 | 0 | 0 | 0 |  | 0 |  | 0 | 2.85 | 0 | 0 | 0 |  | 0 |  | 0 | [10 empty] | 2.85 | 0 | 0 | 0 | 0 | 0 | 0 | 0 | 2.85 | 0 | 0 | 0 |  | 0 | 0 |  | 0 | 0
PG&E GBA | SAN FRAN A (POTRERO PP) | 230 |  | 0 | 0 | 0 | 0 | 0 | 0 | 0 | 0 | 0 | 0 | 0 | 0 | 0 | 0 | 0 | 0 |  | 0 | 0 | 0 | 0 |  | 0 |  | 0 | 0 | 0 | 0 | 0 |  | 0 |  | 0 | [10 empty] | 0 | 0 | 0 | 0 | 0 | 0 | 0 | 0 | 0 | 0 | 0 | 0 |  | 0 | 0 |  | 0 | 0
PG&E GBA | San Jose A | 115 |  | 0 | 0 | 0 | 0 | 0 | 0 | 0 | 0 | 0 | 0 | 0 | 0 | 0 | 0 | 0 | 0 |  | 0 | 0 | 0 | 0 |  | 0 |  | 0 | 0 | 0 | 0 | 0 |  | 0 |  | 0 | [10 empty] | 0 | 0 | 0 | 0 | 0 | 0 | 0 | 0 | 0 | 0 | 0 | 0 |  | 0 | 0 |  | 0 | 0
PG&E GBA | San Jose B | 115 |  | 0 | 0 | 0 | 0 | 0 | 0 | 0 | 0 | 0 | 0 | 0 | 0 | 0 | 0 | 0 | 0 |  | 0 | 0 | 0 | 0 |  | 0 |  | 0 | 0 | 0 | 0 | 0 |  | 0 |  | 0 | [10 empty] | 0 | 0 | 0 | 0 | 0 | 0 | 0 | 0 | 0 | 0 | 0 | 0 |  | 0 | 0 |  | 0 | 0
PG&E GBA | San Leandro U | 115 |  | 0 | 0 | 0 | 0 | 0 | 0 | 0 | 0 | 0 | 0 | 0 | 0 | 0 | 0 | 0 | 0 |  | 4.9681 | 0 | 0 | 0 |  | 0 |  | 2.6311 | 6.0881 | 0 | 0 | 0 |  | 0 |  | 2.6311 | [10 empty] | 4.9681 | 0 | 0 | 0 | 0 | 0 | 0 | 2.6311 | 6.0881 | 0 | 0 | 0 |  | 0 | 0 |  | 0 | 2.6311
PG&E KERN | San Luis Obispo | 115 |  | 0 | 0 | 0 | 0 | 0 | 0 | 0 | 0 | 0 | 0 | 0 | 0 | 0 | 0 | 0 | 0 |  | 0 | 0 | 0 | 0 |  | 0 |  | 0 | 0 | 0 | 0 | 0 |  | 0 |  | 0 | [10 empty] | 0 | 0 | 0 | 0 | 0 | 0 | 0 | 0 | 0 | 0 | 0 | 0 |  | 0 | 0 |  | 0 | 0
PG&E KERN | San Luis Obispo | 70 |  | 0 | 0 | 0 | 0 | 0 | 0 | 0 | 0 | 0 | 0 | 0 | 0 | 0 | 0 | 0 | 0 |  | 0 | 0 | 0 | 0 |  | 0 |  | 0 | 2.117 | 0 | 0 | 0 |  | 10.976 |  | 0 | [10 empty] | 0 | 0 | 0 | 0 | 0 | 0 | 0 | 0 | 2.117 | 0 | 0 | 0 |  | 0 | 10.976 |  | 0 | 0
SDGE | San Luis Rey | 230 |  | 0 | 0 | 0 | 0 | 0 | 0 | 0 | 0 | 0 | 0 | 0 | 0 | 0 | 0 | 0 | 0 |  | 0 | 0 | 0 | 0 |  | 0 |  | 0 | 0 | 0 | 0 | 0 |  | 0 |  | 0 | [10 empty] | 0 | 0 | 0 | 0 | 0 | 0 | 0 | 0 | 0 | 0 | 0 | 0 |  | 0 | 0 |  | 0 | 0
SDGE | San Luis Rey | 69 |  | 0 | 0 | 0 | 0 | 0 | 0 | 0 | 0 | 0 | 0 | 0 | 0 | 0 | 0 | 0 | 6 |  | 0 | 0 | 0 | 0 |  | 0 |  | 0 | 0 | 0 | 0 | 0 |  | 0 |  | 0 | [10 empty] | 0 | 0 | 0 | 0 | 0 | 0 | 0 | 0 | 0 | 0 | 0 | 0 |  | 0 | 0 |  | 0 | 6
SDGE | San Marcos | 69 |  | 0 | 0 | 0 | 0 | 0 | 0 | 0 | 0 | 0 | 0 | 0 | 0 | 0 | 0 | 0 | 5 |  | 0 | 0 | 0 | 0 |  | 0 |  | 0 | 0 | 0 | 0 | 0 |  | 0 |  | 0 | [10 empty] | 0 | 0 | 0 | 0 | 0 | 0 | 0 | 0 | 0 | 0 | 0 | 0 |  | 0 | 0 |  | 0 | 5
SCE Metro | San Onofre | 230 |  | 0 | 0 | 0 | 0 | 0 | 0 | 0 | 0 | 0 | 0 | 0 | 0 | 0 | 0 | 0 | 0 |  | 0 | 0 | 0 | 0 |  | 0 |  | 0 | 0 | 0 | 0 | 0 |  | 0 |  | 0 | [10 empty] | 0 | 0 | 0 | 0 | 0 | 0 | 0 | 0 | 0 | 0 | 0 | 0 |  | 0 | 0 |  | 0 | 0
PG&E GBA | San Pablo | 115 |  | 0 | 0 | 0 | 0 | 0 | 0 | 0 | 0 | 0 | 0 | 0 | 0 | 0 | 0 | 0 | 0 |  | 0 | 0 | 0 | 0 |  | 0 |  | 0 | 0 | 0 | 0 | 0 |  | 0 |  | 0 | [10 empty] | 0 | 0 | 0 | 0 | 0 | 0 | 0 | 0 | 0 | 0 | 0 | 0 |  | 0 | 0 |  | 0 | 0
PG&E GBA | San Ramon | 230 |  | 0 | 0 | 0 | 0 | 0 | 0 | 0 | 0 | 0 | 0 | 0 | 0 | 0 | 0 | 0 | 0 |  | 12.5568 | 0 | 0 | 0 |  | 0 |  | 10.395 | 12.5568 | 0 | 0 | 0 |  | 0 |  | 10.395 | [10 empty] | 12.5568 | 0 | 0 | 0 | 0 | 0 | 0 | 10.395 | 12.5568 | 0 | 0 | 0 |  | 0 | 0 |  | 0 | 10.395
SDGE | San Ysidro | 69 |  | 0 | 0 | 0 | 0 | 0 | 0 | 0 | 0 | 0 | 0 | 0 | 0 | 0 | 0 | 0 | 0 |  | 0 | 0 | 0 | 0 |  | 0 |  | 0 | 0 | 0 | 0 | 0 |  | 0 |  | 0 | [10 empty] | 0 | 0 | 0 | 0 | 0 | 0 | 0 | 0 | 0 | 0 | 0 | 0 |  | 0 | 0 |  | 0 | 0
SCE NOL | Sandlot | 230 |  | 0 | 0 | 0 | 0 | 0 | 0 | 0 | 0 | 0 | 0 | 0 | 0 | 0 | 0 | 0 | 0 |  | 0 | 0 | 0 | 0 |  | 0 |  | 0 | 0 | 0 | 0 | 0 |  | 0 |  | 0 | [10 empty] | 0 | 0 | 0 | 0 | 0 | 0 | 0 | 0 | 0 | 0 | 0 | 0 |  | 0 | 0 |  | 0 | 0
SCE EOP | Sandy | 138 |  | 0 | 0 | 0 | 0 | 0 | 0 | 0 | 0 | 0 | 0 | 0 | 0 | 0 | 0 | 0 | 0 |  | 0 | 0 | 0 | 0 |  | 0 |  | 0 | 0 | 0 | 0 | 0 |  | 0 |  | 0 | [10 empty] | 0 | 0 | 0 | 0 | 0 | 0 | 0 | 0 | 0 | 0 | 0 | 0 |  | 0 | 0 |  | 0 | 0
PG&E FRESNO | Sanger | 115 |  | 0 | 0 | 0 | 0 | 0 | 0 | 0 | 0 | 0 | 0 | 0 | 0 | 0 | 0 | 0 | 0 |  | 4.56 | 0 | 0 | 0 |  | 1.5 |  | 0 | 4.56 | 0 | 0 | 0 |  | 1.5 |  | 0 | [10 empty] | 4.56 | 0 | 0 | 0 | 0 | 1.5 | 0 | 0 | 4.56 | 0 | 0 | 0 |  | 0 | 1.5 |  | 0 | 0
SCE Northern | Santa Clara | 230 |  | 0 | 0 | 0 | 0 | 0 | 0 | 0 | 0 | 5 | 0 | 0 | 0 | 0 | 0 | 0 | 105 |  | 0 | 0 | 0 | 0 |  | 0 |  | 0 | 0 | 0 | 0 | 0 |  | 0 |  | 0 | [10 empty] | 0 | 0 | 0 | 0 | 0 | 0 | 0 | 0 | 5 | 0 | 0 | 0 |  | 0 | 0 |  | 0 | 105
PG&E NGBA | Santa Rosa A | 115 |  | 0 | 0 | 0 | 0 | 0 | 0 | 0 | 0 | 0 | 0 | 0 | 0 | 0 | 0 | 0 | 0 |  | 0 | 0 | 0 | 0 |  | 0 |  | 0 | 0 | 0 | 0 | 0 |  | 0 |  | 0 | [10 empty] | 0 | 0 | 0 | 0 | 0 | 0 | 0 | 0 | 0 | 0 | 0 | 0 |  | 0 | 0 |  | 0 | 0
PG&E GBA | Santa Teresa | 115 |  | 0 | 0 | 0 | 0 | 0 | 0 | 0 | 0 | 0 | 0 | 0 | 0 | 0 | 0 | 0 | 0 |  | 0 | 0 | 0 | 0 |  | 0 |  | 0 | 0 | 0 | 0 | 0 |  | 0 |  | 0 | [10 empty] | 0 | 0 | 0 | 0 | 0 | 0 | 0 | 0 | 0 | 0 | 0 | 0 |  | 0 | 0 |  | 0 | 0
SDGE | Santee | 138 |  | 0 | 0 | 0 | 0 | 0 | 0 | 0 | 0 | 0 | 0 | 0 | 0 | 0 | 0 | 0 | 0 |  | 0 | 0 | 0 | 0 |  | 0 |  | 0 | 0 | 0 | 0 | 0 |  | 0 |  | 0 | [10 empty] | 0 | 0 | 0 | 0 | 0 | 0 | 0 | 0 | 0 | 0 | 0 | 0 |  | 0 | 0 |  | 0 | 0
SCE Metro | Santiago | 230 |  | 0 | 0 | 0 | 0 | 0 | 0 | 0 | 0 | 0 | 0 | 0 | 0 | 0 | 0 | 0 | 0 |  | 0 | 0 | 0 | 0 |  | 0 |  | 0 | 0 | 0 | 0 | 0 |  | 0 |  | 0 | [10 empty] | 0 | 0 | 0 | 0 | 0 | 0 | 0 | 0 | 0 | 0 | 0 | 0 |  | 0 | 0 |  | 0 | 0
PG&E GBA | Saratoga | 230 |  | 0 | 0 | 0 | 0 | 0 | 0 | 0 | 0 | 0 | 0 | 0 | 0 | 0 | 0 | 0 | 0 |  | 0 | 0 | 0 | 0 |  | 0 |  | 0 | 0 | 0 | 0 | 0 |  | 0 |  | 0 | [10 empty] | 0 | 0 | 0 | 0 | 0 | 0 | 0 | 0 | 0 | 0 | 0 | 0 |  | 0 | 0 |  | 0 | 0
SCE Northern | Saugus | 230 |  | 0 | 0 | 0 | 0 | 0 | 0 | 0 | 0 | 0 | 0 | 0 | 0 | 0 | 0 | 0 | 60 |  | 0 | 0 | 0 | 0 |  | 0 |  | 0 | 0 | 0 | 0 | 0 |  | 0 |  | 0 | [10 empty] | 0 | 0 | 0 | 0 | 0 | 0 | 0 | 0 | 0 | 0 | 0 | 0 |  | 0 | 0 |  | 0 | 60
PG&E FRESNO | Schindler | 115 |  | 0 | 0 | 0 | 0 | 0 | 0 | 0 | 0 | 0 | 0 | 0 | 0 | 0 | 0 | 0 | 0 |  | 0 | 0 | 0 | 0 |  | 0 |  | 0 | 0 | 0 | 0 | 0 |  | 0 |  | 0 | [10 empty] | 0 | 0 | 0 | 0 | 0 | 0 | 0 | 0 | 0 | 0 | 0 | 0 |  | 0 | 0 |  | 0 | 0
PG&E FRESNO | Schindler | 70 |  | 0 | 0 | 0 | 0 | 0 | 0 | 0 | 0 | 0 | 0 | 0 | 0 | 0 | 0 | 0 | 0 |  | 3 | 0 | 0 | 0 |  | 0 |  | 0 | 3 | 0 | 0 | 0 |  | 0 |  | 0 | [10 empty] | 3 | 0 | 0 | 0 | 0 | 0 | 0 | 0 | 3 | 0 | 0 | 0 |  | 0 | 0 |  | 0 | 0
PG&E GBA | Schulte | 115 |  | 0 | 0 | 0 | 0 | 0 | 0 | 0 | 0 | 0 | 0 | 0 | 0 | 0 | 0 | 0 | 0 |  | 0 | 0 | 0 | 0 |  | 0 |  | 0 | 0 | 0 | 0 | 0 |  | 0 |  | 0 | [10 empty] | 0 | 0 | 0 | 0 | 0 | 0 | 0 | 0 | 0 | 0 | 0 | 0 |  | 0 | 0 |  | 0 | 0
SDGE | Scripps | 69 |  | 0 | 0 | 0 | 0 | 0 | 0 | 0 | 0 | 0 | 0 | 0 | 0 | 0 | 0 | 0 | 0 |  | 0 | 0 | 0 | 0 |  | 0 |  | 0 | 0 | 0 | 0 | 0 |  | 0 |  | 0 | [10 empty] | 0 | 0 | 0 | 0 | 0 | 0 | 0 | 0 | 0 | 0 | 0 | 0 |  | 0 | 0 |  | 0 | 0
PG&E KERN | Semitropic | 115 |  | 0 | 0 | 0 | 0 | 0 | 0 | 0 | 0 | 0 | 0 | 0 | 0 | 0 | 0 | 0 | 0 |  | 3.0143 | 0 | 0 | 0 |  | 0 |  | 0 | 10.3643 | 0 | 0 | 0 |  | 0 |  | 0 | [10 empty] | 3.0143 | 0 | 0 | 0 | 0 | 0 | 0 | 0 | 10.3643 | 0 | 0 | 0 |  | 0 | 0 |  | 0 | 0
SCE Metro | Serrano | 230 |  | 0 | 0 | 0 | 0 | 0 | 0 | 0 | 0 | 0 | 0 | 0 | 0 | 0 | 0 | 0 | 0 |  | 0 | 0 | 0 | 0 |  | 0 |  | 0 | 0 | 0 | 0 | 0 |  | 0 |  | 0 | [10 empty] | 0 | 0 | 0 | 0 | 0 | 0 | 0 | 0 | 0 | 0 | 0 | 0 |  | 0 | 0 |  | 0 | 0
SCE Metro | Serrano | 500 |  | 0 | 0 | 0 | 0 | 0 | 0 | 0 | 0 | 0 | 0 | 0 | 0 | 0 | 0 | 0 | 0 |  | 0 | 0 | 0 | 0 |  | 0 |  | 0 | 0 | 0 | 0 | 0 |  | 0 |  | 0 | [10 empty] | 0 | 0 | 0 | 0 | 0 | 0 | 0 | 0 | 0 | 0 | 0 | 0 |  | 0 | 0 |  | 0 | 0
SDGE | Shadowridge | 138 |  | 0 | 0 | 0 | 0 | 0 | 0 | 0 | 0 | 0 | 0 | 0 | 0 | 0 | 0 | 0 | 0 |  | 0 | 0 | 0 | 0 |  | 0 |  | 0 | 0 | 0 | 0 | 0 |  | 0 |  | 0 | [10 empty] | 0 | 0 | 0 | 0 | 0 | 0 | 0 | 0 | 0 | 0 | 0 | 0 |  | 0 | 0 |  | 0 | 0
PG&E KERN | Shafter | 115 |  | 0 | 0 | 0 | 0 | 0 | 0 | 0 | 0 | 0 | 0 | 0 | 0 | 0 | 0 | 0 | 0 |  | 0 | 0 | 0 | 0 |  | 0 |  | 0 | 11.134 | 0 | 0 | 0 |  | 0 |  | 0.7 | [10 empty] | 0 | 0 | 0 | 0 | 0 | 0 | 0 | 0 | 11.134 | 0 | 0 | 0 |  | 0 | 0 |  | 0 | 0.7
PG&E NGBA | Silverado | 115 |  | 0 | 0 | 0 | 0 | 0 | 0 | 0 | 0 | 0 | 0 | 0 | 0 | 0 | 0 | 0 | 0 |  | 0.94118 | 0 | 0 | 0 |  | 0 |  | 0 | 2.4412 | 0 | 0 | 0 |  | 0 |  | 11.3 | [10 empty] | 0.94118 | 0 | 0 | 0 | 0 | 0 | 0 | 0 | 2.4412 | 0 | 0 | 0 |  | 0 | 0 |  | 0 | 11.3
SDGE | Silvergate | 230 |  | 0 | 0 | 0 | 0 | 0 | 0 | 0 | 0 | 0 | 0 | 0 | 0 | 0 | 0 | 0 | 0 |  | 0 | 0 | 0 | 0 |  | 0 |  | 0 | 0 | 0 | 0 | 0 |  | 0 |  | 0 | [10 empty] | 0 | 0 | 0 | 0 | 0 | 0 | 0 | 0 | 0 | 0 | 0 | 0 |  | 0 | 0 |  | 0 | 0
SDGE | Silvergate | 69 |  | 0 | 0 | 0 | 0 | 0 | 0 | 0 | 0 | 0 | 0 | 0 | 0 | 0 | 0 | 0 | 0 |  | 0 | 0 | 0 | 0 |  | 0 |  | 0 | 0 | 0 | 0 | 0 |  | 0 |  | 0 | [10 empty] | 0 | 0 | 0 | 0 | 0 | 0 | 0 | 0 | 0 | 0 | 0 | 0 |  | 0 | 0 |  | 0 | 0
PG&E KERN | Sisquoc | 115 |  | 0 | 0 | 0 | 0 | 0 | 0 | 0 | 0 | 0 | 0 | 0 | 0 | 0 | 0 | 0 | 0 |  | 5 | 0 | 0 | 0 |  | 0 |  | 0 | 5 | 0 | 0 | 0 |  | 0 |  | 0 | [10 empty] | 5 | 0 | 0 | 0 | 0 | 0 | 0 | 0 | 5 | 0 | 0 | 0 |  | 0 | 0 |  | 0 | 0
SCE EOP | Sloan Canyon | 230 |  | 0 | 0 | 0 | 0 | 0 | 0 | 0 | 0 | 0 | 0 | 0 | 0 | 0 | 0 | 0 | 0 |  | 0 | 0 | 0 | 0 |  | 0 |  | 0 | 0 | 0 | 0 | 0 |  | 0 |  | 0 | [10 empty] | 0 | 0 | 0 | 0 | 0 | 0 | 0 | 0 | 0 | 0 | 0 | 0 |  | 0 | 0 |  | 0 | 0
SCE EOP | Sloan Canyon | 500 |  | 0 | 0 | 0 | 0 | 0 | 0 | 0 | 0 | 0 | 0 | 0 | 0 | 0 | 0 | 0 | 0 |  | 0 | 0 | 0 | 0 |  | 0 |  | 0 | 0 | 0 | 0 | 0 |  | 0 |  | 0 | [10 empty] | 0 | 0 | 0 | 0 | 0 | 0 | 0 | 0 | 0 | 0 | 0 | 0 |  | 0 | 0 |  | 0 | 0
PG&E KERN | Smyrna | 115 |  | 0 | 0 | 0 | 0 | 0 | 0 | 0 | 0 | 0 | 0 | 0 | 0 | 0 | 0 | 0 | 0 |  | 6.375 | 0 | 0 | 0 |  | 0 |  | 0 | 16.355 | 0 | 0 | 0 |  | 0 |  | 4.99 | [10 empty] | 6.375 | 0 | 0 | 0 | 0 | 0 | 0 | 0 | 16.355 | 0 | 0 | 0 |  | 0 | 0 |  | 0 | 4.99
PG&E GBA | Sobrante | 115 |  | 0 | 0 | 0 | 0 | 0 | 0 | 0 | 0 | 0 | 0 | 0 | 0 | 0 | 0 | 0 | 0 |  | 5 | 0 | 0 | 0 |  | 0 |  | 0 | 5 | 0 | 0 | 0 |  | 0 |  | 0 | [10 empty] | 5 | 0 | 0 | 0 | 0 | 0 | 0 | 0 | 5 | 0 | 0 | 0 |  | 0 | 0 |  | 0 | 0
PG&E GBA | Sobrante | 230 |  | 0 | 0 | 0 | 0 | 0 | 0 | 0 | 0 | 0 | 0 | 0 | 0 | 0 | 0 | 0 | 0 |  | 0 | 0 | 0 | 0 |  | 0 |  | 0 | 0 | 0 | 0 | 0 |  | 0 |  | 0 | [10 empty] | 0 | 0 | 0 | 0 | 0 | 0 | 0 | 0 | 0 | 0 | 0 | 0 |  | 0 | 0 |  | 0 | 0
PG&E KERN | Solar | 230 |  | 0 | 0 | 0 | 0 | 0 | 0 | 0 | 0 | 0 | 0 | 0 | 0 | 0 | 0 | 0 | 0 |  | 0 | 0 | 0 | 0 |  | 0 |  | 0 | 0 | 0 | 0 | 0 |  | 0 |  | 0 | [10 empty] | 0 | 0 | 0 | 0 | 0 | 0 | 0 | 0 | 0 | 0 | 0 | 0 |  | 0 | 0 |  | 0 | 0
PG&E GBA | Soledad | 115 |  | 0 | 0 | 0 | 0 | 0 | 0 | 0 | 0 | 0 | 0 | 0 | 0 | 0 | 0 | 0 | 0 |  | 0 | 0 | 0 | 0 |  | 0 |  | 0 | 0 | 0 | 0 | 0 |  | 0 |  | 0 | [10 empty] | 0 | 0 | 0 | 0 | 0 | 0 | 0 | 0 | 0 | 0 | 0 | 0 |  | 0 | 0 |  | 0 | 0
PG&E GBA | Soledad | 60 |  | 0 | 0 | 0 | 0 | 0 | 0 | 0 | 0 | 0 | 0 | 0 | 0 | 0 | 0 | 0 | 0 |  | 0 | 0 | 0 | 0 |  | 0 |  | 0 | 4.98 | 0 | 2.8 | 0 |  | 0 |  | 0 | [10 empty] | 0 | 0 | 0 | 0 | 0 | 0 | 0 | 0 | 4.98 | 0 | 2.8 | 0 |  | 0 | 0 |  | 0 | 0
SDGE | Spring Valley | 69 |  | 0 | 0 | 0 | 0 | 0 | 0 | 0 | 0 | 0 | 0 | 0 | 0 | 0 | 0 | 0 | 45 |  | 0 | 0 | 0 | 0 |  | 0 |  | 0 | 0 | 0 | 0 | 0 |  | 0 |  | 0 | [10 empty] | 0 | 0 | 0 | 0 | 0 | 0 | 0 | 0 | 0 | 0 | 0 | 0 |  | 0 | 0 |  | 0 | 45
SCE Northern | Springville | 230 |  | 5 | 40 | 0 | 0 | 0 | 0 | 0 | 45 | 35.378 | 110 | 0 | 0 | 0 | 0 | 0 | 474.99 |  | 0 | 0 | 0 | 0 |  | 0 |  | 0 | 0 | 0 | 0 | 0 |  | 0 |  | 0 | [10 empty] | 5 | 40 | 0 | 0 | 0 | 0 | 0 | 45 | 35.378 | 110 | 0 | 0 |  | 0 | 0 |  | 0 | 474.99
PG&E GBA | Stagg | 230 |  | 0 | 0 | 0 | 0 | 0 | 0 | 0 | 0 | 0 | 0 | 0 | 0 | 0 | 0 | 0 | 0 |  | 0 | 0 | 0 | 0 |  | 0 |  | 20 | 0 | 0 | 0 | 0 |  | 0 |  | 20 | [10 empty] | 0 | 0 | 0 | 0 | 0 | 0 | 0 | 20 | 0 | 0 | 0 | 0 |  | 0 | 0 |  | 0 | 20
PG&E GBA | Standard Oil | 115 |  | 0 | 0 | 0 | 0 | 0 | 0 | 0 | 0 | 0 | 0 | 0 | 0 | 0 | 0 | 0 | 0 |  | 0 | 0 | 0 | 0 |  | 0 |  | 0 | 0 | 0 | 0 | 0 |  | 0 |  | 0 | [10 empty] | 0 | 0 | 0 | 0 | 0 | 0 | 0 | 0 | 0 | 0 | 0 | 0 |  | 0 | 0 |  | 0 | 0
PG&E GBA | Stanislaus | 115 |  | 0 | 0 | 0 | 0 | 0 | 0 | 0 | 0 | 0 | 0 | 0 | 0 | 0 | 0 | 0 | 0 |  | 0 | 0 | 0 | 0 |  | 0 |  | 0 | 0 | 0 | 0 | 0 |  | 0 |  | 0 | [10 empty] | 0 | 0 | 0 | 0 | 0 | 0 | 0 | 0 | 0 | 0 | 0 | 0 |  | 0 | 0 |  | 0 | 0
PG&E KERN | Stockdale | 115 |  | 0 | 0 | 0 | 0 | 0 | 0 | 0 | 0 | 0 | 0 | 0 | 0 | 0 | 0 | 0 | 0 |  | 7.874 | 0 | 0 | 0 |  | 0 |  | 6.032 | 7.874 | 0 | 0 | 0 |  | 0 |  | 6.032 | [10 empty] | 7.874 | 0 | 0 | 0 | 0 | 0 | 0 | 6.032 | 7.874 | 0 | 0 | 0 |  | 0 | 0 |  | 0 | 6.032
PG&E KERN | Stockdale | 230 |  | 0 | 0 | 0 | 0 | 0 | 0 | 0 | 0 | 0 | 0 | 0 | 0 | 0 | 0 | 0 | 0 |  | 0 | 0 | 0 | 0 |  | 0 |  | 0 | 0 | 0 | 0 | 0 |  | 0 |  | 0 | [10 empty] | 0 | 0 | 0 | 0 | 0 | 0 | 0 | 0 | 0 | 0 | 0 | 0 |  | 0 | 0 |  | 0 | 0
PG&E GBA | Stockton A | 115 |  | 0 | 0 | 0 | 0 | 0 | 0 | 0 | 0 | 0 | 0 | 0 | 0 | 0 | 0 | 0 | 0 |  | 0 | 0 | 0 | 0 |  | 0 |  | 0 | 0 | 0 | 0 | 0 |  | 0 |  | 0 | [10 empty] | 0 | 0 | 0 | 0 | 0 | 0 | 0 | 0 | 0 | 0 | 0 | 0 |  | 0 | 0 |  | 0 | 0
PG&E GBA | Stone | 115 |  | 0 | 0 | 0 | 0 | 0 | 0 | 0 | 0 | 0 | 0 | 0 | 0 | 0 | 0 | 0 | 0 |  | 0 | 0 | 0 | 0 |  | 0 |  | 0 | 0 | 0 | 0 | 0 |  | 0 |  | 0 | [10 empty] | 0 | 0 | 0 | 0 | 0 | 0 | 0 | 0 | 0 | 0 | 0 | 0 |  | 0 | 0 |  | 0 | 0
PG&E FRESNO | Storey | 230 |  | 0 | 0 | 0 | 0 | 0 | 0 | 0 | 0 | 0 | 0 | 0 | 0 | 0 | 0 | 0 | 0 |  | 1.5 | 0 | 0 | 0 |  | 0 |  | 0 | 6.48 | 0 | 0 | 0 |  | 0 |  | 19.92 | [10 empty] | 1.5 | 0 | 0 | 0 | 0 | 0 | 0 | 0 | 6.48 | 0 | 0 | 0 |  | 0 | 0 |  | 0 | 19.92
PG&E NGBA | Summit | 115 |  | 0 | 0 | 0 | 0 | 0 | 0 | 0 | 0 | 0 | 0 | 0 | 0 | 0 | 0 | 0 | 0 |  | 0 | 0 | 0 | 0 |  | 0 |  | 0 | 0 | 0 | 0 | 0 |  | 0 |  | 0 | [10 empty] | 0 | 0 | 0 | 0 | 0 | 0 | 0 | 0 | 0 | 0 | 0 | 0 |  | 0 | 0 |  | 0 | 0
SDGE | Suncrest | 230 |  | 0 | 0 | 0 | 0 | 0 | 0 | 0 | 0 | 0 | 0 | 0 | 0 | 0 | 0 | 0 | 0 |  | 0 | 0 | 0 | 0 |  | 0 |  | 0 | 0 | 0 | 0 | 0 |  | 0 |  | 0 | [10 empty] | 0 | 0 | 0 | 0 | 0 | 0 | 0 | 0 | 0 | 0 | 0 | 0 |  | 0 | 0 |  | 0 | 0
SDGE | Suncrest | 500 |  | 0 | 0 | 0 | 0 | 0 | 0 | 0 | 0 | 0 | 0 | 0 | 0 | 0 | 0 | 0 | 0 |  | 0 | 0 | 0 | 0 |  | 0 |  | 0 | 0 | 0 | 0 | 0 |  | 0 |  | 0 | [10 empty] | 0 | 0 | 0 | 0 | 0 | 0 | 0 | 0 | 0 | 0 | 0 | 0 |  | 0 | 0 |  | 0 | 0
PG&E KERN | Sunrise | 230 |  | 0 | 0 | 0 | 0 | 0 | 0 | 0 | 0 | 0 | 0 | 0 | 0 | 0 | 0 | 0 | 0 |  | 0 | 0 | 0 | 0 |  | 0 |  | 0 | 0 | 0 | 0 | 0 |  | 0 |  | 0 | [10 empty] | 0 | 0 | 0 | 0 | 0 | 0 | 0 | 0 | 0 | 0 | 0 | 0 |  | 0 | 0 |  | 0 | 0
PG&E KERN | Sunset | 230 |  | 0 | 0 | 0 | 0 | 0 | 0 | 0 | 0 | 0 | 0 | 0 | 0 | 0 | 0 | 0 | 0 |  | 0 | 0 | 0 | 0 |  | 0 |  | 0 | 0 | 0 | 0 | 0 |  | 0 |  | 0 | [10 empty] | 0 | 0 | 0 | 0 | 0 | 0 | 0 | 0 | 0 | 0 | 0 | 0 |  | 0 | 0 |  | 0 | 0
PG&E GBA | Swift | 115 |  | 0 | 0 | 0 | 0 | 0 | 0 | 0 | 0 | 0 | 0 | 0 | 0 | 0 | 0 | 0 | 0 |  | 0 | 0 | 0 | 0 |  | 0 |  | 0 | 18.293 | 0 | 0 | 0 |  | 0 |  | 0 | [10 empty] | 0 | 0 | 0 | 0 | 0 | 0 | 0 | 0 | 18.293 | 0 | 0 | 0 |  | 0 | 0 |  | 0 | 0
SDGE | Sycamore Canyon | 138 |  | 0 | 0 | 0 | 0 | 0 | 0 | 0 | 0 | 0 | 0 | 0 | 0 | 0 | 0 | 0 | 0 |  | 0 | 0 | 0 | 0 |  | 0 |  | 0 | 0 | 0 | 0 | 0 |  | 0 |  | 0 | [10 empty] | 0 | 0 | 0 | 0 | 0 | 0 | 0 | 0 | 0 | 0 | 0 | 0 |  | 0 | 0 |  | 0 | 0
SDGE | Sycamore Canyon | 230 |  | 0 | 0 | 0 | 0 | 0 | 0 | 0 | 0 | 0 | 0 | 0 | 0 | 0 | 0 | 0 | 0 |  | 0 | 0 | 0 | 0 |  | 0 |  | 0 | 0 | 0 | 0 | 0 |  | 0 |  | 0 | [7 empty] | 500 |  |  | 0 | 0 | 0 | 0 | 0 | 0 | 0 | 0 | 0 | 0 | 0 | 0 |  | 0 | 0 | 500 | 0 | 0
SDGE | Sycamore Canyon | 69 |  | 0 | 0 | 0 | 0 | 0 | 0 | 0 | 0 | 0 | 0 | 0 | 0 | 0 | 0 | 0 | 0 |  | 0 | 0 | 0 | 0 |  | 0 |  | 0 | 0 | 0 | 0 | 0 |  | 0 |  | 0 | [10 empty] | 0 | 0 | 0 | 0 | 0 | 0 | 0 | 0 | 0 | 0 | 0 | 0 |  | 0 | 0 |  | 0 | 0
SCE Northern | Sylmar | 230 |  | 0 | 0 | 0 | 0 | 0 | 0 | 0 | 0 | 0 | 0 | 0 | 0 | 0 | 0 | 0 | 0 |  | 0 | 0 | 0 | 0 |  | 0 |  | 0 | 0 | 0 | 0 | 0 |  | 0 |  | 0 | [10 empty] | 0 | 0 | 0 | 0 | 0 | 0 | 0 | 0 | 0 | 0 | 0 | 0 |  | 0 | 0 |  | 0 | 0
PG&E NGBA | Table Mountain | 115 |  | 0 | 0 | 0 | 0 | 0 | 0 | 0 | 0 | 0 | 0 | 0 | 0 | 0 | 0 | 0 | 0 |  | 0 | 0 | 0 | 0 |  | 0 |  | 0 | 0 | 0 | 0 | 0 |  | 0 |  | 0 | [10 empty] | 0 | 0 | 0 | 0 | 0 | 0 | 0 | 0 | 0 | 0 | 0 | 0 |  | 0 | 0 |  | 0 | 0
PG&E NGBA | Table Mountain | 230 |  | 0 | 0 | 0 | 0 | 0 | 0 | 0 | 0 | 0 | 0 | 0 | 0 | 0 | 0 | 0 | 0 |  | 0 | 0 | 0 | 0 |  | 0 |  | 0 | 0 | 0 | 0 | 0 |  | 0 |  | 0 | [10 empty] | 0 | 0 | 0 | 0 | 0 | 0 | 0 | 0 | 0 | 0 | 0 | 0 |  | 0 | 0 |  | 0 | 0
PG&E NGBA | Table Mountain | 500 |  | 0 | 0 | 0 | 0 | 0 | 0 | 0 | 0 | 0 | 0 | 0 | 0 | 0 | 0 | 0 | 0 |  | 0 | 0 | 0 | 0 |  | 0 |  | 0 | 0 | 0 | 0 | 0 |  | 0 |  | 0 | [10 empty] | 0 | 0 | 0 | 0 | 0 | 0 | 0 | 0 | 0 | 0 | 0 | 0 |  | 0 | 0 |  | 0 | 0
PG&E NGBA | Table Mountain | 60 |  | 0 | 0 | 0 | 0 | 0 | 0 | 0 | 0 | 0 | 0 | 0 | 0 | 0 | 0 | 0 | 0 |  | 0 | 0 | 0 | 0 |  | 0 |  | 0 | 0 | 0 | 0 | 0 |  | 0 |  | 0 | [10 empty] | 0 | 0 | 0 | 0 | 0 | 0 | 0 | 0 | 0 | 0 | 0 | 0 |  | 0 | 0 |  | 0 | 0
PG&E KERN | Taft | 115 |  | 0 | 0 | 0 | 0 | 0 | 0 | 0 | 0 | 0 | 0 | 0 | 0 | 0 | 0 | 0 | 0 |  | 25.3348 | 0 | 0 | 0 |  | 0 |  | 0 | 25.3348 | 0 | 0 | 0 |  | 0 |  | 0 | [10 empty] | 25.3348 | 0 | 0 | 0 | 0 | 0 | 0 | 0 | 25.3348 | 0 | 0 | 0 |  | 0 | 0 |  | 0 | 0
SDGE | Talega | 138 |  | 0 | 0 | 0 | 0 | 0 | 0 | 0 | 0 | 0 | 0 | 0 | 0 | 0 | 0 | 0 | 0 |  | 0 | 0 | 0 | 0 |  | 0 |  | 0 | 0 | 0 | 0 | 0 |  | 0 |  | 0 | [10 empty] | 0 | 0 | 0 | 0 | 0 | 0 | 0 | 0 | 0 | 0 | 0 | 0 |  | 0 | 0 |  | 0 | 0
SDGE | Talega | 230 |  | 0 | 0 | 0 | 0 | 0 | 0 | 0 | 0 | 0 | 0 | 0 | 0 | 0 | 0 | 0 | 0 |  | 0 | 0 | 0 | 0 |  | 0 |  | 0 | 0 | 0 | 0 | 0 |  | 0 |  | 0 | [10 empty] | 0 | 0 | 0 | 0 | 0 | 0 | 0 | 0 | 0 | 0 | 0 | 0 |  | 0 | 0 |  | 0 | 0
PG&E GBA | Tassajara | 230 |  | 0 | 0 | 0 | 0 | 0 | 0 | 0 | 0 | 0 | 0 | 0 | 0 | 0 | 0 | 0 | 0 |  | 0 | 0 | 0 | 0 |  | 0 |  | 0 | 0 | 0 | 0 | 0 |  | 0 |  | 0 | [10 empty] | 0 | 0 | 0 | 0 | 0 | 0 | 0 | 0 | 0 | 0 | 0 | 0 |  | 0 | 0 |  | 0 | 0
PG&E KERN | Tejon | 70 |  | 0 | 0 | 0 | 0 | 0 | 0 | 0 | 0 | 0 | 0 | 0 | 0 | 0 | 0 | 0 | 0 |  | 5 | 0 | 0 | 0 |  | 0 |  | 0 | 9.99 | 0 | 0 | 0 |  | 0 |  | 0 | [10 empty] | 5 | 0 | 0 | 0 | 0 | 0 | 0 | 0 | 9.99 | 0 | 0 | 0 |  | 0 | 0 |  | 0 | 0
SDGE | Telegraph Canyon | 138 |  | 0 | 0 | 0 | 0 | 0 | 0 | 0 | 0 | 0 | 0 | 0 | 0 | 0 | 0 | 0 | 0 |  | 0 | 0 | 0 | 0 |  | 0 |  | 0 | 0 | 0 | 0 | 0 |  | 0 |  | 0 | [10 empty] | 0 | 0 | 0 | 0 | 0 | 0 | 0 | 0 | 0 | 0 | 0 | 0 |  | 0 | 0 |  | 0 | 0
PG&E KERN | Temblor | 115 |  | 0 | 0 | 0 | 0 | 0 | 0 | 0 | 0 | 0 | 0 | 0 | 0 | 0 | 0 | 0 | 0 |  | 0 | 0 | 0 | 0 |  | 0 |  | 0 | 8 | 0 | 0 | 0 |  | 0 |  | 4 | [10 empty] | 0 | 0 | 0 | 0 | 0 | 0 | 0 | 0 | 8 | 0 | 0 | 0 |  | 0 | 0 |  | 0 | 4
PG&E KERN | Templeton | 230 |  | 0 | 0 | 0 | 0 | 0 | 0 | 0 | 0 | 0 | 0 | 0 | 0 | 0 | 0 | 0 | 0 |  | 0 | 0 | 0 | 0 |  | 0 |  | 0 | 0 | 0 | 0 | 0 |  | 0 |  | 0 | [7 empty] | 1500 |  |  | 0 | 0 | 0 | 0 | 0 | 0 | 0 | 0 | 0 | 0 | 0 | 0 |  | 0 | 0 |  | 0 | 0
PG&E KERN | Templeton | 70 |  | 0 | 0 | 0 | 0 | 0 | 0 | 0 | 0 | 0 | 0 | 0 | 0 | 0 | 0 | 0 | 0 |  | 3.1894 | 0 | 0 | 0 |  | 0 |  | 0.9 | 5.5644 | 0 | 0 | 0 |  | 0 |  | 0.9 | [10 empty] | 3.1894 | 0 | 0 | 0 | 0 | 0 | 0 | 0.9 | 5.5644 | 0 | 0 | 0 |  | 0 | 0 |  | 0 | 0.9
PG&E GBA | Tesla | 115 |  | 0 | 0 | 0 | 0 | 0 | 0 | 0 | 0 | 0 | 0 | 0 | 0 | 0 | 0 | 0 | 0 |  | 2.384 | 0 | 0 | 0 |  | 0 |  | 0 | 2.384 | 0 | 0 | 0 |  | 0 |  | 0 | [10 empty] | 2.384 | 0 | 0 | 0 | 0 | 0 | 0 | 0 | 2.384 | 0 | 0 | 0 |  | 0 | 0 |  | 0 | 0
PG&E GBA | Tesla | 230 |  | 0 | 0 | 0 | 0 | 0 | 0 | 0 | 0 | 0 | 0 | 0 | 0 | 0 | 0 | 0 | 0 |  | 0 | 0 | 0 | 0 |  | 0 |  | 0 | 0 | 0 | 0 | 0 |  | 0 |  | 0 | [7 empty] | 280 |  |  | 0 | 0 | 0 | 0 | 0 | 0 | 0 | 0 | 0 | 0 | 0 | 0 |  | 0 | 0 |  | 0 | 0
PG&E GBA | Tesla | 500 |  | 0 | 0 | 0 | 0 | 0 | 0 | 0 | 0 | 0 | 0 | 0 | 0 | 0 | 0 | 0 | 0 |  | 0 | 0 | 0 | 0 |  | 0 |  | 0 | 0 | 0 | 0 | 0 |  | 0 |  | 0 | [10 empty] | 0 | 0 | 0 | 0 | 0 | 0 | 0 | 0 | 0 | 0 | 0 | 0 |  | 0 | 0 |  | 0 | 0
PG&E KERN | Tevis | 115 |  | 0 | 0 | 0 | 0 | 0 | 0 | 0 | 0 | 0 | 0 | 0 | 0 | 0 | 0 | 0 | 0 |  | 2.242 | 0 | 0 | 0 |  | 0 |  | 0 | 2.242 | 0 | 0 | 0 |  | 0 |  | 0 | [10 empty] | 2.242 | 0 | 0 | 0 | 0 | 0 | 0 | 0 | 2.242 | 0 | 0 | 0 |  | 0 | 0 |  | 0 | 0
SCE EOP | Thousandaire | 138 |  | 0 | 0 | 0 | 0 | 0 | 0 | 0 | 0 | 0 | 0 | 0 | 0 | 0 | 0 | 0 | 0 |  | 0 | 0 | 0 | 0 |  | 0 |  | 0 | 0 | 0 | 0 | 0 |  | 0 |  | 0 | [10 empty] | 0 | 0 | 0 | 0 | 0 | 0 | 0 | 0 | 0 | 0 | 0 | 0 |  | 0 | 0 |  | 0 | 0
PG&E KERN | Topaz | 230 |  | 0 | 0 | 0 | 0 | 0 | 0 | 0 | 0 | 0 | 0 | 0 | 0 | 0 | 0 | 0 | 0 |  | 0 | 0 | 0 | 0 |  | 0 |  | 0 | 0 | 0 | 0 | 0 |  | 0 |  | 0 | [10 empty] | 0 | 0 | 0 | 0 | 0 | 0 | 0 | 0 | 0 | 0 | 0 | 0 |  | 0 | 0 |  | 0 | 0
SCE NOL | Tortilla | 115 |  | 0 | 0 | 0 | 0 | 0 | 0 | 0 | 0 | 16.6 | 20 | 0 | 0 | 0 | 0 | 0 | 29.096 |  | 0 | 0 | 0 | 0 |  | 0 |  | 0 | 0 | 0 | 0 | 0 |  | 0 |  | 0 | [10 empty] | 0 | 0 | 0 | 0 | 0 | 0 | 0 | 0 | 16.6 | 20 | 0 | 0 |  | 0 | 0 |  | 0 | 29.096
SDGE | Trabuco | 138 |  | 0 | 0 | 0 | 0 | 0 | 0 | 0 | 0 | 0 | 0 | 0 | 0 | 0 | 0 | 0 | 0 |  | 0 | 0 | 0 | 0 |  | 0 |  | 0 | 0 | 0 | 0 | 0 |  | 0 |  | 0 | [10 empty] | 0 | 0 | 0 | 0 | 0 | 0 | 0 | 0 | 0 | 0 | 0 | 0 |  | 0 | 0 |  | 0 | 0
PG&E GBA | Tracy | 115 |  | 0 | 0 | 0 | 0 | 0 | 0 | 0 | 0 | 0 | 0 | 0 | 0 | 0 | 0 | 0 | 0 |  | 0 | 0 | 0 | 0 |  | 0 |  | 0 | 4.468 | 0 | 0 | 0 |  | 0 |  | 0 | [10 empty] | 0 | 0 | 0 | 0 | 0 | 0 | 0 | 0 | 4.468 | 0 | 0 | 0 |  | 0 | 0 |  | 0 | 0
PG&E FRESNO | Tranquility | 230 |  | 0 | 0 | 0 | 0 | 0 | 0 | 0 | 0 | 0 | 0 | 0 | 0 | 0 | 0 | 0 | 0 |  | 0 | 0 | 0 | 0 |  | 0 |  | 0 | 0 | 0 | 0 | 0 |  | 0 |  | 0 | [10 empty] | 0 | 0 | 0 | 0 | 0 | 0 | 0 | 0 | 0 | 0 | 0 | 0 |  | 0 | 0 |  | 0 | 0
PG&E GBA | Trimble | 115 |  | 0 | 0 | 0 | 0 | 0 | 0 | 0 | 0 | 0 | 0 | 0 | 0 | 0 | 0 | 0 | 0 |  | 0 | 0 | 0 | 0 |  | 0 |  | 0 | 0 | 0 | 0 | 0 |  | 0 |  | 0 | [10 empty] | 0 | 0 | 0 | 0 | 0 | 0 | 0 | 0 | 0 | 0 | 0 | 0 |  | 0 | 0 |  | 0 | 0
SCE EOP | Trout Canyon | 230 |  | 0 | 0 | 0 | 0 | 0 | 0 | 0 | 0 | 0 | 0 | 0 | 0 | 0 | 0 | 0 | 0 |  | 0 | 0 | 0 | 0 |  | 0 |  | 0 | 0 | 0 | 0 | 0 |  | 0 |  | 0 | [10 empty] | 0 | 0 | 0 | 0 | 0 | 0 | 0 | 0 | 0 | 0 | 0 | 0 |  | 0 | 0 |  | 0 | 0
SCE EOP | Trout Canyon | 500 |  | 0 | 0 | 0 | 0 | 0 | 0 | 0 | 0 | 0 | 0 | 0 | 0 | 0 | 0 | 0 | 0 |  | 0 | 0 | 0 | 0 |  | 0 |  | 0 | 0 | 0 | 0 | 0 |  | 0 |  | 0 | [10 empty] | 0 | 0 | 0 | 0 | 0 | 0 | 0 | 0 | 0 | 0 | 0 | 0 |  | 0 | 0 |  | 0 | 0
PG&E NGBA | Tulucay | 230 |  | 0 | 0 | 0 | 0 | 0 | 0 | 0 | 0 | 0 | 0 | 0 | 0 | 0 | 0 | 0 | 0 |  | 0 | 0 | 0 | 0 |  | 0 |  | 0 | 0 | 0 | 0 | 0 |  | 0 |  | 0 | [10 empty] | 0 | 0 | 0 | 0 | 0 | 0 | 0 | 0 | 0 | 0 | 0 | 0 |  | 0 | 0 |  | 0 | 0
PG&E NGBA | Tulucay | 60 |  | 0 | 0 | 0 | 0 | 0 | 0 | 0 | 0 | 0 | 0 | 0 | 0 | 0 | 0 | 0 | 0 |  | 0 | 0 | 0 | 0 |  | 0 |  | 6.715 | 0 | 0 | 0 | 0 |  | 0 |  | 6.715 | [10 empty] | 0 | 0 | 0 | 0 | 0 | 0 | 0 | 6.715 | 0 | 0 | 0 | 0 |  | 0 | 0 |  | 0 | 6.715
PG&E KERN | Tupman | 115 |  | 0 | 0 | 0 | 0 | 0 | 0 | 0 | 0 | 0 | 0 | 0 | 0 | 0 | 0 | 0 | 0 |  | 10.8 | 0 | 0 | 0 |  | 0 |  | 0 | 17.232 | 0 | 0 | 0 |  | 0 |  | 0 | [10 empty] | 10.8 | 0 | 0 | 0 | 0 | 0 | 0 | 0 | 17.232 | 0 | 0 | 0 |  | 0 | 0 |  | 0 | 0
PG&E NGBA | Ukiah | 115 |  | 0 | 0 | 0 | 0 | 0 | 0 | 0 | 0 | 0 | 0 | 0 | 0 | 0 | 0 | 0 | 0 |  | 0 | 0 | 0 | 0 |  | 0 |  | 0 | 0 | 0 | 0 | 0 |  | 0 |  | 0 | [10 empty] | 0 | 0 | 0 | 0 | 0 | 0 | 0 | 0 | 0 | 0 | 0 | 0 |  | 0 | 0 |  | 0 | 0
PG&E KERN | Union (Estrella) | 70 |  | 0 | 0 | 0 | 0 | 0 | 0 | 0 | 0 | 0 | 0 | 0 | 0 | 0 | 0 | 0 | 0 |  | 0 | 0 | 0 | 0 |  | 0 |  | 0 | 0 | 0 | 0 | 0 |  | 0 |  | 0 | [10 empty] | 0 | 0 | 0 | 0 | 0 | 0 | 0 | 0 | 0 | 0 | 0 | 0 |  | 0 | 0 |  | 0 | 0
PG&E NGBA | Vaca Dixon | 115 |  | 0 | 0 | 0 | 0 | 0 | 0 | 0 | 0 | 0 | 0 | 0 | 0 | 0 | 0 | 0 | 0 |  | 0 | 0 | 0 | 0 |  | 0 |  | 0 | 0 | 0 | 0 | 0 |  | 0 |  | 0 | [10 empty] | 0 | 0 | 0 | 0 | 0 | 0 | 0 | 0 | 0 | 0 | 0 | 0 |  | 0 | 0 |  | 0 | 0
PG&E NGBA | Vaca Dixon | 230 |  | 0 | 0 | 0 | 0 | 0 | 0 | 0 | 0 | 0 | 0 | 0 | 0 | 0 | 0 | 0 | 0 |  | 0 | 0 | 0 | 0 |  | 0 |  | 0 | 0 | 0 | 0 | 0 |  | 0 |  | 0 | [10 empty] | 0 | 0 | 0 | 0 | 0 | 0 | 0 | 0 | 0 | 0 | 0 | 0 |  | 0 | 0 |  | 0 | 0
PG&E NGBA | Vaca Dixon | 500 |  | 0 | 0 | 0 | 0 | 0 | 0 | 0 | 0 | 0 | 0 | 0 | 0 | 0 | 0 | 0 | 0 |  | 0 | 0 | 0 | 0 |  | 0 |  | 0 | 0 | 0 | 0 | 0 |  | 0 |  | 0 | [10 empty] | 0 | 0 | 0 | 0 | 0 | 0 | 0 | 0 | 0 | 0 | 0 | 0 |  | 0 | 0 |  | 0 | 0
PG&E NGBA | Vaca Dixon | 60 |  | 0 | 0 | 0 | 0 | 0 | 0 | 0 | 0 | 0 | 0 | 0 | 0 | 0 | 0 | 0 | 0 |  | 0 | 0 | 0 | 0 |  | 0 |  | 0 | 0 | 0 | 0 | 0 |  | 0 |  | 0 | [10 empty] | 0 | 0 | 0 | 0 | 0 | 0 | 0 | 0 | 0 | 0 | 0 | 0 |  | 0 | 0 |  | 0 | 0
SCE Eastern | Valley (SCE) | 500 |  | 3 | 0 | 0 | 0 | 0 | 0 | 150 | 153 | 3 | 50 | 0 | 0 | 0 | 0 | 250 | 613 |  | 0 | 0 | 0 | 0 |  | 0 |  | 0 | 0 | 0 | 0 | 0 |  | 0 |  | 0 | [10 empty] | 3 | 0 | 0 | 0 | 0 | 0 | 150 | 153 | 3 | 50 | 0 | 0 |  | 0 | 0 |  | 250 | 613
SCE EOP | Valley (VEA) | 138 |  | 0 | 0 | 0 | 0 | 0 | 0 | 0 | 0 | 0 | 0 | 0 | 0 | 0 | 0 | 0 | 0 |  | 0 | 0 | 0 | 0 |  | 0 |  | 0 | 0 | 0 | 0 | 0 |  | 0 |  | 0 | [10 empty] | 0 | 0 | 0 | 0 | 0 | 0 | 0 | 0 | 0 | 0 | 0 | 0 |  | 0 | 0 |  | 0 | 0
SDGE | Valley Center | 69 |  | 0 | 0 | 0 | 0 | 0 | 0 | 0 | 0 | 9.99 | 0 | 0 | 0 | 0 | 0 | 0 | 9.99 |  | 0 | 0 | 0 | 0 |  | 0 |  | 0 | 0 | 0 | 0 | 0 |  | 0 |  | 0 | [10 empty] | 0 | 0 | 0 | 0 | 0 | 0 | 0 | 0 | 9.99 | 0 | 0 | 0 |  | 0 | 0 |  | 0 | 9.99
PG&E GBA | Valley Home | 115 |  | 0 | 0 | 0 | 0 | 0 | 0 | 0 | 0 | 0 | 0 | 0 | 0 | 0 | 0 | 0 | 0 |  | 0 | 0 | 0 | 0 |  | 0 |  | 0 | 2.75 | 0 | 0 | 0 |  | 0 |  | 0 | [10 empty] | 0 | 0 | 0 | 0 | 0 | 0 | 0 | 0 | 2.75 | 0 | 0 | 0 |  | 0 | 0 |  | 0 | 0
PG&E GBA | Valley Springs | 230 |  | 0 | 0 | 0 | 0 | 0 | 0 | 0 | 0 | 0 | 0 | 0 | 0 | 0 | 0 | 0 | 0 |  | 0 | 0 | 0 | 0 |  | 0 |  | 0 | 0 | 0 | 0 | 0 |  | 0 |  | 0 | [10 empty] | 0 | 0 | 0 | 0 | 0 | 0 | 0 | 0 | 0 | 0 | 0 | 0 |  | 0 | 0 |  | 0 | 0
PG&E GBA | Valley Springs | 60 |  | 0 | 0 | 0 | 0 | 0 | 0 | 0 | 0 | 0 | 0 | 0 | 0 | 0 | 0 | 0 | 0 |  | 0 | 0 | 0 | 0 |  | 0 |  | 0 | 0 | 0 | 0 | 0 |  | 0 |  | 12.665 | [10 empty] | 0 | 0 | 0 | 0 | 0 | 0 | 0 | 0 | 0 | 0 | 0 | 0 |  | 0 | 0 |  | 0 | 12.665
SCE EOP | Valley Switch | 138 |  | 0 | 0 | 0 | 0 | 0 | 0 | 0 | 0 | 0 | 0 | 0 | 0 | 0 | 0 | 0 | 0 |  | 0 | 0 | 0 | 0 |  | 0 |  | 0 | 0 | 0 | 0 | 0 |  | 0 |  | 0 | [10 empty] | 0 | 0 | 0 | 0 | 0 | 0 | 0 | 0 | 0 | 0 | 0 | 0 |  | 0 | 0 |  | 0 | 0
SCE EOP | Valley Switch | 230 |  | 0 | 0 | 0 | 0 | 0 | 0 | 0 | 0 | 0 | 0 | 0 | 0 | 0 | 0 | 0 | 0 |  | 0 | 0 | 0 | 0 |  | 0 |  | 0 | 0 | 0 | 0 | 0 |  | 0 |  | 0 | [10 empty] | 0 | 0 | 0 | 0 | 0 | 0 | 0 | 0 | 0 | 0 | 0 | 0 |  | 0 | 0 |  | 0 | 0
PG&E GBA | Vasco | 230 |  | 0 | 0 | 0 | 0 | 0 | 0 | 0 | 0 | 0 | 0 | 0 | 0 | 0 | 0 | 0 | 0 |  | 0 | 0 | 0 | 0 |  | 0 |  | 0 | 0 | 0 | 0 | 0 |  | 0 |  | 0 | [10 empty] | 0 | 0 | 0 | 0 | 0 | 0 | 0 | 0 | 0 | 0 | 0 | 0 |  | 0 | 0 |  | 0 | 0
PG&E GBA | Vasona | 230 |  | 0 | 0 | 0 | 0 | 0 | 0 | 0 | 0 | 0 | 0 | 0 | 0 | 0 | 0 | 0 | 0 |  | 0 | 0 | 0 | 0 |  | 0 |  | 0.036 | 0 | 0 | 0 | 0 |  | 0 |  | 0.036 | [10 empty] | 0 | 0 | 0 | 0 | 0 | 0 | 0 | 0.036 | 0 | 0 | 0 | 0 |  | 0 | 0 |  | 0 | 0.036
SCE Northern | Vestal | 230 |  | 0 | 0 | 0 | 0 | 0 | 0 | 0 | 0 | 71.488 | 55.83 | 0 | 0 | 0 | 0 | 0 | 64 |  | 0 | 0 | 0 | 0 |  | 0 |  | 0 | 0 | 0 | 0 | 0 |  | 0 |  | 0 | [10 empty] | 0 | 0 | 0 | 0 | 0 | 0 | 0 | 0 | 71.488 | 55.83 | 0 | 0 |  | 0 | 0 |  | 0 | 64
SCE Northern | Vestal | 66 |  | 0 | 0 | 0 | 0 | 0 | 0 | 0 | 0 | 0 | 0 | 0 | 0 | 0 | 0 | 0 | 0 |  | 0 | 0 | 0 | 0 |  | 0 |  | 0 | 0 | 0 | 0 | 0 |  | 0 |  | 0 | [10 empty] | 0 | 0 | 0 | 0 | 0 | 0 | 0 | 0 | 0 | 0 | 0 | 0 |  | 0 | 0 |  | 0 | 0
SCE NOL | Victor | 115 |  | 5 | 0 | 0 | 0 | 0 | 0 | 0 | 5 | 45 | 100 | 0 | 0 | 0 | 0 | 0 | 293.73 |  | 0 | 0 | 0 | 0 |  | 0 |  | 2.988 | 0 | 0 | 0 | 0 |  | 0 |  | 12.968 | [10 empty] | 5 | 0 | 0 | 0 | 0 | 0 | 0 | 7.988 | 45 | 100 | 0 | 0 |  | 0 | 0 |  | 0 | 306.698
SCE NOL | Victor | 230 |  | 0 | 0 | 0 | 0 | 0 | 0 | 0 | 0 | 10 | 0 | 0 | 0 | 0 | 0 | 0 | 9.792 |  | 0 | 0 | 0 | 0 |  | 0 |  | 0 | 0 | 0 | 0 | 0 |  | 0 |  | 0 | [10 empty] | 0 | 0 | 0 | 0 | 0 | 0 | 0 | 0 | 10 | 0 | 0 | 0 |  | 0 | 0 |  | 0 | 9.792
SCE Metro | Viejo | 230 |  | 0 | 0 | 0 | 0 | 0 | 0 | 0 | 0 | 0 | 0 | 0 | 0 | 0 | 0 | 0 | 0 |  | 0 | 0 | 0 | 0 |  | 0 |  | 0 | 0 | 0 | 0 | 0 |  | 0 |  | 0 | [10 empty] | 0 | 0 | 0 | 0 | 0 | 0 | 0 | 0 | 0 | 0 | 0 | 0 |  | 0 | 0 |  | 0 | 0
PG&E GBA | Vierra | 115 |  | 0 | 0 | 0 | 0 | 0 | 0 | 0 | 0 | 0 | 0 | 0 | 0 | 0 | 0 | 0 | 0 |  | 6.6911 | 0 | 0 | 0 |  | 0 |  | 2.5391 | 10.9841 | 0 | 0 | 0 |  | 0 |  | 7.5701 | [10 empty] | 6.6911 | 0 | 0 | 0 | 0 | 0 | 0 | 2.5391 | 10.9841 | 0 | 0 | 0 |  | 0 | 0 |  | 0 | 7.5701
SCE Metro | Villa Park | 230 |  | 0 | 0 | 0 | 0 | 0 | 0 | 0 | 0 | 0 | 0 | 0 | 0 | 0 | 0 | 0 | 0 |  | 0 | 0 | 0 | 0 |  | 0 |  | 0 | 0 | 0 | 0 | 0 |  | 0 |  | 0 | [10 empty] | 0 | 0 | 0 | 0 | 0 | 0 | 0 | 0 | 0 | 0 | 0 | 0 |  | 0 | 0 |  | 0 | 0
SCE Northern | Vincent | 230 |  | 0 | 0 | 0 | 0 | 0 | 0 | 0 | 0 | 0 | 0 | 0 | 0 | 0 | 0 | 0 | 0 |  | 0 | 0 | 0 | 0 |  | 0 |  | 0 | 0 | 0 | 0 | 0 |  | 0 |  | 0 | [10 empty] | 0 | 0 | 0 | 0 | 0 | 0 | 0 | 0 | 0 | 0 | 0 | 0 |  | 0 | 0 |  | 0 | 0
SCE Northern | Vincent | 500 |  | 0 | 0 | 0 | 0 | 0 | 0 | 0 | 0 | 0 | 0 | 0 | 0 | 0 | 0 | 0 | 0 |  | 0 | 0 | 0 | 0 |  | 0 |  | 0 | 0 | 0 | 0 | 0 |  | 0 |  | 0 | [10 empty] | 0 | 0 | 0 | 0 | 0 | 0 | 0 | 0 | 0 | 0 | 0 | 0 |  | 0 | 0 |  | 0 | 0
PG&E GBA | Vineyard | 230 |  | 0 | 0 | 0 | 0 | 0 | 0 | 0 | 0 | 0 | 0 | 0 | 0 | 0 | 0 | 0 | 0 |  | 0 | 0 | 0 | 0 |  | 0 |  | 0 | 0 | 0 | 0 | 0 |  | 0 |  | 0 | [10 empty] | 0 | 0 | 0 | 0 | 0 | 0 | 0 | 0 | 0 | 0 | 0 | 0 |  | 0 | 0 |  | 0 | 0
SDGE | Vineyard | 69 |  | 0 | 0 | 0 | 0 | 0 | 0 | 0 | 0 | 0 | 0 | 0 | 0 | 0 | 0 | 0 | 0 |  | 4.1037 | 0 | 0 | 0 |  | 0 |  | 2.7287 | 4.1037 | 0 | 0 | 0 |  | 0 |  | 2.7287 | [10 empty] | 4.1037 | 0 | 0 | 0 | 0 | 0 | 0 | 2.7287 | 4.1037 | 0 | 0 | 0 |  | 0 | 0 |  | 0 | 2.7287
SCE Eastern | Vista (SCE) | 230 |  | 0 | 0 | 0 | 0 | 0 | 0 | 0 | 200 | 0 | 0 | 0 | 0 | 0 | 0 | 0 | 620 |  | 0 | 0 | 0 | 0 |  | 0 |  | 0 | 0 | 0 | 0 | 0 |  | 0 |  | 0 | [10 empty] | 0 | 0 | 0 | 0 | 0 | 0 | 0 | 200 | 0 | 0 | 0 | 0 |  | 0 | 0 |  | 0 | 620
SCE EOP | Vista (VEA) | 138 |  | 0 | 0 | 0 | 0 | 0 | 0 | 0 | 0 | 0 | 0 | 0 | 0 | 0 | 0 | 0 | 0 |  | 0 | 0 | 0 | 0 |  | 0 |  | 0 | 0 | 0 | 0 | 0 |  | 0 |  | 0 | [10 empty] | 0 | 0 | 0 | 0 | 0 | 0 | 0 | 0 | 0 | 0 | 0 | 0 |  | 0 | 0 |  | 0 | 0
SCE EOP | Vista (VEA) | 230 |  | 0 | 0 | 0 | 0 | 0 | 0 | 0 | 0 | 0 | 0 | 0 | 0 | 0 | 0 | 0 | 0 |  | 0 | 0 | 0 | 0 |  | 0 |  | 0 | 0 | 0 | 0 | 0 |  | 0 |  | 0 | [10 empty] | 0 | 0 | 0 | 0 | 0 | 0 | 0 | 0 | 0 | 0 | 0 | 0 |  | 0 | 0 |  | 0 | 0
PG&E FRESNO | Wahtoke | 115 |  | 0 | 0 | 0 | 0 | 0 | 0 | 0 | 0 | 0 | 0 | 0 | 0 | 0 | 0 | 0 | 0 |  | 0 | 0 | 0 | 0 |  | 0 |  | 0 | 0 | 0 | 0 | 0 |  | 0 |  | 0 | [10 empty] | 0 | 0 | 0 | 0 | 0 | 0 | 0 | 0 | 0 | 0 | 0 | 0 |  | 0 | 0 |  | 0 | 0
SCE Northern | Wakefield | 66 |  | 0 | 0 | 0 | 0 | 0 | 0 | 0 | 0 | 0 | 0 | 0 | 0 | 0 | 0 | 0 | 0 |  | 0 | 0 | 0 | 0 |  | 0 |  | 0 | 0 | 0 | 0 | 0 |  | 0 |  | 0 | [10 empty] | 0 | 0 | 0 | 0 | 0 | 0 | 0 | 0 | 0 | 0 | 0 | 0 |  | 0 | 0 |  | 0 | 0
SCE Metro | Walnut | 230 |  | 0 | 0 | 0 | 0 | 0 | 0 | 0 | 0 | 0 | 0 | 0 | 0 | 0 | 0 | 110 | 110 |  | 0 | 0 | 0 | 0 |  | 0 |  | 0 | 0 | 0 | 0 | 0 |  | 0 |  | 0 | [10 empty] | 0 | 0 | 0 | 0 | 0 | 0 | 0 | 0 | 0 | 0 | 0 | 0 |  | 0 | 0 |  | 110 | 110
SCE Northern | Warne | 230 |  | 0 | 0 | 0 | 0 | 0 | 0 | 0 | 0 | 0 | 0 | 0 | 0 | 0 | 0 | 0 | 0 |  | 0 | 0 | 0 | 0 |  | 0 |  | 0 | 0 | 0 | 0 | 0 |  | 0 |  | 0 | [10 empty] | 0 | 0 | 0 | 0 | 0 | 0 | 0 | 0 | 0 | 0 | 0 | 0 |  | 0 | 0 |  | 0 | 0
PG&E GBA | Warnerville | 230 |  | 0 | 0 | 0 | 0 | 0 | 0 | 0 | 0 | 0 | 0 | 0 | 0 | 0 | 0 | 0 | 0 |  | 0 | 0 | 0 | 0 |  | 0 |  | 0 | 0 | 0 | 0 | 0 |  | 0 |  | 0 | [10 empty] | 0 | 0 | 0 | 0 | 0 | 0 | 0 | 0 | 0 | 0 | 0 | 0 |  | 0 | 0 |  | 0 | 0
PG&E FRESNO | Waukena | 115 |  | 0 | 0 | 0 | 0 | 0 | 0 | 0 | 0 | 0 | 0 | 0 | 0 | 0 | 0 | 0 | 0 |  | 0 | 0 | 0 | 0 |  | 0 |  | 0 | 0 | 0 | 0 | 0 |  | 0 |  | 0 | [10 empty] | 0 | 0 | 0 | 0 | 0 | 0 | 0 | 0 | 0 | 0 | 0 | 0 |  | 0 | 0 |  | 0 | 0
PG&E GBA | Weber | 230 |  | 0 | 0 | 0 | 0 | 0 | 0 | 0 | 0 | 0 | 0 | 0 | 0 | 0 | 0 | 0 | 0 |  | 0 | 0 | 0 | 0 |  | 0 |  | 0 | 0 | 0 | 0 | 0 |  | 0 |  | 0 | [10 empty] | 0 | 0 | 0 | 0 | 0 | 0 | 0 | 0 | 0 | 0 | 0 | 0 |  | 0 | 0 |  | 0 | 0
PG&E GBA | Weber | 60 |  | 0 | 0 | 0 | 0 | 0 | 0 | 0 | 0 | 0 | 0 | 0 | 0 | 0 | 0 | 0 | 0 |  | 4.606 | 0 | 0 | 0 |  | 0 |  | 1.6 | 11.6187 | 0 | 0 | 0 |  | 0 |  | 1.6 | [10 empty] | 4.606 | 0 | 0 | 0 | 0 | 0 | 0 | 1.6 | 11.6187 | 0 | 0 | 0 |  | 0 | 0 |  | 0 | 1.6
PG&E FRESNO | West Fresno | 115 |  | 0 | 0 | 0 | 0 | 0 | 0 | 0 | 0 | 0 | 0 | 0 | 0 | 0 | 0 | 0 | 0 |  | 0 | 0 | 0 | 0 |  | 0 |  | 0 | 3.534 | 0 | 0 | 0 |  | 0 |  | 2.326 | [10 empty] | 0 | 0 | 0 | 0 | 0 | 0 | 0 | 0 | 3.534 | 0 | 0 | 0 |  | 0 | 0 |  | 0 | 2.326
PG&E FRESNO | Westley | 230 |  | 0 | 0 | 0 | 0 | 0 | 0 | 0 | 0 | 0 | 0 | 0 | 0 | 0 | 0 | 0 | 0 |  | 0 | 0 | 0 | 0 |  | 0 |  | 0 | 0 | 0 | 0 | 0 |  | 0 |  | 0 | [10 empty] | 0 | 0 | 0 | 0 | 0 | 0 | 0 | 0 | 0 | 0 | 0 | 0 |  | 0 | 0 |  | 0 | 0
PG&E KERN | Westpark | 115 |  | 0 | 0 | 0 | 0 | 0 | 0 | 0 | 0 | 0 | 0 | 0 | 0 | 0 | 0 | 0 | 0 |  | 0 | 0 | 0 | 0 |  | 0 |  | 0 | 0 | 0 | 0 | 0 |  | 0 |  | 0 | [10 empty] | 0 | 0 | 0 | 0 | 0 | 0 | 0 | 0 | 0 | 0 | 0 | 0 |  | 0 | 0 |  | 0 | 0
PG&E KERN | Wheeler Ridge | 230 |  | 0 | 0 | 0 | 0 | 0 | 0 | 0 | 0 | 0 | 0 | 0 | 0 | 0 | 0 | 0 | 0 |  | 0 | 0 | 0 | 0 |  | 0 |  | 0 | 0 | 0 | 0 | 0 |  | 0 |  | 0 | [10 empty] | 0 | 0 | 0 | 0 | 0 | 0 | 0 | 0 | 0 | 0 | 0 | 0 |  | 0 | 0 |  | 0 | 0
PG&E KERN | Wheeler Ridge | 115 |  | 0 | 0 | 0 | 0 | 0 | 0 | 0 | 0 | 0 | 0 | 0 | 0 | 0 | 0 | 0 | 0 |  | 0 | 0 | 0 | 0 |  | 0 |  | 0 | 0 | 0 | 0 | 0 |  | 0 |  | 0 | [10 empty] | 0 | 0 | 0 | 0 | 0 | 0 | 0 | 0 | 0 | 0 | 0 | 0 |  | 0 | 0 |  | 0 | 0
PG&E KERN | Wheeler Ridge | 70 |  | 0 | 0 | 0 | 0 | 0 | 0 | 0 | 0 | 0 | 0 | 0 | 0 | 0 | 0 | 0 | 0 |  | 0 | 0 | 0 | 0 |  | 0 |  | 0 | 18.289 | 0 | 0 | 0 |  | 0 |  | 16.914 | [10 empty] | 0 | 0 | 0 | 0 | 0 | 0 | 0 | 0 | 18.289 | 0 | 0 | 0 |  | 0 | 0 |  | 0 | 16.914
SCE Northern | Whirlwind | 230 |  | 0 | 0 | 0 | 0 | 0 | 0 | 0 | 0 | 0 | 0 | 0 | 0 | 0 | 0 | 0 | 0 |  | 0 | 0 | 0 | 0 |  | 0 |  | 0 | 0 | 0 | 0 | 0 |  | 0 |  | 0 | [10 empty] | 0 | 0 | 0 | 0 | 0 | 0 | 0 | 0 | 0 | 0 | 0 | 0 |  | 0 | 0 |  | 0 | 0
SCE Northern | Whirlwind | 500 |  | 0 | 0 | 0 | 0 | 0 | 0 | 0 | 0 | 0 | 0 | 0 | 0 | 0 | 0 | 0 | 0 |  | 0 | 0 | 0 | 0 |  | 0 |  | 0 | 0 | 0 | 0 | 0 |  | 0 |  | 0 | [10 empty] | 0 | 0 | 0 | 0 | 0 | 0 | 0 | 0 | 0 | 0 | 0 | 0 |  | 0 | 0 |  | 0 | 0
PG&E GBA | Whisman | 115 |  | 0 | 0 | 0 | 0 | 0 | 0 | 0 | 0 | 0 | 0 | 0 | 0 | 0 | 0 | 0 | 0 |  | 0 | 0 | 0 | 0 |  | 0 |  | 0 | 0 | 0 | 0 | 0 |  | 0 |  | 0 | [10 empty] | 0 | 0 | 0 | 0 | 0 | 0 | 0 | 0 | 0 | 0 | 0 | 0 |  | 0 | 0 |  | 0 | 0
SCE Eastern | Wildlife | 230 |  | 0 | 0 | 0 | 0 | 0 | 0 | 0 | 0 | 0 | 0 | 0 | 0 | 0 | 0 | 0 | 0 |  | 0 | 0 | 0 | 0 |  | 0 |  | 0 | 0 | 0 | 0 | 0 |  | 0 |  | 0 | [10 empty] | 0 | 0 | 0 | 0 | 0 | 0 | 0 | 0 | 0 | 0 | 0 | 0 |  | 0 | 0 |  | 0 | 0
PG&E FRESNO | Wilson | 115 |  | 0 | 0 | 0 | 0 | 0 | 0 | 0 | 0 | 0 | 0 | 0 | 0 | 0 | 0 | 0 | 0 |  | 0 | 0 | 0 | 0 |  | 1 |  | 0 | 0 | 0 | 0 | 0 |  | 1 |  | 0 | [10 empty] | 0 | 0 | 0 | 0 | 0 | 1 | 0 | 0 | 0 | 0 | 0 | 0 |  | 0 | 1 |  | 0 | 0
PG&E FRESNO | Wilson | 230 |  | 0 | 0 | 0 | 0 | 0 | 0 | 0 | 0 | 0 | 0 | 0 | 0 | 0 | 0 | 0 | 0 |  | 0 | 0 | 0 | 0 |  | 0 |  | 0 | 0 | 0 | 0 | 0 |  | 0 |  | 0 | [10 empty] | 0 | 0 | 0 | 0 | 0 | 0 | 0 | 0 | 0 | 0 | 0 | 0 |  | 0 | 0 |  | 0 | 0
SCE Northern | Windhub | 230 |  | 0 | 0 | 0 | 0 | 0 | 0 | 0 | 8 | 10 | 138.6 | 23.5 | 0 | 0 | 0 | 0 | 13 |  | 0 | 0 | 0 | 0 |  | 0 |  | 0 | 0 | 0 | 0 | 0 |  | 0 |  | 0 | [10 empty] | 0 | 0 | 0 | 0 | 0 | 0 | 0 | 8 | 10 | 138.6 | 23.5 | 0 |  | 0 | 0 |  | 0 | 13
SCE Northern | Windhub | 500 |  | 0 | 0 | 0 | 0 | 0 | 0 | 0 | 0 | 0 | 0 | 0 | 0 | 0 | 0 | 0 | 0 |  | 0 | 0 | 0 | 0 |  | 0 |  | 0 | 0 | 0 | 0 | 0 |  | 0 |  | 0 | [10 empty] | 0 | 0 | 0 | 0 | 0 | 0 | 0 | 0 | 0 | 0 | 0 | 0 |  | 0 | 0 |  | 0 | 0
PG&E GBA | Windmaster | 230 |  | 0 | 0 | 0 | 0 | 0 | 0 | 0 | 0 | 0 | 0 | 0 | 0 | 0 | 0 | 0 | 0 |  | 0 | 0 | 0 | 0 |  | 0 |  | 0 | 0 | 0 | 0 | 0 |  | 0 |  | 0 | [10 empty] | 0 | 0 | 0 | 0 | 0 | 0 | 0 | 0 | 0 | 0 | 0 | 0 |  | 0 | 0 |  | 0 | 0
PG&E NGBA | Windsor | 60 |  | 0 | 0 | 0 | 0 | 0 | 0 | 0 | 0 | 0 | 0 | 0 | 0 | 0 | 0 | 0 | 0 |  | 0 | 0 | 0 | 0 |  | 0 |  | 0 | 0 | 0 | 0 | 0 |  | 0 |  | 0 | [10 empty] | 0 | 0 | 0 | 0 | 0 | 0 | 0 | 0 | 0 | 0 | 0 | 0 |  | 0 | 0 |  | 0 | 0
PG&E NGBA | Woodland | 115 |  | 0 | 0 | 0 | 0 | 0 | 0 | 0 | 0 | 0 | 0 | 0 | 0 | 0 | 0 | 0 | 0 |  | 0 | 0 | 0 | 0 |  | 0 |  | 0 | 5.93 | 0 | 0 | 0 |  | 0 |  | 0 | [10 empty] | 0 | 0 | 0 | 0 | 0 | 0 | 0 | 0 | 5.93 | 0 | 0 | 0 |  | 0 | 0 |  | 0 | 0
PG&E FRESNO | Woodward | 115 |  | 0 | 0 | 0 | 0 | 0 | 0 | 0 | 0 | 0 | 0 | 0 | 0 | 0 | 0 | 0 | 0 |  | 0 | 0 | 0 | 0 |  | 0 |  | 0 | 0 | 0 | 0 | 0 |  | 0 |  | 0 | [10 empty] | 0 | 0 | 0 | 0 | 0 | 0 | 0 | 0 | 0 | 0 | 0 | 0 |  | 0 | 0 |  | 0 | 0
PG&E NGBA | Wyandotte | 115 |  | 0 | 0 | 0 | 0 | 0 | 0 | 0 | 0 | 0 | 0 | 0 | 0 | 0 | 0 | 0 | 0 |  | 3.6916 | 0 | 0 | 0 |  | 0 |  | 0 | 8.6716 | 0 | 0 | 0 |  | 0 |  | 0 | [10 empty] | 3.6916 | 0 | 0 | 0 | 0 | 0 | 0 | 0 | 8.6716 | 0 | 0 | 0 |  | 0 | 0 |  | 0 | 0

## Out-of-CAISO_QueueInfo
Select resource types Projects from the IID interconnection queue, the NVEP, Idaho power, and PacifiCorp interconnection queues.
IID Interconnection Queue | [9 empty] | 2024-06-01
Queue Position | Queue Designation | Request Date | Request | Service | Max MW | Location | Interconnection Facility | Estimated In- | Updated In-Service | Facility Type | Status | CAISO intertie location
|  |  | Process | Type | Output |  |  | Service Date | Date |  |  | Sub | Voltage | Geothermal (MW)
95 | GI-2020-130 | 2020-01-15 | GIP | ER | 50 | Imperial County | 161kV L line | Phase 1: Dec-26 Phase 2: June-28 | Phase 1: Dec-26 Phase 2: June-28 | Geothermal | Active | Imperial Valley | 230 | 50
103 | GI-2020-139 | 2020-11-09 | GIP | ER | 80 | Riverside County | 92kV Coachella Valley Substation | 2024-04-26 | 2024-04-26 | Biomass/Storage | Active
106A | GI-2020-142A | 2020-11-16 | GIP | ER | 30 | Imperial County | 92kV R line | 2024-02-26 | 2024-02-26 | Solar/Storage | Active
108 | GI-2021-144 | 2021-03-08 | GIP | ER | 28 | Imperial County | 92kV J line | 2024-12-28 | 2024-12-28 | Biomass | Active
109 | GI-2021-145 | 2021-08-17 | GIP | ER | 125 | Riverside County | 230kV Coachella Valley Substation | 2024-06-23 | 2024-06-23 | Storage | Active
110 | GI-2021-146 | 2021-11-17 | GIP | ER | 70 | Imperial County | 92kV P line | 2024-06-25 | 2024-06-25 | Storage | Active
111 | GI-2021-147 | 2021-11-17 | GIP | ER | 75 | Imperial County | 161kV N line | 2024-06-26 | 2024-06-26 | Solar/Storage | Active
112 | GI-2021-148 | 2021-11-17 | GIP | ER | 90 | Imperial County | 92kV Anza Substation | 2024-06-26 | 2024-06-26 | Solar/Storage | Active
113 | GI-2021-149 | 2021-11-17 | GIP | ER | 175 | Imperial County | 230kV KN line | 2024-11-26 | 2024-11-26 | Solar/Storage | Active
114 | GI-2021-150 | 2021-12-30 | GIP | ER | 140 | Imperial County | Proposed New Facility | 2024-08-27 | 2024-08-27 | Geothermal | Active | Mirage | 230 | 140
115 | GI-2021-151 | 2021-12-30 | GIP | ER | 77 | Imperial County | Proposed New Facility | 2024-02-28 | 2024-02-28 | Geothermal | Active | Mirage | 230 | 77
116 | GI-2021-152 | 2021-12-30 | GIP | ER | 140 | Imperial County | Proposed New Facility | 2024-03-28 | 2024-03-28 | Geothermal | Active | Mirage | 230 | 140
117 | GI-2022-153 | 2022-01-28 | GIP | ER | 100 | Riverside County | Ave 42 Substation | 2024-03-24 | 2024-03-24 | Storage | Active
118 | GI-2022-154 | 2022-02-22 | GIP | ER | 100 | Imperial County | 161 kV L line | 2024-11-26 | 2024-11-26 | Solar/Storage | Active
121 | GI-2022-157 | 2022-09-06 | GIP | ER | 65 | Imperial County | 92kV R line | 2024-12-27 | 2024-12-27 | Solar/Storage | Active
122 | GI-2022-158 | 2022-09-06 | GIP | ER | 35 | Imperial County | 92kV R line | 2024-12-27 | 2024-12-27 | Solar/Storage | Active
123 | GI-2022-159 | 2022-09-06 | GIP | ER | 50 | Imperial County | 161kV N line | 2024-11-27 | 2024-11-27 | Solar/Storage | Active
124 | GI-2022-160 | 2022-09-06 | GIP | ER | 50 | Imperial County | 92kV K Line | 2024-11-27 | 2024-11-27 | Solar/Storage | Active
125 | GI-2022-161 | 2022-09-06 | GIP | ER | 60 | Imperial County | 92kV E line | 2024-05-26 | 2024-05-26 | Storage | Active
126 | GI-2022-162 | 2022-09-08 | GIP | ER | 270 | Imperial County | Proposed New Facility | 2024-06-26 | 2024-06-26 | Solar/Storage | Active
127 | GI-2022-163 | 2022-09-12 | GIP | ER | 125 | Riverside County | 230kV KN/KS line | 2024-12-25 | 2024-12-25 | Solar/Storage | Active
128 | GI-2022-164 | 2022-11-30 | GIP | ER | 800 | Imperial County | Proposed New Facility | 2024-05-26 | 2024-05-26 | Solar/Storage | Active
129 | GI-2023-165 | 2023-01-09 | GIP | ER | 50 | Imperial County | 161kV A line | 2024-01-26 | 2024-01-26 | Solar/Storage | Active
130 | GI-2023-166 | 2023-01-10 | GIP | ER | 100 | Imperial County | 92kV L line | 2024-06-27 | 2024-06-27 | Storage | Active
131 | GI-2023-167 | 2023-02-07 | GIP | ER | 500 | Imperial County | Proposed New Facility | 2024-06-26 | 2024-06-26 | Solar/Storage | Active
132 | GI-2023-168 | 2023-04-04 | GIP | ER | 387 | Imperial County | 230kV ECSS | 2024-07-26 | 2024-07-26 | Storage | Active
133 | GI-2023-169 | 2023-04-14 | GIP | ER | 90 | Imperial County | 92kV El Centro East Sub | 2024-07-26 | 2024-07-26 | Storage | Active
134 | GI-2023-170 | 2023-04-21 | GIP | ER | 150 | Imperial County | Wixom Switching Station | 2024-12-26 | 2024-12-26 | Solar | Active
135 | GI-2023-171 | 2023-04-27 | GIP | ER | 100 | Imperial County | 92kV C | 2024-12-26 | 2024-12-26 | Solar/Storage | Active
136 | GI-2023-172 | 2023-04-28 | GIP | ER | 39.2 | Imperial County | 161kV M line | 2024-05-25 | 2024-05-25 | Solar/Storage | Active
137 | GI-2023-173 | 2023-04-28 | GIP | ER | 150 | Imperial County | 230kV Sinclair Sub | 2024-06-28 | 2024-06-28 | Solar/Storage | Active
138 | GI-2023-174 | 2023-04-28 | GIP | ER | 157 | Imperial County | 230kV Sinclair Sub | 2024-06-29 | 2024-06-29 | Geothermal | Active | Mirage | 230 | 157
139 | GI-2023-175 | 2023-04-28 | GIP | ER | 150 | Imperial County | 230kV Sinclair Sub | 2024-06-28 | 2024-06-28 | Solar/Storage | Active
140 | GI-2023-176 | 2023-04-28 | GIP | ER | 157 | Imperial County | 230kV Sinclair Sub | 2024-06-29 | 2024-06-29 | Geothermal | Active | Mirage | 230 | 157
141 | GI-2023-177 | 2023-04-30 | GIP | ER | 33 | Imperial County | 92kV Heber Substation | 2024-09-26 | 2024-09-26 | Geothermal | Active | Imperial Valley | 230 | 33
Dated: 8/2/24 for active queue, 7/31/24 for Executed Queue, 9/08/23 for Navejo-Crystal Queue | [8 empty] | 2023-10-10 |  |  | CAISO intertie location
Queue Position | Date of Request | Max. | County/State | Point of Interconnection | Projected InService Date | Interconnection Service Rqstd. | Availability of any studies related to request | Generating Facility | Status of Request |  |  | Sub | Voltage | Geothermal | Wind
Company EV | 2010-04-14 | 38.5 | Churchill/NV | Bannock 120 kV | 2026-09-01 | ER | Yes | Geothermal | Executed |  |  | El Dorado | 500 | 38.5
Company HN | 2017-08-15 | 45 | Washoe/NV | Eagle 120 kV | 2026-01-31 | NR | Yes | Geothermal | Executed |  |  | El Dorado | 500 | 45
Company KG | 2020-02-28 | 38.5 | Eureka/NV | Falcon - Cortez 120 kV | 2027-04-30 | NR | Yes | Geothermal | Executed |  |  | El Dorado | 230 | 38.5
Company KH | 2020-02-28 | 38.5 | Esmeralda/NV | Millers-Silver Peak 57.5 kV line | 2022-06-01 | NR | Yes | Geothermal | Executed |  |  | Beatty | 230 | 38.5
Company KI | 2020-02-28 | 38.5 | Washoe/NV Lyon/ NV | Eagle 120 kV | 2025-05-01 | NR | Yes | Geothermal | Executed |  |  | El Dorado | 500 | 38.5
Company KJ | 2020-02-28 | 38.5 | Washoe/NV | Eagle 120 kV | 2023-01-01 | NR | Yes | Geothermal | Executed |  |  | El Dorado | 500 | 38.5
Company KO | 2020-09-17 | 4.8 | Lyon/NV | Ft Churchill 24.9 kV | 2027-10-01 | NR | Yes | Geothermal | Executed |  |  | El Dorado | 230 | 4.8
Company KR | 2020-09-22 | 600 | White Pine/NV | Robinson 345 kV | 2028-12-31 | NR | Yes | Wind/Solar/Battery | Executed
Company KY | 2021-03-03 | 38.5 | Esmeralda/NV | Millers 120 kV | 2027-02-01 | ER/NR | Yes | Geothermal | Executed |  |  | Beatty | 230 | 38.5
Company KZ | 2021-03-03 | 38.5 | Churchill County/N | Carson Lake 230 kV | 2027-12-31 | ER/NR | Yes | Geothermal | Executed |  |  | El Dorado | 500 | 38.5
Company LB | 2021-03-26 | 115 | Pershing/NV | Valmy - Tracy #3422 345 kV | 2029-12-31 | ER/NR | Yes | Geothermal | Executed - Suspended |  |  | El Dorado | 500 | 115
Company LF | 2021-03-30 | 300 | Lassen/CA | Hilltop - Ft. Sage 345 kV | 2023-09-01 | ER/NR | Yes | Wind | Executed - Suspended |  |  | New Sub - Near existing Leavitt (PSREC) | 345 |  | 300
Company LM | 2021-03-31 | 230 | Lyon/NV | Ft. Churchill-Alpine 230 kV | 2029-12-31 | ER/NR | Yes | Geothermal | Executed - Suspended |  |  | El Dorado | 230 | 230
NC5-008 | 2021-05-24 16:43 | 500 | Mohave/AZ | Navajo-Crystal 525 kV Line | 2025-09-01 | ER/NR | Yes | Wind
Company LR | 2021-09-28 | 29 | Lander/NV | Battle Mountain- Reese River #643 60 kV | 2024-12-31 | ER/NR | Yes | Geothermal | Executed |  |  | El Dorado | 500 | 29
Company LS | 2021-09-28 | 180 | Lyon/NV | Chukar 120 kV | 2024-09-01 | ER/NR | Yes | Wind | Executed - Suspended
Company LT | 2021-09-28 | 40 | Lander/NV | Falcon - Cortez 120 kV | 2026-01-01 | ER/NR | Yes | Geothermal | Executed |  |  | El Dorado | 500 | 40
Company LV | 2021-09-28 | 600 | White Pine/NV | Robinson Summit 525kV | 2025-10-01 | NR | Yes | Wind/Battery | Executed - Suspended
Company MM | 2021-12-08 | 19.8 | Esmeralda/NV | Silver Peak 57.5 kV | 2025-10-31 | ER/NR | Yes | Geothermal | Executed |  |  | Beatty | 230 | 19.8
Company MN | 2021-12-21 | 1.3 | Lyon/NV | Nightingale 120 kV | 2022-06-01 | ER | Yes | Geothermal/Solar | Executed |  |  | El Dorado | 230 | 1.3
Company MX | 2022-03-28 | 400/300 | Lyon/NV | Fort Churchill 345 kV | 2027-12-01 | ER/NR | Yes | Wind/Battery | Executed - Suspended
Company MY | 2022-03-28 | 715 | Lassen/CA | Hilltop - Fort Sage 345 kV | 2032-12-31 | ER/NR | Yes | Wind | Executed - Suspended |  |  | New Sub - Near existing Madeline (NVE) | 345 |  | 715
Company NA | 2022-03-29 | 300 | White Pine/NV | Robinson Summit 345 kV | 2030-12-31 | ER/NR | Yes | Wind | Executed
Company NO | 2022-03-31 | 190 | Storey/NV | West Tracy - Comstock Meadows 345 kV | 2026-08-30 | ER/NR | No | Wind | Executed - Suspended
NC5-009 | 2022-04-05 12:18 | 300 | Mohave/AZ | Navajo-Crystal 525 kV Line | 2027-09-01 | ER/NR | Yes | Wind |  |  |  | El Dorado | 230 |  | 300
Company 244 | 2023-03-16 | 308 | Nye/NV | Sagebrush/Amargosa 230 kV | 2027-11-01 | ER/NR | No | Wind | In Study |  |  | Lathrop | 230 |  | 308
Company PL | 2023-03-22 | 200 | Pershing/NV | Eagke 120 kV | 2025-11-01 | ER/NR | Yes | Wind | In Study
Company 250 | 2023-03-28 | 500 | Clark/NV | Equestrian - Mead #2 230 kV | 2028-10-30 | NR | Yes | A-CAES | In Study
Company 251 | 2023-03-28 | 500 | Clark/NV | Lenzie - Northwest 500 kV | 2028-10-30 | NR | Yes | A-CAES | Executed - Suspended
Company PV | 2023-03-28 | 500 | Eureka and Elko/NV | Falcon 345 kV | 2028-12-30 | NR | Yes | A-CAES | In Study
Company QI | 2023-09-25 | 959.5 | Esmeralda/NV | Esmeralda 525 kV | 2027-12-01 | ER/NR | No | Wind/BESS | In Study |  |  | Beatty | 230 |  | 959.5
Company QJ | 2023-09-27 | 35 | Churchill/NV | #118 Eagle-Oreana 120 kV | 2027-06-01 | ER/NR | No | Geothermal | In Study |  |  | El Dorado | 500 | 35
Company QK | 2023-09-28 | 38.5 | Lyon/NV | Wassuk 120 kV | 2030-05-30 | ER/NR | No | Geothermal | In Study |  |  | El Dorado | 230 | 38.5
Company QL | 2023-09-28 | 38.5 | Pershing/NV | Buffalo Mountain 120 kV | 2030-05-30 | ER/NR | No | Geothermal | In Study |  |  | El Dorado | 500 | 38.5
Company QM | 2023-09-28 | 38.5 | Churchill/NV | Bannock 120 kV | 2028-05-30 | ER/NR | No | Geothermal | In Study |  |  | El Dorado | 500 | 38.5
Company QN | 2023-09-28 | 38.5 | Pershing/NV | Oreana 120 kV | 2028-05-30 | ER/NR | No | Geothermal | In Study |  |  | El Dorado | 500 | 38.5
Company QP | 2024-02-20 | 14.4 | Esmeralda/NV | Silver Peak-Millers 55 kV | 2028-03-01 | ER | No | Geothermal | In Study |  |  | Beatty | 230 | 14.4
Company QZ | 2024-05-17 | 10 | Nye/NV | #2220 Round Mountain 25kV | 2028-03-01 | ER | No | Geothermal | In Study |  |  | Beatty | 230 | 10
Idaho Power | 2024-08-06
Interconnection |  |  |  | Status |  | Location |  |  |  |  | Inservice Date |  | Generator |  | Capacity (MW)
Queue | Transition | Transitional Cluster Area | Application Date | Request Status (In Service, Active, Construction, Withdrawn) | GI Study Phase | County | State | Point of Interconnection | Mapping Sub Name | Voltage | Projected InSvc Date | Known Deviation to InSvc Date | Type of Service (NRIS, ERIS, PURPA) | Fuel Type | Summer MW | Winter MW | Max MW | Jurisdiction | IPC Project | Available Reports (FeSR, SISR, FSR) | GIA Signed Date | Interconnection Customer with GIA | Deviations from Study Timeline | Notes to OASIS |  | CAISO intertie location
[19 empty] | (If Blank - NO) | [6 empty] | Sub | Voltage | Idaho Wind
530 |  |  | 2018-04-23 | Suspended |  | ELMORE | ID | RattleCat 230kV Substation | Boise Bench-Midpoint | 230 | 2020-12-12 | 2026-02-10 | NRIS | Pump Storage/Solar/Wind | 870 | 870 | 870 | FERC |  | FeSR, SISR, FSR | 2021-10-12 | Cat Creek Energy, LLC
570 |  |  | 2019-10-17 | Suspended |  | JEROMELINCOLNMINIDOKA | ID | MPSN 500kV | Midpoint | 500 | 2023-12-01 | 2025-06-01 | ERIS | Wind/Energy Storage | 1050 | 1050 | 1050 | FERC |  | FeSR, SISR, FSR | 2022-03-23 | Magic Valley Energy, LLC | SIS restudy |  |  | Harry Allen | 500 | 1050
587 |  |  | 2020-08-05 | Suspended |  | JEROMELINCOLNMINIDOKA | ID | MPSN 345kV | Midpoint | 345 | 2023-12-01 | 2025-06-01 | ERIS | Wind/Energy Storage | 1050 | 1050 | 1050 | FERC |  | SISR, FSR | 2022-03-23 | Magic Valley Energy, LLC | No FeS required
590 |  |  | 2020-12-15 | Suspended |  | ELMORE | ID | BOBN–MPSN #2 230kV | Boise Bench-Midpoint | 230 | 2023-12-31 | 2024-06-01 | NRIS | Solar/Wind/Energy Storage | 330 | 330 | 330 | FERC |  | FeSR, SISR, FSR | 2023-08-01 | Appaloosa Wind And Solar LLC | FeS re-study; Technological Advancement study | GIA filed unexecuted at FERC
607 |  |  | 2021-06-28 | Construction |  | SWEETWATER | WY | JBRG 345kV Substation | Jim Bridger | 345 | 2025-06-01 |  | NRIS | Solar/Wind/Energy Storage | 300 | 300 | 300 | FERC |  | FeSR, SISR, FSR | 2023-05-09 | NextEra Energy Resources Interconnection Holdings, LLC
608 |  |  | 2021-06-28 | Construction |  | SWEETWATER | WY | JBRG 345kV Substation | Jim Bridger | 345 | 2025-12-01 | 2025-06-01 | NRIS | Solar/Wind/Energy Storage | 300 | 300 | 300 | FERC |  | FeSR, SISR, FSR | 2023-05-09 | NextEra Energy Resources Interconnection Holdings, LLC
609 |  |  | 2021-06-28 | Construction |  | SWEETWATER | WY | JBRG 345kV Substation | Jim Bridger | 345 | 2025-12-01 | 2025-06-01 | NRIS | Solar/Wind/Energy Storage | 200 | 200 | 200 | FERC |  | FeSR, SISR, FSR | 2023-05-09 | NextEra Energy Resources Interconnection Holdings, LLC
614 |  |  | 2021-08-06 | Suspended |  | TWIN FALLS | ID | Rogerson 345kV Substation | Rogerson | 345 | 2025-12-01 | 2026-12-01 | NRIS | Wind/Energy Storage | 132 | 132 | 132 | FERC |  | FeSR, SISR, FSR | 2023-09-22 | Magic Valley Energy, LLC | Technological Advancement Study
616 |  |  | 2021-08-30 | Suspended |  | TWIN FALLS | ID | Rogerson 345kV Substation | Rogerson | 345 | 2025-12-01 | 2026-12-01 | ERIS | Wind/Energy Storage | 800 | 800 | 800 | FERC |  | FeSR, SISR, FSR | 2023-09-22 | Magic Valley Energy, LLC | Technological Advancement Study
635 |  |  | 2022-02-07 | Construction |  | GOODINGJEROMELINCOLN | ID | Midpoint 500kV Substation | Midpoint | 500 | 2026-12-01 | 2027-01-01 | NRIS | Wind/Energy Storage | 1000 | 1000 | 1000 | FERC |  | FeSR, SISR, FSR, MMA | 2023-06-13 | Taurus Wind LLC |  |  |  | Harry Allen | 500 | 1000
Pacific Corp | 2024-07-26
Interconnect Request Information | [6 empty] | Max MW Output |  | Location of |  |  | Location of Interconnection | In-Service Date |  |  | Reports
[9 empty] | Generating Facility |  |  |  | (Commercial
[13 empty] | Operations) | [9 empty] | CAISO intertie location
Q# | Request Date | Request Status | Company Name | Service Type | Application Rules | Qualifying Facility Status | Summer | Winter | County | ST | Region | Point of Interconnection | Customer Requested Commercial Operations Date | Agreed to Commercial Operations Date | Type | Feasibility Study / | System Impact Study | Facilities Study | Optional Study | Schedule Deviation | Request Status Explanation |  | Sub | Voltage | LDES
687 | 2015-07-28 | Suspended | Swan Lake North Hydro, LLC | ER | LGI | NO | 415.8 | 415.8 | Klamath | OR | PACW | PacifiCorp's Malin 500 kV substation | 2022-12-31 | TBD | Pump Storage | Available | Available | Available |  | More Info | IA executed 10/31/19, suspended 10/10/2022 |  | Malin | 500 | 415
CAISO intertie location
Generation Interconnection Cluster Number | Cluster | Cluster Area | Request Date | Request Status | Company Name | Service Type | Application Rules | Qualifying Facility | S | W | County | ST | Region | Point of Interconnection | Customer Requested Commercial Operations Date | Agreed to Commercial Operations Date | Type | Facilities Study | Schedule Deviation | Request Status Explanation |  | Sub | Voltage | Geothermal
C4-001 | Cluster 4 | CA12 | 2024-04-04 | In Progress |  | ER | SGI | No | 3.6 | 3.6 | Beaver | UT | PACE | Circuit SCM11 out of School Mine substation | 2025-12-31 | TBD | Geothermal |  |  | 0
C4-002 | Cluster 4 | CA12 | 2024-04-12 | In Progress |  | ER | SGI | No | 20 | 20 | Millard | UT | PACE | Sigurd - West Cedar transmission line | TBD | TBD | Geothermal |  |  | 0 |  | Lugo | 500 | 20
C4-003 | Cluster 4 | CA12 | 2024-04-12 | In Progress |  | ER | SGI | No | 20 | 20 | Sevier | UT | PACE | Sevier substation | TBD | TBD | Geothermal |  |  | 0
C4-004 | Cluster 4 | CA11 | 2024-04-12 | In Progress |  | ER | SGI | No | 20 | 20 | Millard | UT | PACE | Fillmore - Flowell transmission line | TBD | TBD | Geothermal |  |  | 0 |  | Lugo | 500 | 20
C4-032 | Cluster 4 | CA12 | 2024-05-13 | In Progress |  | ER | SGI | No | 8 | 20 | Iron | UT | PACE | Red Butte – West Cedar transmission line | 2026-06-01 | TBD | Geothermal |  |  | 0
C2-179 | Cluster 2 | CA13 | 2022-05-15 | In Progress |  | ER | LGI | No | 40 | 40 | Millard | UT | PACE | Black Rock substation | 2029-12-31 | TBD | Geothermal | Available |  | 0 |  | Lugo | 500 | 40
TCS-41 | Transition Cluster | CA4 | 2019-09-09 | In Progress | Intermountain Renewable Power, LLC | NR/ER | LGI | NO | 31.1 | 31.1 | Beaver | UT | PACE | South Milford substation | 2021-12-31 | 2026-05-15 | Geothermal | Available |  | LGIA executed 5/25/23

## In_Dev_Resources
Summary of identified in-development, contracted, and online resources not in the IRP baseline that need to be accounted for in the busbar mapping as identified in the BaselineReconcilation_25-26TPP_PD.xlsx workbook. Following initial mapping efforts, CPUC staff updated the in-development resources to find additional candidates. The difference between the initial and updated amounts is shown starting in Column T.
|  |  | In-Development, Contracted, or Online and not in IRP baseline 2024-12-01 update | [14 empty] | In-Development, Contracted, or Online and not in IRP baseline Nov. Ruling Release | [13 empty] | Change to In-Dev Res
|  |  | Geothermal | Biomass | Wind | Wind | OOS Wind | OOS Wind | Offshore Wind | Offshore Wind | Distributed Solar | Solar | Solar | Battery_4hr | Battery_8hr | LDES |  | Geothermal | Biomass | Wind | Wind | OOS Wind | OOS Wind | Offshore Wind | Offshore Wind | Distributed Solar | Solar | Solar | Battery_4hr | Battery_8hr | LDES | Geothermal | Biomass | Wind | Wind | OOS Wind | OOS Wind | Offshore Wind | Offshore Wind | Distributed Solar | Solar | Solar | Battery_4hr | Battery_8hr | LDES | Has
CAISO Study Area | Substation | Voltage | FCDS | FCDS | FCDS | EODS | FCDS | EODS | FCDS | EODS | EODS | FCDS | EODS | FCDS | FCDS | FCDS | Notes | FCDS | FCDS | FCDS | EODS | FCDS | EODS | FCDS | EODS | FCDS | FCDS | EODS | FCDS | FCDS | FCDS | FCDS | FCDS | FCDS | EODS | FCDS | EODS | FCDS | EODS | EODS | FCDS | EODS | FCDS | FCDS | FCDS | Change
PG&E KERN | 7th Standard | 115 | 0 | 0 | 0 | 0 | 0 |  |  |  | 0 | 0 | 0 | 0 | 0 | 0 |  | 0 | 0 | 0 | 0 | 0 |  |  |  | 0 | 0 | 0 | 0 | 0 | 0 | 0 | 0 | 0 | 0 | 0 | 0 | 0 | 0 | 0 | 0 | 0 | 0 | 0 | 0 | 0
SCE Metro | Alamitos | 230 | 0 | 0 | 0 | 0 | 0 |  |  |  | 0 | 0 | 0 | 82 | 0 | 0 |  | 0 | 0 | 0 | 0 | 0 |  |  |  | 0 | 0 | 0 | 82 | 0 | 0 | 0 | 0 | 0 | 0 | 0 | 0 | 0 | 0 | 0 | 0 | 0 | 0 | 0 | 0 | 0
SCE Eastern | Alberhill | 115 | 0 | 0 | 0 | 0 | 0 |  |  |  | 0 | 0 | 0 | 0 | 0 | 0 |  | 0 | 0 | 0 | 0 | 0 |  |  |  | 0 | 0 | 0 | 0 | 0 | 0 | 0 | 0 | 0 | 0 | 0 | 0 | 0 | 0 | 0 | 0 | 0 | 0 | 0 | 0 | 0
SCE Eastern | Alberhill | 500 | 0 | 0 | 0 | 0 | 0 |  |  |  | 0 | 0 | 0 | 0 | 0 | 0 |  | 0 | 0 | 0 | 0 | 0 |  |  |  | 0 | 0 | 0 | 0 | 0 | 0 | 0 | 0 | 0 | 0 | 0 | 0 | 0 | 0 | 0 | 0 | 0 | 0 | 0 | 0 | 0
PG&E GBA | Alhambra | 115 | 0 | 0 | 0 | 0 | 0 |  |  |  | 0 | 0 | 0 | 0 | 0 | 0 |  | 0 | 0 | 0 | 0 | 0 |  |  |  | 0 | 0 | 0 | 0 | 0 | 0 | 0 | 0 | 0 | 0 | 0 | 0 | 0 | 0 | 0 | 0 | 0 | 0 | 0 | 0 | 0
PG&E FRESNO | Alpaugh | 115 | 0 | 0 | 0 | 0 | 0 |  |  |  | 3 | 0 | 0 | 10 | 0 | 0 |  | 0 | 0 | 0 | 0 | 0 |  |  |  | 3 | 0 | 0 | 10 | 0 | 0 | 0 | 0 | 0 | 0 | 0 | 0 | 0 | 0 | 0 | 0 | 0 | 0 | 0 | 0 | 0
SDGE | Alpine | 69 | 0 | 0 | 0 | 0 | 0 |  |  |  | 0 | 0 | 0 | 6 | 0 | 0 |  | 0 | 0 | 0 | 0 | 0 |  |  |  | 0 | 0 | 0 | 6 | 0 | 0 | 0 | 0 | 0 | 0 | 0 | 0 | 0 | 0 | 0 | 0 | 0 | 0 | 0 | 0 | 0
PG&E GBA | Altamont Midway (Sandhill) | 230 | 0 | 0 | 0 | 0 | 0 |  |  |  | 0 | 0 | 0 | 0 | 0 | 0 |  | 0 | 0 | 0 | 0 | 0 |  |  |  | 0 | 0 | 0 | 0 | 0 | 0 | 0 | 0 | 0 | 0 | 0 | 0 | 0 | 0 | 0 | 0 | 0 | 0 | 0 | 0 | 0
SCE Northern | Antelope | 66 | 0 | 0 | 0 | 0 | 0 |  |  |  | 0 | 0 | 20 | 0 | 0 | 0 |  | 0 | 0 | 0 | 0 | 0 |  |  |  | 0 | 0 | 20 | 0 | 0 | 0 | 0 | 0 | 0 | 0 | 0 | 0 | 0 | 0 | 0 | 0 | 0 | 0 | 0 | 0 | 0
SCE Northern | Antelope | 230 | 0 | 0 | 0 | 0 | 0 |  |  |  | 6 | 56 | 0 | 28 | 0 | 0 |  | 0 | 0 | 0 | 0 | 0 |  |  |  | 6 | 56 | 0 | 28 | 0 | 0 | 0 | 0 | 0 | 0 | 0 | 0 | 0 | 0 | 0 | 0 | 0 | 0 | 0 | 0 | 0
SCE Northern | Antelope | 500 | 0 | 0 | 0 | 0 | 0 |  |  |  | 0 | 0 | 0 | 0 | 0 | 0 |  | 0 | 0 | 0 | 0 | 0 |  |  |  | 0 | 0 | 0 | 0 | 0 | 0 | 0 | 0 | 0 | 0 | 0 | 0 | 0 | 0 | 0 | 0 | 0 | 0 | 0 | 0 | 0
PG&E NGBA | Arcata | 60 | 0 | 0 | 0 | 0 | 0 |  |  |  | 7 | 0 | 0 | 2.5 | 0 | 0 |  | 0 | 0 | 0 | 0 | 0 |  |  |  | 7 | 0 | 0 | 2.5 | 0 | 0 | 0 | 0 | 0 | 0 | 0 | 0 | 0 | 0 | 0 | 0 | 0 | 0 | 0 | 0 | 0
PG&E KERN | Arco | 230 | 0 | 0 | 0 | 0 | 0 |  |  |  | 4.79 | 0 | 0 | 0 | 0 | 0 |  | 0 | 0 | 0 | 0 | 0 |  |  |  | 4.79 | 0 | 0 | 0 | 0 | 0 | 0 | 0 | 0 | 0 | 0 | 0 | 0 | 0 | 0 | 0 | 0 | 0 | 0 | 0 | 0
PG&E KERN | Arco | 70 | 0 | 0 | 0 | 0 | 0 |  |  |  | 0 | 0 | 0 | 2 | 0 | 0 |  | 0 | 0 | 0 | 0 | 0 |  |  |  | 0 | 0 | 0 | 2 | 0 | 0 | 0 | 0 | 0 | 0 | 0 | 0 | 0 | 0 | 0 | 0 | 0 | 0 | 0 | 0 | 0
SCE Metro | ArcoGen | 230 | 0 | 0 | 0 | 0 | 0 |  |  |  | 0 | 0 | 0 | 0 | 0 | 0 |  | 0 | 0 | 0 | 0 | 0 |  |  |  | 0 | 0 | 0 | 0 | 0 | 0 | 0 | 0 | 0 | 0 | 0 | 0 | 0 | 0 | 0 | 0 | 0 | 0 | 0 | 0 | 0
SDGE | Artesian | 230 | 0 | 0 | 0 | 0 | 0 |  |  |  | 0 | 0 | 0 | 0 | 0 | 0 |  | 0 | 0 | 0 | 0 | 0 |  |  |  | 0 | 0 | 0 | 0 | 0 | 0 | 0 | 0 | 0 | 0 | 0 | 0 | 0 | 0 | 0 | 0 | 0 | 0 | 0 | 0 | 0
SDGE | Artesian | 69 | 0 | 0 | 0 | 0 | 0 |  |  |  | 0 | 0 | 0 | 0 | 0 | 0 |  | 0 | 0 | 0 | 0 | 0 |  |  |  | 0 | 0 | 0 | 0 | 0 | 0 | 0 | 0 | 0 | 0 | 0 | 0 | 0 | 0 | 0 | 0 | 0 | 0 | 0 | 0 | 0
PG&E FRESNO | Ashlan | 230 | 0 | 0 | 0 | 0 | 0 |  |  |  | 0 | 0 | 0 | 0 | 0 | 0 |  | 0 | 0 | 0 | 0 | 0 |  |  |  | 0 | 0 | 0 | 0 | 0 | 0 | 0 | 0 | 0 | 0 | 0 | 0 | 0 | 0 | 0 | 0 | 0 | 0 | 0 | 0 | 0
PG&E NGBA | Atlantic | 115 | 0 | 0 | 0 | 0 | 0 |  |  |  | 0 | 0 | 0 | 0 | 0 | 0 |  | 0 | 0 | 0 | 0 | 0 |  |  |  | 0 | 0 | 0 | 0 | 0 | 0 | 0 | 0 | 0 | 0 | 0 | 0 | 0 | 0 | 0 | 0 | 0 | 0 | 0 | 0 | 0
PG&E NGBA | Atlantic | 230 | 0 | 0 | 0 | 0 | 0 |  |  |  | 0 | 0 | 0 | 0 | 0 | 0 |  | 0 | 0 | 0 | 0 | 0 |  |  |  | 0 | 0 | 0 | 0 | 0 | 0 | 0 | 0 | 0 | 0 | 0 | 0 | 0 | 0 | 0 | 0 | 0 | 0 | 0 | 0 | 0
PG&E NGBA | Atlantic | 60 | 0 | 0 | 0 | 0 | 0 |  |  |  | 0 | 0 | 0 | 0 | 0 | 0 |  | 0 | 0 | 0 | 0 | 0 |  |  |  | 0 | 0 | 0 | 0 | 0 | 0 | 0 | 0 | 0 | 0 | 0 | 0 | 0 | 0 | 0 | 0 | 0 | 0 | 0 | 0 | 0
PG&E FRESNO | Atwater | 115 | 0 | 0 | 0 | 0 | 0 |  |  |  | 2 | 0 | 0 | 0 | 0 | 0 |  | 0 | 0 | 0 | 0 | 0 |  |  |  | 2 | 0 | 0 | 0 | 0 | 0 | 0 | 0 | 0 | 0 | 0 | 0 | 0 | 0 | 0 | 0 | 0 | 0 | 0 | 0 | 0
PG&E GBA | Avena | 115 | 0 | 0 | 0 | 0 | 0 |  |  |  | 0 | 0 | 0 | 0 | 0 | 0 |  | 0 | 0 | 0 | 0 | 0 |  |  |  | 0 | 0 | 0 | 0 | 0 | 0 | 0 | 0 | 0 | 0 | 0 | 0 | 0 | 0 | 0 | 0 | 0 | 0 | 0 | 0 | 0
SDGE | Avocado | 69 | 0 | 0 | 0 | 0 | 0 |  |  |  | 0 | 0 | 0 | 29.6 | 0 | 0 |  | 0 | 0 | 0 | 0 | 0 |  |  |  | 0 | 0 | 0 | 0 | 0 | 0 | 0 | 0 | 0 | 0 | 0 | 0 | 0 | 0 | 0 | 0 | 0 | 29.6 | 0 | 0 | 1
PG&E NGBA | Bahia | 230 | 0 | 0 | 0 | 0 | 0 |  |  |  | 0 | 0 | 0 | 0 | 0 | 0 |  | 0 | 0 | 0 | 0 | 0 |  |  |  | 0 | 0 | 0 | 0 | 0 | 0 | 0 | 0 | 0 | 0 | 0 | 0 | 0 | 0 | 0 | 0 | 0 | 0 | 0 | 0 | 0
SCE Northern | Bailey | 230 | 0 | 0 | 0 | 0 | 0 |  |  |  | 0 | 0 | 0 | 0 | 0 | 0 |  | 0 | 0 | 0 | 0 | 0 |  |  |  | 0 | 0 | 0 | 0 | 0 | 0 | 0 | 0 | 0 | 0 | 0 | 0 | 0 | 0 | 0 | 0 | 0 | 0 | 0 | 0 | 0
SCE NOL | Baker | 115 | 0 | 0 | 0 | 0 | 0 |  |  |  | 0 | 0 | 0 | 0 | 0 | 0 |  | 0 | 0 | 0 | 0 | 0 |  |  |  | 0 | 0 | 0 | 0 | 0 | 0 | 0 | 0 | 0 | 0 | 0 | 0 | 0 | 0 | 0 | 0 | 0 | 0 | 0 | 0 | 0
PG&E KERN | Bakersfield | 230 | 0 | 0 | 0 | 0 | 0 |  |  |  | 0 | 0 | 0 | 0 | 0 | 0 |  | 0 | 0 | 0 | 0 | 0 |  |  |  | 0 | 0 | 0 | 0 | 0 | 0 | 0 | 0 | 0 | 0 | 0 | 0 | 0 | 0 | 0 | 0 | 0 | 0 | 0 | 0 | 0
PG&E FRESNO | Balch | 230 | 0 | 0 | 0 | 0 | 0 |  |  |  | 0 | 0 | 0 | 0 | 0 | 0 |  | 0 | 0 | 0 | 0 | 0 |  |  |  | 0 | 0 | 0 | 0 | 0 | 0 | 0 | 0 | 0 | 0 | 0 | 0 | 0 | 0 | 0 | 0 | 0 | 0 | 0 | 0 | 0
SCE Eastern | Bannister | 230 | 0 | 0 | 0 | 0 | 0 |  |  |  | 0 | 0 | 0 | 0 | 0 | 0 |  | 0 | 0 | 0 | 0 | 0 |  |  |  | 0 | 0 | 0 | 0 | 0 | 0 | 0 | 0 | 0 | 0 | 0 | 0 | 0 | 0 | 0 | 0 | 0 | 0 | 0 | 0 | 0
SCE Metro | Barre | 230 | 0 | 0 | 0 | 0 | 0 |  |  |  | 0 | 10 | 10 | 10 | 0 | 0 |  | 0 | 0 | 0 | 0 | 0 |  |  |  | 0 | 10 | 10 | 10 | 0 | 0 | 0 | 0 | 0 | 0 | 0 | 0 | 0 | 0 | 0 | 0 | 0 | 0 | 0 | 0 | 0
SDGE | Bay Boulevard | 69 | 0 | 0 | 0 | 0 | 0 |  |  |  | 0 | 0 | 0 | 0 | 0 | 0 |  | 0 | 0 | 0 | 0 | 0 |  |  |  | 0 | 0 | 0 | 0 | 0 | 0 | 0 | 0 | 0 | 0 | 0 | 0 | 0 | 0 | 0 | 0 | 0 | 0 | 0 | 0 | 0
SDGE | Bay Boulevard | 230 | 0 | 0 | 0 | 0 | 0 |  |  |  | 0 | 0 | 0 | 0 | 0 | 0 |  | 0 | 0 | 0 | 0 | 0 |  |  |  | 0 | 0 | 0 | 0 | 0 | 0 | 0 | 0 | 0 | 0 | 0 | 0 | 0 | 0 | 0 | 0 | 0 | 0 | 0 | 0 | 0
SCE EOP | Beatty | 138 | 0 | 0 | 0 | 0 | 0 |  |  |  | 0 | 0 | 0 | 0 | 0 | 0 |  | 0 | 0 | 0 | 0 | 0 |  |  |  | 0 | 0 | 0 | 0 | 0 | 0 | 0 | 0 | 0 | 0 | 0 | 0 | 0 | 0 | 0 | 0 | 0 | 0 | 0 | 0 | 0
SCE EOP | Beatty | 230 | 0 | 0 | 0 | 0 | 0 |  |  |  | 0 | 0 | 0 | 0 | 0 | 0 |  | 0 | 0 | 0 | 0 | 0 |  |  |  | 0 | 0 | 0 | 0 | 0 | 0 | 0 | 0 | 0 | 0 | 0 | 0 | 0 | 0 | 0 | 0 | 0 | 0 | 0 | 0 | 0
PG&E NGBA | Belden | 230 | 0 | 0 | 0 | 0 | 0 |  |  |  | 0 | 0 | 0 | 0 | 0 | 0 |  | 0 | 0 | 0 | 0 | 0 |  |  |  | 0 | 0 | 0 | 0 | 0 | 0 | 0 | 0 | 0 | 0 | 0 | 0 | 0 | 0 | 0 | 0 | 0 | 0 | 0 | 0 | 0
PG&E NGBA | Bell | 115 | 0 | 0 | 0 | 0 | 0 |  |  |  | 0 | 0 | 0 | 0 | 0 | 0 |  | 0 | 0 | 0 | 0 | 0 |  |  |  | 0 | 0 | 0 | 0 | 0 | 0 | 0 | 0 | 0 | 0 | 0 | 0 | 0 | 0 | 0 | 0 | 0 | 0 | 0 | 0 | 0
PG&E NGBA | Bellevue | 115 | 0 | 0 | 0 | 0 | 0 |  |  |  | 0 | 0 | 0 | 0 | 0 | 0 |  | 0 | 0 | 0 | 0 | 0 |  |  |  | 0 | 0 | 0 | 0 | 0 | 0 | 0 | 0 | 0 | 0 | 0 | 0 | 0 | 0 | 0 | 0 | 0 | 0 | 0 | 0 | 0
PG&E GBA | Bellota | 115 | 0 | 0 | 0 | 0 | 0 |  |  |  | 0 | 0 | 0 | 0 | 0 | 0 |  | 0 | 0 | 0 | 0 | 0 |  |  |  | 0 | 0 | 0 | 0 | 0 | 0 | 0 | 0 | 0 | 0 | 0 | 0 | 0 | 0 | 0 | 0 | 0 | 0 | 0 | 0 | 0
PG&E GBA | Bellota | 230 | 0 | 0 | 0 | 0 | 0 |  |  |  | 0 | 0 | 0 | 0 | 0 | 0 |  | 0 | 0 | 0 | 0 | 0 |  |  |  | 0 | 0 | 0 | 0 | 0 | 0 | 0 | 0 | 0 | 0 | 0 | 0 | 0 | 0 | 0 | 0 | 0 | 0 | 0 | 0 | 0
SCE Northern | Big Creek | 230 | 0 | 0 | 0 | 0 | 0 |  |  |  | 0 | 0 | 0 | 0 | 0 | 0 |  | 0 | 0 | 0 | 0 | 0 |  |  |  | 0 | 0 | 0 | 0 | 0 | 0 | 0 | 0 | 0 | 0 | 0 | 0 | 0 | 0 | 0 | 0 | 0 | 0 | 0 | 0 | 0
PG&E FRESNO | Biola | 70 | 0 | 0 | 0 | 0 | 0 |  |  |  | 0 | 0 | 0 | 0 | 0 | 0 |  | 0 | 0 | 0 | 0 | 0 |  |  |  | 0 | 0 | 0 | 0 | 0 | 0 | 0 | 0 | 0 | 0 | 0 | 0 | 0 | 0 | 0 | 0 | 0 | 0 | 0 | 0 | 0
PG&E GBA | Birds Landing | 230 | 0 | 0 | 90.8 | 0 | 0 |  |  |  | 0 | 0 | 0 | 0 | 0 | 0 |  | 0 | 0 | 90.8 | 0 | 0 |  |  |  | 0 | 0 | 0 | 0 | 0 | 0 | 0 | 0 | 0 | 0 | 0 | 0 | 0 | 0 | 0 | 0 | 0 | 0 | 0 | 0 | 0
SCE Northern | Bliss | 66 | 0 | 0 | 0 | 0 | 0 |  |  |  | 0 | 0 | 0 | 0 | 0 | 0 |  | 0 | 0 | 0 | 0 | 0 |  |  |  | 0 | 0 | 0 | 0 | 0 | 0 | 0 | 0 | 0 | 0 | 0 | 0 | 0 | 0 | 0 | 0 | 0 | 0 | 0 | 0 | 0
SCE Eastern | Blythe | 161 | 0 | 0 | 0 | 0 | 0 |  |  |  | 0 | 0 | 160 | 160 | 0 | 0 |  | 0 | 0 | 0 | 0 | 0 |  |  |  | 0 | 0 | 160 | 160 | 0 | 0 | 0 | 0 | 0 | 0 | 0 | 0 | 0 | 0 | 0 | 0 | 0 | 0 | 0 | 0 | 0
PG&E NGBA | Bogue | 115 | 0 | 0 | 0 | 0 | 0 |  |  |  | 0 | 0 | 0 | 0 | 0 | 0 |  | 0 | 0 | 0 | 0 | 0 |  |  |  | 0 | 0 | 0 | 0 | 0 | 0 | 0 | 0 | 0 | 0 | 0 | 0 | 0 | 0 | 0 | 0 | 0 | 0 | 0 | 0 | 0
PG&E FRESNO | Borden | 230 | 0 | 0 | 0 | 0 | 0 |  |  |  | 0 | 0 | 0 | 0 | 0 | 0 |  | 0 | 0 | 0 | 0 | 0 |  |  |  | 0 | 0 | 0 | 0 | 0 | 0 | 0 | 0 | 0 | 0 | 0 | 0 | 0 | 0 | 0 | 0 | 0 | 0 | 0 | 0 | 0
PG&E FRESNO | Borden | 70 | 0 | 0 | 0 | 0 | 0 |  |  |  | 0 | 0 | 0 | 0 | 0 | 0 |  | 0 | 0 | 0 | 0 | 0 |  |  |  | 0 | 0 | 0 | 0 | 0 | 0 | 0 | 0 | 0 | 0 | 0 | 0 | 0 | 0 | 0 | 0 | 0 | 0 | 0 | 0 | 0
SDGE | Boulevard East | 138 | 0 | 0 | 0 | 0 | 0 |  |  |  | 0 | 0 | 0 | 0 | 0 | 0 |  | 0 | 0 | 0 | 0 | 0 |  |  |  | 0 | 0 | 0 | 0 | 0 | 0 | 0 | 0 | 0 | 0 | 0 | 0 | 0 | 0 | 0 | 0 | 0 | 0 | 0 | 0 | 0
SDGE | Boulevard East | 69 | 0 | 0 | 0 | 0 | 0 |  |  |  | 0 | 0 | 17.4 | 27.15 | 0 | 0 |  | 0 | 0 | 0 | 0 | 0 |  |  |  | 0 | 0 | 0 | 9.75 | 0 | 0 | 0 | 0 | 0 | 0 | 0 | 0 | 0 | 0 | 0 | 0 | 17.4 | 17.4 | 0 | 0 | 1
PG&E GBA | Brentwood | 230 | 0 | 0 | 0 | 0 | 0 |  |  |  | 2 | 0 | 0 | 0.8 | 0 | 0 |  | 0 | 0 | 0 | 0 | 0 |  |  |  | 0 | 0 | 0 | 0 | 0 | 0 | 0 | 0 | 0 | 0 | 0 | 0 | 0 | 0 | 2 | 0 | 0 | 0.8 | 0 | 0 | 1
PG&E NGBA | Bridgeville | 115 | 0 | 0 | 0 | 0 | 0 |  |  |  | 0 | 0 | 0 | 0 | 0 | 0 |  | 0 | 0 | 0 | 0 | 0 |  |  |  | 0 | 0 | 0 | 0 | 0 | 0 | 0 | 0 | 0 | 0 | 0 | 0 | 0 | 0 | 0 | 0 | 0 | 0 | 0 | 0 | 0
PG&E NGBA | Brighton | 115 | 0 | 0 | 0 | 0 | 0 |  |  |  | 0 | 0 | 0 | 0 | 0 | 0 |  | 0 | 0 | 0 | 0 | 0 |  |  |  | 0 | 0 | 0 | 0 | 0 | 0 | 0 | 0 | 0 | 0 | 0 | 0 | 0 | 0 | 0 | 0 | 0 | 0 | 0 | 0 | 0
PG&E NGBA | Brighton | 230 | 0 | 0 | 0 | 0 | 0 |  |  |  | 0 | 0 | 0 | 0 | 0 | 0 |  | 0 | 0 | 0 | 0 | 0 |  |  |  | 0 | 0 | 0 | 0 | 0 | 0 | 0 | 0 | 0 | 0 | 0 | 0 | 0 | 0 | 0 | 0 | 0 | 0 | 0 | 0 | 0
PG&E NGBA | Brunswick | 115 | 0 | 0 | 0 | 0 | 0 |  |  |  | 0 | 0 | 0 | 0 | 0 | 0 |  | 0 | 0 | 0 | 0 | 0 |  |  |  | 0 | 0 | 0 | 0 | 0 | 0 | 0 | 0 | 0 | 0 | 0 | 0 | 0 | 0 | 0 | 0 | 0 | 0 | 0 | 0 | 0
PG&E NGBA | Bucks Creek | 230 | 0 | 0 | 0 | 0 | 0 |  |  |  | 0 | 0 | 0 | 0 | 0 | 0 |  | 0 | 0 | 0 | 0 | 0 |  |  |  | 0 | 0 | 0 | 0 | 0 | 0 | 0 | 0 | 0 | 0 | 0 | 0 | 0 | 0 | 0 | 0 | 0 | 0 | 0 | 0 | 0
PG&E KERN | Buena Vista | 230 | 0 | 0 | 0 | 0 | 0 |  |  |  | 0 | 0 | 0 | 0 | 0 | 0 |  | 0 | 0 | 0 | 0 | 0 |  |  |  | 0 | 0 | 0 | 0 | 0 | 0 | 0 | 0 | 0 | 0 | 0 | 0 | 0 | 0 | 0 | 0 | 0 | 0 | 0 | 0 | 0
PG&E FRESNO | Bullard | 115 | 0 | 0 | 0 | 0 | 0 |  |  |  | 0 | 0 | 0 | 0 | 0 | 0 |  | 0 | 0 | 0 | 0 | 0 |  |  |  | 0 | 0 | 0 | 0 | 0 | 0 | 0 | 0 | 0 | 0 | 0 | 0 | 0 | 0 | 0 | 0 | 0 | 0 | 0 | 0 | 0
PG&E GBA | Burlingame | 115 | 0 | 0 | 0 | 0 | 0 |  |  |  | 0 | 0 | 0 | 0 | 0 | 0 |  | 0 | 0 | 0 | 0 | 0 |  |  |  | 0 | 0 | 0 | 0 | 0 | 0 | 0 | 0 | 0 | 0 | 0 | 0 | 0 | 0 | 0 | 0 | 0 | 0 | 0 | 0 | 0
PG&E NGBA | Burney Forest | 230 | 0 | 0 | 0 | 0 | 0 |  |  |  | 0 | 0 | 0 | 0 | 0 | 0 |  | 0 | 0 | 0 | 0 | 0 |  |  |  | 0 | 0 | 0 | 0 | 0 | 0 | 0 | 0 | 0 | 0 | 0 | 0 | 0 | 0 | 0 | 0 | 0 | 0 | 0 | 0 | 0
PG&E NGBA | Butte | 115 | 0 | 0 | 0 | 0 | 0 |  |  |  | 0 | 0 | 0 | 0 | 0 | 0 |  | 0 | 0 | 0 | 0 | 0 |  |  |  | 0 | 0 | 0 | 0 | 0 | 0 | 0 | 0 | 0 | 0 | 0 | 0 | 0 | 0 | 0 | 0 | 0 | 0 | 0 | 0 | 0
PG&E KERN | Cabrillo | 115 | 0 | 0 | 0 | 0 | 0 |  |  |  | 0 | 0 | 0 | 0 | 0 | 0 |  | 0 | 0 | 0 | 0 | 0 |  |  |  | 0 | 0 | 0 | 0 | 0 | 0 | 0 | 0 | 0 | 0 | 0 | 0 | 0 | 0 | 0 | 0 | 0 | 0 | 0 | 0 | 0
PG&E FRESNO | Cal Flats | 230 | 0 | 0 | 0 | 0 | 0 |  |  |  | 0 | 0 | 0 | 0 | 0 | 0 |  | 0 | 0 | 0 | 0 | 0 |  |  |  | 0 | 0 | 0 | 0 | 0 | 0 | 0 | 0 | 0 | 0 | 0 | 0 | 0 | 0 | 0 | 0 | 0 | 0 | 0 | 0 | 0
SCE NOL | Calcite | 230 | 0 | 0 | 0 | 0 | 0 |  |  |  | 0 | 0 | 0 | 0 | 0 | 0 |  | 0 | 0 | 0 | 0 | 0 |  |  |  | 0 | 0 | 0 | 0 | 0 | 0 | 0 | 0 | 0 | 0 | 0 | 0 | 0 | 0 | 0 | 0 | 0 | 0 | 0 | 0 | 0
PG&E KERN | Caliente | 230 | 0 | 0 | 0 | 0 | 0 |  |  |  | 0 | 0 | 0 | 0 | 0 | 0 |  | 0 | 0 | 0 | 0 | 0 |  |  |  | 0 | 0 | 0 | 0 | 0 | 0 | 0 | 0 | 0 | 0 | 0 | 0 | 0 | 0 | 0 | 0 | 0 | 0 | 0 | 0 | 0
PG&E FRESNO | California Ave | 115 | 0 | 0 | 0 | 0 | 0 |  |  |  | 0 | 0 | 0 | 0 | 0 | 0 |  | 0 | 0 | 0 | 0 | 0 |  |  |  | 0 | 0 | 0 | 0 | 0 | 0 | 0 | 0 | 0 | 0 | 0 | 0 | 0 | 0 | 0 | 0 | 0 | 0 | 0 | 0 | 0
PG&E KERN | Callender | 115 | 0 | 0 | 0 | 0 | 0 |  |  |  | 0 | 0 | 0 | 0 | 0 | 0 |  | 0 | 0 | 0 | 0 | 0 |  |  |  | 0 | 0 | 0 | 0 | 0 | 0 | 0 | 0 | 0 | 0 | 0 | 0 | 0 | 0 | 0 | 0 | 0 | 0 | 0 | 0 | 0
PG&E NGBA | Calpella | 115 | 0 | 0 | 0 | 0 | 0 |  |  |  | 4 | 0 | 0 | 4 | 0 | 0 |  | 0 | 0 | 0 | 0 | 0 |  |  |  | 0 | 0 | 0 | 0 | 0 | 0 | 0 | 0 | 0 | 0 | 0 | 0 | 0 | 0 | 4 | 0 | 0 | 4 | 0 | 0 | 1
PG&E GBA | Camanche | 230 | 0 | 0 | 0 | 0 | 0 |  |  |  | 0 | 0 | 0 | 0 | 0 | 0 |  | 0 | 0 | 0 | 0 | 0 |  |  |  | 0 | 0 | 0 | 0 | 0 | 0 | 0 | 0 | 0 | 0 | 0 | 0 | 0 | 0 | 0 | 0 | 0 | 0 | 0 | 0 | 0
SDGE | Cameron | 69 | 0 | 0 | 0 | 0 | 0 |  |  |  | 0.84 | 0 | 0 | 0.46 | 0 | 0 |  | 0 | 0 | 0 | 0 | 0 |  |  |  | 0.84 | 0 | 0 | 0.46 | 0 | 0 | 0 | 0 | 0 | 0 | 0 | 0 | 0 | 0 | 0 | 0 | 0 | 0 | 0 | 0 | 0
SDGE | Cannon | 69 | 0 | 0 | 0 | 0 | 0 |  |  |  | 0 | 0 | 0 | 0 | 0 | 0 |  | 0 | 0 | 0 | 0 | 0 |  |  |  | 0 | 0 | 0 | 0 | 0 | 0 | 0 | 0 | 0 | 0 | 0 | 0 | 0 | 0 | 0 | 0 | 0 | 0 | 0 | 0 | 0
PG&E FRESNO | Cantua | 115 | 0 | 0 | 0 | 0 | 0 |  |  |  | 0 | 0 | 0 | 0 | 0 | 0 |  | 0 | 0 | 0 | 0 | 0 |  |  |  | 0 | 0 | 0 | 0 | 0 | 0 | 0 | 0 | 0 | 0 | 0 | 0 | 0 | 0 | 0 | 0 | 0 | 0 | 0 | 0 | 0
SDGE | Capistrano | 138 | 0 | 0 | 0 | 0 | 0 |  |  |  | 0 | 0 | 0 | 0 | 0 | 0 |  | 0 | 0 | 0 | 0 | 0 |  |  |  | 0 | 0 | 0 | 0 | 0 | 0 | 0 | 0 | 0 | 0 | 0 | 0 | 0 | 0 | 0 | 0 | 0 | 0 | 0 | 0 | 0
SDGE | Capistrano | 230 | 0 | 0 | 0 | 0 | 0 |  |  |  | 0 | 0 | 0 | 0 | 0 | 0 |  | 0 | 0 | 0 | 0 | 0 |  |  |  | 0 | 0 | 0 | 0 | 0 | 0 | 0 | 0 | 0 | 0 | 0 | 0 | 0 | 0 | 0 | 0 | 0 | 0 | 0 | 0 | 0
PG&E NGBA | Carberry | 230 | 0 | 0 | 0 | 0 | 0 |  |  |  | 0 | 0 | 0 | 0 | 0 | 0 |  | 0 | 0 | 0 | 0 | 0 |  |  |  | 0 | 0 | 0 | 0 | 0 | 0 | 0 | 0 | 0 | 0 | 0 | 0 | 0 | 0 | 0 | 0 | 0 | 0 | 0 | 0 | 0
SCE Eastern | Cardiff | 66 | 0 | 0 | 0 | 0 | 0 |  |  |  | 0 | 0 | 0 | 0 | 0 | 0 |  | 0 | 0 | 0 | 0 | 0 |  |  |  | 0 | 0 | 0 | 0 | 0 | 0 | 0 | 0 | 0 | 0 | 0 | 0 | 0 | 0 | 0 | 0 | 0 | 0 | 0 | 0 | 0
PG&E NGBA | Caribou | 60 | 0 | 0 | 0 | 0 | 0 |  |  |  | 0 | 0 | 0 | 0 | 0 | 0 |  | 0 | 0 | 0 | 0 | 0 |  |  |  | 0 | 0 | 0 | 0 | 0 | 0 | 0 | 0 | 0 | 0 | 0 | 0 | 0 | 0 | 0 | 0 | 0 | 0 | 0 | 0 | 0
PG&E NGBA | Caribou | 115 | 0 | 0 | 0 | 0 | 0 |  |  |  | 0 | 0 | 0 | 0 | 0 | 0 |  | 0 | 0 | 0 | 0 | 0 |  |  |  | 0 | 0 | 0 | 0 | 0 | 0 | 0 | 0 | 0 | 0 | 0 | 0 | 0 | 0 | 0 | 0 | 0 | 0 | 0 | 0 | 0
PG&E NGBA | Caribou | 230 | 0 | 0 | 0 | 0 | 0 |  |  |  | 0 | 0 | 0 | 0 | 0 | 0 |  | 0 | 0 | 0 | 0 | 0 |  |  |  | 0 | 0 | 0 | 0 | 0 | 0 | 0 | 0 | 0 | 0 | 0 | 0 | 0 | 0 | 0 | 0 | 0 | 0 | 0 | 0 | 0
SCE EOP | Carpenter Canyon (fka Gamebird) | 138 | 0 | 0 | 0 | 0 | 0 |  |  |  | 0 | 0 | 0 | 0 | 0 | 0 |  | 0 | 0 | 0 | 0 | 0 |  |  |  | 0 | 0 | 0 | 0 | 0 | 0 | 0 | 0 | 0 | 0 | 0 | 0 | 0 | 0 | 0 | 0 | 0 | 0 | 0 | 0 | 0
SCE EOP | Carpenter Canyon (fka Gamebird) | 230 | 0 | 0 | 0 | 0 | 0 |  |  |  | 0 | 0 | 0 | 0 | 0 | 0 |  | 0 | 0 | 0 | 0 | 0 |  |  |  | 0 | 0 | 0 | 0 | 0 | 0 | 0 | 0 | 0 | 0 | 0 | 0 | 0 | 0 | 0 | 0 | 0 | 0 | 0 | 0 | 0
PG&E NGBA | Carquinez | 115 | 0 | 0 | 0 | 0 | 0 |  |  |  | 0 | 0 | 0 | 0 | 0 | 0 |  | 0 | 0 | 0 | 0 | 0 |  |  |  | 0 | 0 | 0 | 0 | 0 | 0 | 0 | 0 | 0 | 0 | 0 | 0 | 0 | 0 | 0 | 0 | 0 | 0 | 0 | 0 | 0
SDGE | Carrizo Gorge | 138 | 0 | 0 | 0 | 0 | 0 |  |  |  | 0 | 0 | 90 | 70 | 0 | 0 |  | 0 | 0 | 0 | 0 | 0 |  |  |  | 0 | 0 | 90 | 70 | 0 | 0 | 0 | 0 | 0 | 0 | 0 | 0 | 0 | 0 | 0 | 0 | 0 | 0 | 0 | 0 | 0
PG&E KERN | Carrizo Plains | 115 | 0 | 0 | 0 | 0 | 0 |  |  |  | 0 | 0 | 0 | 0 | 0 | 0 |  | 0 | 0 | 0 | 0 | 0 |  |  |  | 0 | 0 | 0 | 0 | 0 | 0 | 0 | 0 | 0 | 0 | 0 | 0 | 0 | 0 | 0 | 0 | 0 | 0 | 0 | 0 | 0
PG&E KERN | Casaloma | 230 | 0 | 0 | 0 | 0 | 0 |  |  |  | 0 | 0 | 0 | 0 | 0 | 0 |  | 0 | 0 | 0 | 0 | 0 |  |  |  | 0 | 0 | 0 | 0 | 0 | 0 | 0 | 0 | 0 | 0 | 0 | 0 | 0 | 0 | 0 | 0 | 0 | 0 | 0 | 0 | 0
PG&E GBA | Castro Valley | 230 | 0 | 0 | 0 | 0 | 0 |  |  |  | 0 | 0 | 0 | 0 | 0 | 0 |  | 0 | 0 | 0 | 0 | 0 |  |  |  | 0 | 0 | 0 | 0 | 0 | 0 | 0 | 0 | 0 | 0 | 0 | 0 | 0 | 0 | 0 | 0 | 0 | 0 | 0 | 0 | 0
PG&E GBA | Cayetano | 230 | 0 | 0 | 0 | 0 | 0 |  |  |  | 0 | 0 | 100 | 100 | 0 | 0 |  | 0 | 0 | 0 | 0 | 0 |  |  |  | 0 | 0 | 100 | 100 | 0 | 0 | 0 | 0 | 0 | 0 | 0 | 0 | 0 | 0 | 0 | 0 | 0 | 0 | 0 | 0 | 0
SCE Metro | Center | 230 | 0 | 0 | 0 | 0 | 0 |  |  |  | 0 | 0 | 0 | 90 | 0 | 0 |  | 0 | 0 | 0 | 0 | 0 |  |  |  | 0 | 0 | 0 | 90 | 0 | 0 | 0 | 0 | 0 | 0 | 0 | 0 | 0 | 0 | 0 | 0 | 0 | 0 | 0 | 0 | 0
PG&E KERN | Charca | 115 | 0 | 0 | 0 | 0 | 0 |  |  |  | 4.62 | 0 | 0 | 0 | 0 | 0 |  | 0 | 0 | 0 | 0 | 0 |  |  |  | 4.62 | 0 | 0 | 0 | 0 | 0 | 0 | 0 | 0 | 0 | 0 | 0 | 0 | 0 | 0 | 0 | 0 | 0 | 0 | 0 | 0
SCE EOP | Charleston | 138 | 0 | 0 | 0 | 0 | 0 |  |  |  | 0 | 0 | 0 | 0 | 0 | 0 |  | 0 | 0 | 0 | 0 | 0 |  |  |  | 0 | 0 | 0 | 0 | 0 | 0 | 0 | 0 | 0 | 0 | 0 | 0 | 0 | 0 | 0 | 0 | 0 | 0 | 0 | 0 | 0
SCE Metro | Chevmain | 230 | 0 | 0 | 0 | 0 | 0 |  |  |  | 0 | 0 | 0 | 0 | 0 | 0 |  | 0 | 0 | 0 | 0 | 0 |  |  |  | 0 | 0 | 0 | 0 | 0 | 0 | 0 | 0 | 0 | 0 | 0 | 0 | 0 | 0 | 0 | 0 | 0 | 0 | 0 | 0 | 0
SDGE | Chicarita | 138 | 0 | 0 | 0 | 0 | 0 |  |  |  | 0 | 0 | 0 | 0 | 0 | 0 |  | 0 | 0 | 0 | 0 | 0 |  |  |  | 0 | 0 | 0 | 0 | 0 | 0 | 0 | 0 | 0 | 0 | 0 | 0 | 0 | 0 | 0 | 0 | 0 | 0 | 0 | 0 | 0
SCE Metro | Chino | 230 | 0 | 0 | 0 | 0 | 0 |  |  |  | 0 | 0 | 0 | 0 | 0 | 0 |  | 0 | 0 | 0 | 0 | 0 |  |  |  | 0 | 0 | 0 | 0 | 0 | 0 | 0 | 0 | 0 | 0 | 0 | 0 | 0 | 0 | 0 | 0 | 0 | 0 | 0 | 0 | 0
PG&E FRESNO | Chowchilla | 115 | 0 | 0 | 0 | 0 | 0 |  |  |  | 7.56 | 0 | 0 | 0 | 0 | 0 |  | 0 | 0 | 0 | 0 | 0 |  |  |  | 7.56 | 0 | 0 | 0 | 0 | 0 | 0 | 0 | 0 | 0 | 0 | 0 | 0 | 0 | 0 | 0 | 0 | 0 | 0 | 0 | 0
PG&E GBA | Christie | 60 | 0 | 0 | 0 | 0 | 0 |  |  |  | 0 | 0 | 0 | 0 | 0 | 0 |  | 0 | 0 | 0 | 0 | 0 |  |  |  | 0 | 0 | 0 | 0 | 0 | 0 | 0 | 0 | 0 | 0 | 0 | 0 | 0 | 0 | 0 | 0 | 0 | 0 | 0 | 0 | 0
PG&E GBA | Christie | 115 | 0 | 0 | 0 | 0 | 0 |  |  |  | 0 | 0 | 0 | 0 | 0 | 0 |  | 0 | 0 | 0 | 0 | 0 |  |  |  | 0 | 0 | 0 | 0 | 0 | 0 | 0 | 0 | 0 | 0 | 0 | 0 | 0 | 0 | 0 | 0 | 0 | 0 | 0 | 0 | 0
SCE Eastern | Cielo Azul | 500 | 0 | 0 | 0 | 0 | 0 |  |  |  | 0 | 0 | 2025 | 1549.4 | 0 | 0 |  | 0 | 0 | 0 | 0 | 0 |  |  |  | 0 | 0 | 1525 | 1282.4 | 0 | 0 | 0 | 0 | 0 | 0 | 0 | 0 | 0 | 0 | 0 | 0 | 500 | 267 | 0 | 0 | 1
PG&E GBA | Clay | 60 | 0 | 0 | 0 | 0 | 0 |  |  |  | 0 | 0 | 0 | 0 | 0 | 0 |  | 0 | 0 | 0 | 0 | 0 |  |  |  | 0 | 0 | 0 | 0 | 0 | 0 | 0 | 0 | 0 | 0 | 0 | 0 | 0 | 0 | 0 | 0 | 0 | 0 | 0 | 0 | 0
PG&E GBA | Clayton | 115 | 0 | 0 | 0 | 0 | 0 |  |  |  | 0 | 0 | 0 | 0 | 0 | 0 |  | 0 | 0 | 0 | 0 | 0 |  |  |  | 0 | 0 | 0 | 0 | 0 | 0 | 0 | 0 | 0 | 0 | 0 | 0 | 0 | 0 | 0 | 0 | 0 | 0 | 0 | 0 | 0
PG&E NGBA | Cloverdale | 115 | 0 | 0 | 0 | 0 | 0 |  |  |  | 0 | 0 | 0 | 0 | 0 | 0 |  | 0 | 0 | 0 | 0 | 0 |  |  |  | 0 | 0 | 0 | 0 | 0 | 0 | 0 | 0 | 0 | 0 | 0 | 0 | 0 | 0 | 0 | 0 | 0 | 0 | 0 | 0 | 0
PG&E FRESNO | Clovis | 115 | 0 | 0 | 0 | 0 | 0 |  |  |  | 0 | 0 | 0 | 0 | 0 | 0 |  | 0 | 0 | 0 | 0 | 0 |  |  |  | 0 | 0 | 0 | 0 | 0 | 0 | 0 | 0 | 0 | 0 | 0 | 0 | 0 | 0 | 0 | 0 | 0 | 0 | 0 | 0 | 0
PG&E GBA | Coburn | 230 | 0 | 0 | 0 | 0 | 0 |  |  |  | 0 | 0 | 0 | 0 | 0 | 0 |  | 0 | 0 | 0 | 0 | 0 |  |  |  | 0 | 0 | 0 | 0 | 0 | 0 | 0 | 0 | 0 | 0 | 0 | 0 | 0 | 0 | 0 | 0 | 0 | 0 | 0 | 0 | 0
PG&E GBA | Coburn | 60 | 0 | 0 | 0 | 0 | 0 |  |  |  | 0 | 0 | 0 | 0 | 0 | 0 |  | 0 | 0 | 0 | 0 | 0 |  |  |  | 0 | 0 | 0 | 0 | 0 | 0 | 0 | 0 | 0 | 0 | 0 | 0 | 0 | 0 | 0 | 0 | 0 | 0 | 0 | 0 | 0
PG&E NGBA | Colgate | 230 | 0 | 3 | 0 | 0 | 0 |  |  |  | 0 | 0 | 0 | 0 | 0 | 0 |  | 0 | 3 | 0 | 0 | 0 |  |  |  | 3 | 0 | 0 | 0 | 0 | 0 | 0 | 0 | 0 | 0 | 0 | 0 | 0 | 0 | -3 | 0 | 0 | 0 | 0 | 0 | 1
PG&E GBA | Collierville | 230 | 0 | 0 | 0 | 0 | 0 |  |  |  | 0 | 0 | 0 | 0 | 0 | 0 |  | 0 | 0 | 0 | 0 | 0 |  |  |  | 0 | 0 | 0 | 0 | 0 | 0 | 0 | 0 | 0 | 0 | 0 | 0 | 0 | 0 | 0 | 0 | 0 | 0 | 0 | 0 | 0
PG&E GBA | Collinsville | 230 | 0 | 0 | 0 | 0 | 0 |  |  |  | 0 | 0 | 0 | 0 | 0 | 0 |  | 0 | 0 | 0 | 0 | 0 |  |  |  | 0 | 0 | 0 | 0 | 0 | 0 | 0 | 0 | 0 | 0 | 0 | 0 | 0 | 0 | 0 | 0 | 0 | 0 | 0 | 0 | 0
PG&E GBA | Collinsville | 500 | 0 | 0 | 0 | 0 | 0 |  |  |  | 0 | 0 | 0 | 0 | 0 | 0 |  | 0 | 0 | 0 | 0 | 0 |  |  |  | 0 | 0 | 0 | 0 | 0 | 0 | 0 | 0 | 0 | 0 | 0 | 0 | 0 | 0 | 0 | 0 | 0 | 0 | 0 | 0 | 0
SCE Eastern | Colorado River | 230 | 0 | 0 | 0 | 0 | 0 |  |  |  | 0 | 300 | 500 | 180 | 0 | 0 |  | 0 | 0 | 0 | 0 | 0 |  |  |  | 0 | 300 | 500 | 180 | 0 | 0 | 0 | 0 | 0 | 0 | 0 | 0 | 0 | 0 | 0 | 0 | 0 | 0 | 0 | 0 | 0
SCE Eastern | Colorado River | 500 | 0 | 0 | 0 | 0 | 0 |  |  |  | 0 | 0 | 0 | 0 | 0 | 0 |  | 0 | 0 | 0 | 0 | 0 |  |  |  | 0 | 0 | 0 | 0 | 0 | 0 | 0 | 0 | 0 | 0 | 0 | 0 | 0 | 0 | 0 | 0 | 0 | 0 | 0 | 0 | 0
PG&E KERN | Columbus | 115 | 0 | 0 | 0 | 0 | 0 |  |  |  | 0 | 0 | 0 | 0 | 0 | 0 |  | 0 | 0 | 0 | 0 | 0 |  |  |  | 0 | 0 | 0 | 0 | 0 | 0 | 0 | 0 | 0 | 0 | 0 | 0 | 0 | 0 | 0 | 0 | 0 | 0 | 0 | 0 | 0
PG&E GBA | Contra Costa | 115 | 0 | 0 | 0 | 0 | 0 |  |  |  | 0 | 0 | 0 | 0 | 0 | 0 |  | 0 | 0 | 0 | 0 | 0 |  |  |  | 0 | 0 | 0 | 0 | 0 | 0 | 0 | 0 | 0 | 0 | 0 | 0 | 0 | 0 | 0 | 0 | 0 | 0 | 0 | 0 | 0
PG&E GBA | Contra Costa | 230 | 0 | 0 | 0 | 0 | 0 |  |  |  | 0 | 0 | 0 | 0 | 0 | 0 |  | 0 | 0 | 0 | 0 | 0 |  |  |  | 0 | 0 | 0 | 0 | 0 | 0 | 0 | 0 | 0 | 0 | 0 | 0 | 0 | 0 | 0 | 0 | 0 | 0 | 0 | 0 | 0
PG&E GBA | Contra Costa PP | 230 | 0 | 0 | 0 | 0 | 0 |  |  |  | 0 | 0 | 0 | 0 | 0 | 0 |  | 0 | 0 | 0 | 0 | 0 |  |  |  | 0 | 0 | 0 | 0 | 0 | 0 | 0 | 0 | 0 | 0 | 0 | 0 | 0 | 0 | 0 | 0 | 0 | 0 | 0 | 0 | 0
SCE NOL | Control | 115 | 9.7 | 0 | 0 | 0 | 0 |  |  |  | 0 | 0 | 0 | 0 | 0 | 0 |  | 9.7 | 0 | 0 | 0 | 0 |  |  |  | 0 | 0 | 0 | 0 | 0 | 0 | 0 | 0 | 0 | 0 | 0 | 0 | 0 | 0 | 0 | 0 | 0 | 0 | 0 | 0 | 0
SCE NOL | Control | 55 | 0 | 0 | 0 | 0 | 0 |  |  |  | 0 | 0 | 0 | 0 | 0 | 0 |  | 0 | 0 | 0 | 0 | 0 |  |  |  | 0 | 0 | 0 | 0 | 0 | 0 | 0 | 0 | 0 | 0 | 0 | 0 | 0 | 0 | 0 | 0 | 0 | 0 | 0 | 0 | 0
PG&E GBA | Cooley Landing | 115 | 0 | 0 | 0 | 0 | 0 |  |  |  | 0 | 0 | 0 | 0 | 0 | 0 |  | 0 | 0 | 0 | 0 | 0 |  |  |  | 0 | 0 | 0 | 0 | 0 | 0 | 0 | 0 | 0 | 0 | 0 | 0 | 0 | 0 | 0 | 0 | 0 | 0 | 0 | 0 | 0
PG&E GBA | Cooley Landing | 60 | 0 | 0 | 0 | 0 | 0 |  |  |  | 0 | 0 | 0 | 0 | 0 | 0 |  | 0 | 0 | 0 | 0 | 0 |  |  |  | 0 | 0 | 0 | 0 | 0 | 0 | 0 | 0 | 0 | 0 | 0 | 0 | 0 | 0 | 0 | 0 | 0 | 0 | 0 | 0 | 0
SCE NOL | Coolwater | 230 | 0 | 0 | 0 | 0 | 0 |  |  |  | 0 | 0 | 0 | 0 | 0 | 0 |  | 0 | 0 | 0 | 0 | 0 |  |  |  | 0 | 0 | 0 | 0 | 0 | 0 | 0 | 0 | 0 | 0 | 0 | 0 | 0 | 0 | 0 | 0 | 0 | 0 | 0 | 0 | 0
SCE NOL | Coolwater | 115 | 0 | 0 | 0 | 0 | 0 |  |  |  | 0 | 0 | 0 | 113.5 | 0 | 0 |  | 0 | 0 | 0 | 0 | 0 |  |  |  | 0 | 0 | 0 | 113.5 | 0 | 0 | 0 | 0 | 0 | 0 | 0 | 0 | 0 | 0 | 0 | 0 | 0 | 0 | 0 | 0 | 0
PG&E KERN | Copus | 70 | 0 | 0 | 0 | 0 | 0 |  |  |  | 0 | 0 | 0 | 0 | 0 | 0 |  | 0 | 0 | 0 | 0 | 0 |  |  |  | 0 | 0 | 0 | 0 | 0 | 0 | 0 | 0 | 0 | 0 | 0 | 0 | 0 | 0 | 0 | 0 | 0 | 0 | 0 | 0 | 0
PG&E FRESNO | Corcoran | 70 | 0 | 0 | 0 | 0 | 0 |  |  |  | 0 | 0 | 0 | 0 | 0 | 0 |  | 0 | 0 | 0 | 0 | 0 |  |  |  | 0 | 0 | 0 | 0 | 0 | 0 | 0 | 0 | 0 | 0 | 0 | 0 | 0 | 0 | 0 | 0 | 0 | 0 | 0 | 0 | 0
PG&E FRESNO | Corcoran | 115 | 0 | 0 | 0 | 0 | 0 |  |  |  | 0 | 0 | 0 | 0 | 0 | 0 |  | 0 | 0 | 0 | 0 | 0 |  |  |  | 0 | 0 | 0 | 0 | 0 | 0 | 0 | 0 | 0 | 0 | 0 | 0 | 0 | 0 | 0 | 0 | 0 | 0 | 0 | 0 | 0
PG&E NGBA | Corona | 115 | 0 | 0 | 0 | 0 | 0 |  |  |  | 0 | 0 | 0 | 0 | 0 | 0 |  | 0 | 0 | 0 | 0 | 0 |  |  |  | 0 | 0 | 0 | 0 | 0 | 0 | 0 | 0 | 0 | 0 | 0 | 0 | 0 | 0 | 0 | 0 | 0 | 0 | 0 | 0 | 0
PG&E NGBA | Cortina | 230 | 0 | 0 | 0 | 0 | 0 |  |  |  | 0 | 0 | 0 | 0 | 0 | 0 |  | 0 | 0 | 0 | 0 | 0 |  |  |  | 0 | 0 | 0 | 0 | 0 | 0 | 0 | 0 | 0 | 0 | 0 | 0 | 0 | 0 | 0 | 0 | 0 | 0 | 0 | 0 | 0
PG&E NGBA | Cortina | 115 | 0 | 0 | 0 | 0 | 0 |  |  |  | 0 | 0 | 0 | 0 | 0 | 0 |  | 0 | 0 | 0 | 0 | 0 |  |  |  | 0 | 0 | 0 | 0 | 0 | 0 | 0 | 0 | 0 | 0 | 0 | 0 | 0 | 0 | 0 | 0 | 0 | 0 | 0 | 0 | 0
PG&E GBA | Cottle | 230 | 0 | 0 | 0 | 0 | 0 |  |  |  | 0 | 0 | 0 | 0 | 0 | 0 |  | 0 | 0 | 0 | 0 | 0 |  |  |  | 0 | 0 | 0 | 0 | 0 | 0 | 0 | 0 | 0 | 0 | 0 | 0 | 0 | 0 | 0 | 0 | 0 | 0 | 0 | 0 | 0
PG&E NGBA | Cottonwood | 115 | 0 | 0 | 0 | 0 | 0 |  |  |  | 0 | 0 | 0 | 0 | 0 | 0 |  | 0 | 0 | 0 | 0 | 0 |  |  |  | 0 | 0 | 0 | 0 | 0 | 0 | 0 | 0 | 0 | 0 | 0 | 0 | 0 | 0 | 0 | 0 | 0 | 0 | 0 | 0 | 0
PG&E NGBA | Cottonwood | 230 | 0 | 0 | 0 | 0 | 0 |  |  |  | 0 | 0 | 0 | 0 | 0 | 0 |  | 0 | 0 | 0 | 0 | 0 |  |  |  | 0 | 0 | 0 | 0 | 0 | 0 | 0 | 0 | 0 | 0 | 0 | 0 | 0 | 0 | 0 | 0 | 0 | 0 | 0 | 0 | 0
PG&E NGBA | Cottonwood | 60 | 0 | 0 | 0 | 0 | 0 |  |  |  | 0 | 0 | 0 | 0 | 0 | 0 |  | 0 | 0 | 0 | 0 | 0 |  |  |  | 0 | 0 | 0 | 0 | 0 | 0 | 0 | 0 | 0 | 0 | 0 | 0 | 0 | 0 | 0 | 0 | 0 | 0 | 0 | 0 | 0
PG&E NGBA | Cove Road | 230 | 0 | 0 | 0 | 0 | 0 |  |  |  | 0 | 0 | 0 | 0 | 0 | 0 |  | 0 | 0 | 0 | 0 | 0 |  |  |  | 0 | 0 | 0 | 0 | 0 | 0 | 0 | 0 | 0 | 0 | 0 | 0 | 0 | 0 | 0 | 0 | 0 | 0 | 0 | 0 | 0
PG&E GBA | Coyote | 230 | 0 | 0 | 0 | 0 | 0 |  |  |  | 0 | 0 | 0 | 0 | 0 | 0 |  | 0 | 0 | 0 | 0 | 0 |  |  |  | 0 | 0 | 0 | 0 | 0 | 0 | 0 | 0 | 0 | 0 | 0 | 0 | 0 | 0 | 0 | 0 | 0 | 0 | 0 | 0 | 0
PG&E GBA | Crazy Horse Canyon | 115 | 0 | 0 | 0 | 0 | 0 |  |  |  | 0 | 0 | 0 | 0 | 0 | 0 |  | 0 | 0 | 0 | 0 | 0 |  |  |  | 0 | 0 | 0 | 0 | 0 | 0 | 0 | 0 | 0 | 0 | 0 | 0 | 0 | 0 | 0 | 0 | 0 | 0 | 0 | 0 | 0
SDGE | Creelman | 69 | 0 | 0 | 0 | 0 | 0 |  |  |  | 0 | 0 | 0 | 7.8 | 0 | 0 |  | 0 | 0 | 0 | 0 | 0 |  |  |  | 0 | 0 | 0 | 7.8 | 0 | 0 | 0 | 0 | 0 | 0 | 0 | 0 | 0 | 0 | 0 | 0 | 0 | 0 | 0 | 0 | 0
PG&E FRESNO | Crescent | 70 | 0 | 0 | 0 | 0 | 0 |  |  |  | 0 | 0 | 35 | 35 | 0 | 0 |  | 0 | 0 | 0 | 0 | 0 |  |  |  | 0 | 0 | 0 | 0 | 0 | 0 | 0 | 0 | 0 | 0 | 0 | 0 | 0 | 0 | 0 | 0 | 35 | 35 | 0 | 0 | 1
PG&E FRESNO | Cressey | 115 | 0 | 0 | 0 | 0 | 0 |  |  |  | 0 | 0 | 0 | 0 | 0 | 0 |  | 0 | 0 | 0 | 0 | 0 |  |  |  | 0 | 0 | 0 | 0 | 0 | 0 | 0 | 0 | 0 | 0 | 0 | 0 | 0 | 0 | 0 | 0 | 0 | 0 | 0 | 0 | 0
PG&E NGBA | Cresta | 230 | 0 | 0 | 0 | 0 | 0 |  |  |  | 0 | 0 | 0 | 0 | 0 | 0 |  | 0 | 0 | 0 | 0 | 0 |  |  |  | 0 | 0 | 0 | 0 | 0 | 0 | 0 | 0 | 0 | 0 | 0 | 0 | 0 | 0 | 0 | 0 | 0 | 0 | 0 | 0 | 0
SDGE | Crestwood | 69 | 0 | 0 | 0 | 0 | 0 |  |  |  | 0 | 0 | 0 | 0 | 0 | 0 |  | 0 | 0 | 0 | 0 | 0 |  |  |  | 0 | 0 | 0 | 0 | 0 | 0 | 0 | 0 | 0 | 0 | 0 | 0 | 0 | 0 | 0 | 0 | 0 | 0 | 0 | 0 | 0
PG&E GBA | Crow Creek | 60 | 0 | 0 | 0 | 0 | 0 |  |  |  | 0 | 0 | 0 | 0 | 0 | 0 |  | 0 | 0 | 0 | 0 | 0 |  |  |  | 0 | 0 | 0 | 0 | 0 | 0 | 0 | 0 | 0 | 0 | 0 | 0 | 0 | 0 | 0 | 0 | 0 | 0 | 0 | 0 | 0
PG&E GBA | Crows Landing | 60 | 0 | 0 | 0 | 0 | 0 |  |  |  | 0 | 0 | 0 | 0 | 0 | 0 |  | 0 | 0 | 0 | 0 | 0 |  |  |  | 0 | 0 | 0 | 0 | 0 | 0 | 0 | 0 | 0 | 0 | 0 | 0 | 0 | 0 | 0 | 0 | 0 | 0 | 0 | 0 | 0
PG&E GBA | Curtis | 115 | 0 | 0 | 0 | 0 | 0 |  |  |  | 0 | 0 | 0 | 0 | 0 | 0 |  | 0 | 0 | 0 | 0 | 0 |  |  |  | 0 | 0 | 0 | 0 | 0 | 0 | 0 | 0 | 0 | 0 | 0 | 0 | 0 | 0 | 0 | 0 | 0 | 0 | 0 | 0 | 0
PG&E FRESNO | Dairyland | 115 | 0 | 0 | 0 | 0 | 0 |  |  |  | 0 | 0 | 0 | 0 | 0 | 0 |  | 0 | 0 | 0 | 0 | 0 |  |  |  | 0 | 0 | 0 | 0 | 0 | 0 | 0 | 0 | 0 | 0 | 0 | 0 | 0 | 0 | 0 | 0 | 0 | 0 | 0 | 0 | 0
PG&E NGBA | Davis | 115 | 0 | 0 | 0 | 0 | 0 |  |  |  | 0 | 0 | 0 | 0 | 0 | 0 |  | 0 | 0 | 0 | 0 | 0 |  |  |  | 0 | 0 | 0 | 0 | 0 | 0 | 0 | 0 | 0 | 0 | 0 | 0 | 0 | 0 | 0 | 0 | 0 | 0 | 0 | 0 | 0
SCE Metro | Del Amo | 500 | 0 | 0 | 0 | 0 | 0 |  |  |  | 0 | 0 | 0 | 0 | 0 | 0 |  | 0 | 0 | 0 | 0 | 0 |  |  |  | 0 | 0 | 0 | 0 | 0 | 0 | 0 | 0 | 0 | 0 | 0 | 0 | 0 | 0 | 0 | 0 | 0 | 0 | 0 | 0 | 0
SCE Metro | Del Amo | 230 | 0 | 0 | 0 | 0 | 0 |  |  |  | 0 | 0 | 0 | 0 | 0 | 0 |  | 0 | 0 | 0 | 0 | 0 |  |  |  | 0 | 0 | 0 | 0 | 0 | 0 | 0 | 0 | 0 | 0 | 0 | 0 | 0 | 0 | 0 | 0 | 0 | 0 | 0 | 0 | 0
SCE Eastern | Delaney | 500 | 0 | 0 | 0 | 0 | 0 |  |  |  | 0 | 0 | 0 | 0 | 0 | 0 |  | 0 | 0 | 0 | 0 | 0 |  |  |  | 0 | 0 | 0 | 0 | 0 | 0 | 0 | 0 | 0 | 0 | 0 | 0 | 0 | 0 | 0 | 0 | 0 | 0 | 0 | 0 | 0
PG&E NGBA | Delevan | 230 | 0 | 0 | 0 | 0 | 0 |  |  |  | 0 | 0 | 0 | 0 | 0 | 0 |  | 0 | 0 | 0 | 0 | 0 |  |  |  | 0 | 0 | 0 | 0 | 0 | 0 | 0 | 0 | 0 | 0 | 0 | 0 | 0 | 0 | 0 | 0 | 0 | 0 | 0 | 0 | 0
PG&E GBA | Delta PP | 230 | 0 | 0 | 0 | 0 | 0 |  |  |  | 0 | 0 | 0 | 0 | 0 | 0 |  | 0 | 0 | 0 | 0 | 0 |  |  |  | 0 | 0 | 0 | 0 | 0 | 0 | 0 | 0 | 0 | 0 | 0 | 0 | 0 | 0 | 0 | 0 | 0 | 0 | 0 | 0 | 0
SCE EOP | Desert View | 230 | 0 | 0 | 0 | 0 | 0 |  |  |  | 0 | 0 | 0 | 0 | 0 | 0 |  | 0 | 0 | 0 | 0 | 0 |  |  |  | 0 | 0 | 0 | 0 | 0 | 0 | 0 | 0 | 0 | 0 | 0 | 0 | 0 | 0 | 0 | 0 | 0 | 0 | 0 | 0 | 0
SCE Eastern | Devers | 230 | 0 | 0 | 57 | 0 | 0 |  |  |  | 0 | 0 | 0 | 220 | 100 | 0 |  | 0 | 0 | 57 | 0 | 0 |  |  |  | 0 | 0 | 0 | 220 | 100 | 0 | 0 | 0 | 0 | 0 | 0 | 0 | 0 | 0 | 0 | 0 | 0 | 0 | 0 | 0 | 0
SCE Eastern | Devers | 500 | 0 | 0 | 0 | 0 | 0 |  |  |  | 0 | 0 | 0 | 0 | 0 | 0 |  | 0 | 0 | 0 | 0 | 0 |  |  |  | 0 | 0 | 0 | 0 | 0 | 0 | 0 | 0 | 0 | 0 | 0 | 0 | 0 | 0 | 0 | 0 | 0 | 0 | 0 | 0 | 0
PG&E KERN | Diablo Canyon | 230 | 0 | 0 | 0 | 0 | 0 |  |  |  | 0 | 0 | 0 | 0 | 0 | 0 |  | 0 | 0 | 0 | 0 | 0 |  |  |  | 0 | 0 | 0 | 0 | 0 | 0 | 0 | 0 | 0 | 0 | 0 | 0 | 0 | 0 | 0 | 0 | 0 | 0 | 0 | 0 | 0
PG&E KERN | Diablo Canyon | 500 | 0 | 0 | 0 | 0 | 0 |  |  |  | 0 | 0 | 0 | 0 | 0 | 0 |  | 0 | 0 | 0 | 0 | 0 |  |  |  | 0 | 0 | 0 | 0 | 0 | 0 | 0 | 0 | 0 | 0 | 0 | 0 | 0 | 0 | 0 | 0 | 0 | 0 | 0 | 0 | 0
PG&E KERN | Divide | 115 | 0 | 0 | 0 | 0 | 0 |  |  |  | 0 | 0 | 0 | 0 | 0 | 0 |  | 0 | 0 | 0 | 0 | 0 |  |  |  | 0 | 0 | 0 | 0 | 0 | 0 | 0 | 0 | 0 | 0 | 0 | 0 | 0 | 0 | 0 | 0 | 0 | 0 | 0 | 0 | 0
PG&E GBA | Dixon Landing | 115 | 0 | 0 | 0 | 0 | 0 |  |  |  | 0 | 0 | 0 | 0 | 0 | 0 |  | 0 | 0 | 0 | 0 | 0 |  |  |  | 0 | 0 | 0 | 0 | 0 | 0 | 0 | 0 | 0 | 0 | 0 | 0 | 0 | 0 | 0 | 0 | 0 | 0 | 0 | 0 | 0
PG&E FRESNO | Dos Amigos | 230 | 0 | 0 | 0 | 0 | 0 |  |  |  | 3 | 0 | 0 | 0 | 0 | 0 |  | 0 | 0 | 0 | 0 | 0 |  |  |  | 3 | 0 | 0 | 0 | 0 | 0 | 0 | 0 | 0 | 0 | 0 | 0 | 0 | 0 | 0 | 0 | 0 | 0 | 0 | 0 | 0
PG&E NGBA | Drum | 115 | 0 | 0 | 0 | 0 | 0 |  |  |  | 0 | 0 | 0 | 0 | 0 | 0 |  | 0 | 0 | 0 | 0 | 0 |  |  |  | 0 | 0 | 0 | 0 | 0 | 0 | 0 | 0 | 0 | 0 | 0 | 0 | 0 | 0 | 0 | 0 | 0 | 0 | 0 | 0 | 0
PG&E GBA | Dumbarton | 115 | 0 | 0 | 0 | 0 | 0 |  |  |  | 0 | 0 | 0 | 0 | 0 | 0 |  | 0 | 0 | 0 | 0 | 0 |  |  |  | 0 | 0 | 0 | 0 | 0 | 0 | 0 | 0 | 0 | 0 | 0 | 0 | 0 | 0 | 0 | 0 | 0 | 0 | 0 | 0 | 0
SCE NOL | Dunn Siding | 115 | 0 | 0 | 0 | 0 | 0 |  |  |  | 0 | 0 | 0 | 0 | 0 | 0 |  | 0 | 0 | 0 | 0 | 0 |  |  |  | 0 | 0 | 0 | 0 | 0 | 0 | 0 | 0 | 0 | 0 | 0 | 0 | 0 | 0 | 0 | 0 | 0 | 0 | 0 | 0 | 0
SCE Eastern | Eagle Mountain | 230 | 0 | 0 | 0 | 0 | 0 |  |  |  | 0 | 0 | 0 | 0 | 0 | 0 |  | 0 | 0 | 0 | 0 | 0 |  |  |  | 0 | 0 | 0 | 0 | 0 | 0 | 0 | 0 | 0 | 0 | 0 | 0 | 0 | 0 | 0 | 0 | 0 | 0 | 0 | 0 | 0
PG&E NGBA | Eagle Rock (PGE) | 60 | 0 | 0 | 0 | 0 | 0 |  |  |  | 0 | 0 | 0 | 0 | 0 | 0 |  | 0 | 0 | 0 | 0 | 0 |  |  |  | 0 | 0 | 0 | 0 | 0 | 0 | 0 | 0 | 0 | 0 | 0 | 0 | 0 | 0 | 0 | 0 | 0 | 0 | 0 | 0 | 0
PG&E NGBA | Eagle Rock (PGE) | 115 | 7 | 0 | 0 | 0 | 0 |  |  |  | 0 | 0 | 0 | 0 | 0 | 0 |  | 7 | 0 | 0 | 0 | 0 |  |  |  | 0 | 0 | 0 | 0 | 0 | 0 | 0 | 0 | 0 | 0 | 0 | 0 | 0 | 0 | 0 | 0 | 0 | 0 | 0 | 0 | 0
SCE Metro | Eagle Rock (SCE) | 230 | 0 | 0 | 0 | 0 | 0 |  |  |  | 0 | 0 | 0 | 0 | 0 | 0 |  | 0 | 0 | 0 | 0 | 0 |  |  |  | 0 | 0 | 0 | 0 | 0 | 0 | 0 | 0 | 0 | 0 | 0 | 0 | 0 | 0 | 0 | 0 | 0 | 0 | 0 | 0 | 0
PG&E NGBA | East Marysville | 115 | 0 | 0 | 0 | 0 | 0 |  |  |  | 0 | 0 | 0 | 0 | 0 | 0 |  | 0 | 0 | 0 | 0 | 0 |  |  |  | 0 | 0 | 0 | 0 | 0 | 0 | 0 | 0 | 0 | 0 | 0 | 0 | 0 | 0 | 0 | 0 | 0 | 0 | 0 | 0 | 0
PG&E NGBA | East Nicolaus | 115 | 0 | 0 | 0 | 0 | 0 |  |  |  | 0 | 0 | 0 | 0 | 0 | 0 |  | 0 | 0 | 0 | 0 | 0 |  |  |  | 0 | 0 | 0 | 0 | 0 | 0 | 0 | 0 | 0 | 0 | 0 | 0 | 0 | 0 | 0 | 0 | 0 | 0 | 0 | 0 | 0
PG&E NGBA | East Nicolaus | 60 | 0 | 0 | 0 | 0 | 0 |  |  |  | 0 | 0 | 0 | 0 | 0 | 0 |  | 0 | 0 | 0 | 0 | 0 |  |  |  | 0 | 0 | 0 | 0 | 0 | 0 | 0 | 0 | 0 | 0 | 0 | 0 | 0 | 0 | 0 | 0 | 0 | 0 | 0 | 0 | 0
PG&E GBA | Eastshore | 115 | 0 | 0 | 0 | 0 | 0 |  |  |  | 0 | 0 | 0 | 0 | 0 | 0 |  | 0 | 0 | 0 | 0 | 0 |  |  |  | 0 | 0 | 0 | 0 | 0 | 0 | 0 | 0 | 0 | 0 | 0 | 0 | 0 | 0 | 0 | 0 | 0 | 0 | 0 | 0 | 0
PG&E GBA | Eastshore | 230 | 0 | 0 | 0 | 0 | 0 |  |  |  | 0 | 0 | 0 | 0 | 0 | 0 |  | 0 | 0 | 0 | 0 | 0 |  |  |  | 0 | 0 | 0 | 0 | 0 | 0 | 0 | 0 | 0 | 0 | 0 | 0 | 0 | 0 | 0 | 0 | 0 | 0 | 0 | 0 | 0
SDGE | ECO | 138 | 0 | 0 | 0 | 0 | 0 |  |  |  | 0 | 0 | 0 | 0 | 0 | 0 |  | 0 | 0 | 0 | 0 | 0 |  |  |  | 0 | 0 | 0 | 0 | 0 | 0 | 0 | 0 | 0 | 0 | 0 | 0 | 0 | 0 | 0 | 0 | 0 | 0 | 0 | 0 | 0
SDGE | ECO | 230 | 0 | 0 | 300 | 0 | 0 |  |  |  | 0 | 0 | 0 | 0 | 0 | 0 |  | 0 | 0 | 0 | 0 | 0 |  |  |  | 0 | 0 | 0 | 0 | 0 | 0 | 0 | 0 | 300 | 0 | 0 | 0 | 0 | 0 | 0 | 0 | 0 | 0 | 0 | 0 | 1
SDGE | ECO | 500 | 0 | 0 | 0 | 0 | 0 |  |  |  | 0 | 0 | 0 | 0 | 0 | 0 |  | 0 | 0 | 0 | 0 | 0 |  |  |  | 0 | 0 | 0 | 0 | 0 | 0 | 0 | 0 | 0 | 0 | 0 | 0 | 0 | 0 | 0 | 0 | 0 | 0 | 0 | 0 | 0
PG&E GBA | Edenvale | 115 | 0 | 0 | 0 | 0 | 0 |  |  |  | 0 | 0 | 0 | 0 | 0 | 0 |  | 0 | 0 | 0 | 0 | 0 |  |  |  | 0 | 0 | 0 | 0 | 0 | 0 | 0 | 0 | 0 | 0 | 0 | 0 | 0 | 0 | 0 | 0 | 0 | 0 | 0 | 0 | 0
PG&E GBA | Edes | 115 | 0 | 0 | 0 | 0 | 0 |  |  |  | 0 | 0 | 0 | 0 | 0 | 0 |  | 0 | 0 | 0 | 0 | 0 |  |  |  | 0 | 0 | 0 | 0 | 0 | 0 | 0 | 0 | 0 | 0 | 0 | 0 | 0 | 0 | 0 | 0 | 0 | 0 | 0 | 0 | 0
PG&E GBA | Eight Mile | 230 | 0 | 0 | 0 | 0 | 0 |  |  |  | 0 | 0 | 0 | 0 | 0 | 0 |  | 0 | 0 | 0 | 0 | 0 |  |  |  | 0 | 0 | 0 | 0 | 0 | 0 | 0 | 0 | 0 | 0 | 0 | 0 | 0 | 0 | 0 | 0 | 0 | 0 | 0 | 0 | 0
SDGE | El Cajon | 69 | 0 | 0 | 0 | 0 | 0 |  |  |  | 0 | 0 | 0 | 50 | 0 | 0 |  | 0 | 0 | 0 | 0 | 0 |  |  |  | 0 | 0 | 0 | 50 | 0 | 0 | 0 | 0 | 0 | 0 | 0 | 0 | 0 | 0 | 0 | 0 | 0 | 0 | 0 | 0 | 0
SCE Eastern | El Casco | 230 | 0 | 0 | 0 | 0 | 0 |  |  |  | 0 | 0 | 0 | 65 | 0 | 0 |  | 0 | 0 | 0 | 0 | 0 |  |  |  | 0 | 0 | 0 | 65 | 0 | 0 | 0 | 0 | 0 | 0 | 0 | 0 | 0 | 0 | 0 | 0 | 0 | 0 | 0 | 0 | 0
PG&E GBA | El Cerrito G | 115 | 0 | 0 | 0 | 0 | 0 |  |  |  | 0 | 0 | 0 | 0 | 0 | 0 |  | 0 | 0 | 0 | 0 | 0 |  |  |  | 0 | 0 | 0 | 0 | 0 | 0 | 0 | 0 | 0 | 0 | 0 | 0 | 0 | 0 | 0 | 0 | 0 | 0 | 0 | 0 | 0
PG&E NGBA | El Dorado PH | 115 | 0 | 0 | 0 | 0 | 0 |  |  |  | 0 | 0 | 0 | 0 | 0 | 0 |  | 0 | 0 | 0 | 0 | 0 |  |  |  | 0 | 0 | 0 | 0 | 0 | 0 | 0 | 0 | 0 | 0 | 0 | 0 | 0 | 0 | 0 | 0 | 0 | 0 | 0 | 0 | 0
PG&E FRESNO | El Nido (PGE) | 115 | 0 | 0 | 0 | 0 | 0 |  |  |  | 3 | 0 | 0 | 0 | 0 | 0 |  | 0 | 0 | 0 | 0 | 0 |  |  |  | 3 | 0 | 0 | 0 | 0 | 0 | 0 | 0 | 0 | 0 | 0 | 0 | 0 | 0 | 0 | 0 | 0 | 0 | 0 | 0 | 0
SCE Metro | El Nido (SCE) | 230 | 0 | 0 | 0 | 0 | 0 |  |  |  | 0 | 0 | 0 | 0 | 0 | 0 |  | 0 | 0 | 0 | 0 | 0 |  |  |  | 0 | 0 | 0 | 0 | 0 | 0 | 0 | 0 | 0 | 0 | 0 | 0 | 0 | 0 | 0 | 0 | 0 | 0 | 0 | 0 | 0
PG&E GBA | El Patio | 115 | 0 | 0 | 0 | 0 | 0 |  |  |  | 0 | 0 | 0 | 0 | 0 | 0 |  | 0 | 0 | 0 | 0 | 0 |  |  |  | 0 | 0 | 0 | 0 | 0 | 0 | 0 | 0 | 0 | 0 | 0 | 0 | 0 | 0 | 0 | 0 | 0 | 0 | 0 | 0 | 0
SCE Metro | El Segundo | 230 | 0 | 0 | 0 | 0 | 0 |  |  |  | 0 | 0 | 0 | 0 | 0 | 0 |  | 0 | 0 | 0 | 0 | 0 |  |  |  | 0 | 0 | 0 | 0 | 0 | 0 | 0 | 0 | 0 | 0 | 0 | 0 | 0 | 0 | 0 | 0 | 0 | 0 | 0 | 0 | 0
SCE EOP | Eldorado | 230 | 0 | 0 | 0 | 0 | 51 |  |  |  | 0 | 0 | 0 | 279 | 0 | 0 |  | 0 | 0 | 0 | 0 | 51 |  |  |  | 0 | 0 | 0 | 279 | 0 | 0 | 0 | 0 | 0 | 0 | 0 | 0 | 0 | 0 | 0 | 0 | 0 | 0 | 0 | 0 | 0
SCE EOP | Eldorado | 500 | 0 | 0 | 0 | 0 | 0 |  |  |  | 0 | 0 | 0 | 0 | 0 | 0 |  | 0 | 0 | 0 | 0 | 0 |  |  |  | 0 | 0 | 0 | 0 | 0 | 0 | 0 | 0 | 0 | 0 | 0 | 0 | 0 | 0 | 0 | 0 | 0 | 0 | 0 | 0 | 0
SCE Northern | Elizabeth Lake | 66 | 0 | 0 | 0 | 0 | 0 |  |  |  | 0 | 0 | 0 | 0 | 0 | 0 |  | 0 | 0 | 0 | 0 | 0 |  |  |  | 0 | 0 | 0 | 0 | 0 | 0 | 0 | 0 | 0 | 0 | 0 | 0 | 0 | 0 | 0 | 0 | 0 | 0 | 0 | 0 | 0
PG&E KERN | Elk Hills | 230 | 0 | 0 | 0 | 0 | 0 |  |  |  | 0 | 0 | 0 | 0 | 0 | 0 |  | 0 | 0 | 0 | 0 | 0 |  |  |  | 0 | 0 | 0 | 0 | 0 | 0 | 0 | 0 | 0 | 0 | 0 | 0 | 0 | 0 | 0 | 0 | 0 | 0 | 0 | 0 | 0
SDGE | Elliot | 69 | 0 | 0 | 0 | 0 | 0 |  |  |  | 0 | 0 | 0 | 9.75 | 0 | 0 |  | 0 | 0 | 0 | 0 | 0 |  |  |  | 0 | 0 | 0 | 9.75 | 0 | 0 | 0 | 0 | 0 | 0 | 0 | 0 | 0 | 0 | 0 | 0 | 0 | 0 | 0 | 0 | 0
SCE Metro | Ellis | 230 | 0 | 0 | 0 | 0 | 0 |  |  |  | 0 | 0 | 0 | 0 | 0 | 0 |  | 0 | 0 | 0 | 0 | 0 |  |  |  | 0 | 0 | 0 | 0 | 0 | 0 | 0 | 0 | 0 | 0 | 0 | 0 | 0 | 0 | 0 | 0 | 0 | 0 | 0 | 0 | 0
SDGE | Encina | 138 | 0 | 0 | 0 | 0 | 0 |  |  |  | 0 | 0 | 0 | 0 | 0 | 0 |  | 0 | 0 | 0 | 0 | 0 |  |  |  | 0 | 0 | 0 | 0 | 0 | 0 | 0 | 0 | 0 | 0 | 0 | 0 | 0 | 0 | 0 | 0 | 0 | 0 | 0 | 0 | 0
SDGE | Encina | 230 | 0 | 0 | 0 | 0 | 0 |  |  |  | 0 | 0 | 0 | 0 | 0 | 0 |  | 0 | 0 | 0 | 0 | 0 |  |  |  | 0 | 0 | 0 | 0 | 0 | 0 | 0 | 0 | 0 | 0 | 0 | 0 | 0 | 0 | 0 | 0 | 0 | 0 | 0 | 0 | 0
SDGE | Escondido | 230 | 0 | 0 | 0 | 0 | 0 |  |  |  | 0 | 0 | 0 | 0 | 0 | 0 |  | 0 | 0 | 0 | 0 | 0 |  |  |  | 0 | 0 | 0 | 0 | 0 | 0 | 0 | 0 | 0 | 0 | 0 | 0 | 0 | 0 | 0 | 0 | 0 | 0 | 0 | 0 | 0
SDGE | Escondido | 69 | 0 | 0 | 0 | 0 | 0 |  |  |  | 0 | 0 | 0 | 13 | 0 | 0 |  | 0 | 0 | 0 | 0 | 0 |  |  |  | 0 | 0 | 0 | 0 | 0 | 0 | 0 | 0 | 0 | 0 | 0 | 0 | 0 | 0 | 0 | 0 | 0 | 13 | 0 | 0 | 1
PG&E KERN | Estrella | 230 | 0 | 0 | 0 | 0 | 0 |  |  |  | 0 | 0 | 0 | 0 | 0 | 0 |  | 0 | 0 | 0 | 0 | 0 |  |  |  | 0 | 0 | 0 | 0 | 0 | 0 | 0 | 0 | 0 | 0 | 0 | 0 | 0 | 0 | 0 | 0 | 0 | 0 | 0 | 0 | 0
SCE Eastern | Etiwanda | 230 | 0 | 0 | 0 | 0 | 0 |  |  |  | 0 | 0 | 0 | 170 | 0 | 0 |  | 0 | 0 | 0 | 0 | 0 |  |  |  | 0 | 0 | 0 | 170 | 0 | 0 | 0 | 0 | 0 | 0 | 0 | 0 | 0 | 0 | 0 | 0 | 0 | 0 | 0 | 0 | 0
PG&E GBA | Evergreen | 115 | 0 | 0 | 0 | 0 | 0 |  |  |  | 0 | 0 | 0 | 0 | 0 | 0 |  | 0 | 0 | 0 | 0 | 0 |  |  |  | 0 | 0 | 0 | 0 | 0 | 0 | 0 | 0 | 0 | 0 | 0 | 0 | 0 | 0 | 0 | 0 | 0 | 0 | 0 | 0 | 0
PG&E GBA | Evergreen | 60 | 0 | 0 | 0 | 0 | 0 |  |  |  | 0 | 0 | 0 | 0 | 0 | 0 |  | 0 | 0 | 0 | 0 | 0 |  |  |  | 0 | 0 | 0 | 0 | 0 | 0 | 0 | 0 | 0 | 0 | 0 | 0 | 0 | 0 | 0 | 0 | 0 | 0 | 0 | 0 | 0
PG&E FRESNO | Excelsior | 115 | 0 | 0 | 0 | 0 | 0 |  |  |  | 0 | 0 | 0 | 0 | 0 | 0 |  | 0 | 0 | 0 | 0 | 0 |  |  |  | 0 | 0 | 0 | 0 | 0 | 0 | 0 | 0 | 0 | 0 | 0 | 0 | 0 | 0 | 0 | 0 | 0 | 0 | 0 | 0 | 0
PG&E FRESNO | Exchequer | 115 | 0 | 0 | 0 | 0 | 0 |  |  |  | 0 | 0 | 0 | 0 | 0 | 0 |  | 0 | 0 | 0 | 0 | 0 |  |  |  | 0 | 0 | 0 | 0 | 0 | 0 | 0 | 0 | 0 | 0 | 0 | 0 | 0 | 0 | 0 | 0 | 0 | 0 | 0 | 0 | 0
PG&E KERN | Fairway | 115 | 0 | 0 | 0 | 0 | 0 |  |  |  | 0 | 0 | 0 | 0 | 0 | 0 |  | 0 | 0 | 0 | 0 | 0 |  |  |  | 0 | 0 | 0 | 0 | 0 | 0 | 0 | 0 | 0 | 0 | 0 | 0 | 0 | 0 | 0 | 0 | 0 | 0 | 0 | 0 | 0
PG&E KERN | Famoso | 115 | 0 | 0 | 0 | 0 | 0 |  |  |  | 0 | 0 | 0 | 0 | 0 | 0 |  | 0 | 0 | 0 | 0 | 0 |  |  |  | 0 | 0 | 0 | 0 | 0 | 0 | 0 | 0 | 0 | 0 | 0 | 0 | 0 | 0 | 0 | 0 | 0 | 0 | 0 | 0 | 0
PG&E NGBA | Fern Road | 500 | 0 | 0 | 0 | 0 | 0 |  |  |  | 0 | 0 | 0 | 0 | 0 | 0 |  | 0 | 0 | 0 | 0 | 0 |  |  |  | 0 | 0 | 0 | 0 | 0 | 0 | 0 | 0 | 0 | 0 | 0 | 0 | 0 | 0 | 0 | 0 | 0 | 0 | 0 | 0 | 0
PG&E GBA | Fibreboard (SPI Sonora) | 115 | 0 | 0 | 0 | 0 | 0 |  |  |  | 0 | 0 | 0 | 0 | 0 | 0 |  | 0 | 0 | 0 | 0 | 0 |  |  |  | 0 | 0 | 0 | 0 | 0 | 0 | 0 | 0 | 0 | 0 | 0 | 0 | 0 | 0 | 0 | 0 | 0 | 0 | 0 | 0 | 0
PG&E FRESNO | Figarden | 230 | 0 | 0 | 0 | 0 | 0 |  |  |  | 0 | 0 | 0 | 0 | 0 | 0 |  | 0 | 0 | 0 | 0 | 0 |  |  |  | 0 | 0 | 0 | 0 | 0 | 0 | 0 | 0 | 0 | 0 | 0 | 0 | 0 | 0 | 0 | 0 | 0 | 0 | 0 | 0 | 0
PG&E FRESNO | Fink | 230 | 0 | 0 | 0 | 0 | 0 |  |  |  | 0 | 30 | 110 | 157 | 0 | 0 |  | 0 | 0 | 0 | 0 | 0 |  |  |  | 0 | 30 | 110 | 157 | 0 | 0 | 0 | 0 | 0 | 0 | 0 | 0 | 0 | 0 | 0 | 0 | 0 | 0 | 0 | 0 | 0
PG&E NGBA | Fitch Mountain | 60 | 0 | 0 | 0 | 0 | 0 |  |  |  | 0 | 0 | 0 | 0 | 0 | 0 |  | 0 | 0 | 0 | 0 | 0 |  |  |  | 0 | 0 | 0 | 0 | 0 | 0 | 0 | 0 | 0 | 0 | 0 | 0 | 0 | 0 | 0 | 0 | 0 | 0 | 0 | 0 | 0
PG&E GBA | FMC | 115 | 0 | 0 | 0 | 0 | 0 |  |  |  | 0 | 0 | 0 | 0 | 0 | 0 |  | 0 | 0 | 0 | 0 | 0 |  |  |  | 0 | 0 | 0 | 0 | 0 | 0 | 0 | 0 | 0 | 0 | 0 | 0 | 0 | 0 | 0 | 0 | 0 | 0 | 0 | 0 | 0
PG&E GBA | Fremont | 115 | 0 | 0 | 0 | 0 | 0 |  |  |  | 0 | 0 | 0 | 0 | 0 | 0 |  | 0 | 0 | 0 | 0 | 0 |  |  |  | 0 | 0 | 0 | 0 | 0 | 0 | 0 | 0 | 0 | 0 | 0 | 0 | 0 | 0 | 0 | 0 | 0 | 0 | 0 | 0 | 0
PG&E GBA | French Camp | 60 | 0 | 0 | 0 | 0 | 0 |  |  |  | 0 | 0 | 0 | 0 | 0 | 0 |  | 0 | 0 | 0 | 0 | 0 |  |  |  | 0 | 0 | 0 | 0 | 0 | 0 | 0 | 0 | 0 | 0 | 0 | 0 | 0 | 0 | 0 | 0 | 0 | 0 | 0 | 0 | 0
PG&E GBA | Frogtown | 115 | 0 | 0 | 0 | 0 | 0 |  |  |  | 0 | 0 | 0 | 0 | 0 | 0 |  | 0 | 0 | 0 | 0 | 0 |  |  |  | 0 | 0 | 0 | 0 | 0 | 0 | 0 | 0 | 0 | 0 | 0 | 0 | 0 | 0 | 0 | 0 | 0 | 0 | 0 | 0 | 0
PG&E NGBA | Fulton | 115 | 0 | 0 | 0 | 0 | 0 |  |  |  | 0 | 0 | 0 | 0 | 0 | 0 |  | 0 | 0 | 0 | 0 | 0 |  |  |  | 0 | 0 | 0 | 0 | 0 | 0 | 0 | 0 | 0 | 0 | 0 | 0 | 0 | 0 | 0 | 0 | 0 | 0 | 0 | 0 | 0
PG&E NGBA | Fulton | 230 | 18 | 0 | 0 | 0 | 0 |  |  |  | 0 | 0 | 0 | 38 | 0 | 0 |  | 18 | 0 | 0 | 0 | 0 |  |  |  | 0 | 0 | 0 | 38 | 0 | 0 | 0 | 0 | 0 | 0 | 0 | 0 | 0 | 0 | 0 | 0 | 0 | 0 | 0 | 0 | 0
PG&E NGBA | Fulton | 60 | 0 | 0 | 0 | 0 | 0 |  |  |  | 0 | 0 | 0 | 0 | 0 | 0 |  | 0 | 0 | 0 | 0 | 0 |  |  |  | 0 | 0 | 0 | 0 | 0 | 0 | 0 | 0 | 0 | 0 | 0 | 0 | 0 | 0 | 0 | 0 | 0 | 0 | 0 | 0 | 0
PG&E KERN | Ganso | 115 | 0 | 0 | 0 | 0 | 0 |  |  |  | 0 | 0 | 0 | 0 | 0 | 0 |  | 0 | 0 | 0 | 0 | 0 |  |  |  | 0 | 0 | 0 | 0 | 0 | 0 | 0 | 0 | 0 | 0 | 0 | 0 | 0 | 0 | 0 | 0 | 0 | 0 | 0 | 0 | 0
PG&E FRESNO | Gates | 230 | 0 | 0 | 0 | 0 | 0 |  |  |  | 3 | 614.5 | 310.5 | 753.25 | 0 | 0 |  | 0 | 0 | 0 | 0 | 0 |  |  |  | 3 | 614.5 | 310.5 | 753.25 | 0 | 0 | 0 | 0 | 0 | 0 | 0 | 0 | 0 | 0 | 0 | 0 | 0 | 0 | 0 | 0 | 0
PG&E FRESNO | Gates | 500 | 0 | 0 | 0 | 0 | 0 |  |  |  | 0 | 0 | 0 | 190 | 35 | 0 |  | 0 | 0 | 0 | 0 | 0 |  |  |  | 0 | 0 | 0 | 190 | 35 | 0 | 0 | 0 | 0 | 0 | 0 | 0 | 0 | 0 | 0 | 0 | 0 | 0 | 0 | 0 | 0
PG&E NGBA | Geysers 12 | 230 | 0 | 0 | 0 | 0 | 0 |  |  |  | 0 | 0 | 0 | 0 | 0 | 0 |  | 0 | 0 | 0 | 0 | 0 |  |  |  | 0 | 0 | 0 | 0 | 0 | 0 | 0 | 0 | 0 | 0 | 0 | 0 | 0 | 0 | 0 | 0 | 0 | 0 | 0 | 0 | 0
PG&E NGBA | Geysers 17 | 230 | 0 | 0 | 0 | 0 | 0 |  |  |  | 0 | 0 | 0 | 0 | 0 | 0 |  | 0 | 0 | 0 | 0 | 0 |  |  |  | 0 | 0 | 0 | 0 | 0 | 0 | 0 | 0 | 0 | 0 | 0 | 0 | 0 | 0 | 0 | 0 | 0 | 0 | 0 | 0 | 0
PG&E NGBA | Geysers 3 | 115 | 0 | 0 | 0 | 0 | 0 |  |  |  | 0 | 0 | 0 | 0 | 0 | 0 |  | 0 | 0 | 0 | 0 | 0 |  |  |  | 0 | 0 | 0 | 0 | 0 | 0 | 0 | 0 | 0 | 0 | 0 | 0 | 0 | 0 | 0 | 0 | 0 | 0 | 0 | 0 | 0
PG&E NGBA | Glenn | 230 | 0 | 0 | 0 | 0 | 0 |  |  |  | 0 | 0 | 0 | 0 | 0 | 0 |  | 0 | 0 | 0 | 0 | 0 |  |  |  | 0 | 0 | 0 | 0 | 0 | 0 | 0 | 0 | 0 | 0 | 0 | 0 | 0 | 0 | 0 | 0 | 0 | 0 | 0 | 0 | 0
PG&E NGBA | Glenn | 60 | 0 | 0 | 0 | 0 | 0 |  |  |  | 0 | 0 | 0 | 0 | 0 | 0 |  | 0 | 0 | 0 | 0 | 0 |  |  |  | 0 | 0 | 0 | 0 | 0 | 0 | 0 | 0 | 0 | 0 | 0 | 0 | 0 | 0 | 0 | 0 | 0 | 0 | 0 | 0 | 0
PG&E NGBA | Gold Hill | 115 | 0 | 0 | 0 | 0 | 0 |  |  |  | 0 | 0 | 0 | 0 | 0 | 0 |  | 0 | 0 | 0 | 0 | 0 |  |  |  | 0 | 0 | 0 | 0 | 0 | 0 | 0 | 0 | 0 | 0 | 0 | 0 | 0 | 0 | 0 | 0 | 0 | 0 | 0 | 0 | 0
PG&E NGBA | Gold Hill | 230 | 0 | 0 | 0 | 0 | 0 |  |  |  | 0 | 0 | 0 | 0 | 0 | 0 |  | 0 | 0 | 0 | 0 | 0 |  |  |  | 0 | 0 | 0 | 0 | 0 | 0 | 0 | 0 | 0 | 0 | 0 | 0 | 0 | 0 | 0 | 0 | 0 | 0 | 0 | 0 | 0
SCE Northern | Goleta | 230 | 0 | 0 | 0 | 0 | 0 |  |  |  | 0 | 0 | 0 | 70 | 0 | 0 |  | 0 | 0 | 0 | 0 | 0 |  |  |  | 0 | 0 | 0 | 70 | 0 | 0 | 0 | 0 | 0 | 0 | 0 | 0 | 0 | 0 | 0 | 0 | 0 | 0 | 0 | 0 | 0
SCE Metro | Goodrich | 230 | 0 | 0 | 0 | 0 | 0 |  |  |  | 0 | 0 | 0 | 0 | 0 | 0 |  | 0 | 0 | 0 | 0 | 0 |  |  |  | 0 | 0 | 0 | 0 | 0 | 0 | 0 | 0 | 0 | 0 | 0 | 0 | 0 | 0 | 0 | 0 | 0 | 0 | 0 | 0 | 0
PG&E KERN | Goose Lake | 115 | 0 | 0 | 0 | 0 | 0 |  |  |  | 0 | 0 | 0 | 0 | 0 | 0 |  | 0 | 0 | 0 | 0 | 0 |  |  |  | 0 | 0 | 0 | 0 | 0 | 0 | 0 | 0 | 0 | 0 | 0 | 0 | 0 | 0 | 0 | 0 | 0 | 0 | 0 | 0 | 0
SCE Metro | Gould | 230 | 0 | 0 | 0 | 0 | 0 |  |  |  | 0 | 0 | 0 | 0 | 0 | 0 |  | 0 | 0 | 0 | 0 | 0 |  |  |  | 0 | 0 | 0 | 0 | 0 | 0 | 0 | 0 | 0 | 0 | 0 | 0 | 0 | 0 | 0 | 0 | 0 | 0 | 0 | 0 | 0
PG&E NGBA | Grand Island | 115 | 0 | 0 | 0 | 0 | 0 |  |  |  | 2.73 | 0 | 0 | 0 | 0 | 0 |  | 0 | 0 | 0 | 0 | 0 |  |  |  | 2.73 | 0 | 0 | 0 | 0 | 0 | 0 | 0 | 0 | 0 | 0 | 0 | 0 | 0 | 0 | 0 | 0 | 0 | 0 | 0 | 0
SDGE | Granite | 69 | 0 | 0 | 0 | 0 | 0 |  |  |  | 0 | 0 | 0 | 4.5 | 0 | 0 |  | 0 | 0 | 0 | 0 | 0 |  |  |  | 0 | 0 | 0 | 2.25 | 0 | 0 | 0 | 0 | 0 | 0 | 0 | 0 | 0 | 0 | 0 | 0 | 0 | 2.25 | 0 | 0 | 1
PG&E GBA | Grant | 115 | 0 | 0 | 0 | 0 | 0 |  |  |  | 0 | 0 | 0 | 0 | 0 | 0 |  | 0 | 0 | 0 | 0 | 0 |  |  |  | 0 | 0 | 0 | 0 | 0 | 0 | 0 | 0 | 0 | 0 | 0 | 0 | 0 | 0 | 0 | 0 | 0 | 0 | 0 | 0 | 0
PG&E GBA | Green Valley | 115 | 0 | 0 | 0 | 0 | 0 |  |  |  | 0 | 0 | 0 | 0 | 0 | 0 |  | 0 | 0 | 0 | 0 | 0 |  |  |  | 0 | 0 | 0 | 0 | 0 | 0 | 0 | 0 | 0 | 0 | 0 | 0 | 0 | 0 | 0 | 0 | 0 | 0 | 0 | 0 | 0
PG&E NGBA | Greenleaf 1 | 115 | 0 | 0 | 0 | 0 | 0 |  |  |  | 0 | 0 | 0 | 0 | 0 | 0 |  | 0 | 0 | 0 | 0 | 0 |  |  |  | 0 | 0 | 0 | 0 | 0 | 0 | 0 | 0 | 0 | 0 | 0 | 0 | 0 | 0 | 0 | 0 | 0 | 0 | 0 | 0 | 0
PG&E FRESNO | Gregg | 230 | 0 | 0 | 0 | 0 | 0 |  |  |  | 0 | 0 | 0 | 0 | 0 | 0 |  | 0 | 0 | 0 | 0 | 0 |  |  |  | 0 | 0 | 0 | 0 | 0 | 0 | 0 | 0 | 0 | 0 | 0 | 0 | 0 | 0 | 0 | 0 | 0 | 0 | 0 | 0 | 0
PG&E FRESNO | Grimmway-Malaga | 115 | 0 | 0 | 0 | 0 | 0 |  |  |  | 0 | 0 | 0 | 0 | 0 | 0 |  | 0 | 0 | 0 | 0 | 0 |  |  |  | 0 | 0 | 0 | 0 | 0 | 0 | 0 | 0 | 0 | 0 | 0 | 0 | 0 | 0 | 0 | 0 | 0 | 0 | 0 | 0 | 0
PG&E NGBA | Grizzly | 230 | 0 | 0 | 0 | 0 | 0 |  |  |  | 0 | 0 | 0 | 0 | 0 | 0 |  | 0 | 0 | 0 | 0 | 0 |  |  |  | 0 | 0 | 0 | 0 | 0 | 0 | 0 | 0 | 0 | 0 | 0 | 0 | 0 | 0 | 0 | 0 | 0 | 0 | 0 | 0 | 0
PG&E FRESNO | Guernsey | 70 | 0 | 0 | 0 | 0 | 0 |  |  |  | 0 | 0 | 0 | 0 | 0 | 0 |  | 0 | 0 | 0 | 0 | 0 |  |  |  | 0 | 0 | 0 | 0 | 0 | 0 | 0 | 0 | 0 | 0 | 0 | 0 | 0 | 0 | 0 | 0 | 0 | 0 | 0 | 0 | 0
PG&E FRESNO | GWF Hanford | 115 | 0 | 0 | 0 | 0 | 0 |  |  |  | 0 | 0 | 0 | 131.4 | 0 | 0 |  | 0 | 0 | 0 | 0 | 0 |  |  |  | 0 | 0 | 0 | 131.4 | 0 | 0 | 0 | 0 | 0 | 0 | 0 | 0 | 0 | 0 | 0 | 0 | 0 | 0 | 0 | 0 | 0
PG&E FRESNO | Haas | 230 | 0 | 0 | 0 | 0 | 0 |  |  |  | 0 | 0 | 0 | 0 | 0 | 0 |  | 0 | 0 | 0 | 0 | 0 |  |  |  | 0 | 0 | 0 | 0 | 0 | 0 | 0 | 0 | 0 | 0 | 0 | 0 | 0 | 0 | 0 | 0 | 0 | 0 | 0 | 0 | 0
PG&E FRESNO | Hammonds | 115 | 0 | 0 | 0 | 0 | 0 |  |  |  | 0 | 0 | 0 | 0 | 0 | 0 |  | 0 | 0 | 0 | 0 | 0 |  |  |  | 0 | 0 | 0 | 0 | 0 | 0 | 0 | 0 | 0 | 0 | 0 | 0 | 0 | 0 | 0 | 0 | 0 | 0 | 0 | 0 | 0
SCE Metro | HarborGen | 230 | 0 | 0 | 0 | 0 | 0 |  |  |  | 0 | 0 | 0 | 0 | 0 | 0 |  | 0 | 0 | 0 | 0 | 0 |  |  |  | 0 | 0 | 0 | 0 | 0 | 0 | 0 | 0 | 0 | 0 | 0 | 0 | 0 | 0 | 0 | 0 | 0 | 0 | 0 | 0 | 0
PG&E NGBA | Harris | 60 | 0 | 0 | 0 | 0 | 0 |  |  |  | 0 | 0 | 0 | 0 | 0 | 0 |  | 0 | 0 | 0 | 0 | 0 |  |  |  | 0 | 0 | 0 | 0 | 0 | 0 | 0 | 0 | 0 | 0 | 0 | 0 | 0 | 0 | 0 | 0 | 0 | 0 | 0 | 0 | 0
SCE EOP | Harry Allen | 500 | 0 | 0 | 0 | 0 | 0 |  |  |  | 0 | 0 | 0 | 0 | 0 | 0 |  | 0 | 0 | 0 | 0 | 0 |  |  |  | 0 | 0 | 0 | 0 | 0 | 0 | 0 | 0 | 0 | 0 | 0 | 0 | 0 | 0 | 0 | 0 | 0 | 0 | 0 | 0 | 0
PG&E NGBA | Hartley | 60 | 0 | 0 | 0 | 0 | 0 |  |  |  | 0 | 0 | 0 | 0 | 0 | 0 |  | 0 | 0 | 0 | 0 | 0 |  |  |  | 0 | 0 | 0 | 0 | 0 | 0 | 0 | 0 | 0 | 0 | 0 | 0 | 0 | 0 | 0 | 0 | 0 | 0 | 0 | 0 | 0
SCE NOL | Harvard | 115 | 0 | 0 | 0 | 0 | 0 |  |  |  | 0 | 0 | 0 | 0 | 0 | 0 |  | 0 | 0 | 0 | 0 | 0 |  |  |  | 0 | 0 | 0 | 0 | 0 | 0 | 0 | 0 | 0 | 0 | 0 | 0 | 0 | 0 | 0 | 0 | 0 | 0 | 0 | 0 | 0
SDGE | Hassayampa | 500 | 0 | 0 | 0 | 0 | 0 |  |  |  | 0 | 52.5 | 160 | 95 | 0 | 0 |  | 0 | 0 | 0 | 0 | 0 |  |  |  | 0 | 52.5 | 160 | 95 | 0 | 0 | 0 | 0 | 0 | 0 | 0 | 0 | 0 | 0 | 0 | 0 | 0 | 0 | 0 | 0 | 0
PG&E FRESNO | Helm | 230 | 0 | 0 | 0 | 0 | 0 |  |  |  | 0 | 0 | 0 | 0 | 0 | 0 |  | 0 | 0 | 0 | 0 | 0 |  |  |  | 0 | 0 | 0 | 0 | 0 | 0 | 0 | 0 | 0 | 0 | 0 | 0 | 0 | 0 | 0 | 0 | 0 | 0 | 0 | 0 | 0
PG&E FRESNO | Helm | 70 | 0 | 0 | 0 | 0 | 0 |  |  |  | 0 | 0 | 0 | 0 | 0 | 0 |  | 0 | 0 | 0 | 0 | 0 |  |  |  | 0 | 0 | 0 | 0 | 0 | 0 | 0 | 0 | 0 | 0 | 0 | 0 | 0 | 0 | 0 | 0 | 0 | 0 | 0 | 0 | 0
PG&E FRESNO | Henrietta | 115 | 0 | 0 | 0 | 0 | 0 |  |  |  | 0 | 0 | 0 | 0 | 0 | 0 |  | 0 | 0 | 0 | 0 | 0 |  |  |  | 0 | 0 | 0 | 0 | 0 | 0 | 0 | 0 | 0 | 0 | 0 | 0 | 0 | 0 | 0 | 0 | 0 | 0 | 0 | 0 | 0
PG&E FRESNO | Henrietta | 230 | 0 | 0 | 0 | 0 | 0 |  |  |  | 0 | 0 | 0 | 0 | 0 | 0 |  | 0 | 0 | 0 | 0 | 0 |  |  |  | 0 | 0 | 0 | 0 | 0 | 0 | 0 | 0 | 0 | 0 | 0 | 0 | 0 | 0 | 0 | 0 | 0 | 0 | 0 | 0 | 0
PG&E FRESNO | Henrietta | 70 | 0 | 0 | 0 | 0 | 0 |  |  |  | 3 | 0 | 0 | 173.2 | 0 | 0 |  | 0 | 0 | 0 | 0 | 0 |  |  |  | 3 | 0 | 0 | 173.2 | 0 | 0 | 0 | 0 | 0 | 0 | 0 | 0 | 0 | 0 | 0 | 0 | 0 | 0 | 0 | 0 | 0
PG&E FRESNO | Herndon | 115 | 0 | 0 | 0 | 0 | 0 |  |  |  | 0 | 0 | 0 | 0 | 0 | 0 |  | 0 | 0 | 0 | 0 | 0 |  |  |  | 0 | 0 | 0 | 0 | 0 | 0 | 0 | 0 | 0 | 0 | 0 | 0 | 0 | 0 | 0 | 0 | 0 | 0 | 0 | 0 | 0
PG&E FRESNO | Herndon | 230 | 0 | 0 | 0 | 0 | 0 |  |  |  | 0 | 0 | 0 | 0 | 0 | 0 |  | 0 | 0 | 0 | 0 | 0 |  |  |  | 0 | 0 | 0 | 0 | 0 | 0 | 0 | 0 | 0 | 0 | 0 | 0 | 0 | 0 | 0 | 0 | 0 | 0 | 0 | 0 | 0
PG&E GBA | Hicks | 230 | 0 | 0 | 0 | 0 | 0 |  |  |  | 0 | 0 | 0 | 0 | 0 | 0 |  | 0 | 0 | 0 | 0 | 0 |  |  |  | 0 | 0 | 0 | 0 | 0 | 0 | 0 | 0 | 0 | 0 | 0 | 0 | 0 | 0 | 0 | 0 | 0 | 0 | 0 | 0 | 0
PG&E NGBA | Higgins | 115 | 0 | 0 | 0 | 0 | 0 |  |  |  | 0 | 0 | 0 | 0 | 0 | 0 |  | 0 | 0 | 0 | 0 | 0 |  |  |  | 0 | 0 | 0 | 0 | 0 | 0 | 0 | 0 | 0 | 0 | 0 | 0 | 0 | 0 | 0 | 0 | 0 | 0 | 0 | 0 | 0
PG&E NGBA | Hilltop | 345 | 0 | 0 | 0 | 0 | 0 |  |  |  | 0 | 0 | 0 | 0 | 0 | 0 |  | 0 | 0 | 0 | 0 | 0 |  |  |  | 0 | 0 | 0 | 0 | 0 | 0 | 0 | 0 | 0 | 0 | 0 | 0 | 0 | 0 | 0 | 0 | 0 | 0 | 0 | 0 | 0
SCE Metro | Hinson | 230 | 0 | 5.6 | 0 | 0 | 0 |  |  |  | 3.08 | 0 | 0 | 525 | 0 | 0 |  | 0 | 5.6 | 0 | 0 | 0 |  |  |  | 3.08 | 0 | 0 | 455 | 0 | 0 | 0 | 0 | 0 | 0 | 0 | 0 | 0 | 0 | 0 | 0 | 0 | 70 | 0 | 0 | 1
PG&E GBA | Hollister | 115 | 0 | 0 | 0 | 0 | 0 |  |  |  | 0 | 0 | 0 | 0 | 0 | 0 |  | 0 | 0 | 0 | 0 | 0 |  |  |  | 0 | 0 | 0 | 0 | 0 | 0 | 0 | 0 | 0 | 0 | 0 | 0 | 0 | 0 | 0 | 0 | 0 | 0 | 0 | 0 | 0
PG&E NGBA | Homestake | 115 | 0 | 0 | 0 | 0 | 0 |  |  |  | 0 | 0 | 0 | 0 | 0 | 0 |  | 0 | 0 | 0 | 0 | 0 |  |  |  | 0 | 0 | 0 | 0 | 0 | 0 | 0 | 0 | 0 | 0 | 0 | 0 | 0 | 0 | 0 | 0 | 0 | 0 | 0 | 0 | 0
PG&E NGBA | Honcut | 115 | 0 | 0 | 0 | 0 | 0 |  |  |  | 0 | 0 | 0 | 0 | 0 | 0 |  | 0 | 0 | 0 | 0 | 0 |  |  |  | 0 | 0 | 0 | 0 | 0 | 0 | 0 | 0 | 0 | 0 | 0 | 0 | 0 | 0 | 0 | 0 | 0 | 0 | 0 | 0 | 0
SDGE | Hoodoo Wash | 500 | 0 | 0 | 0 | 0 | 0 |  |  |  | 0 | 0 | 679 | 547.5 | 0 | 0 |  | 0 | 0 | 0 | 0 | 0 |  |  |  | 0 | 0 | 679 | 547.5 | 0 | 0 | 0 | 0 | 0 | 0 | 0 | 0 | 0 | 0 | 0 | 0 | 0 | 0 | 0 | 0 | 0
PG&E NGBA | Hopland | 115 | 0 | 0 | 0 | 0 | 0 |  |  |  | 0 | 0 | 0 | 0 | 0 | 0 |  | 0 | 0 | 0 | 0 | 0 |  |  |  | 0 | 0 | 0 | 0 | 0 | 0 | 0 | 0 | 0 | 0 | 0 | 0 | 0 | 0 | 0 | 0 | 0 | 0 | 0 | 0 | 0
PG&E NGBA | Hopland | 60 | 0 | 0 | 0 | 0 | 0 |  |  |  | 0 | 0 | 0 | 0 | 0 | 0 |  | 0 | 0 | 0 | 0 | 0 |  |  |  | 0 | 0 | 0 | 0 | 0 | 0 | 0 | 0 | 0 | 0 | 0 | 0 | 0 | 0 | 0 | 0 | 0 | 0 | 0 | 0 | 0
PG&E NGBA | Humboldt | 115 | 0 | 0 | 0 | 0 | 0 |  |  |  | 0 | 0 | 0 | 0 | 0 | 0 |  | 0 | 0 | 0 | 0 | 0 |  |  |  | 0 | 0 | 0 | 0 | 0 | 0 | 0 | 0 | 0 | 0 | 0 | 0 | 0 | 0 | 0 | 0 | 0 | 0 | 0 | 0 | 0
PG&E NGBA | Humboldt | 60 | 0 | 0 | 0 | 0 | 0 |  |  |  | 1.999 | 0 | 0 | 17.25 | 0 | 0 |  | 0 | 0 | 0 | 0 | 0 |  |  |  | 1.999 | 0 | 0 | 17.25 | 0 | 0 | 0 | 0 | 0 | 0 | 0 | 0 | 0 | 0 | 0 | 0 | 0 | 0 | 0 | 0 | 0
PG&E NGBA | Humboldt | 500 | 0 | 0 | 0 | 0 | 0 |  |  |  | 0 | 0 | 0 | 0 | 0 | 0 |  | 0 | 0 | 0 | 0 | 0 |  |  |  | 0 | 0 | 0 | 0 | 0 | 0 | 0 | 0 | 0 | 0 | 0 | 0 | 0 | 0 | 0 | 0 | 0 | 0 | 0 | 0 | 0
SCE Metro | Huntington Beach | 230 | 0 | 0 | 0 | 0 | 0 |  |  |  | 0 | 0 | 0 | 0 | 0 | 0 |  | 0 | 0 | 0 | 0 | 0 |  |  |  | 0 | 0 | 0 | 0 | 0 | 0 | 0 | 0 | 0 | 0 | 0 | 0 | 0 | 0 | 0 | 0 | 0 | 0 | 0 | 0 | 0
PG&E NGBA | Ignacio | 115 | 0 | 0 | 0 | 0 | 0 |  |  |  | 0 | 0 | 0 | 0 | 0 | 0 |  | 0 | 0 | 0 | 0 | 0 |  |  |  | 0 | 0 | 0 | 0 | 0 | 0 | 0 | 0 | 0 | 0 | 0 | 0 | 0 | 0 | 0 | 0 | 0 | 0 | 0 | 0 | 0
PG&E NGBA | Ignacio | 230 | 0 | 0 | 0 | 0 | 0 |  |  |  | 0 | 0 | 0 | 0 | 0 | 0 |  | 0 | 0 | 0 | 0 | 0 |  |  |  | 0 | 0 | 0 | 0 | 0 | 0 | 0 | 0 | 0 | 0 | 0 | 0 | 0 | 0 | 0 | 0 | 0 | 0 | 0 | 0 | 0
PG&E NGBA | Ignacio | 60 | 0 | 0 | 0 | 0 | 0 |  |  |  | 0 | 0 | 0 | 0 | 0 | 0 |  | 0 | 0 | 0 | 0 | 0 |  |  |  | 0 | 0 | 0 | 0 | 0 | 0 | 0 | 0 | 0 | 0 | 0 | 0 | 0 | 0 | 0 | 0 | 0 | 0 | 0 | 0 | 0
SDGE | Imperial Beach | 69 | 0 | 0 | 0 | 0 | 0 |  |  |  | 0 | 0 | 0 | 3 | 0 | 0 |  | 0 | 0 | 0 | 0 | 0 |  |  |  | 0 | 0 | 0 | 3 | 0 | 0 | 0 | 0 | 0 | 0 | 0 | 0 | 0 | 0 | 0 | 0 | 0 | 0 | 0 | 0 | 0
SDGE | Imperial Valley | 230 | 0 | 0 | 0 | 0 | 0 |  |  |  | 0 | 0 | 192 | 578 | 0 | 0 |  | 0 | 0 | 0 | 0 | 0 |  |  |  | 0 | 0 | 92 | 478 | 0 | 0 | 0 | 0 | 0 | 0 | 0 | 0 | 0 | 0 | 0 | 0 | 100 | 100 | 0 | 0 | 1
SDGE | Imperial Valley | 500 | 0 | 0 | 0 | 0 | 0 |  |  |  | 0 | 0 | 0 | 0 | 0 | 0 |  | 0 | 0 | 0 | 0 | 0 |  |  |  | 0 | 0 | 0 | 0 | 0 | 0 | 0 | 0 | 0 | 0 | 0 | 0 | 0 | 0 | 0 | 0 | 0 | 0 | 0 | 0 | 0
SCE EOP | Innovation | 138 | 0 | 0 | 0 | 0 | 0 |  |  |  | 0 | 0 | 0 | 0 | 0 | 0 |  | 0 | 0 | 0 | 0 | 0 |  |  |  | 0 | 0 | 0 | 0 | 0 | 0 | 0 | 0 | 0 | 0 | 0 | 0 | 0 | 0 | 0 | 0 | 0 | 0 | 0 | 0 | 0
SCE EOP | Innovation | 230 | 0 | 0 | 0 | 0 | 0 |  |  |  | 0 | 0 | 0 | 0 | 0 | 0 |  | 0 | 0 | 0 | 0 | 0 |  |  |  | 0 | 0 | 0 | 0 | 0 | 0 | 0 | 0 | 0 | 0 | 0 | 0 | 0 | 0 | 0 | 0 | 0 | 0 | 0 | 0 | 0
SCE NOL | Inyokern | 115 | 0 | 0 | 0 | 0 | 0 |  |  |  | 0 | 0 | 31.8 | 25 | 0 | 0 |  | 0 | 0 | 0 | 0 | 0 |  |  |  | 0 | 0 | 31.8 | 25 | 0 | 0 | 0 | 0 | 0 | 0 | 0 | 0 | 0 | 0 | 0 | 0 | 0 | 0 | 0 | 0 | 0
SCE EOP | IS Tap | 138 | 0 | 0 | 0 | 0 | 0 |  |  |  | 0 | 0 | 0 | 0 | 0 | 0 |  | 0 | 0 | 0 | 0 | 0 |  |  |  | 0 | 0 | 0 | 0 | 0 | 0 | 0 | 0 | 0 | 0 | 0 | 0 | 0 | 0 | 0 | 0 | 0 | 0 | 0 | 0 | 0
SCE EOP | Ivanpah | 115 | 0 | 0 | 0 | 0 | 0 |  |  |  | 0 | 0 | 0 | 0 | 0 | 0 |  | 0 | 0 | 0 | 0 | 0 |  |  |  | 0 | 0 | 0 | 0 | 0 | 0 | 0 | 0 | 0 | 0 | 0 | 0 | 0 | 0 | 0 | 0 | 0 | 0 | 0 | 0 | 0
SCE EOP | Ivanpah | 230 | 0 | 0 | 0 | 0 | 0 |  |  |  | 0 | 0 | 0 | 0 | 0 | 0 |  | 0 | 0 | 0 | 0 | 0 |  |  |  | 0 | 0 | 0 | 0 | 0 | 0 | 0 | 0 | 0 | 0 | 0 | 0 | 0 | 0 | 0 | 0 | 0 | 0 | 0 | 0 | 0
SCE EOP | Jackass (DOE) | 138 | 0 | 0 | 0 | 0 | 0 |  |  |  | 0 | 0 | 0 | 0 | 0 | 0 |  | 0 | 0 | 0 | 0 | 0 |  |  |  | 0 | 0 | 0 | 0 | 0 | 0 | 0 | 0 | 0 | 0 | 0 | 0 | 0 | 0 | 0 | 0 | 0 | 0 | 0 | 0 | 0
PG&E NGBA | James B Black | 230 | 0 | 0 | 0 | 0 | 0 |  |  |  | 0 | 0 | 0 | 0 | 0 | 0 |  | 0 | 0 | 0 | 0 | 0 |  |  |  | 0 | 0 | 0 | 0 | 0 | 0 | 0 | 0 | 0 | 0 | 0 | 0 | 0 | 0 | 0 | 0 | 0 | 0 | 0 | 0 | 0
PG&E GBA | Jefferson | 230 | 0 | 0 | 0 | 0 | 0 |  |  |  | 0 | 0 | 0 | 0 | 0 | 0 |  | 0 | 0 | 0 | 0 | 0 |  |  |  | 0 | 0 | 0 | 0 | 0 | 0 | 0 | 0 | 0 | 0 | 0 | 0 | 0 | 0 | 0 | 0 | 0 | 0 | 0 | 0 | 0
PG&E NGBA | Jessup | 115 | 0 | 0 | 0 | 0 | 0 |  |  |  | 0 | 0 | 0 | 0 | 0 | 0 |  | 0 | 0 | 0 | 0 | 0 |  |  |  | 0 | 0 | 0 | 0 | 0 | 0 | 0 | 0 | 0 | 0 | 0 | 0 | 0 | 0 | 0 | 0 | 0 | 0 | 0 | 0 | 0
SCE Metro | Johanna | 230 | 0 | 0 | 0 | 0 | 0 |  |  |  | 0 | 0 | 0 | 0 | 0 | 0 |  | 0 | 0 | 0 | 0 | 0 |  |  |  | 0 | 0 | 0 | 0 | 0 | 0 | 0 | 0 | 0 | 0 | 0 | 0 | 0 | 0 | 0 | 0 | 0 | 0 | 0 | 0 | 0
SCE Eastern | Julian Hinds | 230 | 0 | 0 | 0 | 0 | 0 |  |  |  | 0 | 0 | 0 | 0 | 0 | 0 |  | 0 | 0 | 0 | 0 | 0 |  |  |  | 0 | 0 | 0 | 0 | 0 | 0 | 0 | 0 | 0 | 0 | 0 | 0 | 0 | 0 | 0 | 0 | 0 | 0 | 0 | 0 | 0
PG&E GBA | Kasson | 115 | 0 | 0 | 0 | 0 | 0 |  |  |  | 0 | 0 | 0 | 0 | 0 | 0 |  | 0 | 0 | 0 | 0 | 0 |  |  |  | 0 | 0 | 0 | 0 | 0 | 0 | 0 | 0 | 0 | 0 | 0 | 0 | 0 | 0 | 0 | 0 | 0 | 0 | 0 | 0 | 0
PG&E GBA | Kasson | 60 | 0 | 0 | 0 | 0 | 0 |  |  |  | 0 | 0 | 0 | 0 | 0 | 0 |  | 0 | 0 | 0 | 0 | 0 |  |  |  | 0 | 0 | 0 | 0 | 0 | 0 | 0 | 0 | 0 | 0 | 0 | 0 | 0 | 0 | 0 | 0 | 0 | 0 | 0 | 0 | 0
PG&E FRESNO | Kearney | 230 | 0 | 0 | 0 | 0 | 0 |  |  |  | 10 | 0 | 0 | 0 | 0 | 0 |  | 0 | 0 | 0 | 0 | 0 |  |  |  | 10 | 0 | 0 | 0 | 0 | 0 | 0 | 0 | 0 | 0 | 0 | 0 | 0 | 0 | 0 | 0 | 0 | 0 | 0 | 0 | 0
PG&E FRESNO | Kearney | 70 | 0 | 0 | 0 | 0 | 0 |  |  |  | 0 | 0 | 0 | 0 | 0 | 0 |  | 0 | 0 | 0 | 0 | 0 |  |  |  | 0 | 0 | 0 | 0 | 0 | 0 | 0 | 0 | 0 | 0 | 0 | 0 | 0 | 0 | 0 | 0 | 0 | 0 | 0 | 0 | 0
PG&E GBA | Kelso | 230 | 0 | 0 | 0 | 0 | 0 |  |  |  | 0 | 0 | 0 | 90.7 | 0 | 0 |  | 0 | 0 | 0 | 0 | 0 |  |  |  | 0 | 0 | 0 | 0 | 0 | 0 | 0 | 0 | 0 | 0 | 0 | 0 | 0 | 0 | 0 | 0 | 0 | 90.7 | 0 | 0 | 1
PG&E FRESNO | Kerchoff 1 | 115 | 0 | 0 | 0 | 0 | 0 |  |  |  | 0 | 0 | 0 | 0 | 0 | 0 |  | 0 | 0 | 0 | 0 | 0 |  |  |  | 0 | 0 | 0 | 0 | 0 | 0 | 0 | 0 | 0 | 0 | 0 | 0 | 0 | 0 | 0 | 0 | 0 | 0 | 0 | 0 | 0
PG&E KERN | Kern Oil | 115 | 0 | 0 | 0 | 0 | 0 |  |  |  | 0 | 0 | 0 | 0 | 0 | 0 |  | 0 | 0 | 0 | 0 | 0 |  |  |  | 0 | 0 | 0 | 0 | 0 | 0 | 0 | 0 | 0 | 0 | 0 | 0 | 0 | 0 | 0 | 0 | 0 | 0 | 0 | 0 | 0
PG&E KERN | Kern PP | 115 | 0 | 0 | 0 | 0 | 0 |  |  |  | 0 | 0 | 0 | 0 | 0 | 0 |  | 0 | 0 | 0 | 0 | 0 |  |  |  | 0 | 0 | 0 | 0 | 0 | 0 | 0 | 0 | 0 | 0 | 0 | 0 | 0 | 0 | 0 | 0 | 0 | 0 | 0 | 0 | 0
PG&E KERN | Kern PP | 230 | 0 | 0 | 0 | 0 | 0 |  |  |  | 0 | 0 | 0 | 0 | 0 | 0 |  | 0 | 0 | 0 | 0 | 0 |  |  |  | 0 | 0 | 0 | 0 | 0 | 0 | 0 | 0 | 0 | 0 | 0 | 0 | 0 | 0 | 0 | 0 | 0 | 0 | 0 | 0 | 0
PG&E KERN | Kern PP | 70 | 0 | 0 | 0 | 0 | 0 |  |  |  | 0 | 0 | 0 | 0 | 0 | 0 |  | 0 | 0 | 0 | 0 | 0 |  |  |  | 0 | 0 | 0 | 0 | 0 | 0 | 0 | 0 | 0 | 0 | 0 | 0 | 0 | 0 | 0 | 0 | 0 | 0 | 0 | 0 | 0
PG&E KERN | Kernridge | 115 | 0 | 0 | 0 | 0 | 0 |  |  |  | 0 | 0 | 0 | 0 | 0 | 0 |  | 0 | 0 | 0 | 0 | 0 |  |  |  | 0 | 0 | 0 | 0 | 0 | 0 | 0 | 0 | 0 | 0 | 0 | 0 | 0 | 0 | 0 | 0 | 0 | 0 | 0 | 0 | 0
PG&E FRESNO | Kingsburg | 115 | 0 | 0 | 0 | 0 | 0 |  |  |  | 0 | 0 | 0 | 0 | 0 | 0 |  | 0 | 0 | 0 | 0 | 0 |  |  |  | 0 | 0 | 0 | 0 | 0 | 0 | 0 | 0 | 0 | 0 | 0 | 0 | 0 | 0 | 0 | 0 | 0 | 0 | 0 | 0 | 0
PG&E GBA | Kirker | 115 | 0 | 0 | 0 | 0 | 0 |  |  |  | 2.9 | 0 | 0 | 0 | 0 | 0 |  | 0 | 0 | 0 | 0 | 0 |  |  |  | 0 | 0 | 0 | 0 | 0 | 0 | 0 | 0 | 0 | 0 | 0 | 0 | 0 | 0 | 2.9 | 0 | 0 | 0 | 0 | 0 | 1
PG&E NGBA | Knights Landing | 115 | 0 | 0 | 0 | 0 | 0 |  |  |  | 0 | 0 | 0 | 0 | 0 | 0 |  | 0 | 0 | 0 | 0 | 0 |  |  |  | 0 | 0 | 0 | 0 | 0 | 0 | 0 | 0 | 0 | 0 | 0 | 0 | 0 | 0 | 0 | 0 | 0 | 0 | 0 | 0 | 0
PG&E NGBA | Konocti | 60 | 0 | 0.2 | 0 | 0 | 0 |  |  |  | 0 | 0 | 0 | 0 | 0 | 0 |  | 0 | 0.2 | 0 | 0 | 0 |  |  |  | 0 | 0 | 0 | 0 | 0 | 0 | 0 | 0 | 0 | 0 | 0 | 0 | 0 | 0 | 0 | 0 | 0 | 0 | 0 | 0 | 0
SCE NOL | Kramer | 115 | 0 | 0 | 0 | 0 | 0 |  |  |  | 0 | 0 | 8 | 0 | 6 | 0 |  | 0 | 0 | 0 | 0 | 0 |  |  |  | 0 | 0 | 8 | 0 | 6 | 0 | 0 | 0 | 0 | 0 | 0 | 0 | 0 | 0 | 0 | 0 | 0 | 0 | 0 | 0 | 0
SCE NOL | Kramer | 230 | 0 | 0 | 0 | 0 | 0 |  |  |  | 0 | 75 | 200 | 268.7 | 0 | 0 |  | 0 | 0 | 0 | 0 | 0 |  |  |  | 0 | 75 | 200 | 140 | 0 | 0 | 0 | 0 | 0 | 0 | 0 | 0 | 0 | 0 | 0 | 0 | 0 | 128.7 | 0 | 0 | 1
SCE Metro | La Cienega | 230 | 0 | 0 | 0 | 0 | 0 |  |  |  | 0 | 0 | 0 | 0 | 0 | 0 |  | 0 | 0 | 0 | 0 | 0 |  |  |  | 0 | 0 | 0 | 0 | 0 | 0 | 0 | 0 | 0 | 0 | 0 | 0 | 0 | 0 | 0 | 0 | 0 | 0 | 0 | 0 | 0
SCE Metro | La Fresa | 230 | 0 | 0 | 0 | 0 | 0 |  |  |  | 0.64 | 0 | 0 | 0 | 0 | 0 |  | 0 | 0 | 0 | 0 | 0 |  |  |  | 0.64 | 0 | 0 | 0 | 0 | 0 | 0 | 0 | 0 | 0 | 0 | 0 | 0 | 0 | 0 | 0 | 0 | 0 | 0 | 0 | 0
SCE Metro | Laguna Bell | 230 | 0 | 0 | 0 | 0 | 0 |  |  |  | 3.27 | 0 | 0 | 350 | 0 | 0 |  | 0 | 0 | 0 | 0 | 0 |  |  |  | 3.27 | 0 | 0 | 100 | 0 | 0 | 0 | 0 | 0 | 0 | 0 | 0 | 0 | 0 | 0 | 0 | 0 | 250 | 0 | 0 | 1
PG&E KERN | Lakeview | 70 | 0 | 0 | 0 | 0 | 0 |  |  |  | 0 | 0 | 70 | 65.5 | 0 | 0 |  | 0 | 0 | 0 | 0 | 0 |  |  |  | 0 | 0 | 70 | 65.5 | 0 | 0 | 0 | 0 | 0 | 0 | 0 | 0 | 0 | 0 | 0 | 0 | 0 | 0 | 0 | 0 | 0
PG&E NGBA | Lakeville | 230 | 0 | 0 | 0 | 0 | 0 |  |  |  | 0 | 0 | 0 | 0 | 0 | 0 |  | 0 | 0 | 0 | 0 | 0 |  |  |  | 0 | 0 | 0 | 0 | 0 | 0 | 0 | 0 | 0 | 0 | 0 | 0 | 0 | 0 | 0 | 0 | 0 | 0 | 0 | 0 | 0
PG&E NGBA | Lakeville | 60 | 0 | 0 | 0 | 0 | 0 |  |  |  | 0 | 0 | 0 | 0 | 0 | 0 |  | 0 | 0 | 0 | 0 | 0 |  |  |  | 0 | 0 | 0 | 0 | 0 | 0 | 0 | 0 | 0 | 0 | 0 | 0 | 0 | 0 | 0 | 0 | 0 | 0 | 0 | 0 | 0
PG&E NGBA | Lakeville | 115 | 0 | 0 | 0 | 0 | 0 |  |  |  | 0 | 0 | 0 | 50 | 0 | 0 |  | 0 | 0 | 0 | 0 | 0 |  |  |  | 0 | 0 | 0 | 50 | 0 | 0 | 0 | 0 | 0 | 0 | 0 | 0 | 0 | 0 | 0 | 0 | 0 | 0 | 0 | 0 | 0
PG&E GBA | Lakewood | 115 | 0 | 0 | 0 | 0 | 0 |  |  |  | 0 | 0 | 0 | 0 | 0 | 0 |  | 0 | 0 | 0 | 0 | 0 |  |  |  | 0 | 0 | 0 | 0 | 0 | 0 | 0 | 0 | 0 | 0 | 0 | 0 | 0 | 0 | 0 | 0 | 0 | 0 | 0 | 0 | 0
PG&E NGBA | Lambie | 230 | 0 | 0 | 0 | 0 | 0 |  |  |  | 0 | 0 | 0 | 0 | 0 | 0 |  | 0 | 0 | 0 | 0 | 0 |  |  |  | 0 | 0 | 0 | 0 | 0 | 0 | 0 | 0 | 0 | 0 | 0 | 0 | 0 | 0 | 0 | 0 | 0 | 0 | 0 | 0 | 0
PG&E GBA | Lammers | 115 | 0 | 0 | 0 | 0 | 0 |  |  |  | 0 | 0 | 0 | 0 | 0 | 0 |  | 0 | 0 | 0 | 0 | 0 |  |  |  | 0 | 0 | 0 | 0 | 0 | 0 | 0 | 0 | 0 | 0 | 0 | 0 | 0 | 0 | 0 | 0 | 0 | 0 | 0 | 0 | 0
PG&E KERN | Lamont | 115 | 0 | 0 | 0 | 0 | 0 |  |  |  | 0 | 0 | 0 | 0 | 0 | 0 |  | 0 | 0 | 0 | 0 | 0 |  |  |  | 0 | 0 | 0 | 0 | 0 | 0 | 0 | 0 | 0 | 0 | 0 | 0 | 0 | 0 | 0 | 0 | 0 | 0 | 0 | 0 | 0
PG&E FRESNO | Las Aguilas | 230 | 0 | 0 | 0 | 0 | 0 |  |  |  | 0 | 0 | 0 | 0 | 0 | 0 |  | 0 | 0 | 0 | 0 | 0 |  |  |  | 0 | 0 | 0 | 0 | 0 | 0 | 0 | 0 | 0 | 0 | 0 | 0 | 0 | 0 | 0 | 0 | 0 | 0 | 0 | 0 | 0
SCE EOP | Lathrop | 138 | 0 | 0 | 0 | 0 | 0 |  |  |  | 0 | 0 | 0 | 0 | 0 | 0 |  | 0 | 0 | 0 | 0 | 0 |  |  |  | 0 | 0 | 0 | 0 | 0 | 0 | 0 | 0 | 0 | 0 | 0 | 0 | 0 | 0 | 0 | 0 | 0 | 0 | 0 | 0 | 0
SCE EOP | Lathrop | 230 | 0 | 0 | 0 | 0 | 0 |  |  |  | 0 | 0 | 0 | 0 | 0 | 0 |  | 0 | 0 | 0 | 0 | 0 |  |  |  | 0 | 0 | 0 | 0 | 0 | 0 | 0 | 0 | 0 | 0 | 0 | 0 | 0 | 0 | 0 | 0 | 0 | 0 | 0 | 0 | 0
PG&E FRESNO | Le Grand | 115 | 0 | 0 | 0 | 0 | 0 |  |  |  | 0 | 0 | 0 | 0 | 0 | 0 |  | 0 | 0 | 0 | 0 | 0 |  |  |  | 0 | 0 | 0 | 0 | 0 | 0 | 0 | 0 | 0 | 0 | 0 | 0 | 0 | 0 | 0 | 0 | 0 | 0 | 0 | 0 | 0
PG&E FRESNO | Lemoore | 70 | 0 | 0 | 0 | 0 | 0 |  |  |  | 0 | 0 | 0 | 0 | 0 | 0 |  | 0 | 0 | 0 | 0 | 0 |  |  |  | 0 | 0 | 0 | 0 | 0 | 0 | 0 | 0 | 0 | 0 | 0 | 0 | 0 | 0 | 0 | 0 | 0 | 0 | 0 | 0 | 0
PG&E KERN | Lerdo | 115 | 0 | 0 | 0 | 0 | 0 |  |  |  | 0 | 0 | 0 | 0 | 0 | 0 |  | 0 | 0 | 0 | 0 | 0 |  |  |  | 0 | 0 | 0 | 0 | 0 | 0 | 0 | 0 | 0 | 0 | 0 | 0 | 0 | 0 | 0 | 0 | 0 | 0 | 0 | 0 | 0
SCE Metro | Lewis | 230 | 0 | 0 | 0 | 0 | 0 |  |  |  | 0 | 0 | 0 | 0 | 0 | 0 |  | 0 | 0 | 0 | 0 | 0 |  |  |  | 0 | 0 | 0 | 0 | 0 | 0 | 0 | 0 | 0 | 0 | 0 | 0 | 0 | 0 | 0 | 0 | 0 | 0 | 0 | 0 | 0
SCE Metro | Lighthipe | 230 | 0 | 0 | 0 | 0 | 0 |  |  |  | 3.24 | 0 | 0 | 0 | 0 | 0 |  | 0 | 0 | 0 | 0 | 0 |  |  |  | 3.24 | 0 | 0 | 0 | 0 | 0 | 0 | 0 | 0 | 0 | 0 | 0 | 0 | 0 | 0 | 0 | 0 | 0 | 0 | 0 | 0
SDGE | Lilac | 69 | 0 | 0 | 0 | 0 | 0 |  |  |  | 0 | 0 | 0 | 0 | 0 | 0 |  | 0 | 0 | 0 | 0 | 0 |  |  |  | 0 | 0 | 0 | 0 | 0 | 0 | 0 | 0 | 0 | 0 | 0 | 0 | 0 | 0 | 0 | 0 | 0 | 0 | 0 | 0 | 0
PG&E NGBA | Lincoln | 115 | 0 | 0 | 0 | 0 | 0 |  |  |  | 0 | 0 | 0 | 0 | 0 | 0 |  | 0 | 0 | 0 | 0 | 0 |  |  |  | 0 | 0 | 0 | 0 | 0 | 0 | 0 | 0 | 0 | 0 | 0 | 0 | 0 | 0 | 0 | 0 | 0 | 0 | 0 | 0 | 0
PG&E KERN | Live Oak | 115 | 0 | 0 | 0 | 0 | 0 |  |  |  | 0 | 0 | 0 | 0 | 0 | 0 |  | 0 | 0 | 0 | 0 | 0 |  |  |  | 0 | 0 | 0 | 0 | 0 | 0 | 0 | 0 | 0 | 0 | 0 | 0 | 0 | 0 | 0 | 0 | 0 | 0 | 0 | 0 | 0
PG&E GBA | Llagas | 115 | 0 | 0 | 0 | 0 | 0 |  |  |  | 0 | 0 | 0 | 0 | 0 | 0 |  | 0 | 0 | 0 | 0 | 0 |  |  |  | 0 | 0 | 0 | 0 | 0 | 0 | 0 | 0 | 0 | 0 | 0 | 0 | 0 | 0 | 0 | 0 | 0 | 0 | 0 | 0 | 0
PG&E GBA | Lockeford | 115 | 0 | 0 | 0 | 0 | 0 |  |  |  | 0 | 0 | 0 | 0 | 0 | 0 |  | 0 | 0 | 0 | 0 | 0 |  |  |  | 0 | 0 | 0 | 0 | 0 | 0 | 0 | 0 | 0 | 0 | 0 | 0 | 0 | 0 | 0 | 0 | 0 | 0 | 0 | 0 | 0
PG&E GBA | Lockeford | 230 | 0 | 0 | 0 | 0 | 0 |  |  |  | 0 | 0 | 0 | 0 | 0 | 0 |  | 0 | 0 | 0 | 0 | 0 |  |  |  | 0 | 0 | 0 | 0 | 0 | 0 | 0 | 0 | 0 | 0 | 0 | 0 | 0 | 0 | 0 | 0 | 0 | 0 | 0 | 0 | 0
PG&E GBA | Lockeford | 60 | 0 | 0 | 0 | 0 | 0 |  |  |  | 0 | 0 | 0 | 0 | 0 | 0 |  | 0 | 0 | 0 | 0 | 0 |  |  |  | 0 | 0 | 0 | 0 | 0 | 0 | 0 | 0 | 0 | 0 | 0 | 0 | 0 | 0 | 0 | 0 | 0 | 0 | 0 | 0 | 0
PG&E GBA | Lodi | 230 | 0 | 0 | 0 | 0 | 0 |  |  |  | 0 | 0 | 0 | 0 | 0 | 0 |  | 0 | 0 | 0 | 0 | 0 |  |  |  | 0 | 0 | 0 | 0 | 0 | 0 | 0 | 0 | 0 | 0 | 0 | 0 | 0 | 0 | 0 | 0 | 0 | 0 | 0 | 0 | 0
PG&E NGBA | Logan Creek | 230 | 0 | 0 | 0 | 0 | 0 |  |  |  | 0 | 0 | 0 | 0 | 0 | 0 |  | 0 | 0 | 0 | 0 | 0 |  |  |  | 0 | 0 | 0 | 0 | 0 | 0 | 0 | 0 | 0 | 0 | 0 | 0 | 0 | 0 | 0 | 0 | 0 | 0 | 0 | 0 | 0
PG&E GBA | Lone Tree | 230 | 0 | 0 | 0 | 0 | 0 |  |  |  | 0 | 0 | 0 | 0 | 0 | 0 |  | 0 | 0 | 0 | 0 | 0 |  |  |  | 0 | 0 | 0 | 0 | 0 | 0 | 0 | 0 | 0 | 0 | 0 | 0 | 0 | 0 | 0 | 0 | 0 | 0 | 0 | 0 | 0
PG&E FRESNO | Los Banos | 230 | 0 | 1.988 | 60.5 | 0 | 0 |  |  |  | 5.9 | 0 | 0 | 0.9 | 0 | 0 |  | 0 | 1.988 | 60.5 | 0 | 0 |  |  |  | 5.9 | 0 | 0 | 0.9 | 0 | 0 | 0 | 0 | 0 | 0 | 0 | 0 | 0 | 0 | 0 | 0 | 0 | 0 | 0 | 0 | 0
PG&E FRESNO | Los Banos | 500 | 0 | 0 | 0 | 0 | 0 |  |  |  | 0 | 0 | 0 | 0 | 0 | 0 |  | 0 | 0 | 0 | 0 | 0 |  |  |  | 0 | 0 | 0 | 0 | 0 | 0 | 0 | 0 | 0 | 0 | 0 | 0 | 0 | 0 | 0 | 0 | 0 | 0 | 0 | 0 | 0
SDGE | Los Coches | 138 | 0 | 0 | 0 | 0 | 0 |  |  |  | 0 | 0 | 0 | 0 | 0 | 0 |  | 0 | 0 | 0 | 0 | 0 |  |  |  | 0 | 0 | 0 | 0 | 0 | 0 | 0 | 0 | 0 | 0 | 0 | 0 | 0 | 0 | 0 | 0 | 0 | 0 | 0 | 0 | 0
SDGE | Los Coches | 69 | 0 | 0 | 0 | 0 | 0 |  |  |  | 0 | 0 | 0 | 1.5 | 0 | 0 |  | 0 | 0 | 0 | 0 | 0 |  |  |  | 0 | 0 | 0 | 0 | 0 | 0 | 0 | 0 | 0 | 0 | 0 | 0 | 0 | 0 | 0 | 0 | 0 | 1.5 | 0 | 0 | 1
PG&E GBA | Los Esteros | 115 | 0 | 0 | 0 | 0 | 0 |  |  |  | 0 | 0 | 0 | 3.3 | 0 | 0 |  | 0 | 0 | 0 | 0 | 0 |  |  |  | 0 | 0 | 0 | 3.3 | 0 | 0 | 0 | 0 | 0 | 0 | 0 | 0 | 0 | 0 | 0 | 0 | 0 | 0 | 0 | 0 | 0
PG&E GBA | Los Esteros | 230 | 0 | 0 | 0 | 0 | 0 |  |  |  | 0 | 0 | 0 | 0 | 0 | 0 |  | 0 | 0 | 0 | 0 | 0 |  |  |  | 0 | 0 | 0 | 0 | 0 | 0 | 0 | 0 | 0 | 0 | 0 | 0 | 0 | 0 | 0 | 0 | 0 | 0 | 0 | 0 | 0
PG&E GBA | Los Positas | 230 | 0 | 0 | 0 | 0 | 0 |  |  |  | 0 | 0 | 0 | 0 | 0 | 0 |  | 0 | 0 | 0 | 0 | 0 |  |  |  | 0 | 0 | 0 | 0 | 0 | 0 | 0 | 0 | 0 | 0 | 0 | 0 | 0 | 0 | 0 | 0 | 0 | 0 | 0 | 0 | 0
PG&E GBA | Los Positas | 60 | 0 | 0 | 0 | 0 | 0 |  |  |  | 0 | 0 | 0 | 0 | 0 | 0 |  | 0 | 0 | 0 | 0 | 0 |  |  |  | 0 | 0 | 0 | 0 | 0 | 0 | 0 | 0 | 0 | 0 | 0 | 0 | 0 | 0 | 0 | 0 | 0 | 0 | 0 | 0 | 0
SDGE | Loveland | 69 | 0 | 0 | 0 | 0 | 0 |  |  |  | 0 | 0 | 0 | 0 | 0 | 0 |  | 0 | 0 | 0 | 0 | 0 |  |  |  | 0 | 0 | 0 | 0 | 0 | 0 | 0 | 0 | 0 | 0 | 0 | 0 | 0 | 0 | 0 | 0 | 0 | 0 | 0 | 0 | 0
SCE NOL | Lugo | 230 | 0 | 0 | 0 | 0 | 0 |  |  |  | 0 | 0 | 0 | 0 | 0 | 0 |  | 0 | 0 | 0 | 0 | 0 |  |  |  | 0 | 0 | 0 | 0 | 0 | 0 | 0 | 0 | 0 | 0 | 0 | 0 | 0 | 0 | 0 | 0 | 0 | 0 | 0 | 0 | 0
SCE Metro | Lugo | 500 | 366 | 0 | 0 | 0 | 0 |  |  |  | 0 | 0 | 0 | 0 | 0 | 0 |  | 366 | 0 | 0 | 0 | 0 |  |  |  | 0 | 0 | 0 | 0 | 0 | 0 | 0 | 0 | 0 | 0 | 0 | 0 | 0 | 0 | 0 | 0 | 0 | 0 | 0 | 0 | 0
PG&E FRESNO | Madera | 70 | 0 | 0 | 0 | 0 | 0 |  |  |  | 0 | 0 | 0 | 0 | 0 | 0 |  | 0 | 0 | 0 | 0 | 0 |  |  |  | 0 | 0 | 0 | 0 | 0 | 0 | 0 | 0 | 0 | 0 | 0 | 0 | 0 | 0 | 0 | 0 | 0 | 0 | 0 | 0 | 0
PG&E NGBA | Madison | 115 | 0 | 0 | 0 | 0 | 0 |  |  |  | 0 | 0 | 13 | 10.2 | 0 | 0 |  | 0 | 0 | 0 | 0 | 0 |  |  |  | 0 | 0 | 13 | 10.2 | 0 | 0 | 0 | 0 | 0 | 0 | 0 | 0 | 0 | 0 | 0 | 0 | 0 | 0 | 0 | 0 | 0
PG&E KERN | Magunden | 115 | 0 | 0 | 0 | 0 | 0 |  |  |  | 0 | 0 | 0 | 0 | 0 | 0 |  | 0 | 0 | 0 | 0 | 0 |  |  |  | 0 | 0 | 0 | 0 | 0 | 0 | 0 | 0 | 0 | 0 | 0 | 0 | 0 | 0 | 0 | 0 | 0 | 0 | 0 | 0 | 0
SCE Northern | Magunden | 230 | 0 | 0 | 0 | 0 | 0 |  |  |  | 0 | 0 | 0 | 0 | 0 | 0 |  | 0 | 0 | 0 | 0 | 0 |  |  |  | 0 | 0 | 0 | 0 | 0 | 0 | 0 | 0 | 0 | 0 | 0 | 0 | 0 | 0 | 0 | 0 | 0 | 0 | 0 | 0 | 0
PG&E FRESNO | Malaga | 115 | 0 | 0 | 0 | 0 | 0 |  |  |  | 0 | 0 | 0 | 97 | 0 | 0 |  | 0 | 0 | 0 | 0 | 0 |  |  |  | 0 | 0 | 0 | 97 | 0 | 0 | 0 | 0 | 0 | 0 | 0 | 0 | 0 | 0 | 0 | 0 | 0 | 0 | 0 | 0 | 0
PG&E NGBA | Malin | 500 | 0 | 0 | 0 | 0 | 0 |  |  |  | 0 | 0 | 0 | 0 | 0 | 0 |  | 0 | 0 | 0 | 0 | 0 |  |  |  | 0 | 0 | 0 | 0 | 0 | 0 | 0 | 0 | 0 | 0 | 0 | 0 | 0 | 0 | 0 | 0 | 0 | 0 | 0 | 0 | 0
SCE Northern | Mandalay | 230 | 0 | 0 | 0 | 0 | 0 |  |  |  | 0 | 0 | 0 | 0 | 0 | 0 |  | 0 | 0 | 0 | 0 | 0 |  |  |  | 0 | 0 | 0 | 0 | 0 | 0 | 0 | 0 | 0 | 0 | 0 | 0 | 0 | 0 | 0 | 0 | 0 | 0 | 0 | 0 | 0
PG&E FRESNO | Manning | 230 | 0 | 0 | 0 | 0 | 0 |  |  |  | 0 | 0 | 0 | 0 | 0 | 0 |  | 0 | 0 | 0 | 0 | 0 |  |  |  | 0 | 0 | 0 | 0 | 0 | 0 | 0 | 0 | 0 | 0 | 0 | 0 | 0 | 0 | 0 | 0 | 0 | 0 | 0 | 0 | 0
PG&E FRESNO | Manning | 500 | 0 | 0 | 0 | 0 | 0 |  |  |  | 0 | 0 | 0 | 0 | 0 | 0 |  | 0 | 0 | 0 | 0 | 0 |  |  |  | 0 | 0 | 0 | 0 | 0 | 0 | 0 | 0 | 0 | 0 | 0 | 0 | 0 | 0 | 0 | 0 | 0 | 0 | 0 | 0 | 0
PG&E GBA | Manteca | 115 | 0 | 0 | 0 | 0 | 0 |  |  |  | 0 | 0 | 0 | 0 | 0 | 0 |  | 0 | 0 | 0 | 0 | 0 |  |  |  | 0 | 0 | 0 | 0 | 0 | 0 | 0 | 0 | 0 | 0 | 0 | 0 | 0 | 0 | 0 | 0 | 0 | 0 | 0 | 0 | 0
SDGE | Margarita | 138 | 0 | 0 | 0 | 0 | 0 |  |  |  | 0 | 0 | 0 | 0 | 0 | 0 |  | 0 | 0 | 0 | 0 | 0 |  |  |  | 0 | 0 | 0 | 0 | 0 | 0 | 0 | 0 | 0 | 0 | 0 | 0 | 0 | 0 | 0 | 0 | 0 | 0 | 0 | 0 | 0
PG&E GBA | Martin | 230 | 0 | 0 | 0 | 0 | 0 |  |  |  | 0 | 0 | 0 | 0 | 0 | 0 |  | 0 | 0 | 0 | 0 | 0 |  |  |  | 0 | 0 | 0 | 0 | 0 | 0 | 0 | 0 | 0 | 0 | 0 | 0 | 0 | 0 | 0 | 0 | 0 | 0 | 0 | 0 | 0
PG&E GBA | Martin | 115 | 0 | 0 | 0 | 0 | 0 |  |  |  | 0 | 0 | 0 | 188 | 0 | 0 |  | 0 | 0 | 0 | 0 | 0 |  |  |  | 0 | 0 | 0 | 188 | 0 | 0 | 0 | 0 | 0 | 0 | 0 | 0 | 0 | 0 | 0 | 0 | 0 | 0 | 0 | 0 | 0
PG&E GBA | Martinez | 115 | 0 | 0 | 0 | 0 | 0 |  |  |  | 0 | 0 | 0 | 0 | 0 | 0 |  | 0 | 0 | 0 | 0 | 0 |  |  |  | 0 | 0 | 0 | 0 | 0 | 0 | 0 | 0 | 0 | 0 | 0 | 0 | 0 | 0 | 0 | 0 | 0 | 0 | 0 | 0 | 0
PG&E FRESNO | Mc Mullin | 230 | 0 | 0 | 0 | 0 | 0 |  |  |  | 0 | 0 | 0 | 0 | 0 | 0 |  | 0 | 0 | 0 | 0 | 0 |  |  |  | 0 | 0 | 0 | 0 | 0 | 0 | 0 | 0 | 0 | 0 | 0 | 0 | 0 | 0 | 0 | 0 | 0 | 0 | 0 | 0 | 0
PG&E FRESNO | McCall | 115 | 0 | 0 | 0 | 0 | 0 |  |  |  | 0 | 0 | 0 | 0 | 0 | 0 |  | 0 | 0 | 0 | 0 | 0 |  |  |  | 0 | 0 | 0 | 0 | 0 | 0 | 0 | 0 | 0 | 0 | 0 | 0 | 0 | 0 | 0 | 0 | 0 | 0 | 0 | 0 | 0
PG&E FRESNO | McCall | 230 | 0 | 0 | 0 | 0 | 0 |  |  |  | 0 | 0 | 0 | 0 | 0 | 0 |  | 0 | 0 | 0 | 0 | 0 |  |  |  | 0 | 0 | 0 | 0 | 0 | 0 | 0 | 0 | 0 | 0 | 0 | 0 | 0 | 0 | 0 | 0 | 0 | 0 | 0 | 0 | 0
PG&E GBA | Meadow Lane | 115 | 0 | 0 | 0 | 0 | 0 |  |  |  | 0 | 0 | 0 | 0 | 0 | 0 |  | 0 | 0 | 0 | 0 | 0 |  |  |  | 0 | 0 | 0 | 0 | 0 | 0 | 0 | 0 | 0 | 0 | 0 | 0 | 0 | 0 | 0 | 0 | 0 | 0 | 0 | 0 | 0
PG&E GBA | Melones | 115 | 0 | 0 | 0 | 0 | 0 |  |  |  | 0 | 0 | 0 | 0 | 0 | 0 |  | 0 | 0 | 0 | 0 | 0 |  |  |  | 0 | 0 | 0 | 0 | 0 | 0 | 0 | 0 | 0 | 0 | 0 | 0 | 0 | 0 | 0 | 0 | 0 | 0 | 0 | 0 | 0
PG&E GBA | Melones | 230 | 0 | 0 | 0 | 0 | 0 |  |  |  | 0 | 0 | 0 | 0 | 0 | 0 |  | 0 | 0 | 0 | 0 | 0 |  |  |  | 0 | 0 | 0 | 0 | 0 | 0 | 0 | 0 | 0 | 0 | 0 | 0 | 0 | 0 | 0 | 0 | 0 | 0 | 0 | 0 | 0
SDGE | Melrose | 69 | 0 | 0 | 0 | 0 | 0 |  |  |  | 0 | 0 | 0 | 20 | 0 | 0 |  | 0 | 0 | 0 | 0 | 0 |  |  |  | 0 | 0 | 0 | 20 | 0 | 0 | 0 | 0 | 0 | 0 | 0 | 0 | 0 | 0 | 0 | 0 | 0 | 0 | 0 | 0 | 0
PG&E NGBA | Mendocino | 115 | 0 | 0 | 0 | 0 | 0 |  |  |  | 5 | 0 | 0 | 0 | 0 | 0 |  | 0 | 0 | 0 | 0 | 0 |  |  |  | 0 | 0 | 0 | 0 | 0 | 0 | 0 | 0 | 0 | 0 | 0 | 0 | 0 | 0 | 5 | 0 | 0 | 0 | 0 | 0 | 1
PG&E NGBA | Mendocino | 60 | 0 | 0 | 0 | 0 | 0 |  |  |  | 0 | 0 | 0 | 0 | 0 | 5 |  | 0 | 0 | 0 | 0 | 0 |  |  |  | 0 | 0 | 0 | 0 | 0 | 5 | 0 | 0 | 0 | 0 | 0 | 0 | 0 | 0 | 0 | 0 | 0 | 0 | 0 | 0 | 0
PG&E FRESNO | Mendota | 115 | 0 | 0 | 0 | 0 | 0 |  |  |  | 0 | 0 | 0 | 0 | 0 | 0 |  | 0 | 0 | 0 | 0 | 0 |  |  |  | 0 | 0 | 0 | 0 | 0 | 0 | 0 | 0 | 0 | 0 | 0 | 0 | 0 | 0 | 0 | 0 | 0 | 0 | 0 | 0 | 0
PG&E GBA | Menlo | 60 | 0 | 0 | 0 | 0 | 0 |  |  |  | 0 | 0 | 0 | 0 | 0 | 0 |  | 0 | 0 | 0 | 0 | 0 |  |  |  | 0 | 0 | 0 | 0 | 0 | 0 | 0 | 0 | 0 | 0 | 0 | 0 | 0 | 0 | 0 | 0 | 0 | 0 | 0 | 0 | 0
PG&E FRESNO | Merced | 115 | 0 | 0 | 0 | 0 | 0 |  |  |  | 0 | 0 | 0 | 0 | 0 | 0 |  | 0 | 0 | 0 | 0 | 0 |  |  |  | 0 | 0 | 0 | 0 | 0 | 0 | 0 | 0 | 0 | 0 | 0 | 0 | 0 | 0 | 0 | 0 | 0 | 0 | 0 | 0 | 0
SCE EOP | Mercury | 138 | 0 | 0 | 0 | 0 | 0 |  |  |  | 0 | 0 | 0 | 0 | 0 | 0 |  | 0 | 0 | 0 | 0 | 0 |  |  |  | 0 | 0 | 0 | 0 | 0 | 0 | 0 | 0 | 0 | 0 | 0 | 0 | 0 | 0 | 0 | 0 | 0 | 0 | 0 | 0 | 0
PG&E FRESNO | Mercy Springs | 70 | 0 | 0 | 0 | 0 | 0 |  |  |  | 0 | 0 | 75 | 78 | 0 | 0 |  | 0 | 0 | 0 | 0 | 0 |  |  |  | 0 | 0 | 75 | 75 | 0 | 0 | 0 | 0 | 0 | 0 | 0 | 0 | 0 | 0 | 0 | 0 | 0 | 3 | 0 | 0 | 1
PG&E NGBA | Meridian | 60 | 0 | 0 | 0 | 0 | 0 |  |  |  | 0 | 0 | 0 | 0 | 0 | 0 |  | 0 | 0 | 0 | 0 | 0 |  |  |  | 0 | 0 | 0 | 0 | 0 | 0 | 0 | 0 | 0 | 0 | 0 | 0 | 0 | 0 | 0 | 0 | 0 | 0 | 0 | 0 | 0
PG&E KERN | Mesa (PGE) | 115 | 0 | 0 | 0 | 0 | 0 |  |  |  | 0 | 0 | 0 | 0 | 0 | 0 |  | 0 | 0 | 0 | 0 | 0 |  |  |  | 0 | 0 | 0 | 0 | 0 | 0 | 0 | 0 | 0 | 0 | 0 | 0 | 0 | 0 | 0 | 0 | 0 | 0 | 0 | 0 | 0
PG&E KERN | Mesa (PGE) | 230 | 0 | 0 | 0 | 0 | 0 |  |  |  | 0 | 0 | 0 | 0 | 0 | 0 |  | 0 | 0 | 0 | 0 | 0 |  |  |  | 0 | 0 | 0 | 0 | 0 | 0 | 0 | 0 | 0 | 0 | 0 | 0 | 0 | 0 | 0 | 0 | 0 | 0 | 0 | 0 | 0
SCE Metro | Mesa (SCE) | 230 | 0 | 0 | 0 | 0 | 0 |  |  |  | 2.62 | 0 | 0 | 6.5 | 0 | 0 |  | 0 | 0 | 0 | 0 | 0 |  |  |  | 2.62 | 0 | 0 | 6.5 | 0 | 0 | 0 | 0 | 0 | 0 | 0 | 0 | 0 | 0 | 0 | 0 | 0 | 0 | 0 | 0 | 0
SCE Metro | Mesa (SCE) | 500 | 0 | 0 | 0 | 0 | 0 |  |  |  | 0 | 0 | 0 | 0 | 0 | 0 |  | 0 | 0 | 0 | 0 | 0 |  |  |  | 0 | 0 | 0 | 0 | 0 | 0 | 0 | 0 | 0 | 0 | 0 | 0 | 0 | 0 | 0 | 0 | 0 | 0 | 0 | 0 | 0
SDGE | Mesa Heights | 69 | 0 | 0 | 0 | 0 | 0 |  |  |  | 0 | 0 | 0 | 10.5 | 0 | 0 |  | 0 | 0 | 0 | 0 | 0 |  |  |  | 0 | 0 | 0 | 10.5 | 0 | 0 | 0 | 0 | 0 | 0 | 0 | 0 | 0 | 0 | 0 | 0 | 0 | 0 | 0 | 0 | 0
PG&E GBA | Metcalf | 115 | 0 | 0 | 0 | 0 | 0 |  |  |  | 0 | 0 | 0 | 0 | 0 | 0 |  | 0 | 0 | 0 | 0 | 0 |  |  |  | 0 | 0 | 0 | 0 | 0 | 0 | 0 | 0 | 0 | 0 | 0 | 0 | 0 | 0 | 0 | 0 | 0 | 0 | 0 | 0 | 0
PG&E GBA | Metcalf | 230 | 0 | 0 | 0 | 0 | 0 |  |  |  | 0 | 0 | 0 | 0 | 0 | 0 |  | 0 | 0 | 0 | 0 | 0 |  |  |  | 0 | 0 | 0 | 0 | 0 | 0 | 0 | 0 | 0 | 0 | 0 | 0 | 0 | 0 | 0 | 0 | 0 | 0 | 0 | 0 | 0
PG&E GBA | Metcalf | 500 | 0 | 0 | 0 | 0 | 0 |  |  |  | 0 | 0 | 0 | 0 | 0 | 0 |  | 0 | 0 | 0 | 0 | 0 |  |  |  | 0 | 0 | 0 | 0 | 0 | 0 | 0 | 0 | 0 | 0 | 0 | 0 | 0 | 0 | 0 | 0 | 0 | 0 | 0 | 0 | 0
PG&E KERN | Midway | 115 | 0 | 0 | 0 | 0 | 0 |  |  |  | 0 | 0 | 0 | 0 | 0 | 0 |  | 0 | 0 | 0 | 0 | 0 |  |  |  | 0 | 0 | 0 | 0 | 0 | 0 | 0 | 0 | 0 | 0 | 0 | 0 | 0 | 0 | 0 | 0 | 0 | 0 | 0 | 0 | 0
PG&E KERN | Midway | 230 | 0 | 0 | 0 | 0 | 0 |  |  |  | 0 | 0 | 0 | 0 | 0 | 0 |  | 0 | 0 | 0 | 0 | 0 |  |  |  | 0 | 0 | 0 | 0 | 0 | 0 | 0 | 0 | 0 | 0 | 0 | 0 | 0 | 0 | 0 | 0 | 0 | 0 | 0 | 0 | 0
PG&E KERN | Midway | 500 | 0 | 0 | 0 | 0 | 0 |  |  |  | 0 | 0 | 0 | 0 | 0 | 0 |  | 0 | 0 | 0 | 0 | 0 |  |  |  | 0 | 0 | 0 | 0 | 0 | 0 | 0 | 0 | 0 | 0 | 0 | 0 | 0 | 0 | 0 | 0 | 0 | 0 | 0 | 0 | 0
SDGE | Miguel | 230 | 0 | 0 | 0 | 0 | 0 |  |  |  | 0 | 0 | 0 | 0 | 0 | 0 |  | 0 | 0 | 0 | 0 | 0 |  |  |  | 0 | 0 | 0 | 0 | 0 | 0 | 0 | 0 | 0 | 0 | 0 | 0 | 0 | 0 | 0 | 0 | 0 | 0 | 0 | 0 | 0
SDGE | Miguel | 500 | 0 | 0 | 0 | 0 | 0 |  |  |  | 0 | 0 | 0 | 0 | 0 | 0 |  | 0 | 0 | 0 | 0 | 0 |  |  |  | 0 | 0 | 0 | 0 | 0 | 0 | 0 | 0 | 0 | 0 | 0 | 0 | 0 | 0 | 0 | 0 | 0 | 0 | 0 | 0 | 0
SDGE | Miguel | 69 | 0 | 0 | 0 | 0 | 0 |  |  |  | 0 | 0 | 0 | 9.75 | 0 | 0 |  | 0 | 0 | 0 | 0 | 0 |  |  |  | 0 | 0 | 0 | 9.75 | 0 | 0 | 0 | 0 | 0 | 0 | 0 | 0 | 0 | 0 | 0 | 0 | 0 | 0 | 0 | 0 | 0
PG&E GBA | Millbrae | 115 | 0 | 0 | 0 | 0 | 0 |  |  |  | 0 | 0 | 0 | 0 | 0 | 0 |  | 0 | 0 | 0 | 0 | 0 |  |  |  | 0 | 0 | 0 | 0 | 0 | 0 | 0 | 0 | 0 | 0 | 0 | 0 | 0 | 0 | 0 | 0 | 0 | 0 | 0 | 0 | 0
PG&E GBA | Miller | 115 | 0 | 0 | 0 | 0 | 0 |  |  |  | 0 | 0 | 0 | 0 | 0 | 0 |  | 0 | 0 | 0 | 0 | 0 |  |  |  | 0 | 0 | 0 | 0 | 0 | 0 | 0 | 0 | 0 | 0 | 0 | 0 | 0 | 0 | 0 | 0 | 0 | 0 | 0 | 0 | 0
SCE Metro | Mira Loma | 230 | 0 | 0 | 0 | 0 | 0 |  |  |  | 0 | 0 | 0 | 42 | 0 | 0 |  | 0 | 0 | 0 | 0 | 0 |  |  |  | 0 | 0 | 0 | 0 | 0 | 0 | 0 | 0 | 0 | 0 | 0 | 0 | 0 | 0 | 0 | 0 | 0 | 42 | 0 | 0 | 1
SCE Metro | Mira Loma | 500 | 0 | 0 | 0 | 0 | 0 |  |  |  | 0 | 0 | 0 | 0 | 0 | 0 |  | 0 | 0 | 0 | 0 | 0 |  |  |  | 0 | 0 | 0 | 0 | 0 | 0 | 0 | 0 | 0 | 0 | 0 | 0 | 0 | 0 | 0 | 0 | 0 | 0 | 0 | 0 | 0
SCE Eastern | Mirage | 115 | 0 | 0 | 0 | 0 | 0 |  |  |  | 0 | 0 | 0 | 0 | 0 | 0 |  | 0 | 0 | 0 | 0 | 0 |  |  |  | 0 | 0 | 0 | 0 | 0 | 0 | 0 | 0 | 0 | 0 | 0 | 0 | 0 | 0 | 0 | 0 | 0 | 0 | 0 | 0 | 0
SCE Eastern | Mirage | 230 | 0 | 0 | 0 | 0 | 0 |  |  |  | 0 | 0 | 0 | 50 | 0 | 0 |  | 0 | 0 | 0 | 0 | 0 |  |  |  | 0 | 0 | 100 | 150 | 0 | 0 | 0 | 0 | 0 | 0 | 0 | 0 | 0 | 0 | 0 | 0 | -100 | -100 | 0 | 0 | 1
SDGE | Mission | 138 | 0 | 0 | 0 | 0 | 0 |  |  |  | 0 | 0 | 0 | 0 | 0 | 0 |  | 0 | 0 | 0 | 0 | 0 |  |  |  | 0 | 0 | 0 | 0 | 0 | 0 | 0 | 0 | 0 | 0 | 0 | 0 | 0 | 0 | 0 | 0 | 0 | 0 | 0 | 0 | 0
SDGE | Mission | 230 | 0 | 0 | 0 | 0 | 0 |  |  |  | 0 | 0 | 0 | 0 | 0 | 0 |  | 0 | 0 | 0 | 0 | 0 |  |  |  | 0 | 0 | 0 | 0 | 0 | 0 | 0 | 0 | 0 | 0 | 0 | 0 | 0 | 0 | 0 | 0 | 0 | 0 | 0 | 0 | 0
SDGE | Mission | 69 | 0 | 0 | 0 | 0 | 0 |  |  |  | 0 | 0 | 0 | 0 | 0 | 0 |  | 0 | 0 | 0 | 0 | 0 |  |  |  | 0 | 0 | 0 | 0 | 0 | 0 | 0 | 0 | 0 | 0 | 0 | 0 | 0 | 0 | 0 | 0 | 0 | 0 | 0 | 0 | 0
PG&E GBA | Mi-Wuk | 115 | 0 | 0 | 0 | 0 | 0 |  |  |  | 0 | 0 | 0 | 0 | 0 | 0 |  | 0 | 0 | 0 | 0 | 0 |  |  |  | 0 | 0 | 0 | 0 | 0 | 0 | 0 | 0 | 0 | 0 | 0 | 0 | 0 | 0 | 0 | 0 | 0 | 0 | 0 | 0 | 0
SCE EOP | Mohave | 500 | 0 | 0 | 0 | 0 | 0 |  |  |  | 0 | 0 | 0 | 0 | 0 | 0 |  | 0 | 0 | 0 | 0 | 0 |  |  |  | 0 | 0 | 0 | 0 | 0 | 0 | 0 | 0 | 0 | 0 | 0 | 0 | 0 | 0 | 0 | 0 | 0 | 0 | 0 | 0 | 0
PG&E NGBA | Monroe | 115 | 0 | 0 | 0 | 0 | 0 |  |  |  | 0 | 0 | 0 | 0 | 0 | 0 |  | 0 | 0 | 0 | 0 | 0 |  |  |  | 0 | 0 | 0 | 0 | 0 | 0 | 0 | 0 | 0 | 0 | 0 | 0 | 0 | 0 | 0 | 0 | 0 | 0 | 0 | 0 | 0
SDGE | Monserate | 69 | 0 | 0 | 0 | 0 | 0 |  |  |  | 0 | 0 | 0 | 0 | 0 | 0 |  | 0 | 0 | 0 | 0 | 0 |  |  |  | 0 | 0 | 0 | 0 | 0 | 0 | 0 | 0 | 0 | 0 | 0 | 0 | 0 | 0 | 0 | 0 | 0 | 0 | 0 | 0 | 0
PG&E GBA | Monta Vista | 115 | 0 | 0 | 0 | 0 | 0 |  |  |  | 0 | 0 | 0 | 0 | 0 | 0 |  | 0 | 0 | 0 | 0 | 0 |  |  |  | 0 | 0 | 0 | 0 | 0 | 0 | 0 | 0 | 0 | 0 | 0 | 0 | 0 | 0 | 0 | 0 | 0 | 0 | 0 | 0 | 0
PG&E GBA | Monta Vista | 230 | 0 | 0 | 0 | 0 | 0 |  |  |  | 0 | 0 | 0 | 0 | 0 | 0 |  | 0 | 0 | 0 | 0 | 0 |  |  |  | 0 | 0 | 0 | 0 | 0 | 0 | 0 | 0 | 0 | 0 | 0 | 0 | 0 | 0 | 0 | 0 | 0 | 0 | 0 | 0 | 0
PG&E GBA | Monta Vista | 60 | 0 | 0 | 0 | 0 | 0 |  |  |  | 0 | 0 | 0 | 0 | 0 | 0 |  | 0 | 0 | 0 | 0 | 0 |  |  |  | 0 | 0 | 0 | 0 | 0 | 0 | 0 | 0 | 0 | 0 | 0 | 0 | 0 | 0 | 0 | 0 | 0 | 0 | 0 | 0 | 0
PG&E NGBA | Monticello | 115 | 0 | 0 | 0 | 0 | 0 |  |  |  | 0 | 0 | 0 | 0 | 0 | 0 |  | 0 | 0 | 0 | 0 | 0 |  |  |  | 0 | 0 | 0 | 0 | 0 | 0 | 0 | 0 | 0 | 0 | 0 | 0 | 0 | 0 | 0 | 0 | 0 | 0 | 0 | 0 | 0
SCE Northern | Moorpark | 230 | 0 | 0 | 0 | 0 | 0 |  |  |  | 0 | 0 | 0 | 350 | 0 | 0 |  | 0 | 0 | 0 | 0 | 0 |  |  |  | 0 | 0 | 0 | 350 | 0 | 0 | 0 | 0 | 0 | 0 | 0 | 0 | 0 | 0 | 0 | 0 | 0 | 0 | 0 | 0 | 0
SCE Northern | Moorpark | 66 | 0 | 0 | 0 | 0 | 0 |  |  |  | 0 | 0 | 0 | 0 | 0 | 0 |  | 0 | 0 | 0 | 0 | 0 |  |  |  | 0 | 0 | 0 | 0 | 0 | 0 | 0 | 0 | 0 | 0 | 0 | 0 | 0 | 0 | 0 | 0 | 0 | 0 | 0 | 0 | 0
PG&E GBA | Moraga | 115 | 0 | 0 | 0 | 0 | 0 |  |  |  | 0 | 0 | 0 | 0 | 0 | 0 |  | 0 | 0 | 0 | 0 | 0 |  |  |  | 0 | 0 | 0 | 0 | 0 | 0 | 0 | 0 | 0 | 0 | 0 | 0 | 0 | 0 | 0 | 0 | 0 | 0 | 0 | 0 | 0
PG&E GBA | Moraga | 230 | 0 | 0 | 0 | 0 | 0 |  |  |  | 0 | 0 | 0 | 0 | 0 | 0 |  | 0 | 0 | 0 | 0 | 0 |  |  |  | 0 | 0 | 0 | 0 | 0 | 0 | 0 | 0 | 0 | 0 | 0 | 0 | 0 | 0 | 0 | 0 | 0 | 0 | 0 | 0 | 0
PG&E GBA | Morgan Hill | 115 | 0 | 0 | 0 | 0 | 0 |  |  |  | 0 | 0 | 0 | 0 | 0 | 0 |  | 0 | 0 | 0 | 0 | 0 |  |  |  | 0 | 0 | 0 | 0 | 0 | 0 | 0 | 0 | 0 | 0 | 0 | 0 | 0 | 0 | 0 | 0 | 0 | 0 | 0 | 0 | 0
PG&E KERN | Morro Bay | 115 | 0 | 0 | 0 | 0 | 0 |  |  |  | 0 | 0 | 0 | 0 | 0 | 0 |  | 0 | 0 | 0 | 0 | 0 |  |  |  | 0 | 0 | 0 | 0 | 0 | 0 | 0 | 0 | 0 | 0 | 0 | 0 | 0 | 0 | 0 | 0 | 0 | 0 | 0 | 0 | 0
PG&E KERN | Morro Bay | 230 | 0 | 0 | 0 | 0 | 0 |  |  |  | 0 | 0 | 0 | 0 | 0 | 0 |  | 0 | 0 | 0 | 0 | 0 |  |  |  | 0 | 0 | 0 | 0 | 0 | 0 | 0 | 0 | 0 | 0 | 0 | 0 | 0 | 0 | 0 | 0 | 0 | 0 | 0 | 0 | 0
PG&E KERN | Morro Bay | 500 | 0 | 0 | 0 | 0 | 0 |  |  |  | 0 | 0 | 0 | 0 | 0 | 0 |  | 0 | 0 | 0 | 0 | 0 |  |  |  | 0 | 0 | 0 | 0 | 0 | 0 | 0 | 0 | 0 | 0 | 0 | 0 | 0 | 0 | 0 | 0 | 0 | 0 | 0 | 0 | 0
PG&E GBA | Moss Landing | 115 | 0 | 0 | 0 | 0 | 0 |  |  |  | 0 | 0 | 0 | 0 | 0 | 0 |  | 0 | 0 | 0 | 0 | 0 |  |  |  | 0 | 0 | 0 | 0 | 0 | 0 | 0 | 0 | 0 | 0 | 0 | 0 | 0 | 0 | 0 | 0 | 0 | 0 | 0 | 0 | 0
PG&E GBA | Moss Landing | 230 | 0 | 0 | 0 | 0 | 0 |  |  |  | 0 | 0 | 0 | 0 | 0 | 0 |  | 0 | 0 | 0 | 0 | 0 |  |  |  | 0 | 0 | 0 | 0 | 0 | 0 | 0 | 0 | 0 | 0 | 0 | 0 | 0 | 0 | 0 | 0 | 0 | 0 | 0 | 0 | 0
PG&E GBA | Moss Landing | 500 | 0 | 0 | 0 | 0 | 0 |  |  |  | 0 | 0 | 0 | 0 | 0 | 0 |  | 0 | 0 | 0 | 0 | 0 |  |  |  | 0 | 0 | 0 | 0 | 0 | 0 | 0 | 0 | 0 | 0 | 0 | 0 | 0 | 0 | 0 | 0 | 0 | 0 | 0 | 0 | 0
SCE EOP | Mountain Pass | 115 | 0 | 0 | 0 | 0 | 0 |  |  |  | 0 | 0 | 0 | 0 | 0 | 0 |  | 0 | 0 | 0 | 0 | 0 |  |  |  | 0 | 0 | 0 | 0 | 0 | 0 | 0 | 0 | 0 | 0 | 0 | 0 | 0 | 0 | 0 | 0 | 0 | 0 | 0 | 0 | 0
PG&E GBA | Mountain View | 115 | 0 | 0 | 0 | 0 | 0 |  |  |  | 0 | 0 | 0 | 0 | 0 | 0 |  | 0 | 0 | 0 | 0 | 0 |  |  |  | 0 | 0 | 0 | 0 | 0 | 0 | 0 | 0 | 0 | 0 | 0 | 0 | 0 | 0 | 0 | 0 | 0 | 0 | 0 | 0 | 0
PG&E GBA | Mt Eden | 115 | 0 | 0 | 0 | 0 | 0 |  |  |  | 0 | 0 | 0 | 0 | 0 | 0 |  | 0 | 0 | 0 | 0 | 0 |  |  |  | 0 | 0 | 0 | 0 | 0 | 0 | 0 | 0 | 0 | 0 | 0 | 0 | 0 | 0 | 0 | 0 | 0 | 0 | 0 | 0 | 0
PG&E KERN | Mt Poso | 115 | 0 | 0 | 0 | 0 | 0 |  |  |  | 0 | 0 | 0 | 0 | 0 | 0 |  | 0 | 0 | 0 | 0 | 0 |  |  |  | 0 | 0 | 0 | 0 | 0 | 0 | 0 | 0 | 0 | 0 | 0 | 0 | 0 | 0 | 0 | 0 | 0 | 0 | 0 | 0 | 0
SDGE | Murray | 69 | 0 | 0 | 0 | 0 | 0 |  |  |  | 0 | 0 | 0 | 9 | 0 | 0 |  | 0 | 0 | 0 | 0 | 0 |  |  |  | 0 | 0 | 0 | 9 | 0 | 0 | 0 | 0 | 0 | 0 | 0 | 0 | 0 | 0 | 0 | 0 | 0 | 0 | 0 | 0 | 0
PG&E FRESNO | Mustang | 230 | 0 | 0 | 0 | 0 | 0 |  |  |  | 0 | 106.5 | 0 | 0 | 0 | 0 |  | 0 | 0 | 0 | 0 | 0 |  |  |  | 0 | 106.5 | 0 | 0 | 0 | 0 | 0 | 0 | 0 | 0 | 0 | 0 | 0 | 0 | 0 | 0 | 0 | 0 | 0 | 0 | 0
SCE Northern | Neenach | 66 | 0 | 0 | 0 | 0 | 0 |  |  |  | 0 | 0 | 0 | 0 | 0 | 0 |  | 0 | 0 | 0 | 0 | 0 |  |  |  | 0 | 0 | 0 | 0 | 0 | 0 | 0 | 0 | 0 | 0 | 0 | 0 | 0 | 0 | 0 | 0 | 0 | 0 | 0 | 0 | 0
PG&E KERN | New Sub - Gates - Midway (Proposed) | 230 | 0 | 0 | 0 | 0 | 0 |  |  |  | 0 | 0 | 440 | 238.5 | 0 | 0 |  | 0 | 0 | 0 | 0 | 0 |  |  |  | 0 | 0 | 440 | 238.5 | 0 | 0 | 0 | 0 | 0 | 0 | 0 | 0 | 0 | 0 | 0 | 0 | 0 | 0 | 0 | 0 | 0
PG&E KERN | New Sub - Gates - Templeton (Proposed) | 230 | 0 | 0 | 0 | 0 | 0 |  |  |  | 0 | 0 | 0 | 0 | 0 | 0 |  | 0 | 0 | 0 | 0 | 0 |  |  |  | 0 | 0 | 0 | 0 | 0 | 0 | 0 | 0 | 0 | 0 | 0 | 0 | 0 | 0 | 0 | 0 | 0 | 0 | 0 | 0 | 0
SCE NOL | New Sub - Kramer - Lugo (Proposed) | 230 | 0 | 0 | 0 | 0 | 0 |  |  |  | 0 | 0 | 0 | 0 | 0 | 0 |  | 0 | 0 | 0 | 0 | 0 |  |  |  | 0 | 0 | 0 | 0 | 0 | 0 | 0 | 0 | 0 | 0 | 0 | 0 | 0 | 0 | 0 | 0 | 0 | 0 | 0 | 0 | 0
PG&E FRESNO | New Sub - Los Banos - Midway (Proposed) | 500 | 0 | 0 | 0 | 0 | 0 |  |  |  | 0 | 0 | 0 | 0 | 0 | 0 |  | 0 | 0 | 0 | 0 | 0 |  |  |  | 0 | 0 | 0 | 0 | 0 | 0 | 0 | 0 | 0 | 0 | 0 | 0 | 0 | 0 | 0 | 0 | 0 | 0 | 0 | 0 | 0
SCE NOL | New Sub - Lugo - Pisgah (Proposed) | 230 | 0 | 0 | 0 | 0 | 0 |  |  |  | 0 | 0 | 0 | 0 | 0 | 0 |  | 0 | 0 | 0 | 0 | 0 |  |  |  | 0 | 0 | 0 | 0 | 0 | 0 | 0 | 0 | 0 | 0 | 0 | 0 | 0 | 0 | 0 | 0 | 0 | 0 | 0 | 0 | 0
PG&E KERN | New Sub - Midway - Wheeler Ridge (Proposed) | 230 | 0 | 0 | 0 | 0 | 0 |  |  |  | 0 | 0 | 150 | 92 | 0 | 0 |  | 0 | 0 | 0 | 0 | 0 |  |  |  | 0 | 0 | 150 | 92 | 0 | 0 | 0 | 0 | 0 | 0 | 0 | 0 | 0 | 0 | 0 | 0 | 0 | 0 | 0 | 0 | 0
PG&E NGBA | New Sub - Near existing Leavitt (PSREC) | 345 | 0 | 0 | 0 | 0 | 0 |  |  |  | 0 | 0 | 0 | 0 | 0 | 0 |  | 0 | 0 | 0 | 0 | 0 |  |  |  | 0 | 0 | 0 | 0 | 0 | 0 | 0 | 0 | 0 | 0 | 0 | 0 | 0 | 0 | 0 | 0 | 0 | 0 | 0 | 0 | 0
PG&E NGBA | New Sub - Near existing Madeline (NVE) | 345 | 0 | 0 | 0 | 0 | 0 |  |  |  | 0 | 0 | 0 | 0 | 0 | 0 |  | 0 | 0 | 0 | 0 | 0 |  |  |  | 0 | 0 | 0 | 0 | 0 | 0 | 0 | 0 | 0 | 0 | 0 | 0 | 0 | 0 | 0 | 0 | 0 | 0 | 0 | 0 | 0
SDGE | New Sub - North Gila - IV (Proposed) | 500 | 0 | 0 | 0 | 0 | 0 |  |  |  | 0 | 0 | 0 | 0 | 0 | 0 |  | 0 | 0 | 0 | 0 | 0 |  |  |  | 0 | 0 | 0 | 0 | 0 | 0 | 0 | 0 | 0 | 0 | 0 | 0 | 0 | 0 | 0 | 0 | 0 | 0 | 0 | 0 | 0
PG&E NGBA | New Sub - Pit 1 - Cottonwood (Proposed) | 230 | 0 | 0 | 0 | 0 | 0 |  |  |  | 0 | 0 | 0 | 0 | 0 | 0 |  | 0 | 0 | 0 | 0 | 0 |  |  |  | 0 | 0 | 0 | 0 | 0 | 0 | 0 | 0 | 0 | 0 | 0 | 0 | 0 | 0 | 0 | 0 | 0 | 0 | 0 | 0 | 0
PG&E GBA | New Sub - Rancho Seco - Bellota (Proposed) | 230 | 0 | 0 | 0 | 0 | 0 |  |  |  | 0 | 0 | 0 | 0 | 0 | 0 |  | 0 | 0 | 0 | 0 | 0 |  |  |  | 0 | 0 | 0 | 0 | 0 | 0 | 0 | 0 | 0 | 0 | 0 | 0 | 0 | 0 | 0 | 0 | 0 | 0 | 0 | 0 | 0
SDGE | New Sub - Suncrest - Ocotillo (Proposed) | 500 | 0 | 0 | 0 | 0 | 0 |  |  |  | 0 | 0 | 0 | 0 | 0 | 0 |  | 0 | 0 | 0 | 0 | 0 |  |  |  | 0 | 0 | 0 | 0 | 0 | 0 | 0 | 0 | 0 | 0 | 0 | 0 | 0 | 0 | 0 | 0 | 0 | 0 | 0 | 0 | 0
PG&E FRESNO | New Sub - Westley - Quinto (Proposed) | 230 | 0 | 0 | 0 | 0 | 0 |  |  |  | 0 | 0 | 0 | 0 | 0 | 0 |  | 0 | 0 | 0 | 0 | 0 |  |  |  | 0 | 0 | 0 | 0 | 0 | 0 | 0 | 0 | 0 | 0 | 0 | 0 | 0 | 0 | 0 | 0 | 0 | 0 | 0 | 0 | 0
PG&E GBA | Newark | 115 | 0 | 0 | 0 | 0 | 0 |  |  |  | 0 | 0 | 0 | 0 | 0 | 0 |  | 0 | 0 | 0 | 0 | 0 |  |  |  | 0 | 0 | 0 | 0 | 0 | 0 | 0 | 0 | 0 | 0 | 0 | 0 | 0 | 0 | 0 | 0 | 0 | 0 | 0 | 0 | 0
PG&E GBA | Newark | 230 | 0 | 0 | 0 | 0 | 0 |  |  |  | 0 | 0 | 0 | 0 | 0 | 0 |  | 0 | 0 | 0 | 0 | 0 |  |  |  | 0 | 0 | 0 | 0 | 0 | 0 | 0 | 0 | 0 | 0 | 0 | 0 | 0 | 0 | 0 | 0 | 0 | 0 | 0 | 0 | 0
PG&E GBA | Newark | 60 | 0 | 0 | 0 | 0 | 0 |  |  |  | 0 | 0 | 0 | 0 | 0 | 0 |  | 0 | 0 | 0 | 0 | 0 |  |  |  | 0 | 0 | 0 | 0 | 0 | 0 | 0 | 0 | 0 | 0 | 0 | 0 | 0 | 0 | 0 | 0 | 0 | 0 | 0 | 0 | 0
PG&E FRESNO | Newhall | 115 | 0 | 0 | 0 | 0 | 0 |  |  |  | 0 | 0 | 0 | 0 | 0 | 0 |  | 0 | 0 | 0 | 0 | 0 |  |  |  | 0 | 0 | 0 | 0 | 0 | 0 | 0 | 0 | 0 | 0 | 0 | 0 | 0 | 0 | 0 | 0 | 0 | 0 | 0 | 0 | 0
PG&E KERN | Norco | 115 | 0 | 0 | 0 | 0 | 0 |  |  |  | 0 | 0 | 0 | 0 | 0 | 0 |  | 0 | 0 | 0 | 0 | 0 |  |  |  | 0 | 0 | 0 | 0 | 0 | 0 | 0 | 0 | 0 | 0 | 0 | 0 | 0 | 0 | 0 | 0 | 0 | 0 | 0 | 0 | 0
PG&E GBA | Nortech | 115 | 0 | 0 | 0 | 0 | 0 |  |  |  | 0 | 0 | 0 | 0 | 0 | 0 |  | 0 | 0 | 0 | 0 | 0 |  |  |  | 0 | 0 | 0 | 0 | 0 | 0 | 0 | 0 | 0 | 0 | 0 | 0 | 0 | 0 | 0 | 0 | 0 | 0 | 0 | 0 | 0
SDGE | North City Metering | 138 | 0 | 0 | 0 | 0 | 0 |  |  |  | 0 | 0 | 0 | 0 | 0 | 0 |  | 0 | 0 | 0 | 0 | 0 |  |  |  | 0 | 0 | 0 | 0 | 0 | 0 | 0 | 0 | 0 | 0 | 0 | 0 | 0 | 0 | 0 | 0 | 0 | 0 | 0 | 0 | 0
PG&E GBA | North Dublin | 230 | 0 | 0 | 0 | 0 | 0 |  |  |  | 0 | 0 | 0 | 0 | 0 | 0 |  | 0 | 0 | 0 | 0 | 0 |  |  |  | 0 | 0 | 0 | 0 | 0 | 0 | 0 | 0 | 0 | 0 | 0 | 0 | 0 | 0 | 0 | 0 | 0 | 0 | 0 | 0 | 0
SDGE | North Gila | 500 | 0 | 0 | 0 | 0 | 0 |  |  |  | 0 | 0 | 0 | 0 | 0 | 0 |  | 0 | 0 | 0 | 0 | 0 |  |  |  | 0 | 0 | 0 | 0 | 0 | 0 | 0 | 0 | 0 | 0 | 0 | 0 | 0 | 0 | 0 | 0 | 0 | 0 | 0 | 0 | 0
SCE Metro | North of SONGS | 230 | 0 | 0 | 0 | 0 | 0 |  |  |  | 0 | 0 | 0 | 0 | 0 | 0 |  | 0 | 0 | 0 | 0 | 0 |  |  |  | 0 | 0 | 0 | 0 | 0 | 0 | 0 | 0 | 0 | 0 | 0 | 0 | 0 | 0 | 0 | 0 | 0 | 0 | 0 | 0 | 0
SCE Metro | North of SONGS | 500 | 0 | 0 | 0 | 0 | 0 |  |  |  | 0 | 0 | 0 | 0 | 0 | 0 |  | 0 | 0 | 0 | 0 | 0 |  |  |  | 0 | 0 | 0 | 0 | 0 | 0 | 0 | 0 | 0 | 0 | 0 | 0 | 0 | 0 | 0 | 0 | 0 | 0 | 0 | 0 | 0
PG&E NGBA | Notre Dame | 115 | 0 | 0 | 0 | 0 | 0 |  |  |  | 0 | 0 | 0 | 0 | 0 | 0 |  | 0 | 0 | 0 | 0 | 0 |  |  |  | 0 | 0 | 0 | 0 | 0 | 0 | 0 | 0 | 0 | 0 | 0 | 0 | 0 | 0 | 0 | 0 | 0 | 0 | 0 | 0 | 0
PG&E GBA | Oakland C | 115 | 0 | 0 | 0 | 0 | 0 |  |  |  | 0 | 0 | 0 | 0 | 0 | 0 |  | 0 | 0 | 0 | 0 | 0 |  |  |  | 0 | 0 | 0 | 0 | 0 | 0 | 0 | 0 | 0 | 0 | 0 | 0 | 0 | 0 | 0 | 0 | 0 | 0 | 0 | 0 | 0
PG&E GBA | Oakland J | 115 | 0 | 0 | 0 | 0 | 0 |  |  |  | 0 | 0 | 0 | 0 | 0 | 0 |  | 0 | 0 | 0 | 0 | 0 |  |  |  | 0 | 0 | 0 | 0 | 0 | 0 | 0 | 0 | 0 | 0 | 0 | 0 | 0 | 0 | 0 | 0 | 0 | 0 | 0 | 0 | 0
PG&E GBA | Oakland L | 115 | 0 | 0 | 0 | 0 | 0 |  |  |  | 0 | 0 | 0 | 0 | 0 | 0 |  | 0 | 0 | 0 | 0 | 0 |  |  |  | 0 | 0 | 0 | 0 | 0 | 0 | 0 | 0 | 0 | 0 | 0 | 0 | 0 | 0 | 0 | 0 | 0 | 0 | 0 | 0 | 0
PG&E GBA | Oakland X | 115 | 0 | 0 | 0 | 0 | 0 |  |  |  | 0 | 0 | 0 | 0 | 0 | 0 |  | 0 | 0 | 0 | 0 | 0 |  |  |  | 0 | 0 | 0 | 0 | 0 | 0 | 0 | 0 | 0 | 0 | 0 | 0 | 0 | 0 | 0 | 0 | 0 | 0 | 0 | 0 | 0
SDGE | Ocean Ranch | 69 | 0 | 0 | 0 | 0 | 0 |  |  |  | 0 | 0 | 0 | 0 | 0 | 0 |  | 0 | 0 | 0 | 0 | 0 |  |  |  | 0 | 0 | 0 | 0 | 0 | 0 | 0 | 0 | 0 | 0 | 0 | 0 | 0 | 0 | 0 | 0 | 0 | 0 | 0 | 0 | 0
PG&E KERN | Oceano | 115 | 0 | 0 | 0 | 0 | 0 |  |  |  | 0 | 0 | 0 | 0 | 0 | 0 |  | 0 | 0 | 0 | 0 | 0 |  |  |  | 0 | 0 | 0 | 0 | 0 | 0 | 0 | 0 | 0 | 0 | 0 | 0 | 0 | 0 | 0 | 0 | 0 | 0 | 0 | 0 | 0
SDGE | Ocotillo Express | 500 | 0 | 0 | 0 | 0 | 0 |  |  |  | 0 | 0 | 0 | 0 | 0 | 0 |  | 0 | 0 | 0 | 0 | 0 |  |  |  | 0 | 0 | 0 | 0 | 0 | 0 | 0 | 0 | 0 | 0 | 0 | 0 | 0 | 0 | 0 | 0 | 0 | 0 | 0 | 0 | 0
PG&E KERN | Old River | 70 | 0 | 0 | 0 | 0 | 0 |  |  |  | 2.4 | 0 | 0 | 0 | 0 | 0 |  | 0 | 0 | 0 | 0 | 0 |  |  |  | 2.4 | 0 | 0 | 0 | 0 | 0 | 0 | 0 | 0 | 0 | 0 | 0 | 0 | 0 | 0 | 0 | 0 | 0 | 0 | 0 | 0
SDGE | Old Town | 230 | 0 | 0 | 0 | 0 | 0 |  |  |  | 0 | 0 | 0 | 0 | 0 | 0 |  | 0 | 0 | 0 | 0 | 0 |  |  |  | 0 | 0 | 0 | 0 | 0 | 0 | 0 | 0 | 0 | 0 | 0 | 0 | 0 | 0 | 0 | 0 | 0 | 0 | 0 | 0 | 0
SCE Metro | Olinda | 230 | 0 | 0 | 0 | 0 | 0 |  |  |  | 0 | 0 | 0 | 0 | 0 | 0 |  | 0 | 0 | 0 | 0 | 0 |  |  |  | 0 | 0 | 0 | 0 | 0 | 0 | 0 | 0 | 0 | 0 | 0 | 0 | 0 | 0 | 0 | 0 | 0 | 0 | 0 | 0 | 0
PG&E FRESNO | Olive | 115 | 0 | 0 | 0 | 0 | 0 |  |  |  | 0 | 40 | 0 | 20 | 0 | 0 |  | 0 | 0 | 0 | 0 | 0 |  |  |  | 0 | 40 | 0 | 20 | 0 | 0 | 0 | 0 | 0 | 0 | 0 | 0 | 0 | 0 | 0 | 0 | 0 | 0 | 0 | 0 | 0
PG&E NGBA | Olivehurst | 115 | 0 | 0 | 0 | 0 | 0 |  |  |  | 0 | 0 | 0 | 0 | 0 | 0 |  | 0 | 0 | 0 | 0 | 0 |  |  |  | 0 | 0 | 0 | 0 | 0 | 0 | 0 | 0 | 0 | 0 | 0 | 0 | 0 | 0 | 0 | 0 | 0 | 0 | 0 | 0 | 0
PG&E NGBA | Oregon Trail | 60 | 0 | 0 | 0 | 0 | 0 |  |  |  | 0 | 0 | 0 | 0 | 0 | 0 |  | 0 | 0 | 0 | 0 | 0 |  |  |  | 0 | 0 | 0 | 0 | 0 | 0 | 0 | 0 | 0 | 0 | 0 | 0 | 0 | 0 | 0 | 0 | 0 | 0 | 0 | 0 | 0
SCE Northern | Ormond Beach | 230 | 0 | 0 | 0 | 0 | 0 |  |  |  | 0 | 0 | 0 | 0 | 0 | 0 |  | 0 | 0 | 0 | 0 | 0 |  |  |  | 0 | 0 | 0 | 0 | 0 | 0 | 0 | 0 | 0 | 0 | 0 | 0 | 0 | 0 | 0 | 0 | 0 | 0 | 0 | 0 | 0
PG&E FRESNO | Oro Loma | 115 | 0 | 0 | 0 | 0 | 0 |  |  |  | 0 | 0 | 0 | 0 | 0 | 0 |  | 0 | 0 | 0 | 0 | 0 |  |  |  | 0 | 0 | 0 | 0 | 0 | 0 | 0 | 0 | 0 | 0 | 0 | 0 | 0 | 0 | 0 | 0 | 0 | 0 | 0 | 0 | 0
PG&E FRESNO | Oro Loma | 70 | 0 | 0 | 0 | 0 | 0 |  |  |  | 5 | 0 | 0 | 0 | 0 | 0 |  | 0 | 0 | 0 | 0 | 0 |  |  |  | 5 | 0 | 0 | 0 | 0 | 0 | 0 | 0 | 0 | 0 | 0 | 0 | 0 | 0 | 0 | 0 | 0 | 0 | 0 | 0 | 0
PG&E FRESNO | Orosi | 70 | 0 | 0 | 0 | 0 | 0 |  |  |  | 0 | 0 | 0 | 0 | 0 | 0 |  | 0 | 0 | 0 | 0 | 0 |  |  |  | 0 | 0 | 0 | 0 | 0 | 0 | 0 | 0 | 0 | 0 | 0 | 0 | 0 | 0 | 0 | 0 | 0 | 0 | 0 | 0 | 0
SDGE | Otay | 69 | 0 | 0 | 0 | 0 | 0 |  |  |  | 0 | 0 | 0 | 49.7 | 0 | 0 |  | 0 | 0 | 0 | 0 | 0 |  |  |  | 0 | 0 | 0 | 49.7 | 0 | 0 | 0 | 0 | 0 | 0 | 0 | 0 | 0 | 0 | 0 | 0 | 0 | 0 | 0 | 0 | 0
SDGE | Otay Mesa | 230 | 0 | 0 | 0 | 0 | 0 |  |  |  | 0 | 0 | 0 | 65 | 0 | 0 |  | 0 | 0 | 0 | 0 | 0 |  |  |  | 0 | 0 | 0 | 52 | 0 | 0 | 0 | 0 | 0 | 0 | 0 | 0 | 0 | 0 | 0 | 0 | 0 | 13 | 0 | 0 | 1
PG&E FRESNO | Padre Flats SW STA | 230 | 0 | 0 | 0 | 0 | 0 |  |  |  | 0 | 0 | 0 | 0 | 0 | 0 |  | 0 | 0 | 0 | 0 | 0 |  |  |  | 0 | 0 | 0 | 0 | 0 | 0 | 0 | 0 | 0 | 0 | 0 | 0 | 0 | 0 | 0 | 0 | 0 | 0 | 0 | 0 | 0
SCE EOP | Pahrump | 138 | 0 | 0 | 0 | 0 | 0 |  |  |  | 0 | 0 | 0 | 0 | 0 | 0 |  | 0 | 0 | 0 | 0 | 0 |  |  |  | 0 | 0 | 0 | 0 | 0 | 0 | 0 | 0 | 0 | 0 | 0 | 0 | 0 | 0 | 0 | 0 | 0 | 0 | 0 | 0 | 0
SCE EOP | Pahrump | 230 | 0 | 0 | 0 | 0 | 0 |  |  |  | 0 | 0 | 0 | 0 | 0 | 0 |  | 0 | 0 | 0 | 0 | 0 |  |  |  | 0 | 0 | 0 | 0 | 0 | 0 | 0 | 0 | 0 | 0 | 0 | 0 | 0 | 0 | 0 | 0 | 0 | 0 | 0 | 0 | 0
SDGE | Pala | 69 | 0 | 0 | 0 | 0 | 0 |  |  |  | 0 | 0 | 0 | 10 | 0 | 0 |  | 0 | 0 | 0 | 0 | 0 |  |  |  | 0 | 0 | 0 | 10 | 0 | 0 | 0 | 0 | 0 | 0 | 0 | 0 | 0 | 0 | 0 | 0 | 0 | 0 | 0 | 0 | 0
PG&E NGBA | Palermo | 115 | 0 | 0 | 0 | 0 | 0 |  |  |  | 0 | 0 | 0 | 0 | 0 | 0 |  | 0 | 0 | 0 | 0 | 0 |  |  |  | 0 | 0 | 0 | 0 | 0 | 0 | 0 | 0 | 0 | 0 | 0 | 0 | 0 | 0 | 0 | 0 | 0 | 0 | 0 | 0 | 0
PG&E NGBA | Palermo | 230 | 0 | 0 | 0 | 0 | 0 |  |  |  | 0 | 0 | 0 | 0 | 0 | 0 |  | 0 | 0 | 0 | 0 | 0 |  |  |  | 0 | 0 | 0 | 0 | 0 | 0 | 0 | 0 | 0 | 0 | 0 | 0 | 0 | 0 | 0 | 0 | 0 | 0 | 0 | 0 | 0
SCE Eastern | Palo Verde | 500 | 0 | 0 | 0 | 0 | 1685 |  |  |  | 0 | 0 | 0 | 0 | 0 | 0 |  | 0 | 0 | 0 | 0 | 1685 |  |  |  | 0 | 0 | 0 | 0 | 0 | 0 | 0 | 0 | 0 | 0 | 0 | 0 | 0 | 0 | 0 | 0 | 0 | 0 | 0 | 0 | 0
SDGE | Palomar Energy | 230 | 0 | 0 | 0 | 0 | 0 |  |  |  | 0 | 0 | 0 | 0 | 0 | 0 |  | 0 | 0 | 0 | 0 | 0 |  |  |  | 0 | 0 | 0 | 0 | 0 | 0 | 0 | 0 | 0 | 0 | 0 | 0 | 0 | 0 | 0 | 0 | 0 | 0 | 0 | 0 | 0
PG&E KERN | Panama | 70 | 0 | 0 | 0 | 0 | 0 |  |  |  | 0 | 0 | 0 | 0 | 0 | 0 |  | 0 | 0 | 0 | 0 | 0 |  |  |  | 0 | 0 | 0 | 0 | 0 | 0 | 0 | 0 | 0 | 0 | 0 | 0 | 0 | 0 | 0 | 0 | 0 | 0 | 0 | 0 | 0
PG&E FRESNO | Panoche | 115 | 0 | 0 | 0 | 0 | 0 |  |  |  | 4.4 | 0 | 0 | 0 | 0 | 0 |  | 0 | 0 | 0 | 0 | 0 |  |  |  | 4.4 | 0 | 0 | 0 | 0 | 0 | 0 | 0 | 0 | 0 | 0 | 0 | 0 | 0 | 0 | 0 | 0 | 0 | 0 | 0 | 0
PG&E FRESNO | Panoche | 230 | 0 | 0 | 0 | 0 | 0 |  |  |  | 0 | 0 | 0 | 0 | 0 | 0 |  | 0 | 0 | 0 | 0 | 0 |  |  |  | 0 | 0 | 0 | 0 | 0 | 0 | 0 | 0 | 0 | 0 | 0 | 0 | 0 | 0 | 0 | 0 | 0 | 0 | 0 | 0 | 0
SCE Northern | Pardee | 230 | 0 | 0 | 0 | 0 | 0 |  |  |  | 0 | 0 | 0 | 15 | 0 | 0 |  | 0 | 0 | 0 | 0 | 0 |  |  |  | 0 | 0 | 0 | 15 | 0 | 0 | 0 | 0 | 0 | 0 | 0 | 0 | 0 | 0 | 0 | 0 | 0 | 0 | 0 | 0 | 0
PG&E NGBA | Parkway | 230 | 0 | 0 | 0 | 0 | 0 |  |  |  | 0 | 0 | 0 | 0 | 0 | 0 |  | 0 | 0 | 0 | 0 | 0 |  |  |  | 0 | 0 | 0 | 0 | 0 | 0 | 0 | 0 | 0 | 0 | 0 | 0 | 0 | 0 | 0 | 0 | 0 | 0 | 0 | 0 | 0
SCE Northern | Pastoria | 230 | 0 | 0 | 0 | 0 | 0 |  |  |  | 0 | 0 | 105 | 80 | 0 | 0 |  | 0 | 0 | 0 | 0 | 0 |  |  |  | 0 | 0 | 105 | 80 | 0 | 0 | 0 | 0 | 0 | 0 | 0 | 0 | 0 | 0 | 0 | 0 | 0 | 0 | 0 | 0 | 0
SCE Metro | Pauda | 230 | 0 | 0 | 0 | 0 | 0 |  |  |  | 0 | 0 | 0 | 120 | 0 | 0 |  | 0 | 0 | 0 | 0 | 0 |  |  |  | 0 | 0 | 0 | 120 | 0 | 0 | 0 | 0 | 0 | 0 | 0 | 0 | 0 | 0 | 0 | 0 | 0 | 0 | 0 | 0 | 0
PG&E GBA | Paul Sweet | 115 | 0 | 0 | 0 | 0 | 0 |  |  |  | 0 | 0 | 0 | 0 | 0 | 0 |  | 0 | 0 | 0 | 0 | 0 |  |  |  | 0 | 0 | 0 | 0 | 0 | 0 | 0 | 0 | 0 | 0 | 0 | 0 | 0 | 0 | 0 | 0 | 0 | 0 | 0 | 0 | 0
PG&E NGBA | Peabody | 230 | 0 | 0 | 0 | 0 | 0 |  |  |  | 0 | 0 | 0 | 0 | 0 | 0 |  | 0 | 0 | 0 | 0 | 0 |  |  |  | 0 | 0 | 0 | 0 | 0 | 0 | 0 | 0 | 0 | 0 | 0 | 0 | 0 | 0 | 0 | 0 | 0 | 0 | 0 | 0 | 0
PG&E NGBA | Pease | 115 | 0 | 0 | 0 | 0 | 0 |  |  |  | 0 | 0 | 0 | 0 | 0 | 0 |  | 0 | 0 | 0 | 0 | 0 |  |  |  | 0 | 0 | 0 | 0 | 0 | 0 | 0 | 0 | 0 | 0 | 0 | 0 | 0 | 0 | 0 | 0 | 0 | 0 | 0 | 0 | 0
PG&E NGBA | Pease | 60 | 0 | 0 | 0 | 0 | 0 |  |  |  | 0 | 0 | 0 | 0 | 0 | 0 |  | 0 | 0 | 0 | 0 | 0 |  |  |  | 0 | 0 | 0 | 0 | 0 | 0 | 0 | 0 | 0 | 0 | 0 | 0 | 0 | 0 | 0 | 0 | 0 | 0 | 0 | 0 | 0
SDGE | Penasquitos | 138 | 0 | 0 | 0 | 0 | 0 |  |  |  | 0 | 0 | 0 | 0 | 0 | 0 |  | 0 | 0 | 0 | 0 | 0 |  |  |  | 0 | 0 | 0 | 0 | 0 | 0 | 0 | 0 | 0 | 0 | 0 | 0 | 0 | 0 | 0 | 0 | 0 | 0 | 0 | 0 | 0
SDGE | Penasquitos | 230 | 0 | 0 | 0 | 0 | 0 |  |  |  | 0 | 0 | 0 | 0 | 0 | 0 |  | 0 | 0 | 0 | 0 | 0 |  |  |  | 0 | 0 | 0 | 0 | 0 | 0 | 0 | 0 | 0 | 0 | 0 | 0 | 0 | 0 | 0 | 0 | 0 | 0 | 0 | 0 | 0
SDGE | Penasquitos | 69 | 0 | 0 | 0 | 0 | 0 |  |  |  | 0 | 0 | 0 | 0 | 0 | 0 |  | 0 | 0 | 0 | 0 | 0 |  |  |  | 0 | 0 | 0 | 0 | 0 | 0 | 0 | 0 | 0 | 0 | 0 | 0 | 0 | 0 | 0 | 0 | 0 | 0 | 0 | 0 | 0
SDGE | Pendleton | 69 | 0 | 0 | 0 | 0 | 0 |  |  |  | 0 | 0 | 0 | 0 | 50 | 0 |  | 0 | 0 | 0 | 0 | 0 |  |  |  | 0 | 0 | 0 | 0 | 0 | 0 | 0 | 0 | 0 | 0 | 0 | 0 | 0 | 0 | 0 | 0 | 0 | 0 | 50 | 0 | 1
PG&E NGBA | Penngrove | 115 | 0 | 0 | 0 | 0 | 0 |  |  |  | 0 | 0 | 0 | 0 | 0 | 0 |  | 0 | 0 | 0 | 0 | 0 |  |  |  | 0 | 0 | 0 | 0 | 0 | 0 | 0 | 0 | 0 | 0 | 0 | 0 | 0 | 0 | 0 | 0 | 0 | 0 | 0 | 0 | 0
PG&E GBA | Peoria | 115 | 0 | 0 | 0 | 0 | 0 |  |  |  | 0 | 0 | 0 | 0 | 0 | 0 |  | 0 | 0 | 0 | 0 | 0 |  |  |  | 0 | 0 | 0 | 0 | 0 | 0 | 0 | 0 | 0 | 0 | 0 | 0 | 0 | 0 | 0 | 0 | 0 | 0 | 0 | 0 | 0
PG&E GBA | Piercy | 115 | 0 | 0 | 0 | 0 | 0 |  |  |  | 0 | 0 | 0 | 0 | 0 | 0 |  | 0 | 0 | 0 | 0 | 0 |  |  |  | 0 | 0 | 0 | 0 | 0 | 0 | 0 | 0 | 0 | 0 | 0 | 0 | 0 | 0 | 0 | 0 | 0 | 0 | 0 | 0 | 0
PG&E FRESNO | Pine Flat | 230 | 0 | 0 | 0 | 0 | 0 |  |  |  | 0 | 0 | 0 | 0 | 0 | 0 |  | 0 | 0 | 0 | 0 | 0 |  |  |  | 0 | 0 | 0 | 0 | 0 | 0 | 0 | 0 | 0 | 0 | 0 | 0 | 0 | 0 | 0 | 0 | 0 | 0 | 0 | 0 | 0
SCE NOL | Pisgah | 230 | 0 | 0 | 0 | 0 | 0 |  |  |  | 0 | 0 | 0 | 0 | 0 | 0 |  | 0 | 0 | 0 | 0 | 0 |  |  |  | 0 | 0 | 0 | 0 | 0 | 0 | 0 | 0 | 0 | 0 | 0 | 0 | 0 | 0 | 0 | 0 | 0 | 0 | 0 | 0 | 0
PG&E NGBA | Pit 1 | 230 | 0 | 0 | 0 | 0 | 0 |  |  |  | 0 | 0 | 0 | 0 | 0 | 0 |  | 0 | 0 | 0 | 0 | 0 |  |  |  | 0 | 0 | 0 | 0 | 0 | 0 | 0 | 0 | 0 | 0 | 0 | 0 | 0 | 0 | 0 | 0 | 0 | 0 | 0 | 0 | 0
PG&E NGBA | Pit 1 | 60 | 0 | 0 | 0 | 0 | 0 |  |  |  | 0 | 0 | 0 | 0 | 0 | 0 |  | 0 | 0 | 0 | 0 | 0 |  |  |  | 0 | 0 | 0 | 0 | 0 | 0 | 0 | 0 | 0 | 0 | 0 | 0 | 0 | 0 | 0 | 0 | 0 | 0 | 0 | 0 | 0
PG&E NGBA | Pit 3 | 230 | 0 | 0 | 0 | 0 | 0 |  |  |  | 0 | 0 | 0 | 0 | 0 | 0 |  | 0 | 0 | 0 | 0 | 0 |  |  |  | 0 | 0 | 0 | 0 | 0 | 0 | 0 | 0 | 0 | 0 | 0 | 0 | 0 | 0 | 0 | 0 | 0 | 0 | 0 | 0 | 0
PG&E NGBA | Pit 4 | 230 | 0 | 0 | 0 | 0 | 0 |  |  |  | 0 | 0 | 0 | 0 | 0 | 0 |  | 0 | 0 | 0 | 0 | 0 |  |  |  | 0 | 0 | 0 | 0 | 0 | 0 | 0 | 0 | 0 | 0 | 0 | 0 | 0 | 0 | 0 | 0 | 0 | 0 | 0 | 0 | 0
PG&E GBA | Pittsburg | 115 | 0 | 0 | 0 | 0 | 0 |  |  |  | 0 | 0 | 0 | 0 | 0 | 0 |  | 0 | 0 | 0 | 0 | 0 |  |  |  | 0 | 0 | 0 | 0 | 0 | 0 | 0 | 0 | 0 | 0 | 0 | 0 | 0 | 0 | 0 | 0 | 0 | 0 | 0 | 0 | 0
PG&E GBA | Pittsburg | 230 | 0 | 0 | 0 | 0 | 0 |  |  |  | 0 | 0 | 0 | 0 | 0 | 0 |  | 0 | 0 | 0 | 0 | 0 |  |  |  | 0 | 0 | 0 | 0 | 0 | 0 | 0 | 0 | 0 | 0 | 0 | 0 | 0 | 0 | 0 | 0 | 0 | 0 | 0 | 0 | 0
PG&E NGBA | Pleasant Grove | 115 | 0 | 0 | 0 | 0 | 0 |  |  |  | 0 | 0 | 0 | 0 | 0 | 0 |  | 0 | 0 | 0 | 0 | 0 |  |  |  | 0 | 0 | 0 | 0 | 0 | 0 | 0 | 0 | 0 | 0 | 0 | 0 | 0 | 0 | 0 | 0 | 0 | 0 | 0 | 0 | 0
PG&E NGBA | POE | 230 | 0 | 0 | 0 | 0 | 0 |  |  |  | 0 | 0 | 0 | 0 | 0 | 0 |  | 0 | 0 | 0 | 0 | 0 |  |  |  | 0 | 0 | 0 | 0 | 0 | 0 | 0 | 0 | 0 | 0 | 0 | 0 | 0 | 0 | 0 | 0 | 0 | 0 | 0 | 0 | 0
SDGE | Point Loma | 69 | 0 | 0 | 0 | 0 | 0 |  |  |  | 0 | 0 | 0 | 0 | 0 | 0 |  | 0 | 0 | 0 | 0 | 0 |  |  |  | 0 | 0 | 0 | 0 | 0 | 0 | 0 | 0 | 0 | 0 | 0 | 0 | 0 | 0 | 0 | 0 | 0 | 0 | 0 | 0 | 0
SDGE | Pomerado | 69 | 0 | 0 | 0 | 0 | 0 |  |  |  | 0 | 0 | 0 | 100 | 0 | 0 |  | 0 | 0 | 0 | 0 | 0 |  |  |  | 0 | 0 | 0 | 100 | 0 | 0 | 0 | 0 | 0 | 0 | 0 | 0 | 0 | 0 | 0 | 0 | 0 | 0 | 0 | 0 | 0
PG&E KERN | Poso Mountain | 115 | 0 | 0 | 0 | 0 | 0 |  |  |  | 0 | 0 | 0 | 0 | 0 | 0 |  | 0 | 0 | 0 | 0 | 0 |  |  |  | 0 | 0 | 0 | 0 | 0 | 0 | 0 | 0 | 0 | 0 | 0 | 0 | 0 | 0 | 0 | 0 | 0 | 0 | 0 | 0 | 0
SCE EOP | Primm | 230 | 0 | 0 | 0 | 0 | 0 |  |  |  | 0 | 0 | 0 | 200 | 0 | 0 |  | 0 | 0 | 0 | 0 | 0 |  |  |  | 0 | 0 | 0 | 200 | 0 | 0 | 0 | 0 | 0 | 0 | 0 | 0 | 0 | 0 | 0 | 0 | 0 | 0 | 0 | 0 | 0
PG&E NGBA | Putah Creek | 115 | 0 | 0 | 0 | 0 | 0 |  |  |  | 0 | 0 | 3 | 3 | 0 | 0 |  | 0 | 0 | 0 | 0 | 0 |  |  |  | 0 | 0 | 3 | 3 | 0 | 0 | 0 | 0 | 0 | 0 | 0 | 0 | 0 | 0 | 0 | 0 | 0 | 0 | 0 | 0 | 0
SDGE | Q1806 | 138 | 0 | 0 | 0 | 0 | 0 |  |  |  | 0 | 0 | 0 | 0 | 0 | 0 |  | 0 | 0 | 0 | 0 | 0 |  |  |  | 0 | 0 | 0 | 0 | 0 | 0 | 0 | 0 | 0 | 0 | 0 | 0 | 0 | 0 | 0 | 0 | 0 | 0 | 0 | 0 | 0
PG&E FRESNO | Quinto | 230 | 0 | 0 | 0 | 0 | 0 |  |  |  | 0 | 0 | 0 | 0 | 0 | 0 |  | 0 | 0 | 0 | 0 | 0 |  |  |  | 0 | 0 | 0 | 0 | 0 | 0 | 0 | 0 | 0 | 0 | 0 | 0 | 0 | 0 | 0 | 0 | 0 | 0 | 0 | 0 | 0
PG&E GBA | Race Track | 115 | 0 | 0 | 0 | 0 | 0 |  |  |  | 0 | 0 | 0 | 0 | 0 | 0 |  | 0 | 0 | 0 | 0 | 0 |  |  |  | 0 | 0 | 0 | 0 | 0 | 0 | 0 | 0 | 0 | 0 | 0 | 0 | 0 | 0 | 0 | 0 | 0 | 0 | 0 | 0 | 0
SDGE | Rancho Mission Viejo | 138 | 0 | 0 | 0 | 0 | 0 |  |  |  | 0 | 0 | 0 | 0 | 0 | 0 |  | 0 | 0 | 0 | 0 | 0 |  |  |  | 0 | 0 | 0 | 0 | 0 | 0 | 0 | 0 | 0 | 0 | 0 | 0 | 0 | 0 | 0 | 0 | 0 | 0 | 0 | 0 | 0
PG&E GBA | Rancho Seco | 230 | 0 | 0 | 0 | 0 | 0 |  |  |  | 0 | 0 | 0 | 0 | 0 | 0 |  | 0 | 0 | 0 | 0 | 0 |  |  |  | 0 | 0 | 0 | 0 | 0 | 0 | 0 | 0 | 0 | 0 | 0 | 0 | 0 | 0 | 0 | 0 | 0 | 0 | 0 | 0 | 0
SCE Metro | Rancho Vista | 230 | 0 | 0 | 0 | 0 | 0 |  |  |  | 0 | 0 | 0 | 0 | 0 | 0 |  | 0 | 0 | 0 | 0 | 0 |  |  |  | 0 | 0 | 0 | 0 | 0 | 0 | 0 | 0 | 0 | 0 | 0 | 0 | 0 | 0 | 0 | 0 | 0 | 0 | 0 | 0 | 0
SCE Metro | Rancho Vista | 500 | 0 | 0 | 0 | 0 | 0 |  |  |  | 0 | 0 | 0 | 0 | 0 | 0 |  | 0 | 0 | 0 | 0 | 0 |  |  |  | 0 | 0 | 0 | 0 | 0 | 0 | 0 | 0 | 0 | 0 | 0 | 0 | 0 | 0 | 0 | 0 | 0 | 0 | 0 | 0 | 0
SCE NOL | Ransburg | 115 | 0 | 0 | 0 | 0 | 0 |  |  |  | 0 | 0 | 0 | 0 | 0 | 0 |  | 0 | 0 | 0 | 0 | 0 |  |  |  | 0 | 0 | 0 | 0 | 0 | 0 | 0 | 0 | 0 | 0 | 0 | 0 | 0 | 0 | 0 | 0 | 0 | 0 | 0 | 0 | 0
PG&E GBA | Ravenswood | 115 | 0 | 0 | 0 | 0 | 0 |  |  |  | 0 | 0 | 0 | 0 | 0 | 0 |  | 0 | 0 | 0 | 0 | 0 |  |  |  | 0 | 0 | 0 | 0 | 0 | 0 | 0 | 0 | 0 | 0 | 0 | 0 | 0 | 0 | 0 | 0 | 0 | 0 | 0 | 0 | 0
PG&E GBA | Ravenswood | 230 | 0 | 0 | 0 | 0 | 0 |  |  |  | 0 | 0 | 0 | 0 | 0 | 0 |  | 0 | 0 | 0 | 0 | 0 |  |  |  | 0 | 0 | 0 | 0 | 0 | 0 | 0 | 0 | 0 | 0 | 0 | 0 | 0 | 0 | 0 | 0 | 0 | 0 | 0 | 0 | 0
SCE Northern | Rector | 230 | 0 | 0 | 0 | 0 | 0 |  |  |  | 15 | 0 | 0 | 0 | 0 | 0 |  | 0 | 0 | 0 | 0 | 0 |  |  |  | 15 | 0 | 0 | 0 | 0 | 0 | 0 | 0 | 0 | 0 | 0 | 0 | 0 | 0 | 0 | 0 | 0 | 0 | 0 | 0 | 0
SCE Eastern | Red Bluff | 230 | 0 | 0 | 0 | 0 | 0 |  |  |  | 0 | 0 | 463.5 | 446 | 0 | 0 |  | 0 | 0 | 0 | 0 | 0 |  |  |  | 0 | 0 | 463.5 | 446 | 0 | 0 | 0 | 0 | 0 | 0 | 0 | 0 | 0 | 0 | 0 | 0 | 0 | 0 | 0 | 0 | 0
SCE Eastern | Red Bluff | 500 | 0 | 0 | 0 | 0 | 0 |  |  |  | 0 | 175 | 250 | 225 | 0 | 0 |  | 0 | 0 | 0 | 0 | 0 |  |  |  | 0 | 175 | 250 | 225 | 0 | 0 | 0 | 0 | 0 | 0 | 0 | 0 | 0 | 0 | 0 | 0 | 0 | 0 | 0 | 0 | 0
PG&E NGBA | Redbud | 115 | 0 | 0 | 0 | 0 | 0 |  |  |  | 0 | 0 | 0 | 0 | 0 | 0 |  | 0 | 0 | 0 | 0 | 0 |  |  |  | 0 | 0 | 0 | 0 | 0 | 0 | 0 | 0 | 0 | 0 | 0 | 0 | 0 | 0 | 0 | 0 | 0 | 0 | 0 | 0 | 0
SCE Metro | Redondo | 230 | 0 | 0 | 0 | 0 | 0 |  |  |  | 0 | 0 | 0 | 0 | 0 | 0 |  | 0 | 0 | 0 | 0 | 0 |  |  |  | 0 | 0 | 0 | 0 | 0 | 0 | 0 | 0 | 0 | 0 | 0 | 0 | 0 | 0 | 0 | 0 | 0 | 0 | 0 | 0 | 0
PG&E FRESNO | Reedley | 115 | 0 | 0 | 0 | 0 | 0 |  |  |  | 0 | 0 | 0 | 0 | 0 | 0 |  | 0 | 0 | 0 | 0 | 0 |  |  |  | 0 | 0 | 0 | 0 | 0 | 0 | 0 | 0 | 0 | 0 | 0 | 0 | 0 | 0 | 0 | 0 | 0 | 0 | 0 | 0 | 0
PG&E KERN | Renfro | 115 | 0 | 0 | 0 | 0 | 0 |  |  |  | 0 | 0 | 0 | 0 | 0 | 0 |  | 0 | 0 | 0 | 0 | 0 |  |  |  | 0 | 0 | 0 | 0 | 0 | 0 | 0 | 0 | 0 | 0 | 0 | 0 | 0 | 0 | 0 | 0 | 0 | 0 | 0 | 0 | 0
PG&E GBA | Richmond R | 115 | 0 | 0 | 0 | 0 | 0 |  |  |  | 0 | 0 | 0 | 0 | 0 | 0 |  | 0 | 0 | 0 | 0 | 0 |  |  |  | 0 | 0 | 0 | 0 | 0 | 0 | 0 | 0 | 0 | 0 | 0 | 0 | 0 | 0 | 0 | 0 | 0 | 0 | 0 | 0 | 0
PG&E NGBA | Rincon | 115 | 0 | 0 | 0 | 0 | 0 |  |  |  | 0 | 0 | 0 | 0 | 0 | 0 |  | 0 | 0 | 0 | 0 | 0 |  |  |  | 0 | 0 | 0 | 0 | 0 | 0 | 0 | 0 | 0 | 0 | 0 | 0 | 0 | 0 | 0 | 0 | 0 | 0 | 0 | 0 | 0
PG&E KERN | Rio Bravo | 115 | 0 | 0 | 0 | 0 | 0 |  |  |  | 0 | 0 | 0 | 0 | 0 | 0 |  | 0 | 0 | 0 | 0 | 0 |  |  |  | 0 | 0 | 0 | 0 | 0 | 0 | 0 | 0 | 0 | 0 | 0 | 0 | 0 | 0 | 0 | 0 | 0 | 0 | 0 | 0 | 0
SCE Metro | Rio Hondo | 230 | 0 | 0 | 0 | 0 | 0 |  |  |  | 0 | 0 | 0 | 265 | 10 | 0 |  | 0 | 0 | 0 | 0 | 0 |  |  |  | 0 | 0 | 0 | 165 | 10 | 0 | 0 | 0 | 0 | 0 | 0 | 0 | 0 | 0 | 0 | 0 | 0 | 100 | 0 | 0 | 1
PG&E NGBA | Rio Oso | 115 | 0 | 0 | 0 | 0 | 0 |  |  |  | 0 | 0 | 0 | 0 | 0 | 0 |  | 0 | 0 | 0 | 0 | 0 |  |  |  | 0 | 0 | 0 | 0 | 0 | 0 | 0 | 0 | 0 | 0 | 0 | 0 | 0 | 0 | 0 | 0 | 0 | 0 | 0 | 0 | 0
PG&E NGBA | Rio Oso | 230 | 0 | 0 | 0 | 0 | 0 |  |  |  | 0 | 0 | 0 | 0 | 0 | 0 |  | 0 | 0 | 0 | 0 | 0 |  |  |  | 0 | 0 | 0 | 0 | 0 | 0 | 0 | 0 | 0 | 0 | 0 | 0 | 0 | 0 | 0 | 0 | 0 | 0 | 0 | 0 | 0
PG&E GBA | Ripon | 115 | 0 | 0 | 0 | 0 | 0 |  |  |  | 2.6 | 0 | 0 | 99 | 0 | 0 |  | 0 | 0 | 0 | 0 | 0 |  |  |  | 2.6 | 0 | 0 | 60 | 0 | 0 | 0 | 0 | 0 | 0 | 0 | 0 | 0 | 0 | 0 | 0 | 0 | 39 | 0 | 0 | 1
PG&E GBA | Riverbank | 115 | 0 | 0 | 0 | 0 | 0 |  |  |  | 0 | 0 | 0 | 0 | 0 | 0 |  | 0 | 0 | 0 | 0 | 0 |  |  |  | 0 | 0 | 0 | 0 | 0 | 0 | 0 | 0 | 0 | 0 | 0 | 0 | 0 | 0 | 0 | 0 | 0 | 0 | 0 | 0 | 0
SCE NOL | Roadway | 115 | 0 | 0 | 0 | 0 | 0 |  |  |  | 2 | 200 | 0 | 100 | 0 | 0 |  | 0 | 0 | 0 | 0 | 0 |  |  |  | 2 | 200 | 0 | 100 | 0 | 0 | 0 | 0 | 0 | 0 | 0 | 0 | 0 | 0 | 0 | 0 | 0 | 0 | 0 | 0 | 0
PG&E NGBA | Rock Creek 1 | 230 | 0 | 0 | 0 | 0 | 0 |  |  |  | 0 | 0 | 0 | 0 | 0 | 0 |  | 0 | 0 | 0 | 0 | 0 |  |  |  | 0 | 0 | 0 | 0 | 0 | 0 | 0 | 0 | 0 | 0 | 0 | 0 | 0 | 0 | 0 | 0 | 0 | 0 | 0 | 0 | 0
SCE Northern | Rosamond | 66 | 0 | 0 | 0 | 0 | 0 |  |  |  | 0 | 0 | 0 | 0 | 0 | 0 |  | 0 | 0 | 0 | 0 | 0 |  |  |  | 0 | 0 | 0 | 0 | 0 | 0 | 0 | 0 | 0 | 0 | 0 | 0 | 0 | 0 | 0 | 0 | 0 | 0 | 0 | 0 | 0
PG&E GBA | Rossmoor | 230 | 0 | 0 | 0 | 0 | 0 |  |  |  | 0 | 0 | 0 | 0 | 0 | 0 |  | 0 | 0 | 0 | 0 | 0 |  |  |  | 0 | 0 | 0 | 0 | 0 | 0 | 0 | 0 | 0 | 0 | 0 | 0 | 0 | 0 | 0 | 0 | 0 | 0 | 0 | 0 | 0
PG&E NGBA | Round Mountain | 230 | 0 | 0 | 0 | 0 | 0 |  |  |  | 0 | 0 | 0 | 0 | 0 | 0 |  | 0 | 0 | 0 | 0 | 0 |  |  |  | 0 | 0 | 0 | 0 | 0 | 0 | 0 | 0 | 0 | 0 | 0 | 0 | 0 | 0 | 0 | 0 | 0 | 0 | 0 | 0 | 0
PG&E NGBA | Round Mountain | 500 | 0 | 0 | 0 | 0 | 0 |  |  |  | 0 | 0 | 0 | 0 | 0 | 0 |  | 0 | 0 | 0 | 0 | 0 |  |  |  | 0 | 0 | 0 | 0 | 0 | 0 | 0 | 0 | 0 | 0 | 0 | 0 | 0 | 0 | 0 | 0 | 0 | 0 | 0 | 0 | 0
PG&E GBA | Salado | 115 | 0 | 0 | 0 | 0 | 0 |  |  |  | 0 | 0 | 0 | 0 | 0 | 0 |  | 0 | 0 | 0 | 0 | 0 |  |  |  | 0 | 0 | 0 | 0 | 0 | 0 | 0 | 0 | 0 | 0 | 0 | 0 | 0 | 0 | 0 | 0 | 0 | 0 | 0 | 0 | 0
PG&E GBA | Salado | 60 | 0 | 0 | 0 | 0 | 0 |  |  |  | 0 | 0 | 0 | 0 | 0 | 0 |  | 0 | 0 | 0 | 0 | 0 |  |  |  | 0 | 0 | 0 | 0 | 0 | 0 | 0 | 0 | 0 | 0 | 0 | 0 | 0 | 0 | 0 | 0 | 0 | 0 | 0 | 0 | 0
PG&E GBA | Salinas | 115 | 0 | 0 | 0 | 0 | 0 |  |  |  | 0 | 0 | 0 | 0 | 0 | 0 |  | 0 | 0 | 0 | 0 | 0 |  |  |  | 0 | 0 | 0 | 0 | 0 | 0 | 0 | 0 | 0 | 0 | 0 | 0 | 0 | 0 | 0 | 0 | 0 | 0 | 0 | 0 | 0
SDGE | Salt Creek | 69 | 0 | 0 | 0 | 0 | 0 |  |  |  | 0 | 0 | 0 | 0 | 0 | 0 |  | 0 | 0 | 0 | 0 | 0 |  |  |  | 0 | 0 | 0 | 0 | 0 | 0 | 0 | 0 | 0 | 0 | 0 | 0 | 0 | 0 | 0 | 0 | 0 | 0 | 0 | 0 | 0
SCE Eastern | San Bernardino | 230 | 0 | 0 | 0 | 0 | 0 |  |  |  | 0 | 0 | 0 | 0 | 0 | 0 |  | 0 | 0 | 0 | 0 | 0 |  |  |  | 0 | 0 | 0 | 0 | 0 | 0 | 0 | 0 | 0 | 0 | 0 | 0 | 0 | 0 | 0 | 0 | 0 | 0 | 0 | 0 | 0
PG&E GBA | SAN FRAN A (POTRERO PP) | 115 | 0 | 0 | 0 | 0 | 0 |  |  |  | 0 | 0 | 0 | 0 | 0 | 0 |  | 0 | 0 | 0 | 0 | 0 |  |  |  | 0 | 0 | 0 | 0 | 0 | 0 | 0 | 0 | 0 | 0 | 0 | 0 | 0 | 0 | 0 | 0 | 0 | 0 | 0 | 0 | 0
PG&E GBA | SAN FRAN A (POTRERO PP) | 230 | 0 | 0 | 0 | 0 | 0 |  |  |  | 0 | 0 | 0 | 0 | 0 | 0 |  | 0 | 0 | 0 | 0 | 0 |  |  |  | 0 | 0 | 0 | 0 | 0 | 0 | 0 | 0 | 0 | 0 | 0 | 0 | 0 | 0 | 0 | 0 | 0 | 0 | 0 | 0 | 0
PG&E GBA | San Jose A | 115 | 0 | 0 | 0 | 0 | 0 |  |  |  | 0 | 0 | 0 | 0 | 0 | 0 |  | 0 | 0 | 0 | 0 | 0 |  |  |  | 0 | 0 | 0 | 0 | 0 | 0 | 0 | 0 | 0 | 0 | 0 | 0 | 0 | 0 | 0 | 0 | 0 | 0 | 0 | 0 | 0
PG&E GBA | San Jose B | 115 | 0 | 0 | 0 | 0 | 0 |  |  |  | 0 | 0 | 0 | 0 | 0 | 0 |  | 0 | 0 | 0 | 0 | 0 |  |  |  | 0 | 0 | 0 | 0 | 0 | 0 | 0 | 0 | 0 | 0 | 0 | 0 | 0 | 0 | 0 | 0 | 0 | 0 | 0 | 0 | 0
PG&E GBA | San Leandro U | 115 | 0 | 0 | 0 | 0 | 0 |  |  |  | 0 | 0 | 0 | 0 | 0 | 0 |  | 0 | 0 | 0 | 0 | 0 |  |  |  | 0 | 0 | 0 | 0 | 0 | 0 | 0 | 0 | 0 | 0 | 0 | 0 | 0 | 0 | 0 | 0 | 0 | 0 | 0 | 0 | 0
PG&E KERN | San Luis Obispo | 115 | 0 | 0 | 0 | 0 | 0 |  |  |  | 0 | 0 | 0 | 0 | 0 | 0 |  | 0 | 0 | 0 | 0 | 0 |  |  |  | 0 | 0 | 0 | 0 | 0 | 0 | 0 | 0 | 0 | 0 | 0 | 0 | 0 | 0 | 0 | 0 | 0 | 0 | 0 | 0 | 0
PG&E KERN | San Luis Obispo | 70 | 0 | 0 | 0 | 0 | 0 |  |  |  | 0 | 0 | 0 | 0 | 0 | 0 |  | 0 | 0 | 0 | 0 | 0 |  |  |  | 0 | 0 | 0 | 0 | 0 | 0 | 0 | 0 | 0 | 0 | 0 | 0 | 0 | 0 | 0 | 0 | 0 | 0 | 0 | 0 | 0
SDGE | San Luis Rey | 230 | 0 | 0 | 0 | 0 | 0 |  |  |  | 0 | 0 | 0 | 0 | 0 | 0 |  | 0 | 0 | 0 | 0 | 0 |  |  |  | 0 | 0 | 0 | 0 | 0 | 0 | 0 | 0 | 0 | 0 | 0 | 0 | 0 | 0 | 0 | 0 | 0 | 0 | 0 | 0 | 0
SDGE | San Luis Rey | 69 | 0 | 0 | 0 | 0 | 0 |  |  |  | 0 | 0 | 0 | 0 | 0 | 0 |  | 0 | 0 | 0 | 0 | 0 |  |  |  | 0 | 0 | 0 | 0 | 0 | 0 | 0 | 0 | 0 | 0 | 0 | 0 | 0 | 0 | 0 | 0 | 0 | 0 | 0 | 0 | 0
SDGE | San Marcos | 69 | 0 | 0 | 0 | 0 | 0 |  |  |  | 0 | 0 | 0 | 0 | 0 | 0 |  | 0 | 0 | 0 | 0 | 0 |  |  |  | 0 | 0 | 0 | 0 | 0 | 0 | 0 | 0 | 0 | 0 | 0 | 0 | 0 | 0 | 0 | 0 | 0 | 0 | 0 | 0 | 0
SCE Metro | San Onofre | 230 | 0 | 0 | 0 | 0 | 0 |  |  |  | 0 | 0 | 0 | 0 | 0 | 0 |  | 0 | 0 | 0 | 0 | 0 |  |  |  | 0 | 0 | 0 | 0 | 0 | 0 | 0 | 0 | 0 | 0 | 0 | 0 | 0 | 0 | 0 | 0 | 0 | 0 | 0 | 0 | 0
PG&E GBA | San Pablo | 115 | 0 | 0 | 0 | 0 | 0 |  |  |  | 0 | 0 | 0 | 0 | 0 | 0 |  | 0 | 0 | 0 | 0 | 0 |  |  |  | 0 | 0 | 0 | 0 | 0 | 0 | 0 | 0 | 0 | 0 | 0 | 0 | 0 | 0 | 0 | 0 | 0 | 0 | 0 | 0 | 0
PG&E GBA | San Ramon | 230 | 0 | 0 | 0 | 0 | 0 |  |  |  | 0 | 0 | 0 | 0 | 0 | 0 |  | 0 | 0 | 0 | 0 | 0 |  |  |  | 0 | 0 | 0 | 0 | 0 | 0 | 0 | 0 | 0 | 0 | 0 | 0 | 0 | 0 | 0 | 0 | 0 | 0 | 0 | 0 | 0
SDGE | San Ysidro | 69 | 0 | 0 | 0 | 0 | 0 |  |  |  | 0 | 0 | 0 | 0 | 0 | 0 |  | 0 | 0 | 0 | 0 | 0 |  |  |  | 0 | 0 | 0 | 0 | 0 | 0 | 0 | 0 | 0 | 0 | 0 | 0 | 0 | 0 | 0 | 0 | 0 | 0 | 0 | 0 | 0
SCE NOL | Sandlot | 230 | 0 | 0 | 0 | 0 | 0 |  |  |  | 0 | 0 | 0 | 0 | 0 | 0 |  | 0 | 0 | 0 | 0 | 0 |  |  |  | 0 | 0 | 0 | 0 | 0 | 0 | 0 | 0 | 0 | 0 | 0 | 0 | 0 | 0 | 0 | 0 | 0 | 0 | 0 | 0 | 0
SCE EOP | Sandy | 138 | 0 | 0 | 0 | 0 | 0 |  |  |  | 0 | 0 | 0 | 0 | 0 | 0 |  | 0 | 0 | 0 | 0 | 0 |  |  |  | 0 | 0 | 0 | 0 | 0 | 0 | 0 | 0 | 0 | 0 | 0 | 0 | 0 | 0 | 0 | 0 | 0 | 0 | 0 | 0 | 0
PG&E FRESNO | Sanger | 115 | 0 | 0 | 0 | 0 | 0 |  |  |  | 0 | 0 | 0 | 0 | 0 | 0 |  | 0 | 0 | 0 | 0 | 0 |  |  |  | 0 | 0 | 0 | 0 | 0 | 0 | 0 | 0 | 0 | 0 | 0 | 0 | 0 | 0 | 0 | 0 | 0 | 0 | 0 | 0 | 0
SCE Northern | Santa Clara | 230 | 0 | 0 | 0 | 0 | 0 |  |  |  | 0 | 0 | 0 | 0 | 0 | 0 |  | 0 | 0 | 0 | 0 | 0 |  |  |  | 0 | 0 | 0 | 0 | 0 | 0 | 0 | 0 | 0 | 0 | 0 | 0 | 0 | 0 | 0 | 0 | 0 | 0 | 0 | 0 | 0
PG&E NGBA | Santa Rosa A | 115 | 0 | 0 | 0 | 0 | 0 |  |  |  | 0 | 0 | 0 | 0 | 0 | 0 |  | 0 | 0 | 0 | 0 | 0 |  |  |  | 0 | 0 | 0 | 0 | 0 | 0 | 0 | 0 | 0 | 0 | 0 | 0 | 0 | 0 | 0 | 0 | 0 | 0 | 0 | 0 | 0
PG&E GBA | Santa Teresa | 115 | 0 | 0 | 0 | 0 | 0 |  |  |  | 0 | 0 | 0 | 0 | 0 | 0 |  | 0 | 0 | 0 | 0 | 0 |  |  |  | 0 | 0 | 0 | 0 | 0 | 0 | 0 | 0 | 0 | 0 | 0 | 0 | 0 | 0 | 0 | 0 | 0 | 0 | 0 | 0 | 0
SDGE | Santee | 138 | 0 | 0 | 0 | 0 | 0 |  |  |  | 0 | 0 | 0 | 10 | 0 | 0 |  | 0 | 0 | 0 | 0 | 0 |  |  |  | 0 | 0 | 0 | 10 | 0 | 0 | 0 | 0 | 0 | 0 | 0 | 0 | 0 | 0 | 0 | 0 | 0 | 0 | 0 | 0 | 0
SCE Metro | Santiago | 230 | 0 | 0 | 0 | 0 | 0 |  |  |  | 0 | 0 | 0 | 0 | 0 | 0 |  | 0 | 0 | 0 | 0 | 0 |  |  |  | 0 | 0 | 0 | 0 | 0 | 0 | 0 | 0 | 0 | 0 | 0 | 0 | 0 | 0 | 0 | 0 | 0 | 0 | 0 | 0 | 0
PG&E GBA | Saratoga | 230 | 0 | 0 | 0 | 0 | 0 |  |  |  | 0 | 0 | 0 | 0 | 0 | 0 |  | 0 | 0 | 0 | 0 | 0 |  |  |  | 0 | 0 | 0 | 0 | 0 | 0 | 0 | 0 | 0 | 0 | 0 | 0 | 0 | 0 | 0 | 0 | 0 | 0 | 0 | 0 | 0
SCE Northern | Saugus | 230 | 0 | 0 | 0 | 0 | 0 |  |  |  | 0 | 0 | 0 | 0 | 0 | 0 |  | 0 | 0 | 0 | 0 | 0 |  |  |  | 0 | 0 | 0 | 0 | 0 | 0 | 0 | 0 | 0 | 0 | 0 | 0 | 0 | 0 | 0 | 0 | 0 | 0 | 0 | 0 | 0
PG&E FRESNO | Schindler | 115 | 0 | 0 | 0 | 0 | 0 |  |  |  | 0 | 0 | 0 | 0 | 0 | 0 |  | 0 | 0 | 0 | 0 | 0 |  |  |  | 0 | 0 | 0 | 0 | 0 | 0 | 0 | 0 | 0 | 0 | 0 | 0 | 0 | 0 | 0 | 0 | 0 | 0 | 0 | 0 | 0
PG&E FRESNO | Schindler | 70 | 0 | 0 | 0 | 0 | 0 |  |  |  | 0 | 0 | 0 | 0 | 0 | 0 |  | 0 | 0 | 0 | 0 | 0 |  |  |  | 0 | 0 | 0 | 0 | 0 | 0 | 0 | 0 | 0 | 0 | 0 | 0 | 0 | 0 | 0 | 0 | 0 | 0 | 0 | 0 | 0
PG&E GBA | Schulte | 115 | 0 | 0 | 0 | 0 | 0 |  |  |  | 0 | 0 | 0 | 0 | 0 | 0 |  | 0 | 0 | 0 | 0 | 0 |  |  |  | 0 | 0 | 0 | 0 | 0 | 0 | 0 | 0 | 0 | 0 | 0 | 0 | 0 | 0 | 0 | 0 | 0 | 0 | 0 | 0 | 0
SDGE | Scripps | 69 | 0 | 0 | 0 | 0 | 0 |  |  |  | 0 | 0 | 0 | 0 | 0 | 0 |  | 0 | 0 | 0 | 0 | 0 |  |  |  | 0 | 0 | 0 | 0 | 0 | 0 | 0 | 0 | 0 | 0 | 0 | 0 | 0 | 0 | 0 | 0 | 0 | 0 | 0 | 0 | 0
PG&E KERN | Semitropic | 115 | 0 | 0 | 0 | 0 | 0 |  |  |  | 4.66 | 0 | 0 | 0 | 0 | 0 |  | 0 | 0 | 0 | 0 | 0 |  |  |  | 4.66 | 0 | 0 | 0 | 0 | 0 | 0 | 0 | 0 | 0 | 0 | 0 | 0 | 0 | 0 | 0 | 0 | 0 | 0 | 0 | 0
SCE Metro | Serrano | 230 | 0 | 0 | 0 | 0 | 0 |  |  |  | 0 | 0 | 0 | 0 | 0 | 0 |  | 0 | 0 | 0 | 0 | 0 |  |  |  | 0 | 0 | 0 | 0 | 0 | 0 | 0 | 0 | 0 | 0 | 0 | 0 | 0 | 0 | 0 | 0 | 0 | 0 | 0 | 0 | 0
SCE Metro | Serrano | 500 | 0 | 0 | 0 | 0 | 0 |  |  |  | 0 | 0 | 0 | 0 | 0 | 0 |  | 0 | 0 | 0 | 0 | 0 |  |  |  | 0 | 0 | 0 | 0 | 0 | 0 | 0 | 0 | 0 | 0 | 0 | 0 | 0 | 0 | 0 | 0 | 0 | 0 | 0 | 0 | 0
SDGE | Shadowridge | 138 | 0 | 0 | 0 | 0 | 0 |  |  |  | 0 | 0 | 0 | 0 | 0 | 0 |  | 0 | 0 | 0 | 0 | 0 |  |  |  | 0 | 0 | 0 | 0 | 0 | 0 | 0 | 0 | 0 | 0 | 0 | 0 | 0 | 0 | 0 | 0 | 0 | 0 | 0 | 0 | 0
PG&E KERN | Shafter | 115 | 0 | 0 | 0 | 0 | 0 |  |  |  | 2.25 | 0 | 0 | 0 | 0 | 0 |  | 0 | 0 | 0 | 0 | 0 |  |  |  | 2.25 | 0 | 0 | 0 | 0 | 0 | 0 | 0 | 0 | 0 | 0 | 0 | 0 | 0 | 0 | 0 | 0 | 0 | 0 | 0 | 0
PG&E NGBA | Silverado | 115 | 0 | 0 | 0 | 0 | 0 |  |  |  | 0 | 0 | 0 | 0 | 0 | 0 |  | 0 | 0 | 0 | 0 | 0 |  |  |  | 0 | 0 | 0 | 0 | 0 | 0 | 0 | 0 | 0 | 0 | 0 | 0 | 0 | 0 | 0 | 0 | 0 | 0 | 0 | 0 | 0
SDGE | Silvergate | 230 | 0 | 0 | 0 | 0 | 0 |  |  |  | 0 | 0 | 0 | 0 | 0 | 0 |  | 0 | 0 | 0 | 0 | 0 |  |  |  | 0 | 0 | 0 | 0 | 0 | 0 | 0 | 0 | 0 | 0 | 0 | 0 | 0 | 0 | 0 | 0 | 0 | 0 | 0 | 0 | 0
SDGE | Silvergate | 69 | 0 | 0 | 0 | 0 | 0 |  |  |  | 0 | 0 | 0 | 0 | 0 | 0 |  | 0 | 0 | 0 | 0 | 0 |  |  |  | 0 | 0 | 0 | 0 | 0 | 0 | 0 | 0 | 0 | 0 | 0 | 0 | 0 | 0 | 0 | 0 | 0 | 0 | 0 | 0 | 0
PG&E KERN | Sisquoc | 115 | 0 | 0 | 0 | 0 | 0 |  |  |  | 0 | 0 | 0 | 0 | 0 | 0 |  | 0 | 0 | 0 | 0 | 0 |  |  |  | 0 | 0 | 0 | 0 | 0 | 0 | 0 | 0 | 0 | 0 | 0 | 0 | 0 | 0 | 0 | 0 | 0 | 0 | 0 | 0 | 0
SCE EOP | Sloan Canyon | 230 | 0 | 0 | 0 | 0 | 0 |  |  |  | 0 | 0 | 0 | 0 | 0 | 0 |  | 0 | 0 | 0 | 0 | 0 |  |  |  | 0 | 0 | 0 | 0 | 0 | 0 | 0 | 0 | 0 | 0 | 0 | 0 | 0 | 0 | 0 | 0 | 0 | 0 | 0 | 0 | 0
SCE EOP | Sloan Canyon | 500 | 0 | 0 | 0 | 0 | 0 |  |  |  | 0 | 0 | 0 | 0 | 0 | 0 |  | 0 | 0 | 0 | 0 | 0 |  |  |  | 0 | 0 | 0 | 0 | 0 | 0 | 0 | 0 | 0 | 0 | 0 | 0 | 0 | 0 | 0 | 0 | 0 | 0 | 0 | 0 | 0
PG&E KERN | Smyrna | 115 | 0 | 0 | 0 | 0 | 0 |  |  |  | 0 | 0 | 0 | 0 | 0 | 0 |  | 0 | 0 | 0 | 0 | 0 |  |  |  | 0 | 0 | 0 | 0 | 0 | 0 | 0 | 0 | 0 | 0 | 0 | 0 | 0 | 0 | 0 | 0 | 0 | 0 | 0 | 0 | 0
PG&E GBA | Sobrante | 115 | 0 | 0 | 0 | 0 | 0 |  |  |  | 0 | 0 | 0 | 0 | 0 | 0 |  | 0 | 0 | 0 | 0 | 0 |  |  |  | 0 | 0 | 0 | 0 | 0 | 0 | 0 | 0 | 0 | 0 | 0 | 0 | 0 | 0 | 0 | 0 | 0 | 0 | 0 | 0 | 0
PG&E GBA | Sobrante | 230 | 0 | 0 | 0 | 0 | 0 |  |  |  | 0 | 0 | 0 | 0 | 0 | 0 |  | 0 | 0 | 0 | 0 | 0 |  |  |  | 0 | 0 | 0 | 0 | 0 | 0 | 0 | 0 | 0 | 0 | 0 | 0 | 0 | 0 | 0 | 0 | 0 | 0 | 0 | 0 | 0
PG&E KERN | Solar | 230 | 0 | 0 | 0 | 0 | 0 |  |  |  | 0 | 0 | 0 | 0 | 0 | 0 |  | 0 | 0 | 0 | 0 | 0 |  |  |  | 0 | 0 | 0 | 0 | 0 | 0 | 0 | 0 | 0 | 0 | 0 | 0 | 0 | 0 | 0 | 0 | 0 | 0 | 0 | 0 | 0
PG&E GBA | Soledad | 115 | 0 | 0 | 0 | 0 | 0 |  |  |  | 0 | 0 | 0 | 0 | 0 | 0 |  | 0 | 0 | 0 | 0 | 0 |  |  |  | 0 | 0 | 0 | 0 | 0 | 0 | 0 | 0 | 0 | 0 | 0 | 0 | 0 | 0 | 0 | 0 | 0 | 0 | 0 | 0 | 0
PG&E GBA | Soledad | 60 | 0 | 0 | 0 | 0 | 0 |  |  |  | 0 | 0 | 0 | 0 | 0 | 0 |  | 0 | 0 | 0 | 0 | 0 |  |  |  | 0 | 0 | 0 | 0 | 0 | 0 | 0 | 0 | 0 | 0 | 0 | 0 | 0 | 0 | 0 | 0 | 0 | 0 | 0 | 0 | 0
SDGE | Spring Valley | 69 | 0 | 0 | 0 | 0 | 0 |  |  |  | 0 | 0 | 0 | 0 | 0 | 0 |  | 0 | 0 | 0 | 0 | 0 |  |  |  | 0 | 0 | 0 | 0 | 0 | 0 | 0 | 0 | 0 | 0 | 0 | 0 | 0 | 0 | 0 | 0 | 0 | 0 | 0 | 0 | 0
SCE Northern | Springville | 230 | 0 | 0 | 0 | 0 | 0 |  |  |  | 3 | 0 | 0 | 225 | 0 | 0 |  | 0 | 0 | 0 | 0 | 0 |  |  |  | 3 | 0 | 0 | 225 | 0 | 0 | 0 | 0 | 0 | 0 | 0 | 0 | 0 | 0 | 0 | 0 | 0 | 0 | 0 | 0 | 0
PG&E GBA | Stagg | 230 | 0 | 0 | 0 | 0 | 0 |  |  |  | 0 | 0 | 0 | 0 | 0 | 0 |  | 0 | 0 | 0 | 0 | 0 |  |  |  | 0 | 0 | 0 | 0 | 0 | 0 | 0 | 0 | 0 | 0 | 0 | 0 | 0 | 0 | 0 | 0 | 0 | 0 | 0 | 0 | 0
PG&E GBA | Standard Oil | 115 | 0 | 0 | 0 | 0 | 0 |  |  |  | 0 | 0 | 0 | 0 | 0 | 0 |  | 0 | 0 | 0 | 0 | 0 |  |  |  | 0 | 0 | 0 | 0 | 0 | 0 | 0 | 0 | 0 | 0 | 0 | 0 | 0 | 0 | 0 | 0 | 0 | 0 | 0 | 0 | 0
PG&E GBA | Stanislaus | 115 | 0 | 0 | 0 | 0 | 0 |  |  |  | 0 | 0 | 0 | 0 | 0 | 0 |  | 0 | 0 | 0 | 0 | 0 |  |  |  | 0 | 0 | 0 | 0 | 0 | 0 | 0 | 0 | 0 | 0 | 0 | 0 | 0 | 0 | 0 | 0 | 0 | 0 | 0 | 0 | 0
PG&E KERN | Stockdale | 115 | 0 | 0 | 0 | 0 | 0 |  |  |  | 0 | 0 | 0 | 0 | 0 | 0 |  | 0 | 0 | 0 | 0 | 0 |  |  |  | 0 | 0 | 0 | 0 | 0 | 0 | 0 | 0 | 0 | 0 | 0 | 0 | 0 | 0 | 0 | 0 | 0 | 0 | 0 | 0 | 0
PG&E KERN | Stockdale | 230 | 0 | 0 | 0 | 0 | 0 |  |  |  | 0 | 0 | 0 | 0 | 0 | 0 |  | 0 | 0 | 0 | 0 | 0 |  |  |  | 0 | 0 | 0 | 0 | 0 | 0 | 0 | 0 | 0 | 0 | 0 | 0 | 0 | 0 | 0 | 0 | 0 | 0 | 0 | 0 | 0
PG&E GBA | Stockton A | 115 | 0 | 0 | 0 | 0 | 0 |  |  |  | 0 | 0 | 0 | 0 | 0 | 0 |  | 0 | 0 | 0 | 0 | 0 |  |  |  | 0 | 0 | 0 | 0 | 0 | 0 | 0 | 0 | 0 | 0 | 0 | 0 | 0 | 0 | 0 | 0 | 0 | 0 | 0 | 0 | 0
PG&E GBA | Stone | 115 | 0 | 0 | 0 | 0 | 0 |  |  |  | 0 | 0 | 0 | 0 | 0 | 0 |  | 0 | 0 | 0 | 0 | 0 |  |  |  | 0 | 0 | 0 | 0 | 0 | 0 | 0 | 0 | 0 | 0 | 0 | 0 | 0 | 0 | 0 | 0 | 0 | 0 | 0 | 0 | 0
PG&E FRESNO | Storey | 230 | 0 | 0 | 0 | 0 | 0 |  |  |  | 0 | 0 | 0 | 0 | 0 | 0 |  | 0 | 0 | 0 | 0 | 0 |  |  |  | 0 | 0 | 0 | 0 | 0 | 0 | 0 | 0 | 0 | 0 | 0 | 0 | 0 | 0 | 0 | 0 | 0 | 0 | 0 | 0 | 0
PG&E NGBA | Summit | 115 | 0 | 0 | 0 | 0 | 0 |  |  |  | 0 | 0 | 0 | 0 | 0 | 0 |  | 0 | 0 | 0 | 0 | 0 |  |  |  | 0 | 0 | 0 | 0 | 0 | 0 | 0 | 0 | 0 | 0 | 0 | 0 | 0 | 0 | 0 | 0 | 0 | 0 | 0 | 0 | 0
SDGE | Suncrest | 230 | 0 | 0 | 0 | 0 | 0 |  |  |  | 0 | 0 | 0 | 0 | 0 | 0 |  | 0 | 0 | 0 | 0 | 0 |  |  |  | 0 | 0 | 0 | 0 | 0 | 0 | 0 | 0 | 0 | 0 | 0 | 0 | 0 | 0 | 0 | 0 | 0 | 0 | 0 | 0 | 0
SDGE | Suncrest | 500 | 0 | 0 | 0 | 0 | 0 |  |  |  | 0 | 0 | 0 | 0 | 0 | 0 |  | 0 | 0 | 0 | 0 | 0 |  |  |  | 0 | 0 | 0 | 0 | 0 | 0 | 0 | 0 | 0 | 0 | 0 | 0 | 0 | 0 | 0 | 0 | 0 | 0 | 0 | 0 | 0
PG&E KERN | Sunrise | 230 | 0 | 0 | 0 | 0 | 0 |  |  |  | 0 | 0 | 0 | 0 | 0 | 0 |  | 0 | 0 | 0 | 0 | 0 |  |  |  | 0 | 0 | 0 | 0 | 0 | 0 | 0 | 0 | 0 | 0 | 0 | 0 | 0 | 0 | 0 | 0 | 0 | 0 | 0 | 0 | 0
PG&E KERN | Sunset | 230 | 0 | 0 | 0 | 0 | 0 |  |  |  | 0 | 0 | 0 | 0 | 0 | 0 |  | 0 | 0 | 0 | 0 | 0 |  |  |  | 0 | 0 | 0 | 0 | 0 | 0 | 0 | 0 | 0 | 0 | 0 | 0 | 0 | 0 | 0 | 0 | 0 | 0 | 0 | 0 | 0
PG&E GBA | Swift | 115 | 0 | 0 | 0 | 0 | 0 |  |  |  | 0 | 0 | 0 | 0 | 0 | 0 |  | 0 | 0 | 0 | 0 | 0 |  |  |  | 0 | 0 | 0 | 0 | 0 | 0 | 0 | 0 | 0 | 0 | 0 | 0 | 0 | 0 | 0 | 0 | 0 | 0 | 0 | 0 | 0
SDGE | Sycamore Canyon | 138 | 0 | 0 | 0 | 0 | 0 |  |  |  | 0 | 0 | 0 | 0 | 0 | 0 |  | 0 | 0 | 0 | 0 | 0 |  |  |  | 0 | 0 | 0 | 0 | 0 | 0 | 0 | 0 | 0 | 0 | 0 | 0 | 0 | 0 | 0 | 0 | 0 | 0 | 0 | 0 | 0
SDGE | Sycamore Canyon | 230 | 0 | 0 | 0 | 0 | 0 |  |  |  | 0 | 0 | 0 | 0 | 0 | 0 |  | 0 | 0 | 0 | 0 | 0 |  |  |  | 0 | 0 | 0 | 0 | 0 | 0 | 0 | 0 | 0 | 0 | 0 | 0 | 0 | 0 | 0 | 0 | 0 | 0 | 0 | 0 | 0
SDGE | Sycamore Canyon | 69 | 0 | 0 | 0 | 0 | 0 |  |  |  | 0 | 0 | 0 | 0 | 0 | 0 |  | 0 | 0 | 0 | 0 | 0 |  |  |  | 0 | 0 | 0 | 0 | 0 | 0 | 0 | 0 | 0 | 0 | 0 | 0 | 0 | 0 | 0 | 0 | 0 | 0 | 0 | 0 | 0
SCE Northern | Sylmar | 230 | 0 | 0 | 0 | 0 | 0 |  |  |  | 0 | 0 | 0 | 0 | 0 | 0 |  | 0 | 0 | 0 | 0 | 0 |  |  |  | 0 | 0 | 0 | 0 | 0 | 0 | 0 | 0 | 0 | 0 | 0 | 0 | 0 | 0 | 0 | 0 | 0 | 0 | 0 | 0 | 0
PG&E NGBA | Table Mountain | 115 | 0 | 0 | 0 | 0 | 0 |  |  |  | 0 | 0 | 0 | 0 | 0 | 0 |  | 0 | 0 | 0 | 0 | 0 |  |  |  | 0 | 0 | 0 | 0 | 0 | 0 | 0 | 0 | 0 | 0 | 0 | 0 | 0 | 0 | 0 | 0 | 0 | 0 | 0 | 0 | 0
PG&E NGBA | Table Mountain | 230 | 0 | 0 | 0 | 0 | 0 |  |  |  | 0 | 0 | 0 | 0 | 0 | 0 |  | 0 | 0 | 0 | 0 | 0 |  |  |  | 0 | 0 | 0 | 0 | 0 | 0 | 0 | 0 | 0 | 0 | 0 | 0 | 0 | 0 | 0 | 0 | 0 | 0 | 0 | 0 | 0
PG&E NGBA | Table Mountain | 500 | 0 | 0 | 0 | 0 | 0 |  |  |  | 0 | 0 | 0 | 0 | 0 | 0 |  | 0 | 0 | 0 | 0 | 0 |  |  |  | 0 | 0 | 0 | 0 | 0 | 0 | 0 | 0 | 0 | 0 | 0 | 0 | 0 | 0 | 0 | 0 | 0 | 0 | 0 | 0 | 0
PG&E NGBA | Table Mountain | 60 | 0 | 0 | 0 | 0 | 0 |  |  |  | 0 | 0 | 0 | 0 | 0 | 0 |  | 0 | 0 | 0 | 0 | 0 |  |  |  | 0 | 0 | 0 | 0 | 0 | 0 | 0 | 0 | 0 | 0 | 0 | 0 | 0 | 0 | 0 | 0 | 0 | 0 | 0 | 0 | 0
PG&E KERN | Taft | 115 | 0 | 0 | 0 | 0 | 0 |  |  |  | 0 | 0 | 3 | 3 | 0 | 0 |  | 0 | 0 | 0 | 0 | 0 |  |  |  | 0 | 0 | 3 | 3 | 0 | 0 | 0 | 0 | 0 | 0 | 0 | 0 | 0 | 0 | 0 | 0 | 0 | 0 | 0 | 0 | 0
SDGE | Talega | 138 | 0 | 0 | 0 | 0 | 0 |  |  |  | 0 | 0 | 0 | 0 | 0 | 0 |  | 0 | 0 | 0 | 0 | 0 |  |  |  | 0 | 0 | 0 | 0 | 0 | 0 | 0 | 0 | 0 | 0 | 0 | 0 | 0 | 0 | 0 | 0 | 0 | 0 | 0 | 0 | 0
SDGE | Talega | 230 | 0 | 0 | 0 | 0 | 0 |  |  |  | 0 | 0 | 0 | 0 | 0 | 0 |  | 0 | 0 | 0 | 0 | 0 |  |  |  | 0 | 0 | 0 | 0 | 0 | 0 | 0 | 0 | 0 | 0 | 0 | 0 | 0 | 0 | 0 | 0 | 0 | 0 | 0 | 0 | 0
PG&E GBA | Tassajara | 230 | 0 | 0 | 0 | 0 | 0 |  |  |  | 0 | 0 | 0 | 0 | 0 | 0 |  | 0 | 0 | 0 | 0 | 0 |  |  |  | 0 | 0 | 0 | 0 | 0 | 0 | 0 | 0 | 0 | 0 | 0 | 0 | 0 | 0 | 0 | 0 | 0 | 0 | 0 | 0 | 0
PG&E KERN | Tejon | 70 | 0 | 0 | 0 | 0 | 0 |  |  |  | 0 | 0 | 0 | 0 | 0 | 0 |  | 0 | 0 | 0 | 0 | 0 |  |  |  | 0 | 0 | 0 | 0 | 0 | 0 | 0 | 0 | 0 | 0 | 0 | 0 | 0 | 0 | 0 | 0 | 0 | 0 | 0 | 0 | 0
SDGE | Telegraph Canyon | 138 | 0 | 0 | 0 | 0 | 0 |  |  |  | 0 | 0 | 0 | 0 | 0 | 0 |  | 0 | 0 | 0 | 0 | 0 |  |  |  | 0 | 0 | 0 | 0 | 0 | 0 | 0 | 0 | 0 | 0 | 0 | 0 | 0 | 0 | 0 | 0 | 0 | 0 | 0 | 0 | 0
PG&E KERN | Temblor | 115 | 0 | 0 | 0 | 0 | 0 |  |  |  | 0 | 0 | 0 | 0 | 0 | 0 |  | 0 | 0 | 0 | 0 | 0 |  |  |  | 0 | 0 | 0 | 0 | 0 | 0 | 0 | 0 | 0 | 0 | 0 | 0 | 0 | 0 | 0 | 0 | 0 | 0 | 0 | 0 | 0
PG&E KERN | Templeton | 230 | 0 | 0 | 0 | 0 | 0 |  |  |  | 0 | 0 | 0 | 0 | 0 | 0 |  | 0 | 0 | 0 | 0 | 0 |  |  |  | 0 | 0 | 0 | 0 | 0 | 0 | 0 | 0 | 0 | 0 | 0 | 0 | 0 | 0 | 0 | 0 | 0 | 0 | 0 | 0 | 0
PG&E KERN | Templeton | 70 | 0 | 0 | 0 | 0 | 0 |  |  |  | 0 | 0 | 0 | 0 | 0 | 0 |  | 0 | 0 | 0 | 0 | 0 |  |  |  | 0 | 0 | 0 | 0 | 0 | 0 | 0 | 0 | 0 | 0 | 0 | 0 | 0 | 0 | 0 | 0 | 0 | 0 | 0 | 0 | 0
PG&E GBA | Tesla | 115 | 0 | 0 | 0 | 0 | 0 |  |  |  | 0 | 0 | 0 | 0 | 0 | 0 |  | 0 | 0 | 0 | 0 | 0 |  |  |  | 0 | 0 | 0 | 0 | 0 | 0 | 0 | 0 | 0 | 0 | 0 | 0 | 0 | 0 | 0 | 0 | 0 | 0 | 0 | 0 | 0
PG&E GBA | Tesla | 230 | 0 | 0 | 0 | 0 | 0 |  |  |  | 0 | 0 | 0 | 125 | 0 | 0 |  | 0 | 0 | 0 | 0 | 0 |  |  |  | 0 | 0 | 0 | 125 | 0 | 0 | 0 | 0 | 0 | 0 | 0 | 0 | 0 | 0 | 0 | 0 | 0 | 0 | 0 | 0 | 0
PG&E GBA | Tesla | 500 | 0 | 0 | 0 | 0 | 0 |  |  |  | 0 | 0 | 0 | 0 | 0 | 0 |  | 0 | 0 | 0 | 0 | 0 |  |  |  | 0 | 0 | 0 | 0 | 0 | 0 | 0 | 0 | 0 | 0 | 0 | 0 | 0 | 0 | 0 | 0 | 0 | 0 | 0 | 0 | 0
PG&E KERN | Tevis | 115 | 0 | 0 | 0 | 0 | 0 |  |  |  | 0 | 0 | 0 | 0 | 0 | 0 |  | 0 | 0 | 0 | 0 | 0 |  |  |  | 0 | 0 | 0 | 0 | 0 | 0 | 0 | 0 | 0 | 0 | 0 | 0 | 0 | 0 | 0 | 0 | 0 | 0 | 0 | 0 | 0
SCE EOP | Thousandaire | 138 | 0 | 0 | 0 | 0 | 0 |  |  |  | 0 | 0 | 0 | 0 | 0 | 0 |  | 0 | 0 | 0 | 0 | 0 |  |  |  | 0 | 0 | 0 | 0 | 0 | 0 | 0 | 0 | 0 | 0 | 0 | 0 | 0 | 0 | 0 | 0 | 0 | 0 | 0 | 0 | 0
PG&E KERN | Topaz | 230 | 0 | 0 | 0 | 0 | 0 |  |  |  | 0 | 0 | 0 | 0 | 0 | 0 |  | 0 | 0 | 0 | 0 | 0 |  |  |  | 0 | 0 | 0 | 0 | 0 | 0 | 0 | 0 | 0 | 0 | 0 | 0 | 0 | 0 | 0 | 0 | 0 | 0 | 0 | 0 | 0
SCE NOL | Tortilla | 115 | 0 | 0 | 0 | 0 | 0 |  |  |  | 3 | 0 | 0 | 0 | 0 | 0 |  | 0 | 0 | 0 | 0 | 0 |  |  |  | 3 | 0 | 0 | 0 | 0 | 0 | 0 | 0 | 0 | 0 | 0 | 0 | 0 | 0 | 0 | 0 | 0 | 0 | 0 | 0 | 0
SDGE | Trabuco | 138 | 0 | 0 | 0 | 0 | 0 |  |  |  | 0 | 0 | 0 | 0 | 0 | 0 |  | 0 | 0 | 0 | 0 | 0 |  |  |  | 0 | 0 | 0 | 0 | 0 | 0 | 0 | 0 | 0 | 0 | 0 | 0 | 0 | 0 | 0 | 0 | 0 | 0 | 0 | 0 | 0
PG&E GBA | Tracy | 115 | 0 | 3 | 0 | 0 | 0 |  |  |  | 0 | 0 | 0 | 0 | 0 | 0 |  | 0 | 3 | 0 | 0 | 0 |  |  |  | 0 | 0 | 0 | 0 | 0 | 0 | 0 | 0 | 0 | 0 | 0 | 0 | 0 | 0 | 0 | 0 | 0 | 0 | 0 | 0 | 0
PG&E FRESNO | Tranquility | 230 | 0 | 0 | 0 | 0 | 0 |  |  |  | 0 | 0 | 600 | 662 | 0 | 0 |  | 0 | 0 | 0 | 0 | 0 |  |  |  | 0 | 0 | 600 | 502 | 0 | 0 | 0 | 0 | 0 | 0 | 0 | 0 | 0 | 0 | 0 | 0 | 0 | 160 | 0 | 0 | 1
PG&E GBA | Trimble | 115 | 0 | 0 | 0 | 0 | 0 |  |  |  | 0 | 0 | 0 | 0 | 0 | 0 |  | 0 | 0 | 0 | 0 | 0 |  |  |  | 0 | 0 | 0 | 0 | 0 | 0 | 0 | 0 | 0 | 0 | 0 | 0 | 0 | 0 | 0 | 0 | 0 | 0 | 0 | 0 | 0
SCE EOP | Trout Canyon | 230 | 0 | 0 | 0 | 0 | 0 |  |  |  | 0 | 125 | 650 | 731 | 0 | 0 |  | 0 | 0 | 0 | 0 | 0 |  |  |  | 0 | 125 | 650 | 731 | 0 | 0 | 0 | 0 | 0 | 0 | 0 | 0 | 0 | 0 | 0 | 0 | 0 | 0 | 0 | 0 | 0
SCE EOP | Trout Canyon | 500 | 0 | 0 | 0 | 0 | 0 |  |  |  | 0 | 0 | 0 | 0 | 0 | 0 |  | 0 | 0 | 0 | 0 | 0 |  |  |  | 0 | 0 | 0 | 0 | 0 | 0 | 0 | 0 | 0 | 0 | 0 | 0 | 0 | 0 | 0 | 0 | 0 | 0 | 0 | 0 | 0
PG&E NGBA | Tulucay | 230 | 0 | 0 | 0 | 0 | 0 |  |  |  | 0 | 0 | 0 | 0 | 0 | 0 |  | 0 | 0 | 0 | 0 | 0 |  |  |  | 0 | 0 | 0 | 0 | 0 | 0 | 0 | 0 | 0 | 0 | 0 | 0 | 0 | 0 | 0 | 0 | 0 | 0 | 0 | 0 | 0
PG&E NGBA | Tulucay | 60 | 0 | 0 | 0 | 0 | 0 |  |  |  | 0 | 0 | 0 | 0 | 0 | 0 |  | 0 | 0 | 0 | 0 | 0 |  |  |  | 0 | 0 | 0 | 0 | 0 | 0 | 0 | 0 | 0 | 0 | 0 | 0 | 0 | 0 | 0 | 0 | 0 | 0 | 0 | 0 | 0
PG&E KERN | Tupman | 115 | 0 | 0 | 0 | 0 | 0 |  |  |  | 0 | 0 | 0 | 0 | 0 | 0 |  | 0 | 0 | 0 | 0 | 0 |  |  |  | 0 | 0 | 0 | 0 | 0 | 0 | 0 | 0 | 0 | 0 | 0 | 0 | 0 | 0 | 0 | 0 | 0 | 0 | 0 | 0 | 0
PG&E NGBA | Ukiah | 115 | 0 | 0 | 0 | 0 | 0 |  |  |  | 0 | 0 | 0 | 0 | 0 | 0 |  | 0 | 0 | 0 | 0 | 0 |  |  |  | 0 | 0 | 0 | 0 | 0 | 0 | 0 | 0 | 0 | 0 | 0 | 0 | 0 | 0 | 0 | 0 | 0 | 0 | 0 | 0 | 0
PG&E KERN | Union (Estrella) | 70 | 0 | 0 | 0 | 0 | 0 |  |  |  | 0 | 0 | 0 | 0 | 0 | 0 |  | 0 | 0 | 0 | 0 | 0 |  |  |  | 0 | 0 | 0 | 0 | 0 | 0 | 0 | 0 | 0 | 0 | 0 | 0 | 0 | 0 | 0 | 0 | 0 | 0 | 0 | 0 | 0
PG&E NGBA | Vaca Dixon | 115 | 0 | 0 | 0 | 0 | 0 |  |  |  | 0 | 0 | 0 | 0 | 0 | 0 |  | 0 | 0 | 0 | 0 | 0 |  |  |  | 0 | 0 | 0 | 0 | 0 | 0 | 0 | 0 | 0 | 0 | 0 | 0 | 0 | 0 | 0 | 0 | 0 | 0 | 0 | 0 | 0
PG&E NGBA | Vaca Dixon | 230 | 0 | 0 | 0 | 0 | 0 |  |  |  | 0 | 0 | 0 | 0 | 0 | 0 |  | 0 | 0 | 0 | 0 | 0 |  |  |  | 0 | 0 | 0 | 0 | 0 | 0 | 0 | 0 | 0 | 0 | 0 | 0 | 0 | 0 | 0 | 0 | 0 | 0 | 0 | 0 | 0
PG&E NGBA | Vaca Dixon | 500 | 0 | 0 | 0 | 0 | 0 |  |  |  | 0 | 0 | 0 | 0 | 0 | 0 |  | 0 | 0 | 0 | 0 | 0 |  |  |  | 0 | 0 | 0 | 0 | 0 | 0 | 0 | 0 | 0 | 0 | 0 | 0 | 0 | 0 | 0 | 0 | 0 | 0 | 0 | 0 | 0
PG&E NGBA | Vaca Dixon | 60 | 0 | 0 | 0 | 0 | 0 |  |  |  | 0 | 0 | 0 | 0 | 0 | 0 |  | 0 | 0 | 0 | 0 | 0 |  |  |  | 0 | 0 | 0 | 0 | 0 | 0 | 0 | 0 | 0 | 0 | 0 | 0 | 0 | 0 | 0 | 0 | 0 | 0 | 0 | 0 | 0
SCE Eastern | Valley (SCE) | 500 | 0 | 0 | 0 | 0 | 0 |  |  |  | 0 | 0 | 0 | 720 | 0 | 0 |  | 0 | 0 | 0 | 0 | 0 |  |  |  | 0 | 0 | 0 | 720 | 0 | 0 | 0 | 0 | 0 | 0 | 0 | 0 | 0 | 0 | 0 | 0 | 0 | 0 | 0 | 0 | 0
SCE EOP | Valley (VEA) | 138 | 0 | 0 | 0 | 0 | 0 |  |  |  | 0 | 0 | 0 | 0 | 0 | 0 |  | 0 | 0 | 0 | 0 | 0 |  |  |  | 0 | 0 | 0 | 0 | 0 | 0 | 0 | 0 | 0 | 0 | 0 | 0 | 0 | 0 | 0 | 0 | 0 | 0 | 0 | 0 | 0
SDGE | Valley Center | 69 | 0 | 0 | 0 | 0 | 0 |  |  |  | 0 | 0 | 0 | 0 | 0 | 0 |  | 0 | 0 | 0 | 0 | 0 |  |  |  | 0 | 0 | 0 | 0 | 0 | 0 | 0 | 0 | 0 | 0 | 0 | 0 | 0 | 0 | 0 | 0 | 0 | 0 | 0 | 0 | 0
PG&E GBA | Valley Home | 115 | 0 | 0 | 0 | 0 | 0 |  |  |  | 0 | 0 | 0 | 0 | 0 | 0 |  | 0 | 0 | 0 | 0 | 0 |  |  |  | 0 | 0 | 0 | 0 | 0 | 0 | 0 | 0 | 0 | 0 | 0 | 0 | 0 | 0 | 0 | 0 | 0 | 0 | 0 | 0 | 0
PG&E GBA | Valley Springs | 230 | 0 | 0 | 0 | 0 | 0 |  |  |  | 0 | 0 | 0 | 0 | 0 | 0 |  | 0 | 0 | 0 | 0 | 0 |  |  |  | 0 | 0 | 0 | 0 | 0 | 0 | 0 | 0 | 0 | 0 | 0 | 0 | 0 | 0 | 0 | 0 | 0 | 0 | 0 | 0 | 0
PG&E GBA | Valley Springs | 60 | 0 | 0 | 0 | 0 | 0 |  |  |  | 0 | 0 | 0 | 0 | 0 | 0 |  | 0 | 0 | 0 | 0 | 0 |  |  |  | 0 | 0 | 0 | 0 | 0 | 0 | 0 | 0 | 0 | 0 | 0 | 0 | 0 | 0 | 0 | 0 | 0 | 0 | 0 | 0 | 0
SCE EOP | Valley Switch | 138 | 0 | 0 | 0 | 0 | 0 |  |  |  | 0 | 0 | 0 | 0 | 0 | 0 |  | 0 | 0 | 0 | 0 | 0 |  |  |  | 0 | 0 | 0 | 0 | 0 | 0 | 0 | 0 | 0 | 0 | 0 | 0 | 0 | 0 | 0 | 0 | 0 | 0 | 0 | 0 | 0
SCE EOP | Valley Switch | 230 | 0 | 0 | 0 | 0 | 0 |  |  |  | 0 | 0 | 0 | 0 | 0 | 0 |  | 0 | 0 | 0 | 0 | 0 |  |  |  | 0 | 0 | 0 | 0 | 0 | 0 | 0 | 0 | 0 | 0 | 0 | 0 | 0 | 0 | 0 | 0 | 0 | 0 | 0 | 0 | 0
PG&E GBA | Vasco | 230 | 0 | 0 | 0 | 0 | 0 |  |  |  | 0 | 0 | 0 | 0 | 0 | 0 |  | 0 | 0 | 0 | 0 | 0 |  |  |  | 0 | 0 | 0 | 0 | 0 | 0 | 0 | 0 | 0 | 0 | 0 | 0 | 0 | 0 | 0 | 0 | 0 | 0 | 0 | 0 | 0
PG&E GBA | Vasona | 230 | 0 | 0 | 0 | 0 | 0 |  |  |  | 0 | 0 | 0 | 0 | 0 | 0 |  | 0 | 0 | 0 | 0 | 0 |  |  |  | 0 | 0 | 0 | 0 | 0 | 0 | 0 | 0 | 0 | 0 | 0 | 0 | 0 | 0 | 0 | 0 | 0 | 0 | 0 | 0 | 0
SCE Northern | Vestal | 230 | 0 | 0 | 0 | 0 | 0 |  |  |  | 0 | 0 | 50 | 110 | 0 | 0 |  | 0 | 0 | 0 | 0 | 0 |  |  |  | 0 | 0 | 50 | 110 | 0 | 0 | 0 | 0 | 0 | 0 | 0 | 0 | 0 | 0 | 0 | 0 | 0 | 0 | 0 | 0 | 0
SCE Northern | Vestal | 66 | 0 | 0 | 0 | 0 | 0 |  |  |  | 0 | 0 | 0 | 80 | 0 | 0 |  | 0 | 0 | 0 | 0 | 0 |  |  |  | 0 | 0 | 0 | 80 | 0 | 0 | 0 | 0 | 0 | 0 | 0 | 0 | 0 | 0 | 0 | 0 | 0 | 0 | 0 | 0 | 0
SCE NOL | Victor | 115 | 0 | 0 | 0 | 0 | 0 |  |  |  | 7 | 0 | 0 | 0 | 0 | 0 |  | 0 | 0 | 0 | 0 | 0 |  |  |  | 7 | 0 | 0 | 0 | 0 | 0 | 0 | 0 | 0 | 0 | 0 | 0 | 0 | 0 | 0 | 0 | 0 | 0 | 0 | 0 | 0
SCE NOL | Victor | 230 | 0 | 0 | 0 | 0 | 0 |  |  |  | 5 | 0 | 0 | 0 | 0 | 0 |  | 0 | 0 | 0 | 0 | 0 |  |  |  | 5 | 0 | 0 | 0 | 0 | 0 | 0 | 0 | 0 | 0 | 0 | 0 | 0 | 0 | 0 | 0 | 0 | 0 | 0 | 0 | 0
SCE Metro | Viejo | 230 | 0 | 0 | 0 | 0 | 0 |  |  |  | 0 | 0 | 0 | 0 | 0 | 0 |  | 0 | 0 | 0 | 0 | 0 |  |  |  | 0 | 0 | 0 | 0 | 0 | 0 | 0 | 0 | 0 | 0 | 0 | 0 | 0 | 0 | 0 | 0 | 0 | 0 | 0 | 0 | 0
PG&E GBA | Vierra | 115 | 0 | 0 | 0 | 0 | 0 |  |  |  | 2.975 | 0 | 0 | 92 | 0 | 0 |  | 0 | 0 | 0 | 0 | 0 |  |  |  | 2.975 | 0 | 0 | 92 | 0 | 0 | 0 | 0 | 0 | 0 | 0 | 0 | 0 | 0 | 0 | 0 | 0 | 0 | 0 | 0 | 0
SCE Metro | Villa Park | 230 | 0 | 0 | 0 | 0 | 0 |  |  |  | 0 | 0 | 0 | 0 | 0 | 0 |  | 0 | 0 | 0 | 0 | 0 |  |  |  | 0 | 0 | 0 | 0 | 0 | 0 | 0 | 0 | 0 | 0 | 0 | 0 | 0 | 0 | 0 | 0 | 0 | 0 | 0 | 0 | 0
SCE Northern | Vincent | 230 | 0 | 0 | 0 | 0 | 0 |  |  |  | 0 | 0 | 0 | 399 | 0 | 0 |  | 0 | 0 | 0 | 0 | 0 |  |  |  | 0 | 0 | 0 | 399 | 0 | 0 | 0 | 0 | 0 | 0 | 0 | 0 | 0 | 0 | 0 | 0 | 0 | 0 | 0 | 0 | 0
SCE Northern | Vincent | 500 | 0 | 0 | 0 | 0 | 0 |  |  |  | 0 | 0 | 0 | 0 | 0 | 0 |  | 0 | 0 | 0 | 0 | 0 |  |  |  | 0 | 0 | 0 | 0 | 0 | 0 | 0 | 0 | 0 | 0 | 0 | 0 | 0 | 0 | 0 | 0 | 0 | 0 | 0 | 0 | 0
PG&E GBA | Vineyard | 230 | 0 | 0 | 0 | 0 | 0 |  |  |  | 0 | 0 | 0 | 0 | 0 | 0 |  | 0 | 0 | 0 | 0 | 0 |  |  |  | 0 | 0 | 0 | 0 | 0 | 0 | 0 | 0 | 0 | 0 | 0 | 0 | 0 | 0 | 0 | 0 | 0 | 0 | 0 | 0 | 0
SDGE | Vineyard | 69 | 0 | 0 | 0 | 0 | 0 |  |  |  | 0 | 0 | 0 | 0 | 0 | 0 |  | 0 | 0 | 0 | 0 | 0 |  |  |  | 0 | 0 | 0 | 0 | 0 | 0 | 0 | 0 | 0 | 0 | 0 | 0 | 0 | 0 | 0 | 0 | 0 | 0 | 0 | 0 | 0
SCE Eastern | Vista (SCE) | 230 | 0 | 2.6 | 0 | 0 | 0 |  |  |  | 0 | 0 | 0 | 200 | 0 | 0 |  | 0 | 2.6 | 0 | 0 | 0 |  |  |  | 0 | 0 | 0 | 200 | 0 | 0 | 0 | 0 | 0 | 0 | 0 | 0 | 0 | 0 | 0 | 0 | 0 | 0 | 0 | 0 | 0
SCE EOP | Vista (VEA) | 138 | 0 | 0 | 0 | 0 | 0 |  |  |  | 0 | 0 | 0 | 0 | 0 | 0 |  | 0 | 0 | 0 | 0 | 0 |  |  |  | 0 | 0 | 0 | 0 | 0 | 0 | 0 | 0 | 0 | 0 | 0 | 0 | 0 | 0 | 0 | 0 | 0 | 0 | 0 | 0 | 0
SCE EOP | Vista (VEA) | 230 | 0 | 0 | 0 | 0 | 0 |  |  |  | 0 | 0 | 0 | 0 | 0 | 0 |  | 0 | 0 | 0 | 0 | 0 |  |  |  | 0 | 0 | 0 | 0 | 0 | 0 | 0 | 0 | 0 | 0 | 0 | 0 | 0 | 0 | 0 | 0 | 0 | 0 | 0 | 0 | 0
PG&E FRESNO | Wahtoke | 115 | 0 | 0 | 0 | 0 | 0 |  |  |  | 0 | 0 | 0 | 0 | 0 | 0 |  | 0 | 0 | 0 | 0 | 0 |  |  |  | 0 | 0 | 0 | 0 | 0 | 0 | 0 | 0 | 0 | 0 | 0 | 0 | 0 | 0 | 0 | 0 | 0 | 0 | 0 | 0 | 0
SCE Northern | Wakefield | 66 | 0 | 0 | 0 | 0 | 0 |  |  |  | 0 | 0 | 0 | 15 | 0 | 0 |  | 0 | 0 | 0 | 0 | 0 |  |  |  | 0 | 0 | 0 | 15 | 0 | 0 | 0 | 0 | 0 | 0 | 0 | 0 | 0 | 0 | 0 | 0 | 0 | 0 | 0 | 0 | 0
SCE Metro | Walnut | 230 | 0 | 0 | 0 | 0 | 0 |  |  |  | 0 | 0 | 0 | 400 | 0 | 0 |  | 0 | 0 | 0 | 0 | 0 |  |  |  | 0 | 0 | 0 | 400 | 0 | 0 | 0 | 0 | 0 | 0 | 0 | 0 | 0 | 0 | 0 | 0 | 0 | 0 | 0 | 0 | 0
SCE Northern | Warne | 230 | 0 | 0 | 0 | 0 | 0 |  |  |  | 0 | 0 | 0 | 0 | 0 | 0 |  | 0 | 0 | 0 | 0 | 0 |  |  |  | 0 | 0 | 0 | 0 | 0 | 0 | 0 | 0 | 0 | 0 | 0 | 0 | 0 | 0 | 0 | 0 | 0 | 0 | 0 | 0 | 0
PG&E GBA | Warnerville | 230 | 0 | 0 | 0 | 0 | 0 |  |  |  | 0 | 0 | 0 | 0 | 0 | 0 |  | 0 | 0 | 0 | 0 | 0 |  |  |  | 0 | 0 | 0 | 0 | 0 | 0 | 0 | 0 | 0 | 0 | 0 | 0 | 0 | 0 | 0 | 0 | 0 | 0 | 0 | 0 | 0
PG&E FRESNO | Waukena | 115 | 0 | 0 | 0 | 0 | 0 |  |  |  | 0 | 0 | 0 | 0 | 0 | 0 |  | 0 | 0 | 0 | 0 | 0 |  |  |  | 0 | 0 | 0 | 0 | 0 | 0 | 0 | 0 | 0 | 0 | 0 | 0 | 0 | 0 | 0 | 0 | 0 | 0 | 0 | 0 | 0
PG&E GBA | Weber | 230 | 0 | 0 | 0 | 0 | 0 |  |  |  | 0 | 0 | 0 | 0 | 0 | 0 |  | 0 | 0 | 0 | 0 | 0 |  |  |  | 0 | 0 | 0 | 0 | 0 | 0 | 0 | 0 | 0 | 0 | 0 | 0 | 0 | 0 | 0 | 0 | 0 | 0 | 0 | 0 | 0
PG&E GBA | Weber | 60 | 0 | 0 | 0 | 0 | 0 |  |  |  | 0 | 0 | 0 | 20 | 0 | 0 |  | 0 | 0 | 0 | 0 | 0 |  |  |  | 0 | 0 | 0 | 20 | 0 | 0 | 0 | 0 | 0 | 0 | 0 | 0 | 0 | 0 | 0 | 0 | 0 | 0 | 0 | 0 | 0
PG&E FRESNO | West Fresno | 115 | 0 | 0 | 0 | 0 | 0 |  |  |  | 0 | 0 | 0 | 0 | 0 | 0 |  | 0 | 0 | 0 | 0 | 0 |  |  |  | 0 | 0 | 0 | 0 | 0 | 0 | 0 | 0 | 0 | 0 | 0 | 0 | 0 | 0 | 0 | 0 | 0 | 0 | 0 | 0 | 0
PG&E FRESNO | Westley | 230 | 0 | 0 | 0 | 0 | 0 |  |  |  | 0 | 0 | 0 | 0 | 0 | 0 |  | 0 | 0 | 0 | 0 | 0 |  |  |  | 0 | 0 | 0 | 0 | 0 | 0 | 0 | 0 | 0 | 0 | 0 | 0 | 0 | 0 | 0 | 0 | 0 | 0 | 0 | 0 | 0
PG&E KERN | Westpark | 115 | 0 | 0 | 0 | 0 | 0 |  |  |  | 0 | 0 | 0 | 0 | 0 | 0 |  | 0 | 0 | 0 | 0 | 0 |  |  |  | 0 | 0 | 0 | 0 | 0 | 0 | 0 | 0 | 0 | 0 | 0 | 0 | 0 | 0 | 0 | 0 | 0 | 0 | 0 | 0 | 0
PG&E KERN | Wheeler Ridge | 230 | 0 | 0 | 0 | 0 | 0 |  |  |  | 0 | 200 | 0 | 0 | 0 | 0 |  | 0 | 0 | 0 | 0 | 0 |  |  |  | 0 | 200 | 0 | 0 | 0 | 0 | 0 | 0 | 0 | 0 | 0 | 0 | 0 | 0 | 0 | 0 | 0 | 0 | 0 | 0 | 0
PG&E KERN | Wheeler Ridge | 115 | 0 | 0 | 0 | 0 | 0 |  |  |  | 0 | 0 | 0 | 0 | 0 | 0 |  | 0 | 0 | 0 | 0 | 0 |  |  |  | 0 | 0 | 0 | 0 | 0 | 0 | 0 | 0 | 0 | 0 | 0 | 0 | 0 | 0 | 0 | 0 | 0 | 0 | 0 | 0 | 0
PG&E KERN | Wheeler Ridge | 70 | 0 | 0 | 0 | 0 | 0 |  |  |  | 0 | 0 | 0 | 92 | 0 | 0 |  | 0 | 0 | 0 | 0 | 0 |  |  |  | 0 | 0 | 0 | 0 | 0 | 0 | 0 | 0 | 0 | 0 | 0 | 0 | 0 | 0 | 0 | 0 | 0 | 92 | 0 | 0 | 1
SCE Northern | Whirlwind | 230 | 0 | 0 | 0 | 0 | 0 |  |  |  | 0 | 218 | 188 | 837 | 454 | 200 | *200 MW 4-hr, and 400 MW 8-hr COD is after 2030 (exclude from 2030 mapping) | 0 | 0 | 0 | 0 | 0 |  |  |  | 0 | 218 | 188 | 592 | 6 | 200 | 0 | 0 | 0 | 0 | 0 | 0 | 0 | 0 | 0 | 0 | 0 | 245 | 448 | 0 | 1
SCE Northern | Whirlwind | 500 | 0 | 0 | 0 | 0 | 0 |  |  |  | 0 | 0 | 0 | 0 | 0 | 0 |  | 0 | 0 | 0 | 0 | 0 |  |  |  | 0 | 0 | 0 | 0 | 0 | 0 | 0 | 0 | 0 | 0 | 0 | 0 | 0 | 0 | 0 | 0 | 0 | 0 | 0 | 0 | 0
PG&E GBA | Whisman | 115 | 0 | 0 | 0 | 0 | 0 |  |  |  | 0 | 0 | 0 | 0 | 0 | 0 |  | 0 | 0 | 0 | 0 | 0 |  |  |  | 0 | 0 | 0 | 0 | 0 | 0 | 0 | 0 | 0 | 0 | 0 | 0 | 0 | 0 | 0 | 0 | 0 | 0 | 0 | 0 | 0
SCE Eastern | Wildlife | 230 | 0 | 0 | 0 | 0 | 0 |  |  |  | 0 | 0 | 0 | 0 | 0 | 0 |  | 0 | 0 | 0 | 0 | 0 |  |  |  | 0 | 0 | 0 | 0 | 0 | 0 | 0 | 0 | 0 | 0 | 0 | 0 | 0 | 0 | 0 | 0 | 0 | 0 | 0 | 0 | 0
PG&E FRESNO | Wilson | 115 | 0 | 0 | 0 | 0 | 0 |  |  |  | 0 | 0 | 0 | 0 | 0 | 0 |  | 0 | 0 | 0 | 0 | 0 |  |  |  | 0 | 0 | 0 | 0 | 0 | 0 | 0 | 0 | 0 | 0 | 0 | 0 | 0 | 0 | 0 | 0 | 0 | 0 | 0 | 0 | 0
PG&E FRESNO | Wilson | 230 | 0 | 0 | 0 | 0 | 0 |  |  |  | 0 | 0 | 0 | 0 | 0 | 0 |  | 0 | 0 | 0 | 0 | 0 |  |  |  | 0 | 0 | 0 | 0 | 0 | 0 | 0 | 0 | 0 | 0 | 0 | 0 | 0 | 0 | 0 | 0 | 0 | 0 | 0 | 0 | 0
SCE Northern | Windhub | 230 | 0 | 0 | 0 | 0 | 0 |  |  |  | 0 | 0 | 1020 | 1000 | 0 | 0 |  | 0 | 0 | 0 | 0 | 0 |  |  |  | 0 | 0 | 1020 | 1000 | 0 | 0 | 0 | 0 | 0 | 0 | 0 | 0 | 0 | 0 | 0 | 0 | 0 | 0 | 0 | 0 | 0
SCE Northern | Windhub | 500 | 0 | 0 | 0 | 0 | 0 |  |  |  | 0 | 153 | 0 | 15 | 0 | 0 |  | 0 | 0 | 0 | 0 | 0 |  |  |  | 0 | 153 | 0 | 15 | 0 | 0 | 0 | 0 | 0 | 0 | 0 | 0 | 0 | 0 | 0 | 0 | 0 | 0 | 0 | 0 | 0
PG&E GBA | Windmaster | 230 | 0 | 0 | 0 | 0 | 0 |  |  |  | 0 | 0 | 0 | 0 | 0 | 0 |  | 0 | 0 | 0 | 0 | 0 |  |  |  | 0 | 0 | 0 | 0 | 0 | 0 | 0 | 0 | 0 | 0 | 0 | 0 | 0 | 0 | 0 | 0 | 0 | 0 | 0 | 0 | 0
PG&E NGBA | Windsor | 60 | 0 | 0 | 0 | 0 | 0 |  |  |  | 0 | 0 | 0 | 0 | 0 | 0 |  | 0 | 0 | 0 | 0 | 0 |  |  |  | 0 | 0 | 0 | 0 | 0 | 0 | 0 | 0 | 0 | 0 | 0 | 0 | 0 | 0 | 0 | 0 | 0 | 0 | 0 | 0 | 0
PG&E NGBA | Woodland | 115 | 0 | 0 | 0 | 0 | 0 |  |  |  | 0 | 0 | 12 | 0 | 0 | 0 |  | 0 | 0 | 0 | 0 | 0 |  |  |  | 0 | 0 | 12 | 0 | 0 | 0 | 0 | 0 | 0 | 0 | 0 | 0 | 0 | 0 | 0 | 0 | 0 | 0 | 0 | 0 | 0
PG&E FRESNO | Woodward | 115 | 0 | 0 | 0 | 0 | 0 |  |  |  | 0 | 0 | 0 | 0 | 0 | 0 |  | 0 | 0 | 0 | 0 | 0 |  |  |  | 0 | 0 | 0 | 0 | 0 | 0 | 0 | 0 | 0 | 0 | 0 | 0 | 0 | 0 | 0 | 0 | 0 | 0 | 0 | 0 | 0
PG&E NGBA | Wyandotte | 115 | 0 | 0 | 0 | 0 | 0 |  |  |  | 0 | 0 | 0 | 0 | 0 | 0 |  | 0 | 0 | 0 | 0 | 0 |  |  |  | 0 | 0 | 0 | 0 | 0 | 0 | 0 | 0 | 0 | 0 | 0 | 0 | 0 | 0 | 0 | 0 | 0 | 0 | 0 | 0 | 0

## PreviousTPP_Criteria_README
7. Consistency with Prior TPP Portfolios Overview
Criteria Purpose | Busbar allocations for equivalent TPP cases should be relatively consistent year to year: for example, Base Cases from one year to the next; and Policy-driven Sensitivity Cases exploring the same issue from one year to the next. Where large changes are necessary, the reasons for these should be clear. Staff should consider whether changes are occurring due to exogenous factors (e.g., demand or resource cost shifts) or due to modeling margin of error. Where significant reductions are proposed in the resource mapping from one year to the next, these should be explicitly justified.
24-25 TPP Base Case | The 2024-25 TPP Base Case Portfolio mapping results serves as the reference for this criteria analysis. It is the previous base case and the 2034 results are compared to the proposed portfolios 2035 results, while the 24-25 TPP's 2039 results are compared to the 2040 results.
Baseline Differences | The 2024-25 TPP Base Case Portfolio used the same IRP-RESOLVE baseline as the proposed 25-26 TPP portfolios, thus a direct comparison can be made between the two portfolios.
Comparison Years | Analysis is done for the 2035 and 2040 model years with separate tabs for each year.
Criteria Definition | See pages 37 of the Busbar Mapping Methodology document (see README tab) for detail on criteria alignment levels for Consistency with Prior TPP Portfolio Criteria Thresholds.
Criteria Alignment Levels
Level | Alignment Requirements
1 | Mapped resources amount is greater than or equal to the amount in most similar previous TPP portfolio.
2 | Mapped resources amount is greater than or equal to the FCDS and Total amounts mapped in the previous base case. Since, only the 24-25 TPP base case is being compared, this alignment level is unused.
3 | Mapped resources amount is only slightly less (100 MW or 10%) than the FCDS or total mapped in previous base case.
4 | Mapped resources amount is significantly less (500 MW or 33%) than in previous base case.
5 | Mapped resources amount is significantly less (500 MW or 33%) than in previous base case and mapped to a substation within a constraint with a previously identified and approved transmission upgrade.
Tabs for Analysis
PreviousTPP_Summary_byArea |  | Summary of mapped portfolio's alignment with 24-25 TPP base case by CAISO study area for both 2035 and 2040
PreviousTPP_Alignment_Summary |  | Summary of number of substations by resource type and study area that have previous TPP baseline alignment flags
Previous_TPP_Analysis_2035 |  | Alignment analysis for 25-26 TPP mapped results for 2035 model year
Previous_TPP_Analysis_2040 |  | Alignment analysis for 25-26 TPP mapped results for 2040 model year
Previous_TPP_BaseCase |  | Mapped resources by sub for the 24-25 TPP Base Case 2034 and 2039 model years

## PreviousTPP_Summary_byArea
The tables below summarize the mapping results for both 2035 and 2040 compared to the previous 24-25 TPP base case portfolio's 2034 and 2039 study years by CAISO study area.
Mapping Results Compared to 24-25 TPP Base Case by CAISO Study Area
CAISO Study Area | Resource Type | Total Res (2035) | Total Res (2040) | 24-25 TPP (2034) | 24-25 TPP (2039) | CAISO Study Area | Resource Type | Total Res (2035) | Total Res (2040) | 24-25 TPP (2034) | 24-25 TPP (2039)
PG&E North of Greater Bay | Geothermal (MW) | 365.5 | 365.5 | 144 | 144 | PG&E Fresno | Geothermal (MW) | 0 | 0 | 0 | 0 | Geothermal | FCDS | PG&E NGBA | PG&E FRESNO |  | PG&E NGBA
| Biomass (MW) | 108.75 | 108.75 | 94.495 | 94.495 |  | Biomass (MW) | 9.488 | 9.488 | 20.2 | 20.2 | Biomass | FCDS | PG&E NGBA | PG&E FRESNO |  | PG&E GBA
| OnshoreWind (MW) | 1339.6 | 1470.8 | 887 | 1787.4 |  | OnshoreWind (MW) | 370.5 | 370.5 | 490 | 490 | Wind | Total | PG&E NGBA | PG&E FRESNO |  | PG&E FRESNO
| OOS Wind (MW) | 0 | 0 | 0 | 0 |  | OOS Wind (MW) | 0 | 0 | 0 | 0 | OOS Wind | Total | PG&E NGBA | PG&E FRESNO |  | PG&E KERN
| Offshore Wind (MW) | 2680 | 2680 | 931 | 1607 |  | Offshore Wind (MW) | 0 | 0 | 0 | 0 | Offshore Wind | Total | PG&E NGBA | PG&E FRESNO |  | SCE Northern
| Solar (MW) | 353.529 | 1172.929 | 630.179 | 1390.179 |  | Solar (MW) | 3736.61 | 10097.11 | 3619.49 | 5794.74 | Solar | Total | PG&E NGBA | PG&E FRESNO | Distributed Solar | SCE Metro
| Battery-4hr (MW) | 124.95 | 124.95 | 293.45 | 293.45 |  | Battery-4hr (MW) | 2307.75 | 2307.75 | 1584.231 | 1699.231 | Battery_4hr | FCDS | PG&E NGBA | PG&E FRESNO |  | SCE NOL
| Battery-8hr (MW) | 95 | 280.1 | 50 | 390 |  | Battery-8hr (MW) | 35 | 1655 | 200 | 1131.5 | Battery_8hr | FCDS | PG&E NGBA | PG&E FRESNO |  | EOP
| LDES (MW) | 390 | 390 | 5 | 5 |  | LDES (MW) | 440 | 440 | 130 | 130 | LDES | FCDS | PG&E NGBA | PG&E FRESNO |  | SCE Eastern
| Zone Total (MW) | 5457.329 | 6593.029 | 3035.124 | 5711.524 |  | Zone Total (MW) | 6899.348 | 14879.848 | 6043.921 | 9265.671 | [5 empty] | SDGE
PG&E Greater Bay | Geothermal (MW) | 0 | 0 | 0 | 0 | PG&E Kern | Geothermal (MW) | 0 | 0 | 0 | 0 | Geothermal | FCDS | PG&E GBA | PG&E KERN
| Biomass (MW) | 11.85 | 11.85 | 22.62 | 22.62 |  | Biomass (MW) | 23.3 | 23.3 | 18 | 18 | Biomass | FCDS | PG&E GBA | PG&E KERN
| OnshoreWind (MW) | 1013.55 | 1013.55 | 988 | 988 |  | OnshoreWind (MW) | 113.07 | 113.07 | 310 | 310 | Wind | Total | PG&E GBA | PG&E KERN
| OOS Wind (MW) | 0 | 1707 | 0 | 1500 |  | OOS Wind (MW) | 0 | 0 | 0 | 0 | OOS Wind | Total | PG&E GBA | PG&E KERN
| Offshore Wind (MW) | 0 | 0 | 0 | 0 |  | Offshore Wind (MW) | 4875 | 4875 | 2924 | 2924 | Offshore Wind | Total | PG&E GBA | PG&E KERN
| Solar (MW) | 143.775 | 793.775 | 140.2975 | 915.2975 |  | Solar (MW) | 2317.27 | 4522.27 | 2005.23 | 3870.23 | Solar | Total | PG&E GBA | PG&E KERN | Distributed Solar
| Battery-4hr (MW) | 718.8 | 718.8 | 828.82 | 878.82 |  | Battery-4hr (MW) | 493 | 493 | 746.8 | 746.8 | Battery_4hr | FCDS | PG&E GBA | PG&E KERN
| Battery-8hr (MW) | 261.075 | 1318.275 | 250 | 920 |  | Battery-8hr (MW) | 0 | 990 | 142 | 1157 | Battery_8hr | FCDS | PG&E GBA | PG&E KERN
| LDES (MW) | 446 | 446 | 0 | 0 |  | LDES (MW) | 0 | 0 | 0 | 0 | LDES | FCDS | PG&E GBA | PG&E KERN
| Zone Total (MW) | 2595.05 | 6009.25 | 2229.7375 | 5224.7375 |  | Zone Total (MW) | 7821.64 | 11016.64 | 6146.03 | 9026.03
SCE Northern Area | Geothermal (MW) | 0 | 0 | 0 | 0 | East of Pisgah | Geothermal (MW) | 678.3 | 678.3 | 875 | 875 | Geothermal | FCDS | SCE Northern | EOP
| Biomass (MW) | 0 | 0 | 1 | 1 |  | Biomass (MW) | 0 | 0 | 0 | 0 | Biomass | FCDS | SCE Northern | EOP
| OnshoreWind (MW) | 674 | 674 | 580 | 580 |  | OnshoreWind (MW) | 910 | 1094.9 | 620 | 620 | Wind | Total | SCE Northern | EOP
| OOS Wind (MW) | 0 | 0 | 0 | 0 |  | OOS Wind (MW) | 4006 | 4006 | 3964.8 | 4060 | OOS Wind | Total | SCE Northern | EOP
| Offshore Wind (MW) | 0 | 0 | 0 | 0 |  | Offshore Wind (MW) | 0 | 0 | 0 | 0 | Offshore Wind | Total | SCE Northern | EOP
| Solar (MW) | 2583.5 | 5419.5 | 3291 | 4656.25 |  | Solar (MW) | 2169 | 5748 | 2640 | 4230 | Solar | Total | SCE Northern | EOP | Distributed Solar
| Battery-4hr (MW) | 3224 | 3224 | 3239.9 | 3239.9 |  | Battery-4hr (MW) | 1210 | 1210 | 1684 | 2188.1 | Battery_4hr | FCDS | SCE Northern | EOP
| Battery-8hr (MW) | 454 | 1358 | 169.5 | 734 |  | Battery-8hr (MW) | 0 | 1165 | 180 | 695.5 | Battery_8hr | FCDS | SCE Northern | EOP
| LDES (MW) | 900 | 900 | 458 | 458 |  | LDES (MW) | 0 | 0 | 0 | 0 | LDES | FCDS | SCE Northern | EOP
| Zone Total (MW) | 7835.5 | 11575.5 | 7739.4 | 9669.15 |  | Zone Total (MW) | 8973.3 | 13902.2 | 9963.8 | 12668.6
SCE Metro | Geothermal (MW) | 389 | 389 | 0 | 0 | SCE Eastern | Geothermal (MW) | 556.5 | 556.5 | 790 | 790 | Geothermal | FCDS | SCE Metro | SCE Eastern
| Biomass (MW) | 5.6 | 5.6 | 5.6 | 5.6 |  | Biomass (MW) | 7.85 | 7.85 | 2.6 | 2.6 | Biomass | FCDS | SCE Metro | SCE Eastern
| OnshoreWind (MW) | 0 | 0 | 0 | 0 |  | OnshoreWind (MW) | 324.5 | 324.5 | 324 | 324 | Wind | Total | SCE Metro | SCE Eastern
| OOS Wind (MW) | 0 | 1750 | 0 | 0 |  | OOS Wind (MW) | 2994 | 3028.4 | 2130.8 | 3535.6 | OOS Wind | Total | SCE Metro | SCE Eastern
| Offshore Wind (MW) | 0 | 0 | 0 | 0 |  | Offshore Wind (MW) | 0 | 0 | 0 | 0 | Offshore Wind | Total | SCE Metro | SCE Eastern
| Solar (MW) | 32.85 | 32.85 | 27 | 34 |  | Solar (MW) | 3873.5 | 6253.5 | 3458.5 | 5833.5 | Solar | Total | SCE Metro | SCE Eastern | Distributed Solar
| Battery-4hr (MW) | 1890.5 | 1890.5 | 1795 | 1845 |  | Battery-4hr (MW) | 3985.4 | 3985.4 | 2680 | 2680 | Battery_4hr | FCDS | SCE Metro | SCE Eastern
| Battery-8hr (MW) | 10 | 510 | 166.5 | 446.5 |  | Battery-8hr (MW) | 100 | 757 | 270 | 1070 | Battery_8hr | FCDS | SCE Metro | SCE Eastern
| LDES (MW) | 0 | 0 | 0 | 0 |  | LDES (MW) | 200 | 200 | 0 | 0 | LDES | FCDS | SCE Metro | SCE Eastern
| Zone Total (MW) | 2327.95 | 4577.95 | 1994.1 | 2331.1 |  | Zone Total (MW) | 12041.75 | 15113.15 | 9655.9 | 14235.7
SCE North of Lugo | Geothermal (MW) | 9.7 | 9.7 | 0 | 0 | SDG&E | Geothermal (MW) | 140 | 140 | 160 | 160 | Geothermal | FCDS | SCE NOL | SDGE
| Biomass (MW) | 4.2 | 4.2 | 1.5 | 1.5 |  | Biomass (MW) | 0 | 0 | 0 | 0 | Biomass | FCDS | SCE NOL | SDGE
| OnshoreWind (MW) | 362.18 | 362.18 | 360 | 360 |  | OnshoreWind (MW) | 1815.8 | 1815.8 | 1564 | 1564 | Wind | Total | SCE NOL | SDGE
| OOS Wind (MW) | 0 | 0 | 0 | 0 |  | OOS Wind (MW) | 0 | 0 | 0 | 0 | OOS Wind | Total | SCE NOL | SDGE
| Offshore Wind (MW) | 0 | 0 | 0 | 0 |  | Offshore Wind (MW) | 0 | 0 | 0 | 0 | Offshore Wind | Total | SCE NOL | SDGE
| Solar (MW) | 989.1 | 1343.1 | 1593 | 2037 |  | Solar (MW) | 1558.74 | 3033.34 | 1582.84 | 1919.84 | Solar | Total | SCE NOL | SDGE | Distributed Solar
| Battery-4hr (MW) | 507.2 | 507.2 | 716 | 746 |  | Battery-4hr (MW) | 1727.21 | 1727.21 | 1389.72 | 1389.72 | Battery_4hr | FCDS | SCE NOL | SDGE
| Battery-8hr (MW) | 6 | 186 | 90 | 265 |  | Battery-8hr (MW) | 50 | 850 | 100 | 305 | Battery_8hr | FCDS | SCE NOL | SDGE
| LDES (MW) | 0 | 0 | 0 | 0 |  | LDES (MW) | 409.2 | 409.2 | 437 | 487 | LDES | FCDS | SCE NOL | SDGE
| Zone Total (MW) | 1878.38 | 2412.38 | 2760.5 | 3409.5 |  | Zone Total (MW) | 5700.95 | 7975.55 | 5233.56 | 5825.56

## PreviousTPP_Alignment_Summary
The tables below summarize the number of substations with non-alignment flags for having less resources mapped than in the previous 24-25 TPP base case by CAISO study area and resource type. There are separate tables comparing the 2035 initial mapping results to the 24-25 TPP's 2034 mapping results and initial 2040 mapping results to the 24-25 TPP's 2039 mapping results.
|  | PG&E NGBA | PG&E GBA | PG&E FRESNO | PG&E KERN | SCE Northern | SCE Metro | SCE NOL | EOP | SCE Eastern | SDGE
2035 Portfolio Mapping – Number of substations by CAISO study area with less resources mapped
Resource Type | Level of Decrease at Sub | PG&E North of Greater Bay | PG&E Greater Bay | PG&E Fresno | PG&E Kern | SCE Northern Area | SCE Metro | SCE North of Lugo | East of Pisgah | SCE Eastern | SDG&E | Notes
Geothermal | Slight* | 0 | 0 | 0 | 0 | 0 | 0 | 0 | 0 | 1 | 1
| Significant** | 1 | 0 | 0 | 0 | 0 | 0 | 0 | 2 | 0 | 0
Biomass | Slight | 0 | 0 | 0 | 0 | 0 | 0 | 0 | 0 | 0 | 0
| Significant | 13 | 8 | 5 | 3 | 1 | 0 | 1 | 0 | 0 | 0
Wind, Onshore | Slight | 0 | 0 | 0 | 0 | 0 | 0 | 0 | 0 | 0 | 0
| Significant | 4 | 1 | 1 | 1 | 0 | 0 | 0 | 1 | 0 | 2
OOS Wind | Slight | 0 | 0 | 0 | 0 | 0 | 0 | 0 | 0 | 0 | 0
| Significant | 0 | 0 | 0 | 0 | 0 | 0 | 0 | 0 | 0 | 0
Offshore Wind | Slight | 0 | 0 | 0 | 1 | 0 | 0 | 0 | 0 | 0 | 0
| Significant | 0 | 0 | 0 | 0 | 0 | 0 | 0 | 0 | 0 | 0
Distributed_Solar | Slight | 0 | 1 | 0 | 2 | 0 | 0 | 0 | 0 | 0 | 0
| Significant | 7 | 7 | 9 | 4 | 0 | 1 | 1 | 0 | 0 | 1
Solar | Slight | 0 | 0 | 3 | 2 | 2 | 0 | 1 | 1 | 0 | 0
| Significant | 4 | 0 | 2 | 1 | 2 | 0 | 2 | 3 | 2 | 1
Total Battery | Slight | 0 | 1 | 1 | 0 | 1 | 0 | 1 | 0 | 1 | 0
| Significant | 4 | 6 | 3 | 3 | 5 | 6 | 1 | 3 | 1 | 7
LDES | Slight | 0 | 0 | 0 | 0 | 0 | 0 | 0 | 0 | 0 | 0
| Significant | 1 | 0 | 0 | 0 | 0 | 0 | 0 | 0 | 0 | 0
*<100 MW or <10% (level-3 alignment)
**<500 MW or <33% (level-4 or -5 alignment)
|  | PG&E NGBA | PG&E GBA | PG&E FRESNO | PG&E KERN | SCE Northern | SCE Metro | SCE NOL | EOP | SCE Eastern | SDGE
2040 Mapping – Number of substations by CAISO study area with less resources mapped
Resource Type | Level of Decrease at Sub | PG&E North of Greater Bay | PG&E Greater Bay | PG&E Fresno | PG&E Kern | SCE Northern Area | SCE Metro | SCE North of Lugo | East of Pisgah | SCE Eastern | SDG&E
Geothermal | Slight* | 0 | 0 | 0 | 0 | 0 | 0 | 0 | 0 | 1 | 1
| Significant** | 1 | 0 | 0 | 0 | 0 | 0 | 0 | 2 | 0 | 0
Biomass | Slight | 0 | 0 | 0 | 0 | 0 | 0 | 0 | 0 | 0 | 0
| Significant | 13 | 8 | 5 | 3 | 1 | 0 | 1 | 0 | 0 | 0
Wind, Onshore | Slight | 0 | 0 | 0 | 0 | 0 | 0 | 0 | 0 | 0 | 0
| Significant | 4 | 1 | 1 | 1 | 0 | 0 | 0 | 1 | 0 | 2
OOS Wind | Slight | 0 | 0 | 0 | 0 | 0 | 0 | 0 | 1 | 0 | 0
| Significant | 0 | 0 | 0 | 0 | 0 | 0 | 0 | 0 | 1 | 0
Offshore Wind | Slight | 0 | 0 | 0 | 1 | 0 | 0 | 0 | 0 | 0 | 0
| Significant | 0 | 0 | 0 | 0 | 0 | 0 | 0 | 0 | 0 | 0
Distributed_Solar | Slight | 0 | 1 | 0 | 2 | 0 | 0 | 0 | 0 | 0 | 0
| Significant | 7 | 7 | 9 | 4 | 0 | 2 | 2 | 0 | 0 | 0
Solar | Slight | 0 | 0 | 3 | 0 | 1 | 0 | 1 | 0 | 2 | 0
| Significant | 5 | 2 | 0 | 4 | 1 | 0 | 4 | 3 | 1 | 1
Total Battery | Slight | 1 | 2 | 2 | 2 | 2 | 1 | 2 | 0 | 1 | 0
| Significant | 7 | 6 | 2 | 4 | 3 | 5 | 3 | 6 | 1 | 7
LDES | Slight | 0 | 0 | 0 | 0 | 0 | 0 | 0 | 0 | 0 | 1
| Significant | 1 | 0 | 0 | 0 | 0 | 0 | 0 | 0 | 0 | 0
*100 MW or 10% less (level-3 alignment)
**500 MW or 33% less (level-4 or -5 alignment)

## PreviousTPP_Analysis_2035
Consistency with previous the 24-25 TPP base case for the mapped 2035 portfolio. Criteria alignment flags are shown by resources and substation in columns BO through BY. | [49 empty] | MW | Percentage | Flag
[48 empty] | Slightly Less |  | -100 | 10% | 1
|  |  | Sum of In-Development and Generic Portfollio Resources in 2035 mapping | [19 empty] | Amount Mapped in 24-25 TPP Base Case (2034) | [21 empty] | Difference Flag Calculator |  |  | Signifcantly Less |  | -500 | 33% | 2 | [12 empty] | Criteria Alignment Level by Resource
|  |  | Geothermal | Biomass | Wind | Wind | Wind | OOS Wind | OOS Wind | OOS Wind | Offshore Wind | Offshore Wind | Offshore Wind | Distributed Solar | Solar | Solar | Solar | Battery_4hr | Battery_8hr | Battery | LDES | Has |  | Geothermal | Biomass | Wind | Wind | Wind | OOS Wind | OOS Wind | OOS Wind | Offshore Wind | Offshore Wind | Offshore Wind | Distributed Solar | Solar | Solar | Solar | Battery_4hr | Battery_8hr | Battery | LDES | Has | Has Approved |  | Geothermal | Biomass | Wind | Wind | Wind | OOS Wind | OOS Wind | OOS Wind | Offshore Wind | Offshore Wind | Offshore Wind | Distributed Solar | Solar | Solar | Solar | Battery_4hr | Battery_8hr | Battery | LDES |  | Geothermal | Biomass | Wind | OOS Wind | Offshore Wind | Distributed Solar | Solar | Battery_4hr | Battery_8hr | Battery | LDES | Has Non-
CAISO Study Area | Substation | Voltage | FCDS | FCDS | FCDS | EODS | Total | FCDS | EODS | Total | FCDS | EODS | Total | EODS | FCDS | EODS | Total | FCDS | FCDS | Total | FCDS | Res |  | FCDS | FCDS | FCDS | EODS | Total | FCDS | EODS | Total | FCDS | EODS | Total | FCDS | FCDS | EODS | Total | FCDS | FCDS | Total | FCDS | Res | TPP Upgrade |  | FCDS | FCDS | FCDS | EODS | Total | FCDS | EODS | Total | FCDS | EODS | Total | FCDS | FCDS | EODS | Total | FCDS | FCDS | Total | FCDS |  | Alignment Level | Alignment Level | Alignment Level | Alignment Level | Alignment Level | Alignment Level | Alignment Level | Alignment Level | Alignment Level | Alignment Level | Alignment Level | Alignment
PG&E KERN | 7th Standard | 115 | 0 | 0 | 0 | 0 | 0 | 0 | 0 | 0 | 0 | 0 | 0 | 0 | 0 | 0 | 0 | 0 | 0 | 0 | 0 | 0 |  | 0 | 0 | 0 | 0 | 0 | 0 | 0 | 0 | 0 | 0 | 0 | 2.5 | 0 | 0 | 0 | 0 | 0 | 0 | 0 | 1 | 0 |  | 0 | 0 | 0 | 0 | 0 | 0 | 0 | 0 | 0 | 0 | 0 | 2 | 0 | 0 | 0 | 0 | 0 | 0 | 0 |  | 1 | 1 | 1 | 1 | 1 | 4 | 1 | 1 | 1 | 1 | 1 | 1
SCE Metro | Alamitos | 230 | 0 | 0 | 0 | 0 | 0 | 0 | 0 | 0 | 0 | 0 | 0 | 0 | 0 | 0 | 0 | 82 | 0 | 82 | 0 | 1 |  | 0 | 0 | 0 | 0 | 0 | 0 | 0 | 0 | 0 | 0 | 0 | 0 | 0 | 0 | 0 | 0 | 0 | 0 | 0 | 0 | 0 |  | 0 | 0 | 0 | 0 | 0 | 0 | 0 | 0 | 0 | 0 | 0 | 0 | 0 | 0 | 0 | 0 | 0 | 0 | 0 |  | 1 | 1 | 1 | 1 | 1 | 1 | 1 | 1 | 1 | 1 | 1 | 0
SCE Eastern | Alberhill | 115 | 0 | 0 | 0 | 0 | 0 | 0 | 0 | 0 | 0 | 0 | 0 | 0 | 0 | 0 | 0 | 0 | 0 | 0 | 0 | 0 |  | 0 | 0 | 0 | 0 | 0 | 0 | 0 | 0 | 0 | 0 | 0 | 0 | 0 | 0 | 0 | 0 | 0 | 0 | 0 | 0 | 1 |  | 0 | 0 | 0 | 0 | 0 | 0 | 0 | 0 | 0 | 0 | 0 | 0 | 0 | 0 | 0 | 0 | 0 | 0 | 0 |  | 1 | 1 | 1 | 1 | 1 | 1 | 1 | 1 | 1 | 1 | 1 | 0
SCE Eastern | Alberhill | 500 | 0 | 0 | 0 | 0 | 0 | 0 | 0 | 0 | 0 | 0 | 0 | 0 | 0 | 0 | 0 | 0 | 0 | 0 | 0 | 0 |  | 0 | 0 | 0 | 0 | 0 | 0 | 0 | 0 | 0 | 0 | 0 | 0 | 0 | 0 | 0 | 0 | 0 | 0 | 0 | 0 | 1 |  | 0 | 0 | 0 | 0 | 0 | 0 | 0 | 0 | 0 | 0 | 0 | 0 | 0 | 0 | 0 | 0 | 0 | 0 | 0 |  | 1 | 1 | 1 | 1 | 1 | 1 | 1 | 1 | 1 | 1 | 1 | 0
PG&E GBA | Alhambra | 115 | 0 | 0 | 0 | 0 | 0 | 0 | 0 | 0 | 0 | 0 | 0 | 0 | 0 | 0 | 0 | 0 | 0 | 0 | 0 | 0 |  | 0 | 0 | 0 | 0 | 0 | 0 | 0 | 0 | 0 | 0 | 0 | 0 | 0 | 0 | 0 | 0 | 0 | 0 | 0 | 0 | 1 |  | 0 | 0 | 0 | 0 | 0 | 0 | 0 | 0 | 0 | 0 | 0 | 0 | 0 | 0 | 0 | 0 | 0 | 0 | 0 |  | 1 | 1 | 1 | 1 | 1 | 1 | 1 | 1 | 1 | 1 | 1 | 0
PG&E FRESNO | Alpaugh | 115 | 0 | 0 | 0 | 0 | 0 | 0 | 0 | 0 | 0 | 0 | 0 | 3 | 0 | 0 | 0 | 10 | 0 | 10 | 0 | 1 |  | 0 | 0 | 0 | 0 | 0 | 0 | 0 | 0 | 0 | 0 | 0 | 6 | 0 | 0 | 0 | 10 | 0 | 10 | 0 | 1 | 0 |  | 0 | 0 | 0 | 0 | 0 | 0 | 0 | 0 | 0 | 0 | 0 | 2 | 0 | 0 | 0 | 0 | 0 | 0 | 0 |  | 1 | 1 | 1 | 1 | 1 | 4 | 1 | 1 | 1 | 1 | 1 | 1
SDGE | Alpine | 69 | 0 | 0 | 0 | 0 | 0 | 0 | 0 | 0 | 0 | 0 | 0 | 0 | 0 | 0 | 0 | 6 | 0 | 6 | 0 | 1 |  | 0 | 0 | 0 | 0 | 0 | 0 | 0 | 0 | 0 | 0 | 0 | 0 | 0 | 0 | 0 | 0 | 0 | 0 | 0 | 0 | 3 |  | 0 | 0 | 0 | 0 | 0 | 0 | 0 | 0 | 0 | 0 | 0 | 0 | 0 | 0 | 0 | 0 | 0 | 0 | 0 |  | 1 | 1 | 1 | 1 | 1 | 1 | 1 | 1 | 1 | 1 | 1 | 0
PG&E GBA | Altamont Midway (Sandhill) | 230 | 0 | 0 | 5 | 0 | 5 | 0 | 0 | 0 | 0 | 0 | 0 | 0 | 0 | 0 | 0 | 0 | 0 | 0 | 0 | 1 |  | 0 | 0 | 5 | 0 | 5 | 0 | 0 | 0 | 0 | 0 | 0 | 0 | 0 | 0 | 0 | 0 | 0 | 0 | 0 | 1 | 0 |  | 0 | 0 | 0 | 0 | 0 | 0 | 0 | 0 | 0 | 0 | 0 | 0 | 0 | 0 | 0 | 0 | 0 | 0 | 0 |  | 1 | 1 | 1 | 1 | 1 | 1 | 1 | 1 | 1 | 1 | 1 | 0
SCE Northern | Antelope | 66 | 0 | 0 | 0 | 0 | 0 | 0 | 0 | 0 | 0 | 0 | 0 | 0 | 0 | 20 | 20 | 0 | 0 | 0 | 0 | 1 |  | 0 | 0 | 0 | 0 | 0 | 0 | 0 | 0 | 0 | 0 | 0 | 0 | 0 | 0 | 0 | 0 | 0 | 0 | 0 | 0 | 0 |  | 0 | 0 | 0 | 0 | 0 | 0 | 0 | 0 | 0 | 0 | 0 | 0 | 0 | 0 | 0 | 0 | 0 | 0 | 0 |  | 1 | 1 | 1 | 1 | 1 | 1 | 1 | 1 | 1 | 1 | 1 | 0
SCE Northern | Antelope | 230 | 0 | 0 | 200 | 0 | 200 | 0 | 0 | 0 | 0 | 0 | 0 | 6 | 56 | 0 | 56 | 28 | 0 | 28 | 0 | 1 |  | 0 | 0 | 140 | 16 | 156 | 0 | 0 | 0 | 0 | 0 | 0 | 2 | 217 | 38 | 255 | 28 | 24 | 52 | 0 | 1 | 0 |  | 0 | 0 | 0 | 2 | 0 | 0 | 0 | 0 | 0 | 0 | 0 | 0 | 2 | 2 | 2 | 0 | 2 | 2 | 0 |  | 1 | 1 | 1 | 1 | 1 | 1 | 4 | 1 | 4 | 4 | 1 | 1
SCE Northern | Antelope | 500 | 0 | 0 | 0 | 0 | 0 | 0 | 0 | 0 | 0 | 0 | 0 | 0 | 0 | 0 | 0 | 0 | 0 | 0 | 0 | 0 |  | 0 | 0 | 0 | 0 | 0 | 0 | 0 | 0 | 0 | 0 | 0 | 0 | 0 | 0 | 0 | 0 | 0 | 0 | 0 | 0 | 0 |  | 0 | 0 | 0 | 0 | 0 | 0 | 0 | 0 | 0 | 0 | 0 | 0 | 0 | 0 | 0 | 0 | 0 | 0 | 0 |  | 1 | 1 | 1 | 1 | 1 | 1 | 1 | 1 | 1 | 1 | 1 | 0
PG&E NGBA | Arcata | 60 | 0 | 0 | 0 | 0 | 0 | 0 | 0 | 0 | 0 | 0 | 0 | 7 | 0 | 0 | 0 | 2.5 | 0 | 2.5 | 0 | 1 |  | 0 | 0 | 0 | 0 | 0 | 0 | 0 | 0 | 0 | 0 | 0 | 0 | 0 | 0 | 0 | 0 | 0 | 0 | 0 | 0 | 0 |  | 0 | 0 | 0 | 0 | 0 | 0 | 0 | 0 | 0 | 0 | 0 | 0 | 0 | 0 | 0 | 0 | 0 | 0 | 0 |  | 1 | 1 | 1 | 1 | 1 | 1 | 1 | 1 | 1 | 1 | 1 | 0
PG&E KERN | Arco | 230 | 0 | 0 | 0 | 0 | 0 | 0 | 0 | 0 | 0 | 0 | 0 | 4.79 | 125 | 225 | 350 | 0 | 0 | 0 | 0 | 1 |  | 0 | 0 | 0 | 0 | 0 | 0 | 0 | 0 | 0 | 0 | 0 | 6.99 | 85 | 315 | 400 | 170.4 | 0 | 170.4 | 0 | 1 | 0 |  | 0 | 0 | 0 | 0 | 0 | 0 | 0 | 0 | 0 | 0 | 0 | 1 | 0 | 1 | 1 | 2 | 0 | 2 | 0 |  | 1 | 1 | 1 | 1 | 1 | 3 | 3 | 4 | 1 | 4 | 1 | 1
PG&E KERN | Arco | 70 | 0 | 0 | 0 | 0 | 0 | 0 | 0 | 0 | 0 | 0 | 0 | 0 | 0 | 0 | 0 | 2 | 0 | 2 | 0 | 1 |  | 0 | 0 | 0 | 0 | 0 | 0 | 0 | 0 | 0 | 0 | 0 | 0 | 0 | 0 | 0 | 0 | 0 | 0 | 0 | 0 | 0 |  | 0 | 0 | 0 | 0 | 0 | 0 | 0 | 0 | 0 | 0 | 0 | 0 | 0 | 0 | 0 | 0 | 0 | 0 | 0 |  | 1 | 1 | 1 | 1 | 1 | 1 | 1 | 1 | 1 | 1 | 1 | 0
SCE Metro | ArcoGen | 230 | 0 | 0 | 0 | 0 | 0 | 0 | 0 | 0 | 0 | 0 | 0 | 0 | 0 | 0 | 0 | 0 | 0 | 0 | 0 | 0 |  | 0 | 0 | 0 | 0 | 0 | 0 | 0 | 0 | 0 | 0 | 0 | 0 | 0 | 0 | 0 | 0 | 0 | 0 | 0 | 0 | 0 |  | 0 | 0 | 0 | 0 | 0 | 0 | 0 | 0 | 0 | 0 | 0 | 0 | 0 | 0 | 0 | 0 | 0 | 0 | 0 |  | 1 | 1 | 1 | 1 | 1 | 1 | 1 | 1 | 1 | 1 | 1 | 0
SDGE | Artesian | 230 | 0 | 0 | 0 | 0 | 0 | 0 | 0 | 0 | 0 | 0 | 0 | 0 | 0 | 0 | 0 | 0 | 0 | 0 | 0 | 0 |  | 0 | 0 | 0 | 0 | 0 | 0 | 0 | 0 | 0 | 0 | 0 | 0 | 0 | 0 | 0 | 0 | 0 | 0 | 0 | 0 | 3 |  | 0 | 0 | 0 | 0 | 0 | 0 | 0 | 0 | 0 | 0 | 0 | 0 | 0 | 0 | 0 | 0 | 0 | 0 | 0 |  | 1 | 1 | 1 | 1 | 1 | 1 | 1 | 1 | 1 | 1 | 1 | 0
SDGE | Artesian | 69 | 0 | 0 | 0 | 0 | 0 | 0 | 0 | 0 | 0 | 0 | 0 | 0 | 0 | 0 | 0 | 0 | 0 | 0 | 0 | 0 |  | 0 | 0 | 0 | 0 | 0 | 0 | 0 | 0 | 0 | 0 | 0 | 0 | 0 | 0 | 0 | 0 | 0 | 0 | 0 | 0 | 2 |  | 0 | 0 | 0 | 0 | 0 | 0 | 0 | 0 | 0 | 0 | 0 | 0 | 0 | 0 | 0 | 0 | 0 | 0 | 0 |  | 1 | 1 | 1 | 1 | 1 | 1 | 1 | 1 | 1 | 1 | 1 | 0
PG&E FRESNO | Ashlan | 230 | 0 | 0 | 0 | 0 | 0 | 0 | 0 | 0 | 0 | 0 | 0 | 0 | 0 | 0 | 0 | 0 | 0 | 0 | 0 | 0 |  | 0 | 0 | 0 | 0 | 0 | 0 | 0 | 0 | 0 | 0 | 0 | 0 | 0 | 0 | 0 | 0 | 0 | 0 | 0 | 0 | 1 |  | 0 | 0 | 0 | 0 | 0 | 0 | 0 | 0 | 0 | 0 | 0 | 0 | 0 | 0 | 0 | 0 | 0 | 0 | 0 |  | 1 | 1 | 1 | 1 | 1 | 1 | 1 | 1 | 1 | 1 | 1 | 0
PG&E NGBA | Atlantic | 115 | 0 | 0 | 0 | 0 | 0 | 0 | 0 | 0 | 0 | 0 | 0 | 0 | 0 | 0 | 0 | 0 | 0 | 0 | 0 | 0 |  | 0 | 0 | 0 | 0 | 0 | 0 | 0 | 0 | 0 | 0 | 0 | 0 | 0 | 0 | 0 | 0 | 0 | 0 | 0 | 0 | 0 |  | 0 | 0 | 0 | 0 | 0 | 0 | 0 | 0 | 0 | 0 | 0 | 0 | 0 | 0 | 0 | 0 | 0 | 0 | 0 |  | 1 | 1 | 1 | 1 | 1 | 1 | 1 | 1 | 1 | 1 | 1 | 0
PG&E NGBA | Atlantic | 230 | 0 | 0 | 0 | 0 | 0 | 0 | 0 | 0 | 0 | 0 | 0 | 0 | 0 | 0 | 0 | 0 | 0 | 0 | 0 | 0 |  | 0 | 0 | 0 | 0 | 0 | 0 | 0 | 0 | 0 | 0 | 0 | 0 | 0 | 0 | 0 | 0 | 0 | 0 | 0 | 0 | 0 |  | 0 | 0 | 0 | 0 | 0 | 0 | 0 | 0 | 0 | 0 | 0 | 0 | 0 | 0 | 0 | 0 | 0 | 0 | 0 |  | 1 | 1 | 1 | 1 | 1 | 1 | 1 | 1 | 1 | 1 | 1 | 0
PG&E NGBA | Atlantic | 60 | 0 | 0 | 0 | 0 | 0 | 0 | 0 | 0 | 0 | 0 | 0 | 0 | 0 | 0 | 0 | 0 | 0 | 0 | 0 | 0 |  | 0 | 0 | 0 | 0 | 0 | 0 | 0 | 0 | 0 | 0 | 0 | 0 | 0 | 0 | 0 | 0 | 0 | 0 | 0 | 0 | 0 |  | 0 | 0 | 0 | 0 | 0 | 0 | 0 | 0 | 0 | 0 | 0 | 0 | 0 | 0 | 0 | 0 | 0 | 0 | 0 |  | 1 | 1 | 1 | 1 | 1 | 1 | 1 | 1 | 1 | 1 | 1 | 0
PG&E FRESNO | Atwater | 115 | 0 | 0 | 0 | 0 | 0 | 0 | 0 | 0 | 0 | 0 | 0 | 2 | 0 | 0 | 0 | 0 | 0 | 0 | 0 | 1 |  | 0 | 0 | 0 | 0 | 0 | 0 | 0 | 0 | 0 | 0 | 0 | 0 | 0 | 0 | 0 | 0 | 0 | 0 | 0 | 0 | 1 |  | 0 | 0 | 0 | 0 | 0 | 0 | 0 | 0 | 0 | 0 | 0 | 0 | 0 | 0 | 0 | 0 | 0 | 0 | 0 |  | 1 | 1 | 1 | 1 | 1 | 1 | 1 | 1 | 1 | 1 | 1 | 0
PG&E GBA | Avena | 115 | 0 | 0 | 0 | 0 | 0 | 0 | 0 | 0 | 0 | 0 | 0 | 0 | 0 | 0 | 0 | 0 | 0 | 0 | 0 | 0 |  | 0 | 0 | 0 | 0 | 0 | 0 | 0 | 0 | 0 | 0 | 0 | 0 | 0 | 0 | 0 | 0 | 0 | 0 | 0 | 0 | 0 |  | 0 | 0 | 0 | 0 | 0 | 0 | 0 | 0 | 0 | 0 | 0 | 0 | 0 | 0 | 0 | 0 | 0 | 0 | 0 |  | 1 | 1 | 1 | 1 | 1 | 1 | 1 | 1 | 1 | 1 | 1 | 0
SDGE | Avocado | 69 | 0 | 0 | 0 | 0 | 0 | 0 | 0 | 0 | 0 | 0 | 0 | 0 | 0 | 0 | 0 | 29.6 | 0 | 29.6 | 0 | 1 |  | 0 | 0 | 0 | 0 | 0 | 0 | 0 | 0 | 0 | 0 | 0 | 0 | 0 | 0 | 0 | 29.6 | 0 | 29.6 | 0 | 1 | 2 |  | 0 | 0 | 0 | 0 | 0 | 0 | 0 | 0 | 0 | 0 | 0 | 0 | 0 | 0 | 0 | 0 | 0 | 0 | 0 |  | 1 | 1 | 1 | 1 | 1 | 1 | 1 | 1 | 1 | 1 | 1 | 0
PG&E NGBA | Bahia | 230 | 0 | 0 | 0 | 0 | 0 | 0 | 0 | 0 | 0 | 0 | 0 | 0 | 0 | 0 | 0 | 0 | 0 | 0 | 0 | 0 |  | 0 | 0 | 0 | 0 | 0 | 0 | 0 | 0 | 0 | 0 | 0 | 0 | 0 | 0 | 0 | 0 | 0 | 0 | 0 | 0 | 1 |  | 0 | 0 | 0 | 0 | 0 | 0 | 0 | 0 | 0 | 0 | 0 | 0 | 0 | 0 | 0 | 0 | 0 | 0 | 0 |  | 1 | 1 | 1 | 1 | 1 | 1 | 1 | 1 | 1 | 1 | 1 | 0
SCE Northern | Bailey | 230 | 0 | 0 | 0 | 0 | 0 | 0 | 0 | 0 | 0 | 0 | 0 | 0 | 0 | 0 | 0 | 0 | 0 | 0 | 0 | 0 |  | 0 | 0 | 0 | 0 | 0 | 0 | 0 | 0 | 0 | 0 | 0 | 0 | 0 | 0 | 0 | 0 | 0 | 0 | 0 | 0 | 0 |  | 0 | 0 | 0 | 0 | 0 | 0 | 0 | 0 | 0 | 0 | 0 | 0 | 0 | 0 | 0 | 0 | 0 | 0 | 0 |  | 1 | 1 | 1 | 1 | 1 | 1 | 1 | 1 | 1 | 1 | 1 | 0
SCE NOL | Baker | 115 | 0 | 0 | 0 | 0 | 0 | 0 | 0 | 0 | 0 | 0 | 0 | 0 | 0 | 0 | 0 | 0 | 0 | 0 | 0 | 0 |  | 0 | 0 | 0 | 0 | 0 | 0 | 0 | 0 | 0 | 0 | 0 | 0 | 0 | 0 | 0 | 0 | 0 | 0 | 0 | 0 | 3 |  | 0 | 0 | 0 | 0 | 0 | 0 | 0 | 0 | 0 | 0 | 0 | 0 | 0 | 0 | 0 | 0 | 0 | 0 | 0 |  | 1 | 1 | 1 | 1 | 1 | 1 | 1 | 1 | 1 | 1 | 1 | 0
PG&E KERN | Bakersfield | 230 | 0 | 0 | 0 | 0 | 0 | 0 | 0 | 0 | 0 | 0 | 0 | 0 | 0 | 0 | 0 | 0 | 0 | 0 | 0 | 0 |  | 0 | 0 | 0 | 0 | 0 | 0 | 0 | 0 | 0 | 0 | 0 | 0 | 0 | 0 | 0 | 0 | 0 | 0 | 0 | 0 | 0 |  | 0 | 0 | 0 | 0 | 0 | 0 | 0 | 0 | 0 | 0 | 0 | 0 | 0 | 0 | 0 | 0 | 0 | 0 | 0 |  | 1 | 1 | 1 | 1 | 1 | 1 | 1 | 1 | 1 | 1 | 1 | 0
PG&E FRESNO | Balch | 230 | 0 | 0 | 0 | 0 | 0 | 0 | 0 | 0 | 0 | 0 | 0 | 0 | 0 | 0 | 0 | 0 | 0 | 0 | 0 | 0 |  | 0 | 3 | 0 | 0 | 0 | 0 | 0 | 0 | 0 | 0 | 0 | 0 | 0 | 0 | 0 | 0 | 0 | 0 | 0 | 1 | 1 |  | 0 | 2 | 0 | 0 | 0 | 0 | 0 | 0 | 0 | 0 | 0 | 0 | 0 | 0 | 0 | 0 | 0 | 0 | 0 |  | 1 | 5 | 1 | 1 | 1 | 1 | 1 | 1 | 1 | 1 | 1 | 1
SCE Eastern | Bannister | 230 | 0 | 0 | 0 | 0 | 0 | 0 | 0 | 0 | 0 | 0 | 0 | 0 | 0 | 0 | 0 | 0 | 0 | 0 | 0 | 0 |  | 0 | 0 | 0 | 0 | 0 | 0 | 0 | 0 | 0 | 0 | 0 | 0 | 0 | 0 | 0 | 0 | 0 | 0 | 0 | 0 | 1 |  | 0 | 0 | 0 | 0 | 0 | 0 | 0 | 0 | 0 | 0 | 0 | 0 | 0 | 0 | 0 | 0 | 0 | 0 | 0 |  | 1 | 1 | 1 | 1 | 1 | 1 | 1 | 1 | 1 | 1 | 1 | 0
SCE Metro | Barre | 230 | 0 | 0 | 0 | 0 | 0 | 0 | 0 | 0 | 0 | 0 | 0 | 0 | 10 | 10 | 20 | 10 | 0 | 10 | 0 | 1 |  | 0 | 0 | 0 | 0 | 0 | 0 | 0 | 0 | 0 | 0 | 0 | 23 | 0 | 0 | 0 | 10 | 0 | 10 | 0 | 1 | 0 |  | 0 | 0 | 0 | 0 | 0 | 0 | 0 | 0 | 0 | 0 | 0 | 2 | 0 | 0 | 0 | 0 | 0 | 0 | 0 |  | 1 | 1 | 1 | 1 | 1 | 4 | 1 | 1 | 1 | 1 | 1 | 1
SDGE | Bay Boulevard | 69 | 0 | 0 | 0 | 0 | 0 | 0 | 0 | 0 | 0 | 0 | 0 | 0 | 0 | 0 | 0 | 0 | 0 | 0 | 0 | 0 |  | 0 | 0 | 0 | 0 | 0 | 0 | 0 | 0 | 0 | 0 | 0 | 0 | 0 | 0 | 0 | 0 | 0 | 0 | 0 | 0 | 4 |  | 0 | 0 | 0 | 0 | 0 | 0 | 0 | 0 | 0 | 0 | 0 | 0 | 0 | 0 | 0 | 0 | 0 | 0 | 0 |  | 1 | 1 | 1 | 1 | 1 | 1 | 1 | 1 | 1 | 1 | 1 | 0
SDGE | Bay Boulevard | 230 | 0 | 0 | 0 | 0 | 0 | 0 | 0 | 0 | 0 | 0 | 0 | 0 | 0 | 0 | 0 | 0 | 0 | 0 | 0 | 0 |  | 0 | 0 | 0 | 0 | 0 | 0 | 0 | 0 | 0 | 0 | 0 | 0 | 0 | 0 | 0 | 0 | 0 | 0 | 0 | 0 | 5 |  | 0 | 0 | 0 | 0 | 0 | 0 | 0 | 0 | 0 | 0 | 0 | 0 | 0 | 0 | 0 | 0 | 0 | 0 | 0 |  | 1 | 1 | 1 | 1 | 1 | 1 | 1 | 1 | 1 | 1 | 1 | 0
EOP | Beatty | 138 | 0 | 0 | 0 | 0 | 0 | 0 | 0 | 0 | 0 | 0 | 0 | 0 | 0 | 0 | 0 | 0 | 0 | 0 | 0 | 0 |  | 500 | 0 | 0 | 0 | 0 | 0 | 0 | 0 | 0 | 0 | 0 | 0 | 0 | 0 | 0 | 0 | 0 | 0 | 0 | 1 | 2 |  | 2 | 0 | 0 | 0 | 0 | 0 | 0 | 0 | 0 | 0 | 0 | 0 | 0 | 0 | 0 | 0 | 0 | 0 | 0 |  | 5 | 1 | 1 | 1 | 1 | 1 | 1 | 1 | 1 | 1 | 1 | 1
EOP | Beatty | 230 | 450 | 0 | 0 | 0 | 0 | 0 | 0 | 0 | 0 | 0 | 0 | 0 | 0 | 0 | 0 | 0 | 0 | 0 | 0 | 1 |  | 0 | 0 | 0 | 0 | 0 | 0 | 0 | 0 | 0 | 0 | 0 | 0 | 0 | 0 | 0 | 0 | 0 | 0 | 0 | 0 | 2 |  | 0 | 0 | 0 | 0 | 0 | 0 | 0 | 0 | 0 | 0 | 0 | 0 | 0 | 0 | 0 | 0 | 0 | 0 | 0 |  | 1 | 1 | 1 | 1 | 1 | 1 | 1 | 1 | 1 | 1 | 1 | 0
PG&E NGBA | Belden | 230 | 0 | 0 | 0 | 0 | 0 | 0 | 0 | 0 | 0 | 0 | 0 | 0 | 0 | 0 | 0 | 0 | 0 | 0 | 0 | 0 |  | 0 | 0 | 0 | 0 | 0 | 0 | 0 | 0 | 0 | 0 | 0 | 0 | 0 | 0 | 0 | 0 | 0 | 0 | 0 | 0 | 0 |  | 0 | 0 | 0 | 0 | 0 | 0 | 0 | 0 | 0 | 0 | 0 | 0 | 0 | 0 | 0 | 0 | 0 | 0 | 0 |  | 1 | 1 | 1 | 1 | 1 | 1 | 1 | 1 | 1 | 1 | 1 | 0
PG&E NGBA | Bell | 115 | 0 | 0 | 0 | 0 | 0 | 0 | 0 | 0 | 0 | 0 | 0 | 0 | 0 | 0 | 0 | 0 | 0 | 0 | 0 | 0 |  | 0 | 0 | 0 | 0 | 0 | 0 | 0 | 0 | 0 | 0 | 0 | 0 | 0 | 0 | 0 | 0 | 0 | 0 | 0 | 0 | 0 |  | 0 | 0 | 0 | 0 | 0 | 0 | 0 | 0 | 0 | 0 | 0 | 0 | 0 | 0 | 0 | 0 | 0 | 0 | 0 |  | 1 | 1 | 1 | 1 | 1 | 1 | 1 | 1 | 1 | 1 | 1 | 0
PG&E NGBA | Bellevue | 115 | 0 | 0 | 0 | 0 | 0 | 0 | 0 | 0 | 0 | 0 | 0 | 0 | 0 | 0 | 0 | 0 | 0 | 0 | 0 | 0 |  | 0 | 0 | 0 | 0 | 0 | 0 | 0 | 0 | 0 | 0 | 0 | 0.96 | 0 | 0 | 0 | 0 | 0 | 0 | 0 | 1 | 1 |  | 0 | 0 | 0 | 0 | 0 | 0 | 0 | 0 | 0 | 0 | 0 | 2 | 0 | 0 | 0 | 0 | 0 | 0 | 0 |  | 1 | 1 | 1 | 1 | 1 | 5 | 1 | 1 | 1 | 1 | 1 | 1
PG&E GBA | Bellota | 115 | 0 | 0 | 0 | 0 | 0 | 0 | 0 | 0 | 0 | 0 | 0 | 0 | 0 | 0 | 0 | 0 | 0 | 0 | 0 | 0 |  | 0 | 1 | 0 | 0 | 0 | 0 | 0 | 0 | 0 | 0 | 0 | 0 | 0 | 0 | 0 | 0 | 0 | 0 | 0 | 1 | 0 |  | 0 | 2 | 0 | 0 | 0 | 0 | 0 | 0 | 0 | 0 | 0 | 0 | 0 | 0 | 0 | 0 | 0 | 0 | 0 |  | 1 | 4 | 1 | 1 | 1 | 1 | 1 | 1 | 1 | 1 | 1 | 1
PG&E GBA | Bellota | 230 | 0 | 0 | 0 | 0 | 0 | 0 | 0 | 0 | 0 | 0 | 0 | 0 | 0 | 0 | 0 | 0 | 0 | 0 | 346 | 1 |  | 0 | 0 | 0 | 0 | 0 | 0 | 0 | 0 | 0 | 0 | 0 | 0 | 0 | 0 | 0 | 0 | 0 | 0 | 0 | 0 | 0 |  | 0 | 0 | 0 | 0 | 0 | 0 | 0 | 0 | 0 | 0 | 0 | 0 | 0 | 0 | 0 | 0 | 0 | 0 | 0 |  | 1 | 1 | 1 | 1 | 1 | 1 | 1 | 1 | 1 | 1 | 1 | 0
SCE Northern | Big Creek | 230 | 0 | 0 | 0 | 0 | 0 | 0 | 0 | 0 | 0 | 0 | 0 | 0 | 0 | 0 | 0 | 0 | 0 | 0 | 0 | 0 |  | 0 | 0 | 0 | 0 | 0 | 0 | 0 | 0 | 0 | 0 | 0 | 0 | 0 | 0 | 0 | 0 | 0 | 0 | 0 | 0 | 0 |  | 0 | 0 | 0 | 0 | 0 | 0 | 0 | 0 | 0 | 0 | 0 | 0 | 0 | 0 | 0 | 0 | 0 | 0 | 0 |  | 1 | 1 | 1 | 1 | 1 | 1 | 1 | 1 | 1 | 1 | 1 | 0
PG&E FRESNO | Biola | 70 | 0 | 0 | 0 | 0 | 0 | 0 | 0 | 0 | 0 | 0 | 0 | 0 | 0 | 0 | 0 | 0 | 0 | 0 | 0 | 0 |  | 0 | 0 | 0 | 0 | 0 | 0 | 0 | 0 | 0 | 0 | 0 | 0 | 0 | 0 | 0 | 0 | 0 | 0 | 0 | 0 | 1 |  | 0 | 0 | 0 | 0 | 0 | 0 | 0 | 0 | 0 | 0 | 0 | 0 | 0 | 0 | 0 | 0 | 0 | 0 | 0 |  | 1 | 1 | 1 | 1 | 1 | 1 | 1 | 1 | 1 | 1 | 1 | 0
PG&E GBA | Birds Landing | 230 | 0 | 0 | 234.8 | 107 | 341.8 | 0 | 0 | 0 | 0 | 0 | 0 | 0 | 0 | 0 | 0 | 0 | 0 | 0 | 0 | 1 |  | 0 | 0 | 100 | 110 | 210 | 0 | 0 | 0 | 0 | 0 | 0 | 0 | 0 | 0 | 0 | 0 | 38.4 | 38.4 | 0 | 1 | 0 |  | 0 | 0 | 0 | 0 | 0 | 0 | 0 | 0 | 0 | 0 | 0 | 0 | 0 | 0 | 0 | 0 | 2 | 2 | 0 |  | 1 | 1 | 1 | 1 | 1 | 1 | 1 | 1 | 4 | 4 | 1 | 1
SCE Northern | Bliss | 66 | 0 | 0 | 0 | 0 | 0 | 0 | 0 | 0 | 0 | 0 | 0 | 0 | 0 | 0 | 0 | 0 | 0 | 0 | 0 | 0 |  | 0 | 0 | 0 | 0 | 0 | 0 | 0 | 0 | 0 | 0 | 0 | 0 | 0 | 0 | 0 | 0 | 0 | 0 | 0 | 0 | 0 |  | 0 | 0 | 0 | 0 | 0 | 0 | 0 | 0 | 0 | 0 | 0 | 0 | 0 | 0 | 0 | 0 | 0 | 0 | 0 |  | 1 | 1 | 1 | 1 | 1 | 1 | 1 | 1 | 1 | 1 | 1 | 0
SCE Eastern | Blythe | 161 | 0 | 0 | 0 | 0 | 0 | 0 | 0 | 0 | 0 | 0 | 0 | 0 | 0 | 160 | 160 | 160 | 0 | 160 | 0 | 1 |  | 0 | 0 | 0 | 0 | 0 | 0 | 0 | 0 | 0 | 0 | 0 | 0 | 0 | 0 | 0 | 0 | 0 | 0 | 0 | 0 | 2 |  | 0 | 0 | 0 | 0 | 0 | 0 | 0 | 0 | 0 | 0 | 0 | 0 | 0 | 0 | 0 | 0 | 0 | 0 | 0 |  | 1 | 1 | 1 | 1 | 1 | 1 | 1 | 1 | 1 | 1 | 1 | 0
PG&E NGBA | Bogue | 115 | 0 | 0 | 0 | 0 | 0 | 0 | 0 | 0 | 0 | 0 | 0 | 0 | 0 | 0 | 0 | 0 | 0 | 0 | 0 | 0 |  | 0 | 0 | 0 | 0 | 0 | 0 | 0 | 0 | 0 | 0 | 0 | 0 | 0 | 0 | 0 | 0 | 0 | 0 | 0 | 0 | 0 |  | 0 | 0 | 0 | 0 | 0 | 0 | 0 | 0 | 0 | 0 | 0 | 0 | 0 | 0 | 0 | 0 | 0 | 0 | 0 |  | 1 | 1 | 1 | 1 | 1 | 1 | 1 | 1 | 1 | 1 | 1 | 0
PG&E FRESNO | Borden | 230 | 0 | 0 | 0 | 0 | 0 | 0 | 0 | 0 | 0 | 0 | 0 | 0 | 0 | 0 | 0 | 0 | 0 | 0 | 0 | 0 |  | 0 | 0 | 0 | 0 | 0 | 0 | 0 | 0 | 0 | 0 | 0 | 4.5 | 0 | 0 | 0 | 0 | 0 | 0 | 0 | 1 | 2 |  | 0 | 0 | 0 | 0 | 0 | 0 | 0 | 0 | 0 | 0 | 0 | 2 | 0 | 0 | 0 | 0 | 0 | 0 | 0 |  | 1 | 1 | 1 | 1 | 1 | 5 | 1 | 1 | 1 | 1 | 1 | 1
PG&E FRESNO | Borden | 70 | 0 | 0 | 0 | 0 | 0 | 0 | 0 | 0 | 0 | 0 | 0 | 4.5 | 0 | 0 | 0 | 0 | 0 | 0 | 0 | 1 |  | 0 | 0 | 0 | 0 | 0 | 0 | 0 | 0 | 0 | 0 | 0 | 0 | 0 | 0 | 0 | 0 | 0 | 0 | 0 | 0 | 2 |  | 0 | 0 | 0 | 0 | 0 | 0 | 0 | 0 | 0 | 0 | 0 | 0 | 0 | 0 | 0 | 0 | 0 | 0 | 0 |  | 1 | 1 | 1 | 1 | 1 | 1 | 1 | 1 | 1 | 1 | 1 | 0
SDGE | Boulevard East | 138 | 0 | 0 | 60 | 3.3 | 63.3 | 0 | 0 | 0 | 0 | 0 | 0 | 0 | 0 | 0 | 0 | 0 | 0 | 0 | 0 | 1 |  | 0 | 0 | 0 | 0 | 0 | 0 | 0 | 0 | 0 | 0 | 0 | 0 | 0 | 0 | 0 | 0 | 0 | 0 | 0 | 0 | 4 |  | 0 | 0 | 0 | 0 | 0 | 0 | 0 | 0 | 0 | 0 | 0 | 0 | 0 | 0 | 0 | 0 | 0 | 0 | 0 |  | 1 | 1 | 1 | 1 | 1 | 1 | 1 | 1 | 1 | 1 | 1 | 0
SDGE | Boulevard East | 69 | 0 | 0 | 0 | 0 | 0 | 0 | 0 | 0 | 0 | 0 | 0 | 0 | 0 | 17.4 | 17.4 | 27.15 | 0 | 27.15 | 0 | 1 |  | 0 | 0 | 0 | 0 | 0 | 0 | 0 | 0 | 0 | 0 | 0 | 0 | 0 | 0 | 0 | 0 | 0 | 0 | 0 | 0 | 4 |  | 0 | 0 | 0 | 0 | 0 | 0 | 0 | 0 | 0 | 0 | 0 | 0 | 0 | 0 | 0 | 0 | 0 | 0 | 0 |  | 1 | 1 | 1 | 1 | 1 | 1 | 1 | 1 | 1 | 1 | 1 | 0
PG&E GBA | Brentwood | 230 | 0 | 0 | 0 | 0 | 0 | 0 | 0 | 0 | 0 | 0 | 0 | 2 | 0 | 0 | 0 | 0.8 | 0 | 0.8 | 0 | 1 |  | 0 | 1 | 0 | 0 | 0 | 0 | 0 | 0 | 0 | 0 | 0 | 5.99 | 0 | 0 | 0 | 0.8 | 0 | 0.8 | 0 | 1 | 0 |  | 0 | 2 | 0 | 0 | 0 | 0 | 0 | 0 | 0 | 0 | 0 | 2 | 0 | 0 | 0 | 0 | 0 | 0 | 0 |  | 1 | 4 | 1 | 1 | 1 | 4 | 1 | 1 | 1 | 1 | 1 | 1
PG&E NGBA | Bridgeville | 115 | 0 | 8 | 0 | 0 | 0 | 0 | 0 | 0 | 0 | 0 | 0 | 0 | 0 | 0 | 0 | 0 | 0 | 0 | 0 | 1 |  | 0 | 0 | 0 | 0 | 0 | 0 | 0 | 0 | 0 | 0 | 0 | 0 | 0 | 0 | 0 | 0 | 0 | 0 | 0 | 0 | 0 |  | 0 | 0 | 0 | 0 | 0 | 0 | 0 | 0 | 0 | 0 | 0 | 0 | 0 | 0 | 0 | 0 | 0 | 0 | 0 |  | 1 | 1 | 1 | 1 | 1 | 1 | 1 | 1 | 1 | 1 | 1 | 0
PG&E NGBA | Brighton | 115 | 0 | 0 | 0 | 0 | 0 | 0 | 0 | 0 | 0 | 0 | 0 | 0 | 0 | 0 | 0 | 0 | 0 | 0 | 0 | 0 |  | 0 | 0 | 0 | 0 | 0 | 0 | 0 | 0 | 0 | 0 | 0 | 0 | 0 | 0 | 0 | 0 | 0 | 0 | 0 | 0 | 1 |  | 0 | 0 | 0 | 0 | 0 | 0 | 0 | 0 | 0 | 0 | 0 | 0 | 0 | 0 | 0 | 0 | 0 | 0 | 0 |  | 1 | 1 | 1 | 1 | 1 | 1 | 1 | 1 | 1 | 1 | 1 | 0
PG&E NGBA | Brighton | 230 | 0 | 0 | 0 | 0 | 0 | 0 | 0 | 0 | 0 | 0 | 0 | 0 | 0 | 0 | 0 | 0 | 0 | 0 | 0 | 0 |  | 0 | 0 | 0 | 0 | 0 | 0 | 0 | 0 | 0 | 0 | 0 | 0 | 0 | 0 | 0 | 0 | 0 | 0 | 0 | 0 | 1 |  | 0 | 0 | 0 | 0 | 0 | 0 | 0 | 0 | 0 | 0 | 0 | 0 | 0 | 0 | 0 | 0 | 0 | 0 | 0 |  | 1 | 1 | 1 | 1 | 1 | 1 | 1 | 1 | 1 | 1 | 1 | 0
PG&E NGBA | Brunswick | 115 | 0 | 0 | 0 | 0 | 0 | 0 | 0 | 0 | 0 | 0 | 0 | 1.9 | 0 | 0 | 0 | 0 | 0 | 0 | 0 | 1 |  | 0 | 7 | 0 | 0 | 0 | 0 | 0 | 0 | 0 | 0 | 0 | 0 | 0 | 0 | 0 | 0 | 0 | 0 | 0 | 1 | 0 |  | 0 | 2 | 0 | 0 | 0 | 0 | 0 | 0 | 0 | 0 | 0 | 0 | 0 | 0 | 0 | 0 | 0 | 0 | 0 |  | 1 | 4 | 1 | 1 | 1 | 1 | 1 | 1 | 1 | 1 | 1 | 1
PG&E NGBA | Bucks Creek | 230 | 0 | 0 | 0 | 0 | 0 | 0 | 0 | 0 | 0 | 0 | 0 | 0 | 0 | 0 | 0 | 0 | 0 | 0 | 0 | 0 |  | 0 | 0 | 0 | 0 | 0 | 0 | 0 | 0 | 0 | 0 | 0 | 0 | 0 | 0 | 0 | 0 | 0 | 0 | 0 | 0 | 0 |  | 0 | 0 | 0 | 0 | 0 | 0 | 0 | 0 | 0 | 0 | 0 | 0 | 0 | 0 | 0 | 0 | 0 | 0 | 0 |  | 1 | 1 | 1 | 1 | 1 | 1 | 1 | 1 | 1 | 1 | 1 | 0
PG&E KERN | Buena Vista | 230 | 0 | 0 | 0 | 0 | 0 | 0 | 0 | 0 | 0 | 0 | 0 | 0 | 0 | 0 | 0 | 0 | 0 | 0 | 0 | 0 |  | 0 | 0 | 0 | 0 | 0 | 0 | 0 | 0 | 0 | 0 | 0 | 0 | 0 | 0 | 0 | 0 | 0 | 0 | 0 | 0 | 0 |  | 0 | 0 | 0 | 0 | 0 | 0 | 0 | 0 | 0 | 0 | 0 | 0 | 0 | 0 | 0 | 0 | 0 | 0 | 0 |  | 1 | 1 | 1 | 1 | 1 | 1 | 1 | 1 | 1 | 1 | 1 | 0
PG&E FRESNO | Bullard | 115 | 0 | 0 | 0 | 0 | 0 | 0 | 0 | 0 | 0 | 0 | 0 | 0 | 0 | 0 | 0 | 0 | 0 | 0 | 0 | 0 |  | 0 | 0 | 0 | 0 | 0 | 0 | 0 | 0 | 0 | 0 | 0 | 0 | 0 | 0 | 0 | 0 | 0 | 0 | 0 | 0 | 2 |  | 0 | 0 | 0 | 0 | 0 | 0 | 0 | 0 | 0 | 0 | 0 | 0 | 0 | 0 | 0 | 0 | 0 | 0 | 0 |  | 1 | 1 | 1 | 1 | 1 | 1 | 1 | 1 | 1 | 1 | 1 | 0
PG&E GBA | Burlingame | 115 | 0 | 0 | 0 | 0 | 0 | 0 | 0 | 0 | 0 | 0 | 0 | 0 | 0 | 0 | 0 | 0 | 0 | 0 | 0 | 0 |  | 0 | 0 | 0 | 0 | 0 | 0 | 0 | 0 | 0 | 0 | 0 | 0 | 0 | 0 | 0 | 0 | 0 | 0 | 0 | 0 | 1 |  | 0 | 0 | 0 | 0 | 0 | 0 | 0 | 0 | 0 | 0 | 0 | 0 | 0 | 0 | 0 | 0 | 0 | 0 | 0 |  | 1 | 1 | 1 | 1 | 1 | 1 | 1 | 1 | 1 | 1 | 1 | 0
PG&E NGBA | Burney Forest | 230 | 0 | 11 | 0 | 0 | 0 | 0 | 0 | 0 | 0 | 0 | 0 | 0 | 0 | 0 | 0 | 0 | 0 | 0 | 0 | 1 |  | 0 | 0 | 0 | 0 | 0 | 0 | 0 | 0 | 0 | 0 | 0 | 0 | 0 | 0 | 0 | 0 | 0 | 0 | 0 | 0 | 0 |  | 0 | 0 | 0 | 0 | 0 | 0 | 0 | 0 | 0 | 0 | 0 | 0 | 0 | 0 | 0 | 0 | 0 | 0 | 0 |  | 1 | 1 | 1 | 1 | 1 | 1 | 1 | 1 | 1 | 1 | 1 | 0
PG&E NGBA | Butte | 115 | 0 | 0 | 0 | 0 | 0 | 0 | 0 | 0 | 0 | 0 | 0 | 0 | 0 | 0 | 0 | 0 | 0 | 0 | 0 | 0 |  | 0 | 0 | 0 | 0 | 0 | 0 | 0 | 0 | 0 | 0 | 0 | 0 | 0 | 0 | 0 | 0 | 0 | 0 | 0 | 0 | 0 |  | 0 | 0 | 0 | 0 | 0 | 0 | 0 | 0 | 0 | 0 | 0 | 0 | 0 | 0 | 0 | 0 | 0 | 0 | 0 |  | 1 | 1 | 1 | 1 | 1 | 1 | 1 | 1 | 1 | 1 | 1 | 0
PG&E KERN | Cabrillo | 115 | 0 | 0 | 0 | 0 | 0 | 0 | 0 | 0 | 0 | 0 | 0 | 0 | 0 | 0 | 0 | 0 | 0 | 0 | 0 | 0 |  | 0 | 0 | 0 | 0 | 0 | 0 | 0 | 0 | 0 | 0 | 0 | 0 | 0 | 0 | 0 | 0 | 0 | 0 | 0 | 0 | 1 |  | 0 | 0 | 0 | 0 | 0 | 0 | 0 | 0 | 0 | 0 | 0 | 0 | 0 | 0 | 0 | 0 | 0 | 0 | 0 |  | 1 | 1 | 1 | 1 | 1 | 1 | 1 | 1 | 1 | 1 | 1 | 0
PG&E FRESNO | Cal Flats | 230 | 0 | 0 | 0 | 0 | 0 | 0 | 0 | 0 | 0 | 0 | 0 | 0 | 0 | 0 | 0 | 0 | 0 | 0 | 0 | 0 |  | 0 | 0 | 0 | 0 | 0 | 0 | 0 | 0 | 0 | 0 | 0 | 0 | 0 | 0 | 0 | 0 | 0 | 0 | 0 | 0 | 0 |  | 0 | 0 | 0 | 0 | 0 | 0 | 0 | 0 | 0 | 0 | 0 | 0 | 0 | 0 | 0 | 0 | 0 | 0 | 0 |  | 1 | 1 | 1 | 1 | 1 | 1 | 1 | 1 | 1 | 1 | 1 | 0
SCE NOL | Calcite | 230 | 0 | 0 | 0 | 0 | 0 | 0 | 0 | 0 | 0 | 0 | 0 | 0 | 200 | 150 | 350 | 0 | 0 | 0 | 0 | 1 |  | 0 | 0 | 0 | 0 | 0 | 0 | 0 | 0 | 0 | 0 | 0 | 0 | 150 | 250 | 400 | 200 | 0 | 200 | 0 | 1 | 1 |  | 0 | 0 | 0 | 0 | 0 | 0 | 0 | 0 | 0 | 0 | 0 | 0 | 0 | 2 | 1 | 2 | 0 | 2 | 0 |  | 1 | 1 | 1 | 1 | 1 | 1 | 3 | 5 | 1 | 5 | 1 | 1
PG&E KERN | Caliente | 230 | 0 | 0 | 0 | 0 | 0 | 0 | 0 | 0 | 0 | 0 | 0 | 0 | 0 | 0 | 0 | 0 | 0 | 0 | 0 | 0 |  | 0 | 1 | 200 | 10 | 210 | 0 | 0 | 0 | 0 | 0 | 0 | 0 | 0 | 0 | 0 | 0 | 0 | 0 | 0 | 1 | 0 |  | 0 | 2 | 2 | 2 | 2 | 0 | 0 | 0 | 0 | 0 | 0 | 0 | 0 | 0 | 0 | 0 | 0 | 0 | 0 |  | 1 | 4 | 4 | 1 | 1 | 1 | 1 | 1 | 1 | 1 | 1 | 1
PG&E FRESNO | California Ave | 115 | 0 | 0 | 0 | 0 | 0 | 0 | 0 | 0 | 0 | 0 | 0 | 0 | 0 | 0 | 0 | 0 | 0 | 0 | 0 | 0 |  | 0 | 0 | 0 | 0 | 0 | 0 | 0 | 0 | 0 | 0 | 0 | 0 | 0 | 0 | 0 | 0 | 0 | 0 | 0 | 0 | 1 |  | 0 | 0 | 0 | 0 | 0 | 0 | 0 | 0 | 0 | 0 | 0 | 0 | 0 | 0 | 0 | 0 | 0 | 0 | 0 |  | 1 | 1 | 1 | 1 | 1 | 1 | 1 | 1 | 1 | 1 | 1 | 0
PG&E KERN | Callender | 115 | 0 | 0 | 0 | 0 | 0 | 0 | 0 | 0 | 0 | 0 | 0 | 0 | 0 | 0 | 0 | 0 | 0 | 0 | 0 | 0 |  | 0 | 0 | 0 | 0 | 0 | 0 | 0 | 0 | 0 | 0 | 0 | 0 | 0 | 0 | 0 | 0 | 0 | 0 | 0 | 0 | 0 |  | 0 | 0 | 0 | 0 | 0 | 0 | 0 | 0 | 0 | 0 | 0 | 0 | 0 | 0 | 0 | 0 | 0 | 0 | 0 |  | 1 | 1 | 1 | 1 | 1 | 1 | 1 | 1 | 1 | 1 | 1 | 0
PG&E NGBA | Calpella | 115 | 0 | 10 | 0 | 0 | 0 | 0 | 0 | 0 | 0 | 0 | 0 | 4 | 0 | 0 | 0 | 4 | 0 | 4 | 0 | 1 |  | 0 | 0 | 0 | 0 | 0 | 0 | 0 | 0 | 0 | 0 | 0 | 4 | 0 | 0 | 0 | 0 | 0 | 0 | 0 | 1 | 1 |  | 0 | 0 | 0 | 0 | 0 | 0 | 0 | 0 | 0 | 0 | 0 | 0 | 0 | 0 | 0 | 0 | 0 | 0 | 0 |  | 1 | 1 | 1 | 1 | 1 | 1 | 1 | 1 | 1 | 1 | 1 | 0
PG&E GBA | Camanche | 230 | 0 | 0 | 0 | 0 | 0 | 0 | 0 | 0 | 0 | 0 | 0 | 0 | 0 | 0 | 0 | 0 | 0 | 0 | 0 | 0 |  | 0 | 0 | 0 | 0 | 0 | 0 | 0 | 0 | 0 | 0 | 0 | 0 | 0 | 0 | 0 | 0 | 0 | 0 | 0 | 0 | 0 |  | 0 | 0 | 0 | 0 | 0 | 0 | 0 | 0 | 0 | 0 | 0 | 0 | 0 | 0 | 0 | 0 | 0 | 0 | 0 |  | 1 | 1 | 1 | 1 | 1 | 1 | 1 | 1 | 1 | 1 | 1 | 0
SDGE | Cameron | 69 | 0 | 0 | 0 | 0 | 0 | 0 | 0 | 0 | 0 | 0 | 0 | 0.84 | 0 | 0 | 0 | 0.46 | 0 | 0.46 | 0 | 1 |  | 0 | 0 | 0 | 0 | 0 | 0 | 0 | 0 | 0 | 0 | 0 | 0 | 0 | 0 | 0 | 0 | 0 | 0 | 0 | 0 | 3 |  | 0 | 0 | 0 | 0 | 0 | 0 | 0 | 0 | 0 | 0 | 0 | 0 | 0 | 0 | 0 | 0 | 0 | 0 | 0 |  | 1 | 1 | 1 | 1 | 1 | 1 | 1 | 1 | 1 | 1 | 1 | 0
SDGE | Cannon | 69 | 0 | 0 | 0 | 0 | 0 | 0 | 0 | 0 | 0 | 0 | 0 | 0 | 0 | 0 | 0 | 0 | 0 | 0 | 0 | 0 |  | 0 | 0 | 0 | 0 | 0 | 0 | 0 | 0 | 0 | 0 | 0 | 0 | 0 | 0 | 0 | 0 | 0 | 0 | 0 | 0 | 2 |  | 0 | 0 | 0 | 0 | 0 | 0 | 0 | 0 | 0 | 0 | 0 | 0 | 0 | 0 | 0 | 0 | 0 | 0 | 0 |  | 1 | 1 | 1 | 1 | 1 | 1 | 1 | 1 | 1 | 1 | 1 | 0
PG&E FRESNO | Cantua | 115 | 0 | 0 | 0 | 0 | 0 | 0 | 0 | 0 | 0 | 0 | 0 | 0 | 0 | 0 | 0 | 0 | 0 | 0 | 0 | 0 |  | 0 | 0 | 0 | 0 | 0 | 0 | 0 | 0 | 0 | 0 | 0 | 0 | 0 | 0 | 0 | 0 | 0 | 0 | 0 | 0 | 1 |  | 0 | 0 | 0 | 0 | 0 | 0 | 0 | 0 | 0 | 0 | 0 | 0 | 0 | 0 | 0 | 0 | 0 | 0 | 0 |  | 1 | 1 | 1 | 1 | 1 | 1 | 1 | 1 | 1 | 1 | 1 | 0
SDGE | Capistrano | 138 | 0 | 0 | 0 | 0 | 0 | 0 | 0 | 0 | 0 | 0 | 0 | 0 | 0 | 0 | 0 | 0 | 0 | 0 | 0 | 0 |  | 0 | 0 | 0 | 0 | 0 | 0 | 0 | 0 | 0 | 0 | 0 | 0 | 0 | 0 | 0 | 250 | 0 | 250 | 0 | 1 | 0 |  | 0 | 0 | 0 | 0 | 0 | 0 | 0 | 0 | 0 | 0 | 0 | 0 | 0 | 0 | 0 | 2 | 0 | 2 | 0 |  | 1 | 1 | 1 | 1 | 1 | 1 | 1 | 4 | 1 | 4 | 1 | 1
SDGE | Capistrano | 230 | 0 | 0 | 0 | 0 | 0 | 0 | 0 | 0 | 0 | 0 | 0 | 0 | 0 | 0 | 0 | 0 | 0 | 0 | 0 | 0 |  | 0 | 0 | 0 | 0 | 0 | 0 | 0 | 0 | 0 | 0 | 0 | 0 | 0 | 0 | 0 | 0 | 0 | 0 | 0 | 0 | 0 |  | 0 | 0 | 0 | 0 | 0 | 0 | 0 | 0 | 0 | 0 | 0 | 0 | 0 | 0 | 0 | 0 | 0 | 0 | 0 |  | 1 | 1 | 1 | 1 | 1 | 1 | 1 | 1 | 1 | 1 | 1 | 0
PG&E NGBA | Carberry | 230 | 0 | 3.6 | 0 | 0 | 0 | 0 | 0 | 0 | 0 | 0 | 0 | 0 | 0 | 0 | 0 | 0 | 0 | 0 | 0 | 1 |  | 0 | 9.6 | 0 | 0 | 0 | 0 | 0 | 0 | 0 | 0 | 0 | 0 | 0 | 0 | 0 | 0 | 0 | 0 | 0 | 1 | 0 |  | 0 | 2 | 0 | 0 | 0 | 0 | 0 | 0 | 0 | 0 | 0 | 0 | 0 | 0 | 0 | 0 | 0 | 0 | 0 |  | 1 | 4 | 1 | 1 | 1 | 1 | 1 | 1 | 1 | 1 | 1 | 1
SCE Eastern | Cardiff | 66 | 0 | 0 | 0 | 0 | 0 | 0 | 0 | 0 | 0 | 0 | 0 | 0 | 0 | 0 | 0 | 0 | 0 | 0 | 0 | 0 |  | 0 | 0 | 0 | 0 | 0 | 0 | 0 | 0 | 0 | 0 | 0 | 0 | 0 | 0 | 0 | 0 | 0 | 0 | 0 | 0 | 1 |  | 0 | 0 | 0 | 0 | 0 | 0 | 0 | 0 | 0 | 0 | 0 | 0 | 0 | 0 | 0 | 0 | 0 | 0 | 0 |  | 1 | 1 | 1 | 1 | 1 | 1 | 1 | 1 | 1 | 1 | 1 | 0
PG&E NGBA | Caribou | 60 | 0 | 10 | 0 | 0 | 0 | 0 | 0 | 0 | 0 | 0 | 0 | 0 | 0 | 0 | 0 | 0 | 0 | 0 | 0 | 1 |  | 0 | 0 | 0 | 0 | 0 | 0 | 0 | 0 | 0 | 0 | 0 | 0 | 0 | 0 | 0 | 0 | 0 | 0 | 0 | 0 | 0 |  | 0 | 0 | 0 | 0 | 0 | 0 | 0 | 0 | 0 | 0 | 0 | 0 | 0 | 0 | 0 | 0 | 0 | 0 | 0 |  | 1 | 1 | 1 | 1 | 1 | 1 | 1 | 1 | 1 | 1 | 1 | 0
PG&E NGBA | Caribou | 115 | 0 | 10 | 0 | 0 | 0 | 0 | 0 | 0 | 0 | 0 | 0 | 0 | 0 | 0 | 0 | 0 | 0 | 0 | 0 | 1 |  | 0 | 0 | 0 | 0 | 0 | 0 | 0 | 0 | 0 | 0 | 0 | 0 | 0 | 0 | 0 | 0 | 0 | 0 | 0 | 0 | 0 |  | 0 | 0 | 0 | 0 | 0 | 0 | 0 | 0 | 0 | 0 | 0 | 0 | 0 | 0 | 0 | 0 | 0 | 0 | 0 |  | 1 | 1 | 1 | 1 | 1 | 1 | 1 | 1 | 1 | 1 | 1 | 0
PG&E NGBA | Caribou | 230 | 0 | 0 | 0 | 0 | 0 | 0 | 0 | 0 | 0 | 0 | 0 | 0 | 0 | 0 | 0 | 0 | 0 | 0 | 0 | 0 |  | 0 | 11 | 0 | 0 | 0 | 0 | 0 | 0 | 0 | 0 | 0 | 0 | 0 | 0 | 0 | 0 | 0 | 0 | 0 | 1 | 0 |  | 0 | 2 | 0 | 0 | 0 | 0 | 0 | 0 | 0 | 0 | 0 | 0 | 0 | 0 | 0 | 0 | 0 | 0 | 0 |  | 1 | 4 | 1 | 1 | 1 | 1 | 1 | 1 | 1 | 1 | 1 | 1
EOP | Carpenter Canyon (fka Gamebird) | 138 | 0 | 0 | 0 | 0 | 0 | 0 | 0 | 0 | 0 | 0 | 0 | 0 | 0 | 0 | 0 | 0 | 0 | 0 | 0 | 0 |  | 0 | 0 | 0 | 0 | 0 | 0 | 0 | 0 | 0 | 0 | 0 | 0 | 0 | 0 | 0 | 0 | 0 | 0 | 0 | 0 | 2 |  | 0 | 0 | 0 | 0 | 0 | 0 | 0 | 0 | 0 | 0 | 0 | 0 | 0 | 0 | 0 | 0 | 0 | 0 | 0 |  | 1 | 1 | 1 | 1 | 1 | 1 | 1 | 1 | 1 | 1 | 1 | 0
EOP | Carpenter Canyon (fka Gamebird) | 230 | 0 | 0 | 0 | 0 | 0 | 0 | 0 | 0 | 0 | 0 | 0 | 0 | 0 | 158 | 158 | 0 | 0 | 0 | 0 | 1 |  | 0 | 0 | 0 | 0 | 0 | 0 | 0 | 0 | 0 | 0 | 0 | 0 | 210 | 0 | 210 | 200 | 0 | 200 | 0 | 1 | 2 |  | 0 | 0 | 0 | 0 | 0 | 0 | 0 | 0 | 0 | 0 | 0 | 0 | 2 | 0 | 1 | 2 | 0 | 2 | 0 |  | 1 | 1 | 1 | 1 | 1 | 1 | 5 | 5 | 1 | 5 | 1 | 1
PG&E NGBA | Carquinez | 115 | 0 | 0 | 0 | 0 | 0 | 0 | 0 | 0 | 0 | 0 | 0 | 0 | 0 | 0 | 0 | 0 | 0 | 0 | 0 | 0 |  | 0 | 0 | 0 | 0 | 0 | 0 | 0 | 0 | 0 | 0 | 0 | 0 | 0 | 0 | 0 | 0 | 0 | 0 | 0 | 0 | 1 |  | 0 | 0 | 0 | 0 | 0 | 0 | 0 | 0 | 0 | 0 | 0 | 0 | 0 | 0 | 0 | 0 | 0 | 0 | 0 |  | 1 | 1 | 1 | 1 | 1 | 1 | 1 | 1 | 1 | 1 | 1 | 0
SDGE | Carrizo Gorge | 138 | 0 | 0 | 0 | 0 | 0 | 0 | 0 | 0 | 0 | 0 | 0 | 0 | 0 | 90 | 90 | 70 | 0 | 70 | 0 | 1 |  | 0 | 0 | 0 | 0 | 0 | 0 | 0 | 0 | 0 | 0 | 0 | 0 | 0 | 0 | 0 | 0 | 0 | 0 | 0 | 0 | 4 |  | 0 | 0 | 0 | 0 | 0 | 0 | 0 | 0 | 0 | 0 | 0 | 0 | 0 | 0 | 0 | 0 | 0 | 0 | 0 |  | 1 | 1 | 1 | 1 | 1 | 1 | 1 | 1 | 1 | 1 | 1 | 0
PG&E KERN | Carrizo Plains | 115 | 0 | 0 | 0 | 0 | 0 | 0 | 0 | 0 | 0 | 0 | 0 | 0 | 0 | 0 | 0 | 0 | 0 | 0 | 0 | 0 |  | 0 | 0 | 0 | 0 | 0 | 0 | 0 | 0 | 0 | 0 | 0 | 0 | 0 | 0 | 0 | 0 | 0 | 0 | 0 | 0 | 0 |  | 0 | 0 | 0 | 0 | 0 | 0 | 0 | 0 | 0 | 0 | 0 | 0 | 0 | 0 | 0 | 0 | 0 | 0 | 0 |  | 1 | 1 | 1 | 1 | 1 | 1 | 1 | 1 | 1 | 1 | 1 | 0
PG&E KERN | Casaloma | 230 | 0 | 0 | 0 | 0 | 0 | 0 | 0 | 0 | 0 | 0 | 0 | 0 | 0 | 0 | 0 | 0 | 0 | 0 | 0 | 0 |  | 0 | 0 | 0 | 0 | 0 | 0 | 0 | 0 | 0 | 0 | 0 | 0 | 0 | 0 | 0 | 0 | 0 | 0 | 0 | 0 | 0 |  | 0 | 0 | 0 | 0 | 0 | 0 | 0 | 0 | 0 | 0 | 0 | 0 | 0 | 0 | 0 | 0 | 0 | 0 | 0 |  | 1 | 1 | 1 | 1 | 1 | 1 | 1 | 1 | 1 | 1 | 1 | 0
PG&E GBA | Castro Valley | 230 | 0 | 0 | 0 | 0 | 0 | 0 | 0 | 0 | 0 | 0 | 0 | 0 | 0 | 0 | 0 | 0 | 0 | 0 | 0 | 0 |  | 0 | 0 | 0 | 0 | 0 | 0 | 0 | 0 | 0 | 0 | 0 | 0 | 0 | 0 | 0 | 0 | 0 | 0 | 0 | 0 | 0 |  | 0 | 0 | 0 | 0 | 0 | 0 | 0 | 0 | 0 | 0 | 0 | 0 | 0 | 0 | 0 | 0 | 0 | 0 | 0 |  | 1 | 1 | 1 | 1 | 1 | 1 | 1 | 1 | 1 | 1 | 1 | 0
PG&E GBA | Cayetano | 230 | 0 | 0 | 0 | 0 | 0 | 0 | 0 | 0 | 0 | 0 | 0 | 0 | 0 | 100 | 100 | 100 | 0 | 100 | 0 | 1 |  | 0 | 0 | 0 | 0 | 0 | 0 | 0 | 0 | 0 | 0 | 0 | 0 | 0 | 100 | 100 | 100 | 0 | 100 | 0 | 1 | 0 |  | 0 | 0 | 0 | 0 | 0 | 0 | 0 | 0 | 0 | 0 | 0 | 0 | 0 | 0 | 0 | 0 | 0 | 0 | 0 |  | 1 | 1 | 1 | 1 | 1 | 1 | 1 | 1 | 1 | 1 | 1 | 0
SCE Metro | Center | 230 | 0 | 0 | 0 | 0 | 0 | 0 | 0 | 0 | 0 | 0 | 0 | 0 | 0 | 0 | 0 | 90 | 0 | 90 | 0 | 1 |  | 0 | 0 | 0 | 0 | 0 | 0 | 0 | 0 | 0 | 0 | 0 | 0 | 0 | 0 | 0 | 90 | 0 | 90 | 0 | 1 | 0 |  | 0 | 0 | 0 | 0 | 0 | 0 | 0 | 0 | 0 | 0 | 0 | 0 | 0 | 0 | 0 | 0 | 0 | 0 | 0 |  | 1 | 1 | 1 | 1 | 1 | 1 | 1 | 1 | 1 | 1 | 1 | 0
PG&E KERN | Charca | 115 | 0 | 0 | 0 | 0 | 0 | 0 | 0 | 0 | 0 | 0 | 0 | 4.62 | 0 | 0 | 0 | 0 | 0 | 0 | 0 | 1 |  | 0 | 0 | 0 | 0 | 0 | 0 | 0 | 0 | 0 | 0 | 0 | 4.66 | 0 | 0 | 0 | 0 | 0 | 0 | 0 | 1 | 0 |  | 0 | 0 | 0 | 0 | 0 | 0 | 0 | 0 | 0 | 0 | 0 | 0 | 0 | 0 | 0 | 0 | 0 | 0 | 0 |  | 1 | 1 | 1 | 1 | 1 | 1 | 1 | 1 | 1 | 1 | 1 | 0
EOP | Charleston | 138 | 0 | 0 | 0 | 0 | 0 | 0 | 0 | 0 | 0 | 0 | 0 | 0 | 0 | 0 | 0 | 0 | 0 | 0 | 0 | 0 |  | 0 | 0 | 0 | 0 | 0 | 0 | 0 | 0 | 0 | 0 | 0 | 0 | 0 | 0 | 0 | 0 | 0 | 0 | 0 | 0 | 2 |  | 0 | 0 | 0 | 0 | 0 | 0 | 0 | 0 | 0 | 0 | 0 | 0 | 0 | 0 | 0 | 0 | 0 | 0 | 0 |  | 1 | 1 | 1 | 1 | 1 | 1 | 1 | 1 | 1 | 1 | 1 | 0
SCE Metro | Chevmain | 230 | 0 | 0 | 0 | 0 | 0 | 0 | 0 | 0 | 0 | 0 | 0 | 0 | 0 | 0 | 0 | 0 | 0 | 0 | 0 | 0 |  | 0 | 0 | 0 | 0 | 0 | 0 | 0 | 0 | 0 | 0 | 0 | 0 | 0 | 0 | 0 | 0 | 0 | 0 | 0 | 0 | 0 |  | 0 | 0 | 0 | 0 | 0 | 0 | 0 | 0 | 0 | 0 | 0 | 0 | 0 | 0 | 0 | 0 | 0 | 0 | 0 |  | 1 | 1 | 1 | 1 | 1 | 1 | 1 | 1 | 1 | 1 | 1 | 0
SDGE | Chicarita | 138 | 0 | 0 | 0 | 0 | 0 | 0 | 0 | 0 | 0 | 0 | 0 | 0 | 0 | 0 | 0 | 0 | 0 | 0 | 0 | 0 |  | 0 | 0 | 0 | 0 | 0 | 0 | 0 | 0 | 0 | 0 | 0 | 0 | 0 | 0 | 0 | 0 | 0 | 0 | 0 | 0 | 3 |  | 0 | 0 | 0 | 0 | 0 | 0 | 0 | 0 | 0 | 0 | 0 | 0 | 0 | 0 | 0 | 0 | 0 | 0 | 0 |  | 1 | 1 | 1 | 1 | 1 | 1 | 1 | 1 | 1 | 1 | 1 | 0
SCE Metro | Chino | 230 | 0 | 0 | 0 | 0 | 0 | 0 | 0 | 0 | 0 | 0 | 0 | 0 | 0 | 0 | 0 | 0 | 0 | 0 | 0 | 0 |  | 0 | 0 | 0 | 0 | 0 | 0 | 0 | 0 | 0 | 0 | 0 | 0 | 0 | 0 | 0 | 0 | 0 | 0 | 0 | 0 | 0 |  | 0 | 0 | 0 | 0 | 0 | 0 | 0 | 0 | 0 | 0 | 0 | 0 | 0 | 0 | 0 | 0 | 0 | 0 | 0 |  | 1 | 1 | 1 | 1 | 1 | 1 | 1 | 1 | 1 | 1 | 1 | 0
PG&E FRESNO | Chowchilla | 115 | 0 | 0 | 0 | 0 | 0 | 0 | 0 | 0 | 0 | 0 | 0 | 7.56 | 0 | 0 | 0 | 0 | 0 | 0 | 0 | 1 |  | 0 | 0 | 0 | 0 | 0 | 0 | 0 | 0 | 0 | 0 | 0 | 7 | 0 | 0 | 0 | 0 | 0 | 0 | 0 | 1 | 2 |  | 0 | 0 | 0 | 0 | 0 | 0 | 0 | 0 | 0 | 0 | 0 | 0 | 0 | 0 | 0 | 0 | 0 | 0 | 0 |  | 1 | 1 | 1 | 1 | 1 | 1 | 1 | 1 | 1 | 1 | 1 | 0
PG&E GBA | Christie | 60 | 0 | 0 | 0 | 0 | 0 | 0 | 0 | 0 | 0 | 0 | 0 | 0 | 0 | 0 | 0 | 0 | 0 | 0 | 0 | 0 |  | 0 | 0 | 0 | 0 | 0 | 0 | 0 | 0 | 0 | 0 | 0 | 0 | 0 | 0 | 0 | 0 | 0 | 0 | 0 | 0 | 2 |  | 0 | 0 | 0 | 0 | 0 | 0 | 0 | 0 | 0 | 0 | 0 | 0 | 0 | 0 | 0 | 0 | 0 | 0 | 0 |  | 1 | 1 | 1 | 1 | 1 | 1 | 1 | 1 | 1 | 1 | 1 | 0
PG&E GBA | Christie | 115 | 0 | 0 | 0 | 0 | 0 | 0 | 0 | 0 | 0 | 0 | 0 | 0 | 0 | 0 | 0 | 0 | 0 | 0 | 0 | 0 |  | 0 | 0 | 0 | 0 | 0 | 0 | 0 | 0 | 0 | 0 | 0 | 0 | 0 | 0 | 0 | 0 | 0 | 0 | 0 | 0 | 1 |  | 0 | 0 | 0 | 0 | 0 | 0 | 0 | 0 | 0 | 0 | 0 | 0 | 0 | 0 | 0 | 0 | 0 | 0 | 0 |  | 1 | 1 | 1 | 1 | 1 | 1 | 1 | 1 | 1 | 1 | 1 | 0
SCE Eastern | Cielo Azul | 500 | 0 | 0 | 0 | 0 | 0 | 0 | 0 | 0 | 0 | 0 | 0 | 0 | 0 | 2025 | 2025 | 1549.4 | 0 | 1549.4 | 0 | 1 |  | 0 | 0 | 0 | 0 | 0 | 0 | 0 | 0 | 0 | 0 | 0 | 0 | 100 | 1400 | 1500 | 500 | 150 | 650 | 0 | 1 | 2 |  | 0 | 0 | 0 | 0 | 0 | 0 | 0 | 0 | 0 | 0 | 0 | 0 | 2 | 0 | 0 | 0 | 2 | 0 | 0 |  | 1 | 1 | 1 | 1 | 1 | 1 | 5 | 1 | 5 | 1 | 1 | 1
PG&E GBA | Clay | 60 | 0 | 0 | 0 | 0 | 0 | 0 | 0 | 0 | 0 | 0 | 0 | 0 | 0 | 0 | 0 | 0 | 0 | 0 | 0 | 0 |  | 0 | 0 | 0 | 0 | 0 | 0 | 0 | 0 | 0 | 0 | 0 | 0 | 0 | 0 | 0 | 0 | 0 | 0 | 0 | 0 | 0 |  | 0 | 0 | 0 | 0 | 0 | 0 | 0 | 0 | 0 | 0 | 0 | 0 | 0 | 0 | 0 | 0 | 0 | 0 | 0 |  | 1 | 1 | 1 | 1 | 1 | 1 | 1 | 1 | 1 | 1 | 1 | 0
PG&E GBA | Clayton | 115 | 0 | 0 | 0 | 0 | 0 | 0 | 0 | 0 | 0 | 0 | 0 | 0 | 0 | 0 | 0 | 0 | 0 | 0 | 0 | 0 |  | 0 | 0 | 0 | 0 | 0 | 0 | 0 | 0 | 0 | 0 | 0 | 0 | 0 | 0 | 0 | 0 | 0 | 0 | 0 | 0 | 0 |  | 0 | 0 | 0 | 0 | 0 | 0 | 0 | 0 | 0 | 0 | 0 | 0 | 0 | 0 | 0 | 0 | 0 | 0 | 0 |  | 1 | 1 | 1 | 1 | 1 | 1 | 1 | 1 | 1 | 1 | 1 | 0
PG&E NGBA | Cloverdale | 115 | 46 | 5.5 | 0 | 0 | 0 | 0 | 0 | 0 | 0 | 0 | 0 | 0 | 0 | 0 | 0 | 0 | 0 | 0 | 0 | 1 |  | 32 | 0 | 0 | 0 | 0 | 0 | 0 | 0 | 0 | 0 | 0 | 0 | 0 | 0 | 0 | 0 | 0 | 0 | 0 | 1 | 1 |  | 0 | 0 | 0 | 0 | 0 | 0 | 0 | 0 | 0 | 0 | 0 | 0 | 0 | 0 | 0 | 0 | 0 | 0 | 0 |  | 1 | 1 | 1 | 1 | 1 | 1 | 1 | 1 | 1 | 1 | 1 | 0
PG&E FRESNO | Clovis | 115 | 0 | 0 | 0 | 0 | 0 | 0 | 0 | 0 | 0 | 0 | 0 | 0 | 0 | 0 | 0 | 0 | 0 | 0 | 0 | 0 |  | 0 | 0 | 0 | 0 | 0 | 0 | 0 | 0 | 0 | 0 | 0 | 0 | 0 | 0 | 0 | 0 | 0 | 0 | 0 | 0 | 1 |  | 0 | 0 | 0 | 0 | 0 | 0 | 0 | 0 | 0 | 0 | 0 | 0 | 0 | 0 | 0 | 0 | 0 | 0 | 0 |  | 1 | 1 | 1 | 1 | 1 | 1 | 1 | 1 | 1 | 1 | 1 | 0
PG&E GBA | Coburn | 230 | 0 | 0 | 100 | 0 | 100 | 0 | 0 | 0 | 0 | 0 | 0 | 0 | 0 | 0 | 0 | 0 | 0 | 0 | 0 | 1 |  | 0 | 4.82 | 100 | 0 | 100 | 0 | 0 | 0 | 0 | 0 | 0 | 0 | 0 | 0 | 0 | 0 | 0 | 0 | 0 | 1 | 1 |  | 0 | 2 | 0 | 0 | 0 | 0 | 0 | 0 | 0 | 0 | 0 | 0 | 0 | 0 | 0 | 0 | 0 | 0 | 0 |  | 1 | 5 | 1 | 1 | 1 | 1 | 1 | 1 | 1 | 1 | 1 | 1
PG&E GBA | Coburn | 60 | 0 | 0 | 0 | 0 | 0 | 0 | 0 | 0 | 0 | 0 | 0 | 0 | 0 | 0 | 0 | 0 | 0 | 0 | 0 | 0 |  | 0 | 0 | 0 | 0 | 0 | 0 | 0 | 0 | 0 | 0 | 0 | 0 | 0 | 0 | 0 | 0 | 0 | 0 | 0 | 0 | 1 |  | 0 | 0 | 0 | 0 | 0 | 0 | 0 | 0 | 0 | 0 | 0 | 0 | 0 | 0 | 0 | 0 | 0 | 0 | 0 |  | 1 | 1 | 1 | 1 | 1 | 1 | 1 | 1 | 1 | 1 | 1 | 0
PG&E NGBA | Colgate | 230 | 0 | 8.5 | 0 | 0 | 0 | 0 | 0 | 0 | 0 | 0 | 0 | 0 | 0 | 0 | 0 | 0 | 0 | 0 | 0 | 1 |  | 0 | 5 | 0 | 0 | 0 | 0 | 0 | 0 | 0 | 0 | 0 | 0 | 0 | 0 | 0 | 0 | 0 | 0 | 0 | 1 | 0 |  | 0 | 0 | 0 | 0 | 0 | 0 | 0 | 0 | 0 | 0 | 0 | 0 | 0 | 0 | 0 | 0 | 0 | 0 | 0 |  | 1 | 1 | 1 | 1 | 1 | 1 | 1 | 1 | 1 | 1 | 1 | 0
PG&E GBA | Collierville | 230 | 0 | 0 | 0 | 0 | 0 | 0 | 0 | 0 | 0 | 0 | 0 | 0 | 0 | 0 | 0 | 0 | 0 | 0 | 0 | 0 |  | 0 | 0 | 0 | 0 | 0 | 0 | 0 | 0 | 0 | 0 | 0 | 0 | 0 | 0 | 0 | 0 | 0 | 0 | 0 | 0 | 0 |  | 0 | 0 | 0 | 0 | 0 | 0 | 0 | 0 | 0 | 0 | 0 | 0 | 0 | 0 | 0 | 0 | 0 | 0 | 0 |  | 1 | 1 | 1 | 1 | 1 | 1 | 1 | 1 | 1 | 1 | 1 | 0
PG&E GBA | Collinsville | 230 | 0 | 0 | 0 | 0 | 0 | 0 | 0 | 0 | 0 | 0 | 0 | 0 | 0 | 0 | 0 | 0 | 0 | 0 | 0 | 0 |  | 0 | 0 | 0 | 0 | 0 | 0 | 0 | 0 | 0 | 0 | 0 | 0 | 0 | 0 | 0 | 0 | 0 | 0 | 0 | 0 | 0 |  | 0 | 0 | 0 | 0 | 0 | 0 | 0 | 0 | 0 | 0 | 0 | 0 | 0 | 0 | 0 | 0 | 0 | 0 | 0 |  | 1 | 1 | 1 | 1 | 1 | 1 | 1 | 1 | 1 | 1 | 1 | 0
PG&E GBA | Collinsville | 500 | 0 | 0 | 0 | 0 | 0 | 0 | 0 | 0 | 0 | 0 | 0 | 0 | 0 | 0 | 0 | 0 | 0 | 0 | 0 | 0 |  | 0 | 0 | 0 | 0 | 0 | 0 | 0 | 0 | 0 | 0 | 0 | 0 | 0 | 0 | 0 | 0 | 0 | 0 | 0 | 0 | 0 |  | 0 | 0 | 0 | 0 | 0 | 0 | 0 | 0 | 0 | 0 | 0 | 0 | 0 | 0 | 0 | 0 | 0 | 0 | 0 |  | 1 | 1 | 1 | 1 | 1 | 1 | 1 | 1 | 1 | 1 | 1 | 0
SCE Eastern | Colorado River | 230 | 0 | 0 | 0 | 0 | 0 | 0 | 0 | 0 | 0 | 0 | 0 | 0 | 300 | 500 | 800 | 180 | 0 | 180 | 0 | 1 |  | 0 | 0 | 0 | 0 | 0 | 0 | 0 | 0 | 0 | 0 | 0 | 0 | 300 | 395 | 695 | 204 | 0 | 204 | 0 | 1 | 2 |  | 0 | 0 | 0 | 0 | 0 | 0 | 0 | 0 | 0 | 0 | 0 | 0 | 0 | 0 | 0 | 1 | 0 | 1 | 0 |  | 1 | 1 | 1 | 1 | 1 | 1 | 1 | 3 | 1 | 3 | 1 | 1
SCE Eastern | Colorado River | 500 | 0 | 0 | 0 | 0 | 0 | 0 | 0 | 0 | 0 | 0 | 0 | 0 | 0 | 0 | 0 | 0 | 0 | 0 | 0 | 0 |  | 0 | 0 | 0 | 0 | 0 | 0 | 0 | 0 | 0 | 0 | 0 | 0 | 0 | 0 | 0 | 0 | 0 | 0 | 0 | 0 | 2 |  | 0 | 0 | 0 | 0 | 0 | 0 | 0 | 0 | 0 | 0 | 0 | 0 | 0 | 0 | 0 | 0 | 0 | 0 | 0 |  | 1 | 1 | 1 | 1 | 1 | 1 | 1 | 1 | 1 | 1 | 1 | 0
PG&E KERN | Columbus | 115 | 0 | 0 | 0 | 0 | 0 | 0 | 0 | 0 | 0 | 0 | 0 | 0 | 0 | 0 | 0 | 0 | 0 | 0 | 0 | 0 |  | 0 | 0 | 0 | 0 | 0 | 0 | 0 | 0 | 0 | 0 | 0 | 0 | 0 | 0 | 0 | 0 | 0 | 0 | 0 | 0 | 0 |  | 0 | 0 | 0 | 0 | 0 | 0 | 0 | 0 | 0 | 0 | 0 | 0 | 0 | 0 | 0 | 0 | 0 | 0 | 0 |  | 1 | 1 | 1 | 1 | 1 | 1 | 1 | 1 | 1 | 1 | 1 | 0
PG&E GBA | Contra Costa | 115 | 0 | 0 | 0 | 0 | 0 | 0 | 0 | 0 | 0 | 0 | 0 | 0 | 0 | 0 | 0 | 0 | 0 | 0 | 0 | 0 |  | 0 | 0 | 0 | 0 | 0 | 0 | 0 | 0 | 0 | 0 | 0 | 0 | 0 | 0 | 0 | 0 | 0 | 0 | 0 | 0 | 0 |  | 0 | 0 | 0 | 0 | 0 | 0 | 0 | 0 | 0 | 0 | 0 | 0 | 0 | 0 | 0 | 0 | 0 | 0 | 0 |  | 1 | 1 | 1 | 1 | 1 | 1 | 1 | 1 | 1 | 1 | 1 | 0
PG&E GBA | Contra Costa | 230 | 0 | 0 | 0 | 0 | 0 | 0 | 0 | 0 | 0 | 0 | 0 | 0 | 0 | 0 | 0 | 0 | 0 | 0 | 0 | 0 |  | 0 | 0 | 0 | 0 | 0 | 0 | 0 | 0 | 0 | 0 | 0 | 0.9375 | 0 | 0 | 0 | 0 | 0 | 0 | 0 | 1 | 0 |  | 0 | 0 | 0 | 0 | 0 | 0 | 0 | 0 | 0 | 0 | 0 | 2 | 0 | 0 | 0 | 0 | 0 | 0 | 0 |  | 1 | 1 | 1 | 1 | 1 | 4 | 1 | 1 | 1 | 1 | 1 | 1
PG&E GBA | Contra Costa PP | 230 | 0 | 0 | 0 | 0 | 0 | 0 | 0 | 0 | 0 | 0 | 0 | 0 | 0 | 0 | 0 | 0 | 0 | 0 | 0 | 0 |  | 0 | 0 | 0 | 0 | 0 | 0 | 0 | 0 | 0 | 0 | 0 | 0 | 0 | 0 | 0 | 0 | 0 | 0 | 0 | 0 | 0 |  | 0 | 0 | 0 | 0 | 0 | 0 | 0 | 0 | 0 | 0 | 0 | 0 | 0 | 0 | 0 | 0 | 0 | 0 | 0 |  | 1 | 1 | 1 | 1 | 1 | 1 | 1 | 1 | 1 | 1 | 1 | 0
SCE NOL | Control | 115 | 9.7 | 0 | 0 | 0 | 0 | 0 | 0 | 0 | 0 | 0 | 0 | 0 | 0 | 0 | 0 | 0 | 0 | 0 | 0 | 1 |  | 0 | 1.5 | 0 | 0 | 0 | 0 | 0 | 0 | 0 | 0 | 0 | 0 | 0 | 0 | 0 | 0 | 0 | 0 | 0 | 1 | 3 |  | 0 | 2 | 0 | 0 | 0 | 0 | 0 | 0 | 0 | 0 | 0 | 0 | 0 | 0 | 0 | 0 | 0 | 0 | 0 |  | 1 | 5 | 1 | 1 | 1 | 1 | 1 | 1 | 1 | 1 | 1 | 1
SCE NOL | Control | 55 | 0 | 0 | 0 | 0 | 0 | 0 | 0 | 0 | 0 | 0 | 0 | 0 | 0 | 0 | 0 | 0 | 0 | 0 | 0 | 0 |  | 0 | 0 | 0 | 0 | 0 | 0 | 0 | 0 | 0 | 0 | 0 | 0 | 0 | 0 | 0 | 0 | 0 | 0 | 0 | 0 | 3 |  | 0 | 0 | 0 | 0 | 0 | 0 | 0 | 0 | 0 | 0 | 0 | 0 | 0 | 0 | 0 | 0 | 0 | 0 | 0 |  | 1 | 1 | 1 | 1 | 1 | 1 | 1 | 1 | 1 | 1 | 1 | 0
PG&E GBA | Cooley Landing | 115 | 0 | 0 | 0 | 0 | 0 | 0 | 0 | 0 | 0 | 0 | 0 | 0 | 0 | 0 | 0 | 0 | 0 | 0 | 0 | 0 |  | 0 | 0 | 0 | 0 | 0 | 0 | 0 | 0 | 0 | 0 | 0 | 0 | 0 | 0 | 0 | 0 | 0 | 0 | 0 | 0 | 1 |  | 0 | 0 | 0 | 0 | 0 | 0 | 0 | 0 | 0 | 0 | 0 | 0 | 0 | 0 | 0 | 0 | 0 | 0 | 0 |  | 1 | 1 | 1 | 1 | 1 | 1 | 1 | 1 | 1 | 1 | 1 | 0
PG&E GBA | Cooley Landing | 60 | 0 | 0 | 0 | 0 | 0 | 0 | 0 | 0 | 0 | 0 | 0 | 0 | 0 | 0 | 0 | 0 | 0 | 0 | 0 | 0 |  | 0 | 0 | 0 | 0 | 0 | 0 | 0 | 0 | 0 | 0 | 0 | 0 | 0 | 0 | 0 | 0 | 0 | 0 | 0 | 0 | 0 |  | 0 | 0 | 0 | 0 | 0 | 0 | 0 | 0 | 0 | 0 | 0 | 0 | 0 | 0 | 0 | 0 | 0 | 0 | 0 |  | 1 | 1 | 1 | 1 | 1 | 1 | 1 | 1 | 1 | 1 | 1 | 0
SCE NOL | Coolwater | 230 | 0 | 0 | 0 | 0 | 0 | 0 | 0 | 0 | 0 | 0 | 0 | 0 | 0 | 0 | 0 | 0 | 0 | 0 | 0 | 0 |  | 0 | 0 | 0 | 0 | 0 | 0 | 0 | 0 | 0 | 0 | 0 | 0 | 0 | 0 | 0 | 0 | 0 | 0 | 0 | 0 | 3 |  | 0 | 0 | 0 | 0 | 0 | 0 | 0 | 0 | 0 | 0 | 0 | 0 | 0 | 0 | 0 | 0 | 0 | 0 | 0 |  | 1 | 1 | 1 | 1 | 1 | 1 | 1 | 1 | 1 | 1 | 1 | 0
SCE NOL | Coolwater | 115 | 0 | 0 | 180 | 32.18 | 212.18 | 0 | 0 | 0 | 0 | 0 | 0 | 0 | 100 | 0 | 100 | 113.5 | 0 | 113.5 | 0 | 1 |  | 0 | 0 | 210 | 0 | 210 | 0 | 0 | 0 | 0 | 0 | 0 | 0 | 150 | 200 | 350 | 110 | 0 | 110 | 0 | 1 | 3 |  | 0 | 0 | 1 | 0 | 0 | 0 | 0 | 0 | 0 | 0 | 0 | 0 | 2 | 2 | 2 | 0 | 0 | 0 | 0 |  | 1 | 1 | 3 | 1 | 1 | 1 | 5 | 1 | 1 | 1 | 1 | 1
PG&E KERN | Copus | 70 | 0 | 0 | 0 | 0 | 0 | 0 | 0 | 0 | 0 | 0 | 0 | 0 | 0 | 0 | 0 | 0 | 0 | 0 | 0 | 0 |  | 0 | 0 | 0 | 0 | 0 | 0 | 0 | 0 | 0 | 0 | 0 | 0 | 0 | 0 | 0 | 0 | 0 | 0 | 0 | 0 | 0 |  | 0 | 0 | 0 | 0 | 0 | 0 | 0 | 0 | 0 | 0 | 0 | 0 | 0 | 0 | 0 | 0 | 0 | 0 | 0 |  | 1 | 1 | 1 | 1 | 1 | 1 | 1 | 1 | 1 | 1 | 1 | 0
PG&E FRESNO | Corcoran | 70 | 0 | 0 | 0 | 0 | 0 | 0 | 0 | 0 | 0 | 0 | 0 | 4.5 | 0 | 0 | 0 | 0 | 0 | 0 | 0 | 1 |  | 0 | 0 | 0 | 0 | 0 | 0 | 0 | 0 | 0 | 0 | 0 | 0 | 0 | 0 | 0 | 0 | 0 | 0 | 0 | 0 | 2 |  | 0 | 0 | 0 | 0 | 0 | 0 | 0 | 0 | 0 | 0 | 0 | 0 | 0 | 0 | 0 | 0 | 0 | 0 | 0 |  | 1 | 1 | 1 | 1 | 1 | 1 | 1 | 1 | 1 | 1 | 1 | 0
PG&E FRESNO | Corcoran | 115 | 0 | 0 | 0 | 0 | 0 | 0 | 0 | 0 | 0 | 0 | 0 | 0 | 0 | 0 | 0 | 0 | 0 | 0 | 0 | 0 |  | 0 | 0 | 0 | 0 | 0 | 0 | 0 | 0 | 0 | 0 | 0 | 4 | 0 | 0 | 0 | 0 | 0 | 0 | 0 | 1 | 2 |  | 0 | 0 | 0 | 0 | 0 | 0 | 0 | 0 | 0 | 0 | 0 | 2 | 0 | 0 | 0 | 0 | 0 | 0 | 0 |  | 1 | 1 | 1 | 1 | 1 | 5 | 1 | 1 | 1 | 1 | 1 | 1
PG&E NGBA | Corona | 115 | 0 | 0 | 0 | 0 | 0 | 0 | 0 | 0 | 0 | 0 | 0 | 0 | 0 | 0 | 0 | 0 | 0 | 0 | 0 | 0 |  | 0 | 0 | 0 | 0 | 0 | 0 | 0 | 0 | 0 | 0 | 0 | 0 | 0 | 0 | 0 | 0 | 0 | 0 | 0 | 0 | 1 |  | 0 | 0 | 0 | 0 | 0 | 0 | 0 | 0 | 0 | 0 | 0 | 0 | 0 | 0 | 0 | 0 | 0 | 0 | 0 |  | 1 | 1 | 1 | 1 | 1 | 1 | 1 | 1 | 1 | 1 | 1 | 0
PG&E NGBA | Cortina | 230 | 0 | 0 | 0 | 0 | 0 | 0 | 0 | 0 | 0 | 0 | 0 | 0 | 0 | 0 | 0 | 0 | 0 | 0 | 0 | 0 |  | 0 | 0 | 0 | 0 | 0 | 0 | 0 | 0 | 0 | 0 | 0 | 0 | 0 | 0 | 0 | 0 | 0 | 0 | 0 | 0 | 1 |  | 0 | 0 | 0 | 0 | 0 | 0 | 0 | 0 | 0 | 0 | 0 | 0 | 0 | 0 | 0 | 0 | 0 | 0 | 0 |  | 1 | 1 | 1 | 1 | 1 | 1 | 1 | 1 | 1 | 1 | 1 | 0
PG&E NGBA | Cortina | 115 | 0 | 5 | 0 | 0 | 0 | 0 | 0 | 0 | 0 | 0 | 0 | 0 | 0 | 80 | 80 | 0 | 45 | 45 | 0 | 1 |  | 0 | 5 | 0 | 0 | 0 | 0 | 0 | 0 | 0 | 0 | 0 | 0 | 80 | 150 | 230 | 150 | 0 | 150 | 0 | 1 | 0 |  | 0 | 0 | 0 | 0 | 0 | 0 | 0 | 0 | 0 | 0 | 0 | 0 | 2 | 2 | 2 | 2 | 0 | 2 | 0 |  | 1 | 1 | 1 | 1 | 1 | 1 | 4 | 4 | 1 | 4 | 1 | 1
PG&E GBA | Cottle | 230 | 0 | 0 | 0 | 0 | 0 | 0 | 0 | 0 | 0 | 0 | 0 | 0 | 0 | 0 | 0 | 0 | 50 | 50 | 0 | 1 |  | 0 | 2 | 0 | 0 | 0 | 0 | 0 | 0 | 0 | 0 | 0 | 0 | 0 | 0 | 0 | 0 | 0 | 0 | 0 | 1 | 1 |  | 0 | 2 | 0 | 0 | 0 | 0 | 0 | 0 | 0 | 0 | 0 | 0 | 0 | 0 | 0 | 0 | 0 | 0 | 0 |  | 1 | 5 | 1 | 1 | 1 | 1 | 1 | 1 | 1 | 1 | 1 | 1
PG&E NGBA | Cottonwood | 115 | 0 | 0 | 0 | 0 | 0 | 0 | 0 | 0 | 0 | 0 | 0 | 0 | 0 | 0 | 0 | 0 | 0 | 0 | 0 | 0 |  | 0 | 0 | 0 | 0 | 0 | 0 | 0 | 0 | 0 | 0 | 0 | 0 | 0 | 0 | 0 | 0 | 0 | 0 | 0 | 0 | 0 |  | 0 | 0 | 0 | 0 | 0 | 0 | 0 | 0 | 0 | 0 | 0 | 0 | 0 | 0 | 0 | 0 | 0 | 0 | 0 |  | 1 | 1 | 1 | 1 | 1 | 1 | 1 | 1 | 1 | 1 | 1 | 0
PG&E NGBA | Cottonwood | 230 | 0 | 0 | 0 | 0 | 0 | 0 | 0 | 0 | 0 | 0 | 0 | 0 | 0 | 0 | 0 | 0 | 0 | 0 | 0 | 0 |  | 0 | 0 | 0 | 0 | 0 | 0 | 0 | 0 | 0 | 0 | 0 | 0 | 0 | 0 | 0 | 0 | 0 | 0 | 0 | 0 | 0 |  | 0 | 0 | 0 | 0 | 0 | 0 | 0 | 0 | 0 | 0 | 0 | 0 | 0 | 0 | 0 | 0 | 0 | 0 | 0 |  | 1 | 1 | 1 | 1 | 1 | 1 | 1 | 1 | 1 | 1 | 1 | 0
PG&E NGBA | Cottonwood | 60 | 0 | 0 | 0 | 0 | 0 | 0 | 0 | 0 | 0 | 0 | 0 | 0 | 0 | 0 | 0 | 0 | 0 | 0 | 0 | 0 |  | 0 | 0 | 0 | 0 | 0 | 0 | 0 | 0 | 0 | 0 | 0 | 0 | 0 | 0 | 0 | 0 | 0 | 0 | 0 | 0 | 0 |  | 0 | 0 | 0 | 0 | 0 | 0 | 0 | 0 | 0 | 0 | 0 | 0 | 0 | 0 | 0 | 0 | 0 | 0 | 0 |  | 1 | 1 | 1 | 1 | 1 | 1 | 1 | 1 | 1 | 1 | 1 | 0
PG&E NGBA | Cove Road | 230 | 0 | 0 | 0 | 0 | 0 | 0 | 0 | 0 | 0 | 0 | 0 | 0 | 0 | 0 | 0 | 0 | 0 | 0 | 0 | 0 |  | 0 | 0 | 0 | 0 | 0 | 0 | 0 | 0 | 0 | 0 | 0 | 0 | 0 | 0 | 0 | 0 | 0 | 0 | 0 | 0 | 0 |  | 0 | 0 | 0 | 0 | 0 | 0 | 0 | 0 | 0 | 0 | 0 | 0 | 0 | 0 | 0 | 0 | 0 | 0 | 0 |  | 1 | 1 | 1 | 1 | 1 | 1 | 1 | 1 | 1 | 1 | 1 | 0
PG&E GBA | Coyote | 230 | 0 | 0 | 0 | 0 | 0 | 0 | 0 | 0 | 0 | 0 | 0 | 0 | 0 | 0 | 0 | 0 | 0 | 0 | 0 | 0 |  | 0 | 0 | 0 | 0 | 0 | 0 | 0 | 0 | 0 | 0 | 0 | 0 | 0 | 0 | 0 | 0 | 0 | 0 | 0 | 0 | 0 |  | 0 | 0 | 0 | 0 | 0 | 0 | 0 | 0 | 0 | 0 | 0 | 0 | 0 | 0 | 0 | 0 | 0 | 0 | 0 |  | 1 | 1 | 1 | 1 | 1 | 1 | 1 | 1 | 1 | 1 | 1 | 0
PG&E GBA | Crazy Horse Canyon | 115 | 0 | 0 | 0 | 0 | 0 | 0 | 0 | 0 | 0 | 0 | 0 | 0 | 0 | 0 | 0 | 0 | 0 | 0 | 0 | 0 |  | 0 | 0 | 0 | 0 | 0 | 0 | 0 | 0 | 0 | 0 | 0 | 0 | 0 | 0 | 0 | 0 | 0 | 0 | 0 | 0 | 0 |  | 0 | 0 | 0 | 0 | 0 | 0 | 0 | 0 | 0 | 0 | 0 | 0 | 0 | 0 | 0 | 0 | 0 | 0 | 0 |  | 1 | 1 | 1 | 1 | 1 | 1 | 1 | 1 | 1 | 1 | 1 | 0
SDGE | Creelman | 69 | 0 | 0 | 0 | 0 | 0 | 0 | 0 | 0 | 0 | 0 | 0 | 0 | 0 | 0 | 0 | 7.8 | 0 | 7.8 | 0 | 1 |  | 0 | 0 | 0 | 0 | 0 | 0 | 0 | 0 | 0 | 0 | 0 | 0 | 0 | 0 | 0 | 0.47 | 0 | 0.47 | 0 | 1 | 2 |  | 0 | 0 | 0 | 0 | 0 | 0 | 0 | 0 | 0 | 0 | 0 | 0 | 0 | 0 | 0 | 0 | 0 | 0 | 0 |  | 1 | 1 | 1 | 1 | 1 | 1 | 1 | 1 | 1 | 1 | 1 | 0
PG&E FRESNO | Crescent | 70 | 0 | 0 | 0 | 0 | 0 | 0 | 0 | 0 | 0 | 0 | 0 | 0 | 0 | 35 | 35 | 35 | 0 | 35 | 0 | 1 |  | 0 | 0 | 0 | 0 | 0 | 0 | 0 | 0 | 0 | 0 | 0 | 0 | 0 | 0 | 0 | 0 | 0 | 0 | 0 | 0 | 1 |  | 0 | 0 | 0 | 0 | 0 | 0 | 0 | 0 | 0 | 0 | 0 | 0 | 0 | 0 | 0 | 0 | 0 | 0 | 0 |  | 1 | 1 | 1 | 1 | 1 | 1 | 1 | 1 | 1 | 1 | 1 | 0
PG&E FRESNO | Cressey | 115 | 0 | 0 | 0 | 0 | 0 | 0 | 0 | 0 | 0 | 0 | 0 | 0 | 0 | 0 | 0 | 0 | 0 | 0 | 0 | 0 |  | 0 | 0 | 0 | 0 | 0 | 0 | 0 | 0 | 0 | 0 | 0 | 0 | 0 | 0 | 0 | 0 | 0 | 0 | 0 | 0 | 1 |  | 0 | 0 | 0 | 0 | 0 | 0 | 0 | 0 | 0 | 0 | 0 | 0 | 0 | 0 | 0 | 0 | 0 | 0 | 0 |  | 1 | 1 | 1 | 1 | 1 | 1 | 1 | 1 | 1 | 1 | 1 | 0
PG&E NGBA | Cresta | 230 | 0 | 0 | 0 | 0 | 0 | 0 | 0 | 0 | 0 | 0 | 0 | 0 | 0 | 0 | 0 | 0 | 0 | 0 | 0 | 0 |  | 0 | 0 | 0 | 0 | 0 | 0 | 0 | 0 | 0 | 0 | 0 | 0 | 0 | 0 | 0 | 0 | 0 | 0 | 0 | 0 | 0 |  | 0 | 0 | 0 | 0 | 0 | 0 | 0 | 0 | 0 | 0 | 0 | 0 | 0 | 0 | 0 | 0 | 0 | 0 | 0 |  | 1 | 1 | 1 | 1 | 1 | 1 | 1 | 1 | 1 | 1 | 1 | 0
SDGE | Crestwood | 69 | 0 | 0 | 0 | 0 | 0 | 0 | 0 | 0 | 0 | 0 | 0 | 0 | 0 | 0 | 0 | 0 | 0 | 0 | 0 | 0 |  | 0 | 0 | 0 | 0 | 0 | 0 | 0 | 0 | 0 | 0 | 0 | 0 | 0 | 0 | 0 | 0 | 0 | 0 | 0 | 0 | 3 |  | 0 | 0 | 0 | 0 | 0 | 0 | 0 | 0 | 0 | 0 | 0 | 0 | 0 | 0 | 0 | 0 | 0 | 0 | 0 |  | 1 | 1 | 1 | 1 | 1 | 1 | 1 | 1 | 1 | 1 | 1 | 0
PG&E GBA | Crow Creek | 60 | 0 | 0 | 0 | 0 | 0 | 0 | 0 | 0 | 0 | 0 | 0 | 0 | 0 | 0 | 0 | 0 | 0 | 0 | 0 | 0 |  | 0 | 0 | 0 | 0 | 0 | 0 | 0 | 0 | 0 | 0 | 0 | 0 | 0 | 0 | 0 | 0 | 0 | 0 | 0 | 0 | 0 |  | 0 | 0 | 0 | 0 | 0 | 0 | 0 | 0 | 0 | 0 | 0 | 0 | 0 | 0 | 0 | 0 | 0 | 0 | 0 |  | 1 | 1 | 1 | 1 | 1 | 1 | 1 | 1 | 1 | 1 | 1 | 0
PG&E GBA | Crows Landing | 60 | 0 | 0 | 0 | 0 | 0 | 0 | 0 | 0 | 0 | 0 | 0 | 0 | 0 | 0 | 0 | 0 | 0 | 0 | 0 | 0 |  | 0 | 0 | 0 | 0 | 0 | 0 | 0 | 0 | 0 | 0 | 0 | 0 | 0 | 0 | 0 | 0 | 0 | 0 | 0 | 0 | 0 |  | 0 | 0 | 0 | 0 | 0 | 0 | 0 | 0 | 0 | 0 | 0 | 0 | 0 | 0 | 0 | 0 | 0 | 0 | 0 |  | 1 | 1 | 1 | 1 | 1 | 1 | 1 | 1 | 1 | 1 | 1 | 0
PG&E GBA | Curtis | 115 | 0 | 0 | 0 | 0 | 0 | 0 | 0 | 0 | 0 | 0 | 0 | 0 | 0 | 0 | 0 | 0 | 0 | 0 | 0 | 0 |  | 0 | 5 | 0 | 0 | 0 | 0 | 0 | 0 | 0 | 0 | 0 | 0 | 0 | 0 | 0 | 0 | 0 | 0 | 0 | 1 | 0 |  | 0 | 2 | 0 | 0 | 0 | 0 | 0 | 0 | 0 | 0 | 0 | 0 | 0 | 0 | 0 | 0 | 0 | 0 | 0 |  | 1 | 4 | 1 | 1 | 1 | 1 | 1 | 1 | 1 | 1 | 1 | 1
PG&E FRESNO | Dairyland | 115 | 0 | 0 | 0 | 0 | 0 | 0 | 0 | 0 | 0 | 0 | 0 | 5 | 0 | 0 | 0 | 0 | 0 | 0 | 0 | 1 |  | 0 | 0 | 0 | 0 | 0 | 0 | 0 | 0 | 0 | 0 | 0 | 5 | 0 | 0 | 0 | 0 | 0 | 0 | 0 | 1 | 1 |  | 0 | 0 | 0 | 0 | 0 | 0 | 0 | 0 | 0 | 0 | 0 | 0 | 0 | 0 | 0 | 0 | 0 | 0 | 0 |  | 1 | 1 | 1 | 1 | 1 | 1 | 1 | 1 | 1 | 1 | 1 | 0
PG&E NGBA | Davis | 115 | 0 | 0 | 0 | 0 | 0 | 0 | 0 | 0 | 0 | 0 | 0 | 0 | 0 | 0 | 0 | 0 | 0 | 0 | 0 | 0 |  | 0 | 0 | 0 | 0 | 0 | 0 | 0 | 0 | 0 | 0 | 0 | 0 | 0 | 0 | 0 | 0 | 0 | 0 | 0 | 0 | 0 |  | 0 | 0 | 0 | 0 | 0 | 0 | 0 | 0 | 0 | 0 | 0 | 0 | 0 | 0 | 0 | 0 | 0 | 0 | 0 |  | 1 | 1 | 1 | 1 | 1 | 1 | 1 | 1 | 1 | 1 | 1 | 0
SCE Metro | Del Amo | 500 | 0 | 0 | 0 | 0 | 0 | 0 | 0 | 0 | 0 | 0 | 0 | 0 | 0 | 0 | 0 | 0 | 0 | 0 | 0 | 0 |  | 0 | 0 | 0 | 0 | 0 | 0 | 0 | 0 | 0 | 0 | 0 | 0 | 0 | 0 | 0 | 0 | 0 | 0 | 0 | 0 | 0 |  | 0 | 0 | 0 | 0 | 0 | 0 | 0 | 0 | 0 | 0 | 0 | 0 | 0 | 0 | 0 | 0 | 0 | 0 | 0 |  | 1 | 1 | 1 | 1 | 1 | 1 | 1 | 1 | 1 | 1 | 1 | 0
SCE Metro | Del Amo | 230 | 0 | 0 | 0 | 0 | 0 | 0 | 0 | 0 | 0 | 0 | 0 | 0 | 0 | 0 | 0 | 0 | 0 | 0 | 0 | 0 |  | 0 | 0 | 0 | 0 | 0 | 0 | 0 | 0 | 0 | 0 | 0 | 0 | 0 | 0 | 0 | 0 | 0 | 0 | 0 | 0 | 0 |  | 0 | 0 | 0 | 0 | 0 | 0 | 0 | 0 | 0 | 0 | 0 | 0 | 0 | 0 | 0 | 0 | 0 | 0 | 0 |  | 1 | 1 | 1 | 1 | 1 | 1 | 1 | 1 | 1 | 1 | 1 | 0
SCE Eastern | Delaney | 500 | 0 | 0 | 0 | 0 | 0 | 0 | 0 | 0 | 0 | 0 | 0 | 0 | 0 | 0 | 0 | 0 | 0 | 0 | 0 | 0 |  | 0 | 0 | 0 | 0 | 0 | 0 | 0 | 0 | 0 | 0 | 0 | 0 | 10 | 140 | 150 | 0 | 0 | 0 | 0 | 1 | 2 |  | 0 | 0 | 0 | 0 | 0 | 0 | 0 | 0 | 0 | 0 | 0 | 0 | 2 | 2 | 2 | 0 | 0 | 0 | 0 |  | 1 | 1 | 1 | 1 | 1 | 1 | 5 | 1 | 1 | 1 | 1 | 1
PG&E NGBA | Delevan | 230 | 0 | 0 | 0 | 0 | 0 | 0 | 0 | 0 | 0 | 0 | 0 | 0 | 50 | 150 | 200 | 0 | 50 | 50 | 70 | 1 |  | 0 | 0 | 0 | 0 | 0 | 0 | 0 | 0 | 0 | 0 | 0 | 0 | 170 | 130 | 300 | 0 | 50 | 50 | 0 | 1 | 0 |  | 0 | 0 | 0 | 0 | 0 | 0 | 0 | 0 | 0 | 0 | 0 | 0 | 2 | 0 | 2 | 0 | 0 | 0 | 0 |  | 1 | 1 | 1 | 1 | 1 | 1 | 4 | 1 | 1 | 1 | 1 | 1
PG&E GBA | Delta PP | 230 | 0 | 0 | 0 | 0 | 0 | 0 | 0 | 0 | 0 | 0 | 0 | 0 | 0 | 0 | 0 | 0 | 0 | 0 | 0 | 0 |  | 0 | 0 | 0 | 0 | 0 | 0 | 0 | 0 | 0 | 0 | 0 | 0 | 0 | 0 | 0 | 0 | 0 | 0 | 0 | 0 | 0 |  | 0 | 0 | 0 | 0 | 0 | 0 | 0 | 0 | 0 | 0 | 0 | 0 | 0 | 0 | 0 | 0 | 0 | 0 | 0 |  | 1 | 1 | 1 | 1 | 1 | 1 | 1 | 1 | 1 | 1 | 1 | 0
EOP | Desert View | 230 | 0 | 0 | 0 | 0 | 0 | 0 | 0 | 0 | 0 | 0 | 0 | 0 | 0 | 0 | 0 | 0 | 0 | 0 | 0 | 0 |  | 0 | 0 | 0 | 0 | 0 | 0 | 0 | 0 | 0 | 0 | 0 | 0 | 0 | 0 | 0 | 0 | 0 | 0 | 0 | 0 | 2 |  | 0 | 0 | 0 | 0 | 0 | 0 | 0 | 0 | 0 | 0 | 0 | 0 | 0 | 0 | 0 | 0 | 0 | 0 | 0 |  | 1 | 1 | 1 | 1 | 1 | 1 | 1 | 1 | 1 | 1 | 1 | 0
SCE Eastern | Devers | 230 | 0 | 0 | 287.5 | 37 | 324.5 | 0 | 0 | 0 | 0 | 0 | 0 | 0 | 0 | 0 | 0 | 220 | 100 | 320 | 0 | 1 |  | 0 | 0 | 224 | 100 | 324 | 0 | 0 | 0 | 0 | 0 | 0 | 0 | 300 | 100 | 400 | 0 | 120 | 120 | 0 | 1 | 1 |  | 0 | 0 | 0 | 2 | 0 | 0 | 0 | 0 | 0 | 0 | 0 | 0 | 2 | 2 | 2 | 0 | 1 | 0 | 0 |  | 1 | 1 | 1 | 1 | 1 | 1 | 5 | 1 | 3 | 1 | 1 | 1
SCE Eastern | Devers | 500 | 0 | 0 | 0 | 0 | 0 | 0 | 0 | 0 | 0 | 0 | 0 | 0 | 0 | 0 | 0 | 0 | 0 | 0 | 0 | 0 |  | 0 | 0 | 0 | 0 | 0 | 0 | 0 | 0 | 0 | 0 | 0 | 0 | 0 | 0 | 0 | 0 | 0 | 0 | 0 | 0 | 1 |  | 0 | 0 | 0 | 0 | 0 | 0 | 0 | 0 | 0 | 0 | 0 | 0 | 0 | 0 | 0 | 0 | 0 | 0 | 0 |  | 1 | 1 | 1 | 1 | 1 | 1 | 1 | 1 | 1 | 1 | 1 | 0
PG&E KERN | Diablo Canyon | 230 | 0 | 0 | 0 | 0 | 0 | 0 | 0 | 0 | 0 | 0 | 0 | 0 | 0 | 0 | 0 | 0 | 0 | 0 | 0 | 0 |  | 0 | 0 | 0 | 0 | 0 | 0 | 0 | 0 | 0 | 0 | 0 | 0 | 0 | 0 | 0 | 0 | 0 | 0 | 0 | 0 | 1 |  | 0 | 0 | 0 | 0 | 0 | 0 | 0 | 0 | 0 | 0 | 0 | 0 | 0 | 0 | 0 | 0 | 0 | 0 | 0 |  | 1 | 1 | 1 | 1 | 1 | 1 | 1 | 1 | 1 | 1 | 1 | 0
PG&E KERN | Diablo Canyon | 500 | 0 | 0 | 0 | 0 | 0 | 0 | 0 | 0 | 2500 | 0 | 2500 | 0 | 0 | 0 | 0 | 0 | 0 | 0 | 0 | 1 |  | 0 | 0 | 0 | 0 | 0 | 0 | 0 | 0 | 2924 | 0 | 2924 | 0 | 0 | 0 | 0 | 0 | 0 | 0 | 0 | 1 | 0 |  | 0 | 0 | 0 | 0 | 0 | 0 | 0 | 0 | 1 | 0 | 1 | 0 | 0 | 0 | 0 | 0 | 0 | 0 | 0 |  | 1 | 1 | 1 | 1 | 3 | 1 | 1 | 1 | 1 | 1 | 1 | 1
PG&E KERN | Divide | 115 | 0 | 0 | 0 | 0 | 0 | 0 | 0 | 0 | 0 | 0 | 0 | 0 | 0 | 0 | 0 | 0 | 0 | 0 | 0 | 0 |  | 0 | 0 | 0 | 0 | 0 | 0 | 0 | 0 | 0 | 0 | 0 | 0 | 0 | 0 | 0 | 0 | 0 | 0 | 0 | 0 | 1 |  | 0 | 0 | 0 | 0 | 0 | 0 | 0 | 0 | 0 | 0 | 0 | 0 | 0 | 0 | 0 | 0 | 0 | 0 | 0 |  | 1 | 1 | 1 | 1 | 1 | 1 | 1 | 1 | 1 | 1 | 1 | 0
PG&E GBA | Dixon Landing | 115 | 0 | 0 | 0 | 0 | 0 | 0 | 0 | 0 | 0 | 0 | 0 | 2.3 | 0 | 0 | 0 | 0 | 0 | 0 | 0 | 1 |  | 0 | 0 | 0 | 0 | 0 | 0 | 0 | 0 | 0 | 0 | 0 | 2.3 | 0 | 0 | 0 | 0 | 0 | 0 | 0 | 1 | 0 |  | 0 | 0 | 0 | 0 | 0 | 0 | 0 | 0 | 0 | 0 | 0 | 0 | 0 | 0 | 0 | 0 | 0 | 0 | 0 |  | 1 | 1 | 1 | 1 | 1 | 1 | 1 | 1 | 1 | 1 | 1 | 0
PG&E FRESNO | Dos Amigos | 230 | 0 | 0 | 0 | 0 | 0 | 0 | 0 | 0 | 0 | 0 | 0 | 3 | 0 | 0 | 0 | 0 | 0 | 0 | 0 | 1 |  | 0 | 0 | 0 | 0 | 0 | 0 | 0 | 0 | 0 | 0 | 0 | 3 | 0 | 0 | 0 | 0 | 0 | 0 | 0 | 1 | 1 |  | 0 | 0 | 0 | 0 | 0 | 0 | 0 | 0 | 0 | 0 | 0 | 0 | 0 | 0 | 0 | 0 | 0 | 0 | 0 |  | 1 | 1 | 1 | 1 | 1 | 1 | 1 | 1 | 1 | 1 | 1 | 0
PG&E NGBA | Drum | 115 | 0 | 0 | 0 | 0 | 0 | 0 | 0 | 0 | 0 | 0 | 0 | 0 | 0 | 0 | 0 | 0 | 0 | 0 | 0 | 0 |  | 0 | 0 | 0 | 0 | 0 | 0 | 0 | 0 | 0 | 0 | 0 | 0 | 0 | 0 | 0 | 0 | 0 | 0 | 0 | 0 | 0 |  | 0 | 0 | 0 | 0 | 0 | 0 | 0 | 0 | 0 | 0 | 0 | 0 | 0 | 0 | 0 | 0 | 0 | 0 | 0 |  | 1 | 1 | 1 | 1 | 1 | 1 | 1 | 1 | 1 | 1 | 1 | 0
PG&E GBA | Dumbarton | 115 | 0 | 0 | 0 | 0 | 0 | 0 | 0 | 0 | 0 | 0 | 0 | 5 | 0 | 0 | 0 | 0 | 0 | 0 | 0 | 1 |  | 0 | 0 | 0 | 0 | 0 | 0 | 0 | 0 | 0 | 0 | 0 | 1 | 0 | 0 | 0 | 0 | 0 | 0 | 0 | 1 | 1 |  | 0 | 0 | 0 | 0 | 0 | 0 | 0 | 0 | 0 | 0 | 0 | 0 | 0 | 0 | 0 | 0 | 0 | 0 | 0 |  | 1 | 1 | 1 | 1 | 1 | 1 | 1 | 1 | 1 | 1 | 1 | 0
SCE NOL | Dunn Siding | 115 | 0 | 0 | 0 | 0 | 0 | 0 | 0 | 0 | 0 | 0 | 0 | 0 | 0 | 0 | 0 | 0 | 0 | 0 | 0 | 0 |  | 0 | 0 | 0 | 0 | 0 | 0 | 0 | 0 | 0 | 0 | 0 | 0 | 0 | 0 | 0 | 0 | 0 | 0 | 0 | 0 | 3 |  | 0 | 0 | 0 | 0 | 0 | 0 | 0 | 0 | 0 | 0 | 0 | 0 | 0 | 0 | 0 | 0 | 0 | 0 | 0 |  | 1 | 1 | 1 | 1 | 1 | 1 | 1 | 1 | 1 | 1 | 1 | 0
SCE Eastern | Eagle Mountain | 230 | 0 | 0 | 0 | 0 | 0 | 0 | 0 | 0 | 0 | 0 | 0 | 0 | 0 | 0 | 0 | 0 | 0 | 0 | 0 | 0 |  | 0 | 0 | 0 | 0 | 0 | 0 | 0 | 0 | 0 | 0 | 0 | 0 | 0 | 0 | 0 | 0 | 0 | 0 | 0 | 0 | 1 |  | 0 | 0 | 0 | 0 | 0 | 0 | 0 | 0 | 0 | 0 | 0 | 0 | 0 | 0 | 0 | 0 | 0 | 0 | 0 |  | 1 | 1 | 1 | 1 | 1 | 1 | 1 | 1 | 1 | 1 | 1 | 0
PG&E NGBA | Eagle Rock (PGE) | 60 | 0 | 0 | 0 | 0 | 0 | 0 | 0 | 0 | 0 | 0 | 0 | 0 | 0 | 0 | 0 | 0 | 0 | 0 | 0 | 0 |  | 0 | 0 | 0 | 0 | 0 | 0 | 0 | 0 | 0 | 0 | 0 | 0 | 0 | 0 | 0 | 0 | 0 | 0 | 0 | 0 | 1 |  | 0 | 0 | 0 | 0 | 0 | 0 | 0 | 0 | 0 | 0 | 0 | 0 | 0 | 0 | 0 | 0 | 0 | 0 | 0 |  | 1 | 1 | 1 | 1 | 1 | 1 | 1 | 1 | 1 | 1 | 1 | 0
PG&E NGBA | Eagle Rock (PGE) | 115 | 46 | 0 | 0 | 0 | 0 | 0 | 0 | 0 | 0 | 0 | 0 | 0 | 0 | 0 | 0 | 0 | 0 | 0 | 0 | 1 |  | 32 | 2 | 104 | 27 | 131 | 0 | 0 | 0 | 0 | 0 | 0 | 0 | 0 | 0 | 0 | 0 | 0 | 0 | 0 | 1 | 1 |  | 0 | 2 | 2 | 2 | 2 | 0 | 0 | 0 | 0 | 0 | 0 | 0 | 0 | 0 | 0 | 0 | 0 | 0 | 0 |  | 1 | 5 | 5 | 1 | 1 | 1 | 1 | 1 | 1 | 1 | 1 | 1
SCE Metro | Eagle Rock (SCE) | 230 | 0 | 0 | 0 | 0 | 0 | 0 | 0 | 0 | 0 | 0 | 0 | 0 | 0 | 0 | 0 | 0 | 0 | 0 | 0 | 0 |  | 0 | 0 | 0 | 0 | 0 | 0 | 0 | 0 | 0 | 0 | 0 | 0 | 0 | 0 | 0 | 0 | 0 | 0 | 0 | 0 | 0 |  | 0 | 0 | 0 | 0 | 0 | 0 | 0 | 0 | 0 | 0 | 0 | 0 | 0 | 0 | 0 | 0 | 0 | 0 | 0 |  | 1 | 1 | 1 | 1 | 1 | 1 | 1 | 1 | 1 | 1 | 1 | 0
PG&E NGBA | East Marysville | 115 | 0 | 0 | 0 | 0 | 0 | 0 | 0 | 0 | 0 | 0 | 0 | 0 | 0 | 0 | 0 | 0 | 0 | 0 | 0 | 0 |  | 0 | 0 | 0 | 0 | 0 | 0 | 0 | 0 | 0 | 0 | 0 | 0 | 0 | 0 | 0 | 0 | 0 | 0 | 0 | 0 | 0 |  | 0 | 0 | 0 | 0 | 0 | 0 | 0 | 0 | 0 | 0 | 0 | 0 | 0 | 0 | 0 | 0 | 0 | 0 | 0 |  | 1 | 1 | 1 | 1 | 1 | 1 | 1 | 1 | 1 | 1 | 1 | 0
PG&E NGBA | East Nicolaus | 115 | 0 | 0 | 0 | 0 | 0 | 0 | 0 | 0 | 0 | 0 | 0 | 0 | 0 | 0 | 0 | 0 | 0 | 0 | 0 | 0 |  | 0 | 0 | 0 | 0 | 0 | 0 | 0 | 0 | 0 | 0 | 0 | 0 | 0 | 0 | 0 | 0 | 0 | 0 | 0 | 0 | 0 |  | 0 | 0 | 0 | 0 | 0 | 0 | 0 | 0 | 0 | 0 | 0 | 0 | 0 | 0 | 0 | 0 | 0 | 0 | 0 |  | 1 | 1 | 1 | 1 | 1 | 1 | 1 | 1 | 1 | 1 | 1 | 0
PG&E NGBA | East Nicolaus | 60 | 0 | 0 | 0 | 0 | 0 | 0 | 0 | 0 | 0 | 0 | 0 | 0 | 0 | 0 | 0 | 0 | 0 | 0 | 0 | 0 |  | 0 | 0 | 0 | 0 | 0 | 0 | 0 | 0 | 0 | 0 | 0 | 0 | 0 | 0 | 0 | 0 | 0 | 0 | 0 | 0 | 0 |  | 0 | 0 | 0 | 0 | 0 | 0 | 0 | 0 | 0 | 0 | 0 | 0 | 0 | 0 | 0 | 0 | 0 | 0 | 0 |  | 1 | 1 | 1 | 1 | 1 | 1 | 1 | 1 | 1 | 1 | 1 | 0
PG&E GBA | Eastshore | 115 | 0 | 0 | 0 | 0 | 0 | 0 | 0 | 0 | 0 | 0 | 0 | 0 | 0 | 0 | 0 | 0 | 0 | 0 | 0 | 0 |  | 0 | 0 | 0 | 0 | 0 | 0 | 0 | 0 | 0 | 0 | 0 | 0 | 0 | 0 | 0 | 0 | 0 | 0 | 0 | 0 | 1 |  | 0 | 0 | 0 | 0 | 0 | 0 | 0 | 0 | 0 | 0 | 0 | 0 | 0 | 0 | 0 | 0 | 0 | 0 | 0 |  | 1 | 1 | 1 | 1 | 1 | 1 | 1 | 1 | 1 | 1 | 1 | 0
PG&E GBA | Eastshore | 230 | 0 | 0 | 0 | 0 | 0 | 0 | 0 | 0 | 0 | 0 | 0 | 0 | 0 | 0 | 0 | 0 | 0 | 0 | 0 | 0 |  | 0 | 0 | 0 | 0 | 0 | 0 | 0 | 0 | 0 | 0 | 0 | 0 | 0 | 0 | 0 | 0 | 0 | 0 | 0 | 0 | 3 |  | 0 | 0 | 0 | 0 | 0 | 0 | 0 | 0 | 0 | 0 | 0 | 0 | 0 | 0 | 0 | 0 | 0 | 0 | 0 |  | 1 | 1 | 1 | 1 | 1 | 1 | 1 | 1 | 1 | 1 | 1 | 0
SDGE | ECO | 138 | 0 | 0 | 0 | 0 | 0 | 0 | 0 | 0 | 0 | 0 | 0 | 0 | 0 | 0 | 0 | 0 | 0 | 0 | 0 | 0 |  | 0 | 0 | 60 | 4 | 64 | 0 | 0 | 0 | 0 | 0 | 0 | 0 | 0 | 182 | 182 | 117.15 | 0 | 117.15 | 0 | 1 | 6 |  | 0 | 0 | 2 | 2 | 2 | 0 | 0 | 0 | 0 | 0 | 0 | 0 | 0 | 2 | 2 | 2 | 0 | 2 | 0 |  | 1 | 1 | 5 | 1 | 1 | 1 | 4 | 5 | 1 | 5 | 1 | 1
SDGE | ECO | 230 | 0 | 0 | 300 | 52.5 | 352.5 | 0 | 0 | 0 | 0 | 0 | 0 | 0 | 0 | 0 | 0 | 0 | 0 | 0 | 0 | 1 |  | 0 | 0 | 415 | 185 | 600 | 0 | 0 | 0 | 0 | 0 | 0 | 0 | 0 | 0 | 0 | 0 | 0 | 0 | 0 | 1 | 6 |  | 0 | 0 | 1 | 2 | 2 | 0 | 0 | 0 | 0 | 0 | 0 | 0 | 0 | 0 | 0 | 0 | 0 | 0 | 0 |  | 1 | 1 | 4 | 1 | 1 | 1 | 1 | 1 | 1 | 1 | 1 | 1
SDGE | ECO | 500 | 0 | 0 | 600 | 400 | 1000 | 0 | 0 | 0 | 0 | 0 | 0 | 0 | 0 | 0 | 0 | 0 | 0 | 0 | 0 | 1 |  | 0 | 0 | 500 | 0 | 500 | 0 | 0 | 0 | 0 | 0 | 0 | 0 | 0 | 0 | 0 | 0 | 0 | 0 | 0 | 1 | 6 |  | 0 | 0 | 0 | 0 | 0 | 0 | 0 | 0 | 0 | 0 | 0 | 0 | 0 | 0 | 0 | 0 | 0 | 0 | 0 |  | 1 | 1 | 1 | 1 | 1 | 1 | 1 | 1 | 1 | 1 | 1 | 0
PG&E GBA | Edenvale | 115 | 0 | 0 | 0 | 0 | 0 | 0 | 0 | 0 | 0 | 0 | 0 | 0 | 0 | 0 | 0 | 0 | 0 | 0 | 0 | 0 |  | 0 | 0 | 0 | 0 | 0 | 0 | 0 | 0 | 0 | 0 | 0 | 0 | 0 | 0 | 0 | 0 | 0 | 0 | 0 | 0 | 0 |  | 0 | 0 | 0 | 0 | 0 | 0 | 0 | 0 | 0 | 0 | 0 | 0 | 0 | 0 | 0 | 0 | 0 | 0 | 0 |  | 1 | 1 | 1 | 1 | 1 | 1 | 1 | 1 | 1 | 1 | 1 | 0
PG&E GBA | Edes | 115 | 0 | 0 | 0 | 0 | 0 | 0 | 0 | 0 | 0 | 0 | 0 | 1.7 | 0 | 0 | 0 | 0 | 0 | 0 | 0 | 1 |  | 0 | 0 | 0 | 0 | 0 | 0 | 0 | 0 | 0 | 0 | 0 | 0 | 0 | 0 | 0 | 0 | 0 | 0 | 0 | 0 | 1 |  | 0 | 0 | 0 | 0 | 0 | 0 | 0 | 0 | 0 | 0 | 0 | 0 | 0 | 0 | 0 | 0 | 0 | 0 | 0 |  | 1 | 1 | 1 | 1 | 1 | 1 | 1 | 1 | 1 | 1 | 1 | 0
PG&E GBA | Eight Mile | 230 | 0 | 0 | 0 | 0 | 0 | 0 | 0 | 0 | 0 | 0 | 0 | 0 | 0 | 0 | 0 | 0 | 0 | 0 | 0 | 0 |  | 0 | 0 | 0 | 0 | 0 | 0 | 0 | 0 | 0 | 0 | 0 | 0 | 0 | 0 | 0 | 0 | 0 | 0 | 0 | 0 | 0 |  | 0 | 0 | 0 | 0 | 0 | 0 | 0 | 0 | 0 | 0 | 0 | 0 | 0 | 0 | 0 | 0 | 0 | 0 | 0 |  | 1 | 1 | 1 | 1 | 1 | 1 | 1 | 1 | 1 | 1 | 1 | 0
SDGE | El Cajon | 69 | 0 | 0 | 0 | 0 | 0 | 0 | 0 | 0 | 0 | 0 | 0 | 0 | 0 | 0 | 0 | 50 | 0 | 50 | 0 | 1 |  | 0 | 0 | 0 | 0 | 0 | 0 | 0 | 0 | 0 | 0 | 0 | 0 | 0 | 0 | 0 | 50 | 0 | 50 | 0 | 1 | 3 |  | 0 | 0 | 0 | 0 | 0 | 0 | 0 | 0 | 0 | 0 | 0 | 0 | 0 | 0 | 0 | 0 | 0 | 0 | 0 |  | 1 | 1 | 1 | 1 | 1 | 1 | 1 | 1 | 1 | 1 | 1 | 0
SCE Eastern | El Casco | 230 | 0 | 0 | 0 | 0 | 0 | 0 | 0 | 0 | 0 | 0 | 0 | 0 | 0 | 0 | 0 | 65 | 0 | 65 | 0 | 1 |  | 0 | 0 | 0 | 0 | 0 | 0 | 0 | 0 | 0 | 0 | 0 | 0 | 0 | 0 | 0 | 65 | 0 | 65 | 0 | 1 | 1 |  | 0 | 0 | 0 | 0 | 0 | 0 | 0 | 0 | 0 | 0 | 0 | 0 | 0 | 0 | 0 | 0 | 0 | 0 | 0 |  | 1 | 1 | 1 | 1 | 1 | 1 | 1 | 1 | 1 | 1 | 1 | 0
PG&E GBA | El Cerrito G | 115 | 0 | 0 | 0 | 0 | 0 | 0 | 0 | 0 | 0 | 0 | 0 | 0 | 0 | 0 | 0 | 0 | 0 | 0 | 0 | 0 |  | 0 | 0 | 0 | 0 | 0 | 0 | 0 | 0 | 0 | 0 | 0 | 0 | 0 | 0 | 0 | 0 | 0 | 0 | 0 | 0 | 1 |  | 0 | 0 | 0 | 0 | 0 | 0 | 0 | 0 | 0 | 0 | 0 | 0 | 0 | 0 | 0 | 0 | 0 | 0 | 0 |  | 1 | 1 | 1 | 1 | 1 | 1 | 1 | 1 | 1 | 1 | 1 | 0
PG&E NGBA | El Dorado PH | 115 | 0 | 0 | 0 | 0 | 0 | 0 | 0 | 0 | 0 | 0 | 0 | 0 | 0 | 0 | 0 | 0 | 0 | 0 | 0 | 0 |  | 0 | 0 | 0 | 0 | 0 | 0 | 0 | 0 | 0 | 0 | 0 | 0 | 0 | 0 | 0 | 0 | 0 | 0 | 0 | 0 | 0 |  | 0 | 0 | 0 | 0 | 0 | 0 | 0 | 0 | 0 | 0 | 0 | 0 | 0 | 0 | 0 | 0 | 0 | 0 | 0 |  | 1 | 1 | 1 | 1 | 1 | 1 | 1 | 1 | 1 | 1 | 1 | 0
PG&E FRESNO | El Nido (PGE) | 115 | 0 | 0 | 0 | 0 | 0 | 0 | 0 | 0 | 0 | 0 | 0 | 3 | 0 | 0 | 0 | 0 | 0 | 0 | 0 | 1 |  | 0 | 0 | 0 | 0 | 0 | 0 | 0 | 0 | 0 | 0 | 0 | 3 | 0 | 0 | 0 | 0 | 0 | 0 | 0 | 1 | 2 |  | 0 | 0 | 0 | 0 | 0 | 0 | 0 | 0 | 0 | 0 | 0 | 0 | 0 | 0 | 0 | 0 | 0 | 0 | 0 |  | 1 | 1 | 1 | 1 | 1 | 1 | 1 | 1 | 1 | 1 | 1 | 0
SCE Metro | El Nido (SCE) | 230 | 0 | 0 | 0 | 0 | 0 | 0 | 0 | 0 | 0 | 0 | 0 | 0 | 0 | 0 | 0 | 0 | 0 | 0 | 0 | 0 |  | 0 | 0 | 0 | 0 | 0 | 0 | 0 | 0 | 0 | 0 | 0 | 0 | 0 | 0 | 0 | 0 | 13 | 13 | 0 | 1 | 0 |  | 0 | 0 | 0 | 0 | 0 | 0 | 0 | 0 | 0 | 0 | 0 | 0 | 0 | 0 | 0 | 0 | 2 | 2 | 0 |  | 1 | 1 | 1 | 1 | 1 | 1 | 1 | 1 | 4 | 4 | 1 | 1
PG&E GBA | El Patio | 115 | 0 | 0 | 0 | 0 | 0 | 0 | 0 | 0 | 0 | 0 | 0 | 0 | 0 | 0 | 0 | 0 | 0 | 0 | 0 | 0 |  | 0 | 0 | 0 | 0 | 0 | 0 | 0 | 0 | 0 | 0 | 0 | 0 | 0 | 0 | 0 | 0 | 0 | 0 | 0 | 0 | 0 |  | 0 | 0 | 0 | 0 | 0 | 0 | 0 | 0 | 0 | 0 | 0 | 0 | 0 | 0 | 0 | 0 | 0 | 0 | 0 |  | 1 | 1 | 1 | 1 | 1 | 1 | 1 | 1 | 1 | 1 | 1 | 0
SCE Metro | El Segundo | 230 | 0 | 0 | 0 | 0 | 0 | 0 | 0 | 0 | 0 | 0 | 0 | 0 | 0 | 0 | 0 | 0 | 0 | 0 | 0 | 0 |  | 0 | 0 | 0 | 0 | 0 | 0 | 0 | 0 | 0 | 0 | 0 | 0 | 0 | 0 | 0 | 0 | 0 | 0 | 0 | 0 | 0 |  | 0 | 0 | 0 | 0 | 0 | 0 | 0 | 0 | 0 | 0 | 0 | 0 | 0 | 0 | 0 | 0 | 0 | 0 | 0 |  | 1 | 1 | 1 | 1 | 1 | 1 | 1 | 1 | 1 | 1 | 1 | 0
EOP | Eldorado | 230 | 128.3 | 0 | 0 | 0 | 0 | 51 | 0 | 51 | 0 | 0 | 0 | 0 | 0 | 0 | 0 | 279 | 0 | 279 | 0 | 1 |  | 76 | 0 | 0 | 0 | 0 | 0 | 0 | 0 | 0 | 0 | 0 | 0 | 0 | 300 | 300 | 279 | 0 | 279 | 0 | 1 | 1 |  | 0 | 0 | 0 | 0 | 0 | 0 | 0 | 0 | 0 | 0 | 0 | 0 | 0 | 2 | 2 | 0 | 0 | 0 | 0 |  | 1 | 1 | 1 | 1 | 1 | 1 | 4 | 1 | 1 | 1 | 1 | 1
EOP | Eldorado | 500 | 0 | 0 | 0 | 0 | 0 | 2895 | 0 | 2895 | 0 | 0 | 0 | 0 | 0 | 0 | 0 | 0 | 0 | 0 | 0 | 1 |  | 299 | 0 | 0 | 0 | 0 | 2904.8 | 0 | 2904.8 | 0 | 0 | 0 | 0 | 0 | 0 | 0 | 0 | 0 | 0 | 0 | 1 | 0 |  | 2 | 0 | 0 | 0 | 0 | 0 | 0 | 0 | 0 | 0 | 0 | 0 | 0 | 0 | 0 | 0 | 0 | 0 | 0 |  | 4 | 1 | 1 | 1 | 1 | 1 | 1 | 1 | 1 | 1 | 1 | 1
SCE Northern | Elizabeth Lake | 66 | 0 | 0 | 0 | 0 | 0 | 0 | 0 | 0 | 0 | 0 | 0 | 0 | 0 | 0 | 0 | 0 | 0 | 0 | 0 | 0 |  | 0 | 0 | 0 | 0 | 0 | 0 | 0 | 0 | 0 | 0 | 0 | 0 | 0 | 0 | 0 | 0 | 0 | 0 | 0 | 0 | 0 |  | 0 | 0 | 0 | 0 | 0 | 0 | 0 | 0 | 0 | 0 | 0 | 0 | 0 | 0 | 0 | 0 | 0 | 0 | 0 |  | 1 | 1 | 1 | 1 | 1 | 1 | 1 | 1 | 1 | 1 | 1 | 0
PG&E KERN | Elk Hills | 230 | 0 | 0 | 0 | 0 | 0 | 0 | 0 | 0 | 0 | 0 | 0 | 5.25 | 0 | 0 | 0 | 0 | 0 | 0 | 0 | 1 |  | 0 | 0 | 0 | 0 | 0 | 0 | 0 | 0 | 0 | 0 | 0 | 5.25 | 0 | 0 | 0 | 0 | 0 | 0 | 0 | 1 | 0 |  | 0 | 0 | 0 | 0 | 0 | 0 | 0 | 0 | 0 | 0 | 0 | 0 | 0 | 0 | 0 | 0 | 0 | 0 | 0 |  | 1 | 1 | 1 | 1 | 1 | 1 | 1 | 1 | 1 | 1 | 1 | 0
SDGE | Elliot | 69 | 0 | 0 | 0 | 0 | 0 | 0 | 0 | 0 | 0 | 0 | 0 | 0 | 0 | 0 | 0 | 9.75 | 0 | 9.75 | 0 | 1 |  | 0 | 0 | 0 | 0 | 0 | 0 | 0 | 0 | 0 | 0 | 0 | 0 | 0 | 0 | 0 | 9.75 | 0 | 9.75 | 0 | 1 | 3 |  | 0 | 0 | 0 | 0 | 0 | 0 | 0 | 0 | 0 | 0 | 0 | 0 | 0 | 0 | 0 | 0 | 0 | 0 | 0 |  | 1 | 1 | 1 | 1 | 1 | 1 | 1 | 1 | 1 | 1 | 1 | 0
SCE Metro | Ellis | 230 | 0 | 0 | 0 | 0 | 0 | 0 | 0 | 0 | 0 | 0 | 0 | 0 | 0 | 0 | 0 | 0 | 0 | 0 | 0 | 0 |  | 0 | 0 | 0 | 0 | 0 | 0 | 0 | 0 | 0 | 0 | 0 | 0 | 0 | 0 | 0 | 0 | 0 | 0 | 0 | 0 | 0 |  | 0 | 0 | 0 | 0 | 0 | 0 | 0 | 0 | 0 | 0 | 0 | 0 | 0 | 0 | 0 | 0 | 0 | 0 | 0 |  | 1 | 1 | 1 | 1 | 1 | 1 | 1 | 1 | 1 | 1 | 1 | 0
SDGE | Encina | 138 | 0 | 0 | 0 | 0 | 0 | 0 | 0 | 0 | 0 | 0 | 0 | 0 | 0 | 0 | 0 | 0 | 0 | 0 | 0 | 0 |  | 0 | 0 | 0 | 0 | 0 | 0 | 0 | 0 | 0 | 0 | 0 | 0 | 0 | 0 | 0 | 0 | 0 | 0 | 0 | 0 | 2 |  | 0 | 0 | 0 | 0 | 0 | 0 | 0 | 0 | 0 | 0 | 0 | 0 | 0 | 0 | 0 | 0 | 0 | 0 | 0 |  | 1 | 1 | 1 | 1 | 1 | 1 | 1 | 1 | 1 | 1 | 1 | 0
SDGE | Encina | 230 | 0 | 0 | 0 | 0 | 0 | 0 | 0 | 0 | 0 | 0 | 0 | 0 | 0 | 0 | 0 | 0 | 0 | 0 | 0 | 0 |  | 0 | 0 | 0 | 0 | 0 | 0 | 0 | 0 | 0 | 0 | 0 | 0 | 0 | 0 | 0 | 0 | 0 | 0 | 0 | 0 | 2 |  | 0 | 0 | 0 | 0 | 0 | 0 | 0 | 0 | 0 | 0 | 0 | 0 | 0 | 0 | 0 | 0 | 0 | 0 | 0 |  | 1 | 1 | 1 | 1 | 1 | 1 | 1 | 1 | 1 | 1 | 1 | 0
SDGE | Escondido | 230 | 0 | 0 | 0 | 0 | 0 | 0 | 0 | 0 | 0 | 0 | 0 | 0 | 0 | 0 | 0 | 0 | 0 | 0 | 0 | 0 |  | 0 | 0 | 0 | 0 | 0 | 0 | 0 | 0 | 0 | 0 | 0 | 0 | 0 | 0 | 0 | 0 | 0 | 0 | 0 | 0 | 3 |  | 0 | 0 | 0 | 0 | 0 | 0 | 0 | 0 | 0 | 0 | 0 | 0 | 0 | 0 | 0 | 0 | 0 | 0 | 0 |  | 1 | 1 | 1 | 1 | 1 | 1 | 1 | 1 | 1 | 1 | 1 | 0
SDGE | Escondido | 69 | 0 | 0 | 0 | 0 | 0 | 0 | 0 | 0 | 0 | 0 | 0 | 0 | 0 | 0 | 0 | 13 | 0 | 13 | 0 | 1 |  | 0 | 0 | 0 | 0 | 0 | 0 | 0 | 0 | 0 | 0 | 0 | 0 | 0 | 0 | 0 | 0 | 0 | 0 | 0 | 0 | 2 |  | 0 | 0 | 0 | 0 | 0 | 0 | 0 | 0 | 0 | 0 | 0 | 0 | 0 | 0 | 0 | 0 | 0 | 0 | 0 |  | 1 | 1 | 1 | 1 | 1 | 1 | 1 | 1 | 1 | 1 | 1 | 0
PG&E KERN | Estrella | 230 | 0 | 0 | 0 | 0 | 0 | 0 | 0 | 0 | 0 | 0 | 0 | 0 | 0 | 0 | 0 | 0 | 0 | 0 | 0 | 0 |  | 0 | 0 | 0 | 0 | 0 | 0 | 0 | 0 | 0 | 0 | 0 | 0 | 0 | 0 | 0 | 0 | 0 | 0 | 0 | 0 | 1 |  | 0 | 0 | 0 | 0 | 0 | 0 | 0 | 0 | 0 | 0 | 0 | 0 | 0 | 0 | 0 | 0 | 0 | 0 | 0 |  | 1 | 1 | 1 | 1 | 1 | 1 | 1 | 1 | 1 | 1 | 1 | 0
SCE Eastern | Etiwanda | 230 | 0 | 0 | 0 | 0 | 0 | 0 | 0 | 0 | 0 | 0 | 0 | 0 | 0 | 0 | 0 | 170 | 0 | 170 | 0 | 1 |  | 0 | 0 | 0 | 0 | 0 | 0 | 0 | 0 | 0 | 0 | 0 | 0 | 0 | 0 | 0 | 100 | 0 | 100 | 0 | 1 | 0 |  | 0 | 0 | 0 | 0 | 0 | 0 | 0 | 0 | 0 | 0 | 0 | 0 | 0 | 0 | 0 | 0 | 0 | 0 | 0 |  | 1 | 1 | 1 | 1 | 1 | 1 | 1 | 1 | 1 | 1 | 1 | 0
PG&E GBA | Evergreen | 115 | 0 | 0 | 0 | 0 | 0 | 0 | 0 | 0 | 0 | 0 | 0 | 0 | 0 | 0 | 0 | 0 | 0 | 0 | 0 | 0 |  | 0 | 0 | 0 | 0 | 0 | 0 | 0 | 0 | 0 | 0 | 0 | 0 | 0 | 0 | 0 | 0 | 0 | 0 | 0 | 0 | 0 |  | 0 | 0 | 0 | 0 | 0 | 0 | 0 | 0 | 0 | 0 | 0 | 0 | 0 | 0 | 0 | 0 | 0 | 0 | 0 |  | 1 | 1 | 1 | 1 | 1 | 1 | 1 | 1 | 1 | 1 | 1 | 0
PG&E GBA | Evergreen | 60 | 0 | 0 | 0 | 0 | 0 | 0 | 0 | 0 | 0 | 0 | 0 | 0 | 0 | 0 | 0 | 0 | 0 | 0 | 0 | 0 |  | 0 | 0 | 0 | 0 | 0 | 0 | 0 | 0 | 0 | 0 | 0 | 0 | 0 | 0 | 0 | 0 | 0 | 0 | 0 | 0 | 0 |  | 0 | 0 | 0 | 0 | 0 | 0 | 0 | 0 | 0 | 0 | 0 | 0 | 0 | 0 | 0 | 0 | 0 | 0 | 0 |  | 1 | 1 | 1 | 1 | 1 | 1 | 1 | 1 | 1 | 1 | 1 | 0
PG&E FRESNO | Excelsior | 115 | 0 | 0 | 0 | 0 | 0 | 0 | 0 | 0 | 0 | 0 | 0 | 0 | 0 | 0 | 0 | 0 | 0 | 0 | 0 | 0 |  | 0 | 0 | 0 | 0 | 0 | 0 | 0 | 0 | 0 | 0 | 0 | 0 | 0 | 0 | 0 | 0 | 0 | 0 | 0 | 0 | 1 |  | 0 | 0 | 0 | 0 | 0 | 0 | 0 | 0 | 0 | 0 | 0 | 0 | 0 | 0 | 0 | 0 | 0 | 0 | 0 |  | 1 | 1 | 1 | 1 | 1 | 1 | 1 | 1 | 1 | 1 | 1 | 0
PG&E FRESNO | Exchequer | 115 | 0 | 2 | 0 | 0 | 0 | 0 | 0 | 0 | 0 | 0 | 0 | 0 | 0 | 0 | 0 | 0 | 0 | 0 | 0 | 1 |  | 0 | 5.2 | 0 | 0 | 0 | 0 | 0 | 0 | 0 | 0 | 0 | 0 | 0 | 0 | 0 | 0 | 0 | 0 | 0 | 1 | 2 |  | 0 | 2 | 0 | 0 | 0 | 0 | 0 | 0 | 0 | 0 | 0 | 0 | 0 | 0 | 0 | 0 | 0 | 0 | 0 |  | 1 | 5 | 1 | 1 | 1 | 1 | 1 | 1 | 1 | 1 | 1 | 1
PG&E KERN | Fairway | 115 | 0 | 0 | 0 | 0 | 0 | 0 | 0 | 0 | 0 | 0 | 0 | 0 | 0 | 0 | 0 | 0 | 0 | 0 | 0 | 0 |  | 0 | 0 | 0 | 0 | 0 | 0 | 0 | 0 | 0 | 0 | 0 | 0 | 0 | 0 | 0 | 0 | 0 | 0 | 0 | 0 | 1 |  | 0 | 0 | 0 | 0 | 0 | 0 | 0 | 0 | 0 | 0 | 0 | 0 | 0 | 0 | 0 | 0 | 0 | 0 | 0 |  | 1 | 1 | 1 | 1 | 1 | 1 | 1 | 1 | 1 | 1 | 1 | 0
PG&E KERN | Famoso | 115 | 0 | 0 | 0 | 0 | 0 | 0 | 0 | 0 | 0 | 0 | 0 | 4 | 0 | 0 | 0 | 0 | 0 | 0 | 0 | 1 |  | 0 | 0 | 0 | 0 | 0 | 0 | 0 | 0 | 0 | 0 | 0 | 5 | 0 | 0 | 0 | 0 | 0 | 0 | 0 | 1 | 0 |  | 0 | 0 | 0 | 0 | 0 | 0 | 0 | 0 | 0 | 0 | 0 | 1 | 0 | 0 | 0 | 0 | 0 | 0 | 0 |  | 1 | 1 | 1 | 1 | 1 | 3 | 1 | 1 | 1 | 1 | 1 | 1
PG&E NGBA | Fern Road | 500 | 0 | 0 | 0 | 0 | 0 | 0 | 0 | 0 | 0 | 0 | 0 | 0 | 0 | 0 | 0 | 0 | 0 | 0 | 0 | 0 |  | 0 | 0 | 0 | 0 | 0 | 0 | 0 | 0 | 0 | 0 | 0 | 0 | 0 | 0 | 0 | 0 | 0 | 0 | 0 | 0 | 0 |  | 0 | 0 | 0 | 0 | 0 | 0 | 0 | 0 | 0 | 0 | 0 | 0 | 0 | 0 | 0 | 0 | 0 | 0 | 0 |  | 1 | 1 | 1 | 1 | 1 | 1 | 1 | 1 | 1 | 1 | 1 | 0
PG&E GBA | Fibreboard (SPI Sonora) | 115 | 0 | 0 | 0 | 0 | 0 | 0 | 0 | 0 | 0 | 0 | 0 | 0 | 0 | 0 | 0 | 0 | 0 | 0 | 0 | 0 |  | 0 | 0 | 0 | 0 | 0 | 0 | 0 | 0 | 0 | 0 | 0 | 0 | 0 | 0 | 0 | 0 | 0 | 0 | 0 | 0 | 0 |  | 0 | 0 | 0 | 0 | 0 | 0 | 0 | 0 | 0 | 0 | 0 | 0 | 0 | 0 | 0 | 0 | 0 | 0 | 0 |  | 1 | 1 | 1 | 1 | 1 | 1 | 1 | 1 | 1 | 1 | 1 | 0
PG&E FRESNO | Figarden | 230 | 0 | 0 | 0 | 0 | 0 | 0 | 0 | 0 | 0 | 0 | 0 | 0 | 0 | 0 | 0 | 0 | 0 | 0 | 0 | 0 |  | 0 | 0 | 0 | 0 | 0 | 0 | 0 | 0 | 0 | 0 | 0 | 0 | 0 | 0 | 0 | 0 | 0 | 0 | 0 | 0 | 1 |  | 0 | 0 | 0 | 0 | 0 | 0 | 0 | 0 | 0 | 0 | 0 | 0 | 0 | 0 | 0 | 0 | 0 | 0 | 0 |  | 1 | 1 | 1 | 1 | 1 | 1 | 1 | 1 | 1 | 1 | 1 | 0
PG&E FRESNO | Fink | 230 | 0 | 0 | 0 | 0 | 0 | 0 | 0 | 0 | 0 | 0 | 0 | 0 | 30 | 110 | 140 | 157 | 0 | 157 | 0 | 1 |  | 0 | 0 | 0 | 0 | 0 | 0 | 0 | 0 | 0 | 0 | 0 | 0 | 170 | 0 | 170 | 157 | 30 | 187 | 0 | 1 | 1 |  | 0 | 0 | 0 | 0 | 0 | 0 | 0 | 0 | 0 | 0 | 0 | 0 | 2 | 0 | 1 | 0 | 2 | 1 | 0 |  | 1 | 1 | 1 | 1 | 1 | 1 | 5 | 1 | 5 | 3 | 1 | 1
PG&E NGBA | Fitch Mountain | 60 | 0 | 0 | 0 | 0 | 0 | 0 | 0 | 0 | 0 | 0 | 0 | 0 | 0 | 0 | 0 | 0 | 0 | 0 | 0 | 0 |  | 0 | 0 | 0 | 0 | 0 | 0 | 0 | 0 | 0 | 0 | 0 | 0 | 0 | 0 | 0 | 0 | 0 | 0 | 0 | 0 | 1 |  | 0 | 0 | 0 | 0 | 0 | 0 | 0 | 0 | 0 | 0 | 0 | 0 | 0 | 0 | 0 | 0 | 0 | 0 | 0 |  | 1 | 1 | 1 | 1 | 1 | 1 | 1 | 1 | 1 | 1 | 1 | 0
PG&E GBA | FMC | 115 | 0 | 0 | 0 | 0 | 0 | 0 | 0 | 0 | 0 | 0 | 0 | 0 | 0 | 0 | 0 | 0 | 0 | 0 | 0 | 0 |  | 0 | 0 | 0 | 0 | 0 | 0 | 0 | 0 | 0 | 0 | 0 | 0 | 0 | 0 | 0 | 0 | 0 | 0 | 0 | 0 | 0 |  | 0 | 0 | 0 | 0 | 0 | 0 | 0 | 0 | 0 | 0 | 0 | 0 | 0 | 0 | 0 | 0 | 0 | 0 | 0 |  | 1 | 1 | 1 | 1 | 1 | 1 | 1 | 1 | 1 | 1 | 1 | 0
PG&E GBA | Fremont | 115 | 0 | 0 | 0 | 0 | 0 | 0 | 0 | 0 | 0 | 0 | 0 | 0 | 0 | 0 | 0 | 0 | 0 | 0 | 0 | 0 |  | 0 | 0 | 0 | 0 | 0 | 0 | 0 | 0 | 0 | 0 | 0 | 0 | 0 | 0 | 0 | 0 | 0 | 0 | 0 | 0 | 1 |  | 0 | 0 | 0 | 0 | 0 | 0 | 0 | 0 | 0 | 0 | 0 | 0 | 0 | 0 | 0 | 0 | 0 | 0 | 0 |  | 1 | 1 | 1 | 1 | 1 | 1 | 1 | 1 | 1 | 1 | 1 | 0
PG&E GBA | French Camp | 60 | 0 | 0 | 0 | 0 | 0 | 0 | 0 | 0 | 0 | 0 | 0 | 0 | 0 | 0 | 0 | 0 | 0 | 0 | 0 | 0 |  | 0 | 0 | 0 | 0 | 0 | 0 | 0 | 0 | 0 | 0 | 0 | 0 | 0 | 0 | 0 | 0 | 0 | 0 | 0 | 0 | 1 |  | 0 | 0 | 0 | 0 | 0 | 0 | 0 | 0 | 0 | 0 | 0 | 0 | 0 | 0 | 0 | 0 | 0 | 0 | 0 |  | 1 | 1 | 1 | 1 | 1 | 1 | 1 | 1 | 1 | 1 | 1 | 0
PG&E GBA | Frogtown | 115 | 0 | 0 | 0 | 0 | 0 | 0 | 0 | 0 | 0 | 0 | 0 | 0 | 0 | 0 | 0 | 0 | 0 | 0 | 0 | 0 |  | 0 | 0 | 0 | 0 | 0 | 0 | 0 | 0 | 0 | 0 | 0 | 0 | 0 | 0 | 0 | 0 | 0 | 0 | 0 | 0 | 0 |  | 0 | 0 | 0 | 0 | 0 | 0 | 0 | 0 | 0 | 0 | 0 | 0 | 0 | 0 | 0 | 0 | 0 | 0 | 0 |  | 1 | 1 | 1 | 1 | 1 | 1 | 1 | 1 | 1 | 1 | 1 | 0
PG&E NGBA | Fulton | 115 | 0 | 0 | 0 | 0 | 0 | 0 | 0 | 0 | 0 | 0 | 0 | 0 | 0 | 0 | 0 | 0 | 0 | 0 | 0 | 0 |  | 0 | 2 | 0 | 0 | 0 | 0 | 0 | 0 | 0 | 0 | 0 | 0 | 0 | 0 | 0 | 0 | 0 | 0 | 0 | 1 | 2 |  | 0 | 2 | 0 | 0 | 0 | 0 | 0 | 0 | 0 | 0 | 0 | 0 | 0 | 0 | 0 | 0 | 0 | 0 | 0 |  | 1 | 5 | 1 | 1 | 1 | 1 | 1 | 1 | 1 | 1 | 1 | 1
PG&E NGBA | Fulton | 230 | 54 | 0 | 0 | 0 | 0 | 0 | 0 | 0 | 0 | 0 | 0 | 0 | 0 | 0 | 0 | 38 | 0 | 38 | 0 | 1 |  | 17 | 0 | 0 | 0 | 0 | 0 | 0 | 0 | 0 | 0 | 0 | 0 | 0 | 0 | 0 | 38 | 0 | 38 | 0 | 1 | 1 |  | 0 | 0 | 0 | 0 | 0 | 0 | 0 | 0 | 0 | 0 | 0 | 0 | 0 | 0 | 0 | 0 | 0 | 0 | 0 |  | 1 | 1 | 1 | 1 | 1 | 1 | 1 | 1 | 1 | 1 | 1 | 0
PG&E NGBA | Fulton | 60 | 0 | 0 | 0 | 0 | 0 | 0 | 0 | 0 | 0 | 0 | 0 | 0 | 0 | 0 | 0 | 0 | 0 | 0 | 0 | 0 |  | 0 | 0 | 0 | 0 | 0 | 0 | 0 | 0 | 0 | 0 | 0 | 0 | 0 | 0 | 0 | 0 | 0 | 0 | 0 | 0 | 1 |  | 0 | 0 | 0 | 0 | 0 | 0 | 0 | 0 | 0 | 0 | 0 | 0 | 0 | 0 | 0 | 0 | 0 | 0 | 0 |  | 1 | 1 | 1 | 1 | 1 | 1 | 1 | 1 | 1 | 1 | 1 | 0
PG&E KERN | Ganso | 115 | 0 | 0.5 | 0 | 0 | 0 | 0 | 0 | 0 | 0 | 0 | 0 | 1.5 | 0 | 0 | 0 | 0 | 0 | 0 | 0 | 1 |  | 0 | 1 | 0 | 0 | 0 | 0 | 0 | 0 | 0 | 0 | 0 | 1.5 | 0 | 0 | 0 | 0 | 0 | 0 | 0 | 1 | 0 |  | 0 | 2 | 0 | 0 | 0 | 0 | 0 | 0 | 0 | 0 | 0 | 0 | 0 | 0 | 0 | 0 | 0 | 0 | 0 |  | 1 | 4 | 1 | 1 | 1 | 1 | 1 | 1 | 1 | 1 | 1 | 1
PG&E FRESNO | Gates | 230 | 0 | 0 | 0 | 0 | 0 | 0 | 0 | 0 | 0 | 0 | 0 | 3 | 759.5 | 560.5 | 1320 | 753.25 | 0 | 753.25 | 100 | 1 |  | 0 | 0 | 0 | 0 | 0 | 0 | 0 | 0 | 0 | 0 | 0 | 4.59 | 1026.5 | 143.5 | 1170 | 763.131 | 0 | 763.131 | 0 | 1 | 1 |  | 0 | 0 | 0 | 0 | 0 | 0 | 0 | 0 | 0 | 0 | 0 | 2 | 1 | 0 | 0 | 0 | 0 | 0 | 0 |  | 1 | 1 | 1 | 1 | 1 | 5 | 3 | 1 | 1 | 1 | 1 | 1
PG&E FRESNO | Gates | 500 | 0 | 0 | 0 | 0 | 0 | 0 | 0 | 0 | 0 | 0 | 0 | 0 | 0 | 0 | 0 | 190 | 35 | 225 | 0 | 1 |  | 0 | 0 | 0 | 0 | 0 | 0 | 0 | 0 | 0 | 0 | 0 | 0 | 0 | 0 | 0 | 0 | 0 | 0 | 0 | 0 | 1 |  | 0 | 0 | 0 | 0 | 0 | 0 | 0 | 0 | 0 | 0 | 0 | 0 | 0 | 0 | 0 | 0 | 0 | 0 | 0 |  | 1 | 1 | 1 | 1 | 1 | 1 | 1 | 1 | 1 | 1 | 1 | 0
PG&E NGBA | Geysers 12 | 230 | 0 | 0 | 0 | 0 | 0 | 0 | 0 | 0 | 0 | 0 | 0 | 0 | 0 | 0 | 0 | 0 | 0 | 0 | 0 | 0 |  | 63 | 0 | 0 | 0 | 0 | 0 | 0 | 0 | 0 | 0 | 0 | 0 | 0 | 0 | 0 | 0 | 0 | 0 | 0 | 1 | 1 |  | 2 | 0 | 0 | 0 | 0 | 0 | 0 | 0 | 0 | 0 | 0 | 0 | 0 | 0 | 0 | 0 | 0 | 0 | 0 |  | 5 | 1 | 1 | 1 | 1 | 1 | 1 | 1 | 1 | 1 | 1 | 1
PG&E NGBA | Geysers 17 | 230 | 19.5 | 0 | 0 | 0 | 0 | 0 | 0 | 0 | 0 | 0 | 0 | 0 | 0 | 0 | 0 | 0 | 0 | 0 | 0 | 1 |  | 0 | 0 | 0 | 0 | 0 | 0 | 0 | 0 | 0 | 0 | 0 | 0 | 0 | 0 | 0 | 0 | 0 | 0 | 0 | 0 | 1 |  | 0 | 0 | 0 | 0 | 0 | 0 | 0 | 0 | 0 | 0 | 0 | 0 | 0 | 0 | 0 | 0 | 0 | 0 | 0 |  | 1 | 1 | 1 | 1 | 1 | 1 | 1 | 1 | 1 | 1 | 1 | 0
PG&E NGBA | Geysers 3 | 115 | 0 | 0 | 0 | 0 | 0 | 0 | 0 | 0 | 0 | 0 | 0 | 0 | 0 | 0 | 0 | 0 | 0 | 0 | 0 | 0 |  | 0 | 0 | 0 | 0 | 0 | 0 | 0 | 0 | 0 | 0 | 0 | 0 | 0 | 0 | 0 | 0 | 0 | 0 | 0 | 0 | 1 |  | 0 | 0 | 0 | 0 | 0 | 0 | 0 | 0 | 0 | 0 | 0 | 0 | 0 | 0 | 0 | 0 | 0 | 0 | 0 |  | 1 | 1 | 1 | 1 | 1 | 1 | 1 | 1 | 1 | 1 | 1 | 0
PG&E NGBA | Glenn | 230 | 0 | 0 | 166.5 | 36 | 202.5 | 0 | 0 | 0 | 0 | 0 | 0 | 0 | 0 | 0 | 0 | 0 | 0 | 0 | 0 | 1 |  | 0 | 4 | 233 | 100 | 333 | 0 | 0 | 0 | 0 | 0 | 0 | 0 | 0 | 0 | 0 | 0 | 0 | 0 | 0 | 1 | 0 |  | 0 | 2 | 1 | 2 | 2 | 0 | 0 | 0 | 0 | 0 | 0 | 0 | 0 | 0 | 0 | 0 | 0 | 0 | 0 |  | 1 | 4 | 4 | 1 | 1 | 1 | 1 | 1 | 1 | 1 | 1 | 1
PG&E NGBA | Glenn | 60 | 0 | 0 | 0 | 0 | 0 | 0 | 0 | 0 | 0 | 0 | 0 | 0 | 0 | 0 | 0 | 0 | 0 | 0 | 0 | 0 |  | 0 | 0 | 0 | 0 | 0 | 0 | 0 | 0 | 0 | 0 | 0 | 0 | 0 | 0 | 0 | 0 | 0 | 0 | 0 | 0 | 0 |  | 0 | 0 | 0 | 0 | 0 | 0 | 0 | 0 | 0 | 0 | 0 | 0 | 0 | 0 | 0 | 0 | 0 | 0 | 0 |  | 1 | 1 | 1 | 1 | 1 | 1 | 1 | 1 | 1 | 1 | 1 | 0
PG&E NGBA | Gold Hill | 115 | 0 | 0 | 0 | 0 | 0 | 0 | 0 | 0 | 0 | 0 | 0 | 0 | 0 | 0 | 0 | 0 | 0 | 0 | 0 | 0 |  | 0 | 0 | 0 | 0 | 0 | 0 | 0 | 0 | 0 | 0 | 0 | 0 | 0 | 0 | 0 | 0 | 0 | 0 | 0 | 0 | 0 |  | 0 | 0 | 0 | 0 | 0 | 0 | 0 | 0 | 0 | 0 | 0 | 0 | 0 | 0 | 0 | 0 | 0 | 0 | 0 |  | 1 | 1 | 1 | 1 | 1 | 1 | 1 | 1 | 1 | 1 | 1 | 0
PG&E NGBA | Gold Hill | 230 | 0 | 0 | 0 | 0 | 0 | 0 | 0 | 0 | 0 | 0 | 0 | 0 | 0 | 0 | 0 | 0 | 0 | 0 | 0 | 0 |  | 0 | 0 | 0 | 0 | 0 | 0 | 0 | 0 | 0 | 0 | 0 | 0 | 0 | 0 | 0 | 50 | 0 | 50 | 0 | 1 | 0 |  | 0 | 0 | 0 | 0 | 0 | 0 | 0 | 0 | 0 | 0 | 0 | 0 | 0 | 0 | 0 | 2 | 0 | 2 | 0 |  | 1 | 1 | 1 | 1 | 1 | 1 | 1 | 4 | 1 | 4 | 1 | 1
SCE Northern | Goleta | 230 | 0 | 0 | 0 | 0 | 0 | 0 | 0 | 0 | 0 | 0 | 0 | 0 | 0 | 0 | 0 | 70 | 0 | 70 | 0 | 1 |  | 0 | 1 | 0 | 0 | 0 | 0 | 0 | 0 | 0 | 0 | 0 | 0 | 0 | 0 | 0 | 70 | 0 | 70 | 0 | 1 | 0 |  | 0 | 2 | 0 | 0 | 0 | 0 | 0 | 0 | 0 | 0 | 0 | 0 | 0 | 0 | 0 | 0 | 0 | 0 | 0 |  | 1 | 4 | 1 | 1 | 1 | 1 | 1 | 1 | 1 | 1 | 1 | 1
SCE Metro | Goodrich | 230 | 0 | 0 | 0 | 0 | 0 | 0 | 0 | 0 | 0 | 0 | 0 | 0 | 0 | 0 | 0 | 0 | 0 | 0 | 0 | 0 |  | 0 | 0 | 0 | 0 | 0 | 0 | 0 | 0 | 0 | 0 | 0 | 0 | 0 | 0 | 0 | 0 | 0 | 0 | 0 | 0 | 0 |  | 0 | 0 | 0 | 0 | 0 | 0 | 0 | 0 | 0 | 0 | 0 | 0 | 0 | 0 | 0 | 0 | 0 | 0 | 0 |  | 1 | 1 | 1 | 1 | 1 | 1 | 1 | 1 | 1 | 1 | 1 | 0
PG&E KERN | Goose Lake | 115 | 0 | 3 | 0 | 0 | 0 | 0 | 0 | 0 | 0 | 0 | 0 | 0 | 0 | 0 | 0 | 0 | 0 | 0 | 0 | 1 |  | 0 | 0 | 0 | 0 | 0 | 0 | 0 | 0 | 0 | 0 | 0 | 0 | 0 | 0 | 0 | 0 | 0 | 0 | 0 | 0 | 0 |  | 0 | 0 | 0 | 0 | 0 | 0 | 0 | 0 | 0 | 0 | 0 | 0 | 0 | 0 | 0 | 0 | 0 | 0 | 0 |  | 1 | 1 | 1 | 1 | 1 | 1 | 1 | 1 | 1 | 1 | 1 | 0
SCE Metro | Gould | 230 | 0 | 0 | 0 | 0 | 0 | 0 | 0 | 0 | 0 | 0 | 0 | 0 | 0 | 0 | 0 | 0 | 0 | 0 | 0 | 0 |  | 0 | 0 | 0 | 0 | 0 | 0 | 0 | 0 | 0 | 0 | 0 | 0 | 0 | 0 | 0 | 0 | 0 | 0 | 0 | 0 | 0 |  | 0 | 0 | 0 | 0 | 0 | 0 | 0 | 0 | 0 | 0 | 0 | 0 | 0 | 0 | 0 | 0 | 0 | 0 | 0 |  | 1 | 1 | 1 | 1 | 1 | 1 | 1 | 1 | 1 | 1 | 1 | 0
PG&E NGBA | Grand Island | 115 | 0 | 0 | 0 | 0 | 0 | 0 | 0 | 0 | 0 | 0 | 0 | 2.73 | 0 | 0 | 0 | 0 | 0 | 0 | 0 | 1 |  | 0 | 0 | 0 | 0 | 0 | 0 | 0 | 0 | 0 | 0 | 0 | 0 | 0 | 0 | 0 | 0 | 0 | 0 | 0 | 0 | 0 |  | 0 | 0 | 0 | 0 | 0 | 0 | 0 | 0 | 0 | 0 | 0 | 0 | 0 | 0 | 0 | 0 | 0 | 0 | 0 |  | 1 | 1 | 1 | 1 | 1 | 1 | 1 | 1 | 1 | 1 | 1 | 0
SDGE | Granite | 69 | 0 | 0 | 0 | 0 | 0 | 0 | 0 | 0 | 0 | 0 | 0 | 0 | 0 | 0 | 0 | 4.5 | 0 | 4.5 | 0 | 1 |  | 0 | 0 | 0 | 0 | 0 | 0 | 0 | 0 | 0 | 0 | 0 | 0 | 0 | 0 | 0 | 0 | 0 | 0 | 0 | 0 | 2 |  | 0 | 0 | 0 | 0 | 0 | 0 | 0 | 0 | 0 | 0 | 0 | 0 | 0 | 0 | 0 | 0 | 0 | 0 | 0 |  | 1 | 1 | 1 | 1 | 1 | 1 | 1 | 1 | 1 | 1 | 1 | 0
PG&E GBA | Grant | 115 | 0 | 0 | 0 | 0 | 0 | 0 | 0 | 0 | 0 | 0 | 0 | 0 | 0 | 0 | 0 | 0 | 0 | 0 | 0 | 0 |  | 0 | 0 | 0 | 0 | 0 | 0 | 0 | 0 | 0 | 0 | 0 | 0 | 0 | 0 | 0 | 0 | 0 | 0 | 0 | 0 | 1 |  | 0 | 0 | 0 | 0 | 0 | 0 | 0 | 0 | 0 | 0 | 0 | 0 | 0 | 0 | 0 | 0 | 0 | 0 | 0 |  | 1 | 1 | 1 | 1 | 1 | 1 | 1 | 1 | 1 | 1 | 1 | 0
PG&E GBA | Green Valley | 115 | 0 | 1.1 | 0 | 0 | 0 | 0 | 0 | 0 | 0 | 0 | 0 | 0 | 0 | 0 | 0 | 0 | 0 | 0 | 0 | 1 |  | 0 | 0 | 0 | 0 | 0 | 0 | 0 | 0 | 0 | 0 | 0 | 0 | 0 | 0 | 0 | 0 | 0 | 0 | 0 | 0 | 1 |  | 0 | 0 | 0 | 0 | 0 | 0 | 0 | 0 | 0 | 0 | 0 | 0 | 0 | 0 | 0 | 0 | 0 | 0 | 0 |  | 1 | 1 | 1 | 1 | 1 | 1 | 1 | 1 | 1 | 1 | 1 | 0
PG&E NGBA | Greenleaf 1 | 115 | 0 | 0 | 0 | 0 | 0 | 0 | 0 | 0 | 0 | 0 | 0 | 0 | 0 | 0 | 0 | 0 | 0 | 0 | 0 | 0 |  | 0 | 0 | 0 | 0 | 0 | 0 | 0 | 0 | 0 | 0 | 0 | 0 | 0 | 0 | 0 | 0 | 0 | 0 | 0 | 0 | 0 |  | 0 | 0 | 0 | 0 | 0 | 0 | 0 | 0 | 0 | 0 | 0 | 0 | 0 | 0 | 0 | 0 | 0 | 0 | 0 |  | 1 | 1 | 1 | 1 | 1 | 1 | 1 | 1 | 1 | 1 | 1 | 0
PG&E FRESNO | Gregg | 230 | 0 | 0 | 0 | 0 | 0 | 0 | 0 | 0 | 0 | 0 | 0 | 0 | 0 | 0 | 0 | 0 | 0 | 0 | 140 | 1 |  | 0 | 0 | 105 | 35 | 140 | 0 | 0 | 0 | 0 | 0 | 0 | 0 | 0 | 0 | 0 | 0 | 0 | 0 | 130 | 1 | 1 |  | 0 | 0 | 2 | 2 | 2 | 0 | 0 | 0 | 0 | 0 | 0 | 0 | 0 | 0 | 0 | 0 | 0 | 0 | 0 |  | 1 | 1 | 5 | 1 | 1 | 1 | 1 | 1 | 1 | 1 | 1 | 1
PG&E FRESNO | Grimmway-Malaga | 115 | 0 | 0 | 0 | 0 | 0 | 0 | 0 | 0 | 0 | 0 | 0 | 0 | 0 | 0 | 0 | 0 | 0 | 0 | 0 | 0 |  | 0 | 0 | 0 | 0 | 0 | 0 | 0 | 0 | 0 | 0 | 0 | 2.4 | 0 | 0 | 0 | 0 | 0 | 0 | 0 | 1 | 1 |  | 0 | 0 | 0 | 0 | 0 | 0 | 0 | 0 | 0 | 0 | 0 | 2 | 0 | 0 | 0 | 0 | 0 | 0 | 0 |  | 1 | 1 | 1 | 1 | 1 | 5 | 1 | 1 | 1 | 1 | 1 | 1
PG&E NGBA | Grizzly | 230 | 0 | 0 | 0 | 0 | 0 | 0 | 0 | 0 | 0 | 0 | 0 | 0 | 0 | 0 | 0 | 0 | 0 | 0 | 0 | 0 |  | 0 | 0 | 0 | 0 | 0 | 0 | 0 | 0 | 0 | 0 | 0 | 0 | 0 | 0 | 0 | 0 | 0 | 0 | 0 | 0 | 0 |  | 0 | 0 | 0 | 0 | 0 | 0 | 0 | 0 | 0 | 0 | 0 | 0 | 0 | 0 | 0 | 0 | 0 | 0 | 0 |  | 1 | 1 | 1 | 1 | 1 | 1 | 1 | 1 | 1 | 1 | 1 | 0
PG&E FRESNO | Guernsey | 70 | 0 | 0 | 0 | 0 | 0 | 0 | 0 | 0 | 0 | 0 | 0 | 7.5 | 0 | 0 | 0 | 0 | 0 | 0 | 0 | 1 |  | 0 | 0 | 0 | 0 | 0 | 0 | 0 | 0 | 0 | 0 | 0 | 0 | 0 | 0 | 0 | 0 | 0 | 0 | 0 | 0 | 1 |  | 0 | 0 | 0 | 0 | 0 | 0 | 0 | 0 | 0 | 0 | 0 | 0 | 0 | 0 | 0 | 0 | 0 | 0 | 0 |  | 1 | 1 | 1 | 1 | 1 | 1 | 1 | 1 | 1 | 1 | 1 | 0
PG&E FRESNO | GWF Hanford | 115 | 0 | 0 | 0 | 0 | 0 | 0 | 0 | 0 | 0 | 0 | 0 | 0 | 0 | 0 | 0 | 131.4 | 0 | 131.4 | 0 | 1 |  | 0 | 0 | 0 | 0 | 0 | 0 | 0 | 0 | 0 | 0 | 0 | 0 | 0 | 0 | 0 | 32 | 0 | 32 | 0 | 1 | 1 |  | 0 | 0 | 0 | 0 | 0 | 0 | 0 | 0 | 0 | 0 | 0 | 0 | 0 | 0 | 0 | 0 | 0 | 0 | 0 |  | 1 | 1 | 1 | 1 | 1 | 1 | 1 | 1 | 1 | 1 | 1 | 0
PG&E FRESNO | Haas | 230 | 0 | 0 | 0 | 0 | 0 | 0 | 0 | 0 | 0 | 0 | 0 | 0 | 0 | 0 | 0 | 0 | 0 | 0 | 0 | 0 |  | 0 | 0 | 0 | 0 | 0 | 0 | 0 | 0 | 0 | 0 | 0 | 0 | 0 | 0 | 0 | 0 | 0 | 0 | 0 | 0 | 1 |  | 0 | 0 | 0 | 0 | 0 | 0 | 0 | 0 | 0 | 0 | 0 | 0 | 0 | 0 | 0 | 0 | 0 | 0 | 0 |  | 1 | 1 | 1 | 1 | 1 | 1 | 1 | 1 | 1 | 1 | 1 | 0
PG&E FRESNO | Hammonds | 115 | 0 | 0 | 0 | 0 | 0 | 0 | 0 | 0 | 0 | 0 | 0 | 0 | 0 | 0 | 0 | 0 | 0 | 0 | 0 | 0 |  | 0 | 0 | 0 | 0 | 0 | 0 | 0 | 0 | 0 | 0 | 0 | 0 | 0 | 0 | 0 | 0 | 0 | 0 | 0 | 0 | 1 |  | 0 | 0 | 0 | 0 | 0 | 0 | 0 | 0 | 0 | 0 | 0 | 0 | 0 | 0 | 0 | 0 | 0 | 0 | 0 |  | 1 | 1 | 1 | 1 | 1 | 1 | 1 | 1 | 1 | 1 | 1 | 0
SCE Metro | HarborGen | 230 | 0 | 0 | 0 | 0 | 0 | 0 | 0 | 0 | 0 | 0 | 0 | 0 | 0 | 0 | 0 | 0 | 0 | 0 | 0 | 0 |  | 0 | 0 | 0 | 0 | 0 | 0 | 0 | 0 | 0 | 0 | 0 | 0 | 0 | 0 | 0 | 0 | 0 | 0 | 0 | 0 | 0 |  | 0 | 0 | 0 | 0 | 0 | 0 | 0 | 0 | 0 | 0 | 0 | 0 | 0 | 0 | 0 | 0 | 0 | 0 | 0 |  | 1 | 1 | 1 | 1 | 1 | 1 | 1 | 1 | 1 | 1 | 1 | 0
PG&E NGBA | Harris | 60 | 0 | 0 | 0 | 0 | 0 | 0 | 0 | 0 | 0 | 0 | 0 | 0 | 0 | 0 | 0 | 0 | 0 | 0 | 0 | 0 |  | 0 | 0 | 0 | 0 | 0 | 0 | 0 | 0 | 0 | 0 | 0 | 0 | 0 | 0 | 0 | 0 | 0 | 0 | 0 | 0 | 0 |  | 0 | 0 | 0 | 0 | 0 | 0 | 0 | 0 | 0 | 0 | 0 | 0 | 0 | 0 | 0 | 0 | 0 | 0 | 0 |  | 1 | 1 | 1 | 1 | 1 | 1 | 1 | 1 | 1 | 1 | 1 | 0
EOP | Harry Allen | 500 | 100 | 0 | 0 | 0 | 0 | 1060 | 0 | 1060 | 0 | 0 | 0 | 0 | 0 | 0 | 0 | 0 | 0 | 0 | 0 | 1 |  | 0 | 0 | 0 | 0 | 0 | 1060 | 0 | 1060 | 0 | 0 | 0 | 0 | 0 | 0 | 0 | 0 | 0 | 0 | 0 | 1 | 1 |  | 0 | 0 | 0 | 0 | 0 | 0 | 0 | 0 | 0 | 0 | 0 | 0 | 0 | 0 | 0 | 0 | 0 | 0 | 0 |  | 1 | 1 | 1 | 1 | 1 | 1 | 1 | 1 | 1 | 1 | 1 | 0
PG&E NGBA | Hartley | 60 | 0 | 0 | 0 | 0 | 0 | 0 | 0 | 0 | 0 | 0 | 0 | 0 | 0 | 0 | 0 | 0 | 0 | 0 | 0 | 0 |  | 0 | 0 | 0 | 0 | 0 | 0 | 0 | 0 | 0 | 0 | 0 | 0 | 0 | 0 | 0 | 0 | 0 | 0 | 0 | 0 | 1 |  | 0 | 0 | 0 | 0 | 0 | 0 | 0 | 0 | 0 | 0 | 0 | 0 | 0 | 0 | 0 | 0 | 0 | 0 | 0 |  | 1 | 1 | 1 | 1 | 1 | 1 | 1 | 1 | 1 | 1 | 1 | 0
SCE NOL | Harvard | 115 | 0 | 0 | 0 | 0 | 0 | 0 | 0 | 0 | 0 | 0 | 0 | 0 | 0 | 0 | 0 | 0 | 0 | 0 | 0 | 0 |  | 0 | 0 | 0 | 0 | 0 | 0 | 0 | 0 | 0 | 0 | 0 | 0 | 0 | 0 | 0 | 0 | 0 | 0 | 0 | 0 | 3 |  | 0 | 0 | 0 | 0 | 0 | 0 | 0 | 0 | 0 | 0 | 0 | 0 | 0 | 0 | 0 | 0 | 0 | 0 | 0 |  | 1 | 1 | 1 | 1 | 1 | 1 | 1 | 1 | 1 | 1 | 1 | 0
SDGE | Hassayampa | 500 | 0 | 0 | 0 | 0 | 0 | 0 | 0 | 0 | 0 | 0 | 0 | 0 | 172 | 160 | 332 | 95 | 0 | 95 | 0 | 1 |  | 0 | 0 | 0 | 0 | 0 | 0 | 0 | 0 | 0 | 0 | 0 | 0 | 250 | 0 | 250 | 10 | 0 | 10 | 0 | 1 | 2 |  | 0 | 0 | 0 | 0 | 0 | 0 | 0 | 0 | 0 | 0 | 0 | 0 | 1 | 0 | 0 | 0 | 0 | 0 | 0 |  | 1 | 1 | 1 | 1 | 1 | 1 | 3 | 1 | 1 | 1 | 1 | 1
PG&E FRESNO | Helm | 230 | 0 | 0 | 0 | 0 | 0 | 0 | 0 | 0 | 0 | 0 | 0 | 0 | 0 | 0 | 0 | 0 | 0 | 0 | 0 | 0 |  | 0 | 0 | 0 | 0 | 0 | 0 | 0 | 0 | 0 | 0 | 0 | 0 | 0 | 60 | 60 | 0 | 20 | 20 | 0 | 1 | 1 |  | 0 | 0 | 0 | 0 | 0 | 0 | 0 | 0 | 0 | 0 | 0 | 0 | 0 | 2 | 2 | 0 | 2 | 2 | 0 |  | 1 | 1 | 1 | 1 | 1 | 1 | 4 | 1 | 5 | 5 | 1 | 1
PG&E FRESNO | Helm | 70 | 0 | 0 | 0 | 0 | 0 | 0 | 0 | 0 | 0 | 0 | 0 | 0 | 0 | 0 | 0 | 0 | 0 | 0 | 0 | 0 |  | 0 | 0 | 0 | 0 | 0 | 0 | 0 | 0 | 0 | 0 | 0 | 0 | 0 | 0 | 0 | 0 | 0 | 0 | 0 | 0 | 1 |  | 0 | 0 | 0 | 0 | 0 | 0 | 0 | 0 | 0 | 0 | 0 | 0 | 0 | 0 | 0 | 0 | 0 | 0 | 0 |  | 1 | 1 | 1 | 1 | 1 | 1 | 1 | 1 | 1 | 1 | 1 | 0
PG&E FRESNO | Henrietta | 115 | 0 | 0 | 0 | 0 | 0 | 0 | 0 | 0 | 0 | 0 | 0 | 0 | 0 | 0 | 0 | 0 | 0 | 0 | 0 | 0 |  | 0 | 0 | 0 | 0 | 0 | 0 | 0 | 0 | 0 | 0 | 0 | 0 | 0 | 0 | 0 | 0 | 0 | 0 | 0 | 0 | 1 |  | 0 | 0 | 0 | 0 | 0 | 0 | 0 | 0 | 0 | 0 | 0 | 0 | 0 | 0 | 0 | 0 | 0 | 0 | 0 |  | 1 | 1 | 1 | 1 | 1 | 1 | 1 | 1 | 1 | 1 | 1 | 0
PG&E FRESNO | Henrietta | 230 | 0 | 0 | 0 | 0 | 0 | 0 | 0 | 0 | 0 | 0 | 0 | 0 | 0 | 0 | 0 | 0 | 0 | 0 | 0 | 0 |  | 0 | 0 | 0 | 0 | 0 | 0 | 0 | 0 | 0 | 0 | 0 | 3 | 0 | 0 | 0 | 0 | 0 | 0 | 0 | 1 | 0 |  | 0 | 0 | 0 | 0 | 0 | 0 | 0 | 0 | 0 | 0 | 0 | 2 | 0 | 0 | 0 | 0 | 0 | 0 | 0 |  | 1 | 1 | 1 | 1 | 1 | 4 | 1 | 1 | 1 | 1 | 1 | 1
PG&E FRESNO | Henrietta | 70 | 0 | 0 | 0 | 0 | 0 | 0 | 0 | 0 | 0 | 0 | 0 | 3 | 0 | 0 | 0 | 173.2 | 0 | 173.2 | 0 | 1 |  | 0 | 0 | 0 | 0 | 0 | 0 | 0 | 0 | 0 | 0 | 0 | 0 | 0 | 0 | 0 | 0 | 0 | 0 | 0 | 0 | 1 |  | 0 | 0 | 0 | 0 | 0 | 0 | 0 | 0 | 0 | 0 | 0 | 0 | 0 | 0 | 0 | 0 | 0 | 0 | 0 |  | 1 | 1 | 1 | 1 | 1 | 1 | 1 | 1 | 1 | 1 | 1 | 0
PG&E FRESNO | Herndon | 115 | 0 | 0 | 0 | 0 | 0 | 0 | 0 | 0 | 0 | 0 | 0 | 0 | 0 | 0 | 0 | 0 | 0 | 0 | 0 | 0 |  | 0 | 0 | 0 | 0 | 0 | 0 | 0 | 0 | 0 | 0 | 0 | 0 | 0 | 0 | 0 | 0 | 0 | 0 | 0 | 0 | 1 |  | 0 | 0 | 0 | 0 | 0 | 0 | 0 | 0 | 0 | 0 | 0 | 0 | 0 | 0 | 0 | 0 | 0 | 0 | 0 |  | 1 | 1 | 1 | 1 | 1 | 1 | 1 | 1 | 1 | 1 | 1 | 0
PG&E FRESNO | Herndon | 230 | 0 | 0 | 0 | 0 | 0 | 0 | 0 | 0 | 0 | 0 | 0 | 0 | 0 | 0 | 0 | 0 | 0 | 0 | 0 | 0 |  | 0 | 0 | 0 | 0 | 0 | 0 | 0 | 0 | 0 | 0 | 0 | 0 | 0 | 0 | 0 | 0 | 0 | 0 | 0 | 0 | 1 |  | 0 | 0 | 0 | 0 | 0 | 0 | 0 | 0 | 0 | 0 | 0 | 0 | 0 | 0 | 0 | 0 | 0 | 0 | 0 |  | 1 | 1 | 1 | 1 | 1 | 1 | 1 | 1 | 1 | 1 | 1 | 0
PG&E GBA | Hicks | 230 | 0 | 0 | 0 | 0 | 0 | 0 | 0 | 0 | 0 | 0 | 0 | 0 | 0 | 0 | 0 | 0 | 0 | 0 | 0 | 0 |  | 0 | 0 | 0 | 0 | 0 | 0 | 0 | 0 | 0 | 0 | 0 | 0 | 0 | 0 | 0 | 0 | 0 | 0 | 0 | 0 | 1 |  | 0 | 0 | 0 | 0 | 0 | 0 | 0 | 0 | 0 | 0 | 0 | 0 | 0 | 0 | 0 | 0 | 0 | 0 | 0 |  | 1 | 1 | 1 | 1 | 1 | 1 | 1 | 1 | 1 | 1 | 1 | 0
PG&E NGBA | Higgins | 115 | 0 | 0 | 0 | 0 | 0 | 0 | 0 | 0 | 0 | 0 | 0 | 0 | 0 | 0 | 0 | 0 | 0 | 0 | 0 | 0 |  | 0 | 15 | 0 | 0 | 0 | 0 | 0 | 0 | 0 | 0 | 0 | 0 | 0 | 0 | 0 | 0 | 0 | 0 | 0 | 1 | 0 |  | 0 | 2 | 0 | 0 | 0 | 0 | 0 | 0 | 0 | 0 | 0 | 0 | 0 | 0 | 0 | 0 | 0 | 0 | 0 |  | 1 | 4 | 1 | 1 | 1 | 1 | 1 | 1 | 1 | 1 | 1 | 1
PG&E NGBA | Hilltop | 345 | 100 | 0 | 0 | 0 | 0 | 0 | 0 | 0 | 0 | 0 | 0 | 0 | 0 | 0 | 0 | 0 | 0 | 0 | 0 | 1 |  | 0 | 0 | 0 | 0 | 0 | 0 | 0 | 0 | 0 | 0 | 0 | 0 | 0 | 0 | 0 | 0 | 0 | 0 | 0 | 0 | 0 |  | 0 | 0 | 0 | 0 | 0 | 0 | 0 | 0 | 0 | 0 | 0 | 0 | 0 | 0 | 0 | 0 | 0 | 0 | 0 |  | 1 | 1 | 1 | 1 | 1 | 1 | 1 | 1 | 1 | 1 | 1 | 0
SCE Metro | Hinson | 230 | 0 | 5.6 | 0 | 0 | 0 | 0 | 0 | 0 | 0 | 0 | 0 | 3.08 | 0 | 0 | 0 | 525 | 0 | 525 | 0 | 1 |  | 0 | 5.6 | 0 | 0 | 0 | 0 | 0 | 0 | 0 | 0 | 0 | 2.4 | 0 | 0 | 0 | 200 | 0 | 200 | 0 | 1 | 0 |  | 0 | 0 | 0 | 0 | 0 | 0 | 0 | 0 | 0 | 0 | 0 | 0 | 0 | 0 | 0 | 0 | 0 | 0 | 0 |  | 1 | 1 | 1 | 1 | 1 | 1 | 1 | 1 | 1 | 1 | 1 | 0
PG&E GBA | Hollister | 115 | 0 | 0 | 0 | 0 | 0 | 0 | 0 | 0 | 0 | 0 | 0 | 0 | 0 | 0 | 0 | 0 | 10 | 10 | 0 | 1 |  | 0 | 0 | 0 | 0 | 0 | 0 | 0 | 0 | 0 | 0 | 0 | 0 | 0 | 0 | 0 | 10 | 0 | 10 | 0 | 1 | 0 |  | 0 | 0 | 0 | 0 | 0 | 0 | 0 | 0 | 0 | 0 | 0 | 0 | 0 | 0 | 0 | 2 | 0 | 0 | 0 |  | 1 | 1 | 1 | 1 | 1 | 1 | 1 | 4 | 1 | 1 | 1 | 1
PG&E NGBA | Homestake | 115 | 0 | 0 | 0 | 0 | 0 | 0 | 0 | 0 | 0 | 0 | 0 | 0 | 0 | 0 | 0 | 0 | 0 | 0 | 0 | 0 |  | 0 | 0 | 0 | 0 | 0 | 0 | 0 | 0 | 0 | 0 | 0 | 0 | 0 | 0 | 0 | 0 | 0 | 0 | 0 | 0 | 1 |  | 0 | 0 | 0 | 0 | 0 | 0 | 0 | 0 | 0 | 0 | 0 | 0 | 0 | 0 | 0 | 0 | 0 | 0 | 0 |  | 1 | 1 | 1 | 1 | 1 | 1 | 1 | 1 | 1 | 1 | 1 | 0
PG&E NGBA | Honcut | 115 | 0 | 0 | 0 | 0 | 0 | 0 | 0 | 0 | 0 | 0 | 0 | 0 | 0 | 0 | 0 | 0 | 0 | 0 | 0 | 0 |  | 0 | 2 | 0 | 0 | 0 | 0 | 0 | 0 | 0 | 0 | 0 | 0 | 0 | 0 | 0 | 0 | 0 | 0 | 0 | 1 | 0 |  | 0 | 2 | 0 | 0 | 0 | 0 | 0 | 0 | 0 | 0 | 0 | 0 | 0 | 0 | 0 | 0 | 0 | 0 | 0 |  | 1 | 4 | 1 | 1 | 1 | 1 | 1 | 1 | 1 | 1 | 1 | 1
SDGE | Hoodoo Wash | 500 | 0 | 0 | 0 | 0 | 0 | 0 | 0 | 0 | 0 | 0 | 0 | 0 | 247.5 | 679 | 926.5 | 547.5 | 0 | 547.5 | 0 | 1 |  | 0 | 0 | 0 | 0 | 0 | 0 | 0 | 0 | 0 | 0 | 0 | 0 | 250 | 700 | 950 | 400 | 100 | 500 | 0 | 1 | 2 |  | 0 | 0 | 0 | 0 | 0 | 0 | 0 | 0 | 0 | 0 | 0 | 0 | 0 | 0 | 0 | 0 | 2 | 0 | 0 |  | 1 | 1 | 1 | 1 | 1 | 1 | 1 | 1 | 5 | 1 | 1 | 1
PG&E NGBA | Hopland | 115 | 0 | 0 | 0 | 0 | 0 | 0 | 0 | 0 | 0 | 0 | 0 | 0 | 0 | 0 | 0 | 0 | 0 | 0 | 0 | 0 |  | 0 | 0 | 0 | 0 | 0 | 0 | 0 | 0 | 0 | 0 | 0 | 0 | 0 | 0 | 0 | 0 | 0 | 0 | 0 | 0 | 1 |  | 0 | 0 | 0 | 0 | 0 | 0 | 0 | 0 | 0 | 0 | 0 | 0 | 0 | 0 | 0 | 0 | 0 | 0 | 0 |  | 1 | 1 | 1 | 1 | 1 | 1 | 1 | 1 | 1 | 1 | 1 | 0
PG&E NGBA | Hopland | 60 | 0 | 0 | 0 | 0 | 0 | 0 | 0 | 0 | 0 | 0 | 0 | 0 | 0 | 0 | 0 | 0 | 0 | 0 | 0 | 0 |  | 0 | 0 | 0 | 0 | 0 | 0 | 0 | 0 | 0 | 0 | 0 | 0 | 0 | 0 | 0 | 0 | 0 | 0 | 0 | 0 | 1 |  | 0 | 0 | 0 | 0 | 0 | 0 | 0 | 0 | 0 | 0 | 0 | 0 | 0 | 0 | 0 | 0 | 0 | 0 | 0 |  | 1 | 1 | 1 | 1 | 1 | 1 | 1 | 1 | 1 | 1 | 1 | 0
PG&E NGBA | Humboldt | 115 | 0 | 2.5 | 0 | 0 | 0 | 0 | 0 | 0 | 0 | 0 | 0 | 0 | 0 | 0 | 0 | 0 | 0 | 0 | 0 | 1 |  | 0 | 2.5 | 0 | 0 | 0 | 0 | 0 | 0 | 0 | 0 | 0 | 7.969 | 0 | 0 | 0 | 1.25 | 0 | 1.25 | 0 | 1 | 0 |  | 0 | 0 | 0 | 0 | 0 | 0 | 0 | 0 | 0 | 0 | 0 | 2 | 0 | 0 | 0 | 2 | 0 | 2 | 0 |  | 1 | 1 | 1 | 1 | 1 | 4 | 1 | 4 | 1 | 4 | 1 | 1
PG&E NGBA | Humboldt | 60 | 0 | 0 | 0 | 0 | 0 | 0 | 0 | 0 | 0 | 0 | 0 | 1.999 | 0 | 0 | 0 | 17.25 | 0 | 17.25 | 0 | 1 |  | 0 | 0 | 0 | 0 | 0 | 0 | 0 | 0 | 0 | 0 | 0 | 0 | 0 | 0 | 0 | 0 | 0 | 0 | 0 | 0 | 0 |  | 0 | 0 | 0 | 0 | 0 | 0 | 0 | 0 | 0 | 0 | 0 | 0 | 0 | 0 | 0 | 0 | 0 | 0 | 0 |  | 1 | 1 | 1 | 1 | 1 | 1 | 1 | 1 | 1 | 1 | 1 | 0
PG&E NGBA | Humboldt | 500 | 0 | 0 | 0 | 0 | 0 | 0 | 0 | 0 | 2680 | 0 | 2680 | 0 | 0 | 0 | 0 | 0 | 0 | 0 | 0 | 1 |  | 0 | 0 | 0 | 0 | 0 | 0 | 0 | 0 | 931 | 0 | 931 | 0 | 0 | 0 | 0 | 0 | 0 | 0 | 0 | 1 | 1 |  | 0 | 0 | 0 | 0 | 0 | 0 | 0 | 0 | 0 | 0 | 0 | 0 | 0 | 0 | 0 | 0 | 0 | 0 | 0 |  | 1 | 1 | 1 | 1 | 1 | 1 | 1 | 1 | 1 | 1 | 1 | 0
SCE Metro | Huntington Beach | 230 | 0 | 0 | 0 | 0 | 0 | 0 | 0 | 0 | 0 | 0 | 0 | 0 | 0 | 0 | 0 | 0 | 0 | 0 | 0 | 0 |  | 0 | 0 | 0 | 0 | 0 | 0 | 0 | 0 | 0 | 0 | 0 | 0 | 0 | 0 | 0 | 0 | 0 | 0 | 0 | 0 | 0 |  | 0 | 0 | 0 | 0 | 0 | 0 | 0 | 0 | 0 | 0 | 0 | 0 | 0 | 0 | 0 | 0 | 0 | 0 | 0 |  | 1 | 1 | 1 | 1 | 1 | 1 | 1 | 1 | 1 | 1 | 1 | 0
PG&E NGBA | Ignacio | 115 | 0 | 0.65 | 0 | 0 | 0 | 0 | 0 | 0 | 0 | 0 | 0 | 0 | 0 | 0 | 0 | 0 | 0 | 0 | 0 | 1 |  | 0 | 0 | 0 | 0 | 0 | 0 | 0 | 0 | 0 | 0 | 0 | 0 | 0 | 0 | 0 | 0 | 0 | 0 | 0 | 0 | 1 |  | 0 | 0 | 0 | 0 | 0 | 0 | 0 | 0 | 0 | 0 | 0 | 0 | 0 | 0 | 0 | 0 | 0 | 0 | 0 |  | 1 | 1 | 1 | 1 | 1 | 1 | 1 | 1 | 1 | 1 | 1 | 0
PG&E NGBA | Ignacio | 230 | 0 | 0 | 0 | 0 | 0 | 0 | 0 | 0 | 0 | 0 | 0 | 0 | 0 | 0 | 0 | 0 | 0 | 0 | 0 | 0 |  | 0 | 0 | 0 | 0 | 0 | 0 | 0 | 0 | 0 | 0 | 0 | 0 | 0 | 0 | 0 | 0 | 0 | 0 | 0 | 0 | 1 |  | 0 | 0 | 0 | 0 | 0 | 0 | 0 | 0 | 0 | 0 | 0 | 0 | 0 | 0 | 0 | 0 | 0 | 0 | 0 |  | 1 | 1 | 1 | 1 | 1 | 1 | 1 | 1 | 1 | 1 | 1 | 0
PG&E NGBA | Ignacio | 60 | 0 | 0 | 0 | 0 | 0 | 0 | 0 | 0 | 0 | 0 | 0 | 0 | 0 | 0 | 0 | 0 | 0 | 0 | 0 | 0 |  | 0 | 0 | 0 | 0 | 0 | 0 | 0 | 0 | 0 | 0 | 0 | 0 | 0 | 0 | 0 | 0 | 0 | 0 | 0 | 0 | 1 |  | 0 | 0 | 0 | 0 | 0 | 0 | 0 | 0 | 0 | 0 | 0 | 0 | 0 | 0 | 0 | 0 | 0 | 0 | 0 |  | 1 | 1 | 1 | 1 | 1 | 1 | 1 | 1 | 1 | 1 | 1 | 0
SDGE | Imperial Beach | 69 | 0 | 0 | 0 | 0 | 0 | 0 | 0 | 0 | 0 | 0 | 0 | 0 | 0 | 0 | 0 | 3 | 0 | 3 | 0 | 1 |  | 0 | 0 | 0 | 0 | 0 | 0 | 0 | 0 | 0 | 0 | 0 | 0 | 0 | 0 | 0 | 0 | 0 | 0 | 0 | 0 | 4 |  | 0 | 0 | 0 | 0 | 0 | 0 | 0 | 0 | 0 | 0 | 0 | 0 | 0 | 0 | 0 | 0 | 0 | 0 | 0 |  | 1 | 1 | 1 | 1 | 1 | 1 | 1 | 1 | 1 | 1 | 1 | 0
SDGE | Imperial Valley | 230 | 140 | 0 | 0 | 0 | 0 | 0 | 0 | 0 | 0 | 0 | 0 | 0 | 0 | 192 | 192 | 578 | 0 | 578 | 0 | 1 |  | 160 | 0 | 0 | 0 | 0 | 0 | 0 | 0 | 0 | 0 | 0 | 0 | 200 | 0 | 200 | 174 | 0 | 174 | 0 | 1 | 6 |  | 1 | 0 | 0 | 0 | 0 | 0 | 0 | 0 | 0 | 0 | 0 | 0 | 2 | 0 | 0 | 0 | 0 | 0 | 0 |  | 3 | 1 | 1 | 1 | 1 | 1 | 5 | 1 | 1 | 1 | 1 | 1
SDGE | Imperial Valley | 500 | 0 | 0 | 0 | 0 | 0 | 0 | 0 | 0 | 0 | 0 | 0 | 0 | 0 | 0 | 0 | 0 | 0 | 0 | 0 | 0 |  | 0 | 0 | 0 | 0 | 0 | 0 | 0 | 0 | 0 | 0 | 0 | 0 | 0 | 0 | 0 | 0 | 0 | 0 | 0 | 0 | 6 |  | 0 | 0 | 0 | 0 | 0 | 0 | 0 | 0 | 0 | 0 | 0 | 0 | 0 | 0 | 0 | 0 | 0 | 0 | 0 |  | 1 | 1 | 1 | 1 | 1 | 1 | 1 | 1 | 1 | 1 | 1 | 0
EOP | Innovation | 138 | 0 | 0 | 0 | 0 | 0 | 0 | 0 | 0 | 0 | 0 | 0 | 0 | 0 | 0 | 0 | 0 | 0 | 0 | 0 | 0 |  | 0 | 0 | 0 | 0 | 0 | 0 | 0 | 0 | 0 | 0 | 0 | 0 | 0 | 0 | 0 | 0 | 0 | 0 | 0 | 0 | 2 |  | 0 | 0 | 0 | 0 | 0 | 0 | 0 | 0 | 0 | 0 | 0 | 0 | 0 | 0 | 0 | 0 | 0 | 0 | 0 |  | 1 | 1 | 1 | 1 | 1 | 1 | 1 | 1 | 1 | 1 | 1 | 0
EOP | Innovation | 230 | 0 | 0 | 0 | 0 | 0 | 0 | 0 | 0 | 0 | 0 | 0 | 0 | 300 | 0 | 300 | 0 | 0 | 0 | 0 | 1 |  | 0 | 0 | 0 | 0 | 0 | 0 | 0 | 0 | 0 | 0 | 0 | 0 | 300 | 200 | 500 | 50 | 50 | 100 | 0 | 1 | 2 |  | 0 | 0 | 0 | 0 | 0 | 0 | 0 | 0 | 0 | 0 | 0 | 0 | 0 | 2 | 2 | 2 | 2 | 2 | 0 |  | 1 | 1 | 1 | 1 | 1 | 1 | 4 | 5 | 5 | 5 | 1 | 1
SCE NOL | Inyokern | 115 | 0 | 1.5 | 0 | 0 | 0 | 0 | 0 | 0 | 0 | 0 | 0 | 0 | 0 | 31.8 | 31.8 | 25 | 0 | 25 | 0 | 1 |  | 0 | 0 | 0 | 0 | 0 | 0 | 0 | 0 | 0 | 0 | 0 | 0 | 0 | 0 | 0 | 0 | 0 | 0 | 0 | 0 | 3 |  | 0 | 0 | 0 | 0 | 0 | 0 | 0 | 0 | 0 | 0 | 0 | 0 | 0 | 0 | 0 | 0 | 0 | 0 | 0 |  | 1 | 1 | 1 | 1 | 1 | 1 | 1 | 1 | 1 | 1 | 1 | 0
EOP | IS Tap | 138 | 0 | 0 | 0 | 0 | 0 | 0 | 0 | 0 | 0 | 0 | 0 | 0 | 0 | 0 | 0 | 0 | 0 | 0 | 0 | 0 |  | 0 | 0 | 0 | 0 | 0 | 0 | 0 | 0 | 0 | 0 | 0 | 0 | 0 | 0 | 0 | 0 | 0 | 0 | 0 | 0 | 2 |  | 0 | 0 | 0 | 0 | 0 | 0 | 0 | 0 | 0 | 0 | 0 | 0 | 0 | 0 | 0 | 0 | 0 | 0 | 0 |  | 1 | 1 | 1 | 1 | 1 | 1 | 1 | 1 | 1 | 1 | 1 | 0
EOP | Ivanpah | 115 | 0 | 0 | 0 | 0 | 0 | 0 | 0 | 0 | 0 | 0 | 0 | 0 | 0 | 0 | 0 | 0 | 0 | 0 | 0 | 0 |  | 0 | 0 | 0 | 0 | 0 | 0 | 0 | 0 | 0 | 0 | 0 | 0 | 0 | 0 | 0 | 0 | 0 | 0 | 0 | 0 | 1 |  | 0 | 0 | 0 | 0 | 0 | 0 | 0 | 0 | 0 | 0 | 0 | 0 | 0 | 0 | 0 | 0 | 0 | 0 | 0 |  | 1 | 1 | 1 | 1 | 1 | 1 | 1 | 1 | 1 | 1 | 1 | 0
EOP | Ivanpah | 230 | 0 | 0 | 0 | 0 | 0 | 0 | 0 | 0 | 0 | 0 | 0 | 0 | 0 | 0 | 0 | 0 | 0 | 0 | 0 | 0 |  | 0 | 0 | 0 | 0 | 0 | 0 | 0 | 0 | 0 | 0 | 0 | 0 | 0 | 0 | 0 | 0 | 0 | 0 | 0 | 0 | 1 |  | 0 | 0 | 0 | 0 | 0 | 0 | 0 | 0 | 0 | 0 | 0 | 0 | 0 | 0 | 0 | 0 | 0 | 0 | 0 |  | 1 | 1 | 1 | 1 | 1 | 1 | 1 | 1 | 1 | 1 | 1 | 0
EOP | Jackass (DOE) | 138 | 0 | 0 | 0 | 0 | 0 | 0 | 0 | 0 | 0 | 0 | 0 | 0 | 0 | 0 | 0 | 0 | 0 | 0 | 0 | 0 |  | 0 | 0 | 0 | 0 | 0 | 0 | 0 | 0 | 0 | 0 | 0 | 0 | 0 | 0 | 0 | 0 | 0 | 0 | 0 | 0 | 2 |  | 0 | 0 | 0 | 0 | 0 | 0 | 0 | 0 | 0 | 0 | 0 | 0 | 0 | 0 | 0 | 0 | 0 | 0 | 0 |  | 1 | 1 | 1 | 1 | 1 | 1 | 1 | 1 | 1 | 1 | 1 | 0
PG&E NGBA | James B Black | 230 | 0 | 0 | 0 | 0 | 0 | 0 | 0 | 0 | 0 | 0 | 0 | 0 | 0 | 0 | 0 | 0 | 0 | 0 | 0 | 0 |  | 0 | 0 | 0 | 0 | 0 | 0 | 0 | 0 | 0 | 0 | 0 | 0 | 0 | 0 | 0 | 0 | 0 | 0 | 0 | 0 | 0 |  | 0 | 0 | 0 | 0 | 0 | 0 | 0 | 0 | 0 | 0 | 0 | 0 | 0 | 0 | 0 | 0 | 0 | 0 | 0 |  | 1 | 1 | 1 | 1 | 1 | 1 | 1 | 1 | 1 | 1 | 1 | 0
PG&E GBA | Jefferson | 230 | 0 | 0 | 0 | 0 | 0 | 0 | 0 | 0 | 0 | 0 | 0 | 0 | 0 | 0 | 0 | 0 | 0 | 0 | 0 | 0 |  | 0 | 0 | 0 | 0 | 0 | 0 | 0 | 0 | 0 | 0 | 0 | 0 | 0 | 0 | 0 | 0 | 0 | 0 | 0 | 0 | 1 |  | 0 | 0 | 0 | 0 | 0 | 0 | 0 | 0 | 0 | 0 | 0 | 0 | 0 | 0 | 0 | 0 | 0 | 0 | 0 |  | 1 | 1 | 1 | 1 | 1 | 1 | 1 | 1 | 1 | 1 | 1 | 0
PG&E NGBA | Jessup | 115 | 0 | 17 | 0 | 0 | 0 | 0 | 0 | 0 | 0 | 0 | 0 | 0 | 0 | 0 | 0 | 0 | 0 | 0 | 0 | 1 |  | 0 | 6 | 0 | 0 | 0 | 0 | 0 | 0 | 0 | 0 | 0 | 0 | 0 | 0 | 0 | 0 | 0 | 0 | 0 | 1 | 0 |  | 0 | 0 | 0 | 0 | 0 | 0 | 0 | 0 | 0 | 0 | 0 | 0 | 0 | 0 | 0 | 0 | 0 | 0 | 0 |  | 1 | 1 | 1 | 1 | 1 | 1 | 1 | 1 | 1 | 1 | 1 | 0
SCE Metro | Johanna | 230 | 0 | 0 | 0 | 0 | 0 | 0 | 0 | 0 | 0 | 0 | 0 | 0 | 0 | 0 | 0 | 0 | 0 | 0 | 0 | 0 |  | 0 | 0 | 0 | 0 | 0 | 0 | 0 | 0 | 0 | 0 | 0 | 0 | 0 | 0 | 0 | 40 | 50 | 90 | 0 | 1 | 0 |  | 0 | 0 | 0 | 0 | 0 | 0 | 0 | 0 | 0 | 0 | 0 | 0 | 0 | 0 | 0 | 2 | 2 | 2 | 0 |  | 1 | 1 | 1 | 1 | 1 | 1 | 1 | 4 | 4 | 4 | 1 | 1
SCE Eastern | Julian Hinds | 230 | 0 | 0 | 0 | 0 | 0 | 0 | 0 | 0 | 0 | 0 | 0 | 0 | 0 | 0 | 0 | 0 | 0 | 0 | 0 | 0 |  | 0 | 0 | 0 | 0 | 0 | 0 | 0 | 0 | 0 | 0 | 0 | 0 | 0 | 0 | 0 | 0 | 0 | 0 | 0 | 0 | 1 |  | 0 | 0 | 0 | 0 | 0 | 0 | 0 | 0 | 0 | 0 | 0 | 0 | 0 | 0 | 0 | 0 | 0 | 0 | 0 |  | 1 | 1 | 1 | 1 | 1 | 1 | 1 | 1 | 1 | 1 | 1 | 0
PG&E GBA | Kasson | 115 | 0 | 0 | 0 | 0 | 0 | 0 | 0 | 0 | 0 | 0 | 0 | 0 | 0 | 0 | 0 | 0 | 0 | 0 | 0 | 0 |  | 0 | 0 | 0 | 0 | 0 | 0 | 0 | 0 | 0 | 0 | 0 | 0 | 0 | 0 | 0 | 0 | 0 | 0 | 0 | 0 | 0 |  | 0 | 0 | 0 | 0 | 0 | 0 | 0 | 0 | 0 | 0 | 0 | 0 | 0 | 0 | 0 | 0 | 0 | 0 | 0 |  | 1 | 1 | 1 | 1 | 1 | 1 | 1 | 1 | 1 | 1 | 1 | 0
PG&E GBA | Kasson | 60 | 0 | 0 | 0 | 0 | 0 | 0 | 0 | 0 | 0 | 0 | 0 | 0 | 0 | 0 | 0 | 0 | 0 | 0 | 0 | 0 |  | 0 | 0 | 0 | 0 | 0 | 0 | 0 | 0 | 0 | 0 | 0 | 0 | 0 | 0 | 0 | 0 | 0 | 0 | 0 | 0 | 0 |  | 0 | 0 | 0 | 0 | 0 | 0 | 0 | 0 | 0 | 0 | 0 | 0 | 0 | 0 | 0 | 0 | 0 | 0 | 0 |  | 1 | 1 | 1 | 1 | 1 | 1 | 1 | 1 | 1 | 1 | 1 | 0
PG&E FRESNO | Kearney | 230 | 0 | 0 | 0 | 0 | 0 | 0 | 0 | 0 | 0 | 0 | 0 | 10 | 0 | 0 | 0 | 0 | 0 | 0 | 0 | 1 |  | 0 | 0 | 0 | 0 | 0 | 0 | 0 | 0 | 0 | 0 | 0 | 10 | 0 | 0 | 0 | 0 | 0 | 0 | 0 | 1 | 1 |  | 0 | 0 | 0 | 0 | 0 | 0 | 0 | 0 | 0 | 0 | 0 | 0 | 0 | 0 | 0 | 0 | 0 | 0 | 0 |  | 1 | 1 | 1 | 1 | 1 | 1 | 1 | 1 | 1 | 1 | 1 | 0
PG&E FRESNO | Kearney | 70 | 0 | 0 | 0 | 0 | 0 | 0 | 0 | 0 | 0 | 0 | 0 | 0 | 0 | 0 | 0 | 0 | 0 | 0 | 0 | 0 |  | 0 | 0 | 0 | 0 | 0 | 0 | 0 | 0 | 0 | 0 | 0 | 0 | 0 | 0 | 0 | 0 | 0 | 0 | 0 | 0 | 2 |  | 0 | 0 | 0 | 0 | 0 | 0 | 0 | 0 | 0 | 0 | 0 | 0 | 0 | 0 | 0 | 0 | 0 | 0 | 0 |  | 1 | 1 | 1 | 1 | 1 | 1 | 1 | 1 | 1 | 1 | 1 | 0
PG&E GBA | Kelso | 230 | 0 | 0 | 80.8 | 3.45 | 84.25 | 0 | 0 | 0 | 0 | 0 | 0 | 0 | 0 | 0 | 0 | 90.7 | 0 | 90.7 | 0 | 1 |  | 0 | 0 | 151 | 45 | 196 | 0 | 0 | 0 | 0 | 0 | 0 | 0 | 0 | 0 | 0 | 0 | 0 | 0 | 0 | 1 | 0 |  | 0 | 0 | 2 | 2 | 2 | 0 | 0 | 0 | 0 | 0 | 0 | 0 | 0 | 0 | 0 | 0 | 0 | 0 | 0 |  | 1 | 1 | 4 | 1 | 1 | 1 | 1 | 1 | 1 | 1 | 1 | 1
PG&E FRESNO | Kerchoff 1 | 115 | 0 | 2 | 0 | 0 | 0 | 0 | 0 | 0 | 0 | 0 | 0 | 0 | 0 | 0 | 0 | 0 | 0 | 0 | 0 | 1 |  | 0 | 0 | 0 | 0 | 0 | 0 | 0 | 0 | 0 | 0 | 0 | 0 | 0 | 0 | 0 | 0 | 0 | 0 | 0 | 0 | 1 |  | 0 | 0 | 0 | 0 | 0 | 0 | 0 | 0 | 0 | 0 | 0 | 0 | 0 | 0 | 0 | 0 | 0 | 0 | 0 |  | 1 | 1 | 1 | 1 | 1 | 1 | 1 | 1 | 1 | 1 | 1 | 0
PG&E KERN | Kern Oil | 115 | 0 | 0 | 0 | 0 | 0 | 0 | 0 | 0 | 0 | 0 | 0 | 1 | 0 | 0 | 0 | 0 | 0 | 0 | 0 | 1 |  | 0 | 0 | 0 | 0 | 0 | 0 | 0 | 0 | 0 | 0 | 0 | 1 | 0 | 0 | 0 | 0 | 0 | 0 | 0 | 1 | 0 |  | 0 | 0 | 0 | 0 | 0 | 0 | 0 | 0 | 0 | 0 | 0 | 0 | 0 | 0 | 0 | 0 | 0 | 0 | 0 |  | 1 | 1 | 1 | 1 | 1 | 1 | 1 | 1 | 1 | 1 | 1 | 0
PG&E KERN | Kern PP | 115 | 0 | 0 | 0 | 0 | 0 | 0 | 0 | 0 | 0 | 0 | 0 | 0 | 0 | 0 | 0 | 0 | 0 | 0 | 0 | 0 |  | 0 | 0 | 0 | 0 | 0 | 0 | 0 | 0 | 0 | 0 | 0 | 0 | 0 | 0 | 0 | 0 | 0 | 0 | 0 | 0 | 0 |  | 0 | 0 | 0 | 0 | 0 | 0 | 0 | 0 | 0 | 0 | 0 | 0 | 0 | 0 | 0 | 0 | 0 | 0 | 0 |  | 1 | 1 | 1 | 1 | 1 | 1 | 1 | 1 | 1 | 1 | 1 | 0
PG&E KERN | Kern PP | 230 | 0 | 0 | 0 | 0 | 0 | 0 | 0 | 0 | 0 | 0 | 0 | 0 | 0 | 0 | 0 | 0 | 0 | 0 | 0 | 0 |  | 0 | 0 | 0 | 0 | 0 | 0 | 0 | 0 | 0 | 0 | 0 | 0 | 0 | 0 | 0 | 0 | 0 | 0 | 0 | 0 | 0 |  | 0 | 0 | 0 | 0 | 0 | 0 | 0 | 0 | 0 | 0 | 0 | 0 | 0 | 0 | 0 | 0 | 0 | 0 | 0 |  | 1 | 1 | 1 | 1 | 1 | 1 | 1 | 1 | 1 | 1 | 1 | 0
PG&E KERN | Kern PP | 70 | 0 | 0 | 0 | 0 | 0 | 0 | 0 | 0 | 0 | 0 | 0 | 0 | 0 | 0 | 0 | 0 | 0 | 0 | 0 | 0 |  | 0 | 0 | 0 | 0 | 0 | 0 | 0 | 0 | 0 | 0 | 0 | 0 | 0 | 0 | 0 | 0 | 0 | 0 | 0 | 0 | 0 |  | 0 | 0 | 0 | 0 | 0 | 0 | 0 | 0 | 0 | 0 | 0 | 0 | 0 | 0 | 0 | 0 | 0 | 0 | 0 |  | 1 | 1 | 1 | 1 | 1 | 1 | 1 | 1 | 1 | 1 | 1 | 0
PG&E KERN | Kernridge | 115 | 0 | 0 | 0 | 0 | 0 | 0 | 0 | 0 | 0 | 0 | 0 | 0 | 0 | 0 | 0 | 0 | 0 | 0 | 0 | 0 |  | 0 | 0 | 0 | 0 | 0 | 0 | 0 | 0 | 0 | 0 | 0 | 0 | 0 | 0 | 0 | 0 | 0 | 0 | 0 | 0 | 0 |  | 0 | 0 | 0 | 0 | 0 | 0 | 0 | 0 | 0 | 0 | 0 | 0 | 0 | 0 | 0 | 0 | 0 | 0 | 0 |  | 1 | 1 | 1 | 1 | 1 | 1 | 1 | 1 | 1 | 1 | 1 | 0
PG&E FRESNO | Kingsburg | 115 | 0 | 0 | 0 | 0 | 0 | 0 | 0 | 0 | 0 | 0 | 0 | 0 | 0 | 0 | 0 | 0 | 0 | 0 | 0 | 0 |  | 0 | 0 | 0 | 0 | 0 | 0 | 0 | 0 | 0 | 0 | 0 | 0 | 0 | 0 | 0 | 0 | 0 | 0 | 0 | 0 | 2 |  | 0 | 0 | 0 | 0 | 0 | 0 | 0 | 0 | 0 | 0 | 0 | 0 | 0 | 0 | 0 | 0 | 0 | 0 | 0 |  | 1 | 1 | 1 | 1 | 1 | 1 | 1 | 1 | 1 | 1 | 1 | 0
PG&E GBA | Kirker | 115 | 0 | 0 | 0 | 0 | 0 | 0 | 0 | 0 | 0 | 0 | 0 | 2.9 | 0 | 0 | 0 | 0 | 0 | 0 | 0 | 1 |  | 0 | 0 | 0 | 0 | 0 | 0 | 0 | 0 | 0 | 0 | 0 | 3.9 | 0 | 0 | 0 | 20 | 0 | 20 | 0 | 1 | 0 |  | 0 | 0 | 0 | 0 | 0 | 0 | 0 | 0 | 0 | 0 | 0 | 1 | 0 | 0 | 0 | 2 | 0 | 2 | 0 |  | 1 | 1 | 1 | 1 | 1 | 3 | 1 | 4 | 1 | 4 | 1 | 1
PG&E NGBA | Knights Landing | 115 | 0 | 0 | 0 | 0 | 0 | 0 | 0 | 0 | 0 | 0 | 0 | 0 | 0 | 0 | 0 | 0 | 0 | 0 | 0 | 0 |  | 0 | 0 | 0 | 0 | 0 | 0 | 0 | 0 | 0 | 0 | 0 | 0 | 0 | 0 | 0 | 0 | 0 | 0 | 0 | 0 | 0 |  | 0 | 0 | 0 | 0 | 0 | 0 | 0 | 0 | 0 | 0 | 0 | 0 | 0 | 0 | 0 | 0 | 0 | 0 | 0 |  | 1 | 1 | 1 | 1 | 1 | 1 | 1 | 1 | 1 | 1 | 1 | 0
PG&E NGBA | Konocti | 60 | 0 | 0.2 | 0 | 0 | 0 | 0 | 0 | 0 | 0 | 0 | 0 | 0 | 0 | 0 | 0 | 0 | 0 | 0 | 0 | 1 |  | 0 | 0 | 0 | 0 | 0 | 0 | 0 | 0 | 0 | 0 | 0 | 0 | 0 | 0 | 0 | 0 | 0 | 0 | 0 | 0 | 1 |  | 0 | 0 | 0 | 0 | 0 | 0 | 0 | 0 | 0 | 0 | 0 | 0 | 0 | 0 | 0 | 0 | 0 | 0 | 0 |  | 1 | 1 | 1 | 1 | 1 | 1 | 1 | 1 | 1 | 1 | 1 | 0
SCE NOL | Kramer | 115 | 0 | 0 | 0 | 0 | 0 | 0 | 0 | 0 | 0 | 0 | 0 | 4 | 0 | 8 | 8 | 0 | 6 | 6 | 0 | 1 |  | 0 | 0 | 0 | 0 | 0 | 0 | 0 | 0 | 0 | 0 | 0 | 8 | 0 | 0 | 0 | 0 | 0 | 0 | 0 | 1 | 3 |  | 0 | 0 | 0 | 0 | 0 | 0 | 0 | 0 | 0 | 0 | 0 | 2 | 0 | 0 | 0 | 0 | 0 | 0 | 0 |  | 1 | 1 | 1 | 1 | 1 | 5 | 1 | 1 | 1 | 1 | 1 | 1
SCE NOL | Kramer | 230 | 0 | 0 | 0 | 0 | 0 | 0 | 0 | 0 | 0 | 0 | 0 | 0 | 75 | 200 | 275 | 268.7 | 0 | 268.7 | 0 | 1 |  | 0 | 0 | 0 | 0 | 0 | 0 | 0 | 0 | 0 | 0 | 0 | 0 | 161 | 450 | 611 | 306 | 80 | 386 | 0 | 1 | 3 |  | 0 | 0 | 0 | 0 | 0 | 0 | 0 | 0 | 0 | 0 | 0 | 0 | 2 | 2 | 2 | 1 | 2 | 1 | 0 |  | 1 | 1 | 1 | 1 | 1 | 1 | 5 | 3 | 5 | 3 | 1 | 1
SCE Metro | La Cienega | 230 | 0 | 0 | 0 | 0 | 0 | 0 | 0 | 0 | 0 | 0 | 0 | 0 | 0 | 0 | 0 | 0 | 0 | 0 | 0 | 0 |  | 0 | 0 | 0 | 0 | 0 | 0 | 0 | 0 | 0 | 0 | 0 | 0 | 0 | 0 | 0 | 0 | 0 | 0 | 0 | 0 | 0 |  | 0 | 0 | 0 | 0 | 0 | 0 | 0 | 0 | 0 | 0 | 0 | 0 | 0 | 0 | 0 | 0 | 0 | 0 | 0 |  | 1 | 1 | 1 | 1 | 1 | 1 | 1 | 1 | 1 | 1 | 1 | 0
SCE Metro | La Fresa | 230 | 0 | 0 | 0 | 0 | 0 | 0 | 0 | 0 | 0 | 0 | 0 | 0.64 | 0 | 0 | 0 | 0 | 0 | 0 | 0 | 1 |  | 0 | 0 | 0 | 0 | 0 | 0 | 0 | 0 | 0 | 0 | 0 | 0.64 | 0 | 0 | 0 | 0 | 0 | 0 | 0 | 1 | 0 |  | 0 | 0 | 0 | 0 | 0 | 0 | 0 | 0 | 0 | 0 | 0 | 0 | 0 | 0 | 0 | 0 | 0 | 0 | 0 |  | 1 | 1 | 1 | 1 | 1 | 1 | 1 | 1 | 1 | 1 | 1 | 0
SCE Metro | Laguna Bell | 230 | 0 | 0 | 0 | 0 | 0 | 0 | 0 | 0 | 0 | 0 | 0 | 3.27 | 0 | 0 | 0 | 350 | 0 | 350 | 0 | 1 |  | 0 | 0 | 0 | 0 | 0 | 0 | 0 | 0 | 0 | 0 | 0 | 0 | 0 | 0 | 0 | 600 | 0 | 600 | 0 | 1 | 0 |  | 0 | 0 | 0 | 0 | 0 | 0 | 0 | 0 | 0 | 0 | 0 | 0 | 0 | 0 | 0 | 2 | 0 | 2 | 0 |  | 1 | 1 | 1 | 1 | 1 | 1 | 1 | 4 | 1 | 4 | 1 | 1
PG&E KERN | Lakeview | 70 | 0 | 0 | 0 | 0 | 0 | 0 | 0 | 0 | 0 | 0 | 0 | 0 | 0 | 70 | 70 | 65.5 | 0 | 65.5 | 0 | 1 |  | 0 | 0 | 0 | 0 | 0 | 0 | 0 | 0 | 0 | 0 | 0 | 0 | 0 | 70 | 70 | 64.4 | 0 | 64.4 | 0 | 1 | 0 |  | 0 | 0 | 0 | 0 | 0 | 0 | 0 | 0 | 0 | 0 | 0 | 0 | 0 | 0 | 0 | 0 | 0 | 0 | 0 |  | 1 | 1 | 1 | 1 | 1 | 1 | 1 | 1 | 1 | 1 | 1 | 0
PG&E NGBA | Lakeville | 230 | 0 | 0 | 0 | 0 | 0 | 0 | 0 | 0 | 0 | 0 | 0 | 0 | 0 | 0 | 0 | 0 | 0 | 0 | 0 | 0 |  | 0 | 0.995 | 0 | 0 | 0 | 0 | 0 | 0 | 0 | 0 | 0 | 0 | 0 | 11.6 | 11.6 | 41 | 0 | 41 | 0 | 1 | 2 |  | 0 | 2 | 0 | 0 | 0 | 0 | 0 | 0 | 0 | 0 | 0 | 0 | 0 | 2 | 2 | 2 | 0 | 2 | 0 |  | 1 | 5 | 1 | 1 | 1 | 1 | 4 | 5 | 1 | 5 | 1 | 1
PG&E NGBA | Lakeville | 60 | 0 | 0 | 0 | 0 | 0 | 0 | 0 | 0 | 0 | 0 | 0 | 4 | 0 | 0 | 0 | 0 | 0 | 0 | 0 | 1 |  | 0 | 0 | 0 | 0 | 0 | 0 | 0 | 0 | 0 | 0 | 0 | 0 | 0 | 0 | 0 | 0 | 0 | 0 | 0 | 0 | 2 |  | 0 | 0 | 0 | 0 | 0 | 0 | 0 | 0 | 0 | 0 | 0 | 0 | 0 | 0 | 0 | 0 | 0 | 0 | 0 |  | 1 | 1 | 1 | 1 | 1 | 1 | 1 | 1 | 1 | 1 | 1 | 0
PG&E NGBA | Lakeville | 115 | 0 | 0 | 0 | 0 | 0 | 0 | 0 | 0 | 0 | 0 | 0 | 0 | 0 | 0 | 0 | 50 | 0 | 50 | 0 | 1 |  | 0 | 0 | 0 | 0 | 0 | 0 | 0 | 0 | 0 | 0 | 0 | 0 | 0 | 0 | 0 | 0 | 0 | 0 | 0 | 0 | 2 |  | 0 | 0 | 0 | 0 | 0 | 0 | 0 | 0 | 0 | 0 | 0 | 0 | 0 | 0 | 0 | 0 | 0 | 0 | 0 |  | 1 | 1 | 1 | 1 | 1 | 1 | 1 | 1 | 1 | 1 | 1 | 0
PG&E GBA | Lakewood | 115 | 0 | 0 | 0 | 0 | 0 | 0 | 0 | 0 | 0 | 0 | 0 | 0 | 0 | 0 | 0 | 0 | 0 | 0 | 0 | 0 |  | 0 | 0 | 0 | 0 | 0 | 0 | 0 | 0 | 0 | 0 | 0 | 0 | 0 | 0 | 0 | 0 | 0 | 0 | 0 | 0 | 0 |  | 0 | 0 | 0 | 0 | 0 | 0 | 0 | 0 | 0 | 0 | 0 | 0 | 0 | 0 | 0 | 0 | 0 | 0 | 0 |  | 1 | 1 | 1 | 1 | 1 | 1 | 1 | 1 | 1 | 1 | 1 | 0
PG&E NGBA | Lambie | 230 | 0 | 0 | 0 | 0 | 0 | 0 | 0 | 0 | 0 | 0 | 0 | 0 | 0 | 0 | 0 | 0 | 0 | 0 | 0 | 0 |  | 0 | 0 | 0 | 0 | 0 | 0 | 0 | 0 | 0 | 0 | 0 | 0 | 0 | 0 | 0 | 0 | 0 | 0 | 0 | 0 | 0 |  | 0 | 0 | 0 | 0 | 0 | 0 | 0 | 0 | 0 | 0 | 0 | 0 | 0 | 0 | 0 | 0 | 0 | 0 | 0 |  | 1 | 1 | 1 | 1 | 1 | 1 | 1 | 1 | 1 | 1 | 1 | 0
PG&E GBA | Lammers | 115 | 0 | 0 | 0 | 0 | 0 | 0 | 0 | 0 | 0 | 0 | 0 | 0 | 0 | 0 | 0 | 0 | 0 | 0 | 0 | 0 |  | 0 | 0 | 0 | 0 | 0 | 0 | 0 | 0 | 0 | 0 | 0 | 1.1 | 0 | 0 | 0 | 0 | 0 | 0 | 0 | 1 | 0 |  | 0 | 0 | 0 | 0 | 0 | 0 | 0 | 0 | 0 | 0 | 0 | 2 | 0 | 0 | 0 | 0 | 0 | 0 | 0 |  | 1 | 1 | 1 | 1 | 1 | 4 | 1 | 1 | 1 | 1 | 1 | 1
PG&E KERN | Lamont | 115 | 0 | 5 | 0 | 0 | 0 | 0 | 0 | 0 | 0 | 0 | 0 | 4 | 0 | 80 | 80 | 0 | 0 | 0 | 0 | 1 |  | 0 | 5 | 0 | 0 | 0 | 0 | 0 | 0 | 0 | 0 | 0 | 3.2 | 0 | 12 | 12 | 0 | 0 | 0 | 0 | 1 | 0 |  | 0 | 0 | 0 | 0 | 0 | 0 | 0 | 0 | 0 | 0 | 0 | 0 | 0 | 0 | 0 | 0 | 0 | 0 | 0 |  | 1 | 1 | 1 | 1 | 1 | 1 | 1 | 1 | 1 | 1 | 1 | 0
PG&E FRESNO | Las Aguilas | 230 | 0 | 0 | 0 | 0 | 0 | 0 | 0 | 0 | 0 | 0 | 0 | 0 | 0 | 0 | 0 | 0 | 0 | 0 | 0 | 0 |  | 0 | 0 | 0 | 0 | 0 | 0 | 0 | 0 | 0 | 0 | 0 | 0 | 0 | 0 | 0 | 0 | 0 | 0 | 0 | 0 | 1 |  | 0 | 0 | 0 | 0 | 0 | 0 | 0 | 0 | 0 | 0 | 0 | 0 | 0 | 0 | 0 | 0 | 0 | 0 | 0 |  | 1 | 1 | 1 | 1 | 1 | 1 | 1 | 1 | 1 | 1 | 1 | 0
EOP | Lathrop | 138 | 0 | 0 | 0 | 0 | 0 | 0 | 0 | 0 | 0 | 0 | 0 | 0 | 0 | 0 | 0 | 0 | 0 | 0 | 0 | 0 |  | 0 | 0 | 310 | 0 | 310 | 0 | 0 | 0 | 0 | 0 | 0 | 0 | 0 | 0 | 0 | 0 | 0 | 0 | 0 | 1 | 2 |  | 0 | 0 | 2 | 0 | 2 | 0 | 0 | 0 | 0 | 0 | 0 | 0 | 0 | 0 | 0 | 0 | 0 | 0 | 0 |  | 1 | 1 | 5 | 1 | 1 | 1 | 1 | 1 | 1 | 1 | 1 | 1
EOP | Lathrop | 230 | 0 | 0 | 300 | 0 | 300 | 0 | 0 | 0 | 0 | 0 | 0 | 0 | 0 | 0 | 0 | 0 | 0 | 0 | 0 | 1 |  | 0 | 0 | 0 | 0 | 0 | 0 | 0 | 0 | 0 | 0 | 0 | 0 | 0 | 0 | 0 | 0 | 0 | 0 | 0 | 0 | 2 |  | 0 | 0 | 0 | 0 | 0 | 0 | 0 | 0 | 0 | 0 | 0 | 0 | 0 | 0 | 0 | 0 | 0 | 0 | 0 |  | 1 | 1 | 1 | 1 | 1 | 1 | 1 | 1 | 1 | 1 | 1 | 0
PG&E FRESNO | Le Grand | 115 | 0 | 0 | 0 | 0 | 0 | 0 | 0 | 0 | 0 | 0 | 0 | 0 | 0 | 0 | 0 | 0 | 0 | 0 | 0 | 0 |  | 0 | 0 | 0 | 0 | 0 | 0 | 0 | 0 | 0 | 0 | 0 | 0 | 0 | 0 | 0 | 0 | 0 | 0 | 0 | 0 | 2 |  | 0 | 0 | 0 | 0 | 0 | 0 | 0 | 0 | 0 | 0 | 0 | 0 | 0 | 0 | 0 | 0 | 0 | 0 | 0 |  | 1 | 1 | 1 | 1 | 1 | 1 | 1 | 1 | 1 | 1 | 1 | 0
PG&E FRESNO | Lemoore | 70 | 0 | 0 | 0 | 0 | 0 | 0 | 0 | 0 | 0 | 0 | 0 | 0 | 0 | 22 | 22 | 0 | 0 | 0 | 0 | 1 |  | 0 | 0 | 0 | 0 | 0 | 0 | 0 | 0 | 0 | 0 | 0 | 0 | 0 | 0 | 0 | 0 | 0 | 0 | 0 | 0 | 0 |  | 0 | 0 | 0 | 0 | 0 | 0 | 0 | 0 | 0 | 0 | 0 | 0 | 0 | 0 | 0 | 0 | 0 | 0 | 0 |  | 1 | 1 | 1 | 1 | 1 | 1 | 1 | 1 | 1 | 1 | 1 | 0
PG&E KERN | Lerdo | 115 | 0 | 0 | 0 | 0 | 0 | 0 | 0 | 0 | 0 | 0 | 0 | 0 | 0 | 0 | 0 | 0 | 0 | 0 | 0 | 0 |  | 0 | 0 | 0 | 0 | 0 | 0 | 0 | 0 | 0 | 0 | 0 | 0 | 0 | 0 | 0 | 0 | 0 | 0 | 0 | 0 | 0 |  | 0 | 0 | 0 | 0 | 0 | 0 | 0 | 0 | 0 | 0 | 0 | 0 | 0 | 0 | 0 | 0 | 0 | 0 | 0 |  | 1 | 1 | 1 | 1 | 1 | 1 | 1 | 1 | 1 | 1 | 1 | 0
SCE Metro | Lewis | 230 | 0 | 0 | 0 | 0 | 0 | 0 | 0 | 0 | 0 | 0 | 0 | 0 | 0 | 0 | 0 | 0 | 0 | 0 | 0 | 0 |  | 0 | 0 | 0 | 0 | 0 | 0 | 0 | 0 | 0 | 0 | 0 | 0 | 0 | 0 | 0 | 0 | 0 | 0 | 0 | 0 | 0 |  | 0 | 0 | 0 | 0 | 0 | 0 | 0 | 0 | 0 | 0 | 0 | 0 | 0 | 0 | 0 | 0 | 0 | 0 | 0 |  | 1 | 1 | 1 | 1 | 1 | 1 | 1 | 1 | 1 | 1 | 1 | 0
SCE Metro | Lighthipe | 230 | 0 | 0 | 0 | 0 | 0 | 0 | 0 | 0 | 0 | 0 | 0 | 3.24 | 0 | 0 | 0 | 0 | 0 | 0 | 0 | 1 |  | 0 | 0 | 0 | 0 | 0 | 0 | 0 | 0 | 0 | 0 | 0 | 0.96 | 0 | 0 | 0 | 175 | 0 | 175 | 0 | 1 | 0 |  | 0 | 0 | 0 | 0 | 0 | 0 | 0 | 0 | 0 | 0 | 0 | 0 | 0 | 0 | 0 | 2 | 0 | 2 | 0 |  | 1 | 1 | 1 | 1 | 1 | 1 | 1 | 4 | 1 | 4 | 1 | 1
SDGE | Lilac | 69 | 0 | 0 | 0 | 0 | 0 | 0 | 0 | 0 | 0 | 0 | 0 | 0 | 0 | 0 | 0 | 0 | 0 | 0 | 0 | 0 |  | 0 | 0 | 0 | 0 | 0 | 0 | 0 | 0 | 0 | 0 | 0 | 0 | 0 | 0 | 0 | 0 | 0 | 0 | 0 | 0 | 2 |  | 0 | 0 | 0 | 0 | 0 | 0 | 0 | 0 | 0 | 0 | 0 | 0 | 0 | 0 | 0 | 0 | 0 | 0 | 0 |  | 1 | 1 | 1 | 1 | 1 | 1 | 1 | 1 | 1 | 1 | 1 | 0
PG&E NGBA | Lincoln | 115 | 0 | 0 | 0 | 0 | 0 | 0 | 0 | 0 | 0 | 0 | 0 | 0 | 0 | 0 | 0 | 0 | 0 | 0 | 0 | 0 |  | 0 | 0 | 0 | 0 | 0 | 0 | 0 | 0 | 0 | 0 | 0 | 0 | 0 | 0 | 0 | 0 | 0 | 0 | 0 | 0 | 0 |  | 0 | 0 | 0 | 0 | 0 | 0 | 0 | 0 | 0 | 0 | 0 | 0 | 0 | 0 | 0 | 0 | 0 | 0 | 0 |  | 1 | 1 | 1 | 1 | 1 | 1 | 1 | 1 | 1 | 1 | 1 | 0
PG&E KERN | Live Oak | 115 | 0 | 0 | 0 | 0 | 0 | 0 | 0 | 0 | 0 | 0 | 0 | 0 | 0 | 0 | 0 | 0 | 0 | 0 | 0 | 0 |  | 0 | 0 | 0 | 0 | 0 | 0 | 0 | 0 | 0 | 0 | 0 | 0 | 0 | 0 | 0 | 0 | 0 | 0 | 0 | 0 | 0 |  | 0 | 0 | 0 | 0 | 0 | 0 | 0 | 0 | 0 | 0 | 0 | 0 | 0 | 0 | 0 | 0 | 0 | 0 | 0 |  | 1 | 1 | 1 | 1 | 1 | 1 | 1 | 1 | 1 | 1 | 1 | 0
PG&E GBA | Llagas | 115 | 0 | 0 | 0 | 0 | 0 | 0 | 0 | 0 | 0 | 0 | 0 | 0 | 0 | 0 | 0 | 0 | 0 | 0 | 0 | 0 |  | 0 | 0 | 0 | 0 | 0 | 0 | 0 | 0 | 0 | 0 | 0 | 0 | 0 | 0 | 0 | 0 | 44 | 44 | 0 | 1 | 1 |  | 0 | 0 | 0 | 0 | 0 | 0 | 0 | 0 | 0 | 0 | 0 | 0 | 0 | 0 | 0 | 0 | 2 | 2 | 0 |  | 1 | 1 | 1 | 1 | 1 | 1 | 1 | 1 | 5 | 5 | 1 | 1
PG&E GBA | Lockeford | 115 | 0 | 0 | 0 | 0 | 0 | 0 | 0 | 0 | 0 | 0 | 0 | 0 | 0 | 0 | 0 | 0 | 0 | 0 | 0 | 0 |  | 0 | 0 | 0 | 0 | 0 | 0 | 0 | 0 | 0 | 0 | 0 | 0 | 0 | 0 | 0 | 0 | 0 | 0 | 0 | 0 | 0 |  | 0 | 0 | 0 | 0 | 0 | 0 | 0 | 0 | 0 | 0 | 0 | 0 | 0 | 0 | 0 | 0 | 0 | 0 | 0 |  | 1 | 1 | 1 | 1 | 1 | 1 | 1 | 1 | 1 | 1 | 1 | 0
PG&E GBA | Lockeford | 230 | 0 | 0 | 0 | 0 | 0 | 0 | 0 | 0 | 0 | 0 | 0 | 0 | 0 | 0 | 0 | 0 | 0 | 0 | 0 | 0 |  | 0 | 0 | 0 | 0 | 0 | 0 | 0 | 0 | 0 | 0 | 0 | 0 | 0 | 0 | 0 | 0 | 0 | 0 | 0 | 0 | 1 |  | 0 | 0 | 0 | 0 | 0 | 0 | 0 | 0 | 0 | 0 | 0 | 0 | 0 | 0 | 0 | 0 | 0 | 0 | 0 |  | 1 | 1 | 1 | 1 | 1 | 1 | 1 | 1 | 1 | 1 | 1 | 0
PG&E GBA | Lockeford | 60 | 0 | 0 | 0 | 0 | 0 | 0 | 0 | 0 | 0 | 0 | 0 | 0 | 0 | 0 | 0 | 0 | 0 | 0 | 0 | 0 |  | 0 | 0 | 0 | 0 | 0 | 0 | 0 | 0 | 0 | 0 | 0 | 0 | 0 | 0 | 0 | 0 | 0 | 0 | 0 | 0 | 1 |  | 0 | 0 | 0 | 0 | 0 | 0 | 0 | 0 | 0 | 0 | 0 | 0 | 0 | 0 | 0 | 0 | 0 | 0 | 0 |  | 1 | 1 | 1 | 1 | 1 | 1 | 1 | 1 | 1 | 1 | 1 | 0
PG&E GBA | Lodi | 230 | 0 | 0 | 0 | 0 | 0 | 0 | 0 | 0 | 0 | 0 | 0 | 0 | 0 | 0 | 0 | 0 | 0 | 0 | 0 | 0 |  | 0 | 0 | 0 | 0 | 0 | 0 | 0 | 0 | 0 | 0 | 0 | 0 | 0 | 0 | 0 | 0 | 0 | 0 | 0 | 0 | 0 |  | 0 | 0 | 0 | 0 | 0 | 0 | 0 | 0 | 0 | 0 | 0 | 0 | 0 | 0 | 0 | 0 | 0 | 0 | 0 |  | 1 | 1 | 1 | 1 | 1 | 1 | 1 | 1 | 1 | 1 | 1 | 0
PG&E NGBA | Logan Creek | 230 | 0 | 0 | 0 | 0 | 0 | 0 | 0 | 0 | 0 | 0 | 0 | 0 | 0 | 0 | 0 | 0 | 0 | 0 | 0 | 0 |  | 0 | 0 | 0 | 0 | 0 | 0 | 0 | 0 | 0 | 0 | 0 | 0 | 0 | 0 | 0 | 0 | 0 | 0 | 0 | 0 | 0 |  | 0 | 0 | 0 | 0 | 0 | 0 | 0 | 0 | 0 | 0 | 0 | 0 | 0 | 0 | 0 | 0 | 0 | 0 | 0 |  | 1 | 1 | 1 | 1 | 1 | 1 | 1 | 1 | 1 | 1 | 1 | 0
PG&E GBA | Lone Tree | 230 | 0 | 0 | 0 | 0 | 0 | 0 | 0 | 0 | 0 | 0 | 0 | 1.8 | 0 | 0 | 0 | 0 | 0 | 0 | 0 | 1 |  | 0 | 0 | 0 | 0 | 0 | 0 | 0 | 0 | 0 | 0 | 0 | 1 | 0 | 0 | 0 | 0 | 0 | 0 | 0 | 1 | 0 |  | 0 | 0 | 0 | 0 | 0 | 0 | 0 | 0 | 0 | 0 | 0 | 0 | 0 | 0 | 0 | 0 | 0 | 0 | 0 |  | 1 | 1 | 1 | 1 | 1 | 1 | 1 | 1 | 1 | 1 | 1 | 0
PG&E FRESNO | Los Banos | 230 | 0 | 1.988 | 170.5 | 0 | 170.5 | 0 | 0 | 0 | 0 | 0 | 0 | 5.9 | 150 | 280 | 430 | 0.9 | 0 | 0.9 | 0 | 1 |  | 0 | 0 | 120 | 30 | 150 | 0 | 0 | 0 | 0 | 0 | 0 | 0.75 | 250 | 250 | 500 | 99.6 | 71 | 170.6 | 0 | 1 | 1 |  | 0 | 0 | 0 | 2 | 0 | 0 | 0 | 0 | 0 | 0 | 0 | 0 | 2 | 0 | 1 | 2 | 2 | 2 | 0 |  | 1 | 1 | 1 | 1 | 1 | 1 | 5 | 5 | 5 | 5 | 1 | 1
PG&E FRESNO | Los Banos | 500 | 0 | 0 | 0 | 0 | 0 | 0 | 0 | 0 | 0 | 0 | 0 | 0 | 0 | 0 | 0 | 0 | 0 | 0 | 0 | 0 |  | 0 | 0 | 0 | 0 | 0 | 0 | 0 | 0 | 0 | 0 | 0 | 0 | 0 | 0 | 0 | 0 | 0 | 0 | 0 | 0 | 0 |  | 0 | 0 | 0 | 0 | 0 | 0 | 0 | 0 | 0 | 0 | 0 | 0 | 0 | 0 | 0 | 0 | 0 | 0 | 0 |  | 1 | 1 | 1 | 1 | 1 | 1 | 1 | 1 | 1 | 1 | 1 | 0
SDGE | Los Coches | 138 | 0 | 0 | 0 | 0 | 0 | 0 | 0 | 0 | 0 | 0 | 0 | 0 | 0 | 0 | 0 | 0 | 0 | 0 | 0 | 0 |  | 0 | 0 | 0 | 0 | 0 | 0 | 0 | 0 | 0 | 0 | 0 | 0 | 0 | 0 | 0 | 0 | 0 | 0 | 0 | 0 | 2 |  | 0 | 0 | 0 | 0 | 0 | 0 | 0 | 0 | 0 | 0 | 0 | 0 | 0 | 0 | 0 | 0 | 0 | 0 | 0 |  | 1 | 1 | 1 | 1 | 1 | 1 | 1 | 1 | 1 | 1 | 1 | 0
SDGE | Los Coches | 69 | 0 | 0 | 0 | 0 | 0 | 0 | 0 | 0 | 0 | 0 | 0 | 0 | 0 | 0 | 0 | 1.5 | 0 | 1.5 | 0 | 1 |  | 0 | 0 | 0 | 0 | 0 | 0 | 0 | 0 | 0 | 0 | 0 | 0 | 0 | 0 | 0 | 0 | 0 | 0 | 0 | 0 | 2 |  | 0 | 0 | 0 | 0 | 0 | 0 | 0 | 0 | 0 | 0 | 0 | 0 | 0 | 0 | 0 | 0 | 0 | 0 | 0 |  | 1 | 1 | 1 | 1 | 1 | 1 | 1 | 1 | 1 | 1 | 1 | 0
PG&E GBA | Los Esteros | 115 | 0 | 0 | 0 | 0 | 0 | 0 | 0 | 0 | 0 | 0 | 0 | 0 | 0 | 0 | 0 | 3.3 | 0 | 3.3 | 0 | 1 |  | 0 | 0 | 0 | 0 | 0 | 0 | 0 | 0 | 0 | 0 | 0 | 0 | 0 | 0 | 0 | 200 | 6 | 206 | 0 | 1 | 0 |  | 0 | 0 | 0 | 0 | 0 | 0 | 0 | 0 | 0 | 0 | 0 | 0 | 0 | 0 | 0 | 2 | 2 | 2 | 0 |  | 1 | 1 | 1 | 1 | 1 | 1 | 1 | 4 | 4 | 4 | 1 | 1
PG&E GBA | Los Esteros | 230 | 0 | 0 | 0 | 0 | 0 | 0 | 0 | 0 | 0 | 0 | 0 | 0 | 0 | 0 | 0 | 0 | 100 | 100 | 0 | 1 |  | 0 | 0 | 0 | 0 | 0 | 0 | 0 | 0 | 0 | 0 | 0 | 0 | 0 | 0 | 0 | 0 | 0 | 0 | 0 | 0 | 0 |  | 0 | 0 | 0 | 0 | 0 | 0 | 0 | 0 | 0 | 0 | 0 | 0 | 0 | 0 | 0 | 0 | 0 | 0 | 0 |  | 1 | 1 | 1 | 1 | 1 | 1 | 1 | 1 | 1 | 1 | 1 | 0
PG&E GBA | Los Positas | 230 | 0 | 0 | 0 | 0 | 0 | 0 | 0 | 0 | 0 | 0 | 0 | 0 | 0 | 0 | 0 | 0 | 0 | 0 | 0 | 0 |  | 0 | 0 | 0 | 0 | 0 | 0 | 0 | 0 | 0 | 0 | 0 | 0 | 0 | 0 | 0 | 0 | 0 | 0 | 0 | 0 | 0 |  | 0 | 0 | 0 | 0 | 0 | 0 | 0 | 0 | 0 | 0 | 0 | 0 | 0 | 0 | 0 | 0 | 0 | 0 | 0 |  | 1 | 1 | 1 | 1 | 1 | 1 | 1 | 1 | 1 | 1 | 1 | 0
PG&E GBA | Los Positas | 60 | 0 | 0 | 0 | 0 | 0 | 0 | 0 | 0 | 0 | 0 | 0 | 0 | 0 | 0 | 0 | 0 | 0 | 0 | 0 | 0 |  | 0 | 0 | 0 | 0 | 0 | 0 | 0 | 0 | 0 | 0 | 0 | 0 | 0 | 0 | 0 | 0 | 0 | 0 | 0 | 0 | 0 |  | 0 | 0 | 0 | 0 | 0 | 0 | 0 | 0 | 0 | 0 | 0 | 0 | 0 | 0 | 0 | 0 | 0 | 0 | 0 |  | 1 | 1 | 1 | 1 | 1 | 1 | 1 | 1 | 1 | 1 | 1 | 0
SDGE | Loveland | 69 | 0 | 0 | 0 | 0 | 0 | 0 | 0 | 0 | 0 | 0 | 0 | 0 | 0 | 0 | 0 | 0 | 0 | 0 | 0 | 0 |  | 0 | 0 | 0 | 0 | 0 | 0 | 0 | 0 | 0 | 0 | 0 | 0.84 | 0 | 0 | 0 | 0 | 0 | 0 | 0 | 1 | 3 |  | 0 | 0 | 0 | 0 | 0 | 0 | 0 | 0 | 0 | 0 | 0 | 2 | 0 | 0 | 0 | 0 | 0 | 0 | 0 |  | 1 | 1 | 1 | 1 | 1 | 5 | 1 | 1 | 1 | 1 | 1 | 1
SCE NOL | Lugo | 230 | 0 | 0 | 0 | 0 | 0 | 0 | 0 | 0 | 0 | 0 | 0 | 0 | 0 | 0 | 0 | 0 | 0 | 0 | 0 | 0 |  | 0 | 0 | 0 | 0 | 0 | 0 | 0 | 0 | 0 | 0 | 0 | 0 | 0 | 0 | 0 | 0 | 0 | 0 | 0 | 0 | 1 |  | 0 | 0 | 0 | 0 | 0 | 0 | 0 | 0 | 0 | 0 | 0 | 0 | 0 | 0 | 0 | 0 | 0 | 0 | 0 |  | 1 | 1 | 1 | 1 | 1 | 1 | 1 | 1 | 1 | 1 | 1 | 0
SCE Metro | Lugo | 500 | 389 | 0 | 0 | 0 | 0 | 0 | 0 | 0 | 0 | 0 | 0 | 0 | 0 | 0 | 0 | 0 | 0 | 0 | 0 | 1 |  | 0 | 0 | 0 | 0 | 0 | 0 | 0 | 0 | 0 | 0 | 0 | 0 | 0 | 0 | 0 | 0 | 0 | 0 | 0 | 0 | 0 |  | 0 | 0 | 0 | 0 | 0 | 0 | 0 | 0 | 0 | 0 | 0 | 0 | 0 | 0 | 0 | 0 | 0 | 0 | 0 |  | 1 | 1 | 1 | 1 | 1 | 1 | 1 | 1 | 1 | 1 | 1 | 0
PG&E FRESNO | Madera | 70 | 0 | 0 | 0 | 0 | 0 | 0 | 0 | 0 | 0 | 0 | 0 | 0 | 0 | 0 | 0 | 0 | 0 | 0 | 0 | 0 |  | 0 | 0 | 0 | 0 | 0 | 0 | 0 | 0 | 0 | 0 | 0 | 0 | 0 | 0 | 0 | 0 | 0 | 0 | 0 | 0 | 1 |  | 0 | 0 | 0 | 0 | 0 | 0 | 0 | 0 | 0 | 0 | 0 | 0 | 0 | 0 | 0 | 0 | 0 | 0 | 0 |  | 1 | 1 | 1 | 1 | 1 | 1 | 1 | 1 | 1 | 1 | 1 | 0
PG&E NGBA | Madison | 115 | 0 | 0 | 0 | 0 | 0 | 0 | 0 | 0 | 0 | 0 | 0 | 0 | 0 | 13 | 13 | 10.2 | 0 | 10.2 | 0 | 1 |  | 0 | 0 | 0 | 0 | 0 | 0 | 0 | 0 | 0 | 0 | 0 | 0 | 0 | 13 | 13 | 10.2 | 0 | 10.2 | 0 | 1 | 0 |  | 0 | 0 | 0 | 0 | 0 | 0 | 0 | 0 | 0 | 0 | 0 | 0 | 0 | 0 | 0 | 0 | 0 | 0 | 0 |  | 1 | 1 | 1 | 1 | 1 | 1 | 1 | 1 | 1 | 1 | 1 | 0
PG&E KERN | Magunden | 115 | 0 | 0 | 0 | 0 | 0 | 0 | 0 | 0 | 0 | 0 | 0 | 0 | 0 | 0 | 0 | 0 | 0 | 0 | 0 | 0 |  | 0 | 0 | 0 | 0 | 0 | 0 | 0 | 0 | 0 | 0 | 0 | 0 | 0 | 0 | 0 | 0 | 0 | 0 | 0 | 0 | 0 |  | 0 | 0 | 0 | 0 | 0 | 0 | 0 | 0 | 0 | 0 | 0 | 0 | 0 | 0 | 0 | 0 | 0 | 0 | 0 |  | 1 | 1 | 1 | 1 | 1 | 1 | 1 | 1 | 1 | 1 | 1 | 0
SCE Northern | Magunden | 230 | 0 | 0 | 0 | 0 | 0 | 0 | 0 | 0 | 0 | 0 | 0 | 0 | 0 | 0 | 0 | 0 | 0 | 0 | 0 | 0 |  | 0 | 0 | 0 | 0 | 0 | 0 | 0 | 0 | 0 | 0 | 0 | 0 | 0 | 0 | 0 | 0 | 0 | 0 | 0 | 0 | 0 |  | 0 | 0 | 0 | 0 | 0 | 0 | 0 | 0 | 0 | 0 | 0 | 0 | 0 | 0 | 0 | 0 | 0 | 0 | 0 |  | 1 | 1 | 1 | 1 | 1 | 1 | 1 | 1 | 1 | 1 | 1 | 0
PG&E FRESNO | Malaga | 115 | 0 | 0 | 0 | 0 | 0 | 0 | 0 | 0 | 0 | 0 | 0 | 0 | 0 | 0 | 0 | 97 | 0 | 97 | 0 | 1 |  | 0 | 0 | 0 | 0 | 0 | 0 | 0 | 0 | 0 | 0 | 0 | 0 | 0 | 0 | 0 | 0 | 0 | 0 | 0 | 0 | 2 |  | 0 | 0 | 0 | 0 | 0 | 0 | 0 | 0 | 0 | 0 | 0 | 0 | 0 | 0 | 0 | 0 | 0 | 0 | 0 |  | 1 | 1 | 1 | 1 | 1 | 1 | 1 | 1 | 1 | 1 | 1 | 0
PG&E NGBA | Malin | 500 | 100 | 0 | 0 | 0 | 0 | 0 | 0 | 0 | 0 | 0 | 0 | 0 | 0 | 0 | 0 | 0 | 0 | 0 | 315 | 1 |  | 0 | 0 | 0 | 0 | 0 | 0 | 0 | 0 | 0 | 0 | 0 | 0 | 0 | 0 | 0 | 0 | 0 | 0 | 0 | 0 | 0 |  | 0 | 0 | 0 | 0 | 0 | 0 | 0 | 0 | 0 | 0 | 0 | 0 | 0 | 0 | 0 | 0 | 0 | 0 | 0 |  | 1 | 1 | 1 | 1 | 1 | 1 | 1 | 1 | 1 | 1 | 1 | 0
SCE Northern | Mandalay | 230 | 0 | 0 | 0 | 0 | 0 | 0 | 0 | 0 | 0 | 0 | 0 | 0 | 0 | 0 | 0 | 0 | 0 | 0 | 0 | 0 |  | 0 | 0 | 0 | 0 | 0 | 0 | 0 | 0 | 0 | 0 | 0 | 0 | 0 | 0 | 0 | 200 | 0 | 200 | 0 | 1 | 0 |  | 0 | 0 | 0 | 0 | 0 | 0 | 0 | 0 | 0 | 0 | 0 | 0 | 0 | 0 | 0 | 2 | 0 | 2 | 0 |  | 1 | 1 | 1 | 1 | 1 | 1 | 1 | 4 | 1 | 4 | 1 | 1
PG&E FRESNO | Manning | 230 | 0 | 0 | 0 | 0 | 0 | 0 | 0 | 0 | 0 | 0 | 0 | 0 | 0 | 0 | 0 | 0 | 0 | 0 | 0 | 0 |  | 0 | 0 | 0 | 0 | 0 | 0 | 0 | 0 | 0 | 0 | 0 | 0 | 0 | 0 | 0 | 0 | 0 | 0 | 0 | 0 | 0 |  | 0 | 0 | 0 | 0 | 0 | 0 | 0 | 0 | 0 | 0 | 0 | 0 | 0 | 0 | 0 | 0 | 0 | 0 | 0 |  | 1 | 1 | 1 | 1 | 1 | 1 | 1 | 1 | 1 | 1 | 1 | 0
PG&E FRESNO | Manning | 500 | 0 | 0 | 0 | 0 | 0 | 0 | 0 | 0 | 0 | 0 | 0 | 0 | 0 | 600 | 600 | 0 | 0 | 0 | 200 | 1 |  | 0 | 0 | 0 | 0 | 0 | 0 | 0 | 0 | 0 | 0 | 0 | 0 | 492.25 | 0 | 492.25 | 0 | 0 | 0 | 0 | 1 | 0 |  | 0 | 0 | 0 | 0 | 0 | 0 | 0 | 0 | 0 | 0 | 0 | 0 | 2 | 0 | 0 | 0 | 0 | 0 | 0 |  | 1 | 1 | 1 | 1 | 1 | 1 | 4 | 1 | 1 | 1 | 1 | 1
PG&E GBA | Manteca | 115 | 0 | 0 | 0 | 0 | 0 | 0 | 0 | 0 | 0 | 0 | 0 | 1.5 | 0 | 0 | 0 | 0 | 0 | 0 | 0 | 1 |  | 0 | 0 | 0 | 0 | 0 | 0 | 0 | 0 | 0 | 0 | 0 | 1.5 | 0 | 0 | 0 | 0 | 0 | 0 | 0 | 1 | 0 |  | 0 | 0 | 0 | 0 | 0 | 0 | 0 | 0 | 0 | 0 | 0 | 0 | 0 | 0 | 0 | 0 | 0 | 0 | 0 |  | 1 | 1 | 1 | 1 | 1 | 1 | 1 | 1 | 1 | 1 | 1 | 0
SDGE | Margarita | 138 | 0 | 0 | 0 | 0 | 0 | 0 | 0 | 0 | 0 | 0 | 0 | 0 | 0 | 0 | 0 | 0 | 0 | 0 | 0 | 0 |  | 0 | 0 | 0 | 0 | 0 | 0 | 0 | 0 | 0 | 0 | 0 | 0 | 0 | 0 | 0 | 0 | 0 | 0 | 0 | 0 | 0 |  | 0 | 0 | 0 | 0 | 0 | 0 | 0 | 0 | 0 | 0 | 0 | 0 | 0 | 0 | 0 | 0 | 0 | 0 | 0 |  | 1 | 1 | 1 | 1 | 1 | 1 | 1 | 1 | 1 | 1 | 1 | 0
PG&E GBA | Martin | 230 | 0 | 0 | 0 | 0 | 0 | 0 | 0 | 0 | 0 | 0 | 0 | 0 | 0 | 0 | 0 | 0 | 0 | 0 | 0 | 0 |  | 0 | 0 | 0 | 0 | 0 | 0 | 0 | 0 | 0 | 0 | 0 | 0 | 0 | 0 | 0 | 0 | 0 | 0 | 0 | 0 | 1 |  | 0 | 0 | 0 | 0 | 0 | 0 | 0 | 0 | 0 | 0 | 0 | 0 | 0 | 0 | 0 | 0 | 0 | 0 | 0 |  | 1 | 1 | 1 | 1 | 1 | 1 | 1 | 1 | 1 | 1 | 1 | 0
PG&E GBA | Martin | 115 | 0 | 0 | 0 | 0 | 0 | 0 | 0 | 0 | 0 | 0 | 0 | 0 | 0 | 0 | 0 | 188 | 0 | 188 | 0 | 1 |  | 0 | 0 | 0 | 0 | 0 | 0 | 0 | 0 | 0 | 0 | 0 | 8.37 | 0 | 0 | 0 | 193.02 | 61.6 | 254.62 | 0 | 1 | 1 |  | 0 | 0 | 0 | 0 | 0 | 0 | 0 | 0 | 0 | 0 | 0 | 2 | 0 | 0 | 0 | 0 | 2 | 1 | 0 |  | 1 | 1 | 1 | 1 | 1 | 5 | 1 | 1 | 5 | 3 | 1 | 1
PG&E GBA | Martinez | 115 | 0 | 0 | 0 | 0 | 0 | 0 | 0 | 0 | 0 | 0 | 0 | 0 | 0 | 0 | 0 | 0 | 0 | 0 | 0 | 0 |  | 0 | 0 | 0 | 0 | 0 | 0 | 0 | 0 | 0 | 0 | 0 | 0 | 0 | 0 | 0 | 0 | 0 | 0 | 0 | 0 | 2 |  | 0 | 0 | 0 | 0 | 0 | 0 | 0 | 0 | 0 | 0 | 0 | 0 | 0 | 0 | 0 | 0 | 0 | 0 | 0 |  | 1 | 1 | 1 | 1 | 1 | 1 | 1 | 1 | 1 | 1 | 1 | 0
PG&E FRESNO | Mc Mullin | 230 | 0 | 0 | 0 | 0 | 0 | 0 | 0 | 0 | 0 | 0 | 0 | 0 | 0 | 0 | 0 | 0 | 0 | 0 | 0 | 0 |  | 0 | 0 | 0 | 0 | 0 | 0 | 0 | 0 | 0 | 0 | 0 | 0 | 0 | 0 | 0 | 0 | 0 | 0 | 0 | 0 | 1 |  | 0 | 0 | 0 | 0 | 0 | 0 | 0 | 0 | 0 | 0 | 0 | 0 | 0 | 0 | 0 | 0 | 0 | 0 | 0 |  | 1 | 1 | 1 | 1 | 1 | 1 | 1 | 1 | 1 | 1 | 1 | 0
PG&E FRESNO | McCall | 115 | 0 | 0 | 0 | 0 | 0 | 0 | 0 | 0 | 0 | 0 | 0 | 1.5 | 0 | 0 | 0 | 0 | 0 | 0 | 0 | 1 |  | 0 | 0 | 0 | 0 | 0 | 0 | 0 | 0 | 0 | 0 | 0 | 0 | 0 | 0 | 0 | 0 | 0 | 0 | 0 | 0 | 1 |  | 0 | 0 | 0 | 0 | 0 | 0 | 0 | 0 | 0 | 0 | 0 | 0 | 0 | 0 | 0 | 0 | 0 | 0 | 0 |  | 1 | 1 | 1 | 1 | 1 | 1 | 1 | 1 | 1 | 1 | 1 | 0
PG&E FRESNO | McCall | 230 | 0 | 0 | 0 | 0 | 0 | 0 | 0 | 0 | 0 | 0 | 0 | 0 | 0 | 0 | 0 | 0 | 0 | 0 | 0 | 0 |  | 0 | 0 | 0 | 0 | 0 | 0 | 0 | 0 | 0 | 0 | 0 | 7.5 | 0 | 0 | 0 | 0 | 0 | 0 | 0 | 1 | 1 |  | 0 | 0 | 0 | 0 | 0 | 0 | 0 | 0 | 0 | 0 | 0 | 2 | 0 | 0 | 0 | 0 | 0 | 0 | 0 |  | 1 | 1 | 1 | 1 | 1 | 5 | 1 | 1 | 1 | 1 | 1 | 1
PG&E GBA | Meadow Lane | 115 | 0 | 0 | 0 | 0 | 0 | 0 | 0 | 0 | 0 | 0 | 0 | 0 | 0 | 0 | 0 | 0 | 0 | 0 | 0 | 0 |  | 0 | 0 | 0 | 0 | 0 | 0 | 0 | 0 | 0 | 0 | 0 | 0 | 0 | 0 | 0 | 0 | 0 | 0 | 0 | 0 | 0 |  | 0 | 0 | 0 | 0 | 0 | 0 | 0 | 0 | 0 | 0 | 0 | 0 | 0 | 0 | 0 | 0 | 0 | 0 | 0 |  | 1 | 1 | 1 | 1 | 1 | 1 | 1 | 1 | 1 | 1 | 1 | 0
PG&E GBA | Melones | 115 | 0 | 0 | 0 | 0 | 0 | 0 | 0 | 0 | 0 | 0 | 0 | 0 | 0 | 0 | 0 | 0 | 0 | 0 | 0 | 0 |  | 0 | 0 | 0 | 0 | 0 | 0 | 0 | 0 | 0 | 0 | 0 | 0 | 0 | 0 | 0 | 0 | 0 | 0 | 0 | 0 | 0 |  | 0 | 0 | 0 | 0 | 0 | 0 | 0 | 0 | 0 | 0 | 0 | 0 | 0 | 0 | 0 | 0 | 0 | 0 | 0 |  | 1 | 1 | 1 | 1 | 1 | 1 | 1 | 1 | 1 | 1 | 1 | 0
PG&E GBA | Melones | 230 | 0 | 0 | 0 | 0 | 0 | 0 | 0 | 0 | 0 | 0 | 0 | 0 | 0 | 0 | 0 | 0 | 0 | 0 | 0 | 0 |  | 0 | 0 | 0 | 0 | 0 | 0 | 0 | 0 | 0 | 0 | 0 | 0 | 0 | 0 | 0 | 0 | 0 | 0 | 0 | 0 | 0 |  | 0 | 0 | 0 | 0 | 0 | 0 | 0 | 0 | 0 | 0 | 0 | 0 | 0 | 0 | 0 | 0 | 0 | 0 | 0 |  | 1 | 1 | 1 | 1 | 1 | 1 | 1 | 1 | 1 | 1 | 1 | 0
SDGE | Melrose | 69 | 0 | 0 | 0 | 0 | 0 | 0 | 0 | 0 | 0 | 0 | 0 | 0 | 0 | 0 | 0 | 20 | 0 | 20 | 0 | 1 |  | 0 | 0 | 0 | 0 | 0 | 0 | 0 | 0 | 0 | 0 | 0 | 0 | 0 | 0 | 0 | 0 | 0 | 0 | 0 | 0 | 1 |  | 0 | 0 | 0 | 0 | 0 | 0 | 0 | 0 | 0 | 0 | 0 | 0 | 0 | 0 | 0 | 0 | 0 | 0 | 0 |  | 1 | 1 | 1 | 1 | 1 | 1 | 1 | 1 | 1 | 1 | 1 | 0
PG&E NGBA | Mendocino | 115 | 0 | 0 | 0 | 0 | 0 | 0 | 0 | 0 | 0 | 0 | 0 | 5 | 0 | 0 | 0 | 0 | 0 | 0 | 0 | 1 |  | 0 | 1 | 0 | 0 | 0 | 0 | 0 | 0 | 0 | 0 | 0 | 0 | 0 | 0 | 0 | 0 | 0 | 0 | 5 | 1 | 1 |  | 0 | 2 | 0 | 0 | 0 | 0 | 0 | 0 | 0 | 0 | 0 | 0 | 0 | 0 | 0 | 0 | 0 | 0 | 2 |  | 1 | 5 | 1 | 1 | 1 | 1 | 1 | 1 | 1 | 1 | 5 | 1
PG&E NGBA | Mendocino | 60 | 0 | 3 | 0 | 0 | 0 | 0 | 0 | 0 | 0 | 0 | 0 | 0 | 0 | 0 | 0 | 0 | 0 | 0 | 5 | 1 |  | 0 | 0 | 0 | 0 | 0 | 0 | 0 | 0 | 0 | 0 | 0 | 0 | 0 | 0 | 0 | 0 | 0 | 0 | 0 | 0 | 1 |  | 0 | 0 | 0 | 0 | 0 | 0 | 0 | 0 | 0 | 0 | 0 | 0 | 0 | 0 | 0 | 0 | 0 | 0 | 0 |  | 1 | 1 | 1 | 1 | 1 | 1 | 1 | 1 | 1 | 1 | 1 | 0
PG&E FRESNO | Mendota | 115 | 0 | 0 | 0 | 0 | 0 | 0 | 0 | 0 | 0 | 0 | 0 | 0 | 0 | 0 | 0 | 0 | 0 | 0 | 0 | 0 |  | 0 | 0 | 0 | 0 | 0 | 0 | 0 | 0 | 0 | 0 | 0 | 0 | 0 | 0 | 0 | 0 | 0 | 0 | 0 | 0 | 2 |  | 0 | 0 | 0 | 0 | 0 | 0 | 0 | 0 | 0 | 0 | 0 | 0 | 0 | 0 | 0 | 0 | 0 | 0 | 0 |  | 1 | 1 | 1 | 1 | 1 | 1 | 1 | 1 | 1 | 1 | 1 | 0
PG&E GBA | Menlo | 60 | 0 | 0 | 0 | 0 | 0 | 0 | 0 | 0 | 0 | 0 | 0 | 0 | 0 | 0 | 0 | 0 | 0 | 0 | 0 | 0 |  | 0 | 0 | 0 | 0 | 0 | 0 | 0 | 0 | 0 | 0 | 0 | 0 | 0 | 0 | 0 | 0 | 0 | 0 | 0 | 0 | 1 |  | 0 | 0 | 0 | 0 | 0 | 0 | 0 | 0 | 0 | 0 | 0 | 0 | 0 | 0 | 0 | 0 | 0 | 0 | 0 |  | 1 | 1 | 1 | 1 | 1 | 1 | 1 | 1 | 1 | 1 | 1 | 0
PG&E FRESNO | Merced | 115 | 0 | 0 | 0 | 0 | 0 | 0 | 0 | 0 | 0 | 0 | 0 | 4 | 0 | 0 | 0 | 0 | 0 | 0 | 0 | 1 |  | 0 | 0 | 0 | 0 | 0 | 0 | 0 | 0 | 0 | 0 | 0 | 4 | 0 | 0 | 0 | 0 | 0 | 0 | 0 | 1 | 2 |  | 0 | 0 | 0 | 0 | 0 | 0 | 0 | 0 | 0 | 0 | 0 | 0 | 0 | 0 | 0 | 0 | 0 | 0 | 0 |  | 1 | 1 | 1 | 1 | 1 | 1 | 1 | 1 | 1 | 1 | 1 | 0
EOP | Mercury | 138 | 0 | 0 | 0 | 0 | 0 | 0 | 0 | 0 | 0 | 0 | 0 | 0 | 0 | 0 | 0 | 0 | 0 | 0 | 0 | 0 |  | 0 | 0 | 0 | 0 | 0 | 0 | 0 | 0 | 0 | 0 | 0 | 0 | 0 | 0 | 0 | 0 | 0 | 0 | 0 | 0 | 2 |  | 0 | 0 | 0 | 0 | 0 | 0 | 0 | 0 | 0 | 0 | 0 | 0 | 0 | 0 | 0 | 0 | 0 | 0 | 0 |  | 1 | 1 | 1 | 1 | 1 | 1 | 1 | 1 | 1 | 1 | 1 | 0
PG&E FRESNO | Mercy Springs | 70 | 0 | 2 | 0 | 0 | 0 | 0 | 0 | 0 | 0 | 0 | 0 | 0 | 0 | 75 | 75 | 78 | 0 | 78 | 0 | 1 |  | 0 | 0 | 0 | 0 | 0 | 0 | 0 | 0 | 0 | 0 | 0 | 0 | 0 | 0 | 0 | 0 | 0 | 0 | 0 | 0 | 1 |  | 0 | 0 | 0 | 0 | 0 | 0 | 0 | 0 | 0 | 0 | 0 | 0 | 0 | 0 | 0 | 0 | 0 | 0 | 0 |  | 1 | 1 | 1 | 1 | 1 | 1 | 1 | 1 | 1 | 1 | 1 | 0
PG&E NGBA | Meridian | 60 | 0 | 0 | 0 | 0 | 0 | 0 | 0 | 0 | 0 | 0 | 0 | 0 | 0 | 0 | 0 | 0 | 0 | 0 | 0 | 0 |  | 0 | 0 | 0 | 0 | 0 | 0 | 0 | 0 | 0 | 0 | 0 | 0 | 0 | 0 | 0 | 0 | 0 | 0 | 0 | 0 | 1 |  | 0 | 0 | 0 | 0 | 0 | 0 | 0 | 0 | 0 | 0 | 0 | 0 | 0 | 0 | 0 | 0 | 0 | 0 | 0 |  | 1 | 1 | 1 | 1 | 1 | 1 | 1 | 1 | 1 | 1 | 1 | 0
PG&E KERN | Mesa (PGE) | 115 | 0 | 0 | 0 | 0 | 0 | 0 | 0 | 0 | 0 | 0 | 0 | 0 | 0 | 0 | 0 | 0 | 0 | 0 | 0 | 0 |  | 0 | 0 | 0 | 0 | 0 | 0 | 0 | 0 | 0 | 0 | 0 | 0 | 0 | 0 | 0 | 0 | 0 | 0 | 0 | 0 | 1 |  | 0 | 0 | 0 | 0 | 0 | 0 | 0 | 0 | 0 | 0 | 0 | 0 | 0 | 0 | 0 | 0 | 0 | 0 | 0 |  | 1 | 1 | 1 | 1 | 1 | 1 | 1 | 1 | 1 | 1 | 1 | 0
PG&E KERN | Mesa (PGE) | 230 | 0 | 0 | 0 | 0 | 0 | 0 | 0 | 0 | 0 | 0 | 0 | 0 | 0 | 0 | 0 | 0 | 0 | 0 | 0 | 0 |  | 0 | 0 | 0 | 0 | 0 | 0 | 0 | 0 | 0 | 0 | 0 | 2.62 | 0 | 0 | 0 | 0 | 0 | 0 | 0 | 1 | 0 |  | 0 | 0 | 0 | 0 | 0 | 0 | 0 | 0 | 0 | 0 | 0 | 2 | 0 | 0 | 0 | 0 | 0 | 0 | 0 |  | 1 | 1 | 1 | 1 | 1 | 4 | 1 | 1 | 1 | 1 | 1 | 1
SCE Metro | Mesa (SCE) | 230 | 0 | 0 | 0 | 0 | 0 | 0 | 0 | 0 | 0 | 0 | 0 | 2.62 | 0 | 0 | 0 | 6.5 | 0 | 6.5 | 0 | 1 |  | 0 | 0 | 0 | 0 | 0 | 0 | 0 | 0 | 0 | 0 | 0 | 0 | 0 | 0 | 0 | 0 | 3.5 | 3.5 | 0 | 1 | 0 |  | 0 | 0 | 0 | 0 | 0 | 0 | 0 | 0 | 0 | 0 | 0 | 0 | 0 | 0 | 0 | 0 | 2 | 0 | 0 |  | 1 | 1 | 1 | 1 | 1 | 1 | 1 | 1 | 4 | 1 | 1 | 1
SCE Metro | Mesa (SCE) | 500 | 0 | 0 | 0 | 0 | 0 | 0 | 0 | 0 | 0 | 0 | 0 | 0 | 0 | 0 | 0 | 0 | 0 | 0 | 0 | 0 |  | 0 | 0 | 0 | 0 | 0 | 0 | 0 | 0 | 0 | 0 | 0 | 0 | 0 | 0 | 0 | 0 | 0 | 0 | 0 | 0 | 0 |  | 0 | 0 | 0 | 0 | 0 | 0 | 0 | 0 | 0 | 0 | 0 | 0 | 0 | 0 | 0 | 0 | 0 | 0 | 0 |  | 1 | 1 | 1 | 1 | 1 | 1 | 1 | 1 | 1 | 1 | 1 | 0
SDGE | Mesa Heights | 69 | 0 | 0 | 0 | 0 | 0 | 0 | 0 | 0 | 0 | 0 | 0 | 0 | 0 | 0 | 0 | 10.5 | 0 | 10.5 | 0 | 1 |  | 0 | 0 | 0 | 0 | 0 | 0 | 0 | 0 | 0 | 0 | 0 | 0 | 0 | 0 | 0 | 0 | 0 | 0 | 0 | 0 | 1 |  | 0 | 0 | 0 | 0 | 0 | 0 | 0 | 0 | 0 | 0 | 0 | 0 | 0 | 0 | 0 | 0 | 0 | 0 | 0 |  | 1 | 1 | 1 | 1 | 1 | 1 | 1 | 1 | 1 | 1 | 1 | 0
PG&E GBA | Metcalf | 115 | 0 | 0 | 0 | 0 | 0 | 0 | 0 | 0 | 0 | 0 | 0 | 0 | 0 | 0 | 0 | 0 | 0 | 0 | 0 | 0 |  | 0 | 1.8 | 0 | 0 | 0 | 0 | 0 | 0 | 0 | 0 | 0 | 0 | 0 | 0 | 0 | 0 | 0 | 0 | 0 | 1 | 0 |  | 0 | 2 | 0 | 0 | 0 | 0 | 0 | 0 | 0 | 0 | 0 | 0 | 0 | 0 | 0 | 0 | 0 | 0 | 0 |  | 1 | 4 | 1 | 1 | 1 | 1 | 1 | 1 | 1 | 1 | 1 | 1
PG&E GBA | Metcalf | 230 | 0 | 0 | 0 | 0 | 0 | 0 | 0 | 0 | 0 | 0 | 0 | 0 | 0 | 0 | 0 | 0 | 101.075 | 101.075 | 0 | 1 |  | 0 | 0 | 0 | 0 | 0 | 0 | 0 | 0 | 0 | 0 | 0 | 0 | 0 | 0 | 0 | 200 | 100 | 300 | 0 | 1 | 0 |  | 0 | 0 | 0 | 0 | 0 | 0 | 0 | 0 | 0 | 0 | 0 | 0 | 0 | 0 | 0 | 2 | 0 | 2 | 0 |  | 1 | 1 | 1 | 1 | 1 | 1 | 1 | 4 | 1 | 4 | 1 | 1
PG&E GBA | Metcalf | 500 | 0 | 0 | 0 | 0 | 0 | 0 | 0 | 0 | 0 | 0 | 0 | 0 | 0 | 0 | 0 | 0 | 0 | 0 | 0 | 0 |  | 0 | 0 | 0 | 0 | 0 | 0 | 0 | 0 | 0 | 0 | 0 | 0 | 0 | 0 | 0 | 0 | 0 | 0 | 0 | 0 | 0 |  | 0 | 0 | 0 | 0 | 0 | 0 | 0 | 0 | 0 | 0 | 0 | 0 | 0 | 0 | 0 | 0 | 0 | 0 | 0 |  | 1 | 1 | 1 | 1 | 1 | 1 | 1 | 1 | 1 | 1 | 1 | 0
PG&E KERN | Midway | 115 | 0 | 0 | 0 | 0 | 0 | 0 | 0 | 0 | 0 | 0 | 0 | 0 | 204 | 120 | 324 | 0 | 0 | 0 | 0 | 1 |  | 0 | 0 | 0 | 0 | 0 | 0 | 0 | 0 | 0 | 0 | 0 | 0 | 200 | 148 | 348 | 80 | 1 | 81 | 0 | 1 | 0 |  | 0 | 0 | 0 | 0 | 0 | 0 | 0 | 0 | 0 | 0 | 0 | 0 | 0 | 1 | 0 | 2 | 2 | 2 | 0 |  | 1 | 1 | 1 | 1 | 1 | 1 | 1 | 4 | 4 | 4 | 1 | 1
PG&E KERN | Midway | 230 | 0 | 0 | 0 | 0 | 0 | 0 | 0 | 0 | 0 | 0 | 0 | 0 | 0 | 0 | 0 | 0 | 0 | 0 | 0 | 0 |  | 0 | 0 | 0 | 0 | 0 | 0 | 0 | 0 | 0 | 0 | 0 | 0 | 0 | 0 | 0 | 0 | 0 | 0 | 0 | 0 | 0 |  | 0 | 0 | 0 | 0 | 0 | 0 | 0 | 0 | 0 | 0 | 0 | 0 | 0 | 0 | 0 | 0 | 0 | 0 | 0 |  | 1 | 1 | 1 | 1 | 1 | 1 | 1 | 1 | 1 | 1 | 1 | 0
PG&E KERN | Midway | 500 | 0 | 0 | 0 | 0 | 0 | 0 | 0 | 0 | 0 | 0 | 0 | 0 | 300 | 350 | 650 | 0 | 0 | 0 | 0 | 1 |  | 0 | 0 | 0 | 0 | 0 | 0 | 0 | 0 | 0 | 0 | 0 | 0 | 100 | 556 | 656 | 340 | 141 | 481 | 0 | 1 | 0 |  | 0 | 0 | 0 | 0 | 0 | 0 | 0 | 0 | 0 | 0 | 0 | 0 | 0 | 2 | 0 | 2 | 2 | 2 | 0 |  | 1 | 1 | 1 | 1 | 1 | 1 | 1 | 4 | 4 | 4 | 1 | 1
SDGE | Miguel | 230 | 0 | 0 | 0 | 0 | 0 | 0 | 0 | 0 | 0 | 0 | 0 | 0 | 0 | 0 | 0 | 0 | 0 | 0 | 0 | 0 |  | 0 | 0 | 0 | 0 | 0 | 0 | 0 | 0 | 0 | 0 | 0 | 0 | 0 | 0 | 0 | 9.75 | 0 | 9.75 | 0 | 1 | 5 |  | 0 | 0 | 0 | 0 | 0 | 0 | 0 | 0 | 0 | 0 | 0 | 0 | 0 | 0 | 0 | 2 | 0 | 2 | 0 |  | 1 | 1 | 1 | 1 | 1 | 1 | 1 | 5 | 1 | 5 | 1 | 1
SDGE | Miguel | 500 | 0 | 0 | 0 | 0 | 0 | 0 | 0 | 0 | 0 | 0 | 0 | 0 | 0 | 0 | 0 | 0 | 0 | 0 | 0 | 0 |  | 0 | 0 | 0 | 0 | 0 | 0 | 0 | 0 | 0 | 0 | 0 | 0 | 0 | 0 | 0 | 0 | 0 | 0 | 0 | 0 | 5 |  | 0 | 0 | 0 | 0 | 0 | 0 | 0 | 0 | 0 | 0 | 0 | 0 | 0 | 0 | 0 | 0 | 0 | 0 | 0 |  | 1 | 1 | 1 | 1 | 1 | 1 | 1 | 1 | 1 | 1 | 1 | 0
SDGE | Miguel | 69 | 0 | 0 | 0 | 0 | 0 | 0 | 0 | 0 | 0 | 0 | 0 | 0 | 0 | 0 | 0 | 9.75 | 0 | 9.75 | 0 | 1 |  | 0 | 0 | 0 | 0 | 0 | 0 | 0 | 0 | 0 | 0 | 0 | 0 | 0 | 0 | 0 | 0 | 0 | 0 | 0 | 0 | 4 |  | 0 | 0 | 0 | 0 | 0 | 0 | 0 | 0 | 0 | 0 | 0 | 0 | 0 | 0 | 0 | 0 | 0 | 0 | 0 |  | 1 | 1 | 1 | 1 | 1 | 1 | 1 | 1 | 1 | 1 | 1 | 0
PG&E GBA | Millbrae | 115 | 0 | 0 | 0 | 0 | 0 | 0 | 0 | 0 | 0 | 0 | 0 | 3.5 | 0 | 0 | 0 | 0 | 0 | 0 | 0 | 1 |  | 0 | 0 | 0 | 0 | 0 | 0 | 0 | 0 | 0 | 0 | 0 | 0 | 0 | 0 | 0 | 0 | 0 | 0 | 0 | 0 | 1 |  | 0 | 0 | 0 | 0 | 0 | 0 | 0 | 0 | 0 | 0 | 0 | 0 | 0 | 0 | 0 | 0 | 0 | 0 | 0 |  | 1 | 1 | 1 | 1 | 1 | 1 | 1 | 1 | 1 | 1 | 1 | 0
PG&E GBA | Miller | 115 | 0 | 0 | 0 | 0 | 0 | 0 | 0 | 0 | 0 | 0 | 0 | 0 | 0 | 0 | 0 | 0 | 0 | 0 | 0 | 0 |  | 0 | 0 | 0 | 0 | 0 | 0 | 0 | 0 | 0 | 0 | 0 | 0 | 0 | 0 | 0 | 0 | 0 | 0 | 0 | 0 | 0 |  | 0 | 0 | 0 | 0 | 0 | 0 | 0 | 0 | 0 | 0 | 0 | 0 | 0 | 0 | 0 | 0 | 0 | 0 | 0 |  | 1 | 1 | 1 | 1 | 1 | 1 | 1 | 1 | 1 | 1 | 1 | 0
SCE Metro | Mira Loma | 230 | 0 | 0 | 0 | 0 | 0 | 0 | 0 | 0 | 0 | 0 | 0 | 0 | 0 | 0 | 0 | 42 | 0 | 42 | 0 | 1 |  | 0 | 0 | 0 | 0 | 0 | 0 | 0 | 0 | 0 | 0 | 0 | 0 | 0 | 0 | 0 | 285 | 100 | 385 | 0 | 1 | 0 |  | 0 | 0 | 0 | 0 | 0 | 0 | 0 | 0 | 0 | 0 | 0 | 0 | 0 | 0 | 0 | 2 | 2 | 2 | 0 |  | 1 | 1 | 1 | 1 | 1 | 1 | 1 | 4 | 4 | 4 | 1 | 1
SCE Metro | Mira Loma | 500 | 0 | 0 | 0 | 0 | 0 | 0 | 0 | 0 | 0 | 0 | 0 | 0 | 0 | 0 | 0 | 0 | 0 | 0 | 0 | 0 |  | 0 | 0 | 0 | 0 | 0 | 0 | 0 | 0 | 0 | 0 | 0 | 0 | 0 | 0 | 0 | 0 | 0 | 0 | 0 | 0 | 0 |  | 0 | 0 | 0 | 0 | 0 | 0 | 0 | 0 | 0 | 0 | 0 | 0 | 0 | 0 | 0 | 0 | 0 | 0 | 0 |  | 1 | 1 | 1 | 1 | 1 | 1 | 1 | 1 | 1 | 1 | 1 | 0
SCE Eastern | Mirage | 115 | 0 | 0 | 0 | 0 | 0 | 0 | 0 | 0 | 0 | 0 | 0 | 0 | 0 | 0 | 0 | 0 | 0 | 0 | 0 | 0 |  | 0 | 0 | 0 | 0 | 0 | 0 | 0 | 0 | 0 | 0 | 0 | 0 | 0 | 0 | 0 | 0 | 0 | 0 | 0 | 0 | 1 |  | 0 | 0 | 0 | 0 | 0 | 0 | 0 | 0 | 0 | 0 | 0 | 0 | 0 | 0 | 0 | 0 | 0 | 0 | 0 |  | 1 | 1 | 1 | 1 | 1 | 1 | 1 | 1 | 1 | 1 | 1 | 0
SCE Eastern | Mirage | 230 | 556.5 | 0 | 0 | 0 | 0 | 0 | 0 | 0 | 0 | 0 | 0 | 0 | 0 | 0 | 0 | 50 | 0 | 50 | 0 | 1 |  | 790 | 0 | 0 | 0 | 0 | 0 | 0 | 0 | 0 | 0 | 0 | 0 | 0 | 0 | 0 | 50 | 0 | 50 | 0 | 1 | 1 |  | 1 | 0 | 0 | 0 | 0 | 0 | 0 | 0 | 0 | 0 | 0 | 0 | 0 | 0 | 0 | 0 | 0 | 0 | 0 |  | 3 | 1 | 1 | 1 | 1 | 1 | 1 | 1 | 1 | 1 | 1 | 1
SDGE | Mission | 138 | 0 | 0 | 0 | 0 | 0 | 0 | 0 | 0 | 0 | 0 | 0 | 0 | 0 | 0 | 0 | 0 | 0 | 0 | 0 | 0 |  | 0 | 0 | 0 | 0 | 0 | 0 | 0 | 0 | 0 | 0 | 0 | 0 | 0 | 0 | 0 | 0 | 0 | 0 | 0 | 0 | 2 |  | 0 | 0 | 0 | 0 | 0 | 0 | 0 | 0 | 0 | 0 | 0 | 0 | 0 | 0 | 0 | 0 | 0 | 0 | 0 |  | 1 | 1 | 1 | 1 | 1 | 1 | 1 | 1 | 1 | 1 | 1 | 0
SDGE | Mission | 230 | 0 | 0 | 0 | 0 | 0 | 0 | 0 | 0 | 0 | 0 | 0 | 0 | 0 | 0 | 0 | 0 | 0 | 0 | 0 | 0 |  | 0 | 0 | 0 | 0 | 0 | 0 | 0 | 0 | 0 | 0 | 0 | 0 | 0 | 0 | 0 | 9 | 0 | 9 | 0 | 1 | 3 |  | 0 | 0 | 0 | 0 | 0 | 0 | 0 | 0 | 0 | 0 | 0 | 0 | 0 | 0 | 0 | 2 | 0 | 2 | 0 |  | 1 | 1 | 1 | 1 | 1 | 1 | 1 | 5 | 1 | 5 | 1 | 1
SDGE | Mission | 69 | 0 | 0 | 0 | 0 | 0 | 0 | 0 | 0 | 0 | 0 | 0 | 0 | 0 | 0 | 0 | 0 | 0 | 0 | 0 | 0 |  | 0 | 0 | 0 | 0 | 0 | 0 | 0 | 0 | 0 | 0 | 0 | 0 | 0 | 0 | 0 | 0 | 0 | 0 | 0 | 0 | 2 |  | 0 | 0 | 0 | 0 | 0 | 0 | 0 | 0 | 0 | 0 | 0 | 0 | 0 | 0 | 0 | 0 | 0 | 0 | 0 |  | 1 | 1 | 1 | 1 | 1 | 1 | 1 | 1 | 1 | 1 | 1 | 0
PG&E GBA | Mi-Wuk | 115 | 0 | 0 | 0 | 0 | 0 | 0 | 0 | 0 | 0 | 0 | 0 | 0 | 0 | 0 | 0 | 0 | 0 | 0 | 0 | 0 |  | 0 | 0 | 0 | 0 | 0 | 0 | 0 | 0 | 0 | 0 | 0 | 0 | 0 | 0 | 0 | 0 | 0 | 0 | 0 | 0 | 0 |  | 0 | 0 | 0 | 0 | 0 | 0 | 0 | 0 | 0 | 0 | 0 | 0 | 0 | 0 | 0 | 0 | 0 | 0 | 0 |  | 1 | 1 | 1 | 1 | 1 | 1 | 1 | 1 | 1 | 1 | 1 | 0
EOP | Mohave | 500 | 0 | 0 | 300 | 0 | 300 | 0 | 0 | 0 | 0 | 0 | 0 | 0 | 400 | 0 | 400 | 0 | 0 | 0 | 0 | 1 |  | 0 | 0 | 0 | 0 | 0 | 0 | 0 | 0 | 0 | 0 | 0 | 0 | 0 | 700 | 700 | 500 | 0 | 500 | 0 | 1 | 0 |  | 0 | 0 | 0 | 0 | 0 | 0 | 0 | 0 | 0 | 0 | 0 | 0 | 0 | 2 | 2 | 2 | 0 | 2 | 0 |  | 1 | 1 | 1 | 1 | 1 | 1 | 4 | 4 | 1 | 4 | 1 | 1
PG&E NGBA | Monroe | 115 | 0 | 0 | 0 | 0 | 0 | 0 | 0 | 0 | 0 | 0 | 0 | 0 | 0 | 0 | 0 | 0 | 0 | 0 | 0 | 0 |  | 0 | 0 | 0 | 0 | 0 | 0 | 0 | 0 | 0 | 0 | 0 | 0 | 0 | 0 | 0 | 0 | 0 | 0 | 0 | 0 | 1 |  | 0 | 0 | 0 | 0 | 0 | 0 | 0 | 0 | 0 | 0 | 0 | 0 | 0 | 0 | 0 | 0 | 0 | 0 | 0 |  | 1 | 1 | 1 | 1 | 1 | 1 | 1 | 1 | 1 | 1 | 1 | 0
SDGE | Monserate | 69 | 0 | 0 | 0 | 0 | 0 | 0 | 0 | 0 | 0 | 0 | 0 | 0 | 0 | 0 | 0 | 0 | 0 | 0 | 0 | 0 |  | 0 | 0 | 0 | 0 | 0 | 0 | 0 | 0 | 0 | 0 | 0 | 0 | 0 | 0 | 0 | 0 | 0 | 0 | 0 | 0 | 1 |  | 0 | 0 | 0 | 0 | 0 | 0 | 0 | 0 | 0 | 0 | 0 | 0 | 0 | 0 | 0 | 0 | 0 | 0 | 0 |  | 1 | 1 | 1 | 1 | 1 | 1 | 1 | 1 | 1 | 1 | 1 | 0
PG&E GBA | Monta Vista | 115 | 0 | 0 | 0 | 0 | 0 | 0 | 0 | 0 | 0 | 0 | 0 | 0 | 0 | 0 | 0 | 0 | 0 | 0 | 0 | 0 |  | 0 | 0 | 0 | 0 | 0 | 0 | 0 | 0 | 0 | 0 | 0 | 0 | 0 | 0 | 0 | 0 | 0 | 0 | 0 | 0 | 1 |  | 0 | 0 | 0 | 0 | 0 | 0 | 0 | 0 | 0 | 0 | 0 | 0 | 0 | 0 | 0 | 0 | 0 | 0 | 0 |  | 1 | 1 | 1 | 1 | 1 | 1 | 1 | 1 | 1 | 1 | 1 | 0
PG&E GBA | Monta Vista | 230 | 0 | 0 | 0 | 0 | 0 | 0 | 0 | 0 | 0 | 0 | 0 | 0 | 0 | 0 | 0 | 0 | 0 | 0 | 0 | 0 |  | 0 | 0 | 0 | 0 | 0 | 0 | 0 | 0 | 0 | 0 | 0 | 0 | 0 | 0 | 0 | 0 | 0 | 0 | 0 | 0 | 1 |  | 0 | 0 | 0 | 0 | 0 | 0 | 0 | 0 | 0 | 0 | 0 | 0 | 0 | 0 | 0 | 0 | 0 | 0 | 0 |  | 1 | 1 | 1 | 1 | 1 | 1 | 1 | 1 | 1 | 1 | 1 | 0
PG&E GBA | Monta Vista | 60 | 0 | 0 | 0 | 0 | 0 | 0 | 0 | 0 | 0 | 0 | 0 | 0 | 0 | 0 | 0 | 0 | 0 | 0 | 0 | 0 |  | 0 | 0 | 0 | 0 | 0 | 0 | 0 | 0 | 0 | 0 | 0 | 0 | 0 | 0 | 0 | 0 | 0 | 0 | 0 | 0 | 1 |  | 0 | 0 | 0 | 0 | 0 | 0 | 0 | 0 | 0 | 0 | 0 | 0 | 0 | 0 | 0 | 0 | 0 | 0 | 0 |  | 1 | 1 | 1 | 1 | 1 | 1 | 1 | 1 | 1 | 1 | 1 | 0
PG&E NGBA | Monticello | 115 | 0 | 0 | 0 | 0 | 0 | 0 | 0 | 0 | 0 | 0 | 0 | 0 | 0 | 0 | 0 | 0 | 0 | 0 | 0 | 0 |  | 0 | 0 | 0 | 0 | 0 | 0 | 0 | 0 | 0 | 0 | 0 | 0 | 0 | 0 | 0 | 0 | 0 | 0 | 0 | 0 | 2 |  | 0 | 0 | 0 | 0 | 0 | 0 | 0 | 0 | 0 | 0 | 0 | 0 | 0 | 0 | 0 | 0 | 0 | 0 | 0 |  | 1 | 1 | 1 | 1 | 1 | 1 | 1 | 1 | 1 | 1 | 1 | 0
SCE Northern | Moorpark | 230 | 0 | 0 | 0 | 0 | 0 | 0 | 0 | 0 | 0 | 0 | 0 | 0 | 0 | 0 | 0 | 350 | 0 | 350 | 0 | 1 |  | 0 | 0 | 0 | 0 | 0 | 0 | 0 | 0 | 0 | 0 | 0 | 0 | 0 | 0 | 0 | 434.9 | 0 | 434.9 | 0 | 1 | 0 |  | 0 | 0 | 0 | 0 | 0 | 0 | 0 | 0 | 0 | 0 | 0 | 0 | 0 | 0 | 0 | 1 | 0 | 1 | 0 |  | 1 | 1 | 1 | 1 | 1 | 1 | 1 | 3 | 1 | 3 | 1 | 1
SCE Northern | Moorpark | 66 | 0 | 0 | 0 | 0 | 0 | 0 | 0 | 0 | 0 | 0 | 0 | 0 | 0 | 0 | 0 | 0 | 0 | 0 | 0 | 0 |  | 0 | 0 | 0 | 0 | 0 | 0 | 0 | 0 | 0 | 0 | 0 | 0 | 0 | 0 | 0 | 0 | 0 | 0 | 0 | 0 | 0 |  | 0 | 0 | 0 | 0 | 0 | 0 | 0 | 0 | 0 | 0 | 0 | 0 | 0 | 0 | 0 | 0 | 0 | 0 | 0 |  | 1 | 1 | 1 | 1 | 1 | 1 | 1 | 1 | 1 | 1 | 1 | 0
PG&E GBA | Moraga | 115 | 0 | 0 | 0 | 0 | 0 | 0 | 0 | 0 | 0 | 0 | 0 | 0 | 0 | 0 | 0 | 0 | 0 | 0 | 0 | 0 |  | 0 | 0 | 0 | 0 | 0 | 0 | 0 | 0 | 0 | 0 | 0 | 0 | 0 | 0 | 0 | 0 | 0 | 0 | 0 | 0 | 1 |  | 0 | 0 | 0 | 0 | 0 | 0 | 0 | 0 | 0 | 0 | 0 | 0 | 0 | 0 | 0 | 0 | 0 | 0 | 0 |  | 1 | 1 | 1 | 1 | 1 | 1 | 1 | 1 | 1 | 1 | 1 | 0
PG&E GBA | Moraga | 230 | 0 | 0 | 0 | 0 | 0 | 0 | 0 | 0 | 0 | 0 | 0 | 0 | 0 | 0 | 0 | 0 | 0 | 0 | 0 | 0 |  | 0 | 0 | 0 | 0 | 0 | 0 | 0 | 0 | 0 | 0 | 0 | 0 | 0 | 0 | 0 | 0 | 0 | 0 | 0 | 0 | 1 |  | 0 | 0 | 0 | 0 | 0 | 0 | 0 | 0 | 0 | 0 | 0 | 0 | 0 | 0 | 0 | 0 | 0 | 0 | 0 |  | 1 | 1 | 1 | 1 | 1 | 1 | 1 | 1 | 1 | 1 | 1 | 0
PG&E GBA | Morgan Hill | 115 | 0 | 0 | 0 | 0 | 0 | 0 | 0 | 0 | 0 | 0 | 0 | 0 | 0 | 0 | 0 | 0 | 0 | 0 | 0 | 0 |  | 0 | 0 | 0 | 0 | 0 | 0 | 0 | 0 | 0 | 0 | 0 | 0 | 0 | 0 | 0 | 0 | 0 | 0 | 0 | 0 | 1 |  | 0 | 0 | 0 | 0 | 0 | 0 | 0 | 0 | 0 | 0 | 0 | 0 | 0 | 0 | 0 | 0 | 0 | 0 | 0 |  | 1 | 1 | 1 | 1 | 1 | 1 | 1 | 1 | 1 | 1 | 1 | 0
PG&E KERN | Morro Bay | 115 | 0 | 0 | 0 | 0 | 0 | 0 | 0 | 0 | 0 | 0 | 0 | 0 | 0 | 0 | 0 | 0 | 0 | 0 | 0 | 0 |  | 0 | 0 | 0 | 0 | 0 | 0 | 0 | 0 | 0 | 0 | 0 | 0 | 0 | 0 | 0 | 0 | 0 | 0 | 0 | 0 | 1 |  | 0 | 0 | 0 | 0 | 0 | 0 | 0 | 0 | 0 | 0 | 0 | 0 | 0 | 0 | 0 | 0 | 0 | 0 | 0 |  | 1 | 1 | 1 | 1 | 1 | 1 | 1 | 1 | 1 | 1 | 1 | 0
PG&E KERN | Morro Bay | 230 | 0 | 0 | 0 | 0 | 0 | 0 | 0 | 0 | 0 | 0 | 0 | 0 | 0 | 0 | 0 | 0 | 0 | 0 | 0 | 0 |  | 0 | 0 | 0 | 0 | 0 | 0 | 0 | 0 | 0 | 0 | 0 | 0 | 0 | 0 | 0 | 0 | 0 | 0 | 0 | 0 | 0 |  | 0 | 0 | 0 | 0 | 0 | 0 | 0 | 0 | 0 | 0 | 0 | 0 | 0 | 0 | 0 | 0 | 0 | 0 | 0 |  | 1 | 1 | 1 | 1 | 1 | 1 | 1 | 1 | 1 | 1 | 1 | 0
PG&E KERN | Morro Bay | 500 | 0 | 0 | 0 | 0 | 0 | 0 | 0 | 0 | 2375 | 0 | 2375 | 0 | 0 | 0 | 0 | 0 | 0 | 0 | 0 | 1 |  | 0 | 0 | 0 | 0 | 0 | 0 | 0 | 0 | 0 | 0 | 0 | 0 | 0 | 0 | 0 | 0 | 0 | 0 | 0 | 0 | 0 |  | 0 | 0 | 0 | 0 | 0 | 0 | 0 | 0 | 0 | 0 | 0 | 0 | 0 | 0 | 0 | 0 | 0 | 0 | 0 |  | 1 | 1 | 1 | 1 | 1 | 1 | 1 | 1 | 1 | 1 | 1 | 0
PG&E GBA | Moss Landing | 115 | 0 | 0 | 0 | 0 | 0 | 0 | 0 | 0 | 0 | 0 | 0 | 0 | 0 | 0 | 0 | 0 | 0 | 0 | 0 | 0 |  | 0 | 0 | 0 | 0 | 0 | 0 | 0 | 0 | 0 | 0 | 0 | 0 | 0 | 0 | 0 | 0 | 0 | 0 | 0 | 0 | 0 |  | 0 | 0 | 0 | 0 | 0 | 0 | 0 | 0 | 0 | 0 | 0 | 0 | 0 | 0 | 0 | 0 | 0 | 0 | 0 |  | 1 | 1 | 1 | 1 | 1 | 1 | 1 | 1 | 1 | 1 | 1 | 0
PG&E GBA | Moss Landing | 230 | 0 | 0 | 0 | 0 | 0 | 0 | 0 | 0 | 0 | 0 | 0 | 0 | 0 | 0 | 0 | 0 | 0 | 0 | 0 | 0 |  | 0 | 0 | 0 | 0 | 0 | 0 | 0 | 0 | 0 | 0 | 0 | 0 | 0 | 0 | 0 | 0 | 0 | 0 | 0 | 0 | 0 |  | 0 | 0 | 0 | 0 | 0 | 0 | 0 | 0 | 0 | 0 | 0 | 0 | 0 | 0 | 0 | 0 | 0 | 0 | 0 |  | 1 | 1 | 1 | 1 | 1 | 1 | 1 | 1 | 1 | 1 | 1 | 0
PG&E GBA | Moss Landing | 500 | 0 | 0 | 0 | 0 | 0 | 0 | 0 | 0 | 0 | 0 | 0 | 0 | 0 | 0 | 0 | 0 | 0 | 0 | 0 | 0 |  | 0 | 0 | 0 | 0 | 0 | 0 | 0 | 0 | 0 | 0 | 0 | 0 | 0 | 0 | 0 | 0 | 0 | 0 | 0 | 0 | 0 |  | 0 | 0 | 0 | 0 | 0 | 0 | 0 | 0 | 0 | 0 | 0 | 0 | 0 | 0 | 0 | 0 | 0 | 0 | 0 |  | 1 | 1 | 1 | 1 | 1 | 1 | 1 | 1 | 1 | 1 | 1 | 0
EOP | Mountain Pass | 115 | 0 | 0 | 0 | 0 | 0 | 0 | 0 | 0 | 0 | 0 | 0 | 0 | 0 | 0 | 0 | 0 | 0 | 0 | 0 | 0 |  | 0 | 0 | 0 | 0 | 0 | 0 | 0 | 0 | 0 | 0 | 0 | 0 | 0 | 0 | 0 | 0 | 0 | 0 | 0 | 0 | 1 |  | 0 | 0 | 0 | 0 | 0 | 0 | 0 | 0 | 0 | 0 | 0 | 0 | 0 | 0 | 0 | 0 | 0 | 0 | 0 |  | 1 | 1 | 1 | 1 | 1 | 1 | 1 | 1 | 1 | 1 | 1 | 0
PG&E GBA | Mountain View | 115 | 0 | 0 | 0 | 0 | 0 | 0 | 0 | 0 | 0 | 0 | 0 | 0 | 0 | 0 | 0 | 0 | 0 | 0 | 0 | 0 |  | 0 | 0 | 0 | 0 | 0 | 0 | 0 | 0 | 0 | 0 | 0 | 0 | 0 | 0 | 0 | 0 | 0 | 0 | 0 | 0 | 1 |  | 0 | 0 | 0 | 0 | 0 | 0 | 0 | 0 | 0 | 0 | 0 | 0 | 0 | 0 | 0 | 0 | 0 | 0 | 0 |  | 1 | 1 | 1 | 1 | 1 | 1 | 1 | 1 | 1 | 1 | 1 | 0
PG&E GBA | Mt Eden | 115 | 0 | 0 | 0 | 0 | 0 | 0 | 0 | 0 | 0 | 0 | 0 | 0 | 0 | 0 | 0 | 0 | 0 | 0 | 0 | 0 |  | 0 | 0 | 0 | 0 | 0 | 0 | 0 | 0 | 0 | 0 | 0 | 0 | 0 | 0 | 0 | 0 | 0 | 0 | 0 | 0 | 1 |  | 0 | 0 | 0 | 0 | 0 | 0 | 0 | 0 | 0 | 0 | 0 | 0 | 0 | 0 | 0 | 0 | 0 | 0 | 0 |  | 1 | 1 | 1 | 1 | 1 | 1 | 1 | 1 | 1 | 1 | 1 | 0
PG&E KERN | Mt Poso | 115 | 0 | 0 | 0 | 0 | 0 | 0 | 0 | 0 | 0 | 0 | 0 | 0 | 0 | 0 | 0 | 0 | 0 | 0 | 0 | 0 |  | 0 | 0 | 0 | 0 | 0 | 0 | 0 | 0 | 0 | 0 | 0 | 0 | 0 | 0 | 0 | 0 | 0 | 0 | 0 | 0 | 0 |  | 0 | 0 | 0 | 0 | 0 | 0 | 0 | 0 | 0 | 0 | 0 | 0 | 0 | 0 | 0 | 0 | 0 | 0 | 0 |  | 1 | 1 | 1 | 1 | 1 | 1 | 1 | 1 | 1 | 1 | 1 | 0
SDGE | Murray | 69 | 0 | 0 | 0 | 0 | 0 | 0 | 0 | 0 | 0 | 0 | 0 | 0 | 0 | 0 | 0 | 9 | 0 | 9 | 0 | 1 |  | 0 | 0 | 0 | 0 | 0 | 0 | 0 | 0 | 0 | 0 | 0 | 0 | 0 | 0 | 0 | 0 | 0 | 0 | 0 | 0 | 2 |  | 0 | 0 | 0 | 0 | 0 | 0 | 0 | 0 | 0 | 0 | 0 | 0 | 0 | 0 | 0 | 0 | 0 | 0 | 0 |  | 1 | 1 | 1 | 1 | 1 | 1 | 1 | 1 | 1 | 1 | 1 | 0
PG&E FRESNO | Mustang | 230 | 0 | 0 | 0 | 0 | 0 | 0 | 0 | 0 | 0 | 0 | 0 | 0 | 106.5 | 149.5 | 256 | 0 | 0 | 0 | 0 | 1 |  | 0 | 0 | 0 | 0 | 0 | 0 | 0 | 0 | 0 | 0 | 0 | 0 | 106.5 | 200 | 306.5 | 0 | 50 | 50 | 0 | 1 | 1 |  | 0 | 0 | 0 | 0 | 0 | 0 | 0 | 0 | 0 | 0 | 0 | 0 | 0 | 1 | 1 | 0 | 2 | 2 | 0 |  | 1 | 1 | 1 | 1 | 1 | 1 | 3 | 1 | 5 | 5 | 1 | 1
SCE Northern | Neenach | 66 | 0 | 0 | 0 | 0 | 0 | 0 | 0 | 0 | 0 | 0 | 0 | 0 | 0 | 0 | 0 | 0 | 0 | 0 | 0 | 0 |  | 0 | 0 | 0 | 0 | 0 | 0 | 0 | 0 | 0 | 0 | 0 | 0 | 0 | 0 | 0 | 0 | 0 | 0 | 0 | 0 | 0 |  | 0 | 0 | 0 | 0 | 0 | 0 | 0 | 0 | 0 | 0 | 0 | 0 | 0 | 0 | 0 | 0 | 0 | 0 | 0 |  | 1 | 1 | 1 | 1 | 1 | 1 | 1 | 1 | 1 | 1 | 1 | 0
PG&E KERN | New Sub - Gates - Midway (Proposed) | 230 | 0 | 0 | 0 | 0 | 0 | 0 | 0 | 0 | 0 | 0 | 0 | 0 | 0 | 440 | 440 | 238.5 | 0 | 238.5 | 0 | 1 |  | 0 | 0 | 0 | 0 | 0 | 0 | 0 | 0 | 0 | 0 | 0 | 0 | 0 | 0 | 0 | 0 | 0 | 0 | 0 | 0 | 0 |  | 0 | 0 | 0 | 0 | 0 | 0 | 0 | 0 | 0 | 0 | 0 | 0 | 0 | 0 | 0 | 0 | 0 | 0 | 0 |  | 1 | 1 | 1 | 1 | 1 | 1 | 1 | 1 | 1 | 1 | 1 | 0
PG&E KERN | New Sub - Gates - Templeton (Proposed) | 230 | 0 | 0 | 0 | 0 | 0 | 0 | 0 | 0 | 0 | 0 | 0 | 0 | 0 | 0 | 0 | 0 | 0 | 0 | 0 | 0 |  | 0 | 0 | 0 | 0 | 0 | 0 | 0 | 0 | 0 | 0 | 0 | 0 | 0 | 0 | 0 | 0 | 0 | 0 | 0 | 0 | 1 |  | 0 | 0 | 0 | 0 | 0 | 0 | 0 | 0 | 0 | 0 | 0 | 0 | 0 | 0 | 0 | 0 | 0 | 0 | 0 |  | 1 | 1 | 1 | 1 | 1 | 1 | 1 | 1 | 1 | 1 | 1 | 0
SCE NOL | New Sub - Kramer - Lugo (Proposed) | 230 | 0 | 0 | 0 | 0 | 0 | 0 | 0 | 0 | 0 | 0 | 0 | 0 | 0 | 0 | 0 | 0 | 0 | 0 | 0 | 0 |  | 0 | 0 | 0 | 0 | 0 | 0 | 0 | 0 | 0 | 0 | 0 | 0 | 0 | 0 | 0 | 0 | 0 | 0 | 0 | 0 | 3 |  | 0 | 0 | 0 | 0 | 0 | 0 | 0 | 0 | 0 | 0 | 0 | 0 | 0 | 0 | 0 | 0 | 0 | 0 | 0 |  | 1 | 1 | 1 | 1 | 1 | 1 | 1 | 1 | 1 | 1 | 1 | 0
PG&E FRESNO | New Sub - Los Banos - Midway (Proposed) | 500 | 0 | 0 | 0 | 0 | 0 | 0 | 0 | 0 | 0 | 0 | 0 | 0 | 0 | 0 | 0 | 0 | 0 | 0 | 0 | 0 |  | 0 | 0 | 0 | 0 | 0 | 0 | 0 | 0 | 0 | 0 | 0 | 0 | 0 | 0 | 0 | 0 | 0 | 0 | 0 | 0 | 0 |  | 0 | 0 | 0 | 0 | 0 | 0 | 0 | 0 | 0 | 0 | 0 | 0 | 0 | 0 | 0 | 0 | 0 | 0 | 0 |  | 1 | 1 | 1 | 1 | 1 | 1 | 1 | 1 | 1 | 1 | 1 | 0
SCE NOL | New Sub - Lugo - Pisgah (Proposed) | 230 | 0 | 0 | 150 | 0 | 150 | 0 | 0 | 0 | 0 | 0 | 0 | 0 | 0 | 0 | 0 | 0 | 0 | 0 | 0 | 1 |  | 0 | 0 | 100 | 50 | 150 | 0 | 0 | 0 | 0 | 0 | 0 | 0 | 0 | 0 | 0 | 0 | 0 | 0 | 0 | 1 | 1 |  | 0 | 0 | 0 | 2 | 0 | 0 | 0 | 0 | 0 | 0 | 0 | 0 | 0 | 0 | 0 | 0 | 0 | 0 | 0 |  | 1 | 1 | 1 | 1 | 1 | 1 | 1 | 1 | 1 | 1 | 1 | 0
PG&E KERN | New Sub - Midway - Wheeler Ridge (Proposed) | 230 | 0 | 0 | 0 | 0 | 0 | 0 | 0 | 0 | 0 | 0 | 0 | 0 | 0 | 150 | 150 | 92 | 0 | 92 | 0 | 1 |  | 0 | 0 | 0 | 0 | 0 | 0 | 0 | 0 | 0 | 0 | 0 | 0 | 0 | 150 | 150 | 92 | 0 | 92 | 0 | 1 | 0 |  | 0 | 0 | 0 | 0 | 0 | 0 | 0 | 0 | 0 | 0 | 0 | 0 | 0 | 0 | 0 | 0 | 0 | 0 | 0 |  | 1 | 1 | 1 | 1 | 1 | 1 | 1 | 1 | 1 | 1 | 1 | 0
PG&E NGBA | New Sub - Near existing Leavitt (PSREC) | 345 | 0 | 0 | 300 | 0 | 300 | 0 | 0 | 0 | 0 | 0 | 0 | 0 | 0 | 0 | 0 | 0 | 0 | 0 | 0 | 1 |  | 0 | 0 | 0 | 0 | 0 | 0 | 0 | 0 | 0 | 0 | 0 | 0 | 0 | 0 | 0 | 0 | 0 | 0 | 0 | 0 | 0 |  | 0 | 0 | 0 | 0 | 0 | 0 | 0 | 0 | 0 | 0 | 0 | 0 | 0 | 0 | 0 | 0 | 0 | 0 | 0 |  | 1 | 1 | 1 | 1 | 1 | 1 | 1 | 1 | 1 | 1 | 1 | 0
PG&E NGBA | New Sub - Near existing Madeline (NVE) | 345 | 0 | 0 | 631.1 | 0 | 631.1 | 0 | 0 | 0 | 0 | 0 | 0 | 0 | 0 | 0 | 0 | 0 | 0 | 0 | 0 | 1 |  | 0 | 0 | 0 | 0 | 0 | 0 | 0 | 0 | 0 | 0 | 0 | 0 | 0 | 0 | 0 | 0 | 0 | 0 | 0 | 0 | 0 |  | 0 | 0 | 0 | 0 | 0 | 0 | 0 | 0 | 0 | 0 | 0 | 0 | 0 | 0 | 0 | 0 | 0 | 0 | 0 |  | 1 | 1 | 1 | 1 | 1 | 1 | 1 | 1 | 1 | 1 | 1 | 0
SDGE | New Sub - North Gila - IV (Proposed) | 500 | 0 | 0 | 0 | 0 | 0 | 0 | 0 | 0 | 0 | 0 | 0 | 0 | 0 | 0 | 0 | 0 | 0 | 0 | 0 | 0 |  | 0 | 0 | 0 | 0 | 0 | 0 | 0 | 0 | 0 | 0 | 0 | 0 | 0 | 0 | 0 | 0 | 0 | 0 | 0 | 0 | 4 |  | 0 | 0 | 0 | 0 | 0 | 0 | 0 | 0 | 0 | 0 | 0 | 0 | 0 | 0 | 0 | 0 | 0 | 0 | 0 |  | 1 | 1 | 1 | 1 | 1 | 1 | 1 | 1 | 1 | 1 | 1 | 0
PG&E NGBA | New Sub - Pit 1 - Cottonwood (Proposed) | 230 | 0 | 0 | 200 | 6 | 206 | 0 | 0 | 0 | 0 | 0 | 0 | 0 | 0 | 0 | 0 | 0 | 0 | 0 | 0 | 1 |  | 0 | 0 | 200 | 10 | 210 | 0 | 0 | 0 | 0 | 0 | 0 | 0 | 0 | 0 | 0 | 0 | 0 | 0 | 0 | 1 | 0 |  | 0 | 0 | 0 | 2 | 0 | 0 | 0 | 0 | 0 | 0 | 0 | 0 | 0 | 0 | 0 | 0 | 0 | 0 | 0 |  | 1 | 1 | 1 | 1 | 1 | 1 | 1 | 1 | 1 | 1 | 1 | 0
PG&E GBA | New Sub - Rancho Seco - Bellota (Proposed) | 230 | 0 | 0 | 0 | 0 | 0 | 0 | 0 | 0 | 0 | 0 | 0 | 0 | 0 | 0 | 0 | 0 | 0 | 0 | 0 | 0 |  | 0 | 0 | 0 | 0 | 0 | 0 | 0 | 0 | 0 | 0 | 0 | 0 | 0 | 0 | 0 | 0 | 0 | 0 | 0 | 0 | 0 |  | 0 | 0 | 0 | 0 | 0 | 0 | 0 | 0 | 0 | 0 | 0 | 0 | 0 | 0 | 0 | 0 | 0 | 0 | 0 |  | 1 | 1 | 1 | 1 | 1 | 1 | 1 | 1 | 1 | 1 | 1 | 0
SDGE | New Sub - Suncrest - Ocotillo (Proposed) | 500 | 0 | 0 | 300 | 100 | 400 | 0 | 0 | 0 | 0 | 0 | 0 | 0 | 0 | 0 | 0 | 0 | 0 | 0 | 0 | 1 |  | 0 | 0 | 350 | 50 | 400 | 0 | 0 | 0 | 0 | 0 | 0 | 0 | 0 | 0 | 0 | 0 | 0 | 0 | 0 | 1 | 4 |  | 0 | 0 | 1 | 0 | 0 | 0 | 0 | 0 | 0 | 0 | 0 | 0 | 0 | 0 | 0 | 0 | 0 | 0 | 0 |  | 1 | 1 | 3 | 1 | 1 | 1 | 1 | 1 | 1 | 1 | 1 | 1
PG&E FRESNO | New Sub - Westley - Quinto (Proposed) | 230 | 0 | 0 | 0 | 0 | 0 | 0 | 0 | 0 | 0 | 0 | 0 | 0 | 0 | 0 | 0 | 0 | 0 | 0 | 0 | 0 |  | 0 | 0 | 0 | 0 | 0 | 0 | 0 | 0 | 0 | 0 | 0 | 0 | 0 | 0 | 0 | 0 | 0 | 0 | 0 | 0 | 1 |  | 0 | 0 | 0 | 0 | 0 | 0 | 0 | 0 | 0 | 0 | 0 | 0 | 0 | 0 | 0 | 0 | 0 | 0 | 0 |  | 1 | 1 | 1 | 1 | 1 | 1 | 1 | 1 | 1 | 1 | 1 | 0
PG&E GBA | Newark | 115 | 0 | 0 | 0 | 0 | 0 | 0 | 0 | 0 | 0 | 0 | 0 | 0 | 0 | 0 | 0 | 0 | 0 | 0 | 0 | 0 |  | 0 | 0 | 0 | 0 | 0 | 0 | 0 | 0 | 0 | 0 | 0 | 0 | 0 | 0 | 0 | 0 | 0 | 0 | 0 | 0 | 0 |  | 0 | 0 | 0 | 0 | 0 | 0 | 0 | 0 | 0 | 0 | 0 | 0 | 0 | 0 | 0 | 0 | 0 | 0 | 0 |  | 1 | 1 | 1 | 1 | 1 | 1 | 1 | 1 | 1 | 1 | 1 | 0
PG&E GBA | Newark | 230 | 0 | 0 | 0 | 0 | 0 | 0 | 0 | 0 | 0 | 0 | 0 | 0 | 0 | 0 | 0 | 0 | 0 | 0 | 0 | 0 |  | 0 | 0 | 0 | 0 | 0 | 0 | 0 | 0 | 0 | 0 | 0 | 0 | 0 | 0 | 0 | 0 | 0 | 0 | 0 | 0 | 0 |  | 0 | 0 | 0 | 0 | 0 | 0 | 0 | 0 | 0 | 0 | 0 | 0 | 0 | 0 | 0 | 0 | 0 | 0 | 0 |  | 1 | 1 | 1 | 1 | 1 | 1 | 1 | 1 | 1 | 1 | 1 | 0
PG&E GBA | Newark | 60 | 0 | 0 | 0 | 0 | 0 | 0 | 0 | 0 | 0 | 0 | 0 | 2.5 | 0 | 0 | 0 | 0 | 0 | 0 | 0 | 1 |  | 0 | 0 | 0 | 0 | 0 | 0 | 0 | 0 | 0 | 0 | 0 | 0 | 0 | 0 | 0 | 0 | 0 | 0 | 0 | 0 | 0 |  | 0 | 0 | 0 | 0 | 0 | 0 | 0 | 0 | 0 | 0 | 0 | 0 | 0 | 0 | 0 | 0 | 0 | 0 | 0 |  | 1 | 1 | 1 | 1 | 1 | 1 | 1 | 1 | 1 | 1 | 1 | 0
PG&E FRESNO | Newhall | 115 | 0 | 0 | 0 | 0 | 0 | 0 | 0 | 0 | 0 | 0 | 0 | 0 | 0 | 0 | 0 | 0 | 0 | 0 | 0 | 0 |  | 0 | 0 | 0 | 0 | 0 | 0 | 0 | 0 | 0 | 0 | 0 | 0 | 0 | 0 | 0 | 0 | 0 | 0 | 0 | 0 | 1 |  | 0 | 0 | 0 | 0 | 0 | 0 | 0 | 0 | 0 | 0 | 0 | 0 | 0 | 0 | 0 | 0 | 0 | 0 | 0 |  | 1 | 1 | 1 | 1 | 1 | 1 | 1 | 1 | 1 | 1 | 1 | 0
PG&E KERN | Norco | 115 | 0 | 0.8 | 0 | 0 | 0 | 0 | 0 | 0 | 0 | 0 | 0 | 0 | 0 | 0 | 0 | 0 | 0 | 0 | 0 | 1 |  | 0 | 0 | 0 | 0 | 0 | 0 | 0 | 0 | 0 | 0 | 0 | 0 | 0 | 0 | 0 | 0 | 0 | 0 | 0 | 0 | 0 |  | 0 | 0 | 0 | 0 | 0 | 0 | 0 | 0 | 0 | 0 | 0 | 0 | 0 | 0 | 0 | 0 | 0 | 0 | 0 |  | 1 | 1 | 1 | 1 | 1 | 1 | 1 | 1 | 1 | 1 | 1 | 0
PG&E GBA | Nortech | 115 | 0 | 0 | 0 | 0 | 0 | 0 | 0 | 0 | 0 | 0 | 0 | 0 | 0 | 0 | 0 | 0 | 0 | 0 | 0 | 0 |  | 0 | 0 | 0 | 0 | 0 | 0 | 0 | 0 | 0 | 0 | 0 | 0 | 0 | 0 | 0 | 0 | 0 | 0 | 0 | 0 | 1 |  | 0 | 0 | 0 | 0 | 0 | 0 | 0 | 0 | 0 | 0 | 0 | 0 | 0 | 0 | 0 | 0 | 0 | 0 | 0 |  | 1 | 1 | 1 | 1 | 1 | 1 | 1 | 1 | 1 | 1 | 1 | 0
SDGE | North City Metering | 138 | 0 | 0 | 0 | 0 | 0 | 0 | 0 | 0 | 0 | 0 | 0 | 0 | 0 | 0 | 0 | 0 | 0 | 0 | 0 | 0 |  | 0 | 0 | 0 | 0 | 0 | 0 | 0 | 0 | 0 | 0 | 0 | 0 | 0 | 0 | 0 | 0 | 0 | 0 | 0 | 0 | 3 |  | 0 | 0 | 0 | 0 | 0 | 0 | 0 | 0 | 0 | 0 | 0 | 0 | 0 | 0 | 0 | 0 | 0 | 0 | 0 |  | 1 | 1 | 1 | 1 | 1 | 1 | 1 | 1 | 1 | 1 | 1 | 0
PG&E GBA | North Dublin | 230 | 0 | 0 | 0 | 0 | 0 | 0 | 0 | 0 | 0 | 0 | 0 | 0 | 0 | 0 | 0 | 0 | 0 | 0 | 0 | 0 |  | 0 | 0 | 0 | 0 | 0 | 0 | 0 | 0 | 0 | 0 | 0 | 0 | 0 | 0 | 0 | 0 | 0 | 0 | 0 | 0 | 0 |  | 0 | 0 | 0 | 0 | 0 | 0 | 0 | 0 | 0 | 0 | 0 | 0 | 0 | 0 | 0 | 0 | 0 | 0 | 0 |  | 1 | 1 | 1 | 1 | 1 | 1 | 1 | 1 | 1 | 1 | 1 | 0
SDGE | North Gila | 500 | 0 | 0 | 0 | 0 | 0 | 0 | 0 | 0 | 0 | 0 | 0 | 0 | 0 | 0 | 0 | 0 | 0 | 0 | 0 | 0 |  | 0 | 0 | 0 | 0 | 0 | 0 | 0 | 0 | 0 | 0 | 0 | 0 | 0 | 0 | 0 | 0 | 0 | 0 | 0 | 0 | 3 |  | 0 | 0 | 0 | 0 | 0 | 0 | 0 | 0 | 0 | 0 | 0 | 0 | 0 | 0 | 0 | 0 | 0 | 0 | 0 |  | 1 | 1 | 1 | 1 | 1 | 1 | 1 | 1 | 1 | 1 | 1 | 0
SCE Metro | North of SONGS | 230 | 0 | 0 | 0 | 0 | 0 | 0 | 0 | 0 | 0 | 0 | 0 | 0 | 0 | 0 | 0 | 0 | 0 | 0 | 0 | 0 |  | 0 | 0 | 0 | 0 | 0 | 0 | 0 | 0 | 0 | 0 | 0 | 0 | 0 | 0 | 0 | 0 | 0 | 0 | 0 | 0 | 0 |  | 0 | 0 | 0 | 0 | 0 | 0 | 0 | 0 | 0 | 0 | 0 | 0 | 0 | 0 | 0 | 0 | 0 | 0 | 0 |  | 1 | 1 | 1 | 1 | 1 | 1 | 1 | 1 | 1 | 1 | 1 | 0
SCE Metro | North of SONGS | 500 | 0 | 0 | 0 | 0 | 0 | 0 | 0 | 0 | 0 | 0 | 0 | 0 | 0 | 0 | 0 | 0 | 0 | 0 | 0 | 0 |  | 0 | 0 | 0 | 0 | 0 | 0 | 0 | 0 | 0 | 0 | 0 | 0 | 0 | 0 | 0 | 0 | 0 | 0 | 0 | 0 | 0 |  | 0 | 0 | 0 | 0 | 0 | 0 | 0 | 0 | 0 | 0 | 0 | 0 | 0 | 0 | 0 | 0 | 0 | 0 | 0 |  | 1 | 1 | 1 | 1 | 1 | 1 | 1 | 1 | 1 | 1 | 1 | 0
PG&E NGBA | Notre Dame | 115 | 0 | 0 | 0 | 0 | 0 | 0 | 0 | 0 | 0 | 0 | 0 | 0 | 0 | 0 | 0 | 0 | 0 | 0 | 0 | 0 |  | 0 | 0 | 0 | 0 | 0 | 0 | 0 | 0 | 0 | 0 | 0 | 0 | 0 | 0 | 0 | 0 | 0 | 0 | 0 | 0 | 0 |  | 0 | 0 | 0 | 0 | 0 | 0 | 0 | 0 | 0 | 0 | 0 | 0 | 0 | 0 | 0 | 0 | 0 | 0 | 0 |  | 1 | 1 | 1 | 1 | 1 | 1 | 1 | 1 | 1 | 1 | 1 | 0
PG&E GBA | Oakland C | 115 | 0 | 0 | 0 | 0 | 0 | 0 | 0 | 0 | 0 | 0 | 0 | 0 | 0 | 0 | 0 | 0 | 0 | 0 | 0 | 0 |  | 0 | 0 | 0 | 0 | 0 | 0 | 0 | 0 | 0 | 0 | 0 | 0 | 0 | 0 | 0 | 55 | 0 | 55 | 0 | 1 | 2 |  | 0 | 0 | 0 | 0 | 0 | 0 | 0 | 0 | 0 | 0 | 0 | 0 | 0 | 0 | 0 | 2 | 0 | 2 | 0 |  | 1 | 1 | 1 | 1 | 1 | 1 | 1 | 5 | 1 | 5 | 1 | 1
PG&E GBA | Oakland J | 115 | 0 | 0 | 0 | 0 | 0 | 0 | 0 | 0 | 0 | 0 | 0 | 0 | 0 | 0 | 0 | 0 | 0 | 0 | 0 | 0 |  | 0 | 0 | 0 | 0 | 0 | 0 | 0 | 0 | 0 | 0 | 0 | 0 | 0 | 0 | 0 | 0 | 0 | 0 | 0 | 0 | 1 |  | 0 | 0 | 0 | 0 | 0 | 0 | 0 | 0 | 0 | 0 | 0 | 0 | 0 | 0 | 0 | 0 | 0 | 0 | 0 |  | 1 | 1 | 1 | 1 | 1 | 1 | 1 | 1 | 1 | 1 | 1 | 0
PG&E GBA | Oakland L | 115 | 0 | 0 | 0 | 0 | 0 | 0 | 0 | 0 | 0 | 0 | 0 | 0 | 0 | 0 | 0 | 0 | 0 | 0 | 0 | 0 |  | 0 | 0 | 0 | 0 | 0 | 0 | 0 | 0 | 0 | 0 | 0 | 0 | 0 | 0 | 0 | 0 | 0 | 0 | 0 | 0 | 1 |  | 0 | 0 | 0 | 0 | 0 | 0 | 0 | 0 | 0 | 0 | 0 | 0 | 0 | 0 | 0 | 0 | 0 | 0 | 0 |  | 1 | 1 | 1 | 1 | 1 | 1 | 1 | 1 | 1 | 1 | 1 | 0
PG&E GBA | Oakland X | 115 | 0 | 0 | 0 | 0 | 0 | 0 | 0 | 0 | 0 | 0 | 0 | 0 | 0 | 0 | 0 | 0 | 0 | 0 | 0 | 0 |  | 0 | 0 | 0 | 0 | 0 | 0 | 0 | 0 | 0 | 0 | 0 | 0 | 0 | 0 | 0 | 0 | 0 | 0 | 0 | 0 | 1 |  | 0 | 0 | 0 | 0 | 0 | 0 | 0 | 0 | 0 | 0 | 0 | 0 | 0 | 0 | 0 | 0 | 0 | 0 | 0 |  | 1 | 1 | 1 | 1 | 1 | 1 | 1 | 1 | 1 | 1 | 1 | 0
SDGE | Ocean Ranch | 69 | 0 | 0 | 0 | 0 | 0 | 0 | 0 | 0 | 0 | 0 | 0 | 0 | 0 | 0 | 0 | 0 | 0 | 0 | 0 | 0 |  | 0 | 0 | 0 | 0 | 0 | 0 | 0 | 0 | 0 | 0 | 0 | 0 | 0 | 0 | 0 | 0 | 0 | 0 | 0 | 0 | 1 |  | 0 | 0 | 0 | 0 | 0 | 0 | 0 | 0 | 0 | 0 | 0 | 0 | 0 | 0 | 0 | 0 | 0 | 0 | 0 |  | 1 | 1 | 1 | 1 | 1 | 1 | 1 | 1 | 1 | 1 | 1 | 0
PG&E KERN | Oceano | 115 | 0 | 0 | 0 | 0 | 0 | 0 | 0 | 0 | 0 | 0 | 0 | 0 | 0 | 0 | 0 | 0 | 0 | 0 | 0 | 0 |  | 0 | 0 | 0 | 0 | 0 | 0 | 0 | 0 | 0 | 0 | 0 | 0 | 0 | 0 | 0 | 0 | 0 | 0 | 0 | 0 | 1 |  | 0 | 0 | 0 | 0 | 0 | 0 | 0 | 0 | 0 | 0 | 0 | 0 | 0 | 0 | 0 | 0 | 0 | 0 | 0 |  | 1 | 1 | 1 | 1 | 1 | 1 | 1 | 1 | 1 | 1 | 1 | 0
SDGE | Ocotillo Express | 500 | 0 | 0 | 0 | 0 | 0 | 0 | 0 | 0 | 0 | 0 | 0 | 0 | 0 | 0 | 0 | 0 | 0 | 0 | 0 | 0 |  | 0 | 0 | 0 | 0 | 0 | 0 | 0 | 0 | 0 | 0 | 0 | 0 | 0 | 0 | 0 | 0 | 0 | 0 | 0 | 0 | 4 |  | 0 | 0 | 0 | 0 | 0 | 0 | 0 | 0 | 0 | 0 | 0 | 0 | 0 | 0 | 0 | 0 | 0 | 0 | 0 |  | 1 | 1 | 1 | 1 | 1 | 1 | 1 | 1 | 1 | 1 | 1 | 0
PG&E KERN | Old River | 70 | 0 | 0 | 0 | 0 | 0 | 0 | 0 | 0 | 0 | 0 | 0 | 2.4 | 0 | 0 | 0 | 0 | 0 | 0 | 0 | 1 |  | 0 | 0 | 0 | 0 | 0 | 0 | 0 | 0 | 0 | 0 | 0 | 0 | 0 | 0 | 0 | 0 | 0 | 0 | 0 | 0 | 0 |  | 0 | 0 | 0 | 0 | 0 | 0 | 0 | 0 | 0 | 0 | 0 | 0 | 0 | 0 | 0 | 0 | 0 | 0 | 0 |  | 1 | 1 | 1 | 1 | 1 | 1 | 1 | 1 | 1 | 1 | 1 | 0
SDGE | Old Town | 230 | 0 | 0 | 0 | 0 | 0 | 0 | 0 | 0 | 0 | 0 | 0 | 0 | 0 | 0 | 0 | 0 | 0 | 0 | 0 | 0 |  | 0 | 0 | 0 | 0 | 0 | 0 | 0 | 0 | 0 | 0 | 0 | 0 | 0 | 0 | 0 | 0 | 0 | 0 | 0 | 0 | 2 |  | 0 | 0 | 0 | 0 | 0 | 0 | 0 | 0 | 0 | 0 | 0 | 0 | 0 | 0 | 0 | 0 | 0 | 0 | 0 |  | 1 | 1 | 1 | 1 | 1 | 1 | 1 | 1 | 1 | 1 | 1 | 0
SCE Metro | Olinda | 230 | 0 | 0 | 0 | 0 | 0 | 0 | 0 | 0 | 0 | 0 | 0 | 0 | 0 | 0 | 0 | 0 | 0 | 0 | 0 | 0 |  | 0 | 0 | 0 | 0 | 0 | 0 | 0 | 0 | 0 | 0 | 0 | 0 | 0 | 0 | 0 | 0 | 0 | 0 | 0 | 0 | 0 |  | 0 | 0 | 0 | 0 | 0 | 0 | 0 | 0 | 0 | 0 | 0 | 0 | 0 | 0 | 0 | 0 | 0 | 0 | 0 |  | 1 | 1 | 1 | 1 | 1 | 1 | 1 | 1 | 1 | 1 | 1 | 0
PG&E FRESNO | Olive | 115 | 0 | 0 | 0 | 0 | 0 | 0 | 0 | 0 | 0 | 0 | 0 | 0 | 40 | 0 | 40 | 20 | 0 | 20 | 0 | 1 |  | 0 | 0 | 0 | 0 | 0 | 0 | 0 | 0 | 0 | 0 | 0 | 0 | 40 | 0 | 40 | 20 | 0 | 20 | 0 | 1 | 0 |  | 0 | 0 | 0 | 0 | 0 | 0 | 0 | 0 | 0 | 0 | 0 | 0 | 0 | 0 | 0 | 0 | 0 | 0 | 0 |  | 1 | 1 | 1 | 1 | 1 | 1 | 1 | 1 | 1 | 1 | 1 | 0
PG&E NGBA | Olivehurst | 115 | 0 | 0 | 0 | 0 | 0 | 0 | 0 | 0 | 0 | 0 | 0 | 0 | 0 | 0 | 0 | 0 | 0 | 0 | 0 | 0 |  | 0 | 0 | 0 | 0 | 0 | 0 | 0 | 0 | 0 | 0 | 0 | 0 | 0 | 0 | 0 | 0 | 0 | 0 | 0 | 0 | 0 |  | 0 | 0 | 0 | 0 | 0 | 0 | 0 | 0 | 0 | 0 | 0 | 0 | 0 | 0 | 0 | 0 | 0 | 0 | 0 |  | 1 | 1 | 1 | 1 | 1 | 1 | 1 | 1 | 1 | 1 | 1 | 0
PG&E NGBA | Oregon Trail | 60 | 0 | 0 | 0 | 0 | 0 | 0 | 0 | 0 | 0 | 0 | 0 | 0 | 0 | 0 | 0 | 0 | 0 | 0 | 0 | 0 |  | 0 | 0 | 0 | 0 | 0 | 0 | 0 | 0 | 0 | 0 | 0 | 0 | 0 | 0 | 0 | 0 | 0 | 0 | 0 | 0 | 0 |  | 0 | 0 | 0 | 0 | 0 | 0 | 0 | 0 | 0 | 0 | 0 | 0 | 0 | 0 | 0 | 0 | 0 | 0 | 0 |  | 1 | 1 | 1 | 1 | 1 | 1 | 1 | 1 | 1 | 1 | 1 | 0
SCE Northern | Ormond Beach | 230 | 0 | 0 | 0 | 0 | 0 | 0 | 0 | 0 | 0 | 0 | 0 | 0 | 0 | 0 | 0 | 0 | 0 | 0 | 0 | 0 |  | 0 | 0 | 0 | 0 | 0 | 0 | 0 | 0 | 0 | 0 | 0 | 0 | 0 | 0 | 0 | 0 | 0 | 0 | 0 | 0 | 0 |  | 0 | 0 | 0 | 0 | 0 | 0 | 0 | 0 | 0 | 0 | 0 | 0 | 0 | 0 | 0 | 0 | 0 | 0 | 0 |  | 1 | 1 | 1 | 1 | 1 | 1 | 1 | 1 | 1 | 1 | 1 | 0
PG&E FRESNO | Oro Loma | 115 | 0 | 0 | 0 | 0 | 0 | 0 | 0 | 0 | 0 | 0 | 0 | 0 | 0 | 0 | 0 | 0 | 0 | 0 | 0 | 0 |  | 0 | 0 | 0 | 0 | 0 | 0 | 0 | 0 | 0 | 0 | 0 | 0 | 0 | 0 | 0 | 0 | 0 | 0 | 0 | 0 | 1 |  | 0 | 0 | 0 | 0 | 0 | 0 | 0 | 0 | 0 | 0 | 0 | 0 | 0 | 0 | 0 | 0 | 0 | 0 | 0 |  | 1 | 1 | 1 | 1 | 1 | 1 | 1 | 1 | 1 | 1 | 1 | 0
PG&E FRESNO | Oro Loma | 70 | 0 | 0 | 0 | 0 | 0 | 0 | 0 | 0 | 0 | 0 | 0 | 5 | 0 | 0 | 0 | 0 | 0 | 0 | 0 | 1 |  | 0 | 0 | 0 | 0 | 0 | 0 | 0 | 0 | 0 | 0 | 0 | 0 | 0 | 0 | 0 | 0 | 0 | 0 | 0 | 0 | 1 |  | 0 | 0 | 0 | 0 | 0 | 0 | 0 | 0 | 0 | 0 | 0 | 0 | 0 | 0 | 0 | 0 | 0 | 0 | 0 |  | 1 | 1 | 1 | 1 | 1 | 1 | 1 | 1 | 1 | 1 | 1 | 0
PG&E FRESNO | Orosi | 70 | 0 | 0 | 0 | 0 | 0 | 0 | 0 | 0 | 0 | 0 | 0 | 0 | 0 | 0 | 0 | 0 | 0 | 0 | 0 | 0 |  | 0 | 0 | 0 | 0 | 0 | 0 | 0 | 0 | 0 | 0 | 0 | 0 | 0 | 0 | 0 | 0 | 0 | 0 | 0 | 0 | 1 |  | 0 | 0 | 0 | 0 | 0 | 0 | 0 | 0 | 0 | 0 | 0 | 0 | 0 | 0 | 0 | 0 | 0 | 0 | 0 |  | 1 | 1 | 1 | 1 | 1 | 1 | 1 | 1 | 1 | 1 | 1 | 0
SDGE | Otay | 69 | 0 | 0 | 0 | 0 | 0 | 0 | 0 | 0 | 0 | 0 | 0 | 0 | 0 | 0 | 0 | 49.7 | 0 | 49.7 | 0 | 1 |  | 0 | 0 | 0 | 0 | 0 | 0 | 0 | 0 | 0 | 0 | 0 | 0 | 0 | 0 | 0 | 0 | 0 | 0 | 0 | 0 | 4 |  | 0 | 0 | 0 | 0 | 0 | 0 | 0 | 0 | 0 | 0 | 0 | 0 | 0 | 0 | 0 | 0 | 0 | 0 | 0 |  | 1 | 1 | 1 | 1 | 1 | 1 | 1 | 1 | 1 | 1 | 1 | 0
SDGE | Otay Mesa | 230 | 0 | 0 | 0 | 0 | 0 | 0 | 0 | 0 | 0 | 0 | 0 | 0 | 0 | 0 | 0 | 65 | 0 | 65 | 0 | 1 |  | 0 | 0 | 0 | 0 | 0 | 0 | 0 | 0 | 0 | 0 | 0 | 0 | 0 | 0 | 0 | 0 | 0 | 0 | 0 | 0 | 5 |  | 0 | 0 | 0 | 0 | 0 | 0 | 0 | 0 | 0 | 0 | 0 | 0 | 0 | 0 | 0 | 0 | 0 | 0 | 0 |  | 1 | 1 | 1 | 1 | 1 | 1 | 1 | 1 | 1 | 1 | 1 | 0
PG&E FRESNO | Padre Flats SW STA | 230 | 0 | 0 | 0 | 0 | 0 | 0 | 0 | 0 | 0 | 0 | 0 | 0 | 0 | 0 | 0 | 0 | 0 | 0 | 0 | 0 |  | 0 | 0 | 0 | 0 | 0 | 0 | 0 | 0 | 0 | 0 | 0 | 0 | 0 | 0 | 0 | 0 | 0 | 0 | 0 | 0 | 1 |  | 0 | 0 | 0 | 0 | 0 | 0 | 0 | 0 | 0 | 0 | 0 | 0 | 0 | 0 | 0 | 0 | 0 | 0 | 0 |  | 1 | 1 | 1 | 1 | 1 | 1 | 1 | 1 | 1 | 1 | 1 | 0
EOP | Pahrump | 138 | 0 | 0 | 0 | 0 | 0 | 0 | 0 | 0 | 0 | 0 | 0 | 0 | 0 | 0 | 0 | 0 | 0 | 0 | 0 | 0 |  | 0 | 0 | 0 | 0 | 0 | 0 | 0 | 0 | 0 | 0 | 0 | 0 | 0 | 0 | 0 | 0 | 0 | 0 | 0 | 0 | 2 |  | 0 | 0 | 0 | 0 | 0 | 0 | 0 | 0 | 0 | 0 | 0 | 0 | 0 | 0 | 0 | 0 | 0 | 0 | 0 |  | 1 | 1 | 1 | 1 | 1 | 1 | 1 | 1 | 1 | 1 | 1 | 0
EOP | Pahrump | 230 | 0 | 0 | 0 | 0 | 0 | 0 | 0 | 0 | 0 | 0 | 0 | 0 | 0 | 0 | 0 | 0 | 0 | 0 | 0 | 0 |  | 0 | 0 | 0 | 0 | 0 | 0 | 0 | 0 | 0 | 0 | 0 | 0 | 0 | 0 | 0 | 0 | 0 | 0 | 0 | 0 | 2 |  | 0 | 0 | 0 | 0 | 0 | 0 | 0 | 0 | 0 | 0 | 0 | 0 | 0 | 0 | 0 | 0 | 0 | 0 | 0 |  | 1 | 1 | 1 | 1 | 1 | 1 | 1 | 1 | 1 | 1 | 1 | 0
SDGE | Pala | 69 | 0 | 0 | 0 | 0 | 0 | 0 | 0 | 0 | 0 | 0 | 0 | 0 | 0 | 0 | 0 | 10 | 0 | 10 | 0 | 1 |  | 0 | 0 | 0 | 0 | 0 | 0 | 0 | 0 | 0 | 0 | 0 | 0 | 0 | 0 | 0 | 10 | 0 | 10 | 0 | 1 | 3 |  | 0 | 0 | 0 | 0 | 0 | 0 | 0 | 0 | 0 | 0 | 0 | 0 | 0 | 0 | 0 | 0 | 0 | 0 | 0 |  | 1 | 1 | 1 | 1 | 1 | 1 | 1 | 1 | 1 | 1 | 1 | 0
PG&E NGBA | Palermo | 115 | 0 | 0 | 0 | 0 | 0 | 0 | 0 | 0 | 0 | 0 | 0 | 0 | 0 | 0 | 0 | 0 | 0 | 0 | 0 | 0 |  | 0 | 4.1 | 0 | 0 | 0 | 0 | 0 | 0 | 0 | 0 | 0 | 0 | 0 | 0 | 0 | 0 | 0 | 0 | 0 | 1 | 0 |  | 0 | 2 | 0 | 0 | 0 | 0 | 0 | 0 | 0 | 0 | 0 | 0 | 0 | 0 | 0 | 0 | 0 | 0 | 0 |  | 1 | 4 | 1 | 1 | 1 | 1 | 1 | 1 | 1 | 1 | 1 | 1
PG&E NGBA | Palermo | 230 | 0 | 0 | 0 | 0 | 0 | 0 | 0 | 0 | 0 | 0 | 0 | 0 | 0 | 0 | 0 | 0 | 0 | 0 | 0 | 0 |  | 0 | 0 | 0 | 0 | 0 | 0 | 0 | 0 | 0 | 0 | 0 | 0 | 0 | 0 | 0 | 0 | 0 | 0 | 0 | 0 | 0 |  | 0 | 0 | 0 | 0 | 0 | 0 | 0 | 0 | 0 | 0 | 0 | 0 | 0 | 0 | 0 | 0 | 0 | 0 | 0 |  | 1 | 1 | 1 | 1 | 1 | 1 | 1 | 1 | 1 | 1 | 1 | 0
SCE Eastern | Palo Verde | 500 | 0 | 0 | 0 | 0 | 0 | 2994 | 0 | 2994 | 0 | 0 | 0 | 0 | 0 | 0 | 0 | 0 | 0 | 0 | 0 | 1 |  | 0 | 0 | 0 | 0 | 0 | 2130.8 | 0 | 2130.8 | 0 | 0 | 0 | 0 | 0 | 0 | 0 | 0 | 0 | 0 | 0 | 1 | 2 |  | 0 | 0 | 0 | 0 | 0 | 0 | 0 | 0 | 0 | 0 | 0 | 0 | 0 | 0 | 0 | 0 | 0 | 0 | 0 |  | 1 | 1 | 1 | 1 | 1 | 1 | 1 | 1 | 1 | 1 | 1 | 0
SDGE | Palomar Energy | 230 | 0 | 0 | 0 | 0 | 0 | 0 | 0 | 0 | 0 | 0 | 0 | 0 | 0 | 0 | 0 | 0 | 0 | 0 | 0 | 0 |  | 0 | 0 | 0 | 0 | 0 | 0 | 0 | 0 | 0 | 0 | 0 | 0 | 0 | 0 | 0 | 0 | 0 | 0 | 0 | 0 | 3 |  | 0 | 0 | 0 | 0 | 0 | 0 | 0 | 0 | 0 | 0 | 0 | 0 | 0 | 0 | 0 | 0 | 0 | 0 | 0 |  | 1 | 1 | 1 | 1 | 1 | 1 | 1 | 1 | 1 | 1 | 1 | 0
PG&E KERN | Panama | 70 | 0 | 0 | 0 | 0 | 0 | 0 | 0 | 0 | 0 | 0 | 0 | 0 | 0 | 0 | 0 | 0 | 0 | 0 | 0 | 0 |  | 0 | 0 | 0 | 0 | 0 | 0 | 0 | 0 | 0 | 0 | 0 | 0 | 0 | 0 | 0 | 0 | 0 | 0 | 0 | 0 | 0 |  | 0 | 0 | 0 | 0 | 0 | 0 | 0 | 0 | 0 | 0 | 0 | 0 | 0 | 0 | 0 | 0 | 0 | 0 | 0 |  | 1 | 1 | 1 | 1 | 1 | 1 | 1 | 1 | 1 | 1 | 1 | 0
PG&E FRESNO | Panoche | 115 | 0 | 0 | 0 | 0 | 0 | 0 | 0 | 0 | 0 | 0 | 0 | 6.15 | 0 | 0 | 0 | 0 | 0 | 0 | 0 | 1 |  | 0 | 0 | 0 | 0 | 0 | 0 | 0 | 0 | 0 | 0 | 0 | 6 | 0 | 0 | 0 | 0 | 0 | 0 | 0 | 1 | 1 |  | 0 | 0 | 0 | 0 | 0 | 0 | 0 | 0 | 0 | 0 | 0 | 0 | 0 | 0 | 0 | 0 | 0 | 0 | 0 |  | 1 | 1 | 1 | 1 | 1 | 1 | 1 | 1 | 1 | 1 | 1 | 0
PG&E FRESNO | Panoche | 230 | 0 | 0 | 0 | 0 | 0 | 0 | 0 | 0 | 0 | 0 | 0 | 0 | 0 | 0 | 0 | 0 | 0 | 0 | 0 | 0 |  | 0 | 0 | 0 | 0 | 0 | 0 | 0 | 0 | 0 | 0 | 0 | 0 | 100 | 0 | 100 | 0 | 0 | 0 | 0 | 1 | 1 |  | 0 | 0 | 0 | 0 | 0 | 0 | 0 | 0 | 0 | 0 | 0 | 0 | 2 | 0 | 2 | 0 | 0 | 0 | 0 |  | 1 | 1 | 1 | 1 | 1 | 1 | 5 | 1 | 1 | 1 | 1 | 1
SCE Northern | Pardee | 230 | 0 | 0 | 0 | 0 | 0 | 0 | 0 | 0 | 0 | 0 | 0 | 0 | 0 | 0 | 0 | 15 | 0 | 15 | 0 | 1 |  | 0 | 0 | 0 | 0 | 0 | 0 | 0 | 0 | 0 | 0 | 0 | 0 | 0 | 0 | 0 | 15 | 0 | 15 | 0 | 1 | 0 |  | 0 | 0 | 0 | 0 | 0 | 0 | 0 | 0 | 0 | 0 | 0 | 0 | 0 | 0 | 0 | 0 | 0 | 0 | 0 |  | 1 | 1 | 1 | 1 | 1 | 1 | 1 | 1 | 1 | 1 | 1 | 0
PG&E NGBA | Parkway | 230 | 0 | 3.8 | 0 | 0 | 0 | 0 | 0 | 0 | 0 | 0 | 0 | 0 | 0 | 0 | 0 | 0 | 0 | 0 | 0 | 1 |  | 0 | 2.3 | 0 | 0 | 0 | 0 | 0 | 0 | 0 | 0 | 0 | 0 | 0 | 0 | 0 | 0 | 0 | 0 | 0 | 1 | 0 |  | 0 | 0 | 0 | 0 | 0 | 0 | 0 | 0 | 0 | 0 | 0 | 0 | 0 | 0 | 0 | 0 | 0 | 0 | 0 |  | 1 | 1 | 1 | 1 | 1 | 1 | 1 | 1 | 1 | 1 | 1 | 0
SCE Northern | Pastoria | 230 | 0 | 0 | 0 | 0 | 0 | 0 | 0 | 0 | 0 | 0 | 0 | 0 | 0 | 105 | 105 | 80 | 0 | 80 | 0 | 1 |  | 0 | 0 | 0 | 0 | 0 | 0 | 0 | 0 | 0 | 0 | 0 | 0 | 0 | 0 | 0 | 0 | 0 | 0 | 0 | 0 | 0 |  | 0 | 0 | 0 | 0 | 0 | 0 | 0 | 0 | 0 | 0 | 0 | 0 | 0 | 0 | 0 | 0 | 0 | 0 | 0 |  | 1 | 1 | 1 | 1 | 1 | 1 | 1 | 1 | 1 | 1 | 1 | 0
SCE Metro | Pauda | 230 | 0 | 0 | 0 | 0 | 0 | 0 | 0 | 0 | 0 | 0 | 0 | 0 | 0 | 0 | 0 | 120 | 0 | 120 | 0 | 1 |  | 0 | 0 | 0 | 0 | 0 | 0 | 0 | 0 | 0 | 0 | 0 | 0 | 0 | 0 | 0 | 195 | 0 | 195 | 0 | 1 | 0 |  | 0 | 0 | 0 | 0 | 0 | 0 | 0 | 0 | 0 | 0 | 0 | 0 | 0 | 0 | 0 | 2 | 0 | 2 | 0 |  | 1 | 1 | 1 | 1 | 1 | 1 | 1 | 4 | 1 | 4 | 1 | 1
PG&E GBA | Paul Sweet | 115 | 0 | 0 | 0 | 0 | 0 | 0 | 0 | 0 | 0 | 0 | 0 | 0 | 0 | 0 | 0 | 0 | 0 | 0 | 0 | 0 |  | 0 | 0 | 0 | 0 | 0 | 0 | 0 | 0 | 0 | 0 | 0 | 0 | 0 | 0 | 0 | 0 | 0 | 0 | 0 | 0 | 0 |  | 0 | 0 | 0 | 0 | 0 | 0 | 0 | 0 | 0 | 0 | 0 | 0 | 0 | 0 | 0 | 0 | 0 | 0 | 0 |  | 1 | 1 | 1 | 1 | 1 | 1 | 1 | 1 | 1 | 1 | 1 | 0
PG&E NGBA | Peabody | 230 | 0 | 0 | 0 | 0 | 0 | 0 | 0 | 0 | 0 | 0 | 0 | 8 | 0 | 0 | 0 | 0 | 0 | 0 | 0 | 1 |  | 0 | 0 | 0 | 0 | 0 | 0 | 0 | 0 | 0 | 0 | 0 | 4.4 | 0 | 0 | 0 | 0 | 0 | 0 | 0 | 1 | 0 |  | 0 | 0 | 0 | 0 | 0 | 0 | 0 | 0 | 0 | 0 | 0 | 0 | 0 | 0 | 0 | 0 | 0 | 0 | 0 |  | 1 | 1 | 1 | 1 | 1 | 1 | 1 | 1 | 1 | 1 | 1 | 0
PG&E NGBA | Pease | 115 | 0 | 0 | 0 | 0 | 0 | 0 | 0 | 0 | 0 | 0 | 0 | 0 | 0 | 0 | 0 | 0 | 0 | 0 | 0 | 0 |  | 0 | 0 | 0 | 0 | 0 | 0 | 0 | 0 | 0 | 0 | 0 | 0 | 0 | 0 | 0 | 0 | 0 | 0 | 0 | 0 | 0 |  | 0 | 0 | 0 | 0 | 0 | 0 | 0 | 0 | 0 | 0 | 0 | 0 | 0 | 0 | 0 | 0 | 0 | 0 | 0 |  | 1 | 1 | 1 | 1 | 1 | 1 | 1 | 1 | 1 | 1 | 1 | 0
PG&E NGBA | Pease | 60 | 0 | 0 | 0 | 0 | 0 | 0 | 0 | 0 | 0 | 0 | 0 | 3 | 0 | 0 | 0 | 0 | 0 | 0 | 0 | 1 |  | 0 | 0 | 0 | 0 | 0 | 0 | 0 | 0 | 0 | 0 | 0 | 0 | 0 | 0 | 0 | 0 | 0 | 0 | 0 | 0 | 0 |  | 0 | 0 | 0 | 0 | 0 | 0 | 0 | 0 | 0 | 0 | 0 | 0 | 0 | 0 | 0 | 0 | 0 | 0 | 0 |  | 1 | 1 | 1 | 1 | 1 | 1 | 1 | 1 | 1 | 1 | 1 | 0
SDGE | Penasquitos | 138 | 0 | 0 | 0 | 0 | 0 | 0 | 0 | 0 | 0 | 0 | 0 | 0 | 0 | 0 | 0 | 0 | 0 | 0 | 0 | 0 |  | 0 | 0 | 0 | 0 | 0 | 0 | 0 | 0 | 0 | 0 | 0 | 0 | 0 | 0 | 0 | 0 | 0 | 0 | 0 | 0 | 2 |  | 0 | 0 | 0 | 0 | 0 | 0 | 0 | 0 | 0 | 0 | 0 | 0 | 0 | 0 | 0 | 0 | 0 | 0 | 0 |  | 1 | 1 | 1 | 1 | 1 | 1 | 1 | 1 | 1 | 1 | 1 | 0
SDGE | Penasquitos | 230 | 0 | 0 | 0 | 0 | 0 | 0 | 0 | 0 | 0 | 0 | 0 | 0 | 0 | 0 | 0 | 0 | 0 | 0 | 0 | 0 |  | 0 | 0 | 0 | 0 | 0 | 0 | 0 | 0 | 0 | 0 | 0 | 0 | 0 | 0 | 0 | 0 | 0 | 0 | 0 | 0 | 2 |  | 0 | 0 | 0 | 0 | 0 | 0 | 0 | 0 | 0 | 0 | 0 | 0 | 0 | 0 | 0 | 0 | 0 | 0 | 0 |  | 1 | 1 | 1 | 1 | 1 | 1 | 1 | 1 | 1 | 1 | 1 | 0
SDGE | Penasquitos | 69 | 0 | 0 | 0 | 0 | 0 | 0 | 0 | 0 | 0 | 0 | 0 | 0 | 0 | 0 | 0 | 0 | 0 | 0 | 0 | 0 |  | 0 | 0 | 0 | 0 | 0 | 0 | 0 | 0 | 0 | 0 | 0 | 0 | 0 | 0 | 0 | 0 | 0 | 0 | 0 | 0 | 2 |  | 0 | 0 | 0 | 0 | 0 | 0 | 0 | 0 | 0 | 0 | 0 | 0 | 0 | 0 | 0 | 0 | 0 | 0 | 0 |  | 1 | 1 | 1 | 1 | 1 | 1 | 1 | 1 | 1 | 1 | 1 | 0
SDGE | Pendleton | 69 | 0 | 0 | 0 | 0 | 0 | 0 | 0 | 0 | 0 | 0 | 0 | 0 | 0 | 0 | 0 | 0 | 50 | 50 | 0 | 1 |  | 0 | 0 | 0 | 0 | 0 | 0 | 0 | 0 | 0 | 0 | 0 | 0 | 0 | 0 | 0 | 0 | 0 | 0 | 0 | 0 | 1 |  | 0 | 0 | 0 | 0 | 0 | 0 | 0 | 0 | 0 | 0 | 0 | 0 | 0 | 0 | 0 | 0 | 0 | 0 | 0 |  | 1 | 1 | 1 | 1 | 1 | 1 | 1 | 1 | 1 | 1 | 1 | 0
PG&E NGBA | Penngrove | 115 | 0 | 0 | 0 | 0 | 0 | 0 | 0 | 0 | 0 | 0 | 0 | 0 | 0 | 0 | 0 | 0 | 0 | 0 | 0 | 0 |  | 0 | 0 | 0 | 0 | 0 | 0 | 0 | 0 | 0 | 0 | 0 | 0 | 0 | 0 | 0 | 0 | 0 | 0 | 0 | 0 | 1 |  | 0 | 0 | 0 | 0 | 0 | 0 | 0 | 0 | 0 | 0 | 0 | 0 | 0 | 0 | 0 | 0 | 0 | 0 | 0 |  | 1 | 1 | 1 | 1 | 1 | 1 | 1 | 1 | 1 | 1 | 1 | 0
PG&E GBA | Peoria | 115 | 0 | 1 | 0 | 0 | 0 | 0 | 0 | 0 | 0 | 0 | 0 | 0 | 0 | 0 | 0 | 0 | 0 | 0 | 0 | 1 |  | 0 | 2 | 0 | 0 | 0 | 0 | 0 | 0 | 0 | 0 | 0 | 0 | 0 | 0 | 0 | 0 | 0 | 0 | 0 | 1 | 0 |  | 0 | 2 | 0 | 0 | 0 | 0 | 0 | 0 | 0 | 0 | 0 | 0 | 0 | 0 | 0 | 0 | 0 | 0 | 0 |  | 1 | 4 | 1 | 1 | 1 | 1 | 1 | 1 | 1 | 1 | 1 | 1
PG&E GBA | Piercy | 115 | 0 | 0 | 0 | 0 | 0 | 0 | 0 | 0 | 0 | 0 | 0 | 0 | 0 | 0 | 0 | 0 | 0 | 0 | 0 | 0 |  | 0 | 0 | 0 | 0 | 0 | 0 | 0 | 0 | 0 | 0 | 0 | 0 | 0 | 0 | 0 | 0 | 0 | 0 | 0 | 0 | 0 |  | 0 | 0 | 0 | 0 | 0 | 0 | 0 | 0 | 0 | 0 | 0 | 0 | 0 | 0 | 0 | 0 | 0 | 0 | 0 |  | 1 | 1 | 1 | 1 | 1 | 1 | 1 | 1 | 1 | 1 | 1 | 0
PG&E FRESNO | Pine Flat | 230 | 0 | 0 | 0 | 0 | 0 | 0 | 0 | 0 | 0 | 0 | 0 | 0 | 0 | 0 | 0 | 0 | 0 | 0 | 0 | 0 |  | 0 | 8 | 0 | 0 | 0 | 0 | 0 | 0 | 0 | 0 | 0 | 0 | 0 | 0 | 0 | 0 | 0 | 0 | 0 | 1 | 1 |  | 0 | 2 | 0 | 0 | 0 | 0 | 0 | 0 | 0 | 0 | 0 | 0 | 0 | 0 | 0 | 0 | 0 | 0 | 0 |  | 1 | 5 | 1 | 1 | 1 | 1 | 1 | 1 | 1 | 1 | 1 | 1
SCE NOL | Pisgah | 230 | 0 | 0 | 0 | 0 | 0 | 0 | 0 | 0 | 0 | 0 | 0 | 0 | 0 | 0 | 0 | 0 | 0 | 0 | 0 | 0 |  | 0 | 0 | 0 | 0 | 0 | 0 | 0 | 0 | 0 | 0 | 0 | 0 | 0 | 0 | 0 | 0 | 0 | 0 | 0 | 0 | 1 |  | 0 | 0 | 0 | 0 | 0 | 0 | 0 | 0 | 0 | 0 | 0 | 0 | 0 | 0 | 0 | 0 | 0 | 0 | 0 |  | 1 | 1 | 1 | 1 | 1 | 1 | 1 | 1 | 1 | 1 | 1 | 0
PG&E NGBA | Pit 1 | 230 | 0 | 0 | 0 | 0 | 0 | 0 | 0 | 0 | 0 | 0 | 0 | 0 | 0 | 0 | 0 | 0 | 0 | 0 | 0 | 0 |  | 0 | 0 | 0 | 0 | 0 | 0 | 0 | 0 | 0 | 0 | 0 | 0 | 0 | 0 | 0 | 0 | 0 | 0 | 0 | 0 | 0 |  | 0 | 0 | 0 | 0 | 0 | 0 | 0 | 0 | 0 | 0 | 0 | 0 | 0 | 0 | 0 | 0 | 0 | 0 | 0 |  | 1 | 1 | 1 | 1 | 1 | 1 | 1 | 1 | 1 | 1 | 1 | 0
PG&E NGBA | Pit 1 | 60 | 0 | 0 | 0 | 0 | 0 | 0 | 0 | 0 | 0 | 0 | 0 | 0 | 0 | 0 | 0 | 0 | 0 | 0 | 0 | 0 |  | 0 | 0 | 0 | 0 | 0 | 0 | 0 | 0 | 0 | 0 | 0 | 0 | 0 | 0 | 0 | 0 | 0 | 0 | 0 | 0 | 0 |  | 0 | 0 | 0 | 0 | 0 | 0 | 0 | 0 | 0 | 0 | 0 | 0 | 0 | 0 | 0 | 0 | 0 | 0 | 0 |  | 1 | 1 | 1 | 1 | 1 | 1 | 1 | 1 | 1 | 1 | 1 | 0
PG&E NGBA | Pit 3 | 230 | 0 | 0 | 0 | 0 | 0 | 0 | 0 | 0 | 0 | 0 | 0 | 0 | 0 | 0 | 0 | 0 | 0 | 0 | 0 | 0 |  | 0 | 0 | 0 | 0 | 0 | 0 | 0 | 0 | 0 | 0 | 0 | 0 | 0 | 0 | 0 | 0 | 0 | 0 | 0 | 0 | 0 |  | 0 | 0 | 0 | 0 | 0 | 0 | 0 | 0 | 0 | 0 | 0 | 0 | 0 | 0 | 0 | 0 | 0 | 0 | 0 |  | 1 | 1 | 1 | 1 | 1 | 1 | 1 | 1 | 1 | 1 | 1 | 0
PG&E NGBA | Pit 4 | 230 | 0 | 0 | 0 | 0 | 0 | 0 | 0 | 0 | 0 | 0 | 0 | 0 | 0 | 0 | 0 | 0 | 0 | 0 | 0 | 0 |  | 0 | 0 | 0 | 0 | 0 | 0 | 0 | 0 | 0 | 0 | 0 | 0 | 0 | 0 | 0 | 0 | 0 | 0 | 0 | 0 | 0 |  | 0 | 0 | 0 | 0 | 0 | 0 | 0 | 0 | 0 | 0 | 0 | 0 | 0 | 0 | 0 | 0 | 0 | 0 | 0 |  | 1 | 1 | 1 | 1 | 1 | 1 | 1 | 1 | 1 | 1 | 1 | 0
PG&E GBA | Pittsburg | 115 | 0 | 0 | 0 | 0 | 0 | 0 | 0 | 0 | 0 | 0 | 0 | 0 | 0 | 0 | 0 | 0 | 0 | 0 | 0 | 0 |  | 0 | 0 | 0 | 0 | 0 | 0 | 0 | 0 | 0 | 0 | 0 | 0 | 0 | 0 | 0 | 0 | 0 | 0 | 0 | 0 | 0 |  | 0 | 0 | 0 | 0 | 0 | 0 | 0 | 0 | 0 | 0 | 0 | 0 | 0 | 0 | 0 | 0 | 0 | 0 | 0 |  | 1 | 1 | 1 | 1 | 1 | 1 | 1 | 1 | 1 | 1 | 1 | 0
PG&E GBA | Pittsburg | 230 | 0 | 0 | 0 | 0 | 0 | 0 | 0 | 0 | 0 | 0 | 0 | 0 | 0 | 0 | 0 | 0 | 0 | 0 | 100 | 1 |  | 0 | 0 | 0 | 0 | 0 | 0 | 0 | 0 | 0 | 0 | 0 | 0 | 0 | 0 | 0 | 0 | 0 | 0 | 0 | 0 | 0 |  | 0 | 0 | 0 | 0 | 0 | 0 | 0 | 0 | 0 | 0 | 0 | 0 | 0 | 0 | 0 | 0 | 0 | 0 | 0 |  | 1 | 1 | 1 | 1 | 1 | 1 | 1 | 1 | 1 | 1 | 1 | 0
PG&E NGBA | Pleasant Grove | 115 | 0 | 0 | 0 | 0 | 0 | 0 | 0 | 0 | 0 | 0 | 0 | 0 | 0 | 0 | 0 | 0 | 0 | 0 | 0 | 0 |  | 0 | 0 | 0 | 0 | 0 | 0 | 0 | 0 | 0 | 0 | 0 | 2.75 | 0 | 0 | 0 | 0 | 0 | 0 | 0 | 1 | 0 |  | 0 | 0 | 0 | 0 | 0 | 0 | 0 | 0 | 0 | 0 | 0 | 2 | 0 | 0 | 0 | 0 | 0 | 0 | 0 |  | 1 | 1 | 1 | 1 | 1 | 4 | 1 | 1 | 1 | 1 | 1 | 1
PG&E NGBA | POE | 230 | 0 | 0 | 0 | 0 | 0 | 0 | 0 | 0 | 0 | 0 | 0 | 0 | 0 | 0 | 0 | 0 | 0 | 0 | 0 | 0 |  | 0 | 0 | 0 | 0 | 0 | 0 | 0 | 0 | 0 | 0 | 0 | 0 | 0 | 0 | 0 | 0 | 0 | 0 | 0 | 0 | 0 |  | 0 | 0 | 0 | 0 | 0 | 0 | 0 | 0 | 0 | 0 | 0 | 0 | 0 | 0 | 0 | 0 | 0 | 0 | 0 |  | 1 | 1 | 1 | 1 | 1 | 1 | 1 | 1 | 1 | 1 | 1 | 0
SDGE | Point Loma | 69 | 0 | 0 | 0 | 0 | 0 | 0 | 0 | 0 | 0 | 0 | 0 | 0 | 0 | 0 | 0 | 0 | 0 | 0 | 0 | 0 |  | 0 | 0 | 0 | 0 | 0 | 0 | 0 | 0 | 0 | 0 | 0 | 0 | 0 | 0 | 0 | 0 | 0 | 0 | 0 | 0 | 0 |  | 0 | 0 | 0 | 0 | 0 | 0 | 0 | 0 | 0 | 0 | 0 | 0 | 0 | 0 | 0 | 0 | 0 | 0 | 0 |  | 1 | 1 | 1 | 1 | 1 | 1 | 1 | 1 | 1 | 1 | 1 | 0
SDGE | Pomerado | 69 | 0 | 0 | 0 | 0 | 0 | 0 | 0 | 0 | 0 | 0 | 0 | 0 | 0 | 0 | 0 | 100 | 0 | 100 | 0 | 1 |  | 0 | 0 | 0 | 0 | 0 | 0 | 0 | 0 | 0 | 0 | 0 | 0 | 0 | 0 | 0 | 100 | 0 | 100 | 0 | 1 | 0 |  | 0 | 0 | 0 | 0 | 0 | 0 | 0 | 0 | 0 | 0 | 0 | 0 | 0 | 0 | 0 | 0 | 0 | 0 | 0 |  | 1 | 1 | 1 | 1 | 1 | 1 | 1 | 1 | 1 | 1 | 1 | 0
PG&E KERN | Poso Mountain | 115 | 0 | 0 | 0 | 0 | 0 | 0 | 0 | 0 | 0 | 0 | 0 | 0 | 0 | 0 | 0 | 0 | 0 | 0 | 0 | 0 |  | 0 | 0 | 0 | 0 | 0 | 0 | 0 | 0 | 0 | 0 | 0 | 3.8 | 0 | 0 | 0 | 0 | 0 | 0 | 0 | 1 | 0 |  | 0 | 0 | 0 | 0 | 0 | 0 | 0 | 0 | 0 | 0 | 0 | 2 | 0 | 0 | 0 | 0 | 0 | 0 | 0 |  | 1 | 1 | 1 | 1 | 1 | 4 | 1 | 1 | 1 | 1 | 1 | 1
EOP | Primm | 230 | 0 | 0 | 0 | 0 | 0 | 0 | 0 | 0 | 0 | 0 | 0 | 0 | 0 | 0 | 0 | 200 | 0 | 200 | 0 | 1 |  | 0 | 0 | 0 | 0 | 0 | 0 | 0 | 0 | 0 | 0 | 0 | 0 | 0 | 0 | 0 | 200 | 0 | 200 | 0 | 1 | 0 |  | 0 | 0 | 0 | 0 | 0 | 0 | 0 | 0 | 0 | 0 | 0 | 0 | 0 | 0 | 0 | 0 | 0 | 0 | 0 |  | 1 | 1 | 1 | 1 | 1 | 1 | 1 | 1 | 1 | 1 | 1 | 0
PG&E NGBA | Putah Creek | 115 | 0 | 0 | 0 | 0 | 0 | 0 | 0 | 0 | 0 | 0 | 0 | 4.3 | 0 | 3 | 3 | 3 | 0 | 3 | 0 | 1 |  | 0 | 0 | 0 | 0 | 0 | 0 | 0 | 0 | 0 | 0 | 0 | 6.85 | 0 | 3 | 3 | 3 | 0 | 3 | 0 | 1 | 0 |  | 0 | 0 | 0 | 0 | 0 | 0 | 0 | 0 | 0 | 0 | 0 | 2 | 0 | 0 | 0 | 0 | 0 | 0 | 0 |  | 1 | 1 | 1 | 1 | 1 | 4 | 1 | 1 | 1 | 1 | 1 | 1
SDGE | Q1806 | 138 | 0 | 0 | 0 | 0 | 0 | 0 | 0 | 0 | 0 | 0 | 0 | 0 | 0 | 0 | 0 | 0 | 0 | 0 | 0 | 0 |  | 0 | 0 | 0 | 0 | 0 | 0 | 0 | 0 | 0 | 0 | 0 | 0 | 0 | 0 | 0 | 0 | 0 | 0 | 0 | 0 | 0 |  | 0 | 0 | 0 | 0 | 0 | 0 | 0 | 0 | 0 | 0 | 0 | 0 | 0 | 0 | 0 | 0 | 0 | 0 | 0 |  | 1 | 1 | 1 | 1 | 1 | 1 | 1 | 1 | 1 | 1 | 1 | 0
PG&E FRESNO | Quinto | 230 | 0 | 0 | 0 | 0 | 0 | 0 | 0 | 0 | 0 | 0 | 0 | 0 | 0 | 140 | 140 | 0 | 0 | 0 | 0 | 1 |  | 0 | 0 | 0 | 0 | 0 | 0 | 0 | 0 | 0 | 0 | 0 | 0 | 121 | 0 | 121 | 0 | 0 | 0 | 0 | 1 | 0 |  | 0 | 0 | 0 | 0 | 0 | 0 | 0 | 0 | 0 | 0 | 0 | 0 | 2 | 0 | 0 | 0 | 0 | 0 | 0 |  | 1 | 1 | 1 | 1 | 1 | 1 | 4 | 1 | 1 | 1 | 1 | 1
PG&E GBA | Race Track | 115 | 0 | 0 | 0 | 0 | 0 | 0 | 0 | 0 | 0 | 0 | 0 | 0 | 0 | 0 | 0 | 0 | 0 | 0 | 0 | 0 |  | 0 | 0 | 0 | 0 | 0 | 0 | 0 | 0 | 0 | 0 | 0 | 0 | 0 | 0 | 0 | 0 | 0 | 0 | 0 | 0 | 0 |  | 0 | 0 | 0 | 0 | 0 | 0 | 0 | 0 | 0 | 0 | 0 | 0 | 0 | 0 | 0 | 0 | 0 | 0 | 0 |  | 1 | 1 | 1 | 1 | 1 | 1 | 1 | 1 | 1 | 1 | 1 | 0
SDGE | Rancho Mission Viejo | 138 | 0 | 0 | 0 | 0 | 0 | 0 | 0 | 0 | 0 | 0 | 0 | 0 | 0 | 0 | 0 | 0 | 0 | 0 | 0 | 0 |  | 0 | 0 | 0 | 0 | 0 | 0 | 0 | 0 | 0 | 0 | 0 | 0 | 0 | 0 | 0 | 0 | 0 | 0 | 0 | 0 | 0 |  | 0 | 0 | 0 | 0 | 0 | 0 | 0 | 0 | 0 | 0 | 0 | 0 | 0 | 0 | 0 | 0 | 0 | 0 | 0 |  | 1 | 1 | 1 | 1 | 1 | 1 | 1 | 1 | 1 | 1 | 1 | 0
PG&E GBA | Rancho Seco | 230 | 0 | 0 | 0 | 0 | 0 | 0 | 0 | 0 | 0 | 0 | 0 | 0 | 0 | 0 | 0 | 0 | 0 | 0 | 0 | 0 |  | 0 | 0 | 0 | 0 | 0 | 0 | 0 | 0 | 0 | 0 | 0 | 0 | 0 | 0 | 0 | 0 | 0 | 0 | 0 | 0 | 0 |  | 0 | 0 | 0 | 0 | 0 | 0 | 0 | 0 | 0 | 0 | 0 | 0 | 0 | 0 | 0 | 0 | 0 | 0 | 0 |  | 1 | 1 | 1 | 1 | 1 | 1 | 1 | 1 | 1 | 1 | 1 | 0
SCE Metro | Rancho Vista | 230 | 0 | 0 | 0 | 0 | 0 | 0 | 0 | 0 | 0 | 0 | 0 | 0 | 0 | 0 | 0 | 0 | 0 | 0 | 0 | 0 |  | 0 | 0 | 0 | 0 | 0 | 0 | 0 | 0 | 0 | 0 | 0 | 0 | 0 | 0 | 0 | 0 | 0 | 0 | 0 | 0 | 0 |  | 0 | 0 | 0 | 0 | 0 | 0 | 0 | 0 | 0 | 0 | 0 | 0 | 0 | 0 | 0 | 0 | 0 | 0 | 0 |  | 1 | 1 | 1 | 1 | 1 | 1 | 1 | 1 | 1 | 1 | 1 | 0
SCE Metro | Rancho Vista | 500 | 0 | 0 | 0 | 0 | 0 | 0 | 0 | 0 | 0 | 0 | 0 | 0 | 0 | 0 | 0 | 0 | 0 | 0 | 0 | 0 |  | 0 | 0 | 0 | 0 | 0 | 0 | 0 | 0 | 0 | 0 | 0 | 0 | 0 | 0 | 0 | 0 | 0 | 0 | 0 | 0 | 0 |  | 0 | 0 | 0 | 0 | 0 | 0 | 0 | 0 | 0 | 0 | 0 | 0 | 0 | 0 | 0 | 0 | 0 | 0 | 0 |  | 1 | 1 | 1 | 1 | 1 | 1 | 1 | 1 | 1 | 1 | 1 | 0
SCE NOL | Ransburg | 115 | 0 | 0 | 0 | 0 | 0 | 0 | 0 | 0 | 0 | 0 | 0 | 3.3 | 0 | 0 | 0 | 0 | 0 | 0 | 0 | 1 |  | 0 | 0 | 0 | 0 | 0 | 0 | 0 | 0 | 0 | 0 | 0 | 0 | 0 | 0 | 0 | 0 | 0 | 0 | 0 | 0 | 0 |  | 0 | 0 | 0 | 0 | 0 | 0 | 0 | 0 | 0 | 0 | 0 | 0 | 0 | 0 | 0 | 0 | 0 | 0 | 0 |  | 1 | 1 | 1 | 1 | 1 | 1 | 1 | 1 | 1 | 1 | 1 | 0
PG&E GBA | Ravenswood | 115 | 0 | 0 | 0 | 0 | 0 | 0 | 0 | 0 | 0 | 0 | 0 | 0 | 0 | 0 | 0 | 0 | 0 | 0 | 0 | 0 |  | 0 | 0 | 0 | 0 | 0 | 0 | 0 | 0 | 0 | 0 | 0 | 0 | 0 | 0 | 0 | 0 | 0 | 0 | 0 | 0 | 0 |  | 0 | 0 | 0 | 0 | 0 | 0 | 0 | 0 | 0 | 0 | 0 | 0 | 0 | 0 | 0 | 0 | 0 | 0 | 0 |  | 1 | 1 | 1 | 1 | 1 | 1 | 1 | 1 | 1 | 1 | 1 | 0
PG&E GBA | Ravenswood | 230 | 0 | 0 | 0 | 0 | 0 | 0 | 0 | 0 | 0 | 0 | 0 | 0 | 0 | 0 | 0 | 0 | 0 | 0 | 0 | 0 |  | 0 | 0 | 0 | 0 | 0 | 0 | 0 | 0 | 0 | 0 | 0 | 0 | 0 | 0 | 0 | 0 | 0 | 0 | 0 | 0 | 0 |  | 0 | 0 | 0 | 0 | 0 | 0 | 0 | 0 | 0 | 0 | 0 | 0 | 0 | 0 | 0 | 0 | 0 | 0 | 0 |  | 1 | 1 | 1 | 1 | 1 | 1 | 1 | 1 | 1 | 1 | 1 | 0
SCE Northern | Rector | 230 | 0 | 0 | 0 | 0 | 0 | 0 | 0 | 0 | 0 | 0 | 0 | 15 | 0 | 0 | 0 | 0 | 0 | 0 | 0 | 1 |  | 0 | 0 | 0 | 0 | 0 | 0 | 0 | 0 | 0 | 0 | 0 | 3 | 0 | 0 | 0 | 0 | 0 | 0 | 0 | 1 | 0 |  | 0 | 0 | 0 | 0 | 0 | 0 | 0 | 0 | 0 | 0 | 0 | 0 | 0 | 0 | 0 | 0 | 0 | 0 | 0 |  | 1 | 1 | 1 | 1 | 1 | 1 | 1 | 1 | 1 | 1 | 1 | 0
SCE Eastern | Red Bluff | 230 | 0 | 0 | 0 | 0 | 0 | 0 | 0 | 0 | 0 | 0 | 0 | 0 | 0 | 463.5 | 463.5 | 446 | 0 | 446 | 0 | 1 |  | 0 | 0 | 0 | 0 | 0 | 0 | 0 | 0 | 0 | 0 | 0 | 0 | 100 | 363.5 | 463.5 | 416 | 0 | 416 | 0 | 1 | 0 |  | 0 | 0 | 0 | 0 | 0 | 0 | 0 | 0 | 0 | 0 | 0 | 0 | 2 | 0 | 0 | 0 | 0 | 0 | 0 |  | 1 | 1 | 1 | 1 | 1 | 1 | 4 | 1 | 1 | 1 | 1 | 1
SCE Eastern | Red Bluff | 500 | 0 | 0 | 0 | 0 | 0 | 0 | 0 | 0 | 0 | 0 | 0 | 0 | 175 | 250 | 425 | 225 | 0 | 225 | 0 | 1 |  | 0 | 0 | 0 | 0 | 0 | 0 | 0 | 0 | 0 | 0 | 0 | 0 | 0 | 250 | 250 | 375 | 0 | 375 | 0 | 1 | 0 |  | 0 | 0 | 0 | 0 | 0 | 0 | 0 | 0 | 0 | 0 | 0 | 0 | 0 | 0 | 0 | 2 | 0 | 2 | 0 |  | 1 | 1 | 1 | 1 | 1 | 1 | 1 | 4 | 1 | 4 | 1 | 1
PG&E NGBA | Redbud | 115 | 0 | 0 | 0 | 0 | 0 | 0 | 0 | 0 | 0 | 0 | 0 | 0 | 0 | 0 | 0 | 0 | 0 | 0 | 0 | 0 |  | 0 | 0 | 0 | 0 | 0 | 0 | 0 | 0 | 0 | 0 | 0 | 0 | 0 | 0 | 0 | 0 | 0 | 0 | 0 | 0 | 0 |  | 0 | 0 | 0 | 0 | 0 | 0 | 0 | 0 | 0 | 0 | 0 | 0 | 0 | 0 | 0 | 0 | 0 | 0 | 0 |  | 1 | 1 | 1 | 1 | 1 | 1 | 1 | 1 | 1 | 1 | 1 | 0
SCE Metro | Redondo | 230 | 0 | 0 | 0 | 0 | 0 | 0 | 0 | 0 | 0 | 0 | 0 | 0 | 0 | 0 | 0 | 0 | 0 | 0 | 0 | 0 |  | 0 | 0 | 0 | 0 | 0 | 0 | 0 | 0 | 0 | 0 | 0 | 0 | 0 | 0 | 0 | 0 | 0 | 0 | 0 | 0 | 0 |  | 0 | 0 | 0 | 0 | 0 | 0 | 0 | 0 | 0 | 0 | 0 | 0 | 0 | 0 | 0 | 0 | 0 | 0 | 0 |  | 1 | 1 | 1 | 1 | 1 | 1 | 1 | 1 | 1 | 1 | 1 | 0
PG&E FRESNO | Reedley | 115 | 0 | 0 | 0 | 0 | 0 | 0 | 0 | 0 | 0 | 0 | 0 | 0 | 0 | 0 | 0 | 0 | 0 | 0 | 0 | 0 |  | 0 | 0 | 0 | 0 | 0 | 0 | 0 | 0 | 0 | 0 | 0 | 0 | 0 | 0 | 0 | 0 | 0 | 0 | 0 | 0 | 0 |  | 0 | 0 | 0 | 0 | 0 | 0 | 0 | 0 | 0 | 0 | 0 | 0 | 0 | 0 | 0 | 0 | 0 | 0 | 0 |  | 1 | 1 | 1 | 1 | 1 | 1 | 1 | 1 | 1 | 1 | 1 | 0
PG&E KERN | Renfro | 115 | 0 | 0 | 0 | 0 | 0 | 0 | 0 | 0 | 0 | 0 | 0 | 0 | 0 | 0 | 0 | 0 | 0 | 0 | 0 | 0 |  | 0 | 0 | 0 | 0 | 0 | 0 | 0 | 0 | 0 | 0 | 0 | 0 | 0 | 0 | 0 | 0 | 0 | 0 | 0 | 0 | 0 |  | 0 | 0 | 0 | 0 | 0 | 0 | 0 | 0 | 0 | 0 | 0 | 0 | 0 | 0 | 0 | 0 | 0 | 0 | 0 |  | 1 | 1 | 1 | 1 | 1 | 1 | 1 | 1 | 1 | 1 | 1 | 0
PG&E GBA | Richmond R | 115 | 0 | 0.5 | 0 | 0 | 0 | 0 | 0 | 0 | 0 | 0 | 0 | 8 | 0 | 0 | 0 | 0 | 0 | 0 | 0 | 1 |  | 0 | 0 | 0 | 0 | 0 | 0 | 0 | 0 | 0 | 0 | 0 | 2.7 | 0 | 0 | 0 | 0 | 0 | 0 | 0 | 1 | 0 |  | 0 | 0 | 0 | 0 | 0 | 0 | 0 | 0 | 0 | 0 | 0 | 0 | 0 | 0 | 0 | 0 | 0 | 0 | 0 |  | 1 | 1 | 1 | 1 | 1 | 1 | 1 | 1 | 1 | 1 | 1 | 0
PG&E NGBA | Rincon | 115 | 0 | 0 | 0 | 0 | 0 | 0 | 0 | 0 | 0 | 0 | 0 | 0 | 0 | 0 | 0 | 0 | 0 | 0 | 0 | 0 |  | 0 | 0 | 0 | 0 | 0 | 0 | 0 | 0 | 0 | 0 | 0 | 0 | 0 | 0 | 0 | 0 | 0 | 0 | 0 | 0 | 0 |  | 0 | 0 | 0 | 0 | 0 | 0 | 0 | 0 | 0 | 0 | 0 | 0 | 0 | 0 | 0 | 0 | 0 | 0 | 0 |  | 1 | 1 | 1 | 1 | 1 | 1 | 1 | 1 | 1 | 1 | 1 | 0
PG&E KERN | Rio Bravo | 115 | 0 | 0 | 0 | 0 | 0 | 0 | 0 | 0 | 0 | 0 | 0 | 0 | 0 | 0 | 0 | 0 | 0 | 0 | 0 | 0 |  | 0 | 0 | 0 | 0 | 0 | 0 | 0 | 0 | 0 | 0 | 0 | 0 | 0 | 0 | 0 | 0 | 0 | 0 | 0 | 0 | 0 |  | 0 | 0 | 0 | 0 | 0 | 0 | 0 | 0 | 0 | 0 | 0 | 0 | 0 | 0 | 0 | 0 | 0 | 0 | 0 |  | 1 | 1 | 1 | 1 | 1 | 1 | 1 | 1 | 1 | 1 | 1 | 0
SCE Metro | Rio Hondo | 230 | 0 | 0 | 0 | 0 | 0 | 0 | 0 | 0 | 0 | 0 | 0 | 0 | 0 | 0 | 0 | 265 | 10 | 275 | 0 | 1 |  | 0 | 0 | 0 | 0 | 0 | 0 | 0 | 0 | 0 | 0 | 0 | 0 | 0 | 0 | 0 | 0 | 0 | 0 | 0 | 0 | 0 |  | 0 | 0 | 0 | 0 | 0 | 0 | 0 | 0 | 0 | 0 | 0 | 0 | 0 | 0 | 0 | 0 | 0 | 0 | 0 |  | 1 | 1 | 1 | 1 | 1 | 1 | 1 | 1 | 1 | 1 | 1 | 0
PG&E NGBA | Rio Oso | 115 | 0 | 0 | 0 | 0 | 0 | 0 | 0 | 0 | 0 | 0 | 0 | 0 | 0 | 0 | 0 | 0 | 0 | 0 | 0 | 0 |  | 0 | 0 | 0 | 0 | 0 | 0 | 0 | 0 | 0 | 0 | 0 | 0 | 0 | 0 | 0 | 0 | 0 | 0 | 0 | 0 | 0 |  | 0 | 0 | 0 | 0 | 0 | 0 | 0 | 0 | 0 | 0 | 0 | 0 | 0 | 0 | 0 | 0 | 0 | 0 | 0 |  | 1 | 1 | 1 | 1 | 1 | 1 | 1 | 1 | 1 | 1 | 1 | 0
PG&E NGBA | Rio Oso | 230 | 0 | 0 | 0 | 0 | 0 | 0 | 0 | 0 | 0 | 0 | 0 | 0 | 0 | 0 | 0 | 0 | 0 | 0 | 0 | 0 |  | 0 | 0 | 0 | 0 | 0 | 0 | 0 | 0 | 0 | 0 | 0 | 0 | 0 | 0 | 0 | 0 | 0 | 0 | 0 | 0 | 0 |  | 0 | 0 | 0 | 0 | 0 | 0 | 0 | 0 | 0 | 0 | 0 | 0 | 0 | 0 | 0 | 0 | 0 | 0 | 0 |  | 1 | 1 | 1 | 1 | 1 | 1 | 1 | 1 | 1 | 1 | 1 | 0
PG&E GBA | Ripon | 115 | 0 | 0 | 0 | 0 | 0 | 0 | 0 | 0 | 0 | 0 | 0 | 2.6 | 0 | 0 | 0 | 99 | 0 | 99 | 0 | 1 |  | 0 | 0 | 0 | 0 | 0 | 0 | 0 | 0 | 0 | 0 | 0 | 2.6 | 0 | 0 | 0 | 50 | 0 | 50 | 0 | 1 | 0 |  | 0 | 0 | 0 | 0 | 0 | 0 | 0 | 0 | 0 | 0 | 0 | 0 | 0 | 0 | 0 | 0 | 0 | 0 | 0 |  | 1 | 1 | 1 | 1 | 1 | 1 | 1 | 1 | 1 | 1 | 1 | 0
PG&E GBA | Riverbank | 115 | 0 | 0 | 0 | 0 | 0 | 0 | 0 | 0 | 0 | 0 | 0 | 0 | 0 | 0 | 0 | 0 | 0 | 0 | 0 | 0 |  | 0 | 0 | 0 | 0 | 0 | 0 | 0 | 0 | 0 | 0 | 0 | 0 | 0 | 0 | 0 | 0 | 0 | 0 | 0 | 0 | 0 |  | 0 | 0 | 0 | 0 | 0 | 0 | 0 | 0 | 0 | 0 | 0 | 0 | 0 | 0 | 0 | 0 | 0 | 0 | 0 |  | 1 | 1 | 1 | 1 | 1 | 1 | 1 | 1 | 1 | 1 | 1 | 0
SCE NOL | Roadway | 115 | 0 | 2.7 | 0 | 0 | 0 | 0 | 0 | 0 | 0 | 0 | 0 | 2 | 200 | 0 | 200 | 100 | 0 | 100 | 0 | 1 |  | 0 | 0 | 0 | 0 | 0 | 0 | 0 | 0 | 0 | 0 | 0 | 0 | 211 | 10 | 221 | 100 | 10 | 110 | 0 | 1 | 0 |  | 0 | 0 | 0 | 0 | 0 | 0 | 0 | 0 | 0 | 0 | 0 | 0 | 0 | 2 | 0 | 0 | 2 | 0 | 0 |  | 1 | 1 | 1 | 1 | 1 | 1 | 1 | 1 | 4 | 1 | 1 | 1
PG&E NGBA | Rock Creek 1 | 230 | 0 | 0 | 0 | 0 | 0 | 0 | 0 | 0 | 0 | 0 | 0 | 0 | 0 | 0 | 0 | 0 | 0 | 0 | 0 | 0 |  | 0 | 0 | 0 | 0 | 0 | 0 | 0 | 0 | 0 | 0 | 0 | 0 | 0 | 0 | 0 | 0 | 0 | 0 | 0 | 0 | 0 |  | 0 | 0 | 0 | 0 | 0 | 0 | 0 | 0 | 0 | 0 | 0 | 0 | 0 | 0 | 0 | 0 | 0 | 0 | 0 |  | 1 | 1 | 1 | 1 | 1 | 1 | 1 | 1 | 1 | 1 | 1 | 0
SCE Northern | Rosamond | 66 | 0 | 0 | 0 | 0 | 0 | 0 | 0 | 0 | 0 | 0 | 0 | 0 | 0 | 0 | 0 | 0 | 0 | 0 | 0 | 0 |  | 0 | 0 | 0 | 0 | 0 | 0 | 0 | 0 | 0 | 0 | 0 | 0 | 0 | 0 | 0 | 0 | 0 | 0 | 0 | 0 | 0 |  | 0 | 0 | 0 | 0 | 0 | 0 | 0 | 0 | 0 | 0 | 0 | 0 | 0 | 0 | 0 | 0 | 0 | 0 | 0 |  | 1 | 1 | 1 | 1 | 1 | 1 | 1 | 1 | 1 | 1 | 1 | 0
PG&E GBA | Rossmoor | 230 | 0 | 0 | 0 | 0 | 0 | 0 | 0 | 0 | 0 | 0 | 0 | 0 | 0 | 0 | 0 | 0 | 0 | 0 | 0 | 0 |  | 0 | 0 | 0 | 0 | 0 | 0 | 0 | 0 | 0 | 0 | 0 | 0 | 0 | 0 | 0 | 0 | 0 | 0 | 0 | 0 | 0 |  | 0 | 0 | 0 | 0 | 0 | 0 | 0 | 0 | 0 | 0 | 0 | 0 | 0 | 0 | 0 | 0 | 0 | 0 | 0 |  | 1 | 1 | 1 | 1 | 1 | 1 | 1 | 1 | 1 | 1 | 1 | 0
PG&E NGBA | Round Mountain | 230 | 0 | 0 | 0 | 0 | 0 | 0 | 0 | 0 | 0 | 0 | 0 | 0 | 0 | 0 | 0 | 0 | 0 | 0 | 0 | 0 |  | 0 | 14 | 80 | 20 | 100 | 0 | 0 | 0 | 0 | 0 | 0 | 0 | 0 | 0 | 0 | 0 | 0 | 0 | 0 | 1 | 0 |  | 0 | 2 | 2 | 2 | 2 | 0 | 0 | 0 | 0 | 0 | 0 | 0 | 0 | 0 | 0 | 0 | 0 | 0 | 0 |  | 1 | 4 | 4 | 1 | 1 | 1 | 1 | 1 | 1 | 1 | 1 | 1
PG&E NGBA | Round Mountain | 500 | 0 | 0 | 0 | 0 | 0 | 0 | 0 | 0 | 0 | 0 | 0 | 0 | 0 | 0 | 0 | 0 | 0 | 0 | 0 | 0 |  | 0 | 0 | 0 | 0 | 0 | 0 | 0 | 0 | 0 | 0 | 0 | 0 | 0 | 0 | 0 | 0 | 0 | 0 | 0 | 0 | 0 |  | 0 | 0 | 0 | 0 | 0 | 0 | 0 | 0 | 0 | 0 | 0 | 0 | 0 | 0 | 0 | 0 | 0 | 0 | 0 |  | 1 | 1 | 1 | 1 | 1 | 1 | 1 | 1 | 1 | 1 | 1 | 0
PG&E GBA | Salado | 115 | 0 | 0 | 0 | 0 | 0 | 0 | 0 | 0 | 0 | 0 | 0 | 0 | 0 | 0 | 0 | 0 | 0 | 0 | 0 | 0 |  | 0 | 0 | 0 | 0 | 0 | 0 | 0 | 0 | 0 | 0 | 0 | 0 | 0 | 0 | 0 | 0 | 0 | 0 | 0 | 0 | 0 |  | 0 | 0 | 0 | 0 | 0 | 0 | 0 | 0 | 0 | 0 | 0 | 0 | 0 | 0 | 0 | 0 | 0 | 0 | 0 |  | 1 | 1 | 1 | 1 | 1 | 1 | 1 | 1 | 1 | 1 | 1 | 0
PG&E GBA | Salado | 60 | 0 | 0 | 0 | 0 | 0 | 0 | 0 | 0 | 0 | 0 | 0 | 0 | 0 | 0 | 0 | 0 | 0 | 0 | 0 | 0 |  | 0 | 0 | 0 | 0 | 0 | 0 | 0 | 0 | 0 | 0 | 0 | 0 | 0 | 0 | 0 | 0 | 0 | 0 | 0 | 0 | 0 |  | 0 | 0 | 0 | 0 | 0 | 0 | 0 | 0 | 0 | 0 | 0 | 0 | 0 | 0 | 0 | 0 | 0 | 0 | 0 |  | 1 | 1 | 1 | 1 | 1 | 1 | 1 | 1 | 1 | 1 | 1 | 0
PG&E GBA | Salinas | 115 | 0 | 3.25 | 0 | 0 | 0 | 0 | 0 | 0 | 0 | 0 | 0 | 3 | 0 | 0 | 0 | 0 | 0 | 0 | 0 | 1 |  | 0 | 0 | 0 | 0 | 0 | 0 | 0 | 0 | 0 | 0 | 0 | 0 | 0 | 0 | 0 | 0 | 0 | 0 | 0 | 0 | 0 |  | 0 | 0 | 0 | 0 | 0 | 0 | 0 | 0 | 0 | 0 | 0 | 0 | 0 | 0 | 0 | 0 | 0 | 0 | 0 |  | 1 | 1 | 1 | 1 | 1 | 1 | 1 | 1 | 1 | 1 | 1 | 0
SDGE | Salt Creek | 69 | 0 | 0 | 0 | 0 | 0 | 0 | 0 | 0 | 0 | 0 | 0 | 0 | 0 | 0 | 0 | 0 | 0 | 0 | 0 | 0 |  | 0 | 0 | 0 | 0 | 0 | 0 | 0 | 0 | 0 | 0 | 0 | 0 | 0 | 0 | 0 | 0 | 0 | 0 | 0 | 0 | 0 |  | 0 | 0 | 0 | 0 | 0 | 0 | 0 | 0 | 0 | 0 | 0 | 0 | 0 | 0 | 0 | 0 | 0 | 0 | 0 |  | 1 | 1 | 1 | 1 | 1 | 1 | 1 | 1 | 1 | 1 | 1 | 0
SCE Eastern | San Bernardino | 230 | 0 | 5.25 | 0 | 0 | 0 | 0 | 0 | 0 | 0 | 0 | 0 | 0 | 0 | 0 | 0 | 0 | 0 | 0 | 0 | 1 |  | 0 | 0 | 0 | 0 | 0 | 0 | 0 | 0 | 0 | 0 | 0 | 0 | 0 | 0 | 0 | 0 | 0 | 0 | 0 | 0 | 0 |  | 0 | 0 | 0 | 0 | 0 | 0 | 0 | 0 | 0 | 0 | 0 | 0 | 0 | 0 | 0 | 0 | 0 | 0 | 0 |  | 1 | 1 | 1 | 1 | 1 | 1 | 1 | 1 | 1 | 1 | 1 | 0
PG&E GBA | SAN FRAN A (POTRERO PP) | 115 | 0 | 0 | 0 | 0 | 0 | 0 | 0 | 0 | 0 | 0 | 0 | 0 | 0 | 0 | 0 | 0 | 0 | 0 | 0 | 0 |  | 0 | 0 | 0 | 0 | 0 | 0 | 0 | 0 | 0 | 0 | 0 | 0 | 0 | 0 | 0 | 0 | 0 | 0 | 0 | 0 | 0 |  | 0 | 0 | 0 | 0 | 0 | 0 | 0 | 0 | 0 | 0 | 0 | 0 | 0 | 0 | 0 | 0 | 0 | 0 | 0 |  | 1 | 1 | 1 | 1 | 1 | 1 | 1 | 1 | 1 | 1 | 1 | 0
PG&E GBA | SAN FRAN A (POTRERO PP) | 230 | 0 | 0 | 0 | 0 | 0 | 0 | 0 | 0 | 0 | 0 | 0 | 0 | 0 | 0 | 0 | 0 | 0 | 0 | 0 | 0 |  | 0 | 0 | 0 | 0 | 0 | 0 | 0 | 0 | 0 | 0 | 0 | 0 | 0 | 0 | 0 | 0 | 0 | 0 | 0 | 0 | 0 |  | 0 | 0 | 0 | 0 | 0 | 0 | 0 | 0 | 0 | 0 | 0 | 0 | 0 | 0 | 0 | 0 | 0 | 0 | 0 |  | 1 | 1 | 1 | 1 | 1 | 1 | 1 | 1 | 1 | 1 | 1 | 0
PG&E GBA | San Jose A | 115 | 0 | 0 | 0 | 0 | 0 | 0 | 0 | 0 | 0 | 0 | 0 | 0 | 0 | 0 | 0 | 0 | 0 | 0 | 0 | 0 |  | 0 | 0 | 0 | 0 | 0 | 0 | 0 | 0 | 0 | 0 | 0 | 0 | 0 | 0 | 0 | 0 | 0 | 0 | 0 | 0 | 0 |  | 0 | 0 | 0 | 0 | 0 | 0 | 0 | 0 | 0 | 0 | 0 | 0 | 0 | 0 | 0 | 0 | 0 | 0 | 0 |  | 1 | 1 | 1 | 1 | 1 | 1 | 1 | 1 | 1 | 1 | 1 | 0
PG&E GBA | San Jose B | 115 | 0 | 0 | 0 | 0 | 0 | 0 | 0 | 0 | 0 | 0 | 0 | 0 | 0 | 0 | 0 | 0 | 0 | 0 | 0 | 0 |  | 0 | 0 | 0 | 0 | 0 | 0 | 0 | 0 | 0 | 0 | 0 | 0 | 0 | 0 | 0 | 0 | 0 | 0 | 0 | 0 | 0 |  | 0 | 0 | 0 | 0 | 0 | 0 | 0 | 0 | 0 | 0 | 0 | 0 | 0 | 0 | 0 | 0 | 0 | 0 | 0 |  | 1 | 1 | 1 | 1 | 1 | 1 | 1 | 1 | 1 | 1 | 1 | 0
PG&E GBA | San Leandro U | 115 | 0 | 0 | 0 | 0 | 0 | 0 | 0 | 0 | 0 | 0 | 0 | 0 | 0 | 0 | 0 | 0 | 0 | 0 | 0 | 0 |  | 0 | 0 | 0 | 0 | 0 | 0 | 0 | 0 | 0 | 0 | 0 | 0 | 0 | 0 | 0 | 0 | 0 | 0 | 0 | 0 | 0 |  | 0 | 0 | 0 | 0 | 0 | 0 | 0 | 0 | 0 | 0 | 0 | 0 | 0 | 0 | 0 | 0 | 0 | 0 | 0 |  | 1 | 1 | 1 | 1 | 1 | 1 | 1 | 1 | 1 | 1 | 1 | 0
PG&E KERN | San Luis Obispo | 115 | 0 | 0 | 0 | 0 | 0 | 0 | 0 | 0 | 0 | 0 | 0 | 0 | 0 | 0 | 0 | 0 | 0 | 0 | 0 | 0 |  | 0 | 11 | 0 | 0 | 0 | 0 | 0 | 0 | 0 | 0 | 0 | 0 | 0 | 0 | 0 | 0 | 0 | 0 | 0 | 1 | 0 |  | 0 | 2 | 0 | 0 | 0 | 0 | 0 | 0 | 0 | 0 | 0 | 0 | 0 | 0 | 0 | 0 | 0 | 0 | 0 |  | 1 | 4 | 1 | 1 | 1 | 1 | 1 | 1 | 1 | 1 | 1 | 1
PG&E KERN | San Luis Obispo | 70 | 0 | 11 | 0 | 0 | 0 | 0 | 0 | 0 | 0 | 0 | 0 | 0 | 0 | 0 | 0 | 0 | 0 | 0 | 0 | 1 |  | 0 | 0 | 0 | 0 | 0 | 0 | 0 | 0 | 0 | 0 | 0 | 0 | 0 | 0 | 0 | 0 | 0 | 0 | 0 | 0 | 0 |  | 0 | 0 | 0 | 0 | 0 | 0 | 0 | 0 | 0 | 0 | 0 | 0 | 0 | 0 | 0 | 0 | 0 | 0 | 0 |  | 1 | 1 | 1 | 1 | 1 | 1 | 1 | 1 | 1 | 1 | 1 | 0
SDGE | San Luis Rey | 230 | 0 | 0 | 0 | 0 | 0 | 0 | 0 | 0 | 0 | 0 | 0 | 0 | 0 | 0 | 0 | 0 | 0 | 0 | 0 | 0 |  | 0 | 0 | 0 | 0 | 0 | 0 | 0 | 0 | 0 | 0 | 0 | 0 | 0 | 0 | 0 | 20 | 0 | 20 | 0 | 1 | 0 |  | 0 | 0 | 0 | 0 | 0 | 0 | 0 | 0 | 0 | 0 | 0 | 0 | 0 | 0 | 0 | 2 | 0 | 2 | 0 |  | 1 | 1 | 1 | 1 | 1 | 1 | 1 | 4 | 1 | 4 | 1 | 1
SDGE | San Luis Rey | 69 | 0 | 0 | 0 | 0 | 0 | 0 | 0 | 0 | 0 | 0 | 0 | 0 | 0 | 0 | 0 | 0 | 0 | 0 | 0 | 0 |  | 0 | 0 | 0 | 0 | 0 | 0 | 0 | 0 | 0 | 0 | 0 | 0 | 0 | 0 | 0 | 0 | 0 | 0 | 0 | 0 | 0 |  | 0 | 0 | 0 | 0 | 0 | 0 | 0 | 0 | 0 | 0 | 0 | 0 | 0 | 0 | 0 | 0 | 0 | 0 | 0 |  | 1 | 1 | 1 | 1 | 1 | 1 | 1 | 1 | 1 | 1 | 1 | 0
SDGE | San Marcos | 69 | 0 | 0 | 0 | 0 | 0 | 0 | 0 | 0 | 0 | 0 | 0 | 0 | 0 | 0 | 0 | 0 | 0 | 0 | 0 | 0 |  | 0 | 0 | 0 | 0 | 0 | 0 | 0 | 0 | 0 | 0 | 0 | 0 | 0 | 0 | 0 | 0 | 0 | 0 | 0 | 0 | 0 |  | 0 | 0 | 0 | 0 | 0 | 0 | 0 | 0 | 0 | 0 | 0 | 0 | 0 | 0 | 0 | 0 | 0 | 0 | 0 |  | 1 | 1 | 1 | 1 | 1 | 1 | 1 | 1 | 1 | 1 | 1 | 0
SCE Metro | San Onofre | 230 | 0 | 0 | 0 | 0 | 0 | 0 | 0 | 0 | 0 | 0 | 0 | 0 | 0 | 0 | 0 | 0 | 0 | 0 | 0 | 0 |  | 0 | 0 | 0 | 0 | 0 | 0 | 0 | 0 | 0 | 0 | 0 | 0 | 0 | 0 | 0 | 0 | 0 | 0 | 0 | 0 | 0 |  | 0 | 0 | 0 | 0 | 0 | 0 | 0 | 0 | 0 | 0 | 0 | 0 | 0 | 0 | 0 | 0 | 0 | 0 | 0 |  | 1 | 1 | 1 | 1 | 1 | 1 | 1 | 1 | 1 | 1 | 1 | 0
PG&E GBA | San Pablo | 115 | 0 | 0 | 0 | 0 | 0 | 0 | 0 | 0 | 0 | 0 | 0 | 0 | 0 | 0 | 0 | 0 | 0 | 0 | 0 | 0 |  | 0 | 0 | 0 | 0 | 0 | 0 | 0 | 0 | 0 | 0 | 0 | 0 | 0 | 0 | 0 | 0 | 0 | 0 | 0 | 0 | 0 |  | 0 | 0 | 0 | 0 | 0 | 0 | 0 | 0 | 0 | 0 | 0 | 0 | 0 | 0 | 0 | 0 | 0 | 0 | 0 |  | 1 | 1 | 1 | 1 | 1 | 1 | 1 | 1 | 1 | 1 | 1 | 0
PG&E GBA | San Ramon | 230 | 0 | 0 | 0 | 0 | 0 | 0 | 0 | 0 | 0 | 0 | 0 | 0 | 0 | 0 | 0 | 0 | 0 | 0 | 0 | 0 |  | 0 | 0 | 0 | 0 | 0 | 0 | 0 | 0 | 0 | 0 | 0 | 1.9 | 0 | 0 | 0 | 0 | 0 | 0 | 0 | 1 | 0 |  | 0 | 0 | 0 | 0 | 0 | 0 | 0 | 0 | 0 | 0 | 0 | 2 | 0 | 0 | 0 | 0 | 0 | 0 | 0 |  | 1 | 1 | 1 | 1 | 1 | 4 | 1 | 1 | 1 | 1 | 1 | 1
SDGE | San Ysidro | 69 | 0 | 0 | 0 | 0 | 0 | 0 | 0 | 0 | 0 | 0 | 0 | 0 | 0 | 0 | 0 | 0 | 0 | 0 | 0 | 0 |  | 0 | 0 | 0 | 0 | 0 | 0 | 0 | 0 | 0 | 0 | 0 | 0 | 0 | 0 | 0 | 0 | 0 | 0 | 0 | 0 | 0 |  | 0 | 0 | 0 | 0 | 0 | 0 | 0 | 0 | 0 | 0 | 0 | 0 | 0 | 0 | 0 | 0 | 0 | 0 | 0 |  | 1 | 1 | 1 | 1 | 1 | 1 | 1 | 1 | 1 | 1 | 1 | 0
SCE NOL | Sandlot | 230 | 0 | 0 | 0 | 0 | 0 | 0 | 0 | 0 | 0 | 0 | 0 | 0 | 0 | 0 | 0 | 0 | 0 | 0 | 0 | 0 |  | 0 | 0 | 0 | 0 | 0 | 0 | 0 | 0 | 0 | 0 | 0 | 0 | 0 | 0 | 0 | 0 | 0 | 0 | 0 | 0 | 0 |  | 0 | 0 | 0 | 0 | 0 | 0 | 0 | 0 | 0 | 0 | 0 | 0 | 0 | 0 | 0 | 0 | 0 | 0 | 0 |  | 1 | 1 | 1 | 1 | 1 | 1 | 1 | 1 | 1 | 1 | 1 | 0
EOP | Sandy | 138 | 0 | 0 | 0 | 0 | 0 | 0 | 0 | 0 | 0 | 0 | 0 | 0 | 0 | 0 | 0 | 0 | 0 | 0 | 0 | 0 |  | 0 | 0 | 0 | 0 | 0 | 0 | 0 | 0 | 0 | 0 | 0 | 0 | 0 | 0 | 0 | 0 | 0 | 0 | 0 | 0 | 0 |  | 0 | 0 | 0 | 0 | 0 | 0 | 0 | 0 | 0 | 0 | 0 | 0 | 0 | 0 | 0 | 0 | 0 | 0 | 0 |  | 1 | 1 | 1 | 1 | 1 | 1 | 1 | 1 | 1 | 1 | 1 | 0
PG&E FRESNO | Sanger | 115 | 0 | 1.5 | 0 | 0 | 0 | 0 | 0 | 0 | 0 | 0 | 0 | 0 | 0 | 0 | 0 | 0 | 0 | 0 | 0 | 1 |  | 0 | 3 | 0 | 0 | 0 | 0 | 0 | 0 | 0 | 0 | 0 | 2 | 0 | 0 | 0 | 0 | 0 | 0 | 0 | 1 | 0 |  | 0 | 2 | 0 | 0 | 0 | 0 | 0 | 0 | 0 | 0 | 0 | 2 | 0 | 0 | 0 | 0 | 0 | 0 | 0 |  | 1 | 4 | 1 | 1 | 1 | 4 | 1 | 1 | 1 | 1 | 1 | 1
SCE Northern | Santa Clara | 230 | 0 | 0 | 0 | 0 | 0 | 0 | 0 | 0 | 0 | 0 | 0 | 0 | 0 | 0 | 0 | 0 | 0 | 0 | 0 | 0 |  | 0 | 0 | 0 | 0 | 0 | 0 | 0 | 0 | 0 | 0 | 0 | 0 | 0 | 0 | 0 | 15 | 0 | 15 | 0 | 1 | 0 |  | 0 | 0 | 0 | 0 | 0 | 0 | 0 | 0 | 0 | 0 | 0 | 0 | 0 | 0 | 0 | 2 | 0 | 2 | 0 |  | 1 | 1 | 1 | 1 | 1 | 1 | 1 | 4 | 1 | 4 | 1 | 1
PG&E NGBA | Santa Rosa A | 115 | 0 | 0 | 0 | 0 | 0 | 0 | 0 | 0 | 0 | 0 | 0 | 0 | 0 | 0 | 0 | 0 | 0 | 0 | 0 | 0 |  | 0 | 0 | 0 | 0 | 0 | 0 | 0 | 0 | 0 | 0 | 0 | 0 | 0 | 0 | 0 | 0 | 0 | 0 | 0 | 0 | 0 |  | 0 | 0 | 0 | 0 | 0 | 0 | 0 | 0 | 0 | 0 | 0 | 0 | 0 | 0 | 0 | 0 | 0 | 0 | 0 |  | 1 | 1 | 1 | 1 | 1 | 1 | 1 | 1 | 1 | 1 | 1 | 0
PG&E GBA | Santa Teresa | 115 | 0 | 0 | 0 | 0 | 0 | 0 | 0 | 0 | 0 | 0 | 0 | 0 | 0 | 0 | 0 | 0 | 0 | 0 | 0 | 0 |  | 0 | 0 | 0 | 0 | 0 | 0 | 0 | 0 | 0 | 0 | 0 | 0 | 0 | 0 | 0 | 0 | 0 | 0 | 0 | 0 | 0 |  | 0 | 0 | 0 | 0 | 0 | 0 | 0 | 0 | 0 | 0 | 0 | 0 | 0 | 0 | 0 | 0 | 0 | 0 | 0 |  | 1 | 1 | 1 | 1 | 1 | 1 | 1 | 1 | 1 | 1 | 1 | 0
SDGE | Santee | 138 | 0 | 0 | 0 | 0 | 0 | 0 | 0 | 0 | 0 | 0 | 0 | 0 | 0 | 0 | 0 | 10 | 0 | 10 | 0 | 1 |  | 0 | 0 | 0 | 0 | 0 | 0 | 0 | 0 | 0 | 0 | 0 | 0 | 0 | 0 | 0 | 0 | 0 | 0 | 0 | 0 | 0 |  | 0 | 0 | 0 | 0 | 0 | 0 | 0 | 0 | 0 | 0 | 0 | 0 | 0 | 0 | 0 | 0 | 0 | 0 | 0 |  | 1 | 1 | 1 | 1 | 1 | 1 | 1 | 1 | 1 | 1 | 1 | 0
SCE Metro | Santiago | 230 | 0 | 0 | 0 | 0 | 0 | 0 | 0 | 0 | 0 | 0 | 0 | 0 | 0 | 0 | 0 | 0 | 0 | 0 | 0 | 0 |  | 0 | 0 | 0 | 0 | 0 | 0 | 0 | 0 | 0 | 0 | 0 | 0 | 0 | 0 | 0 | 0 | 0 | 0 | 0 | 0 | 0 |  | 0 | 0 | 0 | 0 | 0 | 0 | 0 | 0 | 0 | 0 | 0 | 0 | 0 | 0 | 0 | 0 | 0 | 0 | 0 |  | 1 | 1 | 1 | 1 | 1 | 1 | 1 | 1 | 1 | 1 | 1 | 0
PG&E GBA | Saratoga | 230 | 0 | 0 | 0 | 0 | 0 | 0 | 0 | 0 | 0 | 0 | 0 | 0 | 0 | 0 | 0 | 0 | 0 | 0 | 0 | 0 |  | 0 | 0 | 0 | 0 | 0 | 0 | 0 | 0 | 0 | 0 | 0 | 0 | 0 | 0 | 0 | 0 | 0 | 0 | 0 | 0 | 0 |  | 0 | 0 | 0 | 0 | 0 | 0 | 0 | 0 | 0 | 0 | 0 | 0 | 0 | 0 | 0 | 0 | 0 | 0 | 0 |  | 1 | 1 | 1 | 1 | 1 | 1 | 1 | 1 | 1 | 1 | 1 | 0
SCE Northern | Saugus | 230 | 0 | 0 | 0 | 0 | 0 | 0 | 0 | 0 | 0 | 0 | 0 | 0 | 0 | 0 | 0 | 0 | 0 | 0 | 0 | 0 |  | 0 | 0 | 0 | 0 | 0 | 0 | 0 | 0 | 0 | 0 | 0 | 0 | 0 | 0 | 0 | 0 | 0 | 0 | 0 | 0 | 0 |  | 0 | 0 | 0 | 0 | 0 | 0 | 0 | 0 | 0 | 0 | 0 | 0 | 0 | 0 | 0 | 0 | 0 | 0 | 0 |  | 1 | 1 | 1 | 1 | 1 | 1 | 1 | 1 | 1 | 1 | 1 | 0
PG&E FRESNO | Schindler | 115 | 0 | 0 | 0 | 0 | 0 | 0 | 0 | 0 | 0 | 0 | 0 | 0 | 0 | 0 | 0 | 0 | 0 | 0 | 0 | 0 |  | 0 | 0 | 0 | 0 | 0 | 0 | 0 | 0 | 0 | 0 | 0 | 2 | 0 | 0 | 0 | 0 | 0 | 0 | 0 | 1 | 0 |  | 0 | 0 | 0 | 0 | 0 | 0 | 0 | 0 | 0 | 0 | 0 | 2 | 0 | 0 | 0 | 0 | 0 | 0 | 0 |  | 1 | 1 | 1 | 1 | 1 | 4 | 1 | 1 | 1 | 1 | 1 | 1
PG&E FRESNO | Schindler | 70 | 0 | 0 | 0 | 0 | 0 | 0 | 0 | 0 | 0 | 0 | 0 | 0 | 0 | 0 | 0 | 0 | 0 | 0 | 0 | 0 |  | 0 | 0 | 0 | 0 | 0 | 0 | 0 | 0 | 0 | 0 | 0 | 0 | 0 | 0 | 0 | 0 | 0 | 0 | 0 | 0 | 0 |  | 0 | 0 | 0 | 0 | 0 | 0 | 0 | 0 | 0 | 0 | 0 | 0 | 0 | 0 | 0 | 0 | 0 | 0 | 0 |  | 1 | 1 | 1 | 1 | 1 | 1 | 1 | 1 | 1 | 1 | 1 | 0
PG&E GBA | Schulte | 115 | 0 | 0 | 0 | 0 | 0 | 0 | 0 | 0 | 0 | 0 | 0 | 0 | 0 | 0 | 0 | 0 | 0 | 0 | 0 | 0 |  | 0 | 0 | 0 | 0 | 0 | 0 | 0 | 0 | 0 | 0 | 0 | 0 | 0 | 0 | 0 | 0 | 0 | 0 | 0 | 0 | 0 |  | 0 | 0 | 0 | 0 | 0 | 0 | 0 | 0 | 0 | 0 | 0 | 0 | 0 | 0 | 0 | 0 | 0 | 0 | 0 |  | 1 | 1 | 1 | 1 | 1 | 1 | 1 | 1 | 1 | 1 | 1 | 0
SDGE | Scripps | 69 | 0 | 0 | 0 | 0 | 0 | 0 | 0 | 0 | 0 | 0 | 0 | 0 | 0 | 0 | 0 | 0 | 0 | 0 | 0 | 0 |  | 0 | 0 | 0 | 0 | 0 | 0 | 0 | 0 | 0 | 0 | 0 | 0 | 0 | 0 | 0 | 0 | 0 | 0 | 0 | 0 | 0 |  | 0 | 0 | 0 | 0 | 0 | 0 | 0 | 0 | 0 | 0 | 0 | 0 | 0 | 0 | 0 | 0 | 0 | 0 | 0 |  | 1 | 1 | 1 | 1 | 1 | 1 | 1 | 1 | 1 | 1 | 1 | 0
PG&E KERN | Semitropic | 115 | 0 | 0 | 0 | 0 | 0 | 0 | 0 | 0 | 0 | 0 | 0 | 4.66 | 0 | 0 | 0 | 0 | 0 | 0 | 0 | 1 |  | 0 | 0 | 0 | 0 | 0 | 0 | 0 | 0 | 0 | 0 | 0 | 4.66 | 0 | 0 | 0 | 0 | 0 | 0 | 0 | 1 | 0 |  | 0 | 0 | 0 | 0 | 0 | 0 | 0 | 0 | 0 | 0 | 0 | 0 | 0 | 0 | 0 | 0 | 0 | 0 | 0 |  | 1 | 1 | 1 | 1 | 1 | 1 | 1 | 1 | 1 | 1 | 1 | 0
SCE Metro | Serrano | 230 | 0 | 0 | 0 | 0 | 0 | 0 | 0 | 0 | 0 | 0 | 0 | 0 | 0 | 0 | 0 | 0 | 0 | 0 | 0 | 0 |  | 0 | 0 | 0 | 0 | 0 | 0 | 0 | 0 | 0 | 0 | 0 | 0 | 0 | 0 | 0 | 0 | 0 | 0 | 0 | 0 | 0 |  | 0 | 0 | 0 | 0 | 0 | 0 | 0 | 0 | 0 | 0 | 0 | 0 | 0 | 0 | 0 | 0 | 0 | 0 | 0 |  | 1 | 1 | 1 | 1 | 1 | 1 | 1 | 1 | 1 | 1 | 1 | 0
SCE Metro | Serrano | 500 | 0 | 0 | 0 | 0 | 0 | 0 | 0 | 0 | 0 | 0 | 0 | 0 | 0 | 0 | 0 | 0 | 0 | 0 | 0 | 0 |  | 0 | 0 | 0 | 0 | 0 | 0 | 0 | 0 | 0 | 0 | 0 | 0 | 0 | 0 | 0 | 0 | 0 | 0 | 0 | 0 | 0 |  | 0 | 0 | 0 | 0 | 0 | 0 | 0 | 0 | 0 | 0 | 0 | 0 | 0 | 0 | 0 | 0 | 0 | 0 | 0 |  | 1 | 1 | 1 | 1 | 1 | 1 | 1 | 1 | 1 | 1 | 1 | 0
SDGE | Shadowridge | 138 | 0 | 0 | 0 | 0 | 0 | 0 | 0 | 0 | 0 | 0 | 0 | 0 | 0 | 0 | 0 | 0 | 0 | 0 | 0 | 0 |  | 0 | 0 | 0 | 0 | 0 | 0 | 0 | 0 | 0 | 0 | 0 | 0 | 0 | 0 | 0 | 0 | 0 | 0 | 0 | 0 | 0 |  | 0 | 0 | 0 | 0 | 0 | 0 | 0 | 0 | 0 | 0 | 0 | 0 | 0 | 0 | 0 | 0 | 0 | 0 | 0 |  | 1 | 1 | 1 | 1 | 1 | 1 | 1 | 1 | 1 | 1 | 1 | 0
PG&E KERN | Shafter | 115 | 0 | 0 | 0 | 0 | 0 | 0 | 0 | 0 | 0 | 0 | 0 | 2.25 | 0 | 0 | 0 | 0 | 0 | 0 | 0 | 1 |  | 0 | 0 | 0 | 0 | 0 | 0 | 0 | 0 | 0 | 0 | 0 | 2.25 | 0 | 0 | 0 | 0 | 0 | 0 | 0 | 1 | 0 |  | 0 | 0 | 0 | 0 | 0 | 0 | 0 | 0 | 0 | 0 | 0 | 0 | 0 | 0 | 0 | 0 | 0 | 0 | 0 |  | 1 | 1 | 1 | 1 | 1 | 1 | 1 | 1 | 1 | 1 | 1 | 0
PG&E NGBA | Silverado | 115 | 0 | 0 | 0 | 0 | 0 | 0 | 0 | 0 | 0 | 0 | 0 | 0 | 0 | 0 | 0 | 0 | 0 | 0 | 0 | 0 |  | 0 | 0 | 0 | 0 | 0 | 0 | 0 | 0 | 0 | 0 | 0 | 0 | 0 | 0 | 0 | 0 | 0 | 0 | 0 | 0 | 0 |  | 0 | 0 | 0 | 0 | 0 | 0 | 0 | 0 | 0 | 0 | 0 | 0 | 0 | 0 | 0 | 0 | 0 | 0 | 0 |  | 1 | 1 | 1 | 1 | 1 | 1 | 1 | 1 | 1 | 1 | 1 | 0
SDGE | Silvergate | 230 | 0 | 0 | 0 | 0 | 0 | 0 | 0 | 0 | 0 | 0 | 0 | 0 | 0 | 0 | 0 | 0 | 0 | 0 | 0 | 0 |  | 0 | 0 | 0 | 0 | 0 | 0 | 0 | 0 | 0 | 0 | 0 | 0 | 0 | 0 | 0 | 100 | 0 | 100 | 0 | 1 | 0 |  | 0 | 0 | 0 | 0 | 0 | 0 | 0 | 0 | 0 | 0 | 0 | 0 | 0 | 0 | 0 | 2 | 0 | 2 | 0 |  | 1 | 1 | 1 | 1 | 1 | 1 | 1 | 4 | 1 | 4 | 1 | 1
SDGE | Silvergate | 69 | 0 | 0 | 0 | 0 | 0 | 0 | 0 | 0 | 0 | 0 | 0 | 0 | 0 | 0 | 0 | 0 | 0 | 0 | 0 | 0 |  | 0 | 0 | 0 | 0 | 0 | 0 | 0 | 0 | 0 | 0 | 0 | 0 | 0 | 0 | 0 | 0 | 0 | 0 | 0 | 0 | 0 |  | 0 | 0 | 0 | 0 | 0 | 0 | 0 | 0 | 0 | 0 | 0 | 0 | 0 | 0 | 0 | 0 | 0 | 0 | 0 |  | 1 | 1 | 1 | 1 | 1 | 1 | 1 | 1 | 1 | 1 | 1 | 0
PG&E KERN | Sisquoc | 115 | 0 | 0 | 0 | 0 | 0 | 0 | 0 | 0 | 0 | 0 | 0 | 0 | 0 | 0 | 0 | 0 | 0 | 0 | 0 | 0 |  | 0 | 0 | 0 | 0 | 0 | 0 | 0 | 0 | 0 | 0 | 0 | 0 | 0 | 0 | 0 | 0 | 0 | 0 | 0 | 0 | 0 |  | 0 | 0 | 0 | 0 | 0 | 0 | 0 | 0 | 0 | 0 | 0 | 0 | 0 | 0 | 0 | 0 | 0 | 0 | 0 |  | 1 | 1 | 1 | 1 | 1 | 1 | 1 | 1 | 1 | 1 | 1 | 0
EOP | Sloan Canyon | 230 | 0 | 0 | 260 | 50 | 310 | 0 | 0 | 0 | 0 | 0 | 0 | 0 | 0 | 0 | 0 | 0 | 0 | 0 | 0 | 1 |  | 0 | 0 | 310 | 0 | 310 | 0 | 0 | 0 | 0 | 0 | 0 | 0 | 0 | 0 | 0 | 0 | 0 | 0 | 0 | 1 | 0 |  | 0 | 0 | 1 | 0 | 0 | 0 | 0 | 0 | 0 | 0 | 0 | 0 | 0 | 0 | 0 | 0 | 0 | 0 | 0 |  | 1 | 1 | 3 | 1 | 1 | 1 | 1 | 1 | 1 | 1 | 1 | 1
EOP | Sloan Canyon | 500 | 0 | 0 | 0 | 0 | 0 | 0 | 0 | 0 | 0 | 0 | 0 | 0 | 0 | 0 | 0 | 0 | 0 | 0 | 0 | 0 |  | 0 | 0 | 0 | 0 | 0 | 0 | 0 | 0 | 0 | 0 | 0 | 0 | 0 | 0 | 0 | 0 | 0 | 0 | 0 | 0 | 0 |  | 0 | 0 | 0 | 0 | 0 | 0 | 0 | 0 | 0 | 0 | 0 | 0 | 0 | 0 | 0 | 0 | 0 | 0 | 0 |  | 1 | 1 | 1 | 1 | 1 | 1 | 1 | 1 | 1 | 1 | 1 | 0
PG&E KERN | Smyrna | 115 | 0 | 0 | 0 | 0 | 0 | 0 | 0 | 0 | 0 | 0 | 0 | 6 | 0 | 0 | 0 | 0 | 0 | 0 | 0 | 1 |  | 0 | 0 | 0 | 0 | 0 | 0 | 0 | 0 | 0 | 0 | 0 | 6.1 | 0 | 0 | 0 | 0 | 0 | 0 | 0 | 1 | 0 |  | 0 | 0 | 0 | 0 | 0 | 0 | 0 | 0 | 0 | 0 | 0 | 0 | 0 | 0 | 0 | 0 | 0 | 0 | 0 |  | 1 | 1 | 1 | 1 | 1 | 1 | 1 | 1 | 1 | 1 | 1 | 0
PG&E GBA | Sobrante | 115 | 0 | 0 | 0 | 0 | 0 | 0 | 0 | 0 | 0 | 0 | 0 | 0 | 0 | 0 | 0 | 0 | 0 | 0 | 0 | 0 |  | 0 | 0 | 0 | 0 | 0 | 0 | 0 | 0 | 0 | 0 | 0 | 5 | 0 | 0 | 0 | 0 | 0 | 0 | 0 | 1 | 0 |  | 0 | 0 | 0 | 0 | 0 | 0 | 0 | 0 | 0 | 0 | 0 | 2 | 0 | 0 | 0 | 0 | 0 | 0 | 0 |  | 1 | 1 | 1 | 1 | 1 | 4 | 1 | 1 | 1 | 1 | 1 | 1
PG&E GBA | Sobrante | 230 | 0 | 0 | 0 | 0 | 0 | 0 | 0 | 0 | 0 | 0 | 0 | 0 | 0 | 0 | 0 | 0 | 0 | 0 | 0 | 0 |  | 0 | 0 | 0 | 0 | 0 | 0 | 0 | 0 | 0 | 0 | 0 | 0 | 0 | 0 | 0 | 0 | 0 | 0 | 0 | 0 | 0 |  | 0 | 0 | 0 | 0 | 0 | 0 | 0 | 0 | 0 | 0 | 0 | 0 | 0 | 0 | 0 | 0 | 0 | 0 | 0 |  | 1 | 1 | 1 | 1 | 1 | 1 | 1 | 1 | 1 | 1 | 1 | 0
PG&E KERN | Solar | 230 | 0 | 0 | 0 | 0 | 0 | 0 | 0 | 0 | 0 | 0 | 0 | 0 | 0 | 0 | 0 | 0 | 0 | 0 | 0 | 0 |  | 0 | 0 | 0 | 0 | 0 | 0 | 0 | 0 | 0 | 0 | 0 | 0 | 0 | 0 | 0 | 0 | 0 | 0 | 0 | 0 | 0 |  | 0 | 0 | 0 | 0 | 0 | 0 | 0 | 0 | 0 | 0 | 0 | 0 | 0 | 0 | 0 | 0 | 0 | 0 | 0 |  | 1 | 1 | 1 | 1 | 1 | 1 | 1 | 1 | 1 | 1 | 1 | 0
PG&E GBA | Soledad | 115 | 0 | 0 | 0 | 0 | 0 | 0 | 0 | 0 | 0 | 0 | 0 | 0 | 0 | 0 | 0 | 0 | 0 | 0 | 0 | 0 |  | 0 | 0 | 0 | 0 | 0 | 0 | 0 | 0 | 0 | 0 | 0 | 0 | 0 | 0 | 0 | 0 | 0 | 0 | 0 | 0 | 0 |  | 0 | 0 | 0 | 0 | 0 | 0 | 0 | 0 | 0 | 0 | 0 | 0 | 0 | 0 | 0 | 0 | 0 | 0 | 0 |  | 1 | 1 | 1 | 1 | 1 | 1 | 1 | 1 | 1 | 1 | 1 | 0
PG&E GBA | Soledad | 60 | 0 | 0 | 6 | 0 | 6 | 0 | 0 | 0 | 0 | 0 | 0 | 0 | 0 | 0 | 0 | 0 | 0 | 0 | 0 | 1 |  | 0 | 0 | 0 | 0 | 0 | 0 | 0 | 0 | 0 | 0 | 0 | 0 | 0 | 0 | 0 | 0 | 0 | 0 | 0 | 0 | 0 |  | 0 | 0 | 0 | 0 | 0 | 0 | 0 | 0 | 0 | 0 | 0 | 0 | 0 | 0 | 0 | 0 | 0 | 0 | 0 |  | 1 | 1 | 1 | 1 | 1 | 1 | 1 | 1 | 1 | 1 | 1 | 0
SDGE | Spring Valley | 69 | 0 | 0 | 0 | 0 | 0 | 0 | 0 | 0 | 0 | 0 | 0 | 0 | 0 | 0 | 0 | 0 | 0 | 0 | 0 | 0 |  | 0 | 0 | 0 | 0 | 0 | 0 | 0 | 0 | 0 | 0 | 0 | 0 | 0 | 0 | 0 | 0 | 0 | 0 | 0 | 0 | 0 |  | 0 | 0 | 0 | 0 | 0 | 0 | 0 | 0 | 0 | 0 | 0 | 0 | 0 | 0 | 0 | 0 | 0 | 0 | 0 |  | 1 | 1 | 1 | 1 | 1 | 1 | 1 | 1 | 1 | 1 | 1 | 0
SCE Northern | Springville | 230 | 0 | 0 | 0 | 0 | 0 | 0 | 0 | 0 | 0 | 0 | 0 | 3 | 0 | 0 | 0 | 225 | 0 | 225 | 0 | 1 |  | 0 | 0 | 0 | 0 | 0 | 0 | 0 | 0 | 0 | 0 | 0 | 0 | 0 | 0 | 0 | 225 | 0 | 225 | 0 | 1 | 0 |  | 0 | 0 | 0 | 0 | 0 | 0 | 0 | 0 | 0 | 0 | 0 | 0 | 0 | 0 | 0 | 0 | 0 | 0 | 0 |  | 1 | 1 | 1 | 1 | 1 | 1 | 1 | 1 | 1 | 1 | 1 | 0
PG&E GBA | Stagg | 230 | 0 | 0 | 0 | 0 | 0 | 0 | 0 | 0 | 0 | 0 | 0 | 0 | 0 | 0 | 0 | 0 | 0 | 0 | 0 | 0 |  | 0 | 0 | 0 | 0 | 0 | 0 | 0 | 0 | 0 | 0 | 0 | 0 | 0 | 0 | 0 | 0 | 0 | 0 | 0 | 0 | 0 |  | 0 | 0 | 0 | 0 | 0 | 0 | 0 | 0 | 0 | 0 | 0 | 0 | 0 | 0 | 0 | 0 | 0 | 0 | 0 |  | 1 | 1 | 1 | 1 | 1 | 1 | 1 | 1 | 1 | 1 | 1 | 0
PG&E GBA | Standard Oil | 115 | 0 | 0 | 0 | 0 | 0 | 0 | 0 | 0 | 0 | 0 | 0 | 0 | 0 | 0 | 0 | 0 | 0 | 0 | 0 | 0 |  | 0 | 0 | 0 | 0 | 0 | 0 | 0 | 0 | 0 | 0 | 0 | 0 | 0 | 0 | 0 | 0 | 0 | 0 | 0 | 0 | 0 |  | 0 | 0 | 0 | 0 | 0 | 0 | 0 | 0 | 0 | 0 | 0 | 0 | 0 | 0 | 0 | 0 | 0 | 0 | 0 |  | 1 | 1 | 1 | 1 | 1 | 1 | 1 | 1 | 1 | 1 | 1 | 0
PG&E GBA | Stanislaus | 115 | 0 | 0 | 0 | 0 | 0 | 0 | 0 | 0 | 0 | 0 | 0 | 0 | 0 | 0 | 0 | 0 | 0 | 0 | 0 | 0 |  | 0 | 0 | 0 | 0 | 0 | 0 | 0 | 0 | 0 | 0 | 0 | 0 | 0 | 0 | 0 | 0 | 0 | 0 | 0 | 0 | 0 |  | 0 | 0 | 0 | 0 | 0 | 0 | 0 | 0 | 0 | 0 | 0 | 0 | 0 | 0 | 0 | 0 | 0 | 0 | 0 |  | 1 | 1 | 1 | 1 | 1 | 1 | 1 | 1 | 1 | 1 | 1 | 0
PG&E KERN | Stockdale | 115 | 0 | 0 | 0 | 0 | 0 | 0 | 0 | 0 | 0 | 0 | 0 | 1.8 | 0 | 0 | 0 | 0 | 0 | 0 | 0 | 1 |  | 0 | 0 | 0 | 0 | 0 | 0 | 0 | 0 | 0 | 0 | 0 | 1.7 | 0 | 0 | 0 | 0 | 0 | 0 | 0 | 1 | 0 |  | 0 | 0 | 0 | 0 | 0 | 0 | 0 | 0 | 0 | 0 | 0 | 0 | 0 | 0 | 0 | 0 | 0 | 0 | 0 |  | 1 | 1 | 1 | 1 | 1 | 1 | 1 | 1 | 1 | 1 | 1 | 0
PG&E KERN | Stockdale | 230 | 0 | 0 | 0 | 0 | 0 | 0 | 0 | 0 | 0 | 0 | 0 | 0 | 0 | 0 | 0 | 0 | 0 | 0 | 0 | 0 |  | 0 | 0 | 0 | 0 | 0 | 0 | 0 | 0 | 0 | 0 | 0 | 0 | 0 | 0 | 0 | 0 | 0 | 0 | 0 | 0 | 0 |  | 0 | 0 | 0 | 0 | 0 | 0 | 0 | 0 | 0 | 0 | 0 | 0 | 0 | 0 | 0 | 0 | 0 | 0 | 0 |  | 1 | 1 | 1 | 1 | 1 | 1 | 1 | 1 | 1 | 1 | 1 | 0
PG&E GBA | Stockton A | 115 | 0 | 0 | 0 | 0 | 0 | 0 | 0 | 0 | 0 | 0 | 0 | 0 | 0 | 0 | 0 | 0 | 0 | 0 | 0 | 0 |  | 0 | 0 | 0 | 0 | 0 | 0 | 0 | 0 | 0 | 0 | 0 | 0 | 0 | 0 | 0 | 0 | 0 | 0 | 0 | 0 | 0 |  | 0 | 0 | 0 | 0 | 0 | 0 | 0 | 0 | 0 | 0 | 0 | 0 | 0 | 0 | 0 | 0 | 0 | 0 | 0 |  | 1 | 1 | 1 | 1 | 1 | 1 | 1 | 1 | 1 | 1 | 1 | 0
PG&E GBA | Stone | 115 | 0 | 0 | 0 | 0 | 0 | 0 | 0 | 0 | 0 | 0 | 0 | 0 | 0 | 0 | 0 | 0 | 0 | 0 | 0 | 0 |  | 0 | 0 | 0 | 0 | 0 | 0 | 0 | 0 | 0 | 0 | 0 | 0 | 0 | 0 | 0 | 0 | 0 | 0 | 0 | 0 | 0 |  | 0 | 0 | 0 | 0 | 0 | 0 | 0 | 0 | 0 | 0 | 0 | 0 | 0 | 0 | 0 | 0 | 0 | 0 | 0 |  | 1 | 1 | 1 | 1 | 1 | 1 | 1 | 1 | 1 | 1 | 1 | 0
PG&E FRESNO | Storey | 230 | 0 | 0 | 0 | 0 | 0 | 0 | 0 | 0 | 0 | 0 | 0 | 0 | 0 | 0 | 0 | 0 | 0 | 0 | 0 | 0 |  | 0 | 0 | 0 | 0 | 0 | 0 | 0 | 0 | 0 | 0 | 0 | 0 | 0 | 0 | 0 | 0 | 0 | 0 | 0 | 0 | 0 |  | 0 | 0 | 0 | 0 | 0 | 0 | 0 | 0 | 0 | 0 | 0 | 0 | 0 | 0 | 0 | 0 | 0 | 0 | 0 |  | 1 | 1 | 1 | 1 | 1 | 1 | 1 | 1 | 1 | 1 | 1 | 0
PG&E NGBA | Summit | 115 | 0 | 0 | 0 | 0 | 0 | 0 | 0 | 0 | 0 | 0 | 0 | 0 | 0 | 0 | 0 | 0 | 0 | 0 | 0 | 0 |  | 0 | 0 | 0 | 0 | 0 | 0 | 0 | 0 | 0 | 0 | 0 | 0 | 0 | 0 | 0 | 0 | 0 | 0 | 0 | 0 | 0 |  | 0 | 0 | 0 | 0 | 0 | 0 | 0 | 0 | 0 | 0 | 0 | 0 | 0 | 0 | 0 | 0 | 0 | 0 | 0 |  | 1 | 1 | 1 | 1 | 1 | 1 | 1 | 1 | 1 | 1 | 1 | 0
SDGE | Suncrest | 230 | 0 | 0 | 0 | 0 | 0 | 0 | 0 | 0 | 0 | 0 | 0 | 0 | 0 | 0 | 0 | 0 | 0 | 0 | 0 | 0 |  | 0 | 0 | 0 | 0 | 0 | 0 | 0 | 0 | 0 | 0 | 0 | 0 | 0 | 0 | 0 | 0 | 0 | 0 | 0 | 0 | 0 |  | 0 | 0 | 0 | 0 | 0 | 0 | 0 | 0 | 0 | 0 | 0 | 0 | 0 | 0 | 0 | 0 | 0 | 0 | 0 |  | 1 | 1 | 1 | 1 | 1 | 1 | 1 | 1 | 1 | 1 | 1 | 0
SDGE | Suncrest | 500 | 0 | 0 | 0 | 0 | 0 | 0 | 0 | 0 | 0 | 0 | 0 | 0 | 0 | 0 | 0 | 0 | 0 | 0 | 0 | 0 |  | 0 | 0 | 0 | 0 | 0 | 0 | 0 | 0 | 0 | 0 | 0 | 0 | 0 | 0 | 0 | 0 | 0 | 0 | 0 | 0 | 0 |  | 0 | 0 | 0 | 0 | 0 | 0 | 0 | 0 | 0 | 0 | 0 | 0 | 0 | 0 | 0 | 0 | 0 | 0 | 0 |  | 1 | 1 | 1 | 1 | 1 | 1 | 1 | 1 | 1 | 1 | 1 | 0
PG&E KERN | Sunrise | 230 | 0 | 0 | 0 | 0 | 0 | 0 | 0 | 0 | 0 | 0 | 0 | 0 | 0 | 0 | 0 | 0 | 0 | 0 | 0 | 0 |  | 0 | 0 | 0 | 0 | 0 | 0 | 0 | 0 | 0 | 0 | 0 | 0 | 0 | 0 | 0 | 0 | 0 | 0 | 0 | 0 | 0 |  | 0 | 0 | 0 | 0 | 0 | 0 | 0 | 0 | 0 | 0 | 0 | 0 | 0 | 0 | 0 | 0 | 0 | 0 | 0 |  | 1 | 1 | 1 | 1 | 1 | 1 | 1 | 1 | 1 | 1 | 1 | 0
PG&E KERN | Sunset | 230 | 0 | 0 | 0 | 0 | 0 | 0 | 0 | 0 | 0 | 0 | 0 | 0 | 0 | 0 | 0 | 0 | 0 | 0 | 0 | 0 |  | 0 | 0 | 0 | 0 | 0 | 0 | 0 | 0 | 0 | 0 | 0 | 0 | 0 | 0 | 0 | 0 | 0 | 0 | 0 | 0 | 0 |  | 0 | 0 | 0 | 0 | 0 | 0 | 0 | 0 | 0 | 0 | 0 | 0 | 0 | 0 | 0 | 0 | 0 | 0 | 0 |  | 1 | 1 | 1 | 1 | 1 | 1 | 1 | 1 | 1 | 1 | 1 | 0
PG&E GBA | Swift | 115 | 0 | 0 | 0 | 0 | 0 | 0 | 0 | 0 | 0 | 0 | 0 | 0 | 0 | 0 | 0 | 0 | 0 | 0 | 0 | 0 |  | 0 | 0 | 0 | 0 | 0 | 0 | 0 | 0 | 0 | 0 | 0 | 0 | 0 | 0 | 0 | 0 | 0 | 0 | 0 | 0 | 0 |  | 0 | 0 | 0 | 0 | 0 | 0 | 0 | 0 | 0 | 0 | 0 | 0 | 0 | 0 | 0 | 0 | 0 | 0 | 0 |  | 1 | 1 | 1 | 1 | 1 | 1 | 1 | 1 | 1 | 1 | 1 | 0
SDGE | Sycamore Canyon | 138 | 0 | 0 | 0 | 0 | 0 | 0 | 0 | 0 | 0 | 0 | 0 | 0 | 0 | 0 | 0 | 0 | 0 | 0 | 0 | 0 |  | 0 | 0 | 0 | 0 | 0 | 0 | 0 | 0 | 0 | 0 | 0 | 0 | 0 | 0 | 0 | 0 | 0 | 0 | 0 | 0 | 0 |  | 0 | 0 | 0 | 0 | 0 | 0 | 0 | 0 | 0 | 0 | 0 | 0 | 0 | 0 | 0 | 0 | 0 | 0 | 0 |  | 1 | 1 | 1 | 1 | 1 | 1 | 1 | 1 | 1 | 1 | 1 | 0
SDGE | Sycamore Canyon | 230 | 0 | 0 | 0 | 0 | 0 | 0 | 0 | 0 | 0 | 0 | 0 | 0 | 0 | 0 | 0 | 0 | 0 | 0 | 409.2 | 1 |  | 0 | 0 | 0 | 0 | 0 | 0 | 0 | 0 | 0 | 0 | 0 | 0 | 0 | 0 | 0 | 0 | 0 | 0 | 437 | 1 | 0 |  | 0 | 0 | 0 | 0 | 0 | 0 | 0 | 0 | 0 | 0 | 0 | 0 | 0 | 0 | 0 | 0 | 0 | 0 | 0 |  | 1 | 1 | 1 | 1 | 1 | 1 | 1 | 1 | 1 | 1 | 1 | 0
SDGE | Sycamore Canyon | 69 | 0 | 0 | 0 | 0 | 0 | 0 | 0 | 0 | 0 | 0 | 0 | 0 | 0 | 0 | 0 | 0 | 0 | 0 | 0 | 0 |  | 0 | 0 | 0 | 0 | 0 | 0 | 0 | 0 | 0 | 0 | 0 | 0 | 0 | 0 | 0 | 0 | 0 | 0 | 0 | 0 | 0 |  | 0 | 0 | 0 | 0 | 0 | 0 | 0 | 0 | 0 | 0 | 0 | 0 | 0 | 0 | 0 | 0 | 0 | 0 | 0 |  | 1 | 1 | 1 | 1 | 1 | 1 | 1 | 1 | 1 | 1 | 1 | 0
SCE Northern | Sylmar | 230 | 0 | 0 | 0 | 0 | 0 | 0 | 0 | 0 | 0 | 0 | 0 | 0 | 0 | 0 | 0 | 0 | 0 | 0 | 0 | 0 |  | 0 | 0 | 0 | 0 | 0 | 0 | 0 | 0 | 0 | 0 | 0 | 0 | 0 | 0 | 0 | 0 | 0 | 0 | 0 | 0 | 0 |  | 0 | 0 | 0 | 0 | 0 | 0 | 0 | 0 | 0 | 0 | 0 | 0 | 0 | 0 | 0 | 0 | 0 | 0 | 0 |  | 1 | 1 | 1 | 1 | 1 | 1 | 1 | 1 | 1 | 1 | 1 | 0
PG&E NGBA | Table Mountain | 115 | 0 | 0 | 0 | 0 | 0 | 0 | 0 | 0 | 0 | 0 | 0 | 0 | 0 | 0 | 0 | 0 | 0 | 0 | 0 | 0 |  | 0 | 0 | 0 | 0 | 0 | 0 | 0 | 0 | 0 | 0 | 0 | 0 | 0 | 0 | 0 | 0 | 0 | 0 | 0 | 0 | 0 |  | 0 | 0 | 0 | 0 | 0 | 0 | 0 | 0 | 0 | 0 | 0 | 0 | 0 | 0 | 0 | 0 | 0 | 0 | 0 |  | 1 | 1 | 1 | 1 | 1 | 1 | 1 | 1 | 1 | 1 | 1 | 0
PG&E NGBA | Table Mountain | 230 | 0 | 0 | 0 | 0 | 0 | 0 | 0 | 0 | 0 | 0 | 0 | 0 | 0 | 0 | 0 | 0 | 0 | 0 | 0 | 0 |  | 0 | 0 | 60.5 | 52.5 | 113 | 0 | 0 | 0 | 0 | 0 | 0 | 3 | 0 | 0 | 0 | 0 | 0 | 0 | 0 | 1 | 0 |  | 0 | 0 | 2 | 2 | 2 | 0 | 0 | 0 | 0 | 0 | 0 | 2 | 0 | 0 | 0 | 0 | 0 | 0 | 0 |  | 1 | 1 | 4 | 1 | 1 | 4 | 1 | 1 | 1 | 1 | 1 | 1
PG&E NGBA | Table Mountain | 500 | 0 | 0 | 0 | 0 | 0 | 0 | 0 | 0 | 0 | 0 | 0 | 0 | 0 | 0 | 0 | 0 | 0 | 0 | 0 | 0 |  | 0 | 0 | 0 | 0 | 0 | 0 | 0 | 0 | 0 | 0 | 0 | 0 | 0 | 0 | 0 | 0 | 0 | 0 | 0 | 0 | 0 |  | 0 | 0 | 0 | 0 | 0 | 0 | 0 | 0 | 0 | 0 | 0 | 0 | 0 | 0 | 0 | 0 | 0 | 0 | 0 |  | 1 | 1 | 1 | 1 | 1 | 1 | 1 | 1 | 1 | 1 | 1 | 0
PG&E NGBA | Table Mountain | 60 | 0 | 0 | 0 | 0 | 0 | 0 | 0 | 0 | 0 | 0 | 0 | 0 | 0 | 0 | 0 | 0 | 0 | 0 | 0 | 0 |  | 0 | 0 | 0 | 0 | 0 | 0 | 0 | 0 | 0 | 0 | 0 | 0 | 0 | 0 | 0 | 0 | 0 | 0 | 0 | 0 | 0 |  | 0 | 0 | 0 | 0 | 0 | 0 | 0 | 0 | 0 | 0 | 0 | 0 | 0 | 0 | 0 | 0 | 0 | 0 | 0 |  | 1 | 1 | 1 | 1 | 1 | 1 | 1 | 1 | 1 | 1 | 1 | 0
PG&E KERN | Taft | 115 | 0 | 0 | 0 | 0 | 0 | 0 | 0 | 0 | 0 | 0 | 0 | 8 | 0 | 3 | 3 | 3 | 0 | 3 | 0 | 1 |  | 0 | 0 | 0 | 0 | 0 | 0 | 0 | 0 | 0 | 0 | 0 | 13 | 0 | 0 | 0 | 0 | 0 | 0 | 0 | 1 | 0 |  | 0 | 0 | 0 | 0 | 0 | 0 | 0 | 0 | 0 | 0 | 0 | 2 | 0 | 0 | 0 | 0 | 0 | 0 | 0 |  | 1 | 1 | 1 | 1 | 1 | 4 | 1 | 1 | 1 | 1 | 1 | 1
SDGE | Talega | 138 | 0 | 0 | 0 | 0 | 0 | 0 | 0 | 0 | 0 | 0 | 0 | 0 | 0 | 0 | 0 | 0 | 0 | 0 | 0 | 0 |  | 0 | 0 | 0 | 0 | 0 | 0 | 0 | 0 | 0 | 0 | 0 | 0 | 0 | 0 | 0 | 0 | 0 | 0 | 0 | 0 | 0 |  | 0 | 0 | 0 | 0 | 0 | 0 | 0 | 0 | 0 | 0 | 0 | 0 | 0 | 0 | 0 | 0 | 0 | 0 | 0 |  | 1 | 1 | 1 | 1 | 1 | 1 | 1 | 1 | 1 | 1 | 1 | 0
SDGE | Talega | 230 | 0 | 0 | 0 | 0 | 0 | 0 | 0 | 0 | 0 | 0 | 0 | 0 | 0 | 0 | 0 | 0 | 0 | 0 | 0 | 0 |  | 0 | 0 | 0 | 0 | 0 | 0 | 0 | 0 | 0 | 0 | 0 | 0 | 0 | 0 | 0 | 100 | 0 | 100 | 0 | 1 | 0 |  | 0 | 0 | 0 | 0 | 0 | 0 | 0 | 0 | 0 | 0 | 0 | 0 | 0 | 0 | 0 | 2 | 0 | 2 | 0 |  | 1 | 1 | 1 | 1 | 1 | 1 | 1 | 4 | 1 | 4 | 1 | 1
PG&E GBA | Tassajara | 230 | 0 | 0 | 0 | 0 | 0 | 0 | 0 | 0 | 0 | 0 | 0 | 0 | 0 | 0 | 0 | 0 | 0 | 0 | 0 | 0 |  | 0 | 0 | 0 | 0 | 0 | 0 | 0 | 0 | 0 | 0 | 0 | 0 | 0 | 0 | 0 | 0 | 0 | 0 | 0 | 0 | 0 |  | 0 | 0 | 0 | 0 | 0 | 0 | 0 | 0 | 0 | 0 | 0 | 0 | 0 | 0 | 0 | 0 | 0 | 0 | 0 |  | 1 | 1 | 1 | 1 | 1 | 1 | 1 | 1 | 1 | 1 | 1 | 0
PG&E KERN | Tejon | 70 | 0 | 0 | 0 | 0 | 0 | 0 | 0 | 0 | 0 | 0 | 0 | 0 | 0 | 0 | 0 | 0 | 0 | 0 | 0 | 0 |  | 0 | 0 | 0 | 0 | 0 | 0 | 0 | 0 | 0 | 0 | 0 | 0 | 0 | 0 | 0 | 0 | 0 | 0 | 0 | 0 | 0 |  | 0 | 0 | 0 | 0 | 0 | 0 | 0 | 0 | 0 | 0 | 0 | 0 | 0 | 0 | 0 | 0 | 0 | 0 | 0 |  | 1 | 1 | 1 | 1 | 1 | 1 | 1 | 1 | 1 | 1 | 1 | 0
SDGE | Telegraph Canyon | 138 | 0 | 0 | 0 | 0 | 0 | 0 | 0 | 0 | 0 | 0 | 0 | 0 | 0 | 0 | 0 | 0 | 0 | 0 | 0 | 0 |  | 0 | 0 | 0 | 0 | 0 | 0 | 0 | 0 | 0 | 0 | 0 | 0 | 0 | 0 | 0 | 0 | 0 | 0 | 0 | 0 | 0 |  | 0 | 0 | 0 | 0 | 0 | 0 | 0 | 0 | 0 | 0 | 0 | 0 | 0 | 0 | 0 | 0 | 0 | 0 | 0 |  | 1 | 1 | 1 | 1 | 1 | 1 | 1 | 1 | 1 | 1 | 1 | 0
PG&E KERN | Temblor | 115 | 0 | 0 | 0 | 0 | 0 | 0 | 0 | 0 | 0 | 0 | 0 | 0 | 0 | 0 | 0 | 0 | 0 | 0 | 0 | 0 |  | 0 | 0 | 0 | 0 | 0 | 0 | 0 | 0 | 0 | 0 | 0 | 0 | 0 | 0 | 0 | 0 | 0 | 0 | 0 | 0 | 0 |  | 0 | 0 | 0 | 0 | 0 | 0 | 0 | 0 | 0 | 0 | 0 | 0 | 0 | 0 | 0 | 0 | 0 | 0 | 0 |  | 1 | 1 | 1 | 1 | 1 | 1 | 1 | 1 | 1 | 1 | 1 | 0
PG&E KERN | Templeton | 230 | 0 | 0 | 113.07 | 0 | 113.07 | 0 | 0 | 0 | 0 | 0 | 0 | 0 | 0 | 0 | 0 | 0 | 0 | 0 | 0 | 1 |  | 0 | 0 | 100 | 0 | 100 | 0 | 0 | 0 | 0 | 0 | 0 | 0 | 0 | 0 | 0 | 0 | 0 | 0 | 0 | 1 | 0 |  | 0 | 0 | 0 | 0 | 0 | 0 | 0 | 0 | 0 | 0 | 0 | 0 | 0 | 0 | 0 | 0 | 0 | 0 | 0 |  | 1 | 1 | 1 | 1 | 1 | 1 | 1 | 1 | 1 | 1 | 1 | 0
PG&E KERN | Templeton | 70 | 0 | 3 | 0 | 0 | 0 | 0 | 0 | 0 | 0 | 0 | 0 | 0 | 0 | 0 | 0 | 0 | 0 | 0 | 0 | 1 |  | 0 | 0 | 0 | 0 | 0 | 0 | 0 | 0 | 0 | 0 | 0 | 0 | 0 | 0 | 0 | 0 | 0 | 0 | 0 | 0 | 0 |  | 0 | 0 | 0 | 0 | 0 | 0 | 0 | 0 | 0 | 0 | 0 | 0 | 0 | 0 | 0 | 0 | 0 | 0 | 0 |  | 1 | 1 | 1 | 1 | 1 | 1 | 1 | 1 | 1 | 1 | 1 | 0
PG&E GBA | Tesla | 115 | 0 | 0 | 0 | 0 | 0 | 0 | 0 | 0 | 0 | 0 | 0 | 0 | 0 | 0 | 0 | 0 | 0 | 0 | 0 | 0 |  | 0 | 0 | 0 | 0 | 0 | 0 | 0 | 0 | 0 | 0 | 0 | 0 | 0 | 0 | 0 | 0 | 0 | 0 | 0 | 0 | 0 |  | 0 | 0 | 0 | 0 | 0 | 0 | 0 | 0 | 0 | 0 | 0 | 0 | 0 | 0 | 0 | 0 | 0 | 0 | 0 |  | 1 | 1 | 1 | 1 | 1 | 1 | 1 | 1 | 1 | 1 | 1 | 0
PG&E GBA | Tesla | 230 | 0 | 0 | 100 | 76.5 | 176.5 | 0 | 0 | 0 | 0 | 0 | 0 | 0 | 0 | 0 | 0 | 125 | 0 | 125 | 0 | 1 |  | 0 | 0 | 130 | 45 | 175 | 0 | 0 | 0 | 0 | 0 | 0 | 0 | 0 | 0 | 0 | 0 | 0 | 0 | 0 | 1 | 0 |  | 0 | 0 | 1 | 0 | 0 | 0 | 0 | 0 | 0 | 0 | 0 | 0 | 0 | 0 | 0 | 0 | 0 | 0 | 0 |  | 1 | 1 | 3 | 1 | 1 | 1 | 1 | 1 | 1 | 1 | 1 | 1
PG&E GBA | Tesla | 500 | 0 | 0 | 300 | 0 | 300 | 0 | 0 | 0 | 0 | 0 | 0 | 0 | 0 | 0 | 0 | 0 | 0 | 0 | 0 | 1 |  | 0 | 0 | 302 | 0 | 302 | 0 | 0 | 0 | 0 | 0 | 0 | 0 | 0 | 0 | 0 | 0 | 0 | 0 | 0 | 1 | 0 |  | 0 | 0 | 0 | 0 | 0 | 0 | 0 | 0 | 0 | 0 | 0 | 0 | 0 | 0 | 0 | 0 | 0 | 0 | 0 |  | 1 | 1 | 1 | 1 | 1 | 1 | 1 | 1 | 1 | 1 | 1 | 0
PG&E KERN | Tevis | 115 | 0 | 0 | 0 | 0 | 0 | 0 | 0 | 0 | 0 | 0 | 0 | 0 | 0 | 0 | 0 | 0 | 0 | 0 | 0 | 0 |  | 0 | 0 | 0 | 0 | 0 | 0 | 0 | 0 | 0 | 0 | 0 | 0 | 0 | 0 | 0 | 0 | 0 | 0 | 0 | 0 | 0 |  | 0 | 0 | 0 | 0 | 0 | 0 | 0 | 0 | 0 | 0 | 0 | 0 | 0 | 0 | 0 | 0 | 0 | 0 | 0 |  | 1 | 1 | 1 | 1 | 1 | 1 | 1 | 1 | 1 | 1 | 1 | 0
EOP | Thousandaire | 138 | 0 | 0 | 0 | 0 | 0 | 0 | 0 | 0 | 0 | 0 | 0 | 0 | 0 | 0 | 0 | 0 | 0 | 0 | 0 | 0 |  | 0 | 0 | 0 | 0 | 0 | 0 | 0 | 0 | 0 | 0 | 0 | 0 | 0 | 0 | 0 | 0 | 0 | 0 | 0 | 0 | 0 |  | 0 | 0 | 0 | 0 | 0 | 0 | 0 | 0 | 0 | 0 | 0 | 0 | 0 | 0 | 0 | 0 | 0 | 0 | 0 |  | 1 | 1 | 1 | 1 | 1 | 1 | 1 | 1 | 1 | 1 | 1 | 0
PG&E KERN | Topaz | 230 | 0 | 0 | 0 | 0 | 0 | 0 | 0 | 0 | 0 | 0 | 0 | 0 | 0 | 0 | 0 | 0 | 0 | 0 | 0 | 0 |  | 0 | 0 | 0 | 0 | 0 | 0 | 0 | 0 | 0 | 0 | 0 | 0 | 0 | 0 | 0 | 0 | 0 | 0 | 0 | 0 | 0 |  | 0 | 0 | 0 | 0 | 0 | 0 | 0 | 0 | 0 | 0 | 0 | 0 | 0 | 0 | 0 | 0 | 0 | 0 | 0 |  | 1 | 1 | 1 | 1 | 1 | 1 | 1 | 1 | 1 | 1 | 1 | 0
SCE NOL | Tortilla | 115 | 0 | 0 | 0 | 0 | 0 | 0 | 0 | 0 | 0 | 0 | 0 | 3 | 0 | 0 | 0 | 0 | 0 | 0 | 0 | 1 |  | 0 | 0 | 0 | 0 | 0 | 0 | 0 | 0 | 0 | 0 | 0 | 3 | 0 | 0 | 0 | 0 | 0 | 0 | 0 | 1 | 0 |  | 0 | 0 | 0 | 0 | 0 | 0 | 0 | 0 | 0 | 0 | 0 | 0 | 0 | 0 | 0 | 0 | 0 | 0 | 0 |  | 1 | 1 | 1 | 1 | 1 | 1 | 1 | 1 | 1 | 1 | 1 | 0
SDGE | Trabuco | 138 | 0 | 0 | 0 | 0 | 0 | 0 | 0 | 0 | 0 | 0 | 0 | 0 | 0 | 0 | 0 | 0 | 0 | 0 | 0 | 0 |  | 0 | 0 | 0 | 0 | 0 | 0 | 0 | 0 | 0 | 0 | 0 | 0 | 0 | 0 | 0 | 0 | 0 | 0 | 0 | 0 | 0 |  | 0 | 0 | 0 | 0 | 0 | 0 | 0 | 0 | 0 | 0 | 0 | 0 | 0 | 0 | 0 | 0 | 0 | 0 | 0 |  | 1 | 1 | 1 | 1 | 1 | 1 | 1 | 1 | 1 | 1 | 1 | 0
PG&E GBA | Tracy | 115 | 0 | 3 | 0 | 0 | 0 | 0 | 0 | 0 | 0 | 0 | 0 | 0 | 0 | 0 | 0 | 0 | 0 | 0 | 0 | 1 |  | 0 | 5 | 0 | 0 | 0 | 0 | 0 | 0 | 0 | 0 | 0 | 2 | 0 | 0 | 0 | 0 | 0 | 0 | 0 | 1 | 0 |  | 0 | 2 | 0 | 0 | 0 | 0 | 0 | 0 | 0 | 0 | 0 | 2 | 0 | 0 | 0 | 0 | 0 | 0 | 0 |  | 1 | 4 | 1 | 1 | 1 | 4 | 1 | 1 | 1 | 1 | 1 | 1
PG&E FRESNO | Tranquility | 230 | 0 | 0 | 0 | 0 | 0 | 0 | 0 | 0 | 0 | 0 | 0 | 0 | 0 | 600 | 600 | 662 | 0 | 662 | 0 | 1 |  | 0 | 0 | 0 | 0 | 0 | 0 | 0 | 0 | 0 | 0 | 0 | 0 | 370 | 215 | 585 | 502.5 | 29 | 531.5 | 0 | 1 | 0 |  | 0 | 0 | 0 | 0 | 0 | 0 | 0 | 0 | 0 | 0 | 0 | 0 | 2 | 0 | 0 | 0 | 2 | 0 | 0 |  | 1 | 1 | 1 | 1 | 1 | 1 | 4 | 1 | 4 | 1 | 1 | 1
PG&E GBA | Trimble | 115 | 0 | 0 | 0 | 0 | 0 | 0 | 0 | 0 | 0 | 0 | 0 | 0 | 0 | 0 | 0 | 0 | 0 | 0 | 0 | 0 |  | 0 | 0 | 0 | 0 | 0 | 0 | 0 | 0 | 0 | 0 | 0 | 0 | 0 | 0 | 0 | 0 | 0 | 0 | 0 | 0 | 0 |  | 0 | 0 | 0 | 0 | 0 | 0 | 0 | 0 | 0 | 0 | 0 | 0 | 0 | 0 | 0 | 0 | 0 | 0 | 0 |  | 1 | 1 | 1 | 1 | 1 | 1 | 1 | 1 | 1 | 1 | 1 | 0
EOP | Trout Canyon | 230 | 0 | 0 | 0 | 0 | 0 | 0 | 0 | 0 | 0 | 0 | 0 | 0 | 566 | 745 | 1311 | 731 | 0 | 731 | 0 | 1 |  | 0 | 0 | 0 | 0 | 0 | 0 | 0 | 0 | 0 | 0 | 0 | 0 | 565 | 365 | 930 | 455 | 130 | 585 | 0 | 1 | 0 |  | 0 | 0 | 0 | 0 | 0 | 0 | 0 | 0 | 0 | 0 | 0 | 0 | 0 | 0 | 0 | 0 | 2 | 0 | 0 |  | 1 | 1 | 1 | 1 | 1 | 1 | 1 | 1 | 4 | 1 | 1 | 1
EOP | Trout Canyon | 500 | 0 | 0 | 0 | 0 | 0 | 0 | 0 | 0 | 0 | 0 | 0 | 0 | 0 | 0 | 0 | 0 | 0 | 0 | 0 | 0 |  | 0 | 0 | 0 | 0 | 0 | 0 | 0 | 0 | 0 | 0 | 0 | 0 | 0 | 0 | 0 | 0 | 0 | 0 | 0 | 0 | 0 |  | 0 | 0 | 0 | 0 | 0 | 0 | 0 | 0 | 0 | 0 | 0 | 0 | 0 | 0 | 0 | 0 | 0 | 0 | 0 |  | 1 | 1 | 1 | 1 | 1 | 1 | 1 | 1 | 1 | 1 | 1 | 0
PG&E NGBA | Tulucay | 230 | 0 | 0 | 0 | 0 | 0 | 0 | 0 | 0 | 0 | 0 | 0 | 0 | 0 | 0 | 0 | 0 | 0 | 0 | 0 | 0 |  | 0 | 0 | 0 | 0 | 0 | 0 | 0 | 0 | 0 | 0 | 0 | 0.65 | 25 | 0 | 25 | 0 | 0 | 0 | 0 | 1 | 0 |  | 0 | 0 | 0 | 0 | 0 | 0 | 0 | 0 | 0 | 0 | 0 | 2 | 2 | 0 | 2 | 0 | 0 | 0 | 0 |  | 1 | 1 | 1 | 1 | 1 | 4 | 4 | 1 | 1 | 1 | 1 | 1
PG&E NGBA | Tulucay | 60 | 0 | 0 | 0 | 0 | 0 | 0 | 0 | 0 | 0 | 0 | 0 | 0 | 0 | 0 | 0 | 0 | 0 | 0 | 0 | 0 |  | 0 | 0 | 0 | 0 | 0 | 0 | 0 | 0 | 0 | 0 | 0 | 0 | 0 | 0 | 0 | 0 | 0 | 0 | 0 | 0 | 0 |  | 0 | 0 | 0 | 0 | 0 | 0 | 0 | 0 | 0 | 0 | 0 | 0 | 0 | 0 | 0 | 0 | 0 | 0 | 0 |  | 1 | 1 | 1 | 1 | 1 | 1 | 1 | 1 | 1 | 1 | 1 | 0
PG&E KERN | Tupman | 115 | 0 | 0 | 0 | 0 | 0 | 0 | 0 | 0 | 0 | 0 | 0 | 0 | 0 | 0 | 0 | 0 | 0 | 0 | 0 | 0 |  | 0 | 0 | 0 | 0 | 0 | 0 | 0 | 0 | 0 | 0 | 0 | 0 | 55 | 0 | 55 | 0 | 0 | 0 | 0 | 1 | 0 |  | 0 | 0 | 0 | 0 | 0 | 0 | 0 | 0 | 0 | 0 | 0 | 0 | 2 | 0 | 2 | 0 | 0 | 0 | 0 |  | 1 | 1 | 1 | 1 | 1 | 1 | 4 | 1 | 1 | 1 | 1 | 1
PG&E NGBA | Ukiah | 115 | 0 | 0 | 0 | 0 | 0 | 0 | 0 | 0 | 0 | 0 | 0 | 0 | 0 | 0 | 0 | 0 | 0 | 0 | 0 | 0 |  | 0 | 1 | 0 | 0 | 0 | 0 | 0 | 0 | 0 | 0 | 0 | 0 | 0 | 0 | 0 | 0 | 0 | 0 | 0 | 1 | 0 |  | 0 | 2 | 0 | 0 | 0 | 0 | 0 | 0 | 0 | 0 | 0 | 0 | 0 | 0 | 0 | 0 | 0 | 0 | 0 |  | 1 | 4 | 1 | 1 | 1 | 1 | 1 | 1 | 1 | 1 | 1 | 1
PG&E KERN | Union (Estrella) | 70 | 0 | 0 | 0 | 0 | 0 | 0 | 0 | 0 | 0 | 0 | 0 | 0 | 0 | 0 | 0 | 0 | 0 | 0 | 0 | 0 |  | 0 | 0 | 0 | 0 | 0 | 0 | 0 | 0 | 0 | 0 | 0 | 0 | 0 | 0 | 0 | 0 | 0 | 0 | 0 | 0 | 0 |  | 0 | 0 | 0 | 0 | 0 | 0 | 0 | 0 | 0 | 0 | 0 | 0 | 0 | 0 | 0 | 0 | 0 | 0 | 0 |  | 1 | 1 | 1 | 1 | 1 | 1 | 1 | 1 | 1 | 1 | 1 | 0
PG&E NGBA | Vaca Dixon | 115 | 0 | 0 | 0 | 0 | 0 | 0 | 0 | 0 | 0 | 0 | 0 | 0 | 0 | 0 | 0 | 0 | 0 | 0 | 0 | 0 |  | 0 | 0 | 0 | 0 | 0 | 0 | 0 | 0 | 0 | 0 | 0 | 0 | 0 | 0 | 0 | 0 | 0 | 0 | 0 | 0 | 0 |  | 0 | 0 | 0 | 0 | 0 | 0 | 0 | 0 | 0 | 0 | 0 | 0 | 0 | 0 | 0 | 0 | 0 | 0 | 0 |  | 1 | 1 | 1 | 1 | 1 | 1 | 1 | 1 | 1 | 1 | 1 | 0
PG&E NGBA | Vaca Dixon | 230 | 0 | 0 | 0 | 0 | 0 | 0 | 0 | 0 | 0 | 0 | 0 | 0 | 0 | 0 | 0 | 0 | 0 | 0 | 0 | 0 |  | 0 | 0 | 0 | 0 | 0 | 0 | 0 | 0 | 0 | 0 | 0 | 0 | 0 | 0 | 0 | 0 | 0 | 0 | 0 | 0 | 0 |  | 0 | 0 | 0 | 0 | 0 | 0 | 0 | 0 | 0 | 0 | 0 | 0 | 0 | 0 | 0 | 0 | 0 | 0 | 0 |  | 1 | 1 | 1 | 1 | 1 | 1 | 1 | 1 | 1 | 1 | 1 | 0
PG&E NGBA | Vaca Dixon | 500 | 0 | 0 | 0 | 0 | 0 | 0 | 0 | 0 | 0 | 0 | 0 | 0 | 0 | 0 | 0 | 0 | 0 | 0 | 0 | 0 |  | 0 | 0 | 0 | 0 | 0 | 0 | 0 | 0 | 0 | 0 | 0 | 0 | 0 | 0 | 0 | 0 | 0 | 0 | 0 | 0 | 0 |  | 0 | 0 | 0 | 0 | 0 | 0 | 0 | 0 | 0 | 0 | 0 | 0 | 0 | 0 | 0 | 0 | 0 | 0 | 0 |  | 1 | 1 | 1 | 1 | 1 | 1 | 1 | 1 | 1 | 1 | 1 | 0
PG&E NGBA | Vaca Dixon | 60 | 0 | 0 | 0 | 0 | 0 | 0 | 0 | 0 | 0 | 0 | 0 | 0 | 0 | 0 | 0 | 0 | 0 | 0 | 0 | 0 |  | 0 | 0 | 0 | 0 | 0 | 0 | 0 | 0 | 0 | 0 | 0 | 0 | 0 | 0 | 0 | 0 | 0 | 0 | 0 | 0 | 0 |  | 0 | 0 | 0 | 0 | 0 | 0 | 0 | 0 | 0 | 0 | 0 | 0 | 0 | 0 | 0 | 0 | 0 | 0 | 0 |  | 1 | 1 | 1 | 1 | 1 | 1 | 1 | 1 | 1 | 1 | 1 | 0
SCE Eastern | Valley (SCE) | 500 | 0 | 0 | 0 | 0 | 0 | 0 | 0 | 0 | 0 | 0 | 0 | 0 | 0 | 0 | 0 | 720 | 0 | 720 | 200 | 1 |  | 0 | 0 | 0 | 0 | 0 | 0 | 0 | 0 | 0 | 0 | 0 | 0 | 0 | 0 | 0 | 770 | 0 | 770 | 0 | 1 | 0 |  | 0 | 0 | 0 | 0 | 0 | 0 | 0 | 0 | 0 | 0 | 0 | 0 | 0 | 0 | 0 | 0 | 0 | 0 | 0 |  | 1 | 1 | 1 | 1 | 1 | 1 | 1 | 1 | 1 | 1 | 1 | 0
EOP | Valley (VEA) | 138 | 0 | 0 | 0 | 0 | 0 | 0 | 0 | 0 | 0 | 0 | 0 | 0 | 0 | 0 | 0 | 0 | 0 | 0 | 0 | 0 |  | 0 | 0 | 0 | 0 | 0 | 0 | 0 | 0 | 0 | 0 | 0 | 0 | 0 | 0 | 0 | 0 | 0 | 0 | 0 | 0 | 0 |  | 0 | 0 | 0 | 0 | 0 | 0 | 0 | 0 | 0 | 0 | 0 | 0 | 0 | 0 | 0 | 0 | 0 | 0 | 0 |  | 1 | 1 | 1 | 1 | 1 | 1 | 1 | 1 | 1 | 1 | 1 | 0
SDGE | Valley Center | 69 | 0 | 0 | 0 | 0 | 0 | 0 | 0 | 0 | 0 | 0 | 0 | 0 | 0 | 0 | 0 | 0 | 0 | 0 | 0 | 0 |  | 0 | 0 | 0 | 0 | 0 | 0 | 0 | 0 | 0 | 0 | 0 | 0 | 0 | 0 | 0 | 0 | 0 | 0 | 0 | 0 | 0 |  | 0 | 0 | 0 | 0 | 0 | 0 | 0 | 0 | 0 | 0 | 0 | 0 | 0 | 0 | 0 | 0 | 0 | 0 | 0 |  | 1 | 1 | 1 | 1 | 1 | 1 | 1 | 1 | 1 | 1 | 1 | 0
PG&E GBA | Valley Home | 115 | 0 | 0 | 0 | 0 | 0 | 0 | 0 | 0 | 0 | 0 | 0 | 0 | 0 | 0 | 0 | 0 | 0 | 0 | 0 | 0 |  | 0 | 0 | 0 | 0 | 0 | 0 | 0 | 0 | 0 | 0 | 0 | 0 | 0 | 0 | 0 | 0 | 0 | 0 | 0 | 0 | 0 |  | 0 | 0 | 0 | 0 | 0 | 0 | 0 | 0 | 0 | 0 | 0 | 0 | 0 | 0 | 0 | 0 | 0 | 0 | 0 |  | 1 | 1 | 1 | 1 | 1 | 1 | 1 | 1 | 1 | 1 | 1 | 0
PG&E GBA | Valley Springs | 230 | 0 | 3 | 0 | 0 | 0 | 0 | 0 | 0 | 0 | 0 | 0 | 0 | 0 | 0 | 0 | 0 | 0 | 0 | 0 | 1 |  | 0 | 0 | 0 | 0 | 0 | 0 | 0 | 0 | 0 | 0 | 0 | 0 | 0 | 0 | 0 | 0 | 0 | 0 | 0 | 0 | 0 |  | 0 | 0 | 0 | 0 | 0 | 0 | 0 | 0 | 0 | 0 | 0 | 0 | 0 | 0 | 0 | 0 | 0 | 0 | 0 |  | 1 | 1 | 1 | 1 | 1 | 1 | 1 | 1 | 1 | 1 | 1 | 0
PG&E GBA | Valley Springs | 60 | 0 | 0 | 0 | 0 | 0 | 0 | 0 | 0 | 0 | 0 | 0 | 0 | 0 | 0 | 0 | 0 | 0 | 0 | 0 | 0 |  | 0 | 0 | 0 | 0 | 0 | 0 | 0 | 0 | 0 | 0 | 0 | 0 | 0 | 0 | 0 | 0 | 0 | 0 | 0 | 0 | 0 |  | 0 | 0 | 0 | 0 | 0 | 0 | 0 | 0 | 0 | 0 | 0 | 0 | 0 | 0 | 0 | 0 | 0 | 0 | 0 |  | 1 | 1 | 1 | 1 | 1 | 1 | 1 | 1 | 1 | 1 | 1 | 0
EOP | Valley Switch | 138 | 0 | 0 | 0 | 0 | 0 | 0 | 0 | 0 | 0 | 0 | 0 | 0 | 0 | 0 | 0 | 0 | 0 | 0 | 0 | 0 |  | 0 | 0 | 0 | 0 | 0 | 0 | 0 | 0 | 0 | 0 | 0 | 0 | 0 | 0 | 0 | 0 | 0 | 0 | 0 | 0 | 0 |  | 0 | 0 | 0 | 0 | 0 | 0 | 0 | 0 | 0 | 0 | 0 | 0 | 0 | 0 | 0 | 0 | 0 | 0 | 0 |  | 1 | 1 | 1 | 1 | 1 | 1 | 1 | 1 | 1 | 1 | 1 | 0
EOP | Valley Switch | 230 | 0 | 0 | 0 | 0 | 0 | 0 | 0 | 0 | 0 | 0 | 0 | 0 | 0 | 0 | 0 | 0 | 0 | 0 | 0 | 0 |  | 0 | 0 | 0 | 0 | 0 | 0 | 0 | 0 | 0 | 0 | 0 | 0 | 0 | 0 | 0 | 0 | 0 | 0 | 0 | 0 | 0 |  | 0 | 0 | 0 | 0 | 0 | 0 | 0 | 0 | 0 | 0 | 0 | 0 | 0 | 0 | 0 | 0 | 0 | 0 | 0 |  | 1 | 1 | 1 | 1 | 1 | 1 | 1 | 1 | 1 | 1 | 1 | 0
PG&E GBA | Vasco | 230 | 0 | 0 | 0 | 0 | 0 | 0 | 0 | 0 | 0 | 0 | 0 | 0 | 0 | 0 | 0 | 0 | 0 | 0 | 0 | 0 |  | 0 | 0 | 0 | 0 | 0 | 0 | 0 | 0 | 0 | 0 | 0 | 0 | 0 | 0 | 0 | 0 | 0 | 0 | 0 | 0 | 0 |  | 0 | 0 | 0 | 0 | 0 | 0 | 0 | 0 | 0 | 0 | 0 | 0 | 0 | 0 | 0 | 0 | 0 | 0 | 0 |  | 1 | 1 | 1 | 1 | 1 | 1 | 1 | 1 | 1 | 1 | 1 | 0
PG&E GBA | Vasona | 230 | 0 | 0 | 0 | 0 | 0 | 0 | 0 | 0 | 0 | 0 | 0 | 0 | 0 | 0 | 0 | 0 | 0 | 0 | 0 | 0 |  | 0 | 0 | 0 | 0 | 0 | 0 | 0 | 0 | 0 | 0 | 0 | 0 | 0 | 0 | 0 | 0 | 0 | 0 | 0 | 0 | 0 |  | 0 | 0 | 0 | 0 | 0 | 0 | 0 | 0 | 0 | 0 | 0 | 0 | 0 | 0 | 0 | 0 | 0 | 0 | 0 |  | 1 | 1 | 1 | 1 | 1 | 1 | 1 | 1 | 1 | 1 | 1 | 0
SCE Northern | Vestal | 230 | 0 | 0 | 0 | 0 | 0 | 0 | 0 | 0 | 0 | 0 | 0 | 0 | 125 | 175 | 300 | 110 | 0 | 110 | 0 | 1 |  | 0 | 0 | 0 | 0 | 0 | 0 | 0 | 0 | 0 | 0 | 0 | 0 | 205 | 50 | 255 | 190 | 0 | 190 | 0 | 1 | 0 |  | 0 | 0 | 0 | 0 | 0 | 0 | 0 | 0 | 0 | 0 | 0 | 0 | 2 | 0 | 0 | 2 | 0 | 2 | 0 |  | 1 | 1 | 1 | 1 | 1 | 1 | 4 | 4 | 1 | 4 | 1 | 1
SCE Northern | Vestal | 66 | 0 | 0 | 0 | 0 | 0 | 0 | 0 | 0 | 0 | 0 | 0 | 0 | 0 | 0 | 0 | 80 | 0 | 80 | 0 | 1 |  | 0 | 0 | 0 | 0 | 0 | 0 | 0 | 0 | 0 | 0 | 0 | 0 | 0 | 0 | 0 | 0 | 0 | 0 | 0 | 0 | 0 |  | 0 | 0 | 0 | 0 | 0 | 0 | 0 | 0 | 0 | 0 | 0 | 0 | 0 | 0 | 0 | 0 | 0 | 0 | 0 |  | 1 | 1 | 1 | 1 | 1 | 1 | 1 | 1 | 1 | 1 | 1 | 0
SCE NOL | Victor | 115 | 0 | 0 | 0 | 0 | 0 | 0 | 0 | 0 | 0 | 0 | 0 | 7 | 0 | 0 | 0 | 0 | 0 | 0 | 0 | 1 |  | 0 | 0 | 0 | 0 | 0 | 0 | 0 | 0 | 0 | 0 | 0 | 0 | 0 | 0 | 0 | 0 | 0 | 0 | 0 | 0 | 0 |  | 0 | 0 | 0 | 0 | 0 | 0 | 0 | 0 | 0 | 0 | 0 | 0 | 0 | 0 | 0 | 0 | 0 | 0 | 0 |  | 1 | 1 | 1 | 1 | 1 | 1 | 1 | 1 | 1 | 1 | 1 | 0
SCE NOL | Victor | 230 | 0 | 0 | 0 | 0 | 0 | 0 | 0 | 0 | 0 | 0 | 0 | 5 | 0 | 0 | 0 | 0 | 0 | 0 | 0 | 1 |  | 0 | 0 | 0 | 0 | 0 | 0 | 0 | 0 | 0 | 0 | 0 | 0 | 0 | 0 | 0 | 0 | 0 | 0 | 0 | 0 | 0 |  | 0 | 0 | 0 | 0 | 0 | 0 | 0 | 0 | 0 | 0 | 0 | 0 | 0 | 0 | 0 | 0 | 0 | 0 | 0 |  | 1 | 1 | 1 | 1 | 1 | 1 | 1 | 1 | 1 | 1 | 1 | 0
SCE Metro | Viejo | 230 | 0 | 0 | 0 | 0 | 0 | 0 | 0 | 0 | 0 | 0 | 0 | 0 | 0 | 0 | 0 | 0 | 0 | 0 | 0 | 0 |  | 0 | 0 | 0 | 0 | 0 | 0 | 0 | 0 | 0 | 0 | 0 | 0 | 0 | 0 | 0 | 0 | 0 | 0 | 0 | 0 | 0 |  | 0 | 0 | 0 | 0 | 0 | 0 | 0 | 0 | 0 | 0 | 0 | 0 | 0 | 0 | 0 | 0 | 0 | 0 | 0 |  | 1 | 1 | 1 | 1 | 1 | 1 | 1 | 1 | 1 | 1 | 1 | 0
PG&E GBA | Vierra | 115 | 0 | 0 | 0 | 0 | 0 | 0 | 0 | 0 | 0 | 0 | 0 | 2.975 | 0 | 0 | 0 | 92 | 0 | 92 | 0 | 1 |  | 0 | 0 | 0 | 0 | 0 | 0 | 0 | 0 | 0 | 0 | 0 | 0 | 0 | 0 | 0 | 0 | 0 | 0 | 0 | 0 | 0 |  | 0 | 0 | 0 | 0 | 0 | 0 | 0 | 0 | 0 | 0 | 0 | 0 | 0 | 0 | 0 | 0 | 0 | 0 | 0 |  | 1 | 1 | 1 | 1 | 1 | 1 | 1 | 1 | 1 | 1 | 1 | 0
SCE Metro | Villa Park | 230 | 0 | 0 | 0 | 0 | 0 | 0 | 0 | 0 | 0 | 0 | 0 | 0 | 0 | 0 | 0 | 0 | 0 | 0 | 0 | 0 |  | 0 | 0 | 0 | 0 | 0 | 0 | 0 | 0 | 0 | 0 | 0 | 0 | 0 | 0 | 0 | 0 | 0 | 0 | 0 | 0 | 0 |  | 0 | 0 | 0 | 0 | 0 | 0 | 0 | 0 | 0 | 0 | 0 | 0 | 0 | 0 | 0 | 0 | 0 | 0 | 0 |  | 1 | 1 | 1 | 1 | 1 | 1 | 1 | 1 | 1 | 1 | 1 | 0
SCE Northern | Vincent | 230 | 0 | 0 | 0 | 0 | 0 | 0 | 0 | 0 | 0 | 0 | 0 | 0 | 0 | 0 | 0 | 399 | 0 | 399 | 0 | 1 |  | 0 | 0 | 0 | 0 | 0 | 0 | 0 | 0 | 0 | 0 | 0 | 0 | 0 | 617 | 617 | 799 | 20.5 | 819.5 | 0 | 1 | 0 |  | 0 | 0 | 0 | 0 | 0 | 0 | 0 | 0 | 0 | 0 | 0 | 0 | 0 | 2 | 2 | 2 | 2 | 2 | 0 |  | 1 | 1 | 1 | 1 | 1 | 1 | 4 | 4 | 4 | 4 | 1 | 1
SCE Northern | Vincent | 500 | 0 | 0 | 0 | 0 | 0 | 0 | 0 | 0 | 0 | 0 | 0 | 0 | 0 | 0 | 0 | 0 | 0 | 0 | 0 | 0 |  | 0 | 0 | 0 | 0 | 0 | 0 | 0 | 0 | 0 | 0 | 0 | 0 | 0 | 0 | 0 | 0 | 0 | 0 | 0 | 0 | 0 |  | 0 | 0 | 0 | 0 | 0 | 0 | 0 | 0 | 0 | 0 | 0 | 0 | 0 | 0 | 0 | 0 | 0 | 0 | 0 |  | 1 | 1 | 1 | 1 | 1 | 1 | 1 | 1 | 1 | 1 | 1 | 0
PG&E GBA | Vineyard | 230 | 0 | 0 | 0 | 0 | 0 | 0 | 0 | 0 | 0 | 0 | 0 | 0 | 0 | 0 | 0 | 0 | 0 | 0 | 0 | 0 |  | 0 | 0 | 0 | 0 | 0 | 0 | 0 | 0 | 0 | 0 | 0 | 0 | 0 | 0 | 0 | 0 | 0 | 0 | 0 | 0 | 0 |  | 0 | 0 | 0 | 0 | 0 | 0 | 0 | 0 | 0 | 0 | 0 | 0 | 0 | 0 | 0 | 0 | 0 | 0 | 0 |  | 1 | 1 | 1 | 1 | 1 | 1 | 1 | 1 | 1 | 1 | 1 | 0
SDGE | Vineyard | 69 | 0 | 0 | 0 | 0 | 0 | 0 | 0 | 0 | 0 | 0 | 0 | 0 | 0 | 0 | 0 | 0 | 0 | 0 | 0 | 0 |  | 0 | 0 | 0 | 0 | 0 | 0 | 0 | 0 | 0 | 0 | 0 | 0 | 0 | 0 | 0 | 0 | 0 | 0 | 0 | 0 | 0 |  | 0 | 0 | 0 | 0 | 0 | 0 | 0 | 0 | 0 | 0 | 0 | 0 | 0 | 0 | 0 | 0 | 0 | 0 | 0 |  | 1 | 1 | 1 | 1 | 1 | 1 | 1 | 1 | 1 | 1 | 1 | 0
SCE Eastern | Vista (SCE) | 230 | 0 | 2.6 | 0 | 0 | 0 | 0 | 0 | 0 | 0 | 0 | 0 | 0 | 0 | 0 | 0 | 200 | 0 | 200 | 0 | 1 |  | 0 | 2.6 | 0 | 0 | 0 | 0 | 0 | 0 | 0 | 0 | 0 | 0 | 0 | 0 | 0 | 200 | 0 | 200 | 0 | 1 | 0 |  | 0 | 0 | 0 | 0 | 0 | 0 | 0 | 0 | 0 | 0 | 0 | 0 | 0 | 0 | 0 | 0 | 0 | 0 | 0 |  | 1 | 1 | 1 | 1 | 1 | 1 | 1 | 1 | 1 | 1 | 1 | 0
EOP | Vista (VEA) | 138 | 0 | 0 | 0 | 0 | 0 | 0 | 0 | 0 | 0 | 0 | 0 | 0 | 0 | 0 | 0 | 0 | 0 | 0 | 0 | 0 |  | 0 | 0 | 0 | 0 | 0 | 0 | 0 | 0 | 0 | 0 | 0 | 0 | 0 | 0 | 0 | 0 | 0 | 0 | 0 | 0 | 0 |  | 0 | 0 | 0 | 0 | 0 | 0 | 0 | 0 | 0 | 0 | 0 | 0 | 0 | 0 | 0 | 0 | 0 | 0 | 0 |  | 1 | 1 | 1 | 1 | 1 | 1 | 1 | 1 | 1 | 1 | 1 | 0
EOP | Vista (VEA) | 230 | 0 | 0 | 0 | 0 | 0 | 0 | 0 | 0 | 0 | 0 | 0 | 0 | 0 | 0 | 0 | 0 | 0 | 0 | 0 | 0 |  | 0 | 0 | 0 | 0 | 0 | 0 | 0 | 0 | 0 | 0 | 0 | 0 | 0 | 0 | 0 | 0 | 0 | 0 | 0 | 0 | 0 |  | 0 | 0 | 0 | 0 | 0 | 0 | 0 | 0 | 0 | 0 | 0 | 0 | 0 | 0 | 0 | 0 | 0 | 0 | 0 |  | 1 | 1 | 1 | 1 | 1 | 1 | 1 | 1 | 1 | 1 | 1 | 0
PG&E FRESNO | Wahtoke | 115 | 0 | 0 | 0 | 0 | 0 | 0 | 0 | 0 | 0 | 0 | 0 | 0 | 0 | 0 | 0 | 0 | 0 | 0 | 0 | 0 |  | 0 | 0 | 0 | 0 | 0 | 0 | 0 | 0 | 0 | 0 | 0 | 0 | 0 | 0 | 0 | 0 | 0 | 0 | 0 | 0 | 0 |  | 0 | 0 | 0 | 0 | 0 | 0 | 0 | 0 | 0 | 0 | 0 | 0 | 0 | 0 | 0 | 0 | 0 | 0 | 0 |  | 1 | 1 | 1 | 1 | 1 | 1 | 1 | 1 | 1 | 1 | 1 | 0
SCE Northern | Wakefield | 66 | 0 | 0 | 0 | 0 | 0 | 0 | 0 | 0 | 0 | 0 | 0 | 0 | 0 | 0 | 0 | 15 | 0 | 15 | 0 | 1 |  | 0 | 0 | 0 | 0 | 0 | 0 | 0 | 0 | 0 | 0 | 0 | 0 | 0 | 0 | 0 | 0 | 0 | 0 | 0 | 0 | 0 |  | 0 | 0 | 0 | 0 | 0 | 0 | 0 | 0 | 0 | 0 | 0 | 0 | 0 | 0 | 0 | 0 | 0 | 0 | 0 |  | 1 | 1 | 1 | 1 | 1 | 1 | 1 | 1 | 1 | 1 | 1 | 0
SCE Metro | Walnut | 230 | 0 | 0 | 0 | 0 | 0 | 0 | 0 | 0 | 0 | 0 | 0 | 0 | 0 | 0 | 0 | 400 | 0 | 400 | 0 | 1 |  | 0 | 0 | 0 | 0 | 0 | 0 | 0 | 0 | 0 | 0 | 0 | 0 | 0 | 0 | 0 | 200 | 0 | 200 | 0 | 1 | 0 |  | 0 | 0 | 0 | 0 | 0 | 0 | 0 | 0 | 0 | 0 | 0 | 0 | 0 | 0 | 0 | 0 | 0 | 0 | 0 |  | 1 | 1 | 1 | 1 | 1 | 1 | 1 | 1 | 1 | 1 | 1 | 0
SCE Northern | Warne | 230 | 0 | 0 | 0 | 0 | 0 | 0 | 0 | 0 | 0 | 0 | 0 | 0 | 0 | 0 | 0 | 0 | 0 | 0 | 0 | 0 |  | 0 | 0 | 0 | 0 | 0 | 0 | 0 | 0 | 0 | 0 | 0 | 0 | 0 | 0 | 0 | 0 | 0 | 0 | 0 | 0 | 0 |  | 0 | 0 | 0 | 0 | 0 | 0 | 0 | 0 | 0 | 0 | 0 | 0 | 0 | 0 | 0 | 0 | 0 | 0 | 0 |  | 1 | 1 | 1 | 1 | 1 | 1 | 1 | 1 | 1 | 1 | 1 | 0
PG&E GBA | Warnerville | 230 | 0 | 0 | 0 | 0 | 0 | 0 | 0 | 0 | 0 | 0 | 0 | 0 | 0 | 0 | 0 | 0 | 0 | 0 | 0 | 0 |  | 0 | 0 | 0 | 0 | 0 | 0 | 0 | 0 | 0 | 0 | 0 | 0 | 0 | 0 | 0 | 0 | 0 | 0 | 0 | 0 | 0 |  | 0 | 0 | 0 | 0 | 0 | 0 | 0 | 0 | 0 | 0 | 0 | 0 | 0 | 0 | 0 | 0 | 0 | 0 | 0 |  | 1 | 1 | 1 | 1 | 1 | 1 | 1 | 1 | 1 | 1 | 1 | 0
PG&E FRESNO | Waukena | 115 | 0 | 0 | 0 | 0 | 0 | 0 | 0 | 0 | 0 | 0 | 0 | 0 | 0 | 0 | 0 | 0 | 0 | 0 | 0 | 0 |  | 0 | 0 | 0 | 0 | 0 | 0 | 0 | 0 | 0 | 0 | 0 | 0 | 0 | 0 | 0 | 0 | 0 | 0 | 0 | 0 | 0 |  | 0 | 0 | 0 | 0 | 0 | 0 | 0 | 0 | 0 | 0 | 0 | 0 | 0 | 0 | 0 | 0 | 0 | 0 | 0 |  | 1 | 1 | 1 | 1 | 1 | 1 | 1 | 1 | 1 | 1 | 1 | 0
PG&E GBA | Weber | 230 | 0 | 0 | 0 | 0 | 0 | 0 | 0 | 0 | 0 | 0 | 0 | 0 | 0 | 0 | 0 | 0 | 0 | 0 | 0 | 0 |  | 0 | 0 | 0 | 0 | 0 | 0 | 0 | 0 | 0 | 0 | 0 | 0 | 0 | 0 | 0 | 0 | 0 | 0 | 0 | 0 | 0 |  | 0 | 0 | 0 | 0 | 0 | 0 | 0 | 0 | 0 | 0 | 0 | 0 | 0 | 0 | 0 | 0 | 0 | 0 | 0 |  | 1 | 1 | 1 | 1 | 1 | 1 | 1 | 1 | 1 | 1 | 1 | 0
PG&E GBA | Weber | 60 | 0 | 0 | 0 | 0 | 0 | 0 | 0 | 0 | 0 | 0 | 0 | 4 | 0 | 0 | 0 | 20 | 0 | 20 | 0 | 1 |  | 0 | 0 | 0 | 0 | 0 | 0 | 0 | 0 | 0 | 0 | 0 | 0 | 0 | 0 | 0 | 0 | 0 | 0 | 0 | 0 | 0 |  | 0 | 0 | 0 | 0 | 0 | 0 | 0 | 0 | 0 | 0 | 0 | 0 | 0 | 0 | 0 | 0 | 0 | 0 | 0 |  | 1 | 1 | 1 | 1 | 1 | 1 | 1 | 1 | 1 | 1 | 1 | 0
PG&E FRESNO | West Fresno | 115 | 0 | 0 | 0 | 0 | 0 | 0 | 0 | 0 | 0 | 0 | 0 | 0 | 0 | 0 | 0 | 0 | 0 | 0 | 0 | 0 |  | 0 | 0 | 0 | 0 | 0 | 0 | 0 | 0 | 0 | 0 | 0 | 0 | 0 | 0 | 0 | 0 | 0 | 0 | 0 | 0 | 0 |  | 0 | 0 | 0 | 0 | 0 | 0 | 0 | 0 | 0 | 0 | 0 | 0 | 0 | 0 | 0 | 0 | 0 | 0 | 0 |  | 1 | 1 | 1 | 1 | 1 | 1 | 1 | 1 | 1 | 1 | 1 | 0
PG&E FRESNO | Westley | 230 | 0 | 0 | 0 | 0 | 0 | 0 | 0 | 0 | 0 | 0 | 0 | 0 | 0 | 0 | 0 | 0 | 0 | 0 | 0 | 0 |  | 0 | 0 | 0 | 0 | 0 | 0 | 0 | 0 | 0 | 0 | 0 | 0 | 0 | 0 | 0 | 0 | 0 | 0 | 0 | 0 | 0 |  | 0 | 0 | 0 | 0 | 0 | 0 | 0 | 0 | 0 | 0 | 0 | 0 | 0 | 0 | 0 | 0 | 0 | 0 | 0 |  | 1 | 1 | 1 | 1 | 1 | 1 | 1 | 1 | 1 | 1 | 1 | 0
PG&E KERN | Westpark | 115 | 0 | 0 | 0 | 0 | 0 | 0 | 0 | 0 | 0 | 0 | 0 | 0 | 0 | 0 | 0 | 0 | 0 | 0 | 0 | 0 |  | 0 | 0 | 0 | 0 | 0 | 0 | 0 | 0 | 0 | 0 | 0 | 0 | 0 | 0 | 0 | 0 | 0 | 0 | 0 | 0 | 0 |  | 0 | 0 | 0 | 0 | 0 | 0 | 0 | 0 | 0 | 0 | 0 | 0 | 0 | 0 | 0 | 0 | 0 | 0 | 0 |  | 1 | 1 | 1 | 1 | 1 | 1 | 1 | 1 | 1 | 1 | 1 | 0
PG&E KERN | Wheeler Ridge | 230 | 0 | 0 | 0 | 0 | 0 | 0 | 0 | 0 | 0 | 0 | 0 | 0 | 200 | 0 | 200 | 0 | 0 | 0 | 0 | 1 |  | 0 | 0 | 0 | 0 | 0 | 0 | 0 | 0 | 0 | 0 | 0 | 0 | 200 | 50 | 250 | 0 | 0 | 0 | 0 | 1 | 0 |  | 0 | 0 | 0 | 0 | 0 | 0 | 0 | 0 | 0 | 0 | 0 | 0 | 0 | 2 | 1 | 0 | 0 | 0 | 0 |  | 1 | 1 | 1 | 1 | 1 | 1 | 3 | 1 | 1 | 1 | 1 | 1
PG&E KERN | Wheeler Ridge | 115 | 0 | 0 | 0 | 0 | 0 | 0 | 0 | 0 | 0 | 0 | 0 | 0 | 0 | 0 | 0 | 0 | 0 | 0 | 0 | 0 |  | 0 | 0 | 0 | 0 | 0 | 0 | 0 | 0 | 0 | 0 | 0 | 0 | 0 | 0 | 0 | 0 | 0 | 0 | 0 | 0 | 0 |  | 0 | 0 | 0 | 0 | 0 | 0 | 0 | 0 | 0 | 0 | 0 | 0 | 0 | 0 | 0 | 0 | 0 | 0 | 0 |  | 1 | 1 | 1 | 1 | 1 | 1 | 1 | 1 | 1 | 1 | 1 | 0
PG&E KERN | Wheeler Ridge | 70 | 0 | 0 | 0 | 0 | 0 | 0 | 0 | 0 | 0 | 0 | 0 | 0 | 0 | 0 | 0 | 92 | 0 | 92 | 0 | 1 |  | 0 | 0 | 0 | 0 | 0 | 0 | 0 | 0 | 0 | 0 | 0 | 0 | 0 | 0 | 0 | 0 | 0 | 0 | 0 | 0 | 0 |  | 0 | 0 | 0 | 0 | 0 | 0 | 0 | 0 | 0 | 0 | 0 | 0 | 0 | 0 | 0 | 0 | 0 | 0 | 0 |  | 1 | 1 | 1 | 1 | 1 | 1 | 1 | 1 | 1 | 1 | 1 | 0
SCE Northern | Whirlwind | 230 | 0 | 0 | 300 | 0 | 300 | 0 | 0 | 0 | 0 | 0 | 0 | 0 | 218 | 188 | 406 | 837 | 454 | 1291 | 900 | 1 |  | 0 | 0 | 300 | 0 | 300 | 0 | 0 | 0 | 0 | 0 | 0 | 0 | 224 | 348 | 572 | 663 | 100 | 763 | 458 | 1 | 0 |  | 0 | 0 | 0 | 0 | 0 | 0 | 0 | 0 | 0 | 0 | 0 | 0 | 0 | 2 | 1 | 0 | 0 | 0 | 0 |  | 1 | 1 | 1 | 1 | 1 | 1 | 3 | 1 | 1 | 1 | 1 | 1
SCE Northern | Whirlwind | 500 | 0 | 0 | 0 | 0 | 0 | 0 | 0 | 0 | 0 | 0 | 0 | 0 | 0 | 0 | 0 | 0 | 0 | 0 | 0 | 0 |  | 0 | 0 | 0 | 0 | 0 | 0 | 0 | 0 | 0 | 0 | 0 | 0 | 0 | 0 | 0 | 0 | 0 | 0 | 0 | 0 | 0 |  | 0 | 0 | 0 | 0 | 0 | 0 | 0 | 0 | 0 | 0 | 0 | 0 | 0 | 0 | 0 | 0 | 0 | 0 | 0 |  | 1 | 1 | 1 | 1 | 1 | 1 | 1 | 1 | 1 | 1 | 1 | 0
PG&E GBA | Whisman | 115 | 0 | 0 | 0 | 0 | 0 | 0 | 0 | 0 | 0 | 0 | 0 | 0 | 0 | 0 | 0 | 0 | 0 | 0 | 0 | 0 |  | 0 | 0 | 0 | 0 | 0 | 0 | 0 | 0 | 0 | 0 | 0 | 0 | 0 | 0 | 0 | 0 | 0 | 0 | 0 | 0 | 0 |  | 0 | 0 | 0 | 0 | 0 | 0 | 0 | 0 | 0 | 0 | 0 | 0 | 0 | 0 | 0 | 0 | 0 | 0 | 0 |  | 1 | 1 | 1 | 1 | 1 | 1 | 1 | 1 | 1 | 1 | 1 | 0
SCE Eastern | Wildlife | 230 | 0 | 0 | 0 | 0 | 0 | 0 | 0 | 0 | 0 | 0 | 0 | 0 | 0 | 0 | 0 | 0 | 0 | 0 | 0 | 0 |  | 0 | 0 | 0 | 0 | 0 | 0 | 0 | 0 | 0 | 0 | 0 | 0 | 0 | 0 | 0 | 0 | 0 | 0 | 0 | 0 | 0 |  | 0 | 0 | 0 | 0 | 0 | 0 | 0 | 0 | 0 | 0 | 0 | 0 | 0 | 0 | 0 | 0 | 0 | 0 | 0 |  | 1 | 1 | 1 | 1 | 1 | 1 | 1 | 1 | 1 | 1 | 1 | 0
PG&E FRESNO | Wilson | 115 | 0 | 0 | 0 | 0 | 0 | 0 | 0 | 0 | 0 | 0 | 0 | 0 | 0 | 0 | 0 | 0 | 0 | 0 | 0 | 0 |  | 0 | 1 | 0 | 0 | 0 | 0 | 0 | 0 | 0 | 0 | 0 | 0 | 0 | 0 | 0 | 0 | 0 | 0 | 0 | 1 | 0 |  | 0 | 2 | 0 | 0 | 0 | 0 | 0 | 0 | 0 | 0 | 0 | 0 | 0 | 0 | 0 | 0 | 0 | 0 | 0 |  | 1 | 4 | 1 | 1 | 1 | 1 | 1 | 1 | 1 | 1 | 1 | 1
PG&E FRESNO | Wilson | 230 | 0 | 0 | 150 | 50 | 200 | 0 | 0 | 0 | 0 | 0 | 0 | 0 | 0 | 0 | 0 | 0 | 0 | 0 | 0 | 1 |  | 0 | 0 | 169 | 31 | 200 | 0 | 0 | 0 | 0 | 0 | 0 | 0 | 0 | 0 | 0 | 0 | 0 | 0 | 0 | 1 | 0 |  | 0 | 0 | 1 | 0 | 0 | 0 | 0 | 0 | 0 | 0 | 0 | 0 | 0 | 0 | 0 | 0 | 0 | 0 | 0 |  | 1 | 1 | 3 | 1 | 1 | 1 | 1 | 1 | 1 | 1 | 1 | 1
SCE Northern | Windhub | 230 | 0 | 0 | 174 | 0 | 174 | 0 | 0 | 0 | 0 | 0 | 0 | 0 | 0 | 1020 | 1020 | 1000 | 0 | 1000 | 0 | 1 |  | 0 | 0 | 124 | 0 | 124 | 0 | 0 | 0 | 0 | 0 | 0 | 0 | 212 | 600 | 812 | 600 | 25 | 625 | 0 | 1 | 0 |  | 0 | 0 | 0 | 0 | 0 | 0 | 0 | 0 | 0 | 0 | 0 | 0 | 2 | 0 | 0 | 0 | 2 | 0 | 0 |  | 1 | 1 | 1 | 1 | 1 | 1 | 4 | 1 | 4 | 1 | 1 | 1
SCE Northern | Windhub | 500 | 0 | 0 | 0 | 0 | 0 | 0 | 0 | 0 | 0 | 0 | 0 | 0 | 652.5 | 0 | 652.5 | 15 | 0 | 15 | 0 | 1 |  | 0 | 0 | 0 | 0 | 0 | 0 | 0 | 0 | 0 | 0 | 0 | 0 | 775 | 0 | 775 | 0 | 0 | 0 | 0 | 1 | 0 |  | 0 | 0 | 0 | 0 | 0 | 0 | 0 | 0 | 0 | 0 | 0 | 0 | 1 | 0 | 1 | 0 | 0 | 0 | 0 |  | 1 | 1 | 1 | 1 | 1 | 1 | 3 | 1 | 1 | 1 | 1 | 1
PG&E GBA | Windmaster | 230 | 0 | 0 | 0 | 0 | 0 | 0 | 0 | 0 | 0 | 0 | 0 | 0 | 0 | 0 | 0 | 0 | 0 | 0 | 0 | 0 |  | 0 | 0 | 0 | 0 | 0 | 0 | 0 | 0 | 0 | 0 | 0 | 0 | 0 | 0 | 0 | 0 | 0 | 0 | 0 | 0 | 0 |  | 0 | 0 | 0 | 0 | 0 | 0 | 0 | 0 | 0 | 0 | 0 | 0 | 0 | 0 | 0 | 0 | 0 | 0 | 0 |  | 1 | 1 | 1 | 1 | 1 | 1 | 1 | 1 | 1 | 1 | 1 | 0
PG&E NGBA | Windsor | 60 | 0 | 0 | 0 | 0 | 0 | 0 | 0 | 0 | 0 | 0 | 0 | 0 | 0 | 0 | 0 | 0 | 0 | 0 | 0 | 0 |  | 0 | 0 | 0 | 0 | 0 | 0 | 0 | 0 | 0 | 0 | 0 | 0 | 0 | 0 | 0 | 0 | 0 | 0 | 0 | 0 | 0 |  | 0 | 0 | 0 | 0 | 0 | 0 | 0 | 0 | 0 | 0 | 0 | 0 | 0 | 0 | 0 | 0 | 0 | 0 | 0 |  | 1 | 1 | 1 | 1 | 1 | 1 | 1 | 1 | 1 | 1 | 1 | 0
PG&E NGBA | Woodland | 115 | 0 | 0 | 0 | 0 | 0 | 0 | 0 | 0 | 0 | 0 | 0 | 0 | 0 | 12 | 12 | 0 | 0 | 0 | 0 | 1 |  | 0 | 0 | 0 | 0 | 0 | 0 | 0 | 0 | 0 | 0 | 0 | 1.5 | 0 | 12 | 12 | 0 | 0 | 0 | 0 | 1 | 0 |  | 0 | 0 | 0 | 0 | 0 | 0 | 0 | 0 | 0 | 0 | 0 | 2 | 0 | 0 | 0 | 0 | 0 | 0 | 0 |  | 1 | 1 | 1 | 1 | 1 | 4 | 1 | 1 | 1 | 1 | 1 | 1
PG&E FRESNO | Woodward | 115 | 0 | 0 | 0 | 0 | 0 | 0 | 0 | 0 | 0 | 0 | 0 | 0 | 0 | 0 | 0 | 0 | 0 | 0 | 0 | 0 |  | 0 | 0 | 0 | 0 | 0 | 0 | 0 | 0 | 0 | 0 | 0 | 0 | 0 | 0 | 0 | 0 | 0 | 0 | 0 | 0 | 0 |  | 0 | 0 | 0 | 0 | 0 | 0 | 0 | 0 | 0 | 0 | 0 | 0 | 0 | 0 | 0 | 0 | 0 | 0 | 0 |  | 1 | 1 | 1 | 1 | 1 | 1 | 1 | 1 | 1 | 1 | 1 | 0
PG&E NGBA | Wyandotte | 115 | 0 | 10 | 0 | 0 | 0 | 0 | 0 | 0 | 0 | 0 | 0 | 3.6 | 0 | 0 | 0 | 0 | 0 | 0 | 0 | 1 |  | 0 | 0 | 0 | 0 | 0 | 0 | 0 | 0 | 0 | 0 | 0 | 3.5 | 0 | 0 | 0 | 0 | 0 | 0 | 0 | 1 | 0 |  | 0 | 0 | 0 | 0 | 0 | 0 | 0 | 0 | 0 | 0 | 0 | 0 | 0 | 0 | 0 | 0 | 0 | 0 | 0 |  | 1 | 1 | 1 | 1 | 1 | 1 | 1 | 1 | 1 | 1 | 1 | 0

## PreviousTPP_Analysis_2040
Consistency with previous the 24-25 TPP base case for the mapped 2040 portfolio. Criteria alignment flags are shown by resources and substation in columns BO through BY. | [49 empty] | MW | Percentage | Flag
[48 empty] | Slightly Less |  | -100 | 10% | 1
|  |  | Sum of In-Development and Generic Portfollio Resources in 2040 mapping | [19 empty] | Amount Mapped in 24-25 TPP Base Case (2039) | [21 empty] | Difference Flag Calculator |  |  | Signifcantly Less |  | -500 | 33% | 2 | [12 empty] | Criteria Alignment Level by Resource
|  |  | Geothermal | Biomass | Wind | Wind | Wind | OOS Wind | OOS Wind | OOS Wind | Offshore Wind | Offshore Wind | Offshore Wind | Distributed Solar | Solar | Solar | Solar | Battery_4hr | Battery_8hr | Battery | LDES | Has |  | Geothermal | Biomass | Wind | Wind | Wind | OOS Wind | OOS Wind | OOS Wind | Offshore Wind | Offshore Wind | Offshore Wind | Distributed Solar | Solar | Solar | Solar | Battery_4hr | Battery_8hr | Battery | LDES | Has | Has Approved |  | Geothermal | Biomass | Wind | Wind | Wind | OOS Wind | OOS Wind | OOS Wind | Offshore Wind | Offshore Wind | Offshore Wind | Distributed Solar | Solar | Solar | Solar | Battery_4hr | Battery_8hr | Battery | LDES |  | Geothermal | Biomass | Wind | OOS Wind | Offshore Wind | Distributed Solar | Solar | Battery_4hr | Battery_8hr | Battery | LDES | Has Non-
CAISO Study Area | Substation | Voltage | FCDS | FCDS | FCDS | EODS | Total | FCDS | EODS | Total | FCDS | EODS | Total | EODS | FCDS | EODS | Total | FCDS | FCDS | Total | FCDS | Res |  | FCDS | FCDS | FCDS | EODS | Total | FCDS | EODS | Total | FCDS | EODS | Total | FCDS | FCDS | EODS | Total | FCDS | FCDS | Total | FCDS | Res | TPP Upgrade |  | FCDS | FCDS | FCDS | EODS | Total | FCDS | EODS | Total | FCDS | EODS | Total | FCDS | FCDS | EODS | Total | FCDS | FCDS | Total | FCDS |  | Alignment Level | Alignment Level | Alignment Level | Alignment Level | Alignment Level | Alignment Level | Alignment Level | Alignment Level | Alignment Level | Alignment Level | Alignment Level | Alignment
PG&E KERN | 7th Standard | 115 | 0 | 0 | 0 | 0 | 0 | 0 | 0 | 0 | 0 | 0 | 0 | 0 | 0 | 0 | 0 | 0 | 0 | 0 | 0 | 0 |  | 0 | 0 | 0 | 0 | 0 | 0 | 0 | 0 | 0 | 0 | 0 | 2.5 | 0 | 0 | 0 | 0 | 0 | 0 | 0 | 1 | 0 |  | 0 | 0 | 0 | 0 | 0 | 0 | 0 | 0 | 0 | 0 | 0 | 2 | 0 | 0 | 0 | 0 | 0 | 0 | 0 |  | 1 | 1 | 1 | 1 | 1 | 4 | 1 | 1 | 1 | 1 | 1 | 1
SCE Metro | Alamitos | 230 | 0 | 0 | 0 | 0 | 0 | 0 | 0 | 0 | 0 | 0 | 0 | 0 | 0 | 0 | 0 | 82 | 0 | 82 | 0 | 1 |  | 0 | 0 | 0 | 0 | 0 | 0 | 0 | 0 | 0 | 0 | 0 | 0 | 0 | 0 | 0 | 0 | 0 | 0 | 0 | 0 | 0 |  | 0 | 0 | 0 | 0 | 0 | 0 | 0 | 0 | 0 | 0 | 0 | 0 | 0 | 0 | 0 | 0 | 0 | 0 | 0 |  | 1 | 1 | 1 | 1 | 1 | 1 | 1 | 1 | 1 | 1 | 1 | 0
SCE Eastern | Alberhill | 115 | 0 | 0 | 0 | 0 | 0 | 0 | 0 | 0 | 0 | 0 | 0 | 0 | 0 | 0 | 0 | 0 | 0 | 0 | 0 | 0 |  | 0 | 0 | 0 | 0 | 0 | 0 | 0 | 0 | 0 | 0 | 0 | 0 | 0 | 0 | 0 | 0 | 0 | 0 | 0 | 0 | 1 |  | 0 | 0 | 0 | 0 | 0 | 0 | 0 | 0 | 0 | 0 | 0 | 0 | 0 | 0 | 0 | 0 | 0 | 0 | 0 |  | 1 | 1 | 1 | 1 | 1 | 1 | 1 | 1 | 1 | 1 | 1 | 0
SCE Eastern | Alberhill | 500 | 0 | 0 | 0 | 0 | 0 | 0 | 0 | 0 | 0 | 0 | 0 | 0 | 0 | 0 | 0 | 0 | 0 | 0 | 0 | 0 |  | 0 | 0 | 0 | 0 | 0 | 0 | 0 | 0 | 0 | 0 | 0 | 0 | 0 | 0 | 0 | 0 | 0 | 0 | 0 | 0 | 1 |  | 0 | 0 | 0 | 0 | 0 | 0 | 0 | 0 | 0 | 0 | 0 | 0 | 0 | 0 | 0 | 0 | 0 | 0 | 0 |  | 1 | 1 | 1 | 1 | 1 | 1 | 1 | 1 | 1 | 1 | 1 | 0
PG&E GBA | Alhambra | 115 | 0 | 0 | 0 | 0 | 0 | 0 | 0 | 0 | 0 | 0 | 0 | 0 | 0 | 0 | 0 | 0 | 0 | 0 | 0 | 0 |  | 0 | 0 | 0 | 0 | 0 | 0 | 0 | 0 | 0 | 0 | 0 | 0 | 0 | 0 | 0 | 0 | 0 | 0 | 0 | 0 | 1 |  | 0 | 0 | 0 | 0 | 0 | 0 | 0 | 0 | 0 | 0 | 0 | 0 | 0 | 0 | 0 | 0 | 0 | 0 | 0 |  | 1 | 1 | 1 | 1 | 1 | 1 | 1 | 1 | 1 | 1 | 1 | 0
PG&E FRESNO | Alpaugh | 115 | 0 | 0 | 0 | 0 | 0 | 0 | 0 | 0 | 0 | 0 | 0 | 3 | 0 | 0 | 0 | 10 | 0 | 10 | 0 | 1 |  | 0 | 0 | 0 | 0 | 0 | 0 | 0 | 0 | 0 | 0 | 0 | 6 | 0 | 0 | 0 | 10 | 0 | 10 | 0 | 1 | 0 |  | 0 | 0 | 0 | 0 | 0 | 0 | 0 | 0 | 0 | 0 | 0 | 2 | 0 | 0 | 0 | 0 | 0 | 0 | 0 |  | 1 | 1 | 1 | 1 | 1 | 4 | 1 | 1 | 1 | 1 | 1 | 1
SDGE | Alpine | 69 | 0 | 0 | 0 | 0 | 0 | 0 | 0 | 0 | 0 | 0 | 0 | 0 | 0 | 0 | 0 | 6 | 0 | 6 | 0 | 1 |  | 0 | 0 | 0 | 0 | 0 | 0 | 0 | 0 | 0 | 0 | 0 | 0 | 0 | 0 | 0 | 0 | 0 | 0 | 0 | 0 | 3 |  | 0 | 0 | 0 | 0 | 0 | 0 | 0 | 0 | 0 | 0 | 0 | 0 | 0 | 0 | 0 | 0 | 0 | 0 | 0 |  | 1 | 1 | 1 | 1 | 1 | 1 | 1 | 1 | 1 | 1 | 1 | 0
PG&E GBA | Altamont Midway (Sandhill) | 230 | 0 | 0 | 5 | 0 | 5 | 0 | 0 | 0 | 0 | 0 | 0 | 0 | 0 | 0 | 0 | 0 | 0 | 0 | 0 | 1 |  | 0 | 0 | 5 | 0 | 5 | 0 | 0 | 0 | 0 | 0 | 0 | 0 | 0 | 0 | 0 | 0 | 0 | 0 | 0 | 1 | 0 |  | 0 | 0 | 0 | 0 | 0 | 0 | 0 | 0 | 0 | 0 | 0 | 0 | 0 | 0 | 0 | 0 | 0 | 0 | 0 |  | 1 | 1 | 1 | 1 | 1 | 1 | 1 | 1 | 1 | 1 | 1 | 0
SCE Northern | Antelope | 66 | 0 | 0 | 0 | 0 | 0 | 0 | 0 | 0 | 0 | 0 | 0 | 0 | 0 | 20 | 20 | 0 | 0 | 0 | 0 | 1 |  | 0 | 0 | 0 | 0 | 0 | 0 | 0 | 0 | 0 | 0 | 0 | 0 | 0 | 0 | 0 | 0 | 0 | 0 | 0 | 0 | 0 |  | 0 | 0 | 0 | 0 | 0 | 0 | 0 | 0 | 0 | 0 | 0 | 0 | 0 | 0 | 0 | 0 | 0 | 0 | 0 |  | 1 | 1 | 1 | 1 | 1 | 1 | 1 | 1 | 1 | 1 | 1 | 0
SCE Northern | Antelope | 230 | 0 | 0 | 200 | 0 | 200 | 0 | 0 | 0 | 0 | 0 | 0 | 6 | 56 | 150 | 206 | 28 | 50 | 78 | 0 | 1 |  | 0 | 0 | 140 | 16 | 156 | 0 | 0 | 0 | 0 | 0 | 0 | 2 | 217 | 250 | 467 | 28 | 128.5 | 156.5 | 0 | 1 | 0 |  | 0 | 0 | 0 | 2 | 0 | 0 | 0 | 0 | 0 | 0 | 0 | 0 | 2 | 2 | 2 | 0 | 2 | 2 | 0 |  | 1 | 1 | 1 | 1 | 1 | 1 | 4 | 1 | 4 | 4 | 1 | 1
SCE Northern | Antelope | 500 | 0 | 0 | 0 | 0 | 0 | 0 | 0 | 0 | 0 | 0 | 0 | 0 | 0 | 0 | 0 | 0 | 0 | 0 | 0 | 0 |  | 0 | 0 | 0 | 0 | 0 | 0 | 0 | 0 | 0 | 0 | 0 | 0 | 0 | 0 | 0 | 0 | 0 | 0 | 0 | 0 | 0 |  | 0 | 0 | 0 | 0 | 0 | 0 | 0 | 0 | 0 | 0 | 0 | 0 | 0 | 0 | 0 | 0 | 0 | 0 | 0 |  | 1 | 1 | 1 | 1 | 1 | 1 | 1 | 1 | 1 | 1 | 1 | 0
PG&E NGBA | Arcata | 60 | 0 | 0 | 0 | 0 | 0 | 0 | 0 | 0 | 0 | 0 | 0 | 7 | 0 | 0 | 0 | 2.5 | 0 | 2.5 | 0 | 1 |  | 0 | 0 | 0 | 0 | 0 | 0 | 0 | 0 | 0 | 0 | 0 | 0 | 0 | 0 | 0 | 0 | 0 | 0 | 0 | 0 | 0 |  | 0 | 0 | 0 | 0 | 0 | 0 | 0 | 0 | 0 | 0 | 0 | 0 | 0 | 0 | 0 | 0 | 0 | 0 | 0 |  | 1 | 1 | 1 | 1 | 1 | 1 | 1 | 1 | 1 | 1 | 1 | 0
PG&E KERN | Arco | 230 | 0 | 0 | 0 | 0 | 0 | 0 | 0 | 0 | 0 | 0 | 0 | 4.79 | 200 | 674 | 874 | 0 | 165 | 165 | 0 | 1 |  | 0 | 0 | 0 | 0 | 0 | 0 | 0 | 0 | 0 | 0 | 0 | 6.99 | 135 | 515 | 650 | 170.4 | 100 | 270.4 | 0 | 1 | 0 |  | 0 | 0 | 0 | 0 | 0 | 0 | 0 | 0 | 0 | 0 | 0 | 1 | 0 | 0 | 0 | 2 | 0 | 2 | 0 |  | 1 | 1 | 1 | 1 | 1 | 3 | 1 | 4 | 1 | 4 | 1 | 1
PG&E KERN | Arco | 70 | 0 | 0 | 0 | 0 | 0 | 0 | 0 | 0 | 0 | 0 | 0 | 0 | 0 | 0 | 0 | 2 | 0 | 2 | 0 | 1 |  | 0 | 0 | 0 | 0 | 0 | 0 | 0 | 0 | 0 | 0 | 0 | 0 | 0 | 0 | 0 | 0 | 0 | 0 | 0 | 0 | 0 |  | 0 | 0 | 0 | 0 | 0 | 0 | 0 | 0 | 0 | 0 | 0 | 0 | 0 | 0 | 0 | 0 | 0 | 0 | 0 |  | 1 | 1 | 1 | 1 | 1 | 1 | 1 | 1 | 1 | 1 | 1 | 0
SCE Metro | ArcoGen | 230 | 0 | 0 | 0 | 0 | 0 | 0 | 0 | 0 | 0 | 0 | 0 | 0 | 0 | 0 | 0 | 0 | 0 | 0 | 0 | 0 |  | 0 | 0 | 0 | 0 | 0 | 0 | 0 | 0 | 0 | 0 | 0 | 0 | 0 | 0 | 0 | 0 | 0 | 0 | 0 | 0 | 0 |  | 0 | 0 | 0 | 0 | 0 | 0 | 0 | 0 | 0 | 0 | 0 | 0 | 0 | 0 | 0 | 0 | 0 | 0 | 0 |  | 1 | 1 | 1 | 1 | 1 | 1 | 1 | 1 | 1 | 1 | 1 | 0
SDGE | Artesian | 230 | 0 | 0 | 0 | 0 | 0 | 0 | 0 | 0 | 0 | 0 | 0 | 0 | 0 | 0 | 0 | 0 | 0 | 0 | 0 | 0 |  | 0 | 0 | 0 | 0 | 0 | 0 | 0 | 0 | 0 | 0 | 0 | 0 | 0 | 0 | 0 | 0 | 0 | 0 | 0 | 0 | 3 |  | 0 | 0 | 0 | 0 | 0 | 0 | 0 | 0 | 0 | 0 | 0 | 0 | 0 | 0 | 0 | 0 | 0 | 0 | 0 |  | 1 | 1 | 1 | 1 | 1 | 1 | 1 | 1 | 1 | 1 | 1 | 0
SDGE | Artesian | 69 | 0 | 0 | 0 | 0 | 0 | 0 | 0 | 0 | 0 | 0 | 0 | 0 | 0 | 0 | 0 | 0 | 0 | 0 | 0 | 0 |  | 0 | 0 | 0 | 0 | 0 | 0 | 0 | 0 | 0 | 0 | 0 | 0 | 0 | 0 | 0 | 0 | 0 | 0 | 0 | 0 | 2 |  | 0 | 0 | 0 | 0 | 0 | 0 | 0 | 0 | 0 | 0 | 0 | 0 | 0 | 0 | 0 | 0 | 0 | 0 | 0 |  | 1 | 1 | 1 | 1 | 1 | 1 | 1 | 1 | 1 | 1 | 1 | 0
PG&E FRESNO | Ashlan | 230 | 0 | 0 | 0 | 0 | 0 | 0 | 0 | 0 | 0 | 0 | 0 | 0 | 0 | 0 | 0 | 0 | 0 | 0 | 0 | 0 |  | 0 | 0 | 0 | 0 | 0 | 0 | 0 | 0 | 0 | 0 | 0 | 0 | 0 | 0 | 0 | 0 | 0 | 0 | 0 | 0 | 1 |  | 0 | 0 | 0 | 0 | 0 | 0 | 0 | 0 | 0 | 0 | 0 | 0 | 0 | 0 | 0 | 0 | 0 | 0 | 0 |  | 1 | 1 | 1 | 1 | 1 | 1 | 1 | 1 | 1 | 1 | 1 | 0
PG&E NGBA | Atlantic | 115 | 0 | 0 | 0 | 0 | 0 | 0 | 0 | 0 | 0 | 0 | 0 | 0 | 0 | 0 | 0 | 0 | 0 | 0 | 0 | 0 |  | 0 | 0 | 0 | 0 | 0 | 0 | 0 | 0 | 0 | 0 | 0 | 0 | 0 | 0 | 0 | 0 | 0 | 0 | 0 | 0 | 0 |  | 0 | 0 | 0 | 0 | 0 | 0 | 0 | 0 | 0 | 0 | 0 | 0 | 0 | 0 | 0 | 0 | 0 | 0 | 0 |  | 1 | 1 | 1 | 1 | 1 | 1 | 1 | 1 | 1 | 1 | 1 | 0
PG&E NGBA | Atlantic | 230 | 0 | 0 | 0 | 0 | 0 | 0 | 0 | 0 | 0 | 0 | 0 | 0 | 0 | 0 | 0 | 0 | 0 | 0 | 0 | 0 |  | 0 | 0 | 0 | 0 | 0 | 0 | 0 | 0 | 0 | 0 | 0 | 0 | 0 | 0 | 0 | 0 | 0 | 0 | 0 | 0 | 0 |  | 0 | 0 | 0 | 0 | 0 | 0 | 0 | 0 | 0 | 0 | 0 | 0 | 0 | 0 | 0 | 0 | 0 | 0 | 0 |  | 1 | 1 | 1 | 1 | 1 | 1 | 1 | 1 | 1 | 1 | 1 | 0
PG&E NGBA | Atlantic | 60 | 0 | 0 | 0 | 0 | 0 | 0 | 0 | 0 | 0 | 0 | 0 | 0 | 0 | 0 | 0 | 0 | 0 | 0 | 0 | 0 |  | 0 | 0 | 0 | 0 | 0 | 0 | 0 | 0 | 0 | 0 | 0 | 0 | 0 | 0 | 0 | 0 | 0 | 0 | 0 | 0 | 0 |  | 0 | 0 | 0 | 0 | 0 | 0 | 0 | 0 | 0 | 0 | 0 | 0 | 0 | 0 | 0 | 0 | 0 | 0 | 0 |  | 1 | 1 | 1 | 1 | 1 | 1 | 1 | 1 | 1 | 1 | 1 | 0
PG&E FRESNO | Atwater | 115 | 0 | 0 | 0 | 0 | 0 | 0 | 0 | 0 | 0 | 0 | 0 | 2 | 0 | 0 | 0 | 0 | 0 | 0 | 0 | 1 |  | 0 | 0 | 0 | 0 | 0 | 0 | 0 | 0 | 0 | 0 | 0 | 0 | 0 | 0 | 0 | 0 | 0 | 0 | 0 | 0 | 1 |  | 0 | 0 | 0 | 0 | 0 | 0 | 0 | 0 | 0 | 0 | 0 | 0 | 0 | 0 | 0 | 0 | 0 | 0 | 0 |  | 1 | 1 | 1 | 1 | 1 | 1 | 1 | 1 | 1 | 1 | 1 | 0
PG&E GBA | Avena | 115 | 0 | 0 | 0 | 0 | 0 | 0 | 0 | 0 | 0 | 0 | 0 | 0 | 0 | 0 | 0 | 0 | 0 | 0 | 0 | 0 |  | 0 | 0 | 0 | 0 | 0 | 0 | 0 | 0 | 0 | 0 | 0 | 0 | 0 | 0 | 0 | 0 | 0 | 0 | 0 | 0 | 0 |  | 0 | 0 | 0 | 0 | 0 | 0 | 0 | 0 | 0 | 0 | 0 | 0 | 0 | 0 | 0 | 0 | 0 | 0 | 0 |  | 1 | 1 | 1 | 1 | 1 | 1 | 1 | 1 | 1 | 1 | 1 | 0
SDGE | Avocado | 69 | 0 | 0 | 0 | 0 | 0 | 0 | 0 | 0 | 0 | 0 | 0 | 0 | 0 | 0 | 0 | 29.6 | 0 | 29.6 | 0 | 1 |  | 0 | 0 | 0 | 0 | 0 | 0 | 0 | 0 | 0 | 0 | 0 | 0 | 0 | 0 | 0 | 29.6 | 0 | 29.6 | 0 | 1 | 2 |  | 0 | 0 | 0 | 0 | 0 | 0 | 0 | 0 | 0 | 0 | 0 | 0 | 0 | 0 | 0 | 0 | 0 | 0 | 0 |  | 1 | 1 | 1 | 1 | 1 | 1 | 1 | 1 | 1 | 1 | 1 | 0
PG&E NGBA | Bahia | 230 | 0 | 0 | 0 | 0 | 0 | 0 | 0 | 0 | 0 | 0 | 0 | 0 | 0 | 0 | 0 | 0 | 0 | 0 | 0 | 0 |  | 0 | 0 | 0 | 0 | 0 | 0 | 0 | 0 | 0 | 0 | 0 | 0 | 0 | 0 | 0 | 0 | 0 | 0 | 0 | 0 | 1 |  | 0 | 0 | 0 | 0 | 0 | 0 | 0 | 0 | 0 | 0 | 0 | 0 | 0 | 0 | 0 | 0 | 0 | 0 | 0 |  | 1 | 1 | 1 | 1 | 1 | 1 | 1 | 1 | 1 | 1 | 1 | 0
SCE Northern | Bailey | 230 | 0 | 0 | 0 | 0 | 0 | 0 | 0 | 0 | 0 | 0 | 0 | 0 | 0 | 0 | 0 | 0 | 0 | 0 | 0 | 0 |  | 0 | 0 | 0 | 0 | 0 | 0 | 0 | 0 | 0 | 0 | 0 | 0 | 0 | 0 | 0 | 0 | 0 | 0 | 0 | 0 | 0 |  | 0 | 0 | 0 | 0 | 0 | 0 | 0 | 0 | 0 | 0 | 0 | 0 | 0 | 0 | 0 | 0 | 0 | 0 | 0 |  | 1 | 1 | 1 | 1 | 1 | 1 | 1 | 1 | 1 | 1 | 1 | 0
SCE NOL | Baker | 115 | 0 | 0 | 0 | 0 | 0 | 0 | 0 | 0 | 0 | 0 | 0 | 0 | 0 | 0 | 0 | 0 | 0 | 0 | 0 | 0 |  | 0 | 0 | 0 | 0 | 0 | 0 | 0 | 0 | 0 | 0 | 0 | 0 | 0 | 0 | 0 | 0 | 0 | 0 | 0 | 0 | 3 |  | 0 | 0 | 0 | 0 | 0 | 0 | 0 | 0 | 0 | 0 | 0 | 0 | 0 | 0 | 0 | 0 | 0 | 0 | 0 |  | 1 | 1 | 1 | 1 | 1 | 1 | 1 | 1 | 1 | 1 | 1 | 0
PG&E KERN | Bakersfield | 230 | 0 | 0 | 0 | 0 | 0 | 0 | 0 | 0 | 0 | 0 | 0 | 0 | 0 | 0 | 0 | 0 | 0 | 0 | 0 | 0 |  | 0 | 0 | 0 | 0 | 0 | 0 | 0 | 0 | 0 | 0 | 0 | 0 | 0 | 0 | 0 | 0 | 0 | 0 | 0 | 0 | 0 |  | 0 | 0 | 0 | 0 | 0 | 0 | 0 | 0 | 0 | 0 | 0 | 0 | 0 | 0 | 0 | 0 | 0 | 0 | 0 |  | 1 | 1 | 1 | 1 | 1 | 1 | 1 | 1 | 1 | 1 | 1 | 0
PG&E FRESNO | Balch | 230 | 0 | 0 | 0 | 0 | 0 | 0 | 0 | 0 | 0 | 0 | 0 | 0 | 0 | 0 | 0 | 0 | 0 | 0 | 0 | 0 |  | 0 | 3 | 0 | 0 | 0 | 0 | 0 | 0 | 0 | 0 | 0 | 0 | 0 | 0 | 0 | 0 | 0 | 0 | 0 | 1 | 1 |  | 0 | 2 | 0 | 0 | 0 | 0 | 0 | 0 | 0 | 0 | 0 | 0 | 0 | 0 | 0 | 0 | 0 | 0 | 0 |  | 1 | 5 | 1 | 1 | 1 | 1 | 1 | 1 | 1 | 1 | 1 | 1
SCE Eastern | Bannister | 230 | 0 | 0 | 0 | 0 | 0 | 0 | 0 | 0 | 0 | 0 | 0 | 0 | 0 | 0 | 0 | 0 | 0 | 0 | 0 | 0 |  | 0 | 0 | 0 | 0 | 0 | 0 | 0 | 0 | 0 | 0 | 0 | 0 | 0 | 0 | 0 | 0 | 0 | 0 | 0 | 0 | 1 |  | 0 | 0 | 0 | 0 | 0 | 0 | 0 | 0 | 0 | 0 | 0 | 0 | 0 | 0 | 0 | 0 | 0 | 0 | 0 |  | 1 | 1 | 1 | 1 | 1 | 1 | 1 | 1 | 1 | 1 | 1 | 0
SCE Metro | Barre | 230 | 0 | 0 | 0 | 0 | 0 | 0 | 0 | 0 | 0 | 0 | 0 | 0 | 10 | 10 | 20 | 10 | 0 | 10 | 0 | 1 |  | 0 | 0 | 0 | 0 | 0 | 0 | 0 | 0 | 0 | 0 | 0 | 23 | 0 | 0 | 0 | 10 | 0 | 10 | 0 | 1 | 0 |  | 0 | 0 | 0 | 0 | 0 | 0 | 0 | 0 | 0 | 0 | 0 | 2 | 0 | 0 | 0 | 0 | 0 | 0 | 0 |  | 1 | 1 | 1 | 1 | 1 | 4 | 1 | 1 | 1 | 1 | 1 | 1
SDGE | Bay Boulevard | 69 | 0 | 0 | 0 | 0 | 0 | 0 | 0 | 0 | 0 | 0 | 0 | 0 | 0 | 0 | 0 | 0 | 0 | 0 | 0 | 0 |  | 0 | 0 | 0 | 0 | 0 | 0 | 0 | 0 | 0 | 0 | 0 | 0 | 0 | 0 | 0 | 0 | 0 | 0 | 0 | 0 | 4 |  | 0 | 0 | 0 | 0 | 0 | 0 | 0 | 0 | 0 | 0 | 0 | 0 | 0 | 0 | 0 | 0 | 0 | 0 | 0 |  | 1 | 1 | 1 | 1 | 1 | 1 | 1 | 1 | 1 | 1 | 1 | 0
SDGE | Bay Boulevard | 230 | 0 | 0 | 0 | 0 | 0 | 0 | 0 | 0 | 0 | 0 | 0 | 0 | 0 | 0 | 0 | 0 | 0 | 0 | 0 | 0 |  | 0 | 0 | 0 | 0 | 0 | 0 | 0 | 0 | 0 | 0 | 0 | 0 | 0 | 0 | 0 | 0 | 0 | 0 | 0 | 0 | 5 |  | 0 | 0 | 0 | 0 | 0 | 0 | 0 | 0 | 0 | 0 | 0 | 0 | 0 | 0 | 0 | 0 | 0 | 0 | 0 |  | 1 | 1 | 1 | 1 | 1 | 1 | 1 | 1 | 1 | 1 | 1 | 0
EOP | Beatty | 138 | 0 | 0 | 0 | 0 | 0 | 0 | 0 | 0 | 0 | 0 | 0 | 0 | 0 | 0 | 0 | 0 | 0 | 0 | 0 | 0 |  | 500 | 0 | 0 | 0 | 0 | 0 | 0 | 0 | 0 | 0 | 0 | 0 | 0 | 0 | 0 | 0 | 0 | 0 | 0 | 1 | 2 |  | 2 | 0 | 0 | 0 | 0 | 0 | 0 | 0 | 0 | 0 | 0 | 0 | 0 | 0 | 0 | 0 | 0 | 0 | 0 |  | 5 | 1 | 1 | 1 | 1 | 1 | 1 | 1 | 1 | 1 | 1 | 1
EOP | Beatty | 230 | 450 | 0 | 0 | 0 | 0 | 0 | 0 | 0 | 0 | 0 | 0 | 0 | 100 | 400 | 500 | 0 | 125 | 125 | 0 | 1 |  | 0 | 0 | 0 | 0 | 0 | 0 | 0 | 0 | 0 | 0 | 0 | 0 | 0 | 0 | 0 | 0 | 0 | 0 | 0 | 0 | 2 |  | 0 | 0 | 0 | 0 | 0 | 0 | 0 | 0 | 0 | 0 | 0 | 0 | 0 | 0 | 0 | 0 | 0 | 0 | 0 |  | 1 | 1 | 1 | 1 | 1 | 1 | 1 | 1 | 1 | 1 | 1 | 0
PG&E NGBA | Belden | 230 | 0 | 0 | 0 | 0 | 0 | 0 | 0 | 0 | 0 | 0 | 0 | 0 | 0 | 0 | 0 | 0 | 0 | 0 | 0 | 0 |  | 0 | 0 | 0 | 0 | 0 | 0 | 0 | 0 | 0 | 0 | 0 | 0 | 0 | 0 | 0 | 0 | 0 | 0 | 0 | 0 | 0 |  | 0 | 0 | 0 | 0 | 0 | 0 | 0 | 0 | 0 | 0 | 0 | 0 | 0 | 0 | 0 | 0 | 0 | 0 | 0 |  | 1 | 1 | 1 | 1 | 1 | 1 | 1 | 1 | 1 | 1 | 1 | 0
PG&E NGBA | Bell | 115 | 0 | 0 | 0 | 0 | 0 | 0 | 0 | 0 | 0 | 0 | 0 | 0 | 0 | 0 | 0 | 0 | 0 | 0 | 0 | 0 |  | 0 | 0 | 0 | 0 | 0 | 0 | 0 | 0 | 0 | 0 | 0 | 0 | 0 | 0 | 0 | 0 | 0 | 0 | 0 | 0 | 0 |  | 0 | 0 | 0 | 0 | 0 | 0 | 0 | 0 | 0 | 0 | 0 | 0 | 0 | 0 | 0 | 0 | 0 | 0 | 0 |  | 1 | 1 | 1 | 1 | 1 | 1 | 1 | 1 | 1 | 1 | 1 | 0
PG&E NGBA | Bellevue | 115 | 0 | 0 | 0 | 0 | 0 | 0 | 0 | 0 | 0 | 0 | 0 | 0 | 0 | 0 | 0 | 0 | 0 | 0 | 0 | 0 |  | 0 | 0 | 0 | 0 | 0 | 0 | 0 | 0 | 0 | 0 | 0 | 0.96 | 0 | 0 | 0 | 0 | 0 | 0 | 0 | 1 | 1 |  | 0 | 0 | 0 | 0 | 0 | 0 | 0 | 0 | 0 | 0 | 0 | 2 | 0 | 0 | 0 | 0 | 0 | 0 | 0 |  | 1 | 1 | 1 | 1 | 1 | 5 | 1 | 1 | 1 | 1 | 1 | 1
PG&E GBA | Bellota | 115 | 0 | 0 | 0 | 0 | 0 | 0 | 0 | 0 | 0 | 0 | 0 | 0 | 0 | 0 | 0 | 0 | 0 | 0 | 0 | 0 |  | 0 | 1 | 0 | 0 | 0 | 0 | 0 | 0 | 0 | 0 | 0 | 0 | 0 | 0 | 0 | 0 | 0 | 0 | 0 | 1 | 0 |  | 0 | 2 | 0 | 0 | 0 | 0 | 0 | 0 | 0 | 0 | 0 | 0 | 0 | 0 | 0 | 0 | 0 | 0 | 0 |  | 1 | 4 | 1 | 1 | 1 | 1 | 1 | 1 | 1 | 1 | 1 | 1
PG&E GBA | Bellota | 230 | 0 | 0 | 0 | 0 | 0 | 0 | 0 | 0 | 0 | 0 | 0 | 0 | 200 | 200 | 400 | 0 | 0 | 0 | 346 | 1 |  | 0 | 0 | 0 | 0 | 0 | 0 | 0 | 0 | 0 | 0 | 0 | 0 | 0 | 0 | 0 | 0 | 0 | 0 | 0 | 0 | 0 |  | 0 | 0 | 0 | 0 | 0 | 0 | 0 | 0 | 0 | 0 | 0 | 0 | 0 | 0 | 0 | 0 | 0 | 0 | 0 |  | 1 | 1 | 1 | 1 | 1 | 1 | 1 | 1 | 1 | 1 | 1 | 0
SCE Northern | Big Creek | 230 | 0 | 0 | 0 | 0 | 0 | 0 | 0 | 0 | 0 | 0 | 0 | 0 | 0 | 0 | 0 | 0 | 0 | 0 | 0 | 0 |  | 0 | 0 | 0 | 0 | 0 | 0 | 0 | 0 | 0 | 0 | 0 | 0 | 0 | 0 | 0 | 0 | 0 | 0 | 0 | 0 | 0 |  | 0 | 0 | 0 | 0 | 0 | 0 | 0 | 0 | 0 | 0 | 0 | 0 | 0 | 0 | 0 | 0 | 0 | 0 | 0 |  | 1 | 1 | 1 | 1 | 1 | 1 | 1 | 1 | 1 | 1 | 1 | 0
PG&E FRESNO | Biola | 70 | 0 | 0 | 0 | 0 | 0 | 0 | 0 | 0 | 0 | 0 | 0 | 0 | 0 | 0 | 0 | 0 | 0 | 0 | 0 | 0 |  | 0 | 0 | 0 | 0 | 0 | 0 | 0 | 0 | 0 | 0 | 0 | 0 | 0 | 0 | 0 | 0 | 0 | 0 | 0 | 0 | 1 |  | 0 | 0 | 0 | 0 | 0 | 0 | 0 | 0 | 0 | 0 | 0 | 0 | 0 | 0 | 0 | 0 | 0 | 0 | 0 |  | 1 | 1 | 1 | 1 | 1 | 1 | 1 | 1 | 1 | 1 | 1 | 0
PG&E GBA | Birds Landing | 230 | 0 | 0 | 234.8 | 107 | 341.8 | 0 | 0 | 0 | 0 | 0 | 0 | 0 | 0 | 200 | 200 | 0 | 65 | 65 | 0 | 1 |  | 0 | 0 | 100 | 110 | 210 | 0 | 0 | 0 | 0 | 0 | 0 | 0 | 50 | 140 | 190 | 0 | 98.4 | 98.4 | 0 | 1 | 0 |  | 0 | 0 | 0 | 0 | 0 | 0 | 0 | 0 | 0 | 0 | 0 | 0 | 2 | 0 | 0 | 0 | 2 | 2 | 0 |  | 1 | 1 | 1 | 1 | 1 | 1 | 4 | 1 | 4 | 4 | 1 | 1
SCE Northern | Bliss | 66 | 0 | 0 | 0 | 0 | 0 | 0 | 0 | 0 | 0 | 0 | 0 | 0 | 0 | 0 | 0 | 0 | 0 | 0 | 0 | 0 |  | 0 | 0 | 0 | 0 | 0 | 0 | 0 | 0 | 0 | 0 | 0 | 0 | 0 | 0 | 0 | 0 | 0 | 0 | 0 | 0 | 0 |  | 0 | 0 | 0 | 0 | 0 | 0 | 0 | 0 | 0 | 0 | 0 | 0 | 0 | 0 | 0 | 0 | 0 | 0 | 0 |  | 1 | 1 | 1 | 1 | 1 | 1 | 1 | 1 | 1 | 1 | 1 | 0
SCE Eastern | Blythe | 161 | 0 | 0 | 0 | 0 | 0 | 0 | 0 | 0 | 0 | 0 | 0 | 0 | 0 | 160 | 160 | 160 | 0 | 160 | 0 | 1 |  | 0 | 0 | 0 | 0 | 0 | 0 | 0 | 0 | 0 | 0 | 0 | 0 | 0 | 0 | 0 | 0 | 0 | 0 | 0 | 0 | 2 |  | 0 | 0 | 0 | 0 | 0 | 0 | 0 | 0 | 0 | 0 | 0 | 0 | 0 | 0 | 0 | 0 | 0 | 0 | 0 |  | 1 | 1 | 1 | 1 | 1 | 1 | 1 | 1 | 1 | 1 | 1 | 0
PG&E NGBA | Bogue | 115 | 0 | 0 | 0 | 0 | 0 | 0 | 0 | 0 | 0 | 0 | 0 | 0 | 0 | 0 | 0 | 0 | 0 | 0 | 0 | 0 |  | 0 | 0 | 0 | 0 | 0 | 0 | 0 | 0 | 0 | 0 | 0 | 0 | 0 | 0 | 0 | 0 | 0 | 0 | 0 | 0 | 0 |  | 0 | 0 | 0 | 0 | 0 | 0 | 0 | 0 | 0 | 0 | 0 | 0 | 0 | 0 | 0 | 0 | 0 | 0 | 0 |  | 1 | 1 | 1 | 1 | 1 | 1 | 1 | 1 | 1 | 1 | 1 | 0
PG&E FRESNO | Borden | 230 | 0 | 0 | 0 | 0 | 0 | 0 | 0 | 0 | 0 | 0 | 0 | 0 | 0 | 300 | 300 | 0 | 100 | 100 | 0 | 1 |  | 0 | 0 | 0 | 0 | 0 | 0 | 0 | 0 | 0 | 0 | 0 | 4.5 | 80 | 60 | 140 | 0 | 36 | 36 | 0 | 1 | 2 |  | 0 | 0 | 0 | 0 | 0 | 0 | 0 | 0 | 0 | 0 | 0 | 2 | 2 | 0 | 0 | 0 | 0 | 0 | 0 |  | 1 | 1 | 1 | 1 | 1 | 5 | 5 | 1 | 1 | 1 | 1 | 1
PG&E FRESNO | Borden | 70 | 0 | 0 | 0 | 0 | 0 | 0 | 0 | 0 | 0 | 0 | 0 | 4.5 | 0 | 0 | 0 | 0 | 0 | 0 | 0 | 1 |  | 0 | 0 | 0 | 0 | 0 | 0 | 0 | 0 | 0 | 0 | 0 | 0 | 0 | 0 | 0 | 0 | 0 | 0 | 0 | 0 | 2 |  | 0 | 0 | 0 | 0 | 0 | 0 | 0 | 0 | 0 | 0 | 0 | 0 | 0 | 0 | 0 | 0 | 0 | 0 | 0 |  | 1 | 1 | 1 | 1 | 1 | 1 | 1 | 1 | 1 | 1 | 1 | 0
SDGE | Boulevard East | 138 | 0 | 0 | 60 | 3.3 | 63.3 | 0 | 0 | 0 | 0 | 0 | 0 | 0 | 0 | 0 | 0 | 0 | 0 | 0 | 0 | 1 |  | 0 | 0 | 0 | 0 | 0 | 0 | 0 | 0 | 0 | 0 | 0 | 0 | 0 | 0 | 0 | 0 | 0 | 0 | 0 | 0 | 4 |  | 0 | 0 | 0 | 0 | 0 | 0 | 0 | 0 | 0 | 0 | 0 | 0 | 0 | 0 | 0 | 0 | 0 | 0 | 0 |  | 1 | 1 | 1 | 1 | 1 | 1 | 1 | 1 | 1 | 1 | 1 | 0
SDGE | Boulevard East | 69 | 0 | 0 | 0 | 0 | 0 | 0 | 0 | 0 | 0 | 0 | 0 | 0 | 0 | 40 | 40 | 27.15 | 0 | 27.15 | 0 | 1 |  | 0 | 0 | 0 | 0 | 0 | 0 | 0 | 0 | 0 | 0 | 0 | 0 | 0 | 0 | 0 | 0 | 0 | 0 | 0 | 0 | 4 |  | 0 | 0 | 0 | 0 | 0 | 0 | 0 | 0 | 0 | 0 | 0 | 0 | 0 | 0 | 0 | 0 | 0 | 0 | 0 |  | 1 | 1 | 1 | 1 | 1 | 1 | 1 | 1 | 1 | 1 | 1 | 0
PG&E GBA | Brentwood | 230 | 0 | 0 | 0 | 0 | 0 | 0 | 0 | 0 | 0 | 0 | 0 | 2 | 0 | 0 | 0 | 0.8 | 0 | 0.8 | 0 | 1 |  | 0 | 1 | 0 | 0 | 0 | 0 | 0 | 0 | 0 | 0 | 0 | 5.99 | 0 | 0 | 0 | 0.8 | 0 | 0.8 | 0 | 1 | 0 |  | 0 | 2 | 0 | 0 | 0 | 0 | 0 | 0 | 0 | 0 | 0 | 2 | 0 | 0 | 0 | 0 | 0 | 0 | 0 |  | 1 | 4 | 1 | 1 | 1 | 4 | 1 | 1 | 1 | 1 | 1 | 1
PG&E NGBA | Bridgeville | 115 | 0 | 8 | 0 | 0 | 0 | 0 | 0 | 0 | 0 | 0 | 0 | 0 | 0 | 0 | 0 | 0 | 0 | 0 | 0 | 1 |  | 0 | 0 | 0 | 0 | 0 | 0 | 0 | 0 | 0 | 0 | 0 | 0 | 0 | 0 | 0 | 0 | 0 | 0 | 0 | 0 | 0 |  | 0 | 0 | 0 | 0 | 0 | 0 | 0 | 0 | 0 | 0 | 0 | 0 | 0 | 0 | 0 | 0 | 0 | 0 | 0 |  | 1 | 1 | 1 | 1 | 1 | 1 | 1 | 1 | 1 | 1 | 1 | 0
PG&E NGBA | Brighton | 115 | 0 | 0 | 0 | 0 | 0 | 0 | 0 | 0 | 0 | 0 | 0 | 0 | 0 | 0 | 0 | 0 | 0 | 0 | 0 | 0 |  | 0 | 0 | 0 | 0 | 0 | 0 | 0 | 0 | 0 | 0 | 0 | 0 | 0 | 0 | 0 | 0 | 0 | 0 | 0 | 0 | 1 |  | 0 | 0 | 0 | 0 | 0 | 0 | 0 | 0 | 0 | 0 | 0 | 0 | 0 | 0 | 0 | 0 | 0 | 0 | 0 |  | 1 | 1 | 1 | 1 | 1 | 1 | 1 | 1 | 1 | 1 | 1 | 0
PG&E NGBA | Brighton | 230 | 0 | 0 | 0 | 0 | 0 | 0 | 0 | 0 | 0 | 0 | 0 | 0 | 0 | 0 | 0 | 0 | 0 | 0 | 0 | 0 |  | 0 | 0 | 0 | 0 | 0 | 0 | 0 | 0 | 0 | 0 | 0 | 0 | 0 | 0 | 0 | 0 | 0 | 0 | 0 | 0 | 1 |  | 0 | 0 | 0 | 0 | 0 | 0 | 0 | 0 | 0 | 0 | 0 | 0 | 0 | 0 | 0 | 0 | 0 | 0 | 0 |  | 1 | 1 | 1 | 1 | 1 | 1 | 1 | 1 | 1 | 1 | 1 | 0
PG&E NGBA | Brunswick | 115 | 0 | 0 | 0 | 0 | 0 | 0 | 0 | 0 | 0 | 0 | 0 | 1.9 | 0 | 0 | 0 | 0 | 0 | 0 | 0 | 1 |  | 0 | 7 | 0 | 0 | 0 | 0 | 0 | 0 | 0 | 0 | 0 | 0 | 0 | 0 | 0 | 0 | 0 | 0 | 0 | 1 | 0 |  | 0 | 2 | 0 | 0 | 0 | 0 | 0 | 0 | 0 | 0 | 0 | 0 | 0 | 0 | 0 | 0 | 0 | 0 | 0 |  | 1 | 4 | 1 | 1 | 1 | 1 | 1 | 1 | 1 | 1 | 1 | 1
PG&E NGBA | Bucks Creek | 230 | 0 | 0 | 0 | 0 | 0 | 0 | 0 | 0 | 0 | 0 | 0 | 0 | 0 | 0 | 0 | 0 | 0 | 0 | 0 | 0 |  | 0 | 0 | 0 | 0 | 0 | 0 | 0 | 0 | 0 | 0 | 0 | 0 | 0 | 0 | 0 | 0 | 0 | 0 | 0 | 0 | 0 |  | 0 | 0 | 0 | 0 | 0 | 0 | 0 | 0 | 0 | 0 | 0 | 0 | 0 | 0 | 0 | 0 | 0 | 0 | 0 |  | 1 | 1 | 1 | 1 | 1 | 1 | 1 | 1 | 1 | 1 | 1 | 0
PG&E KERN | Buena Vista | 230 | 0 | 0 | 0 | 0 | 0 | 0 | 0 | 0 | 0 | 0 | 0 | 0 | 0 | 0 | 0 | 0 | 0 | 0 | 0 | 0 |  | 0 | 0 | 0 | 0 | 0 | 0 | 0 | 0 | 0 | 0 | 0 | 0 | 0 | 0 | 0 | 0 | 0 | 0 | 0 | 0 | 0 |  | 0 | 0 | 0 | 0 | 0 | 0 | 0 | 0 | 0 | 0 | 0 | 0 | 0 | 0 | 0 | 0 | 0 | 0 | 0 |  | 1 | 1 | 1 | 1 | 1 | 1 | 1 | 1 | 1 | 1 | 1 | 0
PG&E FRESNO | Bullard | 115 | 0 | 0 | 0 | 0 | 0 | 0 | 0 | 0 | 0 | 0 | 0 | 0 | 0 | 0 | 0 | 0 | 0 | 0 | 0 | 0 |  | 0 | 0 | 0 | 0 | 0 | 0 | 0 | 0 | 0 | 0 | 0 | 0 | 0 | 0 | 0 | 0 | 0 | 0 | 0 | 0 | 2 |  | 0 | 0 | 0 | 0 | 0 | 0 | 0 | 0 | 0 | 0 | 0 | 0 | 0 | 0 | 0 | 0 | 0 | 0 | 0 |  | 1 | 1 | 1 | 1 | 1 | 1 | 1 | 1 | 1 | 1 | 1 | 0
PG&E GBA | Burlingame | 115 | 0 | 0 | 0 | 0 | 0 | 0 | 0 | 0 | 0 | 0 | 0 | 0 | 0 | 0 | 0 | 0 | 0 | 0 | 0 | 0 |  | 0 | 0 | 0 | 0 | 0 | 0 | 0 | 0 | 0 | 0 | 0 | 0 | 0 | 0 | 0 | 0 | 0 | 0 | 0 | 0 | 1 |  | 0 | 0 | 0 | 0 | 0 | 0 | 0 | 0 | 0 | 0 | 0 | 0 | 0 | 0 | 0 | 0 | 0 | 0 | 0 |  | 1 | 1 | 1 | 1 | 1 | 1 | 1 | 1 | 1 | 1 | 1 | 0
PG&E NGBA | Burney Forest | 230 | 0 | 11 | 0 | 0 | 0 | 0 | 0 | 0 | 0 | 0 | 0 | 0 | 0 | 0 | 0 | 0 | 0 | 0 | 0 | 1 |  | 0 | 0 | 0 | 0 | 0 | 0 | 0 | 0 | 0 | 0 | 0 | 0 | 0 | 0 | 0 | 0 | 0 | 0 | 0 | 0 | 0 |  | 0 | 0 | 0 | 0 | 0 | 0 | 0 | 0 | 0 | 0 | 0 | 0 | 0 | 0 | 0 | 0 | 0 | 0 | 0 |  | 1 | 1 | 1 | 1 | 1 | 1 | 1 | 1 | 1 | 1 | 1 | 0
PG&E NGBA | Butte | 115 | 0 | 0 | 0 | 0 | 0 | 0 | 0 | 0 | 0 | 0 | 0 | 0 | 0 | 0 | 0 | 0 | 0 | 0 | 0 | 0 |  | 0 | 0 | 0 | 0 | 0 | 0 | 0 | 0 | 0 | 0 | 0 | 0 | 0 | 0 | 0 | 0 | 0 | 0 | 0 | 0 | 0 |  | 0 | 0 | 0 | 0 | 0 | 0 | 0 | 0 | 0 | 0 | 0 | 0 | 0 | 0 | 0 | 0 | 0 | 0 | 0 |  | 1 | 1 | 1 | 1 | 1 | 1 | 1 | 1 | 1 | 1 | 1 | 0
PG&E KERN | Cabrillo | 115 | 0 | 0 | 0 | 0 | 0 | 0 | 0 | 0 | 0 | 0 | 0 | 0 | 0 | 0 | 0 | 0 | 0 | 0 | 0 | 0 |  | 0 | 0 | 0 | 0 | 0 | 0 | 0 | 0 | 0 | 0 | 0 | 0 | 0 | 0 | 0 | 0 | 0 | 0 | 0 | 0 | 1 |  | 0 | 0 | 0 | 0 | 0 | 0 | 0 | 0 | 0 | 0 | 0 | 0 | 0 | 0 | 0 | 0 | 0 | 0 | 0 |  | 1 | 1 | 1 | 1 | 1 | 1 | 1 | 1 | 1 | 1 | 1 | 0
PG&E FRESNO | Cal Flats | 230 | 0 | 0 | 0 | 0 | 0 | 0 | 0 | 0 | 0 | 0 | 0 | 0 | 0 | 0 | 0 | 0 | 0 | 0 | 0 | 0 |  | 0 | 0 | 0 | 0 | 0 | 0 | 0 | 0 | 0 | 0 | 0 | 0 | 0 | 0 | 0 | 0 | 0 | 0 | 0 | 0 | 0 |  | 0 | 0 | 0 | 0 | 0 | 0 | 0 | 0 | 0 | 0 | 0 | 0 | 0 | 0 | 0 | 0 | 0 | 0 | 0 |  | 1 | 1 | 1 | 1 | 1 | 1 | 1 | 1 | 1 | 1 | 1 | 0
SCE NOL | Calcite | 230 | 0 | 0 | 0 | 0 | 0 | 0 | 0 | 0 | 0 | 0 | 0 | 0 | 200 | 254 | 454 | 0 | 100 | 100 | 0 | 1 |  | 0 | 0 | 0 | 0 | 0 | 0 | 0 | 0 | 0 | 0 | 0 | 0 | 150 | 250 | 400 | 200 | 0 | 200 | 0 | 1 | 1 |  | 0 | 0 | 0 | 0 | 0 | 0 | 0 | 0 | 0 | 0 | 0 | 0 | 0 | 0 | 0 | 2 | 0 | 2 | 0 |  | 1 | 1 | 1 | 1 | 1 | 1 | 1 | 5 | 1 | 5 | 1 | 1
PG&E KERN | Caliente | 230 | 0 | 0 | 0 | 0 | 0 | 0 | 0 | 0 | 0 | 0 | 0 | 0 | 0 | 0 | 0 | 0 | 0 | 0 | 0 | 0 |  | 0 | 1 | 200 | 10 | 210 | 0 | 0 | 0 | 0 | 0 | 0 | 0 | 100 | 0 | 100 | 0 | 0 | 0 | 0 | 1 | 0 |  | 0 | 2 | 2 | 2 | 2 | 0 | 0 | 0 | 0 | 0 | 0 | 0 | 2 | 0 | 2 | 0 | 0 | 0 | 0 |  | 1 | 4 | 4 | 1 | 1 | 1 | 4 | 1 | 1 | 1 | 1 | 1
PG&E FRESNO | California Ave | 115 | 0 | 0 | 0 | 0 | 0 | 0 | 0 | 0 | 0 | 0 | 0 | 0 | 0 | 0 | 0 | 0 | 0 | 0 | 0 | 0 |  | 0 | 0 | 0 | 0 | 0 | 0 | 0 | 0 | 0 | 0 | 0 | 0 | 0 | 0 | 0 | 0 | 0 | 0 | 0 | 0 | 1 |  | 0 | 0 | 0 | 0 | 0 | 0 | 0 | 0 | 0 | 0 | 0 | 0 | 0 | 0 | 0 | 0 | 0 | 0 | 0 |  | 1 | 1 | 1 | 1 | 1 | 1 | 1 | 1 | 1 | 1 | 1 | 0
PG&E KERN | Callender | 115 | 0 | 0 | 0 | 0 | 0 | 0 | 0 | 0 | 0 | 0 | 0 | 0 | 0 | 0 | 0 | 0 | 0 | 0 | 0 | 0 |  | 0 | 0 | 0 | 0 | 0 | 0 | 0 | 0 | 0 | 0 | 0 | 0 | 0 | 0 | 0 | 0 | 0 | 0 | 0 | 0 | 0 |  | 0 | 0 | 0 | 0 | 0 | 0 | 0 | 0 | 0 | 0 | 0 | 0 | 0 | 0 | 0 | 0 | 0 | 0 | 0 |  | 1 | 1 | 1 | 1 | 1 | 1 | 1 | 1 | 1 | 1 | 1 | 0
PG&E NGBA | Calpella | 115 | 0 | 10 | 0 | 0 | 0 | 0 | 0 | 0 | 0 | 0 | 0 | 4 | 0 | 0 | 0 | 4 | 0 | 4 | 0 | 1 |  | 0 | 0 | 0 | 0 | 0 | 0 | 0 | 0 | 0 | 0 | 0 | 4 | 0 | 0 | 0 | 0 | 0 | 0 | 0 | 1 | 1 |  | 0 | 0 | 0 | 0 | 0 | 0 | 0 | 0 | 0 | 0 | 0 | 0 | 0 | 0 | 0 | 0 | 0 | 0 | 0 |  | 1 | 1 | 1 | 1 | 1 | 1 | 1 | 1 | 1 | 1 | 1 | 0
PG&E GBA | Camanche | 230 | 0 | 0 | 0 | 0 | 0 | 0 | 0 | 0 | 0 | 0 | 0 | 0 | 0 | 0 | 0 | 0 | 0 | 0 | 0 | 0 |  | 0 | 0 | 0 | 0 | 0 | 0 | 0 | 0 | 0 | 0 | 0 | 0 | 0 | 0 | 0 | 0 | 0 | 0 | 0 | 0 | 0 |  | 0 | 0 | 0 | 0 | 0 | 0 | 0 | 0 | 0 | 0 | 0 | 0 | 0 | 0 | 0 | 0 | 0 | 0 | 0 |  | 1 | 1 | 1 | 1 | 1 | 1 | 1 | 1 | 1 | 1 | 1 | 0
SDGE | Cameron | 69 | 0 | 0 | 0 | 0 | 0 | 0 | 0 | 0 | 0 | 0 | 0 | 0.84 | 0 | 0 | 0 | 0.46 | 0 | 0.46 | 0 | 1 |  | 0 | 0 | 0 | 0 | 0 | 0 | 0 | 0 | 0 | 0 | 0 | 0 | 0 | 0 | 0 | 0 | 0 | 0 | 0 | 0 | 3 |  | 0 | 0 | 0 | 0 | 0 | 0 | 0 | 0 | 0 | 0 | 0 | 0 | 0 | 0 | 0 | 0 | 0 | 0 | 0 |  | 1 | 1 | 1 | 1 | 1 | 1 | 1 | 1 | 1 | 1 | 1 | 0
SDGE | Cannon | 69 | 0 | 0 | 0 | 0 | 0 | 0 | 0 | 0 | 0 | 0 | 0 | 0 | 0 | 0 | 0 | 0 | 0 | 0 | 0 | 0 |  | 0 | 0 | 0 | 0 | 0 | 0 | 0 | 0 | 0 | 0 | 0 | 0 | 0 | 0 | 0 | 0 | 0 | 0 | 0 | 0 | 2 |  | 0 | 0 | 0 | 0 | 0 | 0 | 0 | 0 | 0 | 0 | 0 | 0 | 0 | 0 | 0 | 0 | 0 | 0 | 0 |  | 1 | 1 | 1 | 1 | 1 | 1 | 1 | 1 | 1 | 1 | 1 | 0
PG&E FRESNO | Cantua | 115 | 0 | 0 | 0 | 0 | 0 | 0 | 0 | 0 | 0 | 0 | 0 | 0 | 0 | 0 | 0 | 0 | 0 | 0 | 0 | 0 |  | 0 | 0 | 0 | 0 | 0 | 0 | 0 | 0 | 0 | 0 | 0 | 0 | 0 | 0 | 0 | 0 | 0 | 0 | 0 | 0 | 1 |  | 0 | 0 | 0 | 0 | 0 | 0 | 0 | 0 | 0 | 0 | 0 | 0 | 0 | 0 | 0 | 0 | 0 | 0 | 0 |  | 1 | 1 | 1 | 1 | 1 | 1 | 1 | 1 | 1 | 1 | 1 | 0
SDGE | Capistrano | 138 | 0 | 0 | 0 | 0 | 0 | 0 | 0 | 0 | 0 | 0 | 0 | 0 | 0 | 0 | 0 | 0 | 75 | 75 | 0 | 1 |  | 0 | 0 | 0 | 0 | 0 | 0 | 0 | 0 | 0 | 0 | 0 | 0 | 0 | 0 | 0 | 250 | 0 | 250 | 0 | 1 | 0 |  | 0 | 0 | 0 | 0 | 0 | 0 | 0 | 0 | 0 | 0 | 0 | 0 | 0 | 0 | 0 | 2 | 0 | 2 | 0 |  | 1 | 1 | 1 | 1 | 1 | 1 | 1 | 4 | 1 | 4 | 1 | 1
SDGE | Capistrano | 230 | 0 | 0 | 0 | 0 | 0 | 0 | 0 | 0 | 0 | 0 | 0 | 0 | 0 | 0 | 0 | 0 | 0 | 0 | 0 | 0 |  | 0 | 0 | 0 | 0 | 0 | 0 | 0 | 0 | 0 | 0 | 0 | 0 | 0 | 0 | 0 | 0 | 0 | 0 | 0 | 0 | 0 |  | 0 | 0 | 0 | 0 | 0 | 0 | 0 | 0 | 0 | 0 | 0 | 0 | 0 | 0 | 0 | 0 | 0 | 0 | 0 |  | 1 | 1 | 1 | 1 | 1 | 1 | 1 | 1 | 1 | 1 | 1 | 0
PG&E NGBA | Carberry | 230 | 0 | 3.6 | 0 | 0 | 0 | 0 | 0 | 0 | 0 | 0 | 0 | 0 | 0 | 0 | 0 | 0 | 0 | 0 | 0 | 1 |  | 0 | 9.6 | 0 | 0 | 0 | 0 | 0 | 0 | 0 | 0 | 0 | 0 | 0 | 0 | 0 | 0 | 0 | 0 | 0 | 1 | 0 |  | 0 | 2 | 0 | 0 | 0 | 0 | 0 | 0 | 0 | 0 | 0 | 0 | 0 | 0 | 0 | 0 | 0 | 0 | 0 |  | 1 | 4 | 1 | 1 | 1 | 1 | 1 | 1 | 1 | 1 | 1 | 1
SCE Eastern | Cardiff | 66 | 0 | 0 | 0 | 0 | 0 | 0 | 0 | 0 | 0 | 0 | 0 | 0 | 0 | 0 | 0 | 0 | 0 | 0 | 0 | 0 |  | 0 | 0 | 0 | 0 | 0 | 0 | 0 | 0 | 0 | 0 | 0 | 0 | 0 | 0 | 0 | 0 | 0 | 0 | 0 | 0 | 1 |  | 0 | 0 | 0 | 0 | 0 | 0 | 0 | 0 | 0 | 0 | 0 | 0 | 0 | 0 | 0 | 0 | 0 | 0 | 0 |  | 1 | 1 | 1 | 1 | 1 | 1 | 1 | 1 | 1 | 1 | 1 | 0
PG&E NGBA | Caribou | 60 | 0 | 10 | 0 | 0 | 0 | 0 | 0 | 0 | 0 | 0 | 0 | 0 | 0 | 0 | 0 | 0 | 0 | 0 | 0 | 1 |  | 0 | 0 | 0 | 0 | 0 | 0 | 0 | 0 | 0 | 0 | 0 | 0 | 0 | 0 | 0 | 0 | 0 | 0 | 0 | 0 | 0 |  | 0 | 0 | 0 | 0 | 0 | 0 | 0 | 0 | 0 | 0 | 0 | 0 | 0 | 0 | 0 | 0 | 0 | 0 | 0 |  | 1 | 1 | 1 | 1 | 1 | 1 | 1 | 1 | 1 | 1 | 1 | 0
PG&E NGBA | Caribou | 115 | 0 | 10 | 0 | 0 | 0 | 0 | 0 | 0 | 0 | 0 | 0 | 0 | 0 | 0 | 0 | 0 | 0 | 0 | 0 | 1 |  | 0 | 0 | 0 | 0 | 0 | 0 | 0 | 0 | 0 | 0 | 0 | 0 | 0 | 0 | 0 | 0 | 0 | 0 | 0 | 0 | 0 |  | 0 | 0 | 0 | 0 | 0 | 0 | 0 | 0 | 0 | 0 | 0 | 0 | 0 | 0 | 0 | 0 | 0 | 0 | 0 |  | 1 | 1 | 1 | 1 | 1 | 1 | 1 | 1 | 1 | 1 | 1 | 0
PG&E NGBA | Caribou | 230 | 0 | 0 | 0 | 0 | 0 | 0 | 0 | 0 | 0 | 0 | 0 | 0 | 0 | 0 | 0 | 0 | 0 | 0 | 0 | 0 |  | 0 | 11 | 0 | 0 | 0 | 0 | 0 | 0 | 0 | 0 | 0 | 0 | 0 | 0 | 0 | 0 | 0 | 0 | 0 | 1 | 0 |  | 0 | 2 | 0 | 0 | 0 | 0 | 0 | 0 | 0 | 0 | 0 | 0 | 0 | 0 | 0 | 0 | 0 | 0 | 0 |  | 1 | 4 | 1 | 1 | 1 | 1 | 1 | 1 | 1 | 1 | 1 | 1
EOP | Carpenter Canyon (fka Gamebird) | 138 | 0 | 0 | 0 | 0 | 0 | 0 | 0 | 0 | 0 | 0 | 0 | 0 | 0 | 0 | 0 | 0 | 0 | 0 | 0 | 0 |  | 0 | 0 | 0 | 0 | 0 | 0 | 0 | 0 | 0 | 0 | 0 | 0 | 0 | 0 | 0 | 0 | 0 | 0 | 0 | 0 | 2 |  | 0 | 0 | 0 | 0 | 0 | 0 | 0 | 0 | 0 | 0 | 0 | 0 | 0 | 0 | 0 | 0 | 0 | 0 | 0 |  | 1 | 1 | 1 | 1 | 1 | 1 | 1 | 1 | 1 | 1 | 1 | 0
EOP | Carpenter Canyon (fka Gamebird) | 230 | 0 | 0 | 0 | 0 | 0 | 0 | 0 | 0 | 0 | 0 | 0 | 0 | 150 | 550 | 700 | 0 | 140 | 140 | 0 | 1 |  | 0 | 0 | 0 | 0 | 0 | 0 | 0 | 0 | 0 | 0 | 0 | 0 | 210 | 150 | 360 | 200 | 40.5 | 240.5 | 0 | 1 | 2 |  | 0 | 0 | 0 | 0 | 0 | 0 | 0 | 0 | 0 | 0 | 0 | 0 | 1 | 0 | 0 | 2 | 0 | 2 | 0 |  | 1 | 1 | 1 | 1 | 1 | 1 | 3 | 5 | 1 | 5 | 1 | 1
PG&E NGBA | Carquinez | 115 | 0 | 0 | 0 | 0 | 0 | 0 | 0 | 0 | 0 | 0 | 0 | 0 | 0 | 0 | 0 | 0 | 0 | 0 | 0 | 0 |  | 0 | 0 | 0 | 0 | 0 | 0 | 0 | 0 | 0 | 0 | 0 | 0 | 0 | 0 | 0 | 0 | 0 | 0 | 0 | 0 | 1 |  | 0 | 0 | 0 | 0 | 0 | 0 | 0 | 0 | 0 | 0 | 0 | 0 | 0 | 0 | 0 | 0 | 0 | 0 | 0 |  | 1 | 1 | 1 | 1 | 1 | 1 | 1 | 1 | 1 | 1 | 1 | 0
SDGE | Carrizo Gorge | 138 | 0 | 0 | 0 | 0 | 0 | 0 | 0 | 0 | 0 | 0 | 0 | 0 | 0 | 90 | 90 | 70 | 0 | 70 | 0 | 1 |  | 0 | 0 | 0 | 0 | 0 | 0 | 0 | 0 | 0 | 0 | 0 | 0 | 0 | 0 | 0 | 0 | 0 | 0 | 0 | 0 | 4 |  | 0 | 0 | 0 | 0 | 0 | 0 | 0 | 0 | 0 | 0 | 0 | 0 | 0 | 0 | 0 | 0 | 0 | 0 | 0 |  | 1 | 1 | 1 | 1 | 1 | 1 | 1 | 1 | 1 | 1 | 1 | 0
PG&E KERN | Carrizo Plains | 115 | 0 | 0 | 0 | 0 | 0 | 0 | 0 | 0 | 0 | 0 | 0 | 0 | 0 | 0 | 0 | 0 | 0 | 0 | 0 | 0 |  | 0 | 0 | 0 | 0 | 0 | 0 | 0 | 0 | 0 | 0 | 0 | 0 | 0 | 0 | 0 | 0 | 0 | 0 | 0 | 0 | 0 |  | 0 | 0 | 0 | 0 | 0 | 0 | 0 | 0 | 0 | 0 | 0 | 0 | 0 | 0 | 0 | 0 | 0 | 0 | 0 |  | 1 | 1 | 1 | 1 | 1 | 1 | 1 | 1 | 1 | 1 | 1 | 0
PG&E KERN | Casaloma | 230 | 0 | 0 | 0 | 0 | 0 | 0 | 0 | 0 | 0 | 0 | 0 | 0 | 0 | 0 | 0 | 0 | 0 | 0 | 0 | 0 |  | 0 | 0 | 0 | 0 | 0 | 0 | 0 | 0 | 0 | 0 | 0 | 0 | 0 | 0 | 0 | 0 | 0 | 0 | 0 | 0 | 0 |  | 0 | 0 | 0 | 0 | 0 | 0 | 0 | 0 | 0 | 0 | 0 | 0 | 0 | 0 | 0 | 0 | 0 | 0 | 0 |  | 1 | 1 | 1 | 1 | 1 | 1 | 1 | 1 | 1 | 1 | 1 | 0
PG&E GBA | Castro Valley | 230 | 0 | 0 | 0 | 0 | 0 | 0 | 0 | 0 | 0 | 0 | 0 | 0 | 0 | 0 | 0 | 0 | 0 | 0 | 0 | 0 |  | 0 | 0 | 0 | 0 | 0 | 0 | 0 | 0 | 0 | 0 | 0 | 0 | 0 | 0 | 0 | 0 | 0 | 0 | 0 | 0 | 0 |  | 0 | 0 | 0 | 0 | 0 | 0 | 0 | 0 | 0 | 0 | 0 | 0 | 0 | 0 | 0 | 0 | 0 | 0 | 0 |  | 1 | 1 | 1 | 1 | 1 | 1 | 1 | 1 | 1 | 1 | 1 | 0
PG&E GBA | Cayetano | 230 | 0 | 0 | 0 | 0 | 0 | 0 | 0 | 0 | 0 | 0 | 0 | 0 | 0 | 100 | 100 | 100 | 0 | 100 | 0 | 1 |  | 0 | 0 | 0 | 0 | 0 | 0 | 0 | 0 | 0 | 0 | 0 | 0 | 0 | 100 | 100 | 100 | 0 | 100 | 0 | 1 | 0 |  | 0 | 0 | 0 | 0 | 0 | 0 | 0 | 0 | 0 | 0 | 0 | 0 | 0 | 0 | 0 | 0 | 0 | 0 | 0 |  | 1 | 1 | 1 | 1 | 1 | 1 | 1 | 1 | 1 | 1 | 1 | 0
SCE Metro | Center | 230 | 0 | 0 | 0 | 0 | 0 | 0 | 0 | 0 | 0 | 0 | 0 | 0 | 0 | 0 | 0 | 90 | 0 | 90 | 0 | 1 |  | 0 | 0 | 0 | 0 | 0 | 0 | 0 | 0 | 0 | 0 | 0 | 0 | 0 | 0 | 0 | 90 | 80 | 170 | 0 | 1 | 0 |  | 0 | 0 | 0 | 0 | 0 | 0 | 0 | 0 | 0 | 0 | 0 | 0 | 0 | 0 | 0 | 0 | 2 | 2 | 0 |  | 1 | 1 | 1 | 1 | 1 | 1 | 1 | 1 | 4 | 4 | 1 | 1
PG&E KERN | Charca | 115 | 0 | 0 | 0 | 0 | 0 | 0 | 0 | 0 | 0 | 0 | 0 | 4.62 | 0 | 0 | 0 | 0 | 0 | 0 | 0 | 1 |  | 0 | 0 | 0 | 0 | 0 | 0 | 0 | 0 | 0 | 0 | 0 | 4.66 | 0 | 0 | 0 | 0 | 0 | 0 | 0 | 1 | 0 |  | 0 | 0 | 0 | 0 | 0 | 0 | 0 | 0 | 0 | 0 | 0 | 0 | 0 | 0 | 0 | 0 | 0 | 0 | 0 |  | 1 | 1 | 1 | 1 | 1 | 1 | 1 | 1 | 1 | 1 | 1 | 0
EOP | Charleston | 138 | 0 | 0 | 0 | 0 | 0 | 0 | 0 | 0 | 0 | 0 | 0 | 0 | 0 | 0 | 0 | 0 | 0 | 0 | 0 | 0 |  | 0 | 0 | 0 | 0 | 0 | 0 | 0 | 0 | 0 | 0 | 0 | 0 | 0 | 0 | 0 | 0 | 0 | 0 | 0 | 0 | 2 |  | 0 | 0 | 0 | 0 | 0 | 0 | 0 | 0 | 0 | 0 | 0 | 0 | 0 | 0 | 0 | 0 | 0 | 0 | 0 |  | 1 | 1 | 1 | 1 | 1 | 1 | 1 | 1 | 1 | 1 | 1 | 0
SCE Metro | Chevmain | 230 | 0 | 0 | 0 | 0 | 0 | 0 | 0 | 0 | 0 | 0 | 0 | 0 | 0 | 0 | 0 | 0 | 0 | 0 | 0 | 0 |  | 0 | 0 | 0 | 0 | 0 | 0 | 0 | 0 | 0 | 0 | 0 | 0 | 0 | 0 | 0 | 0 | 0 | 0 | 0 | 0 | 0 |  | 0 | 0 | 0 | 0 | 0 | 0 | 0 | 0 | 0 | 0 | 0 | 0 | 0 | 0 | 0 | 0 | 0 | 0 | 0 |  | 1 | 1 | 1 | 1 | 1 | 1 | 1 | 1 | 1 | 1 | 1 | 0
SDGE | Chicarita | 138 | 0 | 0 | 0 | 0 | 0 | 0 | 0 | 0 | 0 | 0 | 0 | 0 | 0 | 0 | 0 | 0 | 0 | 0 | 0 | 0 |  | 0 | 0 | 0 | 0 | 0 | 0 | 0 | 0 | 0 | 0 | 0 | 0 | 0 | 0 | 0 | 0 | 0 | 0 | 0 | 0 | 3 |  | 0 | 0 | 0 | 0 | 0 | 0 | 0 | 0 | 0 | 0 | 0 | 0 | 0 | 0 | 0 | 0 | 0 | 0 | 0 |  | 1 | 1 | 1 | 1 | 1 | 1 | 1 | 1 | 1 | 1 | 1 | 0
SCE Metro | Chino | 230 | 0 | 0 | 0 | 0 | 0 | 0 | 0 | 0 | 0 | 0 | 0 | 0 | 0 | 0 | 0 | 0 | 0 | 0 | 0 | 0 |  | 0 | 0 | 0 | 0 | 0 | 0 | 0 | 0 | 0 | 0 | 0 | 0 | 0 | 0 | 0 | 0 | 0 | 0 | 0 | 0 | 0 |  | 0 | 0 | 0 | 0 | 0 | 0 | 0 | 0 | 0 | 0 | 0 | 0 | 0 | 0 | 0 | 0 | 0 | 0 | 0 |  | 1 | 1 | 1 | 1 | 1 | 1 | 1 | 1 | 1 | 1 | 1 | 0
PG&E FRESNO | Chowchilla | 115 | 0 | 0 | 0 | 0 | 0 | 0 | 0 | 0 | 0 | 0 | 0 | 7.56 | 0 | 0 | 0 | 0 | 0 | 0 | 0 | 1 |  | 0 | 0 | 0 | 0 | 0 | 0 | 0 | 0 | 0 | 0 | 0 | 7 | 0 | 0 | 0 | 0 | 0 | 0 | 0 | 1 | 2 |  | 0 | 0 | 0 | 0 | 0 | 0 | 0 | 0 | 0 | 0 | 0 | 0 | 0 | 0 | 0 | 0 | 0 | 0 | 0 |  | 1 | 1 | 1 | 1 | 1 | 1 | 1 | 1 | 1 | 1 | 1 | 0
PG&E GBA | Christie | 60 | 0 | 0 | 0 | 0 | 0 | 0 | 0 | 0 | 0 | 0 | 0 | 0 | 0 | 0 | 0 | 0 | 0 | 0 | 0 | 0 |  | 0 | 0 | 0 | 0 | 0 | 0 | 0 | 0 | 0 | 0 | 0 | 0 | 0 | 0 | 0 | 0 | 0 | 0 | 0 | 0 | 2 |  | 0 | 0 | 0 | 0 | 0 | 0 | 0 | 0 | 0 | 0 | 0 | 0 | 0 | 0 | 0 | 0 | 0 | 0 | 0 |  | 1 | 1 | 1 | 1 | 1 | 1 | 1 | 1 | 1 | 1 | 1 | 0
PG&E GBA | Christie | 115 | 0 | 0 | 0 | 0 | 0 | 0 | 0 | 0 | 0 | 0 | 0 | 0 | 0 | 0 | 0 | 0 | 0 | 0 | 0 | 0 |  | 0 | 0 | 0 | 0 | 0 | 0 | 0 | 0 | 0 | 0 | 0 | 0 | 0 | 0 | 0 | 0 | 0 | 0 | 0 | 0 | 1 |  | 0 | 0 | 0 | 0 | 0 | 0 | 0 | 0 | 0 | 0 | 0 | 0 | 0 | 0 | 0 | 0 | 0 | 0 | 0 |  | 1 | 1 | 1 | 1 | 1 | 1 | 1 | 1 | 1 | 1 | 1 | 0
SCE Eastern | Cielo Azul | 500 | 0 | 0 | 0 | 0 | 0 | 0 | 0 | 0 | 0 | 0 | 0 | 0 | 500 | 2625 | 3125 | 1549.4 | 250 | 1799.4 | 0 | 1 |  | 0 | 0 | 0 | 0 | 0 | 0 | 0 | 0 | 0 | 0 | 0 | 0 | 700 | 1900 | 2600 | 500 | 450 | 950 | 0 | 1 | 2 |  | 0 | 0 | 0 | 0 | 0 | 0 | 0 | 0 | 0 | 0 | 0 | 0 | 1 | 0 | 0 | 0 | 2 | 0 | 0 |  | 1 | 1 | 1 | 1 | 1 | 1 | 3 | 1 | 5 | 1 | 1 | 1
PG&E GBA | Clay | 60 | 0 | 0 | 0 | 0 | 0 | 0 | 0 | 0 | 0 | 0 | 0 | 0 | 0 | 0 | 0 | 0 | 0 | 0 | 0 | 0 |  | 0 | 0 | 0 | 0 | 0 | 0 | 0 | 0 | 0 | 0 | 0 | 0 | 0 | 0 | 0 | 0 | 0 | 0 | 0 | 0 | 0 |  | 0 | 0 | 0 | 0 | 0 | 0 | 0 | 0 | 0 | 0 | 0 | 0 | 0 | 0 | 0 | 0 | 0 | 0 | 0 |  | 1 | 1 | 1 | 1 | 1 | 1 | 1 | 1 | 1 | 1 | 1 | 0
PG&E GBA | Clayton | 115 | 0 | 0 | 0 | 0 | 0 | 0 | 0 | 0 | 0 | 0 | 0 | 0 | 0 | 0 | 0 | 0 | 0 | 0 | 0 | 0 |  | 0 | 0 | 0 | 0 | 0 | 0 | 0 | 0 | 0 | 0 | 0 | 0 | 0 | 0 | 0 | 0 | 0 | 0 | 0 | 0 | 0 |  | 0 | 0 | 0 | 0 | 0 | 0 | 0 | 0 | 0 | 0 | 0 | 0 | 0 | 0 | 0 | 0 | 0 | 0 | 0 |  | 1 | 1 | 1 | 1 | 1 | 1 | 1 | 1 | 1 | 1 | 1 | 0
PG&E NGBA | Cloverdale | 115 | 46 | 5.5 | 0 | 0 | 0 | 0 | 0 | 0 | 0 | 0 | 0 | 0 | 0 | 0 | 0 | 0 | 0 | 0 | 0 | 1 |  | 32 | 0 | 0 | 0 | 0 | 0 | 0 | 0 | 0 | 0 | 0 | 0 | 0 | 0 | 0 | 0 | 0 | 0 | 0 | 1 | 1 |  | 0 | 0 | 0 | 0 | 0 | 0 | 0 | 0 | 0 | 0 | 0 | 0 | 0 | 0 | 0 | 0 | 0 | 0 | 0 |  | 1 | 1 | 1 | 1 | 1 | 1 | 1 | 1 | 1 | 1 | 1 | 0
PG&E FRESNO | Clovis | 115 | 0 | 0 | 0 | 0 | 0 | 0 | 0 | 0 | 0 | 0 | 0 | 0 | 0 | 0 | 0 | 0 | 0 | 0 | 0 | 0 |  | 0 | 0 | 0 | 0 | 0 | 0 | 0 | 0 | 0 | 0 | 0 | 0 | 0 | 0 | 0 | 0 | 0 | 0 | 0 | 0 | 1 |  | 0 | 0 | 0 | 0 | 0 | 0 | 0 | 0 | 0 | 0 | 0 | 0 | 0 | 0 | 0 | 0 | 0 | 0 | 0 |  | 1 | 1 | 1 | 1 | 1 | 1 | 1 | 1 | 1 | 1 | 1 | 0
PG&E GBA | Coburn | 230 | 0 | 0 | 100 | 0 | 100 | 0 | 0 | 0 | 0 | 0 | 0 | 0 | 0 | 0 | 0 | 0 | 0 | 0 | 0 | 1 |  | 0 | 4.82 | 100 | 0 | 100 | 0 | 0 | 0 | 0 | 0 | 0 | 0 | 0 | 0 | 0 | 0 | 0 | 0 | 0 | 1 | 1 |  | 0 | 2 | 0 | 0 | 0 | 0 | 0 | 0 | 0 | 0 | 0 | 0 | 0 | 0 | 0 | 0 | 0 | 0 | 0 |  | 1 | 5 | 1 | 1 | 1 | 1 | 1 | 1 | 1 | 1 | 1 | 1
PG&E GBA | Coburn | 60 | 0 | 0 | 0 | 0 | 0 | 0 | 0 | 0 | 0 | 0 | 0 | 0 | 0 | 0 | 0 | 0 | 0 | 0 | 0 | 0 |  | 0 | 0 | 0 | 0 | 0 | 0 | 0 | 0 | 0 | 0 | 0 | 0 | 0 | 0 | 0 | 0 | 0 | 0 | 0 | 0 | 1 |  | 0 | 0 | 0 | 0 | 0 | 0 | 0 | 0 | 0 | 0 | 0 | 0 | 0 | 0 | 0 | 0 | 0 | 0 | 0 |  | 1 | 1 | 1 | 1 | 1 | 1 | 1 | 1 | 1 | 1 | 1 | 0
PG&E NGBA | Colgate | 230 | 0 | 8.5 | 0 | 0 | 0 | 0 | 0 | 0 | 0 | 0 | 0 | 0 | 0 | 0 | 0 | 0 | 0 | 0 | 0 | 1 |  | 0 | 5 | 0 | 0 | 0 | 0 | 0 | 0 | 0 | 0 | 0 | 0 | 0 | 0 | 0 | 0 | 0 | 0 | 0 | 1 | 0 |  | 0 | 0 | 0 | 0 | 0 | 0 | 0 | 0 | 0 | 0 | 0 | 0 | 0 | 0 | 0 | 0 | 0 | 0 | 0 |  | 1 | 1 | 1 | 1 | 1 | 1 | 1 | 1 | 1 | 1 | 1 | 0
PG&E GBA | Collierville | 230 | 0 | 0 | 0 | 0 | 0 | 0 | 0 | 0 | 0 | 0 | 0 | 0 | 0 | 0 | 0 | 0 | 0 | 0 | 0 | 0 |  | 0 | 0 | 0 | 0 | 0 | 0 | 0 | 0 | 0 | 0 | 0 | 0 | 0 | 0 | 0 | 0 | 0 | 0 | 0 | 0 | 0 |  | 0 | 0 | 0 | 0 | 0 | 0 | 0 | 0 | 0 | 0 | 0 | 0 | 0 | 0 | 0 | 0 | 0 | 0 | 0 |  | 1 | 1 | 1 | 1 | 1 | 1 | 1 | 1 | 1 | 1 | 1 | 0
PG&E GBA | Collinsville | 230 | 0 | 0 | 0 | 0 | 0 | 0 | 0 | 0 | 0 | 0 | 0 | 0 | 0 | 0 | 0 | 0 | 0 | 0 | 0 | 0 |  | 0 | 0 | 0 | 0 | 0 | 0 | 0 | 0 | 0 | 0 | 0 | 0 | 0 | 0 | 0 | 0 | 0 | 0 | 0 | 0 | 0 |  | 0 | 0 | 0 | 0 | 0 | 0 | 0 | 0 | 0 | 0 | 0 | 0 | 0 | 0 | 0 | 0 | 0 | 0 | 0 |  | 1 | 1 | 1 | 1 | 1 | 1 | 1 | 1 | 1 | 1 | 1 | 0
PG&E GBA | Collinsville | 500 | 0 | 0 | 0 | 0 | 0 | 0 | 0 | 0 | 0 | 0 | 0 | 0 | 0 | 0 | 0 | 0 | 0 | 0 | 0 | 0 |  | 0 | 0 | 0 | 0 | 0 | 0 | 0 | 0 | 0 | 0 | 0 | 0 | 0 | 0 | 0 | 0 | 0 | 0 | 0 | 0 | 0 |  | 0 | 0 | 0 | 0 | 0 | 0 | 0 | 0 | 0 | 0 | 0 | 0 | 0 | 0 | 0 | 0 | 0 | 0 | 0 |  | 1 | 1 | 1 | 1 | 1 | 1 | 1 | 1 | 1 | 1 | 1 | 0
SCE Eastern | Colorado River | 230 | 0 | 0 | 0 | 0 | 0 | 0 | 0 | 0 | 0 | 0 | 0 | 0 | 500 | 950 | 1450 | 180 | 150 | 330 | 0 | 1 |  | 0 | 0 | 0 | 0 | 0 | 0 | 0 | 0 | 0 | 0 | 0 | 0 | 500 | 895 | 1395 | 204 | 200 | 404 | 0 | 1 | 2 |  | 0 | 0 | 0 | 0 | 0 | 0 | 0 | 0 | 0 | 0 | 0 | 0 | 0 | 0 | 0 | 1 | 1 | 1 | 0 |  | 1 | 1 | 1 | 1 | 1 | 1 | 1 | 3 | 3 | 3 | 1 | 1
SCE Eastern | Colorado River | 500 | 0 | 0 | 0 | 0 | 0 | 0 | 0 | 0 | 0 | 0 | 0 | 0 | 0 | 0 | 0 | 0 | 0 | 0 | 0 | 0 |  | 0 | 0 | 0 | 0 | 0 | 0 | 0 | 0 | 0 | 0 | 0 | 0 | 0 | 0 | 0 | 0 | 0 | 0 | 0 | 0 | 2 |  | 0 | 0 | 0 | 0 | 0 | 0 | 0 | 0 | 0 | 0 | 0 | 0 | 0 | 0 | 0 | 0 | 0 | 0 | 0 |  | 1 | 1 | 1 | 1 | 1 | 1 | 1 | 1 | 1 | 1 | 1 | 0
PG&E KERN | Columbus | 115 | 0 | 0 | 0 | 0 | 0 | 0 | 0 | 0 | 0 | 0 | 0 | 0 | 0 | 0 | 0 | 0 | 0 | 0 | 0 | 0 |  | 0 | 0 | 0 | 0 | 0 | 0 | 0 | 0 | 0 | 0 | 0 | 0 | 0 | 0 | 0 | 0 | 0 | 0 | 0 | 0 | 0 |  | 0 | 0 | 0 | 0 | 0 | 0 | 0 | 0 | 0 | 0 | 0 | 0 | 0 | 0 | 0 | 0 | 0 | 0 | 0 |  | 1 | 1 | 1 | 1 | 1 | 1 | 1 | 1 | 1 | 1 | 1 | 0
PG&E GBA | Contra Costa | 115 | 0 | 0 | 0 | 0 | 0 | 0 | 0 | 0 | 0 | 0 | 0 | 0 | 0 | 0 | 0 | 0 | 0 | 0 | 0 | 0 |  | 0 | 0 | 0 | 0 | 0 | 0 | 0 | 0 | 0 | 0 | 0 | 0 | 0 | 0 | 0 | 0 | 0 | 0 | 0 | 0 | 0 |  | 0 | 0 | 0 | 0 | 0 | 0 | 0 | 0 | 0 | 0 | 0 | 0 | 0 | 0 | 0 | 0 | 0 | 0 | 0 |  | 1 | 1 | 1 | 1 | 1 | 1 | 1 | 1 | 1 | 1 | 1 | 0
PG&E GBA | Contra Costa | 230 | 0 | 0 | 0 | 0 | 0 | 0 | 0 | 0 | 0 | 0 | 0 | 0 | 0 | 0 | 0 | 0 | 0 | 0 | 0 | 0 |  | 0 | 0 | 0 | 0 | 0 | 0 | 0 | 0 | 0 | 0 | 0 | 0.9375 | 0 | 0 | 0 | 0 | 0 | 0 | 0 | 1 | 0 |  | 0 | 0 | 0 | 0 | 0 | 0 | 0 | 0 | 0 | 0 | 0 | 2 | 0 | 0 | 0 | 0 | 0 | 0 | 0 |  | 1 | 1 | 1 | 1 | 1 | 4 | 1 | 1 | 1 | 1 | 1 | 1
PG&E GBA | Contra Costa PP | 230 | 0 | 0 | 0 | 0 | 0 | 0 | 0 | 0 | 0 | 0 | 0 | 0 | 0 | 0 | 0 | 0 | 0 | 0 | 0 | 0 |  | 0 | 0 | 0 | 0 | 0 | 0 | 0 | 0 | 0 | 0 | 0 | 0 | 0 | 0 | 0 | 0 | 0 | 0 | 0 | 0 | 0 |  | 0 | 0 | 0 | 0 | 0 | 0 | 0 | 0 | 0 | 0 | 0 | 0 | 0 | 0 | 0 | 0 | 0 | 0 | 0 |  | 1 | 1 | 1 | 1 | 1 | 1 | 1 | 1 | 1 | 1 | 1 | 0
SCE NOL | Control | 115 | 9.7 | 0 | 0 | 0 | 0 | 0 | 0 | 0 | 0 | 0 | 0 | 0 | 0 | 0 | 0 | 0 | 0 | 0 | 0 | 1 |  | 0 | 1.5 | 0 | 0 | 0 | 0 | 0 | 0 | 0 | 0 | 0 | 0 | 0 | 0 | 0 | 0 | 0 | 0 | 0 | 1 | 3 |  | 0 | 2 | 0 | 0 | 0 | 0 | 0 | 0 | 0 | 0 | 0 | 0 | 0 | 0 | 0 | 0 | 0 | 0 | 0 |  | 1 | 5 | 1 | 1 | 1 | 1 | 1 | 1 | 1 | 1 | 1 | 1
SCE NOL | Control | 55 | 0 | 0 | 0 | 0 | 0 | 0 | 0 | 0 | 0 | 0 | 0 | 0 | 0 | 0 | 0 | 0 | 0 | 0 | 0 | 0 |  | 0 | 0 | 0 | 0 | 0 | 0 | 0 | 0 | 0 | 0 | 0 | 0 | 0 | 0 | 0 | 0 | 0 | 0 | 0 | 0 | 3 |  | 0 | 0 | 0 | 0 | 0 | 0 | 0 | 0 | 0 | 0 | 0 | 0 | 0 | 0 | 0 | 0 | 0 | 0 | 0 |  | 1 | 1 | 1 | 1 | 1 | 1 | 1 | 1 | 1 | 1 | 1 | 0
PG&E GBA | Cooley Landing | 115 | 0 | 0 | 0 | 0 | 0 | 0 | 0 | 0 | 0 | 0 | 0 | 0 | 0 | 0 | 0 | 0 | 0 | 0 | 0 | 0 |  | 0 | 0 | 0 | 0 | 0 | 0 | 0 | 0 | 0 | 0 | 0 | 0 | 0 | 0 | 0 | 0 | 0 | 0 | 0 | 0 | 1 |  | 0 | 0 | 0 | 0 | 0 | 0 | 0 | 0 | 0 | 0 | 0 | 0 | 0 | 0 | 0 | 0 | 0 | 0 | 0 |  | 1 | 1 | 1 | 1 | 1 | 1 | 1 | 1 | 1 | 1 | 1 | 0
PG&E GBA | Cooley Landing | 60 | 0 | 0 | 0 | 0 | 0 | 0 | 0 | 0 | 0 | 0 | 0 | 0 | 0 | 0 | 0 | 0 | 15 | 15 | 0 | 1 |  | 0 | 0 | 0 | 0 | 0 | 0 | 0 | 0 | 0 | 0 | 0 | 0 | 0 | 0 | 0 | 0 | 0 | 0 | 0 | 0 | 0 |  | 0 | 0 | 0 | 0 | 0 | 0 | 0 | 0 | 0 | 0 | 0 | 0 | 0 | 0 | 0 | 0 | 0 | 0 | 0 |  | 1 | 1 | 1 | 1 | 1 | 1 | 1 | 1 | 1 | 1 | 1 | 0
SCE NOL | Coolwater | 230 | 0 | 0 | 0 | 0 | 0 | 0 | 0 | 0 | 0 | 0 | 0 | 0 | 0 | 0 | 0 | 0 | 0 | 0 | 0 | 0 |  | 0 | 0 | 0 | 0 | 0 | 0 | 0 | 0 | 0 | 0 | 0 | 0 | 0 | 0 | 0 | 0 | 0 | 0 | 0 | 0 | 3 |  | 0 | 0 | 0 | 0 | 0 | 0 | 0 | 0 | 0 | 0 | 0 | 0 | 0 | 0 | 0 | 0 | 0 | 0 | 0 |  | 1 | 1 | 1 | 1 | 1 | 1 | 1 | 1 | 1 | 1 | 1 | 0
SCE NOL | Coolwater | 115 | 0 | 0 | 180 | 32.18 | 212.18 | 0 | 0 | 0 | 0 | 0 | 0 | 0 | 100 | 0 | 100 | 113.5 | 0 | 113.5 | 0 | 1 |  | 0 | 0 | 210 | 0 | 210 | 0 | 0 | 0 | 0 | 0 | 0 | 0 | 150 | 200 | 350 | 110 | 0 | 110 | 0 | 1 | 3 |  | 0 | 0 | 1 | 0 | 0 | 0 | 0 | 0 | 0 | 0 | 0 | 0 | 2 | 2 | 2 | 0 | 0 | 0 | 0 |  | 1 | 1 | 3 | 1 | 1 | 1 | 5 | 1 | 1 | 1 | 1 | 1
PG&E KERN | Copus | 70 | 0 | 0 | 0 | 0 | 0 | 0 | 0 | 0 | 0 | 0 | 0 | 0 | 0 | 0 | 0 | 0 | 0 | 0 | 0 | 0 |  | 0 | 0 | 0 | 0 | 0 | 0 | 0 | 0 | 0 | 0 | 0 | 0 | 0 | 0 | 0 | 0 | 0 | 0 | 0 | 0 | 0 |  | 0 | 0 | 0 | 0 | 0 | 0 | 0 | 0 | 0 | 0 | 0 | 0 | 0 | 0 | 0 | 0 | 0 | 0 | 0 |  | 1 | 1 | 1 | 1 | 1 | 1 | 1 | 1 | 1 | 1 | 1 | 0
PG&E FRESNO | Corcoran | 70 | 0 | 0 | 0 | 0 | 0 | 0 | 0 | 0 | 0 | 0 | 0 | 4.5 | 0 | 0 | 0 | 0 | 0 | 0 | 0 | 1 |  | 0 | 0 | 0 | 0 | 0 | 0 | 0 | 0 | 0 | 0 | 0 | 0 | 0 | 0 | 0 | 0 | 0 | 0 | 0 | 0 | 2 |  | 0 | 0 | 0 | 0 | 0 | 0 | 0 | 0 | 0 | 0 | 0 | 0 | 0 | 0 | 0 | 0 | 0 | 0 | 0 |  | 1 | 1 | 1 | 1 | 1 | 1 | 1 | 1 | 1 | 1 | 1 | 0
PG&E FRESNO | Corcoran | 115 | 0 | 0 | 0 | 0 | 0 | 0 | 0 | 0 | 0 | 0 | 0 | 0 | 0 | 0 | 0 | 0 | 0 | 0 | 0 | 0 |  | 0 | 0 | 0 | 0 | 0 | 0 | 0 | 0 | 0 | 0 | 0 | 4 | 0 | 0 | 0 | 0 | 0 | 0 | 0 | 1 | 2 |  | 0 | 0 | 0 | 0 | 0 | 0 | 0 | 0 | 0 | 0 | 0 | 2 | 0 | 0 | 0 | 0 | 0 | 0 | 0 |  | 1 | 1 | 1 | 1 | 1 | 5 | 1 | 1 | 1 | 1 | 1 | 1
PG&E NGBA | Corona | 115 | 0 | 0 | 0 | 0 | 0 | 0 | 0 | 0 | 0 | 0 | 0 | 0 | 0 | 0 | 0 | 0 | 0 | 0 | 0 | 0 |  | 0 | 0 | 0 | 0 | 0 | 0 | 0 | 0 | 0 | 0 | 0 | 0 | 0 | 0 | 0 | 0 | 0 | 0 | 0 | 0 | 1 |  | 0 | 0 | 0 | 0 | 0 | 0 | 0 | 0 | 0 | 0 | 0 | 0 | 0 | 0 | 0 | 0 | 0 | 0 | 0 |  | 1 | 1 | 1 | 1 | 1 | 1 | 1 | 1 | 1 | 1 | 1 | 0
PG&E NGBA | Cortina | 230 | 0 | 0 | 0 | 0 | 0 | 0 | 0 | 0 | 0 | 0 | 0 | 0 | 0 | 0 | 0 | 0 | 0 | 0 | 0 | 0 |  | 0 | 0 | 0 | 0 | 0 | 0 | 0 | 0 | 0 | 0 | 0 | 0 | 0 | 0 | 0 | 0 | 0 | 0 | 0 | 0 | 1 |  | 0 | 0 | 0 | 0 | 0 | 0 | 0 | 0 | 0 | 0 | 0 | 0 | 0 | 0 | 0 | 0 | 0 | 0 | 0 |  | 1 | 1 | 1 | 1 | 1 | 1 | 1 | 1 | 1 | 1 | 1 | 0
PG&E NGBA | Cortina | 115 | 0 | 5 | 0 | 0 | 0 | 0 | 0 | 0 | 0 | 0 | 0 | 0 | 50 | 80 | 130 | 0 | 85 | 85 | 0 | 1 |  | 0 | 5 | 0 | 0 | 0 | 0 | 0 | 0 | 0 | 0 | 0 | 0 | 80 | 150 | 230 | 150 | 0 | 150 | 0 | 1 | 0 |  | 0 | 0 | 0 | 0 | 0 | 0 | 0 | 0 | 0 | 0 | 0 | 0 | 2 | 2 | 2 | 2 | 0 | 2 | 0 |  | 1 | 1 | 1 | 1 | 1 | 1 | 4 | 4 | 1 | 4 | 1 | 1
PG&E GBA | Cottle | 230 | 0 | 0 | 0 | 0 | 0 | 0 | 0 | 0 | 0 | 0 | 0 | 0 | 0 | 0 | 0 | 0 | 50 | 50 | 0 | 1 |  | 0 | 2 | 0 | 0 | 0 | 0 | 0 | 0 | 0 | 0 | 0 | 0 | 0 | 0 | 0 | 0 | 0 | 0 | 0 | 1 | 1 |  | 0 | 2 | 0 | 0 | 0 | 0 | 0 | 0 | 0 | 0 | 0 | 0 | 0 | 0 | 0 | 0 | 0 | 0 | 0 |  | 1 | 5 | 1 | 1 | 1 | 1 | 1 | 1 | 1 | 1 | 1 | 1
PG&E NGBA | Cottonwood | 115 | 0 | 0 | 0 | 0 | 0 | 0 | 0 | 0 | 0 | 0 | 0 | 0 | 0 | 0 | 0 | 0 | 0 | 0 | 0 | 0 |  | 0 | 0 | 0 | 0 | 0 | 0 | 0 | 0 | 0 | 0 | 0 | 0 | 0 | 0 | 0 | 0 | 0 | 0 | 0 | 0 | 0 |  | 0 | 0 | 0 | 0 | 0 | 0 | 0 | 0 | 0 | 0 | 0 | 0 | 0 | 0 | 0 | 0 | 0 | 0 | 0 |  | 1 | 1 | 1 | 1 | 1 | 1 | 1 | 1 | 1 | 1 | 1 | 0
PG&E NGBA | Cottonwood | 230 | 0 | 0 | 0 | 0 | 0 | 0 | 0 | 0 | 0 | 0 | 0 | 0 | 0 | 0 | 0 | 0 | 0 | 0 | 0 | 0 |  | 0 | 0 | 0 | 0 | 0 | 0 | 0 | 0 | 0 | 0 | 0 | 0 | 0 | 0 | 0 | 0 | 0 | 0 | 0 | 0 | 0 |  | 0 | 0 | 0 | 0 | 0 | 0 | 0 | 0 | 0 | 0 | 0 | 0 | 0 | 0 | 0 | 0 | 0 | 0 | 0 |  | 1 | 1 | 1 | 1 | 1 | 1 | 1 | 1 | 1 | 1 | 1 | 0
PG&E NGBA | Cottonwood | 60 | 0 | 0 | 0 | 0 | 0 | 0 | 0 | 0 | 0 | 0 | 0 | 0 | 0 | 0 | 0 | 0 | 0 | 0 | 0 | 0 |  | 0 | 0 | 0 | 0 | 0 | 0 | 0 | 0 | 0 | 0 | 0 | 0 | 0 | 0 | 0 | 0 | 0 | 0 | 0 | 0 | 0 |  | 0 | 0 | 0 | 0 | 0 | 0 | 0 | 0 | 0 | 0 | 0 | 0 | 0 | 0 | 0 | 0 | 0 | 0 | 0 |  | 1 | 1 | 1 | 1 | 1 | 1 | 1 | 1 | 1 | 1 | 1 | 0
PG&E NGBA | Cove Road | 230 | 0 | 0 | 0 | 0 | 0 | 0 | 0 | 0 | 0 | 0 | 0 | 0 | 0 | 0 | 0 | 0 | 0 | 0 | 0 | 0 |  | 0 | 0 | 0 | 0 | 0 | 0 | 0 | 0 | 0 | 0 | 0 | 0 | 0 | 0 | 0 | 0 | 0 | 0 | 0 | 0 | 0 |  | 0 | 0 | 0 | 0 | 0 | 0 | 0 | 0 | 0 | 0 | 0 | 0 | 0 | 0 | 0 | 0 | 0 | 0 | 0 |  | 1 | 1 | 1 | 1 | 1 | 1 | 1 | 1 | 1 | 1 | 1 | 0
PG&E GBA | Coyote | 230 | 0 | 0 | 0 | 0 | 0 | 0 | 0 | 0 | 0 | 0 | 0 | 0 | 0 | 0 | 0 | 0 | 0 | 0 | 0 | 0 |  | 0 | 0 | 0 | 0 | 0 | 0 | 0 | 0 | 0 | 0 | 0 | 0 | 0 | 0 | 0 | 0 | 0 | 0 | 0 | 0 | 0 |  | 0 | 0 | 0 | 0 | 0 | 0 | 0 | 0 | 0 | 0 | 0 | 0 | 0 | 0 | 0 | 0 | 0 | 0 | 0 |  | 1 | 1 | 1 | 1 | 1 | 1 | 1 | 1 | 1 | 1 | 1 | 0
PG&E GBA | Crazy Horse Canyon | 115 | 0 | 0 | 0 | 0 | 0 | 0 | 0 | 0 | 0 | 0 | 0 | 0 | 0 | 0 | 0 | 0 | 0 | 0 | 0 | 0 |  | 0 | 0 | 0 | 0 | 0 | 0 | 0 | 0 | 0 | 0 | 0 | 0 | 0 | 0 | 0 | 0 | 0 | 0 | 0 | 0 | 0 |  | 0 | 0 | 0 | 0 | 0 | 0 | 0 | 0 | 0 | 0 | 0 | 0 | 0 | 0 | 0 | 0 | 0 | 0 | 0 |  | 1 | 1 | 1 | 1 | 1 | 1 | 1 | 1 | 1 | 1 | 1 | 0
SDGE | Creelman | 69 | 0 | 0 | 0 | 0 | 0 | 0 | 0 | 0 | 0 | 0 | 0 | 0 | 0 | 0 | 0 | 7.8 | 0 | 7.8 | 0 | 1 |  | 0 | 0 | 0 | 0 | 0 | 0 | 0 | 0 | 0 | 0 | 0 | 0 | 0 | 0 | 0 | 0.47 | 0 | 0.47 | 0 | 1 | 2 |  | 0 | 0 | 0 | 0 | 0 | 0 | 0 | 0 | 0 | 0 | 0 | 0 | 0 | 0 | 0 | 0 | 0 | 0 | 0 |  | 1 | 1 | 1 | 1 | 1 | 1 | 1 | 1 | 1 | 1 | 1 | 0
PG&E FRESNO | Crescent | 70 | 0 | 0 | 0 | 0 | 0 | 0 | 0 | 0 | 0 | 0 | 0 | 0 | 0 | 35 | 35 | 35 | 0 | 35 | 0 | 1 |  | 0 | 0 | 0 | 0 | 0 | 0 | 0 | 0 | 0 | 0 | 0 | 0 | 0 | 0 | 0 | 0 | 0 | 0 | 0 | 0 | 1 |  | 0 | 0 | 0 | 0 | 0 | 0 | 0 | 0 | 0 | 0 | 0 | 0 | 0 | 0 | 0 | 0 | 0 | 0 | 0 |  | 1 | 1 | 1 | 1 | 1 | 1 | 1 | 1 | 1 | 1 | 1 | 0
PG&E FRESNO | Cressey | 115 | 0 | 0 | 0 | 0 | 0 | 0 | 0 | 0 | 0 | 0 | 0 | 0 | 0 | 0 | 0 | 0 | 0 | 0 | 0 | 0 |  | 0 | 0 | 0 | 0 | 0 | 0 | 0 | 0 | 0 | 0 | 0 | 0 | 0 | 0 | 0 | 0 | 0 | 0 | 0 | 0 | 1 |  | 0 | 0 | 0 | 0 | 0 | 0 | 0 | 0 | 0 | 0 | 0 | 0 | 0 | 0 | 0 | 0 | 0 | 0 | 0 |  | 1 | 1 | 1 | 1 | 1 | 1 | 1 | 1 | 1 | 1 | 1 | 0
PG&E NGBA | Cresta | 230 | 0 | 0 | 0 | 0 | 0 | 0 | 0 | 0 | 0 | 0 | 0 | 0 | 0 | 0 | 0 | 0 | 0 | 0 | 0 | 0 |  | 0 | 0 | 0 | 0 | 0 | 0 | 0 | 0 | 0 | 0 | 0 | 0 | 0 | 0 | 0 | 0 | 0 | 0 | 0 | 0 | 0 |  | 0 | 0 | 0 | 0 | 0 | 0 | 0 | 0 | 0 | 0 | 0 | 0 | 0 | 0 | 0 | 0 | 0 | 0 | 0 |  | 1 | 1 | 1 | 1 | 1 | 1 | 1 | 1 | 1 | 1 | 1 | 0
SDGE | Crestwood | 69 | 0 | 0 | 0 | 0 | 0 | 0 | 0 | 0 | 0 | 0 | 0 | 0 | 0 | 0 | 0 | 0 | 0 | 0 | 0 | 0 |  | 0 | 0 | 0 | 0 | 0 | 0 | 0 | 0 | 0 | 0 | 0 | 0 | 0 | 0 | 0 | 0 | 0 | 0 | 0 | 0 | 3 |  | 0 | 0 | 0 | 0 | 0 | 0 | 0 | 0 | 0 | 0 | 0 | 0 | 0 | 0 | 0 | 0 | 0 | 0 | 0 |  | 1 | 1 | 1 | 1 | 1 | 1 | 1 | 1 | 1 | 1 | 1 | 0
PG&E GBA | Crow Creek | 60 | 0 | 0 | 0 | 0 | 0 | 0 | 0 | 0 | 0 | 0 | 0 | 0 | 0 | 0 | 0 | 0 | 0 | 0 | 0 | 0 |  | 0 | 0 | 0 | 0 | 0 | 0 | 0 | 0 | 0 | 0 | 0 | 0 | 0 | 0 | 0 | 0 | 0 | 0 | 0 | 0 | 0 |  | 0 | 0 | 0 | 0 | 0 | 0 | 0 | 0 | 0 | 0 | 0 | 0 | 0 | 0 | 0 | 0 | 0 | 0 | 0 |  | 1 | 1 | 1 | 1 | 1 | 1 | 1 | 1 | 1 | 1 | 1 | 0
PG&E GBA | Crows Landing | 60 | 0 | 0 | 0 | 0 | 0 | 0 | 0 | 0 | 0 | 0 | 0 | 0 | 0 | 0 | 0 | 0 | 0 | 0 | 0 | 0 |  | 0 | 0 | 0 | 0 | 0 | 0 | 0 | 0 | 0 | 0 | 0 | 0 | 0 | 0 | 0 | 0 | 0 | 0 | 0 | 0 | 0 |  | 0 | 0 | 0 | 0 | 0 | 0 | 0 | 0 | 0 | 0 | 0 | 0 | 0 | 0 | 0 | 0 | 0 | 0 | 0 |  | 1 | 1 | 1 | 1 | 1 | 1 | 1 | 1 | 1 | 1 | 1 | 0
PG&E GBA | Curtis | 115 | 0 | 0 | 0 | 0 | 0 | 0 | 0 | 0 | 0 | 0 | 0 | 0 | 0 | 0 | 0 | 0 | 0 | 0 | 0 | 0 |  | 0 | 5 | 0 | 0 | 0 | 0 | 0 | 0 | 0 | 0 | 0 | 0 | 0 | 0 | 0 | 0 | 0 | 0 | 0 | 1 | 0 |  | 0 | 2 | 0 | 0 | 0 | 0 | 0 | 0 | 0 | 0 | 0 | 0 | 0 | 0 | 0 | 0 | 0 | 0 | 0 |  | 1 | 4 | 1 | 1 | 1 | 1 | 1 | 1 | 1 | 1 | 1 | 1
PG&E FRESNO | Dairyland | 115 | 0 | 0 | 0 | 0 | 0 | 0 | 0 | 0 | 0 | 0 | 0 | 5 | 0 | 0 | 0 | 0 | 0 | 0 | 0 | 1 |  | 0 | 0 | 0 | 0 | 0 | 0 | 0 | 0 | 0 | 0 | 0 | 5 | 0 | 0 | 0 | 0 | 0 | 0 | 0 | 1 | 1 |  | 0 | 0 | 0 | 0 | 0 | 0 | 0 | 0 | 0 | 0 | 0 | 0 | 0 | 0 | 0 | 0 | 0 | 0 | 0 |  | 1 | 1 | 1 | 1 | 1 | 1 | 1 | 1 | 1 | 1 | 1 | 0
PG&E NGBA | Davis | 115 | 0 | 0 | 0 | 0 | 0 | 0 | 0 | 0 | 0 | 0 | 0 | 0 | 20 | 80 | 100 | 0 | 35 | 35 | 0 | 1 |  | 0 | 0 | 0 | 0 | 0 | 0 | 0 | 0 | 0 | 0 | 0 | 0 | 10 | 85 | 95 | 0 | 40 | 40 | 0 | 1 | 0 |  | 0 | 0 | 0 | 0 | 0 | 0 | 0 | 0 | 0 | 0 | 0 | 0 | 0 | 0 | 0 | 0 | 1 | 1 | 0 |  | 1 | 1 | 1 | 1 | 1 | 1 | 1 | 1 | 3 | 3 | 1 | 1
SCE Metro | Del Amo | 500 | 0 | 0 | 0 | 0 | 0 | 0 | 0 | 0 | 0 | 0 | 0 | 0 | 0 | 0 | 0 | 0 | 0 | 0 | 0 | 0 |  | 0 | 0 | 0 | 0 | 0 | 0 | 0 | 0 | 0 | 0 | 0 | 0 | 0 | 0 | 0 | 0 | 0 | 0 | 0 | 0 | 0 |  | 0 | 0 | 0 | 0 | 0 | 0 | 0 | 0 | 0 | 0 | 0 | 0 | 0 | 0 | 0 | 0 | 0 | 0 | 0 |  | 1 | 1 | 1 | 1 | 1 | 1 | 1 | 1 | 1 | 1 | 1 | 0
SCE Metro | Del Amo | 230 | 0 | 0 | 0 | 0 | 0 | 0 | 0 | 0 | 0 | 0 | 0 | 0 | 0 | 0 | 0 | 0 | 0 | 0 | 0 | 0 |  | 0 | 0 | 0 | 0 | 0 | 0 | 0 | 0 | 0 | 0 | 0 | 0 | 0 | 0 | 0 | 0 | 0 | 0 | 0 | 0 | 0 |  | 0 | 0 | 0 | 0 | 0 | 0 | 0 | 0 | 0 | 0 | 0 | 0 | 0 | 0 | 0 | 0 | 0 | 0 | 0 |  | 1 | 1 | 1 | 1 | 1 | 1 | 1 | 1 | 1 | 1 | 1 | 0
SCE Eastern | Delaney | 500 | 0 | 0 | 0 | 0 | 0 | 0 | 0 | 0 | 0 | 0 | 0 | 0 | 150 | 250 | 400 | 0 | 100 | 100 | 0 | 1 |  | 0 | 0 | 0 | 0 | 0 | 0 | 0 | 0 | 0 | 0 | 0 | 0 | 10 | 290 | 300 | 0 | 100 | 100 | 0 | 1 | 2 |  | 0 | 0 | 0 | 0 | 0 | 0 | 0 | 0 | 0 | 0 | 0 | 0 | 0 | 1 | 0 | 0 | 0 | 0 | 0 |  | 1 | 1 | 1 | 1 | 1 | 1 | 1 | 1 | 1 | 1 | 1 | 0
PG&E NGBA | Delevan | 230 | 0 | 0 | 0 | 0 | 0 | 0 | 0 | 0 | 0 | 0 | 0 | 0 | 199.4 | 400 | 599.4 | 0 | 100.1 | 100.1 | 70 | 1 |  | 0 | 0 | 0 | 0 | 0 | 0 | 0 | 0 | 0 | 0 | 0 | 0 | 200 | 300 | 500 | 0 | 175 | 175 | 0 | 1 | 0 |  | 0 | 0 | 0 | 0 | 0 | 0 | 0 | 0 | 0 | 0 | 0 | 0 | 0 | 0 | 0 | 0 | 2 | 2 | 0 |  | 1 | 1 | 1 | 1 | 1 | 1 | 1 | 1 | 4 | 4 | 1 | 1
PG&E GBA | Delta PP | 230 | 0 | 0 | 0 | 0 | 0 | 0 | 0 | 0 | 0 | 0 | 0 | 0 | 0 | 0 | 0 | 0 | 0 | 0 | 0 | 0 |  | 0 | 0 | 0 | 0 | 0 | 0 | 0 | 0 | 0 | 0 | 0 | 0 | 0 | 0 | 0 | 0 | 0 | 0 | 0 | 0 | 0 |  | 0 | 0 | 0 | 0 | 0 | 0 | 0 | 0 | 0 | 0 | 0 | 0 | 0 | 0 | 0 | 0 | 0 | 0 | 0 |  | 1 | 1 | 1 | 1 | 1 | 1 | 1 | 1 | 1 | 1 | 1 | 0
EOP | Desert View | 230 | 0 | 0 | 0 | 0 | 0 | 0 | 0 | 0 | 0 | 0 | 0 | 0 | 0 | 400 | 400 | 0 | 150 | 150 | 0 | 1 |  | 0 | 0 | 0 | 0 | 0 | 0 | 0 | 0 | 0 | 0 | 0 | 0 | 0 | 190 | 190 | 79.1 | 0 | 79.1 | 0 | 1 | 2 |  | 0 | 0 | 0 | 0 | 0 | 0 | 0 | 0 | 0 | 0 | 0 | 0 | 0 | 0 | 0 | 2 | 0 | 0 | 0 |  | 1 | 1 | 1 | 1 | 1 | 1 | 1 | 5 | 1 | 1 | 1 | 1
SCE Eastern | Devers | 230 | 0 | 0 | 287.5 | 37 | 324.5 | 0 | 0 | 0 | 0 | 0 | 0 | 0 | 50 | 180 | 230 | 220 | 180 | 400 | 0 | 1 |  | 0 | 0 | 224 | 100 | 324 | 0 | 0 | 0 | 0 | 0 | 0 | 0 | 300 | 100 | 400 | 0 | 120 | 120 | 0 | 1 | 1 |  | 0 | 0 | 0 | 2 | 0 | 0 | 0 | 0 | 0 | 0 | 0 | 0 | 2 | 0 | 2 | 0 | 0 | 0 | 0 |  | 1 | 1 | 1 | 1 | 1 | 1 | 5 | 1 | 1 | 1 | 1 | 1
SCE Eastern | Devers | 500 | 0 | 0 | 0 | 0 | 0 | 0 | 0 | 0 | 0 | 0 | 0 | 0 | 0 | 0 | 0 | 0 | 0 | 0 | 0 | 0 |  | 0 | 0 | 0 | 0 | 0 | 0 | 0 | 0 | 0 | 0 | 0 | 0 | 0 | 0 | 0 | 0 | 0 | 0 | 0 | 0 | 1 |  | 0 | 0 | 0 | 0 | 0 | 0 | 0 | 0 | 0 | 0 | 0 | 0 | 0 | 0 | 0 | 0 | 0 | 0 | 0 |  | 1 | 1 | 1 | 1 | 1 | 1 | 1 | 1 | 1 | 1 | 1 | 0
PG&E KERN | Diablo Canyon | 230 | 0 | 0 | 0 | 0 | 0 | 0 | 0 | 0 | 0 | 0 | 0 | 0 | 0 | 0 | 0 | 0 | 0 | 0 | 0 | 0 |  | 0 | 0 | 0 | 0 | 0 | 0 | 0 | 0 | 0 | 0 | 0 | 0 | 0 | 0 | 0 | 0 | 0 | 0 | 0 | 0 | 1 |  | 0 | 0 | 0 | 0 | 0 | 0 | 0 | 0 | 0 | 0 | 0 | 0 | 0 | 0 | 0 | 0 | 0 | 0 | 0 |  | 1 | 1 | 1 | 1 | 1 | 1 | 1 | 1 | 1 | 1 | 1 | 0
PG&E KERN | Diablo Canyon | 500 | 0 | 0 | 0 | 0 | 0 | 0 | 0 | 0 | 2500 | 0 | 2500 | 0 | 0 | 0 | 0 | 0 | 0 | 0 | 0 | 1 |  | 0 | 0 | 0 | 0 | 0 | 0 | 0 | 0 | 2924 | 0 | 2924 | 0 | 0 | 0 | 0 | 0 | 0 | 0 | 0 | 1 | 0 |  | 0 | 0 | 0 | 0 | 0 | 0 | 0 | 0 | 1 | 0 | 1 | 0 | 0 | 0 | 0 | 0 | 0 | 0 | 0 |  | 1 | 1 | 1 | 1 | 3 | 1 | 1 | 1 | 1 | 1 | 1 | 1
PG&E KERN | Divide | 115 | 0 | 0 | 0 | 0 | 0 | 0 | 0 | 0 | 0 | 0 | 0 | 0 | 0 | 0 | 0 | 0 | 0 | 0 | 0 | 0 |  | 0 | 0 | 0 | 0 | 0 | 0 | 0 | 0 | 0 | 0 | 0 | 0 | 0 | 0 | 0 | 0 | 0 | 0 | 0 | 0 | 1 |  | 0 | 0 | 0 | 0 | 0 | 0 | 0 | 0 | 0 | 0 | 0 | 0 | 0 | 0 | 0 | 0 | 0 | 0 | 0 |  | 1 | 1 | 1 | 1 | 1 | 1 | 1 | 1 | 1 | 1 | 1 | 0
PG&E GBA | Dixon Landing | 115 | 0 | 0 | 0 | 0 | 0 | 0 | 0 | 0 | 0 | 0 | 0 | 2.3 | 0 | 0 | 0 | 0 | 0 | 0 | 0 | 1 |  | 0 | 0 | 0 | 0 | 0 | 0 | 0 | 0 | 0 | 0 | 0 | 2.3 | 0 | 0 | 0 | 0 | 0 | 0 | 0 | 1 | 0 |  | 0 | 0 | 0 | 0 | 0 | 0 | 0 | 0 | 0 | 0 | 0 | 0 | 0 | 0 | 0 | 0 | 0 | 0 | 0 |  | 1 | 1 | 1 | 1 | 1 | 1 | 1 | 1 | 1 | 1 | 1 | 0
PG&E FRESNO | Dos Amigos | 230 | 0 | 0 | 0 | 0 | 0 | 0 | 0 | 0 | 0 | 0 | 0 | 3 | 0 | 0 | 0 | 0 | 0 | 0 | 0 | 1 |  | 0 | 0 | 0 | 0 | 0 | 0 | 0 | 0 | 0 | 0 | 0 | 3 | 0 | 0 | 0 | 0 | 0 | 0 | 0 | 1 | 1 |  | 0 | 0 | 0 | 0 | 0 | 0 | 0 | 0 | 0 | 0 | 0 | 0 | 0 | 0 | 0 | 0 | 0 | 0 | 0 |  | 1 | 1 | 1 | 1 | 1 | 1 | 1 | 1 | 1 | 1 | 1 | 0
PG&E NGBA | Drum | 115 | 0 | 0 | 0 | 0 | 0 | 0 | 0 | 0 | 0 | 0 | 0 | 0 | 0 | 0 | 0 | 0 | 0 | 0 | 0 | 0 |  | 0 | 0 | 0 | 0 | 0 | 0 | 0 | 0 | 0 | 0 | 0 | 0 | 0 | 0 | 0 | 0 | 0 | 0 | 0 | 0 | 0 |  | 0 | 0 | 0 | 0 | 0 | 0 | 0 | 0 | 0 | 0 | 0 | 0 | 0 | 0 | 0 | 0 | 0 | 0 | 0 |  | 1 | 1 | 1 | 1 | 1 | 1 | 1 | 1 | 1 | 1 | 1 | 0
PG&E GBA | Dumbarton | 115 | 0 | 0 | 0 | 0 | 0 | 0 | 0 | 0 | 0 | 0 | 0 | 5 | 0 | 0 | 0 | 0 | 0 | 0 | 0 | 1 |  | 0 | 0 | 0 | 0 | 0 | 0 | 0 | 0 | 0 | 0 | 0 | 1 | 0 | 0 | 0 | 0 | 0 | 0 | 0 | 1 | 1 |  | 0 | 0 | 0 | 0 | 0 | 0 | 0 | 0 | 0 | 0 | 0 | 0 | 0 | 0 | 0 | 0 | 0 | 0 | 0 |  | 1 | 1 | 1 | 1 | 1 | 1 | 1 | 1 | 1 | 1 | 1 | 0
SCE NOL | Dunn Siding | 115 | 0 | 0 | 0 | 0 | 0 | 0 | 0 | 0 | 0 | 0 | 0 | 0 | 0 | 0 | 0 | 0 | 0 | 0 | 0 | 0 |  | 0 | 0 | 0 | 0 | 0 | 0 | 0 | 0 | 0 | 0 | 0 | 0 | 0 | 0 | 0 | 0 | 0 | 0 | 0 | 0 | 3 |  | 0 | 0 | 0 | 0 | 0 | 0 | 0 | 0 | 0 | 0 | 0 | 0 | 0 | 0 | 0 | 0 | 0 | 0 | 0 |  | 1 | 1 | 1 | 1 | 1 | 1 | 1 | 1 | 1 | 1 | 1 | 0
SCE Eastern | Eagle Mountain | 230 | 0 | 0 | 0 | 0 | 0 | 0 | 0 | 0 | 0 | 0 | 0 | 0 | 0 | 0 | 0 | 0 | 0 | 0 | 0 | 0 |  | 0 | 0 | 0 | 0 | 0 | 0 | 0 | 0 | 0 | 0 | 0 | 0 | 0 | 0 | 0 | 0 | 0 | 0 | 0 | 0 | 1 |  | 0 | 0 | 0 | 0 | 0 | 0 | 0 | 0 | 0 | 0 | 0 | 0 | 0 | 0 | 0 | 0 | 0 | 0 | 0 |  | 1 | 1 | 1 | 1 | 1 | 1 | 1 | 1 | 1 | 1 | 1 | 0
PG&E NGBA | Eagle Rock (PGE) | 60 | 0 | 0 | 0 | 0 | 0 | 0 | 0 | 0 | 0 | 0 | 0 | 0 | 0 | 0 | 0 | 0 | 0 | 0 | 0 | 0 |  | 0 | 0 | 0 | 0 | 0 | 0 | 0 | 0 | 0 | 0 | 0 | 0 | 0 | 0 | 0 | 0 | 0 | 0 | 0 | 0 | 1 |  | 0 | 0 | 0 | 0 | 0 | 0 | 0 | 0 | 0 | 0 | 0 | 0 | 0 | 0 | 0 | 0 | 0 | 0 | 0 |  | 1 | 1 | 1 | 1 | 1 | 1 | 1 | 1 | 1 | 1 | 1 | 0
PG&E NGBA | Eagle Rock (PGE) | 115 | 46 | 0 | 98 | 33.2 | 131.2 | 0 | 0 | 0 | 0 | 0 | 0 | 0 | 0 | 0 | 0 | 0 | 0 | 0 | 0 | 1 |  | 32 | 2 | 104 | 27 | 131 | 0 | 0 | 0 | 0 | 0 | 0 | 0 | 0 | 0 | 0 | 0 | 0 | 0 | 0 | 1 | 1 |  | 0 | 2 | 0 | 0 | 0 | 0 | 0 | 0 | 0 | 0 | 0 | 0 | 0 | 0 | 0 | 0 | 0 | 0 | 0 |  | 1 | 5 | 1 | 1 | 1 | 1 | 1 | 1 | 1 | 1 | 1 | 1
SCE Metro | Eagle Rock (SCE) | 230 | 0 | 0 | 0 | 0 | 0 | 0 | 0 | 0 | 0 | 0 | 0 | 0 | 0 | 0 | 0 | 0 | 0 | 0 | 0 | 0 |  | 0 | 0 | 0 | 0 | 0 | 0 | 0 | 0 | 0 | 0 | 0 | 0 | 0 | 0 | 0 | 0 | 0 | 0 | 0 | 0 | 0 |  | 0 | 0 | 0 | 0 | 0 | 0 | 0 | 0 | 0 | 0 | 0 | 0 | 0 | 0 | 0 | 0 | 0 | 0 | 0 |  | 1 | 1 | 1 | 1 | 1 | 1 | 1 | 1 | 1 | 1 | 1 | 0
PG&E NGBA | East Marysville | 115 | 0 | 0 | 0 | 0 | 0 | 0 | 0 | 0 | 0 | 0 | 0 | 0 | 0 | 0 | 0 | 0 | 0 | 0 | 0 | 0 |  | 0 | 0 | 0 | 0 | 0 | 0 | 0 | 0 | 0 | 0 | 0 | 0 | 0 | 0 | 0 | 0 | 0 | 0 | 0 | 0 | 0 |  | 0 | 0 | 0 | 0 | 0 | 0 | 0 | 0 | 0 | 0 | 0 | 0 | 0 | 0 | 0 | 0 | 0 | 0 | 0 |  | 1 | 1 | 1 | 1 | 1 | 1 | 1 | 1 | 1 | 1 | 1 | 0
PG&E NGBA | East Nicolaus | 115 | 0 | 0 | 0 | 0 | 0 | 0 | 0 | 0 | 0 | 0 | 0 | 0 | 0 | 0 | 0 | 0 | 0 | 0 | 0 | 0 |  | 0 | 0 | 0 | 0 | 0 | 0 | 0 | 0 | 0 | 0 | 0 | 0 | 0 | 0 | 0 | 0 | 0 | 0 | 0 | 0 | 0 |  | 0 | 0 | 0 | 0 | 0 | 0 | 0 | 0 | 0 | 0 | 0 | 0 | 0 | 0 | 0 | 0 | 0 | 0 | 0 |  | 1 | 1 | 1 | 1 | 1 | 1 | 1 | 1 | 1 | 1 | 1 | 0
PG&E NGBA | East Nicolaus | 60 | 0 | 0 | 0 | 0 | 0 | 0 | 0 | 0 | 0 | 0 | 0 | 0 | 0 | 0 | 0 | 0 | 0 | 0 | 0 | 0 |  | 0 | 0 | 0 | 0 | 0 | 0 | 0 | 0 | 0 | 0 | 0 | 0 | 0 | 0 | 0 | 0 | 0 | 0 | 0 | 0 | 0 |  | 0 | 0 | 0 | 0 | 0 | 0 | 0 | 0 | 0 | 0 | 0 | 0 | 0 | 0 | 0 | 0 | 0 | 0 | 0 |  | 1 | 1 | 1 | 1 | 1 | 1 | 1 | 1 | 1 | 1 | 1 | 0
PG&E GBA | Eastshore | 115 | 0 | 0 | 0 | 0 | 0 | 0 | 0 | 0 | 0 | 0 | 0 | 0 | 0 | 0 | 0 | 0 | 0 | 0 | 0 | 0 |  | 0 | 0 | 0 | 0 | 0 | 0 | 0 | 0 | 0 | 0 | 0 | 0 | 0 | 0 | 0 | 0 | 0 | 0 | 0 | 0 | 1 |  | 0 | 0 | 0 | 0 | 0 | 0 | 0 | 0 | 0 | 0 | 0 | 0 | 0 | 0 | 0 | 0 | 0 | 0 | 0 |  | 1 | 1 | 1 | 1 | 1 | 1 | 1 | 1 | 1 | 1 | 1 | 0
PG&E GBA | Eastshore | 230 | 0 | 0 | 0 | 0 | 0 | 0 | 0 | 0 | 0 | 0 | 0 | 0 | 0 | 0 | 0 | 0 | 0 | 0 | 0 | 0 |  | 0 | 0 | 0 | 0 | 0 | 0 | 0 | 0 | 0 | 0 | 0 | 0 | 0 | 0 | 0 | 0 | 0 | 0 | 0 | 0 | 3 |  | 0 | 0 | 0 | 0 | 0 | 0 | 0 | 0 | 0 | 0 | 0 | 0 | 0 | 0 | 0 | 0 | 0 | 0 | 0 |  | 1 | 1 | 1 | 1 | 1 | 1 | 1 | 1 | 1 | 1 | 1 | 0
SDGE | ECO | 138 | 0 | 0 | 0 | 0 | 0 | 0 | 0 | 0 | 0 | 0 | 0 | 0 | 0 | 0 | 0 | 0 | 0 | 0 | 0 | 0 |  | 0 | 0 | 60 | 4 | 64 | 0 | 0 | 0 | 0 | 0 | 0 | 0 | 0 | 182 | 182 | 117.15 | 0 | 117.15 | 0 | 1 | 6 |  | 0 | 0 | 2 | 2 | 2 | 0 | 0 | 0 | 0 | 0 | 0 | 0 | 0 | 2 | 2 | 2 | 0 | 2 | 0 |  | 1 | 1 | 5 | 1 | 1 | 1 | 4 | 5 | 1 | 5 | 1 | 1
SDGE | ECO | 230 | 0 | 0 | 300 | 52.5 | 352.5 | 0 | 0 | 0 | 0 | 0 | 0 | 0 | 0 | 0 | 0 | 0 | 0 | 0 | 0 | 1 |  | 0 | 0 | 415 | 185 | 600 | 0 | 0 | 0 | 0 | 0 | 0 | 0 | 0 | 0 | 0 | 0 | 0 | 0 | 0 | 1 | 6 |  | 0 | 0 | 1 | 2 | 2 | 0 | 0 | 0 | 0 | 0 | 0 | 0 | 0 | 0 | 0 | 0 | 0 | 0 | 0 |  | 1 | 1 | 4 | 1 | 1 | 1 | 1 | 1 | 1 | 1 | 1 | 1
SDGE | ECO | 500 | 0 | 0 | 600 | 400 | 1000 | 0 | 0 | 0 | 0 | 0 | 0 | 0 | 0 | 0 | 0 | 0 | 0 | 0 | 0 | 1 |  | 0 | 0 | 500 | 0 | 500 | 0 | 0 | 0 | 0 | 0 | 0 | 0 | 0 | 0 | 0 | 0 | 0 | 0 | 0 | 1 | 6 |  | 0 | 0 | 0 | 0 | 0 | 0 | 0 | 0 | 0 | 0 | 0 | 0 | 0 | 0 | 0 | 0 | 0 | 0 | 0 |  | 1 | 1 | 1 | 1 | 1 | 1 | 1 | 1 | 1 | 1 | 1 | 0
PG&E GBA | Edenvale | 115 | 0 | 0 | 0 | 0 | 0 | 0 | 0 | 0 | 0 | 0 | 0 | 0 | 0 | 0 | 0 | 0 | 0 | 0 | 0 | 0 |  | 0 | 0 | 0 | 0 | 0 | 0 | 0 | 0 | 0 | 0 | 0 | 0 | 0 | 0 | 0 | 0 | 0 | 0 | 0 | 0 | 0 |  | 0 | 0 | 0 | 0 | 0 | 0 | 0 | 0 | 0 | 0 | 0 | 0 | 0 | 0 | 0 | 0 | 0 | 0 | 0 |  | 1 | 1 | 1 | 1 | 1 | 1 | 1 | 1 | 1 | 1 | 1 | 0
PG&E GBA | Edes | 115 | 0 | 0 | 0 | 0 | 0 | 0 | 0 | 0 | 0 | 0 | 0 | 1.7 | 0 | 0 | 0 | 0 | 0 | 0 | 0 | 1 |  | 0 | 0 | 0 | 0 | 0 | 0 | 0 | 0 | 0 | 0 | 0 | 0 | 0 | 0 | 0 | 0 | 0 | 0 | 0 | 0 | 1 |  | 0 | 0 | 0 | 0 | 0 | 0 | 0 | 0 | 0 | 0 | 0 | 0 | 0 | 0 | 0 | 0 | 0 | 0 | 0 |  | 1 | 1 | 1 | 1 | 1 | 1 | 1 | 1 | 1 | 1 | 1 | 0
PG&E GBA | Eight Mile | 230 | 0 | 0 | 0 | 0 | 0 | 0 | 0 | 0 | 0 | 0 | 0 | 0 | 0 | 0 | 0 | 0 | 0 | 0 | 0 | 0 |  | 0 | 0 | 0 | 0 | 0 | 0 | 0 | 0 | 0 | 0 | 0 | 0 | 0 | 0 | 0 | 0 | 0 | 0 | 0 | 0 | 0 |  | 0 | 0 | 0 | 0 | 0 | 0 | 0 | 0 | 0 | 0 | 0 | 0 | 0 | 0 | 0 | 0 | 0 | 0 | 0 |  | 1 | 1 | 1 | 1 | 1 | 1 | 1 | 1 | 1 | 1 | 1 | 0
SDGE | El Cajon | 69 | 0 | 0 | 0 | 0 | 0 | 0 | 0 | 0 | 0 | 0 | 0 | 0 | 0 | 0 | 0 | 50 | 0 | 50 | 0 | 1 |  | 0 | 0 | 0 | 0 | 0 | 0 | 0 | 0 | 0 | 0 | 0 | 0 | 0 | 0 | 0 | 50 | 0 | 50 | 0 | 1 | 3 |  | 0 | 0 | 0 | 0 | 0 | 0 | 0 | 0 | 0 | 0 | 0 | 0 | 0 | 0 | 0 | 0 | 0 | 0 | 0 |  | 1 | 1 | 1 | 1 | 1 | 1 | 1 | 1 | 1 | 1 | 1 | 0
SCE Eastern | El Casco | 230 | 0 | 0 | 0 | 0 | 0 | 0 | 0 | 0 | 0 | 0 | 0 | 0 | 0 | 0 | 0 | 65 | 0 | 65 | 0 | 1 |  | 0 | 0 | 0 | 0 | 0 | 0 | 0 | 0 | 0 | 0 | 0 | 0 | 0 | 0 | 0 | 65 | 0 | 65 | 0 | 1 | 1 |  | 0 | 0 | 0 | 0 | 0 | 0 | 0 | 0 | 0 | 0 | 0 | 0 | 0 | 0 | 0 | 0 | 0 | 0 | 0 |  | 1 | 1 | 1 | 1 | 1 | 1 | 1 | 1 | 1 | 1 | 1 | 0
PG&E GBA | El Cerrito G | 115 | 0 | 0 | 0 | 0 | 0 | 0 | 0 | 0 | 0 | 0 | 0 | 0 | 0 | 0 | 0 | 0 | 0 | 0 | 0 | 0 |  | 0 | 0 | 0 | 0 | 0 | 0 | 0 | 0 | 0 | 0 | 0 | 0 | 0 | 0 | 0 | 0 | 0 | 0 | 0 | 0 | 1 |  | 0 | 0 | 0 | 0 | 0 | 0 | 0 | 0 | 0 | 0 | 0 | 0 | 0 | 0 | 0 | 0 | 0 | 0 | 0 |  | 1 | 1 | 1 | 1 | 1 | 1 | 1 | 1 | 1 | 1 | 1 | 0
PG&E NGBA | El Dorado PH | 115 | 0 | 0 | 0 | 0 | 0 | 0 | 0 | 0 | 0 | 0 | 0 | 0 | 0 | 0 | 0 | 0 | 0 | 0 | 0 | 0 |  | 0 | 0 | 0 | 0 | 0 | 0 | 0 | 0 | 0 | 0 | 0 | 0 | 0 | 0 | 0 | 0 | 0 | 0 | 0 | 0 | 0 |  | 0 | 0 | 0 | 0 | 0 | 0 | 0 | 0 | 0 | 0 | 0 | 0 | 0 | 0 | 0 | 0 | 0 | 0 | 0 |  | 1 | 1 | 1 | 1 | 1 | 1 | 1 | 1 | 1 | 1 | 1 | 0
PG&E FRESNO | El Nido (PGE) | 115 | 0 | 0 | 0 | 0 | 0 | 0 | 0 | 0 | 0 | 0 | 0 | 3 | 0 | 0 | 0 | 0 | 0 | 0 | 0 | 1 |  | 0 | 0 | 0 | 0 | 0 | 0 | 0 | 0 | 0 | 0 | 0 | 3 | 0 | 0 | 0 | 0 | 0 | 0 | 0 | 1 | 2 |  | 0 | 0 | 0 | 0 | 0 | 0 | 0 | 0 | 0 | 0 | 0 | 0 | 0 | 0 | 0 | 0 | 0 | 0 | 0 |  | 1 | 1 | 1 | 1 | 1 | 1 | 1 | 1 | 1 | 1 | 1 | 0
SCE Metro | El Nido (SCE) | 230 | 0 | 0 | 0 | 0 | 0 | 0 | 0 | 0 | 0 | 0 | 0 | 0 | 0 | 0 | 0 | 0 | 100 | 100 | 0 | 1 |  | 0 | 0 | 0 | 0 | 0 | 0 | 0 | 0 | 0 | 0 | 0 | 0 | 0 | 0 | 0 | 0 | 13 | 13 | 0 | 1 | 0 |  | 0 | 0 | 0 | 0 | 0 | 0 | 0 | 0 | 0 | 0 | 0 | 0 | 0 | 0 | 0 | 0 | 0 | 0 | 0 |  | 1 | 1 | 1 | 1 | 1 | 1 | 1 | 1 | 1 | 1 | 1 | 0
PG&E GBA | El Patio | 115 | 0 | 0 | 0 | 0 | 0 | 0 | 0 | 0 | 0 | 0 | 0 | 0 | 0 | 0 | 0 | 0 | 0 | 0 | 0 | 0 |  | 0 | 0 | 0 | 0 | 0 | 0 | 0 | 0 | 0 | 0 | 0 | 0 | 0 | 0 | 0 | 0 | 0 | 0 | 0 | 0 | 0 |  | 0 | 0 | 0 | 0 | 0 | 0 | 0 | 0 | 0 | 0 | 0 | 0 | 0 | 0 | 0 | 0 | 0 | 0 | 0 |  | 1 | 1 | 1 | 1 | 1 | 1 | 1 | 1 | 1 | 1 | 1 | 0
SCE Metro | El Segundo | 230 | 0 | 0 | 0 | 0 | 0 | 0 | 0 | 0 | 0 | 0 | 0 | 0 | 0 | 0 | 0 | 0 | 0 | 0 | 0 | 0 |  | 0 | 0 | 0 | 0 | 0 | 0 | 0 | 0 | 0 | 0 | 0 | 0 | 0 | 0 | 0 | 0 | 0 | 0 | 0 | 0 | 0 |  | 0 | 0 | 0 | 0 | 0 | 0 | 0 | 0 | 0 | 0 | 0 | 0 | 0 | 0 | 0 | 0 | 0 | 0 | 0 |  | 1 | 1 | 1 | 1 | 1 | 1 | 1 | 1 | 1 | 1 | 1 | 0
EOP | Eldorado | 230 | 128.3 | 0 | 0 | 0 | 0 | 51 | 0 | 51 | 0 | 0 | 0 | 0 | 0 | 0 | 0 | 279 | 250 | 529 | 0 | 1 |  | 76 | 0 | 0 | 0 | 0 | 0 | 0 | 0 | 0 | 0 | 0 | 0 | 0 | 300 | 300 | 279 | 250 | 529 | 0 | 1 | 1 |  | 0 | 0 | 0 | 0 | 0 | 0 | 0 | 0 | 0 | 0 | 0 | 0 | 0 | 2 | 2 | 0 | 0 | 0 | 0 |  | 1 | 1 | 1 | 1 | 1 | 1 | 4 | 1 | 1 | 1 | 1 | 1
EOP | Eldorado | 500 | 0 | 0 | 0 | 0 | 0 | 2895 | 0 | 2895 | 0 | 0 | 0 | 0 | 0 | 0 | 0 | 0 | 0 | 0 | 0 | 1 |  | 299 | 0 | 0 | 0 | 0 | 3000 | 0 | 3000 | 0 | 0 | 0 | 0 | 0 | 0 | 0 | 0 | 0 | 0 | 0 | 1 | 0 |  | 2 | 0 | 0 | 0 | 0 | 1 | 0 | 1 | 0 | 0 | 0 | 0 | 0 | 0 | 0 | 0 | 0 | 0 | 0 |  | 4 | 1 | 1 | 3 | 1 | 1 | 1 | 1 | 1 | 1 | 1 | 1
SCE Northern | Elizabeth Lake | 66 | 0 | 0 | 0 | 0 | 0 | 0 | 0 | 0 | 0 | 0 | 0 | 0 | 0 | 0 | 0 | 0 | 0 | 0 | 0 | 0 |  | 0 | 0 | 0 | 0 | 0 | 0 | 0 | 0 | 0 | 0 | 0 | 0 | 0 | 0 | 0 | 0 | 0 | 0 | 0 | 0 | 0 |  | 0 | 0 | 0 | 0 | 0 | 0 | 0 | 0 | 0 | 0 | 0 | 0 | 0 | 0 | 0 | 0 | 0 | 0 | 0 |  | 1 | 1 | 1 | 1 | 1 | 1 | 1 | 1 | 1 | 1 | 1 | 0
PG&E KERN | Elk Hills | 230 | 0 | 0 | 0 | 0 | 0 | 0 | 0 | 0 | 0 | 0 | 0 | 5.25 | 0 | 0 | 0 | 0 | 0 | 0 | 0 | 1 |  | 0 | 0 | 0 | 0 | 0 | 0 | 0 | 0 | 0 | 0 | 0 | 5.25 | 0 | 0 | 0 | 0 | 0 | 0 | 0 | 1 | 0 |  | 0 | 0 | 0 | 0 | 0 | 0 | 0 | 0 | 0 | 0 | 0 | 0 | 0 | 0 | 0 | 0 | 0 | 0 | 0 |  | 1 | 1 | 1 | 1 | 1 | 1 | 1 | 1 | 1 | 1 | 1 | 0
SDGE | Elliot | 69 | 0 | 0 | 0 | 0 | 0 | 0 | 0 | 0 | 0 | 0 | 0 | 0 | 0 | 0 | 0 | 9.75 | 0 | 9.75 | 0 | 1 |  | 0 | 0 | 0 | 0 | 0 | 0 | 0 | 0 | 0 | 0 | 0 | 0 | 0 | 0 | 0 | 9.75 | 0 | 9.75 | 0 | 1 | 3 |  | 0 | 0 | 0 | 0 | 0 | 0 | 0 | 0 | 0 | 0 | 0 | 0 | 0 | 0 | 0 | 0 | 0 | 0 | 0 |  | 1 | 1 | 1 | 1 | 1 | 1 | 1 | 1 | 1 | 1 | 1 | 0
SCE Metro | Ellis | 230 | 0 | 0 | 0 | 0 | 0 | 0 | 0 | 0 | 0 | 0 | 0 | 0 | 0 | 0 | 0 | 0 | 0 | 0 | 0 | 0 |  | 0 | 0 | 0 | 0 | 0 | 0 | 0 | 0 | 0 | 0 | 0 | 0 | 0 | 0 | 0 | 0 | 0 | 0 | 0 | 0 | 0 |  | 0 | 0 | 0 | 0 | 0 | 0 | 0 | 0 | 0 | 0 | 0 | 0 | 0 | 0 | 0 | 0 | 0 | 0 | 0 |  | 1 | 1 | 1 | 1 | 1 | 1 | 1 | 1 | 1 | 1 | 1 | 0
SDGE | Encina | 138 | 0 | 0 | 0 | 0 | 0 | 0 | 0 | 0 | 0 | 0 | 0 | 0 | 0 | 0 | 0 | 0 | 0 | 0 | 0 | 0 |  | 0 | 0 | 0 | 0 | 0 | 0 | 0 | 0 | 0 | 0 | 0 | 0 | 0 | 0 | 0 | 0 | 0 | 0 | 0 | 0 | 2 |  | 0 | 0 | 0 | 0 | 0 | 0 | 0 | 0 | 0 | 0 | 0 | 0 | 0 | 0 | 0 | 0 | 0 | 0 | 0 |  | 1 | 1 | 1 | 1 | 1 | 1 | 1 | 1 | 1 | 1 | 1 | 0
SDGE | Encina | 230 | 0 | 0 | 0 | 0 | 0 | 0 | 0 | 0 | 0 | 0 | 0 | 0 | 0 | 0 | 0 | 0 | 0 | 0 | 0 | 0 |  | 0 | 0 | 0 | 0 | 0 | 0 | 0 | 0 | 0 | 0 | 0 | 0 | 0 | 0 | 0 | 0 | 0 | 0 | 0 | 0 | 2 |  | 0 | 0 | 0 | 0 | 0 | 0 | 0 | 0 | 0 | 0 | 0 | 0 | 0 | 0 | 0 | 0 | 0 | 0 | 0 |  | 1 | 1 | 1 | 1 | 1 | 1 | 1 | 1 | 1 | 1 | 1 | 0
SDGE | Escondido | 230 | 0 | 0 | 0 | 0 | 0 | 0 | 0 | 0 | 0 | 0 | 0 | 0 | 0 | 0 | 0 | 0 | 200 | 200 | 0 | 1 |  | 0 | 0 | 0 | 0 | 0 | 0 | 0 | 0 | 0 | 0 | 0 | 0 | 0 | 0 | 0 | 0 | 92 | 92 | 0 | 1 | 3 |  | 0 | 0 | 0 | 0 | 0 | 0 | 0 | 0 | 0 | 0 | 0 | 0 | 0 | 0 | 0 | 0 | 0 | 0 | 0 |  | 1 | 1 | 1 | 1 | 1 | 1 | 1 | 1 | 1 | 1 | 1 | 0
SDGE | Escondido | 69 | 0 | 0 | 0 | 0 | 0 | 0 | 0 | 0 | 0 | 0 | 0 | 0 | 0 | 0 | 0 | 13 | 0 | 13 | 0 | 1 |  | 0 | 0 | 0 | 0 | 0 | 0 | 0 | 0 | 0 | 0 | 0 | 0 | 0 | 0 | 0 | 0 | 0 | 0 | 0 | 0 | 2 |  | 0 | 0 | 0 | 0 | 0 | 0 | 0 | 0 | 0 | 0 | 0 | 0 | 0 | 0 | 0 | 0 | 0 | 0 | 0 |  | 1 | 1 | 1 | 1 | 1 | 1 | 1 | 1 | 1 | 1 | 1 | 0
PG&E KERN | Estrella | 230 | 0 | 0 | 0 | 0 | 0 | 0 | 0 | 0 | 0 | 0 | 0 | 0 | 0 | 0 | 0 | 0 | 0 | 0 | 0 | 0 |  | 0 | 0 | 0 | 0 | 0 | 0 | 0 | 0 | 0 | 0 | 0 | 0 | 0 | 0 | 0 | 0 | 0 | 0 | 0 | 0 | 1 |  | 0 | 0 | 0 | 0 | 0 | 0 | 0 | 0 | 0 | 0 | 0 | 0 | 0 | 0 | 0 | 0 | 0 | 0 | 0 |  | 1 | 1 | 1 | 1 | 1 | 1 | 1 | 1 | 1 | 1 | 1 | 0
SCE Eastern | Etiwanda | 230 | 0 | 0 | 0 | 0 | 0 | 0 | 0 | 0 | 0 | 0 | 0 | 0 | 0 | 0 | 0 | 170 | 0 | 170 | 0 | 1 |  | 0 | 0 | 0 | 0 | 0 | 0 | 0 | 0 | 0 | 0 | 0 | 0 | 0 | 0 | 0 | 100 | 0 | 100 | 0 | 1 | 0 |  | 0 | 0 | 0 | 0 | 0 | 0 | 0 | 0 | 0 | 0 | 0 | 0 | 0 | 0 | 0 | 0 | 0 | 0 | 0 |  | 1 | 1 | 1 | 1 | 1 | 1 | 1 | 1 | 1 | 1 | 1 | 0
PG&E GBA | Evergreen | 115 | 0 | 0 | 0 | 0 | 0 | 0 | 0 | 0 | 0 | 0 | 0 | 0 | 0 | 0 | 0 | 0 | 0 | 0 | 0 | 0 |  | 0 | 0 | 0 | 0 | 0 | 0 | 0 | 0 | 0 | 0 | 0 | 0 | 0 | 0 | 0 | 0 | 0 | 0 | 0 | 0 | 0 |  | 0 | 0 | 0 | 0 | 0 | 0 | 0 | 0 | 0 | 0 | 0 | 0 | 0 | 0 | 0 | 0 | 0 | 0 | 0 |  | 1 | 1 | 1 | 1 | 1 | 1 | 1 | 1 | 1 | 1 | 1 | 0
PG&E GBA | Evergreen | 60 | 0 | 0 | 0 | 0 | 0 | 0 | 0 | 0 | 0 | 0 | 0 | 0 | 0 | 0 | 0 | 0 | 0 | 0 | 0 | 0 |  | 0 | 0 | 0 | 0 | 0 | 0 | 0 | 0 | 0 | 0 | 0 | 0 | 0 | 0 | 0 | 0 | 0 | 0 | 0 | 0 | 0 |  | 0 | 0 | 0 | 0 | 0 | 0 | 0 | 0 | 0 | 0 | 0 | 0 | 0 | 0 | 0 | 0 | 0 | 0 | 0 |  | 1 | 1 | 1 | 1 | 1 | 1 | 1 | 1 | 1 | 1 | 1 | 0
PG&E FRESNO | Excelsior | 115 | 0 | 0 | 0 | 0 | 0 | 0 | 0 | 0 | 0 | 0 | 0 | 0 | 0 | 0 | 0 | 0 | 0 | 0 | 0 | 0 |  | 0 | 0 | 0 | 0 | 0 | 0 | 0 | 0 | 0 | 0 | 0 | 0 | 0 | 0 | 0 | 0 | 0 | 0 | 0 | 0 | 1 |  | 0 | 0 | 0 | 0 | 0 | 0 | 0 | 0 | 0 | 0 | 0 | 0 | 0 | 0 | 0 | 0 | 0 | 0 | 0 |  | 1 | 1 | 1 | 1 | 1 | 1 | 1 | 1 | 1 | 1 | 1 | 0
PG&E FRESNO | Exchequer | 115 | 0 | 2 | 0 | 0 | 0 | 0 | 0 | 0 | 0 | 0 | 0 | 0 | 0 | 0 | 0 | 0 | 0 | 0 | 0 | 1 |  | 0 | 5.2 | 0 | 0 | 0 | 0 | 0 | 0 | 0 | 0 | 0 | 0 | 0 | 0 | 0 | 0 | 0 | 0 | 0 | 1 | 2 |  | 0 | 2 | 0 | 0 | 0 | 0 | 0 | 0 | 0 | 0 | 0 | 0 | 0 | 0 | 0 | 0 | 0 | 0 | 0 |  | 1 | 5 | 1 | 1 | 1 | 1 | 1 | 1 | 1 | 1 | 1 | 1
PG&E KERN | Fairway | 115 | 0 | 0 | 0 | 0 | 0 | 0 | 0 | 0 | 0 | 0 | 0 | 0 | 0 | 0 | 0 | 0 | 0 | 0 | 0 | 0 |  | 0 | 0 | 0 | 0 | 0 | 0 | 0 | 0 | 0 | 0 | 0 | 0 | 0 | 0 | 0 | 0 | 0 | 0 | 0 | 0 | 1 |  | 0 | 0 | 0 | 0 | 0 | 0 | 0 | 0 | 0 | 0 | 0 | 0 | 0 | 0 | 0 | 0 | 0 | 0 | 0 |  | 1 | 1 | 1 | 1 | 1 | 1 | 1 | 1 | 1 | 1 | 1 | 0
PG&E KERN | Famoso | 115 | 0 | 0 | 0 | 0 | 0 | 0 | 0 | 0 | 0 | 0 | 0 | 4 | 0 | 0 | 0 | 0 | 0 | 0 | 0 | 1 |  | 0 | 0 | 0 | 0 | 0 | 0 | 0 | 0 | 0 | 0 | 0 | 5 | 0 | 0 | 0 | 0 | 0 | 0 | 0 | 1 | 0 |  | 0 | 0 | 0 | 0 | 0 | 0 | 0 | 0 | 0 | 0 | 0 | 1 | 0 | 0 | 0 | 0 | 0 | 0 | 0 |  | 1 | 1 | 1 | 1 | 1 | 3 | 1 | 1 | 1 | 1 | 1 | 1
PG&E NGBA | Fern Road | 500 | 0 | 0 | 0 | 0 | 0 | 0 | 0 | 0 | 0 | 0 | 0 | 0 | 0 | 0 | 0 | 0 | 0 | 0 | 0 | 0 |  | 0 | 0 | 0 | 0 | 0 | 0 | 0 | 0 | 0 | 0 | 0 | 0 | 0 | 0 | 0 | 0 | 0 | 0 | 0 | 0 | 0 |  | 0 | 0 | 0 | 0 | 0 | 0 | 0 | 0 | 0 | 0 | 0 | 0 | 0 | 0 | 0 | 0 | 0 | 0 | 0 |  | 1 | 1 | 1 | 1 | 1 | 1 | 1 | 1 | 1 | 1 | 1 | 0
PG&E GBA | Fibreboard (SPI Sonora) | 115 | 0 | 0 | 0 | 0 | 0 | 0 | 0 | 0 | 0 | 0 | 0 | 0 | 0 | 0 | 0 | 0 | 0 | 0 | 0 | 0 |  | 0 | 0 | 0 | 0 | 0 | 0 | 0 | 0 | 0 | 0 | 0 | 0 | 0 | 0 | 0 | 0 | 0 | 0 | 0 | 0 | 0 |  | 0 | 0 | 0 | 0 | 0 | 0 | 0 | 0 | 0 | 0 | 0 | 0 | 0 | 0 | 0 | 0 | 0 | 0 | 0 |  | 1 | 1 | 1 | 1 | 1 | 1 | 1 | 1 | 1 | 1 | 1 | 0
PG&E FRESNO | Figarden | 230 | 0 | 0 | 0 | 0 | 0 | 0 | 0 | 0 | 0 | 0 | 0 | 0 | 0 | 0 | 0 | 0 | 0 | 0 | 0 | 0 |  | 0 | 0 | 0 | 0 | 0 | 0 | 0 | 0 | 0 | 0 | 0 | 0 | 0 | 0 | 0 | 0 | 0 | 0 | 0 | 0 | 1 |  | 0 | 0 | 0 | 0 | 0 | 0 | 0 | 0 | 0 | 0 | 0 | 0 | 0 | 0 | 0 | 0 | 0 | 0 | 0 |  | 1 | 1 | 1 | 1 | 1 | 1 | 1 | 1 | 1 | 1 | 1 | 0
PG&E FRESNO | Fink | 230 | 0 | 0 | 0 | 0 | 0 | 0 | 0 | 0 | 0 | 0 | 0 | 0 | 30 | 110 | 140 | 157 | 0 | 157 | 0 | 1 |  | 0 | 0 | 0 | 0 | 0 | 0 | 0 | 0 | 0 | 0 | 0 | 0 | 170 | 0 | 170 | 157 | 30 | 187 | 0 | 1 | 1 |  | 0 | 0 | 0 | 0 | 0 | 0 | 0 | 0 | 0 | 0 | 0 | 0 | 2 | 0 | 1 | 0 | 2 | 1 | 0 |  | 1 | 1 | 1 | 1 | 1 | 1 | 5 | 1 | 5 | 3 | 1 | 1
PG&E NGBA | Fitch Mountain | 60 | 0 | 0 | 0 | 0 | 0 | 0 | 0 | 0 | 0 | 0 | 0 | 0 | 0 | 0 | 0 | 0 | 0 | 0 | 0 | 0 |  | 0 | 0 | 0 | 0 | 0 | 0 | 0 | 0 | 0 | 0 | 0 | 0 | 0 | 0 | 0 | 0 | 0 | 0 | 0 | 0 | 1 |  | 0 | 0 | 0 | 0 | 0 | 0 | 0 | 0 | 0 | 0 | 0 | 0 | 0 | 0 | 0 | 0 | 0 | 0 | 0 |  | 1 | 1 | 1 | 1 | 1 | 1 | 1 | 1 | 1 | 1 | 1 | 0
PG&E GBA | FMC | 115 | 0 | 0 | 0 | 0 | 0 | 0 | 0 | 0 | 0 | 0 | 0 | 0 | 0 | 0 | 0 | 0 | 0 | 0 | 0 | 0 |  | 0 | 0 | 0 | 0 | 0 | 0 | 0 | 0 | 0 | 0 | 0 | 0 | 0 | 0 | 0 | 0 | 0 | 0 | 0 | 0 | 0 |  | 0 | 0 | 0 | 0 | 0 | 0 | 0 | 0 | 0 | 0 | 0 | 0 | 0 | 0 | 0 | 0 | 0 | 0 | 0 |  | 1 | 1 | 1 | 1 | 1 | 1 | 1 | 1 | 1 | 1 | 1 | 0
PG&E GBA | Fremont | 115 | 0 | 0 | 0 | 0 | 0 | 0 | 0 | 0 | 0 | 0 | 0 | 0 | 0 | 0 | 0 | 0 | 0 | 0 | 0 | 0 |  | 0 | 0 | 0 | 0 | 0 | 0 | 0 | 0 | 0 | 0 | 0 | 0 | 0 | 0 | 0 | 0 | 0 | 0 | 0 | 0 | 1 |  | 0 | 0 | 0 | 0 | 0 | 0 | 0 | 0 | 0 | 0 | 0 | 0 | 0 | 0 | 0 | 0 | 0 | 0 | 0 |  | 1 | 1 | 1 | 1 | 1 | 1 | 1 | 1 | 1 | 1 | 1 | 0
PG&E GBA | French Camp | 60 | 0 | 0 | 0 | 0 | 0 | 0 | 0 | 0 | 0 | 0 | 0 | 0 | 0 | 0 | 0 | 0 | 0 | 0 | 0 | 0 |  | 0 | 0 | 0 | 0 | 0 | 0 | 0 | 0 | 0 | 0 | 0 | 0 | 0 | 0 | 0 | 0 | 0 | 0 | 0 | 0 | 1 |  | 0 | 0 | 0 | 0 | 0 | 0 | 0 | 0 | 0 | 0 | 0 | 0 | 0 | 0 | 0 | 0 | 0 | 0 | 0 |  | 1 | 1 | 1 | 1 | 1 | 1 | 1 | 1 | 1 | 1 | 1 | 0
PG&E GBA | Frogtown | 115 | 0 | 0 | 0 | 0 | 0 | 0 | 0 | 0 | 0 | 0 | 0 | 0 | 0 | 0 | 0 | 0 | 0 | 0 | 0 | 0 |  | 0 | 0 | 0 | 0 | 0 | 0 | 0 | 0 | 0 | 0 | 0 | 0 | 0 | 0 | 0 | 0 | 0 | 0 | 0 | 0 | 0 |  | 0 | 0 | 0 | 0 | 0 | 0 | 0 | 0 | 0 | 0 | 0 | 0 | 0 | 0 | 0 | 0 | 0 | 0 | 0 |  | 1 | 1 | 1 | 1 | 1 | 1 | 1 | 1 | 1 | 1 | 1 | 0
PG&E NGBA | Fulton | 115 | 0 | 0 | 0 | 0 | 0 | 0 | 0 | 0 | 0 | 0 | 0 | 0 | 0 | 0 | 0 | 0 | 0 | 0 | 0 | 0 |  | 0 | 2 | 0 | 0 | 0 | 0 | 0 | 0 | 0 | 0 | 0 | 0 | 0 | 0 | 0 | 0 | 0 | 0 | 0 | 1 | 2 |  | 0 | 2 | 0 | 0 | 0 | 0 | 0 | 0 | 0 | 0 | 0 | 0 | 0 | 0 | 0 | 0 | 0 | 0 | 0 |  | 1 | 5 | 1 | 1 | 1 | 1 | 1 | 1 | 1 | 1 | 1 | 1
PG&E NGBA | Fulton | 230 | 54 | 0 | 0 | 0 | 0 | 0 | 0 | 0 | 0 | 0 | 0 | 0 | 0 | 0 | 0 | 38 | 0 | 38 | 0 | 1 |  | 17 | 0 | 0 | 0 | 0 | 0 | 0 | 0 | 0 | 0 | 0 | 0 | 0 | 0 | 0 | 38 | 0 | 38 | 0 | 1 | 1 |  | 0 | 0 | 0 | 0 | 0 | 0 | 0 | 0 | 0 | 0 | 0 | 0 | 0 | 0 | 0 | 0 | 0 | 0 | 0 |  | 1 | 1 | 1 | 1 | 1 | 1 | 1 | 1 | 1 | 1 | 1 | 0
PG&E NGBA | Fulton | 60 | 0 | 0 | 0 | 0 | 0 | 0 | 0 | 0 | 0 | 0 | 0 | 0 | 0 | 0 | 0 | 0 | 0 | 0 | 0 | 0 |  | 0 | 0 | 0 | 0 | 0 | 0 | 0 | 0 | 0 | 0 | 0 | 0 | 0 | 0 | 0 | 0 | 0 | 0 | 0 | 0 | 1 |  | 0 | 0 | 0 | 0 | 0 | 0 | 0 | 0 | 0 | 0 | 0 | 0 | 0 | 0 | 0 | 0 | 0 | 0 | 0 |  | 1 | 1 | 1 | 1 | 1 | 1 | 1 | 1 | 1 | 1 | 1 | 0
PG&E KERN | Ganso | 115 | 0 | 0.5 | 0 | 0 | 0 | 0 | 0 | 0 | 0 | 0 | 0 | 1.5 | 0 | 0 | 0 | 0 | 0 | 0 | 0 | 1 |  | 0 | 1 | 0 | 0 | 0 | 0 | 0 | 0 | 0 | 0 | 0 | 1.5 | 0 | 0 | 0 | 0 | 0 | 0 | 0 | 1 | 0 |  | 0 | 2 | 0 | 0 | 0 | 0 | 0 | 0 | 0 | 0 | 0 | 0 | 0 | 0 | 0 | 0 | 0 | 0 | 0 |  | 1 | 4 | 1 | 1 | 1 | 1 | 1 | 1 | 1 | 1 | 1 | 1
PG&E FRESNO | Gates | 230 | 0 | 0 | 0 | 0 | 0 | 0 | 0 | 0 | 0 | 0 | 0 | 3 | 859.5 | 1010.5 | 1870 | 753.25 | 160 | 913.25 | 100 | 1 |  | 0 | 0 | 0 | 0 | 0 | 0 | 0 | 0 | 0 | 0 | 0 | 4.59 | 1026.5 | 618.5 | 1645 | 763.131 | 232 | 995.131 | 0 | 1 | 1 |  | 0 | 0 | 0 | 0 | 0 | 0 | 0 | 0 | 0 | 0 | 0 | 2 | 1 | 0 | 0 | 0 | 1 | 0 | 0 |  | 1 | 1 | 1 | 1 | 1 | 5 | 3 | 1 | 3 | 1 | 1 | 1
PG&E FRESNO | Gates | 500 | 0 | 0 | 0 | 0 | 0 | 0 | 0 | 0 | 0 | 0 | 0 | 0 | 0 | 0 | 0 | 190 | 35 | 225 | 0 | 1 |  | 0 | 0 | 0 | 0 | 0 | 0 | 0 | 0 | 0 | 0 | 0 | 0 | 0 | 0 | 0 | 0 | 0 | 0 | 0 | 0 | 1 |  | 0 | 0 | 0 | 0 | 0 | 0 | 0 | 0 | 0 | 0 | 0 | 0 | 0 | 0 | 0 | 0 | 0 | 0 | 0 |  | 1 | 1 | 1 | 1 | 1 | 1 | 1 | 1 | 1 | 1 | 1 | 0
PG&E NGBA | Geysers 12 | 230 | 0 | 0 | 0 | 0 | 0 | 0 | 0 | 0 | 0 | 0 | 0 | 0 | 0 | 0 | 0 | 0 | 0 | 0 | 0 | 0 |  | 63 | 0 | 0 | 0 | 0 | 0 | 0 | 0 | 0 | 0 | 0 | 0 | 0 | 0 | 0 | 0 | 0 | 0 | 0 | 1 | 1 |  | 2 | 0 | 0 | 0 | 0 | 0 | 0 | 0 | 0 | 0 | 0 | 0 | 0 | 0 | 0 | 0 | 0 | 0 | 0 |  | 5 | 1 | 1 | 1 | 1 | 1 | 1 | 1 | 1 | 1 | 1 | 1
PG&E NGBA | Geysers 17 | 230 | 19.5 | 0 | 0 | 0 | 0 | 0 | 0 | 0 | 0 | 0 | 0 | 0 | 0 | 0 | 0 | 0 | 0 | 0 | 0 | 1 |  | 0 | 0 | 0 | 0 | 0 | 0 | 0 | 0 | 0 | 0 | 0 | 0 | 0 | 0 | 0 | 0 | 0 | 0 | 0 | 0 | 1 |  | 0 | 0 | 0 | 0 | 0 | 0 | 0 | 0 | 0 | 0 | 0 | 0 | 0 | 0 | 0 | 0 | 0 | 0 | 0 |  | 1 | 1 | 1 | 1 | 1 | 1 | 1 | 1 | 1 | 1 | 1 | 0
PG&E NGBA | Geysers 3 | 115 | 0 | 0 | 0 | 0 | 0 | 0 | 0 | 0 | 0 | 0 | 0 | 0 | 0 | 0 | 0 | 0 | 0 | 0 | 0 | 0 |  | 0 | 0 | 0 | 0 | 0 | 0 | 0 | 0 | 0 | 0 | 0 | 0 | 0 | 0 | 0 | 0 | 0 | 0 | 0 | 0 | 1 |  | 0 | 0 | 0 | 0 | 0 | 0 | 0 | 0 | 0 | 0 | 0 | 0 | 0 | 0 | 0 | 0 | 0 | 0 | 0 |  | 1 | 1 | 1 | 1 | 1 | 1 | 1 | 1 | 1 | 1 | 1 | 0
PG&E NGBA | Glenn | 230 | 0 | 0 | 166.5 | 36 | 202.5 | 0 | 0 | 0 | 0 | 0 | 0 | 0 | 100 | 170 | 270 | 0 | 60 | 60 | 0 | 1 |  | 0 | 4 | 233 | 100 | 333 | 0 | 0 | 0 | 0 | 0 | 0 | 0 | 0 | 0 | 0 | 0 | 0 | 0 | 0 | 1 | 0 |  | 0 | 2 | 1 | 2 | 2 | 0 | 0 | 0 | 0 | 0 | 0 | 0 | 0 | 0 | 0 | 0 | 0 | 0 | 0 |  | 1 | 4 | 4 | 1 | 1 | 1 | 1 | 1 | 1 | 1 | 1 | 1
PG&E NGBA | Glenn | 60 | 0 | 0 | 0 | 0 | 0 | 0 | 0 | 0 | 0 | 0 | 0 | 0 | 0 | 0 | 0 | 0 | 0 | 0 | 0 | 0 |  | 0 | 0 | 0 | 0 | 0 | 0 | 0 | 0 | 0 | 0 | 0 | 0 | 0 | 0 | 0 | 0 | 0 | 0 | 0 | 0 | 0 |  | 0 | 0 | 0 | 0 | 0 | 0 | 0 | 0 | 0 | 0 | 0 | 0 | 0 | 0 | 0 | 0 | 0 | 0 | 0 |  | 1 | 1 | 1 | 1 | 1 | 1 | 1 | 1 | 1 | 1 | 1 | 0
PG&E NGBA | Gold Hill | 115 | 0 | 0 | 0 | 0 | 0 | 0 | 0 | 0 | 0 | 0 | 0 | 0 | 0 | 0 | 0 | 0 | 0 | 0 | 0 | 0 |  | 0 | 0 | 0 | 0 | 0 | 0 | 0 | 0 | 0 | 0 | 0 | 0 | 0 | 0 | 0 | 0 | 0 | 0 | 0 | 0 | 0 |  | 0 | 0 | 0 | 0 | 0 | 0 | 0 | 0 | 0 | 0 | 0 | 0 | 0 | 0 | 0 | 0 | 0 | 0 | 0 |  | 1 | 1 | 1 | 1 | 1 | 1 | 1 | 1 | 1 | 1 | 1 | 0
PG&E NGBA | Gold Hill | 230 | 0 | 0 | 0 | 0 | 0 | 0 | 0 | 0 | 0 | 0 | 0 | 0 | 0 | 0 | 0 | 0 | 0 | 0 | 0 | 0 |  | 0 | 0 | 0 | 0 | 0 | 0 | 0 | 0 | 0 | 0 | 0 | 0 | 0 | 0 | 0 | 50 | 0 | 50 | 0 | 1 | 0 |  | 0 | 0 | 0 | 0 | 0 | 0 | 0 | 0 | 0 | 0 | 0 | 0 | 0 | 0 | 0 | 2 | 0 | 2 | 0 |  | 1 | 1 | 1 | 1 | 1 | 1 | 1 | 4 | 1 | 4 | 1 | 1
SCE Northern | Goleta | 230 | 0 | 0 | 0 | 0 | 0 | 0 | 0 | 0 | 0 | 0 | 0 | 0 | 0 | 0 | 0 | 70 | 0 | 70 | 0 | 1 |  | 0 | 1 | 0 | 0 | 0 | 0 | 0 | 0 | 0 | 0 | 0 | 0 | 0 | 0 | 0 | 70 | 0 | 70 | 0 | 1 | 0 |  | 0 | 2 | 0 | 0 | 0 | 0 | 0 | 0 | 0 | 0 | 0 | 0 | 0 | 0 | 0 | 0 | 0 | 0 | 0 |  | 1 | 4 | 1 | 1 | 1 | 1 | 1 | 1 | 1 | 1 | 1 | 1
SCE Metro | Goodrich | 230 | 0 | 0 | 0 | 0 | 0 | 0 | 0 | 0 | 0 | 0 | 0 | 0 | 0 | 0 | 0 | 0 | 0 | 0 | 0 | 0 |  | 0 | 0 | 0 | 0 | 0 | 0 | 0 | 0 | 0 | 0 | 0 | 0 | 0 | 0 | 0 | 0 | 0 | 0 | 0 | 0 | 0 |  | 0 | 0 | 0 | 0 | 0 | 0 | 0 | 0 | 0 | 0 | 0 | 0 | 0 | 0 | 0 | 0 | 0 | 0 | 0 |  | 1 | 1 | 1 | 1 | 1 | 1 | 1 | 1 | 1 | 1 | 1 | 0
PG&E KERN | Goose Lake | 115 | 0 | 3 | 0 | 0 | 0 | 0 | 0 | 0 | 0 | 0 | 0 | 0 | 0 | 0 | 0 | 0 | 0 | 0 | 0 | 1 |  | 0 | 0 | 0 | 0 | 0 | 0 | 0 | 0 | 0 | 0 | 0 | 0 | 0 | 0 | 0 | 0 | 0 | 0 | 0 | 0 | 0 |  | 0 | 0 | 0 | 0 | 0 | 0 | 0 | 0 | 0 | 0 | 0 | 0 | 0 | 0 | 0 | 0 | 0 | 0 | 0 |  | 1 | 1 | 1 | 1 | 1 | 1 | 1 | 1 | 1 | 1 | 1 | 0
SCE Metro | Gould | 230 | 0 | 0 | 0 | 0 | 0 | 0 | 0 | 0 | 0 | 0 | 0 | 0 | 0 | 0 | 0 | 0 | 0 | 0 | 0 | 0 |  | 0 | 0 | 0 | 0 | 0 | 0 | 0 | 0 | 0 | 0 | 0 | 0 | 0 | 0 | 0 | 0 | 0 | 0 | 0 | 0 | 0 |  | 0 | 0 | 0 | 0 | 0 | 0 | 0 | 0 | 0 | 0 | 0 | 0 | 0 | 0 | 0 | 0 | 0 | 0 | 0 |  | 1 | 1 | 1 | 1 | 1 | 1 | 1 | 1 | 1 | 1 | 1 | 0
PG&E NGBA | Grand Island | 115 | 0 | 0 | 0 | 0 | 0 | 0 | 0 | 0 | 0 | 0 | 0 | 2.73 | 0 | 0 | 0 | 0 | 0 | 0 | 0 | 1 |  | 0 | 0 | 0 | 0 | 0 | 0 | 0 | 0 | 0 | 0 | 0 | 0 | 0 | 0 | 0 | 0 | 0 | 0 | 0 | 0 | 0 |  | 0 | 0 | 0 | 0 | 0 | 0 | 0 | 0 | 0 | 0 | 0 | 0 | 0 | 0 | 0 | 0 | 0 | 0 | 0 |  | 1 | 1 | 1 | 1 | 1 | 1 | 1 | 1 | 1 | 1 | 1 | 0
SDGE | Granite | 69 | 0 | 0 | 0 | 0 | 0 | 0 | 0 | 0 | 0 | 0 | 0 | 0 | 0 | 0 | 0 | 4.5 | 0 | 4.5 | 0 | 1 |  | 0 | 0 | 0 | 0 | 0 | 0 | 0 | 0 | 0 | 0 | 0 | 0 | 0 | 0 | 0 | 0 | 0 | 0 | 0 | 0 | 2 |  | 0 | 0 | 0 | 0 | 0 | 0 | 0 | 0 | 0 | 0 | 0 | 0 | 0 | 0 | 0 | 0 | 0 | 0 | 0 |  | 1 | 1 | 1 | 1 | 1 | 1 | 1 | 1 | 1 | 1 | 1 | 0
PG&E GBA | Grant | 115 | 0 | 0 | 0 | 0 | 0 | 0 | 0 | 0 | 0 | 0 | 0 | 0 | 0 | 0 | 0 | 0 | 0 | 0 | 0 | 0 |  | 0 | 0 | 0 | 0 | 0 | 0 | 0 | 0 | 0 | 0 | 0 | 0 | 0 | 0 | 0 | 0 | 0 | 0 | 0 | 0 | 1 |  | 0 | 0 | 0 | 0 | 0 | 0 | 0 | 0 | 0 | 0 | 0 | 0 | 0 | 0 | 0 | 0 | 0 | 0 | 0 |  | 1 | 1 | 1 | 1 | 1 | 1 | 1 | 1 | 1 | 1 | 1 | 0
PG&E GBA | Green Valley | 115 | 0 | 1.1 | 0 | 0 | 0 | 0 | 0 | 0 | 0 | 0 | 0 | 0 | 0 | 0 | 0 | 0 | 0 | 0 | 0 | 1 |  | 0 | 0 | 0 | 0 | 0 | 0 | 0 | 0 | 0 | 0 | 0 | 0 | 0 | 0 | 0 | 0 | 0 | 0 | 0 | 0 | 1 |  | 0 | 0 | 0 | 0 | 0 | 0 | 0 | 0 | 0 | 0 | 0 | 0 | 0 | 0 | 0 | 0 | 0 | 0 | 0 |  | 1 | 1 | 1 | 1 | 1 | 1 | 1 | 1 | 1 | 1 | 1 | 0
PG&E NGBA | Greenleaf 1 | 115 | 0 | 0 | 0 | 0 | 0 | 0 | 0 | 0 | 0 | 0 | 0 | 0 | 0 | 0 | 0 | 0 | 0 | 0 | 0 | 0 |  | 0 | 0 | 0 | 0 | 0 | 0 | 0 | 0 | 0 | 0 | 0 | 0 | 0 | 0 | 0 | 0 | 0 | 0 | 0 | 0 | 0 |  | 0 | 0 | 0 | 0 | 0 | 0 | 0 | 0 | 0 | 0 | 0 | 0 | 0 | 0 | 0 | 0 | 0 | 0 | 0 |  | 1 | 1 | 1 | 1 | 1 | 1 | 1 | 1 | 1 | 1 | 1 | 0
PG&E FRESNO | Gregg | 230 | 0 | 0 | 0 | 0 | 0 | 0 | 0 | 0 | 0 | 0 | 0 | 0 | 0 | 0 | 0 | 0 | 0 | 0 | 140 | 1 |  | 0 | 0 | 105 | 35 | 140 | 0 | 0 | 0 | 0 | 0 | 0 | 0 | 0 | 0 | 0 | 0 | 0 | 0 | 130 | 1 | 1 |  | 0 | 0 | 2 | 2 | 2 | 0 | 0 | 0 | 0 | 0 | 0 | 0 | 0 | 0 | 0 | 0 | 0 | 0 | 0 |  | 1 | 1 | 5 | 1 | 1 | 1 | 1 | 1 | 1 | 1 | 1 | 1
PG&E FRESNO | Grimmway-Malaga | 115 | 0 | 0 | 0 | 0 | 0 | 0 | 0 | 0 | 0 | 0 | 0 | 0 | 0 | 0 | 0 | 0 | 0 | 0 | 0 | 0 |  | 0 | 0 | 0 | 0 | 0 | 0 | 0 | 0 | 0 | 0 | 0 | 2.4 | 0 | 0 | 0 | 0 | 0 | 0 | 0 | 1 | 1 |  | 0 | 0 | 0 | 0 | 0 | 0 | 0 | 0 | 0 | 0 | 0 | 2 | 0 | 0 | 0 | 0 | 0 | 0 | 0 |  | 1 | 1 | 1 | 1 | 1 | 5 | 1 | 1 | 1 | 1 | 1 | 1
PG&E NGBA | Grizzly | 230 | 0 | 0 | 0 | 0 | 0 | 0 | 0 | 0 | 0 | 0 | 0 | 0 | 0 | 0 | 0 | 0 | 0 | 0 | 0 | 0 |  | 0 | 0 | 0 | 0 | 0 | 0 | 0 | 0 | 0 | 0 | 0 | 0 | 0 | 0 | 0 | 0 | 0 | 0 | 0 | 0 | 0 |  | 0 | 0 | 0 | 0 | 0 | 0 | 0 | 0 | 0 | 0 | 0 | 0 | 0 | 0 | 0 | 0 | 0 | 0 | 0 |  | 1 | 1 | 1 | 1 | 1 | 1 | 1 | 1 | 1 | 1 | 1 | 0
PG&E FRESNO | Guernsey | 70 | 0 | 0 | 0 | 0 | 0 | 0 | 0 | 0 | 0 | 0 | 0 | 7.5 | 0 | 0 | 0 | 0 | 0 | 0 | 0 | 1 |  | 0 | 0 | 0 | 0 | 0 | 0 | 0 | 0 | 0 | 0 | 0 | 0 | 0 | 0 | 0 | 0 | 0 | 0 | 0 | 0 | 1 |  | 0 | 0 | 0 | 0 | 0 | 0 | 0 | 0 | 0 | 0 | 0 | 0 | 0 | 0 | 0 | 0 | 0 | 0 | 0 |  | 1 | 1 | 1 | 1 | 1 | 1 | 1 | 1 | 1 | 1 | 1 | 0
PG&E FRESNO | GWF Hanford | 115 | 0 | 0 | 0 | 0 | 0 | 0 | 0 | 0 | 0 | 0 | 0 | 0 | 0 | 0 | 0 | 131.4 | 0 | 131.4 | 0 | 1 |  | 0 | 0 | 0 | 0 | 0 | 0 | 0 | 0 | 0 | 0 | 0 | 0 | 0 | 0 | 0 | 32 | 0 | 32 | 0 | 1 | 1 |  | 0 | 0 | 0 | 0 | 0 | 0 | 0 | 0 | 0 | 0 | 0 | 0 | 0 | 0 | 0 | 0 | 0 | 0 | 0 |  | 1 | 1 | 1 | 1 | 1 | 1 | 1 | 1 | 1 | 1 | 1 | 0
PG&E FRESNO | Haas | 230 | 0 | 0 | 0 | 0 | 0 | 0 | 0 | 0 | 0 | 0 | 0 | 0 | 0 | 0 | 0 | 0 | 0 | 0 | 0 | 0 |  | 0 | 0 | 0 | 0 | 0 | 0 | 0 | 0 | 0 | 0 | 0 | 0 | 0 | 0 | 0 | 0 | 0 | 0 | 0 | 0 | 1 |  | 0 | 0 | 0 | 0 | 0 | 0 | 0 | 0 | 0 | 0 | 0 | 0 | 0 | 0 | 0 | 0 | 0 | 0 | 0 |  | 1 | 1 | 1 | 1 | 1 | 1 | 1 | 1 | 1 | 1 | 1 | 0
PG&E FRESNO | Hammonds | 115 | 0 | 0 | 0 | 0 | 0 | 0 | 0 | 0 | 0 | 0 | 0 | 0 | 0 | 0 | 0 | 0 | 0 | 0 | 0 | 0 |  | 0 | 0 | 0 | 0 | 0 | 0 | 0 | 0 | 0 | 0 | 0 | 0 | 0 | 0 | 0 | 0 | 0 | 0 | 0 | 0 | 1 |  | 0 | 0 | 0 | 0 | 0 | 0 | 0 | 0 | 0 | 0 | 0 | 0 | 0 | 0 | 0 | 0 | 0 | 0 | 0 |  | 1 | 1 | 1 | 1 | 1 | 1 | 1 | 1 | 1 | 1 | 1 | 0
SCE Metro | HarborGen | 230 | 0 | 0 | 0 | 0 | 0 | 0 | 0 | 0 | 0 | 0 | 0 | 0 | 0 | 0 | 0 | 0 | 0 | 0 | 0 | 0 |  | 0 | 0 | 0 | 0 | 0 | 0 | 0 | 0 | 0 | 0 | 0 | 0 | 0 | 0 | 0 | 0 | 0 | 0 | 0 | 0 | 0 |  | 0 | 0 | 0 | 0 | 0 | 0 | 0 | 0 | 0 | 0 | 0 | 0 | 0 | 0 | 0 | 0 | 0 | 0 | 0 |  | 1 | 1 | 1 | 1 | 1 | 1 | 1 | 1 | 1 | 1 | 1 | 0
PG&E NGBA | Harris | 60 | 0 | 0 | 0 | 0 | 0 | 0 | 0 | 0 | 0 | 0 | 0 | 0 | 0 | 0 | 0 | 0 | 0 | 0 | 0 | 0 |  | 0 | 0 | 0 | 0 | 0 | 0 | 0 | 0 | 0 | 0 | 0 | 0 | 0 | 0 | 0 | 0 | 0 | 0 | 0 | 0 | 0 |  | 0 | 0 | 0 | 0 | 0 | 0 | 0 | 0 | 0 | 0 | 0 | 0 | 0 | 0 | 0 | 0 | 0 | 0 | 0 |  | 1 | 1 | 1 | 1 | 1 | 1 | 1 | 1 | 1 | 1 | 1 | 0
EOP | Harry Allen | 500 | 100 | 0 | 0 | 0 | 0 | 1060 | 0 | 1060 | 0 | 0 | 0 | 0 | 0 | 0 | 0 | 0 | 0 | 0 | 0 | 1 |  | 0 | 0 | 0 | 0 | 0 | 1060 | 0 | 1060 | 0 | 0 | 0 | 0 | 0 | 0 | 0 | 0 | 0 | 0 | 0 | 1 | 1 |  | 0 | 0 | 0 | 0 | 0 | 0 | 0 | 0 | 0 | 0 | 0 | 0 | 0 | 0 | 0 | 0 | 0 | 0 | 0 |  | 1 | 1 | 1 | 1 | 1 | 1 | 1 | 1 | 1 | 1 | 1 | 0
PG&E NGBA | Hartley | 60 | 0 | 0 | 0 | 0 | 0 | 0 | 0 | 0 | 0 | 0 | 0 | 0 | 0 | 0 | 0 | 0 | 0 | 0 | 0 | 0 |  | 0 | 0 | 0 | 0 | 0 | 0 | 0 | 0 | 0 | 0 | 0 | 0 | 0 | 0 | 0 | 0 | 0 | 0 | 0 | 0 | 1 |  | 0 | 0 | 0 | 0 | 0 | 0 | 0 | 0 | 0 | 0 | 0 | 0 | 0 | 0 | 0 | 0 | 0 | 0 | 0 |  | 1 | 1 | 1 | 1 | 1 | 1 | 1 | 1 | 1 | 1 | 1 | 0
SCE NOL | Harvard | 115 | 0 | 0 | 0 | 0 | 0 | 0 | 0 | 0 | 0 | 0 | 0 | 0 | 0 | 0 | 0 | 0 | 0 | 0 | 0 | 0 |  | 0 | 0 | 0 | 0 | 0 | 0 | 0 | 0 | 0 | 0 | 0 | 0 | 0 | 0 | 0 | 0 | 0 | 0 | 0 | 0 | 3 |  | 0 | 0 | 0 | 0 | 0 | 0 | 0 | 0 | 0 | 0 | 0 | 0 | 0 | 0 | 0 | 0 | 0 | 0 | 0 |  | 1 | 1 | 1 | 1 | 1 | 1 | 1 | 1 | 1 | 1 | 1 | 0
SDGE | Hassayampa | 500 | 0 | 0 | 0 | 0 | 0 | 0 | 0 | 0 | 0 | 0 | 0 | 0 | 300 | 380 | 680 | 95 | 90 | 185 | 0 | 1 |  | 0 | 0 | 0 | 0 | 0 | 0 | 0 | 0 | 0 | 0 | 0 | 0 | 250 | 0 | 250 | 10 | 0 | 10 | 0 | 1 | 2 |  | 0 | 0 | 0 | 0 | 0 | 0 | 0 | 0 | 0 | 0 | 0 | 0 | 0 | 0 | 0 | 0 | 0 | 0 | 0 |  | 1 | 1 | 1 | 1 | 1 | 1 | 1 | 1 | 1 | 1 | 1 | 0
PG&E FRESNO | Helm | 230 | 0 | 0 | 0 | 0 | 0 | 0 | 0 | 0 | 0 | 0 | 0 | 0 | 50 | 200 | 250 | 0 | 80 | 80 | 0 | 1 |  | 0 | 0 | 0 | 0 | 0 | 0 | 0 | 0 | 0 | 0 | 0 | 0 | 20 | 135 | 155 | 0 | 80 | 80 | 0 | 1 | 1 |  | 0 | 0 | 0 | 0 | 0 | 0 | 0 | 0 | 0 | 0 | 0 | 0 | 0 | 0 | 0 | 0 | 0 | 0 | 0 |  | 1 | 1 | 1 | 1 | 1 | 1 | 1 | 1 | 1 | 1 | 1 | 0
PG&E FRESNO | Helm | 70 | 0 | 0 | 0 | 0 | 0 | 0 | 0 | 0 | 0 | 0 | 0 | 0 | 0 | 0 | 0 | 0 | 0 | 0 | 0 | 0 |  | 0 | 0 | 0 | 0 | 0 | 0 | 0 | 0 | 0 | 0 | 0 | 0 | 0 | 0 | 0 | 0 | 0 | 0 | 0 | 0 | 1 |  | 0 | 0 | 0 | 0 | 0 | 0 | 0 | 0 | 0 | 0 | 0 | 0 | 0 | 0 | 0 | 0 | 0 | 0 | 0 |  | 1 | 1 | 1 | 1 | 1 | 1 | 1 | 1 | 1 | 1 | 1 | 0
PG&E FRESNO | Henrietta | 115 | 0 | 0 | 0 | 0 | 0 | 0 | 0 | 0 | 0 | 0 | 0 | 0 | 0 | 0 | 0 | 0 | 0 | 0 | 0 | 0 |  | 0 | 0 | 0 | 0 | 0 | 0 | 0 | 0 | 0 | 0 | 0 | 0 | 0 | 0 | 0 | 0 | 0 | 0 | 0 | 0 | 1 |  | 0 | 0 | 0 | 0 | 0 | 0 | 0 | 0 | 0 | 0 | 0 | 0 | 0 | 0 | 0 | 0 | 0 | 0 | 0 |  | 1 | 1 | 1 | 1 | 1 | 1 | 1 | 1 | 1 | 1 | 1 | 0
PG&E FRESNO | Henrietta | 230 | 0 | 0 | 0 | 0 | 0 | 0 | 0 | 0 | 0 | 0 | 0 | 0 | 50 | 200 | 250 | 0 | 80 | 80 | 0 | 1 |  | 0 | 0 | 0 | 0 | 0 | 0 | 0 | 0 | 0 | 0 | 0 | 3 | 115 | 190 | 305 | 40 | 50 | 90 | 0 | 1 | 0 |  | 0 | 0 | 0 | 0 | 0 | 0 | 0 | 0 | 0 | 0 | 0 | 2 | 2 | 0 | 1 | 2 | 0 | 1 | 0 |  | 1 | 1 | 1 | 1 | 1 | 4 | 4 | 4 | 1 | 3 | 1 | 1
PG&E FRESNO | Henrietta | 70 | 0 | 0 | 0 | 0 | 0 | 0 | 0 | 0 | 0 | 0 | 0 | 3 | 0 | 0 | 0 | 173.2 | 0 | 173.2 | 0 | 1 |  | 0 | 0 | 0 | 0 | 0 | 0 | 0 | 0 | 0 | 0 | 0 | 0 | 0 | 0 | 0 | 0 | 0 | 0 | 0 | 0 | 1 |  | 0 | 0 | 0 | 0 | 0 | 0 | 0 | 0 | 0 | 0 | 0 | 0 | 0 | 0 | 0 | 0 | 0 | 0 | 0 |  | 1 | 1 | 1 | 1 | 1 | 1 | 1 | 1 | 1 | 1 | 1 | 0
PG&E FRESNO | Herndon | 115 | 0 | 0 | 0 | 0 | 0 | 0 | 0 | 0 | 0 | 0 | 0 | 0 | 0 | 0 | 0 | 0 | 0 | 0 | 0 | 0 |  | 0 | 0 | 0 | 0 | 0 | 0 | 0 | 0 | 0 | 0 | 0 | 0 | 0 | 0 | 0 | 0 | 0 | 0 | 0 | 0 | 1 |  | 0 | 0 | 0 | 0 | 0 | 0 | 0 | 0 | 0 | 0 | 0 | 0 | 0 | 0 | 0 | 0 | 0 | 0 | 0 |  | 1 | 1 | 1 | 1 | 1 | 1 | 1 | 1 | 1 | 1 | 1 | 0
PG&E FRESNO | Herndon | 230 | 0 | 0 | 0 | 0 | 0 | 0 | 0 | 0 | 0 | 0 | 0 | 0 | 0 | 0 | 0 | 0 | 0 | 0 | 0 | 0 |  | 0 | 0 | 0 | 0 | 0 | 0 | 0 | 0 | 0 | 0 | 0 | 0 | 0 | 0 | 0 | 0 | 0 | 0 | 0 | 0 | 1 |  | 0 | 0 | 0 | 0 | 0 | 0 | 0 | 0 | 0 | 0 | 0 | 0 | 0 | 0 | 0 | 0 | 0 | 0 | 0 |  | 1 | 1 | 1 | 1 | 1 | 1 | 1 | 1 | 1 | 1 | 1 | 0
PG&E GBA | Hicks | 230 | 0 | 0 | 0 | 0 | 0 | 0 | 0 | 0 | 0 | 0 | 0 | 0 | 0 | 0 | 0 | 0 | 0 | 0 | 0 | 0 |  | 0 | 0 | 0 | 0 | 0 | 0 | 0 | 0 | 0 | 0 | 0 | 0 | 0 | 0 | 0 | 0 | 0 | 0 | 0 | 0 | 1 |  | 0 | 0 | 0 | 0 | 0 | 0 | 0 | 0 | 0 | 0 | 0 | 0 | 0 | 0 | 0 | 0 | 0 | 0 | 0 |  | 1 | 1 | 1 | 1 | 1 | 1 | 1 | 1 | 1 | 1 | 1 | 0
PG&E NGBA | Higgins | 115 | 0 | 0 | 0 | 0 | 0 | 0 | 0 | 0 | 0 | 0 | 0 | 0 | 0 | 0 | 0 | 0 | 0 | 0 | 0 | 0 |  | 0 | 15 | 0 | 0 | 0 | 0 | 0 | 0 | 0 | 0 | 0 | 0 | 0 | 0 | 0 | 0 | 0 | 0 | 0 | 1 | 0 |  | 0 | 2 | 0 | 0 | 0 | 0 | 0 | 0 | 0 | 0 | 0 | 0 | 0 | 0 | 0 | 0 | 0 | 0 | 0 |  | 1 | 4 | 1 | 1 | 1 | 1 | 1 | 1 | 1 | 1 | 1 | 1
PG&E NGBA | Hilltop | 345 | 100 | 0 | 0 | 0 | 0 | 0 | 0 | 0 | 0 | 0 | 0 | 0 | 0 | 0 | 0 | 0 | 0 | 0 | 0 | 1 |  | 0 | 0 | 200 | 0 | 200 | 0 | 0 | 0 | 0 | 0 | 0 | 0 | 0 | 0 | 0 | 0 | 0 | 0 | 0 | 1 | 0 |  | 0 | 0 | 2 | 0 | 2 | 0 | 0 | 0 | 0 | 0 | 0 | 0 | 0 | 0 | 0 | 0 | 0 | 0 | 0 |  | 1 | 1 | 4 | 1 | 1 | 1 | 1 | 1 | 1 | 1 | 1 | 1
SCE Metro | Hinson | 230 | 0 | 5.6 | 0 | 0 | 0 | 0 | 0 | 0 | 0 | 0 | 0 | 3.08 | 0 | 0 | 0 | 525 | 0 | 525 | 0 | 1 |  | 0 | 5.6 | 0 | 0 | 0 | 0 | 0 | 0 | 0 | 0 | 0 | 2.4 | 0 | 0 | 0 | 250 | 0 | 250 | 0 | 1 | 0 |  | 0 | 0 | 0 | 0 | 0 | 0 | 0 | 0 | 0 | 0 | 0 | 0 | 0 | 0 | 0 | 0 | 0 | 0 | 0 |  | 1 | 1 | 1 | 1 | 1 | 1 | 1 | 1 | 1 | 1 | 1 | 0
PG&E GBA | Hollister | 115 | 0 | 0 | 0 | 0 | 0 | 0 | 0 | 0 | 0 | 0 | 0 | 0 | 0 | 0 | 0 | 0 | 10 | 10 | 0 | 1 |  | 0 | 0 | 0 | 0 | 0 | 0 | 0 | 0 | 0 | 0 | 0 | 0 | 0 | 0 | 0 | 10 | 0 | 10 | 0 | 1 | 0 |  | 0 | 0 | 0 | 0 | 0 | 0 | 0 | 0 | 0 | 0 | 0 | 0 | 0 | 0 | 0 | 2 | 0 | 0 | 0 |  | 1 | 1 | 1 | 1 | 1 | 1 | 1 | 4 | 1 | 1 | 1 | 1
PG&E NGBA | Homestake | 115 | 0 | 0 | 0 | 0 | 0 | 0 | 0 | 0 | 0 | 0 | 0 | 0 | 0 | 0 | 0 | 0 | 0 | 0 | 0 | 0 |  | 0 | 0 | 0 | 0 | 0 | 0 | 0 | 0 | 0 | 0 | 0 | 0 | 0 | 0 | 0 | 0 | 0 | 0 | 0 | 0 | 1 |  | 0 | 0 | 0 | 0 | 0 | 0 | 0 | 0 | 0 | 0 | 0 | 0 | 0 | 0 | 0 | 0 | 0 | 0 | 0 |  | 1 | 1 | 1 | 1 | 1 | 1 | 1 | 1 | 1 | 1 | 1 | 0
PG&E NGBA | Honcut | 115 | 0 | 0 | 0 | 0 | 0 | 0 | 0 | 0 | 0 | 0 | 0 | 0 | 0 | 0 | 0 | 0 | 0 | 0 | 0 | 0 |  | 0 | 2 | 0 | 0 | 0 | 0 | 0 | 0 | 0 | 0 | 0 | 0 | 0 | 0 | 0 | 0 | 0 | 0 | 0 | 1 | 0 |  | 0 | 2 | 0 | 0 | 0 | 0 | 0 | 0 | 0 | 0 | 0 | 0 | 0 | 0 | 0 | 0 | 0 | 0 | 0 |  | 1 | 4 | 1 | 1 | 1 | 1 | 1 | 1 | 1 | 1 | 1 | 1
SDGE | Hoodoo Wash | 500 | 0 | 0 | 0 | 0 | 0 | 0 | 0 | 0 | 0 | 0 | 0 | 0 | 247.5 | 919 | 1166.5 | 547.5 | 50 | 597.5 | 0 | 1 |  | 0 | 0 | 0 | 0 | 0 | 0 | 0 | 0 | 0 | 0 | 0 | 0 | 250 | 875 | 1125 | 400 | 150 | 550 | 0 | 1 | 2 |  | 0 | 0 | 0 | 0 | 0 | 0 | 0 | 0 | 0 | 0 | 0 | 0 | 0 | 0 | 0 | 0 | 2 | 0 | 0 |  | 1 | 1 | 1 | 1 | 1 | 1 | 1 | 1 | 5 | 1 | 1 | 1
PG&E NGBA | Hopland | 115 | 0 | 0 | 0 | 0 | 0 | 0 | 0 | 0 | 0 | 0 | 0 | 0 | 0 | 0 | 0 | 0 | 0 | 0 | 0 | 0 |  | 0 | 0 | 0 | 0 | 0 | 0 | 0 | 0 | 0 | 0 | 0 | 0 | 0 | 0 | 0 | 0 | 0 | 0 | 0 | 0 | 1 |  | 0 | 0 | 0 | 0 | 0 | 0 | 0 | 0 | 0 | 0 | 0 | 0 | 0 | 0 | 0 | 0 | 0 | 0 | 0 |  | 1 | 1 | 1 | 1 | 1 | 1 | 1 | 1 | 1 | 1 | 1 | 0
PG&E NGBA | Hopland | 60 | 0 | 0 | 0 | 0 | 0 | 0 | 0 | 0 | 0 | 0 | 0 | 0 | 0 | 0 | 0 | 0 | 0 | 0 | 0 | 0 |  | 0 | 0 | 0 | 0 | 0 | 0 | 0 | 0 | 0 | 0 | 0 | 0 | 0 | 0 | 0 | 0 | 0 | 0 | 0 | 0 | 1 |  | 0 | 0 | 0 | 0 | 0 | 0 | 0 | 0 | 0 | 0 | 0 | 0 | 0 | 0 | 0 | 0 | 0 | 0 | 0 |  | 1 | 1 | 1 | 1 | 1 | 1 | 1 | 1 | 1 | 1 | 1 | 0
PG&E NGBA | Humboldt | 115 | 0 | 2.5 | 0 | 0 | 0 | 0 | 0 | 0 | 0 | 0 | 0 | 0 | 0 | 0 | 0 | 0 | 0 | 0 | 0 | 1 |  | 0 | 2.5 | 0 | 0 | 0 | 0 | 0 | 0 | 0 | 0 | 0 | 7.969 | 0 | 0 | 0 | 1.25 | 0 | 1.25 | 0 | 1 | 0 |  | 0 | 0 | 0 | 0 | 0 | 0 | 0 | 0 | 0 | 0 | 0 | 2 | 0 | 0 | 0 | 2 | 0 | 2 | 0 |  | 1 | 1 | 1 | 1 | 1 | 4 | 1 | 4 | 1 | 4 | 1 | 1
PG&E NGBA | Humboldt | 60 | 0 | 0 | 0 | 0 | 0 | 0 | 0 | 0 | 0 | 0 | 0 | 1.999 | 0 | 0 | 0 | 17.25 | 0 | 17.25 | 0 | 1 |  | 0 | 0 | 0 | 0 | 0 | 0 | 0 | 0 | 0 | 0 | 0 | 0 | 0 | 0 | 0 | 0 | 0 | 0 | 0 | 0 | 0 |  | 0 | 0 | 0 | 0 | 0 | 0 | 0 | 0 | 0 | 0 | 0 | 0 | 0 | 0 | 0 | 0 | 0 | 0 | 0 |  | 1 | 1 | 1 | 1 | 1 | 1 | 1 | 1 | 1 | 1 | 1 | 0
PG&E NGBA | Humboldt | 500 | 0 | 0 | 0 | 0 | 0 | 0 | 0 | 0 | 2680 | 0 | 2680 | 0 | 0 | 0 | 0 | 0 | 0 | 0 | 0 | 1 |  | 0 | 0 | 0 | 0 | 0 | 0 | 0 | 0 | 1607 | 0 | 1607 | 0 | 0 | 0 | 0 | 0 | 0 | 0 | 0 | 1 | 1 |  | 0 | 0 | 0 | 0 | 0 | 0 | 0 | 0 | 0 | 0 | 0 | 0 | 0 | 0 | 0 | 0 | 0 | 0 | 0 |  | 1 | 1 | 1 | 1 | 1 | 1 | 1 | 1 | 1 | 1 | 1 | 0
SCE Metro | Huntington Beach | 230 | 0 | 0 | 0 | 0 | 0 | 0 | 0 | 0 | 0 | 0 | 0 | 0 | 0 | 0 | 0 | 0 | 0 | 0 | 0 | 0 |  | 0 | 0 | 0 | 0 | 0 | 0 | 0 | 0 | 0 | 0 | 0 | 0 | 0 | 0 | 0 | 0 | 0 | 0 | 0 | 0 | 0 |  | 0 | 0 | 0 | 0 | 0 | 0 | 0 | 0 | 0 | 0 | 0 | 0 | 0 | 0 | 0 | 0 | 0 | 0 | 0 |  | 1 | 1 | 1 | 1 | 1 | 1 | 1 | 1 | 1 | 1 | 1 | 0
PG&E NGBA | Ignacio | 115 | 0 | 0.65 | 0 | 0 | 0 | 0 | 0 | 0 | 0 | 0 | 0 | 0 | 0 | 0 | 0 | 0 | 0 | 0 | 0 | 1 |  | 0 | 0 | 0 | 0 | 0 | 0 | 0 | 0 | 0 | 0 | 0 | 0 | 0 | 0 | 0 | 0 | 0 | 0 | 0 | 0 | 1 |  | 0 | 0 | 0 | 0 | 0 | 0 | 0 | 0 | 0 | 0 | 0 | 0 | 0 | 0 | 0 | 0 | 0 | 0 | 0 |  | 1 | 1 | 1 | 1 | 1 | 1 | 1 | 1 | 1 | 1 | 1 | 0
PG&E NGBA | Ignacio | 230 | 0 | 0 | 0 | 0 | 0 | 0 | 0 | 0 | 0 | 0 | 0 | 0 | 0 | 0 | 0 | 0 | 0 | 0 | 0 | 0 |  | 0 | 0 | 0 | 0 | 0 | 0 | 0 | 0 | 0 | 0 | 0 | 0 | 0 | 0 | 0 | 0 | 0 | 0 | 0 | 0 | 1 |  | 0 | 0 | 0 | 0 | 0 | 0 | 0 | 0 | 0 | 0 | 0 | 0 | 0 | 0 | 0 | 0 | 0 | 0 | 0 |  | 1 | 1 | 1 | 1 | 1 | 1 | 1 | 1 | 1 | 1 | 1 | 0
PG&E NGBA | Ignacio | 60 | 0 | 0 | 0 | 0 | 0 | 0 | 0 | 0 | 0 | 0 | 0 | 0 | 0 | 0 | 0 | 0 | 0 | 0 | 0 | 0 |  | 0 | 0 | 0 | 0 | 0 | 0 | 0 | 0 | 0 | 0 | 0 | 0 | 0 | 0 | 0 | 0 | 0 | 0 | 0 | 0 | 1 |  | 0 | 0 | 0 | 0 | 0 | 0 | 0 | 0 | 0 | 0 | 0 | 0 | 0 | 0 | 0 | 0 | 0 | 0 | 0 |  | 1 | 1 | 1 | 1 | 1 | 1 | 1 | 1 | 1 | 1 | 1 | 0
SDGE | Imperial Beach | 69 | 0 | 0 | 0 | 0 | 0 | 0 | 0 | 0 | 0 | 0 | 0 | 0 | 0 | 0 | 0 | 3 | 0 | 3 | 0 | 1 |  | 0 | 0 | 0 | 0 | 0 | 0 | 0 | 0 | 0 | 0 | 0 | 0 | 0 | 0 | 0 | 0 | 0 | 0 | 0 | 0 | 4 |  | 0 | 0 | 0 | 0 | 0 | 0 | 0 | 0 | 0 | 0 | 0 | 0 | 0 | 0 | 0 | 0 | 0 | 0 | 0 |  | 1 | 1 | 1 | 1 | 1 | 1 | 1 | 1 | 1 | 1 | 1 | 0
SDGE | Imperial Valley | 230 | 140 | 0 | 0 | 0 | 0 | 0 | 0 | 0 | 0 | 0 | 0 | 0 | 0 | 492 | 492 | 578 | 150 | 728 | 0 | 1 |  | 160 | 0 | 0 | 0 | 0 | 0 | 0 | 0 | 0 | 0 | 0 | 0 | 200 | 162 | 362 | 174 | 63 | 237 | 0 | 1 | 6 |  | 1 | 0 | 0 | 0 | 0 | 0 | 0 | 0 | 0 | 0 | 0 | 0 | 2 | 0 | 0 | 0 | 0 | 0 | 0 |  | 3 | 1 | 1 | 1 | 1 | 1 | 5 | 1 | 1 | 1 | 1 | 1
SDGE | Imperial Valley | 500 | 0 | 0 | 0 | 0 | 0 | 0 | 0 | 0 | 0 | 0 | 0 | 0 | 0 | 0 | 0 | 0 | 0 | 0 | 0 | 0 |  | 0 | 0 | 0 | 0 | 0 | 0 | 0 | 0 | 0 | 0 | 0 | 0 | 0 | 0 | 0 | 0 | 0 | 0 | 0 | 0 | 6 |  | 0 | 0 | 0 | 0 | 0 | 0 | 0 | 0 | 0 | 0 | 0 | 0 | 0 | 0 | 0 | 0 | 0 | 0 | 0 |  | 1 | 1 | 1 | 1 | 1 | 1 | 1 | 1 | 1 | 1 | 1 | 0
EOP | Innovation | 138 | 0 | 0 | 0 | 0 | 0 | 0 | 0 | 0 | 0 | 0 | 0 | 0 | 0 | 0 | 0 | 0 | 0 | 0 | 0 | 0 |  | 0 | 0 | 0 | 0 | 0 | 0 | 0 | 0 | 0 | 0 | 0 | 0 | 0 | 0 | 0 | 0 | 0 | 0 | 0 | 0 | 2 |  | 0 | 0 | 0 | 0 | 0 | 0 | 0 | 0 | 0 | 0 | 0 | 0 | 0 | 0 | 0 | 0 | 0 | 0 | 0 |  | 1 | 1 | 1 | 1 | 1 | 1 | 1 | 1 | 1 | 1 | 1 | 0
EOP | Innovation | 230 | 0 | 0 | 0 | 0 | 0 | 0 | 0 | 0 | 0 | 0 | 0 | 0 | 300 | 300 | 600 | 0 | 50 | 50 | 0 | 1 |  | 0 | 0 | 0 | 0 | 0 | 0 | 0 | 0 | 0 | 0 | 0 | 0 | 300 | 200 | 500 | 100 | 50 | 150 | 0 | 1 | 2 |  | 0 | 0 | 0 | 0 | 0 | 0 | 0 | 0 | 0 | 0 | 0 | 0 | 0 | 0 | 0 | 2 | 0 | 2 | 0 |  | 1 | 1 | 1 | 1 | 1 | 1 | 1 | 5 | 1 | 5 | 1 | 1
SCE NOL | Inyokern | 115 | 0 | 1.5 | 0 | 0 | 0 | 0 | 0 | 0 | 0 | 0 | 0 | 0 | 0 | 31.8 | 31.8 | 25 | 0 | 25 | 0 | 1 |  | 0 | 0 | 0 | 0 | 0 | 0 | 0 | 0 | 0 | 0 | 0 | 0 | 0 | 0 | 0 | 0 | 0 | 0 | 0 | 0 | 3 |  | 0 | 0 | 0 | 0 | 0 | 0 | 0 | 0 | 0 | 0 | 0 | 0 | 0 | 0 | 0 | 0 | 0 | 0 | 0 |  | 1 | 1 | 1 | 1 | 1 | 1 | 1 | 1 | 1 | 1 | 1 | 0
EOP | IS Tap | 138 | 0 | 0 | 0 | 0 | 0 | 0 | 0 | 0 | 0 | 0 | 0 | 0 | 0 | 0 | 0 | 0 | 0 | 0 | 0 | 0 |  | 0 | 0 | 0 | 0 | 0 | 0 | 0 | 0 | 0 | 0 | 0 | 0 | 0 | 0 | 0 | 0 | 0 | 0 | 0 | 0 | 2 |  | 0 | 0 | 0 | 0 | 0 | 0 | 0 | 0 | 0 | 0 | 0 | 0 | 0 | 0 | 0 | 0 | 0 | 0 | 0 |  | 1 | 1 | 1 | 1 | 1 | 1 | 1 | 1 | 1 | 1 | 1 | 0
EOP | Ivanpah | 115 | 0 | 0 | 0 | 0 | 0 | 0 | 0 | 0 | 0 | 0 | 0 | 0 | 0 | 0 | 0 | 0 | 0 | 0 | 0 | 0 |  | 0 | 0 | 0 | 0 | 0 | 0 | 0 | 0 | 0 | 0 | 0 | 0 | 0 | 0 | 0 | 0 | 0 | 0 | 0 | 0 | 1 |  | 0 | 0 | 0 | 0 | 0 | 0 | 0 | 0 | 0 | 0 | 0 | 0 | 0 | 0 | 0 | 0 | 0 | 0 | 0 |  | 1 | 1 | 1 | 1 | 1 | 1 | 1 | 1 | 1 | 1 | 1 | 0
EOP | Ivanpah | 230 | 0 | 0 | 0 | 0 | 0 | 0 | 0 | 0 | 0 | 0 | 0 | 0 | 0 | 0 | 0 | 0 | 0 | 0 | 0 | 0 |  | 0 | 0 | 0 | 0 | 0 | 0 | 0 | 0 | 0 | 0 | 0 | 0 | 0 | 0 | 0 | 0 | 0 | 0 | 0 | 0 | 1 |  | 0 | 0 | 0 | 0 | 0 | 0 | 0 | 0 | 0 | 0 | 0 | 0 | 0 | 0 | 0 | 0 | 0 | 0 | 0 |  | 1 | 1 | 1 | 1 | 1 | 1 | 1 | 1 | 1 | 1 | 1 | 0
EOP | Jackass (DOE) | 138 | 0 | 0 | 0 | 0 | 0 | 0 | 0 | 0 | 0 | 0 | 0 | 0 | 0 | 0 | 0 | 0 | 0 | 0 | 0 | 0 |  | 0 | 0 | 0 | 0 | 0 | 0 | 0 | 0 | 0 | 0 | 0 | 0 | 0 | 0 | 0 | 0 | 0 | 0 | 0 | 0 | 2 |  | 0 | 0 | 0 | 0 | 0 | 0 | 0 | 0 | 0 | 0 | 0 | 0 | 0 | 0 | 0 | 0 | 0 | 0 | 0 |  | 1 | 1 | 1 | 1 | 1 | 1 | 1 | 1 | 1 | 1 | 1 | 0
PG&E NGBA | James B Black | 230 | 0 | 0 | 0 | 0 | 0 | 0 | 0 | 0 | 0 | 0 | 0 | 0 | 0 | 0 | 0 | 0 | 0 | 0 | 0 | 0 |  | 0 | 0 | 0 | 0 | 0 | 0 | 0 | 0 | 0 | 0 | 0 | 0 | 0 | 0 | 0 | 0 | 0 | 0 | 0 | 0 | 0 |  | 0 | 0 | 0 | 0 | 0 | 0 | 0 | 0 | 0 | 0 | 0 | 0 | 0 | 0 | 0 | 0 | 0 | 0 | 0 |  | 1 | 1 | 1 | 1 | 1 | 1 | 1 | 1 | 1 | 1 | 1 | 0
PG&E GBA | Jefferson | 230 | 0 | 0 | 0 | 0 | 0 | 0 | 0 | 0 | 0 | 0 | 0 | 0 | 0 | 0 | 0 | 0 | 0 | 0 | 0 | 0 |  | 0 | 0 | 0 | 0 | 0 | 0 | 0 | 0 | 0 | 0 | 0 | 0 | 0 | 0 | 0 | 0 | 0 | 0 | 0 | 0 | 1 |  | 0 | 0 | 0 | 0 | 0 | 0 | 0 | 0 | 0 | 0 | 0 | 0 | 0 | 0 | 0 | 0 | 0 | 0 | 0 |  | 1 | 1 | 1 | 1 | 1 | 1 | 1 | 1 | 1 | 1 | 1 | 0
PG&E NGBA | Jessup | 115 | 0 | 17 | 0 | 0 | 0 | 0 | 0 | 0 | 0 | 0 | 0 | 0 | 0 | 0 | 0 | 0 | 0 | 0 | 0 | 1 |  | 0 | 6 | 0 | 0 | 0 | 0 | 0 | 0 | 0 | 0 | 0 | 0 | 0 | 0 | 0 | 0 | 0 | 0 | 0 | 1 | 0 |  | 0 | 0 | 0 | 0 | 0 | 0 | 0 | 0 | 0 | 0 | 0 | 0 | 0 | 0 | 0 | 0 | 0 | 0 | 0 |  | 1 | 1 | 1 | 1 | 1 | 1 | 1 | 1 | 1 | 1 | 1 | 0
SCE Metro | Johanna | 230 | 0 | 0 | 0 | 0 | 0 | 0 | 0 | 0 | 0 | 0 | 0 | 0 | 0 | 0 | 0 | 0 | 0 | 0 | 0 | 0 |  | 0 | 0 | 0 | 0 | 0 | 0 | 0 | 0 | 0 | 0 | 0 | 0 | 0 | 0 | 0 | 40 | 50 | 90 | 0 | 1 | 0 |  | 0 | 0 | 0 | 0 | 0 | 0 | 0 | 0 | 0 | 0 | 0 | 0 | 0 | 0 | 0 | 2 | 2 | 2 | 0 |  | 1 | 1 | 1 | 1 | 1 | 1 | 1 | 4 | 4 | 4 | 1 | 1
SCE Eastern | Julian Hinds | 230 | 0 | 0 | 0 | 0 | 0 | 0 | 0 | 0 | 0 | 0 | 0 | 0 | 0 | 0 | 0 | 0 | 0 | 0 | 0 | 0 |  | 0 | 0 | 0 | 0 | 0 | 0 | 0 | 0 | 0 | 0 | 0 | 0 | 0 | 0 | 0 | 0 | 0 | 0 | 0 | 0 | 1 |  | 0 | 0 | 0 | 0 | 0 | 0 | 0 | 0 | 0 | 0 | 0 | 0 | 0 | 0 | 0 | 0 | 0 | 0 | 0 |  | 1 | 1 | 1 | 1 | 1 | 1 | 1 | 1 | 1 | 1 | 1 | 0
PG&E GBA | Kasson | 115 | 0 | 0 | 0 | 0 | 0 | 0 | 0 | 0 | 0 | 0 | 0 | 0 | 0 | 0 | 0 | 0 | 0 | 0 | 0 | 0 |  | 0 | 0 | 0 | 0 | 0 | 0 | 0 | 0 | 0 | 0 | 0 | 0 | 0 | 0 | 0 | 0 | 0 | 0 | 0 | 0 | 0 |  | 0 | 0 | 0 | 0 | 0 | 0 | 0 | 0 | 0 | 0 | 0 | 0 | 0 | 0 | 0 | 0 | 0 | 0 | 0 |  | 1 | 1 | 1 | 1 | 1 | 1 | 1 | 1 | 1 | 1 | 1 | 0
PG&E GBA | Kasson | 60 | 0 | 0 | 0 | 0 | 0 | 0 | 0 | 0 | 0 | 0 | 0 | 0 | 0 | 0 | 0 | 0 | 0 | 0 | 0 | 0 |  | 0 | 0 | 0 | 0 | 0 | 0 | 0 | 0 | 0 | 0 | 0 | 0 | 0 | 0 | 0 | 0 | 0 | 0 | 0 | 0 | 0 |  | 0 | 0 | 0 | 0 | 0 | 0 | 0 | 0 | 0 | 0 | 0 | 0 | 0 | 0 | 0 | 0 | 0 | 0 | 0 |  | 1 | 1 | 1 | 1 | 1 | 1 | 1 | 1 | 1 | 1 | 1 | 0
PG&E FRESNO | Kearney | 230 | 0 | 0 | 0 | 0 | 0 | 0 | 0 | 0 | 0 | 0 | 0 | 10 | 0 | 0 | 0 | 0 | 0 | 0 | 0 | 1 |  | 0 | 0 | 0 | 0 | 0 | 0 | 0 | 0 | 0 | 0 | 0 | 10 | 0 | 0 | 0 | 0 | 0 | 0 | 0 | 1 | 1 |  | 0 | 0 | 0 | 0 | 0 | 0 | 0 | 0 | 0 | 0 | 0 | 0 | 0 | 0 | 0 | 0 | 0 | 0 | 0 |  | 1 | 1 | 1 | 1 | 1 | 1 | 1 | 1 | 1 | 1 | 1 | 0
PG&E FRESNO | Kearney | 70 | 0 | 0 | 0 | 0 | 0 | 0 | 0 | 0 | 0 | 0 | 0 | 0 | 0 | 0 | 0 | 0 | 0 | 0 | 0 | 0 |  | 0 | 0 | 0 | 0 | 0 | 0 | 0 | 0 | 0 | 0 | 0 | 0 | 0 | 0 | 0 | 0 | 0 | 0 | 0 | 0 | 2 |  | 0 | 0 | 0 | 0 | 0 | 0 | 0 | 0 | 0 | 0 | 0 | 0 | 0 | 0 | 0 | 0 | 0 | 0 | 0 |  | 1 | 1 | 1 | 1 | 1 | 1 | 1 | 1 | 1 | 1 | 1 | 0
PG&E GBA | Kelso | 230 | 0 | 0 | 80.8 | 3.45 | 84.25 | 0 | 0 | 0 | 0 | 0 | 0 | 0 | 0 | 0 | 0 | 90.7 | 0 | 90.7 | 0 | 1 |  | 0 | 0 | 151 | 45 | 196 | 0 | 0 | 0 | 0 | 0 | 0 | 0 | 0 | 0 | 0 | 0 | 0 | 0 | 0 | 1 | 0 |  | 0 | 0 | 2 | 2 | 2 | 0 | 0 | 0 | 0 | 0 | 0 | 0 | 0 | 0 | 0 | 0 | 0 | 0 | 0 |  | 1 | 1 | 4 | 1 | 1 | 1 | 1 | 1 | 1 | 1 | 1 | 1
PG&E FRESNO | Kerchoff 1 | 115 | 0 | 2 | 0 | 0 | 0 | 0 | 0 | 0 | 0 | 0 | 0 | 0 | 0 | 0 | 0 | 0 | 0 | 0 | 0 | 1 |  | 0 | 0 | 0 | 0 | 0 | 0 | 0 | 0 | 0 | 0 | 0 | 0 | 0 | 0 | 0 | 0 | 0 | 0 | 0 | 0 | 1 |  | 0 | 0 | 0 | 0 | 0 | 0 | 0 | 0 | 0 | 0 | 0 | 0 | 0 | 0 | 0 | 0 | 0 | 0 | 0 |  | 1 | 1 | 1 | 1 | 1 | 1 | 1 | 1 | 1 | 1 | 1 | 0
PG&E KERN | Kern Oil | 115 | 0 | 0 | 0 | 0 | 0 | 0 | 0 | 0 | 0 | 0 | 0 | 1 | 0 | 0 | 0 | 0 | 0 | 0 | 0 | 1 |  | 0 | 0 | 0 | 0 | 0 | 0 | 0 | 0 | 0 | 0 | 0 | 1 | 0 | 0 | 0 | 0 | 0 | 0 | 0 | 1 | 0 |  | 0 | 0 | 0 | 0 | 0 | 0 | 0 | 0 | 0 | 0 | 0 | 0 | 0 | 0 | 0 | 0 | 0 | 0 | 0 |  | 1 | 1 | 1 | 1 | 1 | 1 | 1 | 1 | 1 | 1 | 1 | 0
PG&E KERN | Kern PP | 115 | 0 | 0 | 0 | 0 | 0 | 0 | 0 | 0 | 0 | 0 | 0 | 0 | 0 | 0 | 0 | 0 | 0 | 0 | 0 | 0 |  | 0 | 0 | 0 | 0 | 0 | 0 | 0 | 0 | 0 | 0 | 0 | 0 | 0 | 0 | 0 | 0 | 0 | 0 | 0 | 0 | 0 |  | 0 | 0 | 0 | 0 | 0 | 0 | 0 | 0 | 0 | 0 | 0 | 0 | 0 | 0 | 0 | 0 | 0 | 0 | 0 |  | 1 | 1 | 1 | 1 | 1 | 1 | 1 | 1 | 1 | 1 | 1 | 0
PG&E KERN | Kern PP | 230 | 0 | 0 | 0 | 0 | 0 | 0 | 0 | 0 | 0 | 0 | 0 | 0 | 0 | 0 | 0 | 0 | 0 | 0 | 0 | 0 |  | 0 | 0 | 0 | 0 | 0 | 0 | 0 | 0 | 0 | 0 | 0 | 0 | 0 | 0 | 0 | 0 | 0 | 0 | 0 | 0 | 0 |  | 0 | 0 | 0 | 0 | 0 | 0 | 0 | 0 | 0 | 0 | 0 | 0 | 0 | 0 | 0 | 0 | 0 | 0 | 0 |  | 1 | 1 | 1 | 1 | 1 | 1 | 1 | 1 | 1 | 1 | 1 | 0
PG&E KERN | Kern PP | 70 | 0 | 0 | 0 | 0 | 0 | 0 | 0 | 0 | 0 | 0 | 0 | 0 | 0 | 0 | 0 | 0 | 0 | 0 | 0 | 0 |  | 0 | 0 | 0 | 0 | 0 | 0 | 0 | 0 | 0 | 0 | 0 | 0 | 0 | 0 | 0 | 0 | 0 | 0 | 0 | 0 | 0 |  | 0 | 0 | 0 | 0 | 0 | 0 | 0 | 0 | 0 | 0 | 0 | 0 | 0 | 0 | 0 | 0 | 0 | 0 | 0 |  | 1 | 1 | 1 | 1 | 1 | 1 | 1 | 1 | 1 | 1 | 1 | 0
PG&E KERN | Kernridge | 115 | 0 | 0 | 0 | 0 | 0 | 0 | 0 | 0 | 0 | 0 | 0 | 0 | 0 | 0 | 0 | 0 | 0 | 0 | 0 | 0 |  | 0 | 0 | 0 | 0 | 0 | 0 | 0 | 0 | 0 | 0 | 0 | 0 | 0 | 0 | 0 | 0 | 0 | 0 | 0 | 0 | 0 |  | 0 | 0 | 0 | 0 | 0 | 0 | 0 | 0 | 0 | 0 | 0 | 0 | 0 | 0 | 0 | 0 | 0 | 0 | 0 |  | 1 | 1 | 1 | 1 | 1 | 1 | 1 | 1 | 1 | 1 | 1 | 0
PG&E FRESNO | Kingsburg | 115 | 0 | 0 | 0 | 0 | 0 | 0 | 0 | 0 | 0 | 0 | 0 | 0 | 0 | 0 | 0 | 0 | 0 | 0 | 0 | 0 |  | 0 | 0 | 0 | 0 | 0 | 0 | 0 | 0 | 0 | 0 | 0 | 0 | 0 | 0 | 0 | 0 | 0 | 0 | 0 | 0 | 2 |  | 0 | 0 | 0 | 0 | 0 | 0 | 0 | 0 | 0 | 0 | 0 | 0 | 0 | 0 | 0 | 0 | 0 | 0 | 0 |  | 1 | 1 | 1 | 1 | 1 | 1 | 1 | 1 | 1 | 1 | 1 | 0
PG&E GBA | Kirker | 115 | 0 | 0 | 0 | 0 | 0 | 0 | 0 | 0 | 0 | 0 | 0 | 2.9 | 0 | 0 | 0 | 0 | 0 | 0 | 0 | 1 |  | 0 | 0 | 0 | 0 | 0 | 0 | 0 | 0 | 0 | 0 | 0 | 3.9 | 0 | 0 | 0 | 20 | 0 | 20 | 0 | 1 | 0 |  | 0 | 0 | 0 | 0 | 0 | 0 | 0 | 0 | 0 | 0 | 0 | 1 | 0 | 0 | 0 | 2 | 0 | 2 | 0 |  | 1 | 1 | 1 | 1 | 1 | 3 | 1 | 4 | 1 | 4 | 1 | 1
PG&E NGBA | Knights Landing | 115 | 0 | 0 | 0 | 0 | 0 | 0 | 0 | 0 | 0 | 0 | 0 | 0 | 0 | 0 | 0 | 0 | 0 | 0 | 0 | 0 |  | 0 | 0 | 0 | 0 | 0 | 0 | 0 | 0 | 0 | 0 | 0 | 0 | 0 | 0 | 0 | 0 | 0 | 0 | 0 | 0 | 0 |  | 0 | 0 | 0 | 0 | 0 | 0 | 0 | 0 | 0 | 0 | 0 | 0 | 0 | 0 | 0 | 0 | 0 | 0 | 0 |  | 1 | 1 | 1 | 1 | 1 | 1 | 1 | 1 | 1 | 1 | 1 | 0
PG&E NGBA | Konocti | 60 | 0 | 0.2 | 0 | 0 | 0 | 0 | 0 | 0 | 0 | 0 | 0 | 0 | 0 | 0 | 0 | 0 | 0 | 0 | 0 | 1 |  | 0 | 0 | 0 | 0 | 0 | 0 | 0 | 0 | 0 | 0 | 0 | 0 | 0 | 0 | 0 | 0 | 0 | 0 | 0 | 0 | 1 |  | 0 | 0 | 0 | 0 | 0 | 0 | 0 | 0 | 0 | 0 | 0 | 0 | 0 | 0 | 0 | 0 | 0 | 0 | 0 |  | 1 | 1 | 1 | 1 | 1 | 1 | 1 | 1 | 1 | 1 | 1 | 0
SCE NOL | Kramer | 115 | 0 | 0 | 0 | 0 | 0 | 0 | 0 | 0 | 0 | 0 | 0 | 4 | 0 | 8 | 8 | 0 | 6 | 6 | 0 | 1 |  | 0 | 0 | 0 | 0 | 0 | 0 | 0 | 0 | 0 | 0 | 0 | 8 | 0 | 33 | 33 | 30 | 0 | 30 | 0 | 1 | 3 |  | 0 | 0 | 0 | 0 | 0 | 0 | 0 | 0 | 0 | 0 | 0 | 2 | 0 | 2 | 2 | 2 | 0 | 2 | 0 |  | 1 | 1 | 1 | 1 | 1 | 5 | 4 | 5 | 1 | 5 | 1 | 1
SCE NOL | Kramer | 230 | 0 | 0 | 0 | 0 | 0 | 0 | 0 | 0 | 0 | 0 | 0 | 0 | 75 | 200 | 275 | 268.7 | 0 | 268.7 | 0 | 1 |  | 0 | 0 | 0 | 0 | 0 | 0 | 0 | 0 | 0 | 0 | 0 | 0 | 161 | 450 | 611 | 306 | 80 | 386 | 0 | 1 | 3 |  | 0 | 0 | 0 | 0 | 0 | 0 | 0 | 0 | 0 | 0 | 0 | 0 | 2 | 2 | 2 | 1 | 2 | 1 | 0 |  | 1 | 1 | 1 | 1 | 1 | 1 | 5 | 3 | 5 | 3 | 1 | 1
SCE Metro | La Cienega | 230 | 0 | 0 | 0 | 0 | 0 | 0 | 0 | 0 | 0 | 0 | 0 | 0 | 0 | 0 | 0 | 0 | 0 | 0 | 0 | 0 |  | 0 | 0 | 0 | 0 | 0 | 0 | 0 | 0 | 0 | 0 | 0 | 0 | 0 | 0 | 0 | 0 | 0 | 0 | 0 | 0 | 0 |  | 0 | 0 | 0 | 0 | 0 | 0 | 0 | 0 | 0 | 0 | 0 | 0 | 0 | 0 | 0 | 0 | 0 | 0 | 0 |  | 1 | 1 | 1 | 1 | 1 | 1 | 1 | 1 | 1 | 1 | 1 | 0
SCE Metro | La Fresa | 230 | 0 | 0 | 0 | 0 | 0 | 0 | 0 | 0 | 0 | 0 | 0 | 0.64 | 0 | 0 | 0 | 0 | 0 | 0 | 0 | 1 |  | 0 | 0 | 0 | 0 | 0 | 0 | 0 | 0 | 0 | 0 | 0 | 0.64 | 0 | 0 | 0 | 0 | 0 | 0 | 0 | 1 | 0 |  | 0 | 0 | 0 | 0 | 0 | 0 | 0 | 0 | 0 | 0 | 0 | 0 | 0 | 0 | 0 | 0 | 0 | 0 | 0 |  | 1 | 1 | 1 | 1 | 1 | 1 | 1 | 1 | 1 | 1 | 1 | 0
SCE Metro | Laguna Bell | 230 | 0 | 0 | 0 | 0 | 0 | 0 | 0 | 0 | 0 | 0 | 0 | 3.27 | 0 | 0 | 0 | 350 | 150 | 500 | 0 | 1 |  | 0 | 0 | 0 | 0 | 0 | 0 | 0 | 0 | 0 | 0 | 0 | 0 | 0 | 0 | 0 | 600 | 0 | 600 | 0 | 1 | 0 |  | 0 | 0 | 0 | 0 | 0 | 0 | 0 | 0 | 0 | 0 | 0 | 0 | 0 | 0 | 0 | 2 | 0 | 1 | 0 |  | 1 | 1 | 1 | 1 | 1 | 1 | 1 | 4 | 1 | 3 | 1 | 1
PG&E KERN | Lakeview | 70 | 0 | 0 | 0 | 0 | 0 | 0 | 0 | 0 | 0 | 0 | 0 | 0 | 0 | 70 | 70 | 65.5 | 0 | 65.5 | 0 | 1 |  | 0 | 0 | 0 | 0 | 0 | 0 | 0 | 0 | 0 | 0 | 0 | 0 | 0 | 70 | 70 | 64.4 | 0 | 64.4 | 0 | 1 | 0 |  | 0 | 0 | 0 | 0 | 0 | 0 | 0 | 0 | 0 | 0 | 0 | 0 | 0 | 0 | 0 | 0 | 0 | 0 | 0 |  | 1 | 1 | 1 | 1 | 1 | 1 | 1 | 1 | 1 | 1 | 1 | 0
PG&E NGBA | Lakeville | 230 | 0 | 0 | 0 | 0 | 0 | 0 | 0 | 0 | 0 | 0 | 0 | 0 | 0 | 0 | 0 | 0 | 0 | 0 | 0 | 0 |  | 0 | 0.995 | 0 | 0 | 0 | 0 | 0 | 0 | 0 | 0 | 0 | 0 | 0 | 11.6 | 11.6 | 41 | 0 | 41 | 0 | 1 | 2 |  | 0 | 2 | 0 | 0 | 0 | 0 | 0 | 0 | 0 | 0 | 0 | 0 | 0 | 2 | 2 | 2 | 0 | 2 | 0 |  | 1 | 5 | 1 | 1 | 1 | 1 | 4 | 5 | 1 | 5 | 1 | 1
PG&E NGBA | Lakeville | 60 | 0 | 0 | 0 | 0 | 0 | 0 | 0 | 0 | 0 | 0 | 0 | 4 | 0 | 0 | 0 | 0 | 0 | 0 | 0 | 1 |  | 0 | 0 | 0 | 0 | 0 | 0 | 0 | 0 | 0 | 0 | 0 | 0 | 0 | 0 | 0 | 0 | 0 | 0 | 0 | 0 | 2 |  | 0 | 0 | 0 | 0 | 0 | 0 | 0 | 0 | 0 | 0 | 0 | 0 | 0 | 0 | 0 | 0 | 0 | 0 | 0 |  | 1 | 1 | 1 | 1 | 1 | 1 | 1 | 1 | 1 | 1 | 1 | 0
PG&E NGBA | Lakeville | 115 | 0 | 0 | 0 | 0 | 0 | 0 | 0 | 0 | 0 | 0 | 0 | 0 | 0 | 0 | 0 | 50 | 0 | 50 | 0 | 1 |  | 0 | 0 | 0 | 0 | 0 | 0 | 0 | 0 | 0 | 0 | 0 | 0 | 0 | 0 | 0 | 0 | 0 | 0 | 0 | 0 | 2 |  | 0 | 0 | 0 | 0 | 0 | 0 | 0 | 0 | 0 | 0 | 0 | 0 | 0 | 0 | 0 | 0 | 0 | 0 | 0 |  | 1 | 1 | 1 | 1 | 1 | 1 | 1 | 1 | 1 | 1 | 1 | 0
PG&E GBA | Lakewood | 115 | 0 | 0 | 0 | 0 | 0 | 0 | 0 | 0 | 0 | 0 | 0 | 0 | 0 | 0 | 0 | 0 | 0 | 0 | 0 | 0 |  | 0 | 0 | 0 | 0 | 0 | 0 | 0 | 0 | 0 | 0 | 0 | 0 | 0 | 0 | 0 | 0 | 0 | 0 | 0 | 0 | 0 |  | 0 | 0 | 0 | 0 | 0 | 0 | 0 | 0 | 0 | 0 | 0 | 0 | 0 | 0 | 0 | 0 | 0 | 0 | 0 |  | 1 | 1 | 1 | 1 | 1 | 1 | 1 | 1 | 1 | 1 | 1 | 0
PG&E NGBA | Lambie | 230 | 0 | 0 | 0 | 0 | 0 | 0 | 0 | 0 | 0 | 0 | 0 | 0 | 0 | 0 | 0 | 0 | 0 | 0 | 0 | 0 |  | 0 | 0 | 0 | 0 | 0 | 0 | 0 | 0 | 0 | 0 | 0 | 0 | 0 | 0 | 0 | 0 | 0 | 0 | 0 | 0 | 0 |  | 0 | 0 | 0 | 0 | 0 | 0 | 0 | 0 | 0 | 0 | 0 | 0 | 0 | 0 | 0 | 0 | 0 | 0 | 0 |  | 1 | 1 | 1 | 1 | 1 | 1 | 1 | 1 | 1 | 1 | 1 | 0
PG&E GBA | Lammers | 115 | 0 | 0 | 0 | 0 | 0 | 0 | 0 | 0 | 0 | 0 | 0 | 0 | 0 | 0 | 0 | 0 | 0 | 0 | 0 | 0 |  | 0 | 0 | 0 | 0 | 0 | 0 | 0 | 0 | 0 | 0 | 0 | 1.1 | 0 | 0 | 0 | 0 | 0 | 0 | 0 | 1 | 0 |  | 0 | 0 | 0 | 0 | 0 | 0 | 0 | 0 | 0 | 0 | 0 | 2 | 0 | 0 | 0 | 0 | 0 | 0 | 0 |  | 1 | 1 | 1 | 1 | 1 | 4 | 1 | 1 | 1 | 1 | 1 | 1
PG&E KERN | Lamont | 115 | 0 | 5 | 0 | 0 | 0 | 0 | 0 | 0 | 0 | 0 | 0 | 4 | 30 | 170 | 200 | 0 | 55 | 55 | 0 | 1 |  | 0 | 5 | 0 | 0 | 0 | 0 | 0 | 0 | 0 | 0 | 0 | 3.2 | 0 | 102 | 102 | 0 | 45 | 45 | 0 | 1 | 0 |  | 0 | 0 | 0 | 0 | 0 | 0 | 0 | 0 | 0 | 0 | 0 | 0 | 0 | 0 | 0 | 0 | 0 | 0 | 0 |  | 1 | 1 | 1 | 1 | 1 | 1 | 1 | 1 | 1 | 1 | 1 | 0
PG&E FRESNO | Las Aguilas | 230 | 0 | 0 | 0 | 0 | 0 | 0 | 0 | 0 | 0 | 0 | 0 | 0 | 0 | 0 | 0 | 0 | 0 | 0 | 0 | 0 |  | 0 | 0 | 0 | 0 | 0 | 0 | 0 | 0 | 0 | 0 | 0 | 0 | 0 | 0 | 0 | 0 | 0 | 0 | 0 | 0 | 1 |  | 0 | 0 | 0 | 0 | 0 | 0 | 0 | 0 | 0 | 0 | 0 | 0 | 0 | 0 | 0 | 0 | 0 | 0 | 0 |  | 1 | 1 | 1 | 1 | 1 | 1 | 1 | 1 | 1 | 1 | 1 | 0
EOP | Lathrop | 138 | 0 | 0 | 0 | 0 | 0 | 0 | 0 | 0 | 0 | 0 | 0 | 0 | 0 | 0 | 0 | 0 | 0 | 0 | 0 | 0 |  | 0 | 0 | 310 | 0 | 310 | 0 | 0 | 0 | 0 | 0 | 0 | 0 | 25 | 325 | 350 | 150 | 0 | 150 | 0 | 1 | 2 |  | 0 | 0 | 2 | 0 | 2 | 0 | 0 | 0 | 0 | 0 | 0 | 0 | 2 | 2 | 2 | 2 | 0 | 2 | 0 |  | 1 | 1 | 5 | 1 | 1 | 1 | 5 | 5 | 1 | 5 | 1 | 1
EOP | Lathrop | 230 | 0 | 0 | 300 | 0 | 300 | 0 | 0 | 0 | 0 | 0 | 0 | 0 | 200 | 250 | 450 | 0 | 75 | 75 | 0 | 1 |  | 0 | 0 | 0 | 0 | 0 | 0 | 0 | 0 | 0 | 0 | 0 | 0 | 0 | 0 | 0 | 0 | 0 | 0 | 0 | 0 | 2 |  | 0 | 0 | 0 | 0 | 0 | 0 | 0 | 0 | 0 | 0 | 0 | 0 | 0 | 0 | 0 | 0 | 0 | 0 | 0 |  | 1 | 1 | 1 | 1 | 1 | 1 | 1 | 1 | 1 | 1 | 1 | 0
PG&E FRESNO | Le Grand | 115 | 0 | 0 | 0 | 0 | 0 | 0 | 0 | 0 | 0 | 0 | 0 | 0 | 50 | 100 | 150 | 0 | 30 | 30 | 0 | 1 |  | 0 | 0 | 0 | 0 | 0 | 0 | 0 | 0 | 0 | 0 | 0 | 0 | 25 | 5 | 30 | 0 | 24 | 24 | 0 | 1 | 2 |  | 0 | 0 | 0 | 0 | 0 | 0 | 0 | 0 | 0 | 0 | 0 | 0 | 0 | 0 | 0 | 0 | 0 | 0 | 0 |  | 1 | 1 | 1 | 1 | 1 | 1 | 1 | 1 | 1 | 1 | 1 | 0
PG&E FRESNO | Lemoore | 70 | 0 | 0 | 0 | 0 | 0 | 0 | 0 | 0 | 0 | 0 | 0 | 0 | 0 | 22 | 22 | 0 | 0 | 0 | 0 | 1 |  | 0 | 0 | 0 | 0 | 0 | 0 | 0 | 0 | 0 | 0 | 0 | 0 | 0 | 0 | 0 | 0 | 0 | 0 | 0 | 0 | 0 |  | 0 | 0 | 0 | 0 | 0 | 0 | 0 | 0 | 0 | 0 | 0 | 0 | 0 | 0 | 0 | 0 | 0 | 0 | 0 |  | 1 | 1 | 1 | 1 | 1 | 1 | 1 | 1 | 1 | 1 | 1 | 0
PG&E KERN | Lerdo | 115 | 0 | 0 | 0 | 0 | 0 | 0 | 0 | 0 | 0 | 0 | 0 | 0 | 0 | 0 | 0 | 0 | 0 | 0 | 0 | 0 |  | 0 | 0 | 0 | 0 | 0 | 0 | 0 | 0 | 0 | 0 | 0 | 0 | 0 | 0 | 0 | 0 | 0 | 0 | 0 | 0 | 0 |  | 0 | 0 | 0 | 0 | 0 | 0 | 0 | 0 | 0 | 0 | 0 | 0 | 0 | 0 | 0 | 0 | 0 | 0 | 0 |  | 1 | 1 | 1 | 1 | 1 | 1 | 1 | 1 | 1 | 1 | 1 | 0
SCE Metro | Lewis | 230 | 0 | 0 | 0 | 0 | 0 | 0 | 0 | 0 | 0 | 0 | 0 | 0 | 0 | 0 | 0 | 0 | 0 | 0 | 0 | 0 |  | 0 | 0 | 0 | 0 | 0 | 0 | 0 | 0 | 0 | 0 | 0 | 0 | 0 | 0 | 0 | 0 | 0 | 0 | 0 | 0 | 0 |  | 0 | 0 | 0 | 0 | 0 | 0 | 0 | 0 | 0 | 0 | 0 | 0 | 0 | 0 | 0 | 0 | 0 | 0 | 0 |  | 1 | 1 | 1 | 1 | 1 | 1 | 1 | 1 | 1 | 1 | 1 | 0
SCE Metro | Lighthipe | 230 | 0 | 0 | 0 | 0 | 0 | 0 | 0 | 0 | 0 | 0 | 0 | 3.24 | 0 | 0 | 0 | 0 | 100 | 100 | 0 | 1 |  | 0 | 0 | 0 | 0 | 0 | 0 | 0 | 0 | 0 | 0 | 0 | 7.96 | 0 | 0 | 0 | 175 | 200 | 375 | 0 | 1 | 0 |  | 0 | 0 | 0 | 0 | 0 | 0 | 0 | 0 | 0 | 0 | 0 | 2 | 0 | 0 | 0 | 2 | 2 | 2 | 0 |  | 1 | 1 | 1 | 1 | 1 | 4 | 1 | 4 | 4 | 4 | 1 | 1
SDGE | Lilac | 69 | 0 | 0 | 0 | 0 | 0 | 0 | 0 | 0 | 0 | 0 | 0 | 0 | 0 | 0 | 0 | 0 | 0 | 0 | 0 | 0 |  | 0 | 0 | 0 | 0 | 0 | 0 | 0 | 0 | 0 | 0 | 0 | 0 | 0 | 0 | 0 | 0 | 0 | 0 | 0 | 0 | 2 |  | 0 | 0 | 0 | 0 | 0 | 0 | 0 | 0 | 0 | 0 | 0 | 0 | 0 | 0 | 0 | 0 | 0 | 0 | 0 |  | 1 | 1 | 1 | 1 | 1 | 1 | 1 | 1 | 1 | 1 | 1 | 0
PG&E NGBA | Lincoln | 115 | 0 | 0 | 0 | 0 | 0 | 0 | 0 | 0 | 0 | 0 | 0 | 0 | 0 | 0 | 0 | 0 | 0 | 0 | 0 | 0 |  | 0 | 0 | 0 | 0 | 0 | 0 | 0 | 0 | 0 | 0 | 0 | 0 | 0 | 0 | 0 | 0 | 0 | 0 | 0 | 0 | 0 |  | 0 | 0 | 0 | 0 | 0 | 0 | 0 | 0 | 0 | 0 | 0 | 0 | 0 | 0 | 0 | 0 | 0 | 0 | 0 |  | 1 | 1 | 1 | 1 | 1 | 1 | 1 | 1 | 1 | 1 | 1 | 0
PG&E KERN | Live Oak | 115 | 0 | 0 | 0 | 0 | 0 | 0 | 0 | 0 | 0 | 0 | 0 | 0 | 0 | 0 | 0 | 0 | 0 | 0 | 0 | 0 |  | 0 | 0 | 0 | 0 | 0 | 0 | 0 | 0 | 0 | 0 | 0 | 0 | 0 | 0 | 0 | 0 | 0 | 0 | 0 | 0 | 0 |  | 0 | 0 | 0 | 0 | 0 | 0 | 0 | 0 | 0 | 0 | 0 | 0 | 0 | 0 | 0 | 0 | 0 | 0 | 0 |  | 1 | 1 | 1 | 1 | 1 | 1 | 1 | 1 | 1 | 1 | 1 | 0
PG&E GBA | Llagas | 115 | 0 | 0 | 0 | 0 | 0 | 0 | 0 | 0 | 0 | 0 | 0 | 0 | 0 | 50 | 50 | 0 | 27.2 | 27.2 | 0 | 1 |  | 0 | 0 | 0 | 0 | 0 | 0 | 0 | 0 | 0 | 0 | 0 | 0 | 0 | 0 | 0 | 0 | 44 | 44 | 0 | 1 | 1 |  | 0 | 0 | 0 | 0 | 0 | 0 | 0 | 0 | 0 | 0 | 0 | 0 | 0 | 0 | 0 | 0 | 2 | 2 | 0 |  | 1 | 1 | 1 | 1 | 1 | 1 | 1 | 1 | 5 | 5 | 1 | 1
PG&E GBA | Lockeford | 115 | 0 | 0 | 0 | 0 | 0 | 0 | 0 | 0 | 0 | 0 | 0 | 0 | 0 | 0 | 0 | 0 | 0 | 0 | 0 | 0 |  | 0 | 0 | 0 | 0 | 0 | 0 | 0 | 0 | 0 | 0 | 0 | 0 | 0 | 0 | 0 | 0 | 0 | 0 | 0 | 0 | 0 |  | 0 | 0 | 0 | 0 | 0 | 0 | 0 | 0 | 0 | 0 | 0 | 0 | 0 | 0 | 0 | 0 | 0 | 0 | 0 |  | 1 | 1 | 1 | 1 | 1 | 1 | 1 | 1 | 1 | 1 | 1 | 0
PG&E GBA | Lockeford | 230 | 0 | 0 | 0 | 0 | 0 | 0 | 0 | 0 | 0 | 0 | 0 | 0 | 0 | 0 | 0 | 0 | 0 | 0 | 0 | 0 |  | 0 | 0 | 0 | 0 | 0 | 0 | 0 | 0 | 0 | 0 | 0 | 0 | 0 | 0 | 0 | 0 | 0 | 0 | 0 | 0 | 1 |  | 0 | 0 | 0 | 0 | 0 | 0 | 0 | 0 | 0 | 0 | 0 | 0 | 0 | 0 | 0 | 0 | 0 | 0 | 0 |  | 1 | 1 | 1 | 1 | 1 | 1 | 1 | 1 | 1 | 1 | 1 | 0
PG&E GBA | Lockeford | 60 | 0 | 0 | 0 | 0 | 0 | 0 | 0 | 0 | 0 | 0 | 0 | 0 | 0 | 0 | 0 | 0 | 0 | 0 | 0 | 0 |  | 0 | 0 | 0 | 0 | 0 | 0 | 0 | 0 | 0 | 0 | 0 | 0 | 0 | 0 | 0 | 0 | 0 | 0 | 0 | 0 | 1 |  | 0 | 0 | 0 | 0 | 0 | 0 | 0 | 0 | 0 | 0 | 0 | 0 | 0 | 0 | 0 | 0 | 0 | 0 | 0 |  | 1 | 1 | 1 | 1 | 1 | 1 | 1 | 1 | 1 | 1 | 1 | 0
PG&E GBA | Lodi | 230 | 0 | 0 | 0 | 0 | 0 | 0 | 0 | 0 | 0 | 0 | 0 | 0 | 0 | 0 | 0 | 0 | 0 | 0 | 0 | 0 |  | 0 | 0 | 0 | 0 | 0 | 0 | 0 | 0 | 0 | 0 | 0 | 0 | 0 | 0 | 0 | 0 | 0 | 0 | 0 | 0 | 0 |  | 0 | 0 | 0 | 0 | 0 | 0 | 0 | 0 | 0 | 0 | 0 | 0 | 0 | 0 | 0 | 0 | 0 | 0 | 0 |  | 1 | 1 | 1 | 1 | 1 | 1 | 1 | 1 | 1 | 1 | 1 | 0
PG&E NGBA | Logan Creek | 230 | 0 | 0 | 0 | 0 | 0 | 0 | 0 | 0 | 0 | 0 | 0 | 0 | 0 | 0 | 0 | 0 | 0 | 0 | 0 | 0 |  | 0 | 0 | 0 | 0 | 0 | 0 | 0 | 0 | 0 | 0 | 0 | 0 | 0 | 0 | 0 | 0 | 0 | 0 | 0 | 0 | 0 |  | 0 | 0 | 0 | 0 | 0 | 0 | 0 | 0 | 0 | 0 | 0 | 0 | 0 | 0 | 0 | 0 | 0 | 0 | 0 |  | 1 | 1 | 1 | 1 | 1 | 1 | 1 | 1 | 1 | 1 | 1 | 0
PG&E GBA | Lone Tree | 230 | 0 | 0 | 0 | 0 | 0 | 0 | 0 | 0 | 0 | 0 | 0 | 1.8 | 0 | 0 | 0 | 0 | 0 | 0 | 0 | 1 |  | 0 | 0 | 0 | 0 | 0 | 0 | 0 | 0 | 0 | 0 | 0 | 1 | 0 | 0 | 0 | 0 | 0 | 0 | 0 | 1 | 0 |  | 0 | 0 | 0 | 0 | 0 | 0 | 0 | 0 | 0 | 0 | 0 | 0 | 0 | 0 | 0 | 0 | 0 | 0 | 0 |  | 1 | 1 | 1 | 1 | 1 | 1 | 1 | 1 | 1 | 1 | 1 | 0
PG&E FRESNO | Los Banos | 230 | 0 | 1.988 | 170.5 | 0 | 170.5 | 0 | 0 | 0 | 0 | 0 | 0 | 5.9 | 150 | 280 | 430 | 0.9 | 0 | 0.9 | 0 | 1 |  | 0 | 0 | 120 | 30 | 150 | 0 | 0 | 0 | 0 | 0 | 0 | 0.75 | 250 | 250 | 500 | 99.6 | 71 | 170.6 | 0 | 1 | 1 |  | 0 | 0 | 0 | 2 | 0 | 0 | 0 | 0 | 0 | 0 | 0 | 0 | 2 | 0 | 1 | 2 | 2 | 2 | 0 |  | 1 | 1 | 1 | 1 | 1 | 1 | 5 | 5 | 5 | 5 | 1 | 1
PG&E FRESNO | Los Banos | 500 | 0 | 0 | 0 | 0 | 0 | 0 | 0 | 0 | 0 | 0 | 0 | 0 | 200 | 500 | 700 | 0 | 200 | 200 | 0 | 1 |  | 0 | 0 | 0 | 0 | 0 | 0 | 0 | 0 | 0 | 0 | 0 | 0 | 0 | 0 | 0 | 0 | 0 | 0 | 0 | 0 | 0 |  | 0 | 0 | 0 | 0 | 0 | 0 | 0 | 0 | 0 | 0 | 0 | 0 | 0 | 0 | 0 | 0 | 0 | 0 | 0 |  | 1 | 1 | 1 | 1 | 1 | 1 | 1 | 1 | 1 | 1 | 1 | 0
SDGE | Los Coches | 138 | 0 | 0 | 0 | 0 | 0 | 0 | 0 | 0 | 0 | 0 | 0 | 0 | 0 | 0 | 0 | 0 | 0 | 0 | 0 | 0 |  | 0 | 0 | 0 | 0 | 0 | 0 | 0 | 0 | 0 | 0 | 0 | 0 | 0 | 0 | 0 | 0 | 0 | 0 | 0 | 0 | 2 |  | 0 | 0 | 0 | 0 | 0 | 0 | 0 | 0 | 0 | 0 | 0 | 0 | 0 | 0 | 0 | 0 | 0 | 0 | 0 |  | 1 | 1 | 1 | 1 | 1 | 1 | 1 | 1 | 1 | 1 | 1 | 0
SDGE | Los Coches | 69 | 0 | 0 | 0 | 0 | 0 | 0 | 0 | 0 | 0 | 0 | 0 | 0 | 0 | 0 | 0 | 1.5 | 0 | 1.5 | 0 | 1 |  | 0 | 0 | 0 | 0 | 0 | 0 | 0 | 0 | 0 | 0 | 0 | 0 | 0 | 0 | 0 | 0 | 0 | 0 | 0 | 0 | 2 |  | 0 | 0 | 0 | 0 | 0 | 0 | 0 | 0 | 0 | 0 | 0 | 0 | 0 | 0 | 0 | 0 | 0 | 0 | 0 |  | 1 | 1 | 1 | 1 | 1 | 1 | 1 | 1 | 1 | 1 | 1 | 0
PG&E GBA | Los Esteros | 115 | 0 | 0 | 0 | 0 | 0 | 0 | 0 | 0 | 0 | 0 | 0 | 0 | 0 | 0 | 0 | 3.3 | 0 | 3.3 | 0 | 1 |  | 0 | 0 | 0 | 0 | 0 | 0 | 0 | 0 | 0 | 0 | 0 | 0 | 0 | 0 | 0 | 200 | 6 | 206 | 0 | 1 | 0 |  | 0 | 0 | 0 | 0 | 0 | 0 | 0 | 0 | 0 | 0 | 0 | 0 | 0 | 0 | 0 | 2 | 2 | 2 | 0 |  | 1 | 1 | 1 | 1 | 1 | 1 | 1 | 4 | 4 | 4 | 1 | 1
PG&E GBA | Los Esteros | 230 | 0 | 0 | 0 | 0 | 0 | 0 | 0 | 0 | 0 | 0 | 0 | 0 | 0 | 0 | 0 | 0 | 100 | 100 | 0 | 1 |  | 0 | 0 | 0 | 0 | 0 | 0 | 0 | 0 | 0 | 0 | 0 | 0 | 0 | 0 | 0 | 0 | 0 | 0 | 0 | 0 | 0 |  | 0 | 0 | 0 | 0 | 0 | 0 | 0 | 0 | 0 | 0 | 0 | 0 | 0 | 0 | 0 | 0 | 0 | 0 | 0 |  | 1 | 1 | 1 | 1 | 1 | 1 | 1 | 1 | 1 | 1 | 1 | 0
PG&E GBA | Los Positas | 230 | 0 | 0 | 0 | 0 | 0 | 0 | 0 | 0 | 0 | 0 | 0 | 0 | 0 | 0 | 0 | 0 | 0 | 0 | 0 | 0 |  | 0 | 0 | 0 | 0 | 0 | 0 | 0 | 0 | 0 | 0 | 0 | 0 | 0 | 0 | 0 | 0 | 0 | 0 | 0 | 0 | 0 |  | 0 | 0 | 0 | 0 | 0 | 0 | 0 | 0 | 0 | 0 | 0 | 0 | 0 | 0 | 0 | 0 | 0 | 0 | 0 |  | 1 | 1 | 1 | 1 | 1 | 1 | 1 | 1 | 1 | 1 | 1 | 0
PG&E GBA | Los Positas | 60 | 0 | 0 | 0 | 0 | 0 | 0 | 0 | 0 | 0 | 0 | 0 | 0 | 0 | 0 | 0 | 0 | 0 | 0 | 0 | 0 |  | 0 | 0 | 0 | 0 | 0 | 0 | 0 | 0 | 0 | 0 | 0 | 0 | 0 | 0 | 0 | 0 | 0 | 0 | 0 | 0 | 0 |  | 0 | 0 | 0 | 0 | 0 | 0 | 0 | 0 | 0 | 0 | 0 | 0 | 0 | 0 | 0 | 0 | 0 | 0 | 0 |  | 1 | 1 | 1 | 1 | 1 | 1 | 1 | 1 | 1 | 1 | 1 | 0
SDGE | Loveland | 69 | 0 | 0 | 0 | 0 | 0 | 0 | 0 | 0 | 0 | 0 | 0 | 4 | 0 | 0 | 0 | 0 | 0 | 0 | 0 | 1 |  | 0 | 0 | 0 | 0 | 0 | 0 | 0 | 0 | 0 | 0 | 0 | 0.84 | 0 | 0 | 0 | 0 | 0 | 0 | 0 | 1 | 3 |  | 0 | 0 | 0 | 0 | 0 | 0 | 0 | 0 | 0 | 0 | 0 | 0 | 0 | 0 | 0 | 0 | 0 | 0 | 0 |  | 1 | 1 | 1 | 1 | 1 | 1 | 1 | 1 | 1 | 1 | 1 | 0
SCE NOL | Lugo | 230 | 0 | 0 | 0 | 0 | 0 | 0 | 0 | 0 | 0 | 0 | 0 | 0 | 0 | 0 | 0 | 0 | 0 | 0 | 0 | 0 |  | 0 | 0 | 0 | 0 | 0 | 0 | 0 | 0 | 0 | 0 | 0 | 0 | 0 | 0 | 0 | 0 | 0 | 0 | 0 | 0 | 1 |  | 0 | 0 | 0 | 0 | 0 | 0 | 0 | 0 | 0 | 0 | 0 | 0 | 0 | 0 | 0 | 0 | 0 | 0 | 0 |  | 1 | 1 | 1 | 1 | 1 | 1 | 1 | 1 | 1 | 1 | 1 | 0
SCE Metro | Lugo | 500 | 389 | 0 | 0 | 0 | 0 | 1750 | 0 | 1750 | 0 | 0 | 0 | 0 | 0 | 0 | 0 | 0 | 0 | 0 | 0 | 1 |  | 0 | 0 | 0 | 0 | 0 | 0 | 0 | 0 | 0 | 0 | 0 | 0 | 0 | 0 | 0 | 0 | 0 | 0 | 0 | 0 | 0 |  | 0 | 0 | 0 | 0 | 0 | 0 | 0 | 0 | 0 | 0 | 0 | 0 | 0 | 0 | 0 | 0 | 0 | 0 | 0 |  | 1 | 1 | 1 | 1 | 1 | 1 | 1 | 1 | 1 | 1 | 1 | 0
PG&E FRESNO | Madera | 70 | 0 | 0 | 0 | 0 | 0 | 0 | 0 | 0 | 0 | 0 | 0 | 0 | 0 | 0 | 0 | 0 | 0 | 0 | 0 | 0 |  | 0 | 0 | 0 | 0 | 0 | 0 | 0 | 0 | 0 | 0 | 0 | 0 | 0 | 0 | 0 | 0 | 0 | 0 | 0 | 0 | 1 |  | 0 | 0 | 0 | 0 | 0 | 0 | 0 | 0 | 0 | 0 | 0 | 0 | 0 | 0 | 0 | 0 | 0 | 0 | 0 |  | 1 | 1 | 1 | 1 | 1 | 1 | 1 | 1 | 1 | 1 | 1 | 0
PG&E NGBA | Madison | 115 | 0 | 0 | 0 | 0 | 0 | 0 | 0 | 0 | 0 | 0 | 0 | 0 | 0 | 13 | 13 | 10.2 | 0 | 10.2 | 0 | 1 |  | 0 | 0 | 0 | 0 | 0 | 0 | 0 | 0 | 0 | 0 | 0 | 0 | 0 | 13 | 13 | 10.2 | 0 | 10.2 | 0 | 1 | 0 |  | 0 | 0 | 0 | 0 | 0 | 0 | 0 | 0 | 0 | 0 | 0 | 0 | 0 | 0 | 0 | 0 | 0 | 0 | 0 |  | 1 | 1 | 1 | 1 | 1 | 1 | 1 | 1 | 1 | 1 | 1 | 0
PG&E KERN | Magunden | 115 | 0 | 0 | 0 | 0 | 0 | 0 | 0 | 0 | 0 | 0 | 0 | 0 | 0 | 0 | 0 | 0 | 0 | 0 | 0 | 0 |  | 0 | 0 | 0 | 0 | 0 | 0 | 0 | 0 | 0 | 0 | 0 | 0 | 0 | 0 | 0 | 0 | 0 | 0 | 0 | 0 | 0 |  | 0 | 0 | 0 | 0 | 0 | 0 | 0 | 0 | 0 | 0 | 0 | 0 | 0 | 0 | 0 | 0 | 0 | 0 | 0 |  | 1 | 1 | 1 | 1 | 1 | 1 | 1 | 1 | 1 | 1 | 1 | 0
SCE Northern | Magunden | 230 | 0 | 0 | 0 | 0 | 0 | 0 | 0 | 0 | 0 | 0 | 0 | 0 | 0 | 0 | 0 | 0 | 0 | 0 | 0 | 0 |  | 0 | 0 | 0 | 0 | 0 | 0 | 0 | 0 | 0 | 0 | 0 | 0 | 0 | 0 | 0 | 0 | 0 | 0 | 0 | 0 | 0 |  | 0 | 0 | 0 | 0 | 0 | 0 | 0 | 0 | 0 | 0 | 0 | 0 | 0 | 0 | 0 | 0 | 0 | 0 | 0 |  | 1 | 1 | 1 | 1 | 1 | 1 | 1 | 1 | 1 | 1 | 1 | 0
PG&E FRESNO | Malaga | 115 | 0 | 0 | 0 | 0 | 0 | 0 | 0 | 0 | 0 | 0 | 0 | 0 | 0 | 0 | 0 | 97 | 0 | 97 | 0 | 1 |  | 0 | 0 | 0 | 0 | 0 | 0 | 0 | 0 | 0 | 0 | 0 | 0 | 0 | 0 | 0 | 0 | 0 | 0 | 0 | 0 | 2 |  | 0 | 0 | 0 | 0 | 0 | 0 | 0 | 0 | 0 | 0 | 0 | 0 | 0 | 0 | 0 | 0 | 0 | 0 | 0 |  | 1 | 1 | 1 | 1 | 1 | 1 | 1 | 1 | 1 | 1 | 1 | 0
PG&E NGBA | Malin | 500 | 100 | 0 | 0 | 0 | 0 | 0 | 0 | 0 | 0 | 0 | 0 | 0 | 0 | 0 | 0 | 0 | 0 | 0 | 315 | 1 |  | 0 | 0 | 0 | 0 | 0 | 0 | 0 | 0 | 0 | 0 | 0 | 0 | 0 | 0 | 0 | 0 | 0 | 0 | 0 | 0 | 0 |  | 0 | 0 | 0 | 0 | 0 | 0 | 0 | 0 | 0 | 0 | 0 | 0 | 0 | 0 | 0 | 0 | 0 | 0 | 0 |  | 1 | 1 | 1 | 1 | 1 | 1 | 1 | 1 | 1 | 1 | 1 | 0
SCE Northern | Mandalay | 230 | 0 | 0 | 0 | 0 | 0 | 0 | 0 | 0 | 0 | 0 | 0 | 0 | 0 | 0 | 0 | 0 | 0 | 0 | 0 | 0 |  | 0 | 0 | 0 | 0 | 0 | 0 | 0 | 0 | 0 | 0 | 0 | 0 | 0 | 0 | 0 | 200 | 0 | 200 | 0 | 1 | 0 |  | 0 | 0 | 0 | 0 | 0 | 0 | 0 | 0 | 0 | 0 | 0 | 0 | 0 | 0 | 0 | 2 | 0 | 2 | 0 |  | 1 | 1 | 1 | 1 | 1 | 1 | 1 | 4 | 1 | 4 | 1 | 1
PG&E FRESNO | Manning | 230 | 0 | 0 | 0 | 0 | 0 | 0 | 0 | 0 | 0 | 0 | 0 | 0 | 50 | 200 | 250 | 0 | 65 | 65 | 0 | 1 |  | 0 | 0 | 0 | 0 | 0 | 0 | 0 | 0 | 0 | 0 | 0 | 0 | 0 | 0 | 0 | 0 | 0 | 0 | 0 | 0 | 0 |  | 0 | 0 | 0 | 0 | 0 | 0 | 0 | 0 | 0 | 0 | 0 | 0 | 0 | 0 | 0 | 0 | 0 | 0 | 0 |  | 1 | 1 | 1 | 1 | 1 | 1 | 1 | 1 | 1 | 1 | 1 | 0
PG&E FRESNO | Manning | 500 | 0 | 0 | 0 | 0 | 0 | 0 | 0 | 0 | 0 | 0 | 0 | 0 | 500 | 1000 | 1500 | 0 | 200 | 200 | 200 | 1 |  | 0 | 0 | 0 | 0 | 0 | 0 | 0 | 0 | 0 | 0 | 0 | 0 | 492.5 | 480 | 972.5 | 0 | 210 | 210 | 0 | 1 | 0 |  | 0 | 0 | 0 | 0 | 0 | 0 | 0 | 0 | 0 | 0 | 0 | 0 | 0 | 0 | 0 | 0 | 0 | 0 | 0 |  | 1 | 1 | 1 | 1 | 1 | 1 | 1 | 1 | 1 | 1 | 1 | 0
PG&E GBA | Manteca | 115 | 0 | 0 | 0 | 0 | 0 | 0 | 0 | 0 | 0 | 0 | 0 | 1.5 | 0 | 0 | 0 | 0 | 0 | 0 | 0 | 1 |  | 0 | 0 | 0 | 0 | 0 | 0 | 0 | 0 | 0 | 0 | 0 | 1.5 | 0 | 0 | 0 | 0 | 0 | 0 | 0 | 1 | 0 |  | 0 | 0 | 0 | 0 | 0 | 0 | 0 | 0 | 0 | 0 | 0 | 0 | 0 | 0 | 0 | 0 | 0 | 0 | 0 |  | 1 | 1 | 1 | 1 | 1 | 1 | 1 | 1 | 1 | 1 | 1 | 0
SDGE | Margarita | 138 | 0 | 0 | 0 | 0 | 0 | 0 | 0 | 0 | 0 | 0 | 0 | 0 | 0 | 0 | 0 | 0 | 0 | 0 | 0 | 0 |  | 0 | 0 | 0 | 0 | 0 | 0 | 0 | 0 | 0 | 0 | 0 | 0 | 0 | 0 | 0 | 0 | 0 | 0 | 0 | 0 | 0 |  | 0 | 0 | 0 | 0 | 0 | 0 | 0 | 0 | 0 | 0 | 0 | 0 | 0 | 0 | 0 | 0 | 0 | 0 | 0 |  | 1 | 1 | 1 | 1 | 1 | 1 | 1 | 1 | 1 | 1 | 1 | 0
PG&E GBA | Martin | 230 | 0 | 0 | 0 | 0 | 0 | 0 | 0 | 0 | 0 | 0 | 0 | 0 | 0 | 0 | 0 | 0 | 0 | 0 | 0 | 0 |  | 0 | 0 | 0 | 0 | 0 | 0 | 0 | 0 | 0 | 0 | 0 | 0 | 0 | 0 | 0 | 0 | 0 | 0 | 0 | 0 | 1 |  | 0 | 0 | 0 | 0 | 0 | 0 | 0 | 0 | 0 | 0 | 0 | 0 | 0 | 0 | 0 | 0 | 0 | 0 | 0 |  | 1 | 1 | 1 | 1 | 1 | 1 | 1 | 1 | 1 | 1 | 1 | 0
PG&E GBA | Martin | 115 | 0 | 0 | 0 | 0 | 0 | 0 | 0 | 0 | 0 | 0 | 0 | 0 | 0 | 0 | 0 | 188 | 150 | 338 | 0 | 1 |  | 0 | 0 | 0 | 0 | 0 | 0 | 0 | 0 | 0 | 0 | 0 | 8.37 | 0 | 0 | 0 | 193.02 | 111.6 | 304.62 | 0 | 1 | 1 |  | 0 | 0 | 0 | 0 | 0 | 0 | 0 | 0 | 0 | 0 | 0 | 2 | 0 | 0 | 0 | 0 | 0 | 0 | 0 |  | 1 | 1 | 1 | 1 | 1 | 5 | 1 | 1 | 1 | 1 | 1 | 1
PG&E GBA | Martinez | 115 | 0 | 0 | 0 | 0 | 0 | 0 | 0 | 0 | 0 | 0 | 0 | 0 | 0 | 0 | 0 | 0 | 0 | 0 | 0 | 0 |  | 0 | 0 | 0 | 0 | 0 | 0 | 0 | 0 | 0 | 0 | 0 | 0 | 0 | 0 | 0 | 0 | 0 | 0 | 0 | 0 | 2 |  | 0 | 0 | 0 | 0 | 0 | 0 | 0 | 0 | 0 | 0 | 0 | 0 | 0 | 0 | 0 | 0 | 0 | 0 | 0 |  | 1 | 1 | 1 | 1 | 1 | 1 | 1 | 1 | 1 | 1 | 1 | 0
PG&E FRESNO | Mc Mullin | 230 | 0 | 0 | 0 | 0 | 0 | 0 | 0 | 0 | 0 | 0 | 0 | 0 | 100 | 200 | 300 | 0 | 60 | 60 | 0 | 1 |  | 0 | 0 | 0 | 0 | 0 | 0 | 0 | 0 | 0 | 0 | 0 | 0 | 0 | 0 | 0 | 0 | 0 | 0 | 0 | 0 | 1 |  | 0 | 0 | 0 | 0 | 0 | 0 | 0 | 0 | 0 | 0 | 0 | 0 | 0 | 0 | 0 | 0 | 0 | 0 | 0 |  | 1 | 1 | 1 | 1 | 1 | 1 | 1 | 1 | 1 | 1 | 1 | 0
PG&E FRESNO | McCall | 115 | 0 | 0 | 0 | 0 | 0 | 0 | 0 | 0 | 0 | 0 | 0 | 1.5 | 0 | 0 | 0 | 0 | 0 | 0 | 0 | 1 |  | 0 | 0 | 0 | 0 | 0 | 0 | 0 | 0 | 0 | 0 | 0 | 0 | 0 | 0 | 0 | 0 | 0 | 0 | 0 | 0 | 1 |  | 0 | 0 | 0 | 0 | 0 | 0 | 0 | 0 | 0 | 0 | 0 | 0 | 0 | 0 | 0 | 0 | 0 | 0 | 0 |  | 1 | 1 | 1 | 1 | 1 | 1 | 1 | 1 | 1 | 1 | 1 | 0
PG&E FRESNO | McCall | 230 | 0 | 0 | 0 | 0 | 0 | 0 | 0 | 0 | 0 | 0 | 0 | 0 | 0 | 0 | 0 | 0 | 0 | 0 | 0 | 0 |  | 0 | 0 | 0 | 0 | 0 | 0 | 0 | 0 | 0 | 0 | 0 | 7.5 | 0 | 0 | 0 | 0 | 0 | 0 | 0 | 1 | 1 |  | 0 | 0 | 0 | 0 | 0 | 0 | 0 | 0 | 0 | 0 | 0 | 2 | 0 | 0 | 0 | 0 | 0 | 0 | 0 |  | 1 | 1 | 1 | 1 | 1 | 5 | 1 | 1 | 1 | 1 | 1 | 1
PG&E GBA | Meadow Lane | 115 | 0 | 0 | 0 | 0 | 0 | 0 | 0 | 0 | 0 | 0 | 0 | 0 | 0 | 0 | 0 | 0 | 0 | 0 | 0 | 0 |  | 0 | 0 | 0 | 0 | 0 | 0 | 0 | 0 | 0 | 0 | 0 | 0 | 0 | 0 | 0 | 0 | 0 | 0 | 0 | 0 | 0 |  | 0 | 0 | 0 | 0 | 0 | 0 | 0 | 0 | 0 | 0 | 0 | 0 | 0 | 0 | 0 | 0 | 0 | 0 | 0 |  | 1 | 1 | 1 | 1 | 1 | 1 | 1 | 1 | 1 | 1 | 1 | 0
PG&E GBA | Melones | 115 | 0 | 0 | 0 | 0 | 0 | 0 | 0 | 0 | 0 | 0 | 0 | 0 | 0 | 0 | 0 | 0 | 0 | 0 | 0 | 0 |  | 0 | 0 | 0 | 0 | 0 | 0 | 0 | 0 | 0 | 0 | 0 | 0 | 0 | 0 | 0 | 0 | 0 | 0 | 0 | 0 | 0 |  | 0 | 0 | 0 | 0 | 0 | 0 | 0 | 0 | 0 | 0 | 0 | 0 | 0 | 0 | 0 | 0 | 0 | 0 | 0 |  | 1 | 1 | 1 | 1 | 1 | 1 | 1 | 1 | 1 | 1 | 1 | 0
PG&E GBA | Melones | 230 | 0 | 0 | 0 | 0 | 0 | 0 | 0 | 0 | 0 | 0 | 0 | 0 | 0 | 0 | 0 | 0 | 0 | 0 | 0 | 0 |  | 0 | 0 | 0 | 0 | 0 | 0 | 0 | 0 | 0 | 0 | 0 | 0 | 0 | 0 | 0 | 0 | 0 | 0 | 0 | 0 | 0 |  | 0 | 0 | 0 | 0 | 0 | 0 | 0 | 0 | 0 | 0 | 0 | 0 | 0 | 0 | 0 | 0 | 0 | 0 | 0 |  | 1 | 1 | 1 | 1 | 1 | 1 | 1 | 1 | 1 | 1 | 1 | 0
SDGE | Melrose | 69 | 0 | 0 | 0 | 0 | 0 | 0 | 0 | 0 | 0 | 0 | 0 | 0 | 0 | 0 | 0 | 20 | 0 | 20 | 0 | 1 |  | 0 | 0 | 0 | 0 | 0 | 0 | 0 | 0 | 0 | 0 | 0 | 0 | 0 | 0 | 0 | 0 | 0 | 0 | 0 | 0 | 1 |  | 0 | 0 | 0 | 0 | 0 | 0 | 0 | 0 | 0 | 0 | 0 | 0 | 0 | 0 | 0 | 0 | 0 | 0 | 0 |  | 1 | 1 | 1 | 1 | 1 | 1 | 1 | 1 | 1 | 1 | 1 | 0
PG&E NGBA | Mendocino | 115 | 0 | 0 | 0 | 0 | 0 | 0 | 0 | 0 | 0 | 0 | 0 | 5 | 0 | 0 | 0 | 0 | 0 | 0 | 0 | 1 |  | 0 | 1 | 0 | 0 | 0 | 0 | 0 | 0 | 0 | 0 | 0 | 0 | 0 | 0 | 0 | 0 | 0 | 0 | 5 | 1 | 1 |  | 0 | 2 | 0 | 0 | 0 | 0 | 0 | 0 | 0 | 0 | 0 | 0 | 0 | 0 | 0 | 0 | 0 | 0 | 2 |  | 1 | 5 | 1 | 1 | 1 | 1 | 1 | 1 | 1 | 1 | 5 | 1
PG&E NGBA | Mendocino | 60 | 0 | 3 | 0 | 0 | 0 | 0 | 0 | 0 | 0 | 0 | 0 | 0 | 0 | 0 | 0 | 0 | 0 | 0 | 5 | 1 |  | 0 | 0 | 0 | 0 | 0 | 0 | 0 | 0 | 0 | 0 | 0 | 0 | 0 | 0 | 0 | 0 | 0 | 0 | 0 | 0 | 1 |  | 0 | 0 | 0 | 0 | 0 | 0 | 0 | 0 | 0 | 0 | 0 | 0 | 0 | 0 | 0 | 0 | 0 | 0 | 0 |  | 1 | 1 | 1 | 1 | 1 | 1 | 1 | 1 | 1 | 1 | 1 | 0
PG&E FRESNO | Mendota | 115 | 0 | 0 | 0 | 0 | 0 | 0 | 0 | 0 | 0 | 0 | 0 | 0 | 0 | 0 | 0 | 0 | 0 | 0 | 0 | 0 |  | 0 | 0 | 0 | 0 | 0 | 0 | 0 | 0 | 0 | 0 | 0 | 0 | 0 | 0 | 0 | 0 | 0 | 0 | 0 | 0 | 2 |  | 0 | 0 | 0 | 0 | 0 | 0 | 0 | 0 | 0 | 0 | 0 | 0 | 0 | 0 | 0 | 0 | 0 | 0 | 0 |  | 1 | 1 | 1 | 1 | 1 | 1 | 1 | 1 | 1 | 1 | 1 | 0
PG&E GBA | Menlo | 60 | 0 | 0 | 0 | 0 | 0 | 0 | 0 | 0 | 0 | 0 | 0 | 0 | 0 | 0 | 0 | 0 | 0 | 0 | 0 | 0 |  | 0 | 0 | 0 | 0 | 0 | 0 | 0 | 0 | 0 | 0 | 0 | 0 | 0 | 0 | 0 | 0 | 0 | 0 | 0 | 0 | 1 |  | 0 | 0 | 0 | 0 | 0 | 0 | 0 | 0 | 0 | 0 | 0 | 0 | 0 | 0 | 0 | 0 | 0 | 0 | 0 |  | 1 | 1 | 1 | 1 | 1 | 1 | 1 | 1 | 1 | 1 | 1 | 0
PG&E FRESNO | Merced | 115 | 0 | 0 | 0 | 0 | 0 | 0 | 0 | 0 | 0 | 0 | 0 | 4 | 0 | 0 | 0 | 0 | 0 | 0 | 0 | 1 |  | 0 | 0 | 0 | 0 | 0 | 0 | 0 | 0 | 0 | 0 | 0 | 4 | 0 | 0 | 0 | 0 | 0 | 0 | 0 | 1 | 2 |  | 0 | 0 | 0 | 0 | 0 | 0 | 0 | 0 | 0 | 0 | 0 | 0 | 0 | 0 | 0 | 0 | 0 | 0 | 0 |  | 1 | 1 | 1 | 1 | 1 | 1 | 1 | 1 | 1 | 1 | 1 | 0
EOP | Mercury | 138 | 0 | 0 | 0 | 0 | 0 | 0 | 0 | 0 | 0 | 0 | 0 | 0 | 0 | 0 | 0 | 0 | 0 | 0 | 0 | 0 |  | 0 | 0 | 0 | 0 | 0 | 0 | 0 | 0 | 0 | 0 | 0 | 0 | 0 | 0 | 0 | 0 | 0 | 0 | 0 | 0 | 2 |  | 0 | 0 | 0 | 0 | 0 | 0 | 0 | 0 | 0 | 0 | 0 | 0 | 0 | 0 | 0 | 0 | 0 | 0 | 0 |  | 1 | 1 | 1 | 1 | 1 | 1 | 1 | 1 | 1 | 1 | 1 | 0
PG&E FRESNO | Mercy Springs | 70 | 0 | 2 | 0 | 0 | 0 | 0 | 0 | 0 | 0 | 0 | 0 | 0 | 0 | 75 | 75 | 78 | 0 | 78 | 0 | 1 |  | 0 | 0 | 0 | 0 | 0 | 0 | 0 | 0 | 0 | 0 | 0 | 0 | 0 | 0 | 0 | 0 | 0 | 0 | 0 | 0 | 1 |  | 0 | 0 | 0 | 0 | 0 | 0 | 0 | 0 | 0 | 0 | 0 | 0 | 0 | 0 | 0 | 0 | 0 | 0 | 0 |  | 1 | 1 | 1 | 1 | 1 | 1 | 1 | 1 | 1 | 1 | 1 | 0
PG&E NGBA | Meridian | 60 | 0 | 0 | 0 | 0 | 0 | 0 | 0 | 0 | 0 | 0 | 0 | 0 | 0 | 0 | 0 | 0 | 0 | 0 | 0 | 0 |  | 0 | 0 | 0 | 0 | 0 | 0 | 0 | 0 | 0 | 0 | 0 | 0 | 0 | 0 | 0 | 0 | 0 | 0 | 0 | 0 | 1 |  | 0 | 0 | 0 | 0 | 0 | 0 | 0 | 0 | 0 | 0 | 0 | 0 | 0 | 0 | 0 | 0 | 0 | 0 | 0 |  | 1 | 1 | 1 | 1 | 1 | 1 | 1 | 1 | 1 | 1 | 1 | 0
PG&E KERN | Mesa (PGE) | 115 | 0 | 0 | 0 | 0 | 0 | 0 | 0 | 0 | 0 | 0 | 0 | 0 | 0 | 0 | 0 | 0 | 0 | 0 | 0 | 0 |  | 0 | 0 | 0 | 0 | 0 | 0 | 0 | 0 | 0 | 0 | 0 | 0 | 0 | 0 | 0 | 0 | 0 | 0 | 0 | 0 | 1 |  | 0 | 0 | 0 | 0 | 0 | 0 | 0 | 0 | 0 | 0 | 0 | 0 | 0 | 0 | 0 | 0 | 0 | 0 | 0 |  | 1 | 1 | 1 | 1 | 1 | 1 | 1 | 1 | 1 | 1 | 1 | 0
PG&E KERN | Mesa (PGE) | 230 | 0 | 0 | 0 | 0 | 0 | 0 | 0 | 0 | 0 | 0 | 0 | 0 | 0 | 0 | 0 | 0 | 0 | 0 | 0 | 0 |  | 0 | 0 | 0 | 0 | 0 | 0 | 0 | 0 | 0 | 0 | 0 | 2.62 | 0 | 0 | 0 | 0 | 0 | 0 | 0 | 1 | 0 |  | 0 | 0 | 0 | 0 | 0 | 0 | 0 | 0 | 0 | 0 | 0 | 2 | 0 | 0 | 0 | 0 | 0 | 0 | 0 |  | 1 | 1 | 1 | 1 | 1 | 4 | 1 | 1 | 1 | 1 | 1 | 1
SCE Metro | Mesa (SCE) | 230 | 0 | 0 | 0 | 0 | 0 | 0 | 0 | 0 | 0 | 0 | 0 | 2.62 | 0 | 0 | 0 | 6.5 | 0 | 6.5 | 0 | 1 |  | 0 | 0 | 0 | 0 | 0 | 0 | 0 | 0 | 0 | 0 | 0 | 0 | 0 | 0 | 0 | 0 | 3.5 | 3.5 | 0 | 1 | 0 |  | 0 | 0 | 0 | 0 | 0 | 0 | 0 | 0 | 0 | 0 | 0 | 0 | 0 | 0 | 0 | 0 | 2 | 0 | 0 |  | 1 | 1 | 1 | 1 | 1 | 1 | 1 | 1 | 4 | 1 | 1 | 1
SCE Metro | Mesa (SCE) | 500 | 0 | 0 | 0 | 0 | 0 | 0 | 0 | 0 | 0 | 0 | 0 | 0 | 0 | 0 | 0 | 0 | 0 | 0 | 0 | 0 |  | 0 | 0 | 0 | 0 | 0 | 0 | 0 | 0 | 0 | 0 | 0 | 0 | 0 | 0 | 0 | 0 | 0 | 0 | 0 | 0 | 0 |  | 0 | 0 | 0 | 0 | 0 | 0 | 0 | 0 | 0 | 0 | 0 | 0 | 0 | 0 | 0 | 0 | 0 | 0 | 0 |  | 1 | 1 | 1 | 1 | 1 | 1 | 1 | 1 | 1 | 1 | 1 | 0
SDGE | Mesa Heights | 69 | 0 | 0 | 0 | 0 | 0 | 0 | 0 | 0 | 0 | 0 | 0 | 0 | 0 | 0 | 0 | 10.5 | 0 | 10.5 | 0 | 1 |  | 0 | 0 | 0 | 0 | 0 | 0 | 0 | 0 | 0 | 0 | 0 | 0 | 0 | 0 | 0 | 0 | 0 | 0 | 0 | 0 | 1 |  | 0 | 0 | 0 | 0 | 0 | 0 | 0 | 0 | 0 | 0 | 0 | 0 | 0 | 0 | 0 | 0 | 0 | 0 | 0 |  | 1 | 1 | 1 | 1 | 1 | 1 | 1 | 1 | 1 | 1 | 1 | 0
PG&E GBA | Metcalf | 115 | 0 | 0 | 0 | 0 | 0 | 0 | 0 | 0 | 0 | 0 | 0 | 0 | 0 | 0 | 0 | 0 | 0 | 0 | 0 | 0 |  | 0 | 1.8 | 0 | 0 | 0 | 0 | 0 | 0 | 0 | 0 | 0 | 0 | 0 | 0 | 0 | 0 | 0 | 0 | 0 | 1 | 0 |  | 0 | 2 | 0 | 0 | 0 | 0 | 0 | 0 | 0 | 0 | 0 | 0 | 0 | 0 | 0 | 0 | 0 | 0 | 0 |  | 1 | 4 | 1 | 1 | 1 | 1 | 1 | 1 | 1 | 1 | 1 | 1
PG&E GBA | Metcalf | 230 | 0 | 0 | 0 | 0 | 0 | 0 | 0 | 0 | 0 | 0 | 0 | 0 | 0 | 0 | 0 | 0 | 251.075 | 251.075 | 0 | 1 |  | 0 | 0 | 0 | 0 | 0 | 0 | 0 | 0 | 0 | 0 | 0 | 0 | 0 | 0 | 0 | 250 | 100 | 350 | 0 | 1 | 0 |  | 0 | 0 | 0 | 0 | 0 | 0 | 0 | 0 | 0 | 0 | 0 | 0 | 0 | 0 | 0 | 2 | 0 | 1 | 0 |  | 1 | 1 | 1 | 1 | 1 | 1 | 1 | 4 | 1 | 3 | 1 | 1
PG&E GBA | Metcalf | 500 | 0 | 0 | 0 | 0 | 0 | 0 | 0 | 0 | 0 | 0 | 0 | 0 | 0 | 0 | 0 | 0 | 0 | 0 | 0 | 0 |  | 0 | 0 | 0 | 0 | 0 | 0 | 0 | 0 | 0 | 0 | 0 | 0 | 0 | 0 | 0 | 0 | 0 | 0 | 0 | 0 | 0 |  | 0 | 0 | 0 | 0 | 0 | 0 | 0 | 0 | 0 | 0 | 0 | 0 | 0 | 0 | 0 | 0 | 0 | 0 | 0 |  | 1 | 1 | 1 | 1 | 1 | 1 | 1 | 1 | 1 | 1 | 1 | 0
PG&E KERN | Midway | 115 | 0 | 0 | 0 | 0 | 0 | 0 | 0 | 0 | 0 | 0 | 0 | 0 | 205 | 180 | 385 | 0 | 60 | 60 | 0 | 1 |  | 0 | 0 | 0 | 0 | 0 | 0 | 0 | 0 | 0 | 0 | 0 | 0 | 200 | 147 | 347 | 80 | 26 | 106 | 0 | 1 | 0 |  | 0 | 0 | 0 | 0 | 0 | 0 | 0 | 0 | 0 | 0 | 0 | 0 | 0 | 0 | 0 | 2 | 0 | 2 | 0 |  | 1 | 1 | 1 | 1 | 1 | 1 | 1 | 4 | 1 | 4 | 1 | 1
PG&E KERN | Midway | 230 | 0 | 0 | 0 | 0 | 0 | 0 | 0 | 0 | 0 | 0 | 0 | 0 | 0 | 0 | 0 | 0 | 0 | 0 | 0 | 0 |  | 0 | 0 | 0 | 0 | 0 | 0 | 0 | 0 | 0 | 0 | 0 | 0 | 0 | 0 | 0 | 0 | 0 | 0 | 0 | 0 | 0 |  | 0 | 0 | 0 | 0 | 0 | 0 | 0 | 0 | 0 | 0 | 0 | 0 | 0 | 0 | 0 | 0 | 0 | 0 | 0 |  | 1 | 1 | 1 | 1 | 1 | 1 | 1 | 1 | 1 | 1 | 1 | 0
PG&E KERN | Midway | 500 | 0 | 0 | 0 | 0 | 0 | 0 | 0 | 0 | 0 | 0 | 0 | 0 | 300 | 800 | 1100 | 0 | 400 | 400 | 0 | 1 |  | 0 | 0 | 0 | 0 | 0 | 0 | 0 | 0 | 0 | 0 | 0 | 0 | 100 | 700 | 800 | 340 | 302 | 642 | 0 | 1 | 0 |  | 0 | 0 | 0 | 0 | 0 | 0 | 0 | 0 | 0 | 0 | 0 | 0 | 0 | 0 | 0 | 2 | 0 | 2 | 0 |  | 1 | 1 | 1 | 1 | 1 | 1 | 1 | 4 | 1 | 4 | 1 | 1
SDGE | Miguel | 230 | 0 | 0 | 0 | 0 | 0 | 0 | 0 | 0 | 0 | 0 | 0 | 0 | 0 | 0 | 0 | 0 | 0 | 0 | 0 | 0 |  | 0 | 0 | 0 | 0 | 0 | 0 | 0 | 0 | 0 | 0 | 0 | 0 | 0 | 0 | 0 | 9.75 | 0 | 9.75 | 0 | 1 | 5 |  | 0 | 0 | 0 | 0 | 0 | 0 | 0 | 0 | 0 | 0 | 0 | 0 | 0 | 0 | 0 | 2 | 0 | 2 | 0 |  | 1 | 1 | 1 | 1 | 1 | 1 | 1 | 5 | 1 | 5 | 1 | 1
SDGE | Miguel | 500 | 0 | 0 | 0 | 0 | 0 | 0 | 0 | 0 | 0 | 0 | 0 | 0 | 0 | 0 | 0 | 0 | 0 | 0 | 0 | 0 |  | 0 | 0 | 0 | 0 | 0 | 0 | 0 | 0 | 0 | 0 | 0 | 0 | 0 | 0 | 0 | 0 | 0 | 0 | 0 | 0 | 5 |  | 0 | 0 | 0 | 0 | 0 | 0 | 0 | 0 | 0 | 0 | 0 | 0 | 0 | 0 | 0 | 0 | 0 | 0 | 0 |  | 1 | 1 | 1 | 1 | 1 | 1 | 1 | 1 | 1 | 1 | 1 | 0
SDGE | Miguel | 69 | 0 | 0 | 0 | 0 | 0 | 0 | 0 | 0 | 0 | 0 | 0 | 0 | 0 | 0 | 0 | 9.75 | 0 | 9.75 | 0 | 1 |  | 0 | 0 | 0 | 0 | 0 | 0 | 0 | 0 | 0 | 0 | 0 | 0 | 0 | 0 | 0 | 0 | 0 | 0 | 0 | 0 | 4 |  | 0 | 0 | 0 | 0 | 0 | 0 | 0 | 0 | 0 | 0 | 0 | 0 | 0 | 0 | 0 | 0 | 0 | 0 | 0 |  | 1 | 1 | 1 | 1 | 1 | 1 | 1 | 1 | 1 | 1 | 1 | 0
PG&E GBA | Millbrae | 115 | 0 | 0 | 0 | 0 | 0 | 0 | 0 | 0 | 0 | 0 | 0 | 3.5 | 0 | 0 | 0 | 0 | 0 | 0 | 0 | 1 |  | 0 | 0 | 0 | 0 | 0 | 0 | 0 | 0 | 0 | 0 | 0 | 0 | 0 | 0 | 0 | 0 | 0 | 0 | 0 | 0 | 1 |  | 0 | 0 | 0 | 0 | 0 | 0 | 0 | 0 | 0 | 0 | 0 | 0 | 0 | 0 | 0 | 0 | 0 | 0 | 0 |  | 1 | 1 | 1 | 1 | 1 | 1 | 1 | 1 | 1 | 1 | 1 | 0
PG&E GBA | Miller | 115 | 0 | 0 | 0 | 0 | 0 | 0 | 0 | 0 | 0 | 0 | 0 | 0 | 0 | 0 | 0 | 0 | 0 | 0 | 0 | 0 |  | 0 | 0 | 0 | 0 | 0 | 0 | 0 | 0 | 0 | 0 | 0 | 0 | 0 | 0 | 0 | 0 | 0 | 0 | 0 | 0 | 0 |  | 0 | 0 | 0 | 0 | 0 | 0 | 0 | 0 | 0 | 0 | 0 | 0 | 0 | 0 | 0 | 0 | 0 | 0 | 0 |  | 1 | 1 | 1 | 1 | 1 | 1 | 1 | 1 | 1 | 1 | 1 | 0
SCE Metro | Mira Loma | 230 | 0 | 0 | 0 | 0 | 0 | 0 | 0 | 0 | 0 | 0 | 0 | 0 | 0 | 0 | 0 | 42 | 100 | 142 | 0 | 1 |  | 0 | 0 | 0 | 0 | 0 | 0 | 0 | 0 | 0 | 0 | 0 | 0 | 0 | 0 | 0 | 285 | 100 | 385 | 0 | 1 | 0 |  | 0 | 0 | 0 | 0 | 0 | 0 | 0 | 0 | 0 | 0 | 0 | 0 | 0 | 0 | 0 | 2 | 0 | 2 | 0 |  | 1 | 1 | 1 | 1 | 1 | 1 | 1 | 4 | 1 | 4 | 1 | 1
SCE Metro | Mira Loma | 500 | 0 | 0 | 0 | 0 | 0 | 0 | 0 | 0 | 0 | 0 | 0 | 0 | 0 | 0 | 0 | 0 | 0 | 0 | 0 | 0 |  | 0 | 0 | 0 | 0 | 0 | 0 | 0 | 0 | 0 | 0 | 0 | 0 | 0 | 0 | 0 | 0 | 0 | 0 | 0 | 0 | 0 |  | 0 | 0 | 0 | 0 | 0 | 0 | 0 | 0 | 0 | 0 | 0 | 0 | 0 | 0 | 0 | 0 | 0 | 0 | 0 |  | 1 | 1 | 1 | 1 | 1 | 1 | 1 | 1 | 1 | 1 | 1 | 0
SCE Eastern | Mirage | 115 | 0 | 0 | 0 | 0 | 0 | 0 | 0 | 0 | 0 | 0 | 0 | 0 | 0 | 0 | 0 | 0 | 0 | 0 | 0 | 0 |  | 0 | 0 | 0 | 0 | 0 | 0 | 0 | 0 | 0 | 0 | 0 | 0 | 0 | 0 | 0 | 0 | 0 | 0 | 0 | 0 | 1 |  | 0 | 0 | 0 | 0 | 0 | 0 | 0 | 0 | 0 | 0 | 0 | 0 | 0 | 0 | 0 | 0 | 0 | 0 | 0 |  | 1 | 1 | 1 | 1 | 1 | 1 | 1 | 1 | 1 | 1 | 1 | 0
SCE Eastern | Mirage | 230 | 556.5 | 0 | 0 | 0 | 0 | 0 | 0 | 0 | 0 | 0 | 0 | 0 | 0 | 0 | 0 | 50 | 0 | 50 | 0 | 1 |  | 790 | 0 | 0 | 0 | 0 | 0 | 0 | 0 | 0 | 0 | 0 | 0 | 0 | 0 | 0 | 50 | 0 | 50 | 0 | 1 | 1 |  | 1 | 0 | 0 | 0 | 0 | 0 | 0 | 0 | 0 | 0 | 0 | 0 | 0 | 0 | 0 | 0 | 0 | 0 | 0 |  | 3 | 1 | 1 | 1 | 1 | 1 | 1 | 1 | 1 | 1 | 1 | 1
SDGE | Mission | 138 | 0 | 0 | 0 | 0 | 0 | 0 | 0 | 0 | 0 | 0 | 0 | 0 | 0 | 0 | 0 | 0 | 0 | 0 | 0 | 0 |  | 0 | 0 | 0 | 0 | 0 | 0 | 0 | 0 | 0 | 0 | 0 | 0 | 0 | 0 | 0 | 0 | 0 | 0 | 0 | 0 | 2 |  | 0 | 0 | 0 | 0 | 0 | 0 | 0 | 0 | 0 | 0 | 0 | 0 | 0 | 0 | 0 | 0 | 0 | 0 | 0 |  | 1 | 1 | 1 | 1 | 1 | 1 | 1 | 1 | 1 | 1 | 1 | 0
SDGE | Mission | 230 | 0 | 0 | 0 | 0 | 0 | 0 | 0 | 0 | 0 | 0 | 0 | 0 | 0 | 0 | 0 | 0 | 0 | 0 | 0 | 0 |  | 0 | 0 | 0 | 0 | 0 | 0 | 0 | 0 | 0 | 0 | 0 | 0 | 0 | 0 | 0 | 9 | 0 | 9 | 0 | 1 | 3 |  | 0 | 0 | 0 | 0 | 0 | 0 | 0 | 0 | 0 | 0 | 0 | 0 | 0 | 0 | 0 | 2 | 0 | 2 | 0 |  | 1 | 1 | 1 | 1 | 1 | 1 | 1 | 5 | 1 | 5 | 1 | 1
SDGE | Mission | 69 | 0 | 0 | 0 | 0 | 0 | 0 | 0 | 0 | 0 | 0 | 0 | 0 | 0 | 0 | 0 | 0 | 0 | 0 | 0 | 0 |  | 0 | 0 | 0 | 0 | 0 | 0 | 0 | 0 | 0 | 0 | 0 | 0 | 0 | 0 | 0 | 0 | 0 | 0 | 0 | 0 | 2 |  | 0 | 0 | 0 | 0 | 0 | 0 | 0 | 0 | 0 | 0 | 0 | 0 | 0 | 0 | 0 | 0 | 0 | 0 | 0 |  | 1 | 1 | 1 | 1 | 1 | 1 | 1 | 1 | 1 | 1 | 1 | 0
PG&E GBA | Mi-Wuk | 115 | 0 | 0 | 0 | 0 | 0 | 0 | 0 | 0 | 0 | 0 | 0 | 0 | 0 | 0 | 0 | 0 | 0 | 0 | 0 | 0 |  | 0 | 0 | 0 | 0 | 0 | 0 | 0 | 0 | 0 | 0 | 0 | 0 | 0 | 0 | 0 | 0 | 0 | 0 | 0 | 0 | 0 |  | 0 | 0 | 0 | 0 | 0 | 0 | 0 | 0 | 0 | 0 | 0 | 0 | 0 | 0 | 0 | 0 | 0 | 0 | 0 |  | 1 | 1 | 1 | 1 | 1 | 1 | 1 | 1 | 1 | 1 | 1 | 0
EOP | Mohave | 500 | 0 | 0 | 484.9 | 0 | 484.9 | 0 | 0 | 0 | 0 | 0 | 0 | 0 | 400 | 587 | 987 | 0 | 125 | 125 | 0 | 1 |  | 0 | 0 | 0 | 0 | 0 | 0 | 0 | 0 | 0 | 0 | 0 | 0 | 0 | 700 | 700 | 500 | 0 | 500 | 0 | 1 | 0 |  | 0 | 0 | 0 | 0 | 0 | 0 | 0 | 0 | 0 | 0 | 0 | 0 | 0 | 1 | 0 | 2 | 0 | 2 | 0 |  | 1 | 1 | 1 | 1 | 1 | 1 | 1 | 4 | 1 | 4 | 1 | 1
PG&E NGBA | Monroe | 115 | 0 | 0 | 0 | 0 | 0 | 0 | 0 | 0 | 0 | 0 | 0 | 0 | 0 | 0 | 0 | 0 | 0 | 0 | 0 | 0 |  | 0 | 0 | 0 | 0 | 0 | 0 | 0 | 0 | 0 | 0 | 0 | 0 | 0 | 0 | 0 | 0 | 0 | 0 | 0 | 0 | 1 |  | 0 | 0 | 0 | 0 | 0 | 0 | 0 | 0 | 0 | 0 | 0 | 0 | 0 | 0 | 0 | 0 | 0 | 0 | 0 |  | 1 | 1 | 1 | 1 | 1 | 1 | 1 | 1 | 1 | 1 | 1 | 0
SDGE | Monserate | 69 | 0 | 0 | 0 | 0 | 0 | 0 | 0 | 0 | 0 | 0 | 0 | 0 | 0 | 0 | 0 | 0 | 0 | 0 | 0 | 0 |  | 0 | 0 | 0 | 0 | 0 | 0 | 0 | 0 | 0 | 0 | 0 | 0 | 0 | 0 | 0 | 0 | 0 | 0 | 0 | 0 | 1 |  | 0 | 0 | 0 | 0 | 0 | 0 | 0 | 0 | 0 | 0 | 0 | 0 | 0 | 0 | 0 | 0 | 0 | 0 | 0 |  | 1 | 1 | 1 | 1 | 1 | 1 | 1 | 1 | 1 | 1 | 1 | 0
PG&E GBA | Monta Vista | 115 | 0 | 0 | 0 | 0 | 0 | 0 | 0 | 0 | 0 | 0 | 0 | 0 | 0 | 0 | 0 | 0 | 0 | 0 | 0 | 0 |  | 0 | 0 | 0 | 0 | 0 | 0 | 0 | 0 | 0 | 0 | 0 | 0 | 0 | 0 | 0 | 0 | 0 | 0 | 0 | 0 | 1 |  | 0 | 0 | 0 | 0 | 0 | 0 | 0 | 0 | 0 | 0 | 0 | 0 | 0 | 0 | 0 | 0 | 0 | 0 | 0 |  | 1 | 1 | 1 | 1 | 1 | 1 | 1 | 1 | 1 | 1 | 1 | 0
PG&E GBA | Monta Vista | 230 | 0 | 0 | 0 | 0 | 0 | 0 | 0 | 0 | 0 | 0 | 0 | 0 | 0 | 0 | 0 | 0 | 0 | 0 | 0 | 0 |  | 0 | 0 | 0 | 0 | 0 | 0 | 0 | 0 | 0 | 0 | 0 | 0 | 0 | 0 | 0 | 0 | 0 | 0 | 0 | 0 | 1 |  | 0 | 0 | 0 | 0 | 0 | 0 | 0 | 0 | 0 | 0 | 0 | 0 | 0 | 0 | 0 | 0 | 0 | 0 | 0 |  | 1 | 1 | 1 | 1 | 1 | 1 | 1 | 1 | 1 | 1 | 1 | 0
PG&E GBA | Monta Vista | 60 | 0 | 0 | 0 | 0 | 0 | 0 | 0 | 0 | 0 | 0 | 0 | 0 | 0 | 0 | 0 | 0 | 0 | 0 | 0 | 0 |  | 0 | 0 | 0 | 0 | 0 | 0 | 0 | 0 | 0 | 0 | 0 | 0 | 0 | 0 | 0 | 0 | 0 | 0 | 0 | 0 | 1 |  | 0 | 0 | 0 | 0 | 0 | 0 | 0 | 0 | 0 | 0 | 0 | 0 | 0 | 0 | 0 | 0 | 0 | 0 | 0 |  | 1 | 1 | 1 | 1 | 1 | 1 | 1 | 1 | 1 | 1 | 1 | 0
PG&E NGBA | Monticello | 115 | 0 | 0 | 0 | 0 | 0 | 0 | 0 | 0 | 0 | 0 | 0 | 0 | 0 | 0 | 0 | 0 | 0 | 0 | 0 | 0 |  | 0 | 0 | 0 | 0 | 0 | 0 | 0 | 0 | 0 | 0 | 0 | 0 | 0 | 0 | 0 | 0 | 0 | 0 | 0 | 0 | 2 |  | 0 | 0 | 0 | 0 | 0 | 0 | 0 | 0 | 0 | 0 | 0 | 0 | 0 | 0 | 0 | 0 | 0 | 0 | 0 |  | 1 | 1 | 1 | 1 | 1 | 1 | 1 | 1 | 1 | 1 | 1 | 0
SCE Northern | Moorpark | 230 | 0 | 0 | 0 | 0 | 0 | 0 | 0 | 0 | 0 | 0 | 0 | 0 | 0 | 0 | 0 | 350 | 150 | 500 | 0 | 1 |  | 0 | 0 | 0 | 0 | 0 | 0 | 0 | 0 | 0 | 0 | 0 | 0 | 0 | 0 | 0 | 434.9 | 0 | 434.9 | 0 | 1 | 0 |  | 0 | 0 | 0 | 0 | 0 | 0 | 0 | 0 | 0 | 0 | 0 | 0 | 0 | 0 | 0 | 1 | 0 | 0 | 0 |  | 1 | 1 | 1 | 1 | 1 | 1 | 1 | 3 | 1 | 1 | 1 | 1
SCE Northern | Moorpark | 66 | 0 | 0 | 0 | 0 | 0 | 0 | 0 | 0 | 0 | 0 | 0 | 0 | 0 | 0 | 0 | 0 | 0 | 0 | 0 | 0 |  | 0 | 0 | 0 | 0 | 0 | 0 | 0 | 0 | 0 | 0 | 0 | 0 | 0 | 0 | 0 | 0 | 0 | 0 | 0 | 0 | 0 |  | 0 | 0 | 0 | 0 | 0 | 0 | 0 | 0 | 0 | 0 | 0 | 0 | 0 | 0 | 0 | 0 | 0 | 0 | 0 |  | 1 | 1 | 1 | 1 | 1 | 1 | 1 | 1 | 1 | 1 | 1 | 0
PG&E GBA | Moraga | 115 | 0 | 0 | 0 | 0 | 0 | 0 | 0 | 0 | 0 | 0 | 0 | 0 | 0 | 0 | 0 | 0 | 0 | 0 | 0 | 0 |  | 0 | 0 | 0 | 0 | 0 | 0 | 0 | 0 | 0 | 0 | 0 | 0 | 0 | 0 | 0 | 0 | 0 | 0 | 0 | 0 | 1 |  | 0 | 0 | 0 | 0 | 0 | 0 | 0 | 0 | 0 | 0 | 0 | 0 | 0 | 0 | 0 | 0 | 0 | 0 | 0 |  | 1 | 1 | 1 | 1 | 1 | 1 | 1 | 1 | 1 | 1 | 1 | 0
PG&E GBA | Moraga | 230 | 0 | 0 | 0 | 0 | 0 | 0 | 0 | 0 | 0 | 0 | 0 | 0 | 0 | 0 | 0 | 0 | 0 | 0 | 0 | 0 |  | 0 | 0 | 0 | 0 | 0 | 0 | 0 | 0 | 0 | 0 | 0 | 0 | 0 | 0 | 0 | 0 | 0 | 0 | 0 | 0 | 1 |  | 0 | 0 | 0 | 0 | 0 | 0 | 0 | 0 | 0 | 0 | 0 | 0 | 0 | 0 | 0 | 0 | 0 | 0 | 0 |  | 1 | 1 | 1 | 1 | 1 | 1 | 1 | 1 | 1 | 1 | 1 | 0
PG&E GBA | Morgan Hill | 115 | 0 | 0 | 0 | 0 | 0 | 0 | 0 | 0 | 0 | 0 | 0 | 0 | 0 | 0 | 0 | 0 | 0 | 0 | 0 | 0 |  | 0 | 0 | 0 | 0 | 0 | 0 | 0 | 0 | 0 | 0 | 0 | 0 | 0 | 0 | 0 | 0 | 0 | 0 | 0 | 0 | 1 |  | 0 | 0 | 0 | 0 | 0 | 0 | 0 | 0 | 0 | 0 | 0 | 0 | 0 | 0 | 0 | 0 | 0 | 0 | 0 |  | 1 | 1 | 1 | 1 | 1 | 1 | 1 | 1 | 1 | 1 | 1 | 0
PG&E KERN | Morro Bay | 115 | 0 | 0 | 0 | 0 | 0 | 0 | 0 | 0 | 0 | 0 | 0 | 0 | 0 | 0 | 0 | 0 | 0 | 0 | 0 | 0 |  | 0 | 0 | 0 | 0 | 0 | 0 | 0 | 0 | 0 | 0 | 0 | 0 | 0 | 0 | 0 | 0 | 0 | 0 | 0 | 0 | 1 |  | 0 | 0 | 0 | 0 | 0 | 0 | 0 | 0 | 0 | 0 | 0 | 0 | 0 | 0 | 0 | 0 | 0 | 0 | 0 |  | 1 | 1 | 1 | 1 | 1 | 1 | 1 | 1 | 1 | 1 | 1 | 0
PG&E KERN | Morro Bay | 230 | 0 | 0 | 0 | 0 | 0 | 0 | 0 | 0 | 0 | 0 | 0 | 0 | 0 | 0 | 0 | 0 | 0 | 0 | 0 | 0 |  | 0 | 0 | 0 | 0 | 0 | 0 | 0 | 0 | 0 | 0 | 0 | 0 | 0 | 0 | 0 | 0 | 0 | 0 | 0 | 0 | 0 |  | 0 | 0 | 0 | 0 | 0 | 0 | 0 | 0 | 0 | 0 | 0 | 0 | 0 | 0 | 0 | 0 | 0 | 0 | 0 |  | 1 | 1 | 1 | 1 | 1 | 1 | 1 | 1 | 1 | 1 | 1 | 0
PG&E KERN | Morro Bay | 500 | 0 | 0 | 0 | 0 | 0 | 0 | 0 | 0 | 2375 | 0 | 2375 | 0 | 0 | 0 | 0 | 0 | 0 | 0 | 0 | 1 |  | 0 | 0 | 0 | 0 | 0 | 0 | 0 | 0 | 0 | 0 | 0 | 0 | 0 | 0 | 0 | 0 | 0 | 0 | 0 | 0 | 0 |  | 0 | 0 | 0 | 0 | 0 | 0 | 0 | 0 | 0 | 0 | 0 | 0 | 0 | 0 | 0 | 0 | 0 | 0 | 0 |  | 1 | 1 | 1 | 1 | 1 | 1 | 1 | 1 | 1 | 1 | 1 | 0
PG&E GBA | Moss Landing | 115 | 0 | 0 | 0 | 0 | 0 | 0 | 0 | 0 | 0 | 0 | 0 | 0 | 0 | 0 | 0 | 0 | 0 | 0 | 0 | 0 |  | 0 | 0 | 0 | 0 | 0 | 0 | 0 | 0 | 0 | 0 | 0 | 0 | 0 | 0 | 0 | 0 | 0 | 0 | 0 | 0 | 0 |  | 0 | 0 | 0 | 0 | 0 | 0 | 0 | 0 | 0 | 0 | 0 | 0 | 0 | 0 | 0 | 0 | 0 | 0 | 0 |  | 1 | 1 | 1 | 1 | 1 | 1 | 1 | 1 | 1 | 1 | 1 | 0
PG&E GBA | Moss Landing | 230 | 0 | 0 | 0 | 0 | 0 | 0 | 0 | 0 | 0 | 0 | 0 | 0 | 0 | 0 | 0 | 0 | 0 | 0 | 0 | 0 |  | 0 | 0 | 0 | 0 | 0 | 0 | 0 | 0 | 0 | 0 | 0 | 0 | 0 | 0 | 0 | 0 | 0 | 0 | 0 | 0 | 0 |  | 0 | 0 | 0 | 0 | 0 | 0 | 0 | 0 | 0 | 0 | 0 | 0 | 0 | 0 | 0 | 0 | 0 | 0 | 0 |  | 1 | 1 | 1 | 1 | 1 | 1 | 1 | 1 | 1 | 1 | 1 | 0
PG&E GBA | Moss Landing | 500 | 0 | 0 | 0 | 0 | 0 | 0 | 0 | 0 | 0 | 0 | 0 | 0 | 0 | 0 | 0 | 0 | 400 | 400 | 0 | 1 |  | 0 | 0 | 0 | 0 | 0 | 0 | 0 | 0 | 0 | 0 | 0 | 0 | 0 | 0 | 0 | 0 | 500 | 500 | 0 | 1 | 0 |  | 0 | 0 | 0 | 0 | 0 | 0 | 0 | 0 | 0 | 0 | 0 | 0 | 0 | 0 | 0 | 0 | 1 | 1 | 0 |  | 1 | 1 | 1 | 1 | 1 | 1 | 1 | 1 | 3 | 3 | 1 | 1
EOP | Mountain Pass | 115 | 0 | 0 | 0 | 0 | 0 | 0 | 0 | 0 | 0 | 0 | 0 | 0 | 0 | 0 | 0 | 0 | 0 | 0 | 0 | 0 |  | 0 | 0 | 0 | 0 | 0 | 0 | 0 | 0 | 0 | 0 | 0 | 0 | 0 | 0 | 0 | 0 | 0 | 0 | 0 | 0 | 1 |  | 0 | 0 | 0 | 0 | 0 | 0 | 0 | 0 | 0 | 0 | 0 | 0 | 0 | 0 | 0 | 0 | 0 | 0 | 0 |  | 1 | 1 | 1 | 1 | 1 | 1 | 1 | 1 | 1 | 1 | 1 | 0
PG&E GBA | Mountain View | 115 | 0 | 0 | 0 | 0 | 0 | 0 | 0 | 0 | 0 | 0 | 0 | 0 | 0 | 0 | 0 | 0 | 0 | 0 | 0 | 0 |  | 0 | 0 | 0 | 0 | 0 | 0 | 0 | 0 | 0 | 0 | 0 | 0 | 0 | 0 | 0 | 0 | 0 | 0 | 0 | 0 | 1 |  | 0 | 0 | 0 | 0 | 0 | 0 | 0 | 0 | 0 | 0 | 0 | 0 | 0 | 0 | 0 | 0 | 0 | 0 | 0 |  | 1 | 1 | 1 | 1 | 1 | 1 | 1 | 1 | 1 | 1 | 1 | 0
PG&E GBA | Mt Eden | 115 | 0 | 0 | 0 | 0 | 0 | 0 | 0 | 0 | 0 | 0 | 0 | 0 | 0 | 0 | 0 | 0 | 0 | 0 | 0 | 0 |  | 0 | 0 | 0 | 0 | 0 | 0 | 0 | 0 | 0 | 0 | 0 | 0 | 0 | 0 | 0 | 0 | 0 | 0 | 0 | 0 | 1 |  | 0 | 0 | 0 | 0 | 0 | 0 | 0 | 0 | 0 | 0 | 0 | 0 | 0 | 0 | 0 | 0 | 0 | 0 | 0 |  | 1 | 1 | 1 | 1 | 1 | 1 | 1 | 1 | 1 | 1 | 1 | 0
PG&E KERN | Mt Poso | 115 | 0 | 0 | 0 | 0 | 0 | 0 | 0 | 0 | 0 | 0 | 0 | 0 | 0 | 0 | 0 | 0 | 0 | 0 | 0 | 0 |  | 0 | 0 | 0 | 0 | 0 | 0 | 0 | 0 | 0 | 0 | 0 | 0 | 0 | 0 | 0 | 0 | 0 | 0 | 0 | 0 | 0 |  | 0 | 0 | 0 | 0 | 0 | 0 | 0 | 0 | 0 | 0 | 0 | 0 | 0 | 0 | 0 | 0 | 0 | 0 | 0 |  | 1 | 1 | 1 | 1 | 1 | 1 | 1 | 1 | 1 | 1 | 1 | 0
SDGE | Murray | 69 | 0 | 0 | 0 | 0 | 0 | 0 | 0 | 0 | 0 | 0 | 0 | 0 | 0 | 0 | 0 | 9 | 0 | 9 | 0 | 1 |  | 0 | 0 | 0 | 0 | 0 | 0 | 0 | 0 | 0 | 0 | 0 | 0 | 0 | 0 | 0 | 0 | 0 | 0 | 0 | 0 | 2 |  | 0 | 0 | 0 | 0 | 0 | 0 | 0 | 0 | 0 | 0 | 0 | 0 | 0 | 0 | 0 | 0 | 0 | 0 | 0 |  | 1 | 1 | 1 | 1 | 1 | 1 | 1 | 1 | 1 | 1 | 1 | 0
PG&E FRESNO | Mustang | 230 | 0 | 0 | 0 | 0 | 0 | 0 | 0 | 0 | 0 | 0 | 0 | 0 | 156.5 | 300 | 456.5 | 0 | 100 | 100 | 0 | 1 |  | 0 | 0 | 0 | 0 | 0 | 0 | 0 | 0 | 0 | 0 | 0 | 0 | 206.5 | 300 | 506.5 | 75 | 75 | 150 | 0 | 1 | 1 |  | 0 | 0 | 0 | 0 | 0 | 0 | 0 | 0 | 0 | 0 | 0 | 0 | 1 | 0 | 0 | 2 | 0 | 2 | 0 |  | 1 | 1 | 1 | 1 | 1 | 1 | 3 | 5 | 1 | 5 | 1 | 1
SCE Northern | Neenach | 66 | 0 | 0 | 0 | 0 | 0 | 0 | 0 | 0 | 0 | 0 | 0 | 0 | 0 | 0 | 0 | 0 | 0 | 0 | 0 | 0 |  | 0 | 0 | 0 | 0 | 0 | 0 | 0 | 0 | 0 | 0 | 0 | 0 | 0 | 0 | 0 | 0 | 0 | 0 | 0 | 0 | 0 |  | 0 | 0 | 0 | 0 | 0 | 0 | 0 | 0 | 0 | 0 | 0 | 0 | 0 | 0 | 0 | 0 | 0 | 0 | 0 |  | 1 | 1 | 1 | 1 | 1 | 1 | 1 | 1 | 1 | 1 | 1 | 0
PG&E KERN | New Sub - Gates - Midway (Proposed) | 230 | 0 | 0 | 0 | 0 | 0 | 0 | 0 | 0 | 0 | 0 | 0 | 0 | 100 | 790 | 890 | 238.5 | 125 | 363.5 | 0 | 1 |  | 0 | 0 | 0 | 0 | 0 | 0 | 0 | 0 | 0 | 0 | 0 | 0 | 50 | 700 | 750 | 0 | 475 | 475 | 0 | 1 | 0 |  | 0 | 0 | 0 | 0 | 0 | 0 | 0 | 0 | 0 | 0 | 0 | 0 | 0 | 0 | 0 | 0 | 2 | 1 | 0 |  | 1 | 1 | 1 | 1 | 1 | 1 | 1 | 1 | 4 | 3 | 1 | 1
PG&E KERN | New Sub - Gates - Templeton (Proposed) | 230 | 0 | 0 | 0 | 0 | 0 | 0 | 0 | 0 | 0 | 0 | 0 | 0 | 50 | 250 | 300 | 0 | 85 | 85 | 0 | 1 |  | 0 | 0 | 0 | 0 | 0 | 0 | 0 | 0 | 0 | 0 | 0 | 0 | 0 | 0 | 0 | 0 | 0 | 0 | 0 | 0 | 1 |  | 0 | 0 | 0 | 0 | 0 | 0 | 0 | 0 | 0 | 0 | 0 | 0 | 0 | 0 | 0 | 0 | 0 | 0 | 0 |  | 1 | 1 | 1 | 1 | 1 | 1 | 1 | 1 | 1 | 1 | 1 | 0
SCE NOL | New Sub - Kramer - Lugo (Proposed) | 230 | 0 | 0 | 0 | 0 | 0 | 0 | 0 | 0 | 0 | 0 | 0 | 0 | 0 | 0 | 0 | 0 | 0 | 0 | 0 | 0 |  | 0 | 0 | 0 | 0 | 0 | 0 | 0 | 0 | 0 | 0 | 0 | 0 | 0 | 0 | 0 | 0 | 0 | 0 | 0 | 0 | 3 |  | 0 | 0 | 0 | 0 | 0 | 0 | 0 | 0 | 0 | 0 | 0 | 0 | 0 | 0 | 0 | 0 | 0 | 0 | 0 |  | 1 | 1 | 1 | 1 | 1 | 1 | 1 | 1 | 1 | 1 | 1 | 0
PG&E FRESNO | New Sub - Los Banos - Midway (Proposed) | 500 | 0 | 0 | 0 | 0 | 0 | 0 | 0 | 0 | 0 | 0 | 0 | 0 | 600 | 400 | 1000 | 0 | 175 | 175 | 0 | 1 |  | 0 | 0 | 0 | 0 | 0 | 0 | 0 | 0 | 0 | 0 | 0 | 0 | 0 | 0 | 0 | 0 | 0 | 0 | 0 | 0 | 0 |  | 0 | 0 | 0 | 0 | 0 | 0 | 0 | 0 | 0 | 0 | 0 | 0 | 0 | 0 | 0 | 0 | 0 | 0 | 0 |  | 1 | 1 | 1 | 1 | 1 | 1 | 1 | 1 | 1 | 1 | 1 | 0
SCE NOL | New Sub - Lugo - Pisgah (Proposed) | 230 | 0 | 0 | 150 | 0 | 150 | 0 | 0 | 0 | 0 | 0 | 0 | 0 | 0 | 0 | 0 | 0 | 0 | 0 | 0 | 1 |  | 0 | 0 | 100 | 50 | 150 | 0 | 0 | 0 | 0 | 0 | 0 | 0 | 0 | 0 | 0 | 0 | 0 | 0 | 0 | 1 | 1 |  | 0 | 0 | 0 | 2 | 0 | 0 | 0 | 0 | 0 | 0 | 0 | 0 | 0 | 0 | 0 | 0 | 0 | 0 | 0 |  | 1 | 1 | 1 | 1 | 1 | 1 | 1 | 1 | 1 | 1 | 1 | 0
PG&E KERN | New Sub - Midway - Wheeler Ridge (Proposed) | 230 | 0 | 0 | 0 | 0 | 0 | 0 | 0 | 0 | 0 | 0 | 0 | 0 | 0 | 150 | 150 | 92 | 0 | 92 | 0 | 1 |  | 0 | 0 | 0 | 0 | 0 | 0 | 0 | 0 | 0 | 0 | 0 | 0 | 120 | 265 | 385 | 92 | 68 | 160 | 0 | 1 | 0 |  | 0 | 0 | 0 | 0 | 0 | 0 | 0 | 0 | 0 | 0 | 0 | 0 | 2 | 2 | 2 | 0 | 2 | 2 | 0 |  | 1 | 1 | 1 | 1 | 1 | 1 | 4 | 1 | 4 | 4 | 1 | 1
PG&E NGBA | New Sub - Near existing Leavitt (PSREC) | 345 | 0 | 0 | 300 | 0 | 300 | 0 | 0 | 0 | 0 | 0 | 0 | 0 | 0 | 0 | 0 | 0 | 0 | 0 | 0 | 1 |  | 0 | 0 | 300 | 0 | 300 | 0 | 0 | 0 | 0 | 0 | 0 | 0 | 0 | 0 | 0 | 0 | 0 | 0 | 0 | 1 | 0 |  | 0 | 0 | 0 | 0 | 0 | 0 | 0 | 0 | 0 | 0 | 0 | 0 | 0 | 0 | 0 | 0 | 0 | 0 | 0 |  | 1 | 1 | 1 | 1 | 1 | 1 | 1 | 1 | 1 | 1 | 1 | 0
PG&E NGBA | New Sub - Near existing Madeline (NVE) | 345 | 0 | 0 | 631.1 | 0 | 631.1 | 0 | 0 | 0 | 0 | 0 | 0 | 0 | 0 | 0 | 0 | 0 | 0 | 0 | 0 | 1 |  | 0 | 0 | 400.4 | 0 | 400.4 | 0 | 0 | 0 | 0 | 0 | 0 | 0 | 0 | 0 | 0 | 0 | 0 | 0 | 0 | 1 | 0 |  | 0 | 0 | 0 | 0 | 0 | 0 | 0 | 0 | 0 | 0 | 0 | 0 | 0 | 0 | 0 | 0 | 0 | 0 | 0 |  | 1 | 1 | 1 | 1 | 1 | 1 | 1 | 1 | 1 | 1 | 1 | 0
SDGE | New Sub - North Gila - IV (Proposed) | 500 | 0 | 0 | 0 | 0 | 0 | 0 | 0 | 0 | 0 | 0 | 0 | 0 | 150 | 400 | 550 | 0 | 165 | 165 | 0 | 1 |  | 0 | 0 | 0 | 0 | 0 | 0 | 0 | 0 | 0 | 0 | 0 | 0 | 0 | 0 | 0 | 0 | 0 | 0 | 0 | 0 | 4 |  | 0 | 0 | 0 | 0 | 0 | 0 | 0 | 0 | 0 | 0 | 0 | 0 | 0 | 0 | 0 | 0 | 0 | 0 | 0 |  | 1 | 1 | 1 | 1 | 1 | 1 | 1 | 1 | 1 | 1 | 1 | 0
PG&E NGBA | New Sub - Pit 1 - Cottonwood (Proposed) | 230 | 0 | 0 | 200 | 6 | 206 | 0 | 0 | 0 | 0 | 0 | 0 | 0 | 0 | 0 | 0 | 0 | 0 | 0 | 0 | 1 |  | 0 | 0 | 200 | 10 | 210 | 0 | 0 | 0 | 0 | 0 | 0 | 0 | 0 | 0 | 0 | 0 | 0 | 0 | 0 | 1 | 0 |  | 0 | 0 | 0 | 2 | 0 | 0 | 0 | 0 | 0 | 0 | 0 | 0 | 0 | 0 | 0 | 0 | 0 | 0 | 0 |  | 1 | 1 | 1 | 1 | 1 | 1 | 1 | 1 | 1 | 1 | 1 | 0
PG&E GBA | New Sub - Rancho Seco - Bellota (Proposed) | 230 | 0 | 0 | 0 | 0 | 0 | 0 | 0 | 0 | 0 | 0 | 0 | 0 | 0 | 0 | 0 | 0 | 0 | 0 | 0 | 0 |  | 0 | 0 | 0 | 0 | 0 | 0 | 0 | 0 | 0 | 0 | 0 | 0 | 0 | 0 | 0 | 0 | 0 | 0 | 0 | 0 | 0 |  | 0 | 0 | 0 | 0 | 0 | 0 | 0 | 0 | 0 | 0 | 0 | 0 | 0 | 0 | 0 | 0 | 0 | 0 | 0 |  | 1 | 1 | 1 | 1 | 1 | 1 | 1 | 1 | 1 | 1 | 1 | 0
SDGE | New Sub - Suncrest - Ocotillo (Proposed) | 500 | 0 | 0 | 300 | 100 | 400 | 0 | 0 | 0 | 0 | 0 | 0 | 0 | 0 | 0 | 0 | 0 | 0 | 0 | 0 | 1 |  | 0 | 0 | 350 | 50 | 400 | 0 | 0 | 0 | 0 | 0 | 0 | 0 | 0 | 0 | 0 | 0 | 0 | 0 | 0 | 1 | 4 |  | 0 | 0 | 1 | 0 | 0 | 0 | 0 | 0 | 0 | 0 | 0 | 0 | 0 | 0 | 0 | 0 | 0 | 0 | 0 |  | 1 | 1 | 3 | 1 | 1 | 1 | 1 | 1 | 1 | 1 | 1 | 1
PG&E FRESNO | New Sub - Westley - Quinto (Proposed) | 230 | 0 | 0 | 0 | 0 | 0 | 0 | 0 | 0 | 0 | 0 | 0 | 0 | 0 | 0 | 0 | 0 | 0 | 0 | 0 | 0 |  | 0 | 0 | 0 | 0 | 0 | 0 | 0 | 0 | 0 | 0 | 0 | 0 | 0 | 0 | 0 | 0 | 0 | 0 | 0 | 0 | 1 |  | 0 | 0 | 0 | 0 | 0 | 0 | 0 | 0 | 0 | 0 | 0 | 0 | 0 | 0 | 0 | 0 | 0 | 0 | 0 |  | 1 | 1 | 1 | 1 | 1 | 1 | 1 | 1 | 1 | 1 | 1 | 0
PG&E GBA | Newark | 115 | 0 | 0 | 0 | 0 | 0 | 0 | 0 | 0 | 0 | 0 | 0 | 0 | 0 | 0 | 0 | 0 | 0 | 0 | 0 | 0 |  | 0 | 0 | 0 | 0 | 0 | 0 | 0 | 0 | 0 | 0 | 0 | 0 | 0 | 0 | 0 | 0 | 0 | 0 | 0 | 0 | 0 |  | 0 | 0 | 0 | 0 | 0 | 0 | 0 | 0 | 0 | 0 | 0 | 0 | 0 | 0 | 0 | 0 | 0 | 0 | 0 |  | 1 | 1 | 1 | 1 | 1 | 1 | 1 | 1 | 1 | 1 | 1 | 0
PG&E GBA | Newark | 230 | 0 | 0 | 0 | 0 | 0 | 0 | 0 | 0 | 0 | 0 | 0 | 0 | 0 | 0 | 0 | 0 | 0 | 0 | 0 | 0 |  | 0 | 0 | 0 | 0 | 0 | 0 | 0 | 0 | 0 | 0 | 0 | 0 | 0 | 0 | 0 | 0 | 0 | 0 | 0 | 0 | 0 |  | 0 | 0 | 0 | 0 | 0 | 0 | 0 | 0 | 0 | 0 | 0 | 0 | 0 | 0 | 0 | 0 | 0 | 0 | 0 |  | 1 | 1 | 1 | 1 | 1 | 1 | 1 | 1 | 1 | 1 | 1 | 0
PG&E GBA | Newark | 60 | 0 | 0 | 0 | 0 | 0 | 0 | 0 | 0 | 0 | 0 | 0 | 2.5 | 0 | 0 | 0 | 0 | 0 | 0 | 0 | 1 |  | 0 | 0 | 0 | 0 | 0 | 0 | 0 | 0 | 0 | 0 | 0 | 0 | 0 | 0 | 0 | 0 | 0 | 0 | 0 | 0 | 0 |  | 0 | 0 | 0 | 0 | 0 | 0 | 0 | 0 | 0 | 0 | 0 | 0 | 0 | 0 | 0 | 0 | 0 | 0 | 0 |  | 1 | 1 | 1 | 1 | 1 | 1 | 1 | 1 | 1 | 1 | 1 | 0
PG&E FRESNO | Newhall | 115 | 0 | 0 | 0 | 0 | 0 | 0 | 0 | 0 | 0 | 0 | 0 | 0 | 0 | 0 | 0 | 0 | 0 | 0 | 0 | 0 |  | 0 | 0 | 0 | 0 | 0 | 0 | 0 | 0 | 0 | 0 | 0 | 0 | 0 | 0 | 0 | 0 | 0 | 0 | 0 | 0 | 1 |  | 0 | 0 | 0 | 0 | 0 | 0 | 0 | 0 | 0 | 0 | 0 | 0 | 0 | 0 | 0 | 0 | 0 | 0 | 0 |  | 1 | 1 | 1 | 1 | 1 | 1 | 1 | 1 | 1 | 1 | 1 | 0
PG&E KERN | Norco | 115 | 0 | 0.8 | 0 | 0 | 0 | 0 | 0 | 0 | 0 | 0 | 0 | 0 | 0 | 0 | 0 | 0 | 0 | 0 | 0 | 1 |  | 0 | 0 | 0 | 0 | 0 | 0 | 0 | 0 | 0 | 0 | 0 | 0 | 0 | 0 | 0 | 0 | 0 | 0 | 0 | 0 | 0 |  | 0 | 0 | 0 | 0 | 0 | 0 | 0 | 0 | 0 | 0 | 0 | 0 | 0 | 0 | 0 | 0 | 0 | 0 | 0 |  | 1 | 1 | 1 | 1 | 1 | 1 | 1 | 1 | 1 | 1 | 1 | 0
PG&E GBA | Nortech | 115 | 0 | 0 | 0 | 0 | 0 | 0 | 0 | 0 | 0 | 0 | 0 | 0 | 0 | 0 | 0 | 0 | 0 | 0 | 0 | 0 |  | 0 | 0 | 0 | 0 | 0 | 0 | 0 | 0 | 0 | 0 | 0 | 0 | 0 | 0 | 0 | 0 | 0 | 0 | 0 | 0 | 1 |  | 0 | 0 | 0 | 0 | 0 | 0 | 0 | 0 | 0 | 0 | 0 | 0 | 0 | 0 | 0 | 0 | 0 | 0 | 0 |  | 1 | 1 | 1 | 1 | 1 | 1 | 1 | 1 | 1 | 1 | 1 | 0
SDGE | North City Metering | 138 | 0 | 0 | 0 | 0 | 0 | 0 | 0 | 0 | 0 | 0 | 0 | 0 | 0 | 0 | 0 | 0 | 0 | 0 | 0 | 0 |  | 0 | 0 | 0 | 0 | 0 | 0 | 0 | 0 | 0 | 0 | 0 | 0 | 0 | 0 | 0 | 0 | 0 | 0 | 0 | 0 | 3 |  | 0 | 0 | 0 | 0 | 0 | 0 | 0 | 0 | 0 | 0 | 0 | 0 | 0 | 0 | 0 | 0 | 0 | 0 | 0 |  | 1 | 1 | 1 | 1 | 1 | 1 | 1 | 1 | 1 | 1 | 1 | 0
PG&E GBA | North Dublin | 230 | 0 | 0 | 0 | 0 | 0 | 0 | 0 | 0 | 0 | 0 | 0 | 0 | 0 | 0 | 0 | 0 | 0 | 0 | 0 | 0 |  | 0 | 0 | 0 | 0 | 0 | 0 | 0 | 0 | 0 | 0 | 0 | 0 | 0 | 0 | 0 | 0 | 0 | 0 | 0 | 0 | 0 |  | 0 | 0 | 0 | 0 | 0 | 0 | 0 | 0 | 0 | 0 | 0 | 0 | 0 | 0 | 0 | 0 | 0 | 0 | 0 |  | 1 | 1 | 1 | 1 | 1 | 1 | 1 | 1 | 1 | 1 | 1 | 0
SDGE | North Gila | 500 | 0 | 0 | 0 | 0 | 0 | 0 | 0 | 0 | 0 | 0 | 0 | 0 | 0 | 0 | 0 | 0 | 0 | 0 | 0 | 0 |  | 0 | 0 | 0 | 0 | 0 | 0 | 0 | 0 | 0 | 0 | 0 | 0 | 0 | 0 | 0 | 0 | 0 | 0 | 0 | 0 | 3 |  | 0 | 0 | 0 | 0 | 0 | 0 | 0 | 0 | 0 | 0 | 0 | 0 | 0 | 0 | 0 | 0 | 0 | 0 | 0 |  | 1 | 1 | 1 | 1 | 1 | 1 | 1 | 1 | 1 | 1 | 1 | 0
SCE Metro | North of SONGS | 230 | 0 | 0 | 0 | 0 | 0 | 0 | 0 | 0 | 0 | 0 | 0 | 0 | 0 | 0 | 0 | 0 | 0 | 0 | 0 | 0 |  | 0 | 0 | 0 | 0 | 0 | 0 | 0 | 0 | 0 | 0 | 0 | 0 | 0 | 0 | 0 | 0 | 0 | 0 | 0 | 0 | 0 |  | 0 | 0 | 0 | 0 | 0 | 0 | 0 | 0 | 0 | 0 | 0 | 0 | 0 | 0 | 0 | 0 | 0 | 0 | 0 |  | 1 | 1 | 1 | 1 | 1 | 1 | 1 | 1 | 1 | 1 | 1 | 0
SCE Metro | North of SONGS | 500 | 0 | 0 | 0 | 0 | 0 | 0 | 0 | 0 | 0 | 0 | 0 | 0 | 0 | 0 | 0 | 0 | 0 | 0 | 0 | 0 |  | 0 | 0 | 0 | 0 | 0 | 0 | 0 | 0 | 0 | 0 | 0 | 0 | 0 | 0 | 0 | 0 | 0 | 0 | 0 | 0 | 0 |  | 0 | 0 | 0 | 0 | 0 | 0 | 0 | 0 | 0 | 0 | 0 | 0 | 0 | 0 | 0 | 0 | 0 | 0 | 0 |  | 1 | 1 | 1 | 1 | 1 | 1 | 1 | 1 | 1 | 1 | 1 | 0
PG&E NGBA | Notre Dame | 115 | 0 | 0 | 0 | 0 | 0 | 0 | 0 | 0 | 0 | 0 | 0 | 0 | 0 | 0 | 0 | 0 | 0 | 0 | 0 | 0 |  | 0 | 0 | 0 | 0 | 0 | 0 | 0 | 0 | 0 | 0 | 0 | 0 | 0 | 0 | 0 | 0 | 0 | 0 | 0 | 0 | 0 |  | 0 | 0 | 0 | 0 | 0 | 0 | 0 | 0 | 0 | 0 | 0 | 0 | 0 | 0 | 0 | 0 | 0 | 0 | 0 |  | 1 | 1 | 1 | 1 | 1 | 1 | 1 | 1 | 1 | 1 | 1 | 0
PG&E GBA | Oakland C | 115 | 0 | 0 | 0 | 0 | 0 | 0 | 0 | 0 | 0 | 0 | 0 | 0 | 0 | 0 | 0 | 0 | 0 | 0 | 0 | 0 |  | 0 | 0 | 0 | 0 | 0 | 0 | 0 | 0 | 0 | 0 | 0 | 0 | 0 | 0 | 0 | 55 | 0 | 55 | 0 | 1 | 2 |  | 0 | 0 | 0 | 0 | 0 | 0 | 0 | 0 | 0 | 0 | 0 | 0 | 0 | 0 | 0 | 2 | 0 | 2 | 0 |  | 1 | 1 | 1 | 1 | 1 | 1 | 1 | 5 | 1 | 5 | 1 | 1
PG&E GBA | Oakland J | 115 | 0 | 0 | 0 | 0 | 0 | 0 | 0 | 0 | 0 | 0 | 0 | 0 | 0 | 0 | 0 | 0 | 0 | 0 | 0 | 0 |  | 0 | 0 | 0 | 0 | 0 | 0 | 0 | 0 | 0 | 0 | 0 | 0 | 0 | 0 | 0 | 0 | 0 | 0 | 0 | 0 | 1 |  | 0 | 0 | 0 | 0 | 0 | 0 | 0 | 0 | 0 | 0 | 0 | 0 | 0 | 0 | 0 | 0 | 0 | 0 | 0 |  | 1 | 1 | 1 | 1 | 1 | 1 | 1 | 1 | 1 | 1 | 1 | 0
PG&E GBA | Oakland L | 115 | 0 | 0 | 0 | 0 | 0 | 0 | 0 | 0 | 0 | 0 | 0 | 0 | 0 | 0 | 0 | 0 | 0 | 0 | 0 | 0 |  | 0 | 0 | 0 | 0 | 0 | 0 | 0 | 0 | 0 | 0 | 0 | 0 | 0 | 0 | 0 | 0 | 0 | 0 | 0 | 0 | 1 |  | 0 | 0 | 0 | 0 | 0 | 0 | 0 | 0 | 0 | 0 | 0 | 0 | 0 | 0 | 0 | 0 | 0 | 0 | 0 |  | 1 | 1 | 1 | 1 | 1 | 1 | 1 | 1 | 1 | 1 | 1 | 0
PG&E GBA | Oakland X | 115 | 0 | 0 | 0 | 0 | 0 | 0 | 0 | 0 | 0 | 0 | 0 | 0 | 0 | 0 | 0 | 0 | 0 | 0 | 0 | 0 |  | 0 | 0 | 0 | 0 | 0 | 0 | 0 | 0 | 0 | 0 | 0 | 0 | 0 | 0 | 0 | 0 | 0 | 0 | 0 | 0 | 1 |  | 0 | 0 | 0 | 0 | 0 | 0 | 0 | 0 | 0 | 0 | 0 | 0 | 0 | 0 | 0 | 0 | 0 | 0 | 0 |  | 1 | 1 | 1 | 1 | 1 | 1 | 1 | 1 | 1 | 1 | 1 | 0
SDGE | Ocean Ranch | 69 | 0 | 0 | 0 | 0 | 0 | 0 | 0 | 0 | 0 | 0 | 0 | 0 | 0 | 0 | 0 | 0 | 0 | 0 | 0 | 0 |  | 0 | 0 | 0 | 0 | 0 | 0 | 0 | 0 | 0 | 0 | 0 | 0 | 0 | 0 | 0 | 0 | 0 | 0 | 0 | 0 | 1 |  | 0 | 0 | 0 | 0 | 0 | 0 | 0 | 0 | 0 | 0 | 0 | 0 | 0 | 0 | 0 | 0 | 0 | 0 | 0 |  | 1 | 1 | 1 | 1 | 1 | 1 | 1 | 1 | 1 | 1 | 1 | 0
PG&E KERN | Oceano | 115 | 0 | 0 | 0 | 0 | 0 | 0 | 0 | 0 | 0 | 0 | 0 | 0 | 0 | 0 | 0 | 0 | 0 | 0 | 0 | 0 |  | 0 | 0 | 0 | 0 | 0 | 0 | 0 | 0 | 0 | 0 | 0 | 0 | 0 | 0 | 0 | 0 | 0 | 0 | 0 | 0 | 1 |  | 0 | 0 | 0 | 0 | 0 | 0 | 0 | 0 | 0 | 0 | 0 | 0 | 0 | 0 | 0 | 0 | 0 | 0 | 0 |  | 1 | 1 | 1 | 1 | 1 | 1 | 1 | 1 | 1 | 1 | 1 | 0
SDGE | Ocotillo Express | 500 | 0 | 0 | 0 | 0 | 0 | 0 | 0 | 0 | 0 | 0 | 0 | 0 | 0 | 0 | 0 | 0 | 0 | 0 | 0 | 0 |  | 0 | 0 | 0 | 0 | 0 | 0 | 0 | 0 | 0 | 0 | 0 | 0 | 0 | 0 | 0 | 0 | 0 | 0 | 0 | 0 | 4 |  | 0 | 0 | 0 | 0 | 0 | 0 | 0 | 0 | 0 | 0 | 0 | 0 | 0 | 0 | 0 | 0 | 0 | 0 | 0 |  | 1 | 1 | 1 | 1 | 1 | 1 | 1 | 1 | 1 | 1 | 1 | 0
PG&E KERN | Old River | 70 | 0 | 0 | 0 | 0 | 0 | 0 | 0 | 0 | 0 | 0 | 0 | 2.4 | 0 | 0 | 0 | 0 | 0 | 0 | 0 | 1 |  | 0 | 0 | 0 | 0 | 0 | 0 | 0 | 0 | 0 | 0 | 0 | 0 | 0 | 0 | 0 | 0 | 0 | 0 | 0 | 0 | 0 |  | 0 | 0 | 0 | 0 | 0 | 0 | 0 | 0 | 0 | 0 | 0 | 0 | 0 | 0 | 0 | 0 | 0 | 0 | 0 |  | 1 | 1 | 1 | 1 | 1 | 1 | 1 | 1 | 1 | 1 | 1 | 0
SDGE | Old Town | 230 | 0 | 0 | 0 | 0 | 0 | 0 | 0 | 0 | 0 | 0 | 0 | 0 | 0 | 0 | 0 | 0 | 0 | 0 | 0 | 0 |  | 0 | 0 | 0 | 0 | 0 | 0 | 0 | 0 | 0 | 0 | 0 | 0 | 0 | 0 | 0 | 0 | 0 | 0 | 0 | 0 | 2 |  | 0 | 0 | 0 | 0 | 0 | 0 | 0 | 0 | 0 | 0 | 0 | 0 | 0 | 0 | 0 | 0 | 0 | 0 | 0 |  | 1 | 1 | 1 | 1 | 1 | 1 | 1 | 1 | 1 | 1 | 1 | 0
SCE Metro | Olinda | 230 | 0 | 0 | 0 | 0 | 0 | 0 | 0 | 0 | 0 | 0 | 0 | 0 | 0 | 0 | 0 | 0 | 0 | 0 | 0 | 0 |  | 0 | 0 | 0 | 0 | 0 | 0 | 0 | 0 | 0 | 0 | 0 | 0 | 0 | 0 | 0 | 0 | 0 | 0 | 0 | 0 | 0 |  | 0 | 0 | 0 | 0 | 0 | 0 | 0 | 0 | 0 | 0 | 0 | 0 | 0 | 0 | 0 | 0 | 0 | 0 | 0 |  | 1 | 1 | 1 | 1 | 1 | 1 | 1 | 1 | 1 | 1 | 1 | 0
PG&E FRESNO | Olive | 115 | 0 | 0 | 0 | 0 | 0 | 0 | 0 | 0 | 0 | 0 | 0 | 0 | 40 | 0 | 40 | 20 | 0 | 20 | 0 | 1 |  | 0 | 0 | 0 | 0 | 0 | 0 | 0 | 0 | 0 | 0 | 0 | 0 | 40 | 0 | 40 | 20 | 0 | 20 | 0 | 1 | 0 |  | 0 | 0 | 0 | 0 | 0 | 0 | 0 | 0 | 0 | 0 | 0 | 0 | 0 | 0 | 0 | 0 | 0 | 0 | 0 |  | 1 | 1 | 1 | 1 | 1 | 1 | 1 | 1 | 1 | 1 | 1 | 0
PG&E NGBA | Olivehurst | 115 | 0 | 0 | 0 | 0 | 0 | 0 | 0 | 0 | 0 | 0 | 0 | 0 | 0 | 0 | 0 | 0 | 0 | 0 | 0 | 0 |  | 0 | 0 | 0 | 0 | 0 | 0 | 0 | 0 | 0 | 0 | 0 | 0 | 0 | 0 | 0 | 0 | 0 | 0 | 0 | 0 | 0 |  | 0 | 0 | 0 | 0 | 0 | 0 | 0 | 0 | 0 | 0 | 0 | 0 | 0 | 0 | 0 | 0 | 0 | 0 | 0 |  | 1 | 1 | 1 | 1 | 1 | 1 | 1 | 1 | 1 | 1 | 1 | 0
PG&E NGBA | Oregon Trail | 60 | 0 | 0 | 0 | 0 | 0 | 0 | 0 | 0 | 0 | 0 | 0 | 0 | 0 | 0 | 0 | 0 | 0 | 0 | 0 | 0 |  | 0 | 0 | 0 | 0 | 0 | 0 | 0 | 0 | 0 | 0 | 0 | 0 | 0 | 0 | 0 | 0 | 0 | 0 | 0 | 0 | 0 |  | 0 | 0 | 0 | 0 | 0 | 0 | 0 | 0 | 0 | 0 | 0 | 0 | 0 | 0 | 0 | 0 | 0 | 0 | 0 |  | 1 | 1 | 1 | 1 | 1 | 1 | 1 | 1 | 1 | 1 | 1 | 0
SCE Northern | Ormond Beach | 230 | 0 | 0 | 0 | 0 | 0 | 0 | 0 | 0 | 0 | 0 | 0 | 0 | 0 | 0 | 0 | 0 | 0 | 0 | 0 | 0 |  | 0 | 0 | 0 | 0 | 0 | 0 | 0 | 0 | 0 | 0 | 0 | 0 | 0 | 0 | 0 | 0 | 0 | 0 | 0 | 0 | 0 |  | 0 | 0 | 0 | 0 | 0 | 0 | 0 | 0 | 0 | 0 | 0 | 0 | 0 | 0 | 0 | 0 | 0 | 0 | 0 |  | 1 | 1 | 1 | 1 | 1 | 1 | 1 | 1 | 1 | 1 | 1 | 0
PG&E FRESNO | Oro Loma | 115 | 0 | 0 | 0 | 0 | 0 | 0 | 0 | 0 | 0 | 0 | 0 | 0 | 0 | 0 | 0 | 0 | 0 | 0 | 0 | 0 |  | 0 | 0 | 0 | 0 | 0 | 0 | 0 | 0 | 0 | 0 | 0 | 0 | 0 | 0 | 0 | 0 | 0 | 0 | 0 | 0 | 1 |  | 0 | 0 | 0 | 0 | 0 | 0 | 0 | 0 | 0 | 0 | 0 | 0 | 0 | 0 | 0 | 0 | 0 | 0 | 0 |  | 1 | 1 | 1 | 1 | 1 | 1 | 1 | 1 | 1 | 1 | 1 | 0
PG&E FRESNO | Oro Loma | 70 | 0 | 0 | 0 | 0 | 0 | 0 | 0 | 0 | 0 | 0 | 0 | 5 | 0 | 0 | 0 | 0 | 0 | 0 | 0 | 1 |  | 0 | 0 | 0 | 0 | 0 | 0 | 0 | 0 | 0 | 0 | 0 | 0 | 0 | 0 | 0 | 0 | 0 | 0 | 0 | 0 | 1 |  | 0 | 0 | 0 | 0 | 0 | 0 | 0 | 0 | 0 | 0 | 0 | 0 | 0 | 0 | 0 | 0 | 0 | 0 | 0 |  | 1 | 1 | 1 | 1 | 1 | 1 | 1 | 1 | 1 | 1 | 1 | 0
PG&E FRESNO | Orosi | 70 | 0 | 0 | 0 | 0 | 0 | 0 | 0 | 0 | 0 | 0 | 0 | 0 | 0 | 0 | 0 | 0 | 0 | 0 | 0 | 0 |  | 0 | 0 | 0 | 0 | 0 | 0 | 0 | 0 | 0 | 0 | 0 | 0 | 0 | 0 | 0 | 0 | 0 | 0 | 0 | 0 | 1 |  | 0 | 0 | 0 | 0 | 0 | 0 | 0 | 0 | 0 | 0 | 0 | 0 | 0 | 0 | 0 | 0 | 0 | 0 | 0 |  | 1 | 1 | 1 | 1 | 1 | 1 | 1 | 1 | 1 | 1 | 1 | 0
SDGE | Otay | 69 | 0 | 0 | 0 | 0 | 0 | 0 | 0 | 0 | 0 | 0 | 0 | 0 | 0 | 0 | 0 | 49.7 | 0 | 49.7 | 0 | 1 |  | 0 | 0 | 0 | 0 | 0 | 0 | 0 | 0 | 0 | 0 | 0 | 0 | 0 | 0 | 0 | 0 | 0 | 0 | 0 | 0 | 4 |  | 0 | 0 | 0 | 0 | 0 | 0 | 0 | 0 | 0 | 0 | 0 | 0 | 0 | 0 | 0 | 0 | 0 | 0 | 0 |  | 1 | 1 | 1 | 1 | 1 | 1 | 1 | 1 | 1 | 1 | 1 | 0
SDGE | Otay Mesa | 230 | 0 | 0 | 0 | 0 | 0 | 0 | 0 | 0 | 0 | 0 | 0 | 0 | 0 | 0 | 0 | 65 | 0 | 65 | 0 | 1 |  | 0 | 0 | 0 | 0 | 0 | 0 | 0 | 0 | 0 | 0 | 0 | 0 | 0 | 0 | 0 | 0 | 0 | 0 | 0 | 0 | 5 |  | 0 | 0 | 0 | 0 | 0 | 0 | 0 | 0 | 0 | 0 | 0 | 0 | 0 | 0 | 0 | 0 | 0 | 0 | 0 |  | 1 | 1 | 1 | 1 | 1 | 1 | 1 | 1 | 1 | 1 | 1 | 0
PG&E FRESNO | Padre Flats SW STA | 230 | 0 | 0 | 0 | 0 | 0 | 0 | 0 | 0 | 0 | 0 | 0 | 0 | 0 | 0 | 0 | 0 | 0 | 0 | 0 | 0 |  | 0 | 0 | 0 | 0 | 0 | 0 | 0 | 0 | 0 | 0 | 0 | 0 | 0 | 0 | 0 | 0 | 0 | 0 | 0 | 0 | 1 |  | 0 | 0 | 0 | 0 | 0 | 0 | 0 | 0 | 0 | 0 | 0 | 0 | 0 | 0 | 0 | 0 | 0 | 0 | 0 |  | 1 | 1 | 1 | 1 | 1 | 1 | 1 | 1 | 1 | 1 | 1 | 0
EOP | Pahrump | 138 | 0 | 0 | 0 | 0 | 0 | 0 | 0 | 0 | 0 | 0 | 0 | 0 | 0 | 0 | 0 | 0 | 0 | 0 | 0 | 0 |  | 0 | 0 | 0 | 0 | 0 | 0 | 0 | 0 | 0 | 0 | 0 | 0 | 0 | 0 | 0 | 0 | 0 | 0 | 0 | 0 | 2 |  | 0 | 0 | 0 | 0 | 0 | 0 | 0 | 0 | 0 | 0 | 0 | 0 | 0 | 0 | 0 | 0 | 0 | 0 | 0 |  | 1 | 1 | 1 | 1 | 1 | 1 | 1 | 1 | 1 | 1 | 1 | 0
EOP | Pahrump | 230 | 0 | 0 | 0 | 0 | 0 | 0 | 0 | 0 | 0 | 0 | 0 | 0 | 0 | 0 | 0 | 0 | 0 | 0 | 0 | 0 |  | 0 | 0 | 0 | 0 | 0 | 0 | 0 | 0 | 0 | 0 | 0 | 0 | 0 | 0 | 0 | 0 | 0 | 0 | 0 | 0 | 2 |  | 0 | 0 | 0 | 0 | 0 | 0 | 0 | 0 | 0 | 0 | 0 | 0 | 0 | 0 | 0 | 0 | 0 | 0 | 0 |  | 1 | 1 | 1 | 1 | 1 | 1 | 1 | 1 | 1 | 1 | 1 | 0
SDGE | Pala | 69 | 0 | 0 | 0 | 0 | 0 | 0 | 0 | 0 | 0 | 0 | 0 | 0 | 0 | 0 | 0 | 10 | 0 | 10 | 0 | 1 |  | 0 | 0 | 0 | 0 | 0 | 0 | 0 | 0 | 0 | 0 | 0 | 0 | 0 | 0 | 0 | 10 | 0 | 10 | 0 | 1 | 3 |  | 0 | 0 | 0 | 0 | 0 | 0 | 0 | 0 | 0 | 0 | 0 | 0 | 0 | 0 | 0 | 0 | 0 | 0 | 0 |  | 1 | 1 | 1 | 1 | 1 | 1 | 1 | 1 | 1 | 1 | 1 | 0
PG&E NGBA | Palermo | 115 | 0 | 0 | 0 | 0 | 0 | 0 | 0 | 0 | 0 | 0 | 0 | 0 | 0 | 0 | 0 | 0 | 0 | 0 | 0 | 0 |  | 0 | 4.1 | 0 | 0 | 0 | 0 | 0 | 0 | 0 | 0 | 0 | 0 | 0 | 0 | 0 | 0 | 0 | 0 | 0 | 1 | 0 |  | 0 | 2 | 0 | 0 | 0 | 0 | 0 | 0 | 0 | 0 | 0 | 0 | 0 | 0 | 0 | 0 | 0 | 0 | 0 |  | 1 | 4 | 1 | 1 | 1 | 1 | 1 | 1 | 1 | 1 | 1 | 1
PG&E NGBA | Palermo | 230 | 0 | 0 | 0 | 0 | 0 | 0 | 0 | 0 | 0 | 0 | 0 | 0 | 0 | 0 | 0 | 0 | 0 | 0 | 0 | 0 |  | 0 | 0 | 0 | 0 | 0 | 0 | 0 | 0 | 0 | 0 | 0 | 0 | 0 | 0 | 0 | 0 | 0 | 0 | 0 | 0 | 0 |  | 0 | 0 | 0 | 0 | 0 | 0 | 0 | 0 | 0 | 0 | 0 | 0 | 0 | 0 | 0 | 0 | 0 | 0 | 0 |  | 1 | 1 | 1 | 1 | 1 | 1 | 1 | 1 | 1 | 1 | 1 | 0
SCE Eastern | Palo Verde | 500 | 0 | 0 | 0 | 0 | 0 | 3028.4 | 0 | 3028.4 | 0 | 0 | 0 | 0 | 0 | 0 | 0 | 0 | 0 | 0 | 0 | 1 |  | 0 | 0 | 0 | 0 | 0 | 3535.6 | 0 | 3535.6 | 0 | 0 | 0 | 0 | 0 | 0 | 0 | 0 | 0 | 0 | 0 | 1 | 2 |  | 0 | 0 | 0 | 0 | 0 | 2 | 0 | 2 | 0 | 0 | 0 | 0 | 0 | 0 | 0 | 0 | 0 | 0 | 0 |  | 1 | 1 | 1 | 5 | 1 | 1 | 1 | 1 | 1 | 1 | 1 | 1
SDGE | Palomar Energy | 230 | 0 | 0 | 0 | 0 | 0 | 0 | 0 | 0 | 0 | 0 | 0 | 0 | 0 | 0 | 0 | 0 | 0 | 0 | 0 | 0 |  | 0 | 0 | 0 | 0 | 0 | 0 | 0 | 0 | 0 | 0 | 0 | 0 | 0 | 0 | 0 | 0 | 0 | 0 | 0 | 0 | 3 |  | 0 | 0 | 0 | 0 | 0 | 0 | 0 | 0 | 0 | 0 | 0 | 0 | 0 | 0 | 0 | 0 | 0 | 0 | 0 |  | 1 | 1 | 1 | 1 | 1 | 1 | 1 | 1 | 1 | 1 | 1 | 0
PG&E KERN | Panama | 70 | 0 | 0 | 0 | 0 | 0 | 0 | 0 | 0 | 0 | 0 | 0 | 0 | 0 | 0 | 0 | 0 | 0 | 0 | 0 | 0 |  | 0 | 0 | 0 | 0 | 0 | 0 | 0 | 0 | 0 | 0 | 0 | 0 | 0 | 0 | 0 | 0 | 0 | 0 | 0 | 0 | 0 |  | 0 | 0 | 0 | 0 | 0 | 0 | 0 | 0 | 0 | 0 | 0 | 0 | 0 | 0 | 0 | 0 | 0 | 0 | 0 |  | 1 | 1 | 1 | 1 | 1 | 1 | 1 | 1 | 1 | 1 | 1 | 0
PG&E FRESNO | Panoche | 115 | 0 | 0 | 0 | 0 | 0 | 0 | 0 | 0 | 0 | 0 | 0 | 6.15 | 0 | 0 | 0 | 0 | 0 | 0 | 0 | 1 |  | 0 | 0 | 0 | 0 | 0 | 0 | 0 | 0 | 0 | 0 | 0 | 6 | 0 | 0 | 0 | 0 | 0 | 0 | 0 | 1 | 1 |  | 0 | 0 | 0 | 0 | 0 | 0 | 0 | 0 | 0 | 0 | 0 | 0 | 0 | 0 | 0 | 0 | 0 | 0 | 0 |  | 1 | 1 | 1 | 1 | 1 | 1 | 1 | 1 | 1 | 1 | 1 | 0
PG&E FRESNO | Panoche | 230 | 0 | 0 | 0 | 0 | 0 | 0 | 0 | 0 | 0 | 0 | 0 | 0 | 100 | 300 | 400 | 0 | 100 | 100 | 0 | 1 |  | 0 | 0 | 0 | 0 | 0 | 0 | 0 | 0 | 0 | 0 | 0 | 0 | 100 | 260 | 360 | 0 | 100 | 100 | 0 | 1 | 1 |  | 0 | 0 | 0 | 0 | 0 | 0 | 0 | 0 | 0 | 0 | 0 | 0 | 0 | 0 | 0 | 0 | 0 | 0 | 0 |  | 1 | 1 | 1 | 1 | 1 | 1 | 1 | 1 | 1 | 1 | 1 | 0
SCE Northern | Pardee | 230 | 0 | 0 | 0 | 0 | 0 | 0 | 0 | 0 | 0 | 0 | 0 | 0 | 0 | 0 | 0 | 15 | 0 | 15 | 0 | 1 |  | 0 | 0 | 0 | 0 | 0 | 0 | 0 | 0 | 0 | 0 | 0 | 0 | 0 | 0 | 0 | 15 | 0 | 15 | 0 | 1 | 0 |  | 0 | 0 | 0 | 0 | 0 | 0 | 0 | 0 | 0 | 0 | 0 | 0 | 0 | 0 | 0 | 0 | 0 | 0 | 0 |  | 1 | 1 | 1 | 1 | 1 | 1 | 1 | 1 | 1 | 1 | 1 | 0
PG&E NGBA | Parkway | 230 | 0 | 3.8 | 0 | 0 | 0 | 0 | 0 | 0 | 0 | 0 | 0 | 0 | 0 | 0 | 0 | 0 | 0 | 0 | 0 | 1 |  | 0 | 2.3 | 0 | 0 | 0 | 0 | 0 | 0 | 0 | 0 | 0 | 0 | 0 | 0 | 0 | 0 | 0 | 0 | 0 | 1 | 0 |  | 0 | 0 | 0 | 0 | 0 | 0 | 0 | 0 | 0 | 0 | 0 | 0 | 0 | 0 | 0 | 0 | 0 | 0 | 0 |  | 1 | 1 | 1 | 1 | 1 | 1 | 1 | 1 | 1 | 1 | 1 | 0
SCE Northern | Pastoria | 230 | 0 | 0 | 0 | 0 | 0 | 0 | 0 | 0 | 0 | 0 | 0 | 0 | 0 | 105 | 105 | 80 | 0 | 80 | 0 | 1 |  | 0 | 0 | 0 | 0 | 0 | 0 | 0 | 0 | 0 | 0 | 0 | 0 | 0 | 0 | 0 | 0 | 0 | 0 | 0 | 0 | 0 |  | 0 | 0 | 0 | 0 | 0 | 0 | 0 | 0 | 0 | 0 | 0 | 0 | 0 | 0 | 0 | 0 | 0 | 0 | 0 |  | 1 | 1 | 1 | 1 | 1 | 1 | 1 | 1 | 1 | 1 | 1 | 0
SCE Metro | Pauda | 230 | 0 | 0 | 0 | 0 | 0 | 0 | 0 | 0 | 0 | 0 | 0 | 0 | 0 | 0 | 0 | 120 | 0 | 120 | 0 | 1 |  | 0 | 0 | 0 | 0 | 0 | 0 | 0 | 0 | 0 | 0 | 0 | 0 | 0 | 0 | 0 | 195 | 0 | 195 | 0 | 1 | 0 |  | 0 | 0 | 0 | 0 | 0 | 0 | 0 | 0 | 0 | 0 | 0 | 0 | 0 | 0 | 0 | 2 | 0 | 2 | 0 |  | 1 | 1 | 1 | 1 | 1 | 1 | 1 | 4 | 1 | 4 | 1 | 1
PG&E GBA | Paul Sweet | 115 | 0 | 0 | 0 | 0 | 0 | 0 | 0 | 0 | 0 | 0 | 0 | 0 | 0 | 0 | 0 | 0 | 0 | 0 | 0 | 0 |  | 0 | 0 | 0 | 0 | 0 | 0 | 0 | 0 | 0 | 0 | 0 | 0 | 0 | 0 | 0 | 0 | 0 | 0 | 0 | 0 | 0 |  | 0 | 0 | 0 | 0 | 0 | 0 | 0 | 0 | 0 | 0 | 0 | 0 | 0 | 0 | 0 | 0 | 0 | 0 | 0 |  | 1 | 1 | 1 | 1 | 1 | 1 | 1 | 1 | 1 | 1 | 1 | 0
PG&E NGBA | Peabody | 230 | 0 | 0 | 0 | 0 | 0 | 0 | 0 | 0 | 0 | 0 | 0 | 8 | 0 | 0 | 0 | 0 | 0 | 0 | 0 | 1 |  | 0 | 0 | 0 | 0 | 0 | 0 | 0 | 0 | 0 | 0 | 0 | 4.4 | 0 | 0 | 0 | 0 | 0 | 0 | 0 | 1 | 0 |  | 0 | 0 | 0 | 0 | 0 | 0 | 0 | 0 | 0 | 0 | 0 | 0 | 0 | 0 | 0 | 0 | 0 | 0 | 0 |  | 1 | 1 | 1 | 1 | 1 | 1 | 1 | 1 | 1 | 1 | 1 | 0
PG&E NGBA | Pease | 115 | 0 | 0 | 0 | 0 | 0 | 0 | 0 | 0 | 0 | 0 | 0 | 0 | 0 | 0 | 0 | 0 | 0 | 0 | 0 | 0 |  | 0 | 0 | 0 | 0 | 0 | 0 | 0 | 0 | 0 | 0 | 0 | 0 | 0 | 0 | 0 | 0 | 0 | 0 | 0 | 0 | 0 |  | 0 | 0 | 0 | 0 | 0 | 0 | 0 | 0 | 0 | 0 | 0 | 0 | 0 | 0 | 0 | 0 | 0 | 0 | 0 |  | 1 | 1 | 1 | 1 | 1 | 1 | 1 | 1 | 1 | 1 | 1 | 0
PG&E NGBA | Pease | 60 | 0 | 0 | 0 | 0 | 0 | 0 | 0 | 0 | 0 | 0 | 0 | 3 | 0 | 0 | 0 | 0 | 0 | 0 | 0 | 1 |  | 0 | 0 | 0 | 0 | 0 | 0 | 0 | 0 | 0 | 0 | 0 | 0 | 0 | 0 | 0 | 0 | 0 | 0 | 0 | 0 | 0 |  | 0 | 0 | 0 | 0 | 0 | 0 | 0 | 0 | 0 | 0 | 0 | 0 | 0 | 0 | 0 | 0 | 0 | 0 | 0 |  | 1 | 1 | 1 | 1 | 1 | 1 | 1 | 1 | 1 | 1 | 1 | 0
SDGE | Penasquitos | 138 | 0 | 0 | 0 | 0 | 0 | 0 | 0 | 0 | 0 | 0 | 0 | 0 | 0 | 0 | 0 | 0 | 0 | 0 | 0 | 0 |  | 0 | 0 | 0 | 0 | 0 | 0 | 0 | 0 | 0 | 0 | 0 | 0 | 0 | 0 | 0 | 0 | 0 | 0 | 0 | 0 | 2 |  | 0 | 0 | 0 | 0 | 0 | 0 | 0 | 0 | 0 | 0 | 0 | 0 | 0 | 0 | 0 | 0 | 0 | 0 | 0 |  | 1 | 1 | 1 | 1 | 1 | 1 | 1 | 1 | 1 | 1 | 1 | 0
SDGE | Penasquitos | 230 | 0 | 0 | 0 | 0 | 0 | 0 | 0 | 0 | 0 | 0 | 0 | 0 | 0 | 0 | 0 | 0 | 0 | 0 | 0 | 0 |  | 0 | 0 | 0 | 0 | 0 | 0 | 0 | 0 | 0 | 0 | 0 | 0 | 0 | 0 | 0 | 0 | 0 | 0 | 0 | 0 | 2 |  | 0 | 0 | 0 | 0 | 0 | 0 | 0 | 0 | 0 | 0 | 0 | 0 | 0 | 0 | 0 | 0 | 0 | 0 | 0 |  | 1 | 1 | 1 | 1 | 1 | 1 | 1 | 1 | 1 | 1 | 1 | 0
SDGE | Penasquitos | 69 | 0 | 0 | 0 | 0 | 0 | 0 | 0 | 0 | 0 | 0 | 0 | 0 | 0 | 0 | 0 | 0 | 0 | 0 | 0 | 0 |  | 0 | 0 | 0 | 0 | 0 | 0 | 0 | 0 | 0 | 0 | 0 | 0 | 0 | 0 | 0 | 0 | 0 | 0 | 0 | 0 | 2 |  | 0 | 0 | 0 | 0 | 0 | 0 | 0 | 0 | 0 | 0 | 0 | 0 | 0 | 0 | 0 | 0 | 0 | 0 | 0 |  | 1 | 1 | 1 | 1 | 1 | 1 | 1 | 1 | 1 | 1 | 1 | 0
SDGE | Pendleton | 69 | 0 | 0 | 0 | 0 | 0 | 0 | 0 | 0 | 0 | 0 | 0 | 0 | 0 | 0 | 0 | 0 | 50 | 50 | 0 | 1 |  | 0 | 0 | 0 | 0 | 0 | 0 | 0 | 0 | 0 | 0 | 0 | 0 | 0 | 0 | 0 | 0 | 0 | 0 | 0 | 0 | 1 |  | 0 | 0 | 0 | 0 | 0 | 0 | 0 | 0 | 0 | 0 | 0 | 0 | 0 | 0 | 0 | 0 | 0 | 0 | 0 |  | 1 | 1 | 1 | 1 | 1 | 1 | 1 | 1 | 1 | 1 | 1 | 0
PG&E NGBA | Penngrove | 115 | 0 | 0 | 0 | 0 | 0 | 0 | 0 | 0 | 0 | 0 | 0 | 0 | 0 | 0 | 0 | 0 | 0 | 0 | 0 | 0 |  | 0 | 0 | 0 | 0 | 0 | 0 | 0 | 0 | 0 | 0 | 0 | 0 | 0 | 0 | 0 | 0 | 0 | 0 | 0 | 0 | 1 |  | 0 | 0 | 0 | 0 | 0 | 0 | 0 | 0 | 0 | 0 | 0 | 0 | 0 | 0 | 0 | 0 | 0 | 0 | 0 |  | 1 | 1 | 1 | 1 | 1 | 1 | 1 | 1 | 1 | 1 | 1 | 0
PG&E GBA | Peoria | 115 | 0 | 1 | 0 | 0 | 0 | 0 | 0 | 0 | 0 | 0 | 0 | 0 | 0 | 0 | 0 | 0 | 0 | 0 | 0 | 1 |  | 0 | 2 | 0 | 0 | 0 | 0 | 0 | 0 | 0 | 0 | 0 | 0 | 0 | 0 | 0 | 0 | 0 | 0 | 0 | 1 | 0 |  | 0 | 2 | 0 | 0 | 0 | 0 | 0 | 0 | 0 | 0 | 0 | 0 | 0 | 0 | 0 | 0 | 0 | 0 | 0 |  | 1 | 4 | 1 | 1 | 1 | 1 | 1 | 1 | 1 | 1 | 1 | 1
PG&E GBA | Piercy | 115 | 0 | 0 | 0 | 0 | 0 | 0 | 0 | 0 | 0 | 0 | 0 | 0 | 0 | 0 | 0 | 0 | 0 | 0 | 0 | 0 |  | 0 | 0 | 0 | 0 | 0 | 0 | 0 | 0 | 0 | 0 | 0 | 0 | 0 | 0 | 0 | 0 | 0 | 0 | 0 | 0 | 0 |  | 0 | 0 | 0 | 0 | 0 | 0 | 0 | 0 | 0 | 0 | 0 | 0 | 0 | 0 | 0 | 0 | 0 | 0 | 0 |  | 1 | 1 | 1 | 1 | 1 | 1 | 1 | 1 | 1 | 1 | 1 | 0
PG&E FRESNO | Pine Flat | 230 | 0 | 0 | 0 | 0 | 0 | 0 | 0 | 0 | 0 | 0 | 0 | 0 | 0 | 0 | 0 | 0 | 0 | 0 | 0 | 0 |  | 0 | 8 | 0 | 0 | 0 | 0 | 0 | 0 | 0 | 0 | 0 | 0 | 0 | 0 | 0 | 0 | 0 | 0 | 0 | 1 | 1 |  | 0 | 2 | 0 | 0 | 0 | 0 | 0 | 0 | 0 | 0 | 0 | 0 | 0 | 0 | 0 | 0 | 0 | 0 | 0 |  | 1 | 5 | 1 | 1 | 1 | 1 | 1 | 1 | 1 | 1 | 1 | 1
SCE NOL | Pisgah | 230 | 0 | 0 | 0 | 0 | 0 | 0 | 0 | 0 | 0 | 0 | 0 | 0 | 0 | 250 | 250 | 0 | 80 | 80 | 0 | 1 |  | 0 | 0 | 0 | 0 | 0 | 0 | 0 | 0 | 0 | 0 | 0 | 0 | 80 | 200 | 280 | 0 | 115 | 115 | 0 | 1 | 1 |  | 0 | 0 | 0 | 0 | 0 | 0 | 0 | 0 | 0 | 0 | 0 | 0 | 2 | 0 | 1 | 0 | 1 | 1 | 0 |  | 1 | 1 | 1 | 1 | 1 | 1 | 5 | 1 | 3 | 3 | 1 | 1
PG&E NGBA | Pit 1 | 230 | 0 | 0 | 0 | 0 | 0 | 0 | 0 | 0 | 0 | 0 | 0 | 0 | 0 | 0 | 0 | 0 | 0 | 0 | 0 | 0 |  | 0 | 0 | 0 | 0 | 0 | 0 | 0 | 0 | 0 | 0 | 0 | 0 | 0 | 0 | 0 | 0 | 0 | 0 | 0 | 0 | 0 |  | 0 | 0 | 0 | 0 | 0 | 0 | 0 | 0 | 0 | 0 | 0 | 0 | 0 | 0 | 0 | 0 | 0 | 0 | 0 |  | 1 | 1 | 1 | 1 | 1 | 1 | 1 | 1 | 1 | 1 | 1 | 0
PG&E NGBA | Pit 1 | 60 | 0 | 0 | 0 | 0 | 0 | 0 | 0 | 0 | 0 | 0 | 0 | 0 | 0 | 0 | 0 | 0 | 0 | 0 | 0 | 0 |  | 0 | 0 | 0 | 0 | 0 | 0 | 0 | 0 | 0 | 0 | 0 | 0 | 0 | 0 | 0 | 0 | 0 | 0 | 0 | 0 | 0 |  | 0 | 0 | 0 | 0 | 0 | 0 | 0 | 0 | 0 | 0 | 0 | 0 | 0 | 0 | 0 | 0 | 0 | 0 | 0 |  | 1 | 1 | 1 | 1 | 1 | 1 | 1 | 1 | 1 | 1 | 1 | 0
PG&E NGBA | Pit 3 | 230 | 0 | 0 | 0 | 0 | 0 | 0 | 0 | 0 | 0 | 0 | 0 | 0 | 0 | 0 | 0 | 0 | 0 | 0 | 0 | 0 |  | 0 | 0 | 0 | 0 | 0 | 0 | 0 | 0 | 0 | 0 | 0 | 0 | 0 | 0 | 0 | 0 | 0 | 0 | 0 | 0 | 0 |  | 0 | 0 | 0 | 0 | 0 | 0 | 0 | 0 | 0 | 0 | 0 | 0 | 0 | 0 | 0 | 0 | 0 | 0 | 0 |  | 1 | 1 | 1 | 1 | 1 | 1 | 1 | 1 | 1 | 1 | 1 | 0
PG&E NGBA | Pit 4 | 230 | 0 | 0 | 0 | 0 | 0 | 0 | 0 | 0 | 0 | 0 | 0 | 0 | 0 | 0 | 0 | 0 | 0 | 0 | 0 | 0 |  | 0 | 0 | 0 | 0 | 0 | 0 | 0 | 0 | 0 | 0 | 0 | 0 | 0 | 0 | 0 | 0 | 0 | 0 | 0 | 0 | 0 |  | 0 | 0 | 0 | 0 | 0 | 0 | 0 | 0 | 0 | 0 | 0 | 0 | 0 | 0 | 0 | 0 | 0 | 0 | 0 |  | 1 | 1 | 1 | 1 | 1 | 1 | 1 | 1 | 1 | 1 | 1 | 0
PG&E GBA | Pittsburg | 115 | 0 | 0 | 0 | 0 | 0 | 0 | 0 | 0 | 0 | 0 | 0 | 0 | 0 | 0 | 0 | 0 | 75 | 75 | 0 | 1 |  | 0 | 0 | 0 | 0 | 0 | 0 | 0 | 0 | 0 | 0 | 0 | 0 | 0 | 0 | 0 | 0 | 0 | 0 | 0 | 0 | 2 |  | 0 | 0 | 0 | 0 | 0 | 0 | 0 | 0 | 0 | 0 | 0 | 0 | 0 | 0 | 0 | 0 | 0 | 0 | 0 |  | 1 | 1 | 1 | 1 | 1 | 1 | 1 | 1 | 1 | 1 | 1 | 0
PG&E GBA | Pittsburg | 230 | 0 | 0 | 0 | 0 | 0 | 0 | 0 | 0 | 0 | 0 | 0 | 0 | 0 | 0 | 0 | 0 | 175 | 175 | 100 | 1 |  | 0 | 0 | 0 | 0 | 0 | 0 | 0 | 0 | 0 | 0 | 0 | 0 | 0 | 0 | 0 | 0 | 0 | 0 | 0 | 0 | 2 |  | 0 | 0 | 0 | 0 | 0 | 0 | 0 | 0 | 0 | 0 | 0 | 0 | 0 | 0 | 0 | 0 | 0 | 0 | 0 |  | 1 | 1 | 1 | 1 | 1 | 1 | 1 | 1 | 1 | 1 | 1 | 0
PG&E NGBA | Pleasant Grove | 115 | 0 | 0 | 0 | 0 | 0 | 0 | 0 | 0 | 0 | 0 | 0 | 0 | 0 | 0 | 0 | 0 | 0 | 0 | 0 | 0 |  | 0 | 0 | 0 | 0 | 0 | 0 | 0 | 0 | 0 | 0 | 0 | 2.75 | 0 | 0 | 0 | 0 | 0 | 0 | 0 | 1 | 0 |  | 0 | 0 | 0 | 0 | 0 | 0 | 0 | 0 | 0 | 0 | 0 | 2 | 0 | 0 | 0 | 0 | 0 | 0 | 0 |  | 1 | 1 | 1 | 1 | 1 | 4 | 1 | 1 | 1 | 1 | 1 | 1
PG&E NGBA | POE | 230 | 0 | 0 | 0 | 0 | 0 | 0 | 0 | 0 | 0 | 0 | 0 | 0 | 0 | 0 | 0 | 0 | 0 | 0 | 0 | 0 |  | 0 | 0 | 0 | 0 | 0 | 0 | 0 | 0 | 0 | 0 | 0 | 0 | 0 | 0 | 0 | 0 | 0 | 0 | 0 | 0 | 0 |  | 0 | 0 | 0 | 0 | 0 | 0 | 0 | 0 | 0 | 0 | 0 | 0 | 0 | 0 | 0 | 0 | 0 | 0 | 0 |  | 1 | 1 | 1 | 1 | 1 | 1 | 1 | 1 | 1 | 1 | 1 | 0
SDGE | Point Loma | 69 | 0 | 0 | 0 | 0 | 0 | 0 | 0 | 0 | 0 | 0 | 0 | 0 | 0 | 0 | 0 | 0 | 0 | 0 | 0 | 0 |  | 0 | 0 | 0 | 0 | 0 | 0 | 0 | 0 | 0 | 0 | 0 | 0 | 0 | 0 | 0 | 0 | 0 | 0 | 0 | 0 | 3 |  | 0 | 0 | 0 | 0 | 0 | 0 | 0 | 0 | 0 | 0 | 0 | 0 | 0 | 0 | 0 | 0 | 0 | 0 | 0 |  | 1 | 1 | 1 | 1 | 1 | 1 | 1 | 1 | 1 | 1 | 1 | 0
SDGE | Pomerado | 69 | 0 | 0 | 0 | 0 | 0 | 0 | 0 | 0 | 0 | 0 | 0 | 0 | 0 | 0 | 0 | 100 | 0 | 100 | 0 | 1 |  | 0 | 0 | 0 | 0 | 0 | 0 | 0 | 0 | 0 | 0 | 0 | 0 | 0 | 0 | 0 | 100 | 0 | 100 | 0 | 1 | 3 |  | 0 | 0 | 0 | 0 | 0 | 0 | 0 | 0 | 0 | 0 | 0 | 0 | 0 | 0 | 0 | 0 | 0 | 0 | 0 |  | 1 | 1 | 1 | 1 | 1 | 1 | 1 | 1 | 1 | 1 | 1 | 0
PG&E KERN | Poso Mountain | 115 | 0 | 0 | 0 | 0 | 0 | 0 | 0 | 0 | 0 | 0 | 0 | 0 | 0 | 0 | 0 | 0 | 0 | 0 | 0 | 0 |  | 0 | 0 | 0 | 0 | 0 | 0 | 0 | 0 | 0 | 0 | 0 | 3.8 | 0 | 0 | 0 | 0 | 0 | 0 | 0 | 1 | 0 |  | 0 | 0 | 0 | 0 | 0 | 0 | 0 | 0 | 0 | 0 | 0 | 2 | 0 | 0 | 0 | 0 | 0 | 0 | 0 |  | 1 | 1 | 1 | 1 | 1 | 4 | 1 | 1 | 1 | 1 | 1 | 1
EOP | Primm | 230 | 0 | 0 | 0 | 0 | 0 | 0 | 0 | 0 | 0 | 0 | 0 | 0 | 0 | 0 | 0 | 200 | 0 | 200 | 0 | 1 |  | 0 | 0 | 0 | 0 | 0 | 0 | 0 | 0 | 0 | 0 | 0 | 0 | 0 | 0 | 0 | 200 | 0 | 200 | 0 | 1 | 1 |  | 0 | 0 | 0 | 0 | 0 | 0 | 0 | 0 | 0 | 0 | 0 | 0 | 0 | 0 | 0 | 0 | 0 | 0 | 0 |  | 1 | 1 | 1 | 1 | 1 | 1 | 1 | 1 | 1 | 1 | 1 | 0
PG&E NGBA | Putah Creek | 115 | 0 | 0 | 0 | 0 | 0 | 0 | 0 | 0 | 0 | 0 | 0 | 4.3 | 0 | 3 | 3 | 3 | 0 | 3 | 0 | 1 |  | 0 | 0 | 0 | 0 | 0 | 0 | 0 | 0 | 0 | 0 | 0 | 6.85 | 0 | 3 | 3 | 3 | 0 | 3 | 0 | 1 | 0 |  | 0 | 0 | 0 | 0 | 0 | 0 | 0 | 0 | 0 | 0 | 0 | 2 | 0 | 0 | 0 | 0 | 0 | 0 | 0 |  | 1 | 1 | 1 | 1 | 1 | 4 | 1 | 1 | 1 | 1 | 1 | 1
SDGE | Q1806 | 138 | 0 | 0 | 0 | 0 | 0 | 0 | 0 | 0 | 0 | 0 | 0 | 0 | 0 | 0 | 0 | 0 | 0 | 0 | 0 | 0 |  | 0 | 0 | 0 | 0 | 0 | 0 | 0 | 0 | 0 | 0 | 0 | 0 | 0 | 0 | 0 | 0 | 0 | 0 | 0 | 0 | 0 |  | 0 | 0 | 0 | 0 | 0 | 0 | 0 | 0 | 0 | 0 | 0 | 0 | 0 | 0 | 0 | 0 | 0 | 0 | 0 |  | 1 | 1 | 1 | 1 | 1 | 1 | 1 | 1 | 1 | 1 | 1 | 0
PG&E FRESNO | Quinto | 230 | 0 | 0 | 0 | 0 | 0 | 0 | 0 | 0 | 0 | 0 | 0 | 0 | 200 | 250 | 450 | 0 | 50 | 50 | 0 | 1 |  | 0 | 0 | 0 | 0 | 0 | 0 | 0 | 0 | 0 | 0 | 0 | 0 | 121 | 0 | 121 | 0 | 0 | 0 | 0 | 1 | 1 |  | 0 | 0 | 0 | 0 | 0 | 0 | 0 | 0 | 0 | 0 | 0 | 0 | 0 | 0 | 0 | 0 | 0 | 0 | 0 |  | 1 | 1 | 1 | 1 | 1 | 1 | 1 | 1 | 1 | 1 | 1 | 0
PG&E GBA | Race Track | 115 | 0 | 0 | 0 | 0 | 0 | 0 | 0 | 0 | 0 | 0 | 0 | 0 | 0 | 0 | 0 | 0 | 0 | 0 | 0 | 0 |  | 0 | 0 | 0 | 0 | 0 | 0 | 0 | 0 | 0 | 0 | 0 | 0 | 0 | 0 | 0 | 0 | 0 | 0 | 0 | 0 | 0 |  | 0 | 0 | 0 | 0 | 0 | 0 | 0 | 0 | 0 | 0 | 0 | 0 | 0 | 0 | 0 | 0 | 0 | 0 | 0 |  | 1 | 1 | 1 | 1 | 1 | 1 | 1 | 1 | 1 | 1 | 1 | 0
SDGE | Rancho Mission Viejo | 138 | 0 | 0 | 0 | 0 | 0 | 0 | 0 | 0 | 0 | 0 | 0 | 0 | 0 | 0 | 0 | 0 | 0 | 0 | 0 | 0 |  | 0 | 0 | 0 | 0 | 0 | 0 | 0 | 0 | 0 | 0 | 0 | 0 | 0 | 0 | 0 | 0 | 0 | 0 | 0 | 0 | 0 |  | 0 | 0 | 0 | 0 | 0 | 0 | 0 | 0 | 0 | 0 | 0 | 0 | 0 | 0 | 0 | 0 | 0 | 0 | 0 |  | 1 | 1 | 1 | 1 | 1 | 1 | 1 | 1 | 1 | 1 | 1 | 0
PG&E GBA | Rancho Seco | 230 | 0 | 0 | 0 | 0 | 0 | 0 | 0 | 0 | 0 | 0 | 0 | 0 | 0 | 0 | 0 | 0 | 0 | 0 | 0 | 0 |  | 0 | 0 | 0 | 0 | 0 | 0 | 0 | 0 | 0 | 0 | 0 | 0 | 0 | 0 | 0 | 0 | 0 | 0 | 0 | 0 | 0 |  | 0 | 0 | 0 | 0 | 0 | 0 | 0 | 0 | 0 | 0 | 0 | 0 | 0 | 0 | 0 | 0 | 0 | 0 | 0 |  | 1 | 1 | 1 | 1 | 1 | 1 | 1 | 1 | 1 | 1 | 1 | 0
SCE Metro | Rancho Vista | 230 | 0 | 0 | 0 | 0 | 0 | 0 | 0 | 0 | 0 | 0 | 0 | 0 | 0 | 0 | 0 | 0 | 0 | 0 | 0 | 0 |  | 0 | 0 | 0 | 0 | 0 | 0 | 0 | 0 | 0 | 0 | 0 | 0 | 0 | 0 | 0 | 0 | 0 | 0 | 0 | 0 | 0 |  | 0 | 0 | 0 | 0 | 0 | 0 | 0 | 0 | 0 | 0 | 0 | 0 | 0 | 0 | 0 | 0 | 0 | 0 | 0 |  | 1 | 1 | 1 | 1 | 1 | 1 | 1 | 1 | 1 | 1 | 1 | 0
SCE Metro | Rancho Vista | 500 | 0 | 0 | 0 | 0 | 0 | 0 | 0 | 0 | 0 | 0 | 0 | 0 | 0 | 0 | 0 | 0 | 0 | 0 | 0 | 0 |  | 0 | 0 | 0 | 0 | 0 | 0 | 0 | 0 | 0 | 0 | 0 | 0 | 0 | 0 | 0 | 0 | 0 | 0 | 0 | 0 | 0 |  | 0 | 0 | 0 | 0 | 0 | 0 | 0 | 0 | 0 | 0 | 0 | 0 | 0 | 0 | 0 | 0 | 0 | 0 | 0 |  | 1 | 1 | 1 | 1 | 1 | 1 | 1 | 1 | 1 | 1 | 1 | 0
SCE NOL | Ransburg | 115 | 0 | 0 | 0 | 0 | 0 | 0 | 0 | 0 | 0 | 0 | 0 | 3.3 | 0 | 0 | 0 | 0 | 0 | 0 | 0 | 1 |  | 0 | 0 | 0 | 0 | 0 | 0 | 0 | 0 | 0 | 0 | 0 | 0 | 0 | 0 | 0 | 0 | 0 | 0 | 0 | 0 | 3 |  | 0 | 0 | 0 | 0 | 0 | 0 | 0 | 0 | 0 | 0 | 0 | 0 | 0 | 0 | 0 | 0 | 0 | 0 | 0 |  | 1 | 1 | 1 | 1 | 1 | 1 | 1 | 1 | 1 | 1 | 1 | 0
PG&E GBA | Ravenswood | 115 | 0 | 0 | 0 | 0 | 0 | 0 | 0 | 0 | 0 | 0 | 0 | 0 | 0 | 0 | 0 | 0 | 0 | 0 | 0 | 0 |  | 0 | 0 | 0 | 0 | 0 | 0 | 0 | 0 | 0 | 0 | 0 | 0 | 0 | 0 | 0 | 0 | 0 | 0 | 0 | 0 | 1 |  | 0 | 0 | 0 | 0 | 0 | 0 | 0 | 0 | 0 | 0 | 0 | 0 | 0 | 0 | 0 | 0 | 0 | 0 | 0 |  | 1 | 1 | 1 | 1 | 1 | 1 | 1 | 1 | 1 | 1 | 1 | 0
PG&E GBA | Ravenswood | 230 | 0 | 0 | 0 | 0 | 0 | 0 | 0 | 0 | 0 | 0 | 0 | 0 | 0 | 0 | 0 | 0 | 0 | 0 | 0 | 0 |  | 0 | 0 | 0 | 0 | 0 | 0 | 0 | 0 | 0 | 0 | 0 | 0 | 0 | 0 | 0 | 0 | 0 | 0 | 0 | 0 | 1 |  | 0 | 0 | 0 | 0 | 0 | 0 | 0 | 0 | 0 | 0 | 0 | 0 | 0 | 0 | 0 | 0 | 0 | 0 | 0 |  | 1 | 1 | 1 | 1 | 1 | 1 | 1 | 1 | 1 | 1 | 1 | 0
SCE Northern | Rector | 230 | 0 | 0 | 0 | 0 | 0 | 0 | 0 | 0 | 0 | 0 | 0 | 15 | 0 | 200 | 200 | 0 | 50 | 50 | 0 | 1 |  | 0 | 0 | 0 | 0 | 0 | 0 | 0 | 0 | 0 | 0 | 0 | 3 | 0 | 0 | 0 | 0 | 0 | 0 | 0 | 1 | 0 |  | 0 | 0 | 0 | 0 | 0 | 0 | 0 | 0 | 0 | 0 | 0 | 0 | 0 | 0 | 0 | 0 | 0 | 0 | 0 |  | 1 | 1 | 1 | 1 | 1 | 1 | 1 | 1 | 1 | 1 | 1 | 0
SCE Eastern | Red Bluff | 230 | 0 | 0 | 0 | 0 | 0 | 0 | 0 | 0 | 0 | 0 | 0 | 0 | 0 | 463.5 | 463.5 | 446 | 0 | 446 | 0 | 1 |  | 0 | 0 | 0 | 0 | 0 | 0 | 0 | 0 | 0 | 0 | 0 | 0 | 100 | 463.5 | 563.5 | 416 | 0 | 416 | 0 | 1 | 2 |  | 0 | 0 | 0 | 0 | 0 | 0 | 0 | 0 | 0 | 0 | 0 | 0 | 2 | 0 | 1 | 0 | 0 | 0 | 0 |  | 1 | 1 | 1 | 1 | 1 | 1 | 5 | 1 | 1 | 1 | 1 | 1
SCE Eastern | Red Bluff | 500 | 0 | 0 | 0 | 0 | 0 | 0 | 0 | 0 | 0 | 0 | 0 | 0 | 175 | 250 | 425 | 225 | 77 | 302 | 0 | 1 |  | 0 | 0 | 0 | 0 | 0 | 0 | 0 | 0 | 0 | 0 | 0 | 0 | 0 | 575 | 575 | 375 | 200 | 575 | 0 | 1 | 2 |  | 0 | 0 | 0 | 0 | 0 | 0 | 0 | 0 | 0 | 0 | 0 | 0 | 0 | 2 | 1 | 2 | 2 | 2 | 0 |  | 1 | 1 | 1 | 1 | 1 | 1 | 3 | 5 | 5 | 5 | 1 | 1
PG&E NGBA | Redbud | 115 | 0 | 0 | 0 | 0 | 0 | 0 | 0 | 0 | 0 | 0 | 0 | 0 | 0 | 0 | 0 | 0 | 0 | 0 | 0 | 0 |  | 0 | 0 | 0 | 0 | 0 | 0 | 0 | 0 | 0 | 0 | 0 | 0 | 0 | 0 | 0 | 0 | 0 | 0 | 0 | 0 | 1 |  | 0 | 0 | 0 | 0 | 0 | 0 | 0 | 0 | 0 | 0 | 0 | 0 | 0 | 0 | 0 | 0 | 0 | 0 | 0 |  | 1 | 1 | 1 | 1 | 1 | 1 | 1 | 1 | 1 | 1 | 1 | 0
SCE Metro | Redondo | 230 | 0 | 0 | 0 | 0 | 0 | 0 | 0 | 0 | 0 | 0 | 0 | 0 | 0 | 0 | 0 | 0 | 0 | 0 | 0 | 0 |  | 0 | 0 | 0 | 0 | 0 | 0 | 0 | 0 | 0 | 0 | 0 | 0 | 0 | 0 | 0 | 0 | 0 | 0 | 0 | 0 | 0 |  | 0 | 0 | 0 | 0 | 0 | 0 | 0 | 0 | 0 | 0 | 0 | 0 | 0 | 0 | 0 | 0 | 0 | 0 | 0 |  | 1 | 1 | 1 | 1 | 1 | 1 | 1 | 1 | 1 | 1 | 1 | 0
PG&E FRESNO | Reedley | 115 | 0 | 0 | 0 | 0 | 0 | 0 | 0 | 0 | 0 | 0 | 0 | 0 | 0 | 0 | 0 | 0 | 0 | 0 | 0 | 0 |  | 0 | 0 | 0 | 0 | 0 | 0 | 0 | 0 | 0 | 0 | 0 | 0 | 0 | 0 | 0 | 0 | 0 | 0 | 0 | 0 | 2 |  | 0 | 0 | 0 | 0 | 0 | 0 | 0 | 0 | 0 | 0 | 0 | 0 | 0 | 0 | 0 | 0 | 0 | 0 | 0 |  | 1 | 1 | 1 | 1 | 1 | 1 | 1 | 1 | 1 | 1 | 1 | 0
PG&E KERN | Renfro | 115 | 0 | 0 | 0 | 0 | 0 | 0 | 0 | 0 | 0 | 0 | 0 | 0 | 0 | 0 | 0 | 0 | 0 | 0 | 0 | 0 |  | 0 | 0 | 0 | 0 | 0 | 0 | 0 | 0 | 0 | 0 | 0 | 0 | 0 | 0 | 0 | 0 | 0 | 0 | 0 | 0 | 0 |  | 0 | 0 | 0 | 0 | 0 | 0 | 0 | 0 | 0 | 0 | 0 | 0 | 0 | 0 | 0 | 0 | 0 | 0 | 0 |  | 1 | 1 | 1 | 1 | 1 | 1 | 1 | 1 | 1 | 1 | 1 | 0
PG&E GBA | Richmond R | 115 | 0 | 0.5 | 0 | 0 | 0 | 0 | 0 | 0 | 0 | 0 | 0 | 8 | 0 | 0 | 0 | 0 | 0 | 0 | 0 | 1 |  | 0 | 0 | 0 | 0 | 0 | 0 | 0 | 0 | 0 | 0 | 0 | 2.7 | 0 | 0 | 0 | 0 | 0 | 0 | 0 | 1 | 2 |  | 0 | 0 | 0 | 0 | 0 | 0 | 0 | 0 | 0 | 0 | 0 | 0 | 0 | 0 | 0 | 0 | 0 | 0 | 0 |  | 1 | 1 | 1 | 1 | 1 | 1 | 1 | 1 | 1 | 1 | 1 | 0
PG&E NGBA | Rincon | 115 | 0 | 0 | 0 | 0 | 0 | 0 | 0 | 0 | 0 | 0 | 0 | 0 | 0 | 0 | 0 | 0 | 0 | 0 | 0 | 0 |  | 0 | 0 | 0 | 0 | 0 | 0 | 0 | 0 | 0 | 0 | 0 | 0 | 0 | 0 | 0 | 0 | 0 | 0 | 0 | 0 | 2 |  | 0 | 0 | 0 | 0 | 0 | 0 | 0 | 0 | 0 | 0 | 0 | 0 | 0 | 0 | 0 | 0 | 0 | 0 | 0 |  | 1 | 1 | 1 | 1 | 1 | 1 | 1 | 1 | 1 | 1 | 1 | 0
PG&E KERN | Rio Bravo | 115 | 0 | 0 | 0 | 0 | 0 | 0 | 0 | 0 | 0 | 0 | 0 | 0 | 0 | 0 | 0 | 0 | 0 | 0 | 0 | 0 |  | 0 | 0 | 0 | 0 | 0 | 0 | 0 | 0 | 0 | 0 | 0 | 0 | 0 | 0 | 0 | 0 | 0 | 0 | 0 | 0 | 0 |  | 0 | 0 | 0 | 0 | 0 | 0 | 0 | 0 | 0 | 0 | 0 | 0 | 0 | 0 | 0 | 0 | 0 | 0 | 0 |  | 1 | 1 | 1 | 1 | 1 | 1 | 1 | 1 | 1 | 1 | 1 | 0
SCE Metro | Rio Hondo | 230 | 0 | 0 | 0 | 0 | 0 | 0 | 0 | 0 | 0 | 0 | 0 | 0 | 0 | 0 | 0 | 265 | 10 | 275 | 0 | 1 |  | 0 | 0 | 0 | 0 | 0 | 0 | 0 | 0 | 0 | 0 | 0 | 0 | 0 | 0 | 0 | 0 | 0 | 0 | 0 | 0 | 0 |  | 0 | 0 | 0 | 0 | 0 | 0 | 0 | 0 | 0 | 0 | 0 | 0 | 0 | 0 | 0 | 0 | 0 | 0 | 0 |  | 1 | 1 | 1 | 1 | 1 | 1 | 1 | 1 | 1 | 1 | 1 | 0
PG&E NGBA | Rio Oso | 115 | 0 | 0 | 0 | 0 | 0 | 0 | 0 | 0 | 0 | 0 | 0 | 0 | 0 | 0 | 0 | 0 | 0 | 0 | 0 | 0 |  | 0 | 0 | 0 | 0 | 0 | 0 | 0 | 0 | 0 | 0 | 0 | 0 | 0 | 0 | 0 | 0 | 0 | 0 | 0 | 0 | 0 |  | 0 | 0 | 0 | 0 | 0 | 0 | 0 | 0 | 0 | 0 | 0 | 0 | 0 | 0 | 0 | 0 | 0 | 0 | 0 |  | 1 | 1 | 1 | 1 | 1 | 1 | 1 | 1 | 1 | 1 | 1 | 0
PG&E NGBA | Rio Oso | 230 | 0 | 0 | 0 | 0 | 0 | 0 | 0 | 0 | 0 | 0 | 0 | 0 | 0 | 0 | 0 | 0 | 0 | 0 | 0 | 0 |  | 0 | 0 | 0 | 0 | 0 | 0 | 0 | 0 | 0 | 0 | 0 | 0 | 65 | 200 | 265 | 0 | 95 | 95 | 0 | 1 | 0 |  | 0 | 0 | 0 | 0 | 0 | 0 | 0 | 0 | 0 | 0 | 0 | 0 | 2 | 2 | 2 | 0 | 2 | 2 | 0 |  | 1 | 1 | 1 | 1 | 1 | 1 | 4 | 1 | 4 | 4 | 1 | 1
PG&E GBA | Ripon | 115 | 0 | 0 | 0 | 0 | 0 | 0 | 0 | 0 | 0 | 0 | 0 | 2.6 | 0 | 0 | 0 | 99 | 0 | 99 | 0 | 1 |  | 0 | 0 | 0 | 0 | 0 | 0 | 0 | 0 | 0 | 0 | 0 | 2.6 | 0 | 0 | 0 | 50 | 0 | 50 | 0 | 1 | 0 |  | 0 | 0 | 0 | 0 | 0 | 0 | 0 | 0 | 0 | 0 | 0 | 0 | 0 | 0 | 0 | 0 | 0 | 0 | 0 |  | 1 | 1 | 1 | 1 | 1 | 1 | 1 | 1 | 1 | 1 | 1 | 0
PG&E GBA | Riverbank | 115 | 0 | 0 | 0 | 0 | 0 | 0 | 0 | 0 | 0 | 0 | 0 | 0 | 0 | 0 | 0 | 0 | 0 | 0 | 0 | 0 |  | 0 | 0 | 0 | 0 | 0 | 0 | 0 | 0 | 0 | 0 | 0 | 0 | 0 | 0 | 0 | 0 | 0 | 0 | 0 | 0 | 0 |  | 0 | 0 | 0 | 0 | 0 | 0 | 0 | 0 | 0 | 0 | 0 | 0 | 0 | 0 | 0 | 0 | 0 | 0 | 0 |  | 1 | 1 | 1 | 1 | 1 | 1 | 1 | 1 | 1 | 1 | 1 | 0
SCE NOL | Roadway | 115 | 0 | 2.7 | 0 | 0 | 0 | 0 | 0 | 0 | 0 | 0 | 0 | 2 | 200 | 0 | 200 | 100 | 0 | 100 | 0 | 1 |  | 0 | 0 | 0 | 0 | 0 | 0 | 0 | 0 | 0 | 0 | 0 | 0 | 211 | 10 | 221 | 100 | 10 | 110 | 0 | 1 | 2 |  | 0 | 0 | 0 | 0 | 0 | 0 | 0 | 0 | 0 | 0 | 0 | 0 | 0 | 2 | 0 | 0 | 2 | 0 | 0 |  | 1 | 1 | 1 | 1 | 1 | 1 | 1 | 1 | 5 | 1 | 1 | 1
PG&E NGBA | Rock Creek 1 | 230 | 0 | 0 | 0 | 0 | 0 | 0 | 0 | 0 | 0 | 0 | 0 | 0 | 0 | 0 | 0 | 0 | 0 | 0 | 0 | 0 |  | 0 | 0 | 0 | 0 | 0 | 0 | 0 | 0 | 0 | 0 | 0 | 0 | 0 | 0 | 0 | 0 | 0 | 0 | 0 | 0 | 0 |  | 0 | 0 | 0 | 0 | 0 | 0 | 0 | 0 | 0 | 0 | 0 | 0 | 0 | 0 | 0 | 0 | 0 | 0 | 0 |  | 1 | 1 | 1 | 1 | 1 | 1 | 1 | 1 | 1 | 1 | 1 | 0
SCE Northern | Rosamond | 66 | 0 | 0 | 0 | 0 | 0 | 0 | 0 | 0 | 0 | 0 | 0 | 0 | 0 | 0 | 0 | 0 | 0 | 0 | 0 | 0 |  | 0 | 0 | 0 | 0 | 0 | 0 | 0 | 0 | 0 | 0 | 0 | 0 | 0 | 0 | 0 | 0 | 0 | 0 | 0 | 0 | 0 |  | 0 | 0 | 0 | 0 | 0 | 0 | 0 | 0 | 0 | 0 | 0 | 0 | 0 | 0 | 0 | 0 | 0 | 0 | 0 |  | 1 | 1 | 1 | 1 | 1 | 1 | 1 | 1 | 1 | 1 | 1 | 0
PG&E GBA | Rossmoor | 230 | 0 | 0 | 0 | 0 | 0 | 0 | 0 | 0 | 0 | 0 | 0 | 0 | 0 | 0 | 0 | 0 | 0 | 0 | 0 | 0 |  | 0 | 0 | 0 | 0 | 0 | 0 | 0 | 0 | 0 | 0 | 0 | 0 | 0 | 0 | 0 | 0 | 0 | 0 | 0 | 0 | 0 |  | 0 | 0 | 0 | 0 | 0 | 0 | 0 | 0 | 0 | 0 | 0 | 0 | 0 | 0 | 0 | 0 | 0 | 0 | 0 |  | 1 | 1 | 1 | 1 | 1 | 1 | 1 | 1 | 1 | 1 | 1 | 0
PG&E NGBA | Round Mountain | 230 | 0 | 0 | 0 | 0 | 0 | 0 | 0 | 0 | 0 | 0 | 0 | 0 | 0 | 0 | 0 | 0 | 0 | 0 | 0 | 0 |  | 0 | 14 | 80 | 20 | 100 | 0 | 0 | 0 | 0 | 0 | 0 | 0 | 0 | 0 | 0 | 0 | 0 | 0 | 0 | 1 | 0 |  | 0 | 2 | 2 | 2 | 2 | 0 | 0 | 0 | 0 | 0 | 0 | 0 | 0 | 0 | 0 | 0 | 0 | 0 | 0 |  | 1 | 4 | 4 | 1 | 1 | 1 | 1 | 1 | 1 | 1 | 1 | 1
PG&E NGBA | Round Mountain | 500 | 0 | 0 | 0 | 0 | 0 | 0 | 0 | 0 | 0 | 0 | 0 | 0 | 0 | 0 | 0 | 0 | 0 | 0 | 0 | 0 |  | 0 | 0 | 0 | 0 | 0 | 0 | 0 | 0 | 0 | 0 | 0 | 0 | 0 | 0 | 0 | 0 | 0 | 0 | 0 | 0 | 0 |  | 0 | 0 | 0 | 0 | 0 | 0 | 0 | 0 | 0 | 0 | 0 | 0 | 0 | 0 | 0 | 0 | 0 | 0 | 0 |  | 1 | 1 | 1 | 1 | 1 | 1 | 1 | 1 | 1 | 1 | 1 | 0
PG&E GBA | Salado | 115 | 0 | 0 | 0 | 0 | 0 | 0 | 0 | 0 | 0 | 0 | 0 | 0 | 0 | 0 | 0 | 0 | 0 | 0 | 0 | 0 |  | 0 | 0 | 0 | 0 | 0 | 0 | 0 | 0 | 0 | 0 | 0 | 0 | 0 | 0 | 0 | 0 | 0 | 0 | 0 | 0 | 0 |  | 0 | 0 | 0 | 0 | 0 | 0 | 0 | 0 | 0 | 0 | 0 | 0 | 0 | 0 | 0 | 0 | 0 | 0 | 0 |  | 1 | 1 | 1 | 1 | 1 | 1 | 1 | 1 | 1 | 1 | 1 | 0
PG&E GBA | Salado | 60 | 0 | 0 | 0 | 0 | 0 | 0 | 0 | 0 | 0 | 0 | 0 | 0 | 0 | 0 | 0 | 0 | 0 | 0 | 0 | 0 |  | 0 | 0 | 0 | 0 | 0 | 0 | 0 | 0 | 0 | 0 | 0 | 0 | 0 | 0 | 0 | 0 | 0 | 0 | 0 | 0 | 0 |  | 0 | 0 | 0 | 0 | 0 | 0 | 0 | 0 | 0 | 0 | 0 | 0 | 0 | 0 | 0 | 0 | 0 | 0 | 0 |  | 1 | 1 | 1 | 1 | 1 | 1 | 1 | 1 | 1 | 1 | 1 | 0
PG&E GBA | Salinas | 115 | 0 | 3.25 | 0 | 0 | 0 | 0 | 0 | 0 | 0 | 0 | 0 | 3 | 0 | 0 | 0 | 0 | 0 | 0 | 0 | 1 |  | 0 | 0 | 0 | 0 | 0 | 0 | 0 | 0 | 0 | 0 | 0 | 0 | 0 | 0 | 0 | 0 | 0 | 0 | 0 | 0 | 0 |  | 0 | 0 | 0 | 0 | 0 | 0 | 0 | 0 | 0 | 0 | 0 | 0 | 0 | 0 | 0 | 0 | 0 | 0 | 0 |  | 1 | 1 | 1 | 1 | 1 | 1 | 1 | 1 | 1 | 1 | 1 | 0
SDGE | Salt Creek | 69 | 0 | 0 | 0 | 0 | 0 | 0 | 0 | 0 | 0 | 0 | 0 | 0 | 0 | 0 | 0 | 0 | 0 | 0 | 0 | 0 |  | 0 | 0 | 0 | 0 | 0 | 0 | 0 | 0 | 0 | 0 | 0 | 0 | 0 | 0 | 0 | 0 | 0 | 0 | 0 | 0 | 5 |  | 0 | 0 | 0 | 0 | 0 | 0 | 0 | 0 | 0 | 0 | 0 | 0 | 0 | 0 | 0 | 0 | 0 | 0 | 0 |  | 1 | 1 | 1 | 1 | 1 | 1 | 1 | 1 | 1 | 1 | 1 | 0
SCE Eastern | San Bernardino | 230 | 0 | 5.25 | 0 | 0 | 0 | 0 | 0 | 0 | 0 | 0 | 0 | 0 | 0 | 0 | 0 | 0 | 0 | 0 | 0 | 1 |  | 0 | 0 | 0 | 0 | 0 | 0 | 0 | 0 | 0 | 0 | 0 | 0 | 0 | 0 | 0 | 0 | 0 | 0 | 0 | 0 | 1 |  | 0 | 0 | 0 | 0 | 0 | 0 | 0 | 0 | 0 | 0 | 0 | 0 | 0 | 0 | 0 | 0 | 0 | 0 | 0 |  | 1 | 1 | 1 | 1 | 1 | 1 | 1 | 1 | 1 | 1 | 1 | 0
PG&E GBA | SAN FRAN A (POTRERO PP) | 115 | 0 | 0 | 0 | 0 | 0 | 0 | 0 | 0 | 0 | 0 | 0 | 0 | 0 | 0 | 0 | 0 | 0 | 0 | 0 | 0 |  | 0 | 0 | 0 | 0 | 0 | 0 | 0 | 0 | 0 | 0 | 0 | 0 | 0 | 0 | 0 | 0 | 0 | 0 | 0 | 0 | 1 |  | 0 | 0 | 0 | 0 | 0 | 0 | 0 | 0 | 0 | 0 | 0 | 0 | 0 | 0 | 0 | 0 | 0 | 0 | 0 |  | 1 | 1 | 1 | 1 | 1 | 1 | 1 | 1 | 1 | 1 | 1 | 0
PG&E GBA | SAN FRAN A (POTRERO PP) | 230 | 0 | 0 | 0 | 0 | 0 | 0 | 0 | 0 | 0 | 0 | 0 | 0 | 0 | 0 | 0 | 0 | 0 | 0 | 0 | 0 |  | 0 | 0 | 0 | 0 | 0 | 0 | 0 | 0 | 0 | 0 | 0 | 0 | 0 | 0 | 0 | 0 | 0 | 0 | 0 | 0 | 1 |  | 0 | 0 | 0 | 0 | 0 | 0 | 0 | 0 | 0 | 0 | 0 | 0 | 0 | 0 | 0 | 0 | 0 | 0 | 0 |  | 1 | 1 | 1 | 1 | 1 | 1 | 1 | 1 | 1 | 1 | 1 | 0
PG&E GBA | San Jose A | 115 | 0 | 0 | 0 | 0 | 0 | 0 | 0 | 0 | 0 | 0 | 0 | 0 | 0 | 0 | 0 | 0 | 0 | 0 | 0 | 0 |  | 0 | 0 | 0 | 0 | 0 | 0 | 0 | 0 | 0 | 0 | 0 | 0 | 0 | 0 | 0 | 0 | 0 | 0 | 0 | 0 | 0 |  | 0 | 0 | 0 | 0 | 0 | 0 | 0 | 0 | 0 | 0 | 0 | 0 | 0 | 0 | 0 | 0 | 0 | 0 | 0 |  | 1 | 1 | 1 | 1 | 1 | 1 | 1 | 1 | 1 | 1 | 1 | 0
PG&E GBA | San Jose B | 115 | 0 | 0 | 0 | 0 | 0 | 0 | 0 | 0 | 0 | 0 | 0 | 0 | 0 | 0 | 0 | 0 | 0 | 0 | 0 | 0 |  | 0 | 0 | 0 | 0 | 0 | 0 | 0 | 0 | 0 | 0 | 0 | 0 | 0 | 0 | 0 | 0 | 0 | 0 | 0 | 0 | 0 |  | 0 | 0 | 0 | 0 | 0 | 0 | 0 | 0 | 0 | 0 | 0 | 0 | 0 | 0 | 0 | 0 | 0 | 0 | 0 |  | 1 | 1 | 1 | 1 | 1 | 1 | 1 | 1 | 1 | 1 | 1 | 0
PG&E GBA | San Leandro U | 115 | 0 | 0 | 0 | 0 | 0 | 0 | 0 | 0 | 0 | 0 | 0 | 0 | 0 | 0 | 0 | 0 | 0 | 0 | 0 | 0 |  | 0 | 0 | 0 | 0 | 0 | 0 | 0 | 0 | 0 | 0 | 0 | 0 | 0 | 0 | 0 | 0 | 0 | 0 | 0 | 0 | 1 |  | 0 | 0 | 0 | 0 | 0 | 0 | 0 | 0 | 0 | 0 | 0 | 0 | 0 | 0 | 0 | 0 | 0 | 0 | 0 |  | 1 | 1 | 1 | 1 | 1 | 1 | 1 | 1 | 1 | 1 | 1 | 0
PG&E KERN | San Luis Obispo | 115 | 0 | 0 | 0 | 0 | 0 | 0 | 0 | 0 | 0 | 0 | 0 | 0 | 0 | 0 | 0 | 0 | 0 | 0 | 0 | 0 |  | 0 | 11 | 0 | 0 | 0 | 0 | 0 | 0 | 0 | 0 | 0 | 0 | 0 | 0 | 0 | 0 | 0 | 0 | 0 | 1 | 1 |  | 0 | 2 | 0 | 0 | 0 | 0 | 0 | 0 | 0 | 0 | 0 | 0 | 0 | 0 | 0 | 0 | 0 | 0 | 0 |  | 1 | 5 | 1 | 1 | 1 | 1 | 1 | 1 | 1 | 1 | 1 | 1
PG&E KERN | San Luis Obispo | 70 | 0 | 11 | 0 | 0 | 0 | 0 | 0 | 0 | 0 | 0 | 0 | 0 | 0 | 0 | 0 | 0 | 0 | 0 | 0 | 1 |  | 0 | 0 | 0 | 0 | 0 | 0 | 0 | 0 | 0 | 0 | 0 | 0 | 0 | 0 | 0 | 0 | 0 | 0 | 0 | 0 | 1 |  | 0 | 0 | 0 | 0 | 0 | 0 | 0 | 0 | 0 | 0 | 0 | 0 | 0 | 0 | 0 | 0 | 0 | 0 | 0 |  | 1 | 1 | 1 | 1 | 1 | 1 | 1 | 1 | 1 | 1 | 1 | 0
SDGE | San Luis Rey | 230 | 0 | 0 | 0 | 0 | 0 | 0 | 0 | 0 | 0 | 0 | 0 | 0 | 0 | 0 | 0 | 0 | 0 | 0 | 0 | 0 |  | 0 | 0 | 0 | 0 | 0 | 0 | 0 | 0 | 0 | 0 | 0 | 0 | 0 | 0 | 0 | 20 | 0 | 20 | 0 | 1 | 1 |  | 0 | 0 | 0 | 0 | 0 | 0 | 0 | 0 | 0 | 0 | 0 | 0 | 0 | 0 | 0 | 2 | 0 | 2 | 0 |  | 1 | 1 | 1 | 1 | 1 | 1 | 1 | 5 | 1 | 5 | 1 | 1
SDGE | San Luis Rey | 69 | 0 | 0 | 0 | 0 | 0 | 0 | 0 | 0 | 0 | 0 | 0 | 0 | 0 | 0 | 0 | 0 | 0 | 0 | 0 | 0 |  | 0 | 0 | 0 | 0 | 0 | 0 | 0 | 0 | 0 | 0 | 0 | 0 | 0 | 0 | 0 | 0 | 0 | 0 | 0 | 0 | 1 |  | 0 | 0 | 0 | 0 | 0 | 0 | 0 | 0 | 0 | 0 | 0 | 0 | 0 | 0 | 0 | 0 | 0 | 0 | 0 |  | 1 | 1 | 1 | 1 | 1 | 1 | 1 | 1 | 1 | 1 | 1 | 0
SDGE | San Marcos | 69 | 0 | 0 | 0 | 0 | 0 | 0 | 0 | 0 | 0 | 0 | 0 | 0 | 0 | 0 | 0 | 0 | 0 | 0 | 0 | 0 |  | 0 | 0 | 0 | 0 | 0 | 0 | 0 | 0 | 0 | 0 | 0 | 0 | 0 | 0 | 0 | 0 | 0 | 0 | 0 | 0 | 2 |  | 0 | 0 | 0 | 0 | 0 | 0 | 0 | 0 | 0 | 0 | 0 | 0 | 0 | 0 | 0 | 0 | 0 | 0 | 0 |  | 1 | 1 | 1 | 1 | 1 | 1 | 1 | 1 | 1 | 1 | 1 | 0
SCE Metro | San Onofre | 230 | 0 | 0 | 0 | 0 | 0 | 0 | 0 | 0 | 0 | 0 | 0 | 0 | 0 | 0 | 0 | 0 | 0 | 0 | 0 | 0 |  | 0 | 0 | 0 | 0 | 0 | 0 | 0 | 0 | 0 | 0 | 0 | 0 | 0 | 0 | 0 | 0 | 0 | 0 | 0 | 0 | 0 |  | 0 | 0 | 0 | 0 | 0 | 0 | 0 | 0 | 0 | 0 | 0 | 0 | 0 | 0 | 0 | 0 | 0 | 0 | 0 |  | 1 | 1 | 1 | 1 | 1 | 1 | 1 | 1 | 1 | 1 | 1 | 0
PG&E GBA | San Pablo | 115 | 0 | 0 | 0 | 0 | 0 | 0 | 0 | 0 | 0 | 0 | 0 | 0 | 0 | 0 | 0 | 0 | 0 | 0 | 0 | 0 |  | 0 | 0 | 0 | 0 | 0 | 0 | 0 | 0 | 0 | 0 | 0 | 0 | 0 | 0 | 0 | 0 | 0 | 0 | 0 | 0 | 2 |  | 0 | 0 | 0 | 0 | 0 | 0 | 0 | 0 | 0 | 0 | 0 | 0 | 0 | 0 | 0 | 0 | 0 | 0 | 0 |  | 1 | 1 | 1 | 1 | 1 | 1 | 1 | 1 | 1 | 1 | 1 | 0
PG&E GBA | San Ramon | 230 | 0 | 0 | 0 | 0 | 0 | 0 | 0 | 0 | 0 | 0 | 0 | 0 | 0 | 0 | 0 | 0 | 0 | 0 | 0 | 0 |  | 0 | 0 | 0 | 0 | 0 | 0 | 0 | 0 | 0 | 0 | 0 | 1.9 | 0 | 0 | 0 | 0 | 0 | 0 | 0 | 1 | 0 |  | 0 | 0 | 0 | 0 | 0 | 0 | 0 | 0 | 0 | 0 | 0 | 2 | 0 | 0 | 0 | 0 | 0 | 0 | 0 |  | 1 | 1 | 1 | 1 | 1 | 4 | 1 | 1 | 1 | 1 | 1 | 1
SDGE | San Ysidro | 69 | 0 | 0 | 0 | 0 | 0 | 0 | 0 | 0 | 0 | 0 | 0 | 0 | 0 | 0 | 0 | 0 | 0 | 0 | 0 | 0 |  | 0 | 0 | 0 | 0 | 0 | 0 | 0 | 0 | 0 | 0 | 0 | 0 | 0 | 0 | 0 | 0 | 0 | 0 | 0 | 0 | 4 |  | 0 | 0 | 0 | 0 | 0 | 0 | 0 | 0 | 0 | 0 | 0 | 0 | 0 | 0 | 0 | 0 | 0 | 0 | 0 |  | 1 | 1 | 1 | 1 | 1 | 1 | 1 | 1 | 1 | 1 | 1 | 0
SCE NOL | Sandlot | 230 | 0 | 0 | 0 | 0 | 0 | 0 | 0 | 0 | 0 | 0 | 0 | 0 | 0 | 0 | 0 | 0 | 0 | 0 | 0 | 0 |  | 0 | 0 | 0 | 0 | 0 | 0 | 0 | 0 | 0 | 0 | 0 | 0 | 0 | 0 | 0 | 0 | 0 | 0 | 0 | 0 | 3 |  | 0 | 0 | 0 | 0 | 0 | 0 | 0 | 0 | 0 | 0 | 0 | 0 | 0 | 0 | 0 | 0 | 0 | 0 | 0 |  | 1 | 1 | 1 | 1 | 1 | 1 | 1 | 1 | 1 | 1 | 1 | 0
EOP | Sandy | 138 | 0 | 0 | 0 | 0 | 0 | 0 | 0 | 0 | 0 | 0 | 0 | 0 | 0 | 0 | 0 | 0 | 0 | 0 | 0 | 0 |  | 0 | 0 | 0 | 0 | 0 | 0 | 0 | 0 | 0 | 0 | 0 | 0 | 0 | 0 | 0 | 0 | 0 | 0 | 0 | 0 | 2 |  | 0 | 0 | 0 | 0 | 0 | 0 | 0 | 0 | 0 | 0 | 0 | 0 | 0 | 0 | 0 | 0 | 0 | 0 | 0 |  | 1 | 1 | 1 | 1 | 1 | 1 | 1 | 1 | 1 | 1 | 1 | 0
PG&E FRESNO | Sanger | 115 | 0 | 1.5 | 0 | 0 | 0 | 0 | 0 | 0 | 0 | 0 | 0 | 0 | 100 | 100 | 200 | 0 | 30 | 30 | 0 | 1 |  | 0 | 3 | 0 | 0 | 0 | 0 | 0 | 0 | 0 | 0 | 0 | 2 | 0 | 0 | 0 | 0 | 0 | 0 | 0 | 1 | 2 |  | 0 | 2 | 0 | 0 | 0 | 0 | 0 | 0 | 0 | 0 | 0 | 2 | 0 | 0 | 0 | 0 | 0 | 0 | 0 |  | 1 | 5 | 1 | 1 | 1 | 5 | 1 | 1 | 1 | 1 | 1 | 1
SCE Northern | Santa Clara | 230 | 0 | 0 | 0 | 0 | 0 | 0 | 0 | 0 | 0 | 0 | 0 | 0 | 0 | 0 | 0 | 0 | 0 | 0 | 0 | 0 |  | 0 | 0 | 0 | 0 | 0 | 0 | 0 | 0 | 0 | 0 | 0 | 0 | 0 | 0 | 0 | 15 | 0 | 15 | 0 | 1 | 0 |  | 0 | 0 | 0 | 0 | 0 | 0 | 0 | 0 | 0 | 0 | 0 | 0 | 0 | 0 | 0 | 2 | 0 | 2 | 0 |  | 1 | 1 | 1 | 1 | 1 | 1 | 1 | 4 | 1 | 4 | 1 | 1
PG&E NGBA | Santa Rosa A | 115 | 0 | 0 | 0 | 0 | 0 | 0 | 0 | 0 | 0 | 0 | 0 | 0 | 0 | 0 | 0 | 0 | 0 | 0 | 0 | 0 |  | 0 | 0 | 0 | 0 | 0 | 0 | 0 | 0 | 0 | 0 | 0 | 0 | 0 | 0 | 0 | 0 | 0 | 0 | 0 | 0 | 1 |  | 0 | 0 | 0 | 0 | 0 | 0 | 0 | 0 | 0 | 0 | 0 | 0 | 0 | 0 | 0 | 0 | 0 | 0 | 0 |  | 1 | 1 | 1 | 1 | 1 | 1 | 1 | 1 | 1 | 1 | 1 | 0
PG&E GBA | Santa Teresa | 115 | 0 | 0 | 0 | 0 | 0 | 0 | 0 | 0 | 0 | 0 | 0 | 0 | 0 | 0 | 0 | 0 | 0 | 0 | 0 | 0 |  | 0 | 0 | 0 | 0 | 0 | 0 | 0 | 0 | 0 | 0 | 0 | 0 | 0 | 0 | 0 | 0 | 0 | 0 | 0 | 0 | 0 |  | 0 | 0 | 0 | 0 | 0 | 0 | 0 | 0 | 0 | 0 | 0 | 0 | 0 | 0 | 0 | 0 | 0 | 0 | 0 |  | 1 | 1 | 1 | 1 | 1 | 1 | 1 | 1 | 1 | 1 | 1 | 0
SDGE | Santee | 138 | 0 | 0 | 0 | 0 | 0 | 0 | 0 | 0 | 0 | 0 | 0 | 0 | 0 | 0 | 0 | 10 | 0 | 10 | 0 | 1 |  | 0 | 0 | 0 | 0 | 0 | 0 | 0 | 0 | 0 | 0 | 0 | 0 | 0 | 0 | 0 | 0 | 0 | 0 | 0 | 0 | 3 |  | 0 | 0 | 0 | 0 | 0 | 0 | 0 | 0 | 0 | 0 | 0 | 0 | 0 | 0 | 0 | 0 | 0 | 0 | 0 |  | 1 | 1 | 1 | 1 | 1 | 1 | 1 | 1 | 1 | 1 | 1 | 0
SCE Metro | Santiago | 230 | 0 | 0 | 0 | 0 | 0 | 0 | 0 | 0 | 0 | 0 | 0 | 0 | 0 | 0 | 0 | 0 | 0 | 0 | 0 | 0 |  | 0 | 0 | 0 | 0 | 0 | 0 | 0 | 0 | 0 | 0 | 0 | 0 | 0 | 0 | 0 | 0 | 0 | 0 | 0 | 0 | 0 |  | 0 | 0 | 0 | 0 | 0 | 0 | 0 | 0 | 0 | 0 | 0 | 0 | 0 | 0 | 0 | 0 | 0 | 0 | 0 |  | 1 | 1 | 1 | 1 | 1 | 1 | 1 | 1 | 1 | 1 | 1 | 0
PG&E GBA | Saratoga | 230 | 0 | 0 | 0 | 0 | 0 | 0 | 0 | 0 | 0 | 0 | 0 | 0 | 0 | 0 | 0 | 0 | 0 | 0 | 0 | 0 |  | 0 | 0 | 0 | 0 | 0 | 0 | 0 | 0 | 0 | 0 | 0 | 0 | 0 | 0 | 0 | 0 | 0 | 0 | 0 | 0 | 1 |  | 0 | 0 | 0 | 0 | 0 | 0 | 0 | 0 | 0 | 0 | 0 | 0 | 0 | 0 | 0 | 0 | 0 | 0 | 0 |  | 1 | 1 | 1 | 1 | 1 | 1 | 1 | 1 | 1 | 1 | 1 | 0
SCE Northern | Saugus | 230 | 0 | 0 | 0 | 0 | 0 | 0 | 0 | 0 | 0 | 0 | 0 | 0 | 0 | 0 | 0 | 0 | 0 | 0 | 0 | 0 |  | 0 | 0 | 0 | 0 | 0 | 0 | 0 | 0 | 0 | 0 | 0 | 0 | 0 | 0 | 0 | 0 | 0 | 0 | 0 | 0 | 0 |  | 0 | 0 | 0 | 0 | 0 | 0 | 0 | 0 | 0 | 0 | 0 | 0 | 0 | 0 | 0 | 0 | 0 | 0 | 0 |  | 1 | 1 | 1 | 1 | 1 | 1 | 1 | 1 | 1 | 1 | 1 | 0
PG&E FRESNO | Schindler | 115 | 0 | 0 | 0 | 0 | 0 | 0 | 0 | 0 | 0 | 0 | 0 | 0 | 100 | 0 | 100 | 0 | 40 | 40 | 0 | 1 |  | 0 | 0 | 0 | 0 | 0 | 0 | 0 | 0 | 0 | 0 | 0 | 2 | 0 | 100 | 100 | 0 | 40 | 40 | 0 | 1 | 0 |  | 0 | 0 | 0 | 0 | 0 | 0 | 0 | 0 | 0 | 0 | 0 | 2 | 0 | 2 | 0 | 0 | 0 | 0 | 0 |  | 1 | 1 | 1 | 1 | 1 | 4 | 1 | 1 | 1 | 1 | 1 | 1
PG&E FRESNO | Schindler | 70 | 0 | 0 | 0 | 0 | 0 | 0 | 0 | 0 | 0 | 0 | 0 | 0 | 0 | 0 | 0 | 0 | 0 | 0 | 0 | 0 |  | 0 | 0 | 0 | 0 | 0 | 0 | 0 | 0 | 0 | 0 | 0 | 0 | 0 | 0 | 0 | 0 | 0 | 0 | 0 | 0 | 1 |  | 0 | 0 | 0 | 0 | 0 | 0 | 0 | 0 | 0 | 0 | 0 | 0 | 0 | 0 | 0 | 0 | 0 | 0 | 0 |  | 1 | 1 | 1 | 1 | 1 | 1 | 1 | 1 | 1 | 1 | 1 | 0
PG&E GBA | Schulte | 115 | 0 | 0 | 0 | 0 | 0 | 0 | 0 | 0 | 0 | 0 | 0 | 0 | 0 | 0 | 0 | 0 | 0 | 0 | 0 | 0 |  | 0 | 0 | 0 | 0 | 0 | 0 | 0 | 0 | 0 | 0 | 0 | 0 | 0 | 0 | 0 | 0 | 0 | 0 | 0 | 0 | 0 |  | 0 | 0 | 0 | 0 | 0 | 0 | 0 | 0 | 0 | 0 | 0 | 0 | 0 | 0 | 0 | 0 | 0 | 0 | 0 |  | 1 | 1 | 1 | 1 | 1 | 1 | 1 | 1 | 1 | 1 | 1 | 0
SDGE | Scripps | 69 | 0 | 0 | 0 | 0 | 0 | 0 | 0 | 0 | 0 | 0 | 0 | 0 | 0 | 0 | 0 | 0 | 0 | 0 | 0 | 0 |  | 0 | 0 | 0 | 0 | 0 | 0 | 0 | 0 | 0 | 0 | 0 | 0 | 0 | 0 | 0 | 0 | 0 | 0 | 0 | 0 | 2 |  | 0 | 0 | 0 | 0 | 0 | 0 | 0 | 0 | 0 | 0 | 0 | 0 | 0 | 0 | 0 | 0 | 0 | 0 | 0 |  | 1 | 1 | 1 | 1 | 1 | 1 | 1 | 1 | 1 | 1 | 1 | 0
PG&E KERN | Semitropic | 115 | 0 | 0 | 0 | 0 | 0 | 0 | 0 | 0 | 0 | 0 | 0 | 4.66 | 0 | 0 | 0 | 0 | 0 | 0 | 0 | 1 |  | 0 | 0 | 0 | 0 | 0 | 0 | 0 | 0 | 0 | 0 | 0 | 4.66 | 0 | 0 | 0 | 0 | 0 | 0 | 0 | 1 | 0 |  | 0 | 0 | 0 | 0 | 0 | 0 | 0 | 0 | 0 | 0 | 0 | 0 | 0 | 0 | 0 | 0 | 0 | 0 | 0 |  | 1 | 1 | 1 | 1 | 1 | 1 | 1 | 1 | 1 | 1 | 1 | 0
SCE Metro | Serrano | 230 | 0 | 0 | 0 | 0 | 0 | 0 | 0 | 0 | 0 | 0 | 0 | 0 | 0 | 0 | 0 | 0 | 0 | 0 | 0 | 0 |  | 0 | 0 | 0 | 0 | 0 | 0 | 0 | 0 | 0 | 0 | 0 | 0 | 0 | 0 | 0 | 0 | 0 | 0 | 0 | 0 | 0 |  | 0 | 0 | 0 | 0 | 0 | 0 | 0 | 0 | 0 | 0 | 0 | 0 | 0 | 0 | 0 | 0 | 0 | 0 | 0 |  | 1 | 1 | 1 | 1 | 1 | 1 | 1 | 1 | 1 | 1 | 1 | 0
SCE Metro | Serrano | 500 | 0 | 0 | 0 | 0 | 0 | 0 | 0 | 0 | 0 | 0 | 0 | 0 | 0 | 0 | 0 | 0 | 0 | 0 | 0 | 0 |  | 0 | 0 | 0 | 0 | 0 | 0 | 0 | 0 | 0 | 0 | 0 | 0 | 0 | 0 | 0 | 0 | 0 | 0 | 0 | 0 | 0 |  | 0 | 0 | 0 | 0 | 0 | 0 | 0 | 0 | 0 | 0 | 0 | 0 | 0 | 0 | 0 | 0 | 0 | 0 | 0 |  | 1 | 1 | 1 | 1 | 1 | 1 | 1 | 1 | 1 | 1 | 1 | 0
SDGE | Shadowridge | 138 | 0 | 0 | 0 | 0 | 0 | 0 | 0 | 0 | 0 | 0 | 0 | 0 | 0 | 0 | 0 | 0 | 0 | 0 | 0 | 0 |  | 0 | 0 | 0 | 0 | 0 | 0 | 0 | 0 | 0 | 0 | 0 | 0 | 0 | 0 | 0 | 0 | 0 | 0 | 0 | 0 | 3 |  | 0 | 0 | 0 | 0 | 0 | 0 | 0 | 0 | 0 | 0 | 0 | 0 | 0 | 0 | 0 | 0 | 0 | 0 | 0 |  | 1 | 1 | 1 | 1 | 1 | 1 | 1 | 1 | 1 | 1 | 1 | 0
PG&E KERN | Shafter | 115 | 0 | 0 | 0 | 0 | 0 | 0 | 0 | 0 | 0 | 0 | 0 | 2.25 | 0 | 0 | 0 | 0 | 0 | 0 | 0 | 1 |  | 0 | 0 | 0 | 0 | 0 | 0 | 0 | 0 | 0 | 0 | 0 | 2.25 | 85.5 | 0 | 85.5 | 0 | 0 | 0 | 0 | 1 | 0 |  | 0 | 0 | 0 | 0 | 0 | 0 | 0 | 0 | 0 | 0 | 0 | 0 | 2 | 0 | 2 | 0 | 0 | 0 | 0 |  | 1 | 1 | 1 | 1 | 1 | 1 | 4 | 1 | 1 | 1 | 1 | 1
PG&E NGBA | Silverado | 115 | 0 | 0 | 0 | 0 | 0 | 0 | 0 | 0 | 0 | 0 | 0 | 0 | 0 | 0 | 0 | 0 | 0 | 0 | 0 | 0 |  | 0 | 0 | 0 | 0 | 0 | 0 | 0 | 0 | 0 | 0 | 0 | 0 | 0 | 0 | 0 | 0 | 0 | 0 | 0 | 0 | 2 |  | 0 | 0 | 0 | 0 | 0 | 0 | 0 | 0 | 0 | 0 | 0 | 0 | 0 | 0 | 0 | 0 | 0 | 0 | 0 |  | 1 | 1 | 1 | 1 | 1 | 1 | 1 | 1 | 1 | 1 | 1 | 0
SDGE | Silvergate | 230 | 0 | 0 | 0 | 0 | 0 | 0 | 0 | 0 | 0 | 0 | 0 | 0 | 0 | 0 | 0 | 0 | 0 | 0 | 0 | 0 |  | 0 | 0 | 0 | 0 | 0 | 0 | 0 | 0 | 0 | 0 | 0 | 0 | 0 | 0 | 0 | 100 | 0 | 100 | 0 | 1 | 4 |  | 0 | 0 | 0 | 0 | 0 | 0 | 0 | 0 | 0 | 0 | 0 | 0 | 0 | 0 | 0 | 2 | 0 | 2 | 0 |  | 1 | 1 | 1 | 1 | 1 | 1 | 1 | 5 | 1 | 5 | 1 | 1
SDGE | Silvergate | 69 | 0 | 0 | 0 | 0 | 0 | 0 | 0 | 0 | 0 | 0 | 0 | 0 | 0 | 0 | 0 | 0 | 0 | 0 | 0 | 0 |  | 0 | 0 | 0 | 0 | 0 | 0 | 0 | 0 | 0 | 0 | 0 | 0 | 0 | 0 | 0 | 0 | 0 | 0 | 0 | 0 | 3 |  | 0 | 0 | 0 | 0 | 0 | 0 | 0 | 0 | 0 | 0 | 0 | 0 | 0 | 0 | 0 | 0 | 0 | 0 | 0 |  | 1 | 1 | 1 | 1 | 1 | 1 | 1 | 1 | 1 | 1 | 1 | 0
PG&E KERN | Sisquoc | 115 | 0 | 0 | 0 | 0 | 0 | 0 | 0 | 0 | 0 | 0 | 0 | 0 | 0 | 0 | 0 | 0 | 0 | 0 | 0 | 0 |  | 0 | 0 | 0 | 0 | 0 | 0 | 0 | 0 | 0 | 0 | 0 | 0 | 0 | 0 | 0 | 0 | 0 | 0 | 0 | 0 | 1 |  | 0 | 0 | 0 | 0 | 0 | 0 | 0 | 0 | 0 | 0 | 0 | 0 | 0 | 0 | 0 | 0 | 0 | 0 | 0 |  | 1 | 1 | 1 | 1 | 1 | 1 | 1 | 1 | 1 | 1 | 1 | 0
EOP | Sloan Canyon | 230 | 0 | 0 | 260 | 50 | 310 | 0 | 0 | 0 | 0 | 0 | 0 | 0 | 0 | 0 | 0 | 0 | 0 | 0 | 0 | 1 |  | 0 | 0 | 310 | 0 | 310 | 0 | 0 | 0 | 0 | 0 | 0 | 0 | 0 | 0 | 0 | 0 | 100 | 100 | 0 | 1 | 1 |  | 0 | 0 | 1 | 0 | 0 | 0 | 0 | 0 | 0 | 0 | 0 | 0 | 0 | 0 | 0 | 0 | 2 | 2 | 0 |  | 1 | 1 | 3 | 1 | 1 | 1 | 1 | 1 | 5 | 5 | 1 | 1
EOP | Sloan Canyon | 500 | 0 | 0 | 0 | 0 | 0 | 0 | 0 | 0 | 0 | 0 | 0 | 0 | 0 | 0 | 0 | 0 | 0 | 0 | 0 | 0 |  | 0 | 0 | 0 | 0 | 0 | 0 | 0 | 0 | 0 | 0 | 0 | 0 | 0 | 0 | 0 | 0 | 0 | 0 | 0 | 0 | 1 |  | 0 | 0 | 0 | 0 | 0 | 0 | 0 | 0 | 0 | 0 | 0 | 0 | 0 | 0 | 0 | 0 | 0 | 0 | 0 |  | 1 | 1 | 1 | 1 | 1 | 1 | 1 | 1 | 1 | 1 | 1 | 0
PG&E KERN | Smyrna | 115 | 0 | 0 | 0 | 0 | 0 | 0 | 0 | 0 | 0 | 0 | 0 | 6 | 0 | 0 | 0 | 0 | 0 | 0 | 0 | 1 |  | 0 | 0 | 0 | 0 | 0 | 0 | 0 | 0 | 0 | 0 | 0 | 6.1 | 0 | 0 | 0 | 0 | 0 | 0 | 0 | 1 | 0 |  | 0 | 0 | 0 | 0 | 0 | 0 | 0 | 0 | 0 | 0 | 0 | 0 | 0 | 0 | 0 | 0 | 0 | 0 | 0 |  | 1 | 1 | 1 | 1 | 1 | 1 | 1 | 1 | 1 | 1 | 1 | 0
PG&E GBA | Sobrante | 115 | 0 | 0 | 0 | 0 | 0 | 0 | 0 | 0 | 0 | 0 | 0 | 0 | 0 | 0 | 0 | 0 | 0 | 0 | 0 | 0 |  | 0 | 0 | 0 | 0 | 0 | 0 | 0 | 0 | 0 | 0 | 0 | 5 | 0 | 0 | 0 | 0 | 0 | 0 | 0 | 1 | 2 |  | 0 | 0 | 0 | 0 | 0 | 0 | 0 | 0 | 0 | 0 | 0 | 2 | 0 | 0 | 0 | 0 | 0 | 0 | 0 |  | 1 | 1 | 1 | 1 | 1 | 5 | 1 | 1 | 1 | 1 | 1 | 1
PG&E GBA | Sobrante | 230 | 0 | 0 | 0 | 0 | 0 | 0 | 0 | 0 | 0 | 0 | 0 | 0 | 0 | 0 | 0 | 0 | 0 | 0 | 0 | 0 |  | 0 | 0 | 0 | 0 | 0 | 0 | 0 | 0 | 0 | 0 | 0 | 0 | 0 | 0 | 0 | 0 | 0 | 0 | 0 | 0 | 2 |  | 0 | 0 | 0 | 0 | 0 | 0 | 0 | 0 | 0 | 0 | 0 | 0 | 0 | 0 | 0 | 0 | 0 | 0 | 0 |  | 1 | 1 | 1 | 1 | 1 | 1 | 1 | 1 | 1 | 1 | 1 | 0
PG&E KERN | Solar | 230 | 0 | 0 | 0 | 0 | 0 | 0 | 0 | 0 | 0 | 0 | 0 | 0 | 0 | 0 | 0 | 0 | 0 | 0 | 0 | 0 |  | 0 | 0 | 0 | 0 | 0 | 0 | 0 | 0 | 0 | 0 | 0 | 0 | 0 | 0 | 0 | 0 | 0 | 0 | 0 | 0 | 0 |  | 0 | 0 | 0 | 0 | 0 | 0 | 0 | 0 | 0 | 0 | 0 | 0 | 0 | 0 | 0 | 0 | 0 | 0 | 0 |  | 1 | 1 | 1 | 1 | 1 | 1 | 1 | 1 | 1 | 1 | 1 | 0
PG&E GBA | Soledad | 115 | 0 | 0 | 0 | 0 | 0 | 0 | 0 | 0 | 0 | 0 | 0 | 0 | 0 | 0 | 0 | 0 | 0 | 0 | 0 | 0 |  | 0 | 0 | 0 | 0 | 0 | 0 | 0 | 0 | 0 | 0 | 0 | 0 | 0 | 0 | 0 | 0 | 0 | 0 | 0 | 0 | 0 |  | 0 | 0 | 0 | 0 | 0 | 0 | 0 | 0 | 0 | 0 | 0 | 0 | 0 | 0 | 0 | 0 | 0 | 0 | 0 |  | 1 | 1 | 1 | 1 | 1 | 1 | 1 | 1 | 1 | 1 | 1 | 0
PG&E GBA | Soledad | 60 | 0 | 0 | 6 | 0 | 6 | 0 | 0 | 0 | 0 | 0 | 0 | 0 | 0 | 0 | 0 | 0 | 0 | 0 | 0 | 1 |  | 0 | 0 | 0 | 0 | 0 | 0 | 0 | 0 | 0 | 0 | 0 | 0 | 0 | 0 | 0 | 0 | 0 | 0 | 0 | 0 | 0 |  | 0 | 0 | 0 | 0 | 0 | 0 | 0 | 0 | 0 | 0 | 0 | 0 | 0 | 0 | 0 | 0 | 0 | 0 | 0 |  | 1 | 1 | 1 | 1 | 1 | 1 | 1 | 1 | 1 | 1 | 1 | 0
SDGE | Spring Valley | 69 | 0 | 0 | 0 | 0 | 0 | 0 | 0 | 0 | 0 | 0 | 0 | 0 | 0 | 0 | 0 | 0 | 0 | 0 | 0 | 0 |  | 0 | 0 | 0 | 0 | 0 | 0 | 0 | 0 | 0 | 0 | 0 | 0 | 0 | 0 | 0 | 0 | 0 | 0 | 0 | 0 | 3 |  | 0 | 0 | 0 | 0 | 0 | 0 | 0 | 0 | 0 | 0 | 0 | 0 | 0 | 0 | 0 | 0 | 0 | 0 | 0 |  | 1 | 1 | 1 | 1 | 1 | 1 | 1 | 1 | 1 | 1 | 1 | 0
SCE Northern | Springville | 230 | 0 | 0 | 0 | 0 | 0 | 0 | 0 | 0 | 0 | 0 | 0 | 3 | 170 | 180 | 350 | 225 | 50 | 275 | 0 | 1 |  | 0 | 0 | 0 | 0 | 0 | 0 | 0 | 0 | 0 | 0 | 0 | 0 | 0 | 0 | 0 | 225 | 0 | 225 | 0 | 1 | 0 |  | 0 | 0 | 0 | 0 | 0 | 0 | 0 | 0 | 0 | 0 | 0 | 0 | 0 | 0 | 0 | 0 | 0 | 0 | 0 |  | 1 | 1 | 1 | 1 | 1 | 1 | 1 | 1 | 1 | 1 | 1 | 0
PG&E GBA | Stagg | 230 | 0 | 0 | 0 | 0 | 0 | 0 | 0 | 0 | 0 | 0 | 0 | 0 | 0 | 0 | 0 | 0 | 0 | 0 | 0 | 0 |  | 0 | 0 | 0 | 0 | 0 | 0 | 0 | 0 | 0 | 0 | 0 | 0 | 0 | 0 | 0 | 0 | 0 | 0 | 0 | 0 | 0 |  | 0 | 0 | 0 | 0 | 0 | 0 | 0 | 0 | 0 | 0 | 0 | 0 | 0 | 0 | 0 | 0 | 0 | 0 | 0 |  | 1 | 1 | 1 | 1 | 1 | 1 | 1 | 1 | 1 | 1 | 1 | 0
PG&E GBA | Standard Oil | 115 | 0 | 0 | 0 | 0 | 0 | 0 | 0 | 0 | 0 | 0 | 0 | 0 | 0 | 0 | 0 | 0 | 0 | 0 | 0 | 0 |  | 0 | 0 | 0 | 0 | 0 | 0 | 0 | 0 | 0 | 0 | 0 | 0 | 0 | 0 | 0 | 0 | 0 | 0 | 0 | 0 | 2 |  | 0 | 0 | 0 | 0 | 0 | 0 | 0 | 0 | 0 | 0 | 0 | 0 | 0 | 0 | 0 | 0 | 0 | 0 | 0 |  | 1 | 1 | 1 | 1 | 1 | 1 | 1 | 1 | 1 | 1 | 1 | 0
PG&E GBA | Stanislaus | 115 | 0 | 0 | 0 | 0 | 0 | 0 | 0 | 0 | 0 | 0 | 0 | 0 | 0 | 0 | 0 | 0 | 0 | 0 | 0 | 0 |  | 0 | 0 | 0 | 0 | 0 | 0 | 0 | 0 | 0 | 0 | 0 | 0 | 0 | 0 | 0 | 0 | 0 | 0 | 0 | 0 | 0 |  | 0 | 0 | 0 | 0 | 0 | 0 | 0 | 0 | 0 | 0 | 0 | 0 | 0 | 0 | 0 | 0 | 0 | 0 | 0 |  | 1 | 1 | 1 | 1 | 1 | 1 | 1 | 1 | 1 | 1 | 1 | 0
PG&E KERN | Stockdale | 115 | 0 | 0 | 0 | 0 | 0 | 0 | 0 | 0 | 0 | 0 | 0 | 1.8 | 0 | 0 | 0 | 0 | 0 | 0 | 0 | 1 |  | 0 | 0 | 0 | 0 | 0 | 0 | 0 | 0 | 0 | 0 | 0 | 1.7 | 0 | 0 | 0 | 0 | 0 | 0 | 0 | 1 | 0 |  | 0 | 0 | 0 | 0 | 0 | 0 | 0 | 0 | 0 | 0 | 0 | 0 | 0 | 0 | 0 | 0 | 0 | 0 | 0 |  | 1 | 1 | 1 | 1 | 1 | 1 | 1 | 1 | 1 | 1 | 1 | 0
PG&E KERN | Stockdale | 230 | 0 | 0 | 0 | 0 | 0 | 0 | 0 | 0 | 0 | 0 | 0 | 0 | 0 | 0 | 0 | 0 | 0 | 0 | 0 | 0 |  | 0 | 0 | 0 | 0 | 0 | 0 | 0 | 0 | 0 | 0 | 0 | 0 | 0 | 0 | 0 | 0 | 0 | 0 | 0 | 0 | 0 |  | 0 | 0 | 0 | 0 | 0 | 0 | 0 | 0 | 0 | 0 | 0 | 0 | 0 | 0 | 0 | 0 | 0 | 0 | 0 |  | 1 | 1 | 1 | 1 | 1 | 1 | 1 | 1 | 1 | 1 | 1 | 0
PG&E GBA | Stockton A | 115 | 0 | 0 | 0 | 0 | 0 | 0 | 0 | 0 | 0 | 0 | 0 | 0 | 0 | 0 | 0 | 0 | 0 | 0 | 0 | 0 |  | 0 | 0 | 0 | 0 | 0 | 0 | 0 | 0 | 0 | 0 | 0 | 0 | 0 | 0 | 0 | 0 | 0 | 0 | 0 | 0 | 1 |  | 0 | 0 | 0 | 0 | 0 | 0 | 0 | 0 | 0 | 0 | 0 | 0 | 0 | 0 | 0 | 0 | 0 | 0 | 0 |  | 1 | 1 | 1 | 1 | 1 | 1 | 1 | 1 | 1 | 1 | 1 | 0
PG&E GBA | Stone | 115 | 0 | 0 | 0 | 0 | 0 | 0 | 0 | 0 | 0 | 0 | 0 | 0 | 0 | 0 | 0 | 0 | 0 | 0 | 0 | 0 |  | 0 | 0 | 0 | 0 | 0 | 0 | 0 | 0 | 0 | 0 | 0 | 0 | 0 | 0 | 0 | 0 | 0 | 0 | 0 | 0 | 0 |  | 0 | 0 | 0 | 0 | 0 | 0 | 0 | 0 | 0 | 0 | 0 | 0 | 0 | 0 | 0 | 0 | 0 | 0 | 0 |  | 1 | 1 | 1 | 1 | 1 | 1 | 1 | 1 | 1 | 1 | 1 | 0
PG&E FRESNO | Storey | 230 | 0 | 0 | 0 | 0 | 0 | 0 | 0 | 0 | 0 | 0 | 0 | 0 | 0 | 0 | 0 | 0 | 0 | 0 | 0 | 0 |  | 0 | 0 | 0 | 0 | 0 | 0 | 0 | 0 | 0 | 0 | 0 | 0 | 0 | 0 | 0 | 0 | 0 | 0 | 0 | 0 | 2 |  | 0 | 0 | 0 | 0 | 0 | 0 | 0 | 0 | 0 | 0 | 0 | 0 | 0 | 0 | 0 | 0 | 0 | 0 | 0 |  | 1 | 1 | 1 | 1 | 1 | 1 | 1 | 1 | 1 | 1 | 1 | 0
PG&E NGBA | Summit | 115 | 0 | 0 | 0 | 0 | 0 | 0 | 0 | 0 | 0 | 0 | 0 | 0 | 0 | 0 | 0 | 0 | 0 | 0 | 0 | 0 |  | 0 | 0 | 0 | 0 | 0 | 0 | 0 | 0 | 0 | 0 | 0 | 0 | 0 | 0 | 0 | 0 | 0 | 0 | 0 | 0 | 0 |  | 0 | 0 | 0 | 0 | 0 | 0 | 0 | 0 | 0 | 0 | 0 | 0 | 0 | 0 | 0 | 0 | 0 | 0 | 0 |  | 1 | 1 | 1 | 1 | 1 | 1 | 1 | 1 | 1 | 1 | 1 | 0
SDGE | Suncrest | 230 | 0 | 0 | 0 | 0 | 0 | 0 | 0 | 0 | 0 | 0 | 0 | 0 | 0 | 0 | 0 | 0 | 0 | 0 | 0 | 0 |  | 0 | 0 | 0 | 0 | 0 | 0 | 0 | 0 | 0 | 0 | 0 | 0 | 0 | 0 | 0 | 0 | 0 | 0 | 0 | 0 | 3 |  | 0 | 0 | 0 | 0 | 0 | 0 | 0 | 0 | 0 | 0 | 0 | 0 | 0 | 0 | 0 | 0 | 0 | 0 | 0 |  | 1 | 1 | 1 | 1 | 1 | 1 | 1 | 1 | 1 | 1 | 1 | 0
SDGE | Suncrest | 500 | 0 | 0 | 0 | 0 | 0 | 0 | 0 | 0 | 0 | 0 | 0 | 0 | 0 | 0 | 0 | 0 | 0 | 0 | 0 | 0 |  | 0 | 0 | 0 | 0 | 0 | 0 | 0 | 0 | 0 | 0 | 0 | 0 | 0 | 0 | 0 | 0 | 0 | 0 | 0 | 0 | 3 |  | 0 | 0 | 0 | 0 | 0 | 0 | 0 | 0 | 0 | 0 | 0 | 0 | 0 | 0 | 0 | 0 | 0 | 0 | 0 |  | 1 | 1 | 1 | 1 | 1 | 1 | 1 | 1 | 1 | 1 | 1 | 0
PG&E KERN | Sunrise | 230 | 0 | 0 | 0 | 0 | 0 | 0 | 0 | 0 | 0 | 0 | 0 | 0 | 0 | 0 | 0 | 0 | 0 | 0 | 0 | 0 |  | 0 | 0 | 0 | 0 | 0 | 0 | 0 | 0 | 0 | 0 | 0 | 0 | 0 | 0 | 0 | 0 | 0 | 0 | 0 | 0 | 0 |  | 0 | 0 | 0 | 0 | 0 | 0 | 0 | 0 | 0 | 0 | 0 | 0 | 0 | 0 | 0 | 0 | 0 | 0 | 0 |  | 1 | 1 | 1 | 1 | 1 | 1 | 1 | 1 | 1 | 1 | 1 | 0
PG&E KERN | Sunset | 230 | 0 | 0 | 0 | 0 | 0 | 0 | 0 | 0 | 0 | 0 | 0 | 0 | 0 | 0 | 0 | 0 | 0 | 0 | 0 | 0 |  | 0 | 0 | 0 | 0 | 0 | 0 | 0 | 0 | 0 | 0 | 0 | 0 | 0 | 0 | 0 | 0 | 0 | 0 | 0 | 0 | 0 |  | 0 | 0 | 0 | 0 | 0 | 0 | 0 | 0 | 0 | 0 | 0 | 0 | 0 | 0 | 0 | 0 | 0 | 0 | 0 |  | 1 | 1 | 1 | 1 | 1 | 1 | 1 | 1 | 1 | 1 | 1 | 0
PG&E GBA | Swift | 115 | 0 | 0 | 0 | 0 | 0 | 0 | 0 | 0 | 0 | 0 | 0 | 0 | 0 | 0 | 0 | 0 | 0 | 0 | 0 | 0 |  | 0 | 0 | 0 | 0 | 0 | 0 | 0 | 0 | 0 | 0 | 0 | 0 | 0 | 0 | 0 | 0 | 0 | 0 | 0 | 0 | 0 |  | 0 | 0 | 0 | 0 | 0 | 0 | 0 | 0 | 0 | 0 | 0 | 0 | 0 | 0 | 0 | 0 | 0 | 0 | 0 |  | 1 | 1 | 1 | 1 | 1 | 1 | 1 | 1 | 1 | 1 | 1 | 0
SDGE | Sycamore Canyon | 138 | 0 | 0 | 0 | 0 | 0 | 0 | 0 | 0 | 0 | 0 | 0 | 0 | 0 | 0 | 0 | 0 | 0 | 0 | 0 | 0 |  | 0 | 0 | 0 | 0 | 0 | 0 | 0 | 0 | 0 | 0 | 0 | 0 | 0 | 0 | 0 | 0 | 0 | 0 | 0 | 0 | 3 |  | 0 | 0 | 0 | 0 | 0 | 0 | 0 | 0 | 0 | 0 | 0 | 0 | 0 | 0 | 0 | 0 | 0 | 0 | 0 |  | 1 | 1 | 1 | 1 | 1 | 1 | 1 | 1 | 1 | 1 | 1 | 0
SDGE | Sycamore Canyon | 230 | 0 | 0 | 0 | 0 | 0 | 0 | 0 | 0 | 0 | 0 | 0 | 0 | 0 | 0 | 0 | 0 | 0 | 0 | 409.2 | 1 |  | 0 | 0 | 0 | 0 | 0 | 0 | 0 | 0 | 0 | 0 | 0 | 0 | 0 | 0 | 0 | 0 | 0 | 0 | 487 | 1 | 3 |  | 0 | 0 | 0 | 0 | 0 | 0 | 0 | 0 | 0 | 0 | 0 | 0 | 0 | 0 | 0 | 0 | 0 | 0 | 1 |  | 1 | 1 | 1 | 1 | 1 | 1 | 1 | 1 | 1 | 1 | 3 | 1
SDGE | Sycamore Canyon | 69 | 0 | 0 | 0 | 0 | 0 | 0 | 0 | 0 | 0 | 0 | 0 | 0 | 0 | 0 | 0 | 0 | 0 | 0 | 0 | 0 |  | 0 | 0 | 0 | 0 | 0 | 0 | 0 | 0 | 0 | 0 | 0 | 0 | 0 | 0 | 0 | 0 | 0 | 0 | 0 | 0 | 2 |  | 0 | 0 | 0 | 0 | 0 | 0 | 0 | 0 | 0 | 0 | 0 | 0 | 0 | 0 | 0 | 0 | 0 | 0 | 0 |  | 1 | 1 | 1 | 1 | 1 | 1 | 1 | 1 | 1 | 1 | 1 | 0
SCE Northern | Sylmar | 230 | 0 | 0 | 0 | 0 | 0 | 0 | 0 | 0 | 0 | 0 | 0 | 0 | 0 | 0 | 0 | 0 | 0 | 0 | 0 | 0 |  | 0 | 0 | 0 | 0 | 0 | 0 | 0 | 0 | 0 | 0 | 0 | 0 | 0 | 0 | 0 | 0 | 0 | 0 | 0 | 0 | 0 |  | 0 | 0 | 0 | 0 | 0 | 0 | 0 | 0 | 0 | 0 | 0 | 0 | 0 | 0 | 0 | 0 | 0 | 0 | 0 |  | 1 | 1 | 1 | 1 | 1 | 1 | 1 | 1 | 1 | 1 | 1 | 0
PG&E NGBA | Table Mountain | 115 | 0 | 0 | 0 | 0 | 0 | 0 | 0 | 0 | 0 | 0 | 0 | 0 | 0 | 0 | 0 | 0 | 0 | 0 | 0 | 0 |  | 0 | 0 | 0 | 0 | 0 | 0 | 0 | 0 | 0 | 0 | 0 | 0 | 0 | 0 | 0 | 0 | 0 | 0 | 0 | 0 | 0 |  | 0 | 0 | 0 | 0 | 0 | 0 | 0 | 0 | 0 | 0 | 0 | 0 | 0 | 0 | 0 | 0 | 0 | 0 | 0 |  | 1 | 1 | 1 | 1 | 1 | 1 | 1 | 1 | 1 | 1 | 1 | 0
PG&E NGBA | Table Mountain | 230 | 0 | 0 | 0 | 0 | 0 | 0 | 0 | 0 | 0 | 0 | 0 | 0 | 0 | 0 | 0 | 0 | 0 | 0 | 0 | 0 |  | 0 | 0 | 60.5 | 52.5 | 113 | 0 | 0 | 0 | 0 | 0 | 0 | 3 | 0 | 0 | 0 | 0 | 0 | 0 | 0 | 1 | 0 |  | 0 | 0 | 2 | 2 | 2 | 0 | 0 | 0 | 0 | 0 | 0 | 2 | 0 | 0 | 0 | 0 | 0 | 0 | 0 |  | 1 | 1 | 4 | 1 | 1 | 4 | 1 | 1 | 1 | 1 | 1 | 1
PG&E NGBA | Table Mountain | 500 | 0 | 0 | 0 | 0 | 0 | 0 | 0 | 0 | 0 | 0 | 0 | 0 | 0 | 0 | 0 | 0 | 0 | 0 | 0 | 0 |  | 0 | 0 | 0 | 0 | 0 | 0 | 0 | 0 | 0 | 0 | 0 | 0 | 0 | 0 | 0 | 0 | 0 | 0 | 0 | 0 | 0 |  | 0 | 0 | 0 | 0 | 0 | 0 | 0 | 0 | 0 | 0 | 0 | 0 | 0 | 0 | 0 | 0 | 0 | 0 | 0 |  | 1 | 1 | 1 | 1 | 1 | 1 | 1 | 1 | 1 | 1 | 1 | 0
PG&E NGBA | Table Mountain | 60 | 0 | 0 | 0 | 0 | 0 | 0 | 0 | 0 | 0 | 0 | 0 | 0 | 0 | 0 | 0 | 0 | 0 | 0 | 0 | 0 |  | 0 | 0 | 0 | 0 | 0 | 0 | 0 | 0 | 0 | 0 | 0 | 0 | 0 | 0 | 0 | 0 | 0 | 0 | 0 | 0 | 0 |  | 0 | 0 | 0 | 0 | 0 | 0 | 0 | 0 | 0 | 0 | 0 | 0 | 0 | 0 | 0 | 0 | 0 | 0 | 0 |  | 1 | 1 | 1 | 1 | 1 | 1 | 1 | 1 | 1 | 1 | 1 | 0
PG&E KERN | Taft | 115 | 0 | 0 | 0 | 0 | 0 | 0 | 0 | 0 | 0 | 0 | 0 | 8 | 0 | 3 | 3 | 3 | 0 | 3 | 0 | 1 |  | 0 | 0 | 0 | 0 | 0 | 0 | 0 | 0 | 0 | 0 | 0 | 13 | 0 | 0 | 0 | 0 | 0 | 0 | 0 | 1 | 0 |  | 0 | 0 | 0 | 0 | 0 | 0 | 0 | 0 | 0 | 0 | 0 | 2 | 0 | 0 | 0 | 0 | 0 | 0 | 0 |  | 1 | 1 | 1 | 1 | 1 | 4 | 1 | 1 | 1 | 1 | 1 | 1
SDGE | Talega | 138 | 0 | 0 | 0 | 0 | 0 | 0 | 0 | 0 | 0 | 0 | 0 | 0 | 0 | 0 | 0 | 0 | 70 | 70 | 0 | 1 |  | 0 | 0 | 0 | 0 | 0 | 0 | 0 | 0 | 0 | 0 | 0 | 0 | 0 | 0 | 0 | 0 | 0 | 0 | 0 | 0 | 0 |  | 0 | 0 | 0 | 0 | 0 | 0 | 0 | 0 | 0 | 0 | 0 | 0 | 0 | 0 | 0 | 0 | 0 | 0 | 0 |  | 1 | 1 | 1 | 1 | 1 | 1 | 1 | 1 | 1 | 1 | 1 | 0
SDGE | Talega | 230 | 0 | 0 | 0 | 0 | 0 | 0 | 0 | 0 | 0 | 0 | 0 | 0 | 0 | 0 | 0 | 0 | 0 | 0 | 0 | 0 |  | 0 | 0 | 0 | 0 | 0 | 0 | 0 | 0 | 0 | 0 | 0 | 0 | 0 | 0 | 0 | 100 | 0 | 100 | 0 | 1 | 0 |  | 0 | 0 | 0 | 0 | 0 | 0 | 0 | 0 | 0 | 0 | 0 | 0 | 0 | 0 | 0 | 2 | 0 | 2 | 0 |  | 1 | 1 | 1 | 1 | 1 | 1 | 1 | 4 | 1 | 4 | 1 | 1
PG&E GBA | Tassajara | 230 | 0 | 0 | 0 | 0 | 0 | 0 | 0 | 0 | 0 | 0 | 0 | 0 | 0 | 0 | 0 | 0 | 0 | 0 | 0 | 0 |  | 0 | 0 | 0 | 0 | 0 | 0 | 0 | 0 | 0 | 0 | 0 | 0 | 0 | 0 | 0 | 0 | 0 | 0 | 0 | 0 | 0 |  | 0 | 0 | 0 | 0 | 0 | 0 | 0 | 0 | 0 | 0 | 0 | 0 | 0 | 0 | 0 | 0 | 0 | 0 | 0 |  | 1 | 1 | 1 | 1 | 1 | 1 | 1 | 1 | 1 | 1 | 1 | 0
PG&E KERN | Tejon | 70 | 0 | 0 | 0 | 0 | 0 | 0 | 0 | 0 | 0 | 0 | 0 | 0 | 0 | 0 | 0 | 0 | 0 | 0 | 0 | 0 |  | 0 | 0 | 0 | 0 | 0 | 0 | 0 | 0 | 0 | 0 | 0 | 0 | 0 | 0 | 0 | 0 | 0 | 0 | 0 | 0 | 0 |  | 0 | 0 | 0 | 0 | 0 | 0 | 0 | 0 | 0 | 0 | 0 | 0 | 0 | 0 | 0 | 0 | 0 | 0 | 0 |  | 1 | 1 | 1 | 1 | 1 | 1 | 1 | 1 | 1 | 1 | 1 | 0
SDGE | Telegraph Canyon | 138 | 0 | 0 | 0 | 0 | 0 | 0 | 0 | 0 | 0 | 0 | 0 | 0 | 0 | 0 | 0 | 0 | 0 | 0 | 0 | 0 |  | 0 | 0 | 0 | 0 | 0 | 0 | 0 | 0 | 0 | 0 | 0 | 0 | 0 | 0 | 0 | 0 | 0 | 0 | 0 | 0 | 4 |  | 0 | 0 | 0 | 0 | 0 | 0 | 0 | 0 | 0 | 0 | 0 | 0 | 0 | 0 | 0 | 0 | 0 | 0 | 0 |  | 1 | 1 | 1 | 1 | 1 | 1 | 1 | 1 | 1 | 1 | 1 | 0
PG&E KERN | Temblor | 115 | 0 | 0 | 0 | 0 | 0 | 0 | 0 | 0 | 0 | 0 | 0 | 0 | 0 | 0 | 0 | 0 | 0 | 0 | 0 | 0 |  | 0 | 0 | 0 | 0 | 0 | 0 | 0 | 0 | 0 | 0 | 0 | 0 | 0 | 0 | 0 | 0 | 0 | 0 | 0 | 0 | 0 |  | 0 | 0 | 0 | 0 | 0 | 0 | 0 | 0 | 0 | 0 | 0 | 0 | 0 | 0 | 0 | 0 | 0 | 0 | 0 |  | 1 | 1 | 1 | 1 | 1 | 1 | 1 | 1 | 1 | 1 | 1 | 0
PG&E KERN | Templeton | 230 | 0 | 0 | 113.07 | 0 | 113.07 | 0 | 0 | 0 | 0 | 0 | 0 | 0 | 0 | 0 | 0 | 0 | 0 | 0 | 0 | 1 |  | 0 | 0 | 100 | 0 | 100 | 0 | 0 | 0 | 0 | 0 | 0 | 0 | 0 | 0 | 0 | 0 | 0 | 0 | 0 | 1 | 0 |  | 0 | 0 | 0 | 0 | 0 | 0 | 0 | 0 | 0 | 0 | 0 | 0 | 0 | 0 | 0 | 0 | 0 | 0 | 0 |  | 1 | 1 | 1 | 1 | 1 | 1 | 1 | 1 | 1 | 1 | 1 | 0
PG&E KERN | Templeton | 70 | 0 | 3 | 0 | 0 | 0 | 0 | 0 | 0 | 0 | 0 | 0 | 0 | 0 | 0 | 0 | 0 | 0 | 0 | 0 | 1 |  | 0 | 0 | 0 | 0 | 0 | 0 | 0 | 0 | 0 | 0 | 0 | 0 | 0 | 0 | 0 | 0 | 0 | 0 | 0 | 0 | 1 |  | 0 | 0 | 0 | 0 | 0 | 0 | 0 | 0 | 0 | 0 | 0 | 0 | 0 | 0 | 0 | 0 | 0 | 0 | 0 |  | 1 | 1 | 1 | 1 | 1 | 1 | 1 | 1 | 1 | 1 | 1 | 0
PG&E GBA | Tesla | 115 | 0 | 0 | 0 | 0 | 0 | 0 | 0 | 0 | 0 | 0 | 0 | 0 | 0 | 0 | 0 | 0 | 0 | 0 | 0 | 0 |  | 0 | 0 | 0 | 0 | 0 | 0 | 0 | 0 | 0 | 0 | 0 | 0 | 0 | 0 | 0 | 0 | 0 | 0 | 0 | 0 | 0 |  | 0 | 0 | 0 | 0 | 0 | 0 | 0 | 0 | 0 | 0 | 0 | 0 | 0 | 0 | 0 | 0 | 0 | 0 | 0 |  | 1 | 1 | 1 | 1 | 1 | 1 | 1 | 1 | 1 | 1 | 1 | 0
PG&E GBA | Tesla | 230 | 0 | 0 | 100 | 76.5 | 176.5 | 0 | 0 | 0 | 0 | 0 | 0 | 0 | 0 | 0 | 0 | 125 | 0 | 125 | 0 | 1 |  | 0 | 0 | 130 | 45 | 175 | 0 | 0 | 0 | 0 | 0 | 0 | 0 | 0 | 0 | 0 | 0 | 0 | 0 | 0 | 1 | 0 |  | 0 | 0 | 1 | 0 | 0 | 0 | 0 | 0 | 0 | 0 | 0 | 0 | 0 | 0 | 0 | 0 | 0 | 0 | 0 |  | 1 | 1 | 3 | 1 | 1 | 1 | 1 | 1 | 1 | 1 | 1 | 1
PG&E GBA | Tesla | 500 | 0 | 0 | 300 | 0 | 300 | 1707 | 0 | 1707 | 0 | 0 | 0 | 0 | 0 | 0 | 0 | 0 | 0 | 0 | 0 | 1 |  | 0 | 0 | 302 | 0 | 302 | 1500 | 0 | 1500 | 0 | 0 | 0 | 0 | 400 | 0 | 400 | 0 | 0 | 0 | 0 | 1 | 0 |  | 0 | 0 | 0 | 0 | 0 | 0 | 0 | 0 | 0 | 0 | 0 | 0 | 2 | 0 | 2 | 0 | 0 | 0 | 0 |  | 1 | 1 | 1 | 1 | 1 | 1 | 4 | 1 | 1 | 1 | 1 | 1
PG&E KERN | Tevis | 115 | 0 | 0 | 0 | 0 | 0 | 0 | 0 | 0 | 0 | 0 | 0 | 0 | 0 | 0 | 0 | 0 | 0 | 0 | 0 | 0 |  | 0 | 0 | 0 | 0 | 0 | 0 | 0 | 0 | 0 | 0 | 0 | 0 | 0 | 0 | 0 | 0 | 0 | 0 | 0 | 0 | 0 |  | 0 | 0 | 0 | 0 | 0 | 0 | 0 | 0 | 0 | 0 | 0 | 0 | 0 | 0 | 0 | 0 | 0 | 0 | 0 |  | 1 | 1 | 1 | 1 | 1 | 1 | 1 | 1 | 1 | 1 | 1 | 0
EOP | Thousandaire | 138 | 0 | 0 | 0 | 0 | 0 | 0 | 0 | 0 | 0 | 0 | 0 | 0 | 0 | 0 | 0 | 0 | 0 | 0 | 0 | 0 |  | 0 | 0 | 0 | 0 | 0 | 0 | 0 | 0 | 0 | 0 | 0 | 0 | 0 | 0 | 0 | 0 | 0 | 0 | 0 | 0 | 2 |  | 0 | 0 | 0 | 0 | 0 | 0 | 0 | 0 | 0 | 0 | 0 | 0 | 0 | 0 | 0 | 0 | 0 | 0 | 0 |  | 1 | 1 | 1 | 1 | 1 | 1 | 1 | 1 | 1 | 1 | 1 | 0
PG&E KERN | Topaz | 230 | 0 | 0 | 0 | 0 | 0 | 0 | 0 | 0 | 0 | 0 | 0 | 0 | 0 | 0 | 0 | 0 | 0 | 0 | 0 | 0 |  | 0 | 0 | 0 | 0 | 0 | 0 | 0 | 0 | 0 | 0 | 0 | 0 | 0 | 0 | 0 | 0 | 0 | 0 | 0 | 0 | 0 |  | 0 | 0 | 0 | 0 | 0 | 0 | 0 | 0 | 0 | 0 | 0 | 0 | 0 | 0 | 0 | 0 | 0 | 0 | 0 |  | 1 | 1 | 1 | 1 | 1 | 1 | 1 | 1 | 1 | 1 | 1 | 0
SCE NOL | Tortilla | 115 | 0 | 0 | 0 | 0 | 0 | 0 | 0 | 0 | 0 | 0 | 0 | 3 | 0 | 0 | 0 | 0 | 0 | 0 | 0 | 1 |  | 0 | 0 | 0 | 0 | 0 | 0 | 0 | 0 | 0 | 0 | 0 | 3 | 0 | 0 | 0 | 0 | 0 | 0 | 0 | 1 | 3 |  | 0 | 0 | 0 | 0 | 0 | 0 | 0 | 0 | 0 | 0 | 0 | 0 | 0 | 0 | 0 | 0 | 0 | 0 | 0 |  | 1 | 1 | 1 | 1 | 1 | 1 | 1 | 1 | 1 | 1 | 1 | 0
SDGE | Trabuco | 138 | 0 | 0 | 0 | 0 | 0 | 0 | 0 | 0 | 0 | 0 | 0 | 0 | 0 | 0 | 0 | 0 | 0 | 0 | 0 | 0 |  | 0 | 0 | 0 | 0 | 0 | 0 | 0 | 0 | 0 | 0 | 0 | 0 | 0 | 0 | 0 | 0 | 0 | 0 | 0 | 0 | 0 |  | 0 | 0 | 0 | 0 | 0 | 0 | 0 | 0 | 0 | 0 | 0 | 0 | 0 | 0 | 0 | 0 | 0 | 0 | 0 |  | 1 | 1 | 1 | 1 | 1 | 1 | 1 | 1 | 1 | 1 | 1 | 0
PG&E GBA | Tracy | 115 | 0 | 3 | 0 | 0 | 0 | 0 | 0 | 0 | 0 | 0 | 0 | 0 | 0 | 0 | 0 | 0 | 0 | 0 | 0 | 1 |  | 0 | 5 | 0 | 0 | 0 | 0 | 0 | 0 | 0 | 0 | 0 | 2 | 0 | 0 | 0 | 0 | 0 | 0 | 0 | 1 | 0 |  | 0 | 2 | 0 | 0 | 0 | 0 | 0 | 0 | 0 | 0 | 0 | 2 | 0 | 0 | 0 | 0 | 0 | 0 | 0 |  | 1 | 4 | 1 | 1 | 1 | 4 | 1 | 1 | 1 | 1 | 1 | 1
PG&E FRESNO | Tranquility | 230 | 0 | 0 | 0 | 0 | 0 | 0 | 0 | 0 | 0 | 0 | 0 | 0 | 200 | 900 | 1100 | 662 | 125 | 787 | 0 | 1 |  | 0 | 0 | 0 | 0 | 0 | 0 | 0 | 0 | 0 | 0 | 0 | 0 | 370 | 305 | 675 | 502.5 | 183.5 | 686 | 0 | 1 | 1 |  | 0 | 0 | 0 | 0 | 0 | 0 | 0 | 0 | 0 | 0 | 0 | 0 | 2 | 0 | 0 | 0 | 1 | 0 | 0 |  | 1 | 1 | 1 | 1 | 1 | 1 | 5 | 1 | 3 | 1 | 1 | 1
PG&E GBA | Trimble | 115 | 0 | 0 | 0 | 0 | 0 | 0 | 0 | 0 | 0 | 0 | 0 | 0 | 0 | 0 | 0 | 0 | 0 | 0 | 0 | 0 |  | 0 | 0 | 0 | 0 | 0 | 0 | 0 | 0 | 0 | 0 | 0 | 0 | 0 | 0 | 0 | 0 | 0 | 0 | 0 | 0 | 0 |  | 0 | 0 | 0 | 0 | 0 | 0 | 0 | 0 | 0 | 0 | 0 | 0 | 0 | 0 | 0 | 0 | 0 | 0 | 0 |  | 1 | 1 | 1 | 1 | 1 | 1 | 1 | 1 | 1 | 1 | 1 | 0
EOP | Trout Canyon | 230 | 0 | 0 | 0 | 0 | 0 | 0 | 0 | 0 | 0 | 0 | 0 | 0 | 816 | 1095 | 1911 | 731 | 180 | 911 | 0 | 1 |  | 0 | 0 | 0 | 0 | 0 | 0 | 0 | 0 | 0 | 0 | 0 | 0 | 615 | 1015 | 1630 | 555 | 255 | 810 | 0 | 1 | 2 |  | 0 | 0 | 0 | 0 | 0 | 0 | 0 | 0 | 0 | 0 | 0 | 0 | 0 | 0 | 0 | 0 | 1 | 0 | 0 |  | 1 | 1 | 1 | 1 | 1 | 1 | 1 | 1 | 3 | 1 | 1 | 1
EOP | Trout Canyon | 500 | 0 | 0 | 0 | 0 | 0 | 0 | 0 | 0 | 0 | 0 | 0 | 0 | 0 | 0 | 0 | 0 | 0 | 0 | 0 | 0 |  | 0 | 0 | 0 | 0 | 0 | 0 | 0 | 0 | 0 | 0 | 0 | 0 | 0 | 0 | 0 | 0 | 0 | 0 | 0 | 0 | 2 |  | 0 | 0 | 0 | 0 | 0 | 0 | 0 | 0 | 0 | 0 | 0 | 0 | 0 | 0 | 0 | 0 | 0 | 0 | 0 |  | 1 | 1 | 1 | 1 | 1 | 1 | 1 | 1 | 1 | 1 | 1 | 0
PG&E NGBA | Tulucay | 230 | 0 | 0 | 0 | 0 | 0 | 0 | 0 | 0 | 0 | 0 | 0 | 0 | 0 | 0 | 0 | 0 | 0 | 0 | 0 | 0 |  | 0 | 0 | 0 | 0 | 0 | 0 | 0 | 0 | 0 | 0 | 0 | 0.65 | 25 | 0 | 25 | 0 | 0 | 0 | 0 | 1 | 1 |  | 0 | 0 | 0 | 0 | 0 | 0 | 0 | 0 | 0 | 0 | 0 | 2 | 2 | 0 | 2 | 0 | 0 | 0 | 0 |  | 1 | 1 | 1 | 1 | 1 | 5 | 5 | 1 | 1 | 1 | 1 | 1
PG&E NGBA | Tulucay | 60 | 0 | 0 | 0 | 0 | 0 | 0 | 0 | 0 | 0 | 0 | 0 | 0 | 0 | 0 | 0 | 0 | 0 | 0 | 0 | 0 |  | 0 | 0 | 0 | 0 | 0 | 0 | 0 | 0 | 0 | 0 | 0 | 0 | 0 | 0 | 0 | 0 | 0 | 0 | 0 | 0 | 2 |  | 0 | 0 | 0 | 0 | 0 | 0 | 0 | 0 | 0 | 0 | 0 | 0 | 0 | 0 | 0 | 0 | 0 | 0 | 0 |  | 1 | 1 | 1 | 1 | 1 | 1 | 1 | 1 | 1 | 1 | 1 | 0
PG&E KERN | Tupman | 115 | 0 | 0 | 0 | 0 | 0 | 0 | 0 | 0 | 0 | 0 | 0 | 0 | 0 | 0 | 0 | 0 | 0 | 0 | 0 | 0 |  | 0 | 0 | 0 | 0 | 0 | 0 | 0 | 0 | 0 | 0 | 0 | 0 | 55 | 0 | 55 | 0 | 0 | 0 | 0 | 1 | 0 |  | 0 | 0 | 0 | 0 | 0 | 0 | 0 | 0 | 0 | 0 | 0 | 0 | 2 | 0 | 2 | 0 | 0 | 0 | 0 |  | 1 | 1 | 1 | 1 | 1 | 1 | 4 | 1 | 1 | 1 | 1 | 1
PG&E NGBA | Ukiah | 115 | 0 | 0 | 0 | 0 | 0 | 0 | 0 | 0 | 0 | 0 | 0 | 0 | 0 | 0 | 0 | 0 | 0 | 0 | 0 | 0 |  | 0 | 1 | 0 | 0 | 0 | 0 | 0 | 0 | 0 | 0 | 0 | 0 | 0 | 0 | 0 | 0 | 0 | 0 | 0 | 1 | 1 |  | 0 | 2 | 0 | 0 | 0 | 0 | 0 | 0 | 0 | 0 | 0 | 0 | 0 | 0 | 0 | 0 | 0 | 0 | 0 |  | 1 | 5 | 1 | 1 | 1 | 1 | 1 | 1 | 1 | 1 | 1 | 1
PG&E KERN | Union (Estrella) | 70 | 0 | 0 | 0 | 0 | 0 | 0 | 0 | 0 | 0 | 0 | 0 | 0 | 0 | 0 | 0 | 0 | 0 | 0 | 0 | 0 |  | 0 | 0 | 0 | 0 | 0 | 0 | 0 | 0 | 0 | 0 | 0 | 0 | 0 | 0 | 0 | 0 | 0 | 0 | 0 | 0 | 1 |  | 0 | 0 | 0 | 0 | 0 | 0 | 0 | 0 | 0 | 0 | 0 | 0 | 0 | 0 | 0 | 0 | 0 | 0 | 0 |  | 1 | 1 | 1 | 1 | 1 | 1 | 1 | 1 | 1 | 1 | 1 | 0
PG&E NGBA | Vaca Dixon | 115 | 0 | 0 | 0 | 0 | 0 | 0 | 0 | 0 | 0 | 0 | 0 | 0 | 0 | 0 | 0 | 0 | 0 | 0 | 0 | 0 |  | 0 | 0 | 0 | 0 | 0 | 0 | 0 | 0 | 0 | 0 | 0 | 0 | 0 | 0 | 0 | 0 | 0 | 0 | 0 | 0 | 0 |  | 0 | 0 | 0 | 0 | 0 | 0 | 0 | 0 | 0 | 0 | 0 | 0 | 0 | 0 | 0 | 0 | 0 | 0 | 0 |  | 1 | 1 | 1 | 1 | 1 | 1 | 1 | 1 | 1 | 1 | 1 | 0
PG&E NGBA | Vaca Dixon | 230 | 0 | 0 | 0 | 0 | 0 | 0 | 0 | 0 | 0 | 0 | 0 | 0 | 0 | 0 | 0 | 0 | 0 | 0 | 0 | 0 |  | 0 | 0 | 0 | 0 | 0 | 0 | 0 | 0 | 0 | 0 | 0 | 0 | 0 | 200 | 200 | 0 | 80 | 80 | 0 | 1 | 0 |  | 0 | 0 | 0 | 0 | 0 | 0 | 0 | 0 | 0 | 0 | 0 | 0 | 0 | 2 | 2 | 0 | 2 | 2 | 0 |  | 1 | 1 | 1 | 1 | 1 | 1 | 4 | 1 | 4 | 4 | 1 | 1
PG&E NGBA | Vaca Dixon | 500 | 0 | 0 | 0 | 0 | 0 | 0 | 0 | 0 | 0 | 0 | 0 | 0 | 0 | 0 | 0 | 0 | 0 | 0 | 0 | 0 |  | 0 | 0 | 0 | 0 | 0 | 0 | 0 | 0 | 0 | 0 | 0 | 0 | 0 | 0 | 0 | 0 | 0 | 0 | 0 | 0 | 0 |  | 0 | 0 | 0 | 0 | 0 | 0 | 0 | 0 | 0 | 0 | 0 | 0 | 0 | 0 | 0 | 0 | 0 | 0 | 0 |  | 1 | 1 | 1 | 1 | 1 | 1 | 1 | 1 | 1 | 1 | 1 | 0
PG&E NGBA | Vaca Dixon | 60 | 0 | 0 | 0 | 0 | 0 | 0 | 0 | 0 | 0 | 0 | 0 | 0 | 0 | 0 | 0 | 0 | 0 | 0 | 0 | 0 |  | 0 | 0 | 0 | 0 | 0 | 0 | 0 | 0 | 0 | 0 | 0 | 0 | 0 | 0 | 0 | 0 | 0 | 0 | 0 | 0 | 0 |  | 0 | 0 | 0 | 0 | 0 | 0 | 0 | 0 | 0 | 0 | 0 | 0 | 0 | 0 | 0 | 0 | 0 | 0 | 0 |  | 1 | 1 | 1 | 1 | 1 | 1 | 1 | 1 | 1 | 1 | 1 | 0
SCE Eastern | Valley (SCE) | 500 | 0 | 0 | 0 | 0 | 0 | 0 | 0 | 0 | 0 | 0 | 0 | 0 | 0 | 0 | 0 | 720 | 0 | 720 | 200 | 1 |  | 0 | 0 | 0 | 0 | 0 | 0 | 0 | 0 | 0 | 0 | 0 | 0 | 0 | 0 | 0 | 770 | 0 | 770 | 0 | 1 | 1 |  | 0 | 0 | 0 | 0 | 0 | 0 | 0 | 0 | 0 | 0 | 0 | 0 | 0 | 0 | 0 | 0 | 0 | 0 | 0 |  | 1 | 1 | 1 | 1 | 1 | 1 | 1 | 1 | 1 | 1 | 1 | 0
EOP | Valley (VEA) | 138 | 0 | 0 | 0 | 0 | 0 | 0 | 0 | 0 | 0 | 0 | 0 | 0 | 0 | 0 | 0 | 0 | 30 | 30 | 0 | 1 |  | 0 | 0 | 0 | 0 | 0 | 0 | 0 | 0 | 0 | 0 | 0 | 0 | 0 | 0 | 0 | 25 | 0 | 25 | 0 | 1 | 2 |  | 0 | 0 | 0 | 0 | 0 | 0 | 0 | 0 | 0 | 0 | 0 | 0 | 0 | 0 | 0 | 2 | 0 | 0 | 0 |  | 1 | 1 | 1 | 1 | 1 | 1 | 1 | 5 | 1 | 1 | 1 | 1
SDGE | Valley Center | 69 | 0 | 0 | 0 | 0 | 0 | 0 | 0 | 0 | 0 | 0 | 0 | 10 | 0 | 0 | 0 | 0 | 0 | 0 | 0 | 1 |  | 0 | 0 | 0 | 0 | 0 | 0 | 0 | 0 | 0 | 0 | 0 | 0 | 0 | 0 | 0 | 0 | 0 | 0 | 0 | 0 | 2 |  | 0 | 0 | 0 | 0 | 0 | 0 | 0 | 0 | 0 | 0 | 0 | 0 | 0 | 0 | 0 | 0 | 0 | 0 | 0 |  | 1 | 1 | 1 | 1 | 1 | 1 | 1 | 1 | 1 | 1 | 1 | 0
PG&E GBA | Valley Home | 115 | 0 | 0 | 0 | 0 | 0 | 0 | 0 | 0 | 0 | 0 | 0 | 0 | 0 | 0 | 0 | 0 | 0 | 0 | 0 | 0 |  | 0 | 0 | 0 | 0 | 0 | 0 | 0 | 0 | 0 | 0 | 0 | 0 | 0 | 0 | 0 | 0 | 0 | 0 | 0 | 0 | 0 |  | 0 | 0 | 0 | 0 | 0 | 0 | 0 | 0 | 0 | 0 | 0 | 0 | 0 | 0 | 0 | 0 | 0 | 0 | 0 |  | 1 | 1 | 1 | 1 | 1 | 1 | 1 | 1 | 1 | 1 | 1 | 0
PG&E GBA | Valley Springs | 230 | 0 | 3 | 0 | 0 | 0 | 0 | 0 | 0 | 0 | 0 | 0 | 0 | 0 | 0 | 0 | 0 | 0 | 0 | 0 | 1 |  | 0 | 0 | 0 | 0 | 0 | 0 | 0 | 0 | 0 | 0 | 0 | 0 | 0 | 0 | 0 | 0 | 0 | 0 | 0 | 0 | 1 |  | 0 | 0 | 0 | 0 | 0 | 0 | 0 | 0 | 0 | 0 | 0 | 0 | 0 | 0 | 0 | 0 | 0 | 0 | 0 |  | 1 | 1 | 1 | 1 | 1 | 1 | 1 | 1 | 1 | 1 | 1 | 0
PG&E GBA | Valley Springs | 60 | 0 | 0 | 0 | 0 | 0 | 0 | 0 | 0 | 0 | 0 | 0 | 0 | 0 | 0 | 0 | 0 | 0 | 0 | 0 | 0 |  | 0 | 0 | 0 | 0 | 0 | 0 | 0 | 0 | 0 | 0 | 0 | 0 | 0 | 0 | 0 | 0 | 0 | 0 | 0 | 0 | 0 |  | 0 | 0 | 0 | 0 | 0 | 0 | 0 | 0 | 0 | 0 | 0 | 0 | 0 | 0 | 0 | 0 | 0 | 0 | 0 |  | 1 | 1 | 1 | 1 | 1 | 1 | 1 | 1 | 1 | 1 | 1 | 0
EOP | Valley Switch | 138 | 0 | 0 | 0 | 0 | 0 | 0 | 0 | 0 | 0 | 0 | 0 | 0 | 0 | 0 | 0 | 0 | 0 | 0 | 0 | 0 |  | 0 | 0 | 0 | 0 | 0 | 0 | 0 | 0 | 0 | 0 | 0 | 0 | 0 | 0 | 0 | 0 | 0 | 0 | 0 | 0 | 2 |  | 0 | 0 | 0 | 0 | 0 | 0 | 0 | 0 | 0 | 0 | 0 | 0 | 0 | 0 | 0 | 0 | 0 | 0 | 0 |  | 1 | 1 | 1 | 1 | 1 | 1 | 1 | 1 | 1 | 1 | 1 | 0
EOP | Valley Switch | 230 | 0 | 0 | 0 | 0 | 0 | 0 | 0 | 0 | 0 | 0 | 0 | 0 | 0 | 0 | 0 | 0 | 0 | 0 | 0 | 0 |  | 0 | 0 | 0 | 0 | 0 | 0 | 0 | 0 | 0 | 0 | 0 | 0 | 0 | 0 | 0 | 0 | 0 | 0 | 0 | 0 | 2 |  | 0 | 0 | 0 | 0 | 0 | 0 | 0 | 0 | 0 | 0 | 0 | 0 | 0 | 0 | 0 | 0 | 0 | 0 | 0 |  | 1 | 1 | 1 | 1 | 1 | 1 | 1 | 1 | 1 | 1 | 1 | 0
PG&E GBA | Vasco | 230 | 0 | 0 | 0 | 0 | 0 | 0 | 0 | 0 | 0 | 0 | 0 | 0 | 0 | 0 | 0 | 0 | 0 | 0 | 0 | 0 |  | 0 | 0 | 0 | 0 | 0 | 0 | 0 | 0 | 0 | 0 | 0 | 0 | 0 | 0 | 0 | 0 | 0 | 0 | 0 | 0 | 0 |  | 0 | 0 | 0 | 0 | 0 | 0 | 0 | 0 | 0 | 0 | 0 | 0 | 0 | 0 | 0 | 0 | 0 | 0 | 0 |  | 1 | 1 | 1 | 1 | 1 | 1 | 1 | 1 | 1 | 1 | 1 | 0
PG&E GBA | Vasona | 230 | 0 | 0 | 0 | 0 | 0 | 0 | 0 | 0 | 0 | 0 | 0 | 0 | 0 | 0 | 0 | 0 | 0 | 0 | 0 | 0 |  | 0 | 0 | 0 | 0 | 0 | 0 | 0 | 0 | 0 | 0 | 0 | 0 | 0 | 0 | 0 | 0 | 0 | 0 | 0 | 0 | 1 |  | 0 | 0 | 0 | 0 | 0 | 0 | 0 | 0 | 0 | 0 | 0 | 0 | 0 | 0 | 0 | 0 | 0 | 0 | 0 |  | 1 | 1 | 1 | 1 | 1 | 1 | 1 | 1 | 1 | 1 | 1 | 0
SCE Northern | Vestal | 230 | 0 | 0 | 0 | 0 | 0 | 0 | 0 | 0 | 0 | 0 | 0 | 0 | 125 | 275 | 400 | 110 | 55 | 165 | 0 | 1 |  | 0 | 0 | 0 | 0 | 0 | 0 | 0 | 0 | 0 | 0 | 0 | 0 | 205 | 50 | 255 | 190 | 0 | 190 | 0 | 1 | 0 |  | 0 | 0 | 0 | 0 | 0 | 0 | 0 | 0 | 0 | 0 | 0 | 0 | 2 | 0 | 0 | 2 | 0 | 1 | 0 |  | 1 | 1 | 1 | 1 | 1 | 1 | 4 | 4 | 1 | 3 | 1 | 1
SCE Northern | Vestal | 66 | 0 | 0 | 0 | 0 | 0 | 0 | 0 | 0 | 0 | 0 | 0 | 0 | 0 | 0 | 0 | 80 | 0 | 80 | 0 | 1 |  | 0 | 0 | 0 | 0 | 0 | 0 | 0 | 0 | 0 | 0 | 0 | 0 | 0 | 0 | 0 | 0 | 0 | 0 | 0 | 0 | 0 |  | 0 | 0 | 0 | 0 | 0 | 0 | 0 | 0 | 0 | 0 | 0 | 0 | 0 | 0 | 0 | 0 | 0 | 0 | 0 |  | 1 | 1 | 1 | 1 | 1 | 1 | 1 | 1 | 1 | 1 | 1 | 0
SCE NOL | Victor | 115 | 0 | 0 | 0 | 0 | 0 | 0 | 0 | 0 | 0 | 0 | 0 | 7 | 0 | 0 | 0 | 0 | 0 | 0 | 0 | 1 |  | 0 | 0 | 0 | 0 | 0 | 0 | 0 | 0 | 0 | 0 | 0 | 16 | 0 | 115 | 115 | 0 | 60 | 60 | 0 | 1 | 2 |  | 0 | 0 | 0 | 0 | 0 | 0 | 0 | 0 | 0 | 0 | 0 | 2 | 0 | 2 | 2 | 0 | 2 | 2 | 0 |  | 1 | 1 | 1 | 1 | 1 | 5 | 4 | 1 | 5 | 5 | 1 | 1
SCE NOL | Victor | 230 | 0 | 0 | 0 | 0 | 0 | 0 | 0 | 0 | 0 | 0 | 0 | 5 | 0 | 0 | 0 | 0 | 0 | 0 | 0 | 1 |  | 0 | 0 | 0 | 0 | 0 | 0 | 0 | 0 | 0 | 0 | 0 | 0 | 0 | 0 | 0 | 0 | 0 | 0 | 0 | 0 | 2 |  | 0 | 0 | 0 | 0 | 0 | 0 | 0 | 0 | 0 | 0 | 0 | 0 | 0 | 0 | 0 | 0 | 0 | 0 | 0 |  | 1 | 1 | 1 | 1 | 1 | 1 | 1 | 1 | 1 | 1 | 1 | 0
SCE Metro | Viejo | 230 | 0 | 0 | 0 | 0 | 0 | 0 | 0 | 0 | 0 | 0 | 0 | 0 | 0 | 0 | 0 | 0 | 0 | 0 | 0 | 0 |  | 0 | 0 | 0 | 0 | 0 | 0 | 0 | 0 | 0 | 0 | 0 | 0 | 0 | 0 | 0 | 0 | 0 | 0 | 0 | 0 | 0 |  | 0 | 0 | 0 | 0 | 0 | 0 | 0 | 0 | 0 | 0 | 0 | 0 | 0 | 0 | 0 | 0 | 0 | 0 | 0 |  | 1 | 1 | 1 | 1 | 1 | 1 | 1 | 1 | 1 | 1 | 1 | 0
PG&E GBA | Vierra | 115 | 0 | 0 | 0 | 0 | 0 | 0 | 0 | 0 | 0 | 0 | 0 | 2.975 | 0 | 0 | 0 | 92 | 0 | 92 | 0 | 1 |  | 0 | 0 | 0 | 0 | 0 | 0 | 0 | 0 | 0 | 0 | 0 | 0 | 0 | 0 | 0 | 0 | 0 | 0 | 0 | 0 | 0 |  | 0 | 0 | 0 | 0 | 0 | 0 | 0 | 0 | 0 | 0 | 0 | 0 | 0 | 0 | 0 | 0 | 0 | 0 | 0 |  | 1 | 1 | 1 | 1 | 1 | 1 | 1 | 1 | 1 | 1 | 1 | 0
SCE Metro | Villa Park | 230 | 0 | 0 | 0 | 0 | 0 | 0 | 0 | 0 | 0 | 0 | 0 | 0 | 0 | 0 | 0 | 0 | 0 | 0 | 0 | 0 |  | 0 | 0 | 0 | 0 | 0 | 0 | 0 | 0 | 0 | 0 | 0 | 0 | 0 | 0 | 0 | 0 | 0 | 0 | 0 | 0 | 0 |  | 0 | 0 | 0 | 0 | 0 | 0 | 0 | 0 | 0 | 0 | 0 | 0 | 0 | 0 | 0 | 0 | 0 | 0 | 0 |  | 1 | 1 | 1 | 1 | 1 | 1 | 1 | 1 | 1 | 1 | 1 | 0
SCE Northern | Vincent | 230 | 0 | 0 | 0 | 0 | 0 | 0 | 0 | 0 | 0 | 0 | 0 | 0 | 0 | 780 | 780 | 399 | 349 | 748 | 0 | 1 |  | 0 | 0 | 0 | 0 | 0 | 0 | 0 | 0 | 0 | 0 | 0 | 0 | 0 | 1067 | 1067 | 799 | 230.5 | 1029.5 | 0 | 1 | 0 |  | 0 | 0 | 0 | 0 | 0 | 0 | 0 | 0 | 0 | 0 | 0 | 0 | 0 | 1 | 1 | 2 | 0 | 1 | 0 |  | 1 | 1 | 1 | 1 | 1 | 1 | 3 | 4 | 1 | 3 | 1 | 1
SCE Northern | Vincent | 500 | 0 | 0 | 0 | 0 | 0 | 0 | 0 | 0 | 0 | 0 | 0 | 0 | 0 | 0 | 0 | 0 | 0 | 0 | 0 | 0 |  | 0 | 0 | 0 | 0 | 0 | 0 | 0 | 0 | 0 | 0 | 0 | 0 | 0 | 0 | 0 | 0 | 0 | 0 | 0 | 0 | 0 |  | 0 | 0 | 0 | 0 | 0 | 0 | 0 | 0 | 0 | 0 | 0 | 0 | 0 | 0 | 0 | 0 | 0 | 0 | 0 |  | 1 | 1 | 1 | 1 | 1 | 1 | 1 | 1 | 1 | 1 | 1 | 0
PG&E GBA | Vineyard | 230 | 0 | 0 | 0 | 0 | 0 | 0 | 0 | 0 | 0 | 0 | 0 | 0 | 0 | 0 | 0 | 0 | 0 | 0 | 0 | 0 |  | 0 | 0 | 0 | 0 | 0 | 0 | 0 | 0 | 0 | 0 | 0 | 0 | 0 | 0 | 0 | 0 | 0 | 0 | 0 | 0 | 0 |  | 0 | 0 | 0 | 0 | 0 | 0 | 0 | 0 | 0 | 0 | 0 | 0 | 0 | 0 | 0 | 0 | 0 | 0 | 0 |  | 1 | 1 | 1 | 1 | 1 | 1 | 1 | 1 | 1 | 1 | 1 | 0
SDGE | Vineyard | 69 | 0 | 0 | 0 | 0 | 0 | 0 | 0 | 0 | 0 | 0 | 0 | 0 | 0 | 0 | 0 | 0 | 0 | 0 | 0 | 0 |  | 0 | 0 | 0 | 0 | 0 | 0 | 0 | 0 | 0 | 0 | 0 | 0 | 0 | 0 | 0 | 0 | 0 | 0 | 0 | 0 | 3 |  | 0 | 0 | 0 | 0 | 0 | 0 | 0 | 0 | 0 | 0 | 0 | 0 | 0 | 0 | 0 | 0 | 0 | 0 | 0 |  | 1 | 1 | 1 | 1 | 1 | 1 | 1 | 1 | 1 | 1 | 1 | 0
SCE Eastern | Vista (SCE) | 230 | 0 | 2.6 | 0 | 0 | 0 | 0 | 0 | 0 | 0 | 0 | 0 | 0 | 0 | 0 | 0 | 200 | 0 | 200 | 0 | 1 |  | 0 | 2.6 | 0 | 0 | 0 | 0 | 0 | 0 | 0 | 0 | 0 | 0 | 0 | 0 | 0 | 200 | 0 | 200 | 0 | 1 | 1 |  | 0 | 0 | 0 | 0 | 0 | 0 | 0 | 0 | 0 | 0 | 0 | 0 | 0 | 0 | 0 | 0 | 0 | 0 | 0 |  | 1 | 1 | 1 | 1 | 1 | 1 | 1 | 1 | 1 | 1 | 1 | 0
EOP | Vista (VEA) | 138 | 0 | 0 | 0 | 0 | 0 | 0 | 0 | 0 | 0 | 0 | 0 | 0 | 0 | 0 | 0 | 0 | 0 | 0 | 0 | 0 |  | 0 | 0 | 0 | 0 | 0 | 0 | 0 | 0 | 0 | 0 | 0 | 0 | 50 | 150 | 200 | 100 | 0 | 100 | 0 | 1 | 2 |  | 0 | 0 | 0 | 0 | 0 | 0 | 0 | 0 | 0 | 0 | 0 | 0 | 2 | 2 | 2 | 2 | 0 | 2 | 0 |  | 1 | 1 | 1 | 1 | 1 | 1 | 5 | 5 | 1 | 5 | 1 | 1
EOP | Vista (VEA) | 230 | 0 | 0 | 0 | 0 | 0 | 0 | 0 | 0 | 0 | 0 | 0 | 0 | 50 | 150 | 200 | 0 | 40 | 40 | 0 | 1 |  | 0 | 0 | 0 | 0 | 0 | 0 | 0 | 0 | 0 | 0 | 0 | 0 | 0 | 0 | 0 | 0 | 0 | 0 | 0 | 0 | 2 |  | 0 | 0 | 0 | 0 | 0 | 0 | 0 | 0 | 0 | 0 | 0 | 0 | 0 | 0 | 0 | 0 | 0 | 0 | 0 |  | 1 | 1 | 1 | 1 | 1 | 1 | 1 | 1 | 1 | 1 | 1 | 0
PG&E FRESNO | Wahtoke | 115 | 0 | 0 | 0 | 0 | 0 | 0 | 0 | 0 | 0 | 0 | 0 | 0 | 0 | 0 | 0 | 0 | 0 | 0 | 0 | 0 |  | 0 | 0 | 0 | 0 | 0 | 0 | 0 | 0 | 0 | 0 | 0 | 0 | 0 | 0 | 0 | 0 | 0 | 0 | 0 | 0 | 1 |  | 0 | 0 | 0 | 0 | 0 | 0 | 0 | 0 | 0 | 0 | 0 | 0 | 0 | 0 | 0 | 0 | 0 | 0 | 0 |  | 1 | 1 | 1 | 1 | 1 | 1 | 1 | 1 | 1 | 1 | 1 | 0
SCE Northern | Wakefield | 66 | 0 | 0 | 0 | 0 | 0 | 0 | 0 | 0 | 0 | 0 | 0 | 0 | 0 | 0 | 0 | 15 | 0 | 15 | 0 | 1 |  | 0 | 0 | 0 | 0 | 0 | 0 | 0 | 0 | 0 | 0 | 0 | 0 | 0 | 0 | 0 | 0 | 0 | 0 | 0 | 0 | 0 |  | 0 | 0 | 0 | 0 | 0 | 0 | 0 | 0 | 0 | 0 | 0 | 0 | 0 | 0 | 0 | 0 | 0 | 0 | 0 |  | 1 | 1 | 1 | 1 | 1 | 1 | 1 | 1 | 1 | 1 | 1 | 0
SCE Metro | Walnut | 230 | 0 | 0 | 0 | 0 | 0 | 0 | 0 | 0 | 0 | 0 | 0 | 0 | 0 | 0 | 0 | 400 | 50 | 450 | 0 | 1 |  | 0 | 0 | 0 | 0 | 0 | 0 | 0 | 0 | 0 | 0 | 0 | 0 | 0 | 0 | 0 | 200 | 0 | 200 | 0 | 1 | 0 |  | 0 | 0 | 0 | 0 | 0 | 0 | 0 | 0 | 0 | 0 | 0 | 0 | 0 | 0 | 0 | 0 | 0 | 0 | 0 |  | 1 | 1 | 1 | 1 | 1 | 1 | 1 | 1 | 1 | 1 | 1 | 0
SCE Northern | Warne | 230 | 0 | 0 | 0 | 0 | 0 | 0 | 0 | 0 | 0 | 0 | 0 | 0 | 0 | 0 | 0 | 0 | 0 | 0 | 0 | 0 |  | 0 | 0 | 0 | 0 | 0 | 0 | 0 | 0 | 0 | 0 | 0 | 0 | 0 | 0 | 0 | 0 | 0 | 0 | 0 | 0 | 0 |  | 0 | 0 | 0 | 0 | 0 | 0 | 0 | 0 | 0 | 0 | 0 | 0 | 0 | 0 | 0 | 0 | 0 | 0 | 0 |  | 1 | 1 | 1 | 1 | 1 | 1 | 1 | 1 | 1 | 1 | 1 | 0
PG&E GBA | Warnerville | 230 | 0 | 0 | 0 | 0 | 0 | 0 | 0 | 0 | 0 | 0 | 0 | 0 | 0 | 0 | 0 | 0 | 0 | 0 | 0 | 0 |  | 0 | 0 | 0 | 0 | 0 | 0 | 0 | 0 | 0 | 0 | 0 | 0 | 0 | 0 | 0 | 0 | 0 | 0 | 0 | 0 | 1 |  | 0 | 0 | 0 | 0 | 0 | 0 | 0 | 0 | 0 | 0 | 0 | 0 | 0 | 0 | 0 | 0 | 0 | 0 | 0 |  | 1 | 1 | 1 | 1 | 1 | 1 | 1 | 1 | 1 | 1 | 1 | 0
PG&E FRESNO | Waukena | 115 | 0 | 0 | 0 | 0 | 0 | 0 | 0 | 0 | 0 | 0 | 0 | 0 | 0 | 0 | 0 | 0 | 0 | 0 | 0 | 0 |  | 0 | 0 | 0 | 0 | 0 | 0 | 0 | 0 | 0 | 0 | 0 | 0 | 0 | 0 | 0 | 0 | 0 | 0 | 0 | 0 | 1 |  | 0 | 0 | 0 | 0 | 0 | 0 | 0 | 0 | 0 | 0 | 0 | 0 | 0 | 0 | 0 | 0 | 0 | 0 | 0 |  | 1 | 1 | 1 | 1 | 1 | 1 | 1 | 1 | 1 | 1 | 1 | 0
PG&E GBA | Weber | 230 | 0 | 0 | 0 | 0 | 0 | 0 | 0 | 0 | 0 | 0 | 0 | 0 | 0 | 0 | 0 | 0 | 0 | 0 | 0 | 0 |  | 0 | 0 | 0 | 0 | 0 | 0 | 0 | 0 | 0 | 0 | 0 | 0 | 70 | 115 | 185 | 0 | 60 | 60 | 0 | 1 | 0 |  | 0 | 0 | 0 | 0 | 0 | 0 | 0 | 0 | 0 | 0 | 0 | 0 | 2 | 2 | 2 | 0 | 2 | 2 | 0 |  | 1 | 1 | 1 | 1 | 1 | 1 | 4 | 1 | 4 | 4 | 1 | 1
PG&E GBA | Weber | 60 | 0 | 0 | 0 | 0 | 0 | 0 | 0 | 0 | 0 | 0 | 0 | 4 | 0 | 0 | 0 | 20 | 0 | 20 | 0 | 1 |  | 0 | 0 | 0 | 0 | 0 | 0 | 0 | 0 | 0 | 0 | 0 | 0 | 0 | 0 | 0 | 0 | 0 | 0 | 0 | 0 | 0 |  | 0 | 0 | 0 | 0 | 0 | 0 | 0 | 0 | 0 | 0 | 0 | 0 | 0 | 0 | 0 | 0 | 0 | 0 | 0 |  | 1 | 1 | 1 | 1 | 1 | 1 | 1 | 1 | 1 | 1 | 1 | 0
PG&E FRESNO | West Fresno | 115 | 0 | 0 | 0 | 0 | 0 | 0 | 0 | 0 | 0 | 0 | 0 | 0 | 0 | 0 | 0 | 0 | 0 | 0 | 0 | 0 |  | 0 | 0 | 0 | 0 | 0 | 0 | 0 | 0 | 0 | 0 | 0 | 0 | 0 | 0 | 0 | 0 | 0 | 0 | 0 | 0 | 1 |  | 0 | 0 | 0 | 0 | 0 | 0 | 0 | 0 | 0 | 0 | 0 | 0 | 0 | 0 | 0 | 0 | 0 | 0 | 0 |  | 1 | 1 | 1 | 1 | 1 | 1 | 1 | 1 | 1 | 1 | 1 | 0
PG&E FRESNO | Westley | 230 | 0 | 0 | 0 | 0 | 0 | 0 | 0 | 0 | 0 | 0 | 0 | 0 | 0 | 0 | 0 | 0 | 0 | 0 | 0 | 0 |  | 0 | 0 | 0 | 0 | 0 | 0 | 0 | 0 | 0 | 0 | 0 | 0 | 0 | 0 | 0 | 0 | 0 | 0 | 0 | 0 | 1 |  | 0 | 0 | 0 | 0 | 0 | 0 | 0 | 0 | 0 | 0 | 0 | 0 | 0 | 0 | 0 | 0 | 0 | 0 | 0 |  | 1 | 1 | 1 | 1 | 1 | 1 | 1 | 1 | 1 | 1 | 1 | 0
PG&E KERN | Westpark | 115 | 0 | 0 | 0 | 0 | 0 | 0 | 0 | 0 | 0 | 0 | 0 | 0 | 0 | 0 | 0 | 0 | 0 | 0 | 0 | 0 |  | 0 | 0 | 0 | 0 | 0 | 0 | 0 | 0 | 0 | 0 | 0 | 0 | 0 | 0 | 0 | 0 | 0 | 0 | 0 | 0 | 0 |  | 0 | 0 | 0 | 0 | 0 | 0 | 0 | 0 | 0 | 0 | 0 | 0 | 0 | 0 | 0 | 0 | 0 | 0 | 0 |  | 1 | 1 | 1 | 1 | 1 | 1 | 1 | 1 | 1 | 1 | 1 | 0
PG&E KERN | Wheeler Ridge | 230 | 0 | 0 | 0 | 0 | 0 | 0 | 0 | 0 | 0 | 0 | 0 | 0 | 200 | 300 | 500 | 0 | 100 | 100 | 0 | 1 |  | 0 | 0 | 0 | 0 | 0 | 0 | 0 | 0 | 0 | 0 | 0 | 0 | 200 | 261.5 | 461.5 | 0 | 141 | 141 | 0 | 1 | 0 |  | 0 | 0 | 0 | 0 | 0 | 0 | 0 | 0 | 0 | 0 | 0 | 0 | 0 | 0 | 0 | 0 | 1 | 1 | 0 |  | 1 | 1 | 1 | 1 | 1 | 1 | 1 | 1 | 3 | 3 | 1 | 1
PG&E KERN | Wheeler Ridge | 115 | 0 | 0 | 0 | 0 | 0 | 0 | 0 | 0 | 0 | 0 | 0 | 0 | 0 | 0 | 0 | 0 | 0 | 0 | 0 | 0 |  | 0 | 0 | 0 | 0 | 0 | 0 | 0 | 0 | 0 | 0 | 0 | 0 | 0 | 0 | 0 | 0 | 0 | 0 | 0 | 0 | 0 |  | 0 | 0 | 0 | 0 | 0 | 0 | 0 | 0 | 0 | 0 | 0 | 0 | 0 | 0 | 0 | 0 | 0 | 0 | 0 |  | 1 | 1 | 1 | 1 | 1 | 1 | 1 | 1 | 1 | 1 | 1 | 0
PG&E KERN | Wheeler Ridge | 70 | 0 | 0 | 0 | 0 | 0 | 0 | 0 | 0 | 0 | 0 | 0 | 0 | 0 | 0 | 0 | 92 | 0 | 92 | 0 | 1 |  | 0 | 0 | 0 | 0 | 0 | 0 | 0 | 0 | 0 | 0 | 0 | 0 | 0 | 0 | 0 | 0 | 0 | 0 | 0 | 0 | 0 |  | 0 | 0 | 0 | 0 | 0 | 0 | 0 | 0 | 0 | 0 | 0 | 0 | 0 | 0 | 0 | 0 | 0 | 0 | 0 |  | 1 | 1 | 1 | 1 | 1 | 1 | 1 | 1 | 1 | 1 | 1 | 0
SCE Northern | Whirlwind | 230 | 0 | 0 | 300 | 0 | 300 | 0 | 0 | 0 | 0 | 0 | 0 | 0 | 318 | 588 | 906 | 837 | 604 | 1441 | 900 | 1 |  | 0 | 0 | 300 | 0 | 300 | 0 | 0 | 0 | 0 | 0 | 0 | 0 | 224 | 551 | 775 | 663 | 100 | 763 | 458 | 1 | 0 |  | 0 | 0 | 0 | 0 | 0 | 0 | 0 | 0 | 0 | 0 | 0 | 0 | 0 | 0 | 0 | 0 | 0 | 0 | 0 |  | 1 | 1 | 1 | 1 | 1 | 1 | 1 | 1 | 1 | 1 | 1 | 0
SCE Northern | Whirlwind | 500 | 0 | 0 | 0 | 0 | 0 | 0 | 0 | 0 | 0 | 0 | 0 | 0 | 0 | 0 | 0 | 0 | 0 | 0 | 0 | 0 |  | 0 | 0 | 0 | 0 | 0 | 0 | 0 | 0 | 0 | 0 | 0 | 0 | 0 | 0 | 0 | 0 | 0 | 0 | 0 | 0 | 0 |  | 0 | 0 | 0 | 0 | 0 | 0 | 0 | 0 | 0 | 0 | 0 | 0 | 0 | 0 | 0 | 0 | 0 | 0 | 0 |  | 1 | 1 | 1 | 1 | 1 | 1 | 1 | 1 | 1 | 1 | 1 | 0
PG&E GBA | Whisman | 115 | 0 | 0 | 0 | 0 | 0 | 0 | 0 | 0 | 0 | 0 | 0 | 0 | 0 | 0 | 0 | 0 | 0 | 0 | 0 | 0 |  | 0 | 0 | 0 | 0 | 0 | 0 | 0 | 0 | 0 | 0 | 0 | 0 | 0 | 0 | 0 | 0 | 0 | 0 | 0 | 0 | 1 |  | 0 | 0 | 0 | 0 | 0 | 0 | 0 | 0 | 0 | 0 | 0 | 0 | 0 | 0 | 0 | 0 | 0 | 0 | 0 |  | 1 | 1 | 1 | 1 | 1 | 1 | 1 | 1 | 1 | 1 | 1 | 0
SCE Eastern | Wildlife | 230 | 0 | 0 | 0 | 0 | 0 | 0 | 0 | 0 | 0 | 0 | 0 | 0 | 0 | 0 | 0 | 0 | 0 | 0 | 0 | 0 |  | 0 | 0 | 0 | 0 | 0 | 0 | 0 | 0 | 0 | 0 | 0 | 0 | 0 | 0 | 0 | 0 | 0 | 0 | 0 | 0 | 1 |  | 0 | 0 | 0 | 0 | 0 | 0 | 0 | 0 | 0 | 0 | 0 | 0 | 0 | 0 | 0 | 0 | 0 | 0 | 0 |  | 1 | 1 | 1 | 1 | 1 | 1 | 1 | 1 | 1 | 1 | 1 | 0
PG&E FRESNO | Wilson | 115 | 0 | 0 | 0 | 0 | 0 | 0 | 0 | 0 | 0 | 0 | 0 | 0 | 0 | 0 | 0 | 0 | 25 | 25 | 0 | 1 |  | 0 | 1 | 0 | 0 | 0 | 0 | 0 | 0 | 0 | 0 | 0 | 0 | 0 | 0 | 0 | 0 | 0 | 0 | 0 | 1 | 2 |  | 0 | 2 | 0 | 0 | 0 | 0 | 0 | 0 | 0 | 0 | 0 | 0 | 0 | 0 | 0 | 0 | 0 | 0 | 0 |  | 1 | 5 | 1 | 1 | 1 | 1 | 1 | 1 | 1 | 1 | 1 | 1
PG&E FRESNO | Wilson | 230 | 0 | 0 | 150 | 50 | 200 | 0 | 0 | 0 | 0 | 0 | 0 | 0 | 0 | 0 | 0 | 0 | 0 | 0 | 0 | 1 |  | 0 | 0 | 169 | 31 | 200 | 0 | 0 | 0 | 0 | 0 | 0 | 0 | 0 | 0 | 0 | 0 | 0 | 0 | 0 | 1 | 2 |  | 0 | 0 | 1 | 0 | 0 | 0 | 0 | 0 | 0 | 0 | 0 | 0 | 0 | 0 | 0 | 0 | 0 | 0 | 0 |  | 1 | 1 | 3 | 1 | 1 | 1 | 1 | 1 | 1 | 1 | 1 | 1
SCE Northern | Windhub | 230 | 0 | 0 | 174 | 0 | 174 | 0 | 0 | 0 | 0 | 0 | 0 | 0 | 130 | 1220 | 1350 | 1000 | 20 | 1020 | 0 | 1 |  | 0 | 0 | 124 | 0 | 124 | 0 | 0 | 0 | 0 | 0 | 0 | 0 | 213.25 | 1099 | 1312.25 | 600 | 275 | 875 | 0 | 1 | 0 |  | 0 | 0 | 0 | 0 | 0 | 0 | 0 | 0 | 0 | 0 | 0 | 0 | 2 | 0 | 0 | 0 | 2 | 0 | 0 |  | 1 | 1 | 1 | 1 | 1 | 1 | 4 | 1 | 4 | 1 | 1 | 1
SCE Northern | Windhub | 500 | 0 | 0 | 0 | 0 | 0 | 0 | 0 | 0 | 0 | 0 | 0 | 0 | 878.5 | 200 | 1078.5 | 15 | 30 | 45 | 0 | 1 |  | 0 | 0 | 0 | 0 | 0 | 0 | 0 | 0 | 0 | 0 | 0 | 0 | 775 | 0 | 775 | 0 | 0 | 0 | 0 | 1 | 0 |  | 0 | 0 | 0 | 0 | 0 | 0 | 0 | 0 | 0 | 0 | 0 | 0 | 0 | 0 | 0 | 0 | 0 | 0 | 0 |  | 1 | 1 | 1 | 1 | 1 | 1 | 1 | 1 | 1 | 1 | 1 | 0
PG&E GBA | Windmaster | 230 | 0 | 0 | 0 | 0 | 0 | 0 | 0 | 0 | 0 | 0 | 0 | 0 | 0 | 0 | 0 | 0 | 0 | 0 | 0 | 0 |  | 0 | 0 | 0 | 0 | 0 | 0 | 0 | 0 | 0 | 0 | 0 | 0 | 0 | 0 | 0 | 0 | 0 | 0 | 0 | 0 | 0 |  | 0 | 0 | 0 | 0 | 0 | 0 | 0 | 0 | 0 | 0 | 0 | 0 | 0 | 0 | 0 | 0 | 0 | 0 | 0 |  | 1 | 1 | 1 | 1 | 1 | 1 | 1 | 1 | 1 | 1 | 1 | 0
PG&E NGBA | Windsor | 60 | 0 | 0 | 0 | 0 | 0 | 0 | 0 | 0 | 0 | 0 | 0 | 0 | 0 | 0 | 0 | 0 | 0 | 0 | 0 | 0 |  | 0 | 0 | 0 | 0 | 0 | 0 | 0 | 0 | 0 | 0 | 0 | 0 | 0 | 0 | 0 | 0 | 0 | 0 | 0 | 0 | 1 |  | 0 | 0 | 0 | 0 | 0 | 0 | 0 | 0 | 0 | 0 | 0 | 0 | 0 | 0 | 0 | 0 | 0 | 0 | 0 |  | 1 | 1 | 1 | 1 | 1 | 1 | 1 | 1 | 1 | 1 | 1 | 0
PG&E NGBA | Woodland | 115 | 0 | 0 | 0 | 0 | 0 | 0 | 0 | 0 | 0 | 0 | 0 | 0 | 0 | 12 | 12 | 0 | 0 | 0 | 0 | 1 |  | 0 | 0 | 0 | 0 | 0 | 0 | 0 | 0 | 0 | 0 | 0 | 1.5 | 0 | 12 | 12 | 0 | 0 | 0 | 0 | 1 | 0 |  | 0 | 0 | 0 | 0 | 0 | 0 | 0 | 0 | 0 | 0 | 0 | 2 | 0 | 0 | 0 | 0 | 0 | 0 | 0 |  | 1 | 1 | 1 | 1 | 1 | 4 | 1 | 1 | 1 | 1 | 1 | 1
PG&E FRESNO | Woodward | 115 | 0 | 0 | 0 | 0 | 0 | 0 | 0 | 0 | 0 | 0 | 0 | 0 | 0 | 0 | 0 | 0 | 0 | 0 | 0 | 0 |  | 0 | 0 | 0 | 0 | 0 | 0 | 0 | 0 | 0 | 0 | 0 | 0 | 0 | 0 | 0 | 0 | 0 | 0 | 0 | 0 | 1 |  | 0 | 0 | 0 | 0 | 0 | 0 | 0 | 0 | 0 | 0 | 0 | 0 | 0 | 0 | 0 | 0 | 0 | 0 | 0 |  | 1 | 1 | 1 | 1 | 1 | 1 | 1 | 1 | 1 | 1 | 1 | 0
PG&E NGBA | Wyandotte | 115 | 0 | 10 | 0 | 0 | 0 | 0 | 0 | 0 | 0 | 0 | 0 | 3.6 | 0 | 0 | 0 | 0 | 0 | 0 | 0 | 1 |  | 0 | 0 | 0 | 0 | 0 | 0 | 0 | 0 | 0 | 0 | 0 | 3.5 | 0 | 0 | 0 | 0 | 0 | 0 | 0 | 1 | 0 |  | 0 | 0 | 0 | 0 | 0 | 0 | 0 | 0 | 0 | 0 | 0 | 0 | 0 | 0 | 0 | 0 | 0 | 0 | 0 |  | 1 | 1 | 1 | 1 | 1 | 1 | 1 | 1 | 1 | 1 | 1 | 0

## Previous_TPP_BaseCase
The 24-25 TPP base case portfolio by substation. The 24-25 TPP base case uses the same IRP baseline, so no baseline adjustments are needed. With new transmission constraints, staff did need to convert the 24-25 TPP portfolio to the updated substation names.
|  |  | Updated Substation Names used in 25-26 TPP mapping |  | 2030 | [14 empty] | 2034 | [14 empty] | 2039
[5 empty] | Geothermal | Biomass | Wind | Wind | OOS Wind | OOS Wind | Offshore Wind | Offshore Wind | Distributed Solar | Solar | Solar | Battery_4hr | Battery_8hr | LDES | Has | Geothermal | Biomass | Wind | Wind | OOS Wind | OOS Wind | Offshore Wind | Offshore Wind | Distributed Solar | Solar | Solar | Battery_4hr | Battery_8hr | LDES | Has | Geothermal | Biomass | Wind | Wind | OOS Wind | OOS Wind | Offshore Wind | Offshore Wind | Distributed Solar | Solar | Solar | Battery_4hr | Battery_8hr | LDES | Has
Area | Substation | Voltage | Sub Name | Voltagge | FCDS | FCDS | FCDS | EODS | FCDS | EODS | FCDS | EODS | FCDS | FCDS | EODS | FCDS | FCDS | FCDS | Res | FCDS | FCDS | FCDS | EODS | FCDS | EODS | FCDS | EODS | FCDS | FCDS | EODS | FCDS | FCDS | FCDS | Res | FCDS | FCDS | FCDS | EODS | FCDS | EODS | FCDS | EODS | FCDS | FCDS | EODS | FCDS | FCDS | FCDS | Res
PG&E Kern Study Area | 7th Standard | 115 | 7th Standard | 115 | 0 | 0 | 0 | 0 | 0 | 0 | 0 | 0 | 2.5 | 0 | 0 | 0 | 0 | 0 | 1 | 0 | 0 | 0 | 0 | 0 | 0 | 0 | 0 | 2.5 | 0 | 0 | 0 | 0 | 0 | 1 | 0 | 0 | 0 | 0 | 0 | 0 | 0 | 0 | 2.5 | 0 | 0 | 0 | 0 | 0 | 1
SCE Metro Study Area | Alamitos | 230 | Alamitos | 230 | 0 | 0 | 0 | 0 | 0 | 0 | 0 | 0 | 0 | 0 | 0 | 0 | 0 | 0 | 0 | 0 | 0 | 0 | 0 | 0 | 0 | 0 | 0 | 0 | 0 | 0 | 0 | 0 | 0 | 0 | 0 | 0 | 0 | 0 | 0 | 0 | 0 | 0 | 0 | 0 | 0 | 0 | 0 | 0 | 0
SCE Eastern Study Area | Alberhill | 500 | Alberhill | 500 | 0 | 0 | 0 | 0 | 0 | 0 | 0 | 0 | 0 | 0 | 0 | 0 | 0 | 0 | 0 | 0 | 0 | 0 | 0 | 0 | 0 | 0 | 0 | 0 | 0 | 0 | 0 | 0 | 0 | 0 | 0 | 0 | 0 | 0 | 0 | 0 | 0 | 0 | 0 | 0 | 0 | 0 | 0 | 0 | 0
PG&E Kern Study Area | Alpaugh | 115 | Alpaugh | 115 | 0 | 0 | 0 | 0 | 0 | 0 | 0 | 0 | 6 | 0 | 0 | 10 | 0 | 0 | 1 | 0 | 0 | 0 | 0 | 0 | 0 | 0 | 0 | 6 | 0 | 0 | 10 | 0 | 0 | 1 | 0 | 0 | 0 | 0 | 0 | 0 | 0 | 0 | 6 | 0 | 0 | 10 | 0 | 0 | 1
SDG&E Study Area | Alpine | 69 | Alpine | 69 | 0 | 0 | 0 | 0 | 0 | 0 | 0 | 0 | 0 | 0 | 0 | 0 | 0 | 0 | 0 | 0 | 0 | 0 | 0 | 0 | 0 | 0 | 0 | 0 | 0 | 0 | 0 | 0 | 0 | 0 | 0 | 0 | 0 | 0 | 0 | 0 | 0 | 0 | 0 | 0 | 0 | 0 | 0 | 0 | 0
PG&E Greater Bay Study Area | Altamont Midway (Sandhill) | 230 | Altamont Midway (Sandhill) | 230 | 0 | 0 | 5 | 0 | 0 | 0 | 0 | 0 | 0 | 0 | 0 | 0 | 0 | 0 | 1 | 0 | 0 | 5 | 0 | 0 | 0 | 0 | 0 | 0 | 0 | 0 | 0 | 0 | 0 | 1 | 0 | 0 | 5 | 0 | 0 | 0 | 0 | 0 | 0 | 0 | 0 | 0 | 0 | 0 | 1
SCE Northern Area | Antelope | 500 | Antelope | 500 | 0 | 0 | 0 | 0 | 0 | 0 | 0 | 0 | 0 | 0 | 0 | 0 | 0 | 0 | 0 | 0 | 0 | 0 | 0 | 0 | 0 | 0 | 0 | 0 | 0 | 0 | 0 | 0 | 0 | 0 | 0 | 0 | 0 | 0 | 0 | 0 | 0 | 0 | 0 | 0 | 0 | 0 | 0 | 0 | 0
SCE Northern Area | Antelope | 230 | Antelope | 230 | 0 | 0 | 106 | 0 | 0 | 0 | 0 | 0 | 2 | 217 | 0 | 28 | 24 | 0 | 1 | 0 | 0 | 140 | 16 | 0 | 0 | 0 | 0 | 2 | 217 | 38 | 28 | 24 | 0 | 1 | 0 | 0 | 140 | 16 | 0 | 0 | 0 | 0 | 2 | 217 | 250 | 28 | 128.5 | 0 | 1
PG&E Kern Study Area | Arco | 230 | Arco | 230 | 0 | 0 | 0 | 0 | 0 | 0 | 0 | 0 | 6.99 | 0 | 200 | 21.6 | 0 | 0 | 1 | 0 | 0 | 0 | 0 | 0 | 0 | 0 | 0 | 6.99 | 85 | 315 | 170.4 | 0 | 0 | 1 | 0 | 0 | 0 | 0 | 0 | 0 | 0 | 0 | 6.99 | 135 | 515 | 170.4 | 100 | 0 | 1
SCE Metro Study Area | ArcoGen | 230 | ArcoGen | 230 | 0 | 0 | 0 | 0 | 0 | 0 | 0 | 0 | 0 | 0 | 0 | 0 | 0 | 0 | 0 | 0 | 0 | 0 | 0 | 0 | 0 | 0 | 0 | 0 | 0 | 0 | 0 | 0 | 0 | 0 | 0 | 0 | 0 | 0 | 0 | 0 | 0 | 0 | 0 | 0 | 0 | 0 | 0 | 0 | 0
SDG&E Study Area | Artesian | 230 | Artesian | 230 | 0 | 0 | 0 | 0 | 0 | 0 | 0 | 0 | 0 | 0 | 0 | 0 | 0 | 0 | 0 | 0 | 0 | 0 | 0 | 0 | 0 | 0 | 0 | 0 | 0 | 0 | 0 | 0 | 0 | 0 | 0 | 0 | 0 | 0 | 0 | 0 | 0 | 0 | 0 | 0 | 0 | 0 | 0 | 0 | 0
PG&E Fresno Study Area | Ashlan | 230 | Ashlan | 230 | 0 | 0 | 0 | 0 | 0 | 0 | 0 | 0 | 0 | 0 | 0 | 0 | 0 | 0 | 0 | 0 | 0 | 0 | 0 | 0 | 0 | 0 | 0 | 0 | 0 | 0 | 0 | 0 | 0 | 0 | 0 | 0 | 0 | 0 | 0 | 0 | 0 | 0 | 0 | 0 | 0 | 0 | 0 | 0 | 0
PG&E North of Greater Bay Study Area | Atlantic | 230 | Atlantic | 230 | 0 | 0 | 0 | 0 | 0 | 0 | 0 | 0 | 0 | 0 | 0 | 0 | 0 | 0 | 0 | 0 | 0 | 0 | 0 | 0 | 0 | 0 | 0 | 0 | 0 | 0 | 0 | 0 | 0 | 0 | 0 | 0 | 0 | 0 | 0 | 0 | 0 | 0 | 0 | 0 | 0 | 0 | 0 | 0 | 0
PG&E North of Greater Bay Study Area | Atlantic | 115 | Atlantic | 115 | 0 | 0 | 0 | 0 | 0 | 0 | 0 | 0 | 0 | 0 | 0 | 0 | 0 | 0 | 0 | 0 | 0 | 0 | 0 | 0 | 0 | 0 | 0 | 0 | 0 | 0 | 0 | 0 | 0 | 0 | 0 | 0 | 0 | 0 | 0 | 0 | 0 | 0 | 0 | 0 | 0 | 0 | 0 | 0 | 0
PG&E Greater Bay Study Area | Avena | 115 | Avena | 115 | 0 | 0 | 0 | 0 | 0 | 0 | 0 | 0 | 0 | 0 | 0 | 0 | 0 | 0 | 0 | 0 | 0 | 0 | 0 | 0 | 0 | 0 | 0 | 0 | 0 | 0 | 0 | 0 | 0 | 0 | 0 | 0 | 0 | 0 | 0 | 0 | 0 | 0 | 0 | 0 | 0 | 0 | 0 | 0 | 0
SDG&E Study Area | Avocado | 69 | Avocado | 69 | 0 | 0 | 0 | 0 | 0 | 0 | 0 | 0 | 0 | 0 | 0 | 0 | 0 | 0 | 0 | 0 | 0 | 0 | 0 | 0 | 0 | 0 | 0 | 0 | 0 | 0 | 29.6 | 0 | 0 | 1 | 0 | 0 | 0 | 0 | 0 | 0 | 0 | 0 | 0 | 0 | 0 | 29.6 | 0 | 0 | 1
PG&E North of Greater Bay Study Area | Bahia | 230 | Bahia | 230 | 0 | 0 | 0 | 0 | 0 | 0 | 0 | 0 | 0 | 0 | 0 | 0 | 0 | 0 | 0 | 0 | 0 | 0 | 0 | 0 | 0 | 0 | 0 | 0 | 0 | 0 | 0 | 0 | 0 | 0 | 0 | 0 | 0 | 0 | 0 | 0 | 0 | 0 | 0 | 0 | 0 | 0 | 0 | 0 | 0
SCE Northern Area | Bailey | 230 | Bailey | 230 | 0 | 0 | 0 | 0 | 0 | 0 | 0 | 0 | 0 | 0 | 0 | 0 | 0 | 0 | 0 | 0 | 0 | 0 | 0 | 0 | 0 | 0 | 0 | 0 | 0 | 0 | 0 | 0 | 0 | 0 | 0 | 0 | 0 | 0 | 0 | 0 | 0 | 0 | 0 | 0 | 0 | 0 | 0 | 0 | 0
PG&E Kern Study Area | Bakersfield | 230 | Bakersfield | 230 | 0 | 0 | 0 | 0 | 0 | 0 | 0 | 0 | 0 | 0 | 0 | 0 | 0 | 0 | 0 | 0 | 0 | 0 | 0 | 0 | 0 | 0 | 0 | 0 | 0 | 0 | 0 | 0 | 0 | 0 | 0 | 0 | 0 | 0 | 0 | 0 | 0 | 0 | 0 | 0 | 0 | 0 | 0 | 0 | 0
PG&E Fresno Study Area | Balch 2 | 230 | Balch | 230 | 0 | 3 | 0 | 0 | 0 | 0 | 0 | 0 | 0 | 0 | 0 | 0 | 0 | 0 | 1 | 0 | 3 | 0 | 0 | 0 | 0 | 0 | 0 | 0 | 0 | 0 | 0 | 0 | 0 | 1 | 0 | 3 | 0 | 0 | 0 | 0 | 0 | 0 | 0 | 0 | 0 | 0 | 0 | 0 | 1
SCE Metro Study Area | Barre | 230 | Barre | 230 | 0 | 0 | 0 | 0 | 0 | 0 | 0 | 0 | 23 | 0 | 0 | 10 | 0 | 0 | 1 | 0 | 0 | 0 | 0 | 0 | 0 | 0 | 0 | 23 | 0 | 0 | 10 | 0 | 0 | 1 | 0 | 0 | 0 | 0 | 0 | 0 | 0 | 0 | 23 | 0 | 0 | 10 | 0 | 0 | 1
SDG&E Study Area | Bay Boulevard | 230 | Bay Boulevard | 230 | 0 | 0 | 0 | 0 | 0 | 0 | 0 | 0 | 0 | 0 | 0 | 0 | 0 | 0 | 0 | 0 | 0 | 0 | 0 | 0 | 0 | 0 | 0 | 0 | 0 | 0 | 0 | 0 | 0 | 0 | 0 | 0 | 0 | 0 | 0 | 0 | 0 | 0 | 0 | 0 | 0 | 0 | 0 | 0 | 0
East of Pisgah Study Area | Beatty | 138 | Beatty | 138 | 450 | 0 | 0 | 0 | 0 | 0 | 0 | 0 | 0 | 0 | 0 | 0 | 0 | 0 | 1 | 500 | 0 | 0 | 0 | 0 | 0 | 0 | 0 | 0 | 0 | 0 | 0 | 0 | 0 | 1 | 500 | 0 | 0 | 0 | 0 | 0 | 0 | 0 | 0 | 0 | 0 | 0 | 0 | 0 | 1
PG&E Greater Bay Study Area | Belden | 230 | Belden | 230 | 0 | 0 | 0 | 0 | 0 | 0 | 0 | 0 | 0 | 0 | 0 | 0 | 0 | 0 | 0 | 0 | 0 | 0 | 0 | 0 | 0 | 0 | 0 | 0 | 0 | 0 | 0 | 0 | 0 | 0 | 0 | 0 | 0 | 0 | 0 | 0 | 0 | 0 | 0 | 0 | 0 | 0 | 0 | 0 | 0
PG&E North of Greater Bay Study Area | Bellevue | 115 | Bellevue | 115 | 0 | 0 | 0 | 0 | 0 | 0 | 0 | 0 | 0.96 | 0 | 0 | 0 | 0 | 0 | 1 | 0 | 0 | 0 | 0 | 0 | 0 | 0 | 0 | 0.96 | 0 | 0 | 0 | 0 | 0 | 1 | 0 | 0 | 0 | 0 | 0 | 0 | 0 | 0 | 0.96 | 0 | 0 | 0 | 0 | 0 | 1
PG&E North of Greater Bay Study Area | Bellota | 230 | Bellota | 230 | 0 | 0 | 0 | 0 | 0 | 0 | 0 | 0 | 0 | 0 | 0 | 0 | 0 | 0 | 0 | 0 | 0 | 0 | 0 | 0 | 0 | 0 | 0 | 0 | 0 | 0 | 0 | 0 | 0 | 0 | 0 | 0 | 0 | 0 | 0 | 0 | 0 | 0 | 0 | 0 | 0 | 0 | 0 | 0 | 0
PG&E North of Greater Bay Study Area | Bellota | 115 | Bellota | 115 | 0 | 1 | 0 | 0 | 0 | 0 | 0 | 0 | 0 | 0 | 0 | 0 | 0 | 0 | 1 | 0 | 1 | 0 | 0 | 0 | 0 | 0 | 0 | 0 | 0 | 0 | 0 | 0 | 0 | 1 | 0 | 1 | 0 | 0 | 0 | 0 | 0 | 0 | 0 | 0 | 0 | 0 | 0 | 0 | 1
SCE Northern Area | Big Creek | 230 | Big Creek | 230 | 0 | 0 | 0 | 0 | 0 | 0 | 0 | 0 | 0 | 0 | 0 | 0 | 0 | 0 | 0 | 0 | 0 | 0 | 0 | 0 | 0 | 0 | 0 | 0 | 0 | 0 | 0 | 0 | 0 | 0 | 0 | 0 | 0 | 0 | 0 | 0 | 0 | 0 | 0 | 0 | 0 | 0 | 0 | 0 | 0
PG&E North of Greater Bay Study Area | Birds Landing | 230 | Birds Landing | 230 | 0 | 0 | 100 | 110 | 0 | 0 | 0 | 0 | 0 | 0 | 0 | 0 | 0 | 0 | 1 | 0 | 0 | 100 | 110 | 0 | 0 | 0 | 0 | 0 | 0 | 0 | 0 | 38.4 | 0 | 1 | 0 | 0 | 100 | 110 | 0 | 0 | 0 | 0 | 0 | 50 | 140 | 0 | 98.4 | 0 | 1
SCE Eastern Study Area | BlytheSC 161 kV | 161 | Blythe | 161 | 0 | 0 | 0 | 0 | 0 | 0 | 0 | 0 | 0 | 0 | 0 | 0 | 0 | 0 | 0 | 0 | 0 | 0 | 0 | 0 | 0 | 0 | 0 | 0 | 0 | 0 | 0 | 0 | 0 | 0 | 0 | 0 | 0 | 0 | 0 | 0 | 0 | 0 | 0 | 0 | 0 | 0 | 0 | 0 | 0
PG&E North of Greater Bay Study Area | Bogue | 115 | Bogue | 115 | 0 | 0 | 0 | 0 | 0 | 0 | 0 | 0 | 0 | 0 | 0 | 0 | 0 | 0 | 0 | 0 | 0 | 0 | 0 | 0 | 0 | 0 | 0 | 0 | 0 | 0 | 0 | 0 | 0 | 0 | 0 | 0 | 0 | 0 | 0 | 0 | 0 | 0 | 0 | 0 | 0 | 0 | 0 | 0 | 0
East of Pisgah Study Area | Bond Tap | 138 | 0 | 0 | 0 | 0 | 0 | 0 | 0 | 0 | 0 | 0 | 0 | 0 | 0 | 0 | 0 | 0 | 0 | 0 | 0 | 0 | 0 | 0 | 0 | 0 | 0 | 0 | 0 | 0 | 0 | 0 | 0 | 0 | 0 | 0 | 0 | 0 | 0 | 0 | 0 | 0 | 0 | 0 | 0 | 0 | 0 | 0 | 0
PG&E Fresno Study Area | Borden | 230 | Borden | 230 | 0 | 0 | 0 | 0 | 0 | 0 | 0 | 0 | 0 | 0 | 0 | 0 | 0 | 0 | 0 | 0 | 0 | 0 | 0 | 0 | 0 | 0 | 0 | 4.5 | 0 | 0 | 0 | 0 | 0 | 1 | 0 | 0 | 0 | 0 | 0 | 0 | 0 | 0 | 4.5 | 80 | 60 | 0 | 36 | 0 | 1
PG&E North of Greater Bay Study Area | Bottle Rock | 230 | 0 | 0 | 0 | 0 | 0 | 0 | 0 | 0 | 0 | 0 | 0 | 0 | 0 | 0 | 0 | 0 | 0 | 0 | 0 | 0 | 0 | 0 | 0 | 0 | 0 | 0 | 0 | 0 | 0 | 0 | 0 | 0 | 0 | 0 | 0 | 0 | 0 | 0 | 0 | 0 | 0 | 0 | 0 | 0 | 0 | 0 | 0
PG&E Greater Bay Study Area | Brentwood | 230 | Brentwood | 230 | 0 | 1 | 0 | 0 | 0 | 0 | 0 | 0 | 5.99 | 0 | 0 | 0.8 | 0 | 0 | 1 | 0 | 1 | 0 | 0 | 0 | 0 | 0 | 0 | 5.99 | 0 | 0 | 0.8 | 0 | 0 | 1 | 0 | 1 | 0 | 0 | 0 | 0 | 0 | 0 | 5.99 | 0 | 0 | 0.8 | 0 | 0 | 1
PG&E North of Greater Bay Study Area | Brighton | 230 | Brighton | 230 | 0 | 0 | 0 | 0 | 0 | 0 | 0 | 0 | 0 | 0 | 0 | 0 | 0 | 0 | 0 | 0 | 0 | 0 | 0 | 0 | 0 | 0 | 0 | 0 | 0 | 0 | 0 | 0 | 0 | 0 | 0 | 0 | 0 | 0 | 0 | 0 | 0 | 0 | 0 | 0 | 0 | 0 | 0 | 0 | 0
PG&E North of Greater Bay Study Area | Brunswick | 115 | Brunswick | 115 | 0 | 7 | 0 | 0 | 0 | 0 | 0 | 0 | 0 | 0 | 0 | 0 | 0 | 0 | 1 | 0 | 7 | 0 | 0 | 0 | 0 | 0 | 0 | 0 | 0 | 0 | 0 | 0 | 0 | 1 | 0 | 7 | 0 | 0 | 0 | 0 | 0 | 0 | 0 | 0 | 0 | 0 | 0 | 0 | 1
PG&E Kern Study Area | Buena Vista PP | 230 | Buena Vista | 230 | 0 | 0 | 0 | 0 | 0 | 0 | 0 | 0 | 0 | 0 | 0 | 0 | 0 | 0 | 0 | 0 | 0 | 0 | 0 | 0 | 0 | 0 | 0 | 0 | 0 | 0 | 0 | 0 | 0 | 0 | 0 | 0 | 0 | 0 | 0 | 0 | 0 | 0 | 0 | 0 | 0 | 0 | 0 | 0 | 0
PG&E Kern Study Area | Cabrillo | 115 | Cabrillo | 115 | 0 | 0 | 0 | 0 | 0 | 0 | 0 | 0 | 0 | 0 | 0 | 0 | 0 | 0 | 0 | 0 | 0 | 0 | 0 | 0 | 0 | 0 | 0 | 0 | 0 | 0 | 0 | 0 | 0 | 0 | 0 | 0 | 0 | 0 | 0 | 0 | 0 | 0 | 0 | 0 | 0 | 0 | 0 | 0 | 0
PG&E Fresno Study Area | Cal Flats | 230 | Cal Flats | 230 | 0 | 0 | 0 | 0 | 0 | 0 | 0 | 0 | 0 | 0 | 0 | 0 | 0 | 0 | 0 | 0 | 0 | 0 | 0 | 0 | 0 | 0 | 0 | 0 | 0 | 0 | 0 | 0 | 0 | 0 | 0 | 0 | 0 | 0 | 0 | 0 | 0 | 0 | 0 | 0 | 0 | 0 | 0 | 0 | 0
PG&E Kern Study Area | Cal Water | 115 | 0 | 0 | 0 | 0 | 0 | 0 | 0 | 0 | 0 | 0 | 0 | 0 | 0 | 0 | 0 | 0 | 0 | 0 | 0 | 0 | 0 | 0 | 0 | 0 | 0 | 0 | 0 | 0 | 0 | 0 | 0 | 0 | 0 | 0 | 0 | 0 | 0 | 0 | 0 | 0 | 0 | 0 | 0 | 0 | 0 | 0 | 0
SCE North of Lugo Study Area | Calcite | 230 | Calcite | 230 | 0 | 0 | 0 | 0 | 0 | 0 | 0 | 0 | 0 | 0 | 0 | 0 | 0 | 0 | 0 | 0 | 0 | 0 | 0 | 0 | 0 | 0 | 0 | 0 | 150 | 250 | 200 | 0 | 0 | 1 | 0 | 0 | 0 | 0 | 0 | 0 | 0 | 0 | 0 | 150 | 250 | 200 | 0 | 0 | 1
PG&E Kern Study Area | Caliente | 230 | Caliente | 230 | 0 | 1 | 200 | 10 | 0 | 0 | 0 | 0 | 0 | 0 | 0 | 0 | 0 | 0 | 1 | 0 | 1 | 200 | 10 | 0 | 0 | 0 | 0 | 0 | 0 | 0 | 0 | 0 | 0 | 1 | 0 | 1 | 200 | 10 | 0 | 0 | 0 | 0 | 0 | 100 | 0 | 0 | 0 | 0 | 1
PG&E Kern Study Area | Callender SS | 115 | Callender | 115 | 0 | 0 | 0 | 0 | 0 | 0 | 0 | 0 | 0 | 0 | 0 | 0 | 0 | 0 | 0 | 0 | 0 | 0 | 0 | 0 | 0 | 0 | 0 | 0 | 0 | 0 | 0 | 0 | 0 | 0 | 0 | 0 | 0 | 0 | 0 | 0 | 0 | 0 | 0 | 0 | 0 | 0 | 0 | 0 | 0
PG&E North of Greater Bay Study Area | Calpella | 115 | Calpella | 115 | 0 | 0 | 0 | 0 | 0 | 0 | 0 | 0 | 4 | 0 | 0 | 0 | 0 | 0 | 1 | 0 | 0 | 0 | 0 | 0 | 0 | 0 | 0 | 4 | 0 | 0 | 0 | 0 | 0 | 1 | 0 | 0 | 0 | 0 | 0 | 0 | 0 | 0 | 4 | 0 | 0 | 0 | 0 | 0 | 1
PG&E Greater Bay Study Area | Camanche | 230 | Camanche | 230 | 0 | 0 | 0 | 0 | 0 | 0 | 0 | 0 | 0 | 0 | 0 | 0 | 0 | 0 | 0 | 0 | 0 | 0 | 0 | 0 | 0 | 0 | 0 | 0 | 0 | 0 | 0 | 0 | 0 | 0 | 0 | 0 | 0 | 0 | 0 | 0 | 0 | 0 | 0 | 0 | 0 | 0 | 0 | 0 | 0
PG&E Fresno Study Area | Cantua | 115 | Cantua | 115 | 0 | 0 | 0 | 0 | 0 | 0 | 0 | 0 | 0 | 0 | 0 | 0 | 0 | 0 | 0 | 0 | 0 | 0 | 0 | 0 | 0 | 0 | 0 | 0 | 0 | 0 | 0 | 0 | 0 | 0 | 0 | 0 | 0 | 0 | 0 | 0 | 0 | 0 | 0 | 0 | 0 | 0 | 0 | 0 | 0
SDG&E Study Area | Capistrano | 230 | Capistrano | 230 | 0 | 0 | 0 | 0 | 0 | 0 | 0 | 0 | 0 | 0 | 0 | 0 | 0 | 0 | 0 | 0 | 0 | 0 | 0 | 0 | 0 | 0 | 0 | 0 | 0 | 0 | 0 | 0 | 0 | 0 | 0 | 0 | 0 | 0 | 0 | 0 | 0 | 0 | 0 | 0 | 0 | 0 | 0 | 0 | 0
SDG&E Study Area | Capistrano | 138 | Capistrano | 138 | 0 | 0 | 0 | 0 | 0 | 0 | 0 | 0 | 0 | 0 | 0 | 250 | 0 | 0 | 1 | 0 | 0 | 0 | 0 | 0 | 0 | 0 | 0 | 0 | 0 | 0 | 250 | 0 | 0 | 1 | 0 | 0 | 0 | 0 | 0 | 0 | 0 | 0 | 0 | 0 | 0 | 250 | 0 | 0 | 1
PG&E North of Greater Bay Study Area | Carberry | 230 | Carberry | 230 | 0 | 9.6 | 0 | 0 | 0 | 0 | 0 | 0 | 0 | 0 | 0 | 0 | 0 | 0 | 1 | 0 | 9.6 | 0 | 0 | 0 | 0 | 0 | 0 | 0 | 0 | 0 | 0 | 0 | 0 | 1 | 0 | 9.6 | 0 | 0 | 0 | 0 | 0 | 0 | 0 | 0 | 0 | 0 | 0 | 0 | 1
PG&E North of Greater Bay Study Area | Caribou | 230 | Caribou | 230 | 0 | 11 | 0 | 0 | 0 | 0 | 0 | 0 | 0 | 0 | 0 | 0 | 0 | 0 | 1 | 0 | 11 | 0 | 0 | 0 | 0 | 0 | 0 | 0 | 0 | 0 | 0 | 0 | 0 | 1 | 0 | 11 | 0 | 0 | 0 | 0 | 0 | 0 | 0 | 0 | 0 | 0 | 0 | 0 | 1
PG&E North of Greater Bay Study Area | Carquinez | 115 | Carquinez | 115 | 0 | 0 | 0 | 0 | 0 | 0 | 0 | 0 | 0 | 0 | 0 | 0 | 0 | 0 | 0 | 0 | 0 | 0 | 0 | 0 | 0 | 0 | 0 | 0 | 0 | 0 | 0 | 0 | 0 | 0 | 0 | 0 | 0 | 0 | 0 | 0 | 0 | 0 | 0 | 0 | 0 | 0 | 0 | 0 | 0
PG&E Kern Study Area | Carrizo Plains | 115 | Carrizo Plains | 115 | 0 | 0 | 0 | 0 | 0 | 0 | 0 | 0 | 0 | 0 | 0 | 0 | 0 | 0 | 0 | 0 | 0 | 0 | 0 | 0 | 0 | 0 | 0 | 0 | 0 | 0 | 0 | 0 | 0 | 0 | 0 | 0 | 0 | 0 | 0 | 0 | 0 | 0 | 0 | 0 | 0 | 0 | 0 | 0 | 0
PG&E Greater Bay Study Area | Castro Valley | 230 | Castro Valley | 230 | 0 | 0 | 0 | 0 | 0 | 0 | 0 | 0 | 0 | 0 | 0 | 0 | 0 | 0 | 0 | 0 | 0 | 0 | 0 | 0 | 0 | 0 | 0 | 0 | 0 | 0 | 0 | 0 | 0 | 0 | 0 | 0 | 0 | 0 | 0 | 0 | 0 | 0 | 0 | 0 | 0 | 0 | 0 | 0 | 0
PG&E Greater Bay Study Area | Cayetano | 230 | Cayetano | 230 | 0 | 0 | 0 | 0 | 0 | 0 | 0 | 0 | 0 | 0 | 100 | 100 | 0 | 0 | 1 | 0 | 0 | 0 | 0 | 0 | 0 | 0 | 0 | 0 | 0 | 100 | 100 | 0 | 0 | 1 | 0 | 0 | 0 | 0 | 0 | 0 | 0 | 0 | 0 | 0 | 100 | 100 | 0 | 0 | 1
SCE Metro Study Area | Center | 230 | Center | 230 | 0 | 0 | 0 | 0 | 0 | 0 | 0 | 0 | 0 | 0 | 0 | 90 | 0 | 0 | 1 | 0 | 0 | 0 | 0 | 0 | 0 | 0 | 0 | 0 | 0 | 0 | 90 | 0 | 0 | 1 | 0 | 0 | 0 | 0 | 0 | 0 | 0 | 0 | 0 | 0 | 0 | 90 | 80 | 0 | 1
PG&E Kern Study Area | Charca | 115 | Charca | 115 | 0 | 0 | 0 | 0 | 0 | 0 | 0 | 0 | 4.66 | 0 | 0 | 0 | 0 | 0 | 1 | 0 | 0 | 0 | 0 | 0 | 0 | 0 | 0 | 4.66 | 0 | 0 | 0 | 0 | 0 | 1 | 0 | 0 | 0 | 0 | 0 | 0 | 0 | 0 | 4.66 | 0 | 0 | 0 | 0 | 0 | 1
East of Pisgah Study Area | Charleston | 138 | Charleston | 138 | 0 | 0 | 0 | 0 | 0 | 0 | 0 | 0 | 0 | 0 | 0 | 0 | 0 | 0 | 0 | 0 | 0 | 0 | 0 | 0 | 0 | 0 | 0 | 0 | 0 | 0 | 0 | 0 | 0 | 0 | 0 | 0 | 0 | 0 | 0 | 0 | 0 | 0 | 0 | 0 | 0 | 0 | 0 | 0 | 0
SCE Metro Study Area | Chevmain | 230 | Chevmain | 230 | 0 | 0 | 0 | 0 | 0 | 0 | 0 | 0 | 0 | 0 | 0 | 0 | 0 | 0 | 0 | 0 | 0 | 0 | 0 | 0 | 0 | 0 | 0 | 0 | 0 | 0 | 0 | 0 | 0 | 0 | 0 | 0 | 0 | 0 | 0 | 0 | 0 | 0 | 0 | 0 | 0 | 0 | 0 | 0 | 0
SDG&E Study Area | Chicarita | 138 | Chicarita | 138 | 0 | 0 | 0 | 0 | 0 | 0 | 0 | 0 | 0 | 0 | 0 | 0 | 0 | 0 | 0 | 0 | 0 | 0 | 0 | 0 | 0 | 0 | 0 | 0 | 0 | 0 | 0 | 0 | 0 | 0 | 0 | 0 | 0 | 0 | 0 | 0 | 0 | 0 | 0 | 0 | 0 | 0 | 0 | 0 | 0
SCE Metro Study Area | Chino | 230 | Chino | 230 | 0 | 0 | 0 | 0 | 0 | 0 | 0 | 0 | 0 | 0 | 0 | 0 | 0 | 0 | 0 | 0 | 0 | 0 | 0 | 0 | 0 | 0 | 0 | 0 | 0 | 0 | 0 | 0 | 0 | 0 | 0 | 0 | 0 | 0 | 0 | 0 | 0 | 0 | 0 | 0 | 0 | 0 | 0 | 0 | 0
PG&E Fresno Study Area | Chowchilla | 115 | Chowchilla | 115 | 0 | 0 | 0 | 0 | 0 | 0 | 0 | 0 | 0 | 0 | 0 | 0 | 0 | 0 | 0 | 0 | 0 | 0 | 0 | 0 | 0 | 0 | 0 | 7 | 0 | 0 | 0 | 0 | 0 | 1 | 0 | 0 | 0 | 0 | 0 | 0 | 0 | 0 | 7 | 0 | 0 | 0 | 0 | 0 | 1
PG&E Greater Bay Study Area | Christie | 115 | Christie | 115 | 0 | 0 | 0 | 0 | 0 | 0 | 0 | 0 | 0 | 0 | 0 | 0 | 0 | 0 | 0 | 0 | 0 | 0 | 0 | 0 | 0 | 0 | 0 | 0 | 0 | 0 | 0 | 0 | 0 | 0 | 0 | 0 | 0 | 0 | 0 | 0 | 0 | 0 | 0 | 0 | 0 | 0 | 0 | 0 | 0
SCE Eastern Study Area | Cielo Azul | 500 | Cielo Azul | 500 | 0 | 0 | 0 | 0 | 0 | 0 | 0 | 0 | 0 | 100 | 1400 | 400 | 150 | 0 | 1 | 0 | 0 | 0 | 0 | 0 | 0 | 0 | 0 | 0 | 100 | 1400 | 500 | 150 | 0 | 1 | 0 | 0 | 0 | 0 | 0 | 0 | 0 | 0 | 0 | 700 | 1900 | 500 | 450 | 0 | 1
PG&E North of Greater Bay Study Area | Cloverdale | 115 | Cloverdale | 115 | 32 | 0 | 0 | 0 | 0 | 0 | 0 | 0 | 0 | 0 | 0 | 0 | 0 | 0 | 1 | 32 | 0 | 0 | 0 | 0 | 0 | 0 | 0 | 0 | 0 | 0 | 0 | 0 | 0 | 1 | 32 | 0 | 0 | 0 | 0 | 0 | 0 | 0 | 0 | 0 | 0 | 0 | 0 | 0 | 1
PG&E Greater Bay Study Area | Coburn | 230 | Coburn | 230 | 0 | 4.82 | 0 | 0 | 0 | 0 | 0 | 0 | 0 | 0 | 0 | 0 | 0 | 0 | 1 | 0 | 4.82 | 100 | 0 | 0 | 0 | 0 | 0 | 0 | 0 | 0 | 0 | 0 | 0 | 1 | 0 | 4.82 | 100 | 0 | 0 | 0 | 0 | 0 | 0 | 0 | 0 | 0 | 0 | 0 | 1
PG&E North of Greater Bay Study Area | Colgate | 230 | Colgate | 230 | 0 | 5 | 0 | 0 | 0 | 0 | 0 | 0 | 0 | 0 | 0 | 0 | 0 | 0 | 1 | 0 | 5 | 0 | 0 | 0 | 0 | 0 | 0 | 0 | 0 | 0 | 0 | 0 | 0 | 1 | 0 | 5 | 0 | 0 | 0 | 0 | 0 | 0 | 0 | 0 | 0 | 0 | 0 | 0 | 1
PG&E Greater Bay Study Area | Collinsville | 500 | Collinsville | 500 | 0 | 0 | 0 | 0 | 0 | 0 | 0 | 0 | 0 | 0 | 0 | 0 | 0 | 0 | 0 | 0 | 0 | 0 | 0 | 0 | 0 | 0 | 0 | 0 | 0 | 0 | 0 | 0 | 0 | 0 | 0 | 0 | 0 | 0 | 0 | 0 | 0 | 0 | 0 | 0 | 0 | 0 | 0 | 0 | 0
PG&E Greater Bay Study Area | Collinsville | 230 | Collinsville | 230 | 0 | 0 | 0 | 0 | 0 | 0 | 0 | 0 | 0 | 0 | 0 | 0 | 0 | 0 | 0 | 0 | 0 | 0 | 0 | 0 | 0 | 0 | 0 | 0 | 0 | 0 | 0 | 0 | 0 | 0 | 0 | 0 | 0 | 0 | 0 | 0 | 0 | 0 | 0 | 0 | 0 | 0 | 0 | 0 | 0
SCE Eastern Study Area | Colorado River | 500 | Colorado River | 500 | 0 | 0 | 0 | 0 | 0 | 0 | 0 | 0 | 0 | 0 | 0 | 0 | 0 | 0 | 0 | 0 | 0 | 0 | 0 | 0 | 0 | 0 | 0 | 0 | 0 | 0 | 0 | 0 | 0 | 0 | 0 | 0 | 0 | 0 | 0 | 0 | 0 | 0 | 0 | 0 | 0 | 0 | 0 | 0 | 0
SCE Eastern Study Area | Colorado River | 230 | Colorado River | 230 | 0 | 0 | 0 | 0 | 0 | 0 | 0 | 0 | 0 | 300 | 395 | 204 | 0 | 0 | 1 | 0 | 0 | 0 | 0 | 0 | 0 | 0 | 0 | 0 | 300 | 395 | 204 | 0 | 0 | 1 | 0 | 0 | 0 | 0 | 0 | 0 | 0 | 0 | 0 | 500 | 895 | 204 | 200 | 0 | 1
PG&E Kern Study Area | Columbus | 115 | Columbus | 115 | 0 | 0 | 0 | 0 | 0 | 0 | 0 | 0 | 0 | 0 | 0 | 0 | 0 | 0 | 0 | 0 | 0 | 0 | 0 | 0 | 0 | 0 | 0 | 0 | 0 | 0 | 0 | 0 | 0 | 0 | 0 | 0 | 0 | 0 | 0 | 0 | 0 | 0 | 0 | 0 | 0 | 0 | 0 | 0 | 0
PG&E Greater Bay Study Area | Contra Costa PP | 230 | Contra Costa PP | 230 | 0 | 0 | 0 | 0 | 0 | 0 | 0 | 0 | 0 | 0 | 0 | 0 | 0 | 0 | 0 | 0 | 0 | 0 | 0 | 0 | 0 | 0 | 0 | 0 | 0 | 0 | 0 | 0 | 0 | 0 | 0 | 0 | 0 | 0 | 0 | 0 | 0 | 0 | 0 | 0 | 0 | 0 | 0 | 0 | 0
PG&E Greater Bay Study Area | Contra Costa | 230 | Contra Costa | 230 | 0 | 0 | 0 | 0 | 0 | 0 | 0 | 0 | 0.9375 | 0 | 0 | 0 | 0 | 0 | 1 | 0 | 0 | 0 | 0 | 0 | 0 | 0 | 0 | 0.9375 | 0 | 0 | 0 | 0 | 0 | 1 | 0 | 0 | 0 | 0 | 0 | 0 | 0 | 0 | 0.9375 | 0 | 0 | 0 | 0 | 0 | 1
SCE North of Lugo Study Area | Control | 115 | Control | 115 | 0 | 1.5 | 0 | 0 | 0 | 0 | 0 | 0 | 0 | 0 | 0 | 0 | 0 | 0 | 1 | 0 | 1.5 | 0 | 0 | 0 | 0 | 0 | 0 | 0 | 0 | 0 | 0 | 0 | 0 | 1 | 0 | 1.5 | 0 | 0 | 0 | 0 | 0 | 0 | 0 | 0 | 0 | 0 | 0 | 0 | 1
SCE North of Lugo Study Area | Coolwater | 230 | Coolwater | 230 | 0 | 0 | 0 | 0 | 0 | 0 | 0 | 0 | 0 | 0 | 0 | 0 | 0 | 0 | 0 | 0 | 0 | 0 | 0 | 0 | 0 | 0 | 0 | 0 | 0 | 0 | 0 | 0 | 0 | 0 | 0 | 0 | 0 | 0 | 0 | 0 | 0 | 0 | 0 | 0 | 0 | 0 | 0 | 0 | 0
SCE North of Lugo Study Area | Coolwater | 115 | Coolwater | 115 | 0 | 0 | 210 | 0 | 0 | 0 | 0 | 0 | 0 | 150 | 200 | 110 | 0 | 0 | 1 | 0 | 0 | 210 | 0 | 0 | 0 | 0 | 0 | 0 | 150 | 200 | 110 | 0 | 0 | 1 | 0 | 0 | 210 | 0 | 0 | 0 | 0 | 0 | 0 | 150 | 200 | 110 | 0 | 0 | 1
PG&E Fresno Study Area | Corcoran | 115 | Corcoran | 115 | 0 | 0 | 0 | 0 | 0 | 0 | 0 | 0 | 4 | 0 | 0 | 0 | 0 | 0 | 1 | 0 | 0 | 0 | 0 | 0 | 0 | 0 | 0 | 4 | 0 | 0 | 0 | 0 | 0 | 1 | 0 | 0 | 0 | 0 | 0 | 0 | 0 | 0 | 4 | 0 | 0 | 0 | 0 | 0 | 1
PG&E North of Greater Bay Study Area | Corona | 115 | Corona | 115 | 0 | 0 | 0 | 0 | 0 | 0 | 0 | 0 | 0 | 0 | 0 | 0 | 0 | 0 | 0 | 0 | 0 | 0 | 0 | 0 | 0 | 0 | 0 | 0 | 0 | 0 | 0 | 0 | 0 | 0 | 0 | 0 | 0 | 0 | 0 | 0 | 0 | 0 | 0 | 0 | 0 | 0 | 0 | 0 | 0
PG&E North of Greater Bay Study Area | Cortina | 230 | Cortina | 230 | 0 | 0 | 0 | 0 | 0 | 0 | 0 | 0 | 0 | 0 | 0 | 0 | 0 | 0 | 0 | 0 | 0 | 0 | 0 | 0 | 0 | 0 | 0 | 0 | 0 | 0 | 0 | 0 | 0 | 0 | 0 | 0 | 0 | 0 | 0 | 0 | 0 | 0 | 0 | 0 | 0 | 0 | 0 | 0 | 0
PG&E North of Greater Bay Study Area | Cortina | 115 | Cortina | 115 | 0 | 5 | 0 | 0 | 0 | 0 | 0 | 0 | 0 | 80 | 150 | 100 | 0 | 0 | 1 | 0 | 5 | 0 | 0 | 0 | 0 | 0 | 0 | 0 | 80 | 150 | 150 | 0 | 0 | 1 | 0 | 5 | 0 | 0 | 0 | 0 | 0 | 0 | 0 | 80 | 150 | 150 | 0 | 0 | 1
PG&E Greater Bay Study Area | Cottle | 230 | Cottle | 230 | 0 | 2 | 0 | 0 | 0 | 0 | 0 | 0 | 0 | 0 | 0 | 0 | 0 | 0 | 1 | 0 | 2 | 0 | 0 | 0 | 0 | 0 | 0 | 0 | 0 | 0 | 0 | 0 | 0 | 1 | 0 | 2 | 0 | 0 | 0 | 0 | 0 | 0 | 0 | 0 | 0 | 0 | 0 | 0 | 1
PG&E North of Greater Bay Study Area | Cottonwood | 230 | Cottonwood | 230 | 0 | 0 | 0 | 0 | 0 | 0 | 0 | 0 | 0 | 0 | 0 | 0 | 0 | 0 | 0 | 0 | 0 | 0 | 0 | 0 | 0 | 0 | 0 | 0 | 0 | 0 | 0 | 0 | 0 | 0 | 0 | 0 | 0 | 0 | 0 | 0 | 0 | 0 | 0 | 0 | 0 | 0 | 0 | 0 | 0
PG&E Greater Bay Study Area | Coyote | 230 | Coyote | 230 | 0 | 0 | 0 | 0 | 0 | 0 | 0 | 0 | 0 | 0 | 0 | 0 | 0 | 0 | 0 | 0 | 0 | 0 | 0 | 0 | 0 | 0 | 0 | 0 | 0 | 0 | 0 | 0 | 0 | 0 | 0 | 0 | 0 | 0 | 0 | 0 | 0 | 0 | 0 | 0 | 0 | 0 | 0 | 0 | 0
SDG&E Study Area | Creelman | 69 | Creelman | 69 | 0 | 0 | 0 | 0 | 0 | 0 | 0 | 0 | 0 | 0 | 0 | 0.47 | 0 | 0 | 1 | 0 | 0 | 0 | 0 | 0 | 0 | 0 | 0 | 0 | 0 | 0 | 0.47 | 0 | 0 | 1 | 0 | 0 | 0 | 0 | 0 | 0 | 0 | 0 | 0 | 0 | 0 | 0.47 | 0 | 0 | 1
PG&E Greater Bay Study Area | Crow Creek | 60 | Crow Creek | 60 | 0 | 0 | 0 | 0 | 0 | 0 | 0 | 0 | 0 | 0 | 0 | 0 | 0 | 0 | 0 | 0 | 0 | 0 | 0 | 0 | 0 | 0 | 0 | 0 | 0 | 0 | 0 | 0 | 0 | 0 | 0 | 0 | 0 | 0 | 0 | 0 | 0 | 0 | 0 | 0 | 0 | 0 | 0 | 0 | 0
PG&E Greater Bay Study Area | Curtis | 115 | Curtis | 115 | 0 | 5 | 0 | 0 | 0 | 0 | 0 | 0 | 0 | 0 | 0 | 0 | 0 | 0 | 1 | 0 | 5 | 0 | 0 | 0 | 0 | 0 | 0 | 0 | 0 | 0 | 0 | 0 | 0 | 1 | 0 | 5 | 0 | 0 | 0 | 0 | 0 | 0 | 0 | 0 | 0 | 0 | 0 | 0 | 1
PG&E Fresno Study Area | Dairyland | 115 | Dairyland | 115 | 0 | 0 | 0 | 0 | 0 | 0 | 0 | 0 | 0 | 0 | 0 | 0 | 0 | 0 | 0 | 0 | 0 | 0 | 0 | 0 | 0 | 0 | 0 | 5 | 0 | 0 | 0 | 0 | 0 | 1 | 0 | 0 | 0 | 0 | 0 | 0 | 0 | 0 | 5 | 0 | 0 | 0 | 0 | 0 | 1
PG&E North of Greater Bay Study Area | Davis | 115 | Davis | 115 | 0 | 0 | 0 | 0 | 0 | 0 | 0 | 0 | 0 | 0 | 0 | 0 | 0 | 0 | 0 | 0 | 0 | 0 | 0 | 0 | 0 | 0 | 0 | 0 | 0 | 0 | 0 | 0 | 0 | 0 | 0 | 0 | 0 | 0 | 0 | 0 | 0 | 0 | 0 | 10 | 85 | 0 | 40 | 0 | 1
SCE Metro Study Area | Del Amo | 230 | Del Amo | 230 | 0 | 0 | 0 | 0 | 0 | 0 | 0 | 0 | 0 | 0 | 0 | 0 | 0 | 0 | 0 | 0 | 0 | 0 | 0 | 0 | 0 | 0 | 0 | 0 | 0 | 0 | 0 | 0 | 0 | 0 | 0 | 0 | 0 | 0 | 0 | 0 | 0 | 0 | 0 | 0 | 0 | 0 | 0 | 0 | 0
SCE Eastern Study Area | Delaney | 500 | Delaney | 500 | 0 | 0 | 0 | 0 | 0 | 0 | 0 | 0 | 0 | 10 | 140 | 0 | 0 | 0 | 1 | 0 | 0 | 0 | 0 | 0 | 0 | 0 | 0 | 0 | 10 | 140 | 0 | 0 | 0 | 1 | 0 | 0 | 0 | 0 | 0 | 0 | 0 | 0 | 0 | 10 | 290 | 0 | 100 | 0 | 1
PG&E North of Greater Bay Study Area | Delevan | 230 | Delevan | 230 | 0 | 0 | 0 | 0 | 0 | 0 | 0 | 0 | 0 | 0 | 0 | 0 | 0 | 0 | 0 | 0 | 0 | 0 | 0 | 0 | 0 | 0 | 0 | 0 | 170 | 130 | 0 | 50 | 0 | 1 | 0 | 0 | 0 | 0 | 0 | 0 | 0 | 0 | 0 | 200 | 300 | 0 | 175 | 0 | 1
PG&E Greater Bay Study Area | Delta PP | 230 | Delta PP | 230 | 0 | 0 | 0 | 0 | 0 | 0 | 0 | 0 | 0 | 0 | 0 | 0 | 0 | 0 | 0 | 0 | 0 | 0 | 0 | 0 | 0 | 0 | 0 | 0 | 0 | 0 | 0 | 0 | 0 | 0 | 0 | 0 | 0 | 0 | 0 | 0 | 0 | 0 | 0 | 0 | 0 | 0 | 0 | 0 | 0
East of Pisgah Study Area | Desert View | 230 | Desert View | 230 | 0 | 0 | 0 | 0 | 0 | 0 | 0 | 0 | 0 | 0 | 0 | 0 | 0 | 0 | 0 | 0 | 0 | 0 | 0 | 0 | 0 | 0 | 0 | 0 | 0 | 0 | 0 | 0 | 0 | 0 | 0 | 0 | 0 | 0 | 0 | 0 | 0 | 0 | 0 | 0 | 190 | 79.1 | 0 | 0 | 1
SCE Eastern Study Area | Devers | 500 | Devers | 500 | 0 | 0 | 0 | 0 | 0 | 0 | 0 | 0 | 0 | 0 | 0 | 0 | 0 | 0 | 0 | 0 | 0 | 0 | 0 | 0 | 0 | 0 | 0 | 0 | 0 | 0 | 0 | 0 | 0 | 0 | 0 | 0 | 0 | 0 | 0 | 0 | 0 | 0 | 0 | 0 | 0 | 0 | 0 | 0 | 0
SCE Eastern Study Area | Devers | 230 | Devers | 230 | 0 | 0 | 224 | 100 | 0 | 0 | 0 | 0 | 0 | 0 | 0 | 0 | 120 | 0 | 1 | 0 | 0 | 224 | 100 | 0 | 0 | 0 | 0 | 0 | 300 | 100 | 0 | 120 | 0 | 1 | 0 | 0 | 224 | 100 | 0 | 0 | 0 | 0 | 0 | 300 | 100 | 0 | 120 | 0 | 1
PG&E Kern Study Area | Diablo | 500 | Diablo Canyon | 500 | 0 | 0 | 0 | 0 | 0 | 0 | 0 | 0 | 0 | 0 | 0 | 0 | 0 | 0 | 0 | 0 | 0 | 0 | 0 | 0 | 0 | 2924 | 0 | 0 | 0 | 0 | 0 | 0 | 0 | 1 | 0 | 0 | 0 | 0 | 0 | 0 | 2924 | 0 | 0 | 0 | 0 | 0 | 0 | 0 | 1
PG&E Kern Study Area | Diablo | 230 | Diablo Canyon | 230 | 0 | 0 | 0 | 0 | 0 | 0 | 0 | 0 | 0 | 0 | 0 | 0 | 0 | 0 | 0 | 0 | 0 | 0 | 0 | 0 | 0 | 0 | 0 | 0 | 0 | 0 | 0 | 0 | 0 | 0 | 0 | 0 | 0 | 0 | 0 | 0 | 0 | 0 | 0 | 0 | 0 | 0 | 0 | 0 | 0
PG&E Greater Bay Study Area | Dixon Landing | 115 | Dixon Landing | 115 | 0 | 0 | 0 | 0 | 0 | 0 | 0 | 0 | 2.3 | 0 | 0 | 0 | 0 | 0 | 1 | 0 | 0 | 0 | 0 | 0 | 0 | 0 | 0 | 2.3 | 0 | 0 | 0 | 0 | 0 | 1 | 0 | 0 | 0 | 0 | 0 | 0 | 0 | 0 | 2.3 | 0 | 0 | 0 | 0 | 0 | 1
PG&E Greater Bay Study Area | Donnells PH | 115 | 0 | 0 | 0 | 3 | 0 | 0 | 0 | 0 | 0 | 0 | 0 | 0 | 0 | 0 | 0 | 0 | 1 | 0 | 3 | 0 | 0 | 0 | 0 | 0 | 0 | 0 | 0 | 0 | 0 | 0 | 0 | 1 | 0 | 3 | 0 | 0 | 0 | 0 | 0 | 0 | 0 | 0 | 0 | 0 | 0 | 0 | 1
PG&E Fresno Study Area | Dos Amigos | 230 | Dos Amigos | 230 | 0 | 0 | 0 | 0 | 0 | 0 | 0 | 0 | 3 | 0 | 0 | 0 | 0 | 0 | 1 | 0 | 0 | 0 | 0 | 0 | 0 | 0 | 0 | 3 | 0 | 0 | 0 | 0 | 0 | 1 | 0 | 0 | 0 | 0 | 0 | 0 | 0 | 0 | 3 | 0 | 0 | 0 | 0 | 0 | 1
PG&E North of Greater Bay Study Area | Drum | 115 | Drum | 115 | 0 | 0 | 0 | 0 | 0 | 0 | 0 | 0 | 0 | 0 | 0 | 0 | 0 | 0 | 0 | 0 | 0 | 0 | 0 | 0 | 0 | 0 | 0 | 0 | 0 | 0 | 0 | 0 | 0 | 0 | 0 | 0 | 0 | 0 | 0 | 0 | 0 | 0 | 0 | 0 | 0 | 0 | 0 | 0 | 0
PG&E Greater Bay Study Area | Dumbarton | 115 | Dumbarton | 115 | 0 | 0 | 0 | 0 | 0 | 0 | 0 | 0 | 1 | 0 | 0 | 0 | 0 | 0 | 1 | 0 | 0 | 0 | 0 | 0 | 0 | 0 | 0 | 1 | 0 | 0 | 0 | 0 | 0 | 1 | 0 | 0 | 0 | 0 | 0 | 0 | 0 | 0 | 1 | 0 | 0 | 0 | 0 | 0 | 1
SCE Eastern Study Area | Eagle Mountain | 230 | Eagle Mountain | 230 | 0 | 0 | 0 | 0 | 0 | 0 | 0 | 0 | 0 | 0 | 0 | 0 | 0 | 0 | 0 | 0 | 0 | 0 | 0 | 0 | 0 | 0 | 0 | 0 | 0 | 0 | 0 | 0 | 0 | 0 | 0 | 0 | 0 | 0 | 0 | 0 | 0 | 0 | 0 | 0 | 0 | 0 | 0 | 0 | 0
PG&E North of Greater Bay Study Area | Eagle Rock (PGE) | 115 | Eagle Rock (PGE) | 115 | 32 | 2 | 104 | 27 | 0 | 0 | 0 | 0 | 0 | 0 | 0 | 0 | 0 | 0 | 1 | 32 | 2 | 104 | 27 | 0 | 0 | 0 | 0 | 0 | 0 | 0 | 0 | 0 | 0 | 1 | 32 | 2 | 104 | 27 | 0 | 0 | 0 | 0 | 0 | 0 | 0 | 0 | 0 | 0 | 1
SCE Metro Study Area | Eagle Rock (SCE) | 230 | Eagle Rock (SCE) | 230 | 0 | 0 | 0 | 0 | 0 | 0 | 0 | 0 | 0 | 0 | 0 | 0 | 0 | 0 | 0 | 0 | 0 | 0 | 0 | 0 | 0 | 0 | 0 | 0 | 0 | 0 | 0 | 0 | 0 | 0 | 0 | 0 | 0 | 0 | 0 | 0 | 0 | 0 | 0 | 0 | 0 | 0 | 0 | 0 | 0
PG&E North of Greater Bay Study Area | East Nicolaus | 115 | East Nicolaus | 115 | 0 | 0 | 0 | 0 | 0 | 0 | 0 | 0 | 0 | 0 | 0 | 0 | 0 | 0 | 0 | 0 | 0 | 0 | 0 | 0 | 0 | 0 | 0 | 0 | 0 | 0 | 0 | 0 | 0 | 0 | 0 | 0 | 0 | 0 | 0 | 0 | 0 | 0 | 0 | 0 | 0 | 0 | 0 | 0 | 0
PG&E Greater Bay Study Area | East Shore | 230 | Eastshore | 230 | 0 | 0 | 0 | 0 | 0 | 0 | 0 | 0 | 0 | 0 | 0 | 0 | 0 | 0 | 0 | 0 | 0 | 0 | 0 | 0 | 0 | 0 | 0 | 0 | 0 | 0 | 0 | 0 | 0 | 0 | 0 | 0 | 0 | 0 | 0 | 0 | 0 | 0 | 0 | 0 | 0 | 0 | 0 | 0 | 0
PG&E Greater Bay Study Area | East Shore | 115 | Eastshore | 115 | 0 | 0 | 0 | 0 | 0 | 0 | 0 | 0 | 0 | 0 | 0 | 0 | 0 | 0 | 0 | 0 | 0 | 0 | 0 | 0 | 0 | 0 | 0 | 0 | 0 | 0 | 0 | 0 | 0 | 0 | 0 | 0 | 0 | 0 | 0 | 0 | 0 | 0 | 0 | 0 | 0 | 0 | 0 | 0 | 0
SDG&E Study Area | ECO | 500 | ECO | 500 | 0 | 0 | 0 | 0 | 0 | 0 | 0 | 0 | 0 | 0 | 0 | 0 | 0 | 0 | 0 | 0 | 0 | 500 | 0 | 0 | 0 | 0 | 0 | 0 | 0 | 0 | 0 | 0 | 0 | 1 | 0 | 0 | 500 | 0 | 0 | 0 | 0 | 0 | 0 | 0 | 0 | 0 | 0 | 0 | 1
SDG&E Study Area | ECO | 230 | ECO | 230 | 0 | 0 | 415 | 185 | 0 | 0 | 0 | 0 | 0 | 0 | 0 | 0 | 0 | 0 | 1 | 0 | 0 | 415 | 185 | 0 | 0 | 0 | 0 | 0 | 0 | 0 | 0 | 0 | 0 | 1 | 0 | 0 | 415 | 185 | 0 | 0 | 0 | 0 | 0 | 0 | 0 | 0 | 0 | 0 | 1
SDG&E Study Area | ECO | 138 | ECO | 138 | 0 | 0 | 60 | 4 | 0 | 0 | 0 | 0 | 0 | 0 | 182 | 117.15 | 0 | 0 | 1 | 0 | 0 | 60 | 4 | 0 | 0 | 0 | 0 | 0 | 0 | 182 | 117.15 | 0 | 0 | 1 | 0 | 0 | 60 | 4 | 0 | 0 | 0 | 0 | 0 | 0 | 182 | 117.15 | 0 | 0 | 1
PG&E Greater Bay Study Area | Edes | 115 | Edes | 115 | 0 | 0 | 0 | 0 | 0 | 0 | 0 | 0 | 0 | 0 | 0 | 0 | 0 | 0 | 0 | 0 | 0 | 0 | 0 | 0 | 0 | 0 | 0 | 0 | 0 | 0 | 0 | 0 | 0 | 0 | 0 | 0 | 0 | 0 | 0 | 0 | 0 | 0 | 0 | 0 | 0 | 0 | 0 | 0 | 0
PG&E Greater Bay Study Area | Eight Mile | 230 | Eight Mile | 230 | 0 | 0 | 0 | 0 | 0 | 0 | 0 | 0 | 0 | 0 | 0 | 0 | 0 | 0 | 0 | 0 | 0 | 0 | 0 | 0 | 0 | 0 | 0 | 0 | 0 | 0 | 0 | 0 | 0 | 0 | 0 | 0 | 0 | 0 | 0 | 0 | 0 | 0 | 0 | 0 | 0 | 0 | 0 | 0 | 0
SDG&E Study Area | El Cajon | 69 | El Cajon | 69 | 0 | 0 | 0 | 0 | 0 | 0 | 0 | 0 | 0 | 0 | 0 | 50 | 0 | 0 | 1 | 0 | 0 | 0 | 0 | 0 | 0 | 0 | 0 | 0 | 0 | 0 | 50 | 0 | 0 | 1 | 0 | 0 | 0 | 0 | 0 | 0 | 0 | 0 | 0 | 0 | 0 | 50 | 0 | 0 | 1
SCE Eastern Study Area | El Casco | 230 | El Casco | 230 | 0 | 0 | 0 | 0 | 0 | 0 | 0 | 0 | 0 | 0 | 0 | 65 | 0 | 0 | 1 | 0 | 0 | 0 | 0 | 0 | 0 | 0 | 0 | 0 | 0 | 0 | 65 | 0 | 0 | 1 | 0 | 0 | 0 | 0 | 0 | 0 | 0 | 0 | 0 | 0 | 0 | 65 | 0 | 0 | 1
PG&E Fresno Study Area | El Nido (PGE) | 115 | El Nido (PGE) | 115 | 0 | 0 | 0 | 0 | 0 | 0 | 0 | 0 | 3 | 0 | 0 | 0 | 0 | 0 | 1 | 0 | 0 | 0 | 0 | 0 | 0 | 0 | 0 | 3 | 0 | 0 | 0 | 0 | 0 | 1 | 0 | 0 | 0 | 0 | 0 | 0 | 0 | 0 | 3 | 0 | 0 | 0 | 0 | 0 | 1
SCE Metro Study Area | El Nido (SCE) | 230 | El Nido (SCE) | 230 | 0 | 0 | 0 | 0 | 0 | 0 | 0 | 0 | 0 | 0 | 0 | 0 | 13 | 0 | 1 | 0 | 0 | 0 | 0 | 0 | 0 | 0 | 0 | 0 | 0 | 0 | 0 | 13 | 0 | 1 | 0 | 0 | 0 | 0 | 0 | 0 | 0 | 0 | 0 | 0 | 0 | 0 | 13 | 0 | 1
PG&E Greater Bay Study Area | El Patio | 115 | El Patio | 115 | 0 | 0 | 0 | 0 | 0 | 0 | 0 | 0 | 0 | 0 | 0 | 0 | 0 | 0 | 0 | 0 | 0 | 0 | 0 | 0 | 0 | 0 | 0 | 0 | 0 | 0 | 0 | 0 | 0 | 0 | 0 | 0 | 0 | 0 | 0 | 0 | 0 | 0 | 0 | 0 | 0 | 0 | 0 | 0 | 0
SCE Metro Study Area | El Segundo | 230 | El Segundo | 230 | 0 | 0 | 0 | 0 | 0 | 0 | 0 | 0 | 0 | 0 | 0 | 0 | 0 | 0 | 0 | 0 | 0 | 0 | 0 | 0 | 0 | 0 | 0 | 0 | 0 | 0 | 0 | 0 | 0 | 0 | 0 | 0 | 0 | 0 | 0 | 0 | 0 | 0 | 0 | 0 | 0 | 0 | 0 | 0 | 0
East of Pisgah Study Area | Eldorado | 500 | Eldorado | 500 | 240 | 0 | 0 | 0 | 2100 | 0 | 0 | 0 | 0 | 0 | 0 | 0 | 0 | 0 | 1 | 299 | 0 | 0 | 0 | 2904.8 | 0 | 0 | 0 | 0 | 0 | 0 | 0 | 0 | 0 | 1 | 299 | 0 | 0 | 0 | 3000 | 0 | 0 | 0 | 0 | 0 | 0 | 0 | 0 | 0 | 1
East of Pisgah Study Area | Eldorado | 230 | Eldorado | 230 | 26 | 0 | 0 | 0 | 0 | 0 | 0 | 0 | 0 | 0 | 300 | 279 | 0 | 0 | 1 | 76 | 0 | 0 | 0 | 0 | 0 | 0 | 0 | 0 | 0 | 300 | 279 | 0 | 0 | 1 | 76 | 0 | 0 | 0 | 0 | 0 | 0 | 0 | 0 | 0 | 300 | 279 | 250 | 0 | 1
PG&E Kern Study Area | Elk Hills | 230 | Elk Hills | 230 | 0 | 0 | 0 | 0 | 0 | 0 | 0 | 0 | 5.25 | 0 | 0 | 0 | 0 | 0 | 1 | 0 | 0 | 0 | 0 | 0 | 0 | 0 | 0 | 5.25 | 0 | 0 | 0 | 0 | 0 | 1 | 0 | 0 | 0 | 0 | 0 | 0 | 0 | 0 | 5.25 | 0 | 0 | 0 | 0 | 0 | 1
SDG&E Study Area | Elliot | 69 | Elliot | 69 | 0 | 0 | 0 | 0 | 0 | 0 | 0 | 0 | 0 | 0 | 0 | 9.75 | 0 | 0 | 1 | 0 | 0 | 0 | 0 | 0 | 0 | 0 | 0 | 0 | 0 | 0 | 9.75 | 0 | 0 | 1 | 0 | 0 | 0 | 0 | 0 | 0 | 0 | 0 | 0 | 0 | 0 | 9.75 | 0 | 0 | 1
SCE Metro Study Area | Ellis | 230 | Ellis | 230 | 0 | 0 | 0 | 0 | 0 | 0 | 0 | 0 | 0 | 0 | 0 | 0 | 0 | 0 | 0 | 0 | 0 | 0 | 0 | 0 | 0 | 0 | 0 | 0 | 0 | 0 | 0 | 0 | 0 | 0 | 0 | 0 | 0 | 0 | 0 | 0 | 0 | 0 | 0 | 0 | 0 | 0 | 0 | 0 | 0
SDG&E Study Area | Encina | 230 | Encina | 230 | 0 | 0 | 0 | 0 | 0 | 0 | 0 | 0 | 0 | 0 | 0 | 0 | 0 | 0 | 0 | 0 | 0 | 0 | 0 | 0 | 0 | 0 | 0 | 0 | 0 | 0 | 0 | 0 | 0 | 0 | 0 | 0 | 0 | 0 | 0 | 0 | 0 | 0 | 0 | 0 | 0 | 0 | 0 | 0 | 0
SDG&E Study Area | Escondido | 230 | Escondido | 230 | 0 | 0 | 0 | 0 | 0 | 0 | 0 | 0 | 0 | 0 | 0 | 0 | 0 | 0 | 0 | 0 | 0 | 0 | 0 | 0 | 0 | 0 | 0 | 0 | 0 | 0 | 0 | 0 | 0 | 0 | 0 | 0 | 0 | 0 | 0 | 0 | 0 | 0 | 0 | 0 | 0 | 0 | 92 | 0 | 1
SCE Eastern Study Area | Etiwanda | 230 | Etiwanda | 230 | 0 | 0 | 0 | 0 | 0 | 0 | 0 | 0 | 0 | 0 | 0 | 100 | 0 | 0 | 1 | 0 | 0 | 0 | 0 | 0 | 0 | 0 | 0 | 0 | 0 | 0 | 100 | 0 | 0 | 1 | 0 | 0 | 0 | 0 | 0 | 0 | 0 | 0 | 0 | 0 | 0 | 100 | 0 | 0 | 1
PG&E Greater Bay Study Area | Evergreen | 115 | Evergreen | 115 | 0 | 0 | 0 | 0 | 0 | 0 | 0 | 0 | 0 | 0 | 0 | 0 | 0 | 0 | 0 | 0 | 0 | 0 | 0 | 0 | 0 | 0 | 0 | 0 | 0 | 0 | 0 | 0 | 0 | 0 | 0 | 0 | 0 | 0 | 0 | 0 | 0 | 0 | 0 | 0 | 0 | 0 | 0 | 0 | 0
PG&E Fresno Study Area | Excelsior | 115 | Excelsior | 115 | 0 | 0 | 0 | 0 | 0 | 0 | 0 | 0 | 0 | 0 | 0 | 0 | 0 | 0 | 0 | 0 | 0 | 0 | 0 | 0 | 0 | 0 | 0 | 0 | 0 | 0 | 0 | 0 | 0 | 0 | 0 | 0 | 0 | 0 | 0 | 0 | 0 | 0 | 0 | 0 | 0 | 0 | 0 | 0 | 0
PG&E Fresno Study Area | Exchequer | 115 | Exchequer | 115 | 0 | 5.2 | 0 | 0 | 0 | 0 | 0 | 0 | 0 | 0 | 0 | 0 | 0 | 0 | 1 | 0 | 5.2 | 0 | 0 | 0 | 0 | 0 | 0 | 0 | 0 | 0 | 0 | 0 | 0 | 1 | 0 | 5.2 | 0 | 0 | 0 | 0 | 0 | 0 | 0 | 0 | 0 | 0 | 0 | 0 | 1
PG&E Kern Study Area | Fairway | 115 | Fairway | 115 | 0 | 0 | 0 | 0 | 0 | 0 | 0 | 0 | 0 | 0 | 0 | 0 | 0 | 0 | 0 | 0 | 0 | 0 | 0 | 0 | 0 | 0 | 0 | 0 | 0 | 0 | 0 | 0 | 0 | 0 | 0 | 0 | 0 | 0 | 0 | 0 | 0 | 0 | 0 | 0 | 0 | 0 | 0 | 0 | 0
PG&E Kern Study Area | Famoso | 115 | Famoso | 115 | 0 | 0 | 0 | 0 | 0 | 0 | 0 | 0 | 5 | 0 | 0 | 0 | 0 | 0 | 1 | 0 | 0 | 0 | 0 | 0 | 0 | 0 | 0 | 5 | 0 | 0 | 0 | 0 | 0 | 1 | 0 | 0 | 0 | 0 | 0 | 0 | 0 | 0 | 5 | 0 | 0 | 0 | 0 | 0 | 1
PG&E Greater Bay Study Area | Fibreboard (SPI Sonora) | 115 | Fibreboard (SPI Sonora) | 115 | 0 | 0 | 0 | 0 | 0 | 0 | 0 | 0 | 0 | 0 | 0 | 0 | 0 | 0 | 0 | 0 | 0 | 0 | 0 | 0 | 0 | 0 | 0 | 0 | 0 | 0 | 0 | 0 | 0 | 0 | 0 | 0 | 0 | 0 | 0 | 0 | 0 | 0 | 0 | 0 | 0 | 0 | 0 | 0 | 0
PG&E Fresno Study Area | Figarden | 230 | Figarden | 230 | 0 | 0 | 0 | 0 | 0 | 0 | 0 | 0 | 0 | 0 | 0 | 0 | 0 | 0 | 0 | 0 | 0 | 0 | 0 | 0 | 0 | 0 | 0 | 0 | 0 | 0 | 0 | 0 | 0 | 0 | 0 | 0 | 0 | 0 | 0 | 0 | 0 | 0 | 0 | 0 | 0 | 0 | 0 | 0 | 0
PG&E Fresno Study Area | Fink (Proposed) | 230 | Fink | 230 | 0 | 0 | 0 | 0 | 0 | 0 | 0 | 0 | 0 | 170 | 0 | 157 | 30 | 0 | 1 | 0 | 0 | 0 | 0 | 0 | 0 | 0 | 0 | 0 | 170 | 0 | 157 | 30 | 0 | 1 | 0 | 0 | 0 | 0 | 0 | 0 | 0 | 0 | 0 | 170 | 0 | 157 | 30 | 0 | 1
PG&E Greater Bay Study Area | FMC | 115 | FMC | 115 | 0 | 0 | 0 | 0 | 0 | 0 | 0 | 0 | 0 | 0 | 0 | 0 | 0 | 0 | 0 | 0 | 0 | 0 | 0 | 0 | 0 | 0 | 0 | 0 | 0 | 0 | 0 | 0 | 0 | 0 | 0 | 0 | 0 | 0 | 0 | 0 | 0 | 0 | 0 | 0 | 0 | 0 | 0 | 0 | 0
PG&E Greater Bay Study Area | Frogtown | 115 | Frogtown | 115 | 0 | 0 | 0 | 0 | 0 | 0 | 0 | 0 | 0 | 0 | 0 | 0 | 0 | 0 | 0 | 0 | 0 | 0 | 0 | 0 | 0 | 0 | 0 | 0 | 0 | 0 | 0 | 0 | 0 | 0 | 0 | 0 | 0 | 0 | 0 | 0 | 0 | 0 | 0 | 0 | 0 | 0 | 0 | 0 | 0
PG&E North of Greater Bay Study Area | Fulton | 230 | Fulton | 230 | 0 | 0 | 0 | 0 | 0 | 0 | 0 | 0 | 0 | 0 | 0 | 38 | 0 | 0 | 1 | 17 | 0 | 0 | 0 | 0 | 0 | 0 | 0 | 0 | 0 | 0 | 38 | 0 | 0 | 1 | 17 | 0 | 0 | 0 | 0 | 0 | 0 | 0 | 0 | 0 | 0 | 38 | 0 | 0 | 1
PG&E North of Greater Bay Study Area | Fulton | 115 | Fulton | 115 | 0 | 2 | 0 | 0 | 0 | 0 | 0 | 0 | 0 | 0 | 0 | 0 | 0 | 0 | 1 | 0 | 2 | 0 | 0 | 0 | 0 | 0 | 0 | 0 | 0 | 0 | 0 | 0 | 0 | 1 | 0 | 2 | 0 | 0 | 0 | 0 | 0 | 0 | 0 | 0 | 0 | 0 | 0 | 0 | 1
East of Pisgah Study Area | Carpenter Canyon (fka Gamebird) | 230 | Carpenter Canyon (fka Gamebird) | 230 | 0 | 0 | 0 | 0 | 0 | 0 | 0 | 0 | 0 | 210 | 0 | 0 | 0 | 0 | 1 | 0 | 0 | 0 | 0 | 0 | 0 | 0 | 0 | 0 | 210 | 0 | 200 | 0 | 0 | 1 | 0 | 0 | 0 | 0 | 0 | 0 | 0 | 0 | 0 | 210 | 150 | 200 | 40.5 | 0 | 1
East of Pisgah Study Area | Carpenter Canyon (fka Gamebird) | 138 | Carpenter Canyon (fka Gamebird) | 138 | 0 | 0 | 0 | 0 | 0 | 0 | 0 | 0 | 0 | 0 | 0 | 0 | 0 | 0 | 0 | 0 | 0 | 0 | 0 | 0 | 0 | 0 | 0 | 0 | 0 | 0 | 0 | 0 | 0 | 0 | 0 | 0 | 0 | 0 | 0 | 0 | 0 | 0 | 0 | 0 | 0 | 0 | 0 | 0 | 0
PG&E Kern Study Area | Ganso | 115 | Ganso | 115 | 0 | 1 | 0 | 0 | 0 | 0 | 0 | 0 | 1.5 | 0 | 0 | 0 | 0 | 0 | 1 | 0 | 1 | 0 | 0 | 0 | 0 | 0 | 0 | 1.5 | 0 | 0 | 0 | 0 | 0 | 1 | 0 | 1 | 0 | 0 | 0 | 0 | 0 | 0 | 1.5 | 0 | 0 | 0 | 0 | 0 | 1
PG&E Fresno Study Area | Gates | 500 | Gates | 500 | 0 | 0 | 0 | 0 | 0 | 0 | 0 | 0 | 0 | 0 | 0 | 0 | 0 | 0 | 0 | 0 | 0 | 0 | 0 | 0 | 0 | 0 | 0 | 0 | 0 | 0 | 0 | 0 | 0 | 0 | 0 | 0 | 0 | 0 | 0 | 0 | 0 | 0 | 0 | 0 | 0 | 0 | 0 | 0 | 0
PG&E Fresno Study Area | Gates | 230 | Gates | 230 | 0 | 0 | 0 | 0 | 0 | 0 | 0 | 0 | 4.59 | 781.5 | 143.5 | 763.131 | 0 | 0 | 1 | 0 | 0 | 0 | 0 | 0 | 0 | 0 | 0 | 4.59 | 1026.5 | 143.5 | 763.131 | 0 | 0 | 1 | 0 | 0 | 0 | 0 | 0 | 0 | 0 | 0 | 4.59 | 1026.5 | 618.5 | 763.131 | 232 | 0 | 1
PG&E Fresno Study Area | New Sub - Gates - Midway (Proposed) | 230 | New Sub - Gates - Midway (Proposed) | 230 | 0 | 0 | 0 | 0 | 0 | 0 | 0 | 0 | 0 | 0 | 0 | 0 | 0 | 0 | 0 | 0 | 0 | 0 | 0 | 0 | 0 | 0 | 0 | 0 | 0 | 0 | 0 | 0 | 0 | 0 | 0 | 0 | 0 | 0 | 0 | 0 | 0 | 0 | 0 | 50 | 700 | 0 | 475 | 0 | 1
PG&E Kern Study Area | New Sub - Gates - Templeton (Proposed) | 230 | New Sub - Gates - Templeton (Proposed) | 230 | 0 | 0 | 0 | 0 | 0 | 0 | 0 | 0 | 0 | 0 | 0 | 0 | 0 | 0 | 0 | 0 | 0 | 0 | 0 | 0 | 0 | 0 | 0 | 0 | 0 | 0 | 0 | 0 | 0 | 0 | 0 | 0 | 0 | 0 | 0 | 0 | 0 | 0 | 0 | 0 | 0 | 0 | 0 | 0 | 0
PG&E North of Greater Bay Study Area | Geysers 12 | 230 | Geysers 12 | 230 | 13 | 0 | 0 | 0 | 0 | 0 | 0 | 0 | 0 | 0 | 0 | 0 | 0 | 0 | 1 | 63 | 0 | 0 | 0 | 0 | 0 | 0 | 0 | 0 | 0 | 0 | 0 | 0 | 0 | 1 | 63 | 0 | 0 | 0 | 0 | 0 | 0 | 0 | 0 | 0 | 0 | 0 | 0 | 0 | 1
PG&E North of Greater Bay Study Area | Geysers 17 | 230 | Geysers 17 | 230 | 0 | 0 | 0 | 0 | 0 | 0 | 0 | 0 | 0 | 0 | 0 | 0 | 0 | 0 | 0 | 0 | 0 | 0 | 0 | 0 | 0 | 0 | 0 | 0 | 0 | 0 | 0 | 0 | 0 | 0 | 0 | 0 | 0 | 0 | 0 | 0 | 0 | 0 | 0 | 0 | 0 | 0 | 0 | 0 | 0
PG&E North of Greater Bay Study Area | Geysers 5&6 | 115 | 0 | 0 | 0 | 0 | 0 | 0 | 0 | 0 | 0 | 0 | 0 | 0 | 0 | 0 | 0 | 0 | 0 | 0 | 0 | 0 | 0 | 0 | 0 | 0 | 0 | 0 | 0 | 0 | 0 | 0 | 0 | 0 | 0 | 0 | 0 | 0 | 0 | 0 | 0 | 0 | 0 | 0 | 0 | 0 | 0 | 0 | 0
PG&E North of Greater Bay Study Area | Geysers 9&10 Sonoma | 230 | 0 | 0 | 0 | 0 | 0 | 0 | 0 | 0 | 0 | 0 | 0 | 0 | 0 | 0 | 0 | 0 | 0 | 0 | 0 | 0 | 0 | 0 | 0 | 0 | 0 | 0 | 0 | 0 | 0 | 0 | 0 | 0 | 0 | 0 | 0 | 0 | 0 | 0 | 0 | 0 | 0 | 0 | 0 | 0 | 0 | 0 | 0
PG&E Fresno Study Area | Giffen | 70 | 0 | 0 | 0 | 0 | 0 | 0 | 0 | 0 | 0 | 0 | 0 | 0 | 0 | 0 | 0 | 0 | 0 | 0 | 0 | 0 | 0 | 0 | 0 | 0 | 0 | 0 | 0 | 0 | 0 | 0 | 0 | 0 | 0 | 0 | 0 | 0 | 0 | 0 | 0 | 0 | 0 | 0 | 0 | 0 | 0 | 0 | 0
PG&E North of Greater Bay Study Area | Glenn | 230 | Glenn | 230 | 0 | 4 | 106.5 | 96 | 0 | 0 | 0 | 0 | 0 | 0 | 0 | 0 | 0 | 0 | 1 | 0 | 4 | 233 | 100 | 0 | 0 | 0 | 0 | 0 | 0 | 0 | 0 | 0 | 0 | 1 | 0 | 4 | 233 | 100 | 0 | 0 | 0 | 0 | 0 | 0 | 0 | 0 | 0 | 0 | 1
PG&E North of Greater Bay Study Area | Gold Hill | 230 | Gold Hill | 230 | 0 | 0 | 0 | 0 | 0 | 0 | 0 | 0 | 0 | 0 | 0 | 0 | 0 | 0 | 0 | 0 | 0 | 0 | 0 | 0 | 0 | 0 | 0 | 0 | 0 | 0 | 50 | 0 | 0 | 1 | 0 | 0 | 0 | 0 | 0 | 0 | 0 | 0 | 0 | 0 | 0 | 50 | 0 | 0 | 1
SCE Northern Area | Goleta | 230 | Goleta | 230 | 0 | 1 | 0 | 0 | 0 | 0 | 0 | 0 | 0 | 0 | 0 | 70 | 0 | 0 | 1 | 0 | 1 | 0 | 0 | 0 | 0 | 0 | 0 | 0 | 0 | 0 | 70 | 0 | 0 | 1 | 0 | 1 | 0 | 0 | 0 | 0 | 0 | 0 | 0 | 0 | 0 | 70 | 0 | 0 | 1
SCE Metro Study Area | Goodrich | 230 | Goodrich | 230 | 0 | 0 | 0 | 0 | 0 | 0 | 0 | 0 | 0 | 0 | 0 | 0 | 0 | 0 | 0 | 0 | 0 | 0 | 0 | 0 | 0 | 0 | 0 | 0 | 0 | 0 | 0 | 0 | 0 | 0 | 0 | 0 | 0 | 0 | 0 | 0 | 0 | 0 | 0 | 0 | 0 | 0 | 0 | 0 | 0
PG&E Kern Study Area | Goose Lake | 115 | Goose Lake | 115 | 0 | 0 | 0 | 0 | 0 | 0 | 0 | 0 | 0 | 0 | 0 | 0 | 0 | 0 | 0 | 0 | 0 | 0 | 0 | 0 | 0 | 0 | 0 | 0 | 0 | 0 | 0 | 0 | 0 | 0 | 0 | 0 | 0 | 0 | 0 | 0 | 0 | 0 | 0 | 0 | 0 | 0 | 0 | 0 | 0
SCE Metro Study Area | Gould | 230 | Gould | 230 | 0 | 0 | 0 | 0 | 0 | 0 | 0 | 0 | 0 | 0 | 0 | 0 | 0 | 0 | 0 | 0 | 0 | 0 | 0 | 0 | 0 | 0 | 0 | 0 | 0 | 0 | 0 | 0 | 0 | 0 | 0 | 0 | 0 | 0 | 0 | 0 | 0 | 0 | 0 | 0 | 0 | 0 | 0 | 0 | 0
PG&E Greater Bay Study Area | Grant | 115 | Grant | 115 | 0 | 0 | 0 | 0 | 0 | 0 | 0 | 0 | 0 | 0 | 0 | 0 | 0 | 0 | 0 | 0 | 0 | 0 | 0 | 0 | 0 | 0 | 0 | 0 | 0 | 0 | 0 | 0 | 0 | 0 | 0 | 0 | 0 | 0 | 0 | 0 | 0 | 0 | 0 | 0 | 0 | 0 | 0 | 0 | 0
PG&E Greater Bay Study Area | Green Valley | 115 | Green Valley | 115 | 0 | 0 | 0 | 0 | 0 | 0 | 0 | 0 | 0 | 0 | 0 | 0 | 0 | 0 | 0 | 0 | 0 | 0 | 0 | 0 | 0 | 0 | 0 | 0 | 0 | 0 | 0 | 0 | 0 | 0 | 0 | 0 | 0 | 0 | 0 | 0 | 0 | 0 | 0 | 0 | 0 | 0 | 0 | 0 | 0
PG&E North of Greater Bay Study Area | Greenleaf 1 | 115 | Greenleaf 1 | 115 | 0 | 0 | 0 | 0 | 0 | 0 | 0 | 0 | 0 | 0 | 0 | 0 | 0 | 0 | 0 | 0 | 0 | 0 | 0 | 0 | 0 | 0 | 0 | 0 | 0 | 0 | 0 | 0 | 0 | 0 | 0 | 0 | 0 | 0 | 0 | 0 | 0 | 0 | 0 | 0 | 0 | 0 | 0 | 0 | 0
PG&E Fresno Study Area | Gregg | 230 | Gregg | 230 | 0 | 0 | 105 | 35 | 0 | 0 | 0 | 0 | 0 | 0 | 0 | 0 | 0 | 0 | 1 | 0 | 0 | 105 | 35 | 0 | 0 | 0 | 0 | 0 | 0 | 0 | 0 | 0 | 130 | 1 | 0 | 0 | 105 | 35 | 0 | 0 | 0 | 0 | 0 | 0 | 0 | 0 | 0 | 130 | 1
PG&E Kern Study Area | Grimmway-Malaga | 115 | Grimmway-Malaga | 115 | 0 | 0 | 0 | 0 | 0 | 0 | 0 | 0 | 2.4 | 0 | 0 | 0 | 0 | 0 | 1 | 0 | 0 | 0 | 0 | 0 | 0 | 0 | 0 | 2.4 | 0 | 0 | 0 | 0 | 0 | 1 | 0 | 0 | 0 | 0 | 0 | 0 | 0 | 0 | 2.4 | 0 | 0 | 0 | 0 | 0 | 1
PG&E Fresno Study Area | GWF Hanford | 115 | GWF Hanford | 115 | 0 | 0 | 0 | 0 | 0 | 0 | 0 | 0 | 0 | 0 | 0 | 32 | 0 | 0 | 1 | 0 | 0 | 0 | 0 | 0 | 0 | 0 | 0 | 0 | 0 | 0 | 32 | 0 | 0 | 1 | 0 | 0 | 0 | 0 | 0 | 0 | 0 | 0 | 0 | 0 | 0 | 32 | 0 | 0 | 1
SCE Metro Study Area | HarborGen | 230 | HarborGen | 230 | 0 | 0 | 0 | 0 | 0 | 0 | 0 | 0 | 0 | 0 | 0 | 0 | 0 | 0 | 0 | 0 | 0 | 0 | 0 | 0 | 0 | 0 | 0 | 0 | 0 | 0 | 0 | 0 | 0 | 0 | 0 | 0 | 0 | 0 | 0 | 0 | 0 | 0 | 0 | 0 | 0 | 0 | 0 | 0 | 0
East of Pisgah Study Area | Harry Allen | 500 | Harry Allen | 500 | 0 | 0 | 0 | 0 | 1060 | 0 | 0 | 0 | 0 | 0 | 0 | 0 | 0 | 0 | 1 | 0 | 0 | 0 | 0 | 1060 | 0 | 0 | 0 | 0 | 0 | 0 | 0 | 0 | 0 | 1 | 0 | 0 | 0 | 0 | 1060 | 0 | 0 | 0 | 0 | 0 | 0 | 0 | 0 | 0 | 1
SDG&E Study Area | Hassayampa | 500 | Hassayampa | 500 | 0 | 0 | 0 | 0 | 0 | 0 | 0 | 0 | 0 | 250 | 0 | 10 | 0 | 0 | 1 | 0 | 0 | 0 | 0 | 0 | 0 | 0 | 0 | 0 | 250 | 0 | 10 | 0 | 0 | 1 | 0 | 0 | 0 | 0 | 0 | 0 | 0 | 0 | 0 | 250 | 0 | 10 | 0 | 0 | 1
PG&E Fresno Study Area | Helm | 230 | Helm | 230 | 0 | 0 | 0 | 0 | 0 | 0 | 0 | 0 | 0 | 0 | 60 | 0 | 20 | 0 | 1 | 0 | 0 | 0 | 0 | 0 | 0 | 0 | 0 | 0 | 0 | 60 | 0 | 20 | 0 | 1 | 0 | 0 | 0 | 0 | 0 | 0 | 0 | 0 | 0 | 20 | 135 | 0 | 80 | 0 | 1
PG&E Fresno Study Area | Henrietta | 230 | Henrietta | 230 | 0 | 0 | 0 | 0 | 0 | 0 | 0 | 0 | 3 | 0 | 0 | 0 | 0 | 0 | 1 | 0 | 0 | 0 | 0 | 0 | 0 | 0 | 0 | 3 | 0 | 0 | 0 | 0 | 0 | 1 | 0 | 0 | 0 | 0 | 0 | 0 | 0 | 0 | 3 | 115 | 190 | 40 | 50 | 0 | 1
PG&E Fresno Study Area | Herndon | 230 | Herndon | 230 | 0 | 0 | 0 | 0 | 0 | 0 | 0 | 0 | 0 | 0 | 0 | 0 | 0 | 0 | 0 | 0 | 0 | 0 | 0 | 0 | 0 | 0 | 0 | 0 | 0 | 0 | 0 | 0 | 0 | 0 | 0 | 0 | 0 | 0 | 0 | 0 | 0 | 0 | 0 | 0 | 0 | 0 | 0 | 0 | 0
PG&E Greater Bay Study Area | Hicks | 230 | Hicks | 230 | 0 | 0 | 0 | 0 | 0 | 0 | 0 | 0 | 0 | 0 | 0 | 0 | 0 | 0 | 0 | 0 | 0 | 0 | 0 | 0 | 0 | 0 | 0 | 0 | 0 | 0 | 0 | 0 | 0 | 0 | 0 | 0 | 0 | 0 | 0 | 0 | 0 | 0 | 0 | 0 | 0 | 0 | 0 | 0 | 0
PG&E North of Greater Bay Study Area | Higgins | 115 | Higgins | 115 | 0 | 15 | 0 | 0 | 0 | 0 | 0 | 0 | 0 | 0 | 0 | 0 | 0 | 0 | 1 | 0 | 15 | 0 | 0 | 0 | 0 | 0 | 0 | 0 | 0 | 0 | 0 | 0 | 0 | 1 | 0 | 15 | 0 | 0 | 0 | 0 | 0 | 0 | 0 | 0 | 0 | 0 | 0 | 0 | 1
PG&E North of Greater Bay Study Area | Hilltop (NVE) | 345 | Hilltop | 345 | 0 | 0 | 0 | 0 | 0 | 0 | 0 | 0 | 0 | 0 | 0 | 0 | 0 | 0 | 0 | 0 | 0 | 0 | 0 | 0 | 0 | 0 | 0 | 0 | 0 | 0 | 0 | 0 | 0 | 0 | 0 | 0 | 200 | 0 | 0 | 0 | 0 | 0 | 0 | 0 | 0 | 0 | 0 | 0 | 1
PG&E North of Greater Bay Study Area | New Sub - Near existing Madeline (NVE) | 345 | New Sub - Near existing Madeline (NVE) | 345 | 0 | 0 | 0 | 0 | 0 | 0 | 0 | 0 | 0 | 0 | 0 | 0 | 0 | 0 | 0 | 0 | 0 | 0 | 0 | 0 | 0 | 0 | 0 | 0 | 0 | 0 | 0 | 0 | 0 | 0 | 0 | 0 | 400.4 | 0 | 0 | 0 | 0 | 0 | 0 | 0 | 0 | 0 | 0 | 0 | 1
PG&E North of Greater Bay Study Area | New Sub - Near existing Leavitt (PSREC) | 345 | New Sub - Near existing Leavitt (PSREC) | 345 | 0 | 0 | 0 | 0 | 0 | 0 | 0 | 0 | 0 | 0 | 0 | 0 | 0 | 0 | 0 | 0 | 0 | 0 | 0 | 0 | 0 | 0 | 0 | 0 | 0 | 0 | 0 | 0 | 0 | 0 | 0 | 0 | 300 | 0 | 0 | 0 | 0 | 0 | 0 | 0 | 0 | 0 | 0 | 0 | 1
SCE Metro Study Area | Hinson | 230 | Hinson | 230 | 0 | 5.6 | 0 | 0 | 0 | 0 | 0 | 0 | 2.4 | 0 | 0 | 200 | 0 | 0 | 1 | 0 | 5.6 | 0 | 0 | 0 | 0 | 0 | 0 | 2.4 | 0 | 0 | 200 | 0 | 0 | 1 | 0 | 5.6 | 0 | 0 | 0 | 0 | 0 | 0 | 2.4 | 0 | 0 | 250 | 0 | 0 | 1
PG&E Greater Bay Study Area | Hollister | 115 | Hollister | 115 | 0 | 0 | 0 | 0 | 0 | 0 | 0 | 0 | 0 | 0 | 0 | 10 | 0 | 0 | 1 | 0 | 0 | 0 | 0 | 0 | 0 | 0 | 0 | 0 | 0 | 0 | 10 | 0 | 0 | 1 | 0 | 0 | 0 | 0 | 0 | 0 | 0 | 0 | 0 | 0 | 0 | 10 | 0 | 0 | 1
PG&E North of Greater Bay Study Area | Homestake | 115 | Homestake | 115 | 0 | 0 | 0 | 0 | 0 | 0 | 0 | 0 | 0 | 0 | 0 | 0 | 0 | 0 | 0 | 0 | 0 | 0 | 0 | 0 | 0 | 0 | 0 | 0 | 0 | 0 | 0 | 0 | 0 | 0 | 0 | 0 | 0 | 0 | 0 | 0 | 0 | 0 | 0 | 0 | 0 | 0 | 0 | 0 | 0
PG&E North of Greater Bay Study Area | Honcut | 115 | Honcut | 115 | 0 | 2 | 0 | 0 | 0 | 0 | 0 | 0 | 0 | 0 | 0 | 0 | 0 | 0 | 1 | 0 | 2 | 0 | 0 | 0 | 0 | 0 | 0 | 0 | 0 | 0 | 0 | 0 | 0 | 1 | 0 | 2 | 0 | 0 | 0 | 0 | 0 | 0 | 0 | 0 | 0 | 0 | 0 | 0 | 1
SDG&E Study Area | Hoodoo Wash | 500 | Hoodoo Wash | 500 | 0 | 0 | 0 | 0 | 0 | 0 | 0 | 0 | 0 | 250 | 700 | 400 | 100 | 0 | 1 | 0 | 0 | 0 | 0 | 0 | 0 | 0 | 0 | 0 | 250 | 700 | 400 | 100 | 0 | 1 | 0 | 0 | 0 | 0 | 0 | 0 | 0 | 0 | 0 | 250 | 875 | 400 | 150 | 0 | 1
PG&E North of Greater Bay Study Area | Hopland | 115 | Hopland | 115 | 0 | 0 | 0 | 0 | 0 | 0 | 0 | 0 | 0 | 0 | 0 | 0 | 0 | 0 | 0 | 0 | 0 | 0 | 0 | 0 | 0 | 0 | 0 | 0 | 0 | 0 | 0 | 0 | 0 | 0 | 0 | 0 | 0 | 0 | 0 | 0 | 0 | 0 | 0 | 0 | 0 | 0 | 0 | 0 | 0
PG&E North of Greater Bay Study Area | Humboldt | 115 | Humboldt | 115 | 0 | 2.5 | 0 | 0 | 0 | 0 | 0 | 0 | 7.969 | 0 | 0 | 1.25 | 0 | 0 | 1 | 0 | 2.5 | 0 | 0 | 0 | 0 | 0 | 0 | 7.969 | 0 | 0 | 1.25 | 0 | 0 | 1 | 0 | 2.5 | 0 | 0 | 0 | 0 | 0 | 0 | 7.969 | 0 | 0 | 1.25 | 0 | 0 | 1
PG&E North of Greater Bay Study Area | Humboldt (Proposed) | 500 | Humboldt | 500 | 0 | 0 | 0 | 0 | 0 | 0 | 0 | 0 | 0 | 0 | 0 | 0 | 0 | 0 | 0 | 0 | 0 | 0 | 0 | 0 | 0 | 931 | 0 | 0 | 0 | 0 | 0 | 0 | 0 | 1 | 0 | 0 | 0 | 0 | 0 | 0 | 1607 | 0 | 0 | 0 | 0 | 0 | 0 | 0 | 1
SCE Metro Study Area | Huntington Beach | 230 | Huntington Beach | 230 | 0 | 0 | 0 | 0 | 0 | 0 | 0 | 0 | 0 | 0 | 0 | 0 | 0 | 0 | 0 | 0 | 0 | 0 | 0 | 0 | 0 | 0 | 0 | 0 | 0 | 0 | 0 | 0 | 0 | 0 | 0 | 0 | 0 | 0 | 0 | 0 | 0 | 0 | 0 | 0 | 0 | 0 | 0 | 0 | 0
PG&E North of Greater Bay Study Area | Ignacio | 230 | Ignacio | 230 | 0 | 0 | 0 | 0 | 0 | 0 | 0 | 0 | 0 | 0 | 0 | 0 | 0 | 0 | 0 | 0 | 0 | 0 | 0 | 0 | 0 | 0 | 0 | 0 | 0 | 0 | 0 | 0 | 0 | 0 | 0 | 0 | 0 | 0 | 0 | 0 | 0 | 0 | 0 | 0 | 0 | 0 | 0 | 0 | 0
PG&E North of Greater Bay Study Area | Ignacio | 115 | Ignacio | 115 | 0 | 0 | 0 | 0 | 0 | 0 | 0 | 0 | 0 | 0 | 0 | 0 | 0 | 0 | 0 | 0 | 0 | 0 | 0 | 0 | 0 | 0 | 0 | 0 | 0 | 0 | 0 | 0 | 0 | 0 | 0 | 0 | 0 | 0 | 0 | 0 | 0 | 0 | 0 | 0 | 0 | 0 | 0 | 0 | 0
SDG&E Study Area | Imperial Valley | 500 | Imperial Valley | 500 | 0 | 0 | 0 | 0 | 0 | 0 | 0 | 0 | 0 | 0 | 0 | 0 | 0 | 0 | 0 | 0 | 0 | 0 | 0 | 0 | 0 | 0 | 0 | 0 | 0 | 0 | 0 | 0 | 0 | 0 | 0 | 0 | 0 | 0 | 0 | 0 | 0 | 0 | 0 | 0 | 0 | 0 | 0 | 0 | 0
SDG&E Study Area | Imperial Valley | 230 | Imperial Valley | 230 | 50 | 0 | 0 | 0 | 0 | 0 | 0 | 0 | 0 | 0 | 0 | 174 | 0 | 0 | 1 | 160 | 0 | 0 | 0 | 0 | 0 | 0 | 0 | 0 | 200 | 0 | 174 | 0 | 0 | 1 | 160 | 0 | 0 | 0 | 0 | 0 | 0 | 0 | 0 | 200 | 162 | 174 | 63 | 0 | 1
East of Pisgah Study Area | Innovation | 230 | Innovation | 230 | 0 | 0 | 0 | 0 | 0 | 0 | 0 | 0 | 0 | 300 | 0 | 50 | 50 | 0 | 1 | 0 | 0 | 0 | 0 | 0 | 0 | 0 | 0 | 0 | 300 | 200 | 50 | 50 | 0 | 1 | 0 | 0 | 0 | 0 | 0 | 0 | 0 | 0 | 0 | 300 | 200 | 100 | 50 | 0 | 1
East of Pisgah Study Area | Innovation | 138 | Innovation | 138 | 0 | 0 | 0 | 0 | 0 | 0 | 0 | 0 | 0 | 0 | 0 | 0 | 0 | 0 | 0 | 0 | 0 | 0 | 0 | 0 | 0 | 0 | 0 | 0 | 0 | 0 | 0 | 0 | 0 | 0 | 0 | 0 | 0 | 0 | 0 | 0 | 0 | 0 | 0 | 0 | 0 | 0 | 0 | 0 | 0
SCE North of Lugo Study Area | Inyokern | 115 | Inyokern | 115 | 0 | 0 | 0 | 0 | 0 | 0 | 0 | 0 | 0 | 0 | 0 | 0 | 0 | 0 | 0 | 0 | 0 | 0 | 0 | 0 | 0 | 0 | 0 | 0 | 0 | 0 | 0 | 0 | 0 | 0 | 0 | 0 | 0 | 0 | 0 | 0 | 0 | 0 | 0 | 0 | 0 | 0 | 0 | 0 | 0
East of Pisgah Study Area | IS Tap | 138 | IS Tap | 138 | 0 | 0 | 0 | 0 | 0 | 0 | 0 | 0 | 0 | 0 | 0 | 0 | 0 | 0 | 0 | 0 | 0 | 0 | 0 | 0 | 0 | 0 | 0 | 0 | 0 | 0 | 0 | 0 | 0 | 0 | 0 | 0 | 0 | 0 | 0 | 0 | 0 | 0 | 0 | 0 | 0 | 0 | 0 | 0 | 0
East of Pisgah Study Area | Ivanpah | 230 | Ivanpah | 230 | 0 | 0 | 0 | 0 | 0 | 0 | 0 | 0 | 0 | 0 | 0 | 0 | 0 | 0 | 0 | 0 | 0 | 0 | 0 | 0 | 0 | 0 | 0 | 0 | 0 | 0 | 0 | 0 | 0 | 0 | 0 | 0 | 0 | 0 | 0 | 0 | 0 | 0 | 0 | 0 | 0 | 0 | 0 | 0 | 0
East of Pisgah Study Area | Jackass (DOE) | 138 | Jackass (DOE) | 138 | 0 | 0 | 0 | 0 | 0 | 0 | 0 | 0 | 0 | 0 | 0 | 0 | 0 | 0 | 0 | 0 | 0 | 0 | 0 | 0 | 0 | 0 | 0 | 0 | 0 | 0 | 0 | 0 | 0 | 0 | 0 | 0 | 0 | 0 | 0 | 0 | 0 | 0 | 0 | 0 | 0 | 0 | 0 | 0 | 0
PG&E Fresno Study Area | Jackson Swt | 115 | 0 | 0 | 0 | 0 | 0 | 0 | 0 | 0 | 0 | 0 | 0 | 0 | 0 | 0 | 0 | 0 | 0 | 0 | 0 | 0 | 0 | 0 | 0 | 0 | 0 | 0 | 0 | 0 | 0 | 0 | 0 | 0 | 0 | 0 | 0 | 0 | 0 | 0 | 0 | 0 | 0 | 0 | 0 | 0 | 0 | 0 | 0
PG&E North of Greater Bay Study Area | Jessup | 115 | Jessup | 115 | 0 | 6 | 0 | 0 | 0 | 0 | 0 | 0 | 0 | 0 | 0 | 0 | 0 | 0 | 1 | 0 | 6 | 0 | 0 | 0 | 0 | 0 | 0 | 0 | 0 | 0 | 0 | 0 | 0 | 1 | 0 | 6 | 0 | 0 | 0 | 0 | 0 | 0 | 0 | 0 | 0 | 0 | 0 | 0 | 1
SCE Metro Study Area | Johanna | 230 | Johanna | 230 | 0 | 0 | 0 | 0 | 0 | 0 | 0 | 0 | 0 | 0 | 0 | 40 | 50 | 0 | 1 | 0 | 0 | 0 | 0 | 0 | 0 | 0 | 0 | 0 | 0 | 0 | 40 | 50 | 0 | 1 | 0 | 0 | 0 | 0 | 0 | 0 | 0 | 0 | 0 | 0 | 0 | 40 | 50 | 0 | 1
SCE Eastern Study Area | Julian Hinds | 230 | Julian Hinds | 230 | 0 | 0 | 0 | 0 | 0 | 0 | 0 | 0 | 0 | 0 | 0 | 0 | 0 | 0 | 0 | 0 | 0 | 0 | 0 | 0 | 0 | 0 | 0 | 0 | 0 | 0 | 0 | 0 | 0 | 0 | 0 | 0 | 0 | 0 | 0 | 0 | 0 | 0 | 0 | 0 | 0 | 0 | 0 | 0 | 0
PG&E Greater Bay Study Area | Kasson | 115 | Kasson | 115 | 0 | 0 | 0 | 0 | 0 | 0 | 0 | 0 | 0 | 0 | 0 | 0 | 0 | 0 | 0 | 0 | 0 | 0 | 0 | 0 | 0 | 0 | 0 | 0 | 0 | 0 | 0 | 0 | 0 | 0 | 0 | 0 | 0 | 0 | 0 | 0 | 0 | 0 | 0 | 0 | 0 | 0 | 0 | 0 | 0
PG&E Fresno Study Area | Kearney | 230 | Kearney | 230 | 0 | 0 | 0 | 0 | 0 | 0 | 0 | 0 | 10 | 0 | 0 | 0 | 0 | 0 | 1 | 0 | 0 | 0 | 0 | 0 | 0 | 0 | 0 | 10 | 0 | 0 | 0 | 0 | 0 | 1 | 0 | 0 | 0 | 0 | 0 | 0 | 0 | 0 | 10 | 0 | 0 | 0 | 0 | 0 | 1
PG&E Greater Bay Study Area | Kelso | 230 | Kelso | 230 | 0 | 0 | 151 | 45 | 0 | 0 | 0 | 0 | 0 | 0 | 0 | 0 | 0 | 0 | 1 | 0 | 0 | 151 | 45 | 0 | 0 | 0 | 0 | 0 | 0 | 0 | 0 | 0 | 0 | 1 | 0 | 0 | 151 | 45 | 0 | 0 | 0 | 0 | 0 | 0 | 0 | 0 | 0 | 0 | 1
PG&E Kern Study Area | Kern Oil | 115 | Kern Oil | 115 | 0 | 0 | 0 | 0 | 0 | 0 | 0 | 0 | 1 | 0 | 0 | 0 | 0 | 0 | 1 | 0 | 0 | 0 | 0 | 0 | 0 | 0 | 0 | 1 | 0 | 0 | 0 | 0 | 0 | 1 | 0 | 0 | 0 | 0 | 0 | 0 | 0 | 0 | 1 | 0 | 0 | 0 | 0 | 0 | 1
PG&E Kern Study Area | Kern PP | 230 | Kern PP | 230 | 0 | 0 | 0 | 0 | 0 | 0 | 0 | 0 | 0 | 0 | 0 | 0 | 0 | 0 | 0 | 0 | 0 | 0 | 0 | 0 | 0 | 0 | 0 | 0 | 0 | 0 | 0 | 0 | 0 | 0 | 0 | 0 | 0 | 0 | 0 | 0 | 0 | 0 | 0 | 0 | 0 | 0 | 0 | 0 | 0
PG&E Kern Study Area | Kern PP | 115 | Kern PP | 115 | 0 | 0 | 0 | 0 | 0 | 0 | 0 | 0 | 0 | 0 | 0 | 0 | 0 | 0 | 0 | 0 | 0 | 0 | 0 | 0 | 0 | 0 | 0 | 0 | 0 | 0 | 0 | 0 | 0 | 0 | 0 | 0 | 0 | 0 | 0 | 0 | 0 | 0 | 0 | 0 | 0 | 0 | 0 | 0 | 0
PG&E Kern Study Area | Kernridge | 115 | Kernridge | 115 | 0 | 0 | 0 | 0 | 0 | 0 | 0 | 0 | 0 | 0 | 0 | 0 | 0 | 0 | 0 | 0 | 0 | 0 | 0 | 0 | 0 | 0 | 0 | 0 | 0 | 0 | 0 | 0 | 0 | 0 | 0 | 0 | 0 | 0 | 0 | 0 | 0 | 0 | 0 | 0 | 0 | 0 | 0 | 0 | 0
PG&E Greater Bay Study Area | Kirker | 115 | Kirker | 115 | 0 | 0 | 0 | 0 | 0 | 0 | 0 | 0 | 3.9 | 0 | 0 | 20 | 0 | 0 | 1 | 0 | 0 | 0 | 0 | 0 | 0 | 0 | 0 | 3.9 | 0 | 0 | 20 | 0 | 0 | 1 | 0 | 0 | 0 | 0 | 0 | 0 | 0 | 0 | 3.9 | 0 | 0 | 20 | 0 | 0 | 1
PG&E North of Greater Bay Study Area | Knights Landing | 115 | Knights Landing | 115 | 0 | 0 | 0 | 0 | 0 | 0 | 0 | 0 | 0 | 0 | 0 | 0 | 0 | 0 | 0 | 0 | 0 | 0 | 0 | 0 | 0 | 0 | 0 | 0 | 0 | 0 | 0 | 0 | 0 | 0 | 0 | 0 | 0 | 0 | 0 | 0 | 0 | 0 | 0 | 0 | 0 | 0 | 0 | 0 | 0
SCE North of Lugo Study Area | Kramer | 230 | Kramer | 230 | 0 | 0 | 0 | 0 | 0 | 0 | 0 | 0 | 0 | 161 | 450 | 286 | 80 | 0 | 1 | 0 | 0 | 0 | 0 | 0 | 0 | 0 | 0 | 0 | 161 | 450 | 306 | 80 | 0 | 1 | 0 | 0 | 0 | 0 | 0 | 0 | 0 | 0 | 0 | 161 | 450 | 306 | 80 | 0 | 1
SCE North of Lugo Study Area | Kramer | 115 | Kramer | 115 | 0 | 0 | 0 | 0 | 0 | 0 | 0 | 0 | 0 | 0 | 0 | 0 | 0 | 0 | 0 | 0 | 0 | 0 | 0 | 0 | 0 | 0 | 0 | 8 | 0 | 0 | 0 | 0 | 0 | 1 | 0 | 0 | 0 | 0 | 0 | 0 | 0 | 0 | 8 | 0 | 33 | 30 | 0 | 0 | 1
SCE North of Lugo Study Area | New Sub - Kramer - Lugo (Proposed) | 230 | New Sub - Kramer - Lugo (Proposed) | 230 | 0 | 0 | 0 | 0 | 0 | 0 | 0 | 0 | 0 | 0 | 0 | 0 | 0 | 0 | 0 | 0 | 0 | 0 | 0 | 0 | 0 | 0 | 0 | 0 | 0 | 0 | 0 | 0 | 0 | 0 | 0 | 0 | 0 | 0 | 0 | 0 | 0 | 0 | 0 | 0 | 0 | 0 | 0 | 0 | 0
SCE Metro Study Area | La Cienega | 230 | La Cienega | 230 | 0 | 0 | 0 | 0 | 0 | 0 | 0 | 0 | 0 | 0 | 0 | 0 | 0 | 0 | 0 | 0 | 0 | 0 | 0 | 0 | 0 | 0 | 0 | 0 | 0 | 0 | 0 | 0 | 0 | 0 | 0 | 0 | 0 | 0 | 0 | 0 | 0 | 0 | 0 | 0 | 0 | 0 | 0 | 0 | 0
SCE Metro Study Area | La Fresa | 230 | La Fresa | 230 | 0 | 0 | 0 | 0 | 0 | 0 | 0 | 0 | 0.64 | 0 | 0 | 0 | 0 | 0 | 1 | 0 | 0 | 0 | 0 | 0 | 0 | 0 | 0 | 0.64 | 0 | 0 | 0 | 0 | 0 | 1 | 0 | 0 | 0 | 0 | 0 | 0 | 0 | 0 | 0.64 | 0 | 0 | 0 | 0 | 0 | 1
SCE Metro Study Area | Laguna Bell | 230 | Laguna Bell | 230 | 0 | 0 | 0 | 0 | 0 | 0 | 0 | 0 | 0 | 0 | 0 | 350 | 0 | 0 | 1 | 0 | 0 | 0 | 0 | 0 | 0 | 0 | 0 | 0 | 0 | 0 | 600 | 0 | 0 | 1 | 0 | 0 | 0 | 0 | 0 | 0 | 0 | 0 | 0 | 0 | 0 | 600 | 0 | 0 | 1
PG&E Kern Study Area | Lakeview | 70 | Lakeview | 70 | 0 | 0 | 0 | 0 | 0 | 0 | 0 | 0 | 0 | 0 | 70 | 64.4 | 0 | 0 | 1 | 0 | 0 | 0 | 0 | 0 | 0 | 0 | 0 | 0 | 0 | 70 | 64.4 | 0 | 0 | 1 | 0 | 0 | 0 | 0 | 0 | 0 | 0 | 0 | 0 | 0 | 70 | 64.4 | 0 | 0 | 1
PG&E North of Greater Bay Study Area | Lakeville | 230 | Lakeville | 230 | 0 | 0.995 | 0 | 0 | 0 | 0 | 0 | 0 | 0 | 0 | 11.6 | 41 | 0 | 0 | 1 | 0 | 0.995 | 0 | 0 | 0 | 0 | 0 | 0 | 0 | 0 | 11.6 | 41 | 0 | 0 | 1 | 0 | 0.995 | 0 | 0 | 0 | 0 | 0 | 0 | 0 | 0 | 11.6 | 41 | 0 | 0 | 1
PG&E North of Greater Bay Study Area | Lakeville | 115 | Lakeville | 115 | 0 | 0 | 0 | 0 | 0 | 0 | 0 | 0 | 0 | 0 | 0 | 0 | 0 | 0 | 0 | 0 | 0 | 0 | 0 | 0 | 0 | 0 | 0 | 0 | 0 | 0 | 0 | 0 | 0 | 0 | 0 | 0 | 0 | 0 | 0 | 0 | 0 | 0 | 0 | 0 | 0 | 0 | 0 | 0 | 0
PG&E North of Greater Bay Study Area | Lambie | 230 | Lambie | 230 | 0 | 0 | 0 | 0 | 0 | 0 | 0 | 0 | 0 | 0 | 0 | 0 | 0 | 0 | 0 | 0 | 0 | 0 | 0 | 0 | 0 | 0 | 0 | 0 | 0 | 0 | 0 | 0 | 0 | 0 | 0 | 0 | 0 | 0 | 0 | 0 | 0 | 0 | 0 | 0 | 0 | 0 | 0 | 0 | 0
PG&E Greater Bay Study Area | Lammers | 115 | Lammers | 115 | 0 | 0 | 0 | 0 | 0 | 0 | 0 | 0 | 1.1 | 0 | 0 | 0 | 0 | 0 | 1 | 0 | 0 | 0 | 0 | 0 | 0 | 0 | 0 | 1.1 | 0 | 0 | 0 | 0 | 0 | 1 | 0 | 0 | 0 | 0 | 0 | 0 | 0 | 0 | 1.1 | 0 | 0 | 0 | 0 | 0 | 1
PG&E Kern Study Area | Lamont | 115 | Lamont | 115 | 0 | 5 | 0 | 0 | 0 | 0 | 0 | 0 | 3.2 | 0 | 12 | 0 | 0 | 0 | 1 | 0 | 5 | 0 | 0 | 0 | 0 | 0 | 0 | 3.2 | 0 | 12 | 0 | 0 | 0 | 1 | 0 | 5 | 0 | 0 | 0 | 0 | 0 | 0 | 3.2 | 0 | 102 | 0 | 45 | 0 | 1
PG&E Fresno Study Area | Las Aguilas | 230 | Las Aguilas | 230 | 0 | 0 | 0 | 0 | 0 | 0 | 0 | 0 | 0 | 0 | 0 | 0 | 0 | 0 | 0 | 0 | 0 | 0 | 0 | 0 | 0 | 0 | 0 | 0 | 0 | 0 | 0 | 0 | 0 | 0 | 0 | 0 | 0 | 0 | 0 | 0 | 0 | 0 | 0 | 0 | 0 | 0 | 0 | 0 | 0
East of Pisgah Study Area | Lathrop | 138 | Lathrop | 138 | 0 | 0 | 310 | 0 | 0 | 0 | 0 | 0 | 0 | 0 | 0 | 0 | 0 | 0 | 1 | 0 | 0 | 310 | 0 | 0 | 0 | 0 | 0 | 0 | 0 | 0 | 0 | 0 | 0 | 1 | 0 | 0 | 310 | 0 | 0 | 0 | 0 | 0 | 0 | 25 | 325 | 150 | 0 | 0 | 1
PG&E Fresno Study Area | Le Grand | 115 | Le Grand | 115 | 0 | 0 | 0 | 0 | 0 | 0 | 0 | 0 | 0 | 0 | 0 | 0 | 0 | 0 | 0 | 0 | 0 | 0 | 0 | 0 | 0 | 0 | 0 | 0 | 0 | 0 | 0 | 0 | 0 | 0 | 0 | 0 | 0 | 0 | 0 | 0 | 0 | 0 | 0 | 25 | 5 | 0 | 24 | 0 | 1
PG&E Kern Study Area | Lerdo | 115 | Lerdo | 115 | 0 | 0 | 0 | 0 | 0 | 0 | 0 | 0 | 0 | 0 | 0 | 0 | 0 | 0 | 0 | 0 | 0 | 0 | 0 | 0 | 0 | 0 | 0 | 0 | 0 | 0 | 0 | 0 | 0 | 0 | 0 | 0 | 0 | 0 | 0 | 0 | 0 | 0 | 0 | 0 | 0 | 0 | 0 | 0 | 0
SCE Metro Study Area | Lewis | 230 | Lewis | 230 | 0 | 0 | 0 | 0 | 0 | 0 | 0 | 0 | 0 | 0 | 0 | 0 | 0 | 0 | 0 | 0 | 0 | 0 | 0 | 0 | 0 | 0 | 0 | 0 | 0 | 0 | 0 | 0 | 0 | 0 | 0 | 0 | 0 | 0 | 0 | 0 | 0 | 0 | 0 | 0 | 0 | 0 | 0 | 0 | 0
SCE Metro Study Area | Lighthipe | 230 | Lighthipe | 230 | 0 | 0 | 0 | 0 | 0 | 0 | 0 | 0 | 0.96 | 0 | 0 | 175 | 0 | 0 | 1 | 0 | 0 | 0 | 0 | 0 | 0 | 0 | 0 | 0.96 | 0 | 0 | 175 | 0 | 0 | 1 | 0 | 0 | 0 | 0 | 0 | 0 | 0 | 0 | 7.96 | 0 | 0 | 175 | 200 | 0 | 1
PG&E North of Greater Bay Study Area | Lincoln | 115 | Lincoln | 115 | 0 | 0 | 0 | 0 | 0 | 0 | 0 | 0 | 0 | 0 | 0 | 0 | 0 | 0 | 0 | 0 | 0 | 0 | 0 | 0 | 0 | 0 | 0 | 0 | 0 | 0 | 0 | 0 | 0 | 0 | 0 | 0 | 0 | 0 | 0 | 0 | 0 | 0 | 0 | 0 | 0 | 0 | 0 | 0 | 0
PG&E Kern Study Area | Live Oak | 115 | Live Oak | 115 | 0 | 0 | 0 | 0 | 0 | 0 | 0 | 0 | 0 | 0 | 0 | 0 | 0 | 0 | 0 | 0 | 0 | 0 | 0 | 0 | 0 | 0 | 0 | 0 | 0 | 0 | 0 | 0 | 0 | 0 | 0 | 0 | 0 | 0 | 0 | 0 | 0 | 0 | 0 | 0 | 0 | 0 | 0 | 0 | 0
PG&E Greater Bay Study Area | Llagas | 115 | Llagas | 115 | 0 | 0 | 0 | 0 | 0 | 0 | 0 | 0 | 0 | 0 | 0 | 0 | 44 | 0 | 1 | 0 | 0 | 0 | 0 | 0 | 0 | 0 | 0 | 0 | 0 | 0 | 0 | 44 | 0 | 1 | 0 | 0 | 0 | 0 | 0 | 0 | 0 | 0 | 0 | 0 | 0 | 0 | 44 | 0 | 1
PG&E Greater Bay Study Area | Lockeford | 230 | Lockeford | 230 | 0 | 0 | 0 | 0 | 0 | 0 | 0 | 0 | 0 | 0 | 0 | 0 | 0 | 0 | 0 | 0 | 0 | 0 | 0 | 0 | 0 | 0 | 0 | 0 | 0 | 0 | 0 | 0 | 0 | 0 | 0 | 0 | 0 | 0 | 0 | 0 | 0 | 0 | 0 | 0 | 0 | 0 | 0 | 0 | 0
PG&E North of Greater Bay Study Area | Logan Creek | 230 | Logan Creek | 230 | 0 | 0 | 0 | 0 | 0 | 0 | 0 | 0 | 0 | 0 | 0 | 0 | 0 | 0 | 0 | 0 | 0 | 0 | 0 | 0 | 0 | 0 | 0 | 0 | 0 | 0 | 0 | 0 | 0 | 0 | 0 | 0 | 0 | 0 | 0 | 0 | 0 | 0 | 0 | 0 | 0 | 0 | 0 | 0 | 0
PG&E Greater Bay Study Area | Lonetree | 230 | Lone Tree | 230 | 0 | 0 | 0 | 0 | 0 | 0 | 0 | 0 | 1 | 0 | 0 | 0 | 0 | 0 | 1 | 0 | 0 | 0 | 0 | 0 | 0 | 0 | 0 | 1 | 0 | 0 | 0 | 0 | 0 | 1 | 0 | 0 | 0 | 0 | 0 | 0 | 0 | 0 | 1 | 0 | 0 | 0 | 0 | 0 | 1
PG&E Fresno Study Area | Los Banos | 500 | Los Banos | 500 | 0 | 0 | 0 | 0 | 0 | 0 | 0 | 0 | 0 | 0 | 0 | 0 | 0 | 0 | 0 | 0 | 0 | 0 | 0 | 0 | 0 | 0 | 0 | 0 | 0 | 0 | 0 | 0 | 0 | 0 | 0 | 0 | 0 | 0 | 0 | 0 | 0 | 0 | 0 | 0 | 0 | 0 | 0 | 0 | 0
PG&E Fresno Study Area | Los Banos | 230 | Los Banos | 230 | 0 | 0 | 120 | 30 | 0 | 0 | 0 | 0 | 0.75 | 250 | 250 | 99.6 | 26 | 0 | 1 | 0 | 0 | 120 | 30 | 0 | 0 | 0 | 0 | 0.75 | 250 | 250 | 99.6 | 71 | 0 | 1 | 0 | 0 | 120 | 30 | 0 | 0 | 0 | 0 | 0.75 | 250 | 250 | 99.6 | 71 | 0 | 1
PG&E Fresno Study Area | New Sub - Los Banos - Midway (Proposed) | 500 | New Sub - Los Banos - Midway (Proposed) | 500 | 0 | 0 | 0 | 0 | 0 | 0 | 0 | 0 | 0 | 0 | 0 | 0 | 0 | 0 | 0 | 0 | 0 | 0 | 0 | 0 | 0 | 0 | 0 | 0 | 0 | 0 | 0 | 0 | 0 | 0 | 0 | 0 | 0 | 0 | 0 | 0 | 0 | 0 | 0 | 0 | 0 | 0 | 0 | 0 | 0
PG&E Greater Bay Study Area | Los Esteros | 230 | Los Esteros | 230 | 0 | 0 | 0 | 0 | 0 | 0 | 0 | 0 | 0 | 0 | 0 | 0 | 0 | 0 | 0 | 0 | 0 | 0 | 0 | 0 | 0 | 0 | 0 | 0 | 0 | 0 | 0 | 0 | 0 | 0 | 0 | 0 | 0 | 0 | 0 | 0 | 0 | 0 | 0 | 0 | 0 | 0 | 0 | 0 | 0
PG&E Greater Bay Study Area | Los Esteros | 115 | Los Esteros | 115 | 0 | 0 | 0 | 0 | 0 | 0 | 0 | 0 | 0 | 0 | 0 | 200 | 6 | 0 | 1 | 0 | 0 | 0 | 0 | 0 | 0 | 0 | 0 | 0 | 0 | 0 | 200 | 6 | 0 | 1 | 0 | 0 | 0 | 0 | 0 | 0 | 0 | 0 | 0 | 0 | 0 | 200 | 6 | 0 | 1
PG&E Greater Bay Study Area | Los Positas | 230 | Los Positas | 230 | 0 | 0 | 0 | 0 | 0 | 0 | 0 | 0 | 0 | 0 | 0 | 0 | 0 | 0 | 0 | 0 | 0 | 0 | 0 | 0 | 0 | 0 | 0 | 0 | 0 | 0 | 0 | 0 | 0 | 0 | 0 | 0 | 0 | 0 | 0 | 0 | 0 | 0 | 0 | 0 | 0 | 0 | 0 | 0 | 0
SDG&E Study Area | Loveland | 69 | Loveland | 69 | 0 | 0 | 0 | 0 | 0 | 0 | 0 | 0 | 0.84 | 0 | 0 | 0 | 0 | 0 | 1 | 0 | 0 | 0 | 0 | 0 | 0 | 0 | 0 | 0.84 | 0 | 0 | 0 | 0 | 0 | 1 | 0 | 0 | 0 | 0 | 0 | 0 | 0 | 0 | 0.84 | 0 | 0 | 0 | 0 | 0 | 1
SCE Metro Study Area | Lugo | 500 | Lugo | 500 | 0 | 0 | 0 | 0 | 0 | 0 | 0 | 0 | 0 | 0 | 0 | 0 | 0 | 0 | 0 | 0 | 0 | 0 | 0 | 0 | 0 | 0 | 0 | 0 | 0 | 0 | 0 | 0 | 0 | 0 | 0 | 0 | 0 | 0 | 0 | 0 | 0 | 0 | 0 | 0 | 0 | 0 | 0 | 0 | 0
SCE North of Lugo Study Area | Lugo | 230 | Lugo | 230 | 0 | 0 | 0 | 0 | 0 | 0 | 0 | 0 | 0 | 0 | 0 | 0 | 0 | 0 | 0 | 0 | 0 | 0 | 0 | 0 | 0 | 0 | 0 | 0 | 0 | 0 | 0 | 0 | 0 | 0 | 0 | 0 | 0 | 0 | 0 | 0 | 0 | 0 | 0 | 0 | 0 | 0 | 0 | 0 | 0
SCE North of Lugo Study Area | New Sub - Lugo - Pisgah (Proposed) | 230 | New Sub - Lugo - Pisgah (Proposed) | 230 | 0 | 0 | 100 | 50 | 0 | 0 | 0 | 0 | 0 | 0 | 0 | 0 | 0 | 0 | 1 | 0 | 0 | 100 | 50 | 0 | 0 | 0 | 0 | 0 | 0 | 0 | 0 | 0 | 0 | 1 | 0 | 0 | 100 | 50 | 0 | 0 | 0 | 0 | 0 | 0 | 0 | 0 | 0 | 0 | 1
PG&E North of Greater Bay Study Area | Madison | 115 | Madison | 115 | 0 | 0 | 0 | 0 | 0 | 0 | 0 | 0 | 0 | 0 | 13 | 10.2 | 0 | 0 | 1 | 0 | 0 | 0 | 0 | 0 | 0 | 0 | 0 | 0 | 0 | 13 | 10.2 | 0 | 0 | 1 | 0 | 0 | 0 | 0 | 0 | 0 | 0 | 0 | 0 | 0 | 13 | 10.2 | 0 | 0 | 1
SCE Northern Area | Magunden | 230 | Magunden | 230 | 0 | 0 | 0 | 0 | 0 | 0 | 0 | 0 | 0 | 0 | 0 | 0 | 0 | 0 | 0 | 0 | 0 | 0 | 0 | 0 | 0 | 0 | 0 | 0 | 0 | 0 | 0 | 0 | 0 | 0 | 0 | 0 | 0 | 0 | 0 | 0 | 0 | 0 | 0 | 0 | 0 | 0 | 0 | 0 | 0
PG&E Kern Study Area | Magunden | 115 | Magunden | 115 | 0 | 0 | 0 | 0 | 0 | 0 | 0 | 0 | 0 | 0 | 0 | 0 | 0 | 0 | 0 | 0 | 0 | 0 | 0 | 0 | 0 | 0 | 0 | 0 | 0 | 0 | 0 | 0 | 0 | 0 | 0 | 0 | 0 | 0 | 0 | 0 | 0 | 0 | 0 | 0 | 0 | 0 | 0 | 0 | 0
PG&E North of Greater Bay Study Area | Malin | 500 | Malin | 500 | 0 | 0 | 0 | 0 | 0 | 0 | 0 | 0 | 0 | 0 | 0 | 0 | 0 | 0 | 0 | 0 | 0 | 0 | 0 | 0 | 0 | 0 | 0 | 0 | 0 | 0 | 0 | 0 | 0 | 0 | 0 | 0 | 0 | 0 | 0 | 0 | 0 | 0 | 0 | 0 | 0 | 0 | 0 | 0 | 0
SCE Northern Area | Mandalay | 230 | Mandalay | 230 | 0 | 0 | 0 | 0 | 0 | 0 | 0 | 0 | 0 | 0 | 0 | 0 | 0 | 0 | 0 | 0 | 0 | 0 | 0 | 0 | 0 | 0 | 0 | 0 | 0 | 0 | 200 | 0 | 0 | 1 | 0 | 0 | 0 | 0 | 0 | 0 | 0 | 0 | 0 | 0 | 0 | 200 | 0 | 0 | 1
PG&E Fresno Study Area | Manning | 500 | Manning | 500 | 0 | 0 | 0 | 0 | 0 | 0 | 0 | 0 | 0 | 0 | 0 | 0 | 0 | 0 | 0 | 0 | 0 | 0 | 0 | 0 | 0 | 0 | 0 | 0 | 492.25 | 0 | 0 | 0 | 0 | 1 | 0 | 0 | 0 | 0 | 0 | 0 | 0 | 0 | 0 | 492.5 | 480 | 0 | 210 | 0 | 1
PG&E Fresno Study Area | Manning | 230 | Manning | 230 | 0 | 0 | 0 | 0 | 0 | 0 | 0 | 0 | 0 | 0 | 0 | 0 | 0 | 0 | 0 | 0 | 0 | 0 | 0 | 0 | 0 | 0 | 0 | 0 | 0 | 0 | 0 | 0 | 0 | 0 | 0 | 0 | 0 | 0 | 0 | 0 | 0 | 0 | 0 | 0 | 0 | 0 | 0 | 0 | 0
PG&E Greater Bay Study Area | Manteca | 115 | Manteca | 115 | 0 | 0 | 0 | 0 | 0 | 0 | 0 | 0 | 1.5 | 0 | 0 | 0 | 0 | 0 | 1 | 0 | 0 | 0 | 0 | 0 | 0 | 0 | 0 | 1.5 | 0 | 0 | 0 | 0 | 0 | 1 | 0 | 0 | 0 | 0 | 0 | 0 | 0 | 0 | 1.5 | 0 | 0 | 0 | 0 | 0 | 1
SDG&E Study Area | Margarita | 138 | Margarita | 138 | 0 | 0 | 0 | 0 | 0 | 0 | 0 | 0 | 0 | 0 | 0 | 0 | 0 | 0 | 0 | 0 | 0 | 0 | 0 | 0 | 0 | 0 | 0 | 0 | 0 | 0 | 0 | 0 | 0 | 0 | 0 | 0 | 0 | 0 | 0 | 0 | 0 | 0 | 0 | 0 | 0 | 0 | 0 | 0 | 0
PG&E Greater Bay Study Area | Mariposa | 230 | 0 | 0 | 0 | 0 | 0 | 0 | 0 | 0 | 0 | 0 | 0 | 0 | 0 | 0 | 0 | 0 | 0 | 0 | 0 | 0 | 0 | 0 | 0 | 0 | 0 | 0 | 0 | 0 | 0 | 0 | 0 | 0 | 0 | 0 | 0 | 0 | 0 | 0 | 0 | 0 | 0 | 0 | 0 | 0 | 0 | 0 | 0
PG&E Greater Bay Study Area | Martin | 115 | Martin | 115 | 0 | 0 | 0 | 0 | 0 | 0 | 0 | 0 | 8.37 | 0 | 0 | 4.62 | 50 | 0 | 1 | 0 | 0 | 0 | 0 | 0 | 0 | 0 | 0 | 8.37 | 0 | 0 | 193.02 | 61.6 | 0 | 1 | 0 | 0 | 0 | 0 | 0 | 0 | 0 | 0 | 8.37 | 0 | 0 | 193.02 | 111.6 | 0 | 1
PG&E Greater Bay Study Area | Martin | 230 | Martin | 230 | 0 | 0 | 0 | 0 | 0 | 0 | 0 | 0 | 0 | 0 | 0 | 0 | 0 | 0 | 0 | 0 | 0 | 0 | 0 | 0 | 0 | 0 | 0 | 0 | 0 | 0 | 0 | 0 | 0 | 0 | 0 | 0 | 0 | 0 | 0 | 0 | 0 | 0 | 0 | 0 | 0 | 0 | 0 | 0 | 0
PG&E Greater Bay Study Area | Martinez | 115 | Martinez | 115 | 0 | 0 | 0 | 0 | 0 | 0 | 0 | 0 | 0 | 0 | 0 | 0 | 0 | 0 | 0 | 0 | 0 | 0 | 0 | 0 | 0 | 0 | 0 | 0 | 0 | 0 | 0 | 0 | 0 | 0 | 0 | 0 | 0 | 0 | 0 | 0 | 0 | 0 | 0 | 0 | 0 | 0 | 0 | 0 | 0
PG&E Fresno Study Area | Mc Mullin | 230 | Mc Mullin | 230 | 0 | 0 | 0 | 0 | 0 | 0 | 0 | 0 | 0 | 0 | 0 | 0 | 0 | 0 | 0 | 0 | 0 | 0 | 0 | 0 | 0 | 0 | 0 | 0 | 0 | 0 | 0 | 0 | 0 | 0 | 0 | 0 | 0 | 0 | 0 | 0 | 0 | 0 | 0 | 0 | 0 | 0 | 0 | 0 | 0
PG&E Fresno Study Area | McCall | 230 | McCall | 230 | 0 | 0 | 0 | 0 | 0 | 0 | 0 | 0 | 1.75 | 0 | 0 | 0 | 0 | 0 | 1 | 0 | 0 | 0 | 0 | 0 | 0 | 0 | 0 | 7.5 | 0 | 0 | 0 | 0 | 0 | 1 | 0 | 0 | 0 | 0 | 0 | 0 | 0 | 0 | 7.5 | 0 | 0 | 0 | 0 | 0 | 1
East of Pisgah Study Area | McCullough (LDWP) | 500 | 0 | 0 | 0 | 0 | 0 | 0 | 0 | 0 | 0 | 0 | 0 | 0 | 0 | 0 | 0 | 0 | 0 | 0 | 0 | 0 | 0 | 0 | 0 | 0 | 0 | 0 | 0 | 0 | 0 | 0 | 0 | 0 | 0 | 0 | 0 | 0 | 0 | 0 | 0 | 0 | 0 | 0 | 0 | 0 | 0 | 0 | 0
East of Pisgah Study Area | Mead | 230 | 0 | 0 | 0 | 0 | 0 | 0 | 0 | 0 | 0 | 0 | 0 | 0 | 0 | 0 | 0 | 0 | 0 | 0 | 0 | 0 | 0 | 0 | 0 | 0 | 0 | 0 | 0 | 0 | 0 | 0 | 0 | 0 | 0 | 0 | 0 | 0 | 0 | 0 | 0 | 0 | 0 | 0 | 0 | 0 | 0 | 0 | 0
PG&E Greater Bay Study Area | Melones | 115 | Melones | 115 | 0 | 0 | 0 | 0 | 0 | 0 | 0 | 0 | 0 | 0 | 0 | 0 | 0 | 0 | 0 | 0 | 0 | 0 | 0 | 0 | 0 | 0 | 0 | 0 | 0 | 0 | 0 | 0 | 0 | 0 | 0 | 0 | 0 | 0 | 0 | 0 | 0 | 0 | 0 | 0 | 0 | 0 | 0 | 0 | 0
PG&E North of Greater Bay Study Area | Mendocino | 115 | Mendocino | 115 | 0 | 1 | 0 | 0 | 0 | 0 | 0 | 0 | 0 | 0 | 0 | 0 | 0 | 5 | 1 | 0 | 1 | 0 | 0 | 0 | 0 | 0 | 0 | 0 | 0 | 0 | 0 | 0 | 5 | 1 | 0 | 1 | 0 | 0 | 0 | 0 | 0 | 0 | 0 | 0 | 0 | 0 | 0 | 5 | 1
PG&E Fresno Study Area | Mendota | 115 | Mendota | 115 | 0 | 0 | 0 | 0 | 0 | 0 | 0 | 0 | 0 | 0 | 0 | 0 | 0 | 0 | 0 | 0 | 0 | 0 | 0 | 0 | 0 | 0 | 0 | 0 | 0 | 0 | 0 | 0 | 0 | 0 | 0 | 0 | 0 | 0 | 0 | 0 | 0 | 0 | 0 | 0 | 0 | 0 | 0 | 0 | 0
PG&E Fresno Study Area | Merced | 115 | Merced | 115 | 0 | 0 | 0 | 0 | 0 | 0 | 0 | 0 | 0 | 0 | 0 | 0 | 0 | 0 | 0 | 0 | 0 | 0 | 0 | 0 | 0 | 0 | 0 | 4 | 0 | 0 | 0 | 0 | 0 | 1 | 0 | 0 | 0 | 0 | 0 | 0 | 0 | 0 | 4 | 0 | 0 | 0 | 0 | 0 | 1
East of Pisgah Study Area | Mercry Switch | 138 | 0 | 0 | 0 | 0 | 0 | 0 | 0 | 0 | 0 | 0 | 0 | 0 | 0 | 0 | 0 | 0 | 0 | 0 | 0 | 0 | 0 | 0 | 0 | 0 | 0 | 0 | 0 | 0 | 0 | 0 | 0 | 0 | 0 | 0 | 0 | 0 | 0 | 0 | 0 | 0 | 0 | 0 | 0 | 0 | 0 | 0 | 0
PG&E Kern Study Area | Mesa | 230 | Mesa (PGE) | 230 | 0 | 0 | 0 | 0 | 0 | 0 | 0 | 0 | 2.62 | 0 | 0 | 0 | 0 | 0 | 1 | 0 | 0 | 0 | 0 | 0 | 0 | 0 | 0 | 2.62 | 0 | 0 | 0 | 0 | 0 | 1 | 0 | 0 | 0 | 0 | 0 | 0 | 0 | 0 | 2.62 | 0 | 0 | 0 | 0 | 0 | 1
PG&E Kern Study Area | Mesa | 115 | Mesa (PGE) | 115 | 0 | 0 | 0 | 0 | 0 | 0 | 0 | 0 | 0 | 0 | 0 | 0 | 0 | 0 | 0 | 0 | 0 | 0 | 0 | 0 | 0 | 0 | 0 | 0 | 0 | 0 | 0 | 0 | 0 | 0 | 0 | 0 | 0 | 0 | 0 | 0 | 0 | 0 | 0 | 0 | 0 | 0 | 0 | 0 | 0
SCE Metro Study Area | Mesa (SCE) | 500 | Mesa (SCE) | 500 | 0 | 0 | 0 | 0 | 0 | 0 | 0 | 0 | 0 | 0 | 0 | 0 | 0 | 0 | 0 | 0 | 0 | 0 | 0 | 0 | 0 | 0 | 0 | 0 | 0 | 0 | 0 | 0 | 0 | 0 | 0 | 0 | 0 | 0 | 0 | 0 | 0 | 0 | 0 | 0 | 0 | 0 | 0 | 0 | 0
SCE Metro Study Area | Mesa (SCE) | 230 | Mesa (SCE) | 230 | 0 | 0 | 0 | 0 | 0 | 0 | 0 | 0 | 0 | 0 | 0 | 0 | 3.5 | 0 | 1 | 0 | 0 | 0 | 0 | 0 | 0 | 0 | 0 | 0 | 0 | 0 | 0 | 3.5 | 0 | 1 | 0 | 0 | 0 | 0 | 0 | 0 | 0 | 0 | 0 | 0 | 0 | 0 | 3.5 | 0 | 1
PG&E Greater Bay Study Area | Metcalf | 500 | Metcalf | 500 | 0 | 0 | 0 | 0 | 0 | 0 | 0 | 0 | 0 | 0 | 0 | 0 | 0 | 0 | 0 | 0 | 0 | 0 | 0 | 0 | 0 | 0 | 0 | 0 | 0 | 0 | 0 | 0 | 0 | 0 | 0 | 0 | 0 | 0 | 0 | 0 | 0 | 0 | 0 | 0 | 0 | 0 | 0 | 0 | 0
PG&E Greater Bay Study Area | Metcalf | 230 | Metcalf | 230 | 0 | 0 | 0 | 0 | 0 | 0 | 0 | 0 | 0 | 0 | 0 | 0 | 0 | 0 | 0 | 0 | 0 | 0 | 0 | 0 | 0 | 0 | 0 | 0 | 0 | 0 | 200 | 100 | 0 | 1 | 0 | 0 | 0 | 0 | 0 | 0 | 0 | 0 | 0 | 0 | 0 | 250 | 100 | 0 | 1
PG&E Greater Bay Study Area | Metcalf | 115 | Metcalf | 115 | 0 | 1.8 | 0 | 0 | 0 | 0 | 0 | 0 | 0 | 0 | 0 | 0 | 0 | 0 | 1 | 0 | 1.8 | 0 | 0 | 0 | 0 | 0 | 0 | 0 | 0 | 0 | 0 | 0 | 0 | 1 | 0 | 1.8 | 0 | 0 | 0 | 0 | 0 | 0 | 0 | 0 | 0 | 0 | 0 | 0 | 1
PG&E Kern Study Area | Midway | 500 | Midway | 500 | 0 | 0 | 0 | 0 | 0 | 0 | 0 | 0 | 0 | 0 | 500 | 0 | 100 | 0 | 1 | 0 | 0 | 0 | 0 | 0 | 0 | 0 | 0 | 0 | 100 | 556 | 340 | 141 | 0 | 1 | 0 | 0 | 0 | 0 | 0 | 0 | 0 | 0 | 0 | 100 | 700 | 340 | 302 | 0 | 1
PG&E Kern Study Area | Midway | 230 | Midway | 230 | 0 | 0 | 0 | 0 | 0 | 0 | 0 | 0 | 0 | 0 | 0 | 0 | 0 | 0 | 0 | 0 | 0 | 0 | 0 | 0 | 0 | 0 | 0 | 0 | 0 | 0 | 0 | 0 | 0 | 0 | 0 | 0 | 0 | 0 | 0 | 0 | 0 | 0 | 0 | 0 | 0 | 0 | 0 | 0 | 0
PG&E Kern Study Area | Midway | 115 | Midway | 115 | 0 | 0 | 0 | 0 | 0 | 0 | 0 | 0 | 0 | 100 | 100 | 80 | 0 | 0 | 1 | 0 | 0 | 0 | 0 | 0 | 0 | 0 | 0 | 0 | 200 | 148 | 80 | 1 | 0 | 1 | 0 | 0 | 0 | 0 | 0 | 0 | 0 | 0 | 0 | 200 | 147 | 80 | 26 | 0 | 1
SDG&E Study Area | Miguel | 500 | Miguel | 500 | 0 | 0 | 0 | 0 | 0 | 0 | 0 | 0 | 0 | 0 | 0 | 0 | 0 | 0 | 0 | 0 | 0 | 0 | 0 | 0 | 0 | 0 | 0 | 0 | 0 | 0 | 0 | 0 | 0 | 0 | 0 | 0 | 0 | 0 | 0 | 0 | 0 | 0 | 0 | 0 | 0 | 0 | 0 | 0 | 0
SDG&E Study Area | Miguel | 230 | Miguel | 230 | 0 | 0 | 0 | 0 | 0 | 0 | 0 | 0 | 0 | 0 | 0 | 9.75 | 0 | 0 | 1 | 0 | 0 | 0 | 0 | 0 | 0 | 0 | 0 | 0 | 0 | 0 | 9.75 | 0 | 0 | 1 | 0 | 0 | 0 | 0 | 0 | 0 | 0 | 0 | 0 | 0 | 0 | 9.75 | 0 | 0 | 1
PG&E Greater Bay Study Area | Miller | 115 | Miller | 115 | 0 | 0 | 0 | 0 | 0 | 0 | 0 | 0 | 0 | 0 | 0 | 0 | 0 | 0 | 0 | 0 | 0 | 0 | 0 | 0 | 0 | 0 | 0 | 0 | 0 | 0 | 0 | 0 | 0 | 0 | 0 | 0 | 0 | 0 | 0 | 0 | 0 | 0 | 0 | 0 | 0 | 0 | 0 | 0 | 0
SCE Metro Study Area | Mira Loma | 500 | Mira Loma | 500 | 0 | 0 | 0 | 0 | 0 | 0 | 0 | 0 | 0 | 0 | 0 | 0 | 0 | 0 | 0 | 0 | 0 | 0 | 0 | 0 | 0 | 0 | 0 | 0 | 0 | 0 | 0 | 0 | 0 | 0 | 0 | 0 | 0 | 0 | 0 | 0 | 0 | 0 | 0 | 0 | 0 | 0 | 0 | 0 | 0
SCE Metro Study Area | Mira Loma | 230 | Mira Loma | 230 | 0 | 0 | 0 | 0 | 0 | 0 | 0 | 0 | 0 | 0 | 0 | 285 | 100 | 0 | 1 | 0 | 0 | 0 | 0 | 0 | 0 | 0 | 0 | 0 | 0 | 0 | 285 | 100 | 0 | 1 | 0 | 0 | 0 | 0 | 0 | 0 | 0 | 0 | 0 | 0 | 0 | 285 | 100 | 0 | 1
SCE Eastern Study Area | Mirage | 230 | Mirage | 230 | 700 | 0 | 0 | 0 | 0 | 0 | 0 | 0 | 0 | 0 | 0 | 50 | 0 | 0 | 1 | 790 | 0 | 0 | 0 | 0 | 0 | 0 | 0 | 0 | 0 | 0 | 50 | 0 | 0 | 1 | 790 | 0 | 0 | 0 | 0 | 0 | 0 | 0 | 0 | 0 | 0 | 50 | 0 | 0 | 1
SDG&E Study Area | Mission | 230 | Mission | 230 | 0 | 0 | 0 | 0 | 0 | 0 | 0 | 0 | 0 | 0 | 0 | 9 | 0 | 0 | 1 | 0 | 0 | 0 | 0 | 0 | 0 | 0 | 0 | 0 | 0 | 0 | 9 | 0 | 0 | 1 | 0 | 0 | 0 | 0 | 0 | 0 | 0 | 0 | 0 | 0 | 0 | 9 | 0 | 0 | 1
PG&E Greater Bay Study Area | Mi-Wuk | 115 | Mi-Wuk | 115 | 0 | 0 | 0 | 0 | 0 | 0 | 0 | 0 | 0 | 0 | 0 | 0 | 0 | 0 | 0 | 0 | 0 | 0 | 0 | 0 | 0 | 0 | 0 | 0 | 0 | 0 | 0 | 0 | 0 | 0 | 0 | 0 | 0 | 0 | 0 | 0 | 0 | 0 | 0 | 0 | 0 | 0 | 0 | 0 | 0
East of Pisgah Study Area | Mohave | 500 | Mohave | 500 | 0 | 0 | 0 | 0 | 0 | 0 | 0 | 0 | 0 | 0 | 0 | 0 | 0 | 0 | 0 | 0 | 0 | 0 | 0 | 0 | 0 | 0 | 0 | 0 | 0 | 700 | 500 | 0 | 0 | 1 | 0 | 0 | 0 | 0 | 0 | 0 | 0 | 0 | 0 | 0 | 700 | 500 | 0 | 0 | 1
PG&E North of Greater Bay Study Area | Monroe | 115 | Monroe | 115 | 0 | 0 | 0 | 0 | 0 | 0 | 0 | 0 | 0 | 0 | 0 | 0 | 0 | 0 | 0 | 0 | 0 | 0 | 0 | 0 | 0 | 0 | 0 | 0 | 0 | 0 | 0 | 0 | 0 | 0 | 0 | 0 | 0 | 0 | 0 | 0 | 0 | 0 | 0 | 0 | 0 | 0 | 0 | 0 | 0
PG&E Greater Bay Study Area | Monta Vista | 230 | Monta Vista | 230 | 0 | 0 | 0 | 0 | 0 | 0 | 0 | 0 | 0 | 0 | 0 | 0 | 0 | 0 | 0 | 0 | 0 | 0 | 0 | 0 | 0 | 0 | 0 | 0 | 0 | 0 | 0 | 0 | 0 | 0 | 0 | 0 | 0 | 0 | 0 | 0 | 0 | 0 | 0 | 0 | 0 | 0 | 0 | 0 | 0
PG&E North of Greater Bay Study Area | Monticello | 115 | Monticello | 115 | 0 | 0 | 0 | 0 | 0 | 0 | 0 | 0 | 0 | 0 | 0 | 0 | 0 | 0 | 0 | 0 | 0 | 0 | 0 | 0 | 0 | 0 | 0 | 0 | 0 | 0 | 0 | 0 | 0 | 0 | 0 | 0 | 0 | 0 | 0 | 0 | 0 | 0 | 0 | 0 | 0 | 0 | 0 | 0 | 0
SCE Northern Area | Moorpark | 230 | Moorpark | 230 | 0 | 0 | 0 | 0 | 0 | 0 | 0 | 0 | 0 | 0 | 0 | 134.9 | 0 | 0 | 1 | 0 | 0 | 0 | 0 | 0 | 0 | 0 | 0 | 0 | 0 | 0 | 434.9 | 0 | 0 | 1 | 0 | 0 | 0 | 0 | 0 | 0 | 0 | 0 | 0 | 0 | 0 | 434.9 | 0 | 0 | 1
PG&E Greater Bay Study Area | Moraga | 230 | Moraga | 230 | 0 | 0 | 0 | 0 | 0 | 0 | 0 | 0 | 0 | 0 | 0 | 0 | 0 | 0 | 0 | 0 | 0 | 0 | 0 | 0 | 0 | 0 | 0 | 0 | 0 | 0 | 0 | 0 | 0 | 0 | 0 | 0 | 0 | 0 | 0 | 0 | 0 | 0 | 0 | 0 | 0 | 0 | 0 | 0 | 0
PG&E Greater Bay Study Area | Moraga | 115 | Moraga | 115 | 0 | 0 | 0 | 0 | 0 | 0 | 0 | 0 | 0 | 0 | 0 | 0 | 0 | 0 | 0 | 0 | 0 | 0 | 0 | 0 | 0 | 0 | 0 | 0 | 0 | 0 | 0 | 0 | 0 | 0 | 0 | 0 | 0 | 0 | 0 | 0 | 0 | 0 | 0 | 0 | 0 | 0 | 0 | 0 | 0
PG&E Greater Bay Study Area | Morgan Hill | 115 | Morgan Hill | 115 | 0 | 0 | 0 | 0 | 0 | 0 | 0 | 0 | 0 | 0 | 0 | 0 | 0 | 0 | 0 | 0 | 0 | 0 | 0 | 0 | 0 | 0 | 0 | 0 | 0 | 0 | 0 | 0 | 0 | 0 | 0 | 0 | 0 | 0 | 0 | 0 | 0 | 0 | 0 | 0 | 0 | 0 | 0 | 0 | 0
PG&E Kern Study Area | Morro Bay (Proposed) | 500 | Morro Bay | 500 | 0 | 0 | 0 | 0 | 0 | 0 | 0 | 0 | 0 | 0 | 0 | 0 | 0 | 0 | 0 | 0 | 0 | 0 | 0 | 0 | 0 | 0 | 0 | 0 | 0 | 0 | 0 | 0 | 0 | 0 | 0 | 0 | 0 | 0 | 0 | 0 | 0 | 0 | 0 | 0 | 0 | 0 | 0 | 0 | 0
PG&E Kern Study Area | Morro Bay | 230 | Morro Bay | 230 | 0 | 0 | 0 | 0 | 0 | 0 | 0 | 0 | 0 | 0 | 0 | 0 | 0 | 0 | 0 | 0 | 0 | 0 | 0 | 0 | 0 | 0 | 0 | 0 | 0 | 0 | 0 | 0 | 0 | 0 | 0 | 0 | 0 | 0 | 0 | 0 | 0 | 0 | 0 | 0 | 0 | 0 | 0 | 0 | 0
PG&E Kern Study Area | Morro Bay | 115 | Morro Bay | 115 | 0 | 0 | 0 | 0 | 0 | 0 | 0 | 0 | 0 | 0 | 0 | 0 | 0 | 0 | 0 | 0 | 0 | 0 | 0 | 0 | 0 | 0 | 0 | 0 | 0 | 0 | 0 | 0 | 0 | 0 | 0 | 0 | 0 | 0 | 0 | 0 | 0 | 0 | 0 | 0 | 0 | 0 | 0 | 0 | 0
PG&E Greater Bay Study Area | Moss Landing | 500 | Moss Landing | 500 | 0 | 0 | 0 | 0 | 0 | 0 | 0 | 0 | 0 | 0 | 0 | 0 | 0 | 0 | 0 | 0 | 0 | 0 | 0 | 0 | 0 | 0 | 0 | 0 | 0 | 0 | 0 | 0 | 0 | 0 | 0 | 0 | 0 | 0 | 0 | 0 | 0 | 0 | 0 | 0 | 0 | 0 | 500 | 0 | 1
PG&E Greater Bay Study Area | Moss Landing | 230 | Moss Landing | 230 | 0 | 0 | 0 | 0 | 0 | 0 | 0 | 0 | 0 | 0 | 0 | 0 | 0 | 0 | 0 | 0 | 0 | 0 | 0 | 0 | 0 | 0 | 0 | 0 | 0 | 0 | 0 | 0 | 0 | 0 | 0 | 0 | 0 | 0 | 0 | 0 | 0 | 0 | 0 | 0 | 0 | 0 | 0 | 0 | 0
PG&E Greater Bay Study Area | Moss Landing | 115 | Moss Landing | 115 | 0 | 0 | 0 | 0 | 0 | 0 | 0 | 0 | 0 | 0 | 0 | 0 | 0 | 0 | 0 | 0 | 0 | 0 | 0 | 0 | 0 | 0 | 0 | 0 | 0 | 0 | 0 | 0 | 0 | 0 | 0 | 0 | 0 | 0 | 0 | 0 | 0 | 0 | 0 | 0 | 0 | 0 | 0 | 0 | 0
PG&E Kern Study Area | Mt Poso | 115 | Mt Poso | 115 | 0 | 0 | 0 | 0 | 0 | 0 | 0 | 0 | 0 | 0 | 0 | 0 | 0 | 0 | 0 | 0 | 0 | 0 | 0 | 0 | 0 | 0 | 0 | 0 | 0 | 0 | 0 | 0 | 0 | 0 | 0 | 0 | 0 | 0 | 0 | 0 | 0 | 0 | 0 | 0 | 0 | 0 | 0 | 0 | 0
PG&E Fresno Study Area | Mustang | 230 | Mustang | 230 | 0 | 0 | 0 | 0 | 0 | 0 | 0 | 0 | 0 | 106.5 | 200 | 0 | 50 | 0 | 1 | 0 | 0 | 0 | 0 | 0 | 0 | 0 | 0 | 0 | 106.5 | 200 | 0 | 50 | 0 | 1 | 0 | 0 | 0 | 0 | 0 | 0 | 0 | 0 | 0 | 206.5 | 300 | 75 | 75 | 0 | 1
PG&E Fresno Study Area | New Melones | 230 | Melones | 230 | 0 | 0 | 0 | 0 | 0 | 0 | 0 | 0 | 0 | 0 | 0 | 0 | 0 | 0 | 0 | 0 | 0 | 0 | 0 | 0 | 0 | 0 | 0 | 0 | 0 | 0 | 0 | 0 | 0 | 0 | 0 | 0 | 0 | 0 | 0 | 0 | 0 | 0 | 0 | 0 | 0 | 0 | 0 | 0 | 0
PG&E Greater Bay Study Area | Newark | 230 | Newark | 230 | 0 | 0 | 0 | 0 | 0 | 0 | 0 | 0 | 0 | 0 | 0 | 0 | 0 | 0 | 0 | 0 | 0 | 0 | 0 | 0 | 0 | 0 | 0 | 0 | 0 | 0 | 0 | 0 | 0 | 0 | 0 | 0 | 0 | 0 | 0 | 0 | 0 | 0 | 0 | 0 | 0 | 0 | 0 | 0 | 0
PG&E Greater Bay Study Area | Newark | 115 | Newark | 115 | 0 | 0 | 0 | 0 | 0 | 0 | 0 | 0 | 0 | 0 | 0 | 0 | 0 | 0 | 0 | 0 | 0 | 0 | 0 | 0 | 0 | 0 | 0 | 0 | 0 | 0 | 0 | 0 | 0 | 0 | 0 | 0 | 0 | 0 | 0 | 0 | 0 | 0 | 0 | 0 | 0 | 0 | 0 | 0 | 0
PG&E Fresno Study Area | Newhall | 115 | Newhall | 115 | 0 | 0 | 0 | 0 | 0 | 0 | 0 | 0 | 0 | 0 | 0 | 0 | 0 | 0 | 0 | 0 | 0 | 0 | 0 | 0 | 0 | 0 | 0 | 0 | 0 | 0 | 0 | 0 | 0 | 0 | 0 | 0 | 0 | 0 | 0 | 0 | 0 | 0 | 0 | 0 | 0 | 0 | 0 | 0 | 0
PG&E Kern Study Area | Norco | 115 | Norco | 115 | 0 | 0 | 0 | 0 | 0 | 0 | 0 | 0 | 0 | 0 | 0 | 0 | 0 | 0 | 0 | 0 | 0 | 0 | 0 | 0 | 0 | 0 | 0 | 0 | 0 | 0 | 0 | 0 | 0 | 0 | 0 | 0 | 0 | 0 | 0 | 0 | 0 | 0 | 0 | 0 | 0 | 0 | 0 | 0 | 0
SDG&E Study Area | North City Metering | 138 | North City Metering | 138 | 0 | 0 | 0 | 0 | 0 | 0 | 0 | 0 | 0 | 0 | 0 | 0 | 0 | 0 | 0 | 0 | 0 | 0 | 0 | 0 | 0 | 0 | 0 | 0 | 0 | 0 | 0 | 0 | 0 | 0 | 0 | 0 | 0 | 0 | 0 | 0 | 0 | 0 | 0 | 0 | 0 | 0 | 0 | 0 | 0
PG&E Greater Bay Study Area | North Dublin | 230 | North Dublin | 230 | 0 | 0 | 0 | 0 | 0 | 0 | 0 | 0 | 0 | 0 | 0 | 0 | 0 | 0 | 0 | 0 | 0 | 0 | 0 | 0 | 0 | 0 | 0 | 0 | 0 | 0 | 0 | 0 | 0 | 0 | 0 | 0 | 0 | 0 | 0 | 0 | 0 | 0 | 0 | 0 | 0 | 0 | 0 | 0 | 0
SDG&E Study Area | North Gila | 500 | North Gila | 500 | 0 | 0 | 0 | 0 | 0 | 0 | 0 | 0 | 0 | 0 | 0 | 0 | 0 | 0 | 0 | 0 | 0 | 0 | 0 | 0 | 0 | 0 | 0 | 0 | 0 | 0 | 0 | 0 | 0 | 0 | 0 | 0 | 0 | 0 | 0 | 0 | 0 | 0 | 0 | 0 | 0 | 0 | 0 | 0 | 0
SDG&E Study Area | New Sub - North Gila - IV (Proposed) | 500 | New Sub - North Gila - IV (Proposed) | 500 | 0 | 0 | 0 | 0 | 0 | 0 | 0 | 0 | 0 | 0 | 0 | 0 | 0 | 0 | 0 | 0 | 0 | 0 | 0 | 0 | 0 | 0 | 0 | 0 | 0 | 0 | 0 | 0 | 0 | 0 | 0 | 0 | 0 | 0 | 0 | 0 | 0 | 0 | 0 | 0 | 0 | 0 | 0 | 0 | 0
PG&E Greater Bay Study Area | Oakland C | 115 | Oakland C | 115 | 0 | 0 | 0 | 0 | 0 | 0 | 0 | 0 | 0 | 0 | 0 | 55 | 0 | 0 | 1 | 0 | 0 | 0 | 0 | 0 | 0 | 0 | 0 | 0 | 0 | 0 | 55 | 0 | 0 | 1 | 0 | 0 | 0 | 0 | 0 | 0 | 0 | 0 | 0 | 0 | 0 | 55 | 0 | 0 | 1
PG&E Greater Bay Study Area | Oakland J | 115 | Oakland J | 115 | 0 | 0 | 0 | 0 | 0 | 0 | 0 | 0 | 0 | 0 | 0 | 0 | 0 | 0 | 0 | 0 | 0 | 0 | 0 | 0 | 0 | 0 | 0 | 0 | 0 | 0 | 0 | 0 | 0 | 0 | 0 | 0 | 0 | 0 | 0 | 0 | 0 | 0 | 0 | 0 | 0 | 0 | 0 | 0 | 0
PG&E Kern Study Area | Oceano | 115 | Oceano | 115 | 0 | 0 | 0 | 0 | 0 | 0 | 0 | 0 | 0 | 0 | 0 | 0 | 0 | 0 | 0 | 0 | 0 | 0 | 0 | 0 | 0 | 0 | 0 | 0 | 0 | 0 | 0 | 0 | 0 | 0 | 0 | 0 | 0 | 0 | 0 | 0 | 0 | 0 | 0 | 0 | 0 | 0 | 0 | 0 | 0
SDG&E Study Area | Ocotillo Express | 500 | Ocotillo Express | 500 | 0 | 0 | 0 | 0 | 0 | 0 | 0 | 0 | 0 | 0 | 0 | 0 | 0 | 0 | 0 | 0 | 0 | 0 | 0 | 0 | 0 | 0 | 0 | 0 | 0 | 0 | 0 | 0 | 0 | 0 | 0 | 0 | 0 | 0 | 0 | 0 | 0 | 0 | 0 | 0 | 0 | 0 | 0 | 0 | 0
SDG&E Study Area | Old Town | 230 | Old Town | 230 | 0 | 0 | 0 | 0 | 0 | 0 | 0 | 0 | 0 | 0 | 0 | 0 | 0 | 0 | 0 | 0 | 0 | 0 | 0 | 0 | 0 | 0 | 0 | 0 | 0 | 0 | 0 | 0 | 0 | 0 | 0 | 0 | 0 | 0 | 0 | 0 | 0 | 0 | 0 | 0 | 0 | 0 | 0 | 0 | 0
SCE Metro Study Area | Olinda | 230 | Olinda | 230 | 0 | 0 | 0 | 0 | 0 | 0 | 0 | 0 | 0 | 0 | 0 | 0 | 0 | 0 | 0 | 0 | 0 | 0 | 0 | 0 | 0 | 0 | 0 | 0 | 0 | 0 | 0 | 0 | 0 | 0 | 0 | 0 | 0 | 0 | 0 | 0 | 0 | 0 | 0 | 0 | 0 | 0 | 0 | 0 | 0
PG&E Kern Study Area | Olive | 115 | Olive | 115 | 0 | 0 | 0 | 0 | 0 | 0 | 0 | 0 | 0 | 40 | 0 | 20 | 0 | 0 | 1 | 0 | 0 | 0 | 0 | 0 | 0 | 0 | 0 | 0 | 40 | 0 | 20 | 0 | 0 | 1 | 0 | 0 | 0 | 0 | 0 | 0 | 0 | 0 | 0 | 40 | 0 | 20 | 0 | 0 | 1
PG&E North of Greater Bay Study Area | Olivehurst | 115 | Olivehurst | 115 | 0 | 0 | 0 | 0 | 0 | 0 | 0 | 0 | 0 | 0 | 0 | 0 | 0 | 0 | 0 | 0 | 0 | 0 | 0 | 0 | 0 | 0 | 0 | 0 | 0 | 0 | 0 | 0 | 0 | 0 | 0 | 0 | 0 | 0 | 0 | 0 | 0 | 0 | 0 | 0 | 0 | 0 | 0 | 0 | 0
SCE Northern Area | Ormond Beach | 230 | Ormond Beach | 230 | 0 | 0 | 0 | 0 | 0 | 0 | 0 | 0 | 0 | 0 | 0 | 0 | 0 | 0 | 0 | 0 | 0 | 0 | 0 | 0 | 0 | 0 | 0 | 0 | 0 | 0 | 0 | 0 | 0 | 0 | 0 | 0 | 0 | 0 | 0 | 0 | 0 | 0 | 0 | 0 | 0 | 0 | 0 | 0 | 0
SDG&E Study Area | Otay | 69 | Otay | 69 | 0 | 0 | 0 | 0 | 0 | 0 | 0 | 0 | 0 | 0 | 0 | 0 | 0 | 0 | 0 | 0 | 0 | 0 | 0 | 0 | 0 | 0 | 0 | 0 | 0 | 0 | 0 | 0 | 0 | 0 | 0 | 0 | 0 | 0 | 0 | 0 | 0 | 0 | 0 | 0 | 0 | 0 | 0 | 0 | 0
SDG&E Study Area | Otay Mesa | 230 | Otay Mesa | 230 | 0 | 0 | 0 | 0 | 0 | 0 | 0 | 0 | 0 | 0 | 0 | 0 | 0 | 0 | 0 | 0 | 0 | 0 | 0 | 0 | 0 | 0 | 0 | 0 | 0 | 0 | 0 | 0 | 0 | 0 | 0 | 0 | 0 | 0 | 0 | 0 | 0 | 0 | 0 | 0 | 0 | 0 | 0 | 0 | 0
PG&E Fresno Study Area | Padre Flats SW STA | 230 | Padre Flats SW STA | 230 | 0 | 0 | 0 | 0 | 0 | 0 | 0 | 0 | 0 | 0 | 0 | 0 | 0 | 0 | 0 | 0 | 0 | 0 | 0 | 0 | 0 | 0 | 0 | 0 | 0 | 0 | 0 | 0 | 0 | 0 | 0 | 0 | 0 | 0 | 0 | 0 | 0 | 0 | 0 | 0 | 0 | 0 | 0 | 0 | 0
East of Pisgah Study Area | Pahrump | 230 | Pahrump | 230 | 0 | 0 | 0 | 0 | 0 | 0 | 0 | 0 | 0 | 0 | 0 | 0 | 0 | 0 | 0 | 0 | 0 | 0 | 0 | 0 | 0 | 0 | 0 | 0 | 0 | 0 | 0 | 0 | 0 | 0 | 0 | 0 | 0 | 0 | 0 | 0 | 0 | 0 | 0 | 0 | 0 | 0 | 0 | 0 | 0
East of Pisgah Study Area | Pahrump | 138 | Pahrump | 138 | 0 | 0 | 0 | 0 | 0 | 0 | 0 | 0 | 0 | 0 | 0 | 0 | 0 | 0 | 0 | 0 | 0 | 0 | 0 | 0 | 0 | 0 | 0 | 0 | 0 | 0 | 0 | 0 | 0 | 0 | 0 | 0 | 0 | 0 | 0 | 0 | 0 | 0 | 0 | 0 | 0 | 0 | 0 | 0 | 0
SDG&E Study Area | Pala | 69 | Pala | 69 | 0 | 0 | 0 | 0 | 0 | 0 | 0 | 0 | 0 | 0 | 0 | 10 | 0 | 0 | 1 | 0 | 0 | 0 | 0 | 0 | 0 | 0 | 0 | 0 | 0 | 0 | 10 | 0 | 0 | 1 | 0 | 0 | 0 | 0 | 0 | 0 | 0 | 0 | 0 | 0 | 0 | 10 | 0 | 0 | 1
PG&E North of Greater Bay Study Area | Palermo | 230 | Palermo | 230 | 0 | 0 | 0 | 0 | 0 | 0 | 0 | 0 | 0 | 0 | 0 | 0 | 0 | 0 | 0 | 0 | 0 | 0 | 0 | 0 | 0 | 0 | 0 | 0 | 0 | 0 | 0 | 0 | 0 | 0 | 0 | 0 | 0 | 0 | 0 | 0 | 0 | 0 | 0 | 0 | 0 | 0 | 0 | 0 | 0
PG&E North of Greater Bay Study Area | Palermo | 115 | Palermo | 115 | 0 | 4.1 | 0 | 0 | 0 | 0 | 0 | 0 | 0 | 0 | 0 | 0 | 0 | 0 | 1 | 0 | 4.1 | 0 | 0 | 0 | 0 | 0 | 0 | 0 | 0 | 0 | 0 | 0 | 0 | 1 | 0 | 4.1 | 0 | 0 | 0 | 0 | 0 | 0 | 0 | 0 | 0 | 0 | 0 | 0 | 1
SCE Eastern Study Area | Palo Verde | 500 | Palo Verde | 500 | 0 | 0 | 0 | 0 | 2130.8 | 0 | 0 | 0 | 0 | 0 | 0 | 0 | 0 | 0 | 1 | 0 | 0 | 0 | 0 | 2130.8 | 0 | 0 | 0 | 0 | 0 | 0 | 0 | 0 | 0 | 1 | 0 | 0 | 0 | 0 | 3535.6 | 0 | 0 | 0 | 0 | 0 | 0 | 0 | 0 | 0 | 1
SDG&E Study Area | Palomar Energy | 230 | Palomar Energy | 230 | 0 | 0 | 0 | 0 | 0 | 0 | 0 | 0 | 0 | 0 | 0 | 0 | 0 | 0 | 0 | 0 | 0 | 0 | 0 | 0 | 0 | 0 | 0 | 0 | 0 | 0 | 0 | 0 | 0 | 0 | 0 | 0 | 0 | 0 | 0 | 0 | 0 | 0 | 0 | 0 | 0 | 0 | 0 | 0 | 0
PG&E Fresno Study Area | Panoche | 115 | Panoche | 115 | 0 | 0 | 0 | 0 | 0 | 0 | 0 | 0 | 0 | 0 | 0 | 0 | 0 | 0 | 0 | 0 | 0 | 0 | 0 | 0 | 0 | 0 | 0 | 6 | 0 | 0 | 0 | 0 | 0 | 1 | 0 | 0 | 0 | 0 | 0 | 0 | 0 | 0 | 6 | 0 | 0 | 0 | 0 | 0 | 1
PG&E Fresno Study Area | Panoche | 230 | Panoche | 230 | 0 | 0 | 0 | 0 | 0 | 0 | 0 | 0 | 0 | 0 | 0 | 0 | 0 | 0 | 0 | 0 | 0 | 0 | 0 | 0 | 0 | 0 | 0 | 0 | 100 | 0 | 0 | 0 | 0 | 1 | 0 | 0 | 0 | 0 | 0 | 0 | 0 | 0 | 0 | 100 | 260 | 0 | 100 | 0 | 1
SCE Northern Area | Pardee | 230 | Pardee | 230 | 0 | 0 | 0 | 0 | 0 | 0 | 0 | 0 | 0 | 0 | 0 | 15 | 0 | 0 | 1 | 0 | 0 | 0 | 0 | 0 | 0 | 0 | 0 | 0 | 0 | 0 | 15 | 0 | 0 | 1 | 0 | 0 | 0 | 0 | 0 | 0 | 0 | 0 | 0 | 0 | 0 | 15 | 0 | 0 | 1
PG&E North of Greater Bay Study Area | Parkway | 230 | Parkway | 230 | 0 | 2.3 | 0 | 0 | 0 | 0 | 0 | 0 | 0 | 0 | 0 | 0 | 0 | 0 | 1 | 0 | 2.3 | 0 | 0 | 0 | 0 | 0 | 0 | 0 | 0 | 0 | 0 | 0 | 0 | 1 | 0 | 2.3 | 0 | 0 | 0 | 0 | 0 | 0 | 0 | 0 | 0 | 0 | 0 | 0 | 1
SCE Northern Area | Pastoria | 230 | Pastoria | 230 | 0 | 0 | 0 | 0 | 0 | 0 | 0 | 0 | 0 | 0 | 0 | 0 | 0 | 0 | 0 | 0 | 0 | 0 | 0 | 0 | 0 | 0 | 0 | 0 | 0 | 0 | 0 | 0 | 0 | 0 | 0 | 0 | 0 | 0 | 0 | 0 | 0 | 0 | 0 | 0 | 0 | 0 | 0 | 0 | 0
SCE Metro Study Area | Pauda | 230 | Pauda | 230 | 0 | 0 | 0 | 0 | 0 | 0 | 0 | 0 | 0 | 0 | 0 | 195 | 0 | 0 | 1 | 0 | 0 | 0 | 0 | 0 | 0 | 0 | 0 | 0 | 0 | 0 | 195 | 0 | 0 | 1 | 0 | 0 | 0 | 0 | 0 | 0 | 0 | 0 | 0 | 0 | 0 | 195 | 0 | 0 | 1
PG&E North of Greater Bay Study Area | Peabody | 230 | Peabody | 230 | 0 | 0 | 0 | 0 | 0 | 0 | 0 | 0 | 4.4 | 0 | 0 | 0 | 0 | 0 | 1 | 0 | 0 | 0 | 0 | 0 | 0 | 0 | 0 | 4.4 | 0 | 0 | 0 | 0 | 0 | 1 | 0 | 0 | 0 | 0 | 0 | 0 | 0 | 0 | 4.4 | 0 | 0 | 0 | 0 | 0 | 1
PG&E North of Greater Bay Study Area | Pease | 115 | Pease | 115 | 0 | 0 | 0 | 0 | 0 | 0 | 0 | 0 | 0 | 0 | 0 | 0 | 0 | 0 | 0 | 0 | 0 | 0 | 0 | 0 | 0 | 0 | 0 | 0 | 0 | 0 | 0 | 0 | 0 | 0 | 0 | 0 | 0 | 0 | 0 | 0 | 0 | 0 | 0 | 0 | 0 | 0 | 0 | 0 | 0
SDG&E Study Area | Penasquitos | 230 | Penasquitos | 230 | 0 | 0 | 0 | 0 | 0 | 0 | 0 | 0 | 0 | 0 | 0 | 0 | 0 | 0 | 0 | 0 | 0 | 0 | 0 | 0 | 0 | 0 | 0 | 0 | 0 | 0 | 0 | 0 | 0 | 0 | 0 | 0 | 0 | 0 | 0 | 0 | 0 | 0 | 0 | 0 | 0 | 0 | 0 | 0 | 0
PG&E North of Greater Bay Study Area | Penngrove | 115 | Penngrove | 115 | 0 | 0 | 0 | 0 | 0 | 0 | 0 | 0 | 0 | 0 | 0 | 0 | 0 | 0 | 0 | 0 | 0 | 0 | 0 | 0 | 0 | 0 | 0 | 0 | 0 | 0 | 0 | 0 | 0 | 0 | 0 | 0 | 0 | 0 | 0 | 0 | 0 | 0 | 0 | 0 | 0 | 0 | 0 | 0 | 0
PG&E Greater Bay Study Area | Peoria | 115 | Peoria | 115 | 0 | 2 | 0 | 0 | 0 | 0 | 0 | 0 | 0 | 0 | 0 | 0 | 0 | 0 | 1 | 0 | 2 | 0 | 0 | 0 | 0 | 0 | 0 | 0 | 0 | 0 | 0 | 0 | 0 | 1 | 0 | 2 | 0 | 0 | 0 | 0 | 0 | 0 | 0 | 0 | 0 | 0 | 0 | 0 | 1
PG&E Greater Bay Study Area | Piercy | 115 | Piercy | 115 | 0 | 0 | 0 | 0 | 0 | 0 | 0 | 0 | 0 | 0 | 0 | 0 | 0 | 0 | 0 | 0 | 0 | 0 | 0 | 0 | 0 | 0 | 0 | 0 | 0 | 0 | 0 | 0 | 0 | 0 | 0 | 0 | 0 | 0 | 0 | 0 | 0 | 0 | 0 | 0 | 0 | 0 | 0 | 0 | 0
PG&E Fresno Study Area | Pine Flat | 230 | Pine Flat | 230 | 0 | 8 | 0 | 0 | 0 | 0 | 0 | 0 | 0 | 0 | 0 | 0 | 0 | 0 | 1 | 0 | 8 | 0 | 0 | 0 | 0 | 0 | 0 | 0 | 0 | 0 | 0 | 0 | 0 | 1 | 0 | 8 | 0 | 0 | 0 | 0 | 0 | 0 | 0 | 0 | 0 | 0 | 0 | 0 | 1
SCE North of Lugo Study Area | Pisgah | 230 | Pisgah | 230 | 0 | 0 | 0 | 0 | 0 | 0 | 0 | 0 | 0 | 0 | 0 | 0 | 0 | 0 | 0 | 0 | 0 | 0 | 0 | 0 | 0 | 0 | 0 | 0 | 0 | 0 | 0 | 0 | 0 | 0 | 0 | 0 | 0 | 0 | 0 | 0 | 0 | 0 | 0 | 80 | 200 | 0 | 115 | 0 | 1
PG&E North of Greater Bay Study Area | Pit 1 | 230 | Pit 1 | 230 | 0 | 0 | 0 | 0 | 0 | 0 | 0 | 0 | 0 | 0 | 0 | 0 | 0 | 0 | 0 | 0 | 0 | 0 | 0 | 0 | 0 | 0 | 0 | 0 | 0 | 0 | 0 | 0 | 0 | 0 | 0 | 0 | 0 | 0 | 0 | 0 | 0 | 0 | 0 | 0 | 0 | 0 | 0 | 0 | 0
PG&E North of Greater Bay Study Area | New Sub - Pit 1 - Cottonwood (Proposed) | 230 | New Sub - Pit 1 - Cottonwood (Proposed) | 230 | 0 | 0 | 200 | 10 | 0 | 0 | 0 | 0 | 0 | 0 | 0 | 0 | 0 | 0 | 1 | 0 | 0 | 200 | 10 | 0 | 0 | 0 | 0 | 0 | 0 | 0 | 0 | 0 | 0 | 1 | 0 | 0 | 200 | 10 | 0 | 0 | 0 | 0 | 0 | 0 | 0 | 0 | 0 | 0 | 1
PG&E North of Greater Bay Study Area | Pit 4 | 230 | Pit 4 | 230 | 0 | 0 | 0 | 0 | 0 | 0 | 0 | 0 | 0 | 0 | 0 | 0 | 0 | 0 | 0 | 0 | 0 | 0 | 0 | 0 | 0 | 0 | 0 | 0 | 0 | 0 | 0 | 0 | 0 | 0 | 0 | 0 | 0 | 0 | 0 | 0 | 0 | 0 | 0 | 0 | 0 | 0 | 0 | 0 | 0
PG&E Greater Bay Study Area | Pittsburg | 230 | Pittsburg | 230 | 0 | 0 | 0 | 0 | 0 | 0 | 0 | 0 | 0 | 0 | 0 | 0 | 0 | 0 | 0 | 0 | 0 | 0 | 0 | 0 | 0 | 0 | 0 | 0 | 0 | 0 | 0 | 0 | 0 | 0 | 0 | 0 | 0 | 0 | 0 | 0 | 0 | 0 | 0 | 0 | 0 | 0 | 0 | 0 | 0
PG&E Greater Bay Study Area | Pittsburg | 115 | Pittsburg | 115 | 0 | 0 | 0 | 0 | 0 | 0 | 0 | 0 | 0 | 0 | 0 | 0 | 0 | 0 | 0 | 0 | 0 | 0 | 0 | 0 | 0 | 0 | 0 | 0 | 0 | 0 | 0 | 0 | 0 | 0 | 0 | 0 | 0 | 0 | 0 | 0 | 0 | 0 | 0 | 0 | 0 | 0 | 0 | 0 | 0
PG&E North of Greater Bay Study Area | Placerville | 115 | 0 | 0 | 0 | 2 | 0 | 0 | 0 | 0 | 0 | 0 | 1 | 0 | 0 | 0 | 0 | 0 | 1 | 0 | 2 | 0 | 0 | 0 | 0 | 0 | 0 | 1 | 0 | 0 | 0 | 0 | 0 | 1 | 0 | 2 | 0 | 0 | 0 | 0 | 0 | 0 | 1 | 0 | 0 | 0 | 0 | 0 | 1
PG&E North of Greater Bay Study Area | Pleasant Grove | 115 | Pleasant Grove | 115 | 0 | 0 | 0 | 0 | 0 | 0 | 0 | 0 | 2.75 | 0 | 0 | 0 | 0 | 0 | 1 | 0 | 0 | 0 | 0 | 0 | 0 | 0 | 0 | 2.75 | 0 | 0 | 0 | 0 | 0 | 1 | 0 | 0 | 0 | 0 | 0 | 0 | 0 | 0 | 2.75 | 0 | 0 | 0 | 0 | 0 | 1
PG&E North of Greater Bay Study Area | POE | 230 | POE | 230 | 0 | 0 | 0 | 0 | 0 | 0 | 0 | 0 | 0 | 0 | 0 | 0 | 0 | 0 | 0 | 0 | 0 | 0 | 0 | 0 | 0 | 0 | 0 | 0 | 0 | 0 | 0 | 0 | 0 | 0 | 0 | 0 | 0 | 0 | 0 | 0 | 0 | 0 | 0 | 0 | 0 | 0 | 0 | 0 | 0
SDG&E Study Area | Point Loma | 69 | Point Loma | 69 | 0 | 0 | 0 | 0 | 0 | 0 | 0 | 0 | 0 | 0 | 0 | 0 | 0 | 0 | 0 | 0 | 0 | 0 | 0 | 0 | 0 | 0 | 0 | 0 | 0 | 0 | 0 | 0 | 0 | 0 | 0 | 0 | 0 | 0 | 0 | 0 | 0 | 0 | 0 | 0 | 0 | 0 | 0 | 0 | 0
SDG&E Study Area | Pomerado | 69 | Pomerado | 69 | 0 | 0 | 0 | 0 | 0 | 0 | 0 | 0 | 0 | 0 | 0 | 100 | 0 | 0 | 1 | 0 | 0 | 0 | 0 | 0 | 0 | 0 | 0 | 0 | 0 | 0 | 100 | 0 | 0 | 1 | 0 | 0 | 0 | 0 | 0 | 0 | 0 | 0 | 0 | 0 | 0 | 100 | 0 | 0 | 1
PG&E Kern Study Area | Poso Mountain | 115 | Poso Mountain | 115 | 0 | 0 | 0 | 0 | 0 | 0 | 0 | 0 | 3.8 | 0 | 0 | 0 | 0 | 0 | 1 | 0 | 0 | 0 | 0 | 0 | 0 | 0 | 0 | 3.8 | 0 | 0 | 0 | 0 | 0 | 1 | 0 | 0 | 0 | 0 | 0 | 0 | 0 | 0 | 3.8 | 0 | 0 | 0 | 0 | 0 | 1
East of Pisgah Study Area | Primm | 230 | Primm | 230 | 0 | 0 | 0 | 0 | 0 | 0 | 0 | 0 | 0 | 0 | 0 | 200 | 0 | 0 | 1 | 0 | 0 | 0 | 0 | 0 | 0 | 0 | 0 | 0 | 0 | 0 | 200 | 0 | 0 | 1 | 0 | 0 | 0 | 0 | 0 | 0 | 0 | 0 | 0 | 0 | 0 | 200 | 0 | 0 | 1
PG&E North of Greater Bay Study Area | Putah Creek | 115 | Putah Creek | 115 | 0 | 0 | 0 | 0 | 0 | 0 | 0 | 0 | 6.85 | 0 | 3 | 3 | 0 | 0 | 1 | 0 | 0 | 0 | 0 | 0 | 0 | 0 | 0 | 6.85 | 0 | 3 | 3 | 0 | 0 | 1 | 0 | 0 | 0 | 0 | 0 | 0 | 0 | 0 | 6.85 | 0 | 3 | 3 | 0 | 0 | 1
SDG&E Study Area | Q1806 Switchyard | 138 | 0 | 0 | 0 | 0 | 0 | 0 | 0 | 0 | 0 | 0 | 0 | 0 | 0 | 0 | 0 | 0 | 0 | 0 | 0 | 0 | 0 | 0 | 0 | 0 | 0 | 0 | 0 | 0 | 0 | 0 | 0 | 0 | 0 | 0 | 0 | 0 | 0 | 0 | 0 | 0 | 0 | 0 | 0 | 0 | 0 | 0 | 0
PG&E Fresno Study Area | Quinto | 230 | Quinto | 230 | 0 | 0 | 0 | 0 | 0 | 0 | 0 | 0 | 0 | 121 | 0 | 0 | 0 | 0 | 1 | 0 | 0 | 0 | 0 | 0 | 0 | 0 | 0 | 0 | 121 | 0 | 0 | 0 | 0 | 1 | 0 | 0 | 0 | 0 | 0 | 0 | 0 | 0 | 0 | 121 | 0 | 0 | 0 | 0 | 1
PG&E Greater Bay Study Area | Race Track | 115 | Race Track | 115 | 0 | 0 | 0 | 0 | 0 | 0 | 0 | 0 | 0 | 0 | 0 | 0 | 0 | 0 | 0 | 0 | 0 | 0 | 0 | 0 | 0 | 0 | 0 | 0 | 0 | 0 | 0 | 0 | 0 | 0 | 0 | 0 | 0 | 0 | 0 | 0 | 0 | 0 | 0 | 0 | 0 | 0 | 0 | 0 | 0
SDG&E Study Area | Rancho Mission Viejo | 138 | Rancho Mission Viejo | 138 | 0 | 0 | 0 | 0 | 0 | 0 | 0 | 0 | 0 | 0 | 0 | 0 | 0 | 0 | 0 | 0 | 0 | 0 | 0 | 0 | 0 | 0 | 0 | 0 | 0 | 0 | 0 | 0 | 0 | 0 | 0 | 0 | 0 | 0 | 0 | 0 | 0 | 0 | 0 | 0 | 0 | 0 | 0 | 0 | 0
PG&E North of Greater Bay Study Area | New Sub - Rancho Seco - Bellota (Proposed) | 230 | New Sub - Rancho Seco - Bellota (Proposed) | 230 | 0 | 0 | 0 | 0 | 0 | 0 | 0 | 0 | 0 | 0 | 0 | 0 | 0 | 0 | 0 | 0 | 0 | 0 | 0 | 0 | 0 | 0 | 0 | 0 | 0 | 0 | 0 | 0 | 0 | 0 | 0 | 0 | 0 | 0 | 0 | 0 | 0 | 0 | 0 | 0 | 0 | 0 | 0 | 0 | 0
SCE Metro Study Area | Rancho Vista | 500 | Rancho Vista | 500 | 0 | 0 | 0 | 0 | 0 | 0 | 0 | 0 | 0 | 0 | 0 | 0 | 0 | 0 | 0 | 0 | 0 | 0 | 0 | 0 | 0 | 0 | 0 | 0 | 0 | 0 | 0 | 0 | 0 | 0 | 0 | 0 | 0 | 0 | 0 | 0 | 0 | 0 | 0 | 0 | 0 | 0 | 0 | 0 | 0
SCE Metro Study Area | Rancho Vista | 230 | Rancho Vista | 230 | 0 | 0 | 0 | 0 | 0 | 0 | 0 | 0 | 0 | 0 | 0 | 0 | 0 | 0 | 0 | 0 | 0 | 0 | 0 | 0 | 0 | 0 | 0 | 0 | 0 | 0 | 0 | 0 | 0 | 0 | 0 | 0 | 0 | 0 | 0 | 0 | 0 | 0 | 0 | 0 | 0 | 0 | 0 | 0 | 0
SCE North of Lugo Study Area | Ransburg | 115 | Ransburg | 115 | 0 | 0 | 0 | 0 | 0 | 0 | 0 | 0 | 0 | 0 | 0 | 0 | 0 | 0 | 0 | 0 | 0 | 0 | 0 | 0 | 0 | 0 | 0 | 0 | 0 | 0 | 0 | 0 | 0 | 0 | 0 | 0 | 0 | 0 | 0 | 0 | 0 | 0 | 0 | 0 | 0 | 0 | 0 | 0 | 0
SCE Northern Area | Rector | 230 | Rector | 230 | 0 | 0 | 0 | 0 | 0 | 0 | 0 | 0 | 3 | 0 | 0 | 0 | 0 | 0 | 1 | 0 | 0 | 0 | 0 | 0 | 0 | 0 | 0 | 3 | 0 | 0 | 0 | 0 | 0 | 1 | 0 | 0 | 0 | 0 | 0 | 0 | 0 | 0 | 3 | 0 | 0 | 0 | 0 | 0 | 1
SCE Eastern Study Area | Red Bluff | 500 | Red Bluff | 500 | 0 | 0 | 0 | 0 | 0 | 0 | 0 | 0 | 0 | 0 | 250 | 375 | 0 | 0 | 1 | 0 | 0 | 0 | 0 | 0 | 0 | 0 | 0 | 0 | 0 | 250 | 375 | 0 | 0 | 1 | 0 | 0 | 0 | 0 | 0 | 0 | 0 | 0 | 0 | 0 | 575 | 375 | 200 | 0 | 1
SCE Eastern Study Area | Red Bluff | 230 | Red Bluff | 230 | 0 | 0 | 0 | 0 | 0 | 0 | 0 | 0 | 0 | 100 | 363.5 | 416 | 0 | 0 | 1 | 0 | 0 | 0 | 0 | 0 | 0 | 0 | 0 | 0 | 100 | 363.5 | 416 | 0 | 0 | 1 | 0 | 0 | 0 | 0 | 0 | 0 | 0 | 0 | 0 | 100 | 463.5 | 416 | 0 | 0 | 1
SCE Metro Study Area | Redondo | 230 | Redondo | 230 | 0 | 0 | 0 | 0 | 0 | 0 | 0 | 0 | 0 | 0 | 0 | 0 | 0 | 0 | 0 | 0 | 0 | 0 | 0 | 0 | 0 | 0 | 0 | 0 | 0 | 0 | 0 | 0 | 0 | 0 | 0 | 0 | 0 | 0 | 0 | 0 | 0 | 0 | 0 | 0 | 0 | 0 | 0 | 0 | 0
PG&E Kern Study Area | Renfro | 115 | Renfro | 115 | 0 | 0 | 0 | 0 | 0 | 0 | 0 | 0 | 0 | 0 | 0 | 0 | 0 | 0 | 0 | 0 | 0 | 0 | 0 | 0 | 0 | 0 | 0 | 0 | 0 | 0 | 0 | 0 | 0 | 0 | 0 | 0 | 0 | 0 | 0 | 0 | 0 | 0 | 0 | 0 | 0 | 0 | 0 | 0 | 0
PG&E Greater Bay Study Area | Richmond | 115 | Richmond R | 115 | 0 | 0 | 0 | 0 | 0 | 0 | 0 | 0 | 2.7 | 0 | 0 | 0 | 0 | 0 | 1 | 0 | 0 | 0 | 0 | 0 | 0 | 0 | 0 | 2.7 | 0 | 0 | 0 | 0 | 0 | 1 | 0 | 0 | 0 | 0 | 0 | 0 | 0 | 0 | 2.7 | 0 | 0 | 0 | 0 | 0 | 1
PG&E North of Greater Bay Study Area | Rincon | 115 | Rincon | 115 | 0 | 0 | 0 | 0 | 0 | 0 | 0 | 0 | 0 | 0 | 0 | 0 | 0 | 0 | 0 | 0 | 0 | 0 | 0 | 0 | 0 | 0 | 0 | 0 | 0 | 0 | 0 | 0 | 0 | 0 | 0 | 0 | 0 | 0 | 0 | 0 | 0 | 0 | 0 | 0 | 0 | 0 | 0 | 0 | 0
PG&E Kern Study Area | Rio Bravo | 115 | Rio Bravo | 115 | 0 | 0 | 0 | 0 | 0 | 0 | 0 | 0 | 0 | 0 | 0 | 0 | 0 | 0 | 0 | 0 | 0 | 0 | 0 | 0 | 0 | 0 | 0 | 0 | 0 | 0 | 0 | 0 | 0 | 0 | 0 | 0 | 0 | 0 | 0 | 0 | 0 | 0 | 0 | 0 | 0 | 0 | 0 | 0 | 0
SCE Metro Study Area | Rio Hondo | 230 | Rio Hondo | 230 | 0 | 0 | 0 | 0 | 0 | 0 | 0 | 0 | 0 | 0 | 0 | 0 | 0 | 0 | 0 | 0 | 0 | 0 | 0 | 0 | 0 | 0 | 0 | 0 | 0 | 0 | 0 | 0 | 0 | 0 | 0 | 0 | 0 | 0 | 0 | 0 | 0 | 0 | 0 | 0 | 0 | 0 | 0 | 0 | 0
PG&E North of Greater Bay Study Area | Rio Oso | 230 | Rio Oso | 230 | 0 | 0 | 0 | 0 | 0 | 0 | 0 | 0 | 0 | 0 | 0 | 0 | 0 | 0 | 0 | 0 | 0 | 0 | 0 | 0 | 0 | 0 | 0 | 0 | 0 | 0 | 0 | 0 | 0 | 0 | 0 | 0 | 0 | 0 | 0 | 0 | 0 | 0 | 0 | 65 | 200 | 0 | 95 | 0 | 1
PG&E North of Greater Bay Study Area | Rio Oso | 115 | Rio Oso | 115 | 0 | 0 | 0 | 0 | 0 | 0 | 0 | 0 | 0 | 0 | 0 | 0 | 0 | 0 | 0 | 0 | 0 | 0 | 0 | 0 | 0 | 0 | 0 | 0 | 0 | 0 | 0 | 0 | 0 | 0 | 0 | 0 | 0 | 0 | 0 | 0 | 0 | 0 | 0 | 0 | 0 | 0 | 0 | 0 | 0
PG&E Greater Bay Study Area | Ripon | 115 | Ripon | 115 | 0 | 0 | 0 | 0 | 0 | 0 | 0 | 0 | 2.6 | 0 | 0 | 50 | 0 | 0 | 1 | 0 | 0 | 0 | 0 | 0 | 0 | 0 | 0 | 2.6 | 0 | 0 | 50 | 0 | 0 | 1 | 0 | 0 | 0 | 0 | 0 | 0 | 0 | 0 | 2.6 | 0 | 0 | 50 | 0 | 0 | 1
PG&E Greater Bay Study Area | Riverbank | 115 | Riverbank | 115 | 0 | 0 | 0 | 0 | 0 | 0 | 0 | 0 | 0 | 0 | 0 | 0 | 0 | 0 | 0 | 0 | 0 | 0 | 0 | 0 | 0 | 0 | 0 | 0 | 0 | 0 | 0 | 0 | 0 | 0 | 0 | 0 | 0 | 0 | 0 | 0 | 0 | 0 | 0 | 0 | 0 | 0 | 0 | 0 | 0
SCE North of Lugo Study Area | Roadway | 115 | Roadway | 115 | 0 | 0 | 0 | 0 | 0 | 0 | 0 | 0 | 0 | 211 | 10 | 100 | 10 | 0 | 1 | 0 | 0 | 0 | 0 | 0 | 0 | 0 | 0 | 0 | 211 | 10 | 100 | 10 | 0 | 1 | 0 | 0 | 0 | 0 | 0 | 0 | 0 | 0 | 0 | 211 | 10 | 100 | 10 | 0 | 1
PG&E Greater Bay Study Area | Rossmoor | 230 | Rossmoor | 230 | 0 | 0 | 0 | 0 | 0 | 0 | 0 | 0 | 0 | 0 | 0 | 0 | 0 | 0 | 0 | 0 | 0 | 0 | 0 | 0 | 0 | 0 | 0 | 0 | 0 | 0 | 0 | 0 | 0 | 0 | 0 | 0 | 0 | 0 | 0 | 0 | 0 | 0 | 0 | 0 | 0 | 0 | 0 | 0 | 0
PG&E North of Greater Bay Study Area | Round Mountain | 500 | Round Mountain | 500 | 0 | 0 | 0 | 0 | 0 | 0 | 0 | 0 | 0 | 0 | 0 | 0 | 0 | 0 | 0 | 0 | 0 | 0 | 0 | 0 | 0 | 0 | 0 | 0 | 0 | 0 | 0 | 0 | 0 | 0 | 0 | 0 | 0 | 0 | 0 | 0 | 0 | 0 | 0 | 0 | 0 | 0 | 0 | 0 | 0
PG&E North of Greater Bay Study Area | Round Mountain | 230 | Round Mountain | 230 | 0 | 14 | 0 | 0 | 0 | 0 | 0 | 0 | 0 | 0 | 0 | 0 | 0 | 0 | 1 | 0 | 14 | 80 | 20 | 0 | 0 | 0 | 0 | 0 | 0 | 0 | 0 | 0 | 0 | 1 | 0 | 14 | 80 | 20 | 0 | 0 | 0 | 0 | 0 | 0 | 0 | 0 | 0 | 0 | 1
PG&E Greater Bay Study Area | Salado | 115 | Salado | 115 | 0 | 0 | 0 | 0 | 0 | 0 | 0 | 0 | 0 | 0 | 0 | 0 | 0 | 0 | 0 | 0 | 0 | 0 | 0 | 0 | 0 | 0 | 0 | 0 | 0 | 0 | 0 | 0 | 0 | 0 | 0 | 0 | 0 | 0 | 0 | 0 | 0 | 0 | 0 | 0 | 0 | 0 | 0 | 0 | 0
SDG&E Study Area | Salt Creek | 69 | Salt Creek | 69 | 0 | 0 | 0 | 0 | 0 | 0 | 0 | 0 | 0 | 0 | 0 | 0 | 0 | 0 | 0 | 0 | 0 | 0 | 0 | 0 | 0 | 0 | 0 | 0 | 0 | 0 | 0 | 0 | 0 | 0 | 0 | 0 | 0 | 0 | 0 | 0 | 0 | 0 | 0 | 0 | 0 | 0 | 0 | 0 | 0
SCE Eastern Study Area | San Bernardino | 230 | San Bernardino | 230 | 0 | 0 | 0 | 0 | 0 | 0 | 0 | 0 | 0 | 0 | 0 | 0 | 0 | 0 | 0 | 0 | 0 | 0 | 0 | 0 | 0 | 0 | 0 | 0 | 0 | 0 | 0 | 0 | 0 | 0 | 0 | 0 | 0 | 0 | 0 | 0 | 0 | 0 | 0 | 0 | 0 | 0 | 0 | 0 | 0
PG&E Greater Bay Study Area | San Jose B | 115 | San Jose B | 115 | 0 | 0 | 0 | 0 | 0 | 0 | 0 | 0 | 0 | 0 | 0 | 0 | 0 | 0 | 0 | 0 | 0 | 0 | 0 | 0 | 0 | 0 | 0 | 0 | 0 | 0 | 0 | 0 | 0 | 0 | 0 | 0 | 0 | 0 | 0 | 0 | 0 | 0 | 0 | 0 | 0 | 0 | 0 | 0 | 0
PG&E Greater Bay Study Area | San Leandro | 115 | San Leandro U | 115 | 0 | 0 | 0 | 0 | 0 | 0 | 0 | 0 | 0 | 0 | 0 | 0 | 0 | 0 | 0 | 0 | 0 | 0 | 0 | 0 | 0 | 0 | 0 | 0 | 0 | 0 | 0 | 0 | 0 | 0 | 0 | 0 | 0 | 0 | 0 | 0 | 0 | 0 | 0 | 0 | 0 | 0 | 0 | 0 | 0
PG&E Kern Study Area | San Luis Obispo | 115 | San Luis Obispo | 115 | 0 | 11 | 0 | 0 | 0 | 0 | 0 | 0 | 0 | 0 | 0 | 0 | 0 | 0 | 1 | 0 | 11 | 0 | 0 | 0 | 0 | 0 | 0 | 0 | 0 | 0 | 0 | 0 | 0 | 1 | 0 | 11 | 0 | 0 | 0 | 0 | 0 | 0 | 0 | 0 | 0 | 0 | 0 | 0 | 1
SDG&E Study Area | San Luis Rey | 230 | San Luis Rey | 230 | 0 | 0 | 0 | 0 | 0 | 0 | 0 | 0 | 0 | 0 | 0 | 20 | 0 | 0 | 1 | 0 | 0 | 0 | 0 | 0 | 0 | 0 | 0 | 0 | 0 | 0 | 20 | 0 | 0 | 1 | 0 | 0 | 0 | 0 | 0 | 0 | 0 | 0 | 0 | 0 | 0 | 20 | 0 | 0 | 1
SDG&E Study Area | San Onofre | 230 | San Onofre | 230 | 0 | 0 | 0 | 0 | 0 | 0 | 0 | 0 | 0 | 0 | 0 | 0 | 0 | 0 | 0 | 0 | 0 | 0 | 0 | 0 | 0 | 0 | 0 | 0 | 0 | 0 | 0 | 0 | 0 | 0 | 0 | 0 | 0 | 0 | 0 | 0 | 0 | 0 | 0 | 0 | 0 | 0 | 0 | 0 | 0
PG&E Greater Bay Study Area | San Pablo Sub | 115 | San Pablo | 115 | 0 | 0 | 0 | 0 | 0 | 0 | 0 | 0 | 0 | 0 | 0 | 0 | 0 | 0 | 0 | 0 | 0 | 0 | 0 | 0 | 0 | 0 | 0 | 0 | 0 | 0 | 0 | 0 | 0 | 0 | 0 | 0 | 0 | 0 | 0 | 0 | 0 | 0 | 0 | 0 | 0 | 0 | 0 | 0 | 0
PG&E Greater Bay Study Area | San Ramon | 230 | San Ramon | 230 | 0 | 0 | 0 | 0 | 0 | 0 | 0 | 0 | 1.9 | 0 | 0 | 0 | 0 | 0 | 1 | 0 | 0 | 0 | 0 | 0 | 0 | 0 | 0 | 1.9 | 0 | 0 | 0 | 0 | 0 | 1 | 0 | 0 | 0 | 0 | 0 | 0 | 0 | 0 | 1.9 | 0 | 0 | 0 | 0 | 0 | 1
SCE North of Lugo Study Area | Sandlot | 230 | Sandlot | 230 | 0 | 0 | 0 | 0 | 0 | 0 | 0 | 0 | 0 | 0 | 0 | 0 | 0 | 0 | 0 | 0 | 0 | 0 | 0 | 0 | 0 | 0 | 0 | 0 | 0 | 0 | 0 | 0 | 0 | 0 | 0 | 0 | 0 | 0 | 0 | 0 | 0 | 0 | 0 | 0 | 0 | 0 | 0 | 0 | 0
East of Pisgah Study Area | Sandy | 138 | Sandy | 138 | 0 | 0 | 0 | 0 | 0 | 0 | 0 | 0 | 0 | 0 | 0 | 0 | 0 | 0 | 0 | 0 | 0 | 0 | 0 | 0 | 0 | 0 | 0 | 0 | 0 | 0 | 0 | 0 | 0 | 0 | 0 | 0 | 0 | 0 | 0 | 0 | 0 | 0 | 0 | 0 | 0 | 0 | 0 | 0 | 0
PG&E Fresno Study Area | Sanger | 115 | Sanger | 115 | 0 | 3 | 0 | 0 | 0 | 0 | 0 | 0 | 2 | 0 | 0 | 0 | 0 | 0 | 1 | 0 | 3 | 0 | 0 | 0 | 0 | 0 | 0 | 2 | 0 | 0 | 0 | 0 | 0 | 1 | 0 | 3 | 0 | 0 | 0 | 0 | 0 | 0 | 2 | 0 | 0 | 0 | 0 | 0 | 1
SCE Northern Area | Santa Clara | 230 | Santa Clara | 230 | 0 | 0 | 0 | 0 | 0 | 0 | 0 | 0 | 0 | 0 | 0 | 15 | 0 | 0 | 1 | 0 | 0 | 0 | 0 | 0 | 0 | 0 | 0 | 0 | 0 | 0 | 15 | 0 | 0 | 1 | 0 | 0 | 0 | 0 | 0 | 0 | 0 | 0 | 0 | 0 | 0 | 15 | 0 | 0 | 1
PG&E North of Greater Bay Study Area | Santa Rosa | 115 | Santa Rosa A | 115 | 0 | 0 | 0 | 0 | 0 | 0 | 0 | 0 | 0 | 0 | 0 | 0 | 0 | 0 | 0 | 0 | 0 | 0 | 0 | 0 | 0 | 0 | 0 | 0 | 0 | 0 | 0 | 0 | 0 | 0 | 0 | 0 | 0 | 0 | 0 | 0 | 0 | 0 | 0 | 0 | 0 | 0 | 0 | 0 | 0
PG&E Greater Bay Study Area | Santa Teresa | 115 | Santa Teresa | 115 | 0 | 0 | 0 | 0 | 0 | 0 | 0 | 0 | 0 | 0 | 0 | 0 | 0 | 0 | 0 | 0 | 0 | 0 | 0 | 0 | 0 | 0 | 0 | 0 | 0 | 0 | 0 | 0 | 0 | 0 | 0 | 0 | 0 | 0 | 0 | 0 | 0 | 0 | 0 | 0 | 0 | 0 | 0 | 0 | 0
SDG&E Study Area | Santee | 138 | Santee | 138 | 0 | 0 | 0 | 0 | 0 | 0 | 0 | 0 | 0 | 0 | 0 | 0 | 0 | 0 | 0 | 0 | 0 | 0 | 0 | 0 | 0 | 0 | 0 | 0 | 0 | 0 | 0 | 0 | 0 | 0 | 0 | 0 | 0 | 0 | 0 | 0 | 0 | 0 | 0 | 0 | 0 | 0 | 0 | 0 | 0
SCE Metro Study Area | Santiago | 230 | Santiago | 230 | 0 | 0 | 0 | 0 | 0 | 0 | 0 | 0 | 0 | 0 | 0 | 0 | 0 | 0 | 0 | 0 | 0 | 0 | 0 | 0 | 0 | 0 | 0 | 0 | 0 | 0 | 0 | 0 | 0 | 0 | 0 | 0 | 0 | 0 | 0 | 0 | 0 | 0 | 0 | 0 | 0 | 0 | 0 | 0 | 0
PG&E Greater Bay Study Area | Saratoga | 230 | Saratoga | 230 | 0 | 0 | 0 | 0 | 0 | 0 | 0 | 0 | 0 | 0 | 0 | 0 | 0 | 0 | 0 | 0 | 0 | 0 | 0 | 0 | 0 | 0 | 0 | 0 | 0 | 0 | 0 | 0 | 0 | 0 | 0 | 0 | 0 | 0 | 0 | 0 | 0 | 0 | 0 | 0 | 0 | 0 | 0 | 0 | 0
SCE Northern Area | Saugus | 230 | Saugus | 230 | 0 | 0 | 0 | 0 | 0 | 0 | 0 | 0 | 0 | 0 | 0 | 0 | 0 | 0 | 0 | 0 | 0 | 0 | 0 | 0 | 0 | 0 | 0 | 0 | 0 | 0 | 0 | 0 | 0 | 0 | 0 | 0 | 0 | 0 | 0 | 0 | 0 | 0 | 0 | 0 | 0 | 0 | 0 | 0 | 0
PG&E Fresno Study Area | Schindler | 115 | Schindler | 115 | 0 | 0 | 0 | 0 | 0 | 0 | 0 | 0 | 2 | 0 | 0 | 0 | 0 | 0 | 1 | 0 | 0 | 0 | 0 | 0 | 0 | 0 | 0 | 2 | 0 | 0 | 0 | 0 | 0 | 1 | 0 | 0 | 0 | 0 | 0 | 0 | 0 | 0 | 2 | 0 | 100 | 0 | 40 | 0 | 1
PG&E Greater Bay Study Area | Schulte | 115 | Schulte | 115 | 0 | 0 | 0 | 0 | 0 | 0 | 0 | 0 | 0 | 0 | 0 | 0 | 0 | 0 | 0 | 0 | 0 | 0 | 0 | 0 | 0 | 0 | 0 | 0 | 0 | 0 | 0 | 0 | 0 | 0 | 0 | 0 | 0 | 0 | 0 | 0 | 0 | 0 | 0 | 0 | 0 | 0 | 0 | 0 | 0
PG&E Kern Study Area | Semitropic | 115 | Semitropic | 115 | 0 | 0 | 0 | 0 | 0 | 0 | 0 | 0 | 4.66 | 0 | 0 | 0 | 0 | 0 | 1 | 0 | 0 | 0 | 0 | 0 | 0 | 0 | 0 | 4.66 | 0 | 0 | 0 | 0 | 0 | 1 | 0 | 0 | 0 | 0 | 0 | 0 | 0 | 0 | 4.66 | 0 | 0 | 0 | 0 | 0 | 1
SCE Metro Study Area | Serrano | 500 | Serrano | 500 | 0 | 0 | 0 | 0 | 0 | 0 | 0 | 0 | 0 | 0 | 0 | 0 | 0 | 0 | 0 | 0 | 0 | 0 | 0 | 0 | 0 | 0 | 0 | 0 | 0 | 0 | 0 | 0 | 0 | 0 | 0 | 0 | 0 | 0 | 0 | 0 | 0 | 0 | 0 | 0 | 0 | 0 | 0 | 0 | 0
SCE Metro Study Area | Serrano | 230 | Serrano | 230 | 0 | 0 | 0 | 0 | 0 | 0 | 0 | 0 | 0 | 0 | 0 | 0 | 0 | 0 | 0 | 0 | 0 | 0 | 0 | 0 | 0 | 0 | 0 | 0 | 0 | 0 | 0 | 0 | 0 | 0 | 0 | 0 | 0 | 0 | 0 | 0 | 0 | 0 | 0 | 0 | 0 | 0 | 0 | 0 | 0
SDG&E Study Area | Shadowridge | 138 | Shadowridge | 138 | 0 | 0 | 0 | 0 | 0 | 0 | 0 | 0 | 0 | 0 | 0 | 0 | 0 | 0 | 0 | 0 | 0 | 0 | 0 | 0 | 0 | 0 | 0 | 0 | 0 | 0 | 0 | 0 | 0 | 0 | 0 | 0 | 0 | 0 | 0 | 0 | 0 | 0 | 0 | 0 | 0 | 0 | 0 | 0 | 0
PG&E Kern Study Area | Shafter | 115 | Shafter | 115 | 0 | 0 | 0 | 0 | 0 | 0 | 0 | 0 | 2.25 | 0 | 0 | 0 | 0 | 0 | 1 | 0 | 0 | 0 | 0 | 0 | 0 | 0 | 0 | 2.25 | 0 | 0 | 0 | 0 | 0 | 1 | 0 | 0 | 0 | 0 | 0 | 0 | 0 | 0 | 2.25 | 85.5 | 0 | 0 | 0 | 0 | 1
PG&E North of Greater Bay Study Area | Shiloh II | 230 | 0 | 0 | 0 | 0 | 0 | 0 | 0 | 0 | 0 | 0 | 0 | 0 | 0 | 0 | 0 | 0 | 0 | 0 | 0 | 0 | 0 | 0 | 0 | 0 | 0 | 0 | 0 | 0 | 0 | 0 | 0 | 0 | 0 | 0 | 0 | 0 | 0 | 0 | 0 | 0 | 0 | 0 | 0 | 0 | 0 | 0 | 0
PG&E North of Greater Bay Study Area | Silverado | 115 | Silverado | 115 | 0 | 0 | 0 | 0 | 0 | 0 | 0 | 0 | 0 | 0 | 0 | 0 | 0 | 0 | 0 | 0 | 0 | 0 | 0 | 0 | 0 | 0 | 0 | 0 | 0 | 0 | 0 | 0 | 0 | 0 | 0 | 0 | 0 | 0 | 0 | 0 | 0 | 0 | 0 | 0 | 0 | 0 | 0 | 0 | 0
SDG&E Study Area | Silvergate | 230 | Silvergate | 230 | 0 | 0 | 0 | 0 | 0 | 0 | 0 | 0 | 0 | 0 | 0 | 100 | 0 | 0 | 1 | 0 | 0 | 0 | 0 | 0 | 0 | 0 | 0 | 0 | 0 | 0 | 100 | 0 | 0 | 1 | 0 | 0 | 0 | 0 | 0 | 0 | 0 | 0 | 0 | 0 | 0 | 100 | 0 | 0 | 1
PG&E Kern Study Area | Sisquoc | 115 | Sisquoc | 115 | 0 | 0 | 0 | 0 | 0 | 0 | 0 | 0 | 0 | 0 | 0 | 0 | 0 | 0 | 0 | 0 | 0 | 0 | 0 | 0 | 0 | 0 | 0 | 0 | 0 | 0 | 0 | 0 | 0 | 0 | 0 | 0 | 0 | 0 | 0 | 0 | 0 | 0 | 0 | 0 | 0 | 0 | 0 | 0 | 0
East of Pisgah Study Area | Sloan Canyon | 230 | Sloan Canyon | 230 | 0 | 0 | 310 | 0 | 0 | 0 | 0 | 0 | 0 | 0 | 0 | 0 | 0 | 0 | 1 | 0 | 0 | 310 | 0 | 0 | 0 | 0 | 0 | 0 | 0 | 0 | 0 | 0 | 0 | 1 | 0 | 0 | 310 | 0 | 0 | 0 | 0 | 0 | 0 | 0 | 0 | 0 | 100 | 0 | 1
PG&E Kern Study Area | Smyrna | 115 | Smyrna | 115 | 0 | 0 | 0 | 0 | 0 | 0 | 0 | 0 | 6.1 | 0 | 0 | 0 | 0 | 0 | 1 | 0 | 0 | 0 | 0 | 0 | 0 | 0 | 0 | 6.1 | 0 | 0 | 0 | 0 | 0 | 1 | 0 | 0 | 0 | 0 | 0 | 0 | 0 | 0 | 6.1 | 0 | 0 | 0 | 0 | 0 | 1
PG&E Greater Bay Study Area | Sobrante | 115 | Sobrante | 115 | 0 | 0 | 0 | 0 | 0 | 0 | 0 | 0 | 5 | 0 | 0 | 0 | 0 | 0 | 1 | 0 | 0 | 0 | 0 | 0 | 0 | 0 | 0 | 5 | 0 | 0 | 0 | 0 | 0 | 1 | 0 | 0 | 0 | 0 | 0 | 0 | 0 | 0 | 5 | 0 | 0 | 0 | 0 | 0 | 1
PG&E Kern Study Area | Solar SS | 230 | Solar | 230 | 0 | 0 | 0 | 0 | 0 | 0 | 0 | 0 | 0 | 0 | 0 | 0 | 0 | 0 | 0 | 0 | 0 | 0 | 0 | 0 | 0 | 0 | 0 | 0 | 0 | 0 | 0 | 0 | 0 | 0 | 0 | 0 | 0 | 0 | 0 | 0 | 0 | 0 | 0 | 0 | 0 | 0 | 0 | 0 | 0
SCE Northern Area | Springville | 230 | Springville | 230 | 0 | 0 | 0 | 0 | 0 | 0 | 0 | 0 | 0 | 0 | 0 | 225 | 0 | 0 | 1 | 0 | 0 | 0 | 0 | 0 | 0 | 0 | 0 | 0 | 0 | 0 | 225 | 0 | 0 | 1 | 0 | 0 | 0 | 0 | 0 | 0 | 0 | 0 | 0 | 0 | 0 | 225 | 0 | 0 | 1
PG&E Greater Bay Study Area | Stagg | 230 | Stagg | 230 | 0 | 0 | 0 | 0 | 0 | 0 | 0 | 0 | 0 | 0 | 0 | 0 | 0 | 0 | 0 | 0 | 0 | 0 | 0 | 0 | 0 | 0 | 0 | 0 | 0 | 0 | 0 | 0 | 0 | 0 | 0 | 0 | 0 | 0 | 0 | 0 | 0 | 0 | 0 | 0 | 0 | 0 | 0 | 0 | 0
PG&E Greater Bay Study Area | Std Oil | 115 | Standard Oil | 115 | 0 | 0 | 0 | 0 | 0 | 0 | 0 | 0 | 0 | 0 | 0 | 0 | 0 | 0 | 0 | 0 | 0 | 0 | 0 | 0 | 0 | 0 | 0 | 0 | 0 | 0 | 0 | 0 | 0 | 0 | 0 | 0 | 0 | 0 | 0 | 0 | 0 | 0 | 0 | 0 | 0 | 0 | 0 | 0 | 0
PG&E Kern Study Area | Stockdale | 230 | Stockdale | 230 | 0 | 0 | 0 | 0 | 0 | 0 | 0 | 0 | 0 | 0 | 0 | 0 | 0 | 0 | 0 | 0 | 0 | 0 | 0 | 0 | 0 | 0 | 0 | 0 | 0 | 0 | 0 | 0 | 0 | 0 | 0 | 0 | 0 | 0 | 0 | 0 | 0 | 0 | 0 | 0 | 0 | 0 | 0 | 0 | 0
PG&E Kern Study Area | Stockdale | 115 | Stockdale | 115 | 0 | 0 | 0 | 0 | 0 | 0 | 0 | 0 | 1.7 | 0 | 0 | 0 | 0 | 0 | 1 | 0 | 0 | 0 | 0 | 0 | 0 | 0 | 0 | 1.7 | 0 | 0 | 0 | 0 | 0 | 1 | 0 | 0 | 0 | 0 | 0 | 0 | 0 | 0 | 1.7 | 0 | 0 | 0 | 0 | 0 | 1
PG&E Fresno Study Area | Storey | 230 | Storey | 230 | 0 | 0 | 0 | 0 | 0 | 0 | 0 | 0 | 0 | 0 | 0 | 0 | 0 | 0 | 0 | 0 | 0 | 0 | 0 | 0 | 0 | 0 | 0 | 0 | 0 | 0 | 0 | 0 | 0 | 0 | 0 | 0 | 0 | 0 | 0 | 0 | 0 | 0 | 0 | 0 | 0 | 0 | 0 | 0 | 0
PG&E North of Greater Bay Study Area | Summit | 115 | Summit | 115 | 0 | 0 | 0 | 0 | 0 | 0 | 0 | 0 | 0 | 0 | 0 | 0 | 0 | 0 | 0 | 0 | 0 | 0 | 0 | 0 | 0 | 0 | 0 | 0 | 0 | 0 | 0 | 0 | 0 | 0 | 0 | 0 | 0 | 0 | 0 | 0 | 0 | 0 | 0 | 0 | 0 | 0 | 0 | 0 | 0
SDG&E Study Area | Suncrest | 500 | Suncrest | 500 | 0 | 0 | 0 | 0 | 0 | 0 | 0 | 0 | 0 | 0 | 0 | 0 | 0 | 0 | 0 | 0 | 0 | 0 | 0 | 0 | 0 | 0 | 0 | 0 | 0 | 0 | 0 | 0 | 0 | 0 | 0 | 0 | 0 | 0 | 0 | 0 | 0 | 0 | 0 | 0 | 0 | 0 | 0 | 0 | 0
SDG&E Study Area | Suncrest | 230 | Suncrest | 230 | 0 | 0 | 0 | 0 | 0 | 0 | 0 | 0 | 0 | 0 | 0 | 0 | 0 | 0 | 0 | 0 | 0 | 0 | 0 | 0 | 0 | 0 | 0 | 0 | 0 | 0 | 0 | 0 | 0 | 0 | 0 | 0 | 0 | 0 | 0 | 0 | 0 | 0 | 0 | 0 | 0 | 0 | 0 | 0 | 0
SDG&E Study Area | New Sub - Suncrest - Ocotillo (Proposed) | 500 | New Sub - Suncrest - Ocotillo (Proposed) | 500 | 0 | 0 | 350 | 50 | 0 | 0 | 0 | 0 | 0 | 0 | 0 | 0 | 0 | 0 | 1 | 0 | 0 | 350 | 50 | 0 | 0 | 0 | 0 | 0 | 0 | 0 | 0 | 0 | 0 | 1 | 0 | 0 | 350 | 50 | 0 | 0 | 0 | 0 | 0 | 0 | 0 | 0 | 0 | 0 | 1
PG&E Kern Study Area | Sunset | 230 | Sunset | 230 | 0 | 0 | 0 | 0 | 0 | 0 | 0 | 0 | 0 | 0 | 0 | 0 | 0 | 0 | 0 | 0 | 0 | 0 | 0 | 0 | 0 | 0 | 0 | 0 | 0 | 0 | 0 | 0 | 0 | 0 | 0 | 0 | 0 | 0 | 0 | 0 | 0 | 0 | 0 | 0 | 0 | 0 | 0 | 0 | 0
PG&E Kern Study Area | Surf | 115 | 0 | 0 | 0 | 0 | 0 | 0 | 0 | 0 | 0 | 0 | 0 | 0 | 0 | 0 | 0 | 0 | 0 | 0 | 0 | 0 | 0 | 0 | 0 | 0 | 0 | 0 | 0 | 0 | 0 | 0 | 0 | 0 | 0 | 0 | 0 | 0 | 0 | 0 | 0 | 0 | 0 | 0 | 0 | 0 | 0 | 0 | 0
SDG&E Study Area | Sycamore Canyon | 230 | Sycamore Canyon | 230 | 0 | 0 | 0 | 0 | 0 | 0 | 0 | 0 | 0 | 0 | 0 | 0 | 0 | 322 | 1 | 0 | 0 | 0 | 0 | 0 | 0 | 0 | 0 | 0 | 0 | 0 | 0 | 0 | 437 | 1 | 0 | 0 | 0 | 0 | 0 | 0 | 0 | 0 | 0 | 0 | 0 | 0 | 0 | 487 | 1
SDG&E Study Area | Sycamore Canyon | 138 | Sycamore Canyon | 138 | 0 | 0 | 0 | 0 | 0 | 0 | 0 | 0 | 0 | 0 | 0 | 0 | 0 | 0 | 0 | 0 | 0 | 0 | 0 | 0 | 0 | 0 | 0 | 0 | 0 | 0 | 0 | 0 | 0 | 0 | 0 | 0 | 0 | 0 | 0 | 0 | 0 | 0 | 0 | 0 | 0 | 0 | 0 | 0 | 0
SCE Metro Study Area | Sylmar | 230 | Sylmar | 230 | 0 | 0 | 0 | 0 | 0 | 0 | 0 | 0 | 0 | 0 | 0 | 0 | 0 | 0 | 0 | 0 | 0 | 0 | 0 | 0 | 0 | 0 | 0 | 0 | 0 | 0 | 0 | 0 | 0 | 0 | 0 | 0 | 0 | 0 | 0 | 0 | 0 | 0 | 0 | 0 | 0 | 0 | 0 | 0 | 0
PG&E North of Greater Bay Study Area | Table Mountain | 500 | Table Mountain | 500 | 0 | 0 | 0 | 0 | 0 | 0 | 0 | 0 | 0 | 0 | 0 | 0 | 0 | 0 | 0 | 0 | 0 | 0 | 0 | 0 | 0 | 0 | 0 | 0 | 0 | 0 | 0 | 0 | 0 | 0 | 0 | 0 | 0 | 0 | 0 | 0 | 0 | 0 | 0 | 0 | 0 | 0 | 0 | 0 | 0
PG&E North of Greater Bay Study Area | Table Mountain | 230 | Table Mountain | 230 | 0 | 0 | 0 | 0 | 0 | 0 | 0 | 0 | 3 | 0 | 0 | 0 | 0 | 0 | 1 | 0 | 0 | 60.5 | 52.5 | 0 | 0 | 0 | 0 | 3 | 0 | 0 | 0 | 0 | 0 | 1 | 0 | 0 | 60.5 | 52.5 | 0 | 0 | 0 | 0 | 3 | 0 | 0 | 0 | 0 | 0 | 1
PG&E Kern Study Area | Taft | 115 | Taft | 115 | 0 | 0 | 0 | 0 | 0 | 0 | 0 | 0 | 13 | 0 | 0 | 0 | 0 | 0 | 1 | 0 | 0 | 0 | 0 | 0 | 0 | 0 | 0 | 13 | 0 | 0 | 0 | 0 | 0 | 1 | 0 | 0 | 0 | 0 | 0 | 0 | 0 | 0 | 13 | 0 | 0 | 0 | 0 | 0 | 1
SDG&E Study Area | Talega | 230 | Talega | 230 | 0 | 0 | 0 | 0 | 0 | 0 | 0 | 0 | 0 | 0 | 0 | 0 | 0 | 0 | 0 | 0 | 0 | 0 | 0 | 0 | 0 | 0 | 0 | 0 | 0 | 0 | 100 | 0 | 0 | 1 | 0 | 0 | 0 | 0 | 0 | 0 | 0 | 0 | 0 | 0 | 0 | 100 | 0 | 0 | 1
SDG&E Study Area | Talega | 138 | Talega | 138 | 0 | 0 | 0 | 0 | 0 | 0 | 0 | 0 | 0 | 0 | 0 | 0 | 0 | 0 | 0 | 0 | 0 | 0 | 0 | 0 | 0 | 0 | 0 | 0 | 0 | 0 | 0 | 0 | 0 | 0 | 0 | 0 | 0 | 0 | 0 | 0 | 0 | 0 | 0 | 0 | 0 | 0 | 0 | 0 | 0
PG&E Greater Bay Study Area | Tassajara | 230 | Tassajara | 230 | 0 | 0 | 0 | 0 | 0 | 0 | 0 | 0 | 0 | 0 | 0 | 0 | 0 | 0 | 0 | 0 | 0 | 0 | 0 | 0 | 0 | 0 | 0 | 0 | 0 | 0 | 0 | 0 | 0 | 0 | 0 | 0 | 0 | 0 | 0 | 0 | 0 | 0 | 0 | 0 | 0 | 0 | 0 | 0 | 0
PG&E Kern Study Area | Temblor | 115 | Temblor | 115 | 0 | 0 | 0 | 0 | 0 | 0 | 0 | 0 | 0 | 0 | 0 | 0 | 0 | 0 | 0 | 0 | 0 | 0 | 0 | 0 | 0 | 0 | 0 | 0 | 0 | 0 | 0 | 0 | 0 | 0 | 0 | 0 | 0 | 0 | 0 | 0 | 0 | 0 | 0 | 0 | 0 | 0 | 0 | 0 | 0
PG&E Kern Study Area | Templeton | 230 | Templeton | 230 | 0 | 0 | 100 | 0 | 0 | 0 | 0 | 0 | 0 | 0 | 0 | 0 | 0 | 0 | 1 | 0 | 0 | 100 | 0 | 0 | 0 | 0 | 0 | 0 | 0 | 0 | 0 | 0 | 0 | 1 | 0 | 0 | 100 | 0 | 0 | 0 | 0 | 0 | 0 | 0 | 0 | 0 | 0 | 0 | 1
PG&E Greater Bay Study Area | Tesla | 500 | Tesla | 500 | 0 | 0 | 302 | 0 | 0 | 0 | 0 | 0 | 0 | 0 | 0 | 0 | 0 | 0 | 1 | 0 | 0 | 302 | 0 | 0 | 0 | 0 | 0 | 0 | 0 | 0 | 0 | 0 | 0 | 1 | 0 | 0 | 302 | 0 | 1500 | 0 | 0 | 0 | 0 | 400 | 0 | 0 | 0 | 0 | 1
PG&E Greater Bay Study Area | Tesla | 230 | Tesla | 230 | 0 | 0 | 130 | 45 | 0 | 0 | 0 | 0 | 0 | 0 | 0 | 0 | 0 | 0 | 1 | 0 | 0 | 130 | 45 | 0 | 0 | 0 | 0 | 0 | 0 | 0 | 0 | 0 | 0 | 1 | 0 | 0 | 130 | 45 | 0 | 0 | 0 | 0 | 0 | 0 | 0 | 0 | 0 | 0 | 1
PG&E Greater Bay Study Area | Tesla | 115 | Tesla | 115 | 0 | 0 | 0 | 0 | 0 | 0 | 0 | 0 | 0 | 0 | 0 | 0 | 0 | 0 | 0 | 0 | 0 | 0 | 0 | 0 | 0 | 0 | 0 | 0 | 0 | 0 | 0 | 0 | 0 | 0 | 0 | 0 | 0 | 0 | 0 | 0 | 0 | 0 | 0 | 0 | 0 | 0 | 0 | 0 | 0
PG&E Kern Study Area | Tevis | 115 | Tevis | 115 | 0 | 0 | 0 | 0 | 0 | 0 | 0 | 0 | 0 | 0 | 0 | 0 | 0 | 0 | 0 | 0 | 0 | 0 | 0 | 0 | 0 | 0 | 0 | 0 | 0 | 0 | 0 | 0 | 0 | 0 | 0 | 0 | 0 | 0 | 0 | 0 | 0 | 0 | 0 | 0 | 0 | 0 | 0 | 0 | 0
East of Pisgah Study Area | Thousandaire | 138 | Thousandaire | 138 | 0 | 0 | 0 | 0 | 0 | 0 | 0 | 0 | 0 | 0 | 0 | 0 | 0 | 0 | 0 | 0 | 0 | 0 | 0 | 0 | 0 | 0 | 0 | 0 | 0 | 0 | 0 | 0 | 0 | 0 | 0 | 0 | 0 | 0 | 0 | 0 | 0 | 0 | 0 | 0 | 0 | 0 | 0 | 0 | 0
SCE North of Lugo Study Area | Tortilla | 115 | Tortilla | 115 | 0 | 0 | 0 | 0 | 0 | 0 | 0 | 0 | 3 | 0 | 0 | 0 | 0 | 0 | 1 | 0 | 0 | 0 | 0 | 0 | 0 | 0 | 0 | 3 | 0 | 0 | 0 | 0 | 0 | 1 | 0 | 0 | 0 | 0 | 0 | 0 | 0 | 0 | 3 | 0 | 0 | 0 | 0 | 0 | 1
SDG&E Study Area | Trabuco | 138 | Trabuco | 138 | 0 | 0 | 0 | 0 | 0 | 0 | 0 | 0 | 0 | 0 | 0 | 0 | 0 | 0 | 0 | 0 | 0 | 0 | 0 | 0 | 0 | 0 | 0 | 0 | 0 | 0 | 0 | 0 | 0 | 0 | 0 | 0 | 0 | 0 | 0 | 0 | 0 | 0 | 0 | 0 | 0 | 0 | 0 | 0 | 0
PG&E Greater Bay Study Area | Tracy | 500 | Tracy | 115 | 0 | 0 | 0 | 0 | 0 | 0 | 0 | 0 | 0 | 0 | 0 | 0 | 0 | 0 | 0 | 0 | 0 | 0 | 0 | 0 | 0 | 0 | 0 | 0 | 0 | 0 | 0 | 0 | 0 | 0 | 0 | 0 | 0 | 0 | 0 | 0 | 0 | 0 | 0 | 0 | 0 | 0 | 0 | 0 | 0
PG&E Greater Bay Study Area | Tracy | 230 | Tracy | 115 | 0 | 5 | 0 | 0 | 0 | 0 | 0 | 0 | 0 | 0 | 0 | 0 | 0 | 0 | 1 | 0 | 5 | 0 | 0 | 0 | 0 | 0 | 0 | 2 | 0 | 0 | 0 | 0 | 0 | 1 | 0 | 5 | 0 | 0 | 0 | 0 | 0 | 0 | 2 | 0 | 0 | 0 | 0 | 0 | 1
PG&E Fresno Study Area | Tranquility | 230 | Tranquility | 230 | 0 | 0 | 0 | 0 | 0 | 0 | 0 | 0 | 0 | 360 | 180 | 502.5 | 29 | 0 | 1 | 0 | 0 | 0 | 0 | 0 | 0 | 0 | 0 | 0 | 370 | 215 | 502.5 | 29 | 0 | 1 | 0 | 0 | 0 | 0 | 0 | 0 | 0 | 0 | 0 | 370 | 305 | 502.5 | 183.5 | 0 | 1
East of Pisgah Study Area | Trout Canyon | 230 | Trout Canyon | 230 | 0 | 0 | 0 | 0 | 0 | 0 | 0 | 0 | 0 | 565 | 265 | 305 | 130 | 0 | 1 | 0 | 0 | 0 | 0 | 0 | 0 | 0 | 0 | 0 | 565 | 365 | 455 | 130 | 0 | 1 | 0 | 0 | 0 | 0 | 0 | 0 | 0 | 0 | 0 | 615 | 1015 | 555 | 255 | 0 | 1
PG&E North of Greater Bay Study Area | Tulucay | 230 | Tulucay | 230 | 0 | 0 | 0 | 0 | 0 | 0 | 0 | 0 | 0.65 | 25 | 0 | 0 | 0 | 0 | 1 | 0 | 0 | 0 | 0 | 0 | 0 | 0 | 0 | 0.65 | 25 | 0 | 0 | 0 | 0 | 1 | 0 | 0 | 0 | 0 | 0 | 0 | 0 | 0 | 0.65 | 25 | 0 | 0 | 0 | 0 | 1
PG&E Kern Study Area | Tupman | 115 | Tupman | 115 | 0 | 0 | 0 | 0 | 0 | 0 | 0 | 0 | 0 | 0 | 0 | 0 | 0 | 0 | 0 | 0 | 0 | 0 | 0 | 0 | 0 | 0 | 0 | 0 | 55 | 0 | 0 | 0 | 0 | 1 | 0 | 0 | 0 | 0 | 0 | 0 | 0 | 0 | 0 | 55 | 0 | 0 | 0 | 0 | 1
PG&E North of Greater Bay Study Area | Ukiah | 115 | Ukiah | 115 | 0 | 1 | 0 | 0 | 0 | 0 | 0 | 0 | 0 | 0 | 0 | 0 | 0 | 0 | 1 | 0 | 1 | 0 | 0 | 0 | 0 | 0 | 0 | 0 | 0 | 0 | 0 | 0 | 0 | 1 | 0 | 1 | 0 | 0 | 0 | 0 | 0 | 0 | 0 | 0 | 0 | 0 | 0 | 0 | 1
PG&E North of Greater Bay Study Area | Vaca Dixon | 500 | Vaca Dixon | 500 | 0 | 0 | 0 | 0 | 0 | 0 | 0 | 0 | 0 | 0 | 0 | 0 | 0 | 0 | 0 | 0 | 0 | 0 | 0 | 0 | 0 | 0 | 0 | 0 | 0 | 0 | 0 | 0 | 0 | 0 | 0 | 0 | 0 | 0 | 0 | 0 | 0 | 0 | 0 | 0 | 0 | 0 | 0 | 0 | 0
PG&E North of Greater Bay Study Area | Vaca Dixon | 230 | Vaca Dixon | 230 | 0 | 0 | 0 | 0 | 0 | 0 | 0 | 0 | 0 | 0 | 0 | 0 | 0 | 0 | 0 | 0 | 0 | 0 | 0 | 0 | 0 | 0 | 0 | 0 | 0 | 0 | 0 | 0 | 0 | 0 | 0 | 0 | 0 | 0 | 0 | 0 | 0 | 0 | 0 | 0 | 200 | 0 | 80 | 0 | 1
PG&E North of Greater Bay Study Area | Vaca Dixon | 115 | Vaca Dixon | 115 | 0 | 0 | 0 | 0 | 0 | 0 | 0 | 0 | 0 | 0 | 0 | 0 | 0 | 0 | 0 | 0 | 0 | 0 | 0 | 0 | 0 | 0 | 0 | 0 | 0 | 0 | 0 | 0 | 0 | 0 | 0 | 0 | 0 | 0 | 0 | 0 | 0 | 0 | 0 | 0 | 0 | 0 | 0 | 0 | 0
SCE Eastern Study Area | Valley (SCE) | 500 | Valley (SCE) | 500 | 0 | 0 | 0 | 0 | 0 | 0 | 0 | 0 | 0 | 0 | 0 | 770 | 0 | 0 | 1 | 0 | 0 | 0 | 0 | 0 | 0 | 0 | 0 | 0 | 0 | 0 | 770 | 0 | 0 | 1 | 0 | 0 | 0 | 0 | 0 | 0 | 0 | 0 | 0 | 0 | 0 | 770 | 0 | 0 | 1
East of Pisgah Study Area | Valley (VEA) | 138 | Valley (VEA) | 138 | 0 | 0 | 0 | 0 | 0 | 0 | 0 | 0 | 0 | 0 | 0 | 0 | 0 | 0 | 0 | 0 | 0 | 0 | 0 | 0 | 0 | 0 | 0 | 0 | 0 | 0 | 0 | 0 | 0 | 0 | 0 | 0 | 0 | 0 | 0 | 0 | 0 | 0 | 0 | 0 | 0 | 25 | 0 | 0 | 1
PG&E Greater Bay Study Area | Valley Home | 115 | Valley Home | 115 | 0 | 0 | 0 | 0 | 0 | 0 | 0 | 0 | 0 | 0 | 0 | 0 | 0 | 0 | 0 | 0 | 0 | 0 | 0 | 0 | 0 | 0 | 0 | 0 | 0 | 0 | 0 | 0 | 0 | 0 | 0 | 0 | 0 | 0 | 0 | 0 | 0 | 0 | 0 | 0 | 0 | 0 | 0 | 0 | 0
East of Pisgah Study Area | Valley Switch | 138 | Valley Switch | 138 | 0 | 0 | 0 | 0 | 0 | 0 | 0 | 0 | 0 | 0 | 0 | 0 | 0 | 0 | 0 | 0 | 0 | 0 | 0 | 0 | 0 | 0 | 0 | 0 | 0 | 0 | 0 | 0 | 0 | 0 | 0 | 0 | 0 | 0 | 0 | 0 | 0 | 0 | 0 | 0 | 0 | 0 | 0 | 0 | 0
PG&E Greater Bay Study Area | Vasona | 230 | Vasona | 230 | 0 | 0 | 0 | 0 | 0 | 0 | 0 | 0 | 0 | 0 | 0 | 0 | 0 | 0 | 0 | 0 | 0 | 0 | 0 | 0 | 0 | 0 | 0 | 0 | 0 | 0 | 0 | 0 | 0 | 0 | 0 | 0 | 0 | 0 | 0 | 0 | 0 | 0 | 0 | 0 | 0 | 0 | 0 | 0 | 0
SCE Northern Area | Vestal | 230 | Vestal | 230 | 0 | 0 | 0 | 0 | 0 | 0 | 0 | 0 | 0 | 205 | 50 | 190 | 0 | 0 | 1 | 0 | 0 | 0 | 0 | 0 | 0 | 0 | 0 | 0 | 205 | 50 | 190 | 0 | 0 | 1 | 0 | 0 | 0 | 0 | 0 | 0 | 0 | 0 | 0 | 205 | 50 | 190 | 0 | 0 | 1
SCE North of Lugo Study Area | Victor | 230 | Victor | 230 | 0 | 0 | 0 | 0 | 0 | 0 | 0 | 0 | 0 | 0 | 0 | 0 | 0 | 0 | 0 | 0 | 0 | 0 | 0 | 0 | 0 | 0 | 0 | 0 | 0 | 0 | 0 | 0 | 0 | 0 | 0 | 0 | 0 | 0 | 0 | 0 | 0 | 0 | 0 | 0 | 0 | 0 | 0 | 0 | 0
SCE North of Lugo Study Area | Victor | 115 | Victor | 115 | 0 | 0 | 0 | 0 | 0 | 0 | 0 | 0 | 0 | 0 | 0 | 0 | 0 | 0 | 0 | 0 | 0 | 0 | 0 | 0 | 0 | 0 | 0 | 0 | 0 | 0 | 0 | 0 | 0 | 0 | 0 | 0 | 0 | 0 | 0 | 0 | 0 | 0 | 16 | 0 | 115 | 0 | 60 | 0 | 1
0 | Victorville (LDWP) | 500 | 0 | 0 | 0 | 0 | 0 | 0 | 0 | 0 | 0 | 0 | 0 | 0 | 0 | 0 | 0 | 0 | 0 | 0 | 0 | 0 | 0 | 0 | 0 | 0 | 0 | 0 | 0 | 0 | 0 | 0 | 0 | 0 | 0 | 0 | 0 | 0 | 0 | 0 | 0 | 0 | 0 | 0 | 0 | 0 | 0 | 0 | 0
SCE Metro Study Area | Viejo | 230 | Viejo | 230 | 0 | 0 | 0 | 0 | 0 | 0 | 0 | 0 | 0 | 0 | 0 | 0 | 0 | 0 | 0 | 0 | 0 | 0 | 0 | 0 | 0 | 0 | 0 | 0 | 0 | 0 | 0 | 0 | 0 | 0 | 0 | 0 | 0 | 0 | 0 | 0 | 0 | 0 | 0 | 0 | 0 | 0 | 0 | 0 | 0
PG&E Greater Bay Study Area | Vierra | 115 | Vierra | 115 | 0 | 0 | 0 | 0 | 0 | 0 | 0 | 0 | 0 | 0 | 0 | 0 | 0 | 0 | 0 | 0 | 0 | 0 | 0 | 0 | 0 | 0 | 0 | 0 | 0 | 0 | 0 | 0 | 0 | 0 | 0 | 0 | 0 | 0 | 0 | 0 | 0 | 0 | 0 | 0 | 0 | 0 | 0 | 0 | 0
SCE Metro Study Area | Villa Park | 230 | Villa Park | 230 | 0 | 0 | 0 | 0 | 0 | 0 | 0 | 0 | 0 | 0 | 0 | 0 | 0 | 0 | 0 | 0 | 0 | 0 | 0 | 0 | 0 | 0 | 0 | 0 | 0 | 0 | 0 | 0 | 0 | 0 | 0 | 0 | 0 | 0 | 0 | 0 | 0 | 0 | 0 | 0 | 0 | 0 | 0 | 0 | 0
SCE Northern Area | Vincent | 500 | Vincent | 500 | 0 | 0 | 0 | 0 | 0 | 0 | 0 | 0 | 0 | 0 | 0 | 0 | 0 | 0 | 0 | 0 | 0 | 0 | 0 | 0 | 0 | 0 | 0 | 0 | 0 | 0 | 0 | 0 | 0 | 0 | 0 | 0 | 0 | 0 | 0 | 0 | 0 | 0 | 0 | 0 | 0 | 0 | 0 | 0 | 0
SCE Northern Area | Vincent | 230 | Vincent | 230 | 0 | 0 | 0 | 0 | 0 | 0 | 0 | 0 | 0 | 0 | 400 | 499 | 20.5 | 0 | 1 | 0 | 0 | 0 | 0 | 0 | 0 | 0 | 0 | 0 | 0 | 617 | 799 | 20.5 | 0 | 1 | 0 | 0 | 0 | 0 | 0 | 0 | 0 | 0 | 0 | 0 | 1067 | 799 | 230.5 | 0 | 1
PG&E Greater Bay Study Area | Vineyard | 230 | Vineyard | 230 | 0 | 0 | 0 | 0 | 0 | 0 | 0 | 0 | 0 | 0 | 0 | 0 | 0 | 0 | 0 | 0 | 0 | 0 | 0 | 0 | 0 | 0 | 0 | 0 | 0 | 0 | 0 | 0 | 0 | 0 | 0 | 0 | 0 | 0 | 0 | 0 | 0 | 0 | 0 | 0 | 0 | 0 | 0 | 0 | 0
SCE Eastern Study Area | Vista (SCE) | 230 | Vista (SCE) | 230 | 0 | 2.6 | 0 | 0 | 0 | 0 | 0 | 0 | 0 | 0 | 0 | 200 | 0 | 0 | 1 | 0 | 2.6 | 0 | 0 | 0 | 0 | 0 | 0 | 0 | 0 | 0 | 200 | 0 | 0 | 1 | 0 | 2.6 | 0 | 0 | 0 | 0 | 0 | 0 | 0 | 0 | 0 | 200 | 0 | 0 | 1
East of Pisgah Study Area | Vista (VEA) | 138 | Vista (VEA) | 138 | 0 | 0 | 0 | 0 | 0 | 0 | 0 | 0 | 0 | 0 | 0 | 0 | 0 | 0 | 0 | 0 | 0 | 0 | 0 | 0 | 0 | 0 | 0 | 0 | 0 | 0 | 0 | 0 | 0 | 0 | 0 | 0 | 0 | 0 | 0 | 0 | 0 | 0 | 0 | 50 | 150 | 100 | 0 | 0 | 1
SCE Metro Study Area | Walnut | 230 | Walnut | 230 | 0 | 0 | 0 | 0 | 0 | 0 | 0 | 0 | 0 | 0 | 0 | 200 | 0 | 0 | 1 | 0 | 0 | 0 | 0 | 0 | 0 | 0 | 0 | 0 | 0 | 0 | 200 | 0 | 0 | 1 | 0 | 0 | 0 | 0 | 0 | 0 | 0 | 0 | 0 | 0 | 0 | 200 | 0 | 0 | 1
SCE Northern Area | Warne | 230 | Warne | 230 | 0 | 0 | 0 | 0 | 0 | 0 | 0 | 0 | 0 | 0 | 0 | 0 | 0 | 0 | 0 | 0 | 0 | 0 | 0 | 0 | 0 | 0 | 0 | 0 | 0 | 0 | 0 | 0 | 0 | 0 | 0 | 0 | 0 | 0 | 0 | 0 | 0 | 0 | 0 | 0 | 0 | 0 | 0 | 0 | 0
PG&E Fresno Study Area | Warnerville | 230 | Warnerville | 230 | 0 | 0 | 0 | 0 | 0 | 0 | 0 | 0 | 0 | 0 | 0 | 0 | 0 | 0 | 0 | 0 | 0 | 0 | 0 | 0 | 0 | 0 | 0 | 0 | 0 | 0 | 0 | 0 | 0 | 0 | 0 | 0 | 0 | 0 | 0 | 0 | 0 | 0 | 0 | 0 | 0 | 0 | 0 | 0 | 0
PG&E Fresno Study Area | Waukena | 115 | Waukena | 115 | 0 | 0 | 0 | 0 | 0 | 0 | 0 | 0 | 0 | 0 | 0 | 0 | 0 | 0 | 0 | 0 | 0 | 0 | 0 | 0 | 0 | 0 | 0 | 0 | 0 | 0 | 0 | 0 | 0 | 0 | 0 | 0 | 0 | 0 | 0 | 0 | 0 | 0 | 0 | 0 | 0 | 0 | 0 | 0 | 0
PG&E Greater Bay Study Area | Weber | 230 | Weber | 230 | 0 | 0 | 0 | 0 | 0 | 0 | 0 | 0 | 0 | 0 | 0 | 0 | 0 | 0 | 0 | 0 | 0 | 0 | 0 | 0 | 0 | 0 | 0 | 0 | 0 | 0 | 0 | 0 | 0 | 0 | 0 | 0 | 0 | 0 | 0 | 0 | 0 | 0 | 0 | 70 | 115 | 0 | 60 | 0 | 1
PG&E Fresno Study Area | West Fresno | 115 | West Fresno | 115 | 0 | 0 | 0 | 0 | 0 | 0 | 0 | 0 | 0 | 0 | 0 | 0 | 0 | 0 | 0 | 0 | 0 | 0 | 0 | 0 | 0 | 0 | 0 | 0 | 0 | 0 | 0 | 0 | 0 | 0 | 0 | 0 | 0 | 0 | 0 | 0 | 0 | 0 | 0 | 0 | 0 | 0 | 0 | 0 | 0
PG&E Fresno Study Area | Westley | 230 | Westley | 230 | 0 | 0 | 0 | 0 | 0 | 0 | 0 | 0 | 0 | 0 | 0 | 0 | 0 | 0 | 0 | 0 | 0 | 0 | 0 | 0 | 0 | 0 | 0 | 0 | 0 | 0 | 0 | 0 | 0 | 0 | 0 | 0 | 0 | 0 | 0 | 0 | 0 | 0 | 0 | 0 | 0 | 0 | 0 | 0 | 0
PG&E Fresno Study Area | New Sub - Westley - Quinto (Proposed) | 230 | New Sub - Westley - Quinto (Proposed) | 230 | 0 | 0 | 0 | 0 | 0 | 0 | 0 | 0 | 0 | 0 | 0 | 0 | 0 | 0 | 0 | 0 | 0 | 0 | 0 | 0 | 0 | 0 | 0 | 0 | 0 | 0 | 0 | 0 | 0 | 0 | 0 | 0 | 0 | 0 | 0 | 0 | 0 | 0 | 0 | 0 | 0 | 0 | 0 | 0 | 0
PG&E Kern Study Area | Westpark | 115 | Westpark | 115 | 0 | 0 | 0 | 0 | 0 | 0 | 0 | 0 | 0 | 0 | 0 | 0 | 0 | 0 | 0 | 0 | 0 | 0 | 0 | 0 | 0 | 0 | 0 | 0 | 0 | 0 | 0 | 0 | 0 | 0 | 0 | 0 | 0 | 0 | 0 | 0 | 0 | 0 | 0 | 0 | 0 | 0 | 0 | 0 | 0
PG&E Kern Study Area | Wheeler Ridge | 230 | Wheeler Ridge | 230 | 0 | 0 | 0 | 0 | 0 | 0 | 0 | 0 | 0 | 200 | 50 | 0 | 0 | 0 | 1 | 0 | 0 | 0 | 0 | 0 | 0 | 0 | 0 | 0 | 200 | 50 | 0 | 0 | 0 | 1 | 0 | 0 | 0 | 0 | 0 | 0 | 0 | 0 | 0 | 200 | 261.5 | 0 | 141 | 0 | 1
PG&E Kern Study Area | New Sub - Midway - Wheeler Ridge (Proposed) | 230 | New Sub - Midway - Wheeler Ridge (Proposed) | 230 | 0 | 0 | 0 | 0 | 0 | 0 | 0 | 0 | 0 | 0 | 150 | 92 | 0 | 0 | 1 | 0 | 0 | 0 | 0 | 0 | 0 | 0 | 0 | 0 | 0 | 150 | 92 | 0 | 0 | 1 | 0 | 0 | 0 | 0 | 0 | 0 | 0 | 0 | 0 | 120 | 265 | 92 | 68 | 0 | 1
SCE Northern Area | Whirlwind | 230 | Whirlwind | 230 | 0 | 0 | 200 | 0 | 0 | 0 | 0 | 0 | 0 | 224 | 251 | 663 | 0 | 458 | 1 | 0 | 0 | 300 | 0 | 0 | 0 | 0 | 0 | 0 | 224 | 348 | 663 | 100 | 458 | 1 | 0 | 0 | 300 | 0 | 0 | 0 | 0 | 0 | 0 | 224 | 551 | 663 | 100 | 458 | 1
SCE Northern Area | Whirlwind | 500 | Whirlwind | 500 | 0 | 0 | 0 | 0 | 0 | 0 | 0 | 0 | 0 | 0 | 0 | 0 | 0 | 0 | 0 | 0 | 0 | 0 | 0 | 0 | 0 | 0 | 0 | 0 | 0 | 0 | 0 | 0 | 0 | 0 | 0 | 0 | 0 | 0 | 0 | 0 | 0 | 0 | 0 | 0 | 0 | 0 | 0 | 0 | 0
PG&E Fresno Study Area | Wilson | 230 | Wilson | 230 | 0 | 0 | 169 | 31 | 0 | 0 | 0 | 0 | 0 | 0 | 0 | 0 | 0 | 0 | 1 | 0 | 0 | 169 | 31 | 0 | 0 | 0 | 0 | 0 | 0 | 0 | 0 | 0 | 0 | 1 | 0 | 0 | 169 | 31 | 0 | 0 | 0 | 0 | 0 | 0 | 0 | 0 | 0 | 0 | 1
PG&E Fresno Study Area | Wilson | 115 | Wilson | 115 | 0 | 1 | 0 | 0 | 0 | 0 | 0 | 0 | 0 | 0 | 0 | 0 | 0 | 0 | 1 | 0 | 1 | 0 | 0 | 0 | 0 | 0 | 0 | 0 | 0 | 0 | 0 | 0 | 0 | 1 | 0 | 1 | 0 | 0 | 0 | 0 | 0 | 0 | 0 | 0 | 0 | 0 | 0 | 0 | 1
PG&E Kern Study Area | Windgap PP | 230 | 0 | 0 | 0 | 0 | 0 | 0 | 0 | 0 | 0 | 0 | 0 | 0 | 0 | 0 | 0 | 0 | 0 | 0 | 0 | 0 | 0 | 0 | 0 | 0 | 0 | 0 | 0 | 0 | 0 | 0 | 0 | 0 | 0 | 0 | 0 | 0 | 0 | 0 | 0 | 0 | 0 | 0 | 0 | 0 | 0 | 0 | 0
SCE Northern Area | Windhub | 230 | Windhub | 230 | 0 | 0 | 124 | 0 | 0 | 0 | 0 | 0 | 0 | 140 | 600 | 550 | 25 | 0 | 1 | 0 | 0 | 124 | 0 | 0 | 0 | 0 | 0 | 0 | 212 | 600 | 600 | 25 | 0 | 1 | 0 | 0 | 124 | 0 | 0 | 0 | 0 | 0 | 0 | 213.25 | 1099 | 600 | 275 | 0 | 1
SCE Northern Area | Windhub | 500 | Windhub | 500 | 0 | 0 | 0 | 0 | 0 | 0 | 0 | 0 | 0 | 775 | 0 | 0 | 0 | 0 | 1 | 0 | 0 | 0 | 0 | 0 | 0 | 0 | 0 | 0 | 775 | 0 | 0 | 0 | 0 | 1 | 0 | 0 | 0 | 0 | 0 | 0 | 0 | 0 | 0 | 775 | 0 | 0 | 0 | 0 | 1
PG&E North of Greater Bay Study Area | Woodland | 115 | Woodland | 115 | 0 | 0 | 0 | 0 | 0 | 0 | 0 | 0 | 1.5 | 0 | 12 | 0 | 0 | 0 | 1 | 0 | 0 | 0 | 0 | 0 | 0 | 0 | 0 | 1.5 | 0 | 12 | 0 | 0 | 0 | 1 | 0 | 0 | 0 | 0 | 0 | 0 | 0 | 0 | 1.5 | 0 | 12 | 0 | 0 | 0 | 1
PG&E North of Greater Bay Study Area | Wyandotte | 115 | Wyandotte | 115 | 0 | 0 | 0 | 0 | 0 | 0 | 0 | 0 | 3.5 | 0 | 0 | 0 | 0 | 0 | 1 | 0 | 0 | 0 | 0 | 0 | 0 | 0 | 0 | 3.5 | 0 | 0 | 0 | 0 | 0 | 1 | 0 | 0 | 0 | 0 | 0 | 0 | 0 | 0 | 3.5 | 0 | 0 | 0 | 0 | 0 | 1

## Sub_Constraint_Matrix
List of substations used in the 25-26 TPP mapping work, their geographic location, and their membership in the 2024 CAISO White Paper's transmission constraints
[7 empty] | SCE Northern | SCE Northern | SCE Northern | SCE Northern | SCE Northern | SCE Northern | SCE Northern | SCE Northern | SCE Metro | SCE Metro | SCE North of Lugo | SCE North of Lugo | SCE North of Lugo | SCE North of Lugo | SCE North of Lugo | SCE Eastern | SCE Eastern | SCE Eastern | SCE Eastern | SCE Eastern | SCE Eastern | SCE Eastern | East of Pisgah | East of Pisgah | East of Pisgah | SDG&E | SDG&E | SDG&E | SDG&E | SDG&E | SDG&E | SDG&E | SDG&E | SDG&E | SDG&E | SDG&E | SDG&E | SDG&E | SDG&E | PG&E North of Greater Bay | PG&E North of Greater Bay | PG&E North of Greater Bay | PG&E North of Greater Bay | PG&E North of Greater Bay | PG&E North of Greater Bay | PG&E North of Greater Bay | PG&E North of Greater Bay | PG&E North of Greater Bay | PG&E North of Greater Bay | PG&E Greater Bay | PG&E Greater Bay | PG&E Greater Bay | PG&E Greater Bay | PG&E Greater Bay | PG&E Greater Bay | PG&E Greater Bay | PG&E Greater Bay | PG&E Greater Bay | PG&E Greater Bay | PG&E Greater Bay | PG&E Greater Bay | PG&E Greater Bay | PG&E Greater Bay | PG&E Greater Bay | PG&E Greater Bay | PG&E Greater Bay | PG&E Greater Bay | PG&E Kern | PG&E Kern | PG&E Kern | PG&E Kern | PG&E Kern | PG&E Kern | PG&E Kern | PG&E Kern | PG&E Kern | PG&E Kern | PG&E Fresno | PG&E Fresno | PG&E Fresno | PG&E Fresno | PG&E Fresno | PG&E Fresno | PG&E Fresno | PG&E Fresno | PG&E Fresno | PG&E Fresno | PG&E Fresno | PG&E Fresno | PG&E Fresno | PG&E Fresno | PG&E Fresno | PG&E Fresno | PG&E Fresno | PG&E Fresno | PG&E Fresno | PG&E Fresno Off-Peak | DB | DC | DD | DE | DF | DG | DH
CAISO Study Area | Substation | Voltage | STATE | ZIP | COUNTY | Membership Count | Antelope-Vincent Constraint | Vincent-Lugo Constraint | Pardee-Sylmar Constraint | Windhub Constraint | Moorpark-Pardee Constraint | North of Magunden Constraint | South of Magunden Constraint | Antelope-Neenach Constraint | Hinson - Del Amo Constraint | SCE Metro Area Default Constraint | Control to Inyokern area constraint | South of Kramer Area Constraint | Victor to Lugo Area Constraint | Lugo Transformer Area Constraint | Calcite to Lugo Area Constraint | Colorado River 500/230 kV Constraint | DCRT Constraint | Devers-Red Bluff Constraint | Eagle Mountain Constraint | Etiwanda-Rancho Vista Constraint | Red Bluff 500/230 kV Constraint | Serrano-Alberhill-Valley Constraint | GLW 230kV area constraint | Sloan Canyon - Eldorado 500 kV constraint | Lugo - Victorville area constraint | Capistrano-San Onofre 230 kV constraint | Chicarita 138 kV constraint | El Cajon 69 kV constraint | Internal San Diego Area constraint | Miguel 69 kV constraint | Encina - San Luis Rey 230 kV constraint | East of Miguel constraint | San Luis Rey-San Onofre 230 kV line constraint | Ocean Ranch 69 kV constraint | Otay Mesa 230 kV constraint | Silvergate - Bay Blvd 230 kV constraint | Silvergate-Old Town 230 kV constraint | Talega 230 kV constraint | Trabuco-Capistrano 138 kV constraint | Collinsville-Tesla 500 kV Line | Woodland- Davis 115kV line | Cortina-Eagle Rock 115 kV line | Bell-Placer 115kV Line | Carberry-Round Mountain 230kV Line | Rocklin-Pleaseant grove 115kV line | Bellota-Weber 230kV line | Rio Oso-Brighton 230kV line | Rio Oso-Lockeford 230kV line | Humboldt Offshore Wind constraint | Dumbarton-Newark 115 kV line | Eastshore-San Mateo 230 kV line | Lakeville-Ignacio 230 kV line | Sobrante-Moraga 230 kV line | Windmaster-Delta pumps 230 kV line | Contra Costa- Windmaster 230 kV line | Tesla-Tracy-Pump 230 kV line #2 | Contra Costa #1 115kV Line | Kasson Jct-Heinz 115 kV line | Newark-Newark Distribution 115 kV line | Tesla-Bellota 230 kV line | Eight Mile-Tesla 230 kV line | Grant - Eastshore #2 line 115 kV | Salado-Crow Creek Sw Sta 60 kV line | Tesla-Salado 115 kV line | Morganhill-Metcalf 115kV Line | Tesla-Tracy Pump 230 kV Line #1 | Birds Landing-Contra Costa 230kV Line | Cal Flat-Gates 230 kV line | Gates-Arco 230 kV Line | Smyrna-Atwell Jct 115kV Line | Kern 230/115kV TB #4 | Maricopa-Copus 70 kV line | Midway-Taft 115 kV line | Kern-Tevis-Stockdale-Lamont 115kV line | Midway 230/115kV TB #3 | Semitropic-Midway 115kV Line | Midway-Buena Vista Jct 230kV Line | Manning 500kV | Gates 500/230kV TB #12 | Gates 500/230kV TB #11 | Gates 230/70kV TB #5 | Tranquility-Helm 230kV Line | Dairyland-Chowchilla 115kV Line | Chowchilla-Le grand 115kV Line | NEW- Melones-Cottle 230kV line | Los Banos 500/230kV TB | Schindler 115/70kV TB #1 | Panoche- Mendota 115 kV line | Panoche-Oro Loma 115kV Line | Borden-Storey #1 230kV line | Merced 115/70kV TB#2 | Helm 230/70kV TB #1 | Oro Loma-El Nido 115kV Line | Diablo-Gates 500 kV line | Mustang-Henrietta 230 kV line | Gates-Panoche 230 kV #1 and #2 Lines | NEW-Metcalf-Mosslanding 500kV | Li_Battery_4hr | Li_Battery_8hr | Solar | Geothermal | Wind | OOS Wind | OSW Wind | LDES
PG&E KERN | 7th Standard | 115 | CA |  |  | 5 | 0 | 0 | 0 | 0 | 0 | 0 | 0 | 0 | 0 | 0 | 0 | 0 | 0 | 0 | 0 | 0 | 0 | 0 | 0 | 0 | 0 | 0 | 0 | 0 | 0 | 0 | 0 | 0 | 0 | 0 | 0 | 0 | 0 | 0 | 0 | 0 | 0 | 0 | 0 | 0 | 0 | 0 | 0 | 0 | 0 | 0 | 0 | 0 | 0 | 0 | 0 | 0 | 0 | 0 | 0 | 0 | 0 | 0 | 0 | 0 | 0 | 0 | 0 | 0 | 0 | 0 | 0 | 0 | 0 | 0 | 1 | 0 | 0 | 0 | 1 | 0 | 0 | 0 | 1 | 1 | 0 | 0 | 0 | 0 | 0 | 0 | 0 | 0 | 0 | 0 | 0 | 0 | 0 | 0 | 1 | 0 | 0 | Southern_PGAE_Li_Battery_4hr | Southern_PGAE_Li_Battery_8hr | Southern_PGAE_Solar |  | Central_Valley_North_Los_Banos_Wind |  |  |  | Southern_PGAE | Central_Valley_North_Los_Banos | Arizona | Arizona_Solar | Arizona_Li_Battery_4hr | Arizona_Li_Battery_8hr |  |  | Baja_California_Wind
SCE Metro | Alamitos | 230 | CA | 90803 | LOS ANGELES | 2 | 0 | 0 | 0 | 0 | 0 | 0 | 0 | 0 | 1 | 1 | 0 | 0 | 0 | 0 | 0 | 0 | 0 | 0 | 0 | 0 | 0 | 0 | 0 | 0 | 0 | 0 | 0 | 0 | 0 | 0 | 0 | 0 | 0 | 0 | 0 | 0 | 0 | 0 | 0 | 0 | 0 | 0 | 0 | 0 | 0 | 0 | 0 | 0 | 0 | 0 | 0 | 0 | 0 | 0 | 0 | 0 | 0 | 0 | 0 | 0 | 0 | 0 | 0 | 0 | 0 | 0 | 0 | 0 | 0 | 0 | 0 | 0 | 0 | 0 | 0 | 0 | 0 | 0 | 0 | 0 | 0 | 0 | 0 | 0 | 0 | 0 | 0 | 0 | 0 | 0 | 0 | 0 | 0 | 0 | 0 | 0 | 0 | Greater_LA_Li_Battery_4hr | Greater_LA_Li_Battery_8hr | Greater_LA_Solar |  | 0 |  |  |  | Greater_LA | Greater_LA | Greater_Imperial | Greater_Imperial_Solar | Greater_Imperial_Li_Battery_4hr | Greater_Imperial_Li_Battery_8hr | Central_Valley_North_Los_Banos | El_Dorado_Mariposa | Central_Valley_North_Los_Banos_Wind
SCE Eastern | Alberhill | 115 | CA |  |  | 2 | 0 | 0 | 0 | 0 | 0 | 0 | 0 | 0 | 0 | 0 | 0 | 0 | 0 | 0 | 0 | 0 | 0 | 0 | 0 | 1 | 0 | 1 | 0 | 0 | 0 | 0 | 0 | 0 | 0 | 0 | 0 | 0 | 0 | 0 | 0 | 0 | 0 | 0 | 0 | 0 | 0 | 0 | 0 | 0 | 0 | 0 | 0 | 0 | 0 | 0 | 0 | 0 | 0 | 0 | 0 | 0 | 0 | 0 | 0 | 0 | 0 | 0 | 0 | 0 | 0 | 0 | 0 | 0 | 0 | 0 | 0 | 0 | 0 | 0 | 0 | 0 | 0 | 0 | 0 | 0 | 0 | 0 | 0 | 0 | 0 | 0 | 0 | 0 | 0 | 0 | 0 | 0 | 0 | 0 | 0 | 0 | 0 | Riverside_Li_Battery_4hr | Riverside_Li_Battery_8hr | Riverside_Solar |  | Riverside_Palm_Springs_Wind |  |  |  | Riverside | Riverside (Exclude) | Greater_Kramer | Greater_Kramer_Solar | Greater_Kramer_Li_Battery_4hr | Greater_Kramer_Li_Battery_8hr | Greater_Imperial | Greater_Imperial (Exclude) | Greater_Imperial_Wind
SCE Eastern | Alberhill | 500 | CA |  |  | 2 | 0 | 0 | 0 | 0 | 0 | 0 | 0 | 0 | 0 | 0 | 0 | 0 | 0 | 0 | 0 | 0 | 0 | 0 | 0 | 1 | 0 | 1 | 0 | 0 | 0 | 0 | 0 | 0 | 0 | 0 | 0 | 0 | 0 | 0 | 0 | 0 | 0 | 0 | 0 | 0 | 0 | 0 | 0 | 0 | 0 | 0 | 0 | 0 | 0 | 0 | 0 | 0 | 0 | 0 | 0 | 0 | 0 | 0 | 0 | 0 | 0 | 0 | 0 | 0 | 0 | 0 | 0 | 0 | 0 | 0 | 0 | 0 | 0 | 0 | 0 | 0 | 0 | 0 | 0 | 0 | 0 | 0 | 0 | 0 | 0 | 0 | 0 | 0 | 0 | 0 | 0 | 0 | 0 | 0 | 0 | 0 | 0 | Riverside_Li_Battery_4hr | Riverside_Li_Battery_8hr | Riverside_Solar |  | Riverside_Palm_Springs_Wind |  |  |  | Riverside | Riverside (Exclude) | Greater_LA | Greater_LA_Solar | Greater_LA_Li_Battery_4hr | Greater_LA_Li_Battery_8hr | Greater_Kramer | Greater_Kramer (Exclude) | Greater_Kramer_Wind
PG&E GBA | Alhambra | 115 | CA | 94553 | CONTRA COSTA | 3 | 0 | 0 | 0 | 0 | 0 | 0 | 0 | 0 | 0 | 0 | 0 | 0 | 0 | 0 | 0 | 0 | 0 | 0 | 0 | 0 | 0 | 0 | 0 | 0 | 0 | 0 | 0 | 0 | 0 | 0 | 0 | 0 | 0 | 0 | 0 | 0 | 0 | 0 | 0 | 1 | 0 | 0 | 0 | 0 | 0 | 0 | 0 | 0 | 0 | 0 | 0 | 0 | 1 | 0 | 0 | 1 | 0 | 0 | 0 | 0 | 0 | 0 | 0 | 0 | 0 | 0 | 0 | 0 | 0 | 0 | 0 | 0 | 0 | 0 | 0 | 0 | 0 | 0 | 0 | 0 | 0 | 0 | 0 | 0 | 0 | 0 | 0 | 0 | 0 | 0 | 0 | 0 | 0 | 0 | 0 | 0 | 0 | Northern_California_Li_Battery_4hr | Northern_California_Li_Battery_8hr | Northern_California_Solar |  | Solano_Wind |  |  |  | Northern_California | Solano | Greater_SD | San_Diego_Solar | San_Diego_Li_Battery_4hr | San_Diego_Li_Battery_8hr | Humboldt |  | Humboldt_Wind
PG&E FRESNO | Alpaugh | 115 | CA | 93212 | TULARE | 8 | 0 | 0 | 0 | 0 | 0 | 0 | 0 | 0 | 0 | 0 | 0 | 0 | 0 | 0 | 0 | 0 | 0 | 0 | 0 | 0 | 0 | 0 | 0 | 0 | 0 | 0 | 0 | 0 | 0 | 0 | 0 | 0 | 0 | 0 | 0 | 0 | 0 | 0 | 0 | 0 | 0 | 0 | 0 | 0 | 0 | 0 | 0 | 0 | 0 | 0 | 0 | 0 | 0 | 0 | 0 | 0 | 0 | 0 | 0 | 0 | 0 | 0 | 0 | 0 | 0 | 0 | 0 | 1 | 0 | 1 | 1 | 0 | 0 | 0 | 1 | 1 | 0 | 0 | 1 | 1 | 0 | 0 | 0 | 0 | 0 | 0 | 0 | 0 | 0 | 0 | 0 | 0 | 0 | 0 | 1 | 0 | 0 | Southern_PGAE_Li_Battery_4hr | Southern_PGAE_Li_Battery_8hr | Southern_PGAE_Solar |  | Central_Valley_North_Los_Banos_Wind |  |  |  | Southern_PGAE | Central_Valley_North_Los_Banos | Northern_California | Northern_California_Solar | Northern_California_Li_Battery_4hr | Northern_California_Li_Battery_8hr | Kern_Greater_Carrizo | Peninsula_Monterey | Kern_Greater_Carrizo_Wind
SDGE | Alpine | 69 | CA | 91901 | SAN DIEGO | 5 | 0 | 0 | 0 | 0 | 0 | 0 | 0 | 0 | 0 | 0 | 0 | 0 | 0 | 0 | 0 | 0 | 0 | 0 | 0 | 0 | 0 | 0 | 0 | 0 | 0 | 0 | 0 | 1 | 0 | 1 | 1 | 0 | 1 | 0 | 0 | 0 | 1 | 0 | 0 | 0 | 0 | 0 | 0 | 0 | 0 | 0 | 0 | 0 | 0 | 0 | 0 | 0 | 0 | 0 | 0 | 0 | 0 | 0 | 0 | 0 | 0 | 0 | 0 | 0 | 0 | 0 | 0 | 0 | 0 | 0 | 0 | 0 | 0 | 0 | 0 | 0 | 0 | 0 | 0 | 0 | 0 | 0 | 0 | 0 | 0 | 0 | 0 | 0 | 0 | 0 | 0 | 0 | 0 | 0 | 0 | 0 | 0 | San_Diego_Li_Battery_4hr | San_Diego_Li_Battery_8hr | San_Diego_Solar |  | 0 |  |  |  | Greater_SD | Greater_SD | Riverside | Riverside_Solar | Riverside_Li_Battery_4hr | Riverside_Li_Battery_8hr | Northern_California | Mendocino_Marin | Northern_California_Wind
PG&E GBA | Altamont Midway (Sandhill) | 230 | CA | 94551 | ALAMEDA | 3 | 0 | 0 | 0 | 0 | 0 | 0 | 0 | 0 | 0 | 0 | 0 | 0 | 0 | 0 | 0 | 0 | 0 | 0 | 0 | 0 | 0 | 0 | 0 | 0 | 0 | 0 | 0 | 0 | 0 | 0 | 0 | 0 | 0 | 0 | 0 | 0 | 0 | 0 | 0 | 1 | 0 | 0 | 0 | 0 | 0 | 0 | 0 | 0 | 0 | 0 | 0 | 0 | 0 | 0 | 0 | 1 | 0 | 0 | 0 | 0 | 0 | 0 | 0 | 0 | 0 | 1 | 0 | 0 | 0 | 0 | 0 | 0 | 0 | 0 | 0 | 0 | 0 | 0 | 0 | 0 | 0 | 0 | 0 | 0 | 0 | 0 | 0 | 0 | 0 | 0 | 0 | 0 | 0 | 0 | 0 | 0 | 0 | Northern_California_Li_Battery_4hr | Northern_California_Li_Battery_8hr | Northern_California_Solar |  | Solano_Wind |  |  |  | Northern_California | Solano | Southern_NV_Eldorado | Southern_NV_Eldorado_Solar | Southern_NV_Eldorado_Li_Battery_4hr | Southern_NV_Eldorado_Li_Battery_8hr | Riverside | Riverside (Exclude) | Riverside_Palm_Springs_Wind
SCE Northern | Antelope | 66 | CA | 93536 | LOS ANGELES | 1 | 1 | 0 | 0 | 0 | 0 | 0 | 0 | 0 | 0 | 0 | 0 | 0 | 0 | 0 | 0 | 0 | 0 | 0 | 0 | 0 | 0 | 0 | 0 | 0 | 0 | 0 | 0 | 0 | 0 | 0 | 0 | 0 | 0 | 0 | 0 | 0 | 0 | 0 | 0 | 0 | 0 | 0 | 0 | 0 | 0 | 0 | 0 | 0 | 0 | 0 | 0 | 0 | 0 | 0 | 0 | 0 | 0 | 0 | 0 | 0 | 0 | 0 | 0 | 0 | 0 | 0 | 0 | 0 | 0 | 0 | 0 | 0 | 0 | 0 | 0 | 0 | 0 | 0 | 0 | 0 | 0 | 0 | 0 | 0 | 0 | 0 | 0 | 0 | 0 | 0 | 0 | 0 | 0 | 0 | 0 | 0 | 0 | Tehachapi_Li_Battery_4hr | Tehachapi_Li_Battery_8hr | Tehachapi_Solar |  | Tehachapi_Wind |  |  |  | Tehachapi | Tehachapi | Southern_PGAE | Southern_PGAE_Solar | Southern_PGAE_Li_Battery_4hr | Southern_PGAE_Li_Battery_8hr | Solano |  | Solano_Wind
SCE Northern | Antelope | 230 | CA | 93536 | LOS ANGELES | 1 | 1 | 0 | 0 | 0 | 0 | 0 | 0 | 0 | 0 | 0 | 0 | 0 | 0 | 0 | 0 | 0 | 0 | 0 | 0 | 0 | 0 | 0 | 0 | 0 | 0 | 0 | 0 | 0 | 0 | 0 | 0 | 0 | 0 | 0 | 0 | 0 | 0 | 0 | 0 | 0 | 0 | 0 | 0 | 0 | 0 | 0 | 0 | 0 | 0 | 0 | 0 | 0 | 0 | 0 | 0 | 0 | 0 | 0 | 0 | 0 | 0 | 0 | 0 | 0 | 0 | 0 | 0 | 0 | 0 | 0 | 0 | 0 | 0 | 0 | 0 | 0 | 0 | 0 | 0 | 0 | 0 | 0 | 0 | 0 | 0 | 0 | 0 | 0 | 0 | 0 | 0 | 0 | 0 | 0 | 0 | 0 | 0 | Tehachapi_Li_Battery_4hr | Tehachapi_Li_Battery_8hr | Tehachapi_Solar |  | Tehachapi_Wind |  |  |  | Tehachapi | Tehachapi | Tehachapi | Tehachapi_Solar | Tehachapi_Li_Battery_4hr | Tehachapi_Li_Battery_8hr | Southern_NV_Eldorado |  | Southern_NV_Eldorado_Wind
SCE Northern | Antelope | 500 | CA | 93536 | LOS ANGELES | 2 | 1 | 1 | 0 | 0 | 0 | 0 | 0 | 0 | 0 | 0 | 0 | 0 | 0 | 0 | 0 | 0 | 0 | 0 | 0 | 0 | 0 | 0 | 0 | 0 | 0 | 0 | 0 | 0 | 0 | 0 | 0 | 0 | 0 | 0 | 0 | 0 | 0 | 0 | 0 | 0 | 0 | 0 | 0 | 0 | 0 | 0 | 0 | 0 | 0 | 0 | 0 | 0 | 0 | 0 | 0 | 0 | 0 | 0 | 0 | 0 | 0 | 0 | 0 | 0 | 0 | 0 | 0 | 0 | 0 | 0 | 0 | 0 | 0 | 0 | 0 | 0 | 0 | 0 | 0 | 0 | 0 | 0 | 0 | 0 | 0 | 0 | 0 | 0 | 0 | 0 | 0 | 0 | 0 | 0 | 0 | 0 | 0 | Tehachapi_Li_Battery_4hr | Tehachapi_Li_Battery_8hr | Tehachapi_Solar |  | Tehachapi_Wind |  |  |  | Tehachapi | Tehachapi |  |  |  |  | Tehachapi |  | Tehachapi_Wind
PG&E NGBA | Arcata | 60 | CA | 95521 | Humboldt | 1 | 0 | 0 | 0 | 0 | 0 | 0 | 0 | 0 | 0 | 0 | 0 | 0 | 0 | 0 | 0 | 0 | 0 | 0 | 0 | 0 | 0 | 0 | 0 | 0 | 0 | 0 | 0 | 0 | 0 | 0 | 0 | 0 | 0 | 0 | 0 | 0 | 0 | 0 | 0 | 1 | 0 | 0 | 0 | 0 | 0 | 0 | 0 | 0 | 0 | 0 | 0 | 0 | 0 | 0 | 0 | 0 | 0 | 0 | 0 | 0 | 0 | 0 | 0 | 0 | 0 | 0 | 0 | 0 | 0 | 0 | 0 | 0 | 0 | 0 | 0 | 0 | 0 | 0 | 0 | 0 | 0 | 0 | 0 | 0 | 0 | 0 | 0 | 0 | 0 | 0 | 0 | 0 | 0 | 0 | 0 | 0 | 0 | Northern_California_Li_Battery_4hr | Northern_California_Li_Battery_8hr | Northern_California_Solar |  | Humboldt_Wind |  |  |  | Northern_California | Humboldt
PG&E KERN | Arco | 230 | CA | 93249 | KERN | 3 | 0 | 0 | 0 | 0 | 0 | 0 | 0 | 0 | 0 | 0 | 0 | 0 | 0 | 0 | 0 | 0 | 0 | 0 | 0 | 0 | 0 | 0 | 0 | 0 | 0 | 0 | 0 | 0 | 0 | 0 | 0 | 0 | 0 | 0 | 0 | 0 | 0 | 0 | 0 | 0 | 0 | 0 | 0 | 0 | 0 | 0 | 0 | 0 | 0 | 0 | 0 | 0 | 0 | 0 | 0 | 0 | 0 | 0 | 0 | 0 | 0 | 0 | 0 | 0 | 0 | 0 | 0 | 0 | 0 | 0 | 0 | 0 | 0 | 0 | 0 | 0 | 0 | 0 | 1 | 1 | 0 | 0 | 0 | 0 | 0 | 0 | 0 | 0 | 0 | 0 | 0 | 0 | 0 | 0 | 1 | 0 | 0 | Southern_PGAE_Li_Battery_4hr | Southern_PGAE_Li_Battery_8hr | Southern_PGAE_Solar |  | Central_Valley_North_Los_Banos_Wind |  |  |  | Southern_PGAE | Central_Valley_North_Los_Banos
PG&E KERN | Arco | 70 | CA | 93249 | KERN | 3 | 0 | 0 | 0 | 0 | 0 | 0 | 0 | 0 | 0 | 0 | 0 | 0 | 0 | 0 | 0 | 0 | 0 | 0 | 0 | 0 | 0 | 0 | 0 | 0 | 0 | 0 | 0 | 0 | 0 | 0 | 0 | 0 | 0 | 0 | 0 | 0 | 0 | 0 | 0 | 0 | 0 | 0 | 0 | 0 | 0 | 0 | 0 | 0 | 0 | 0 | 0 | 0 | 0 | 0 | 0 | 0 | 0 | 0 | 0 | 0 | 0 | 0 | 0 | 0 | 0 | 0 | 0 | 0 | 0 | 0 | 0 | 0 | 0 | 0 | 0 | 0 | 0 | 0 | 1 | 1 | 0 | 0 | 0 | 0 | 0 | 0 | 0 | 0 | 0 | 0 | 0 | 0 | 0 | 0 | 1 | 0 | 0 | Southern_PGAE_Li_Battery_4hr | Southern_PGAE_Li_Battery_8hr | Southern_PGAE_Solar |  | Central_Valley_North_Los_Banos_Wind |  |  |  | Southern_PGAE | Central_Valley_North_Los_Banos
SCE Metro | ArcoGen | 230 | CA | 90745 | LOS ANGELES | 1 | 0 | 0 | 0 | 0 | 0 | 0 | 0 | 0 | 0 | 1 | 0 | 0 | 0 | 0 | 0 | 0 | 0 | 0 | 0 | 0 | 0 | 0 | 0 | 0 | 0 | 0 | 0 | 0 | 0 | 0 | 0 | 0 | 0 | 0 | 0 | 0 | 0 | 0 | 0 | 0 | 0 | 0 | 0 | 0 | 0 | 0 | 0 | 0 | 0 | 0 | 0 | 0 | 0 | 0 | 0 | 0 | 0 | 0 | 0 | 0 | 0 | 0 | 0 | 0 | 0 | 0 | 0 | 0 | 0 | 0 | 0 | 0 | 0 | 0 | 0 | 0 | 0 | 0 | 0 | 0 | 0 | 0 | 0 | 0 | 0 | 0 | 0 | 0 | 0 | 0 | 0 | 0 | 0 | 0 | 0 | 0 | 0 | Greater_LA_Li_Battery_4hr | Greater_LA_Li_Battery_8hr | Greater_LA_Solar |  | 0 |  |  |  | Greater_LA | Greater_LA
SDGE | Artesian | 230 | CA | 92127 | SAN DIEGO | 5 | 0 | 0 | 0 | 0 | 0 | 0 | 0 | 0 | 0 | 0 | 0 | 0 | 0 | 0 | 0 | 0 | 0 | 0 | 0 | 0 | 0 | 0 | 0 | 0 | 0 | 1 | 0 | 0 | 1 | 0 | 1 | 0 | 1 | 0 | 0 | 0 | 0 | 1 | 0 | 0 | 0 | 0 | 0 | 0 | 0 | 0 | 0 | 0 | 0 | 0 | 0 | 0 | 0 | 0 | 0 | 0 | 0 | 0 | 0 | 0 | 0 | 0 | 0 | 0 | 0 | 0 | 0 | 0 | 0 | 0 | 0 | 0 | 0 | 0 | 0 | 0 | 0 | 0 | 0 | 0 | 0 | 0 | 0 | 0 | 0 | 0 | 0 | 0 | 0 | 0 | 0 | 0 | 0 | 0 | 0 | 0 | 0 | San_Diego_Li_Battery_4hr | San_Diego_Li_Battery_8hr | San_Diego_Solar |  | 0 |  |  |  | Greater_SD | Greater_SD
SDGE | Artesian | 69 | CA | 92127 | SAN DIEGO | 4 | 0 | 0 | 0 | 0 | 0 | 0 | 0 | 0 | 0 | 0 | 0 | 0 | 0 | 0 | 0 | 0 | 0 | 0 | 0 | 0 | 0 | 0 | 0 | 0 | 0 | 1 | 0 | 0 | 0 | 0 | 1 | 0 | 1 | 0 | 0 | 0 | 0 | 1 | 0 | 0 | 0 | 0 | 0 | 0 | 0 | 0 | 0 | 0 | 0 | 0 | 0 | 0 | 0 | 0 | 0 | 0 | 0 | 0 | 0 | 0 | 0 | 0 | 0 | 0 | 0 | 0 | 0 | 0 | 0 | 0 | 0 | 0 | 0 | 0 | 0 | 0 | 0 | 0 | 0 | 0 | 0 | 0 | 0 | 0 | 0 | 0 | 0 | 0 | 0 | 0 | 0 | 0 | 0 | 0 | 0 | 0 | 0 | San_Diego_Li_Battery_4hr | San_Diego_Li_Battery_8hr | San_Diego_Solar |  | 0 |  |  |  | Greater_SD | Greater_SD
PG&E FRESNO | Ashlan | 230 | CA | 93705 | FRESNO | 8 | 0 | 0 | 0 | 0 | 0 | 0 | 0 | 0 | 0 | 0 | 0 | 0 | 0 | 0 | 0 | 0 | 0 | 0 | 0 | 0 | 0 | 0 | 0 | 0 | 0 | 0 | 0 | 0 | 0 | 0 | 0 | 0 | 0 | 0 | 0 | 0 | 0 | 0 | 0 | 0 | 0 | 0 | 0 | 0 | 0 | 0 | 0 | 0 | 0 | 0 | 0 | 0 | 0 | 0 | 0 | 0 | 0 | 0 | 0 | 1 | 0 | 0 | 0 | 0 | 0 | 0 | 0 | 0 | 0 | 0 | 0 | 0 | 0 | 0 | 0 | 0 | 0 | 0 | 0 | 1 | 0 | 1 | 1 | 1 | 0 | 1 | 0 | 1 | 0 | 0 | 0 | 0 | 1 | 0 | 0 | 0 | 0 | Southern_PGAE_Li_Battery_4hr | Southern_PGAE_Li_Battery_8hr | Southern_PGAE_Solar |  | Central_Valley_North_Los_Banos_Wind |  |  |  | Southern_PGAE | Central_Valley_North_Los_Banos
PG&E NGBA | Atlantic | 115 | CA | 95678 | PLACER | 5 | 0 | 0 | 0 | 0 | 0 | 0 | 0 | 0 | 0 | 0 | 0 | 0 | 0 | 0 | 0 | 0 | 0 | 0 | 0 | 0 | 0 | 0 | 0 | 0 | 0 | 0 | 0 | 0 | 0 | 0 | 0 | 0 | 0 | 0 | 0 | 0 | 0 | 0 | 0 | 1 | 0 | 0 | 0 | 0 | 0 | 1 | 0 | 1 | 0 | 0 | 0 | 0 | 0 | 0 | 0 | 0 | 0 | 0 | 0 | 1 | 1 | 0 | 0 | 0 | 0 | 0 | 0 | 0 | 0 | 0 | 0 | 0 | 0 | 0 | 0 | 0 | 0 | 0 | 0 | 0 | 0 | 0 | 0 | 0 | 0 | 0 | 0 | 0 | 0 | 0 | 0 | 0 | 0 | 0 | 0 | 0 | 0 | Northern_California_Li_Battery_4hr | Northern_California_Li_Battery_8hr | Northern_California_Solar |  | Northern_California_Wind |  |  |  | Northern_California | Northern_California
PG&E NGBA | Atlantic | 230 | CA | 95678 | PLACER | 7 | 0 | 0 | 0 | 0 | 0 | 0 | 0 | 0 | 0 | 0 | 0 | 0 | 0 | 0 | 0 | 0 | 0 | 0 | 0 | 0 | 0 | 0 | 0 | 0 | 0 | 0 | 0 | 0 | 0 | 0 | 0 | 0 | 0 | 0 | 0 | 0 | 0 | 0 | 0 | 1 | 0 | 0 | 1 | 0 | 0 | 1 | 1 | 1 | 0 | 0 | 0 | 0 | 0 | 0 | 0 | 0 | 0 | 0 | 0 | 1 | 1 | 0 | 0 | 0 | 0 | 0 | 0 | 0 | 0 | 0 | 0 | 0 | 0 | 0 | 0 | 0 | 0 | 0 | 0 | 0 | 0 | 0 | 0 | 0 | 0 | 0 | 0 | 0 | 0 | 0 | 0 | 0 | 0 | 0 | 0 | 0 | 0 | Northern_California_Li_Battery_4hr | Northern_California_Li_Battery_8hr | Northern_California_Solar |  | Northern_California_Wind |  |  |  | Northern_California | Northern_California
PG&E NGBA | Atlantic | 60 | CA | 95678 | PLACER | 7 | 0 | 0 | 0 | 0 | 0 | 0 | 0 | 0 | 0 | 0 | 0 | 0 | 0 | 0 | 0 | 0 | 0 | 0 | 0 | 0 | 0 | 0 | 0 | 0 | 0 | 0 | 0 | 0 | 0 | 0 | 0 | 0 | 0 | 0 | 0 | 0 | 0 | 0 | 0 | 1 | 0 | 0 | 1 | 0 | 0 | 1 | 1 | 1 | 0 | 0 | 0 | 0 | 0 | 0 | 0 | 0 | 0 | 0 | 0 | 1 | 1 | 0 | 0 | 0 | 0 | 0 | 0 | 0 | 0 | 0 | 0 | 0 | 0 | 0 | 0 | 0 | 0 | 0 | 0 | 0 | 0 | 0 | 0 | 0 | 0 | 0 | 0 | 0 | 0 | 0 | 0 | 0 | 0 | 0 | 0 | 0 | 0 | Northern_California_Li_Battery_4hr | Northern_California_Li_Battery_8hr | Northern_California_Solar |  | Northern_California_Wind |  |  |  | Northern_California | Northern_California
PG&E FRESNO | Atwater | 115 | CA | 95301 | Merced | 9 | 0 | 0 | 0 | 0 | 0 | 0 | 0 | 0 | 0 | 0 | 0 | 0 | 0 | 0 | 0 | 0 | 0 | 0 | 0 | 0 | 0 | 0 | 0 | 0 | 0 | 0 | 0 | 0 | 0 | 0 | 0 | 0 | 0 | 0 | 0 | 0 | 0 | 0 | 0 | 0 | 0 | 0 | 0 | 0 | 0 | 1 | 0 | 0 | 0 | 0 | 0 | 0 | 0 | 0 | 0 | 0 | 0 | 0 | 0 | 1 | 0 | 0 | 0 | 0 | 0 | 0 | 0 | 0 | 0 | 0 | 0 | 0 | 0 | 0 | 0 | 0 | 0 | 0 | 0 | 1 | 0 | 1 | 1 | 1 | 0 | 1 | 0 | 1 | 0 | 0 | 0 | 0 | 1 | 0 | 0 | 0 | 0 | Southern_PGAE_Li_Battery_4hr | Southern_PGAE_Li_Battery_8hr | Southern_PGAE_Solar |  | Central_Valley_North_Los_Banos_Wind |  |  |  | Southern_PGAE | Central_Valley_North_Los_Banos
PG&E GBA | Avena | 115 | CA | 95320 | SAN JOAQUIN | 4 | 0 | 0 | 0 | 0 | 0 | 0 | 0 | 0 | 0 | 0 | 0 | 0 | 0 | 0 | 0 | 0 | 0 | 0 | 0 | 0 | 0 | 0 | 0 | 0 | 0 | 0 | 0 | 0 | 0 | 0 | 0 | 0 | 0 | 0 | 0 | 0 | 0 | 0 | 0 | 0 | 0 | 0 | 0 | 0 | 0 | 1 | 0 | 0 | 0 | 0 | 0 | 0 | 0 | 0 | 0 | 1 | 0 | 0 | 0 | 1 | 0 | 0 | 0 | 1 | 0 | 0 | 0 | 0 | 0 | 0 | 0 | 0 | 0 | 0 | 0 | 0 | 0 | 0 | 0 | 0 | 0 | 0 | 0 | 0 | 0 | 0 | 0 | 0 | 0 | 0 | 0 | 0 | 0 | 0 | 0 | 0 | 0 | Northern_California_Li_Battery_4hr | Northern_California_Li_Battery_8hr | Northern_California_Solar |  | Solano_Wind |  |  |  | Northern_California | Solano
SDGE | Avocado | 69 | CA | 92028 | SAN DIEGO | 5 | 0 | 0 | 0 | 0 | 0 | 0 | 0 | 0 | 0 | 0 | 0 | 0 | 0 | 0 | 0 | 0 | 0 | 0 | 0 | 0 | 0 | 0 | 0 | 0 | 0 | 1 | 0 | 0 | 1 | 0 | 0 | 0 | 1 | 1 | 0 | 0 | 0 | 1 | 0 | 0 | 0 | 0 | 0 | 0 | 0 | 0 | 0 | 0 | 0 | 0 | 0 | 0 | 0 | 0 | 0 | 0 | 0 | 0 | 0 | 0 | 0 | 0 | 0 | 0 | 0 | 0 | 0 | 0 | 0 | 0 | 0 | 0 | 0 | 0 | 0 | 0 | 0 | 0 | 0 | 0 | 0 | 0 | 0 | 0 | 0 | 0 | 0 | 0 | 0 | 0 | 0 | 0 | 0 | 0 | 0 | 0 | 0 | San_Diego_Li_Battery_4hr | San_Diego_Li_Battery_8hr | San_Diego_Solar |  | 0 |  |  |  | Greater_SD | Greater_SD
PG&E NGBA | Bahia | 230 | CA |  |  | 9 | 0 | 0 | 0 | 0 | 0 | 0 | 0 | 0 | 0 | 0 | 0 | 0 | 0 | 0 | 0 | 0 | 0 | 0 | 0 | 0 | 0 | 0 | 0 | 0 | 0 | 0 | 0 | 0 | 0 | 0 | 0 | 0 | 0 | 0 | 0 | 0 | 0 | 0 | 0 | 1 | 0 | 0 | 0 | 0 | 0 | 0 | 0 | 0 | 0 | 0 | 0 | 0 | 1 | 1 | 1 | 1 | 0 | 0 | 1 | 1 | 0 | 0 | 0 | 0 | 0 | 1 | 1 | 0 | 0 | 0 | 0 | 0 | 0 | 0 | 0 | 0 | 0 | 0 | 0 | 0 | 0 | 0 | 0 | 0 | 0 | 0 | 0 | 0 | 0 | 0 | 0 | 0 | 0 | 0 | 0 | 0 | 0 | Northern_California_Li_Battery_4hr | Northern_California_Li_Battery_8hr | Northern_California_Solar |  | Solano_Wind |  |  |  | Northern_California | Solano
SCE Northern | Bailey | 230 | CA | 93536 | LOS ANGELES | 4 | 0 | 0 | 1 | 0 | 0 | 0 | 1 | 1 | 0 | 0 | 0 | 0 | 0 | 0 | 0 | 0 | 0 | 0 | 0 | 0 | 0 | 0 | 0 | 0 | 1 | 0 | 0 | 0 | 0 | 0 | 0 | 0 | 0 | 0 | 0 | 0 | 0 | 0 | 0 | 0 | 0 | 0 | 0 | 0 | 0 | 0 | 0 | 0 | 0 | 0 | 0 | 0 | 0 | 0 | 0 | 0 | 0 | 0 | 0 | 0 | 0 | 0 | 0 | 0 | 0 | 0 | 0 | 0 | 0 | 0 | 0 | 0 | 0 | 0 | 0 | 0 | 0 | 0 | 0 | 0 | 0 | 0 | 0 | 0 | 0 | 0 | 0 | 0 | 0 | 0 | 0 | 0 | 0 | 0 | 0 | 0 | 0 | Tehachapi_Li_Battery_4hr | Tehachapi_Li_Battery_8hr | Tehachapi_Solar |  | Tehachapi_Wind |  |  |  | Tehachapi | Tehachapi
SCE NOL | Baker | 115 | CA | 92309 | San Bernardino | 3 | 0 | 0 | 0 | 0 | 0 | 0 | 0 | 0 | 0 | 0 | 0 | 1 | 1 | 1 | 0 | 0 | 0 | 0 | 0 | 0 | 0 | 0 | 0 | 0 | 0 | 0 | 0 | 0 | 0 | 0 | 0 | 0 | 0 | 0 | 0 | 0 | 0 | 0 | 0 | 0 | 0 | 0 | 0 | 0 | 0 | 0 | 0 | 0 | 0 | 0 | 0 | 0 | 0 | 0 | 0 | 0 | 0 | 0 | 0 | 0 | 0 | 0 | 0 | 0 | 0 | 0 | 0 | 0 | 0 | 0 | 0 | 0 | 0 | 0 | 0 | 0 | 0 | 0 | 0 | 0 | 0 | 0 | 0 | 0 | 0 | 0 | 0 | 0 | 0 | 0 | 0 | 0 | 0 | 0 | 0 | 0 | 0 | Southern_NV_Eldorado_Li_Battery_4hr | Southern_NV_Eldorado_Li_Battery_8hr | Southern_NV_Eldorado_Solar | Inyokern_North_Kramer_Geothermal | Southern_NV_Eldorado_Wind |  |  |  | Southern_NV_Eldorado | Southern_NV_Eldorado
PG&E KERN | Bakersfield | 230 | CA | 93301 | KERN | 2 | 0 | 0 | 0 | 0 | 0 | 0 | 0 | 0 | 0 | 0 | 0 | 0 | 0 | 0 | 0 | 0 | 0 | 0 | 0 | 0 | 0 | 0 | 0 | 0 | 0 | 0 | 0 | 0 | 0 | 0 | 0 | 0 | 0 | 0 | 0 | 0 | 0 | 0 | 0 | 0 | 0 | 0 | 0 | 0 | 0 | 0 | 0 | 0 | 0 | 0 | 0 | 0 | 0 | 0 | 0 | 0 | 0 | 0 | 0 | 0 | 0 | 0 | 0 | 0 | 0 | 0 | 0 | 0 | 0 | 0 | 0 | 0 | 0 | 0 | 0 | 0 | 0 | 0 | 1 | 0 | 0 | 0 | 0 | 0 | 0 | 0 | 0 | 0 | 0 | 0 | 0 | 0 | 0 | 0 | 1 | 0 | 0 | Southern_PGAE_Li_Battery_4hr | Southern_PGAE_Li_Battery_8hr | Southern_PGAE_Solar |  | Central_Valley_North_Los_Banos_Wind |  |  |  | Southern_PGAE | Central_Valley_North_Los_Banos
PG&E FRESNO | Balch | 230 | CA | 93664 | FRESNO | 6 | 0 |  | 0 | 0 | 0 | 0 | 0 | 0 | 0 | 0 | 0 | 0 | 0 | 0 | 0 | 0 | 0 | 0 | 0 | 0 | 0 | 0 | 0 | 0 | 0 | 0 | 0 | 0 | 0 | 0 | 0 | 0 | 0 | 0 | 0 | 0 | 0 | 0 | 0 | 0 | 0 | 0 | 0 | 0 | 0 | 1 | 0 | 0 | 0 | 0 | 0 | 0 | 0 | 0 | 0 | 0 | 0 | 0 | 0 | 0 | 0 | 0 | 0 | 0 | 0 | 0 | 0 | 0 | 0 | 0 | 0 | 0 | 0 | 0 | 0 | 0 | 0 | 0 | 1 | 1 | 0 | 1 | 0 | 0 | 0 | 1 | 0 | 0 | 0 | 1 | 0 | 0 | 0 | 0 | 0 | 0 | 0 | Southern_PGAE_Li_Battery_4hr | Southern_PGAE_Li_Battery_8hr | Southern_PGAE_Solar |  | Central_Valley_North_Los_Banos_Wind |  |  |  | Southern_PGAE | Central_Valley_North_Los_Banos
SCE Eastern | Bannister | 230 | CA | 92257 | IMPERIAL | 3 | 0 | 0 | 0 | 0 | 0 | 0 | 0 | 0 | 0 | 0 | 0 | 0 | 0 | 0 | 0 | 0 | 0 | 0 | 1 | 1 | 0 | 1 | 0 | 0 | 0 | 0 | 0 | 0 | 0 | 0 | 0 | 0 | 0 | 0 | 0 | 0 | 0 | 0 | 0 | 0 | 0 | 0 | 0 | 0 | 0 | 0 | 0 | 0 | 0 | 0 | 0 | 0 | 0 | 0 | 0 | 0 | 0 | 0 | 0 | 0 | 0 | 0 | 0 | 0 | 0 | 0 | 0 | 0 | 0 | 0 | 0 | 0 | 0 | 0 | 0 | 0 | 0 | 0 | 0 | 0 | 0 | 0 | 0 | 0 | 0 | 0 | 0 | 0 | 0 | 0 | 0 | 0 | 0 | 0 | 0 | 0 | 0 | Greater_Imperial_Li_Battery_4hr | Greater_Imperial_Li_Battery_8hr | Greater_Imperial_Solar |  | Greater_Imperial_Wind |  |  |  | Greater_Imperial | Greater_Imperial (Exclude)
SCE Metro | Barre | 230 | CA | 90680 | ORANGE | 1 | 0 | 0 | 0 | 0 | 0 | 0 | 0 | 0 | 0 | 1 | 0 | 0 | 0 | 0 | 0 | 0 | 0 | 0 | 0 | 0 | 0 | 0 | 0 | 0 | 0 | 0 | 0 | 0 | 0 | 0 | 0 | 0 | 0 | 0 | 0 | 0 | 0 | 0 | 0 | 0 | 0 | 0 | 0 | 0 | 0 | 0 | 0 | 0 | 0 | 0 | 0 | 0 | 0 | 0 | 0 | 0 | 0 | 0 | 0 | 0 | 0 | 0 | 0 | 0 | 0 | 0 | 0 | 0 | 0 | 0 | 0 | 0 | 0 | 0 | 0 | 0 | 0 | 0 | 0 | 0 | 0 | 0 | 0 | 0 | 0 | 0 | 0 | 0 | 0 | 0 | 0 | 0 | 0 | 0 | 0 | 0 | 0 | Greater_LA_Li_Battery_4hr | Greater_LA_Li_Battery_8hr | Greater_LA_Solar |  | 0 |  |  |  | Greater_LA | Greater_LA
SDGE | Bay Boulevard | 69 | CA | 91905 | SAN DIEGO | 4 | 0 | 0 | 0 | 0 | 0 | 0 | 0 | 0 | 0 | 0 | 0 | 0 | 0 | 0 | 0 | 0 | 0 | 0 | 0 | 0 | 0 | 0 | 0 | 0 | 0 | 0 | 0 | 0 | 0 | 0 | 1 | 0 | 1 | 0 | 0 | 1 | 1 | 0 | 0 | 0 | 0 | 0 | 0 | 0 | 0 | 0 | 0 | 0 | 0 | 0 | 0 | 0 | 0 | 0 | 0 | 0 | 0 | 0 | 0 | 0 | 0 | 0 | 0 | 0 | 0 | 0 | 0 | 0 | 0 | 0 | 0 | 0 | 0 | 0 | 0 | 0 | 0 | 0 | 0 | 0 | 0 | 0 | 0 | 0 | 0 | 0 | 0 | 0 | 0 | 0 | 0 | 0 | 0 | 0 | 0 | 0 | 0 | San_Diego_Li_Battery_4hr | San_Diego_Li_Battery_8hr | San_Diego_Solar |  | 0 |  |  |  | Greater_SD | Greater_SD
SDGE | Bay Boulevard | 230 | CA | 91905 | SAN DIEGO | 5 | 0 | 0 | 0 | 0 | 0 | 0 | 0 | 0 | 0 | 0 | 0 | 0 | 0 | 0 | 0 | 0 | 0 | 0 | 0 | 0 | 0 | 0 | 0 | 0 | 0 | 0 | 0 | 0 | 1 | 0 | 1 | 0 | 1 | 0 | 0 | 1 | 1 | 0 | 0 | 0 | 0 | 0 | 0 | 0 | 0 | 0 | 0 | 0 | 0 | 0 | 0 | 0 | 0 | 0 | 0 | 0 | 0 | 0 | 0 | 0 | 0 | 0 | 0 | 0 | 0 | 0 | 0 | 0 | 0 | 0 | 0 | 0 | 0 | 0 | 0 | 0 | 0 | 0 | 0 | 0 | 0 | 0 | 0 | 0 | 0 | 0 | 0 | 0 | 0 | 0 | 0 | 0 | 0 | 0 | 0 | 0 | 0 | San_Diego_Li_Battery_4hr | San_Diego_Li_Battery_8hr | San_Diego_Solar |  | 0 |  |  |  | Greater_SD | Greater_SD
EOP | Beatty | 138 | NV | 89003 | NYE | 3 | 0 | 0 | 0 | 0 | 0 | 0 | 0 | 0 | 0 | 0 | 0 | 0 | 0 | 0 | 0 | 0 | 0 | 0 | 0 | 0 | 0 | 0 | 1 | 1 | 1 | 0 | 0 | 0 | 0 | 0 | 0 | 0 | 0 | 0 | 0 | 0 | 0 | 0 | 0 | 0 | 0 | 0 | 0 | 0 | 0 | 0 | 0 | 0 | 0 | 0 | 0 | 0 | 0 | 0 | 0 | 0 | 0 | 0 | 0 | 0 | 0 | 0 | 0 | 0 | 0 | 0 | 0 | 0 | 0 | 0 | 0 | 0 | 0 | 0 | 0 | 0 | 0 | 0 | 0 | 0 | 0 | 0 | 0 | 0 | 0 | 0 | 0 | 0 | 0 | 0 | 0 | 0 | 0 | 0 | 0 | 0 | 0 | Southern_NV_Eldorado_Li_Battery_4hr | Southern_NV_Eldorado_Li_Battery_8hr | Southern_NV_Eldorado_Solar | Central_Nevada_Geothermal | Southern_NV_Eldorado_Wind |  |  |  | Southern_NV_Eldorado | Southern_NV_Eldorado
EOP | Beatty | 230 | NV | 89003 | NYE | 3 | 0 | 0 | 0 | 0 | 0 | 0 | 0 | 0 | 0 | 0 | 0 | 0 | 0 | 0 | 0 | 0 | 0 | 0 | 0 | 0 | 0 | 0 | 1 | 1 | 1 | 0 | 0 | 0 | 0 | 0 | 0 | 0 | 0 | 0 | 0 | 0 | 0 | 0 | 0 | 0 | 0 | 0 | 0 | 0 | 0 | 0 | 0 | 0 | 0 | 0 | 0 | 0 | 0 | 0 | 0 | 0 | 0 | 0 | 0 | 0 | 0 | 0 | 0 | 0 | 0 | 0 | 0 | 0 | 0 | 0 | 0 | 0 | 0 | 0 | 0 | 0 | 0 | 0 | 0 | 0 | 0 | 0 | 0 | 0 | 0 | 0 | 0 | 0 | 0 | 0 | 0 | 0 | 0 | 0 | 0 | 0 | 0 | Southern_NV_Eldorado_Li_Battery_4hr | Southern_NV_Eldorado_Li_Battery_8hr | Southern_NV_Eldorado_Solar | Central_Nevada_Geothermal | Southern_NV_Eldorado_Wind |  |  |  | Southern_NV_Eldorado | Southern_NV_Eldorado
PG&E NGBA | Belden | 230 | CA | 95915 | PLUMAS | 9 | 0 | 0 | 0 | 0 | 0 | 0 | 0 | 0 | 0 | 0 | 0 | 0 | 0 | 0 | 0 | 0 | 0 | 0 | 0 | 0 | 0 | 0 | 0 | 0 | 0 | 0 | 0 | 0 | 0 | 0 | 0 | 0 | 0 | 0 | 0 | 0 | 0 | 0 | 0 | 1 | 1 | 0 | 1 | 0 | 1 | 1 | 1 | 1 | 0 | 0 | 0 | 0 | 0 | 0 | 0 | 0 | 0 | 0 | 0 | 1 | 1 | 0 | 0 | 0 | 0 | 0 | 0 | 0 | 0 | 0 | 0 | 0 | 0 | 0 | 0 | 0 | 0 | 0 | 0 | 0 | 0 | 0 | 0 | 0 | 0 | 0 | 0 | 0 | 0 | 0 | 0 | 0 | 0 | 0 | 0 | 0 | 0 | Northern_California_Li_Battery_4hr | Northern_California_Li_Battery_8hr | Northern_California_Solar |  | Northern_California_Wind |  |  |  | Northern_California | Northern_California
PG&E NGBA | Bell | 115 | CA | 95602 | Placer | 5 | 0 | 0 | 0 | 0 | 0 | 0 | 0 | 0 | 0 | 0 | 0 | 0 | 0 | 0 | 0 | 0 | 0 | 0 | 0 | 0 | 0 | 0 | 0 | 0 | 0 | 0 | 0 | 0 | 0 | 0 | 0 | 0 | 0 | 0 | 0 | 0 | 0 | 0 | 0 | 1 | 0 | 0 | 0 | 0 | 0 | 1 | 0 | 1 | 0 | 0 | 0 | 0 | 0 | 0 | 0 | 0 | 0 | 0 | 0 | 1 | 1 | 0 | 0 | 0 | 0 | 0 | 0 | 0 | 0 | 0 | 0 | 0 | 0 | 0 | 0 | 0 | 0 | 0 | 0 | 0 | 0 | 0 | 0 | 0 | 0 | 0 | 0 | 0 | 0 | 0 | 0 | 0 | 0 | 0 | 0 | 0 | 0 | Northern_California_Li_Battery_4hr | Northern_California_Li_Battery_8hr | Northern_California_Solar |  | Northern_California_Wind |  |  |  | Northern_California | Northern_California
PG&E NGBA | Bellevue | 115 | CA | 95407 | SONOMA | 3 | 0 | 0 | 0 | 0 | 0 | 0 | 0 | 0 | 0 | 0 | 0 | 0 | 0 | 0 | 0 | 0 | 0 | 0 | 0 | 0 | 0 | 0 | 0 | 0 | 0 | 0 | 0 | 0 | 0 | 0 | 0 | 0 | 0 | 0 | 0 | 0 | 0 | 0 | 0 | 1 | 0 | 0 | 0 | 0 | 0 | 0 | 0 | 0 | 0 | 0 | 0 | 0 | 1 | 0 | 0 | 0 | 0 | 0 | 0 | 0 | 0 | 0 | 0 | 0 | 0 | 0 | 1 | 0 | 0 | 0 | 0 | 0 | 0 | 0 | 0 | 0 | 0 | 0 | 0 | 0 | 0 | 0 | 0 | 0 | 0 | 0 | 0 | 0 | 0 | 0 | 0 | 0 | 0 | 0 | 0 | 0 | 0 | Northern_California_Li_Battery_4hr | Northern_California_Li_Battery_8hr | Northern_California_Solar |  | Northern_California_Wind |  |  |  | Northern_California | Mendocino_Marin
PG&E GBA | Bellota | 115 | CA | 95236 | SAN JOAQUIN | 4 | 0 | 0 | 0 | 0 | 0 | 0 | 0 | 0 | 0 | 0 | 0 | 0 | 0 | 0 | 0 | 0 | 0 | 0 | 0 | 0 | 0 | 0 | 0 | 0 | 0 | 0 | 0 | 0 | 0 | 0 | 0 | 0 | 0 | 0 | 0 | 0 | 0 | 0 | 0 | 0 | 0 | 0 | 0 | 0 | 0 | 1 | 0 | 0 | 0 | 0 | 0 | 0 | 0 | 0 | 0 | 0 | 0 | 1 | 0 | 1 | 1 | 0 | 0 | 0 | 0 | 0 | 0 | 0 | 0 | 0 | 0 | 0 | 0 | 0 | 0 | 0 | 0 | 0 | 0 | 0 | 0 | 0 | 0 | 0 | 0 | 0 | 0 | 0 | 0 | 0 | 0 | 0 | 0 | 0 | 0 | 0 | 0 | Northern_California_Li_Battery_4hr | Northern_California_Li_Battery_8hr | Northern_California_Solar |  | Solano_Wind |  |  |  | Northern_California | Solano
PG&E GBA | Bellota | 230 | CA | 95236 | SAN JOAQUIN | 3 | 0 | 0 | 0 | 0 | 0 | 0 | 0 | 0 | 0 | 0 | 0 | 0 | 0 | 0 | 0 | 0 | 0 | 0 | 0 | 0 | 0 | 0 | 0 | 0 | 0 | 0 | 0 | 0 | 0 | 0 | 0 | 0 | 0 | 0 | 0 | 0 | 0 | 0 | 0 | 0 | 0 | 0 | 0 | 0 | 0 | 1 | 0 | 0 | 0 | 0 | 0 | 0 | 0 | 0 | 0 | 0 | 0 | 0 | 0 | 1 | 1 | 0 | 0 | 0 | 0 | 0 | 0 | 0 | 0 | 0 | 0 | 0 | 0 | 0 | 0 | 0 | 0 | 0 | 0 | 0 | 0 | 0 | 0 | 0 | 0 | 0 | 0 | 0 | 0 | 0 | 0 | 0 | 0 | 0 | 0 | 0 | 0 | Northern_California_Li_Battery_4hr | Northern_California_Li_Battery_8hr | Northern_California_Solar |  | Solano_Wind |  |  |  | Northern_California | Solano
SCE Northern | Big Creek | 230 | CA | 93664 | FRESNO | 4 | 1 | 0 | 1 | 0 | 0 | 1 | 1 | 0 | 0 | 0 | 0 | 0 | 0 | 0 | 0 | 0 | 0 | 0 | 0 | 0 | 0 | 0 | 0 | 0 | 0 | 0 | 0 | 0 | 0 | 0 | 0 | 0 | 0 | 0 | 0 | 0 | 0 | 0 | 0 | 0 | 0 | 0 | 0 | 0 | 0 | 0 | 0 | 0 | 0 | 0 | 0 | 0 | 0 | 0 | 0 | 0 | 0 | 0 | 0 | 0 | 0 | 0 | 0 | 0 | 0 | 0 | 0 | 0 | 0 | 0 | 0 | 0 | 0 | 0 | 0 | 0 | 0 | 0 | 0 | 0 | 0 | 0 | 0 | 0 | 0 | 0 | 0 | 0 | 0 | 0 | 0 | 0 | 0 | 0 | 0 | 0 | 0 | Southern_PGAE_Li_Battery_4hr | Southern_PGAE_Li_Battery_8hr | Southern_PGAE_Solar |  | Central_Valley_North_Los_Banos_Wind |  |  |  | Southern_PGAE | Central_Valley_North_Los_Banos
PG&E FRESNO | Biola | 70 | CA | 93630 | Fresno | 7 | 0 | 0 | 0 | 0 | 0 | 0 | 0 | 0 | 0 | 0 | 0 | 0 | 0 | 0 | 0 | 0 | 0 | 0 | 0 | 0 | 0 | 0 | 0 | 0 | 0 | 0 | 0 | 0 | 0 | 0 | 0 | 0 | 0 | 0 | 0 | 0 | 0 | 0 | 0 | 0 | 0 | 0 | 0 | 0 | 0 | 0 | 0 | 0 | 0 | 0 | 0 | 0 | 0 | 0 | 0 | 0 | 0 | 0 | 0 | 0 | 0 | 0 | 0 | 0 | 0 | 0 | 0 | 0 | 0 | 0 | 0 | 0 | 0 | 0 | 0 | 0 | 0 | 0 | 0 | 1 | 0 | 1 | 1 | 1 | 0 | 1 | 0 | 1 | 0 | 0 | 0 | 0 | 1 | 0 | 0 | 0 | 0 | Southern_PGAE_Li_Battery_4hr | Southern_PGAE_Li_Battery_8hr | Southern_PGAE_Solar |  | Central_Valley_North_Los_Banos_Wind |  |  |  | Southern_PGAE | Central_Valley_North_Los_Banos
PG&E GBA | Birds Landing | 230 | CA | 94571 | SOLANO | 8 | 0 | 0 | 0 | 0 | 0 | 0 | 0 | 0 | 0 | 0 | 0 | 0 | 0 | 0 | 0 | 0 | 0 | 0 | 0 | 0 | 0 | 0 | 0 | 0 | 0 | 0 | 0 | 0 | 0 | 0 | 0 | 0 | 0 | 0 | 0 | 0 | 0 | 0 | 0 | 1 | 0 | 0 | 0 | 0 | 0 | 0 | 0 | 0 | 0 | 0 | 0 | 0 | 0 | 1 | 1 | 1 | 0 | 0 | 1 | 1 | 0 | 0 | 0 | 0 | 0 | 1 | 1 | 0 | 0 | 0 | 0 | 0 | 0 | 0 | 0 | 0 | 0 | 0 | 0 | 0 | 0 | 0 | 0 | 0 | 0 | 0 | 0 | 0 | 0 | 0 | 0 | 0 | 0 | 0 | 0 | 0 | 0 | Northern_California_Li_Battery_4hr | Northern_California_Li_Battery_8hr | Northern_California_Solar |  | Solano_Wind |  |  |  | Northern_California | Solano
SCE Northern | Bliss | 66 | CA | 93267 | Tulare | 4 | 1 | 0 | 1 | 0 | 0 | 1 | 1 | 0 | 0 | 0 | 0 | 0 | 0 | 0 | 0 | 0 | 0 | 0 | 0 | 0 | 0 | 0 | 0 | 0 | 0 | 0 | 0 | 0 | 0 | 0 | 0 | 0 | 0 | 0 | 0 | 0 | 0 | 0 | 0 | 0 | 0 | 0 | 0 | 0 | 0 | 0 | 0 | 0 | 0 | 0 | 0 | 0 | 0 | 0 | 0 | 0 | 0 | 0 | 0 | 0 | 0 | 0 | 0 | 0 | 0 | 0 | 0 | 0 | 0 | 0 | 0 | 0 | 0 | 0 | 0 | 0 | 0 | 0 | 0 | 0 | 0 | 0 | 0 | 0 | 0 | 0 | 0 | 0 | 0 | 0 | 0 | 0 | 0 | 0 | 0 | 0 | 0 | Tehachapi_Li_Battery_4hr | Tehachapi_Li_Battery_8hr | Tehachapi_Solar |  | Central_Valley_North_Los_Banos_Wind |  |  |  | Tehachapi | Central_Valley_North_Los_Banos
SCE Eastern | Blythe | 161 | CA | 92225 | RIVERSIDE | 3 | 0 | 0 | 0 | 0 | 0 | 0 | 0 | 0 | 0 | 0 | 0 | 0 | 0 | 0 | 0 | 0 | 0 | 0 | 1 | 0 | 0 | 0 | 0 | 0 | 0 | 0 | 0 | 0 | 0 | 0 | 0 | 1 | 1 | 0 | 0 | 0 | 0 | 0 | 0 | 0 | 0 | 0 | 0 | 0 | 0 | 0 | 0 | 0 | 0 | 0 | 0 | 0 | 0 | 0 | 0 | 0 | 0 | 0 | 0 | 0 | 0 | 0 | 0 | 0 | 0 | 0 | 0 | 0 | 0 | 0 | 0 | 0 | 0 | 0 | 0 | 0 | 0 | 0 | 0 | 0 | 0 | 0 | 0 | 0 | 0 | 0 | 0 | 0 | 0 | 0 | 0 | 0 | 0 | 0 | 0 | 0 | 0 | Riverside_Li_Battery_4hr | Riverside_Li_Battery_8hr | Riverside_Solar |  | Riverside_Palm_Springs_Wind |  |  |  | Riverside | Riverside (Exclude)
PG&E NGBA | Bogue | 115 | CA | 95991 | SUTTER | 7 | 0 | 0 | 0 | 0 | 0 | 0 | 0 | 0 | 0 | 0 | 0 | 0 | 0 | 0 | 0 | 0 | 0 | 0 | 0 | 0 | 0 | 0 | 0 | 0 | 0 | 0 | 0 | 0 | 0 | 0 | 0 | 0 | 0 | 0 | 0 | 0 | 0 | 0 | 0 | 1 | 0 | 0 | 0 | 0 | 1 | 1 | 1 | 1 | 0 | 0 | 0 | 0 | 0 | 0 | 0 | 0 | 0 | 0 | 0 | 1 | 1 | 0 | 0 | 0 | 0 | 0 | 0 | 0 | 0 | 0 | 0 | 0 | 0 | 0 | 0 | 0 | 0 | 0 | 0 | 0 | 0 | 0 | 0 | 0 | 0 | 0 | 0 | 0 | 0 | 0 | 0 | 0 | 0 | 0 | 0 | 0 | 0 | Northern_California_Li_Battery_4hr | Northern_California_Li_Battery_8hr | Northern_California_Solar |  | Northern_California_Wind |  |  |  | Northern_California | Northern_California
PG&E FRESNO | Borden | 230 | CA | 93636 | MADERA | 13 | 0 | 0 | 0 | 0 | 0 | 0 | 0 | 0 | 0 | 0 | 0 | 0 | 0 | 0 | 0 | 0 | 0 | 0 | 0 | 0 | 0 | 0 | 0 | 0 | 0 | 0 | 0 | 0 | 0 | 0 | 0 | 0 | 0 | 0 | 0 | 0 | 0 | 0 | 0 | 0 | 0 | 0 | 0 | 0 | 0 | 1 | 0 | 0 | 0 | 0 | 0 | 0 | 0 | 0 | 0 | 0 | 0 | 0 | 0 | 0 | 0 | 0 | 0 | 0 | 0 | 0 | 0 | 0 | 0 | 0 | 0 | 0 | 0 | 0 | 0 | 0 | 0 | 0 | 1 | 1 | 0 | 1 | 1 | 1 | 1 | 1 | 0 | 1 | 1 | 1 | 0 | 0 | 1 | 0 | 1 | 0 | 0 | Southern_PGAE_Li_Battery_4hr | Southern_PGAE_Li_Battery_8hr | Southern_PGAE_Solar |  | Central_Valley_North_Los_Banos_Wind |  |  |  | Southern_PGAE | Central_Valley_North_Los_Banos
PG&E FRESNO | Borden | 70 | CA | 93636 | MADERA | 12 | 0 | 0 | 0 | 0 | 0 | 0 | 0 | 0 | 0 | 0 | 0 | 0 | 0 | 0 | 0 | 0 | 0 | 0 | 0 | 0 | 0 | 0 | 0 | 0 | 0 | 0 | 0 | 0 | 0 | 0 | 0 | 0 | 0 | 0 | 0 | 0 | 0 | 0 | 0 | 0 | 0 | 0 | 0 | 0 | 0 | 1 | 0 | 0 | 0 | 0 | 0 | 0 | 0 | 0 | 0 | 0 | 0 | 0 | 0 | 0 | 0 | 0 | 0 | 0 | 0 | 0 | 0 | 0 | 0 | 0 | 0 | 0 | 0 | 0 | 0 | 0 | 0 | 0 | 1 | 0 | 0 | 1 | 1 | 1 | 1 | 1 | 0 | 1 | 1 | 1 | 0 | 0 | 1 | 0 | 1 | 0 | 0 | Southern_PGAE_Li_Battery_4hr | Southern_PGAE_Li_Battery_8hr | Southern_PGAE_Solar |  | Central_Valley_North_Los_Banos_Wind |  |  |  | Southern_PGAE | Central_Valley_North_Los_Banos
SDGE | Boulevard East | 138 | CA | 91905 | San Diego | 4 | 0 | 0 | 0 | 0 | 0 | 0 | 0 | 0 | 0 | 0 | 0 | 0 | 0 | 0 | 0 | 0 | 0 | 0 | 0 | 0 | 0 | 0 | 0 | 0 | 0 | 0 | 0 | 0 | 0 | 0 | 1 | 0 | 1 | 0 | 0 | 1 | 1 | 0 | 0 | 0 | 0 | 0 | 0 | 0 | 0 | 0 | 0 | 0 | 0 | 0 | 0 | 0 | 0 | 0 | 0 | 0 | 0 | 0 | 0 | 0 | 0 | 0 | 0 | 0 | 0 | 0 | 0 | 0 | 0 | 0 | 0 | 0 | 0 | 0 | 0 | 0 | 0 | 0 | 0 | 0 | 0 | 0 | 0 | 0 | 0 | 0 | 0 | 0 | 0 | 0 | 0 | 0 | 0 | 0 | 0 | 0 | 0 | Greater_Imperial_Li_Battery_4hr | Greater_Imperial_Li_Battery_8hr | Greater_Imperial_Solar |  | Greater_Imperial_Wind |  |  |  | Greater_Imperial | Greater_Imperial
SDGE | Boulevard East | 69 | CA | 91905 | San Diego | 4 | 0 | 0 | 0 | 0 | 0 | 0 | 0 | 0 | 0 | 0 | 0 | 0 | 0 | 0 | 0 | 0 | 0 | 0 | 0 | 0 | 0 | 0 | 0 | 0 | 0 | 0 | 0 | 0 | 0 | 0 | 1 | 0 | 1 | 0 | 0 | 1 | 1 | 0 | 0 | 0 | 0 | 0 | 0 | 0 | 0 | 0 | 0 | 0 | 0 | 0 | 0 | 0 | 0 | 0 | 0 | 0 | 0 | 0 | 0 | 0 | 0 | 0 | 0 | 0 | 0 | 0 | 0 | 0 | 0 | 0 | 0 | 0 | 0 | 0 | 0 | 0 | 0 | 0 | 0 | 0 | 0 | 0 | 0 | 0 | 0 | 0 | 0 | 0 | 0 | 0 | 0 | 0 | 0 | 0 | 0 | 0 | 0 | Greater_Imperial_Li_Battery_4hr | Greater_Imperial_Li_Battery_8hr | Greater_Imperial_Solar |  | Greater_Imperial_Wind |  |  |  | Greater_Imperial | Greater_Imperial
PG&E GBA | Brentwood | 230 | CA | 94513 | CONTRA COSTA | 7 | 0 | 0 | 0 | 0 | 0 | 0 | 0 | 0 | 0 | 0 | 0 | 0 | 0 | 0 | 0 | 0 | 0 | 0 | 0 | 0 | 0 | 0 | 0 | 0 | 0 | 0 | 0 | 0 | 0 | 0 | 0 | 0 | 0 | 0 | 0 | 0 | 0 | 0 | 0 | 1 | 0 | 0 | 0 | 0 | 0 | 0 | 0 | 0 | 0 | 0 | 0 | 0 | 0 | 1 | 1 | 1 | 0 | 0 | 1 | 1 | 0 | 0 | 0 | 0 | 0 | 1 | 0 | 0 | 0 | 0 | 0 | 0 | 0 | 0 | 0 | 0 | 0 | 0 | 0 | 0 | 0 | 0 | 0 | 0 | 0 | 0 | 0 | 0 | 0 | 0 | 0 | 0 | 0 | 0 | 0 | 0 | 0 | Northern_California_Li_Battery_4hr | Northern_California_Li_Battery_8hr | Northern_California_Solar |  | Solano_Wind |  |  |  | Northern_California | Solano
PG&E NGBA | Bridgeville | 115 | CA | 95526 | Humboldt | 1 | 0 | 0 | 0 | 0 | 0 | 0 | 0 | 0 | 0 | 0 | 0 | 0 | 0 | 0 | 0 | 0 | 0 | 0 | 0 | 0 | 0 | 0 | 0 | 0 | 0 | 0 | 0 | 0 | 0 | 0 | 0 | 0 | 0 | 0 | 0 | 0 | 0 | 0 | 0 | 1 | 0 | 0 | 0 | 0 | 0 | 0 | 0 | 0 | 0 | 0 | 0 | 0 | 0 | 0 | 0 | 0 | 0 | 0 | 0 | 0 | 0 | 0 | 0 | 0 | 0 | 0 | 0 | 0 | 0 | 0 | 0 | 0 | 0 | 0 | 0 | 0 | 0 | 0 | 0 | 0 | 0 | 0 | 0 | 0 | 0 | 0 | 0 | 0 | 0 | 0 | 0 | 0 | 0 | 0 | 0 | 0 | 0 | Northern_California_Li_Battery_4hr | Northern_California_Li_Battery_8hr | Northern_California_Solar |  | Humboldt_Wind |  |  |  | Northern_California | Humboldt
PG&E NGBA | Brighton | 115 | CA | 95826 | SACRAMENTO | 6 | 0 | 0 | 0 | 0 | 0 | 0 | 0 | 0 | 0 | 0 | 0 | 0 | 0 | 0 | 0 | 0 | 0 | 0 | 0 | 0 | 0 | 0 | 0 | 0 | 0 | 0 | 0 | 0 | 0 | 0 | 0 | 0 | 0 | 0 | 0 | 0 | 0 | 0 | 0 | 1 | 0 | 0 | 0 | 0 | 0 | 1 | 0 | 1 | 0 | 0 | 0 | 0 | 0 | 0 | 0 | 0 | 0 | 0 | 0 | 1 | 1 | 0 | 0 | 0 | 0 | 0 | 0 | 0 | 0 | 0 | 0 | 0 | 0 | 0 | 0 | 0 | 0 | 0 | 0 | 0 | 0 | 0 | 0 | 0 | 0 | 1 | 0 | 0 | 0 | 0 | 0 | 0 | 0 | 0 | 0 | 0 | 0 | Northern_California_Li_Battery_4hr | Northern_California_Li_Battery_8hr | Northern_California_Solar |  | Solano_Wind |  |  |  | Northern_California | Solano
PG&E NGBA | Brighton | 230 | CA | 95826 | SACRAMENTO | 6 | 0 | 0 | 0 | 0 | 0 | 0 | 0 | 0 | 0 | 0 | 0 | 0 | 0 | 0 | 0 | 0 | 0 | 0 | 0 | 0 | 0 | 0 | 0 | 0 | 0 | 0 | 0 | 0 | 0 | 0 | 0 | 0 | 0 | 0 | 0 | 0 | 0 | 0 | 0 | 1 | 0 | 0 | 0 | 0 | 0 | 1 | 0 | 1 | 0 | 0 | 0 | 0 | 0 | 0 | 0 | 0 | 0 | 0 | 0 | 1 | 1 | 0 | 0 | 0 | 0 | 0 | 0 | 0 | 0 | 0 | 0 | 0 | 0 | 0 | 0 | 0 | 0 | 0 | 0 | 0 | 0 | 0 | 0 | 0 | 0 | 1 | 0 | 0 | 0 | 0 | 0 | 0 | 0 | 0 | 0 | 0 | 0 | Northern_California_Li_Battery_4hr | Northern_California_Li_Battery_8hr | Northern_California_Solar |  | Solano_Wind |  |  |  | Northern_California | Solano
PG&E NGBA | Brunswick | 115 | CA | 95945 | NEVADA | 7 | 0 | 0 | 0 | 0 | 0 | 0 | 0 | 0 | 0 | 0 | 0 | 0 | 0 | 0 | 0 | 0 | 0 | 0 | 0 | 0 | 0 | 0 | 0 | 0 | 0 | 0 | 0 | 0 | 0 | 0 | 0 | 0 | 0 | 0 | 0 | 0 | 0 | 0 | 0 | 1 | 0 | 0 | 1 | 0 | 0 | 1 | 1 | 1 | 0 | 0 | 0 | 0 | 0 | 0 | 0 | 0 | 0 | 0 | 0 | 1 | 1 | 0 | 0 | 0 | 0 | 0 | 0 | 0 | 0 | 0 | 0 | 0 | 0 | 0 | 0 | 0 | 0 | 0 | 0 | 0 | 0 | 0 | 0 | 0 | 0 | 0 | 0 | 0 | 0 | 0 | 0 | 0 | 0 | 0 | 0 | 0 | 0 | Northern_California_Li_Battery_4hr | Northern_California_Li_Battery_8hr | Northern_California_Solar |  | Northern_California_Wind |  |  |  | Northern_California | Northern_California
PG&E NGBA | Bucks Creek | 230 | CA | 95984 | PLUMAS | 10 | 0 | 0 | 0 | 0 | 0 | 0 | 0 | 0 | 0 | 0 | 0 | 0 | 0 | 0 | 0 | 0 | 0 | 0 | 0 | 0 | 0 | 0 | 0 | 0 | 0 | 0 | 0 | 0 | 0 | 0 | 0 | 0 | 0 | 0 | 0 | 0 | 0 | 0 | 0 | 1 | 1 | 0 | 1 | 0 | 1 | 1 | 1 | 1 | 0 | 0 | 0 | 0 | 0 | 0 | 0 | 0 | 0 | 0 | 1 | 1 | 1 | 0 | 0 | 0 | 0 | 0 | 0 | 0 | 0 | 0 | 0 | 0 | 0 | 0 | 0 | 0 | 0 | 0 | 0 | 0 | 0 | 0 | 0 | 0 | 0 | 0 | 0 | 0 | 0 | 0 | 0 | 0 | 0 | 0 | 0 | 0 | 0 | Northern_California_Li_Battery_4hr | Northern_California_Li_Battery_8hr | Northern_California_Solar |  | Northern_California_Wind |  |  |  | Northern_California | Northern_California
PG&E KERN | Buena Vista | 230 | CA | 93901 | MONTEREY | 3 | 0 | 0 | 0 | 0 | 0 | 0 | 0 | 0 | 0 | 0 | 0 | 0 | 0 | 0 | 0 | 0 | 0 | 0 | 0 | 0 | 0 | 0 | 0 | 0 | 0 | 0 | 0 | 0 | 0 | 0 | 0 | 0 | 0 | 0 | 0 | 0 | 0 | 0 | 0 | 0 | 0 | 0 | 0 | 0 | 0 | 0 | 0 | 0 | 0 | 0 | 0 | 0 | 0 | 0 | 0 | 0 | 0 | 0 | 0 | 0 | 0 | 0 | 0 | 0 | 0 | 0 | 0 | 0 | 0 | 0 | 0 | 0 | 0 | 0 | 0 | 0 | 0 | 0 | 1 | 1 | 0 | 0 | 0 | 0 | 0 | 0 | 0 | 0 | 0 | 0 | 0 | 0 | 0 | 0 | 1 | 0 | 0 | Southern_PGAE_Li_Battery_4hr | Southern_PGAE_Li_Battery_8hr | Southern_PGAE_Solar |  | Kern_Greater_Carrizo_Wind |  |  |  | Southern_PGAE | Peninsula_Monterey
PG&E FRESNO | Bullard | 115 | CA | 93710 | Fresno | 12 | 0 | 0 | 0 | 0 | 0 | 0 | 0 | 0 | 0 | 0 | 0 | 0 | 0 | 0 | 0 | 0 | 0 | 0 | 0 | 0 | 0 | 0 | 0 | 0 | 0 | 0 | 0 | 0 | 0 | 0 | 0 | 0 | 0 | 0 | 0 | 0 | 0 | 0 | 0 | 0 | 0 | 0 | 0 | 0 | 0 | 1 | 0 | 0 | 0 | 0 | 0 | 0 | 0 | 0 | 0 | 0 | 0 | 0 | 0 | 0 | 0 | 0 | 0 | 0 | 0 | 0 | 0 | 0 | 0 | 0 | 0 | 0 | 0 | 0 | 0 | 0 | 0 | 0 | 1 | 0 | 0 | 1 | 1 | 1 | 1 | 1 | 0 | 1 | 1 | 1 | 0 | 0 | 1 | 0 | 1 | 0 | 0 | Southern_PGAE_Li_Battery_4hr | Southern_PGAE_Li_Battery_8hr | Southern_PGAE_Solar |  | Central_Valley_North_Los_Banos_Wind |  |  |  | Southern_PGAE | Central_Valley_North_Los_Banos
PG&E GBA | Burlingame | 115 | CA | 94010 | San Mateo | 2 | 0 | 0 | 0 | 0 | 0 | 0 | 0 | 0 | 0 | 0 | 0 | 0 | 0 | 0 | 0 | 0 | 0 | 0 | 0 | 0 | 0 | 0 | 0 | 0 | 0 | 0 | 0 | 0 | 0 | 0 | 0 | 0 | 0 | 0 | 0 | 0 | 0 | 0 | 0 | 1 | 0 | 0 | 0 | 0 | 0 | 0 | 0 | 0 | 0 | 0 | 0 | 0 | 1 | 0 | 0 | 0 | 0 | 0 | 0 | 0 | 0 | 0 | 0 | 0 | 0 | 0 | 0 | 0 | 0 | 0 | 0 | 0 | 0 | 0 | 0 | 0 | 0 | 0 | 0 | 0 | 0 | 0 | 0 | 0 | 0 | 0 | 0 | 0 | 0 | 0 | 0 | 0 | 0 | 0 | 0 | 0 | 0 | Northern_California_Li_Battery_4hr | Northern_California_Li_Battery_8hr | Northern_California_Solar |  | Kern_Greater_Carrizo_Wind |  |  |  | Northern_California | Peninsula_Monterey
PG&E NGBA | Burney Forest | 230 | CA | 96013 | SHASTA | 2 | 0 | 0 | 0 | 0 | 0 | 0 | 0 | 0 | 0 | 0 | 0 | 0 | 0 | 0 | 0 | 0 | 0 | 0 | 0 | 0 | 0 | 0 | 0 | 0 | 0 | 0 | 0 | 0 | 0 | 0 | 0 | 0 | 0 | 0 | 0 | 0 | 0 | 0 | 0 | 1 | 0 | 0 | 0 | 1 | 0 | 0 | 0 | 0 | 0 | 0 | 0 | 0 | 0 | 0 | 0 | 0 | 0 | 0 | 0 | 0 | 0 | 0 | 0 | 0 | 0 | 0 | 0 | 0 | 0 | 0 | 0 | 0 | 0 | 0 | 0 | 0 | 0 | 0 | 0 | 0 | 0 | 0 | 0 | 0 | 0 | 0 | 0 | 0 | 0 | 0 | 0 | 0 | 0 | 0 | 0 | 0 | 0 | Northern_California_Li_Battery_4hr | Northern_California_Li_Battery_8hr | Northern_California_Solar |  | Northern_California_Wind |  |  |  | Northern_California | Northern_California
PG&E NGBA | Butte | 115 | CA | 95928 | Butte | 1 | 0 | 0 | 0 | 0 | 0 | 0 | 0 | 0 | 0 | 0 | 0 | 0 | 0 | 0 | 0 | 0 | 0 | 0 | 0 | 0 | 0 | 0 | 0 | 0 | 0 | 0 | 0 | 0 | 0 | 0 | 0 | 0 | 0 | 0 | 0 | 0 | 0 | 0 | 0 | 1 | 0 | 0 | 0 | 0 | 0 | 0 | 0 | 0 | 0 | 0 | 0 | 0 | 0 | 0 | 0 | 0 | 0 | 0 | 0 | 0 | 0 | 0 | 0 | 0 | 0 | 0 | 0 | 0 | 0 | 0 | 0 | 0 | 0 | 0 | 0 | 0 | 0 | 0 | 0 | 0 | 0 | 0 | 0 | 0 | 0 | 0 | 0 | 0 | 0 | 0 | 0 | 0 | 0 | 0 | 0 | 0 | 0 | Northern_California_Li_Battery_4hr | Northern_California_Li_Battery_8hr | Northern_California_Solar |  | Northern_California_Wind |  |  |  | Northern_California | Northern_California
PG&E KERN | Cabrillo | 115 | CA | 93436 | SANTA BARBARA | 5 | 0 | 0 | 0 | 0 | 0 | 0 | 0 | 0 | 0 | 0 | 0 | 0 | 0 | 0 | 0 | 0 | 0 | 0 | 0 | 0 | 0 | 0 | 0 | 0 | 0 | 0 | 0 | 0 | 0 | 0 | 0 | 0 | 0 | 0 | 0 | 0 | 0 | 0 | 0 | 0 | 0 | 0 | 0 | 0 | 0 | 0 | 0 | 0 | 0 | 0 | 0 | 0 | 0 | 0 | 0 | 0 | 0 | 0 | 0 | 0 | 0 | 0 | 0 | 0 | 0 | 0 | 0 | 1 | 1 | 0 | 0 | 0 | 0 | 0 | 0 | 0 | 0 | 0 | 0 | 1 | 0 | 0 | 0 | 0 | 0 | 1 | 0 | 0 | 0 | 0 | 0 | 0 | 0 | 0 | 0 | 1 | 0 | Southern_PGAE_Li_Battery_4hr | Southern_PGAE_Li_Battery_8hr | Southern_PGAE_Solar |  | Kern_Greater_Carrizo_Wind |  |  |  | Southern_PGAE | Kern_Greater_Carrizo
PG&E FRESNO | Cal Flats | 230 | CA | 93451 | MONTEREY | 6 | 0 | 0 | 0 | 0 | 0 | 0 | 0 | 0 | 0 | 0 | 0 | 0 | 0 | 0 | 0 | 0 | 0 | 0 | 0 | 0 | 0 | 0 | 0 | 0 | 0 | 0 | 0 | 0 | 0 | 0 | 0 | 0 | 0 | 0 | 0 | 0 | 0 | 0 | 0 | 0 | 0 | 0 | 0 | 0 | 0 | 0 | 0 | 0 | 0 | 0 | 0 | 0 | 0 | 0 | 0 | 0 | 0 | 0 | 0 | 0 | 0 | 0 | 0 | 0 | 0 | 0 | 0 | 1 | 0 | 0 | 0 | 0 | 0 | 0 | 0 | 0 | 0 | 0 | 1 | 1 | 1 | 0 | 0 | 0 | 0 | 0 | 0 | 0 | 0 | 0 | 0 | 0 | 0 | 0 | 1 | 1 | 0 | Southern_PGAE_Li_Battery_4hr | Southern_PGAE_Li_Battery_8hr | Southern_PGAE_Solar |  | Kern_Greater_Carrizo_Wind |  |  |  | Southern_PGAE | Kern_Greater_Carrizo
SCE NOL | Calcite | 230 | CA |  |  | 2 | 0 | 0 | 0 | 0 | 0 | 0 | 0 | 0 | 0 | 0 | 0 | 0 | 0 | 1 | 1 | 0 | 0 | 0 | 0 | 0 | 0 | 0 | 0 | 0 | 0 | 0 | 0 | 0 | 0 | 0 | 0 | 0 | 0 | 0 | 0 | 0 | 0 | 0 | 0 | 0 | 0 | 0 | 0 | 0 | 0 | 0 | 0 | 0 | 0 | 0 | 0 | 0 | 0 | 0 | 0 | 0 | 0 | 0 | 0 | 0 | 0 | 0 | 0 | 0 | 0 | 0 | 0 | 0 | 0 | 0 | 0 | 0 | 0 | 0 | 0 | 0 | 0 | 0 | 0 | 0 | 0 | 0 | 0 | 0 | 0 | 0 | 0 | 0 | 0 | 0 | 0 | 0 | 0 | 0 | 0 | 0 | 0 | Greater_Kramer_Li_Battery_4hr | Greater_Kramer_Li_Battery_8hr | Greater_Kramer_Solar |  | Greater_Kramer_Wind |  |  |  | Greater_Kramer | Greater_Kramer
PG&E KERN | Caliente | 230 | CA | 93453 | SAN LUIS OBISPO | 5 | 0 | 0 | 0 | 0 | 0 | 0 | 0 | 0 | 0 | 0 | 0 | 0 | 0 | 0 | 0 | 0 | 0 | 0 | 0 | 0 | 0 | 0 | 0 | 0 | 0 | 0 | 0 | 0 | 0 | 0 | 0 | 0 | 0 | 0 | 0 | 0 | 0 | 0 | 0 | 0 | 0 | 0 | 0 | 0 | 0 | 0 | 0 | 0 | 0 | 0 | 0 | 0 | 0 | 0 | 0 | 0 | 0 | 0 | 0 | 0 | 0 | 0 | 0 | 0 | 0 | 0 | 0 | 1 | 0 | 0 | 0 | 0 | 0 | 0 | 0 | 0 | 0 | 0 | 1 | 1 | 0 | 0 | 0 | 0 | 0 | 0 | 0 | 0 | 0 | 0 | 0 | 0 | 0 | 0 | 1 | 1 | 0 | Southern_PGAE_Li_Battery_4hr | Southern_PGAE_Li_Battery_8hr | Southern_PGAE_Solar |  | Kern_Greater_Carrizo_Wind |  |  |  | Southern_PGAE | Kern_Greater_Carrizo
PG&E FRESNO | California Ave | 115 | CA | 93725 | Fresno | 5 | 0 | 0 | 0 | 0 | 0 | 0 | 0 | 0 | 0 | 0 | 0 | 0 | 0 | 0 | 0 | 0 | 0 | 0 | 0 | 0 | 0 | 0 | 0 | 0 | 0 | 0 | 0 | 0 | 0 | 0 | 0 | 0 | 0 | 0 | 0 | 0 | 0 | 0 | 0 | 0 | 0 | 0 | 0 | 0 | 0 | 0 | 0 | 0 | 0 | 0 | 0 | 0 | 0 | 0 | 0 | 0 | 0 | 0 | 0 | 0 | 0 | 0 | 0 | 0 | 0 | 0 | 0 | 0 | 1 | 0 | 0 | 0 | 0 | 0 | 0 | 0 | 0 | 0 | 0 | 1 | 0 | 1 | 0 | 1 | 0 | 1 | 0 | 0 | 0 | 0 | 0 | 0 | 0 | 0 | 0 | 0 | 0 | Southern_PGAE_Li_Battery_4hr | Southern_PGAE_Li_Battery_8hr | Southern_PGAE_Solar |  | Central_Valley_North_Los_Banos_Wind |  |  |  | Southern_PGAE | Central_Valley_North_Los_Banos
PG&E KERN | Callender | 115 | CA | 93420 | SAN LUIS OBISPO | 6 | 0 | 0 | 0 | 0 | 0 | 0 | 0 | 0 | 0 | 0 | 0 | 0 | 0 | 0 | 0 | 0 | 0 | 0 | 0 | 0 | 0 | 0 | 0 | 0 | 0 | 0 | 0 | 0 | 0 | 0 | 0 | 0 | 0 | 0 | 0 | 0 | 0 | 0 | 0 | 0 | 0 | 0 | 0 | 0 | 0 | 0 | 0 | 0 | 0 | 0 | 0 | 0 | 0 | 0 | 0 | 0 | 0 | 0 | 0 | 0 | 0 | 0 | 0 | 0 | 0 | 0 | 0 | 1 | 1 | 0 | 0 | 0 | 0 | 0 | 0 | 0 | 0 | 0 | 1 | 1 | 0 | 0 | 0 | 0 | 0 | 0 | 0 | 0 | 0 | 0 | 0 | 0 | 0 | 0 | 1 | 1 | 0 | Southern_PGAE_Li_Battery_4hr | Southern_PGAE_Li_Battery_8hr | Southern_PGAE_Solar |  | Kern_Greater_Carrizo_Wind |  |  |  | Southern_PGAE | Kern_Greater_Carrizo
PG&E NGBA | Calpella | 115 | CA | 95482 | MENDOCINO | 6 | 0 | 0 | 0 | 0 | 0 | 0 | 0 | 0 | 0 | 0 | 0 | 0 | 0 | 0 | 0 | 0 | 0 | 0 | 0 | 0 | 0 | 0 | 0 | 0 | 0 | 0 | 0 | 0 | 0 | 0 | 0 | 0 | 0 | 0 | 0 | 0 | 0 | 0 | 0 | 1 | 0 | 1 | 0 | 0 | 0 | 0 | 0 | 0 | 0 | 0 | 0 | 0 | 1 | 0 | 1 | 1 | 0 | 0 | 0 | 0 | 0 | 0 | 0 | 0 | 0 | 0 | 1 | 0 | 0 | 0 | 0 | 0 | 0 | 0 | 0 | 0 | 0 | 0 | 0 | 0 | 0 | 0 | 0 | 0 | 0 | 0 | 0 | 0 | 0 | 0 | 0 | 0 | 0 | 0 | 0 | 0 | 0 | Northern_California_Li_Battery_4hr | Northern_California_Li_Battery_8hr | Northern_California_Solar |  | Northern_California_Wind |  |  |  | Northern_California | Mendocino_Marin
PG&E GBA | Camanche | 230 | CA | 95220 | SAN JOAQUIN | 3 | 0 | 0 | 0 | 0 | 0 | 0 | 0 | 0 | 0 | 0 | 0 | 0 | 0 | 0 | 0 | 0 | 0 | 0 | 0 | 0 | 0 | 0 | 0 | 0 | 0 | 0 | 0 | 0 | 0 | 0 | 0 | 0 | 0 | 0 | 0 | 0 | 0 | 0 | 0 | 0 | 0 | 0 | 0 | 0 | 0 | 1 | 0 | 0 | 0 | 0 | 0 | 0 | 0 | 0 | 0 | 0 | 0 | 0 | 0 | 1 | 1 | 0 | 0 | 0 | 0 | 0 | 0 | 0 | 0 | 0 | 0 | 0 | 0 | 0 | 0 | 0 | 0 | 0 | 0 | 0 | 0 | 0 | 0 | 0 | 0 | 0 | 0 | 0 | 0 | 0 | 0 | 0 | 0 | 0 | 0 | 0 | 0 | Northern_California_Li_Battery_4hr | Northern_California_Li_Battery_8hr | Northern_California_Solar |  | Solano_Wind |  |  |  | Northern_California | Solano
SDGE | Cameron | 69 | CA | 90810 | Los Angeles | 5 | 0 | 0 | 0 | 0 | 0 | 0 | 0 | 0 | 0 | 0 | 0 | 0 | 0 | 0 | 0 | 0 | 0 | 0 | 0 | 0 | 0 | 0 | 0 | 0 | 0 | 0 | 0 | 1 | 0 | 1 | 1 | 0 | 1 | 0 | 0 | 0 | 1 | 0 | 0 | 0 | 0 | 0 | 0 | 0 | 0 | 0 | 0 | 0 | 0 | 0 | 0 | 0 | 0 | 0 | 0 | 0 | 0 | 0 | 0 | 0 | 0 | 0 | 0 | 0 | 0 | 0 | 0 | 0 | 0 | 0 | 0 | 0 | 0 | 0 | 0 | 0 | 0 | 0 | 0 | 0 | 0 | 0 | 0 | 0 | 0 | 0 | 0 | 0 | 0 | 0 | 0 | 0 | 0 | 0 | 0 | 0 | 0 | Greater_LA_Li_Battery_4hr | Greater_LA_Li_Battery_8hr | Greater_LA_Solar |  | 0 |  |  |  | Greater_LA | Greater_LA
SDGE | Cannon | 69 | CA | 92008 | San Diego | 2 | 0 | 0 | 0 | 0 | 0 | 0 | 0 | 0 | 0 | 0 | 0 | 0 | 0 | 0 | 0 | 0 | 0 | 0 | 0 | 0 | 0 | 0 | 0 | 0 | 0 | 0 | 0 | 0 | 0 | 0 | 1 | 0 | 1 | 0 | 0 | 0 | 0 | 0 | 0 | 0 | 0 | 0 | 0 | 0 | 0 | 0 | 0 | 0 | 0 | 0 | 0 | 0 | 0 | 0 | 0 | 0 | 0 | 0 | 0 | 0 | 0 | 0 | 0 | 0 | 0 | 0 | 0 | 0 | 0 | 0 | 0 | 0 | 0 | 0 | 0 | 0 | 0 | 0 | 0 | 0 | 0 | 0 | 0 | 0 | 0 | 0 | 0 | 0 | 0 | 0 | 0 | 0 | 0 | 0 | 0 | 0 | 0 | San_Diego_Li_Battery_4hr | San_Diego_Li_Battery_8hr | San_Diego_Solar |  | 0 |  |  |  | Greater_SD | Greater_SD
PG&E FRESNO | Cantua | 115 | CA | 93210 | FRESNO | 5 | 0 | 0 | 0 | 0 | 0 | 0 | 0 | 0 | 0 | 0 | 0 | 0 | 0 | 0 | 0 | 0 | 0 | 0 | 0 | 0 | 0 | 0 | 0 | 0 | 0 | 0 | 0 | 0 | 0 | 0 | 0 | 0 | 0 | 0 | 0 | 0 | 0 | 0 | 0 | 0 | 0 | 0 | 0 | 0 | 0 | 0 | 0 | 0 | 0 | 0 | 0 | 0 | 0 | 0 | 0 | 0 | 0 | 0 | 0 | 0 | 0 | 0 | 0 | 0 | 0 | 0 | 0 | 0 | 0 | 0 | 0 | 0 | 0 | 0 | 0 | 0 | 0 | 0 | 1 | 0 | 1 | 0 | 1 | 0 | 0 | 1 | 0 | 1 | 0 | 0 | 0 | 0 | 0 | 0 | 0 | 0 | 0 | Southern_PGAE_Li_Battery_4hr | Southern_PGAE_Li_Battery_8hr | Southern_PGAE_Solar |  | Central_Valley_North_Los_Banos_Wind |  |  |  | Southern_PGAE | Central_Valley_North_Los_Banos
SDGE | Capistrano | 138 | CA | 92675 | ORANGE | 2 | 0 | 0 | 0 | 0 | 0 | 0 | 0 | 0 | 0 | 0 | 0 | 0 | 0 | 0 | 0 | 0 | 0 | 0 | 0 | 0 | 0 | 0 | 0 | 0 | 0 | 1 | 0 | 0 | 0 | 0 | 0 | 0 | 0 | 0 | 0 | 0 | 0 | 1 | 0 | 0 | 0 | 0 | 0 | 0 | 0 | 0 | 0 | 0 | 0 | 0 | 0 | 0 | 0 | 0 | 0 | 0 | 0 | 0 | 0 | 0 | 0 | 0 | 0 | 0 | 0 | 0 | 0 | 0 | 0 | 0 | 0 | 0 | 0 | 0 | 0 | 0 | 0 | 0 | 0 | 0 | 0 | 0 | 0 | 0 | 0 | 0 | 0 | 0 | 0 | 0 | 0 | 0 | 0 | 0 | 0 | 0 | 0 | Greater_LA_Li_Battery_4hr | Greater_LA_Li_Battery_8hr | Greater_LA_Solar |  | 0 |  |  |  | Greater_LA | Greater_LA
SDGE | Capistrano | 230 | CA | 92675 | ORANGE | 2 | 0 | 0 | 0 | 0 | 0 | 0 | 0 | 0 | 0 | 0 | 0 | 0 | 0 | 0 | 0 | 0 | 0 | 0 | 0 | 0 | 0 | 0 | 0 | 0 | 0 | 1 | 0 | 0 | 0 | 0 | 0 | 0 | 0 | 0 | 0 | 0 | 0 | 1 | 0 | 0 | 0 | 0 | 0 | 0 | 0 | 0 | 0 | 0 | 0 | 0 | 0 | 0 | 0 | 0 | 0 | 0 | 0 | 0 | 0 | 0 | 0 | 0 | 0 | 0 | 0 | 0 | 0 | 0 | 0 | 0 | 0 | 0 | 0 | 0 | 0 | 0 | 0 | 0 | 0 | 0 | 0 | 0 | 0 | 0 | 0 | 0 | 0 | 0 | 0 | 0 | 0 | 0 | 0 | 0 | 0 | 0 | 0 | Greater_LA_Li_Battery_4hr | Greater_LA_Li_Battery_8hr | Greater_LA_Solar |  | 0 |  |  |  | Greater_LA | Greater_LA
PG&E NGBA | Carberry | 230 | CA | 96013 | SHASTA | 2 | 0 | 0 | 0 | 0 | 0 | 0 | 0 | 0 | 0 | 0 | 0 | 0 | 0 | 0 | 0 | 0 | 0 | 0 | 0 | 0 | 0 | 0 | 0 | 0 | 0 | 0 | 0 | 0 | 0 | 0 | 0 | 0 | 0 | 0 | 0 | 0 | 0 | 0 | 0 | 1 | 0 | 0 | 0 | 1 | 0 | 0 | 0 | 0 | 0 | 0 | 0 | 0 | 0 | 0 | 0 | 0 | 0 | 0 | 0 | 0 | 0 | 0 | 0 | 0 | 0 | 0 | 0 | 0 | 0 | 0 | 0 | 0 | 0 | 0 | 0 | 0 | 0 | 0 | 0 | 0 | 0 | 0 | 0 | 0 | 0 | 0 | 0 | 0 | 0 | 0 | 0 | 0 | 0 | 0 | 0 | 0 | 0 | Northern_California_Li_Battery_4hr | Northern_California_Li_Battery_8hr | Northern_California_Solar |  | Northern_California_Wind |  |  |  | Northern_California | Northern_California
SCE Eastern | Cardiff | 66 | CA | 92408 | San Bernardino | 2 | 0 | 0 | 0 | 0 | 0 | 0 | 0 | 0 | 0 | 0 | 0 | 0 | 0 | 0 | 0 | 0 | 0 | 0 | 0 | 1 | 0 | 1 | 0 | 0 | 0 | 0 | 0 | 0 | 0 | 0 | 0 | 0 | 0 | 0 | 0 | 0 | 0 | 0 | 0 | 0 | 0 | 0 | 0 | 0 | 0 | 0 | 0 | 0 | 0 | 0 | 0 | 0 | 0 | 0 | 0 | 0 | 0 | 0 | 0 | 0 | 0 | 0 | 0 | 0 | 0 | 0 | 0 | 0 | 0 | 0 | 0 | 0 | 0 | 0 | 0 | 0 | 0 | 0 | 0 | 0 | 0 | 0 | 0 | 0 | 0 | 0 | 0 | 0 | 0 | 0 | 0 | 0 | 0 | 0 | 0 | 0 | 0 | Riverside_Li_Battery_4hr | Riverside_Li_Battery_8hr | Riverside_Solar |  | Greater_Kramer_Wind |  |  |  | Riverside | Greater_Kramer
PG&E NGBA | Caribou | 60 | CA | 95984 | PLUMAS | 6 | 0 | 0 | 0 | 0 | 0 | 0 | 0 | 0 | 0 | 0 | 0 | 0 | 0 | 0 | 0 | 0 | 0 | 0 | 0 | 0 | 0 | 0 | 0 | 0 | 0 | 0 | 0 | 0 | 0 | 0 | 0 | 0 | 0 | 0 | 0 | 0 | 0 | 0 | 0 | 1 | 0 | 0 | 1 | 0 | 0 | 1 | 0 | 1 | 0 | 0 | 0 | 0 | 0 | 0 | 0 | 0 | 0 | 0 | 0 | 1 | 1 | 0 | 0 | 0 | 0 | 0 | 0 | 0 | 0 | 0 | 0 | 0 | 0 | 0 | 0 | 0 | 0 | 0 | 0 | 0 | 0 | 0 | 0 | 0 | 0 | 0 | 0 | 0 | 0 | 0 | 0 | 0 | 0 | 0 | 0 | 0 | 0 | Northern_California_Li_Battery_4hr | Northern_California_Li_Battery_8hr | Northern_California_Solar |  | Northern_California_Wind |  |  |  | Northern_California | Northern_California
PG&E NGBA | Caribou | 115 | CA | 95984 | PLUMAS | 2 | 0 | 0 | 0 | 0 | 0 | 0 | 0 | 0 | 0 | 0 | 0 | 0 | 0 | 0 | 0 | 0 | 0 | 0 | 0 | 0 | 0 | 0 | 0 | 0 | 0 | 0 | 0 | 0 | 0 | 0 | 0 | 0 | 0 | 0 | 0 | 0 | 0 | 0 | 0 | 1 | 0 | 0 | 0 | 0 | 0 | 0 | 0 | 0 | 0 | 0 | 0 | 0 | 0 | 0 | 0 | 0 | 0 | 0 | 0 | 1 | 0 | 0 | 0 | 0 | 0 | 0 | 0 | 0 | 0 | 0 | 0 | 0 | 0 | 0 | 0 | 0 | 0 | 0 | 0 | 0 | 0 | 0 | 0 | 0 | 0 | 0 | 0 | 0 | 0 | 0 | 0 | 0 | 0 | 0 | 0 | 0 | 0 | Northern_California_Li_Battery_4hr | Northern_California_Li_Battery_8hr | Northern_California_Solar |  | Northern_California_Wind |  |  |  | Northern_California | Northern_California
PG&E NGBA | Caribou | 230 | CA | 95984 | PLUMAS | 2 | 0 | 0 | 0 | 0 | 0 | 0 | 0 | 0 | 0 | 0 | 0 | 0 | 0 | 0 | 0 | 0 | 0 | 0 | 0 | 0 | 0 | 0 | 0 | 0 | 0 | 0 | 0 | 0 | 0 | 0 | 0 | 0 | 0 | 0 | 0 | 0 | 0 | 0 | 0 | 1 | 0 | 0 | 0 | 0 | 0 | 0 | 0 | 0 | 0 | 0 | 0 | 0 | 0 | 0 | 0 | 0 | 0 | 0 | 0 | 1 | 0 | 0 | 0 | 0 | 0 | 0 | 0 | 0 | 0 | 0 | 0 | 0 | 0 | 0 | 0 | 0 | 0 | 0 | 0 | 0 | 0 | 0 | 0 | 0 | 0 | 0 | 0 | 0 | 0 | 0 | 0 | 0 | 0 | 0 | 0 | 0 | 0 | Northern_California_Li_Battery_4hr | Northern_California_Li_Battery_8hr | Northern_California_Solar |  | Northern_California_Wind |  |  |  | Northern_California | Northern_California
EOP | Carpenter Canyon (fka Gamebird) | 138 | NV | 89048 | NYE | 3 | 0 | 0 | 0 | 0 | 0 | 0 | 0 | 0 | 0 | 0 | 0 | 0 | 0 | 0 | 0 | 0 | 0 | 0 | 0 | 0 | 0 | 0 | 1 | 1 | 1 | 0 | 0 | 0 | 0 | 0 | 0 | 0 | 0 | 0 | 0 | 0 | 0 | 0 | 0 | 0 | 0 | 0 | 0 | 0 | 0 | 0 | 0 | 0 | 0 | 0 | 0 | 0 | 0 | 0 | 0 | 0 | 0 | 0 | 0 | 0 | 0 | 0 | 0 | 0 | 0 | 0 | 0 | 0 | 0 | 0 | 0 | 0 | 0 | 0 | 0 | 0 | 0 | 0 | 0 | 0 | 0 | 0 | 0 | 0 | 0 | 0 | 0 | 0 | 0 | 0 | 0 | 0 | 0 | 0 | 0 | 0 | 0 | Southern_NV_Eldorado_Li_Battery_4hr | Southern_NV_Eldorado_Li_Battery_8hr | Southern_NV_Eldorado_Solar |  | Southern_NV_Eldorado_Wind |  |  |  | Southern_NV_Eldorado | Southern_NV_Eldorado
EOP | Carpenter Canyon (fka Gamebird) | 230 | NV | 89048 | NYE | 3 | 0 | 0 | 0 | 0 | 0 | 0 | 0 | 0 | 0 | 0 | 0 | 0 | 0 | 0 | 0 | 0 | 0 | 0 | 0 | 0 | 0 | 0 | 1 | 1 | 1 | 0 | 0 | 0 | 0 | 0 | 0 | 0 | 0 | 0 | 0 | 0 | 0 | 0 | 0 | 0 | 0 | 0 | 0 | 0 | 0 | 0 | 0 | 0 | 0 | 0 | 0 | 0 | 0 | 0 | 0 | 0 | 0 | 0 | 0 | 0 | 0 | 0 | 0 | 0 | 0 | 0 | 0 | 0 | 0 | 0 | 0 | 0 | 0 | 0 | 0 | 0 | 0 | 0 | 0 | 0 | 0 | 0 | 0 | 0 | 0 | 0 | 0 | 0 | 0 | 0 | 0 | 0 | 0 | 0 | 0 | 0 | 0 | Southern_NV_Eldorado_Li_Battery_4hr | Southern_NV_Eldorado_Li_Battery_8hr | Southern_NV_Eldorado_Solar |  | Southern_NV_Eldorado_Wind |  |  |  | Southern_NV_Eldorado | Southern_NV_Eldorado
PG&E NGBA | Carquinez | 115 | CA | 94590 | SOLANO | 3 | 0 | 0 | 0 | 0 | 0 | 0 | 0 | 0 | 0 | 0 | 0 | 0 | 0 | 0 | 0 | 0 | 0 | 0 | 0 | 0 | 0 | 0 | 0 | 0 | 0 | 0 | 0 | 0 | 0 | 0 | 0 | 0 | 0 | 0 | 0 | 0 | 0 | 0 | 0 | 1 | 0 | 0 | 0 | 0 | 0 | 0 | 0 | 0 | 0 | 0 | 0 | 0 | 1 | 0 | 0 | 0 | 0 | 0 | 0 | 0 | 0 | 0 | 0 | 0 | 0 | 0 | 1 | 0 | 0 | 0 | 0 | 0 | 0 | 0 | 0 | 0 | 0 | 0 | 0 | 0 | 0 | 0 | 0 | 0 | 0 | 0 | 0 | 0 | 0 | 0 | 0 | 0 | 0 | 0 | 0 | 0 | 0 | Northern_California_Li_Battery_4hr | Northern_California_Li_Battery_8hr | Northern_California_Solar |  | Solano_Wind |  |  |  | Northern_California | Solano
SDGE | Carrizo Gorge | 138 | CA |  |  | 4 | 0 | 0 | 0 | 0 | 0 | 0 | 0 | 0 | 0 | 0 | 0 | 0 | 0 | 0 | 0 | 0 | 0 | 0 | 0 | 0 | 0 | 0 | 0 | 0 | 0 | 0 | 0 | 0 | 0 | 0 | 1 | 0 | 1 | 0 | 0 | 1 | 1 | 0 | 0 | 0 | 0 | 0 | 0 | 0 | 0 | 0 | 0 | 0 | 0 | 0 | 0 | 0 | 0 | 0 | 0 | 0 | 0 | 0 | 0 | 0 | 0 | 0 | 0 | 0 | 0 | 0 | 0 | 0 | 0 | 0 | 0 | 0 | 0 | 0 | 0 | 0 | 0 | 0 | 0 | 0 | 0 | 0 | 0 | 0 | 0 | 0 | 0 | 0 | 0 | 0 | 0 | 0 | 0 | 0 | 0 | 0 | 0 | Greater_Imperial_Li_Battery_4hr | Greater_Imperial_Li_Battery_8hr | Greater_Imperial_Solar |  | Greater_Imperial_Wind |  |  |  | Greater_Imperial | Greater_Imperial
PG&E KERN | Carrizo Plains | 115 | CA | 93453 | SAN LUIS OBISPO | 5 | 0 | 0 | 0 | 0 | 0 | 0 | 0 | 0 | 0 | 0 | 0 | 0 | 0 | 0 | 0 | 0 | 0 | 0 | 0 | 0 | 0 | 0 | 0 | 0 | 0 | 0 | 0 | 0 | 0 | 0 | 0 | 0 | 0 | 0 | 0 | 0 | 0 | 0 | 0 | 0 | 0 | 0 | 0 | 0 | 0 | 0 | 0 | 0 | 0 | 0 | 0 | 0 | 0 | 0 | 0 | 0 | 0 | 0 | 0 | 0 | 0 | 0 | 0 | 0 | 0 | 0 | 0 | 1 | 0 | 0 | 0 | 0 | 0 | 0 | 0 | 0 | 0 | 0 | 1 | 1 | 0 | 0 | 0 | 0 | 0 | 0 | 0 | 0 | 0 | 0 | 0 | 0 | 0 | 0 | 1 | 1 | 0 | Southern_PGAE_Li_Battery_4hr | Southern_PGAE_Li_Battery_8hr | Southern_PGAE_Solar |  | Kern_Greater_Carrizo_Wind |  |  |  | Southern_PGAE | Kern_Greater_Carrizo
PG&E KERN | Casaloma | 230 | CA |  | Bakersfield | 3 | 0 | 0 | 0 | 0 | 0 | 0 | 0 | 0 | 0 | 0 | 0 | 0 | 0 | 0 | 0 | 0 | 0 | 0 | 0 | 0 | 0 | 0 | 0 | 0 | 0 | 0 | 0 | 0 | 0 | 0 | 0 | 0 | 0 | 0 | 0 | 0 | 0 | 0 | 0 | 0 | 0 | 0 | 0 | 0 | 0 | 0 | 0 | 0 | 0 | 0 | 0 | 0 | 0 | 0 | 0 | 0 | 0 | 0 | 0 | 0 | 0 | 0 | 0 | 0 | 0 | 0 | 0 | 1 | 1 | 0 | 0 | 0 | 0 | 0 | 0 | 0 | 0 | 0 | 0 | 1 | 0 | 0 | 0 | 0 | 0 | 0 | 0 | 0 | 0 | 0 | 0 | 0 | 0 | 0 | 0 | 0 | 0 | Southern_PGAE_Li_Battery_4hr | Southern_PGAE_Li_Battery_8hr | Southern_PGAE_Solar |  | Central_Valley_North_Los_Banos_Wind |  |  |  | Southern_PGAE | Central_Valley_North_Los_Banos
PG&E GBA | Castro Valley | 230 | CA | 94546 | ALAMEDA | 4 | 0 | 0 | 0 | 0 | 0 | 0 | 0 | 0 | 0 | 0 | 0 | 0 | 0 | 0 | 0 | 0 | 0 | 0 | 0 | 0 | 0 | 0 | 0 | 0 | 0 | 0 | 0 | 0 | 0 | 0 | 0 | 0 | 0 | 0 | 0 | 0 | 0 | 0 | 0 | 1 | 0 | 0 | 0 | 0 | 0 | 0 | 0 | 0 | 0 | 0 | 0 | 0 | 0 | 0 | 0 | 1 | 0 | 0 | 0 | 1 | 0 | 0 | 0 | 0 | 0 | 0 | 1 | 0 | 0 | 0 | 0 | 0 | 0 | 0 | 0 | 0 | 0 | 0 | 0 | 0 | 0 | 0 | 0 | 0 | 0 | 0 | 0 | 0 | 0 | 0 | 0 | 0 | 0 | 0 | 0 | 0 | 0 | Northern_California_Li_Battery_4hr | Northern_California_Li_Battery_8hr | Northern_California_Solar |  | Solano_Wind |  |  |  | Northern_California | Solano
PG&E GBA | Cayetano | 230 | CA | 94551 | ALAMEDA | 7 | 0 | 0 | 0 | 0 | 0 | 0 | 0 | 0 | 0 | 0 | 0 | 0 | 0 | 0 | 0 | 0 | 0 | 0 | 0 | 0 | 0 | 0 | 0 | 0 | 0 | 0 | 0 | 0 | 0 | 0 | 0 | 0 | 0 | 0 | 0 | 0 | 0 | 0 | 0 | 1 | 0 | 0 | 0 | 0 | 0 | 0 | 0 | 0 | 0 | 0 | 0 | 0 | 0 | 1 | 1 | 1 | 0 | 0 | 1 | 1 | 0 | 0 | 0 | 0 | 0 | 1 | 0 | 0 | 0 | 0 | 0 | 0 | 0 | 0 | 0 | 0 | 0 | 0 | 0 | 0 | 0 | 0 | 0 | 0 | 0 | 0 | 0 | 0 | 0 | 0 | 0 | 0 | 0 | 0 | 0 | 0 | 0 | Northern_California_Li_Battery_4hr | Northern_California_Li_Battery_8hr | Northern_California_Solar |  | Solano_Wind |  |  |  | Northern_California | Solano
SCE Metro | Center | 230 | CA | 90650 | LOS ANGELES | 1 | 0 | 0 | 0 | 0 | 0 | 0 | 0 | 0 | 0 | 1 | 0 | 0 | 0 | 0 | 0 | 0 | 0 | 0 | 0 | 0 | 0 | 0 | 0 | 0 | 0 | 0 | 0 | 0 | 0 | 0 | 0 | 0 | 0 | 0 | 0 | 0 | 0 | 0 | 0 | 0 | 0 | 0 | 0 | 0 | 0 | 0 | 0 | 0 | 0 | 0 | 0 | 0 | 0 | 0 | 0 | 0 | 0 | 0 | 0 | 0 | 0 | 0 | 0 | 0 | 0 | 0 | 0 | 0 | 0 | 0 | 0 | 0 | 0 | 0 | 0 | 0 | 0 | 0 | 0 | 0 | 0 | 0 | 0 | 0 | 0 | 0 | 0 | 0 | 0 | 0 | 0 | 0 | 0 | 0 | 0 | 0 | 0 | Greater_LA_Li_Battery_4hr | Greater_LA_Li_Battery_8hr | Greater_LA_Solar |  | 0 |  |  |  | Greater_LA | Greater_LA
PG&E KERN | Charca | 115 | CA | 93280 | KERN | 4 | 0 | 0 | 0 | 0 | 0 | 0 | 0 | 0 | 0 | 0 | 0 | 0 | 0 | 0 | 0 | 0 | 0 | 0 | 0 | 0 | 0 | 0 | 0 | 0 | 0 | 0 | 0 | 0 | 0 | 0 | 0 | 0 | 0 | 0 | 0 | 0 | 0 | 0 | 0 | 0 | 0 | 0 | 0 | 0 | 0 | 0 | 0 | 0 | 0 | 0 | 0 | 0 | 0 | 0 | 0 | 0 | 0 | 0 | 0 | 0 | 0 | 0 | 0 | 0 | 0 | 0 | 0 | 1 | 1 | 0 | 0 | 0 | 0 | 0 | 0 | 1 | 0 | 0 | 0 | 1 | 0 | 0 | 0 | 0 | 0 | 0 | 0 | 0 | 0 | 0 | 0 | 0 | 0 | 0 | 0 | 0 | 0 | Southern_PGAE_Li_Battery_4hr | Southern_PGAE_Li_Battery_8hr | Southern_PGAE_Solar |  | Central_Valley_North_Los_Banos_Wind |  |  |  | Southern_PGAE | Central_Valley_North_Los_Banos
EOP | Charleston | 138 | NV | 89060 | NYE | 3 | 0 | 0 | 0 | 0 | 0 | 0 | 0 | 0 | 0 | 0 | 0 | 0 | 0 | 0 | 0 | 0 | 0 | 0 | 0 | 0 | 0 | 0 | 1 | 1 | 1 | 0 | 0 | 0 | 0 | 0 | 0 | 0 | 0 | 0 | 0 | 0 | 0 | 0 | 0 | 0 | 0 | 0 | 0 | 0 | 0 | 0 | 0 | 0 | 0 | 0 | 0 | 0 | 0 | 0 | 0 | 0 | 0 | 0 | 0 | 0 | 0 | 0 | 0 | 0 | 0 | 0 | 0 | 0 | 0 | 0 | 0 | 0 | 0 | 0 | 0 | 0 | 0 | 0 | 0 | 0 | 0 | 0 | 0 | 0 | 0 | 0 | 0 | 0 | 0 | 0 | 0 | 0 | 0 | 0 | 0 | 0 | 0 | Southern_NV_Eldorado_Li_Battery_4hr | Southern_NV_Eldorado_Li_Battery_8hr | Southern_NV_Eldorado_Solar |  | Southern_NV_Eldorado_Wind |  |  |  | Southern_NV_Eldorado | Southern_NV_Eldorado
SCE Metro | Chevmain | 230 | CA | 90245 | LOS ANGELES | 1 | 0 | 0 | 0 | 0 | 0 | 0 | 0 | 0 | 0 | 1 | 0 | 0 | 0 | 0 | 0 | 0 | 0 | 0 | 0 | 0 | 0 | 0 | 0 | 0 | 0 | 0 | 0 | 0 | 0 | 0 | 0 | 0 | 0 | 0 | 0 | 0 | 0 | 0 | 0 | 0 | 0 | 0 | 0 | 0 | 0 | 0 | 0 | 0 | 0 | 0 | 0 | 0 | 0 | 0 | 0 | 0 | 0 | 0 | 0 | 0 | 0 | 0 | 0 | 0 | 0 | 0 | 0 | 0 | 0 | 0 | 0 | 0 | 0 | 0 | 0 | 0 | 0 | 0 | 0 | 0 | 0 | 0 | 0 | 0 | 0 | 0 | 0 | 0 | 0 | 0 | 0 | 0 | 0 | 0 | 0 | 0 | 0 | Greater_LA_Li_Battery_4hr | Greater_LA_Li_Battery_8hr | Greater_LA_Solar |  | 0 |  |  |  | Greater_LA | Greater_LA
SDGE | Chicarita | 138 | CA | 92129 | SAN DIEGO | 3 | 0 | 0 | 0 | 0 | 0 | 0 | 0 | 0 | 0 | 0 | 0 | 0 | 0 | 0 | 0 | 0 | 0 | 0 | 0 | 0 | 0 | 0 | 0 | 0 | 0 | 0 | 0 | 0 | 1 | 0 | 1 | 0 | 1 | 0 | 0 | 0 | 0 | 0 | 0 | 0 | 0 | 0 | 0 | 0 | 0 | 0 | 0 | 0 | 0 | 0 | 0 | 0 | 0 | 0 | 0 | 0 | 0 | 0 | 0 | 0 | 0 | 0 | 0 | 0 | 0 | 0 | 0 | 0 | 0 | 0 | 0 | 0 | 0 | 0 | 0 | 0 | 0 | 0 | 0 | 0 | 0 | 0 | 0 | 0 | 0 | 0 | 0 | 0 | 0 | 0 | 0 | 0 | 0 | 0 | 0 | 0 | 0 | San_Diego_Li_Battery_4hr | San_Diego_Li_Battery_8hr | San_Diego_Solar |  | 0 |  |  |  | Greater_SD | Greater_SD
SCE Metro | Chino | 230 | CA | 91710 | SAN BERNARDINO | 1 | 0 | 0 | 0 | 0 | 0 | 0 | 0 | 0 | 0 | 1 | 0 | 0 | 0 | 0 | 0 | 0 | 0 | 0 | 0 | 0 | 0 | 0 | 0 | 0 | 0 | 0 | 0 | 0 | 0 | 0 | 0 | 0 | 0 | 0 | 0 | 0 | 0 | 0 | 0 | 0 | 0 | 0 | 0 | 0 | 0 | 0 | 0 | 0 | 0 | 0 | 0 | 0 | 0 | 0 | 0 | 0 | 0 | 0 | 0 | 0 | 0 | 0 | 0 | 0 | 0 | 0 | 0 | 0 | 0 | 0 | 0 | 0 | 0 | 0 | 0 | 0 | 0 | 0 | 0 | 0 | 0 | 0 | 0 | 0 | 0 | 0 | 0 | 0 | 0 | 0 | 0 | 0 | 0 | 0 | 0 | 0 | 0 | Greater_LA_Li_Battery_4hr | Greater_LA_Li_Battery_8hr | Greater_LA_Solar |  | Greater_Kramer_Wind |  |  |  | Greater_LA | Greater_Kramer
PG&E FRESNO | Chowchilla | 115 | CA | 93610 | MADERA | 13 | 0 | 0 | 0 | 0 | 0 | 0 | 0 | 0 | 0 | 0 | 0 | 0 | 0 | 0 | 0 | 0 | 0 | 0 | 0 | 0 | 0 | 0 | 0 | 0 | 0 | 0 | 0 | 0 | 0 | 0 | 0 | 0 | 0 | 0 | 0 | 0 | 0 | 0 | 0 | 0 | 0 | 0 | 0 | 0 | 0 | 1 | 0 | 0 | 0 | 0 | 0 | 0 | 0 | 0 | 0 | 0 | 0 | 0 | 0 | 0 | 0 | 0 | 0 | 0 | 0 | 0 | 0 | 0 | 0 | 0 | 0 | 0 | 0 | 0 | 0 | 0 | 0 | 0 | 1 | 1 | 0 | 1 | 1 | 1 | 1 | 1 | 0 | 1 | 1 | 1 | 1 | 0 | 1 | 0 | 0 | 0 | 0 | Southern_PGAE_Li_Battery_4hr | Southern_PGAE_Li_Battery_8hr | Southern_PGAE_Solar |  | Central_Valley_North_Los_Banos_Wind |  |  |  | Southern_PGAE | Central_Valley_North_Los_Banos
PG&E GBA | Christie | 60 | CA | 94553 | CONTRA COSTA | 10 | 0 | 0 | 0 | 0 | 0 | 0 | 0 | 0 | 0 | 0 | 0 | 0 | 0 | 0 | 0 | 0 | 0 | 0 | 0 | 0 | 0 | 0 | 0 | 0 | 0 | 0 | 0 | 0 | 0 | 0 | 0 | 0 | 0 | 0 | 0 | 0 | 0 | 0 | 0 | 1 | 0 | 0 | 0 | 0 | 0 | 0 | 0 | 0 | 0 | 1 | 0 | 0 | 1 | 1 | 1 | 1 | 0 | 0 | 1 | 1 | 0 | 1 | 0 | 0 | 0 | 1 | 0 | 0 | 0 | 0 | 0 | 0 | 0 | 0 | 0 | 0 | 0 | 0 | 0 | 0 | 0 | 0 | 0 | 0 | 0 | 0 | 0 | 0 | 0 | 0 | 0 | 0 | 0 | 0 | 0 | 0 | 0 | Northern_California_Li_Battery_4hr | Northern_California_Li_Battery_8hr | Northern_California_Solar |  | Solano_Wind |  |  |  | Northern_California | Solano
PG&E GBA | Christie | 115 | CA | 94553 | CONTRA COSTA | 3 | 0 | 0 | 0 | 0 | 0 | 0 | 0 | 0 | 0 | 0 | 0 | 0 | 0 | 0 | 0 | 0 | 0 | 0 | 0 | 0 | 0 | 0 | 0 | 0 | 0 | 0 | 0 | 0 | 0 | 0 | 0 | 0 | 0 | 0 | 0 | 0 | 0 | 0 | 0 | 1 | 0 | 0 | 0 | 0 | 0 | 0 | 0 | 0 | 0 | 0 | 0 | 0 | 1 | 0 | 0 | 1 | 0 | 0 | 0 | 0 | 0 | 0 | 0 | 0 | 0 | 0 | 0 | 0 | 0 | 0 | 0 | 0 | 0 | 0 | 0 | 0 | 0 | 0 | 0 | 0 | 0 | 0 | 0 | 0 | 0 | 0 | 0 | 0 | 0 | 0 | 0 | 0 | 0 | 0 | 0 | 0 | 0 | Northern_California_Li_Battery_4hr | Northern_California_Li_Battery_8hr | Northern_California_Solar |  | Solano_Wind |  |  |  | Northern_California | Solano
SCE Eastern | Cielo Azul | 500 | AZ |  |  | 4 | 0 | 0 | 0 | 0 | 0 | 0 | 0 | 0 | 0 | 0 | 0 | 0 | 0 | 0 | 0 | 0 | 1 | 1 | 0 | 0 | 0 | 1 | 0 | 0 | 1 | 0 | 0 | 0 | 0 | 0 | 0 | 0 | 0 | 0 | 0 | 0 | 0 | 0 | 0 | 0 | 0 | 0 | 0 | 0 | 0 | 0 | 0 | 0 | 0 | 0 | 0 | 0 | 0 | 0 | 0 | 0 | 0 | 0 | 0 | 0 | 0 | 0 | 0 | 0 | 0 | 0 | 0 | 0 | 0 | 0 | 0 | 0 | 0 | 0 | 0 | 0 | 0 | 0 | 0 | 0 | 0 | 0 | 0 | 0 | 0 | 0 | 0 | 0 | 0 | 0 | 0 | 0 | 0 | 0 | 0 | 0 | 0 | Arizona_Li_Battery_4hr | Arizona_Li_Battery_8hr | Arizona_Solar |  | 0 |  |  |  | Arizona | Arizona
PG&E GBA | Clay | 60 | CA | 95640 | Amador | 3 | 0 | 0 | 0 | 0 | 0 | 0 | 0 | 0 | 0 | 0 | 0 | 0 | 0 | 0 | 0 | 0 | 0 | 0 | 0 | 0 | 0 | 0 | 0 | 0 | 0 | 0 | 0 | 0 | 0 | 0 | 0 | 0 | 0 | 0 | 0 | 0 | 0 | 0 | 0 | 0 | 0 | 0 | 0 | 0 | 0 | 1 | 0 | 0 | 0 | 0 | 0 | 0 | 0 | 0 | 0 | 0 | 0 | 0 | 0 | 1 | 1 | 0 | 0 | 0 | 0 | 0 | 0 | 0 | 0 | 0 | 0 | 0 | 0 | 0 | 0 | 0 | 0 | 0 | 0 | 0 | 0 | 0 | 0 | 0 | 0 | 0 | 0 | 0 | 0 | 0 | 0 | 0 | 0 | 0 | 0 | 0 | 0 | Northern_California_Li_Battery_4hr | Northern_California_Li_Battery_8hr | Northern_California_Solar |  | Central_Valley_North_Los_Banos_Wind |  |  |  | Northern_California | El_Dorado_Mariposa
PG&E GBA | Clayton | 115 | CA | 94521 | Contra Costa | 1 | 0 | 0 | 0 | 0 | 0 | 0 | 0 | 0 | 0 | 0 | 0 | 0 | 0 | 0 | 0 | 0 | 0 | 0 | 0 | 0 | 0 | 0 | 0 | 0 | 0 | 0 | 0 | 0 | 0 | 0 | 0 | 0 | 0 | 0 | 0 | 0 | 0 | 0 | 0 | 1 | 0 | 0 | 0 | 0 | 0 | 0 | 0 | 0 | 0 | 0 | 0 | 0 | 0 | 0 | 0 | 0 | 0 | 0 | 0 | 0 | 0 | 0 | 0 | 0 | 0 | 0 | 0 | 0 | 0 | 0 | 0 | 0 | 0 | 0 | 0 | 0 | 0 | 0 | 0 | 0 | 0 | 0 | 0 | 0 | 0 | 0 | 0 | 0 | 0 | 0 | 0 | 0 | 0 | 0 | 0 | 0 | 0 | Northern_California_Li_Battery_4hr | Northern_California_Li_Battery_8hr | Northern_California_Solar |  | Solano_Wind |  |  |  | Northern_California | Solano
PG&E NGBA | Cloverdale | 115 | CA | 95425 | SONOMA | 6 | 0 | 0 | 0 | 0 | 0 | 0 | 0 | 0 | 0 | 0 | 0 | 0 | 0 | 0 | 0 | 0 | 0 | 0 | 0 | 0 | 0 | 0 | 0 | 0 | 0 | 0 | 0 | 0 | 0 | 0 | 0 | 0 | 0 | 0 | 0 | 0 | 0 | 0 | 0 | 1 | 0 | 1 | 0 | 0 | 0 | 0 | 0 | 0 | 0 | 0 | 0 | 0 | 1 | 0 | 1 | 1 | 0 | 0 | 0 | 0 | 0 | 0 | 0 | 0 | 0 | 0 | 1 | 0 | 0 | 0 | 0 | 0 | 0 | 0 | 0 | 0 | 0 | 0 | 0 | 0 | 0 | 0 | 0 | 0 | 0 | 0 | 0 | 0 | 0 | 0 | 0 | 0 | 0 | 0 | 0 | 0 | 0 | Northern_California_Li_Battery_4hr | Northern_California_Li_Battery_8hr | Northern_California_Solar | Northern_California_Geothermal | Northern_California_Wind |  |  |  | Northern_California | Mendocino_Marin
PG&E FRESNO | Clovis | 115 | CA | 93611 | Fresno | 7 | 0 | 0 | 0 | 0 | 0 | 0 | 0 | 0 | 0 | 0 | 0 | 0 | 0 | 0 | 0 | 0 | 0 | 0 | 0 | 0 | 0 | 0 | 0 | 0 | 0 | 0 | 0 | 0 | 0 | 0 | 0 | 0 | 0 | 0 | 0 | 0 | 0 | 0 | 0 | 0 | 0 | 0 | 0 | 0 | 0 | 0 | 0 | 0 | 0 | 0 | 0 | 0 | 0 | 0 | 0 | 0 | 0 | 0 | 0 | 0 | 0 | 0 | 0 | 0 | 0 | 0 | 0 | 0 | 0 | 0 | 0 | 0 | 0 | 0 | 0 | 0 | 0 | 0 | 0 | 1 | 0 | 1 | 1 | 1 | 0 | 1 | 0 | 1 | 0 | 0 | 0 | 0 | 1 | 0 | 0 | 0 | 0 | Southern_PGAE_Li_Battery_4hr | Southern_PGAE_Li_Battery_8hr | Southern_PGAE_Solar |  | Central_Valley_North_Los_Banos_Wind |  |  |  | Southern_PGAE | Central_Valley_North_Los_Banos
PG&E GBA | Coburn | 230 | CA | 93930 | MONTEREY | 6 | 0 | 0 | 0 | 0 | 0 | 0 | 0 | 0 | 0 | 0 | 0 | 0 | 0 | 0 | 0 | 0 | 0 | 0 | 0 | 0 | 0 | 0 | 0 | 0 | 0 | 0 | 0 | 0 | 0 | 0 | 0 | 0 | 0 | 0 | 0 | 0 | 0 | 0 | 0 | 0 | 0 | 0 | 0 | 0 | 0 | 0 | 0 | 0 | 0 | 0 | 0 | 0 | 0 | 0 | 0 | 1 | 0 | 0 | 0 | 1 | 0 | 0 | 0 | 0 | 0 | 0 | 0 | 0 | 0 | 0 | 0 | 0 | 0 | 0 | 0 | 0 | 0 | 0 | 1 | 1 | 0 | 0 | 0 | 0 | 0 | 1 | 0 | 0 | 0 | 0 | 0 | 0 | 0 | 0 | 0 | 0 | 1 | Southern_PGAE_Li_Battery_4hr | Southern_PGAE_Li_Battery_8hr | Southern_PGAE_Solar |  | Kern_Greater_Carrizo_Wind |  |  |  | Southern_PGAE | Peninsula_Monterey
PG&E GBA | Coburn | 60 | CA | 93930 | MONTEREY | 6 | 0 | 0 | 0 | 0 | 0 | 0 | 0 | 0 | 0 | 0 | 0 | 0 | 0 | 0 | 0 | 0 | 0 | 0 | 0 | 0 | 0 | 0 | 0 | 0 | 0 | 0 | 0 | 0 | 0 | 0 | 0 | 0 | 0 | 0 | 0 | 0 | 0 | 0 | 0 | 0 | 0 | 0 | 0 | 0 | 0 | 0 | 0 | 0 | 0 | 0 | 0 | 0 | 0 | 0 | 0 | 1 | 0 | 0 | 0 | 1 | 0 | 0 | 0 | 0 | 0 | 0 | 0 | 0 | 0 | 0 | 0 | 0 | 0 | 0 | 0 | 0 | 0 | 0 | 1 | 1 | 0 | 0 | 0 | 0 | 0 | 1 | 0 | 0 | 0 | 0 | 0 | 0 | 0 | 0 | 0 | 0 | 1 | Southern_PGAE_Li_Battery_4hr | Southern_PGAE_Li_Battery_8hr | Southern_PGAE_Solar |  | Kern_Greater_Carrizo_Wind |  |  |  | Southern_PGAE | Peninsula_Monterey
PG&E NGBA | Colgate | 230 | CA | 95935 | YUBA | 7 | 0 | 0 | 0 | 0 | 0 | 0 | 0 | 0 | 0 | 0 | 0 | 0 | 0 | 0 | 0 | 0 | 0 | 0 | 0 | 0 | 0 | 0 | 0 | 0 | 0 | 0 | 0 | 0 | 0 | 0 | 0 | 0 | 0 | 0 | 0 | 0 | 0 | 0 | 0 | 1 | 0 | 0 | 0 | 0 | 1 | 1 | 1 | 1 | 0 | 0 | 0 | 0 | 0 | 0 | 0 | 0 | 0 | 0 | 0 | 1 | 1 | 0 | 0 | 0 | 0 | 0 | 0 | 0 | 0 | 0 | 0 | 0 | 0 | 0 | 0 | 0 | 0 | 0 | 0 | 0 | 0 | 0 | 0 | 0 | 0 | 0 | 0 | 0 | 0 | 0 | 0 | 0 | 0 | 0 | 0 | 0 | 0 | Northern_California_Li_Battery_4hr | Northern_California_Li_Battery_8hr | Northern_California_Solar |  | Northern_California_Wind |  |  |  | Northern_California | Northern_California
PG&E GBA | Collierville | 230 | CA | 95247 | CALAVERAS | 5 | 0 | 0 | 0 | 0 | 0 | 0 | 0 | 0 | 0 | 0 | 0 | 0 | 0 | 0 | 0 | 0 | 0 | 0 | 0 | 0 | 0 | 0 | 0 | 0 | 0 | 0 | 0 | 0 | 0 | 0 | 0 | 0 | 0 | 0 | 0 | 0 | 0 | 0 | 0 | 0 | 0 | 0 | 0 | 0 | 0 | 1 | 0 | 0 | 0 | 0 | 0 | 0 | 0 | 0 | 0 | 1 | 0 | 1 | 0 | 1 | 0 | 0 | 0 | 0 | 0 | 1 | 0 | 0 | 0 | 0 | 0 | 0 | 0 | 0 | 0 | 0 | 0 | 0 | 0 | 0 | 0 | 0 | 0 | 0 | 0 | 0 | 0 | 0 | 0 | 0 | 0 | 0 | 0 | 0 | 0 | 0 | 0 | Northern_California_Li_Battery_4hr | Northern_California_Li_Battery_8hr | Northern_California_Solar |  | Central_Valley_North_Los_Banos_Wind |  |  |  | Northern_California | El_Dorado_Mariposa
PG&E GBA | Collinsville | 230 | CA | 94585 | SOLANO | 1 | 0 | 0 | 0 | 0 | 0 | 0 | 0 | 0 | 0 | 0 | 0 | 0 | 0 | 0 | 0 | 0 | 0 | 0 | 0 | 0 | 0 | 0 | 0 | 0 | 0 | 0 | 0 | 0 | 0 | 0 | 0 | 0 | 0 | 0 | 0 | 0 | 0 | 0 | 0 | 1 | 0 | 0 | 0 | 0 | 0 | 0 | 0 | 0 | 0 | 0 | 0 | 0 | 0 | 0 | 0 | 0 | 0 | 0 | 0 | 0 | 0 | 0 | 0 | 0 | 0 | 0 | 0 | 0 | 0 | 0 | 0 | 0 | 0 | 0 | 0 | 0 | 0 | 0 | 0 | 0 | 0 | 0 | 0 | 0 | 0 | 0 | 0 | 0 | 0 | 0 | 0 | 0 | 0 | 0 | 0 | 0 | 0 | Northern_California_Li_Battery_4hr | Northern_California_Li_Battery_8hr | Northern_California_Solar |  | Solano_Wind |  |  |  | Northern_California | Solano
PG&E GBA | Collinsville | 500 | CA | 94585 | SOLANO | 1 | 0 | 0 | 0 | 0 | 0 | 0 | 0 | 0 | 0 | 0 | 0 | 0 | 0 | 0 | 0 | 0 | 0 | 0 | 0 | 0 | 0 | 0 | 0 | 0 | 0 | 0 | 0 | 0 | 0 | 0 | 0 | 0 | 0 | 0 | 0 | 0 | 0 | 0 | 0 | 1 | 0 | 0 | 0 | 0 | 0 | 0 | 0 | 0 | 0 | 0 | 0 | 0 | 0 | 0 | 0 | 0 | 0 | 0 | 0 | 0 | 0 | 0 | 0 | 0 | 0 | 0 | 0 | 0 | 0 | 0 | 0 | 0 | 0 | 0 | 0 | 0 | 0 | 0 | 0 | 0 | 0 | 0 | 0 | 0 | 0 | 0 | 0 | 0 | 0 | 0 | 0 | 0 | 0 | 0 | 0 | 0 | 0 | Northern_California_Li_Battery_4hr | Northern_California_Li_Battery_8hr | Northern_California_Solar |  | Solano_Wind |  |  |  | Northern_California | Solano
SCE Eastern | Colorado River | 230 | CA | 92239 | RIVERSIDE | 3 | 0 | 0 | 0 | 0 | 0 | 0 | 0 | 0 | 0 | 0 | 0 | 0 | 0 | 0 | 0 | 1 | 0 | 1 | 0 | 0 | 0 | 1 | 0 | 0 | 0 | 0 | 0 | 0 | 0 | 0 | 0 | 0 | 0 | 0 | 0 | 0 | 0 | 0 | 0 | 0 | 0 | 0 | 0 | 0 | 0 | 0 | 0 | 0 | 0 | 0 | 0 | 0 | 0 | 0 | 0 | 0 | 0 | 0 | 0 | 0 | 0 | 0 | 0 | 0 | 0 | 0 | 0 | 0 | 0 | 0 | 0 | 0 | 0 | 0 | 0 | 0 | 0 | 0 | 0 | 0 | 0 | 0 | 0 | 0 | 0 | 0 | 0 | 0 | 0 | 0 | 0 | 0 | 0 | 0 | 0 | 0 | 0 | Riverside_Li_Battery_4hr | Riverside_Li_Battery_8hr | Riverside_Solar |  | Riverside_Palm_Springs_Wind |  |  |  | Riverside | Riverside (Exclude)
SCE Eastern | Colorado River | 500 | CA | 92239 | RIVERSIDE | 2 | 0 | 0 | 0 | 0 | 0 | 0 | 0 | 0 | 0 | 0 | 0 | 0 | 0 | 0 | 0 | 0 | 0 | 1 | 0 | 0 | 0 | 1 | 0 | 0 | 0 | 0 | 0 | 0 | 0 | 0 | 0 | 0 | 0 | 0 | 0 | 0 | 0 | 0 | 0 | 0 | 0 | 0 | 0 | 0 | 0 | 0 | 0 | 0 | 0 | 0 | 0 | 0 | 0 | 0 | 0 | 0 | 0 | 0 | 0 | 0 | 0 | 0 | 0 | 0 | 0 | 0 | 0 | 0 | 0 | 0 | 0 | 0 | 0 | 0 | 0 | 0 | 0 | 0 | 0 | 0 | 0 | 0 | 0 | 0 | 0 | 0 | 0 | 0 | 0 | 0 | 0 | 0 | 0 | 0 | 0 | 0 | 0 | Riverside_Li_Battery_4hr | Riverside_Li_Battery_8hr | Riverside_Solar |  | Riverside_Palm_Springs_Wind |  |  |  | Riverside | Riverside (Exclude)
PG&E KERN | Columbus | 115 | CA | 93306 | KERN | 4 | 0 | 0 | 0 | 0 | 0 | 0 | 0 | 0 | 0 | 0 | 0 | 0 | 0 | 0 | 0 | 0 | 0 | 0 | 0 | 0 | 0 | 0 | 0 | 0 | 0 | 0 | 0 | 0 | 0 | 0 | 0 | 0 | 0 | 0 | 0 | 0 | 0 | 0 | 0 | 0 | 0 | 0 | 0 | 0 | 0 | 0 | 0 | 0 | 0 | 0 | 0 | 0 | 0 | 0 | 0 | 0 | 0 | 0 | 0 | 0 | 0 | 0 | 0 | 0 | 0 | 0 | 0 | 0 | 0 | 0 | 1 | 0 | 0 | 0 | 0 | 0 | 0 | 0 | 1 | 1 | 0 | 0 | 0 | 0 | 0 | 0 | 0 | 0 | 0 | 0 | 0 | 0 | 0 | 0 | 1 | 0 | 0 | Southern_PGAE_Li_Battery_4hr | Southern_PGAE_Li_Battery_8hr | Southern_PGAE_Solar |  | Central_Valley_North_Los_Banos_Wind |  |  |  | Southern_PGAE | Central_Valley_North_Los_Banos
PG&E GBA | Contra Costa | 115 | CA | 94509 | CONTRA COSTA | 9 | 0 | 0 | 0 | 0 | 0 | 0 | 0 | 0 | 0 | 0 | 0 | 0 | 0 | 0 | 0 | 0 | 0 | 0 | 0 | 0 | 0 | 0 | 0 | 0 | 0 | 0 | 0 | 0 | 0 | 0 | 0 | 0 | 0 | 0 | 0 | 0 | 0 | 0 | 0 | 1 | 0 | 0 | 0 | 0 | 0 | 0 | 0 | 0 | 0 | 0 | 0 | 0 | 0 | 1 | 1 | 1 | 1 | 0 | 1 | 1 | 0 | 0 | 0 | 0 | 0 | 1 | 1 | 0 | 0 | 0 | 0 | 0 | 0 | 0 | 0 | 0 | 0 | 0 | 0 | 0 | 0 | 0 | 0 | 0 | 0 | 0 | 0 | 0 | 0 | 0 | 0 | 0 | 0 | 0 | 0 | 0 | 0 | Northern_California_Li_Battery_4hr | Northern_California_Li_Battery_8hr | Northern_California_Solar |  | Solano_Wind |  |  |  | Northern_California | Solano
PG&E GBA | Contra Costa | 230 | CA | 94509 | CONTRA COSTA | 7 | 0 | 0 | 0 | 0 | 0 | 0 | 0 | 0 | 0 | 0 | 0 | 0 | 0 | 0 | 0 | 0 | 0 | 0 | 0 | 0 | 0 | 0 | 0 | 0 | 0 | 0 | 0 | 0 | 0 | 0 | 0 | 0 | 0 | 0 | 0 | 0 | 0 | 0 | 0 | 1 | 0 | 0 | 0 | 0 | 0 | 0 | 0 | 0 | 0 | 0 | 0 | 0 | 0 | 1 | 1 | 1 | 0 | 0 | 1 | 1 | 0 | 0 | 0 | 0 | 0 | 1 | 0 | 0 | 0 | 0 | 0 | 0 | 0 | 0 | 0 | 0 | 0 | 0 | 0 | 0 | 0 | 0 | 0 | 0 | 0 | 0 | 0 | 0 | 0 | 0 | 0 | 0 | 0 | 0 | 0 | 0 | 0 | Northern_California_Li_Battery_4hr | Northern_California_Li_Battery_8hr | Northern_California_Solar |  | Solano_Wind |  |  |  | Northern_California | Solano
PG&E GBA | Contra Costa PP | 230 | CA | 94509 | CONTRA COSTA | 8 | 0 | 0 | 0 | 0 | 0 | 0 | 0 | 0 | 0 | 0 | 0 | 0 | 0 | 0 | 0 | 0 | 0 | 0 | 0 | 0 | 0 | 0 | 0 | 0 | 0 | 0 | 0 | 0 | 0 | 0 | 0 | 0 | 0 | 0 | 0 | 0 | 0 | 0 | 0 | 1 | 0 | 0 | 0 | 0 | 0 | 0 | 0 | 0 | 0 | 0 | 0 | 0 | 0 | 1 | 1 | 1 | 0 | 0 | 1 | 1 | 0 | 0 | 0 | 0 | 0 | 1 | 1 | 0 | 0 | 0 | 0 | 0 | 0 | 0 | 0 | 0 | 0 | 0 | 0 | 0 | 0 | 0 | 0 | 0 | 0 | 0 | 0 | 0 | 0 | 0 | 0 | 0 | 0 | 0 | 0 | 0 | 0 | Northern_California_Li_Battery_4hr | Northern_California_Li_Battery_8hr | Northern_California_Solar |  | Solano_Wind |  |  |  | Northern_California | Solano
SCE NOL | Control | 115 | CA | 93514 | INYO | 4 | 0 | 0 | 0 | 0 | 0 | 0 | 0 | 0 | 0 | 0 | 1 | 1 | 1 | 1 | 0 | 0 | 0 | 0 | 0 | 0 | 0 | 0 | 0 | 0 | 0 | 0 | 0 | 0 | 0 | 0 | 0 | 0 | 0 | 0 | 0 | 0 | 0 | 0 | 0 | 0 | 0 | 0 | 0 | 0 | 0 | 0 | 0 | 0 | 0 | 0 | 0 | 0 | 0 | 0 | 0 | 0 | 0 | 0 | 0 | 0 | 0 | 0 | 0 | 0 | 0 | 0 | 0 | 0 | 0 | 0 | 0 | 0 | 0 | 0 | 0 | 0 | 0 | 0 | 0 | 0 | 0 | 0 | 0 | 0 | 0 | 0 | 0 | 0 | 0 | 0 | 0 | 0 | 0 | 0 | 0 | 0 | 0 | Greater_Kramer_Li_Battery_4hr | Greater_Kramer_Li_Battery_8hr | Greater_Kramer_Solar | Inyokern_North_Kramer_Geothermal | Greater_Kramer_Wind |  |  |  | Greater_Kramer | Greater_Kramer (Exclude)
SCE NOL | Control | 55 | CA | 93514 | INYO | 4 | 0 | 0 | 0 | 0 | 0 | 0 | 0 | 0 | 0 | 0 | 1 | 1 | 1 | 1 | 0 | 0 | 0 | 0 | 0 | 0 | 0 | 0 | 0 | 0 | 0 | 0 | 0 | 0 | 0 | 0 | 0 | 0 | 0 | 0 | 0 | 0 | 0 | 0 | 0 | 0 | 0 | 0 | 0 | 0 | 0 | 0 | 0 | 0 | 0 | 0 | 0 | 0 | 0 | 0 | 0 | 0 | 0 | 0 | 0 | 0 | 0 | 0 | 0 | 0 | 0 | 0 | 0 | 0 | 0 | 0 | 0 | 0 | 0 | 0 | 0 | 0 | 0 | 0 | 0 | 0 | 0 | 0 | 0 | 0 | 0 | 0 | 0 | 0 | 0 | 0 | 0 | 0 | 0 | 0 | 0 | 0 | 0 | Greater_Kramer_Li_Battery_4hr | Greater_Kramer_Li_Battery_8hr | Greater_Kramer_Solar |  | Greater_Kramer_Wind |  |  |  | Greater_Kramer | Greater_Kramer (Exclude)
PG&E GBA | Cooley Landing | 115 | CA | 94303 | San Mateo | 3 | 0 | 0 | 0 | 0 | 0 | 0 | 0 | 0 | 0 | 0 | 0 | 0 | 0 | 0 | 0 | 0 | 0 | 0 | 0 | 0 | 0 | 0 | 0 | 0 | 0 | 0 | 0 | 0 | 0 | 0 | 0 | 0 | 0 | 0 | 0 | 0 | 0 | 0 | 0 | 1 | 0 | 0 | 0 | 0 | 0 | 0 | 0 | 0 | 0 | 0 | 0 | 0 | 1 | 0 | 0 | 1 | 0 | 0 | 0 | 0 | 0 | 0 | 0 | 0 | 0 | 0 | 0 | 0 | 0 | 0 | 0 | 0 | 0 | 0 | 0 | 0 | 0 | 0 | 0 | 0 | 0 | 0 | 0 | 0 | 0 | 0 | 0 | 0 | 0 | 0 | 0 | 0 | 0 | 0 | 0 | 0 | 0 | Northern_California_Li_Battery_4hr | Northern_California_Li_Battery_8hr | Northern_California_Solar |  | Kern_Greater_Carrizo_Wind |  |  |  | Northern_California | Peninsula_Monterey
PG&E GBA | Cooley Landing | 60 | CA | 94303 | San Mateo | 2 | 0 | 0 | 0 | 0 | 0 | 0 | 0 | 0 | 0 | 0 | 0 | 0 | 0 | 0 | 0 | 0 | 0 | 0 | 0 | 0 | 0 | 0 | 0 | 0 | 0 | 0 | 0 | 0 | 0 | 0 | 0 | 0 | 0 | 0 | 0 | 0 | 0 | 0 | 0 | 0 | 0 | 0 | 0 | 0 | 0 | 0 | 0 | 0 | 0 | 0 | 0 | 0 | 0 | 0 | 0 | 1 | 0 | 0 | 0 | 0 | 0 | 0 | 0 | 0 | 0 | 1 | 0 | 0 | 0 | 0 | 0 | 0 | 0 | 0 | 0 | 0 | 0 | 0 | 0 | 0 | 0 | 0 | 0 | 0 | 0 | 0 | 0 | 0 | 0 | 0 | 0 | 0 | 0 | 0 | 0 | 0 | 0 | Northern_California_Li_Battery_4hr | Northern_California_Li_Battery_8hr | Northern_California_Solar |  | Kern_Greater_Carrizo_Wind |  |  |  | Northern_California | Peninsula_Monterey
SCE NOL | Coolwater | 230 | CA | 92327 | SAN BERNARDINO | 3 | 0 | 0 | 0 | 0 | 0 | 0 | 0 | 0 | 0 | 0 | 0 | 1 | 1 | 1 | 0 | 0 | 0 | 0 | 0 | 0 | 0 | 0 | 0 | 0 | 0 | 0 | 0 | 0 | 0 | 0 | 0 | 0 | 0 | 0 | 0 | 0 | 0 | 0 | 0 | 0 | 0 | 0 | 0 | 0 | 0 | 0 | 0 | 0 | 0 | 0 | 0 | 0 | 0 | 0 | 0 | 0 | 0 | 0 | 0 | 0 | 0 | 0 | 0 | 0 | 0 | 0 | 0 | 0 | 0 | 0 | 0 | 0 | 0 | 0 | 0 | 0 | 0 | 0 | 0 | 0 | 0 | 0 | 0 | 0 | 0 | 0 | 0 | 0 | 0 | 0 | 0 | 0 | 0 | 0 | 0 | 0 | 0 | Greater_Kramer_Li_Battery_4hr | Greater_Kramer_Li_Battery_8hr | Greater_Kramer_Solar |  | Greater_Kramer_Wind |  |  |  | Greater_Kramer | Greater_Kramer
SCE NOL | Coolwater | 115 | CA | 92327 | SAN BERNARDINO | 3 | 0 | 0 | 0 | 0 | 0 | 0 | 0 | 0 | 0 | 0 | 0 | 1 | 1 | 1 | 0 | 0 | 0 | 0 | 0 | 0 | 0 | 0 | 0 | 0 | 0 | 0 | 0 | 0 | 0 | 0 | 0 | 0 | 0 | 0 | 0 | 0 | 0 | 0 | 0 | 0 | 0 | 0 | 0 | 0 | 0 | 0 | 0 | 0 | 0 | 0 | 0 | 0 | 0 | 0 | 0 | 0 | 0 | 0 | 0 | 0 | 0 | 0 | 0 | 0 | 0 | 0 | 0 | 0 | 0 | 0 | 0 | 0 | 0 | 0 | 0 | 0 | 0 | 0 | 0 | 0 | 0 | 0 | 0 | 0 | 0 | 0 | 0 | 0 | 0 | 0 | 0 | 0 | 0 | 0 | 0 | 0 | 0 | Greater_Kramer_Li_Battery_4hr | Greater_Kramer_Li_Battery_8hr | Greater_Kramer_Solar |  | Greater_Kramer_Wind |  |  |  | Greater_Kramer | Greater_Kramer
PG&E KERN | Copus | 70 | CA | 93311 | Kern | 7 | 0 | 0 | 0 | 0 | 0 | 0 | 0 | 0 | 0 | 0 | 0 | 0 | 0 | 0 | 0 | 0 | 0 | 0 | 0 | 0 | 0 | 0 | 0 | 0 | 0 | 0 | 0 | 0 | 0 | 0 | 0 | 0 | 0 | 0 | 0 | 0 | 0 | 0 | 0 | 0 | 0 | 0 | 0 | 0 | 0 | 0 | 0 | 0 | 0 | 0 | 0 | 0 | 0 | 0 | 0 | 0 | 0 | 0 | 0 | 0 | 0 | 0 | 0 | 0 | 0 | 0 | 0 | 0 | 0 | 0 | 1 | 1 | 1 | 0 | 1 | 0 | 0 | 0 | 1 | 1 | 0 | 0 | 0 | 0 | 0 | 0 | 0 | 0 | 0 | 0 | 0 | 0 | 0 | 0 | 1 | 0 | 0 | Southern_PGAE_Li_Battery_4hr | Southern_PGAE_Li_Battery_8hr | Southern_PGAE_Solar |  | Central_Valley_North_Los_Banos_Wind |  |  |  | Southern_PGAE | Central_Valley_North_Los_Banos
PG&E FRESNO | Corcoran | 70 | CA | 93212 | KINGS | 9 | 0 | 0 | 0 | 0 | 0 | 0 | 0 | 0 | 0 | 0 | 0 | 0 | 0 | 0 | 0 | 0 | 0 | 0 | 0 | 0 | 0 | 0 | 0 | 0 | 0 | 0 | 0 | 0 | 0 | 0 | 0 | 0 | 0 | 0 | 0 | 0 | 0 | 0 | 0 | 0 | 0 | 0 | 0 | 0 | 0 | 1 | 0 | 0 | 0 | 0 | 0 | 0 | 0 | 0 | 0 | 0 | 0 | 0 | 0 | 0 | 0 | 0 | 0 | 0 | 0 | 0 | 0 | 0 | 0 | 0 | 0 | 0 | 0 | 0 | 0 | 0 | 0 | 0 | 1 | 1 | 0 | 1 | 0 | 1 | 1 | 1 | 0 | 0 | 0 | 1 | 0 | 0 | 0 | 0 | 1 | 0 | 0 | Southern_PGAE_Li_Battery_4hr | Southern_PGAE_Li_Battery_8hr | Southern_PGAE_Solar |  | Central_Valley_North_Los_Banos_Wind |  |  |  | Southern_PGAE | Central_Valley_North_Los_Banos
PG&E FRESNO | Corcoran | 115 | CA | 93212 | KINGS | 8 | 0 | 0 | 0 | 0 | 0 | 0 | 0 | 0 | 0 | 0 | 0 | 0 | 0 | 0 | 0 | 0 | 0 | 0 | 0 | 0 | 0 | 0 | 0 | 0 | 0 | 0 | 0 | 0 | 0 | 0 | 0 | 0 | 0 | 0 | 0 | 0 | 0 | 0 | 0 | 0 | 0 | 0 | 0 | 0 | 0 | 1 | 0 | 0 | 0 | 0 | 0 | 0 | 0 | 0 | 0 | 0 | 0 | 0 | 0 | 0 | 0 | 0 | 0 | 0 | 0 | 0 | 0 | 0 | 0 | 0 | 0 | 0 | 0 | 0 | 0 | 0 | 0 | 0 | 1 | 0 | 0 | 1 | 0 | 1 | 1 | 1 | 0 | 0 | 0 | 1 | 0 | 0 | 0 | 0 | 1 | 0 | 0 | Southern_PGAE_Li_Battery_4hr | Southern_PGAE_Li_Battery_8hr | Southern_PGAE_Solar |  | Central_Valley_North_Los_Banos_Wind |  |  |  | Southern_PGAE | Central_Valley_North_Los_Banos
PG&E NGBA | Corona | 115 | CA | 94954 | SONOMA | 3 | 0 | 0 | 0 | 0 | 0 | 0 | 0 | 0 | 0 | 0 | 0 | 0 | 0 | 0 | 0 | 0 | 0 | 0 | 0 | 0 | 0 | 0 | 0 | 0 | 0 | 0 | 0 | 0 | 0 | 0 | 0 | 0 | 0 | 0 | 0 | 0 | 0 | 0 | 0 | 1 | 0 | 0 | 0 | 0 | 0 | 0 | 0 | 0 | 0 | 0 | 0 | 0 | 1 | 0 | 0 | 0 | 0 | 0 | 0 | 0 | 0 | 0 | 0 | 0 | 0 | 0 | 1 | 0 | 0 | 0 | 0 | 0 | 0 | 0 | 0 | 0 | 0 | 0 | 0 | 0 | 0 | 0 | 0 | 0 | 0 | 0 | 0 | 0 | 0 | 0 | 0 | 0 | 0 | 0 | 0 | 0 | 0 | Northern_California_Li_Battery_4hr | Northern_California_Li_Battery_8hr | Northern_California_Solar |  | Northern_California_Wind |  |  |  | Northern_California | Mendocino_Marin
PG&E NGBA | Cortina | 230 | CA | 95987 | COLUSA | 3 | 0 | 0 | 0 | 0 | 0 | 0 | 0 | 0 | 0 | 0 | 0 | 0 | 0 | 0 | 0 | 0 | 0 | 0 | 0 | 0 | 0 | 0 | 0 | 0 | 0 | 0 | 0 | 0 | 0 | 0 | 0 | 0 | 0 | 0 | 0 | 0 | 0 | 0 | 0 | 1 | 0 | 0 | 0 | 0 | 0 | 0 | 0 | 0 | 0 | 0 | 0 | 0 | 1 | 0 | 0 | 0 | 0 | 0 | 0 | 0 | 0 | 0 | 0 | 0 | 0 | 0 | 1 | 0 | 0 | 0 | 0 | 0 | 0 | 0 | 0 | 0 | 0 | 0 | 0 | 0 | 0 | 0 | 0 | 0 | 0 | 0 | 0 | 0 | 0 | 0 | 0 | 0 | 0 | 0 | 0 | 0 | 0 | Northern_California_Li_Battery_4hr | Northern_California_Li_Battery_8hr | Northern_California_Solar |  | Northern_California_Wind |  |  |  | Northern_California | Northern_California
PG&E NGBA | Cortina | 115 | CA | 95987 | COLUSA | 3 | 0 | 0 | 0 | 0 | 0 | 0 | 0 | 0 | 0 | 0 | 0 | 0 | 0 | 0 | 0 | 0 | 0 | 0 | 0 | 0 | 0 | 0 | 0 | 0 | 0 | 0 | 0 | 0 | 0 | 0 | 0 | 0 | 0 | 0 | 0 | 0 | 0 | 0 | 0 | 1 | 0 | 0 | 0 | 0 | 0 | 0 | 0 | 0 | 0 | 0 | 0 | 0 | 0 | 0 | 0 | 1 | 0 | 0 | 0 | 0 | 0 | 0 | 0 | 0 | 0 | 0 | 1 | 0 | 0 | 0 | 0 | 0 | 0 | 0 | 0 | 0 | 0 | 0 | 0 | 0 | 0 | 0 | 0 | 0 | 0 | 0 | 0 | 0 | 0 | 0 | 0 | 0 | 0 | 0 | 0 | 0 | 0 | Northern_California_Li_Battery_4hr | Northern_California_Li_Battery_8hr | Northern_California_Solar |  | Northern_California_Wind |  |  |  | Northern_California | Northern_California
PG&E GBA | Cottle | 230 | CA | 95361 | STANISLAUS | 12 | 0 | 0 | 0 | 0 | 0 | 0 | 0 | 0 | 0 | 0 | 0 | 0 | 0 | 0 | 0 | 0 | 0 | 0 | 0 | 0 | 0 | 0 | 0 | 0 | 0 | 0 | 0 | 0 | 0 | 0 | 0 | 0 | 0 | 0 | 0 | 0 | 0 | 0 | 0 | 0 | 0 | 0 | 0 | 0 | 0 | 1 | 0 | 0 | 0 | 0 | 0 | 0 | 0 | 0 | 0 | 0 | 0 | 0 | 0 | 1 | 1 | 0 | 0 | 0 | 0 | 0 | 0 | 0 | 0 | 0 | 0 | 0 | 0 | 0 | 0 | 0 | 0 | 0 | 1 | 1 | 0 | 1 | 1 | 0 | 1 | 0 | 0 | 1 | 1 | 1 | 0 | 0 | 1 | 0 | 0 | 0 | 0 | Southern_PGAE_Li_Battery_4hr | Southern_PGAE_Li_Battery_8hr | Southern_PGAE_Solar |  | Central_Valley_North_Los_Banos_Wind |  |  |  | Southern_PGAE | Central_Valley_North_Los_Banos
PG&E NGBA | Cottonwood | 115 | CA | 96022 | SHASTA | 1 | 0 | 0 | 0 | 0 | 0 | 0 | 0 | 0 | 0 | 0 | 0 | 0 | 0 | 0 | 0 | 0 | 0 | 0 | 0 | 0 | 0 | 0 | 0 | 0 | 0 | 0 | 0 | 0 | 0 | 0 | 0 | 0 | 0 | 0 | 0 | 0 | 0 | 0 | 0 | 1 | 0 | 0 | 0 | 0 | 0 | 0 | 0 | 0 | 0 | 0 | 0 | 0 | 0 | 0 | 0 | 0 | 0 | 0 | 0 | 0 | 0 | 0 | 0 | 0 | 0 | 0 | 0 | 0 | 0 | 0 | 0 | 0 | 0 | 0 | 0 | 0 | 0 | 0 | 0 | 0 | 0 | 0 | 0 | 0 | 0 | 0 | 0 | 0 | 0 | 0 | 0 | 0 | 0 | 0 | 0 | 0 | 0 | Northern_California_Li_Battery_4hr | Northern_California_Li_Battery_8hr | Northern_California_Solar |  | Northern_California_Wind |  |  |  | Northern_California | Northern_California
PG&E NGBA | Cottonwood | 230 | CA | 96022 | SHASTA | 1 | 0 | 0 | 0 | 0 | 0 | 0 | 0 | 0 | 0 | 0 | 0 | 0 | 0 | 0 | 0 | 0 | 0 | 0 | 0 | 0 | 0 | 0 | 0 | 0 | 0 | 0 | 0 | 0 | 0 | 0 | 0 | 0 | 0 | 0 | 0 | 0 | 0 | 0 | 0 | 1 | 0 | 0 | 0 | 0 | 0 | 0 | 0 | 0 | 0 | 0 | 0 | 0 | 0 | 0 | 0 | 0 | 0 | 0 | 0 | 0 | 0 | 0 | 0 | 0 | 0 | 0 | 0 | 0 | 0 | 0 | 0 | 0 | 0 | 0 | 0 | 0 | 0 | 0 | 0 | 0 | 0 | 0 | 0 | 0 | 0 | 0 | 0 | 0 | 0 | 0 | 0 | 0 | 0 | 0 | 0 | 0 | 0 | Northern_California_Li_Battery_4hr | Northern_California_Li_Battery_8hr | Northern_California_Solar |  | Northern_California_Wind |  |  |  | Northern_California | Northern_California
PG&E NGBA | Cottonwood | 60 | CA | 96022 | SHASTA | 1 | 0 | 0 | 0 | 0 | 0 | 0 | 0 | 0 | 0 | 0 | 0 | 0 | 0 | 0 | 0 | 0 | 0 | 0 | 0 | 0 | 0 | 0 | 0 | 0 | 0 | 0 | 0 | 0 | 0 | 0 | 0 | 0 | 0 | 0 | 0 | 0 | 0 | 0 | 0 | 1 | 0 | 0 | 0 | 0 | 0 | 0 | 0 | 0 | 0 | 0 | 0 | 0 | 0 | 0 | 0 | 0 | 0 | 0 | 0 | 0 | 0 | 0 | 0 | 0 | 0 | 0 | 0 | 0 | 0 | 0 | 0 | 0 | 0 | 0 | 0 | 0 | 0 | 0 | 0 | 0 | 0 | 0 | 0 | 0 | 0 | 0 | 0 | 0 | 0 | 0 | 0 | 0 | 0 | 0 | 0 | 0 | 0 | Northern_California_Li_Battery_4hr | Northern_California_Li_Battery_8hr | Northern_California_Solar |  | Northern_California_Wind |  |  |  | Northern_California | Northern_California
PG&E NGBA | Cove Road | 230 | CA | 96065 | SHASTA | 1 | 0 | 0 | 0 | 0 | 0 | 0 | 0 | 0 | 0 | 0 | 0 | 0 | 0 | 0 | 0 | 0 | 0 | 0 | 0 | 0 | 0 | 0 | 0 | 0 | 0 | 0 | 0 | 0 | 0 | 0 | 0 | 0 | 0 | 0 | 0 | 0 | 0 | 0 | 0 | 1 | 0 | 0 | 0 | 0 | 0 | 0 | 0 | 0 | 0 | 0 | 0 | 0 | 0 | 0 | 0 | 0 | 0 | 0 | 0 | 0 | 0 | 0 | 0 | 0 | 0 | 0 | 0 | 0 | 0 | 0 | 0 | 0 | 0 | 0 | 0 | 0 | 0 | 0 | 0 | 0 | 0 | 0 | 0 | 0 | 0 | 0 | 0 | 0 | 0 | 0 | 0 | 0 | 0 | 0 | 0 | 0 | 0 | Northern_California_Li_Battery_4hr | Northern_California_Li_Battery_8hr | Northern_California_Solar |  | Northern_California_Wind |  |  |  | Northern_California | Northern_California
PG&E GBA | Coyote | 230 | CA | 95037 | SANTA CLARA | 2 | 0 | 0 | 0 | 0 | 0 | 0 | 0 | 0 | 0 | 0 | 0 | 0 | 0 | 0 | 0 | 0 | 0 | 0 | 0 | 0 | 0 | 0 | 0 | 0 | 0 | 0 | 0 | 0 | 0 | 0 | 0 | 0 | 0 | 0 | 0 | 0 | 0 | 0 | 0 | 0 | 0 | 0 | 0 | 0 | 0 | 0 | 0 | 0 | 0 | 0 | 0 | 0 | 0 | 0 | 0 | 1 | 0 | 0 | 0 | 1 | 0 | 0 | 0 | 0 | 0 | 0 | 0 | 0 | 0 | 0 | 0 | 0 | 0 | 0 | 0 | 0 | 0 | 0 | 0 | 0 | 0 | 0 | 0 | 0 | 0 | 0 | 0 | 0 | 0 | 0 | 0 | 0 | 0 | 0 | 0 | 0 | 0 | Northern_California_Li_Battery_4hr | Northern_California_Li_Battery_8hr | Northern_California_Solar |  | Kern_Greater_Carrizo_Wind |  |  |  | Northern_California | Peninsula_Monterey
PG&E GBA | Crazy Horse Canyon | 115 | CA |  | Monterey | 2 | 0 | 0 | 0 | 0 | 0 | 0 | 0 | 0 | 0 | 0 | 0 | 0 | 0 | 0 | 0 | 0 | 0 | 0 | 0 | 0 | 0 | 0 | 0 | 0 | 0 | 0 | 0 | 0 | 0 | 0 | 0 | 0 | 0 | 0 | 0 | 0 | 0 | 0 | 0 | 0 | 0 | 0 | 0 | 0 | 0 | 0 | 0 | 0 | 0 | 0 | 0 | 0 | 0 | 0 | 0 | 0 | 0 | 0 | 0 | 0 | 0 | 0 | 0 | 0 | 1 | 0 | 0 | 0 | 0 | 0 | 0 | 0 | 0 | 0 | 0 | 0 | 0 | 0 | 0 | 0 | 0 | 0 | 0 | 0 | 0 | 0 | 0 | 0 | 0 | 0 | 0 | 0 | 0 | 0 | 0 | 0 | 1 | Southern_PGAE_Li_Battery_4hr | Southern_PGAE_Li_Battery_8hr | Southern_PGAE_Solar |  | Kern_Greater_Carrizo_Wind |  |  |  | Southern_PGAE | Peninsula_Monterey
SDGE | Creelman | 69 | CA | 92065 | SAN DIEGO | 5 | 0 | 0 | 0 | 0 | 0 | 0 | 0 | 0 | 0 | 0 | 0 | 0 | 0 | 0 | 0 | 0 | 0 | 0 | 0 | 0 | 0 | 0 | 0 | 0 | 0 | 1 | 0 | 1 | 0 | 0 | 1 | 0 | 1 | 0 | 0 | 0 | 0 | 1 | 0 | 0 | 0 | 0 | 0 | 0 | 0 | 0 | 0 | 0 | 0 | 0 | 0 | 0 | 0 | 0 | 0 | 0 | 0 | 0 | 0 | 0 | 0 | 0 | 0 | 0 | 0 | 0 | 0 | 0 | 0 | 0 | 0 | 0 | 0 | 0 | 0 | 0 | 0 | 0 | 0 | 0 | 0 | 0 | 0 | 0 | 0 | 0 | 0 | 0 | 0 | 0 | 0 | 0 | 0 | 0 | 0 | 0 | 0 | San_Diego_Li_Battery_4hr | San_Diego_Li_Battery_8hr | San_Diego_Solar |  | 0 |  |  |  | Greater_SD | Greater_SD
PG&E FRESNO | Crescent | 70 | CA | 93660 | Fresno | 7 | 0 | 0 | 0 | 0 | 0 | 0 | 0 | 0 | 0 | 0 | 0 | 0 | 0 | 0 | 0 | 0 | 0 | 0 | 0 | 0 | 0 | 0 | 0 | 0 | 0 | 0 | 0 | 0 | 0 | 0 | 0 | 0 | 0 | 0 | 0 | 0 | 0 | 0 | 0 | 0 | 0 | 0 | 0 | 0 | 0 | 1 | 0 | 0 | 0 | 0 | 0 | 0 | 0 | 0 | 0 | 0 | 0 | 0 | 0 | 0 | 0 | 0 | 0 | 0 | 0 | 0 | 0 | 0 | 0 | 0 | 0 | 0 | 0 | 0 | 0 | 0 | 0 | 0 | 1 | 1 | 0 | 1 | 0 | 0 | 0 | 1 | 0 | 0 | 0 | 1 | 0 | 1 | 0 | 0 | 0 | 0 | 0 | Southern_PGAE_Li_Battery_4hr | Southern_PGAE_Li_Battery_8hr | Southern_PGAE_Solar |  | Central_Valley_North_Los_Banos_Wind |  |  |  | Southern_PGAE | Central_Valley_North_Los_Banos
PG&E FRESNO | Cressey | 115 | CA | 95388 | Merced | 9 | 0 | 0 | 0 | 0 | 0 | 0 | 0 | 0 | 0 | 0 | 0 | 0 | 0 | 0 | 0 | 0 | 0 | 0 | 0 | 0 | 0 | 0 | 0 | 0 | 0 | 0 | 0 | 0 | 0 | 0 | 0 | 0 | 0 | 0 | 0 | 0 | 0 | 0 | 0 | 0 | 0 | 0 | 0 | 0 | 0 | 1 | 0 | 0 | 0 | 0 | 0 | 0 | 0 | 0 | 0 | 0 | 0 | 0 | 0 | 1 | 0 | 0 | 0 | 0 | 0 | 0 | 0 | 0 | 0 | 0 | 0 | 0 | 0 | 0 | 0 | 0 | 0 | 0 | 0 | 1 | 0 | 1 | 1 | 1 | 0 | 1 | 0 | 1 | 0 | 0 | 0 | 0 | 1 | 0 | 0 | 0 | 0 | Southern_PGAE_Li_Battery_4hr | Southern_PGAE_Li_Battery_8hr | Southern_PGAE_Solar |  | Central_Valley_North_Los_Banos_Wind |  |  |  | Southern_PGAE | Central_Valley_North_Los_Banos
PG&E NGBA | Cresta | 230 | CA | 95965 | BUTTE | 9 | 0 | 0 | 0 | 0 | 0 | 0 | 0 | 0 | 0 | 0 | 0 | 0 | 0 | 0 | 0 | 0 | 0 | 0 | 0 | 0 | 0 | 0 | 0 | 0 | 0 | 0 | 0 | 0 | 0 | 0 | 0 | 0 | 0 | 0 | 0 | 0 | 0 | 0 | 0 | 1 | 1 | 0 | 1 | 0 | 1 | 1 | 1 | 1 | 0 | 0 | 0 | 0 | 0 | 0 | 0 | 0 | 0 | 0 | 0 | 1 | 1 | 0 | 0 | 0 | 0 | 0 | 0 | 0 | 0 | 0 | 0 | 0 | 0 | 0 | 0 | 0 | 0 | 0 | 0 | 0 | 0 | 0 | 0 | 0 | 0 | 0 | 0 | 0 | 0 | 0 | 0 | 0 | 0 | 0 | 0 | 0 | 0 | Northern_California_Li_Battery_4hr | Northern_California_Li_Battery_8hr | Northern_California_Solar |  | Northern_California_Wind |  |  |  | Northern_California | Northern_California
SDGE | Crestwood | 69 | CA | 91905 | San Diego | 5 | 0 | 0 | 0 | 0 | 0 | 0 | 0 | 0 | 0 | 0 | 0 | 0 | 0 | 0 | 0 | 0 | 0 | 0 | 0 | 0 | 0 | 0 | 0 | 0 | 0 | 0 | 0 | 1 | 0 | 1 | 1 | 0 | 1 | 0 | 0 | 0 | 1 | 0 | 0 | 0 | 0 | 0 | 0 | 0 | 0 | 0 | 0 | 0 | 0 | 0 | 0 | 0 | 0 | 0 | 0 | 0 | 0 | 0 | 0 | 0 | 0 | 0 | 0 | 0 | 0 | 0 | 0 | 0 | 0 | 0 | 0 | 0 | 0 | 0 | 0 | 0 | 0 | 0 | 0 | 0 | 0 | 0 | 0 | 0 | 0 | 0 | 0 | 0 | 0 | 0 | 0 | 0 | 0 | 0 | 0 | 0 | 0 | Greater_Imperial_Li_Battery_4hr | Greater_Imperial_Li_Battery_8hr | Greater_Imperial_Solar |  | Greater_Imperial_Wind |  |  |  | Greater_Imperial | Greater_Imperial
PG&E GBA | Crow Creek | 60 | CA | 95360 | STANISLAUS | 7 | 0 | 0 | 0 | 0 | 0 | 0 | 0 | 0 | 0 | 0 | 0 | 0 | 0 | 0 | 0 | 0 | 0 | 0 | 0 | 0 | 0 | 0 | 0 | 0 | 0 | 0 | 0 | 0 | 0 | 0 | 0 | 0 | 0 | 0 | 0 | 0 | 0 | 0 | 0 | 0 | 0 | 0 | 0 | 0 | 0 | 1 | 0 | 0 | 0 | 0 | 0 | 0 | 0 | 0 | 0 | 1 | 0 | 1 | 0 | 1 | 0 | 0 | 1 | 1 | 0 | 1 | 0 | 0 | 0 | 0 | 0 | 0 | 0 | 0 | 0 | 0 | 0 | 0 | 0 | 0 | 0 | 0 | 0 | 0 | 0 | 0 | 0 | 0 | 0 | 0 | 0 | 0 | 0 | 0 | 0 | 0 | 0 | Southern_PGAE_Li_Battery_4hr | Southern_PGAE_Li_Battery_8hr | Southern_PGAE_Solar |  | Central_Valley_North_Los_Banos_Wind |  |  |  | Southern_PGAE | Central_Valley_North_Los_Banos
PG&E GBA | Crows Landing | 60 | CA | 95360 | STANISLAUS | 7 | 0 | 0 | 0 | 0 | 0 | 0 | 0 | 0 | 0 | 0 | 0 | 0 | 0 | 0 | 0 | 0 | 0 | 0 | 0 | 0 | 0 | 0 | 0 | 0 | 0 | 0 | 0 | 0 | 0 | 0 | 0 | 0 | 0 | 0 | 0 | 0 | 0 | 0 | 0 | 0 | 0 | 0 | 0 | 0 | 0 | 1 | 0 | 0 | 0 | 0 | 0 | 0 | 0 | 0 | 0 | 1 | 0 | 1 | 0 | 1 | 0 | 0 | 1 | 1 | 0 | 1 | 0 | 0 | 0 | 0 | 0 | 0 | 0 | 0 | 0 | 0 | 0 | 0 | 0 | 0 | 0 | 0 | 0 | 0 | 0 | 0 | 0 | 0 | 0 | 0 | 0 | 0 | 0 | 0 | 0 | 0 | 0 | Southern_PGAE_Li_Battery_4hr | Southern_PGAE_Li_Battery_8hr | Southern_PGAE_Solar |  | Central_Valley_North_Los_Banos_Wind |  |  |  | Southern_PGAE | Central_Valley_North_Los_Banos
PG&E GBA | Curtis | 115 | CA | 95370 | TUOLUMNE | 5 | 0 | 0 | 0 | 0 | 0 | 0 | 0 | 0 | 0 | 0 | 0 | 0 | 0 | 0 | 0 | 0 | 0 | 0 | 0 | 0 | 0 | 0 | 0 | 0 | 0 | 0 | 0 | 0 | 0 | 0 | 0 | 0 | 0 | 0 | 0 | 0 | 0 | 0 | 0 | 0 | 0 | 0 | 0 | 0 | 0 | 1 | 0 | 0 | 0 | 0 | 0 | 0 | 0 | 0 | 0 | 1 | 0 | 1 | 0 | 1 | 0 | 0 | 0 | 0 | 0 | 1 | 0 | 0 | 0 | 0 | 0 | 0 | 0 | 0 | 0 | 0 | 0 | 0 | 0 | 0 | 0 | 0 | 0 | 0 | 0 | 0 | 0 | 0 | 0 | 0 | 0 | 0 | 0 | 0 | 0 | 0 | 0 | Northern_California_Li_Battery_4hr | Northern_California_Li_Battery_8hr | Northern_California_Solar |  | Central_Valley_North_Los_Banos_Wind |  |  |  | Northern_California | El_Dorado_Mariposa
PG&E FRESNO | Dairyland | 115 | CA | 93610 | MADERA | 8 | 0 | 0 | 0 | 0 | 0 | 0 | 0 | 0 | 0 | 0 | 0 | 0 | 0 | 0 | 0 | 0 | 0 | 0 | 0 | 0 | 0 | 0 | 0 | 0 | 0 | 0 | 0 | 0 | 0 | 0 | 0 | 0 | 0 | 0 | 0 | 0 | 0 | 0 | 0 | 0 | 0 | 0 | 0 | 0 | 0 | 1 | 0 | 0 | 0 | 0 | 0 | 0 | 0 | 0 | 0 | 0 | 0 | 0 | 0 | 0 | 0 | 0 | 0 | 0 | 0 | 0 | 0 | 0 | 0 | 0 | 0 | 0 | 0 | 0 | 0 | 0 | 0 | 0 | 0 | 1 | 0 | 1 | 1 | 1 | 0 | 1 | 0 | 1 | 0 | 0 | 0 | 0 | 1 | 0 | 0 | 0 | 0 | Southern_PGAE_Li_Battery_4hr | Southern_PGAE_Li_Battery_8hr | Southern_PGAE_Solar |  | Central_Valley_North_Los_Banos_Wind |  |  |  | Southern_PGAE | Central_Valley_North_Los_Banos
PG&E NGBA | Davis | 115 | CA | 95616 | YOLO | 5 | 0 | 0 | 0 | 0 | 0 | 0 | 0 | 0 | 0 | 0 | 0 | 0 | 0 | 0 | 0 | 0 | 0 | 0 | 0 | 0 | 0 | 0 | 0 | 0 | 0 | 0 | 0 | 0 | 0 | 0 | 0 | 0 | 0 | 0 | 0 | 0 | 0 | 0 | 0 | 1 | 0 | 0 | 0 | 0 | 0 | 0 | 0 | 0 | 0 | 0 | 0 | 0 | 0 | 1 | 1 | 1 | 0 | 0 | 0 | 0 | 0 | 0 | 0 | 0 | 0 | 0 | 1 | 0 | 0 | 0 | 0 | 0 | 0 | 0 | 0 | 0 | 0 | 0 | 0 | 0 | 0 | 0 | 0 | 0 | 0 | 0 | 0 | 0 | 0 | 0 | 0 | 0 | 0 | 0 | 0 | 0 | 0 | Northern_California_Li_Battery_4hr | Northern_California_Li_Battery_8hr | Northern_California_Solar |  | Solano_Wind |  |  |  | Northern_California | Solano
SCE Metro | Del Amo | 500 | CA | 90703 | LOS ANGELES | 1 | 0 | 0 | 0 | 0 | 0 | 0 | 0 | 0 | 0 | 1 | 0 | 0 | 0 | 0 | 0 | 0 | 0 | 0 | 0 | 0 | 0 | 0 | 0 | 0 | 0 | 0 | 0 | 0 | 0 | 0 | 0 | 0 | 0 | 0 | 0 | 0 | 0 | 0 | 0 | 0 | 0 | 0 | 0 | 0 | 0 | 0 | 0 | 0 | 0 | 0 | 0 | 0 | 0 | 0 | 0 | 0 | 0 | 0 | 0 | 0 | 0 | 0 | 0 | 0 | 0 | 0 | 0 | 0 | 0 | 0 | 0 | 0 | 0 | 0 | 0 | 0 | 0 | 0 | 0 | 0 | 0 | 0 | 0 | 0 | 0 | 0 | 0 | 0 | 0 | 0 | 0 | 0 | 0 | 0 | 0 | 0 | 0 | Greater_LA_Li_Battery_4hr | Greater_LA_Li_Battery_8hr | Greater_LA_Solar |  | 0 |  |  |  | Greater_LA | Greater_LA
SCE Metro | Del Amo | 230 | CA | 90703 | LOS ANGELES | 1 | 0 | 0 | 0 | 0 | 0 | 0 | 0 | 0 | 0 | 1 | 0 | 0 | 0 | 0 | 0 | 0 | 0 | 0 | 0 | 0 | 0 | 0 | 0 | 0 | 0 | 0 | 0 | 0 | 0 | 0 | 0 | 0 | 0 | 0 | 0 | 0 | 0 | 0 | 0 | 0 | 0 | 0 | 0 | 0 | 0 | 0 | 0 | 0 | 0 | 0 | 0 | 0 | 0 | 0 | 0 | 0 | 0 | 0 | 0 | 0 | 0 | 0 | 0 | 0 | 0 | 0 | 0 | 0 | 0 | 0 | 0 | 0 | 0 | 0 | 0 | 0 | 0 | 0 | 0 | 0 | 0 | 0 | 0 | 0 | 0 | 0 | 0 | 0 | 0 | 0 | 0 | 0 | 0 | 0 | 0 | 0 | 0 | Greater_LA_Li_Battery_4hr | Greater_LA_Li_Battery_8hr | Greater_LA_Solar |  | 0 |  |  |  | Greater_LA | Greater_LA
SCE Eastern | Delaney | 500 | AZ | 85354 | MARICOPA | 4 | 0 | 0 | 0 | 0 | 0 | 0 | 0 | 0 | 0 | 0 | 0 | 0 | 0 | 0 | 0 | 0 | 1 | 1 | 0 | 0 | 0 | 1 | 0 | 0 | 1 | 0 | 0 | 0 | 0 | 0 | 0 | 0 | 0 | 0 | 0 | 0 | 0 | 0 | 0 | 0 | 0 | 0 | 0 | 0 | 0 | 0 | 0 | 0 | 0 | 0 | 0 | 0 | 0 | 0 | 0 | 0 | 0 | 0 | 0 | 0 | 0 | 0 | 0 | 0 | 0 | 0 | 0 | 0 | 0 | 0 | 0 | 0 | 0 | 0 | 0 | 0 | 0 | 0 | 0 | 0 | 0 | 0 | 0 | 0 | 0 | 0 | 0 | 0 | 0 | 0 | 0 | 0 | 0 | 0 | 0 | 0 | 0 | Arizona_Li_Battery_4hr | Arizona_Li_Battery_8hr | Arizona_Solar |  | 0 |  |  |  | Arizona | Arizona
PG&E NGBA | Delevan | 230 | CA | 95979 | COLUSA | 2 | 0 | 0 | 0 | 0 | 0 | 0 | 0 | 0 | 0 | 0 | 0 | 0 | 0 | 0 | 0 | 0 | 0 | 0 | 0 | 0 | 0 | 0 | 0 | 0 | 0 | 0 | 0 | 0 | 0 | 0 | 0 | 0 | 0 | 0 | 0 | 0 | 0 | 0 | 0 | 1 | 0 | 0 | 0 | 0 | 0 | 0 | 0 | 0 | 0 | 0 | 0 | 0 | 0 | 0 | 0 | 0 | 0 | 0 | 0 | 0 | 0 | 0 | 0 | 0 | 0 | 0 | 1 | 0 | 0 | 0 | 0 | 0 | 0 | 0 | 0 | 0 | 0 | 0 | 0 | 0 | 0 | 0 | 0 | 0 | 0 | 0 | 0 | 0 | 0 | 0 | 0 | 0 | 0 | 0 | 0 | 0 | 0 | Northern_California_Li_Battery_4hr | Northern_California_Li_Battery_8hr | Northern_California_Solar |  | Northern_California_Wind |  |  |  | Northern_California | Northern_California
PG&E GBA | Delta PP | 230 | CA | 94514 | CONTRA COSTA | 4 | 0 | 0 | 0 | 0 | 0 | 0 | 0 | 0 | 0 | 0 | 0 | 0 | 0 | 0 | 0 | 0 | 0 | 0 | 0 | 0 | 0 | 0 | 0 | 0 | 0 | 0 | 0 | 0 | 0 | 0 | 0 | 0 | 0 | 0 | 0 | 0 | 0 | 0 | 0 | 1 | 0 | 0 | 0 | 0 | 0 | 0 | 0 | 0 | 0 | 0 | 0 | 0 | 0 | 1 | 0 | 1 | 0 | 0 | 0 | 0 | 0 | 0 | 0 | 0 | 0 | 1 | 0 | 0 | 0 | 0 | 0 | 0 | 0 | 0 | 0 | 0 | 0 | 0 | 0 | 0 | 0 | 0 | 0 | 0 | 0 | 0 | 0 | 0 | 0 | 0 | 0 | 0 | 0 | 0 | 0 | 0 | 0 | Northern_California_Li_Battery_4hr | Northern_California_Li_Battery_8hr | Northern_California_Solar |  | Solano_Wind |  |  |  | Northern_California | Solano
EOP | Desert View | 230 | NV | 89124 | CLARK | 3 | 0 | 0 | 0 | 0 | 0 | 0 | 0 | 0 | 0 | 0 | 0 | 0 | 0 | 0 | 0 | 0 | 0 | 0 | 0 | 0 | 0 | 0 | 1 | 1 | 1 | 0 | 0 | 0 | 0 | 0 | 0 | 0 | 0 | 0 | 0 | 0 | 0 | 0 | 0 | 0 | 0 | 0 | 0 | 0 | 0 | 0 | 0 | 0 | 0 | 0 | 0 | 0 | 0 | 0 | 0 | 0 | 0 | 0 | 0 | 0 | 0 | 0 | 0 | 0 | 0 | 0 | 0 | 0 | 0 | 0 | 0 | 0 | 0 | 0 | 0 | 0 | 0 | 0 | 0 | 0 | 0 | 0 | 0 | 0 | 0 | 0 | 0 | 0 | 0 | 0 | 0 | 0 | 0 | 0 | 0 | 0 | 0 | Southern_NV_Eldorado_Li_Battery_4hr | Southern_NV_Eldorado_Li_Battery_8hr | Southern_NV_Eldorado_Solar |  | Southern_NV_Eldorado_Wind |  |  |  | Southern_NV_Eldorado | Southern_NV_Eldorado
SCE Eastern | Devers | 230 | CA | 92240 | RIVERSIDE | 2 | 0 | 0 | 0 | 0 | 0 | 0 | 0 | 0 | 0 | 0 | 0 | 0 | 0 | 0 | 0 | 0 | 0 | 0 | 0 | 1 | 0 | 1 | 0 | 0 | 0 | 0 | 0 | 0 | 0 | 0 | 0 | 0 | 0 | 0 | 0 | 0 | 0 | 0 | 0 | 0 | 0 | 0 | 0 | 0 | 0 | 0 | 0 | 0 | 0 | 0 | 0 | 0 | 0 | 0 | 0 | 0 | 0 | 0 | 0 | 0 | 0 | 0 | 0 | 0 | 0 | 0 | 0 | 0 | 0 | 0 | 0 | 0 | 0 | 0 | 0 | 0 | 0 | 0 | 0 | 0 | 0 | 0 | 0 | 0 | 0 | 0 | 0 | 0 | 0 | 0 | 0 | 0 | 0 | 0 | 0 | 0 | 0 | Riverside_Li_Battery_4hr | Riverside_Li_Battery_8hr | Riverside_Solar |  | Riverside_Palm_Springs_Wind |  |  |  | Riverside | Riverside
SCE Eastern | Devers | 500 | CA | 92240 | RIVERSIDE | 2 | 0 | 0 | 0 | 0 | 0 | 0 | 0 | 0 | 0 | 0 | 0 | 0 | 0 | 0 | 0 | 0 | 0 | 0 | 0 | 1 | 0 | 1 | 0 | 0 | 0 | 0 | 0 | 0 | 0 | 0 | 0 | 0 | 0 | 0 | 0 | 0 | 0 | 0 | 0 | 0 | 0 | 0 | 0 | 0 | 0 | 0 | 0 | 0 | 0 | 0 | 0 | 0 | 0 | 0 | 0 | 0 | 0 | 0 | 0 | 0 | 0 | 0 | 0 | 0 | 0 | 0 | 0 | 0 | 0 | 0 | 0 | 0 | 0 | 0 | 0 | 0 | 0 | 0 | 0 | 0 | 0 | 0 | 0 | 0 | 0 | 0 | 0 | 0 | 0 | 0 | 0 | 0 | 0 | 0 | 0 | 0 | 0 | Riverside_Li_Battery_4hr | Riverside_Li_Battery_8hr | Riverside_Solar |  | Riverside_Palm_Springs_Wind |  |  |  | Riverside | Riverside
PG&E KERN | Diablo Canyon | 230 | CA | 93405 | SAN LUIS OBISPO | 5 | 0 | 0 | 0 | 0 | 0 | 0 | 0 | 0 | 0 | 0 | 0 | 0 | 0 | 0 | 0 | 0 | 0 | 0 | 0 | 0 | 0 | 0 | 0 | 0 | 0 | 0 | 0 | 0 | 0 | 0 | 0 | 0 | 0 | 0 | 0 | 0 | 0 | 0 | 0 | 0 | 0 | 0 | 0 | 0 | 0 | 0 | 0 | 0 | 0 | 0 | 0 | 0 | 0 | 0 | 0 | 0 | 0 | 0 | 0 | 0 | 0 | 0 | 0 | 0 | 0 | 0 | 0 | 1 | 1 | 0 | 0 | 0 | 0 | 0 | 0 | 0 | 0 | 0 | 0 | 1 | 0 | 0 | 0 | 0 | 0 | 1 | 0 | 0 | 0 | 0 | 0 | 0 | 0 | 0 | 0 | 1 | 0 | Southern_PGAE_Li_Battery_4hr | Southern_PGAE_Li_Battery_8hr | Southern_PGAE_Solar |  | Kern_Greater_Carrizo_Wind |  |  |  | Southern_PGAE | Kern_Greater_Carrizo
PG&E KERN | Diablo Canyon | 500 | CA | 93405 | SAN LUIS OBISPO | 2 | 0 | 0 | 0 | 0 | 0 | 0 | 0 | 0 | 0 | 0 | 0 | 0 | 0 | 0 | 0 | 0 | 0 | 0 | 0 | 0 | 0 | 0 | 0 | 0 | 0 | 0 | 0 | 0 | 0 | 0 | 0 | 0 | 0 | 0 | 0 | 0 | 0 | 0 | 0 | 0 | 0 | 0 | 0 | 0 | 0 | 0 | 0 | 0 | 0 | 0 | 0 | 0 | 0 | 0 | 0 | 0 | 0 | 0 | 0 | 0 | 0 | 0 | 0 | 0 | 0 | 0 | 0 | 0 | 0 | 0 | 0 | 0 | 0 | 0 | 0 | 0 | 0 | 0 | 0 | 0 | 0 | 0 | 0 | 0 | 0 | 0 | 0 | 0 | 0 | 0 | 0 | 0 | 0 | 1 | 1 | 0 | 0 | Southern_PGAE_Li_Battery_4hr | Southern_PGAE_Li_Battery_8hr | Southern_PGAE_Solar |  | Kern_Greater_Carrizo_Wind |  | Morro_Bay_Offshore_Wind |  | Southern_PGAE | Kern_Greater_Carrizo
PG&E KERN | Divide | 115 | CA | 93455 | Santa Barbara | 5 | 0 | 0 | 0 | 0 | 0 | 0 | 0 | 0 | 0 | 0 | 0 | 0 | 0 | 0 | 0 | 0 | 0 | 0 | 0 | 0 | 0 | 0 | 0 | 0 | 0 | 0 | 0 | 0 | 0 | 0 | 0 | 0 | 0 | 0 | 0 | 0 | 0 | 0 | 0 | 0 | 0 | 0 | 0 | 0 | 0 | 0 | 0 | 0 | 0 | 0 | 0 | 0 | 0 | 0 | 0 | 0 | 0 | 0 | 0 | 0 | 0 | 0 | 0 | 0 | 0 | 0 | 0 | 1 | 1 | 0 | 0 | 0 | 0 | 0 | 0 | 0 | 0 | 0 | 0 | 1 | 0 | 0 | 0 | 0 | 0 | 1 | 0 | 0 | 0 | 0 | 0 | 0 | 0 | 0 | 0 | 1 | 0 | Southern_PGAE_Li_Battery_4hr | Southern_PGAE_Li_Battery_8hr | Southern_PGAE_Solar |  | Kern_Greater_Carrizo_Wind |  |  |  | Southern_PGAE | Kern_Greater_Carrizo
PG&E GBA | Dixon Landing | 115 | CA | 94538 | ALAMEDA | 2 | 0 | 0 | 0 | 0 | 0 | 0 | 0 | 0 | 0 | 0 | 0 | 0 | 0 | 0 | 0 | 0 | 0 | 0 | 0 | 0 | 0 | 0 | 0 | 0 | 0 | 0 | 0 | 0 | 0 | 0 | 0 | 0 | 0 | 0 | 0 | 0 | 0 | 0 | 0 | 0 | 0 | 0 | 0 | 0 | 0 | 0 | 0 | 0 | 0 | 0 | 0 | 0 | 0 | 0 | 0 | 1 | 0 | 0 | 0 | 1 | 0 | 0 | 0 | 0 | 0 | 0 | 0 | 0 | 0 | 0 | 0 | 0 | 0 | 0 | 0 | 0 | 0 | 0 | 0 | 0 | 0 | 0 | 0 | 0 | 0 | 0 | 0 | 0 | 0 | 0 | 0 | 0 | 0 | 0 | 0 | 0 | 0 | Northern_California_Li_Battery_4hr | Northern_California_Li_Battery_8hr | Northern_California_Solar |  | Solano_Wind |  |  |  | Northern_California | Solano
PG&E FRESNO | Dos Amigos | 230 | CA | 93635 | MERCED | 2 | 0 | 0 | 0 | 0 | 0 | 0 | 0 | 0 | 0 | 0 | 0 | 0 | 0 | 0 | 0 | 0 | 0 | 0 | 0 | 0 | 0 | 0 | 0 | 0 | 0 | 0 | 0 | 0 | 0 | 0 | 0 | 0 | 0 | 0 | 0 | 0 | 0 | 0 | 0 | 0 | 0 | 0 | 0 | 0 | 0 | 0 | 0 | 0 | 0 | 0 | 0 | 0 | 0 | 0 | 0 | 0 | 0 | 0 | 0 | 0 | 0 | 0 | 0 | 0 | 0 | 0 | 0 | 0 | 0 | 0 | 0 | 0 | 0 | 0 | 0 | 0 | 0 | 0 | 1 | 0 | 0 | 0 | 0 | 0 | 0 | 1 | 0 | 0 | 0 | 0 | 0 | 0 | 0 | 0 | 0 | 0 | 0 | Southern_PGAE_Li_Battery_4hr | Southern_PGAE_Li_Battery_8hr | Southern_PGAE_Solar |  | Central_Valley_North_Los_Banos_Wind |  |  |  | Southern_PGAE | Central_Valley_North_Los_Banos
PG&E NGBA | Drum | 115 | CA | 95701 | PLACER | 8 | 0 | 0 | 0 | 0 | 0 | 0 | 0 | 0 | 0 | 0 | 0 | 0 | 0 | 0 | 0 | 0 | 0 | 0 | 0 | 0 | 0 | 0 | 0 | 0 | 0 | 0 | 0 | 0 | 0 | 0 | 0 | 0 | 0 | 0 | 0 | 0 | 0 | 0 | 0 | 1 | 1 | 0 | 1 | 0 | 0 | 1 | 1 | 1 | 0 | 0 | 0 | 0 | 0 | 0 | 0 | 0 | 0 | 0 | 0 | 1 | 1 | 0 | 0 | 0 | 0 | 0 | 0 | 0 | 0 | 0 | 0 | 0 | 0 | 0 | 0 | 0 | 0 | 0 | 0 | 0 | 0 | 0 | 0 | 0 | 0 | 0 | 0 | 0 | 0 | 0 | 0 | 0 | 0 | 0 | 0 | 0 | 0 | Northern_California_Li_Battery_4hr | Northern_California_Li_Battery_8hr | Northern_California_Solar |  | Northern_California_Wind |  |  |  | Northern_California | Northern_California
PG&E GBA | Dumbarton | 115 | CA | 94555 | ALAMEDA | 2 | 0 | 0 | 0 | 0 | 0 | 0 | 0 | 0 | 0 | 0 | 0 | 0 | 0 | 0 | 0 | 0 | 0 | 0 | 0 | 0 | 0 | 0 | 0 | 0 | 0 | 0 | 0 | 0 | 0 | 0 | 0 | 0 | 0 | 0 | 0 | 0 | 0 | 0 | 0 | 1 | 0 | 0 | 0 | 0 | 0 | 0 | 0 | 0 | 0 | 0 | 0 | 0 | 1 | 0 | 0 | 0 | 0 | 0 | 0 | 0 | 0 | 0 | 0 | 0 | 0 | 0 | 0 | 0 | 0 | 0 | 0 | 0 | 0 | 0 | 0 | 0 | 0 | 0 | 0 | 0 | 0 | 0 | 0 | 0 | 0 | 0 | 0 | 0 | 0 | 0 | 0 | 0 | 0 | 0 | 0 | 0 | 0 | Northern_California_Li_Battery_4hr | Northern_California_Li_Battery_8hr | Northern_California_Solar |  | Solano_Wind |  |  |  | Northern_California | Solano
SCE NOL | Dunn Siding | 115 | CA | 92338 | San Bernardino | 3 | 0 | 0 | 0 | 0 | 0 | 0 | 0 | 0 | 0 | 0 | 0 | 1 | 1 | 1 | 0 | 0 | 0 | 0 | 0 | 0 | 0 | 0 | 0 | 0 | 0 | 0 | 0 | 0 | 0 | 0 | 0 | 0 | 0 | 0 | 0 | 0 | 0 | 0 | 0 | 0 | 0 | 0 | 0 | 0 | 0 | 0 | 0 | 0 | 0 | 0 | 0 | 0 | 0 | 0 | 0 | 0 | 0 | 0 | 0 | 0 | 0 | 0 | 0 | 0 | 0 | 0 | 0 | 0 | 0 | 0 | 0 | 0 | 0 | 0 | 0 | 0 | 0 | 0 | 0 | 0 | 0 | 0 | 0 | 0 | 0 | 0 | 0 | 0 | 0 | 0 | 0 | 0 | 0 | 0 | 0 | 0 | 0 | Greater_Kramer_Li_Battery_4hr | Greater_Kramer_Li_Battery_8hr | Greater_Kramer_Solar |  | Greater_Kramer_Wind |  |  |  | Greater_Kramer | Greater_Kramer (Exclude)
SCE Eastern | Eagle Mountain | 230 | CA | 92239 | RIVERSIDE | 3 | 0 | 0 | 0 | 0 | 0 | 0 | 0 | 0 | 0 | 0 | 0 | 0 | 0 | 0 | 0 | 0 | 0 | 0 | 1 | 1 | 0 | 1 | 0 | 0 | 0 | 0 | 0 | 0 | 0 | 0 | 0 | 0 | 0 | 0 | 0 | 0 | 0 | 0 | 0 | 0 | 0 | 0 | 0 | 0 | 0 | 0 | 0 | 0 | 0 | 0 | 0 | 0 | 0 | 0 | 0 | 0 | 0 | 0 | 0 | 0 | 0 | 0 | 0 | 0 | 0 | 0 | 0 | 0 | 0 | 0 | 0 | 0 | 0 | 0 | 0 | 0 | 0 | 0 | 0 | 0 | 0 | 0 | 0 | 0 | 0 | 0 | 0 | 0 | 0 | 0 | 0 | 0 | 0 | 0 | 0 | 0 | 0 | Riverside_Li_Battery_4hr | Riverside_Li_Battery_8hr | Riverside_Solar |  | Riverside_Palm_Springs_Wind |  |  |  | Riverside | Riverside (Exclude)
PG&E NGBA | Eagle Rock (PGE) | 60 | CA | 95441 | SONOMA | 3 | 0 | 0 | 0 | 0 | 0 | 0 | 0 | 0 | 0 | 0 | 0 | 0 | 0 | 0 | 0 | 0 | 0 | 0 | 0 | 0 | 0 | 0 | 0 | 0 | 0 | 0 | 0 | 0 | 0 | 0 | 0 | 0 | 0 | 0 | 0 | 0 | 0 | 0 | 0 | 1 | 0 | 0 | 0 | 0 | 0 | 0 | 0 | 0 | 0 | 0 | 0 | 0 | 1 | 0 | 0 | 0 | 0 | 0 | 0 | 0 | 0 | 0 | 0 | 0 | 0 | 0 | 1 | 0 | 0 | 0 | 0 | 0 | 0 | 0 | 0 | 0 | 0 | 0 | 0 | 0 | 0 | 0 | 0 | 0 | 0 | 0 | 0 | 0 | 0 | 0 | 0 | 0 | 0 | 0 | 0 | 0 | 0 | Northern_California_Li_Battery_4hr | Northern_California_Li_Battery_8hr | Northern_California_Solar | Northern_California_Geothermal | Northern_California_Wind |  |  |  | Northern_California | Mendocino_Marin
PG&E NGBA | Eagle Rock (PGE) | 115 | CA | 95441 | SONOMA | 6 | 0 | 0 | 0 | 0 | 0 | 0 | 0 | 0 | 0 | 0 | 0 | 0 | 0 | 0 | 0 | 0 | 0 | 0 | 0 | 0 | 0 | 0 | 0 | 0 | 0 | 0 | 0 | 0 | 0 | 0 | 0 | 0 | 0 | 0 | 0 | 0 | 0 | 0 | 0 | 1 | 0 | 1 | 0 | 0 | 0 | 0 | 0 | 0 | 0 | 0 | 0 | 0 | 1 | 0 | 1 | 1 | 0 | 0 | 0 | 0 | 0 | 0 | 0 | 0 | 0 | 0 | 1 | 0 | 0 | 0 | 0 | 0 | 0 | 0 | 0 | 0 | 0 | 0 | 0 | 0 | 0 | 0 | 0 | 0 | 0 | 0 | 0 | 0 | 0 | 0 | 0 | 0 | 0 | 0 | 0 | 0 | 0 | Northern_California_Li_Battery_4hr | Northern_California_Li_Battery_8hr | Northern_California_Solar | Northern_California_Geothermal | Northern_California_Wind |  |  |  | Northern_California | Mendocino_Marin
SCE Metro | Eagle Rock (SCE) | 230 | CA | 91206 | LOS ANGELES | 1 | 0 | 0 | 0 | 0 | 0 | 0 | 0 | 0 | 0 | 1 | 0 | 0 | 0 | 0 | 0 | 0 | 0 | 0 | 0 | 0 | 0 | 0 | 0 | 0 | 0 | 0 | 0 | 0 | 0 | 0 | 0 | 0 | 0 | 0 | 0 | 0 | 0 | 0 | 0 | 0 | 0 | 0 | 0 | 0 | 0 | 0 | 0 | 0 | 0 | 0 | 0 | 0 | 0 | 0 | 0 | 0 | 0 | 0 | 0 | 0 | 0 | 0 | 0 | 0 | 0 | 0 | 0 | 0 | 0 | 0 | 0 | 0 | 0 | 0 | 0 | 0 | 0 | 0 | 0 | 0 | 0 | 0 | 0 | 0 | 0 | 0 | 0 | 0 | 0 | 0 | 0 | 0 | 0 | 0 | 0 | 0 | 0 | Greater_LA_Li_Battery_4hr | Greater_LA_Li_Battery_8hr | Greater_LA_Solar |  | 0 |  |  |  | Greater_LA | Greater_LA
PG&E NGBA | East Marysville | 115 | CA | 95901 | Yuba | 4 | 0 | 0 | 0 | 0 | 0 | 0 | 0 | 0 | 0 | 0 | 0 | 0 | 0 | 0 | 0 | 0 | 0 | 0 | 0 | 0 | 0 | 0 | 0 | 0 | 0 | 0 | 0 | 0 | 0 | 0 | 0 | 0 | 0 | 0 | 0 | 0 | 0 | 0 | 0 | 1 | 0 | 0 | 0 | 0 | 0 | 1 | 0 | 1 | 0 | 0 | 0 | 0 | 0 | 0 | 0 | 0 | 0 | 0 | 0 | 1 | 0 | 0 | 0 | 0 | 0 | 0 | 0 | 0 | 0 | 0 | 0 | 0 | 0 | 0 | 0 | 0 | 0 | 0 | 0 | 0 | 0 | 0 | 0 | 0 | 0 | 0 | 0 | 0 | 0 | 0 | 0 | 0 | 0 | 0 | 0 | 0 | 0 | Northern_California_Li_Battery_4hr | Northern_California_Li_Battery_8hr | Northern_California_Solar |  | Northern_California_Wind |  |  |  | Northern_California | Northern_California
PG&E NGBA | East Nicolaus | 115 | CA | 95659 | SUTTER | 5 | 0 | 0 | 0 | 0 | 0 | 0 | 0 | 0 | 0 | 0 | 0 | 0 | 0 | 0 | 0 | 0 | 0 | 0 | 0 | 0 | 0 | 0 | 0 | 0 | 0 | 0 | 0 | 0 | 0 | 0 | 0 | 0 | 0 | 0 | 0 | 0 | 0 | 0 | 0 | 1 | 0 | 0 | 0 | 0 | 0 | 1 | 0 | 1 | 0 | 0 | 0 | 0 | 0 | 0 | 0 | 0 | 0 | 0 | 0 | 1 | 1 | 0 | 0 | 0 | 0 | 0 | 0 | 0 | 0 | 0 | 0 | 0 | 0 | 0 | 0 | 0 | 0 | 0 | 0 | 0 | 0 | 0 | 0 | 0 | 0 | 0 | 0 | 0 | 0 | 0 | 0 | 0 | 0 | 0 | 0 | 0 | 0 | Northern_California_Li_Battery_4hr | Northern_California_Li_Battery_8hr | Northern_California_Solar |  | Northern_California_Wind |  |  |  | Northern_California | Northern_California
PG&E NGBA | East Nicolaus | 60 | CA | 95659 | SUTTER | 5 | 0 | 0 | 0 | 0 | 0 | 0 | 0 | 0 | 0 | 0 | 0 | 0 | 0 | 0 | 0 | 0 | 0 | 0 | 0 | 0 | 0 | 0 | 0 | 0 | 0 | 0 | 0 | 0 | 0 | 0 | 0 | 0 | 0 | 0 | 0 | 0 | 0 | 0 | 0 | 1 | 0 | 0 | 0 | 0 | 0 | 1 | 0 | 1 | 0 | 0 | 0 | 0 | 0 | 0 | 0 | 0 | 0 | 0 | 0 | 1 | 1 | 0 | 0 | 0 | 0 | 0 | 0 | 0 | 0 | 0 | 0 | 0 | 0 | 0 | 0 | 0 | 0 | 0 | 0 | 0 | 0 | 0 | 0 | 0 | 0 | 0 | 0 | 0 | 0 | 0 | 0 | 0 | 0 | 0 | 0 | 0 | 0 | Northern_California_Li_Battery_4hr | Northern_California_Li_Battery_8hr | Northern_California_Solar |  | Northern_California_Wind |  |  |  | Northern_California | Northern_California
PG&E GBA | Eastshore | 115 | CA | 94545 | ALAMEDA | 2 | 0 | 0 | 0 | 0 | 0 | 0 | 0 | 0 | 0 | 0 | 0 | 0 | 0 | 0 | 0 | 0 | 0 | 0 | 0 | 0 | 0 | 0 | 0 | 0 | 0 | 0 | 0 | 0 | 0 | 0 | 0 | 0 | 0 | 0 | 0 | 0 | 0 | 0 | 0 | 1 | 0 | 0 | 0 | 0 | 0 | 0 | 0 | 0 | 0 | 0 | 0 | 0 | 1 | 0 | 0 | 0 | 0 | 0 | 0 | 0 | 0 | 0 | 0 | 0 | 0 | 0 | 0 | 0 | 0 | 0 | 0 | 0 | 0 | 0 | 0 | 0 | 0 | 0 | 0 | 0 | 0 | 0 | 0 | 0 | 0 | 0 | 0 | 0 | 0 | 0 | 0 | 0 | 0 | 0 | 0 | 0 | 0 | Northern_California_Li_Battery_4hr | Northern_California_Li_Battery_8hr | Northern_California_Solar |  | Solano_Wind |  |  |  | Northern_California | Solano
PG&E GBA | Eastshore | 230 | CA | 94545 | ALAMEDA | 7 | 0 | 0 | 0 | 0 | 0 | 0 | 0 | 0 | 0 | 0 | 0 | 0 | 0 | 0 | 0 | 0 | 0 | 0 | 0 | 0 | 0 | 0 | 0 | 0 | 0 | 0 | 0 | 0 | 0 | 0 | 0 | 0 | 0 | 0 | 0 | 0 | 0 | 0 | 0 | 1 | 0 | 0 | 0 | 0 | 0 | 0 | 0 | 0 | 0 | 1 | 1 | 0 | 1 | 0 | 0 | 1 | 0 | 0 | 0 | 0 | 0 | 1 | 0 | 0 | 0 | 1 | 0 | 0 | 0 | 0 | 0 | 0 | 0 | 0 | 0 | 0 | 0 | 0 | 0 | 0 | 0 | 0 | 0 | 0 | 0 | 0 | 0 | 0 | 0 | 0 | 0 | 0 | 0 | 0 | 0 | 0 | 0 | Northern_California_Li_Battery_4hr | Northern_California_Li_Battery_8hr | Northern_California_Solar |  | Solano_Wind |  |  |  | Northern_California | Solano
SDGE | ECO | 138 | CA | 91934 | SAN DIEGO | 6 | 0 | 0 | 0 | 0 | 0 | 0 | 0 | 0 | 0 | 0 | 0 | 0 | 0 | 0 | 0 | 0 | 0 | 0 | 0 | 0 | 0 | 0 | 0 | 0 | 0 | 0 | 0 | 0 | 1 | 0 | 1 | 1 | 1 | 0 | 0 | 1 | 1 | 0 | 0 | 0 | 0 | 0 | 0 | 0 | 0 | 0 | 0 | 0 | 0 | 0 | 0 | 0 | 0 | 0 | 0 | 0 | 0 | 0 | 0 | 0 | 0 | 0 | 0 | 0 | 0 | 0 | 0 | 0 | 0 | 0 | 0 | 0 | 0 | 0 | 0 | 0 | 0 | 0 | 0 | 0 | 0 | 0 | 0 | 0 | 0 | 0 | 0 | 0 | 0 | 0 | 0 | 0 | 0 | 0 | 0 | 0 | 0 | Greater_Imperial_Li_Battery_4hr | Greater_Imperial_Li_Battery_8hr | Greater_Imperial_Solar |  | Greater_Imperial_Wind |  |  |  | Greater_Imperial | Greater_Imperial
SDGE | ECO | 230 | CA | 91934 | SAN DIEGO | 6 | 0 | 0 | 0 | 0 | 0 | 0 | 0 | 0 | 0 | 0 | 0 | 0 | 0 | 0 | 0 | 0 | 0 | 0 | 0 | 0 | 0 | 0 | 0 | 0 | 0 | 0 | 0 | 0 | 1 | 0 | 1 | 1 | 1 | 0 | 0 | 1 | 1 | 0 | 0 | 0 | 0 | 0 | 0 | 0 | 0 | 0 | 0 | 0 | 0 | 0 | 0 | 0 | 0 | 0 | 0 | 0 | 0 | 0 | 0 | 0 | 0 | 0 | 0 | 0 | 0 | 0 | 0 | 0 | 0 | 0 | 0 | 0 | 0 | 0 | 0 | 0 | 0 | 0 | 0 | 0 | 0 | 0 | 0 | 0 | 0 | 0 | 0 | 0 | 0 | 0 | 0 | 0 | 0 | 0 | 0 | 0 | 0 | Greater_Imperial_Li_Battery_4hr | Greater_Imperial_Li_Battery_8hr | Greater_Imperial_Solar |  | Baja_California_Wind |  |  |  | Greater_Imperial | Greater_Imperial
SDGE | ECO | 500 | CA | 91934 | SAN DIEGO | 6 | 0 | 0 | 0 | 0 | 0 | 0 | 0 | 0 | 0 | 0 | 0 | 0 | 0 | 0 | 0 | 0 | 0 | 0 | 0 | 0 | 0 | 0 | 0 | 0 | 0 | 0 | 0 | 0 | 1 | 0 | 1 | 1 | 1 | 0 | 0 | 1 | 1 | 0 | 0 | 0 | 0 | 0 | 0 | 0 | 0 | 0 | 0 | 0 | 0 | 0 | 0 | 0 | 0 | 0 | 0 | 0 | 0 | 0 | 0 | 0 | 0 | 0 | 0 | 0 | 0 | 0 | 0 | 0 | 0 | 0 | 0 | 0 | 0 | 0 | 0 | 0 | 0 | 0 | 0 | 0 | 0 | 0 | 0 | 0 | 0 | 0 | 0 | 0 | 0 | 0 | 0 | 0 | 0 | 0 | 0 | 0 | 0 | Greater_Imperial_Li_Battery_4hr | Greater_Imperial_Li_Battery_8hr | Greater_Imperial_Solar |  | Baja_California_Wind |  |  |  | Greater_Imperial | Greater_Imperial
PG&E GBA | Edenvale | 115 | CA | 95123 | Santa Clara | 2 | 0 | 0 | 0 | 0 | 0 | 0 | 0 | 0 | 0 | 0 | 0 | 0 | 0 | 0 | 0 | 0 | 0 | 0 | 0 | 0 | 0 | 0 | 0 | 0 | 0 | 0 | 0 | 0 | 0 | 0 | 0 | 0 | 0 | 0 | 0 | 0 | 0 | 0 | 0 | 0 | 0 | 0 | 0 | 0 | 0 | 0 | 0 | 0 | 0 | 0 | 0 | 0 | 0 | 0 | 0 | 0 | 0 | 0 | 0 | 1 | 0 | 0 | 0 | 0 | 0 | 0 | 0 | 0 | 0 | 0 | 0 | 0 | 0 | 0 | 0 | 0 | 0 | 0 | 0 | 0 | 0 | 0 | 0 | 0 | 0 | 0 | 0 | 0 | 0 | 0 | 0 | 0 | 0 | 0 | 0 | 0 | 1 | Northern_California_Li_Battery_4hr | Northern_California_Li_Battery_8hr | Northern_California_Solar |  | Kern_Greater_Carrizo_Wind |  |  |  | Northern_California | Peninsula_Monterey
PG&E GBA | Edes | 115 | CA | 94603 | ALAMEDA | 3 | 0 | 0 | 0 | 0 | 0 | 0 | 0 | 0 | 0 | 0 | 0 | 0 | 0 | 0 | 0 | 0 | 0 | 0 | 0 | 0 | 0 | 0 | 0 | 0 | 0 | 0 | 0 | 0 | 0 | 0 | 0 | 0 | 0 | 0 | 0 | 0 | 0 | 0 | 0 | 1 | 0 | 0 | 0 | 0 | 0 | 0 | 0 | 0 | 0 | 0 | 0 | 0 | 1 | 0 | 0 | 1 | 0 | 0 | 0 | 0 | 0 | 0 | 0 | 0 | 0 | 0 | 0 | 0 | 0 | 0 | 0 | 0 | 0 | 0 | 0 | 0 | 0 | 0 | 0 | 0 | 0 | 0 | 0 | 0 | 0 | 0 | 0 | 0 | 0 | 0 | 0 | 0 | 0 | 0 | 0 | 0 | 0 | Northern_California_Li_Battery_4hr | Northern_California_Li_Battery_8hr | Northern_California_Solar |  | Solano_Wind |  |  |  | Northern_California | Solano
PG&E GBA | Eight Mile | 230 | CA | 95209 | SAN JOAQUIN | 5 | 0 | 0 | 0 | 0 | 0 | 0 | 0 | 0 | 0 | 0 | 0 | 0 | 0 | 0 | 0 | 0 | 0 | 0 | 0 | 0 | 0 | 0 | 0 | 0 | 0 | 0 | 0 | 0 | 0 | 0 | 0 | 0 | 0 | 0 | 0 | 0 | 0 | 0 | 0 | 1 | 0 | 0 | 0 | 0 | 0 | 1 | 0 | 1 | 0 | 0 | 0 | 0 | 0 | 0 | 0 | 0 | 0 | 0 | 0 | 1 | 1 | 0 | 0 | 0 | 0 | 0 | 0 | 0 | 0 | 0 | 0 | 0 | 0 | 0 | 0 | 0 | 0 | 0 | 0 | 0 | 0 | 0 | 0 | 0 | 0 | 0 | 0 | 0 | 0 | 0 | 0 | 0 | 0 | 0 | 0 | 0 | 0 | Northern_California_Li_Battery_4hr | Northern_California_Li_Battery_8hr | Northern_California_Solar |  | Solano_Wind |  |  |  | Northern_California | Solano
SDGE | El Cajon | 69 | CA | 92020 | SAN DIEGO | 4 | 0 | 0 | 0 | 0 | 0 | 0 | 0 | 0 | 0 | 0 | 0 | 0 | 0 | 0 | 0 | 0 | 0 | 0 | 0 | 0 | 0 | 0 | 0 | 0 | 0 | 0 | 0 | 1 | 1 | 0 | 1 | 0 | 1 | 0 | 0 | 0 | 0 | 0 | 0 | 0 | 0 | 0 | 0 | 0 | 0 | 0 | 0 | 0 | 0 | 0 | 0 | 0 | 0 | 0 | 0 | 0 | 0 | 0 | 0 | 0 | 0 | 0 | 0 | 0 | 0 | 0 | 0 | 0 | 0 | 0 | 0 | 0 | 0 | 0 | 0 | 0 | 0 | 0 | 0 | 0 | 0 | 0 | 0 | 0 | 0 | 0 | 0 | 0 | 0 | 0 | 0 | 0 | 0 | 0 | 0 | 0 | 0 | San_Diego_Li_Battery_4hr | San_Diego_Li_Battery_8hr | San_Diego_Solar |  | 0 |  |  |  | Greater_SD | Greater_SD
SCE Eastern | El Casco | 230 | CA | 92373 | RIVERSIDE | 2 | 0 | 0 | 0 | 0 | 0 | 0 | 0 | 0 | 0 | 0 | 0 | 0 | 0 | 0 | 0 | 0 | 0 | 0 | 0 | 1 | 0 | 1 | 0 | 0 | 0 | 0 | 0 | 0 | 0 | 0 | 0 | 0 | 0 | 0 | 0 | 0 | 0 | 0 | 0 | 0 | 0 | 0 | 0 | 0 | 0 | 0 | 0 | 0 | 0 | 0 | 0 | 0 | 0 | 0 | 0 | 0 | 0 | 0 | 0 | 0 | 0 | 0 | 0 | 0 | 0 | 0 | 0 | 0 | 0 | 0 | 0 | 0 | 0 | 0 | 0 | 0 | 0 | 0 | 0 | 0 | 0 | 0 | 0 | 0 | 0 | 0 | 0 | 0 | 0 | 0 | 0 | 0 | 0 | 0 | 0 | 0 | 0 | Riverside_Li_Battery_4hr | Riverside_Li_Battery_8hr | Riverside_Solar |  | Riverside_Palm_Springs_Wind |  |  |  | Riverside | Riverside (Exclude)
PG&E GBA | El Cerrito G | 115 | CA | 94530 | Contra Costa | 3 | 0 | 0 | 0 | 0 | 0 | 0 | 0 | 0 | 0 | 0 | 0 | 0 | 0 | 0 | 0 | 0 | 0 | 0 | 0 | 0 | 0 | 0 | 0 | 0 | 0 | 0 | 0 | 0 | 0 | 0 | 0 | 0 | 0 | 0 | 0 | 0 | 0 | 0 | 0 | 1 | 0 | 0 | 0 | 0 | 0 | 0 | 0 | 0 | 0 | 0 | 0 | 0 | 1 | 0 | 0 | 1 | 0 | 0 | 0 | 0 | 0 | 0 | 0 | 0 | 0 | 0 | 0 | 0 | 0 | 0 | 0 | 0 | 0 | 0 | 0 | 0 | 0 | 0 | 0 | 0 | 0 | 0 | 0 | 0 | 0 | 0 | 0 | 0 | 0 | 0 | 0 | 0 | 0 | 0 | 0 | 0 | 0 | Northern_California_Li_Battery_4hr | Northern_California_Li_Battery_8hr | Northern_California_Solar |  | Solano_Wind |  |  |  | Northern_California | Solano
PG&E NGBA | El Dorado PH | 115 | CA | 95726 | El Dorado | 6 | 0 | 0 | 0 | 0 | 0 | 0 | 0 | 0 | 0 | 0 | 0 | 0 | 0 | 0 | 0 | 0 | 0 | 0 | 0 | 0 | 0 | 0 | 0 | 0 | 0 | 0 | 0 | 0 | 0 | 0 | 0 | 0 | 0 | 0 | 0 | 0 | 0 | 0 | 0 | 1 | 0 | 0 | 0 | 0 | 0 | 1 | 1 | 1 | 0 | 0 | 0 | 0 | 0 | 0 | 0 | 0 | 0 | 0 | 0 | 1 | 1 | 0 | 0 | 0 | 0 | 0 | 0 | 0 | 0 | 0 | 0 | 0 | 0 | 0 | 0 | 0 | 0 | 0 | 0 | 0 | 0 | 0 | 0 | 0 | 0 | 0 | 0 | 0 | 0 | 0 | 0 | 0 | 0 | 0 | 0 | 0 | 0 | Northern_California_Li_Battery_4hr | Northern_California_Li_Battery_8hr | Northern_California_Solar |  | Central_Valley_North_Los_Banos_Wind |  |  |  | Northern_California | El_Dorado_Mariposa
PG&E FRESNO | El Nido (PGE) | 115 | CA | 95317 | MERCED | 12 | 0 | 0 | 0 | 0 | 0 | 0 | 0 | 0 | 0 | 0 | 0 | 0 | 0 | 0 | 0 | 0 | 0 | 0 | 0 | 0 | 0 | 0 | 0 | 0 | 0 | 0 | 0 | 0 | 0 | 0 | 0 | 0 | 0 | 0 | 0 | 0 | 0 | 0 | 0 | 0 | 0 | 0 | 0 | 0 | 0 | 1 | 0 | 0 | 0 | 0 | 0 | 0 | 0 | 0 | 0 | 0 | 0 | 0 | 0 | 1 | 0 | 0 | 0 | 0 | 0 | 0 | 0 | 0 | 0 | 0 | 0 | 0 | 0 | 0 | 0 | 0 | 0 | 0 | 1 | 1 | 0 | 1 | 1 | 0 | 1 | 1 | 0 | 1 | 1 | 1 | 0 | 0 | 1 | 0 | 0 | 0 | 0 | Southern_PGAE_Li_Battery_4hr | Southern_PGAE_Li_Battery_8hr | Southern_PGAE_Solar |  | Central_Valley_North_Los_Banos_Wind |  |  |  | Southern_PGAE | Central_Valley_North_Los_Banos
SCE Metro | El Nido (SCE) | 230 | CA | 90260 | LOS ANGELES | 2 | 0 | 0 | 0 | 0 | 0 | 0 | 0 | 0 | 1 | 1 | 0 | 0 | 0 | 0 | 0 | 0 | 0 | 0 | 0 | 0 | 0 | 0 | 0 | 0 | 0 | 0 | 0 | 0 | 0 | 0 | 0 | 0 | 0 | 0 | 0 | 0 | 0 | 0 | 0 | 0 | 0 | 0 | 0 | 0 | 0 | 0 | 0 | 0 | 0 | 0 | 0 | 0 | 0 | 0 | 0 | 0 | 0 | 0 | 0 | 0 | 0 | 0 | 0 | 0 | 0 | 0 | 0 | 0 | 0 | 0 | 0 | 0 | 0 | 0 | 0 | 0 | 0 | 0 | 0 | 0 | 0 | 0 | 0 | 0 | 0 | 0 | 0 | 0 | 0 | 0 | 0 | 0 | 0 | 0 | 0 | 0 | 0 | Greater_LA_Li_Battery_4hr | Greater_LA_Li_Battery_8hr | Greater_LA_Solar |  | 0 |  |  |  | Greater_LA | Greater_LA
PG&E GBA | El Patio | 115 | CA | 95008 | SANTA CLARA | 3 | 0 | 0 | 0 | 0 | 0 | 0 | 0 | 0 | 0 | 0 | 0 | 0 | 0 | 0 | 0 | 0 | 0 | 0 | 0 | 0 | 0 | 0 | 0 | 0 | 0 | 0 | 0 | 0 | 0 | 0 | 0 | 0 | 0 | 0 | 0 | 0 | 0 | 0 | 0 | 0 | 0 | 0 | 0 | 0 | 0 | 0 | 0 | 0 | 0 | 0 | 0 | 0 | 0 | 0 | 0 | 1 | 0 | 0 | 0 | 1 | 0 | 0 | 0 | 0 | 0 | 0 | 0 | 0 | 0 | 0 | 0 | 0 | 0 | 0 | 0 | 0 | 0 | 0 | 0 | 0 | 0 | 0 | 0 | 0 | 0 | 0 | 0 | 0 | 0 | 0 | 0 | 0 | 0 | 0 | 0 | 0 | 1 | Northern_California_Li_Battery_4hr | Northern_California_Li_Battery_8hr | Northern_California_Solar |  | Kern_Greater_Carrizo_Wind |  |  |  | Northern_California | Peninsula_Monterey
SCE Metro | El Segundo | 230 | CA | 90245 | LOS ANGELES | 1 | 0 | 0 | 0 | 0 | 0 | 0 | 0 | 0 | 0 | 1 | 0 | 0 | 0 | 0 | 0 | 0 | 0 | 0 | 0 | 0 | 0 | 0 | 0 | 0 | 0 | 0 | 0 | 0 | 0 | 0 | 0 | 0 | 0 | 0 | 0 | 0 | 0 | 0 | 0 | 0 | 0 | 0 | 0 | 0 | 0 | 0 | 0 | 0 | 0 | 0 | 0 | 0 | 0 | 0 | 0 | 0 | 0 | 0 | 0 | 0 | 0 | 0 | 0 | 0 | 0 | 0 | 0 | 0 | 0 | 0 | 0 | 0 | 0 | 0 | 0 | 0 | 0 | 0 | 0 | 0 | 0 | 0 | 0 | 0 | 0 | 0 | 0 | 0 | 0 | 0 | 0 | 0 | 0 | 0 | 0 | 0 | 0 | Greater_LA_Li_Battery_4hr | Greater_LA_Li_Battery_8hr | Greater_LA_Solar |  | 0 |  |  |  | Greater_LA | Greater_LA
EOP | Eldorado | 230 | NV | 89046 | CLARK | 2 | 0 | 0 | 0 | 0 | 0 | 0 | 0 | 0 | 0 | 0 | 0 | 0 | 0 | 0 | 0 | 0 | 0 | 0 | 0 | 0 | 0 | 0 | 0 | 1 | 1 | 0 | 0 | 0 | 0 | 0 | 0 | 0 | 0 | 0 | 0 | 0 | 0 | 0 | 0 | 0 | 0 | 0 | 0 | 0 | 0 | 0 | 0 | 0 | 0 | 0 | 0 | 0 | 0 | 0 | 0 | 0 | 0 | 0 | 0 | 0 | 0 | 0 | 0 | 0 | 0 | 0 | 0 | 0 | 0 | 0 | 0 | 0 | 0 | 0 | 0 | 0 | 0 | 0 | 0 | 0 | 0 | 0 | 0 | 0 | 0 | 0 | 0 | 0 | 0 | 0 | 0 | 0 | 0 | 0 | 0 | 0 | 0 | Southern_NV_Eldorado_Li_Battery_4hr | Southern_NV_Eldorado_Li_Battery_8hr | Southern_NV_Eldorado_Solar | Northern_Nevada_Geothermal | Southern_NV_Eldorado_Wind | SW_Ext_Tx_Wind |  |  | Southern_NV_Eldorado | Southern_NV_Eldorado
EOP | Eldorado | 500 | NV | 89046 | CLARK | 1 | 0 | 0 | 0 | 0 | 0 | 0 | 0 | 0 | 0 | 0 | 0 | 0 | 0 | 0 | 0 | 0 | 0 | 0 | 0 | 0 | 0 | 0 | 0 | 0 | 1 | 0 | 0 | 0 | 0 | 0 | 0 | 0 | 0 | 0 | 0 | 0 | 0 | 0 | 0 | 0 | 0 | 0 | 0 | 0 | 0 | 0 | 0 | 0 | 0 | 0 | 0 | 0 | 0 | 0 | 0 | 0 | 0 | 0 | 0 | 0 | 0 | 0 | 0 | 0 | 0 | 0 | 0 | 0 | 0 | 0 | 0 | 0 | 0 | 0 | 0 | 0 | 0 | 0 | 0 | 0 | 0 | 0 | 0 | 0 | 0 | 0 | 0 | 0 | 0 | 0 | 0 | 0 | 0 | 0 | 0 | 0 | 0 | Southern_NV_Eldorado_Li_Battery_4hr | Southern_NV_Eldorado_Li_Battery_8hr | Southern_NV_Eldorado_Solar | Northern_Nevada_Geothermal | Southern_NV_Eldorado_Wind | Wyoming_Wind |  |  | Southern_NV_Eldorado | Southern_NV_Eldorado
SCE Northern | Elizabeth Lake | 66 | CA | 91384 | Los Angeles | 2 | 0 | 0 | 1 | 0 | 0 | 0 | 0 | 0 | 0 | 0 | 0 | 0 | 0 | 0 | 0 | 0 | 0 | 0 | 0 | 0 | 0 | 0 | 0 | 0 | 1 | 0 | 0 | 0 | 0 | 0 | 0 | 0 | 0 | 0 | 0 | 0 | 0 | 0 | 0 | 0 | 0 | 0 | 0 | 0 | 0 | 0 | 0 | 0 | 0 | 0 | 0 | 0 | 0 | 0 | 0 | 0 | 0 | 0 | 0 | 0 | 0 | 0 | 0 | 0 | 0 | 0 | 0 | 0 | 0 | 0 | 0 | 0 | 0 | 0 | 0 | 0 | 0 | 0 | 0 | 0 | 0 | 0 | 0 | 0 | 0 | 0 | 0 | 0 | 0 | 0 | 0 | 0 | 0 | 0 | 0 | 0 | 0 | Greater_LA_Li_Battery_4hr | Greater_LA_Li_Battery_8hr | Greater_LA_Solar |  | Tehachapi_Wind |  |  |  | Greater_LA | Tehachapi
PG&E KERN | Elk Hills | 230 | CA | 93268 | KERN | 6 | 0 | 0 | 0 | 0 | 0 | 0 | 0 | 0 | 0 | 0 | 0 | 0 | 0 | 0 | 0 | 0 | 0 | 0 | 0 | 0 | 0 | 0 | 0 | 0 | 0 | 0 | 0 | 0 | 0 | 0 | 0 | 0 | 0 | 0 | 0 | 0 | 0 | 0 | 0 | 0 | 0 | 0 | 0 | 0 | 0 | 0 | 0 | 0 | 0 | 0 | 0 | 0 | 0 | 0 | 0 | 0 | 0 | 0 | 0 | 0 | 0 | 0 | 0 | 0 | 0 | 0 | 0 | 1 | 1 | 0 | 1 | 0 | 0 | 0 | 1 | 0 | 0 | 0 | 1 | 0 | 0 | 0 | 0 | 0 | 0 | 0 | 0 | 0 | 0 | 0 | 0 | 0 | 0 | 0 | 1 | 0 | 0 | Southern_PGAE_Li_Battery_4hr | Southern_PGAE_Li_Battery_8hr | Southern_PGAE_Solar |  | Central_Valley_North_Los_Banos_Wind |  |  |  | Southern_PGAE | Central_Valley_North_Los_Banos
SDGE | Elliot | 69 | CA | 92124 | SAN DIEGO | 3 | 0 | 0 | 0 | 0 | 0 | 0 | 0 | 0 | 0 | 0 | 0 | 0 | 0 | 0 | 0 | 0 | 0 | 0 | 0 | 0 | 0 | 0 | 0 | 0 | 0 | 0 | 0 | 0 | 1 | 0 | 1 | 0 | 1 | 0 | 0 | 0 | 0 | 0 | 0 | 0 | 0 | 0 | 0 | 0 | 0 | 0 | 0 | 0 | 0 | 0 | 0 | 0 | 0 | 0 | 0 | 0 | 0 | 0 | 0 | 0 | 0 | 0 | 0 | 0 | 0 | 0 | 0 | 0 | 0 | 0 | 0 | 0 | 0 | 0 | 0 | 0 | 0 | 0 | 0 | 0 | 0 | 0 | 0 | 0 | 0 | 0 | 0 | 0 | 0 | 0 | 0 | 0 | 0 | 0 | 0 | 0 | 0 | San_Diego_Li_Battery_4hr | San_Diego_Li_Battery_8hr | San_Diego_Solar |  | 0 |  |  |  | Greater_SD | Greater_SD
SCE Metro | Ellis | 230 | CA | 92646 | ORANGE | 1 | 0 | 0 | 0 | 0 | 0 | 0 | 0 | 0 | 0 | 1 | 0 | 0 | 0 | 0 | 0 | 0 | 0 | 0 | 0 | 0 | 0 | 0 | 0 | 0 | 0 | 0 | 0 | 0 | 0 | 0 | 0 | 0 | 0 | 0 | 0 | 0 | 0 | 0 | 0 | 0 | 0 | 0 | 0 | 0 | 0 | 0 | 0 | 0 | 0 | 0 | 0 | 0 | 0 | 0 | 0 | 0 | 0 | 0 | 0 | 0 | 0 | 0 | 0 | 0 | 0 | 0 | 0 | 0 | 0 | 0 | 0 | 0 | 0 | 0 | 0 | 0 | 0 | 0 | 0 | 0 | 0 | 0 | 0 | 0 | 0 | 0 | 0 | 0 | 0 | 0 | 0 | 0 | 0 | 0 | 0 | 0 | 0 | Greater_LA_Li_Battery_4hr | Greater_LA_Li_Battery_8hr | Greater_LA_Solar |  | 0 |  |  |  | Greater_LA | Greater_LA
SDGE | Encina | 138 | CA | 92008 | SAN DIEGO | 2 | 0 | 0 | 0 | 0 | 0 | 0 | 0 | 0 | 0 | 0 | 0 | 0 | 0 | 0 | 0 | 0 | 0 | 0 | 0 | 0 | 0 | 0 | 0 | 0 | 0 | 0 | 0 | 0 | 0 | 0 | 1 | 0 | 1 | 0 | 0 | 0 | 0 | 0 | 0 | 0 | 0 | 0 | 0 | 0 | 0 | 0 | 0 | 0 | 0 | 0 | 0 | 0 | 0 | 0 | 0 | 0 | 0 | 0 | 0 | 0 | 0 | 0 | 0 | 0 | 0 | 0 | 0 | 0 | 0 | 0 | 0 | 0 | 0 | 0 | 0 | 0 | 0 | 0 | 0 | 0 | 0 | 0 | 0 | 0 | 0 | 0 | 0 | 0 | 0 | 0 | 0 | 0 | 0 | 0 | 0 | 0 | 0 | San_Diego_Li_Battery_4hr | San_Diego_Li_Battery_8hr | San_Diego_Solar |  | 0 |  |  |  | Greater_SD | Greater_SD
SDGE | Encina | 230 | CA | 92008 | SAN DIEGO | 2 | 0 | 0 | 0 | 0 | 0 | 0 | 0 | 0 | 0 | 0 | 0 | 0 | 0 | 0 | 0 | 0 | 0 | 0 | 0 | 0 | 0 | 0 | 0 | 0 | 0 | 0 | 0 | 0 | 0 | 0 | 1 | 0 | 1 | 0 | 0 | 0 | 0 | 0 | 0 | 0 | 0 | 0 | 0 | 0 | 0 | 0 | 0 | 0 | 0 | 0 | 0 | 0 | 0 | 0 | 0 | 0 | 0 | 0 | 0 | 0 | 0 | 0 | 0 | 0 | 0 | 0 | 0 | 0 | 0 | 0 | 0 | 0 | 0 | 0 | 0 | 0 | 0 | 0 | 0 | 0 | 0 | 0 | 0 | 0 | 0 | 0 | 0 | 0 | 0 | 0 | 0 | 0 | 0 | 0 | 0 | 0 | 0 | San_Diego_Li_Battery_4hr | San_Diego_Li_Battery_8hr | San_Diego_Solar |  | 0 |  |  |  | Greater_SD | Greater_SD
SDGE | Escondido | 230 | CA | 92029 | SAN DIEGO | 5 | 0 | 0 | 0 | 0 | 0 | 0 | 0 | 0 | 0 | 0 | 0 | 0 | 0 | 0 | 0 | 0 | 0 | 0 | 0 | 0 | 0 | 0 | 0 | 0 | 0 | 1 | 0 | 0 | 1 | 0 | 1 | 0 | 1 | 0 | 0 | 0 | 0 | 1 | 0 | 0 | 0 | 0 | 0 | 0 | 0 | 0 | 0 | 0 | 0 | 0 | 0 | 0 | 0 | 0 | 0 | 0 | 0 | 0 | 0 | 0 | 0 | 0 | 0 | 0 | 0 | 0 | 0 | 0 | 0 | 0 | 0 | 0 | 0 | 0 | 0 | 0 | 0 | 0 | 0 | 0 | 0 | 0 | 0 | 0 | 0 | 0 | 0 | 0 | 0 | 0 | 0 | 0 | 0 | 0 | 0 | 0 | 0 | San_Diego_Li_Battery_4hr | San_Diego_Li_Battery_8hr | San_Diego_Solar |  | 0 |  |  |  | Greater_SD | Greater_SD
SDGE | Escondido | 69 | CA | 92029 | SAN DIEGO | 4 | 0 | 0 | 0 | 0 | 0 | 0 | 0 | 0 | 0 | 0 | 0 | 0 | 0 | 0 | 0 | 0 | 0 | 0 | 0 | 0 | 0 | 0 | 0 | 0 | 0 | 1 | 0 | 0 | 0 | 0 | 1 | 0 | 1 | 0 | 0 | 0 | 0 | 1 | 0 | 0 | 0 | 0 | 0 | 0 | 0 | 0 | 0 | 0 | 0 | 0 | 0 | 0 | 0 | 0 | 0 | 0 | 0 | 0 | 0 | 0 | 0 | 0 | 0 | 0 | 0 | 0 | 0 | 0 | 0 | 0 | 0 | 0 | 0 | 0 | 0 | 0 | 0 | 0 | 0 | 0 | 0 | 0 | 0 | 0 | 0 | 0 | 0 | 0 | 0 | 0 | 0 | 0 | 0 | 0 | 0 | 0 | 0 | San_Diego_Li_Battery_4hr | San_Diego_Li_Battery_8hr | San_Diego_Solar |  | 0 |  |  |  | Greater_SD | Greater_SD
PG&E KERN | Estrella | 230 | CA | 93446 | San Luis Obispo | 5 | 0 | 0 | 0 | 0 | 0 | 0 | 0 | 0 | 0 | 0 | 0 | 0 | 0 | 0 | 0 | 0 | 0 | 0 | 0 | 0 | 0 | 0 | 0 | 0 | 0 | 0 | 0 | 0 | 0 | 0 | 0 | 0 | 0 | 0 | 0 | 0 | 0 | 0 | 0 | 0 | 0 | 0 | 0 | 0 | 0 | 0 | 0 | 0 | 0 | 0 | 0 | 0 | 0 | 0 | 0 | 0 | 0 | 0 | 0 | 0 | 0 | 0 | 0 | 0 | 0 | 0 | 0 | 1 | 1 | 0 | 0 | 0 | 0 | 0 | 0 | 0 | 0 | 0 | 0 | 1 | 0 | 0 | 0 | 0 | 0 | 1 | 0 | 0 | 0 | 0 | 0 | 0 | 0 | 0 | 0 | 1 | 0 | Southern_PGAE_Li_Battery_4hr | Southern_PGAE_Li_Battery_8hr | Southern_PGAE_Solar |  | Kern_Greater_Carrizo_Wind |  |  |  | Southern_PGAE | Kern_Greater_Carrizo
SCE Eastern | Etiwanda | 230 | CA | 91739 | SAN BERNARDINO | 1 | 0 | 0 | 0 | 0 | 0 | 0 | 0 | 0 | 0 | 0 | 0 | 0 | 0 | 0 | 0 | 0 | 0 | 0 | 0 | 1 | 0 | 0 | 0 | 0 | 0 | 0 | 0 | 0 | 0 | 0 | 0 | 0 | 0 | 0 | 0 | 0 | 0 | 0 | 0 | 0 | 0 | 0 | 0 | 0 | 0 | 0 | 0 | 0 | 0 | 0 | 0 | 0 | 0 | 0 | 0 | 0 | 0 | 0 | 0 | 0 | 0 | 0 | 0 | 0 | 0 | 0 | 0 | 0 | 0 | 0 | 0 | 0 | 0 | 0 | 0 | 0 | 0 | 0 | 0 | 0 | 0 | 0 | 0 | 0 | 0 | 0 | 0 | 0 | 0 | 0 | 0 | 0 | 0 | 0 | 0 | 0 | 0 | Greater_LA_Li_Battery_4hr | Greater_LA_Li_Battery_8hr | Greater_LA_Solar |  | Greater_Kramer_Wind |  |  |  | Greater_LA | Greater_Kramer
PG&E GBA | Evergreen | 115 | CA | 95111 | SANTA CLARA | 2 | 0 | 0 | 0 | 0 | 0 | 0 | 0 | 0 | 0 | 0 | 0 | 0 | 0 | 0 | 0 | 0 | 0 | 0 | 0 | 0 | 0 | 0 | 0 | 0 | 0 | 0 | 0 | 0 | 0 | 0 | 0 | 0 | 0 | 0 | 0 | 0 | 0 | 0 | 0 | 0 | 0 | 0 | 0 | 0 | 0 | 0 | 0 | 0 | 0 | 0 | 0 | 0 | 0 | 0 | 0 | 1 | 0 | 0 | 0 | 1 | 0 | 0 | 0 | 0 | 0 | 0 | 0 | 0 | 0 | 0 | 0 | 0 | 0 | 0 | 0 | 0 | 0 | 0 | 0 | 0 | 0 | 0 | 0 | 0 | 0 | 0 | 0 | 0 | 0 | 0 | 0 | 0 | 0 | 0 | 0 | 0 | 0 | Northern_California_Li_Battery_4hr | Northern_California_Li_Battery_8hr | Northern_California_Solar |  | Kern_Greater_Carrizo_Wind |  |  |  | Northern_California | Peninsula_Monterey
PG&E GBA | Evergreen | 60 | CA | 95111 | SANTA CLARA | 2 | 0 | 0 | 0 | 0 | 0 | 0 | 0 | 0 | 0 | 0 | 0 | 0 | 0 | 0 | 0 | 0 | 0 | 0 | 0 | 0 | 0 | 0 | 0 | 0 | 0 | 0 | 0 | 0 | 0 | 0 | 0 | 0 | 0 | 0 | 0 | 0 | 0 | 0 | 0 | 0 | 0 | 0 | 0 | 0 | 0 | 0 | 0 | 0 | 0 | 0 | 0 | 0 | 0 | 0 | 0 | 0 | 0 | 0 | 0 | 1 | 0 | 0 | 0 | 0 | 0 | 0 | 0 | 0 | 0 | 0 | 0 | 0 | 0 | 0 | 0 | 0 | 0 | 0 | 0 | 0 | 0 | 0 | 0 | 0 | 0 | 0 | 0 | 0 | 0 | 0 | 0 | 0 | 0 | 0 | 0 | 0 | 1 | Northern_California_Li_Battery_4hr | Northern_California_Li_Battery_8hr | Northern_California_Solar |  | Kern_Greater_Carrizo_Wind |  |  |  | Northern_California | Peninsula_Monterey
PG&E FRESNO | Excelsior | 115 | CA | 93210 | FRESNO | 9 | 0 | 0 | 0 | 0 | 0 | 0 | 0 | 0 | 0 | 0 | 0 | 0 | 0 | 0 | 0 | 0 | 0 | 0 | 0 | 0 | 0 | 0 | 0 | 0 | 0 | 0 | 0 | 0 | 0 | 0 | 0 | 0 | 0 | 0 | 0 | 0 | 0 | 0 | 0 | 0 | 0 | 0 | 0 | 0 | 0 | 1 | 0 | 0 | 0 | 0 | 0 | 0 | 0 | 0 | 0 | 0 | 0 | 0 | 0 | 0 | 0 | 0 | 0 | 0 | 0 | 0 | 0 | 0 | 0 | 0 | 0 | 0 | 0 | 0 | 0 | 0 | 0 | 0 | 1 | 1 | 1 | 1 | 1 | 0 | 0 | 1 | 1 | 1 | 0 | 0 | 0 | 0 | 0 | 0 | 0 | 0 | 0 | Southern_PGAE_Li_Battery_4hr | Southern_PGAE_Li_Battery_8hr | Southern_PGAE_Solar |  | Central_Valley_North_Los_Banos_Wind |  |  |  | Southern_PGAE | Central_Valley_North_Los_Banos
PG&E FRESNO | Exchequer | 115 | CA | 95369 | MARIPOSA | 13 | 0 | 0 | 0 | 0 | 0 | 0 | 0 | 0 | 0 | 0 | 0 | 0 | 0 | 0 | 0 | 0 | 0 | 0 | 0 | 0 | 0 | 0 | 0 | 0 | 0 | 0 | 0 | 0 | 0 | 0 | 0 | 0 | 0 | 0 | 0 | 0 | 0 | 0 | 0 | 0 | 0 | 0 | 0 | 0 | 0 | 1 | 0 | 0 | 0 | 0 | 0 | 0 | 0 | 0 | 0 | 0 | 0 | 0 | 0 | 1 | 0 | 0 | 0 | 0 | 0 | 0 | 0 | 0 | 0 | 0 | 0 | 0 | 0 | 0 | 0 | 0 | 0 | 0 | 1 | 0 | 0 | 1 | 1 | 1 | 1 | 1 | 0 | 1 | 1 | 1 | 1 | 0 | 1 | 0 | 0 | 0 | 0 | Southern_PGAE_Li_Battery_4hr | Southern_PGAE_Li_Battery_8hr | Southern_PGAE_Solar |  | Central_Valley_North_Los_Banos_Wind |  |  |  | Southern_PGAE | El_Dorado_Mariposa
PG&E KERN | Fairway | 115 | CA | 93455 | SANTA BARBARA | 5 | 0 | 0 | 0 | 0 | 0 | 0 | 0 | 0 | 0 | 0 | 0 | 0 | 0 | 0 | 0 | 0 | 0 | 0 | 0 | 0 | 0 | 0 | 0 | 0 | 0 | 0 | 0 | 0 | 0 | 0 | 0 | 0 | 0 | 0 | 0 | 0 | 0 | 0 | 0 | 0 | 0 | 0 | 0 | 0 | 0 | 0 | 0 | 0 | 0 | 0 | 0 | 0 | 0 | 0 | 0 | 0 | 0 | 0 | 0 | 0 | 0 | 0 | 0 | 0 | 0 | 0 | 0 | 1 | 1 | 0 | 0 | 0 | 0 | 0 | 0 | 0 | 0 | 0 | 0 | 1 | 0 | 0 | 0 | 0 | 0 | 1 | 0 | 0 | 0 | 0 | 0 | 0 | 0 | 0 | 0 | 1 | 0 | Southern_PGAE_Li_Battery_4hr | Southern_PGAE_Li_Battery_8hr | Southern_PGAE_Solar |  | Kern_Greater_Carrizo_Wind |  |  |  | Southern_PGAE | Kern_Greater_Carrizo
PG&E KERN | Famoso | 115 | CA | 93250 | KERN | 4 | 0 | 0 | 0 | 0 | 0 | 0 | 0 | 0 | 0 | 0 | 0 | 0 | 0 | 0 | 0 | 0 | 0 | 0 | 0 | 0 | 0 | 0 | 0 | 0 | 0 | 0 | 0 | 0 | 0 | 0 | 0 | 0 | 0 | 0 | 0 | 0 | 0 | 0 | 0 | 0 | 0 | 0 | 0 | 0 | 0 | 0 | 0 | 0 | 0 | 0 | 0 | 0 | 0 | 0 | 0 | 0 | 0 | 0 | 0 | 0 | 0 | 0 | 0 | 0 | 0 | 0 | 0 | 1 | 1 | 0 | 0 | 0 | 0 | 0 | 0 | 1 | 0 | 0 | 0 | 1 | 0 | 0 | 0 | 0 | 0 | 0 | 0 | 0 | 0 | 0 | 0 | 0 | 0 | 0 | 0 | 0 | 0 | Southern_PGAE_Li_Battery_4hr | Southern_PGAE_Li_Battery_8hr | Southern_PGAE_Solar |  | Central_Valley_North_Los_Banos_Wind |  |  |  | Southern_PGAE | Central_Valley_North_Los_Banos
PG&E NGBA | Fern Road | 500 | CA |  |  | 1 | 0 | 0 | 0 | 0 | 0 | 0 | 0 | 0 | 0 | 0 | 0 | 0 | 0 | 0 | 0 | 0 | 0 | 0 | 0 | 0 | 0 | 0 | 0 | 0 | 0 | 0 | 0 | 0 | 0 | 0 | 0 | 0 | 0 | 0 | 0 | 0 | 0 | 0 | 0 | 1 | 0 | 0 | 0 | 0 | 0 | 0 | 0 | 0 | 0 | 0 | 0 | 0 | 0 | 0 | 0 | 0 | 0 | 0 | 0 | 0 | 0 | 0 | 0 | 0 | 0 | 0 | 0 | 0 | 0 | 0 | 0 | 0 | 0 | 0 | 0 | 0 | 0 | 0 | 0 | 0 | 0 | 0 | 0 | 0 | 0 | 0 | 0 | 0 | 0 | 0 | 0 | 0 | 0 | 0 | 0 | 0 | 0 | Northern_California_Li_Battery_4hr | Northern_California_Li_Battery_8hr | Northern_California_Solar |  | Northern_California_Wind |  |  |  | Northern_California | Northern_California
PG&E GBA | Fibreboard (SPI Sonora) | 115 | CA | 94509 | CONTRA COSTA | 5 | 0 | 0 | 0 | 0 | 0 | 0 | 0 | 0 | 0 | 0 | 0 | 0 | 0 | 0 | 0 | 0 | 0 | 0 | 0 | 0 | 0 | 0 | 0 | 0 | 0 | 0 | 0 | 0 | 0 | 0 | 0 | 0 | 0 | 0 | 0 | 0 | 0 | 0 | 0 | 0 | 0 | 0 | 0 | 0 | 0 | 1 | 0 | 0 | 0 | 0 | 0 | 0 | 0 | 0 | 0 | 1 | 0 | 1 | 0 | 1 | 0 | 0 | 0 | 0 | 0 | 1 | 0 | 0 | 0 | 0 | 0 | 0 | 0 | 0 | 0 | 0 | 0 | 0 | 0 | 0 | 0 | 0 | 0 | 0 | 0 | 0 | 0 | 0 | 0 | 0 | 0 | 0 | 0 | 0 | 0 | 0 | 0 | Northern_California_Li_Battery_4hr | Northern_California_Li_Battery_8hr | Northern_California_Solar |  | Solano_Wind |  |  |  | Northern_California | Solano
PG&E FRESNO | Figarden | 230 | CA | 93711 | FRESNO | 8 | 0 | 0 | 0 | 0 | 0 | 0 | 0 | 0 | 0 | 0 | 0 | 0 | 0 | 0 | 0 | 0 | 0 | 0 | 0 | 0 | 0 | 0 | 0 | 0 | 0 | 0 | 0 | 0 | 0 | 0 | 0 | 0 | 0 | 0 | 0 | 0 | 0 | 0 | 0 | 0 | 0 | 0 | 0 | 0 | 0 | 0 | 0 | 0 | 0 | 0 | 0 | 0 | 0 | 0 | 0 | 0 | 0 | 0 | 0 | 1 | 0 | 0 | 0 | 0 | 0 | 0 | 0 | 0 | 0 | 0 | 0 | 0 | 0 | 0 | 0 | 0 | 0 | 0 | 0 | 1 | 0 | 1 | 1 | 1 | 0 | 1 | 0 | 1 | 0 | 0 | 0 | 0 | 1 | 0 | 0 | 0 | 0 | Southern_PGAE_Li_Battery_4hr | Southern_PGAE_Li_Battery_8hr | Southern_PGAE_Solar |  | Central_Valley_North_Los_Banos_Wind |  |  |  | Southern_PGAE | Central_Valley_North_Los_Banos
PG&E FRESNO | Fink | 230 | CA |  |  | 1 | 0 | 0 | 0 | 0 | 0 | 0 | 0 | 0 | 0 | 0 | 0 | 0 | 0 | 0 | 0 | 0 | 0 | 0 | 0 | 0 | 0 | 0 | 0 | 0 | 0 | 0 | 0 | 0 | 0 | 0 | 0 | 0 | 0 | 0 | 0 | 0 | 0 | 0 | 0 | 0 | 0 | 0 | 0 | 0 | 0 | 0 | 0 | 0 | 0 | 0 | 0 | 0 | 0 | 0 | 0 | 0 | 0 | 0 | 0 | 0 | 0 | 0 | 0 | 0 | 0 | 0 | 0 | 0 | 0 | 0 | 0 | 0 | 0 | 0 | 0 | 0 | 0 | 0 | 0 | 0 | 0 | 0 | 0 | 0 | 0 | 1 | 0 | 0 | 0 | 0 | 0 | 0 | 0 | 0 | 0 | 0 | 0 | Southern_PGAE_Li_Battery_4hr | Southern_PGAE_Li_Battery_8hr | Southern_PGAE_Solar |  | Central_Valley_North_Los_Banos_Wind |  |  |  | Southern_PGAE | Central_Valley_North_Los_Banos
PG&E NGBA | Fitch Mountain | 60 | CA | 95448 | Sonoma | 3 | 0 | 0 | 0 | 0 | 0 | 0 | 0 | 0 | 0 | 0 | 0 | 0 | 0 | 0 | 0 | 0 | 0 | 0 | 0 | 0 | 0 | 0 | 0 | 0 | 0 | 0 | 0 | 0 | 0 | 0 | 0 | 0 | 0 | 0 | 0 | 0 | 0 | 0 | 0 | 1 | 0 | 0 | 0 | 0 | 0 | 0 | 0 | 0 | 0 | 0 | 0 | 0 | 1 | 0 | 0 | 0 | 0 | 0 | 0 | 0 | 0 | 0 | 0 | 0 | 0 | 0 | 1 | 0 | 0 | 0 | 0 | 0 | 0 | 0 | 0 | 0 | 0 | 0 | 0 | 0 | 0 | 0 | 0 | 0 | 0 | 0 | 0 | 0 | 0 | 0 | 0 | 0 | 0 | 0 | 0 | 0 | 0 | Northern_California_Li_Battery_4hr | Northern_California_Li_Battery_8hr | Northern_California_Solar |  | Northern_California_Wind |  |  |  | Northern_California | Mendocino_Marin
PG&E GBA | FMC | 115 | CA | 95110 | SANTA CLARA | 2 | 0 | 0 | 0 | 0 | 0 | 0 | 0 | 0 | 0 | 0 | 0 | 0 | 0 | 0 | 0 | 0 | 0 | 0 | 0 | 0 | 0 | 0 | 0 | 0 | 0 | 0 | 0 | 0 | 0 | 0 | 0 | 0 | 0 | 0 | 0 | 0 | 0 | 0 | 0 | 0 | 0 | 0 | 0 | 0 | 0 | 0 | 0 | 0 | 0 | 0 | 0 | 0 | 0 | 0 | 0 | 1 | 0 | 0 | 0 | 1 | 0 | 0 | 0 | 0 | 0 | 0 | 0 | 0 | 0 | 0 | 0 | 0 | 0 | 0 | 0 | 0 | 0 | 0 | 0 | 0 | 0 | 0 | 0 | 0 | 0 | 0 | 0 | 0 | 0 | 0 | 0 | 0 | 0 | 0 | 0 | 0 | 0 | Northern_California_Li_Battery_4hr | Northern_California_Li_Battery_8hr | Northern_California_Solar |  | Kern_Greater_Carrizo_Wind |  |  |  | Northern_California | Peninsula_Monterey
PG&E GBA | Fremont | 115 | CA | 94538 | Alameda | 2 | 0 | 0 | 0 | 0 | 0 | 0 | 0 | 0 | 0 | 0 | 0 | 0 | 0 | 0 | 0 | 0 | 0 | 0 | 0 | 0 | 0 | 0 | 0 | 0 | 0 | 0 | 0 | 0 | 0 | 0 | 0 | 0 | 0 | 0 | 0 | 0 | 0 | 0 | 0 | 0 | 0 | 0 | 0 | 0 | 0 | 0 | 0 | 0 | 0 | 0 | 0 | 0 | 1 | 0 | 0 | 1 | 0 | 0 | 0 | 0 | 0 | 0 | 0 | 0 | 0 | 0 | 0 | 0 | 0 | 0 | 0 | 0 | 0 | 0 | 0 | 0 | 0 | 0 | 0 | 0 | 0 | 0 | 0 | 0 | 0 | 0 | 0 | 0 | 0 | 0 | 0 | 0 | 0 | 0 | 0 | 0 | 0 | Northern_California_Li_Battery_4hr | Northern_California_Li_Battery_8hr | Northern_California_Solar |  | Solano_Wind |  |  |  | Northern_California | Solano
PG&E GBA | French Camp | 60 | CA | 95231 | San Joaquin | 3 | 0 | 0 | 0 | 0 | 0 | 0 | 0 | 0 | 0 | 0 | 0 | 0 | 0 | 0 | 0 | 0 | 0 | 0 | 0 | 0 | 0 | 0 | 0 | 0 | 0 | 0 | 0 | 0 | 0 | 0 | 0 | 0 | 0 | 0 | 0 | 0 | 0 | 0 | 0 | 0 | 0 | 0 | 0 | 0 | 0 | 1 | 0 | 0 | 0 | 0 | 0 | 0 | 0 | 0 | 0 | 0 | 0 | 0 | 0 | 1 | 0 | 0 | 0 | 0 | 0 | 0 | 0 | 0 | 0 | 0 | 0 | 0 | 0 | 0 | 0 | 0 | 0 | 0 | 0 | 0 | 0 | 0 | 0 | 0 | 0 | 1 | 0 | 0 | 0 | 0 | 0 | 0 | 0 | 0 | 0 | 0 | 0 | Northern_California_Li_Battery_4hr | Northern_California_Li_Battery_8hr | Northern_California_Solar |  | Solano_Wind |  |  |  | Northern_California | Solano
PG&E GBA | Frogtown | 115 | CA | 95222 | CALAVERAS | 3 | 0 | 0 | 0 | 0 | 0 | 0 | 0 | 0 | 0 | 0 | 0 | 0 | 0 | 0 | 0 | 0 | 0 | 0 | 0 | 0 | 0 | 0 | 0 | 0 | 0 | 0 | 0 | 0 | 0 | 0 | 0 | 0 | 0 | 0 | 0 | 0 | 0 | 0 | 0 | 0 | 0 | 0 | 0 | 0 | 0 | 1 | 0 | 0 | 0 | 0 | 0 | 0 | 0 | 0 | 0 | 1 | 0 | 0 | 0 | 1 | 0 | 0 | 0 | 0 | 0 | 0 | 0 | 0 | 0 | 0 | 0 | 0 | 0 | 0 | 0 | 0 | 0 | 0 | 0 | 0 | 0 | 0 | 0 | 0 | 0 | 0 | 0 | 0 | 0 | 0 | 0 | 0 | 0 | 0 | 0 | 0 | 0 | Northern_California_Li_Battery_4hr | Northern_California_Li_Battery_8hr | Northern_California_Solar |  | Central_Valley_North_Los_Banos_Wind |  |  |  | Northern_California | El_Dorado_Mariposa
PG&E NGBA | Fulton | 115 | CA | 95403 | SONOMA | 10 | 0 | 0 | 0 | 0 | 0 | 0 | 0 | 0 | 0 | 0 | 0 | 0 | 0 | 0 | 0 | 0 | 0 | 0 | 0 | 0 | 0 | 0 | 0 | 0 | 0 | 0 | 0 | 0 | 0 | 0 | 0 | 0 | 0 | 0 | 0 | 0 | 0 | 0 | 0 | 1 | 0 | 1 | 0 | 0 | 0 | 0 | 0 | 0 | 0 | 0 | 0 | 1 | 1 | 1 | 1 | 1 | 0 | 0 | 0 | 1 | 0 | 0 | 0 | 0 | 0 | 1 | 1 | 0 | 0 | 0 | 0 | 0 | 0 | 0 | 0 | 0 | 0 | 0 | 0 | 0 | 0 | 0 | 0 | 0 | 0 | 0 | 0 | 0 | 0 | 0 | 0 | 0 | 0 | 0 | 0 | 0 | 0 | Northern_California_Li_Battery_4hr | Northern_California_Li_Battery_8hr | Northern_California_Solar | Northern_California_Geothermal | Northern_California_Wind |  |  |  | Northern_California | Mendocino_Marin
PG&E NGBA | Fulton | 230 | CA | 95403 | SONOMA | 10 | 0 | 0 | 0 | 0 | 0 | 0 | 0 | 0 | 0 | 0 | 0 | 0 | 0 | 0 | 0 | 0 | 0 | 0 | 0 | 0 | 0 | 0 | 0 | 0 | 0 | 0 | 0 | 0 | 0 | 0 | 0 | 0 | 0 | 0 | 0 | 0 | 0 | 0 | 0 | 1 | 0 | 1 | 0 | 0 | 0 | 0 | 0 | 0 | 0 | 0 | 0 | 0 | 1 | 1 | 1 | 1 | 0 | 0 | 1 | 1 | 0 | 0 | 0 | 0 | 0 | 1 | 1 | 0 | 0 | 0 | 0 | 0 | 0 | 0 | 0 | 0 | 0 | 0 | 0 | 0 | 0 | 0 | 0 | 0 | 0 | 0 | 0 | 0 | 0 | 0 | 0 | 0 | 0 | 0 | 0 | 0 | 0 | Northern_California_Li_Battery_4hr | Northern_California_Li_Battery_8hr | Northern_California_Solar | Northern_California_Geothermal | Northern_California_Wind |  |  |  | Northern_California | Mendocino_Marin
PG&E NGBA | Fulton | 60 | CA | 95403 | SONOMA | 3 | 0 | 0 | 0 | 0 | 0 | 0 | 0 | 0 | 0 | 0 | 0 | 0 | 0 | 0 | 0 | 0 | 0 | 0 | 0 | 0 | 0 | 0 | 0 | 0 | 0 | 0 | 0 | 0 | 0 | 0 | 0 | 0 | 0 | 0 | 0 | 0 | 0 | 0 | 0 | 1 | 0 | 0 | 0 | 0 | 0 | 0 | 0 | 0 | 0 | 0 | 0 | 0 | 1 | 0 | 0 | 0 | 0 | 0 | 0 | 0 | 0 | 0 | 0 | 0 | 0 | 0 | 1 | 0 | 0 | 0 | 0 | 0 | 0 | 0 | 0 | 0 | 0 | 0 | 0 | 0 | 0 | 0 | 0 | 0 | 0 | 0 | 0 | 0 | 0 | 0 | 0 | 0 | 0 | 0 | 0 | 0 | 0 | Northern_California_Li_Battery_4hr | Northern_California_Li_Battery_8hr | Northern_California_Solar | Northern_California_Geothermal | Northern_California_Wind |  |  |  | Northern_California | Mendocino_Marin
PG&E KERN | Ganso | 115 | CA | 93280 | KERN | 4 | 0 | 0 | 0 | 0 | 0 | 0 | 0 | 0 | 0 | 0 | 0 | 0 | 0 | 0 | 0 | 0 | 0 | 0 | 0 | 0 | 0 | 0 | 0 | 0 | 0 | 0 | 0 | 0 | 0 | 0 | 0 | 0 | 0 | 0 | 0 | 0 | 0 | 0 | 0 | 0 | 0 | 0 | 0 | 0 | 0 | 0 | 0 | 0 | 0 | 0 | 0 | 0 | 0 | 0 | 0 | 0 | 0 | 0 | 0 | 0 | 0 | 0 | 0 | 0 | 0 | 0 | 0 | 1 | 0 | 0 | 0 | 0 | 0 | 0 | 1 | 0 | 0 | 0 | 1 | 1 | 0 | 0 | 0 | 0 | 0 | 0 | 0 | 0 | 0 | 0 | 0 | 0 | 0 | 0 | 0 | 0 | 0 | Southern_PGAE_Li_Battery_4hr | Southern_PGAE_Li_Battery_8hr | Southern_PGAE_Solar |  | Central_Valley_North_Los_Banos_Wind |  |  |  | Southern_PGAE | Central_Valley_North_Los_Banos
PG&E FRESNO | Gates | 230 | CA | 93234 | FRESNO | 7 | 0 | 0 | 0 | 0 | 0 | 0 | 0 | 0 | 0 | 0 | 0 | 0 | 0 | 0 | 0 | 0 | 0 | 0 | 0 | 0 | 0 | 0 | 0 | 0 | 0 | 0 | 0 | 0 | 0 | 0 | 0 | 0 | 0 | 0 | 0 | 0 | 0 | 0 | 0 | 0 | 0 | 0 | 0 | 0 | 0 | 0 | 0 | 0 | 0 | 0 | 0 | 0 | 0 | 0 | 0 | 0 | 0 | 0 | 0 | 0 | 0 | 0 | 0 | 0 | 0 | 0 | 0 | 1 | 0 | 0 | 0 | 0 | 0 | 0 | 0 | 0 | 0 | 0 | 1 | 1 | 0 | 1 | 0 | 0 | 0 | 1 | 0 | 0 | 0 | 0 | 0 | 0 | 0 | 0 | 1 | 1 | 0 | Southern_PGAE_Li_Battery_4hr | Southern_PGAE_Li_Battery_8hr | Southern_PGAE_Solar |  | Central_Valley_North_Los_Banos_Wind |  |  |  | Southern_PGAE | Central_Valley_North_Los_Banos
PG&E FRESNO | Gates | 500 | CA | 93234 | FRESNO | 6 | 0 | 0 | 0 | 0 | 0 | 0 | 0 | 0 | 0 | 0 | 0 | 0 | 0 | 0 | 0 | 0 | 0 | 0 | 0 | 0 | 0 | 0 | 0 | 0 | 0 | 0 | 0 | 0 | 0 | 0 | 0 | 0 | 0 | 0 | 0 | 0 | 0 | 0 | 0 | 0 | 0 | 0 | 0 | 0 | 0 | 0 | 0 | 0 | 0 | 0 | 0 | 0 | 0 | 0 | 0 | 0 | 0 | 0 | 0 | 0 | 0 | 0 | 0 | 0 | 0 | 0 | 0 | 0 | 0 | 0 | 0 | 0 | 0 | 0 | 0 | 0 | 0 | 0 | 1 | 1 | 0 | 1 | 0 | 0 | 0 | 1 | 0 | 0 | 0 | 0 | 0 | 0 | 0 | 0 | 1 | 1 | 0 | Southern_PGAE_Li_Battery_4hr | Southern_PGAE_Li_Battery_8hr | Southern_PGAE_Solar |  | Central_Valley_North_Los_Banos_Wind |  |  |  | Southern_PGAE | Central_Valley_North_Los_Banos
PG&E NGBA | Geysers 12 | 230 | CA | 95448 | SONOMA | 10 | 0 | 0 | 0 | 0 | 0 | 0 | 0 | 0 | 0 | 0 | 0 | 0 | 0 | 0 | 0 | 0 | 0 | 0 | 0 | 0 | 0 | 0 | 0 | 0 | 0 | 0 | 0 | 0 | 0 | 0 | 0 | 0 | 0 | 0 | 0 | 0 | 0 | 0 | 0 | 1 | 0 | 1 | 0 | 0 | 0 | 0 | 0 | 0 | 0 | 0 | 0 | 0 | 1 | 1 | 1 | 1 | 0 | 0 | 1 | 1 | 0 | 0 | 0 | 0 | 0 | 1 | 1 | 0 | 0 | 0 | 0 | 0 | 0 | 0 | 0 | 0 | 0 | 0 | 0 | 0 | 0 | 0 | 0 | 0 | 0 | 0 | 0 | 0 | 0 | 0 | 0 | 0 | 0 | 0 | 0 | 0 | 0 | Northern_California_Li_Battery_4hr | Northern_California_Li_Battery_8hr | Northern_California_Solar | Northern_California_Geothermal | Northern_California_Wind |  |  |  | Northern_California | Mendocino_Marin
PG&E NGBA | Geysers 17 | 230 | CA |  |  | 10 | 0 | 0 | 0 | 0 | 0 | 0 | 0 | 0 | 0 | 0 | 0 | 0 | 0 | 0 | 0 | 0 | 0 | 0 | 0 | 0 | 0 | 0 | 0 | 0 | 0 | 0 | 0 | 0 | 0 | 0 | 0 | 0 | 0 | 0 | 0 | 0 | 0 | 0 | 0 | 1 | 0 | 1 | 0 | 0 | 0 | 0 | 0 | 0 | 0 | 0 | 0 | 0 | 1 | 1 | 1 | 1 | 0 | 0 | 1 | 1 | 0 | 0 | 0 | 0 | 0 | 1 | 1 | 0 | 0 | 0 | 0 | 0 | 0 | 0 | 0 | 0 | 0 | 0 | 0 | 0 | 0 | 0 | 0 | 0 | 0 | 0 | 0 | 0 | 0 | 0 | 0 | 0 | 0 | 0 | 0 | 0 | 0 | Northern_California_Li_Battery_4hr | Northern_California_Li_Battery_8hr | Northern_California_Solar | Northern_California_Geothermal | Northern_California_Wind |  |  |  | Northern_California | Mendocino_Marin
PG&E NGBA | Geysers 3 | 115 | CA | 95448 | SONOMA | 6 | 0 | 0 | 0 | 0 | 0 | 0 | 0 | 0 | 0 | 0 | 0 | 0 | 0 | 0 | 0 | 0 | 0 | 0 | 0 | 0 | 0 | 0 | 0 | 0 | 0 | 0 | 0 | 0 | 0 | 0 | 0 | 0 | 0 | 0 | 0 | 0 | 0 | 0 | 0 | 1 | 0 | 1 | 0 | 0 | 0 | 0 | 0 | 0 | 0 | 0 | 0 | 0 | 1 | 0 | 1 | 1 | 0 | 0 | 0 | 0 | 0 | 0 | 0 | 0 | 0 | 0 | 1 | 0 | 0 | 0 | 0 | 0 | 0 | 0 | 0 | 0 | 0 | 0 | 0 | 0 | 0 | 0 | 0 | 0 | 0 | 0 | 0 | 0 | 0 | 0 | 0 | 0 | 0 | 0 | 0 | 0 | 0 | Northern_California_Li_Battery_4hr | Northern_California_Li_Battery_8hr | Northern_California_Solar | Northern_California_Geothermal | Northern_California_Wind |  |  |  | Northern_California | Mendocino_Marin
PG&E NGBA | Glenn | 230 | CA | 95963 | GLENN | 1 | 0 | 0 | 0 | 0 | 0 | 0 | 0 | 0 | 0 | 0 | 0 | 0 | 0 | 0 | 0 | 0 | 0 | 0 | 0 | 0 | 0 | 0 | 0 | 0 | 0 | 0 | 0 | 0 | 0 | 0 | 0 | 0 | 0 | 0 | 0 | 0 | 0 | 0 | 0 | 1 | 0 | 0 | 0 | 0 | 0 | 0 | 0 | 0 | 0 | 0 | 0 | 0 | 0 | 0 | 0 | 0 | 0 | 0 | 0 | 0 | 0 | 0 | 0 | 0 | 0 | 0 | 0 | 0 | 0 | 0 | 0 | 0 | 0 | 0 | 0 | 0 | 0 | 0 | 0 | 0 | 0 | 0 | 0 | 0 | 0 | 0 | 0 | 0 | 0 | 0 | 0 | 0 | 0 | 0 | 0 | 0 | 0 | Northern_California_Li_Battery_4hr | Northern_California_Li_Battery_8hr | Northern_California_Solar |  | Northern_California_Wind |  |  |  | Northern_California | Northern_California
PG&E NGBA | Glenn | 60 | CA | 95963 | GLENN | 1 | 0 | 0 | 0 | 0 | 0 | 0 | 0 | 0 | 0 | 0 | 0 | 0 | 0 | 0 | 0 | 0 | 0 | 0 | 0 | 0 | 0 | 0 | 0 | 0 | 0 | 0 | 0 | 0 | 0 | 0 | 0 | 0 | 0 | 0 | 0 | 0 | 0 | 0 | 0 | 1 | 0 | 0 | 0 | 0 | 0 | 0 | 0 | 0 | 0 | 0 | 0 | 0 | 0 | 0 | 0 | 0 | 0 | 0 | 0 | 0 | 0 | 0 | 0 | 0 | 0 | 0 | 0 | 0 | 0 | 0 | 0 | 0 | 0 | 0 | 0 | 0 | 0 | 0 | 0 | 0 | 0 | 0 | 0 | 0 | 0 | 0 | 0 | 0 | 0 | 0 | 0 | 0 | 0 | 0 | 0 | 0 | 0 | Northern_California_Li_Battery_4hr | Northern_California_Li_Battery_8hr | Northern_California_Solar |  | Northern_California_Wind |  |  |  | Northern_California | Northern_California
PG&E NGBA | Gold Hill | 115 | CA | 95630 | SACRAMENTO | 5 | 0 | 0 | 0 | 0 | 0 | 0 | 0 | 0 | 0 | 0 | 0 | 0 | 0 | 0 | 0 | 0 | 0 | 0 | 0 | 0 | 0 | 0 | 0 | 0 | 0 | 0 | 0 | 0 | 0 | 0 | 0 | 0 | 0 | 0 | 0 | 0 | 0 | 0 | 0 | 1 | 0 | 0 | 0 | 0 | 0 | 1 | 0 | 1 | 0 | 0 | 0 | 0 | 0 | 0 | 0 | 0 | 0 | 0 | 0 | 1 | 1 | 0 | 0 | 0 | 0 | 0 | 0 | 0 | 0 | 0 | 0 | 0 | 0 | 0 | 0 | 0 | 0 | 0 | 0 | 0 | 0 | 0 | 0 | 0 | 0 | 0 | 0 | 0 | 0 | 0 | 0 | 0 | 0 | 0 | 0 | 0 | 0 | Northern_California_Li_Battery_4hr | Northern_California_Li_Battery_8hr | Northern_California_Solar |  | Solano_Wind |  |  |  | Northern_California | Solano
PG&E NGBA | Gold Hill | 230 | CA | 95630 | SACRAMENTO | 6 | 0 | 0 | 0 | 0 | 0 | 0 | 0 | 0 | 0 | 0 | 0 | 0 | 0 | 0 | 0 | 0 | 0 | 0 | 0 | 0 | 0 | 0 | 0 | 0 | 0 | 0 | 0 | 0 | 0 | 0 | 0 | 0 | 0 | 0 | 0 | 0 | 0 | 0 | 0 | 1 | 0 | 0 | 0 | 0 | 0 | 1 | 1 | 1 | 0 | 0 | 0 | 0 | 0 | 0 | 0 | 0 | 0 | 0 | 0 | 1 | 1 | 0 | 0 | 0 | 0 | 0 | 0 | 0 | 0 | 0 | 0 | 0 | 0 | 0 | 0 | 0 | 0 | 0 | 0 | 0 | 0 | 0 | 0 | 0 | 0 | 0 | 0 | 0 | 0 | 0 | 0 | 0 | 0 | 0 | 0 | 0 | 0 | Northern_California_Li_Battery_4hr | Northern_California_Li_Battery_8hr | Northern_California_Solar |  | Solano_Wind |  |  |  | Northern_California | Solano
SCE Northern | Goleta | 230 | CA | 93117 | SANTA BARBARA | 3 | 0 | 0 | 1 | 0 | 1 | 0 | 0 | 0 | 0 | 0 | 0 | 0 | 0 | 0 | 0 | 0 | 0 | 0 | 0 | 0 | 0 | 0 | 0 | 0 | 1 | 0 | 0 | 0 | 0 | 0 | 0 | 0 | 0 | 0 | 0 | 0 | 0 | 0 | 0 | 0 | 0 | 0 | 0 | 0 | 0 | 0 | 0 | 0 | 0 | 0 | 0 | 0 | 0 | 0 | 0 | 0 | 0 | 0 | 0 | 0 | 0 | 0 | 0 | 0 | 0 | 0 | 0 | 0 | 0 | 0 | 0 | 0 | 0 | 0 | 0 | 0 | 0 | 0 | 0 | 0 | 0 | 0 | 0 | 0 | 0 | 0 | 0 | 0 | 0 | 0 | 0 | 0 | 0 | 0 | 0 | 0 | 0 | Greater_LA_Li_Battery_4hr | Greater_LA_Li_Battery_8hr | Greater_LA_Solar |  | Kern_Greater_Carrizo_Wind |  |  |  | Greater_LA | Kern_Greater_Carrizo
SCE Metro | Goodrich | 230 | CA | 91107 | LOS ANGELES | 1 | 0 | 0 | 0 | 0 | 0 | 0 | 0 | 0 | 0 | 1 | 0 | 0 | 0 | 0 | 0 | 0 | 0 | 0 | 0 | 0 | 0 | 0 | 0 | 0 | 0 | 0 | 0 | 0 | 0 | 0 | 0 | 0 | 0 | 0 | 0 | 0 | 0 | 0 | 0 | 0 | 0 | 0 | 0 | 0 | 0 | 0 | 0 | 0 | 0 | 0 | 0 | 0 | 0 | 0 | 0 | 0 | 0 | 0 | 0 | 0 | 0 | 0 | 0 | 0 | 0 | 0 | 0 | 0 | 0 | 0 | 0 | 0 | 0 | 0 | 0 | 0 | 0 | 0 | 0 | 0 | 0 | 0 | 0 | 0 | 0 | 0 | 0 | 0 | 0 | 0 | 0 | 0 | 0 | 0 | 0 | 0 | 0 | Greater_LA_Li_Battery_4hr | Greater_LA_Li_Battery_8hr | Greater_LA_Solar |  | 0 |  |  |  | Greater_LA | Greater_LA
PG&E KERN | Goose Lake | 115 | CA | 93280 | KERN | 4 | 0 | 0 | 0 | 0 | 0 | 0 | 0 | 0 | 0 | 0 | 0 | 0 | 0 | 0 | 0 | 0 | 0 | 0 | 0 | 0 | 0 | 0 | 0 | 0 | 0 | 0 | 0 | 0 | 0 | 0 | 0 | 0 | 0 | 0 | 0 | 0 | 0 | 0 | 0 | 0 | 0 | 0 | 0 | 0 | 0 | 0 | 0 | 0 | 0 | 0 | 0 | 0 | 0 | 0 | 0 | 0 | 0 | 0 | 0 | 0 | 0 | 0 | 0 | 0 | 0 | 0 | 0 | 1 | 1 | 0 | 0 | 0 | 0 | 0 | 0 | 1 | 0 | 0 | 0 | 1 | 0 | 0 | 0 | 0 | 0 | 0 | 0 | 0 | 0 | 0 | 0 | 0 | 0 | 0 | 0 | 0 | 0 | Southern_PGAE_Li_Battery_4hr | Southern_PGAE_Li_Battery_8hr | Southern_PGAE_Solar |  | Central_Valley_North_Los_Banos_Wind |  |  |  | Southern_PGAE | Central_Valley_North_Los_Banos
SCE Metro | Gould | 230 | CA | 91011 | LOS ANGELES | 1 | 0 | 0 | 0 | 0 | 0 | 0 | 0 | 0 | 0 | 1 | 0 | 0 | 0 | 0 | 0 | 0 | 0 | 0 | 0 | 0 | 0 | 0 | 0 | 0 | 0 | 0 | 0 | 0 | 0 | 0 | 0 | 0 | 0 | 0 | 0 | 0 | 0 | 0 | 0 | 0 | 0 | 0 | 0 | 0 | 0 | 0 | 0 | 0 | 0 | 0 | 0 | 0 | 0 | 0 | 0 | 0 | 0 | 0 | 0 | 0 | 0 | 0 | 0 | 0 | 0 | 0 | 0 | 0 | 0 | 0 | 0 | 0 | 0 | 0 | 0 | 0 | 0 | 0 | 0 | 0 | 0 | 0 | 0 | 0 | 0 | 0 | 0 | 0 | 0 | 0 | 0 | 0 | 0 | 0 | 0 | 0 | 0 | Greater_LA_Li_Battery_4hr | Greater_LA_Li_Battery_8hr | Greater_LA_Solar |  | 0 |  |  |  | Greater_LA | Greater_LA
PG&E NGBA | Grand Island | 115 | CA | 95690 | Sacramento | 6 | 0 | 0 | 0 | 0 | 0 | 0 | 0 | 0 | 0 | 0 | 0 | 0 | 0 | 0 | 0 | 0 | 0 | 0 | 0 | 0 | 0 | 0 | 0 | 0 | 0 | 0 | 0 | 0 | 0 | 0 | 0 | 0 | 0 | 0 | 0 | 0 | 0 | 0 | 0 | 1 | 0 | 0 | 0 | 0 | 1 | 1 | 0 | 1 | 0 | 0 | 0 | 0 | 0 | 0 | 0 | 0 | 0 | 0 | 0 | 1 | 1 | 0 | 0 | 0 | 0 | 0 | 0 | 0 | 0 | 0 | 0 | 0 | 0 | 0 | 0 | 0 | 0 | 0 | 0 | 0 | 0 | 0 | 0 | 0 | 0 | 0 | 0 | 0 | 0 | 0 | 0 | 0 | 0 | 0 | 0 | 0 | 0 | Northern_California_Li_Battery_4hr | Northern_California_Li_Battery_8hr | Northern_California_Solar |  | Solano_Wind |  |  |  | Northern_California | Solano
SDGE | Granite | 69 | CA | 95827 | Sacramento | 3 | 0 | 0 | 0 | 0 | 0 | 0 | 0 | 0 | 0 | 0 | 0 | 0 | 0 | 0 | 0 | 0 | 0 | 0 | 0 | 0 | 0 | 0 | 0 | 0 | 0 | 0 | 0 | 1 | 0 | 0 | 1 | 0 | 1 | 0 | 0 | 0 | 0 | 0 | 0 | 0 | 0 | 0 | 0 | 0 | 0 | 0 | 0 | 0 | 0 | 0 | 0 | 0 | 0 | 0 | 0 | 0 | 0 | 0 | 0 | 0 | 0 | 0 | 0 | 0 | 0 | 0 | 0 | 0 | 0 | 0 | 0 | 0 | 0 | 0 | 0 | 0 | 0 | 0 | 0 | 0 | 0 | 0 | 0 | 0 | 0 | 0 | 0 | 0 | 0 | 0 | 0 | 0 | 0 | 0 | 0 | 0 | 0 | Northern_California_Li_Battery_4hr | Northern_California_Li_Battery_8hr | Northern_California_Solar |  | Solano_Wind |  |  |  | Northern_California | Solano
PG&E GBA | Grant | 115 | CA | 94579 | ALAMEDA | 2 | 0 | 0 | 0 | 0 | 0 | 0 | 0 | 0 | 0 | 0 | 0 | 0 | 0 | 0 | 0 | 0 | 0 | 0 | 0 | 0 | 0 | 0 | 0 | 0 | 0 | 0 | 0 | 0 | 0 | 0 | 0 | 0 | 0 | 0 | 0 | 0 | 0 | 0 | 0 | 1 | 0 | 0 | 0 | 0 | 0 | 0 | 0 | 0 | 0 | 0 | 0 | 0 | 1 | 0 | 0 | 0 | 0 | 0 | 0 | 0 | 0 | 0 | 0 | 0 | 0 | 0 | 0 | 0 | 0 | 0 | 0 | 0 | 0 | 0 | 0 | 0 | 0 | 0 | 0 | 0 | 0 | 0 | 0 | 0 | 0 | 0 | 0 | 0 | 0 | 0 | 0 | 0 | 0 | 0 | 0 | 0 | 0 | Northern_California_Li_Battery_4hr | Northern_California_Li_Battery_8hr | Northern_California_Solar |  | Solano_Wind |  |  |  | Northern_California | Solano
PG&E GBA | Green Valley | 115 | CA | 95076 | SANTA CRUZ | 5 | 0 | 0 | 0 | 0 | 0 | 0 | 0 | 0 | 0 | 0 | 0 | 0 | 0 | 0 | 0 | 0 | 0 | 0 | 0 | 0 | 0 | 0 | 0 | 0 | 0 | 0 | 0 | 0 | 0 | 0 | 0 | 0 | 0 | 0 | 0 | 0 | 0 | 0 | 0 | 0 | 0 | 0 | 0 | 0 | 0 | 0 | 0 | 0 | 0 | 0 | 0 | 0 | 1 | 0 | 0 | 1 | 0 | 0 | 0 | 1 | 0 | 0 | 0 | 0 | 1 | 0 | 0 | 0 | 0 | 0 | 0 | 0 | 0 | 0 | 0 | 0 | 0 | 0 | 0 | 0 | 0 | 0 | 0 | 0 | 0 | 0 | 0 | 0 | 0 | 0 | 0 | 0 | 0 | 0 | 0 | 0 | 1 | Northern_California_Li_Battery_4hr | Northern_California_Li_Battery_8hr | Northern_California_Solar |  | Kern_Greater_Carrizo_Wind |  |  |  | Northern_California | Peninsula_Monterey
PG&E NGBA | Greenleaf 1 | 115 | CA |  |  | 7 | 0 | 0 | 0 | 0 | 0 | 0 | 0 | 0 | 0 | 0 | 0 | 0 | 0 | 0 | 0 | 0 | 0 | 0 | 0 | 0 | 0 | 0 | 0 | 0 | 0 | 0 | 0 | 0 | 0 | 0 | 0 | 0 | 0 | 0 | 0 | 0 | 0 | 0 | 0 | 1 | 0 | 0 | 0 | 0 | 1 | 1 | 1 | 1 | 0 | 0 | 0 | 0 | 0 | 0 | 0 | 0 | 0 | 0 | 0 | 1 | 1 | 0 | 0 | 0 | 0 | 0 | 0 | 0 | 0 | 0 | 0 | 0 | 0 | 0 | 0 | 0 | 0 | 0 | 0 | 0 | 0 | 0 | 0 | 0 | 0 | 0 | 0 | 0 | 0 | 0 | 0 | 0 | 0 | 0 | 0 | 0 | 0 | Northern_California_Li_Battery_4hr | Northern_California_Li_Battery_8hr | Northern_California_Solar |  | Northern_California_Wind |  |  |  | Northern_California | Northern_California
PG&E FRESNO | Gregg | 230 | CA | 93636 | MADERA | 10 | 0 | 0 | 0 | 0 | 0 | 0 | 0 | 0 | 0 | 0 | 0 | 0 | 0 | 0 | 0 | 0 | 0 | 0 | 0 | 0 | 0 | 0 | 0 | 0 | 0 | 0 | 0 | 0 | 0 | 0 | 0 | 0 | 0 | 0 | 0 | 0 | 0 | 0 | 0 | 0 | 0 | 0 | 0 | 0 | 0 | 1 | 0 | 0 | 0 | 0 | 0 | 0 | 0 | 0 | 0 | 0 | 0 | 0 | 0 | 0 | 0 | 0 | 0 | 0 | 0 | 0 | 0 | 0 | 0 | 0 | 0 | 0 | 0 | 0 | 0 | 0 | 0 | 0 | 1 | 1 | 0 | 1 | 1 | 1 | 0 | 1 | 0 | 1 | 1 | 1 | 0 | 0 | 0 | 0 | 0 | 0 | 0 | Southern_PGAE_Li_Battery_4hr | Southern_PGAE_Li_Battery_8hr | Southern_PGAE_Solar |  | Central_Valley_North_Los_Banos_Wind |  |  |  | Southern_PGAE | Central_Valley_North_Los_Banos
PG&E FRESNO | Grimmway-Malaga | 115 | CA | 93307 | KERN | 6 | 0 | 0 | 0 | 0 | 0 | 0 | 0 | 0 | 0 | 0 | 0 | 0 | 0 | 0 | 0 | 0 | 0 | 0 | 0 | 0 | 0 | 0 | 0 | 0 | 0 | 0 | 0 | 0 | 0 | 0 | 0 | 0 | 0 | 0 | 0 | 0 | 0 | 0 | 0 | 0 | 0 | 0 | 0 | 0 | 0 | 1 | 0 | 0 | 0 | 0 | 0 | 0 | 0 | 0 | 0 | 0 | 0 | 0 | 0 | 0 | 0 | 0 | 0 | 0 | 0 | 0 | 0 | 0 | 0 | 0 | 0 | 0 | 0 | 0 | 0 | 0 | 0 | 0 | 1 | 1 | 0 | 1 | 0 | 0 | 0 | 1 | 0 | 0 | 0 | 1 | 0 | 0 | 0 | 0 | 0 | 0 | 0 | Southern_PGAE_Li_Battery_4hr | Southern_PGAE_Li_Battery_8hr | Southern_PGAE_Solar |  | Central_Valley_North_Los_Banos_Wind |  |  |  | Southern_PGAE | Central_Valley_North_Los_Banos
PG&E NGBA | Grizzly | 230 | CA | 95915 | PLUMAS | 9 | 0 | 0 | 0 | 0 | 0 | 0 | 0 | 0 | 0 | 0 | 0 | 0 | 0 | 0 | 0 | 0 | 0 | 0 | 0 | 0 | 0 | 0 | 0 | 0 | 0 | 0 | 0 | 0 | 0 | 0 | 0 | 0 | 0 | 0 | 0 | 0 | 0 | 0 | 0 | 1 | 1 | 0 | 1 | 0 | 1 | 1 | 1 | 1 | 0 | 0 | 0 | 0 | 0 | 0 | 0 | 0 | 0 | 0 | 0 | 1 | 1 | 0 | 0 | 0 | 0 | 0 | 0 | 0 | 0 | 0 | 0 | 0 | 0 | 0 | 0 | 0 | 0 | 0 | 0 | 0 | 0 | 0 | 0 | 0 | 0 | 0 | 0 | 0 | 0 | 0 | 0 | 0 | 0 | 0 | 0 | 0 | 0 | Northern_California_Li_Battery_4hr | Northern_California_Li_Battery_8hr | Northern_California_Solar |  | Northern_California_Wind |  |  |  | Northern_California | Northern_California
PG&E FRESNO | Guernsey | 70 | CA | 93230 | Kings | 7 | 0 | 0 | 0 | 0 | 0 | 0 | 0 | 0 | 0 | 0 | 0 | 0 | 0 | 0 | 0 | 0 | 0 | 0 | 0 | 0 | 0 | 0 | 0 | 0 | 0 | 0 | 0 | 0 | 0 | 0 | 0 | 0 | 0 | 0 | 0 | 0 | 0 | 0 | 0 | 0 | 0 | 0 | 0 | 0 | 0 | 1 | 0 | 0 | 0 | 0 | 0 | 0 | 0 | 0 | 0 | 0 | 0 | 0 | 0 | 0 | 0 | 0 | 0 | 0 | 0 | 0 | 0 | 0 | 0 | 0 | 0 | 0 | 0 | 0 | 0 | 0 | 0 | 0 | 1 | 1 | 0 | 1 | 0 | 0 | 0 | 1 | 0 | 0 | 0 | 1 | 0 | 0 | 0 | 0 | 1 | 0 | 0 | Southern_PGAE_Li_Battery_4hr | Southern_PGAE_Li_Battery_8hr | Southern_PGAE_Solar |  | Central_Valley_North_Los_Banos_Wind |  |  |  | Southern_PGAE | Central_Valley_North_Los_Banos
PG&E FRESNO | GWF Hanford | 115 | CA | 94565 | CONTRA COSTA | 7 | 0 | 0 | 0 | 0 | 0 | 0 | 0 | 0 | 0 | 0 | 0 | 0 | 0 | 0 | 0 | 0 | 0 | 0 | 0 | 0 | 0 | 0 | 0 | 0 | 0 | 0 | 0 | 0 | 0 | 0 | 0 | 0 | 0 | 0 | 0 | 0 | 0 | 0 | 0 | 0 | 0 | 0 | 0 | 0 | 0 | 1 | 0 | 0 | 0 | 0 | 0 | 0 | 0 | 0 | 0 | 0 | 0 | 0 | 0 | 0 | 0 | 0 | 0 | 0 | 0 | 0 | 0 | 0 | 0 | 0 | 0 | 0 | 0 | 0 | 0 | 0 | 0 | 0 | 1 | 1 | 0 | 1 | 0 | 1 | 0 | 1 | 0 | 0 | 0 | 1 | 0 | 0 | 0 | 0 | 0 | 0 | 0 | Northern_California_Li_Battery_4hr | Northern_California_Li_Battery_8hr | Northern_California_Solar |  | Solano_Wind |  |  |  | Northern_California | Solano
PG&E FRESNO | Haas | 230 | CA | 93664 | FRESNO | 6 | 0 | 0 | 0 | 0 | 0 | 0 | 0 | 0 | 0 | 0 | 0 | 0 | 0 | 0 | 0 | 0 | 0 | 0 | 0 | 0 | 0 | 0 | 0 | 0 | 0 | 0 | 0 | 0 | 0 | 0 | 0 | 0 | 0 | 0 | 0 | 0 | 0 | 0 | 0 | 0 | 0 | 0 | 0 | 0 | 0 | 1 | 0 | 0 | 0 | 0 | 0 | 0 | 0 | 0 | 0 | 0 | 0 | 0 | 0 | 0 | 0 | 0 | 0 | 0 | 0 | 0 | 0 | 0 | 0 | 0 | 0 | 0 | 0 | 0 | 0 | 0 | 0 | 0 | 1 | 1 | 0 | 1 | 0 | 0 | 0 | 1 | 0 | 0 | 0 | 1 | 0 | 0 | 0 | 0 | 0 | 0 | 0 | Southern_PGAE_Li_Battery_4hr | Southern_PGAE_Li_Battery_8hr | Southern_PGAE_Solar |  | Central_Valley_North_Los_Banos_Wind |  |  |  | Southern_PGAE | Central_Valley_North_Los_Banos
PG&E FRESNO | Hammonds | 115 | CA | 93622 | Fresno | 4 | 0 | 0 | 0 | 0 | 0 | 0 | 0 | 0 | 0 | 0 | 0 | 0 | 0 | 0 | 0 | 0 | 0 | 0 | 0 | 0 | 0 | 0 | 0 | 0 | 0 | 0 | 0 | 0 | 0 | 0 | 0 | 0 | 0 | 0 | 0 | 0 | 0 | 0 | 0 | 0 | 0 | 0 | 0 | 0 | 0 | 0 | 0 | 0 | 0 | 0 | 0 | 0 | 0 | 0 | 0 | 0 | 0 | 0 | 0 | 0 | 0 | 0 | 0 | 0 | 0 | 0 | 0 | 0 | 0 | 0 | 0 | 0 | 0 | 0 | 0 | 0 | 0 | 0 | 0 | 1 | 0 | 0 | 0 | 0 | 0 | 1 | 0 | 1 | 0 | 0 | 0 | 0 | 1 | 0 | 0 | 0 | 0 | Southern_PGAE_Li_Battery_4hr | Southern_PGAE_Li_Battery_8hr | Southern_PGAE_Solar |  | Central_Valley_North_Los_Banos_Wind |  |  |  | Southern_PGAE | Central_Valley_North_Los_Banos
SCE Metro | HarborGen | 230 | CA | 90813 | LOS ANGELES | 1 | 0 | 0 | 0 | 0 | 0 | 0 | 0 | 0 | 0 | 1 | 0 | 0 | 0 | 0 | 0 | 0 | 0 | 0 | 0 | 0 | 0 | 0 | 0 | 0 | 0 | 0 | 0 | 0 | 0 | 0 | 0 | 0 | 0 | 0 | 0 | 0 | 0 | 0 | 0 | 0 | 0 | 0 | 0 | 0 | 0 | 0 | 0 | 0 | 0 | 0 | 0 | 0 | 0 | 0 | 0 | 0 | 0 | 0 | 0 | 0 | 0 | 0 | 0 | 0 | 0 | 0 | 0 | 0 | 0 | 0 | 0 | 0 | 0 | 0 | 0 | 0 | 0 | 0 | 0 | 0 | 0 | 0 | 0 | 0 | 0 | 0 | 0 | 0 | 0 | 0 | 0 | 0 | 0 | 0 | 0 | 0 | 0 | Greater_LA_Li_Battery_4hr | Greater_LA_Li_Battery_8hr | Greater_LA_Solar |  | 0 |  |  |  | Greater_LA | Greater_LA
PG&E NGBA | Harris | 60 | CA | 95503 | Humboldt | 1 | 0 | 0 | 0 | 0 | 0 | 0 | 0 | 0 | 0 | 0 | 0 | 0 | 0 | 0 | 0 | 0 | 0 | 0 | 0 | 0 | 0 | 0 | 0 | 0 | 0 | 0 | 0 | 0 | 0 | 0 | 0 | 0 | 0 | 0 | 0 | 0 | 0 | 0 | 0 | 1 | 0 | 0 | 0 | 0 | 0 | 0 | 0 | 0 | 0 | 0 | 0 | 0 | 0 | 0 | 0 | 0 | 0 | 0 | 0 | 0 | 0 | 0 | 0 | 0 | 0 | 0 | 0 | 0 | 0 | 0 | 0 | 0 | 0 | 0 | 0 | 0 | 0 | 0 | 0 | 0 | 0 | 0 | 0 | 0 | 0 | 0 | 0 | 0 | 0 | 0 | 0 | 0 | 0 | 0 | 0 | 0 | 0 | Northern_California_Li_Battery_4hr | Northern_California_Li_Battery_8hr | Northern_California_Solar |  | Humboldt_Wind |  |  |  | Northern_California | Humboldt
EOP | Harry Allen | 500 | NV | 89040 | CLARK | 2 | 0 | 0 | 0 | 0 | 0 | 0 | 0 | 0 | 0 | 0 | 0 | 0 | 0 | 0 | 0 | 0 | 0 | 0 | 0 | 0 | 0 | 0 | 0 | 1 | 1 | 0 | 0 | 0 | 0 | 0 | 0 | 0 | 0 | 0 | 0 | 0 | 0 | 0 | 0 | 0 | 0 | 0 | 0 | 0 | 0 | 0 | 0 | 0 | 0 | 0 | 0 | 0 | 0 | 0 | 0 | 0 | 0 | 0 | 0 | 0 | 0 | 0 | 0 | 0 | 0 | 0 | 0 | 0 | 0 | 0 | 0 | 0 | 0 | 0 | 0 | 0 | 0 | 0 | 0 | 0 | 0 | 0 | 0 | 0 | 0 | 0 | 0 | 0 | 0 | 0 | 0 | 0 | 0 | 0 | 0 | 0 | 0 | 0 | 0 | 0 | Utah_Geothermal | 0 | Idaho_Wind |  |  | Nevada | Nevada
PG&E NGBA | Hartley | 60 | CA | 95453 | Lake | 3 | 0 | 0 | 0 | 0 | 0 | 0 | 0 | 0 | 0 | 0 | 0 | 0 | 0 | 0 | 0 | 0 | 0 | 0 | 0 | 0 | 0 | 0 | 0 | 0 | 0 | 0 | 0 | 0 | 0 | 0 | 0 | 0 | 0 | 0 | 0 | 0 | 0 | 0 | 0 | 1 | 0 | 0 | 0 | 0 | 0 | 0 | 0 | 0 | 0 | 0 | 0 | 0 | 1 | 0 | 0 | 0 | 0 | 0 | 0 | 0 | 0 | 0 | 0 | 0 | 0 | 0 | 1 | 0 | 0 | 0 | 0 | 0 | 0 | 0 | 0 | 0 | 0 | 0 | 0 | 0 | 0 | 0 | 0 | 0 | 0 | 0 | 0 | 0 | 0 | 0 | 0 | 0 | 0 | 0 | 0 | 0 | 0 | Northern_California_Li_Battery_4hr | Northern_California_Li_Battery_8hr | Northern_California_Solar |  | Northern_California_Wind |  |  |  | Northern_California | Northern_California
SCE NOL | Harvard | 115 | CA | 92365 | San Bernardino | 3 | 0 | 0 | 0 | 0 | 0 | 0 | 0 | 0 | 0 | 0 | 0 | 1 | 1 | 1 | 0 | 0 | 0 | 0 | 0 | 0 | 0 | 0 | 0 | 0 | 0 | 0 | 0 | 0 | 0 | 0 | 0 | 0 | 0 | 0 | 0 | 0 | 0 | 0 | 0 | 0 | 0 | 0 | 0 | 0 | 0 | 0 | 0 | 0 | 0 | 0 | 0 | 0 | 0 | 0 | 0 | 0 | 0 | 0 | 0 | 0 | 0 | 0 | 0 | 0 | 0 | 0 | 0 | 0 | 0 | 0 | 0 | 0 | 0 | 0 | 0 | 0 | 0 | 0 | 0 | 0 | 0 | 0 | 0 | 0 | 0 | 0 | 0 | 0 | 0 | 0 | 0 | 0 | 0 | 0 | 0 | 0 | 0 | Greater_Kramer_Li_Battery_4hr | Greater_Kramer_Li_Battery_8hr | Greater_Kramer_Solar |  | Greater_Kramer_Wind |  |  |  | Greater_Kramer | Greater_Kramer (Exclude)
SDGE | Hassayampa | 500 | AZ | 85354 | MARICOPA | 3 | 0 | 0 | 0 | 0 | 0 | 0 | 0 | 0 | 0 | 0 | 0 | 0 | 0 | 0 | 0 | 0 | 0 | 1 | 0 | 0 | 0 | 0 | 0 | 0 | 1 | 0 | 0 | 0 | 0 | 0 | 0 | 1 | 0 | 0 | 0 | 0 | 0 | 0 | 0 | 0 | 0 | 0 | 0 | 0 | 0 | 0 | 0 | 0 | 0 | 0 | 0 | 0 | 0 | 0 | 0 | 0 | 0 | 0 | 0 | 0 | 0 | 0 | 0 | 0 | 0 | 0 | 0 | 0 | 0 | 0 | 0 | 0 | 0 | 0 | 0 | 0 | 0 | 0 | 0 | 0 | 0 | 0 | 0 | 0 | 0 | 0 | 0 | 0 | 0 | 0 | 0 | 0 | 0 | 0 | 0 | 0 | 0 | Arizona_Li_Battery_4hr | Arizona_Li_Battery_8hr | Arizona_Solar |  | 0 |  |  |  | Arizona | Arizona
PG&E FRESNO | Helm | 230 | CA | 93660 | FRESNO | 6 | 0 | 0 | 0 | 0 | 0 | 0 | 0 | 0 | 0 | 0 | 0 | 0 | 0 | 0 | 0 | 0 | 0 | 0 | 0 | 0 | 0 | 0 | 0 | 0 | 0 | 0 | 0 | 0 | 0 | 0 | 0 | 0 | 0 | 0 | 0 | 0 | 0 | 0 | 0 | 0 | 0 | 0 | 0 | 0 | 0 | 1 | 0 | 0 | 0 | 0 | 0 | 0 | 0 | 0 | 0 | 0 | 0 | 0 | 0 | 0 | 0 | 0 | 0 | 0 | 0 | 0 | 0 | 0 | 0 | 0 | 0 | 0 | 0 | 0 | 0 | 0 | 0 | 0 | 1 | 1 | 0 | 1 | 0 | 0 | 0 | 1 | 0 | 0 | 0 | 1 | 0 | 0 | 0 | 0 | 0 | 0 | 0 | Southern_PGAE_Li_Battery_4hr | Southern_PGAE_Li_Battery_8hr | Southern_PGAE_Solar |  | Central_Valley_North_Los_Banos_Wind |  |  |  | Southern_PGAE | Central_Valley_North_Los_Banos
PG&E FRESNO | Helm | 70 | CA | 93660 | FRESNO | 4 | 0 | 0 | 0 | 0 | 0 | 0 | 0 | 0 | 0 | 0 | 0 | 0 | 0 | 0 | 0 | 0 | 0 | 0 | 0 | 0 | 0 | 0 | 0 | 0 | 0 | 0 | 0 | 0 | 0 | 0 | 0 | 0 | 0 | 0 | 0 | 0 | 0 | 0 | 0 | 0 | 0 | 0 | 0 | 0 | 0 | 0 | 0 | 0 | 0 | 0 | 0 | 0 | 0 | 0 | 0 | 0 | 0 | 0 | 0 | 0 | 0 | 0 | 0 | 0 | 0 | 0 | 0 | 0 | 0 | 0 | 0 | 0 | 0 | 0 | 0 | 0 | 0 | 0 | 0 | 1 | 0 | 1 | 0 | 0 | 0 | 1 | 0 | 0 | 0 | 0 | 0 | 1 | 0 | 0 | 0 | 0 | 0 | Southern_PGAE_Li_Battery_4hr | Southern_PGAE_Li_Battery_8hr | Southern_PGAE_Solar |  | Central_Valley_North_Los_Banos_Wind |  |  |  | Southern_PGAE | Central_Valley_North_Los_Banos
PG&E FRESNO | Henrietta | 115 | CA | 93245 | KINGS | 4 | 0 | 0 | 0 | 0 | 0 | 0 | 0 | 0 | 0 | 0 | 0 | 0 | 0 | 0 | 0 | 0 | 0 | 0 | 0 | 0 | 0 | 0 | 0 | 0 | 0 | 0 | 0 | 0 | 0 | 0 | 0 | 0 | 0 | 0 | 0 | 0 | 0 | 0 | 0 | 0 | 0 | 0 | 0 | 0 | 0 | 0 | 0 | 0 | 0 | 0 | 0 | 0 | 0 | 0 | 0 | 0 | 0 | 0 | 0 | 0 | 0 | 0 | 0 | 0 | 0 | 0 | 0 | 0 | 1 | 0 | 0 | 0 | 0 | 0 | 0 | 0 | 0 | 0 | 0 | 1 | 0 | 1 | 0 | 0 | 0 | 1 | 0 | 0 | 0 | 0 | 0 | 0 | 0 | 0 | 0 | 0 | 0 | Southern_PGAE_Li_Battery_4hr | Southern_PGAE_Li_Battery_8hr | Southern_PGAE_Solar |  | Central_Valley_North_Los_Banos_Wind |  |  |  | Southern_PGAE | Central_Valley_North_Los_Banos
PG&E FRESNO | Henrietta | 230 | CA | 93245 | KINGS | 3 | 0 | 0 | 0 | 0 | 0 | 0 | 0 | 0 | 0 | 0 | 0 | 0 | 0 | 0 | 0 | 0 | 0 | 0 | 0 | 0 | 0 | 0 | 0 | 0 | 0 | 0 | 0 | 0 | 0 | 0 | 0 | 0 | 0 | 0 | 0 | 0 | 0 | 0 | 0 | 0 | 0 | 0 | 0 | 0 | 0 | 0 | 0 | 0 | 0 | 0 | 0 | 0 | 0 | 0 | 0 | 0 | 0 | 0 | 0 | 0 | 0 | 0 | 0 | 0 | 0 | 0 | 0 | 0 | 1 | 0 | 0 | 0 | 0 | 0 | 0 | 0 | 0 | 0 | 0 | 1 | 0 | 1 | 0 | 0 | 0 | 0 | 0 | 0 | 0 | 0 | 0 | 0 | 0 | 0 | 0 | 0 | 0 | Southern_PGAE_Li_Battery_4hr | Southern_PGAE_Li_Battery_8hr | Southern_PGAE_Solar |  | Central_Valley_North_Los_Banos_Wind |  |  |  | Southern_PGAE | Central_Valley_North_Los_Banos
PG&E FRESNO | Henrietta | 70 | CA | 93245 | KINGS | 6 | 0 | 0 | 0 | 0 | 0 | 0 | 0 | 0 | 0 | 0 | 0 | 0 | 0 | 0 | 0 | 0 | 0 | 0 | 0 | 0 | 0 | 0 | 0 | 0 | 0 | 0 | 0 | 0 | 0 | 0 | 0 | 0 | 0 | 0 | 0 | 0 | 0 | 0 | 0 | 0 | 0 | 0 | 0 | 0 | 0 | 1 | 0 | 0 | 0 | 0 | 0 | 0 | 0 | 0 | 0 | 0 | 0 | 0 | 0 | 0 | 0 | 0 | 0 | 0 | 0 | 0 | 0 | 0 | 0 | 0 | 0 | 0 | 0 | 0 | 0 | 0 | 0 | 0 | 1 | 0 | 0 | 1 | 0 | 0 | 0 | 1 | 0 | 0 | 0 | 1 | 0 | 0 | 0 | 0 | 1 | 0 | 0 | Southern_PGAE_Li_Battery_4hr | Southern_PGAE_Li_Battery_8hr | Southern_PGAE_Solar |  | Central_Valley_North_Los_Banos_Wind |  |  |  | Southern_PGAE | Central_Valley_North_Los_Banos
PG&E FRESNO | Herndon | 115 | CA | 93722 | FRESNO | 7 | 0 | 0 | 0 | 0 | 0 | 0 | 0 | 0 | 0 | 0 | 0 | 0 | 0 | 0 | 0 | 0 | 0 | 0 | 0 | 0 | 0 | 0 | 0 | 0 | 0 | 0 | 0 | 0 | 0 | 0 | 0 | 0 | 0 | 0 | 0 | 0 | 0 | 0 | 0 | 0 | 0 | 0 | 0 | 0 | 0 | 0 | 0 | 0 | 0 | 0 | 0 | 0 | 0 | 0 | 0 | 0 | 0 | 0 | 0 | 0 | 0 | 0 | 0 | 0 | 0 | 0 | 0 | 0 | 0 | 0 | 0 | 0 | 0 | 0 | 0 | 0 | 0 | 0 | 0 | 1 | 0 | 1 | 1 | 1 | 0 | 1 | 0 | 1 | 0 | 0 | 0 | 0 | 1 | 0 | 0 | 0 | 0 | Southern_PGAE_Li_Battery_4hr | Southern_PGAE_Li_Battery_8hr | Southern_PGAE_Solar |  | Central_Valley_North_Los_Banos_Wind |  |  |  | Southern_PGAE | Central_Valley_North_Los_Banos
PG&E FRESNO | Herndon | 230 | CA | 93722 | FRESNO | 8 | 0 | 0 | 0 | 0 | 0 | 0 | 0 | 0 | 0 | 0 | 0 | 0 | 0 | 0 | 0 | 0 | 0 | 0 | 0 | 0 | 0 | 0 | 0 | 0 | 0 | 0 | 0 | 0 | 0 | 0 | 0 | 0 | 0 | 0 | 0 | 0 | 0 | 0 | 0 | 0 | 0 | 0 | 0 | 0 | 0 | 0 | 0 | 0 | 0 | 0 | 0 | 0 | 0 | 0 | 0 | 0 | 0 | 0 | 0 | 1 | 0 | 0 | 0 | 0 | 0 | 0 | 0 | 0 | 0 | 0 | 0 | 0 | 0 | 0 | 0 | 0 | 0 | 0 | 0 | 1 | 0 | 1 | 1 | 1 | 0 | 1 | 0 | 1 | 0 | 0 | 0 | 0 | 1 | 0 | 0 | 0 | 0 | Southern_PGAE_Li_Battery_4hr | Southern_PGAE_Li_Battery_8hr | Southern_PGAE_Solar |  | Central_Valley_North_Los_Banos_Wind |  |  |  | Southern_PGAE | Central_Valley_North_Los_Banos
PG&E GBA | Hicks | 230 | CA | 95124 | SANTA CLARA | 3 | 0 | 0 | 0 | 0 | 0 | 0 | 0 | 0 | 0 | 0 | 0 | 0 | 0 | 0 | 0 | 0 | 0 | 0 | 0 | 0 | 0 | 0 | 0 | 0 | 0 | 0 | 0 | 0 | 0 | 0 | 0 | 0 | 0 | 0 | 0 | 0 | 0 | 0 | 0 | 0 | 0 | 0 | 0 | 0 | 0 | 0 | 0 | 0 | 0 | 0 | 0 | 0 | 1 | 0 | 0 | 0 | 0 | 0 | 0 | 1 | 0 | 0 | 0 | 0 | 0 | 0 | 0 | 0 | 0 | 0 | 0 | 0 | 0 | 0 | 0 | 0 | 0 | 0 | 0 | 0 | 0 | 0 | 0 | 0 | 0 | 0 | 0 | 0 | 0 | 0 | 0 | 0 | 0 | 0 | 0 | 0 | 1 | Northern_California_Li_Battery_4hr | Northern_California_Li_Battery_8hr | Northern_California_Solar |  | Kern_Greater_Carrizo_Wind |  |  |  | Northern_California | Peninsula_Monterey
PG&E NGBA | Higgins | 115 | CA | 95949 | NEVADA | 7 | 0 | 0 | 0 | 0 | 0 | 0 | 0 | 0 | 0 | 0 | 0 | 0 | 0 | 0 | 0 | 0 | 0 | 0 | 0 | 0 | 0 | 0 | 0 | 0 | 0 | 0 | 0 | 0 | 0 | 0 | 0 | 0 | 0 | 0 | 0 | 0 | 0 | 0 | 0 | 1 | 0 | 0 | 1 | 0 | 0 | 1 | 1 | 1 | 0 | 0 | 0 | 0 | 0 | 0 | 0 | 0 | 0 | 0 | 0 | 1 | 1 | 0 | 0 | 0 | 0 | 0 | 0 | 0 | 0 | 0 | 0 | 0 | 0 | 0 | 0 | 0 | 0 | 0 | 0 | 0 | 0 | 0 | 0 | 0 | 0 | 0 | 0 | 0 | 0 | 0 | 0 | 0 | 0 | 0 | 0 | 0 | 0 | Northern_California_Li_Battery_4hr | Northern_California_Li_Battery_8hr | Northern_California_Solar |  | Northern_California_Wind |  |  |  | Northern_California | Northern_California
PG&E NGBA | Hilltop | 345 | CA | 96101 | MODOC | 1 | 0 | 0 | 0 | 0 | 0 | 0 | 0 | 0 | 0 | 0 | 0 | 0 | 0 | 0 | 0 | 0 | 0 | 0 | 0 | 0 | 0 | 0 | 0 | 0 | 0 | 0 | 0 | 0 | 0 | 0 | 0 | 0 | 0 | 0 | 0 | 0 | 0 | 0 | 0 | 1 | 0 | 0 | 0 | 0 | 0 | 0 | 0 | 0 | 0 | 0 | 0 | 0 | 0 | 0 | 0 | 0 | 0 | 0 | 0 | 0 | 0 | 0 | 0 | 0 | 0 | 0 | 0 | 0 | 0 | 0 | 0 | 0 | 0 | 0 | 0 | 0 | 0 | 0 | 0 | 0 | 0 | 0 | 0 | 0 | 0 | 0 | 0 | 0 | 0 | 0 | 0 | 0 | 0 | 0 | 0 | 0 | 0 | Northern_California_Li_Battery_4hr | Northern_California_Li_Battery_8hr | Northern_California_Solar |  | Northern_California_Wind |  |  |  | Northern_California | Northern_California
SCE Metro | Hinson | 230 | CA | 90810 | LOS ANGELES | 2 | 0 | 0 | 0 | 0 | 0 | 0 | 0 | 0 | 1 | 1 | 0 | 0 | 0 | 0 | 0 | 0 | 0 | 0 | 0 | 0 | 0 | 0 | 0 | 0 | 0 | 0 | 0 | 0 | 0 | 0 | 0 | 0 | 0 | 0 | 0 | 0 | 0 | 0 | 0 | 0 | 0 | 0 | 0 | 0 | 0 | 0 | 0 | 0 | 0 | 0 | 0 | 0 | 0 | 0 | 0 | 0 | 0 | 0 | 0 | 0 | 0 | 0 | 0 | 0 | 0 | 0 | 0 | 0 | 0 | 0 | 0 | 0 | 0 | 0 | 0 | 0 | 0 | 0 | 0 | 0 | 0 | 0 | 0 | 0 | 0 | 0 | 0 | 0 | 0 | 0 | 0 | 0 | 0 | 0 | 0 | 0 | 0 | Greater_LA_Li_Battery_4hr | Greater_LA_Li_Battery_8hr | Greater_LA_Solar |  | 0 |  |  |  | Greater_LA | Greater_LA
PG&E GBA | Hollister | 115 | CA | 95023 | SAN BENITO | 4 | 0 | 0 | 0 | 0 | 0 | 0 | 0 | 0 | 0 | 0 | 0 | 0 | 0 | 0 | 0 | 0 | 0 | 0 | 0 | 0 | 0 | 0 | 0 | 0 | 0 | 0 | 0 | 0 | 0 | 0 | 0 | 0 | 0 | 0 | 0 | 0 | 0 | 0 | 0 | 0 | 0 | 0 | 0 | 0 | 0 | 0 | 0 | 0 | 0 | 0 | 0 | 0 | 0 | 0 | 0 | 1 | 0 | 0 | 0 | 1 | 0 | 0 | 0 | 0 | 1 | 0 | 0 | 0 | 0 | 0 | 0 | 0 | 0 | 0 | 0 | 0 | 0 | 0 | 0 | 0 | 0 | 0 | 0 | 0 | 0 | 0 | 0 | 0 | 0 | 0 | 0 | 0 | 0 | 0 | 0 | 0 | 1 | Southern_PGAE_Li_Battery_4hr | Southern_PGAE_Li_Battery_8hr | Southern_PGAE_Solar |  | Kern_Greater_Carrizo_Wind |  |  |  | Southern_PGAE | Peninsula_Monterey
PG&E NGBA | Homestake | 115 | CA | 94558 | NAPA | 6 | 0 | 0 | 0 | 0 | 0 | 0 | 0 | 0 | 0 | 0 | 0 | 0 | 0 | 0 | 0 | 0 | 0 | 0 | 0 | 0 | 0 | 0 | 0 | 0 | 0 | 0 | 0 | 0 | 0 | 0 | 0 | 0 | 0 | 0 | 0 | 0 | 0 | 0 | 0 | 1 | 0 | 1 | 0 | 0 | 0 | 0 | 0 | 0 | 0 | 0 | 0 | 0 | 1 | 0 | 1 | 1 | 0 | 0 | 0 | 0 | 0 | 0 | 0 | 0 | 0 | 0 | 1 | 0 | 0 | 0 | 0 | 0 | 0 | 0 | 0 | 0 | 0 | 0 | 0 | 0 | 0 | 0 | 0 | 0 | 0 | 0 | 0 | 0 | 0 | 0 | 0 | 0 | 0 | 0 | 0 | 0 | 0 | Northern_California_Li_Battery_4hr | Northern_California_Li_Battery_8hr | Northern_California_Solar |  | Northern_California_Wind |  |  |  | Northern_California | Northern_California
PG&E NGBA | Honcut | 115 | CA | 95965 | BUTTE | 7 | 0 | 0 | 0 | 0 | 0 | 0 | 0 | 0 | 0 | 0 | 0 | 0 | 0 | 0 | 0 | 0 | 0 | 0 | 0 | 0 | 0 | 0 | 0 | 0 | 0 | 0 | 0 | 0 | 0 | 0 | 0 | 0 | 0 | 0 | 0 | 0 | 0 | 0 | 0 | 1 | 0 | 0 | 0 | 0 | 1 | 1 | 1 | 1 | 0 | 0 | 0 | 0 | 0 | 0 | 0 | 0 | 0 | 0 | 0 | 1 | 1 | 0 | 0 | 0 | 0 | 0 | 0 | 0 | 0 | 0 | 0 | 0 | 0 | 0 | 0 | 0 | 0 | 0 | 0 | 0 | 0 | 0 | 0 | 0 | 0 | 0 | 0 | 0 | 0 | 0 | 0 | 0 | 0 | 0 | 0 | 0 | 0 | Northern_California_Li_Battery_4hr | Northern_California_Li_Battery_8hr | Northern_California_Solar |  | Northern_California_Wind |  |  |  | Northern_California | Northern_California
SDGE | Hoodoo Wash | 500 | AZ | 85347 | YUMA | 3 | 0 | 0 | 0 | 0 | 0 | 0 | 0 | 0 | 0 | 0 | 0 | 0 | 0 | 0 | 0 | 0 | 0 | 0 | 0 | 0 | 0 | 0 | 0 | 0 | 1 | 0 | 0 | 0 | 0 | 0 | 0 | 1 | 1 | 0 | 0 | 0 | 0 | 0 | 0 | 0 | 0 | 0 | 0 | 0 | 0 | 0 | 0 | 0 | 0 | 0 | 0 | 0 | 0 | 0 | 0 | 0 | 0 | 0 | 0 | 0 | 0 | 0 | 0 | 0 | 0 | 0 | 0 | 0 | 0 | 0 | 0 | 0 | 0 | 0 | 0 | 0 | 0 | 0 | 0 | 0 | 0 | 0 | 0 | 0 | 0 | 0 | 0 | 0 | 0 | 0 | 0 | 0 | 0 | 0 | 0 | 0 | 0 | Arizona_Li_Battery_4hr | Arizona_Li_Battery_8hr | Arizona_Solar |  | 0 |  |  |  | Arizona | Arizona
PG&E NGBA | Hopland | 115 | CA | 95449 | MENDOCINO | 3 | 0 | 0 | 0 | 0 | 0 | 0 | 0 | 0 | 0 | 0 | 0 | 0 | 0 | 0 | 0 | 0 | 0 | 0 | 0 | 0 | 0 | 0 | 0 | 0 | 0 | 0 | 0 | 0 | 0 | 0 | 0 | 0 | 0 | 0 | 0 | 0 | 0 | 0 | 0 | 1 | 0 | 0 | 0 | 0 | 0 | 0 | 0 | 0 | 0 | 0 | 0 | 0 | 1 | 0 | 0 | 0 | 0 | 0 | 0 | 0 | 0 | 0 | 0 | 0 | 0 | 0 | 1 | 0 | 0 | 0 | 0 | 0 | 0 | 0 | 0 | 0 | 0 | 0 | 0 | 0 | 0 | 0 | 0 | 0 | 0 | 0 | 0 | 0 | 0 | 0 | 0 | 0 | 0 | 0 | 0 | 0 | 0 | Northern_California_Li_Battery_4hr | Northern_California_Li_Battery_8hr | Northern_California_Solar |  | Northern_California_Wind |  |  |  | Northern_California | Mendocino_Marin
PG&E NGBA | Hopland | 60 | CA | 95449 | MENDOCINO | 3 | 0 | 0 | 0 | 0 | 0 | 0 | 0 | 0 | 0 | 0 | 0 | 0 | 0 | 0 | 0 | 0 | 0 | 0 | 0 | 0 | 0 | 0 | 0 | 0 | 0 | 0 | 0 | 0 | 0 | 0 | 0 | 0 | 0 | 0 | 0 | 0 | 0 | 0 | 0 | 1 | 0 | 0 | 0 | 0 | 0 | 0 | 0 | 0 | 0 | 0 | 0 | 0 | 1 | 0 | 0 | 0 | 0 | 0 | 0 | 0 | 0 | 0 | 0 | 0 | 0 | 0 | 1 | 0 | 0 | 0 | 0 | 0 | 0 | 0 | 0 | 0 | 0 | 0 | 0 | 0 | 0 | 0 | 0 | 0 | 0 | 0 | 0 | 0 | 0 | 0 | 0 | 0 | 0 | 0 | 0 | 0 | 0 | Northern_California_Li_Battery_4hr | Northern_California_Li_Battery_8hr | Northern_California_Solar |  | Northern_California_Wind |  |  |  | Northern_California | Mendocino_Marin
PG&E NGBA | Humboldt | 115 | CA | 95503 | HUMBOLDT | 1 | 0 | 0 | 0 | 0 | 0 | 0 | 0 | 0 | 0 | 0 | 0 | 0 | 0 | 0 | 0 | 0 | 0 | 0 | 0 | 0 | 0 | 0 | 0 | 0 | 0 | 0 | 0 | 0 | 0 | 0 | 0 | 0 | 0 | 0 | 0 | 0 | 0 | 0 | 0 | 1 | 0 | 0 | 0 | 0 | 0 | 0 | 0 | 0 | 0 | 0 | 0 | 0 | 0 | 0 | 0 | 0 | 0 | 0 | 0 | 0 | 0 | 0 | 0 | 0 | 0 | 0 | 0 | 0 | 0 | 0 | 0 | 0 | 0 | 0 | 0 | 0 | 0 | 0 | 0 | 0 | 0 | 0 | 0 | 0 | 0 | 0 | 0 | 0 | 0 | 0 | 0 | 0 | 0 | 0 | 0 | 0 | 0 | Northern_California_Li_Battery_4hr | Northern_California_Li_Battery_8hr | Northern_California_Solar |  | Humboldt_Wind |  | Humboldt_Bay_Offshore_Wind |  | Northern_California | Humboldt
PG&E NGBA | Humboldt | 60 | CA | 95503 | HUMBOLDT | 1 | 0 | 0 | 0 | 0 | 0 | 0 | 0 | 0 | 0 | 0 | 0 | 0 | 0 | 0 | 0 | 0 | 0 | 0 | 0 | 0 | 0 | 0 | 0 | 0 | 0 | 0 | 0 | 0 | 0 | 0 | 0 | 0 | 0 | 0 | 0 | 0 | 0 | 0 | 0 | 1 | 0 | 0 | 0 | 0 | 0 | 0 | 0 | 0 | 0 | 0 | 0 | 0 | 0 | 0 | 0 | 0 | 0 | 0 | 0 | 0 | 0 | 0 | 0 | 0 | 0 | 0 | 0 | 0 | 0 | 0 | 0 | 0 | 0 | 0 | 0 | 0 | 0 | 0 | 0 | 0 | 0 | 0 | 0 | 0 | 0 | 0 | 0 | 0 | 0 | 0 | 0 | 0 | 0 | 0 | 0 | 0 | 0 | Northern_California_Li_Battery_4hr | Northern_California_Li_Battery_8hr | Northern_California_Solar |  | Humboldt_Wind |  |  |  | Northern_California | Humboldt
PG&E NGBA | Humboldt | 500 | CA |  |  | 2 | 0 | 0 | 0 | 0 | 0 | 0 | 0 | 0 | 0 | 0 | 0 | 0 | 0 | 0 | 0 | 0 | 0 | 0 | 0 | 0 | 0 | 0 | 0 | 0 | 0 | 0 | 0 | 0 | 0 | 0 | 0 | 0 | 0 | 0 | 0 | 0 | 0 | 0 | 0 | 1 | 0 | 0 | 0 | 0 | 0 | 0 | 0 | 0 | 1 | 0 | 0 | 0 | 0 | 0 | 0 | 0 | 0 | 0 | 0 | 0 | 0 | 0 | 0 | 0 | 0 | 0 | 0 | 0 | 0 | 0 | 0 | 0 | 0 | 0 | 0 | 0 | 0 | 0 | 0 | 0 | 0 | 0 | 0 | 0 | 0 | 0 | 0 | 0 | 0 | 0 | 0 | 0 | 0 | 0 | 0 | 0 | 0 | Northern_California_Li_Battery_4hr | Northern_California_Li_Battery_8hr | Northern_California_Solar |  | Humboldt_Wind |  | Humboldt_Bay_Offshore_Wind |  | Northern_California | Humboldt
SCE Metro | Huntington Beach | 230 | CA | 92646 | ORANGE | 1 | 0 | 0 | 0 | 0 | 0 | 0 | 0 | 0 | 0 | 1 | 0 | 0 | 0 | 0 | 0 | 0 | 0 | 0 | 0 | 0 | 0 | 0 | 0 | 0 | 0 | 0 | 0 | 0 | 0 | 0 | 0 | 0 | 0 | 0 | 0 | 0 | 0 | 0 | 0 | 0 | 0 | 0 | 0 | 0 | 0 | 0 | 0 | 0 | 0 | 0 | 0 | 0 | 0 | 0 | 0 | 0 | 0 | 0 | 0 | 0 | 0 | 0 | 0 | 0 | 0 | 0 | 0 | 0 | 0 | 0 | 0 | 0 | 0 | 0 | 0 | 0 | 0 | 0 | 0 | 0 | 0 | 0 | 0 | 0 | 0 | 0 | 0 | 0 | 0 | 0 | 0 | 0 | 0 | 0 | 0 | 0 | 0 | Greater_LA_Li_Battery_4hr | Greater_LA_Li_Battery_8hr | Greater_LA_Solar |  | 0 |  |  |  | Greater_LA | Greater_LA
PG&E NGBA | Ignacio | 115 | CA | 94945 | MARIN | 7 | 0 | 0 | 0 | 0 | 0 | 0 | 0 | 0 | 0 | 0 | 0 | 0 | 0 | 0 | 0 | 0 | 0 | 0 | 0 | 0 | 0 | 0 | 0 | 0 | 0 | 0 | 0 | 0 | 0 | 0 | 0 | 0 | 0 | 0 | 0 | 0 | 0 | 0 | 0 | 1 | 0 | 0 | 0 | 0 | 0 | 0 | 0 | 0 | 0 | 0 | 0 | 0 | 1 | 1 | 1 | 1 | 0 | 0 | 0 | 1 | 0 | 0 | 0 | 0 | 0 | 1 | 0 | 0 | 0 | 0 | 0 | 0 | 0 | 0 | 0 | 0 | 0 | 0 | 0 | 0 | 0 | 0 | 0 | 0 | 0 | 0 | 0 | 0 | 0 | 0 | 0 | 0 | 0 | 0 | 0 | 0 | 0 | Northern_California_Li_Battery_4hr | Northern_California_Li_Battery_8hr | Northern_California_Solar |  | Northern_California_Wind |  |  |  | Northern_California | Mendocino_Marin
PG&E NGBA | Ignacio | 230 | CA | 94945 | MARIN | 3 | 0 | 0 | 0 | 0 | 0 | 0 | 0 | 0 | 0 | 0 | 0 | 0 | 0 | 0 | 0 | 0 | 0 | 0 | 0 | 0 | 0 | 0 | 0 | 0 | 0 | 0 | 0 | 0 | 0 | 0 | 0 | 0 | 0 | 0 | 0 | 0 | 0 | 0 | 0 | 1 | 0 | 0 | 0 | 0 | 0 | 0 | 0 | 0 | 0 | 0 | 0 | 0 | 1 | 0 | 0 | 0 | 0 | 0 | 0 | 0 | 0 | 0 | 0 | 0 | 0 | 0 | 1 | 0 | 0 | 0 | 0 | 0 | 0 | 0 | 0 | 0 | 0 | 0 | 0 | 0 | 0 | 0 | 0 | 0 | 0 | 0 | 0 | 0 | 0 | 0 | 0 | 0 | 0 | 0 | 0 | 0 | 0 | Northern_California_Li_Battery_4hr | Northern_California_Li_Battery_8hr | Northern_California_Solar |  | Northern_California_Wind |  |  |  | Northern_California | Mendocino_Marin
PG&E NGBA | Ignacio | 60 | CA | 94945 | MARIN | 3 | 0 | 0 | 0 | 0 | 0 | 0 | 0 | 0 | 0 | 0 | 0 | 0 | 0 | 0 | 0 | 0 | 0 | 0 | 0 | 0 | 0 | 0 | 0 | 0 | 0 | 0 | 0 | 0 | 0 | 0 | 0 | 0 | 0 | 0 | 0 | 0 | 0 | 0 | 0 | 1 | 0 | 0 | 0 | 0 | 0 | 0 | 0 | 0 | 0 | 0 | 0 | 0 | 1 | 0 | 0 | 0 | 0 | 0 | 0 | 0 | 0 | 0 | 0 | 0 | 0 | 0 | 1 | 0 | 0 | 0 | 0 | 0 | 0 | 0 | 0 | 0 | 0 | 0 | 0 | 0 | 0 | 0 | 0 | 0 | 0 | 0 | 0 | 0 | 0 | 0 | 0 | 0 | 0 | 0 | 0 | 0 | 0 | Northern_California_Li_Battery_4hr | Northern_California_Li_Battery_8hr | Northern_California_Solar |  | Northern_California_Wind |  |  |  | Northern_California | Mendocino_Marin
SDGE | Imperial Beach | 69 | CA | 92154 | San Diego | 4 | 0 | 0 | 0 | 0 | 0 | 0 | 0 | 0 | 0 | 0 | 0 | 0 | 0 | 0 | 0 | 0 | 0 | 0 | 0 | 0 | 0 | 0 | 0 | 0 | 0 | 0 | 0 | 0 | 0 | 0 | 1 | 0 | 1 | 0 | 0 | 1 | 1 | 0 | 0 | 0 | 0 | 0 | 0 | 0 | 0 | 0 | 0 | 0 | 0 | 0 | 0 | 0 | 0 | 0 | 0 | 0 | 0 | 0 | 0 | 0 | 0 | 0 | 0 | 0 | 0 | 0 | 0 | 0 | 0 | 0 | 0 | 0 | 0 | 0 | 0 | 0 | 0 | 0 | 0 | 0 | 0 | 0 | 0 | 0 | 0 | 0 | 0 | 0 | 0 | 0 | 0 | 0 | 0 | 0 | 0 | 0 | 0 | San_Diego_Li_Battery_4hr | San_Diego_Li_Battery_8hr | San_Diego_Solar |  | 0 |  |  |  | Greater_SD | Greater_SD
SDGE | Imperial Valley | 230 | CA | 92251 | IMPERIAL | 6 | 0 | 0 | 0 | 0 | 0 | 0 | 0 | 0 | 0 | 0 | 0 | 0 | 0 | 0 | 0 | 0 | 0 | 0 | 0 | 0 | 0 | 0 | 0 | 0 | 0 | 0 | 0 | 0 | 1 | 0 | 1 | 1 | 1 | 0 | 0 | 1 | 1 | 0 | 0 | 0 | 0 | 0 | 0 | 0 | 0 | 0 | 0 | 0 | 0 | 0 | 0 | 0 | 0 | 0 | 0 | 0 | 0 | 0 | 0 | 0 | 0 | 0 | 0 | 0 | 0 | 0 | 0 | 0 | 0 | 0 | 0 | 0 | 0 | 0 | 0 | 0 | 0 | 0 | 0 | 0 | 0 | 0 | 0 | 0 | 0 | 0 | 0 | 0 | 0 | 0 | 0 | 0 | 0 | 0 | 0 | 0 | 0 | Greater_Imperial_Li_Battery_4hr | Greater_Imperial_Li_Battery_8hr | Greater_Imperial_Solar | Greater_Imperial_Geothermal | Greater_Imperial_Wind |  |  |  | Greater_Imperial | Greater_Imperial
SDGE | Imperial Valley | 500 | CA | 92251 | IMPERIAL | 6 | 0 | 0 | 0 | 0 | 0 | 0 | 0 | 0 | 0 | 0 | 0 | 0 | 0 | 0 | 0 | 0 | 0 | 0 | 0 | 0 | 0 | 0 | 0 | 0 | 0 | 0 | 0 | 0 | 1 | 0 | 1 | 1 | 1 | 0 | 0 | 1 | 1 | 0 | 0 | 0 | 0 | 0 | 0 | 0 | 0 | 0 | 0 | 0 | 0 | 0 | 0 | 0 | 0 | 0 | 0 | 0 | 0 | 0 | 0 | 0 | 0 | 0 | 0 | 0 | 0 | 0 | 0 | 0 | 0 | 0 | 0 | 0 | 0 | 0 | 0 | 0 | 0 | 0 | 0 | 0 | 0 | 0 | 0 | 0 | 0 | 0 | 0 | 0 | 0 | 0 | 0 | 0 | 0 | 0 | 0 | 0 | 0 | Greater_Imperial_Li_Battery_4hr | Greater_Imperial_Li_Battery_8hr | Greater_Imperial_Solar | Greater_Imperial_Geothermal | Greater_Imperial_Wind |  |  |  | Greater_Imperial | Greater_Imperial
EOP | Innovation | 138 | NV | 89020 | NYE | 3 | 0 | 0 | 0 | 0 | 0 | 0 | 0 | 0 | 0 | 0 | 0 | 0 | 0 | 0 | 0 | 0 | 0 | 0 | 0 | 0 | 0 | 0 | 1 | 1 | 1 | 0 | 0 | 0 | 0 | 0 | 0 | 0 | 0 | 0 | 0 | 0 | 0 | 0 | 0 | 0 | 0 | 0 | 0 | 0 | 0 | 0 | 0 | 0 | 0 | 0 | 0 | 0 | 0 | 0 | 0 | 0 | 0 | 0 | 0 | 0 | 0 | 0 | 0 | 0 | 0 | 0 | 0 | 0 | 0 | 0 | 0 | 0 | 0 | 0 | 0 | 0 | 0 | 0 | 0 | 0 | 0 | 0 | 0 | 0 | 0 | 0 | 0 | 0 | 0 | 0 | 0 | 0 | 0 | 0 | 0 | 0 | 0 | Southern_NV_Eldorado_Li_Battery_4hr | Southern_NV_Eldorado_Li_Battery_8hr | Southern_NV_Eldorado_Solar |  | Southern_NV_Eldorado_Wind |  |  |  | Southern_NV_Eldorado | Southern_NV_Eldorado
EOP | Innovation | 230 | NV | 89020 | NYE | 3 | 0 | 0 | 0 | 0 | 0 | 0 | 0 | 0 | 0 | 0 | 0 | 0 | 0 | 0 | 0 | 0 | 0 | 0 | 0 | 0 | 0 | 0 | 1 | 1 | 1 | 0 | 0 | 0 | 0 | 0 | 0 | 0 | 0 | 0 | 0 | 0 | 0 | 0 | 0 | 0 | 0 | 0 | 0 | 0 | 0 | 0 | 0 | 0 | 0 | 0 | 0 | 0 | 0 | 0 | 0 | 0 | 0 | 0 | 0 | 0 | 0 | 0 | 0 | 0 | 0 | 0 | 0 | 0 | 0 | 0 | 0 | 0 | 0 | 0 | 0 | 0 | 0 | 0 | 0 | 0 | 0 | 0 | 0 | 0 | 0 | 0 | 0 | 0 | 0 | 0 | 0 | 0 | 0 | 0 | 0 | 0 | 0 | Southern_NV_Eldorado_Li_Battery_4hr | Southern_NV_Eldorado_Li_Battery_8hr | Southern_NV_Eldorado_Solar |  | Southern_NV_Eldorado_Wind |  |  |  | Southern_NV_Eldorado | Southern_NV_Eldorado
SCE NOL | Inyokern | 115 | CA | 93555 | KERN | 3 | 0 | 0 | 0 | 0 | 0 | 0 | 0 | 0 | 0 | 0 | 0 | 1 | 1 | 1 | 0 | 0 | 0 | 0 | 0 | 0 | 0 | 0 | 0 | 0 | 0 | 0 | 0 | 0 | 0 | 0 | 0 | 0 | 0 | 0 | 0 | 0 | 0 | 0 | 0 | 0 | 0 | 0 | 0 | 0 | 0 | 0 | 0 | 0 | 0 | 0 | 0 | 0 | 0 | 0 | 0 | 0 | 0 | 0 | 0 | 0 | 0 | 0 | 0 | 0 | 0 | 0 | 0 | 0 | 0 | 0 | 0 | 0 | 0 | 0 | 0 | 0 | 0 | 0 | 0 | 0 | 0 | 0 | 0 | 0 | 0 | 0 | 0 | 0 | 0 | 0 | 0 | 0 | 0 | 0 | 0 | 0 | 0 | Greater_Kramer_Li_Battery_4hr | Greater_Kramer_Li_Battery_8hr | Greater_Kramer_Solar | Inyokern_North_Kramer_Geothermal | Greater_Kramer_Wind |  |  |  | Greater_Kramer | Greater_Kramer (Exclude)
EOP | IS Tap | 138 | NV |  |  | 3 | 0 | 0 | 0 | 0 | 0 | 0 | 0 | 0 | 0 | 0 | 0 | 0 | 0 | 0 | 0 | 0 | 0 | 0 | 0 | 0 | 0 | 0 | 1 | 1 | 1 | 0 | 0 | 0 | 0 | 0 | 0 | 0 | 0 | 0 | 0 | 0 | 0 | 0 | 0 | 0 | 0 | 0 | 0 | 0 | 0 | 0 | 0 | 0 | 0 | 0 | 0 | 0 | 0 | 0 | 0 | 0 | 0 | 0 | 0 | 0 | 0 | 0 | 0 | 0 | 0 | 0 | 0 | 0 | 0 | 0 | 0 | 0 | 0 | 0 | 0 | 0 | 0 | 0 | 0 | 0 | 0 | 0 | 0 | 0 | 0 | 0 | 0 | 0 | 0 | 0 | 0 | 0 | 0 | 0 | 0 | 0 | 0 | Southern_NV_Eldorado_Li_Battery_4hr | Southern_NV_Eldorado_Li_Battery_8hr | Southern_NV_Eldorado_Solar |  | Southern_NV_Eldorado_Wind |  |  |  | Southern_NV_Eldorado | Southern_NV_Eldorado
EOP | Ivanpah | 115 | CA | 92364 | SAN BERNARDINO | 2 | 0 | 0 | 0 | 0 | 0 | 0 | 0 | 0 | 0 | 0 | 0 | 0 | 0 | 0 | 0 | 0 | 0 | 0 | 0 | 0 | 0 | 0 | 0 | 1 | 1 | 0 | 0 | 0 | 0 | 0 | 0 | 0 | 0 | 0 | 0 | 0 | 0 | 0 | 0 | 0 | 0 | 0 | 0 | 0 | 0 | 0 | 0 | 0 | 0 | 0 | 0 | 0 | 0 | 0 | 0 | 0 | 0 | 0 | 0 | 0 | 0 | 0 | 0 | 0 | 0 | 0 | 0 | 0 | 0 | 0 | 0 | 0 | 0 | 0 | 0 | 0 | 0 | 0 | 0 | 0 | 0 | 0 | 0 | 0 | 0 | 0 | 0 | 0 | 0 | 0 | 0 | 0 | 0 | 0 | 0 | 0 | 0 | Southern_NV_Eldorado_Li_Battery_4hr | Southern_NV_Eldorado_Li_Battery_8hr | Southern_NV_Eldorado_Solar |  | Southern_NV_Eldorado_Wind |  |  |  | Southern_NV_Eldorado | Southern_NV_Eldorado
EOP | Ivanpah | 230 | CA | 92364 | SAN BERNARDINO | 2 | 0 | 0 | 0 | 0 | 0 | 0 | 0 | 0 | 0 | 0 | 0 | 0 | 0 | 0 | 0 | 0 | 0 | 0 | 0 | 0 | 0 | 0 | 0 | 1 | 1 | 0 | 0 | 0 | 0 | 0 | 0 | 0 | 0 | 0 | 0 | 0 | 0 | 0 | 0 | 0 | 0 | 0 | 0 | 0 | 0 | 0 | 0 | 0 | 0 | 0 | 0 | 0 | 0 | 0 | 0 | 0 | 0 | 0 | 0 | 0 | 0 | 0 | 0 | 0 | 0 | 0 | 0 | 0 | 0 | 0 | 0 | 0 | 0 | 0 | 0 | 0 | 0 | 0 | 0 | 0 | 0 | 0 | 0 | 0 | 0 | 0 | 0 | 0 | 0 | 0 | 0 | 0 | 0 | 0 | 0 | 0 | 0 | Southern_NV_Eldorado_Li_Battery_4hr | Southern_NV_Eldorado_Li_Battery_8hr | Southern_NV_Eldorado_Solar |  | Southern_NV_Eldorado_Wind |  |  |  | Southern_NV_Eldorado | Southern_NV_Eldorado
EOP | Jackass (DOE) | 138 | NV | 89020 | NYE | 3 | 0 | 0 | 0 | 0 | 0 | 0 | 0 | 0 | 0 | 0 | 0 | 0 | 0 | 0 | 0 | 0 | 0 | 0 | 0 | 0 | 0 | 0 | 1 | 1 | 1 | 0 | 0 | 0 | 0 | 0 | 0 | 0 | 0 | 0 | 0 | 0 | 0 | 0 | 0 | 0 | 0 | 0 | 0 | 0 | 0 | 0 | 0 | 0 | 0 | 0 | 0 | 0 | 0 | 0 | 0 | 0 | 0 | 0 | 0 | 0 | 0 | 0 | 0 | 0 | 0 | 0 | 0 | 0 | 0 | 0 | 0 | 0 | 0 | 0 | 0 | 0 | 0 | 0 | 0 | 0 | 0 | 0 | 0 | 0 | 0 | 0 | 0 | 0 | 0 | 0 | 0 | 0 | 0 | 0 | 0 | 0 | 0 | Southern_NV_Eldorado_Li_Battery_4hr | Southern_NV_Eldorado_Li_Battery_8hr | Southern_NV_Eldorado_Solar |  | Southern_NV_Eldorado_Wind |  |  |  | Southern_NV_Eldorado | Southern_NV_Eldorado
PG&E NGBA | James B Black | 230 | CA | 96065 | SHASTA | 1 | 0 | 0 | 0 | 0 | 0 | 0 | 0 | 0 | 0 | 0 | 0 | 0 | 0 | 0 | 0 | 0 | 0 | 0 | 0 | 0 | 0 | 0 | 0 | 0 | 0 | 0 | 0 | 0 | 0 | 0 | 0 | 0 | 0 | 0 | 0 | 0 | 0 | 0 | 0 | 1 | 0 | 0 | 0 | 0 | 0 | 0 | 0 | 0 | 0 | 0 | 0 | 0 | 0 | 0 | 0 | 0 | 0 | 0 | 0 | 0 | 0 | 0 | 0 | 0 | 0 | 0 | 0 | 0 | 0 | 0 | 0 | 0 | 0 | 0 | 0 | 0 | 0 | 0 | 0 | 0 | 0 | 0 | 0 | 0 | 0 | 0 | 0 | 0 | 0 | 0 | 0 | 0 | 0 | 0 | 0 | 0 | 0 | Northern_California_Li_Battery_4hr | Northern_California_Li_Battery_8hr | Northern_California_Solar |  | Northern_California_Wind |  |  |  | Northern_California | Northern_California
PG&E GBA | Jefferson | 230 | CA | 92253 | Riverside | 3 | 0 | 0 | 0 | 0 | 0 | 0 | 0 | 0 | 0 | 0 | 0 | 0 | 0 | 0 | 0 | 0 | 0 | 0 | 0 | 0 | 0 | 0 | 0 | 0 | 0 | 0 | 0 | 0 | 0 | 0 | 0 | 0 | 0 | 0 | 0 | 0 | 0 | 0 | 0 | 0 | 0 | 0 | 0 | 0 | 0 | 0 | 0 | 0 | 0 | 0 | 0 | 0 | 1 | 0 | 0 | 0 | 0 | 0 | 0 | 1 | 0 | 0 | 0 | 0 | 0 | 0 | 0 | 0 | 0 | 0 | 0 | 0 | 0 | 0 | 0 | 0 | 0 | 0 | 0 | 0 | 0 | 0 | 0 | 0 | 0 | 0 | 0 | 0 | 0 | 0 | 0 | 0 | 0 | 0 | 0 | 0 | 1 | Riverside_Li_Battery_4hr | Riverside_Li_Battery_8hr | Riverside_Solar |  | Riverside_Palm_Springs_Wind |  |  |  | Riverside | Riverside
PG&E NGBA | Jessup | 115 | CA | 96007 | SHASTA | 1 | 0 | 0 | 0 | 0 | 0 | 0 | 0 | 0 | 0 | 0 | 0 | 0 | 0 | 0 | 0 | 0 | 0 | 0 | 0 | 0 | 0 | 0 | 0 | 0 | 0 | 0 | 0 | 0 | 0 | 0 | 0 | 0 | 0 | 0 | 0 | 0 | 0 | 0 | 0 | 1 | 0 | 0 | 0 | 0 | 0 | 0 | 0 | 0 | 0 | 0 | 0 | 0 | 0 | 0 | 0 | 0 | 0 | 0 | 0 | 0 | 0 | 0 | 0 | 0 | 0 | 0 | 0 | 0 | 0 | 0 | 0 | 0 | 0 | 0 | 0 | 0 | 0 | 0 | 0 | 0 | 0 | 0 | 0 | 0 | 0 | 0 | 0 | 0 | 0 | 0 | 0 | 0 | 0 | 0 | 0 | 0 | 0 | Northern_California_Li_Battery_4hr | Northern_California_Li_Battery_8hr | Northern_California_Solar |  | Northern_California_Wind |  |  |  | Northern_California | Northern_California
SCE Metro | Johanna | 230 | CA | 92705 | ORANGE | 1 | 0 | 0 | 0 | 0 | 0 | 0 | 0 | 0 | 0 | 1 | 0 | 0 | 0 | 0 | 0 | 0 | 0 | 0 | 0 | 0 | 0 | 0 | 0 | 0 | 0 | 0 | 0 | 0 | 0 | 0 | 0 | 0 | 0 | 0 | 0 | 0 | 0 | 0 | 0 | 0 | 0 | 0 | 0 | 0 | 0 | 0 | 0 | 0 | 0 | 0 | 0 | 0 | 0 | 0 | 0 | 0 | 0 | 0 | 0 | 0 | 0 | 0 | 0 | 0 | 0 | 0 | 0 | 0 | 0 | 0 | 0 | 0 | 0 | 0 | 0 | 0 | 0 | 0 | 0 | 0 | 0 | 0 | 0 | 0 | 0 | 0 | 0 | 0 | 0 | 0 | 0 | 0 | 0 | 0 | 0 | 0 | 0 | Greater_LA_Li_Battery_4hr | Greater_LA_Li_Battery_8hr | Greater_LA_Solar |  | 0 |  |  |  | Greater_LA | Greater_LA
SCE Eastern | Julian Hinds | 230 | CA | 92239 | RIVERSIDE | 3 | 0 | 0 | 0 | 0 | 0 | 0 | 0 | 0 | 0 | 0 | 0 | 0 | 0 | 0 | 0 | 0 | 0 | 0 | 1 | 1 | 0 | 1 | 0 | 0 | 0 | 0 | 0 | 0 | 0 | 0 | 0 | 0 | 0 | 0 | 0 | 0 | 0 | 0 | 0 | 0 | 0 | 0 | 0 | 0 | 0 | 0 | 0 | 0 | 0 | 0 | 0 | 0 | 0 | 0 | 0 | 0 | 0 | 0 | 0 | 0 | 0 | 0 | 0 | 0 | 0 | 0 | 0 | 0 | 0 | 0 | 0 | 0 | 0 | 0 | 0 | 0 | 0 | 0 | 0 | 0 | 0 | 0 | 0 | 0 | 0 | 0 | 0 | 0 | 0 | 0 | 0 | 0 | 0 | 0 | 0 | 0 | 0 | Riverside_Li_Battery_4hr | Riverside_Li_Battery_8hr | Riverside_Solar |  | Riverside_Palm_Springs_Wind |  |  |  | Riverside | Riverside (Exclude)
PG&E GBA | Kasson | 115 | CA | 95304 | SAN JOAQUIN | 3 | 0 | 0 | 0 | 0 | 0 | 0 | 0 | 0 | 0 | 0 | 0 | 0 | 0 | 0 | 0 | 0 | 0 | 0 | 0 | 0 | 0 | 0 | 0 | 0 | 0 | 0 | 0 | 0 | 0 | 0 | 0 | 0 | 0 | 0 | 0 | 0 | 0 | 0 | 0 | 0 | 0 | 0 | 0 | 0 | 0 | 1 | 0 | 0 | 0 | 0 | 0 | 0 | 0 | 0 | 0 | 1 | 0 | 0 | 0 | 1 | 0 | 0 | 0 | 0 | 0 | 0 | 0 | 0 | 0 | 0 | 0 | 0 | 0 | 0 | 0 | 0 | 0 | 0 | 0 | 0 | 0 | 0 | 0 | 0 | 0 | 0 | 0 | 0 | 0 | 0 | 0 | 0 | 0 | 0 | 0 | 0 | 0 | Northern_California_Li_Battery_4hr | Northern_California_Li_Battery_8hr | Northern_California_Solar |  | Solano_Wind |  |  |  | Northern_California | Solano
PG&E GBA | Kasson | 60 | CA | 95304 | SAN JOAQUIN | 4 | 0 | 0 | 0 | 0 | 0 | 0 | 0 | 0 | 0 | 0 | 0 | 0 | 0 | 0 | 0 | 0 | 0 | 0 | 0 | 0 | 0 | 0 | 0 | 0 | 0 | 0 | 0 | 0 | 0 | 0 | 0 | 0 | 0 | 0 | 0 | 0 | 0 | 0 | 0 | 0 | 0 | 0 | 0 | 0 | 0 | 1 | 0 | 0 | 0 | 0 | 0 | 0 | 0 | 0 | 0 | 1 | 0 | 0 | 0 | 1 | 0 | 0 | 0 | 1 | 0 | 0 | 0 | 0 | 0 | 0 | 0 | 0 | 0 | 0 | 0 | 0 | 0 | 0 | 0 | 0 | 0 | 0 | 0 | 0 | 0 | 0 | 0 | 0 | 0 | 0 | 0 | 0 | 0 | 0 | 0 | 0 | 0 | Northern_California_Li_Battery_4hr | Northern_California_Li_Battery_8hr | Northern_California_Solar |  | Solano_Wind |  |  |  | Northern_California | Solano
PG&E FRESNO | Kearney | 230 | CA |  |  | 9 | 0 | 0 | 0 | 0 | 0 | 0 | 0 | 0 | 0 | 0 | 0 | 0 | 0 | 0 | 0 | 0 | 0 | 0 | 0 | 0 | 0 | 0 | 0 | 0 | 0 | 0 | 0 | 0 | 0 | 0 | 0 | 0 | 0 | 0 | 0 | 0 | 0 | 0 | 0 | 0 | 0 | 0 | 0 | 0 | 0 | 1 | 0 | 0 | 0 | 0 | 0 | 0 | 0 | 0 | 0 | 0 | 0 | 0 | 0 | 0 | 0 | 0 | 0 | 0 | 0 | 0 | 0 | 0 | 0 | 0 | 0 | 0 | 0 | 0 | 0 | 0 | 0 | 0 | 1 | 1 | 0 | 1 | 1 | 1 | 0 | 1 | 0 | 1 | 0 | 1 | 0 | 0 | 0 | 0 | 0 | 0 | 0 | Southern_PGAE_Li_Battery_4hr | Southern_PGAE_Li_Battery_8hr | Southern_PGAE_Solar |  | Central_Valley_North_Los_Banos_Wind |  |  |  | Southern_PGAE | Central_Valley_North_Los_Banos
PG&E FRESNO | Kearney | 70 | CA |  |  | 11 | 0 | 0 | 0 | 0 | 0 | 0 | 0 | 0 | 0 | 0 | 0 | 0 | 0 | 0 | 0 | 0 | 0 | 0 | 0 | 0 | 0 | 0 | 0 | 0 | 0 | 0 | 0 | 0 | 0 | 0 | 0 | 0 | 0 | 0 | 0 | 0 | 0 | 0 | 0 | 0 | 0 | 0 | 0 | 0 | 0 | 1 | 0 | 0 | 0 | 0 | 0 | 0 | 0 | 0 | 0 | 0 | 0 | 0 | 0 | 0 | 0 | 0 | 0 | 0 | 0 | 0 | 0 | 0 | 0 | 0 | 0 | 0 | 0 | 0 | 0 | 0 | 0 | 0 | 1 | 0 | 0 | 1 | 1 | 1 | 1 | 1 | 0 | 1 | 1 | 1 | 0 | 0 | 1 | 0 | 0 | 0 | 0 | Southern_PGAE_Li_Battery_4hr | Southern_PGAE_Li_Battery_8hr | Southern_PGAE_Solar |  | Central_Valley_North_Los_Banos_Wind |  |  |  | Southern_PGAE | Central_Valley_North_Los_Banos
PG&E GBA | Kelso | 230 | CA | 94514 | ALAMEDA | 4 | 0 | 0 | 0 | 0 | 0 | 0 | 0 | 0 | 0 | 0 | 0 | 0 | 0 | 0 | 0 | 0 | 0 | 0 | 0 | 0 | 0 | 0 | 0 | 0 | 0 | 0 | 0 | 0 | 0 | 0 | 0 | 0 | 0 | 0 | 0 | 0 | 0 | 0 | 0 | 1 | 0 | 0 | 0 | 0 | 0 | 0 | 0 | 0 | 0 | 0 | 0 | 0 | 0 | 1 | 0 | 1 | 0 | 0 | 0 | 0 | 0 | 0 | 0 | 0 | 0 | 1 | 0 | 0 | 0 | 0 | 0 | 0 | 0 | 0 | 0 | 0 | 0 | 0 | 0 | 0 | 0 | 0 | 0 | 0 | 0 | 0 | 0 | 0 | 0 | 0 | 0 | 0 | 0 | 0 | 0 | 0 | 0 | Northern_California_Li_Battery_4hr | Northern_California_Li_Battery_8hr | Northern_California_Solar |  | Solano_Wind |  |  |  | Northern_California | Solano
PG&E FRESNO | Kerchoff 1 | 115 | CA | 93626 | Madera | 9 | 0 | 0 | 0 | 0 | 0 | 0 | 0 | 0 | 0 | 0 | 0 | 0 | 0 | 0 | 0 | 0 | 0 | 0 | 0 | 0 | 0 | 0 | 0 | 0 | 0 | 0 | 0 | 0 | 0 | 0 | 0 | 0 | 0 | 0 | 0 | 0 | 0 | 0 | 0 | 0 | 0 | 0 | 0 | 0 | 0 | 1 | 0 | 0 | 0 | 0 | 0 | 0 | 0 | 0 | 0 | 0 | 0 | 0 | 0 | 0 | 0 | 0 | 0 | 0 | 0 | 0 | 0 | 0 | 0 | 0 | 0 | 0 | 0 | 0 | 0 | 0 | 0 | 0 | 1 | 0 | 0 | 1 | 1 | 0 | 0 | 1 | 0 | 1 | 0 | 1 | 1 | 0 | 1 | 0 | 0 | 0 | 0 | Southern_PGAE_Li_Battery_4hr | Southern_PGAE_Li_Battery_8hr | Southern_PGAE_Solar |  | Central_Valley_North_Los_Banos_Wind |  |  |  | Southern_PGAE | Central_Valley_North_Los_Banos
PG&E KERN | Kern Oil | 115 | CA | 93308 | KERN | 5 | 0 | 0 | 0 | 0 | 0 | 0 | 0 | 0 | 0 | 0 | 0 | 0 | 0 | 0 | 0 | 0 | 0 | 0 | 0 | 0 | 0 | 0 | 0 | 0 | 0 | 0 | 0 | 0 | 0 | 0 | 0 | 0 | 0 | 0 | 0 | 0 | 0 | 0 | 0 | 0 | 0 | 0 | 0 | 0 | 0 | 0 | 0 | 0 | 0 | 0 | 0 | 0 | 0 | 0 | 0 | 0 | 0 | 0 | 0 | 0 | 0 | 0 | 0 | 0 | 0 | 0 | 0 | 0 | 1 | 0 | 1 | 0 | 0 | 0 | 1 | 0 | 0 | 0 | 1 | 0 | 0 | 0 | 0 | 0 | 0 | 0 | 0 | 0 | 0 | 0 | 0 | 0 | 0 | 0 | 1 | 0 | 0 | Southern_PGAE_Li_Battery_4hr | Southern_PGAE_Li_Battery_8hr | Southern_PGAE_Solar |  | Central_Valley_North_Los_Banos_Wind |  |  |  | Southern_PGAE | Central_Valley_North_Los_Banos
PG&E KERN | Kern PP | 115 | CA | 93312 | KERN | 5 | 0 | 0 | 0 | 0 | 0 | 0 | 0 | 0 | 0 | 0 | 0 | 0 | 0 | 0 | 0 | 0 | 0 | 0 | 0 | 0 | 0 | 0 | 0 | 0 | 0 | 0 | 0 | 0 | 0 | 0 | 0 | 0 | 0 | 0 | 0 | 0 | 0 | 0 | 0 | 0 | 0 | 0 | 0 | 0 | 0 | 0 | 0 | 0 | 0 | 0 | 0 | 0 | 0 | 0 | 0 | 0 | 0 | 0 | 0 | 0 | 0 | 0 | 0 | 0 | 0 | 0 | 0 | 0 | 1 | 0 | 1 | 0 | 0 | 0 | 0 | 0 | 0 | 0 | 1 | 1 | 0 | 0 | 0 | 0 | 0 | 0 | 0 | 0 | 0 | 0 | 0 | 0 | 0 | 0 | 1 | 0 | 0 | Southern_PGAE_Li_Battery_4hr | Southern_PGAE_Li_Battery_8hr | Southern_PGAE_Solar |  | Central_Valley_North_Los_Banos_Wind |  |  |  | Southern_PGAE | Central_Valley_North_Los_Banos
PG&E KERN | Kern PP | 230 | CA | 93312 | KERN | 4 | 0 | 0 | 0 | 0 | 0 | 0 | 0 | 0 | 0 | 0 | 0 | 0 | 0 | 0 | 0 | 0 | 0 | 0 | 0 | 0 | 0 | 0 | 0 | 0 | 0 | 0 | 0 | 0 | 0 | 0 | 0 | 0 | 0 | 0 | 0 | 0 | 0 | 0 | 0 | 0 | 0 | 0 | 0 | 0 | 0 | 0 | 0 | 0 | 0 | 0 | 0 | 0 | 0 | 0 | 0 | 0 | 0 | 0 | 0 | 0 | 0 | 0 | 0 | 0 | 0 | 0 | 0 | 1 | 0 | 0 | 0 | 0 | 0 | 0 | 0 | 0 | 0 | 0 | 1 | 1 | 0 | 0 | 0 | 0 | 0 | 0 | 0 | 0 | 0 | 0 | 0 | 0 | 0 | 0 | 1 | 0 | 0 | Southern_PGAE_Li_Battery_4hr | Southern_PGAE_Li_Battery_8hr | Southern_PGAE_Solar |  | Central_Valley_North_Los_Banos_Wind |  |  |  | Southern_PGAE | Central_Valley_North_Los_Banos
PG&E KERN | Kern PP | 70 | CA | 93312 | KERN | 3 | 0 | 0 | 0 | 0 | 0 | 0 | 0 | 0 | 0 | 0 | 0 | 0 | 0 | 0 | 0 | 0 | 0 | 0 | 0 | 0 | 0 | 0 | 0 | 0 | 0 | 0 | 0 | 0 | 0 | 0 | 0 | 0 | 0 | 0 | 0 | 0 | 0 | 0 | 0 | 0 | 0 | 0 | 0 | 0 | 0 | 0 | 0 | 0 | 0 | 0 | 0 | 0 | 0 | 0 | 0 | 0 | 0 | 0 | 0 | 0 | 0 | 0 | 0 | 0 | 0 | 0 | 0 | 1 | 1 | 0 | 0 | 0 | 0 | 0 | 0 | 0 | 0 | 0 | 0 | 1 | 0 | 0 | 0 | 0 | 0 | 0 | 0 | 0 | 0 | 0 | 0 | 0 | 0 | 0 | 0 | 0 | 0 | Southern_PGAE_Li_Battery_4hr | Southern_PGAE_Li_Battery_8hr | Southern_PGAE_Solar |  | Central_Valley_North_Los_Banos_Wind |  |  |  | Southern_PGAE | Central_Valley_North_Los_Banos
PG&E KERN | Kernridge | 115 | CA | 93251 | KERN | 5 | 0 | 0 | 0 | 0 | 0 | 0 | 0 | 0 | 0 | 0 | 0 | 0 | 0 | 0 | 0 | 0 | 0 | 0 | 0 | 0 | 0 | 0 | 0 | 0 | 0 | 0 | 0 | 0 | 0 | 0 | 0 | 0 | 0 | 0 | 0 | 0 | 0 | 0 | 0 | 0 | 0 | 0 | 0 | 0 | 0 | 0 | 0 | 0 | 0 | 0 | 0 | 0 | 0 | 0 | 0 | 0 | 0 | 0 | 0 | 0 | 0 | 0 | 0 | 0 | 0 | 0 | 0 | 1 | 1 | 0 | 0 | 0 | 0 | 0 | 1 | 0 | 0 | 0 | 1 | 0 | 0 | 0 | 0 | 0 | 0 | 0 | 0 | 0 | 0 | 0 | 0 | 0 | 0 | 0 | 1 | 0 | 0 | Southern_PGAE_Li_Battery_4hr | Southern_PGAE_Li_Battery_8hr | Southern_PGAE_Solar |  | Central_Valley_North_Los_Banos_Wind |  |  |  | Southern_PGAE | Central_Valley_North_Los_Banos
PG&E FRESNO | Kingsburg | 115 | CA | 93631 | Fresno | 8 | 0 | 0 | 0 | 0 | 0 | 0 | 0 | 0 | 0 | 0 | 0 | 0 | 0 | 0 | 0 | 0 | 0 | 0 | 0 | 0 | 0 | 0 | 0 | 0 | 0 | 0 | 0 | 0 | 0 | 0 | 0 | 0 | 0 | 0 | 0 | 0 | 0 | 0 | 0 | 0 | 0 | 0 | 0 | 0 | 0 | 1 | 0 | 0 | 0 | 0 | 0 | 0 | 0 | 0 | 0 | 0 | 0 | 0 | 0 | 0 | 0 | 0 | 0 | 0 | 0 | 0 | 0 | 0 | 0 | 0 | 0 | 0 | 0 | 0 | 0 | 0 | 0 | 0 | 1 | 0 | 0 | 1 | 0 | 1 | 1 | 1 | 0 | 0 | 0 | 1 | 0 | 0 | 0 | 0 | 1 | 0 | 0 | Southern_PGAE_Li_Battery_4hr | Southern_PGAE_Li_Battery_8hr | Southern_PGAE_Solar |  | Central_Valley_North_Los_Banos_Wind |  |  |  | Southern_PGAE | Central_Valley_North_Los_Banos
PG&E GBA | Kirker | 115 | CA | 94565 | CONTRA COSTA | 1 | 0 | 0 | 0 | 0 | 0 | 0 | 0 | 0 | 0 | 0 | 0 | 0 | 0 | 0 | 0 | 0 | 0 | 0 | 0 | 0 | 0 | 0 | 0 | 0 | 0 | 0 | 0 | 0 | 0 | 0 | 0 | 0 | 0 | 0 | 0 | 0 | 0 | 0 | 0 | 1 | 0 | 0 | 0 | 0 | 0 | 0 | 0 | 0 | 0 | 0 | 0 | 0 | 0 | 0 | 0 | 0 | 0 | 0 | 0 | 0 | 0 | 0 | 0 | 0 | 0 | 0 | 0 | 0 | 0 | 0 | 0 | 0 | 0 | 0 | 0 | 0 | 0 | 0 | 0 | 0 | 0 | 0 | 0 | 0 | 0 | 0 | 0 | 0 | 0 | 0 | 0 | 0 | 0 | 0 | 0 | 0 | 0 | Northern_California_Li_Battery_4hr | Northern_California_Li_Battery_8hr | Northern_California_Solar |  | Solano_Wind |  |  |  | Northern_California | Solano
PG&E NGBA | Knights Landing | 115 | CA | 95645 | YOLO | 8 | 0 | 0 | 0 | 0 | 0 | 0 | 0 | 0 | 0 | 0 | 0 | 0 | 0 | 0 | 0 | 0 | 0 | 0 | 0 | 0 | 0 | 0 | 0 | 0 | 0 | 0 | 0 | 0 | 0 | 0 | 0 | 0 | 0 | 0 | 0 | 0 | 0 | 0 | 0 | 1 | 1 | 0 | 1 | 0 | 1 | 1 | 0 | 1 | 0 | 0 | 0 | 0 | 0 | 0 | 0 | 0 | 0 | 0 | 0 | 1 | 1 | 0 | 0 | 0 | 0 | 0 | 0 | 0 | 0 | 0 | 0 | 0 | 0 | 0 | 0 | 0 | 0 | 0 | 0 | 0 | 0 | 0 | 0 | 0 | 0 | 0 | 0 | 0 | 0 | 0 | 0 | 0 | 0 | 0 | 0 | 0 | 0 | Northern_California_Li_Battery_4hr | Northern_California_Li_Battery_8hr | Northern_California_Solar |  | Northern_California_Wind |  |  |  | Northern_California | Northern_California
PG&E NGBA | Konocti | 60 | CA | 95451 | Lake | 6 | 0 | 0 | 0 | 0 | 0 | 0 | 0 | 0 | 0 | 0 | 0 | 0 | 0 | 0 | 0 | 0 | 0 | 0 | 0 | 0 | 0 | 0 | 0 | 0 | 0 | 0 | 0 | 0 | 0 | 0 | 0 | 0 | 0 | 0 | 0 | 0 | 0 | 0 | 0 | 1 | 0 | 1 | 0 | 0 | 0 | 0 | 0 | 0 | 0 | 0 | 0 | 0 | 1 | 0 | 1 | 1 | 0 | 0 | 0 | 0 | 0 | 0 | 0 | 0 | 0 | 0 | 1 | 0 | 0 | 0 | 0 | 0 | 0 | 0 | 0 | 0 | 0 | 0 | 0 | 0 | 0 | 0 | 0 | 0 | 0 | 0 | 0 | 0 | 0 | 0 | 0 | 0 | 0 | 0 | 0 | 0 | 0 | Northern_California_Li_Battery_4hr | Northern_California_Li_Battery_8hr | Northern_California_Solar |  | Northern_California_Wind |  |  |  | Northern_California | Northern_California
SCE NOL | Kramer | 115 | CA | 93516 | SAN BERNARDINO | 3 | 0 | 0 | 0 | 0 | 0 | 0 | 0 | 0 | 0 | 0 | 0 | 1 | 1 | 1 | 0 | 0 | 0 | 0 | 0 | 0 | 0 | 0 | 0 | 0 | 0 | 0 | 0 | 0 | 0 | 0 | 0 | 0 | 0 | 0 | 0 | 0 | 0 | 0 | 0 | 0 | 0 | 0 | 0 | 0 | 0 | 0 | 0 | 0 | 0 | 0 | 0 | 0 | 0 | 0 | 0 | 0 | 0 | 0 | 0 | 0 | 0 | 0 | 0 | 0 | 0 | 0 | 0 | 0 | 0 | 0 | 0 | 0 | 0 | 0 | 0 | 0 | 0 | 0 | 0 | 0 | 0 | 0 | 0 | 0 | 0 | 0 | 0 | 0 | 0 | 0 | 0 | 0 | 0 | 0 | 0 | 0 | 0 | Greater_Kramer_Li_Battery_4hr | Greater_Kramer_Li_Battery_8hr | Greater_Kramer_Solar |  | Greater_Kramer_Wind |  |  |  | Greater_Kramer | Greater_Kramer (Exclude)
SCE NOL | Kramer | 230 | CA | 93516 | SAN BERNARDINO | 3 | 0 | 0 | 0 | 0 | 0 | 0 | 0 | 0 | 0 | 0 | 0 | 1 | 1 | 1 | 0 | 0 | 0 | 0 | 0 | 0 | 0 | 0 | 0 | 0 | 0 | 0 | 0 | 0 | 0 | 0 | 0 | 0 | 0 | 0 | 0 | 0 | 0 | 0 | 0 | 0 | 0 | 0 | 0 | 0 | 0 | 0 | 0 | 0 | 0 | 0 | 0 | 0 | 0 | 0 | 0 | 0 | 0 | 0 | 0 | 0 | 0 | 0 | 0 | 0 | 0 | 0 | 0 | 0 | 0 | 0 | 0 | 0 | 0 | 0 | 0 | 0 | 0 | 0 | 0 | 0 | 0 | 0 | 0 | 0 | 0 | 0 | 0 | 0 | 0 | 0 | 0 | 0 | 0 | 0 | 0 | 0 | 0 | Greater_Kramer_Li_Battery_4hr | Greater_Kramer_Li_Battery_8hr | Greater_Kramer_Solar |  | Greater_Kramer_Wind |  |  |  | Greater_Kramer | Greater_Kramer (Exclude)
SCE Metro | La Cienega | 230 | CA | 90056 | LOS ANGELES | 2 | 0 | 0 | 0 | 0 | 0 | 0 | 0 | 0 | 1 | 1 | 0 | 0 | 0 | 0 | 0 | 0 | 0 | 0 | 0 | 0 | 0 | 0 | 0 | 0 | 0 | 0 | 0 | 0 | 0 | 0 | 0 | 0 | 0 | 0 | 0 | 0 | 0 | 0 | 0 | 0 | 0 | 0 | 0 | 0 | 0 | 0 | 0 | 0 | 0 | 0 | 0 | 0 | 0 | 0 | 0 | 0 | 0 | 0 | 0 | 0 | 0 | 0 | 0 | 0 | 0 | 0 | 0 | 0 | 0 | 0 | 0 | 0 | 0 | 0 | 0 | 0 | 0 | 0 | 0 | 0 | 0 | 0 | 0 | 0 | 0 | 0 | 0 | 0 | 0 | 0 | 0 | 0 | 0 | 0 | 0 | 0 | 0 | Greater_LA_Li_Battery_4hr | Greater_LA_Li_Battery_8hr | Greater_LA_Solar |  | 0 |  |  |  | Greater_LA | Greater_LA
SCE Metro | La Fresa | 230 | CA | 90504 | LOS ANGELES | 2 | 0 | 0 | 0 | 0 | 0 | 0 | 0 | 0 | 1 | 1 | 0 | 0 | 0 | 0 | 0 | 0 | 0 | 0 | 0 | 0 | 0 | 0 | 0 | 0 | 0 | 0 | 0 | 0 | 0 | 0 | 0 | 0 | 0 | 0 | 0 | 0 | 0 | 0 | 0 | 0 | 0 | 0 | 0 | 0 | 0 | 0 | 0 | 0 | 0 | 0 | 0 | 0 | 0 | 0 | 0 | 0 | 0 | 0 | 0 | 0 | 0 | 0 | 0 | 0 | 0 | 0 | 0 | 0 | 0 | 0 | 0 | 0 | 0 | 0 | 0 | 0 | 0 | 0 | 0 | 0 | 0 | 0 | 0 | 0 | 0 | 0 | 0 | 0 | 0 | 0 | 0 | 0 | 0 | 0 | 0 | 0 | 0 | Greater_LA_Li_Battery_4hr | Greater_LA_Li_Battery_8hr | Greater_LA_Solar |  | 0 |  |  |  | Greater_LA | Greater_LA
SCE Metro | Laguna Bell | 230 | CA | 90040 | LOS ANGELES | 1 | 0 | 0 | 0 | 0 | 0 | 0 | 0 | 0 | 0 | 1 | 0 | 0 | 0 | 0 | 0 | 0 | 0 | 0 | 0 | 0 | 0 | 0 | 0 | 0 | 0 | 0 | 0 | 0 | 0 | 0 | 0 | 0 | 0 | 0 | 0 | 0 | 0 | 0 | 0 | 0 | 0 | 0 | 0 | 0 | 0 | 0 | 0 | 0 | 0 | 0 | 0 | 0 | 0 | 0 | 0 | 0 | 0 | 0 | 0 | 0 | 0 | 0 | 0 | 0 | 0 | 0 | 0 | 0 | 0 | 0 | 0 | 0 | 0 | 0 | 0 | 0 | 0 | 0 | 0 | 0 | 0 | 0 | 0 | 0 | 0 | 0 | 0 | 0 | 0 | 0 | 0 | 0 | 0 | 0 | 0 | 0 | 0 | Greater_LA_Li_Battery_4hr | Greater_LA_Li_Battery_8hr | Greater_LA_Solar |  | 0 |  |  |  | Greater_LA | Greater_LA
PG&E KERN | Lakeview | 70 | CA | 93313 | KERN | 4 | 0 | 0 | 0 | 0 | 0 | 0 | 0 | 0 | 0 | 0 | 0 | 0 | 0 | 0 | 0 | 0 | 0 | 0 | 0 | 0 | 0 | 0 | 0 | 0 | 0 | 0 | 0 | 0 | 0 | 0 | 0 | 0 | 0 | 0 | 0 | 0 | 0 | 0 | 0 | 0 | 0 | 0 | 0 | 0 | 0 | 0 | 0 | 0 | 0 | 0 | 0 | 0 | 0 | 0 | 0 | 0 | 0 | 0 | 0 | 0 | 0 | 0 | 0 | 0 | 0 | 0 | 0 | 0 | 0 | 0 | 0 | 0 | 0 | 0 | 0 | 0 | 1 | 0 | 1 | 1 | 0 | 0 | 0 | 0 | 0 | 0 | 0 | 0 | 0 | 0 | 0 | 0 | 0 | 0 | 1 | 0 | 0 | Southern_PGAE_Li_Battery_4hr | Southern_PGAE_Li_Battery_8hr | Southern_PGAE_Solar |  | Central_Valley_North_Los_Banos_Wind |  |  |  | Southern_PGAE | Central_Valley_North_Los_Banos
PG&E NGBA | Lakeville | 230 | CA | 94954 | SONOMA | 10 | 0 | 0 | 0 | 0 | 0 | 0 | 0 | 0 | 0 | 0 | 0 | 0 | 0 | 0 | 0 | 0 | 0 | 0 | 0 | 0 | 0 | 0 | 0 | 0 | 0 | 0 | 0 | 0 | 0 | 0 | 0 | 0 | 0 | 0 | 0 | 0 | 0 | 0 | 0 | 1 | 0 | 0 | 0 | 0 | 0 | 0 | 0 | 0 | 0 | 0 | 0 | 1 | 1 | 1 | 1 | 1 | 0 | 0 | 1 | 1 | 0 | 0 | 0 | 0 | 0 | 1 | 1 | 0 | 0 | 0 | 0 | 0 | 0 | 0 | 0 | 0 | 0 | 0 | 0 | 0 | 0 | 0 | 0 | 0 | 0 | 0 | 0 | 0 | 0 | 0 | 0 | 0 | 0 | 0 | 0 | 0 | 0 | Northern_California_Li_Battery_4hr | Northern_California_Li_Battery_8hr | Northern_California_Solar |  | Northern_California_Wind |  |  |  | Northern_California | Mendocino_Marin
PG&E NGBA | Lakeville | 60 | CA | 94954 | SONOMA | 9 | 0 | 0 | 0 | 0 | 0 | 0 | 0 | 0 | 0 | 0 | 0 | 0 | 0 | 0 | 0 | 0 | 0 | 0 | 0 | 0 | 0 | 0 | 0 | 0 | 0 | 0 | 0 | 0 | 0 | 0 | 0 | 0 | 0 | 0 | 0 | 0 | 0 | 0 | 0 | 1 | 0 | 0 | 0 | 0 | 0 | 0 | 0 | 0 | 0 | 0 | 0 | 1 | 1 | 1 | 1 | 1 | 0 | 0 | 0 | 1 | 0 | 0 | 0 | 0 | 0 | 1 | 1 | 0 | 0 | 0 | 0 | 0 | 0 | 0 | 0 | 0 | 0 | 0 | 0 | 0 | 0 | 0 | 0 | 0 | 0 | 0 | 0 | 0 | 0 | 0 | 0 | 0 | 0 | 0 | 0 | 0 | 0 | Northern_California_Li_Battery_4hr | Northern_California_Li_Battery_8hr | Northern_California_Solar |  | Northern_California_Wind |  |  |  | Northern_California | Mendocino_Marin
PG&E NGBA | Lakeville | 115 | CA | 94954 | SONOMA | 9 | 0 | 0 | 0 | 0 | 0 | 0 | 0 | 0 | 0 | 0 | 0 | 0 | 0 | 0 | 0 | 0 | 0 | 0 | 0 | 0 | 0 | 0 | 0 | 0 | 0 | 0 | 0 | 0 | 0 | 0 | 0 | 0 | 0 | 0 | 0 | 0 | 0 | 0 | 0 | 1 | 0 | 0 | 0 | 0 | 0 | 0 | 0 | 0 | 0 | 0 | 0 | 1 | 1 | 1 | 1 | 1 | 0 | 0 | 0 | 1 | 0 | 0 | 0 | 0 | 0 | 1 | 1 | 0 | 0 | 0 | 0 | 0 | 0 | 0 | 0 | 0 | 0 | 0 | 0 | 0 | 0 | 0 | 0 | 0 | 0 | 0 | 0 | 0 | 0 | 0 | 0 | 0 | 0 | 0 | 0 | 0 | 0 | Northern_California_Li_Battery_4hr | Northern_California_Li_Battery_8hr | Northern_California_Solar |  | Northern_California_Wind |  |  |  | Northern_California | Mendocino_Marin
PG&E GBA | Lakewood | 115 | CA | 94597 | Contra Costa | 1 | 0 | 0 | 0 | 0 | 0 | 0 | 0 | 0 | 0 | 0 | 0 | 0 | 0 | 0 | 0 | 0 | 0 | 0 | 0 | 0 | 0 | 0 | 0 | 0 | 0 | 0 | 0 | 0 | 0 | 0 | 0 | 0 | 0 | 0 | 0 | 0 | 0 | 0 | 0 | 1 | 0 | 0 | 0 | 0 | 0 | 0 | 0 | 0 | 0 | 0 | 0 | 0 | 0 | 0 | 0 | 0 | 0 | 0 | 0 | 0 | 0 | 0 | 0 | 0 | 0 | 0 | 0 | 0 | 0 | 0 | 0 | 0 | 0 | 0 | 0 | 0 | 0 | 0 | 0 | 0 | 0 | 0 | 0 | 0 | 0 | 0 | 0 | 0 | 0 | 0 | 0 | 0 | 0 | 0 | 0 | 0 | 0 | Northern_California_Li_Battery_4hr | Northern_California_Li_Battery_8hr | Northern_California_Solar |  | Solano_Wind |  |  |  | Northern_California | Solano
PG&E NGBA | Lambie | 230 | CA | 94585 | SOLANO | 8 | 0 | 0 | 0 | 0 | 0 | 0 | 0 | 0 | 0 | 0 | 0 | 0 | 0 | 0 | 0 | 0 | 0 | 0 | 0 | 0 | 0 | 0 | 0 | 0 | 0 | 0 | 0 | 0 | 0 | 0 | 0 | 0 | 0 | 0 | 0 | 0 | 0 | 0 | 0 | 1 | 0 | 0 | 0 | 0 | 0 | 0 | 0 | 0 | 0 | 0 | 0 | 0 | 0 | 1 | 1 | 1 | 0 | 0 | 1 | 1 | 0 | 0 | 0 | 0 | 0 | 1 | 1 | 0 | 0 | 0 | 0 | 0 | 0 | 0 | 0 | 0 | 0 | 0 | 0 | 0 | 0 | 0 | 0 | 0 | 0 | 0 | 0 | 0 | 0 | 0 | 0 | 0 | 0 | 0 | 0 | 0 | 0 | Northern_California_Li_Battery_4hr | Northern_California_Li_Battery_8hr | Northern_California_Solar |  | Solano_Wind |  |  |  | Northern_California | Solano
PG&E GBA | Lammers | 115 | CA | 95377 | SAN JOAQUIN | 5 | 0 | 0 | 0 | 0 | 0 | 0 | 0 | 0 | 0 | 0 | 0 | 0 | 0 | 0 | 0 | 0 | 0 | 0 | 0 | 0 | 0 | 0 | 0 | 0 | 0 | 0 | 0 | 0 | 0 | 0 | 0 | 0 | 0 | 0 | 0 | 0 | 0 | 0 | 0 | 0 | 0 | 0 | 0 | 0 | 0 | 1 | 0 | 0 | 0 | 0 | 0 | 0 | 0 | 0 | 0 | 1 | 0 | 1 | 0 | 1 | 0 | 0 | 0 | 0 | 0 | 1 | 0 | 0 | 0 | 0 | 0 | 0 | 0 | 0 | 0 | 0 | 0 | 0 | 0 | 0 | 0 | 0 | 0 | 0 | 0 | 0 | 0 | 0 | 0 | 0 | 0 | 0 | 0 | 0 | 0 | 0 | 0 | Northern_California_Li_Battery_4hr | Northern_California_Li_Battery_8hr | Northern_California_Solar |  | Solano_Wind |  |  |  | Northern_California | Solano
PG&E KERN | Lamont | 115 | CA | 93307 | KERN | 5 | 0 | 0 | 0 | 0 | 0 | 0 | 0 | 0 | 0 | 0 | 0 | 0 | 0 | 0 | 0 | 0 | 0 | 0 | 0 | 0 | 0 | 0 | 0 | 0 | 0 | 0 | 0 | 0 | 0 | 0 | 0 | 0 | 0 | 0 | 0 | 0 | 0 | 0 | 0 | 0 | 0 | 0 | 0 | 0 | 0 | 0 | 0 | 0 | 0 | 0 | 0 | 0 | 0 | 0 | 0 | 0 | 0 | 0 | 0 | 0 | 0 | 0 | 0 | 0 | 0 | 0 | 0 | 0 | 0 | 0 | 1 | 0 | 0 | 1 | 0 | 0 | 0 | 0 | 1 | 1 | 0 | 0 | 0 | 0 | 0 | 0 | 0 | 0 | 0 | 0 | 0 | 0 | 0 | 0 | 1 | 0 | 0 | Southern_PGAE_Li_Battery_4hr | Southern_PGAE_Li_Battery_8hr | Southern_PGAE_Solar |  | Central_Valley_North_Los_Banos_Wind |  |  |  | Southern_PGAE | Central_Valley_North_Los_Banos
PG&E FRESNO | Las Aguilas | 230 | CA |  |  | 5 | 0 | 0 | 0 | 0 | 0 | 0 | 0 | 0 | 0 | 0 | 0 | 0 | 0 | 0 | 0 | 0 | 0 | 0 | 0 | 0 | 0 | 0 | 0 | 0 | 0 | 0 | 0 | 0 | 0 | 0 | 0 | 0 | 0 | 0 | 0 | 0 | 0 | 0 | 0 | 0 | 0 | 0 | 0 | 0 | 0 | 0 | 0 | 0 | 0 | 0 | 0 | 0 | 0 | 0 | 0 | 0 | 0 | 0 | 0 | 0 | 0 | 0 | 0 | 0 | 0 | 0 | 0 | 0 | 0 | 0 | 0 | 0 | 0 | 0 | 0 | 0 | 0 | 0 | 1 | 1 | 0 | 1 | 0 | 0 | 0 | 1 | 0 | 0 | 0 | 0 | 0 | 0 | 0 | 0 | 0 | 0 | 1 | Southern_PGAE_Li_Battery_4hr | Southern_PGAE_Li_Battery_8hr | Southern_PGAE_Solar |  | Kern_Greater_Carrizo_Wind |  |  |  | Southern_PGAE | Peninsula_Monterey
EOP | Lathrop | 138 | NV | 89020 | NYE | 3 | 0 | 0 | 0 | 0 | 0 | 0 | 0 | 0 | 0 | 0 | 0 | 0 | 0 | 0 | 0 | 0 | 0 | 0 | 0 | 0 | 0 | 0 | 1 | 1 | 1 | 0 | 0 | 0 | 0 | 0 | 0 | 0 | 0 | 0 | 0 | 0 | 0 | 0 | 0 | 0 | 0 | 0 | 0 | 0 | 0 | 0 | 0 | 0 | 0 | 0 | 0 | 0 | 0 | 0 | 0 | 0 | 0 | 0 | 0 | 0 | 0 | 0 | 0 | 0 | 0 | 0 | 0 | 0 | 0 | 0 | 0 | 0 | 0 | 0 | 0 | 0 | 0 | 0 | 0 | 0 | 0 | 0 | 0 | 0 | 0 | 0 | 0 | 0 | 0 | 0 | 0 | 0 | 0 | 0 | 0 | 0 | 0 | Southern_NV_Eldorado_Li_Battery_4hr | Southern_NV_Eldorado_Li_Battery_8hr | Southern_NV_Eldorado_Solar |  | Southern_NV_Eldorado_Wind |  |  |  | Southern_NV_Eldorado | Southern_NV_Eldorado
EOP | Lathrop | 230 | NV | 89020 | NYE | 3 | 0 | 0 | 0 | 0 | 0 | 0 | 0 | 0 | 0 | 0 | 0 | 0 | 0 | 0 | 0 | 0 | 0 | 0 | 0 | 0 | 0 | 0 | 1 | 1 | 1 | 0 | 0 | 0 | 0 | 0 | 0 | 0 | 0 | 0 | 0 | 0 | 0 | 0 | 0 | 0 | 0 | 0 | 0 | 0 | 0 | 0 | 0 | 0 | 0 | 0 | 0 | 0 | 0 | 0 | 0 | 0 | 0 | 0 | 0 | 0 | 0 | 0 | 0 | 0 | 0 | 0 | 0 | 0 | 0 | 0 | 0 | 0 | 0 | 0 | 0 | 0 | 0 | 0 | 0 | 0 | 0 | 0 | 0 | 0 | 0 | 0 | 0 | 0 | 0 | 0 | 0 | 0 | 0 | 0 | 0 | 0 | 0 | Southern_NV_Eldorado_Li_Battery_4hr | Southern_NV_Eldorado_Li_Battery_8hr | Southern_NV_Eldorado_Solar |  | Southern_NV_Eldorado_Wind |  |  |  | Southern_NV_Eldorado | Southern_NV_Eldorado
PG&E FRESNO | Le Grand | 115 | CA | 95333 | MERCED | 13 | 0 | 0 | 0 | 0 | 0 | 0 | 0 | 0 | 0 | 0 | 0 | 0 | 0 | 0 | 0 | 0 | 0 | 0 | 0 | 0 | 0 | 0 | 0 | 0 | 0 | 0 | 0 | 0 | 0 | 0 | 0 | 0 | 0 | 0 | 0 | 0 | 0 | 0 | 0 | 0 | 0 | 0 | 0 | 0 | 0 | 1 | 0 | 0 | 0 | 0 | 0 | 0 | 0 | 0 | 0 | 0 | 0 | 0 | 0 | 0 | 0 | 0 | 0 | 0 | 0 | 0 | 0 | 0 | 0 | 0 | 0 | 0 | 0 | 0 | 0 | 0 | 0 | 0 | 1 | 1 | 0 | 1 | 1 | 1 | 1 | 1 | 0 | 1 | 1 | 1 | 1 | 0 | 1 | 0 | 0 | 0 | 0 | Southern_PGAE_Li_Battery_4hr | Southern_PGAE_Li_Battery_8hr | Southern_PGAE_Solar |  | Central_Valley_North_Los_Banos_Wind |  |  |  | Southern_PGAE | Central_Valley_North_Los_Banos
PG&E FRESNO | Lemoore | 70 | CA | 93245 | Kings | 3 | 0 | 0 | 0 | 0 | 0 | 0 | 0 | 0 | 0 | 0 | 0 | 0 | 0 | 0 | 0 | 0 | 0 | 0 | 0 | 0 | 0 | 0 | 0 | 0 | 0 | 0 | 0 | 0 | 0 | 0 | 0 | 0 | 0 | 0 | 0 | 0 | 0 | 0 | 0 | 0 | 0 | 0 | 0 | 0 | 0 | 0 | 0 | 0 | 0 | 0 | 0 | 0 | 0 | 0 | 0 | 0 | 0 | 0 | 0 | 0 | 0 | 0 | 0 | 0 | 0 | 0 | 0 | 0 | 1 | 0 | 0 | 0 | 0 | 0 | 0 | 0 | 0 | 0 | 0 | 1 | 0 | 1 | 0 | 0 | 0 | 0 | 0 | 0 | 0 | 0 | 0 | 0 | 0 | 0 | 0 | 0 | 0 | Southern_PGAE_Li_Battery_4hr | Southern_PGAE_Li_Battery_8hr | Southern_PGAE_Solar |  | Central_Valley_North_Los_Banos_Wind |  |  |  | Southern_PGAE | Central_Valley_North_Los_Banos
PG&E KERN | Lerdo | 115 | CA | 93308 | KERN | 6 | 0 | 0 | 0 | 0 | 0 | 0 | 0 | 0 | 0 | 0 | 0 | 0 | 0 | 0 | 0 | 0 | 0 | 0 | 0 | 0 | 0 | 0 | 0 | 0 | 0 | 0 | 0 | 0 | 0 | 0 | 0 | 0 | 0 | 0 | 0 | 0 | 0 | 0 | 0 | 0 | 0 | 0 | 0 | 0 | 0 | 0 | 0 | 0 | 0 | 0 | 0 | 0 | 0 | 0 | 0 | 0 | 0 | 0 | 0 | 0 | 0 | 0 | 0 | 0 | 0 | 0 | 0 | 1 | 1 | 0 | 1 | 0 | 0 | 0 | 1 | 0 | 0 | 0 | 1 | 0 | 0 | 0 | 0 | 0 | 0 | 0 | 0 | 0 | 0 | 0 | 0 | 0 | 0 | 0 | 1 | 0 | 0 | Southern_PGAE_Li_Battery_4hr | Southern_PGAE_Li_Battery_8hr | Southern_PGAE_Solar |  | Central_Valley_North_Los_Banos_Wind |  |  |  | Southern_PGAE | Central_Valley_North_Los_Banos
SCE Metro | Lewis | 230 | CA | 92805 | ORANGE | 1 | 0 | 0 | 0 | 0 | 0 | 0 | 0 | 0 | 0 | 1 | 0 | 0 | 0 | 0 | 0 | 0 | 0 | 0 | 0 | 0 | 0 | 0 | 0 | 0 | 0 | 0 | 0 | 0 | 0 | 0 | 0 | 0 | 0 | 0 | 0 | 0 | 0 | 0 | 0 | 0 | 0 | 0 | 0 | 0 | 0 | 0 | 0 | 0 | 0 | 0 | 0 | 0 | 0 | 0 | 0 | 0 | 0 | 0 | 0 | 0 | 0 | 0 | 0 | 0 | 0 | 0 | 0 | 0 | 0 | 0 | 0 | 0 | 0 | 0 | 0 | 0 | 0 | 0 | 0 | 0 | 0 | 0 | 0 | 0 | 0 | 0 | 0 | 0 | 0 | 0 | 0 | 0 | 0 | 0 | 0 | 0 | 0 | Greater_LA_Li_Battery_4hr | Greater_LA_Li_Battery_8hr | Greater_LA_Solar |  | 0 |  |  |  | Greater_LA | Greater_LA
SCE Metro | Lighthipe | 230 | CA | 90805 | LOS ANGELES | 2 | 0 | 0 | 0 | 0 | 0 | 0 | 0 | 0 | 1 | 1 | 0 | 0 | 0 | 0 | 0 | 0 | 0 | 0 | 0 | 0 | 0 | 0 | 0 | 0 | 0 | 0 | 0 | 0 | 0 | 0 | 0 | 0 | 0 | 0 | 0 | 0 | 0 | 0 | 0 | 0 | 0 | 0 | 0 | 0 | 0 | 0 | 0 | 0 | 0 | 0 | 0 | 0 | 0 | 0 | 0 | 0 | 0 | 0 | 0 | 0 | 0 | 0 | 0 | 0 | 0 | 0 | 0 | 0 | 0 | 0 | 0 | 0 | 0 | 0 | 0 | 0 | 0 | 0 | 0 | 0 | 0 | 0 | 0 | 0 | 0 | 0 | 0 | 0 | 0 | 0 | 0 | 0 | 0 | 0 | 0 | 0 | 0 | Greater_LA_Li_Battery_4hr | Greater_LA_Li_Battery_8hr | Greater_LA_Solar |  | 0 |  |  |  | Greater_LA | Greater_LA
SDGE | Lilac | 69 | CA | 92082 | San Diego | 5 | 0 | 0 | 0 | 0 | 0 | 0 | 0 | 0 | 0 | 0 | 0 | 0 | 0 | 0 | 0 | 0 | 0 | 0 | 0 | 0 | 0 | 0 | 0 | 0 | 0 | 1 | 0 | 0 | 0 | 0 | 1 | 0 | 1 | 1 | 0 | 0 | 0 | 1 | 0 | 0 | 0 | 0 | 0 | 0 | 0 | 0 | 0 | 0 | 0 | 0 | 0 | 0 | 0 | 0 | 0 | 0 | 0 | 0 | 0 | 0 | 0 | 0 | 0 | 0 | 0 | 0 | 0 | 0 | 0 | 0 | 0 | 0 | 0 | 0 | 0 | 0 | 0 | 0 | 0 | 0 | 0 | 0 | 0 | 0 | 0 | 0 | 0 | 0 | 0 | 0 | 0 | 0 | 0 | 0 | 0 | 0 | 0 | San_Diego_Li_Battery_4hr | San_Diego_Li_Battery_8hr | San_Diego_Solar |  | 0 |  |  |  | Greater_SD | Greater_SD
PG&E NGBA | Lincoln | 115 | CA | 95648 | PLACER | 9 | 0 | 0 | 0 | 0 | 0 | 0 | 0 | 0 | 0 | 0 | 0 | 0 | 0 | 0 | 0 | 0 | 0 | 0 | 0 | 0 | 0 | 0 | 0 | 0 | 0 | 0 | 0 | 0 | 0 | 0 | 0 | 0 | 0 | 0 | 0 | 0 | 0 | 0 | 0 | 1 | 1 | 0 | 1 | 0 | 1 | 1 | 1 | 1 | 0 | 0 | 0 | 0 | 0 | 0 | 0 | 0 | 0 | 0 | 0 | 1 | 1 | 0 | 0 | 0 | 0 | 0 | 0 | 0 | 0 | 0 | 0 | 0 | 0 | 0 | 0 | 0 | 0 | 0 | 0 | 0 | 0 | 0 | 0 | 0 | 0 | 0 | 0 | 0 | 0 | 0 | 0 | 0 | 0 | 0 | 0 | 0 | 0 | Northern_California_Li_Battery_4hr | Northern_California_Li_Battery_8hr | Northern_California_Solar |  | Northern_California_Wind |  |  |  | Northern_California | Northern_California
PG&E KERN | Live Oak | 115 | CA | 93308 | KERN | 4 | 0 | 0 | 0 | 0 | 0 | 0 | 0 | 0 | 0 | 0 | 0 | 0 | 0 | 0 | 0 | 0 | 0 | 0 | 0 | 0 | 0 | 0 | 0 | 0 | 0 | 0 | 0 | 0 | 0 | 0 | 0 | 0 | 0 | 0 | 0 | 0 | 0 | 0 | 0 | 0 | 0 | 0 | 0 | 0 | 0 | 0 | 0 | 0 | 0 | 0 | 0 | 0 | 0 | 0 | 0 | 0 | 0 | 0 | 0 | 0 | 0 | 0 | 0 | 0 | 0 | 0 | 0 | 0 | 1 | 0 | 1 | 0 | 0 | 0 | 0 | 0 | 0 | 0 | 1 | 0 | 0 | 0 | 0 | 0 | 0 | 0 | 0 | 0 | 0 | 0 | 0 | 0 | 0 | 0 | 1 | 0 | 0 | Southern_PGAE_Li_Battery_4hr | Southern_PGAE_Li_Battery_8hr | Southern_PGAE_Solar |  | Central_Valley_North_Los_Banos_Wind |  |  |  | Southern_PGAE | Central_Valley_North_Los_Banos
PG&E GBA | Llagas | 115 | CA | 95020 | SANTA CLARA | 4 | 0 | 0 | 0 | 0 | 0 | 0 | 0 | 0 | 0 | 0 | 0 | 0 | 0 | 0 | 0 | 0 | 0 | 0 | 0 | 0 | 0 | 0 | 0 | 0 | 0 | 0 | 0 | 0 | 0 | 0 | 0 | 0 | 0 | 0 | 0 | 0 | 0 | 0 | 0 | 0 | 0 | 0 | 0 | 0 | 0 | 0 | 0 | 0 | 0 | 0 | 0 | 0 | 1 | 0 | 0 | 1 | 0 | 0 | 0 | 1 | 0 | 0 | 0 | 0 | 1 | 0 | 0 | 0 | 0 | 0 | 0 | 0 | 0 | 0 | 0 | 0 | 0 | 0 | 0 | 0 | 0 | 0 | 0 | 0 | 0 | 0 | 0 | 0 | 0 | 0 | 0 | 0 | 0 | 0 | 0 | 0 | 0 | Northern_California_Li_Battery_4hr | Northern_California_Li_Battery_8hr | Northern_California_Solar |  | Kern_Greater_Carrizo_Wind |  |  |  | Northern_California | Peninsula_Monterey
PG&E GBA | Lockeford | 115 | CA | 95240 | SAN JOAQUIN | 3 | 0 | 0 | 0 | 0 | 0 | 0 | 0 | 0 | 0 | 0 | 0 | 0 | 0 | 0 | 0 | 0 | 0 | 0 | 0 | 0 | 0 | 0 | 0 | 0 | 0 | 0 | 0 | 0 | 0 | 0 | 0 | 0 | 0 | 0 | 0 | 0 | 0 | 0 | 0 | 0 | 0 | 0 | 0 | 0 | 0 | 1 | 0 | 0 | 0 | 0 | 0 | 0 | 0 | 0 | 0 | 0 | 0 | 0 | 0 | 1 | 1 | 0 | 0 | 0 | 0 | 0 | 0 | 0 | 0 | 0 | 0 | 0 | 0 | 0 | 0 | 0 | 0 | 0 | 0 | 0 | 0 | 0 | 0 | 0 | 0 | 0 | 0 | 0 | 0 | 0 | 0 | 0 | 0 | 0 | 0 | 0 | 0 | Northern_California_Li_Battery_4hr | Northern_California_Li_Battery_8hr | Northern_California_Solar |  | Solano_Wind |  |  |  | Northern_California | Solano
PG&E GBA | Lockeford | 230 | CA | 95240 | SAN JOAQUIN | 5 | 0 | 0 | 0 | 0 | 0 | 0 | 0 | 0 | 0 | 0 | 0 | 0 | 0 | 0 | 0 | 0 | 0 | 0 | 0 | 0 | 0 | 0 | 0 | 0 | 0 | 0 | 0 | 0 | 0 | 0 | 0 | 0 | 0 | 0 | 0 | 0 | 0 | 0 | 0 | 1 | 0 | 0 | 0 | 0 | 0 | 1 | 0 | 0 | 0 | 0 | 0 | 0 | 0 | 0 | 0 | 0 | 0 | 0 | 0 | 1 | 1 | 0 | 0 | 0 | 0 | 0 | 0 | 0 | 0 | 0 | 0 | 0 | 0 | 0 | 0 | 0 | 0 | 0 | 0 | 0 | 0 | 0 | 0 | 0 | 0 | 1 | 0 | 0 | 0 | 0 | 0 | 0 | 0 | 0 | 0 | 0 | 0 | Northern_California_Li_Battery_4hr | Northern_California_Li_Battery_8hr | Northern_California_Solar |  | Solano_Wind |  |  |  | Northern_California | Solano
PG&E GBA | Lockeford | 60 | CA | 95240 | SAN JOAQUIN | 5 | 0 | 0 | 0 | 0 | 0 | 0 | 0 | 0 | 0 | 0 | 0 | 0 | 0 | 0 | 0 | 0 | 0 | 0 | 0 | 0 | 0 | 0 | 0 | 0 | 0 | 0 | 0 | 0 | 0 | 0 | 0 | 0 | 0 | 0 | 0 | 0 | 0 | 0 | 0 | 1 | 0 | 0 | 0 | 0 | 0 | 1 | 0 | 0 | 0 | 0 | 0 | 0 | 0 | 0 | 0 | 0 | 0 | 0 | 0 | 1 | 1 | 0 | 0 | 0 | 0 | 0 | 0 | 0 | 0 | 0 | 0 | 0 | 0 | 0 | 0 | 0 | 0 | 0 | 0 | 0 | 0 | 0 | 0 | 0 | 0 | 1 | 0 | 0 | 0 | 0 | 0 | 0 | 0 | 0 | 0 | 0 | 0 | Northern_California_Li_Battery_4hr | Northern_California_Li_Battery_8hr | Northern_California_Solar |  | Solano_Wind |  |  |  | Northern_California | Solano
PG&E GBA | Lodi | 230 | CA | 95240 | SAN JOAQUIN | 5 | 0 | 0 | 0 | 0 | 0 | 0 | 0 | 0 | 0 | 0 | 0 | 0 | 0 | 0 | 0 | 0 | 0 | 0 | 0 | 0 | 0 | 0 | 0 | 0 | 0 | 0 | 0 | 0 | 0 | 0 | 0 | 0 | 0 | 0 | 0 | 0 | 0 | 0 | 0 | 1 | 0 | 0 | 0 | 0 | 0 | 1 | 0 | 1 | 0 | 0 | 0 | 0 | 0 | 0 | 0 | 0 | 0 | 0 | 0 | 1 | 1 | 0 | 0 | 0 | 0 | 0 | 0 | 0 | 0 | 0 | 0 | 0 | 0 | 0 | 0 | 0 | 0 | 0 | 0 | 0 | 0 | 0 | 0 | 0 | 0 | 0 | 0 | 0 | 0 | 0 | 0 | 0 | 0 | 0 | 0 | 0 | 0 | Northern_California_Li_Battery_4hr | Northern_California_Li_Battery_8hr | Northern_California_Solar |  | Solano_Wind |  |  |  | Northern_California | Solano
PG&E NGBA | Logan Creek | 230 | CA | 95988 | GLENN | 2 | 0 | 0 | 0 | 0 | 0 | 0 | 0 | 0 | 0 | 0 | 0 | 0 | 0 | 0 | 0 | 0 | 0 | 0 | 0 | 0 | 0 | 0 | 0 | 0 | 0 | 0 | 0 | 0 | 0 | 0 | 0 | 0 | 0 | 0 | 0 | 0 | 0 | 0 | 0 | 1 | 0 | 0 | 0 | 0 | 0 | 0 | 0 | 0 | 0 | 0 | 0 | 0 | 0 | 0 | 0 | 0 | 0 | 0 | 0 | 0 | 0 | 0 | 0 | 0 | 0 | 0 | 1 | 0 | 0 | 0 | 0 | 0 | 0 | 0 | 0 | 0 | 0 | 0 | 0 | 0 | 0 | 0 | 0 | 0 | 0 | 0 | 0 | 0 | 0 | 0 | 0 | 0 | 0 | 0 | 0 | 0 | 0 | Northern_California_Li_Battery_4hr | Northern_California_Li_Battery_8hr | Northern_California_Solar |  | Northern_California_Wind |  |  |  | Northern_California | Northern_California
PG&E GBA | Lone Tree | 230 | CA | 94531 | CONTRA COSTA | 3 | 0 | 0 | 0 | 0 | 0 | 0 | 0 | 0 | 0 | 0 | 0 | 0 | 0 | 0 | 0 | 0 | 0 | 0 | 0 | 0 | 0 | 0 | 0 | 0 | 0 | 0 | 0 | 0 | 0 | 0 | 0 | 0 | 0 | 0 | 0 | 0 | 0 | 0 | 0 | 1 | 0 | 0 | 0 | 0 | 0 | 0 | 0 | 0 | 0 | 0 | 0 | 0 | 0 | 0 | 0 | 1 | 0 | 0 | 0 | 0 | 0 | 0 | 0 | 0 | 0 | 0 | 1 | 0 | 0 | 0 | 0 | 0 | 0 | 0 | 0 | 0 | 0 | 0 | 0 | 0 | 0 | 0 | 0 | 0 | 0 | 0 | 0 | 0 | 0 | 0 | 0 | 0 | 0 | 0 | 0 | 0 | 0 | Northern_California_Li_Battery_4hr | Northern_California_Li_Battery_8hr | Northern_California_Solar |  | Solano_Wind |  |  |  | Northern_California | Solano
PG&E FRESNO | Los Banos | 230 | CA | 95322 | MERCED | 3 | 0 | 0 | 0 | 0 | 0 | 0 | 0 | 0 | 0 | 0 | 0 | 0 | 0 | 0 | 0 | 0 | 0 | 0 | 0 | 0 | 0 | 0 | 0 | 0 | 0 | 0 | 0 | 0 | 0 | 0 | 0 | 0 | 0 | 0 | 0 | 0 | 0 | 0 | 0 | 0 | 0 | 0 | 0 | 0 | 0 | 0 | 0 | 0 | 0 | 0 | 0 | 0 | 0 | 0 | 0 | 0 | 0 | 0 | 0 | 0 | 0 | 0 | 0 | 0 | 0 | 0 | 0 | 0 | 0 | 0 | 0 | 0 | 0 | 0 | 0 | 0 | 0 | 0 | 1 | 1 | 0 | 0 | 0 | 0 | 0 | 1 | 0 | 0 | 0 | 0 | 0 | 0 | 0 | 0 | 0 | 0 | 0 | Southern_PGAE_Li_Battery_4hr | Southern_PGAE_Li_Battery_8hr | Southern_PGAE_Solar |  | Central_Valley_North_Los_Banos_Wind |  |  |  | Southern_PGAE | Central_Valley_North_Los_Banos
PG&E FRESNO | Los Banos | 500 | CA | 95322 | MERCED | 1 | 0 | 0 | 0 | 0 | 0 | 0 | 0 | 0 | 0 | 0 | 0 | 0 | 0 | 0 | 0 | 0 | 0 | 0 | 0 | 0 | 0 | 0 | 0 | 0 | 0 | 0 | 0 | 0 | 0 | 0 | 0 | 0 | 0 | 0 | 0 | 0 | 0 | 0 | 0 | 0 | 0 | 0 | 0 | 0 | 0 | 0 | 0 | 0 | 0 | 0 | 0 | 0 | 0 | 0 | 0 | 0 | 0 | 0 | 0 | 0 | 0 | 0 | 0 | 0 | 0 | 0 | 0 | 0 | 0 | 0 | 0 | 0 | 0 | 0 | 0 | 0 | 0 | 0 | 0 | 0 | 0 | 0 | 0 | 0 | 0 | 0 | 0 | 0 | 0 | 0 | 0 | 0 | 0 | 0 | 0 | 0 | 1 | Southern_PGAE_Li_Battery_4hr | Southern_PGAE_Li_Battery_8hr | Southern_PGAE_Solar |  | Central_Valley_North_Los_Banos_Wind |  |  |  | Southern_PGAE | Central_Valley_North_Los_Banos
SDGE | Los Coches | 138 | CA | 93960 | Monterey | 4 | 0 | 0 | 0 | 0 | 0 | 0 | 0 | 0 | 0 | 0 | 0 | 0 | 0 | 0 | 0 | 0 | 0 | 0 | 0 | 0 | 0 | 0 | 0 | 0 | 0 | 0 | 1 | 1 | 0 | 0 | 1 | 0 | 1 | 0 | 0 | 0 | 0 | 0 | 0 | 0 | 0 | 0 | 0 | 0 | 0 | 0 | 0 | 0 | 0 | 0 | 0 | 0 | 0 | 0 | 0 | 0 | 0 | 0 | 0 | 0 | 0 | 0 | 0 | 0 | 0 | 0 | 0 | 0 | 0 | 0 | 0 | 0 | 0 | 0 | 0 | 0 | 0 | 0 | 0 | 0 | 0 | 0 | 0 | 0 | 0 | 0 | 0 | 0 | 0 | 0 | 0 | 0 | 0 | 0 | 0 | 0 | 0 | Southern_PGAE_Li_Battery_4hr | Southern_PGAE_Li_Battery_8hr | Southern_PGAE_Solar |  | Kern_Greater_Carrizo_Wind |  |  |  | Southern_PGAE | Peninsula_Monterey
SDGE | Los Coches | 69 | CA | 93960 | Monterey | 3 | 0 | 0 | 0 | 0 | 0 | 0 | 0 | 0 | 0 | 0 | 0 | 0 | 0 | 0 | 0 | 0 | 0 | 0 | 0 | 0 | 0 | 0 | 0 | 0 | 0 | 0 | 0 | 1 | 0 | 0 | 1 | 0 | 1 | 0 | 0 | 0 | 0 | 0 | 0 | 0 | 0 | 0 | 0 | 0 | 0 | 0 | 0 | 0 | 0 | 0 | 0 | 0 | 0 | 0 | 0 | 0 | 0 | 0 | 0 | 0 | 0 | 0 | 0 | 0 | 0 | 0 | 0 | 0 | 0 | 0 | 0 | 0 | 0 | 0 | 0 | 0 | 0 | 0 | 0 | 0 | 0 | 0 | 0 | 0 | 0 | 0 | 0 | 0 | 0 | 0 | 0 | 0 | 0 | 0 | 0 | 0 | 0 | Southern_PGAE_Li_Battery_4hr | Southern_PGAE_Li_Battery_8hr | Southern_PGAE_Solar |  | Kern_Greater_Carrizo_Wind |  |  |  | Southern_PGAE | Peninsula_Monterey
PG&E GBA | Los Esteros | 115 | CA | 95134 | SANTA CLARA | 3 | 0 | 0 | 0 | 0 | 0 | 0 | 0 | 0 | 0 | 0 | 0 | 0 | 0 | 0 | 0 | 0 | 0 | 0 | 0 | 0 | 0 | 0 | 0 | 0 | 0 | 0 | 0 | 0 | 0 | 0 | 0 | 0 | 0 | 0 | 0 | 0 | 0 | 0 | 0 | 0 | 0 | 0 | 0 | 0 | 0 | 0 | 0 | 0 | 0 | 0 | 0 | 0 | 0 | 0 | 0 | 1 | 0 | 0 | 0 | 1 | 0 | 0 | 0 | 0 | 0 | 1 | 0 | 0 | 0 | 0 | 0 | 0 | 0 | 0 | 0 | 0 | 0 | 0 | 0 | 0 | 0 | 0 | 0 | 0 | 0 | 0 | 0 | 0 | 0 | 0 | 0 | 0 | 0 | 0 | 0 | 0 | 0 | Northern_California_Li_Battery_4hr | Northern_California_Li_Battery_8hr | Northern_California_Solar |  | Kern_Greater_Carrizo_Wind |  |  |  | Northern_California | Peninsula_Monterey
PG&E GBA | Los Esteros | 230 | CA | 95134 | SANTA CLARA | 3 | 0 | 0 | 0 | 0 | 0 | 0 | 0 | 0 | 0 | 0 | 0 | 0 | 0 | 0 | 0 | 0 | 0 | 0 | 0 | 0 | 0 | 0 | 0 | 0 | 0 | 0 | 0 | 0 | 0 | 0 | 0 | 0 | 0 | 0 | 0 | 0 | 0 | 0 | 0 | 0 | 0 | 0 | 0 | 0 | 0 | 0 | 0 | 0 | 0 | 0 | 0 | 0 | 0 | 0 | 0 | 1 | 0 | 0 | 0 | 1 | 0 | 0 | 0 | 0 | 0 | 1 | 0 | 0 | 0 | 0 | 0 | 0 | 0 | 0 | 0 | 0 | 0 | 0 | 0 | 0 | 0 | 0 | 0 | 0 | 0 | 0 | 0 | 0 | 0 | 0 | 0 | 0 | 0 | 0 | 0 | 0 | 0 | Northern_California_Li_Battery_4hr | Northern_California_Li_Battery_8hr | Northern_California_Solar |  | Kern_Greater_Carrizo_Wind |  |  |  | Northern_California | Peninsula_Monterey
PG&E GBA | Los Positas | 230 | CA | 94551 | ALAMEDA | 4 | 0 | 0 | 0 | 0 | 0 | 0 | 0 | 0 | 0 | 0 | 0 | 0 | 0 | 0 | 0 | 0 | 0 | 0 | 0 | 0 | 0 | 0 | 0 | 0 | 0 | 0 | 0 | 0 | 0 | 0 | 0 | 0 | 0 | 0 | 0 | 0 | 0 | 0 | 0 | 1 | 0 | 0 | 0 | 0 | 0 | 0 | 0 | 0 | 0 | 0 | 0 | 0 | 0 | 0 | 0 | 1 | 0 | 0 | 0 | 1 | 0 | 0 | 0 | 0 | 0 | 0 | 1 | 0 | 0 | 0 | 0 | 0 | 0 | 0 | 0 | 0 | 0 | 0 | 0 | 0 | 0 | 0 | 0 | 0 | 0 | 0 | 0 | 0 | 0 | 0 | 0 | 0 | 0 | 0 | 0 | 0 | 0 | Northern_California_Li_Battery_4hr | Northern_California_Li_Battery_8hr | Northern_California_Solar |  | Solano_Wind |  |  |  | Northern_California | Solano
PG&E GBA | Los Positas | 60 | CA | 94551 | ALAMEDA | 3 | 0 | 0 | 0 | 0 | 0 | 0 | 0 | 0 | 0 | 0 | 0 | 0 | 0 | 0 | 0 | 0 | 0 | 0 | 0 | 0 | 0 | 0 | 0 | 0 | 0 | 0 | 0 | 0 | 0 | 0 | 0 | 0 | 0 | 0 | 0 | 0 | 0 | 0 | 0 | 1 | 0 | 0 | 0 | 0 | 0 | 0 | 0 | 0 | 0 | 0 | 0 | 0 | 0 | 0 | 0 | 1 | 0 | 0 | 0 | 0 | 0 | 0 | 0 | 0 | 0 | 0 | 1 | 0 | 0 | 0 | 0 | 0 | 0 | 0 | 0 | 0 | 0 | 0 | 0 | 0 | 0 | 0 | 0 | 0 | 0 | 0 | 0 | 0 | 0 | 0 | 0 | 0 | 0 | 0 | 0 | 0 | 0 | Northern_California_Li_Battery_4hr | Northern_California_Li_Battery_8hr | Northern_California_Solar |  | Solano_Wind |  |  |  | Northern_California | Solano
SDGE | Loveland | 69 | CA | 91901 | SAN DIEGO | 5 | 0 | 0 | 0 | 0 | 0 | 0 | 0 | 0 | 0 | 0 | 0 | 0 | 0 | 0 | 0 | 0 | 0 | 0 | 0 | 0 | 0 | 0 | 0 | 0 | 0 | 0 | 0 | 1 | 0 | 1 | 1 | 0 | 1 | 0 | 0 | 0 | 1 | 0 | 0 | 0 | 0 | 0 | 0 | 0 | 0 | 0 | 0 | 0 | 0 | 0 | 0 | 0 | 0 | 0 | 0 | 0 | 0 | 0 | 0 | 0 | 0 | 0 | 0 | 0 | 0 | 0 | 0 | 0 | 0 | 0 | 0 | 0 | 0 | 0 | 0 | 0 | 0 | 0 | 0 | 0 | 0 | 0 | 0 | 0 | 0 | 0 | 0 | 0 | 0 | 0 | 0 | 0 | 0 | 0 | 0 | 0 | 0 | San_Diego_Li_Battery_4hr | San_Diego_Li_Battery_8hr | San_Diego_Solar |  | 0 |  |  |  | Greater_SD | Greater_SD
SCE NOL | Lugo | 230 | CA | 92344 | SAN BERNARDINO | 1 | 0 | 0 | 0 | 0 | 0 | 0 | 0 | 0 | 0 | 0 | 0 | 0 | 0 | 1 | 0 | 0 | 0 | 0 | 0 | 0 | 0 | 0 | 0 | 0 | 0 | 0 | 0 | 0 | 0 | 0 | 0 | 0 | 0 | 0 | 0 | 0 | 0 | 0 | 0 | 0 | 0 | 0 | 0 | 0 | 0 | 0 | 0 | 0 | 0 | 0 | 0 | 0 | 0 | 0 | 0 | 0 | 0 | 0 | 0 | 0 | 0 | 0 | 0 | 0 | 0 | 0 | 0 | 0 | 0 | 0 | 0 | 0 | 0 | 0 | 0 | 0 | 0 | 0 | 0 | 0 | 0 | 0 | 0 | 0 | 0 | 0 | 0 | 0 | 0 | 0 | 0 | 0 | 0 | 0 | 0 | 0 | 0 | Greater_Kramer_Li_Battery_4hr | Greater_Kramer_Li_Battery_8hr | Greater_Kramer_Solar |  | Greater_Kramer_Wind |  |  |  | Greater_Kramer | Greater_Kramer
SCE Metro | Lugo | 500 | CA | 92344 | SAN BERNARDINO | 1 | 0 | 0 | 0 | 0 | 0 | 0 | 0 | 0 | 0 | 1 | 0 | 0 | 0 | 0 | 0 | 0 | 0 | 0 | 0 | 0 | 0 | 0 | 0 | 0 | 0 | 0 | 0 | 0 | 0 | 0 | 0 | 0 | 0 | 0 | 0 | 0 | 0 | 0 | 0 | 0 | 0 | 0 | 0 | 0 | 0 | 0 | 0 | 0 | 0 | 0 | 0 | 0 | 0 | 0 | 0 | 0 | 0 | 0 | 0 | 0 | 0 | 0 | 0 | 0 | 0 | 0 | 0 | 0 | 0 | 0 | 0 | 0 | 0 | 0 | 0 | 0 | 0 | 0 | 0 | 0 | 0 | 0 | 0 | 0 | 0 | 0 | 0 | 0 | 0 | 0 | 0 | 0 | 0 | 0 | 0 | 0 | 0 | Greater_Kramer_Li_Battery_4hr | Greater_Kramer_Li_Battery_8hr | Greater_Kramer_Solar | Utah_Geothermal | Greater_Kramer_Wind | New_Mexico_Wind |  |  | Greater_Kramer | Greater_Kramer
PG&E FRESNO | Madera | 70 | CA | 93637 | MADERA | 9 | 0 | 0 | 0 | 0 | 0 | 0 | 0 | 0 | 0 | 0 | 0 | 0 | 0 | 0 | 0 | 0 | 0 | 0 | 0 | 0 | 0 | 0 | 0 | 0 | 0 | 0 | 0 | 0 | 0 | 0 | 0 | 0 | 0 | 0 | 0 | 0 | 0 | 0 | 0 | 0 | 0 | 0 | 0 | 0 | 0 | 1 | 0 | 0 | 0 | 0 | 0 | 0 | 0 | 0 | 0 | 0 | 0 | 0 | 0 | 1 | 0 | 0 | 0 | 0 | 0 | 0 | 0 | 0 | 0 | 0 | 0 | 0 | 0 | 0 | 0 | 0 | 0 | 0 | 0 | 1 | 0 | 1 | 1 | 1 | 0 | 1 | 0 | 1 | 0 | 0 | 0 | 0 | 1 | 0 | 0 | 0 | 0 | Southern_PGAE_Li_Battery_4hr | Southern_PGAE_Li_Battery_8hr | Southern_PGAE_Solar |  | Central_Valley_North_Los_Banos_Wind |  |  |  | Southern_PGAE | Central_Valley_North_Los_Banos
PG&E NGBA | Madison | 115 | CA | 95653 | YOLO | 5 | 0 | 0 | 0 | 0 | 0 | 0 | 0 | 0 | 0 | 0 | 0 | 0 | 0 | 0 | 0 | 0 | 0 | 0 | 0 | 0 | 0 | 0 | 0 | 0 | 0 | 0 | 0 | 0 | 0 | 0 | 0 | 0 | 0 | 0 | 0 | 0 | 0 | 0 | 0 | 1 | 0 | 0 | 0 | 0 | 0 | 0 | 0 | 0 | 0 | 0 | 0 | 0 | 0 | 1 | 1 | 1 | 0 | 0 | 0 | 0 | 0 | 0 | 0 | 0 | 0 | 0 | 1 | 0 | 0 | 0 | 0 | 0 | 0 | 0 | 0 | 0 | 0 | 0 | 0 | 0 | 0 | 0 | 0 | 0 | 0 | 0 | 0 | 0 | 0 | 0 | 0 | 0 | 0 | 0 | 0 | 0 | 0 | Northern_California_Li_Battery_4hr | Northern_California_Li_Battery_8hr | Northern_California_Solar |  | Solano_Wind |  |  |  | Northern_California | Solano
PG&E KERN | Magunden | 115 | CA | 93306 | KERN | 4 | 0 | 0 | 0 | 0 | 0 | 0 | 0 | 0 | 0 | 0 | 0 | 0 | 0 | 0 | 0 | 0 | 0 | 0 | 0 | 0 | 0 | 0 | 0 | 0 | 0 | 0 | 0 | 0 | 0 | 0 | 0 | 0 | 0 | 0 | 0 | 0 | 0 | 0 | 0 | 0 | 0 | 0 | 0 | 0 | 0 | 0 | 0 | 0 | 0 | 0 | 0 | 0 | 0 | 0 | 0 | 0 | 0 | 0 | 0 | 0 | 0 | 0 | 0 | 0 | 0 | 0 | 0 | 0 | 0 | 0 | 1 | 0 | 0 | 0 | 0 | 0 | 0 | 0 | 1 | 1 | 0 | 0 | 0 | 0 | 0 | 0 | 0 | 0 | 0 | 0 | 0 | 0 | 0 | 0 | 1 | 0 | 0 | Southern_PGAE_Li_Battery_4hr | Southern_PGAE_Li_Battery_8hr | Southern_PGAE_Solar |  | Central_Valley_North_Los_Banos_Wind |  |  |  | Southern_PGAE | Central_Valley_North_Los_Banos
SCE Northern | Magunden | 230 | CA | 93306 | KERN | 3 | 1 | 0 | 1 | 0 | 0 | 0 | 1 | 0 | 0 | 0 | 0 | 0 | 0 | 0 | 0 | 0 | 0 | 0 | 0 | 0 | 0 | 0 | 0 | 0 | 0 | 0 | 0 | 0 | 0 | 0 | 0 | 0 | 0 | 0 | 0 | 0 | 0 | 0 | 0 | 0 | 0 | 0 | 0 | 0 | 0 | 0 | 0 | 0 | 0 | 0 | 0 | 0 | 0 | 0 | 0 | 0 | 0 | 0 | 0 | 0 | 0 | 0 | 0 | 0 | 0 | 0 | 0 | 0 | 0 | 0 | 0 | 0 | 0 | 0 | 0 | 0 | 0 | 0 | 0 | 0 | 0 | 0 | 0 | 0 | 0 | 0 | 0 | 0 | 0 | 0 | 0 | 0 | 0 | 0 | 0 | 0 | 0 | Southern_PGAE_Li_Battery_4hr | Southern_PGAE_Li_Battery_8hr | Southern_PGAE_Solar |  | Central_Valley_North_Los_Banos_Wind |  |  |  | Southern_PGAE | Central_Valley_North_Los_Banos
PG&E FRESNO | Malaga | 115 | CA | 93725 | Fresno | 8 | 0 | 0 | 0 | 0 | 0 | 0 | 0 | 0 | 0 | 0 | 0 | 0 | 0 | 0 | 0 | 0 | 0 | 0 | 0 | 0 | 0 | 0 | 0 | 0 | 0 | 0 | 0 | 0 | 0 | 0 | 0 | 0 | 0 | 0 | 0 | 0 | 0 | 0 | 0 | 0 | 0 | 0 | 0 | 0 | 0 | 1 | 0 | 0 | 0 | 0 | 0 | 0 | 0 | 0 | 0 | 0 | 0 | 0 | 0 | 0 | 0 | 0 | 0 | 0 | 0 | 0 | 0 | 0 | 0 | 0 | 0 | 0 | 0 | 0 | 0 | 0 | 0 | 0 | 1 | 0 | 0 | 1 | 0 | 1 | 1 | 1 | 0 | 0 | 0 | 1 | 0 | 0 | 0 | 0 | 1 | 0 | 0 | Southern_PGAE_Li_Battery_4hr | Southern_PGAE_Li_Battery_8hr | Southern_PGAE_Solar |  | Central_Valley_North_Los_Banos_Wind |  |  |  | Southern_PGAE | Central_Valley_North_Los_Banos
PG&E NGBA | Malin | 500 | OR |  |  | 1 | 0 | 0 | 0 | 0 | 0 | 0 | 0 | 0 | 0 | 0 | 0 | 0 | 0 | 0 | 0 | 0 | 0 | 0 | 0 | 0 | 0 | 0 | 0 | 0 | 0 | 0 | 0 | 0 | 0 | 0 | 0 | 0 | 0 | 0 | 0 | 0 | 0 | 0 | 0 | 1 | 0 | 0 | 0 | 0 | 0 | 0 | 0 | 0 | 0 | 0 | 0 | 0 | 0 | 0 | 0 | 0 | 0 | 0 | 0 | 0 | 0 | 0 | 0 | 0 | 0 | 0 | 0 | 0 | 0 | 0 | 0 | 0 | 0 | 0 | 0 | 0 | 0 | 0 | 0 | 0 | 0 | 0 | 0 | 0 | 0 | 0 | 0 | 0 | 0 | 0 | 0 | 0 | 0 | 0 | 0 | 0 | 0 | 0 | 0 | 0 | Pacific_Northwest_Geothermal | 0 |  |  |  | Oregon | Oregon
SCE Northern | Mandalay | 230 | CA | 93035 | VENTURA | 3 | 0 | 0 | 1 | 0 | 1 | 0 | 0 | 0 | 0 | 0 | 0 | 0 | 0 | 0 | 0 | 0 | 0 | 0 | 0 | 0 | 0 | 0 | 0 | 0 | 1 | 0 | 0 | 0 | 0 | 0 | 0 | 0 | 0 | 0 | 0 | 0 | 0 | 0 | 0 | 0 | 0 | 0 | 0 | 0 | 0 | 0 | 0 | 0 | 0 | 0 | 0 | 0 | 0 | 0 | 0 | 0 | 0 | 0 | 0 | 0 | 0 | 0 | 0 | 0 | 0 | 0 | 0 | 0 | 0 | 0 | 0 | 0 | 0 | 0 | 0 | 0 | 0 | 0 | 0 | 0 | 0 | 0 | 0 | 0 | 0 | 0 | 0 | 0 | 0 | 0 | 0 | 0 | 0 | 0 | 0 | 0 | 0 | Greater_LA_Li_Battery_4hr | Greater_LA_Li_Battery_8hr | Greater_LA_Solar |  | 0 |  |  |  | Greater_LA | Greater_LA
PG&E FRESNO | Manning | 230 | CA |  |  | 2 | 0 | 0 | 0 | 0 | 0 | 0 | 0 | 0 | 0 | 0 | 0 | 0 | 0 | 0 | 0 | 0 | 0 | 0 | 0 | 0 | 0 | 0 | 0 | 0 | 0 | 0 | 0 | 0 | 0 | 0 | 0 | 0 | 0 | 0 | 0 | 0 | 0 | 0 | 0 | 0 | 0 | 0 | 0 | 0 | 0 | 0 | 0 | 0 | 0 | 0 | 0 | 0 | 0 | 0 | 0 | 0 | 0 | 0 | 0 | 0 | 0 | 0 | 0 | 0 | 0 | 0 | 0 | 0 | 0 | 0 | 0 | 0 | 0 | 0 | 0 | 0 | 0 | 0 | 0 | 1 | 0 | 1 | 0 | 0 | 0 | 0 | 0 | 0 | 0 | 0 | 0 | 0 | 0 | 0 | 0 | 0 | 0 | Southern_PGAE_Li_Battery_4hr | Southern_PGAE_Li_Battery_8hr | Southern_PGAE_Solar |  | Central_Valley_North_Los_Banos_Wind |  |  |  | Southern_PGAE | Central_Valley_North_Los_Banos
PG&E FRESNO | Manning | 500 | CA |  |  | 1 | 0 | 0 | 0 | 0 | 0 | 0 | 0 | 0 | 0 | 0 | 0 | 0 | 0 | 0 | 0 | 0 | 0 | 0 | 0 | 0 | 0 | 0 | 0 | 0 | 0 | 0 | 0 | 0 | 0 | 0 | 0 | 0 | 0 | 0 | 0 | 0 | 0 | 0 | 0 | 0 | 0 | 0 | 0 | 0 | 0 | 0 | 0 | 0 | 0 | 0 | 0 | 0 | 0 | 0 | 0 | 0 | 0 | 0 | 0 | 0 | 0 | 0 | 0 | 0 | 0 | 0 | 0 | 0 | 0 | 0 | 0 | 0 | 0 | 0 | 0 | 0 | 0 | 1 | 0 | 0 | 0 | 0 | 0 | 0 | 0 | 0 | 0 | 0 | 0 | 0 | 0 | 0 | 0 | 0 | 0 | 0 | 0 | Southern_PGAE_Li_Battery_4hr | Southern_PGAE_Li_Battery_8hr | Southern_PGAE_Solar |  | Central_Valley_North_Los_Banos_Wind |  |  |  | Southern_PGAE | Central_Valley_North_Los_Banos
PG&E GBA | Manteca | 115 | CA | 95336 | SAN JOAQUIN | 10 | 0 | 0 | 0 | 0 | 0 | 0 | 0 | 0 | 0 | 0 | 0 | 0 | 0 | 0 | 0 | 0 | 0 | 0 | 0 | 0 | 0 | 0 | 0 | 0 | 0 | 0 | 0 | 0 | 0 | 0 | 0 | 0 | 0 | 0 | 0 | 0 | 0 | 0 | 0 | 0 | 0 | 0 | 0 | 0 | 0 | 1 | 0 | 0 | 0 | 0 | 0 | 0 | 0 | 0 | 0 | 1 | 0 | 1 | 0 | 1 | 0 | 0 | 0 | 0 | 0 | 1 | 0 | 1 | 0 | 0 | 0 | 0 | 0 | 0 | 0 | 0 | 0 | 0 | 1 | 1 | 0 | 0 | 0 | 0 | 0 | 0 | 0 | 0 | 0 | 0 | 0 | 0 | 0 | 0 | 1 | 1 | 0 | Northern_California_Li_Battery_4hr | Northern_California_Li_Battery_8hr | Northern_California_Solar |  | Solano_Wind |  |  |  | Northern_California | Solano
SDGE | Margarita | 138 | CA | 92675 | ORANGE | 3 | 0 | 0 | 0 | 0 | 0 | 0 | 0 | 0 | 0 | 0 | 0 | 0 | 0 | 0 | 0 | 0 | 0 | 0 | 0 | 0 | 0 | 0 | 0 | 0 | 0 | 1 | 0 | 0 | 0 | 0 | 0 | 0 | 0 | 0 | 0 | 0 | 0 | 1 | 1 | 0 | 0 | 0 | 0 | 0 | 0 | 0 | 0 | 0 | 0 | 0 | 0 | 0 | 0 | 0 | 0 | 0 | 0 | 0 | 0 | 0 | 0 | 0 | 0 | 0 | 0 | 0 | 0 | 0 | 0 | 0 | 0 | 0 | 0 | 0 | 0 | 0 | 0 | 0 | 0 | 0 | 0 | 0 | 0 | 0 | 0 | 0 | 0 | 0 | 0 | 0 | 0 | 0 | 0 | 0 | 0 | 0 | 0 | Greater_LA_Li_Battery_4hr | Greater_LA_Li_Battery_8hr | Greater_LA_Solar |  | 0 |  |  |  | Greater_LA | Greater_LA
PG&E GBA | Martin | 230 | CA | 94014 | SAN MATEO | 2 | 0 | 0 | 0 | 0 | 0 | 0 | 0 | 0 | 0 | 0 | 0 | 0 | 0 | 0 | 0 | 0 | 0 | 0 | 0 | 0 | 0 | 0 | 0 | 0 | 0 | 0 | 0 | 0 | 0 | 0 | 0 | 0 | 0 | 0 | 0 | 0 | 0 | 0 | 0 | 1 | 0 | 0 | 0 | 0 | 0 | 0 | 0 | 0 | 0 | 0 | 0 | 0 | 1 | 0 | 0 | 0 | 0 | 0 | 0 | 0 | 0 | 0 | 0 | 0 | 0 | 0 | 0 | 0 | 0 | 0 | 0 | 0 | 0 | 0 | 0 | 0 | 0 | 0 | 0 | 0 | 0 | 0 | 0 | 0 | 0 | 0 | 0 | 0 | 0 | 0 | 0 | 0 | 0 | 0 | 0 | 0 | 0 | Northern_California_Li_Battery_4hr | Northern_California_Li_Battery_8hr | Northern_California_Solar |  | Kern_Greater_Carrizo_Wind |  |  |  | Northern_California | Peninsula_Monterey
PG&E GBA | Martin | 115 | CA | 94014 | SAN MATEO | 3 | 0 | 0 | 0 | 0 | 0 | 0 | 0 | 0 | 0 | 0 | 0 | 0 | 0 | 0 | 0 | 0 | 0 | 0 | 0 | 0 | 0 | 0 | 0 | 0 | 0 | 0 | 0 | 0 | 0 | 0 | 0 | 0 | 0 | 0 | 0 | 0 | 0 | 0 | 0 | 0 | 0 | 0 | 0 | 0 | 0 | 0 | 0 | 0 | 0 | 0 | 0 | 0 | 1 | 0 | 0 | 1 | 0 | 0 | 0 | 0 | 0 | 0 | 0 | 0 | 0 | 1 | 0 | 0 | 0 | 0 | 0 | 0 | 0 | 0 | 0 | 0 | 0 | 0 | 0 | 0 | 0 | 0 | 0 | 0 | 0 | 0 | 0 | 0 | 0 | 0 | 0 | 0 | 0 | 0 | 0 | 0 | 0 | Northern_California_Li_Battery_4hr | Northern_California_Li_Battery_8hr | Northern_California_Solar |  | Kern_Greater_Carrizo_Wind |  |  |  | Northern_California | Peninsula_Monterey
PG&E GBA | Martinez | 115 | CA | 94553 | CONTRA COSTA | 9 | 0 | 0 | 0 | 0 | 0 | 0 | 0 | 0 | 0 | 0 | 0 | 0 | 0 | 0 | 0 | 0 | 0 | 0 | 0 | 0 | 0 | 0 | 0 | 0 | 0 | 0 | 0 | 0 | 0 | 0 | 0 | 0 | 0 | 0 | 0 | 0 | 0 | 0 | 0 | 1 | 0 | 0 | 0 | 0 | 0 | 0 | 0 | 0 | 0 | 1 | 0 | 0 | 1 | 1 | 1 | 1 | 0 | 0 | 1 | 1 | 0 | 0 | 0 | 0 | 0 | 1 | 0 | 0 | 0 | 0 | 0 | 0 | 0 | 0 | 0 | 0 | 0 | 0 | 0 | 0 | 0 | 0 | 0 | 0 | 0 | 0 | 0 | 0 | 0 | 0 | 0 | 0 | 0 | 0 | 0 | 0 | 0 | Northern_California_Li_Battery_4hr | Northern_California_Li_Battery_8hr | Northern_California_Solar |  | Solano_Wind |  |  |  | Northern_California | Solano
PG&E FRESNO | Mc Mullin | 230 | CA | 93706 | FRESNO | 6 | 0 | 0 | 0 | 0 | 0 | 0 | 0 | 0 | 0 | 0 | 0 | 0 | 0 | 0 | 0 | 0 | 0 | 0 | 0 | 0 | 0 | 0 | 0 | 0 | 0 | 0 | 0 | 0 | 0 | 0 | 0 | 0 | 0 | 0 | 0 | 0 | 0 | 0 | 0 | 0 | 0 | 0 | 0 | 0 | 0 | 1 | 0 | 0 | 0 | 0 | 0 | 0 | 0 | 0 | 0 | 0 | 0 | 0 | 0 | 0 | 0 | 0 | 0 | 0 | 0 | 0 | 0 | 0 | 0 | 0 | 0 | 0 | 0 | 0 | 0 | 0 | 0 | 0 | 1 | 1 | 0 | 1 | 0 | 0 | 0 | 1 | 0 | 0 | 0 | 1 | 0 | 0 | 0 | 0 | 0 | 0 | 0 | Southern_PGAE_Li_Battery_4hr | Southern_PGAE_Li_Battery_8hr | Southern_PGAE_Solar |  | Central_Valley_North_Los_Banos_Wind |  |  |  | Southern_PGAE | Central_Valley_North_Los_Banos
PG&E FRESNO | McCall | 115 | CA | 93625 | FRESNO | 6 | 0 | 0 | 0 | 0 | 0 | 0 | 0 | 0 | 0 | 0 | 0 | 0 | 0 | 0 | 0 | 0 | 0 | 0 | 0 | 0 | 0 | 0 | 0 | 0 | 0 | 0 | 0 | 0 | 0 | 0 | 0 | 0 | 0 | 0 | 0 | 0 | 0 | 0 | 0 | 0 | 0 | 0 | 0 | 0 | 0 | 1 | 0 | 0 | 0 | 0 | 0 | 0 | 0 | 0 | 0 | 0 | 0 | 0 | 0 | 0 | 0 | 0 | 0 | 0 | 0 | 0 | 0 | 0 | 0 | 0 | 0 | 0 | 0 | 0 | 0 | 0 | 0 | 0 | 1 | 0 | 0 | 1 | 0 | 1 | 0 | 1 | 0 | 0 | 0 | 1 | 0 | 0 | 0 | 0 | 0 | 0 | 0 | Southern_PGAE_Li_Battery_4hr | Southern_PGAE_Li_Battery_8hr | Southern_PGAE_Solar |  | Central_Valley_North_Los_Banos_Wind |  |  |  | Southern_PGAE | Central_Valley_North_Los_Banos
PG&E FRESNO | McCall | 230 | CA | 93625 | FRESNO | 6 | 0 | 0 | 0 | 0 | 0 | 0 | 0 | 0 | 0 | 0 | 0 | 0 | 0 | 0 | 0 | 0 | 0 | 0 | 0 | 0 | 0 | 0 | 0 | 0 | 0 | 0 | 0 | 0 | 0 | 0 | 0 | 0 | 0 | 0 | 0 | 0 | 0 | 0 | 0 | 0 | 0 | 0 | 0 | 0 | 0 | 1 | 0 | 0 | 0 | 0 | 0 | 0 | 0 | 0 | 0 | 0 | 0 | 0 | 0 | 0 | 0 | 0 | 0 | 0 | 0 | 0 | 0 | 0 | 0 | 0 | 0 | 0 | 0 | 0 | 0 | 0 | 0 | 0 | 1 | 1 | 0 | 1 | 0 | 0 | 0 | 1 | 0 | 0 | 0 | 1 | 0 | 0 | 0 | 0 | 0 | 0 | 0 | Southern_PGAE_Li_Battery_4hr | Southern_PGAE_Li_Battery_8hr | Southern_PGAE_Solar |  | Central_Valley_North_Los_Banos_Wind |  |  |  | Southern_PGAE | Central_Valley_North_Los_Banos
PG&E GBA | Meadow Lane | 115 | CA | 94520 | Contra Costa | 1 | 0 | 0 | 0 | 0 | 0 | 0 | 0 | 0 | 0 | 0 | 0 | 0 | 0 | 0 | 0 | 0 | 0 | 0 | 0 | 0 | 0 | 0 | 0 | 0 | 0 | 0 | 0 | 0 | 0 | 0 | 0 | 0 | 0 | 0 | 0 | 0 | 0 | 0 | 0 | 1 | 0 | 0 | 0 | 0 | 0 | 0 | 0 | 0 | 0 | 0 | 0 | 0 | 0 | 0 | 0 | 0 | 0 | 0 | 0 | 0 | 0 | 0 | 0 | 0 | 0 | 0 | 0 | 0 | 0 | 0 | 0 | 0 | 0 | 0 | 0 | 0 | 0 | 0 | 0 | 0 | 0 | 0 | 0 | 0 | 0 | 0 | 0 | 0 | 0 | 0 | 0 | 0 | 0 | 0 | 0 | 0 | 0 | Northern_California_Li_Battery_4hr | Northern_California_Li_Battery_8hr | Northern_California_Solar |  | Solano_Wind |  |  |  | Northern_California | Solano
PG&E GBA | Melones | 115 | CA | 95222 | CALAVERAS | 5 | 0 | 0 | 0 | 0 | 0 | 0 | 0 | 0 | 0 | 0 | 0 | 0 | 0 | 0 | 0 | 0 | 0 | 0 | 0 | 0 | 0 | 0 | 0 | 0 | 0 | 0 | 0 | 0 | 0 | 0 | 0 | 0 | 0 | 0 | 0 | 0 | 0 | 0 | 0 | 0 | 0 | 0 | 0 | 0 | 0 | 1 | 0 | 0 | 0 | 0 | 0 | 0 | 0 | 0 | 0 | 1 | 0 | 1 | 0 | 1 | 0 | 0 | 0 | 0 | 0 | 1 | 0 | 0 | 0 | 0 | 0 | 0 | 0 | 0 | 0 | 0 | 0 | 0 | 0 | 0 | 0 | 0 | 0 | 0 | 0 | 0 | 0 | 0 | 0 | 0 | 0 | 0 | 0 | 0 | 0 | 0 | 0 | Northern_California_Li_Battery_4hr | Northern_California_Li_Battery_8hr | Northern_California_Solar |  | Central_Valley_North_Los_Banos_Wind |  |  |  | Northern_California | El_Dorado_Mariposa
PG&E GBA | Melones | 230 | CA | 95222 | CALAVERAS | 5 | 0 | 0 | 0 | 0 | 0 | 0 | 0 | 0 | 0 | 0 | 0 | 0 | 0 | 0 | 0 | 0 | 0 | 0 | 0 | 0 | 0 | 0 | 0 | 0 | 0 | 0 | 0 | 0 | 0 | 0 | 0 | 0 | 0 | 0 | 0 | 0 | 0 | 0 | 0 | 0 | 0 | 0 | 0 | 0 | 0 | 1 | 0 | 0 | 0 | 0 | 0 | 0 | 0 | 0 | 0 | 1 | 0 | 1 | 0 | 1 | 0 | 0 | 0 | 0 | 0 | 1 | 0 | 0 | 0 | 0 | 0 | 0 | 0 | 0 | 0 | 0 | 0 | 0 | 0 | 0 | 0 | 0 | 0 | 0 | 0 | 0 | 0 | 0 | 0 | 0 | 0 | 0 | 0 | 0 | 0 | 0 | 0 | Northern_California_Li_Battery_4hr | Northern_California_Li_Battery_8hr | Northern_California_Solar |  | Central_Valley_North_Los_Banos_Wind |  |  |  | Northern_California | El_Dorado_Mariposa
SDGE | Melrose | 69 | CA | 92083 | San Diego | 4 | 0 | 0 | 0 | 0 | 0 | 0 | 0 | 0 | 0 | 0 | 0 | 0 | 0 | 0 | 0 | 0 | 0 | 0 | 0 | 0 | 0 | 0 | 0 | 0 | 0 | 1 | 0 | 0 | 0 | 0 | 0 | 0 | 1 | 1 | 0 | 0 | 0 | 1 | 0 | 0 | 0 | 0 | 0 | 0 | 0 | 0 | 0 | 0 | 0 | 0 | 0 | 0 | 0 | 0 | 0 | 0 | 0 | 0 | 0 | 0 | 0 | 0 | 0 | 0 | 0 | 0 | 0 | 0 | 0 | 0 | 0 | 0 | 0 | 0 | 0 | 0 | 0 | 0 | 0 | 0 | 0 | 0 | 0 | 0 | 0 | 0 | 0 | 0 | 0 | 0 | 0 | 0 | 0 | 0 | 0 | 0 | 0 | San_Diego_Li_Battery_4hr | San_Diego_Li_Battery_8hr | San_Diego_Solar |  | 0 |  |  |  | Greater_SD | Greater_SD
PG&E NGBA | Mendocino | 115 | CA | 95470 | MENDOCINO | 3 | 0 | 0 | 0 | 0 | 0 | 0 | 0 | 0 | 0 | 0 | 0 | 0 | 0 | 0 | 0 | 0 | 0 | 0 | 0 | 0 | 0 | 0 | 0 | 0 | 0 | 0 | 0 | 0 | 0 | 0 | 0 | 0 | 0 | 0 | 0 | 0 | 0 | 0 | 0 | 1 | 0 | 0 | 0 | 0 | 0 | 0 | 0 | 0 | 0 | 0 | 0 | 0 | 1 | 0 | 0 | 0 | 0 | 0 | 0 | 0 | 0 | 0 | 0 | 0 | 0 | 0 | 1 | 0 | 0 | 0 | 0 | 0 | 0 | 0 | 0 | 0 | 0 | 0 | 0 | 0 | 0 | 0 | 0 | 0 | 0 | 0 | 0 | 0 | 0 | 0 | 0 | 0 | 0 | 0 | 0 | 0 | 0 | Northern_California_Li_Battery_4hr | Northern_California_Li_Battery_8hr | Northern_California_Solar |  | Northern_California_Wind |  |  |  | Northern_California | Mendocino_Marin
PG&E NGBA | Mendocino | 60 | CA | 95470 | MENDOCINO | 6 | 0 | 0 | 0 | 0 | 0 | 0 | 0 | 0 | 0 | 0 | 0 | 0 | 0 | 0 | 0 | 0 | 0 | 0 | 0 | 0 | 0 | 0 | 0 | 0 | 0 | 0 | 0 | 0 | 0 | 0 | 0 | 0 | 0 | 0 | 0 | 0 | 0 | 0 | 0 | 1 | 0 | 1 | 0 | 0 | 0 | 0 | 0 | 0 | 0 | 0 | 0 | 0 | 1 | 0 | 1 | 1 | 0 | 0 | 0 | 0 | 0 | 0 | 0 | 0 | 0 | 0 | 1 | 0 | 0 | 0 | 0 | 0 | 0 | 0 | 0 | 0 | 0 | 0 | 0 | 0 | 0 | 0 | 0 | 0 | 0 | 0 | 0 | 0 | 0 | 0 | 0 | 0 | 0 | 0 | 0 | 0 | 0 | Northern_California_Li_Battery_4hr | Northern_California_Li_Battery_8hr | Northern_California_Solar |  | Northern_California_Wind |  |  |  | Northern_California | Mendocino_Marin
PG&E FRESNO | Mendota | 115 | CA | 93640 | FRESNO | 13 | 0 | 0 | 0 | 0 | 0 | 0 | 0 | 0 | 0 | 0 | 0 | 0 | 0 | 0 | 0 | 0 | 0 | 0 | 0 | 0 | 0 | 0 | 0 | 0 | 0 | 0 | 0 | 0 | 0 | 0 | 0 | 0 | 0 | 0 | 0 | 0 | 0 | 0 | 0 | 0 | 0 | 0 | 0 | 0 | 0 | 1 | 0 | 0 | 0 | 0 | 0 | 0 | 0 | 0 | 0 | 0 | 0 | 0 | 0 | 0 | 0 | 0 | 0 | 0 | 0 | 0 | 0 | 0 | 0 | 0 | 0 | 0 | 0 | 0 | 0 | 0 | 0 | 0 | 1 | 1 | 1 | 1 | 1 | 1 | 1 | 1 | 0 | 1 | 0 | 1 | 1 | 0 | 1 | 0 | 0 | 0 | 0 | Southern_PGAE_Li_Battery_4hr | Southern_PGAE_Li_Battery_8hr | Southern_PGAE_Solar |  | Central_Valley_North_Los_Banos_Wind |  |  |  | Southern_PGAE | Central_Valley_North_Los_Banos
PG&E GBA | Menlo | 60 | CA | 94025 | San Mateo | 3 | 0 | 0 | 0 | 0 | 0 | 0 | 0 | 0 | 0 | 0 | 0 | 0 | 0 | 0 | 0 | 0 | 0 | 0 | 0 | 0 | 0 | 0 | 0 | 0 | 0 | 0 | 0 | 0 | 0 | 0 | 0 | 0 | 0 | 0 | 0 | 0 | 0 | 0 | 0 | 1 | 0 | 0 | 0 | 0 | 0 | 0 | 0 | 0 | 0 | 0 | 0 | 0 | 1 | 0 | 0 | 1 | 0 | 0 | 0 | 0 | 0 | 0 | 0 | 0 | 0 | 0 | 0 | 0 | 0 | 0 | 0 | 0 | 0 | 0 | 0 | 0 | 0 | 0 | 0 | 0 | 0 | 0 | 0 | 0 | 0 | 0 | 0 | 0 | 0 | 0 | 0 | 0 | 0 | 0 | 0 | 0 | 0 | Northern_California_Li_Battery_4hr | Northern_California_Li_Battery_8hr | Northern_California_Solar |  | Kern_Greater_Carrizo_Wind |  |  |  | Northern_California | Peninsula_Monterey
PG&E FRESNO | Merced | 115 | CA | 95341 | MERCED | 13 | 0 | 0 | 0 | 0 | 0 | 0 | 0 | 0 | 0 | 0 | 0 | 0 | 0 | 0 | 0 | 0 | 0 | 0 | 0 | 0 | 0 | 0 | 0 | 0 | 0 | 0 | 0 | 0 | 0 | 0 | 0 | 0 | 0 | 0 | 0 | 0 | 0 | 0 | 0 | 0 | 0 | 0 | 0 | 0 | 0 | 1 | 0 | 0 | 0 | 0 | 0 | 0 | 0 | 0 | 0 | 0 | 0 | 0 | 0 | 1 | 0 | 0 | 0 | 0 | 0 | 0 | 0 | 0 | 0 | 0 | 0 | 0 | 0 | 0 | 0 | 0 | 0 | 0 | 1 | 1 | 0 | 1 | 1 | 1 | 1 | 1 | 0 | 1 | 1 | 1 | 0 | 0 | 1 | 0 | 0 | 0 | 0 | Southern_PGAE_Li_Battery_4hr | Southern_PGAE_Li_Battery_8hr | Southern_PGAE_Solar |  | Central_Valley_North_Los_Banos_Wind |  |  |  | Southern_PGAE | Central_Valley_North_Los_Banos
EOP | Mercury | 138 | NV | 89020 | NYE | 3 | 0 | 0 | 0 | 0 | 0 | 0 | 0 | 0 | 0 | 0 | 0 | 0 | 0 | 0 | 0 | 0 | 0 | 0 | 0 | 0 | 0 | 0 | 1 | 1 | 1 | 0 | 0 | 0 | 0 | 0 | 0 | 0 | 0 | 0 | 0 | 0 | 0 | 0 | 0 | 0 | 0 | 0 | 0 | 0 | 0 | 0 | 0 | 0 | 0 | 0 | 0 | 0 | 0 | 0 | 0 | 0 | 0 | 0 | 0 | 0 | 0 | 0 | 0 | 0 | 0 | 0 | 0 | 0 | 0 | 0 | 0 | 0 | 0 | 0 | 0 | 0 | 0 | 0 | 0 | 0 | 0 | 0 | 0 | 0 | 0 | 0 | 0 | 0 | 0 | 0 | 0 | 0 | 0 | 0 | 0 | 0 | 0 | Southern_NV_Eldorado_Li_Battery_4hr | Southern_NV_Eldorado_Li_Battery_8hr | Southern_NV_Eldorado_Solar |  | Southern_NV_Eldorado_Wind |  |  |  | Southern_NV_Eldorado | Southern_NV_Eldorado
PG&E FRESNO | Mercy Springs | 70 | CA | 93635 | Merced | 3 | 0 | 0 | 0 | 0 | 0 | 0 | 0 | 0 | 0 | 0 | 0 | 0 | 0 | 0 | 0 | 0 | 0 | 0 | 0 | 0 | 0 | 0 | 0 | 0 | 0 | 0 | 0 | 0 | 0 | 0 | 0 | 0 | 0 | 0 | 0 | 0 | 0 | 0 | 0 | 0 | 0 | 0 | 0 | 0 | 0 | 0 | 0 | 0 | 0 | 0 | 0 | 0 | 0 | 0 | 0 | 0 | 0 | 0 | 0 | 0 | 0 | 0 | 0 | 0 | 0 | 0 | 0 | 0 | 0 | 0 | 0 | 0 | 0 | 0 | 0 | 0 | 0 | 0 | 1 | 1 | 0 | 0 | 0 | 0 | 0 | 1 | 0 | 0 | 0 | 0 | 0 | 0 | 0 | 0 | 0 | 0 | 0 | Southern_PGAE_Li_Battery_4hr | Southern_PGAE_Li_Battery_8hr | Southern_PGAE_Solar |  | Central_Valley_North_Los_Banos_Wind |  |  |  | Southern_PGAE | Central_Valley_North_Los_Banos
PG&E NGBA | Meridian | 60 | CA | 95957 | Sutter | 3 | 0 | 0 | 0 | 0 | 0 | 0 | 0 | 0 | 0 | 0 | 0 | 0 | 0 | 0 | 0 | 0 | 0 | 0 | 0 | 0 | 0 | 0 | 0 | 0 | 0 | 0 | 0 | 0 | 0 | 0 | 0 | 0 | 0 | 0 | 0 | 0 | 0 | 0 | 0 | 1 | 0 | 0 | 0 | 0 | 0 | 0 | 0 | 0 | 0 | 0 | 0 | 0 | 1 | 0 | 0 | 0 | 0 | 0 | 0 | 0 | 0 | 0 | 0 | 0 | 0 | 0 | 1 | 0 | 0 | 0 | 0 | 0 | 0 | 0 | 0 | 0 | 0 | 0 | 0 | 0 | 0 | 0 | 0 | 0 | 0 | 0 | 0 | 0 | 0 | 0 | 0 | 0 | 0 | 0 | 0 | 0 | 0 | Northern_California_Li_Battery_4hr | Northern_California_Li_Battery_8hr | Northern_California_Solar |  | Northern_California_Wind |  |  |  | Northern_California | Northern_California
PG&E KERN | Mesa (PGE) | 115 | CA | 93444 | SAN LUIS OBISPO | 5 | 0 | 0 | 0 | 0 | 0 | 0 | 0 | 0 | 0 | 0 | 0 | 0 | 0 | 0 | 0 | 0 | 0 | 0 | 0 | 0 | 0 | 0 | 0 | 0 | 0 | 0 | 0 | 0 | 0 | 0 | 0 | 0 | 0 | 0 | 0 | 0 | 0 | 0 | 0 | 0 | 0 | 0 | 0 | 0 | 0 | 0 | 0 | 0 | 0 | 0 | 0 | 0 | 0 | 0 | 0 | 0 | 0 | 0 | 0 | 0 | 0 | 0 | 0 | 0 | 0 | 0 | 0 | 1 | 1 | 0 | 0 | 0 | 0 | 0 | 0 | 0 | 0 | 0 | 0 | 1 | 0 | 0 | 0 | 0 | 0 | 1 | 0 | 0 | 0 | 0 | 0 | 0 | 0 | 0 | 0 | 1 | 0 | Southern_PGAE_Li_Battery_4hr | Southern_PGAE_Li_Battery_8hr | Southern_PGAE_Solar |  | Kern_Greater_Carrizo_Wind |  |  |  | Southern_PGAE | Kern_Greater_Carrizo
PG&E KERN | Mesa (PGE) | 230 | CA | 93444 | SAN LUIS OBISPO | 5 | 0 | 0 | 0 | 0 | 0 | 0 | 0 | 0 | 0 | 0 | 0 | 0 | 0 | 0 | 0 | 0 | 0 | 0 | 0 | 0 | 0 | 0 | 0 | 0 | 0 | 0 | 0 | 0 | 0 | 0 | 0 | 0 | 0 | 0 | 0 | 0 | 0 | 0 | 0 | 0 | 0 | 0 | 0 | 0 | 0 | 0 | 0 | 0 | 0 | 0 | 0 | 0 | 0 | 0 | 0 | 0 | 0 | 0 | 0 | 0 | 0 | 0 | 0 | 0 | 0 | 0 | 0 | 1 | 0 | 0 | 0 | 0 | 0 | 0 | 0 | 0 | 0 | 0 | 1 | 1 | 0 | 0 | 0 | 0 | 0 | 0 | 0 | 0 | 0 | 0 | 0 | 0 | 0 | 0 | 1 | 1 | 0 | Southern_PGAE_Li_Battery_4hr | Southern_PGAE_Li_Battery_8hr | Southern_PGAE_Solar |  | Kern_Greater_Carrizo_Wind |  |  |  | Southern_PGAE | Kern_Greater_Carrizo
SCE Metro | Mesa (SCE) | 230 | CA | 91755 | LOS ANGELES | 1 | 0 | 0 | 0 | 0 | 0 | 0 | 0 | 0 | 0 | 1 | 0 | 0 | 0 | 0 | 0 | 0 | 0 | 0 | 0 | 0 | 0 | 0 | 0 | 0 | 0 | 0 | 0 | 0 | 0 | 0 | 0 | 0 | 0 | 0 | 0 | 0 | 0 | 0 | 0 | 0 | 0 | 0 | 0 | 0 | 0 | 0 | 0 | 0 | 0 | 0 | 0 | 0 | 0 | 0 | 0 | 0 | 0 | 0 | 0 | 0 | 0 | 0 | 0 | 0 | 0 | 0 | 0 | 0 | 0 | 0 | 0 | 0 | 0 | 0 | 0 | 0 | 0 | 0 | 0 | 0 | 0 | 0 | 0 | 0 | 0 | 0 | 0 | 0 | 0 | 0 | 0 | 0 | 0 | 0 | 0 | 0 | 0 | Greater_LA_Li_Battery_4hr | Greater_LA_Li_Battery_8hr | Greater_LA_Solar |  | 0 |  |  |  | Greater_LA | Greater_LA
SCE Metro | Mesa (SCE) | 500 | CA | 91755 | LOS ANGELES | 1 | 0 | 0 | 0 | 0 | 0 | 0 | 0 | 0 | 0 | 1 | 0 | 0 | 0 | 0 | 0 | 0 | 0 | 0 | 0 | 0 | 0 | 0 | 0 | 0 | 0 | 0 | 0 | 0 | 0 | 0 | 0 | 0 | 0 | 0 | 0 | 0 | 0 | 0 | 0 | 0 | 0 | 0 | 0 | 0 | 0 | 0 | 0 | 0 | 0 | 0 | 0 | 0 | 0 | 0 | 0 | 0 | 0 | 0 | 0 | 0 | 0 | 0 | 0 | 0 | 0 | 0 | 0 | 0 | 0 | 0 | 0 | 0 | 0 | 0 | 0 | 0 | 0 | 0 | 0 | 0 | 0 | 0 | 0 | 0 | 0 | 0 | 0 | 0 | 0 | 0 | 0 | 0 | 0 | 0 | 0 | 0 | 0 | Greater_LA_Li_Battery_4hr | Greater_LA_Li_Battery_8hr | Greater_LA_Solar |  | 0 |  |  |  | Greater_LA | Greater_LA
SDGE | Mesa Heights | 69 | CA | 92111 | San Diego | 1 | 0 | 0 | 0 | 0 | 0 | 0 | 0 | 0 | 0 | 0 | 0 | 0 | 0 | 0 | 0 | 0 | 0 | 0 | 0 | 0 | 0 | 0 | 0 | 0 | 0 | 0 | 0 | 0 | 0 | 0 | 0 | 0 | 1 | 0 | 0 | 0 | 0 | 0 | 0 | 0 | 0 | 0 | 0 | 0 | 0 | 0 | 0 | 0 | 0 | 0 | 0 | 0 | 0 | 0 | 0 | 0 | 0 | 0 | 0 | 0 | 0 | 0 | 0 | 0 | 0 | 0 | 0 | 0 | 0 | 0 | 0 | 0 | 0 | 0 | 0 | 0 | 0 | 0 | 0 | 0 | 0 | 0 | 0 | 0 | 0 | 0 | 0 | 0 | 0 | 0 | 0 | 0 | 0 | 0 | 0 | 0 | 0 | San_Diego_Li_Battery_4hr | San_Diego_Li_Battery_8hr | San_Diego_Solar |  | 0 |  |  |  | Greater_SD | Greater_SD
PG&E GBA | Metcalf | 115 | CA | 95013 | SANTA CLARA | 2 | 0 | 0 | 0 | 0 | 0 | 0 | 0 | 0 | 0 | 0 | 0 | 0 | 0 | 0 | 0 | 0 | 0 | 0 | 0 | 0 | 0 | 0 | 0 | 0 | 0 | 0 | 0 | 0 | 0 | 0 | 0 | 0 | 0 | 0 | 0 | 0 | 0 | 0 | 0 | 0 | 0 | 0 | 0 | 0 | 0 | 0 | 0 | 0 | 0 | 0 | 0 | 0 | 0 | 0 | 0 | 1 | 0 | 0 | 0 | 1 | 0 | 0 | 0 | 0 | 0 | 0 | 0 | 0 | 0 | 0 | 0 | 0 | 0 | 0 | 0 | 0 | 0 | 0 | 0 | 0 | 0 | 0 | 0 | 0 | 0 | 0 | 0 | 0 | 0 | 0 | 0 | 0 | 0 | 0 | 0 | 0 | 0 | Northern_California_Li_Battery_4hr | Northern_California_Li_Battery_8hr | Northern_California_Solar |  | Kern_Greater_Carrizo_Wind |  |  |  | Northern_California | Peninsula_Monterey
PG&E GBA | Metcalf | 230 | CA | 95013 | SANTA CLARA | 2 | 0 | 0 | 0 | 0 | 0 | 0 | 0 | 0 | 0 | 0 | 0 | 0 | 0 | 0 | 0 | 0 | 0 | 0 | 0 | 0 | 0 | 0 | 0 | 0 | 0 | 0 | 0 | 0 | 0 | 0 | 0 | 0 | 0 | 0 | 0 | 0 | 0 | 0 | 0 | 0 | 0 | 0 | 0 | 0 | 0 | 0 | 0 | 0 | 0 | 0 | 0 | 0 | 0 | 0 | 0 | 1 | 0 | 0 | 0 | 1 | 0 | 0 | 0 | 0 | 0 | 0 | 0 | 0 | 0 | 0 | 0 | 0 | 0 | 0 | 0 | 0 | 0 | 0 | 0 | 0 | 0 | 0 | 0 | 0 | 0 | 0 | 0 | 0 | 0 | 0 | 0 | 0 | 0 | 0 | 0 | 0 | 0 | Northern_California_Li_Battery_4hr | Northern_California_Li_Battery_8hr | Northern_California_Solar |  | Kern_Greater_Carrizo_Wind |  |  |  | Northern_California | Peninsula_Monterey
PG&E GBA | Metcalf | 500 | CA | 95013 | SANTA CLARA | 1 | 0 | 0 | 0 | 0 | 0 | 0 | 0 | 0 | 0 | 0 | 0 | 0 | 0 | 0 | 0 | 0 | 0 | 0 | 0 | 0 | 0 | 0 | 0 | 0 | 0 | 0 | 0 | 0 | 0 | 0 | 0 | 0 | 0 | 0 | 0 | 0 | 0 | 0 | 0 | 0 | 0 | 0 | 0 | 0 | 0 | 0 | 0 | 0 | 0 | 0 | 0 | 0 | 0 | 0 | 0 | 0 | 0 | 0 | 0 | 0 | 0 | 0 | 0 | 0 | 0 | 0 | 0 | 0 | 0 | 0 | 0 | 0 | 0 | 0 | 0 | 0 | 0 | 0 | 0 | 0 | 0 | 0 | 0 | 0 | 0 | 0 | 0 | 0 | 0 | 0 | 0 | 0 | 0 | 0 | 0 | 0 | 1 | Northern_California_Li_Battery_4hr | Northern_California_Li_Battery_8hr | Northern_California_Solar |  | Kern_Greater_Carrizo_Wind |  |  |  | Northern_California | Peninsula_Monterey
PG&E KERN | Midway | 115 | CA | 93206 | KERN | 6 | 0 | 0 | 0 | 0 | 0 | 0 | 0 | 0 | 0 | 0 | 0 | 0 | 0 | 0 | 0 | 0 | 0 | 0 | 0 | 0 | 0 | 0 | 0 | 0 | 0 | 0 | 0 | 0 | 0 | 0 | 0 | 0 | 0 | 0 | 0 | 0 | 0 | 0 | 0 | 0 | 0 | 0 | 0 | 0 | 0 | 0 | 0 | 0 | 0 | 0 | 0 | 0 | 0 | 0 | 0 | 0 | 0 | 0 | 0 | 0 | 0 | 0 | 0 | 0 | 0 | 0 | 0 | 1 | 1 | 0 | 0 | 0 | 0 | 0 | 1 | 0 | 0 | 0 | 1 | 1 | 0 | 0 | 0 | 0 | 0 | 0 | 0 | 0 | 0 | 0 | 0 | 0 | 0 | 0 | 1 | 0 | 0 | Southern_PGAE_Li_Battery_4hr | Southern_PGAE_Li_Battery_8hr | Southern_PGAE_Solar |  | Central_Valley_North_Los_Banos_Wind |  |  |  | Southern_PGAE | Central_Valley_North_Los_Banos
PG&E KERN | Midway | 230 | CA | 93206 | KERN | 5 | 0 | 0 | 0 | 0 | 0 | 0 | 0 | 0 | 0 | 0 | 0 | 0 | 0 | 0 | 0 | 0 | 0 | 0 | 0 | 0 | 0 | 0 | 0 | 0 | 0 | 0 | 0 | 0 | 0 | 0 | 0 | 0 | 0 | 0 | 0 | 0 | 0 | 0 | 0 | 0 | 0 | 0 | 0 | 0 | 0 | 0 | 0 | 0 | 0 | 0 | 0 | 0 | 0 | 0 | 0 | 0 | 0 | 0 | 0 | 0 | 0 | 0 | 0 | 0 | 0 | 0 | 0 | 1 | 1 | 0 | 0 | 0 | 0 | 0 | 0 | 0 | 0 | 0 | 1 | 1 | 0 | 0 | 0 | 0 | 0 | 0 | 0 | 0 | 0 | 0 | 0 | 0 | 0 | 0 | 1 | 0 | 0 | Southern_PGAE_Li_Battery_4hr | Southern_PGAE_Li_Battery_8hr | Southern_PGAE_Solar |  | Central_Valley_North_Los_Banos_Wind |  |  |  | Southern_PGAE | Central_Valley_North_Los_Banos
PG&E KERN | Midway | 500 | CA | 93206 | KERN | 1 | 0 | 0 | 0 | 0 | 0 | 0 | 0 | 0 | 0 | 0 | 0 | 0 | 0 | 0 | 0 | 0 | 0 | 0 | 0 | 0 | 0 | 0 | 0 | 0 | 0 | 0 | 0 | 0 | 0 | 0 | 0 | 0 | 0 | 0 | 0 | 0 | 0 | 0 | 0 | 0 | 0 | 0 | 0 | 0 | 0 | 0 | 0 | 0 | 0 | 0 | 0 | 0 | 0 | 0 | 0 | 0 | 0 | 0 | 0 | 0 | 0 | 0 | 0 | 0 | 0 | 0 | 0 | 0 | 0 | 0 | 0 | 0 | 0 | 0 | 0 | 0 | 0 | 0 | 0 | 0 | 0 | 0 | 0 | 0 | 0 | 0 | 0 | 0 | 0 | 0 | 0 | 0 | 0 | 0 | 1 | 0 | 0 | Southern_PGAE_Li_Battery_4hr | Southern_PGAE_Li_Battery_8hr | Southern_PGAE_Solar |  | Central_Valley_North_Los_Banos_Wind |  |  |  | Southern_PGAE | Central_Valley_North_Los_Banos
SDGE | Miguel | 230 | CA | 91902 | SAN DIEGO | 5 | 0 | 0 | 0 | 0 | 0 | 0 | 0 | 0 | 0 | 0 | 0 | 0 | 0 | 0 | 0 | 0 | 0 | 0 | 0 | 0 | 0 | 0 | 0 | 0 | 0 | 0 | 0 | 0 | 1 | 0 | 1 | 0 | 1 | 0 | 0 | 1 | 1 | 0 | 0 | 0 | 0 | 0 | 0 | 0 | 0 | 0 | 0 | 0 | 0 | 0 | 0 | 0 | 0 | 0 | 0 | 0 | 0 | 0 | 0 | 0 | 0 | 0 | 0 | 0 | 0 | 0 | 0 | 0 | 0 | 0 | 0 | 0 | 0 | 0 | 0 | 0 | 0 | 0 | 0 | 0 | 0 | 0 | 0 | 0 | 0 | 0 | 0 | 0 | 0 | 0 | 0 | 0 | 0 | 0 | 0 | 0 | 0 | San_Diego_Li_Battery_4hr | San_Diego_Li_Battery_8hr | San_Diego_Solar |  | 0 |  |  |  | Greater_SD | Greater_SD
SDGE | Miguel | 500 | CA | 91902 | SAN DIEGO | 5 | 0 | 0 | 0 | 0 | 0 | 0 | 0 | 0 | 0 | 0 | 0 | 0 | 0 | 0 | 0 | 0 | 0 | 0 | 0 | 0 | 0 | 0 | 0 | 0 | 0 | 0 | 0 | 0 | 1 | 0 | 1 | 0 | 1 | 0 | 0 | 1 | 1 | 0 | 0 | 0 | 0 | 0 | 0 | 0 | 0 | 0 | 0 | 0 | 0 | 0 | 0 | 0 | 0 | 0 | 0 | 0 | 0 | 0 | 0 | 0 | 0 | 0 | 0 | 0 | 0 | 0 | 0 | 0 | 0 | 0 | 0 | 0 | 0 | 0 | 0 | 0 | 0 | 0 | 0 | 0 | 0 | 0 | 0 | 0 | 0 | 0 | 0 | 0 | 0 | 0 | 0 | 0 | 0 | 0 | 0 | 0 | 0 | San_Diego_Li_Battery_4hr | San_Diego_Li_Battery_8hr | San_Diego_Solar |  | 0 |  |  |  | Greater_SD | Greater_SD
SDGE | Miguel | 69 | CA | 91902 | SAN DIEGO | 6 | 0 | 0 | 0 | 0 | 0 | 0 | 0 | 0 | 0 | 0 | 0 | 0 | 0 | 0 | 0 | 0 | 0 | 0 | 0 | 0 | 0 | 0 | 0 | 0 | 0 | 0 | 0 | 1 | 0 | 1 | 1 | 0 | 1 | 0 | 0 | 1 | 1 | 0 | 0 | 0 | 0 | 0 | 0 | 0 | 0 | 0 | 0 | 0 | 0 | 0 | 0 | 0 | 0 | 0 | 0 | 0 | 0 | 0 | 0 | 0 | 0 | 0 | 0 | 0 | 0 | 0 | 0 | 0 | 0 | 0 | 0 | 0 | 0 | 0 | 0 | 0 | 0 | 0 | 0 | 0 | 0 | 0 | 0 | 0 | 0 | 0 | 0 | 0 | 0 | 0 | 0 | 0 | 0 | 0 | 0 | 0 | 0 | San_Diego_Li_Battery_4hr | San_Diego_Li_Battery_8hr | San_Diego_Solar |  | 0 |  |  |  | Greater_SD | Greater_SD
PG&E GBA | Millbrae | 115 | CA | 94030 | San Mateo | 3 | 0 | 0 | 0 | 0 | 0 | 0 | 0 | 0 | 0 | 0 | 0 | 0 | 0 | 0 | 0 | 0 | 0 | 0 | 0 | 0 | 0 | 0 | 0 | 0 | 0 | 0 | 0 | 0 | 0 | 0 | 0 | 0 | 0 | 0 | 0 | 0 | 0 | 0 | 0 | 0 | 0 | 0 | 0 | 0 | 0 | 0 | 0 | 0 | 0 | 0 | 0 | 0 | 1 | 0 | 0 | 1 | 0 | 0 | 0 | 0 | 0 | 0 | 0 | 0 | 0 | 1 | 0 | 0 | 0 | 0 | 0 | 0 | 0 | 0 | 0 | 0 | 0 | 0 | 0 | 0 | 0 | 0 | 0 | 0 | 0 | 0 | 0 | 0 | 0 | 0 | 0 | 0 | 0 | 0 | 0 | 0 | 0 | Northern_California_Li_Battery_4hr | Northern_California_Li_Battery_8hr | Northern_California_Solar |  | Kern_Greater_Carrizo_Wind |  |  |  | Northern_California | Peninsula_Monterey
PG&E GBA | Miller | 115 | CA | 95360 | STANISLAUS | 5 | 0 | 0 | 0 | 0 | 0 | 0 | 0 | 0 | 0 | 0 | 0 | 0 | 0 | 0 | 0 | 0 | 0 | 0 | 0 | 0 | 0 | 0 | 0 | 0 | 0 | 0 | 0 | 0 | 0 | 0 | 0 | 0 | 0 | 0 | 0 | 0 | 0 | 0 | 0 | 0 | 0 | 0 | 0 | 0 | 0 | 1 | 0 | 0 | 0 | 0 | 0 | 0 | 0 | 0 | 0 | 1 | 0 | 1 | 0 | 1 | 0 | 0 | 0 | 0 | 0 | 1 | 0 | 0 | 0 | 0 | 0 | 0 | 0 | 0 | 0 | 0 | 0 | 0 | 0 | 0 | 0 | 0 | 0 | 0 | 0 | 0 | 0 | 0 | 0 | 0 | 0 | 0 | 0 | 0 | 0 | 0 | 0 | Southern_PGAE_Li_Battery_4hr | Southern_PGAE_Li_Battery_8hr | Southern_PGAE_Solar |  | Central_Valley_North_Los_Banos_Wind |  |  |  | Southern_PGAE | Central_Valley_North_Los_Banos
SCE Metro | Mira Loma | 230 | CA | 91761 | SAN BERNARDINO | 1 | 0 | 0 | 0 | 0 | 0 | 0 | 0 | 0 | 0 | 1 | 0 | 0 | 0 | 0 | 0 | 0 | 0 | 0 | 0 | 0 | 0 | 0 | 0 | 0 | 0 | 0 | 0 | 0 | 0 | 0 | 0 | 0 | 0 | 0 | 0 | 0 | 0 | 0 | 0 | 0 | 0 | 0 | 0 | 0 | 0 | 0 | 0 | 0 | 0 | 0 | 0 | 0 | 0 | 0 | 0 | 0 | 0 | 0 | 0 | 0 | 0 | 0 | 0 | 0 | 0 | 0 | 0 | 0 | 0 | 0 | 0 | 0 | 0 | 0 | 0 | 0 | 0 | 0 | 0 | 0 | 0 | 0 | 0 | 0 | 0 | 0 | 0 | 0 | 0 | 0 | 0 | 0 | 0 | 0 | 0 | 0 | 0 | Greater_LA_Li_Battery_4hr | Greater_LA_Li_Battery_8hr | Greater_LA_Solar |  | Greater_Kramer_Wind |  |  |  | Greater_LA | Greater_Kramer
SCE Metro | Mira Loma | 500 | CA | 91761 | SAN BERNARDINO | 1 | 0 | 0 | 0 | 0 | 0 | 0 | 0 | 0 | 0 | 1 | 0 | 0 | 0 | 0 | 0 | 0 | 0 | 0 | 0 | 0 | 0 | 0 | 0 | 0 | 0 | 0 | 0 | 0 | 0 | 0 | 0 | 0 | 0 | 0 | 0 | 0 | 0 | 0 | 0 | 0 | 0 | 0 | 0 | 0 | 0 | 0 | 0 | 0 | 0 | 0 | 0 | 0 | 0 | 0 | 0 | 0 | 0 | 0 | 0 | 0 | 0 | 0 | 0 | 0 | 0 | 0 | 0 | 0 | 0 | 0 | 0 | 0 | 0 | 0 | 0 | 0 | 0 | 0 | 0 | 0 | 0 | 0 | 0 | 0 | 0 | 0 | 0 | 0 | 0 | 0 | 0 | 0 | 0 | 0 | 0 | 0 | 0 | Greater_LA_Li_Battery_4hr | Greater_LA_Li_Battery_8hr | Greater_LA_Solar |  | Greater_Kramer_Wind |  |  |  | Greater_LA | Greater_Kramer
SCE Eastern | Mirage | 115 | CA | 92276 | RIVERSIDE | 3 | 0 | 0 | 0 | 0 | 0 | 0 | 0 | 0 | 0 | 0 | 0 | 0 | 0 | 0 | 0 | 0 | 0 | 0 | 1 | 1 | 0 | 1 | 0 | 0 | 0 | 0 | 0 | 0 | 0 | 0 | 0 | 0 | 0 | 0 | 0 | 0 | 0 | 0 | 0 | 0 | 0 | 0 | 0 | 0 | 0 | 0 | 0 | 0 | 0 | 0 | 0 | 0 | 0 | 0 | 0 | 0 | 0 | 0 | 0 | 0 | 0 | 0 | 0 | 0 | 0 | 0 | 0 | 0 | 0 | 0 | 0 | 0 | 0 | 0 | 0 | 0 | 0 | 0 | 0 | 0 | 0 | 0 | 0 | 0 | 0 | 0 | 0 | 0 | 0 | 0 | 0 | 0 | 0 | 0 | 0 | 0 | 0 | Riverside_Li_Battery_4hr | Riverside_Li_Battery_8hr | Riverside_Solar | Greater_Imperial_Geothermal | Riverside_Palm_Springs_Wind |  |  |  | Riverside | Riverside
SCE Eastern | Mirage | 230 | CA | 92276 | RIVERSIDE | 3 | 0 | 0 | 0 | 0 | 0 | 0 | 0 | 0 | 0 | 0 | 0 | 0 | 0 | 0 | 0 | 0 | 0 | 0 | 1 | 1 | 0 | 1 | 0 | 0 | 0 | 0 | 0 | 0 | 0 | 0 | 0 | 0 | 0 | 0 | 0 | 0 | 0 | 0 | 0 | 0 | 0 | 0 | 0 | 0 | 0 | 0 | 0 | 0 | 0 | 0 | 0 | 0 | 0 | 0 | 0 | 0 | 0 | 0 | 0 | 0 | 0 | 0 | 0 | 0 | 0 | 0 | 0 | 0 | 0 | 0 | 0 | 0 | 0 | 0 | 0 | 0 | 0 | 0 | 0 | 0 | 0 | 0 | 0 | 0 | 0 | 0 | 0 | 0 | 0 | 0 | 0 | 0 | 0 | 0 | 0 | 0 | 0 | Riverside_Li_Battery_4hr | Riverside_Li_Battery_8hr | Riverside_Solar | Greater_Imperial_Geothermal | Riverside_Palm_Springs_Wind |  |  |  | Riverside | Riverside
SDGE | Mission | 138 | CA | 92108 | SAN DIEGO | 2 | 0 | 0 | 0 | 0 | 0 | 0 | 0 | 0 | 0 | 0 | 0 | 0 | 0 | 0 | 0 | 0 | 0 | 0 | 0 | 0 | 0 | 0 | 0 | 0 | 0 | 0 | 0 | 0 | 0 | 0 | 1 | 0 | 1 | 0 | 0 | 0 | 0 | 0 | 0 | 0 | 0 | 0 | 0 | 0 | 0 | 0 | 0 | 0 | 0 | 0 | 0 | 0 | 0 | 0 | 0 | 0 | 0 | 0 | 0 | 0 | 0 | 0 | 0 | 0 | 0 | 0 | 0 | 0 | 0 | 0 | 0 | 0 | 0 | 0 | 0 | 0 | 0 | 0 | 0 | 0 | 0 | 0 | 0 | 0 | 0 | 0 | 0 | 0 | 0 | 0 | 0 | 0 | 0 | 0 | 0 | 0 | 0 | San_Diego_Li_Battery_4hr | San_Diego_Li_Battery_8hr | San_Diego_Solar |  | 0 |  |  |  | Greater_SD | Greater_SD
SDGE | Mission | 230 | CA | 92108 | SAN DIEGO | 3 | 0 | 0 | 0 | 0 | 0 | 0 | 0 | 0 | 0 | 0 | 0 | 0 | 0 | 0 | 0 | 0 | 0 | 0 | 0 | 0 | 0 | 0 | 0 | 0 | 0 | 0 | 0 | 0 | 1 | 0 | 1 | 0 | 1 | 0 | 0 | 0 | 0 | 0 | 0 | 0 | 0 | 0 | 0 | 0 | 0 | 0 | 0 | 0 | 0 | 0 | 0 | 0 | 0 | 0 | 0 | 0 | 0 | 0 | 0 | 0 | 0 | 0 | 0 | 0 | 0 | 0 | 0 | 0 | 0 | 0 | 0 | 0 | 0 | 0 | 0 | 0 | 0 | 0 | 0 | 0 | 0 | 0 | 0 | 0 | 0 | 0 | 0 | 0 | 0 | 0 | 0 | 0 | 0 | 0 | 0 | 0 | 0 | San_Diego_Li_Battery_4hr | San_Diego_Li_Battery_8hr | San_Diego_Solar |  | 0 |  |  |  | Greater_SD | Greater_SD
SDGE | Mission | 69 | CA | 92108 | SAN DIEGO | 2 | 0 | 0 | 0 | 0 | 0 | 0 | 0 | 0 | 0 | 0 | 0 | 0 | 0 | 0 | 0 | 0 | 0 | 0 | 0 | 0 | 0 | 0 | 0 | 0 | 0 | 0 | 0 | 0 | 0 | 0 | 1 | 0 | 1 | 0 | 0 | 0 | 0 | 0 | 0 | 0 | 0 | 0 | 0 | 0 | 0 | 0 | 0 | 0 | 0 | 0 | 0 | 0 | 0 | 0 | 0 | 0 | 0 | 0 | 0 | 0 | 0 | 0 | 0 | 0 | 0 | 0 | 0 | 0 | 0 | 0 | 0 | 0 | 0 | 0 | 0 | 0 | 0 | 0 | 0 | 0 | 0 | 0 | 0 | 0 | 0 | 0 | 0 | 0 | 0 | 0 | 0 | 0 | 0 | 0 | 0 | 0 | 0 | San_Diego_Li_Battery_4hr | San_Diego_Li_Battery_8hr | San_Diego_Solar |  | 0 |  |  |  | Greater_SD | Greater_SD
PG&E GBA | Mi-Wuk | 115 | CA | 95383 | TUOLUMNE | 5 | 0 | 0 | 0 | 0 | 0 | 0 | 0 | 0 | 0 | 0 | 0 | 0 | 0 | 0 | 0 | 0 | 0 | 0 | 0 | 0 | 0 | 0 | 0 | 0 | 0 | 0 | 0 | 0 | 0 | 0 | 0 | 0 | 0 | 0 | 0 | 0 | 0 | 0 | 0 | 0 | 0 | 0 | 0 | 0 | 0 | 1 | 0 | 0 | 0 | 0 | 0 | 0 | 0 | 0 | 0 | 1 | 0 | 1 | 0 | 1 | 0 | 0 | 0 | 0 | 0 | 1 | 0 | 0 | 0 | 0 | 0 | 0 | 0 | 0 | 0 | 0 | 0 | 0 | 0 | 0 | 0 | 0 | 0 | 0 | 0 | 0 | 0 | 0 | 0 | 0 | 0 | 0 | 0 | 0 | 0 | 0 | 0 | Northern_California_Li_Battery_4hr | Northern_California_Li_Battery_8hr | Northern_California_Solar |  | Central_Valley_North_Los_Banos_Wind |  |  |  | Northern_California | El_Dorado_Mariposa
EOP | Mohave | 500 | NV | 89029 | CLARK | 1 | 0 | 0 | 0 | 0 | 0 | 0 | 0 | 0 | 0 | 0 | 0 | 0 | 0 | 0 | 0 | 0 | 0 | 0 | 0 | 0 | 0 | 0 | 0 | 0 | 1 | 0 | 0 | 0 | 0 | 0 | 0 | 0 | 0 | 0 | 0 | 0 | 0 | 0 | 0 | 0 | 0 | 0 | 0 | 0 | 0 | 0 | 0 | 0 | 0 | 0 | 0 | 0 | 0 | 0 | 0 | 0 | 0 | 0 | 0 | 0 | 0 | 0 | 0 | 0 | 0 | 0 | 0 | 0 | 0 | 0 | 0 | 0 | 0 | 0 | 0 | 0 | 0 | 0 | 0 | 0 | 0 | 0 | 0 | 0 | 0 | 0 | 0 | 0 | 0 | 0 | 0 | 0 | 0 | 0 | 0 | 0 | 0 | Southern_NV_Eldorado_Li_Battery_4hr | Southern_NV_Eldorado_Li_Battery_8hr | Southern_NV_Eldorado_Solar |  | Southern_NV_Eldorado_Wind |  |  |  | Southern_NV_Eldorado | Southern_NV_Eldorado
PG&E NGBA | Monroe | 115 | CA | 95401 | SONOMA | 3 | 0 | 0 | 0 | 0 | 0 | 0 | 0 | 0 | 0 | 0 | 0 | 0 | 0 | 0 | 0 | 0 | 0 | 0 | 0 | 0 | 0 | 0 | 0 | 0 | 0 | 0 | 0 | 0 | 0 | 0 | 0 | 0 | 0 | 0 | 0 | 0 | 0 | 0 | 0 | 1 | 0 | 0 | 0 | 0 | 0 | 0 | 0 | 0 | 0 | 0 | 0 | 0 | 1 | 0 | 0 | 0 | 0 | 0 | 0 | 0 | 0 | 0 | 0 | 0 | 0 | 0 | 1 | 0 | 0 | 0 | 0 | 0 | 0 | 0 | 0 | 0 | 0 | 0 | 0 | 0 | 0 | 0 | 0 | 0 | 0 | 0 | 0 | 0 | 0 | 0 | 0 | 0 | 0 | 0 | 0 | 0 | 0 | Northern_California_Li_Battery_4hr | Northern_California_Li_Battery_8hr | Northern_California_Solar |  | Northern_California_Wind |  |  |  | Northern_California | Mendocino_Marin
SDGE | Monserate | 69 | CA | 92028 | San Diego | 4 | 0 | 0 | 0 | 0 | 0 | 0 | 0 | 0 | 0 | 0 | 0 | 0 | 0 | 0 | 0 | 0 | 0 | 0 | 0 | 0 | 0 | 0 | 0 | 0 | 0 | 1 | 0 | 0 | 0 | 0 | 0 | 0 | 1 | 1 | 0 | 0 | 0 | 1 | 0 | 0 | 0 | 0 | 0 | 0 | 0 | 0 | 0 | 0 | 0 | 0 | 0 | 0 | 0 | 0 | 0 | 0 | 0 | 0 | 0 | 0 | 0 | 0 | 0 | 0 | 0 | 0 | 0 | 0 | 0 | 0 | 0 | 0 | 0 | 0 | 0 | 0 | 0 | 0 | 0 | 0 | 0 | 0 | 0 | 0 | 0 | 0 | 0 | 0 | 0 | 0 | 0 | 0 | 0 | 0 | 0 | 0 | 0 | San_Diego_Li_Battery_4hr | San_Diego_Li_Battery_8hr | San_Diego_Solar |  | 0 |  |  |  | Greater_SD | Greater_SD
PG&E GBA | Monta Vista | 115 | CA | 95014 | SANTA CLARA | 3 | 0 | 0 | 0 | 0 | 0 | 0 | 0 | 0 | 0 | 0 | 0 | 0 | 0 | 0 | 0 | 0 | 0 | 0 | 0 | 0 | 0 | 0 | 0 | 0 | 0 | 0 | 0 | 0 | 0 | 0 | 0 | 0 | 0 | 0 | 0 | 0 | 0 | 0 | 0 | 0 | 0 | 0 | 0 | 0 | 0 | 0 | 0 | 0 | 0 | 0 | 0 | 0 | 1 | 0 | 0 | 0 | 0 | 0 | 0 | 1 | 0 | 0 | 0 | 0 | 0 | 0 | 0 | 0 | 0 | 0 | 0 | 0 | 0 | 0 | 0 | 0 | 0 | 0 | 0 | 0 | 0 | 0 | 0 | 0 | 0 | 0 | 0 | 0 | 0 | 0 | 0 | 0 | 0 | 0 | 0 | 0 | 1 | Northern_California_Li_Battery_4hr | Northern_California_Li_Battery_8hr | Northern_California_Solar |  | Kern_Greater_Carrizo_Wind |  |  |  | Northern_California | Peninsula_Monterey
PG&E GBA | Monta Vista | 230 | CA | 95014 | SANTA CLARA | 2 | 0 | 0 | 0 | 0 | 0 | 0 | 0 | 0 | 0 | 0 | 0 | 0 | 0 | 0 | 0 | 0 | 0 | 0 | 0 | 0 | 0 | 0 | 0 | 0 | 0 | 0 | 0 | 0 | 0 | 0 | 0 | 0 | 0 | 0 | 0 | 0 | 0 | 0 | 0 | 0 | 0 | 0 | 0 | 0 | 0 | 0 | 0 | 0 | 0 | 0 | 0 | 0 | 1 | 0 | 0 | 0 | 0 | 0 | 0 | 1 | 0 | 0 | 0 | 0 | 0 | 0 | 0 | 0 | 0 | 0 | 0 | 0 | 0 | 0 | 0 | 0 | 0 | 0 | 0 | 0 | 0 | 0 | 0 | 0 | 0 | 0 | 0 | 0 | 0 | 0 | 0 | 0 | 0 | 0 | 0 | 0 | 0 | Northern_California_Li_Battery_4hr | Northern_California_Li_Battery_8hr | Northern_California_Solar |  | Kern_Greater_Carrizo_Wind |  |  |  | Northern_California | Peninsula_Monterey
PG&E GBA | Monta Vista | 60 | CA | 95014 | SANTA CLARA | 3 | 0 | 0 | 0 | 0 | 0 | 0 | 0 | 0 | 0 | 0 | 0 | 0 | 0 | 0 | 0 | 0 | 0 | 0 | 0 | 0 | 0 | 0 | 0 | 0 | 0 | 0 | 0 | 0 | 0 | 0 | 0 | 0 | 0 | 0 | 0 | 0 | 0 | 0 | 0 | 0 | 0 | 0 | 0 | 0 | 0 | 0 | 0 | 0 | 0 | 0 | 0 | 0 | 1 | 0 | 0 | 0 | 0 | 0 | 0 | 1 | 0 | 0 | 0 | 0 | 0 | 0 | 0 | 0 | 0 | 0 | 0 | 0 | 0 | 0 | 0 | 0 | 0 | 0 | 0 | 0 | 0 | 0 | 0 | 0 | 0 | 0 | 0 | 0 | 0 | 0 | 0 | 0 | 0 | 0 | 0 | 0 | 1 | Northern_California_Li_Battery_4hr | Northern_California_Li_Battery_8hr | Northern_California_Solar |  | Kern_Greater_Carrizo_Wind |  |  |  | Northern_California | Peninsula_Monterey
PG&E NGBA | Monticello | 115 | CA | 94558 | NAPA | 9 | 0 | 0 | 0 | 0 | 0 | 0 | 0 | 0 | 0 | 0 | 0 | 0 | 0 | 0 | 0 | 0 | 0 | 0 | 0 | 0 | 0 | 0 | 0 | 0 | 0 | 0 | 0 | 0 | 0 | 0 | 0 | 0 | 0 | 0 | 0 | 0 | 0 | 0 | 0 | 1 | 0 | 1 | 0 | 0 | 0 | 0 | 0 | 0 | 0 | 0 | 0 | 1 | 1 | 1 | 1 | 1 | 0 | 0 | 0 | 0 | 0 | 0 | 0 | 0 | 0 | 1 | 1 | 0 | 0 | 0 | 0 | 0 | 0 | 0 | 0 | 0 | 0 | 0 | 0 | 0 | 0 | 0 | 0 | 0 | 0 | 0 | 0 | 0 | 0 | 0 | 0 | 0 | 0 | 0 | 0 | 0 | 0 | Northern_California_Li_Battery_4hr | Northern_California_Li_Battery_8hr | Northern_California_Solar |  | Northern_California_Wind |  |  |  | Northern_California | Northern_California
SCE Northern | Moorpark | 230 | CA | 93021 | VENTURA | 3 | 0 | 0 | 1 | 0 | 1 | 0 | 0 | 0 | 0 | 0 | 0 | 0 | 0 | 0 | 0 | 0 | 0 | 0 | 0 | 0 | 0 | 0 | 0 | 0 | 1 | 0 | 0 | 0 | 0 | 0 | 0 | 0 | 0 | 0 | 0 | 0 | 0 | 0 | 0 | 0 | 0 | 0 | 0 | 0 | 0 | 0 | 0 | 0 | 0 | 0 | 0 | 0 | 0 | 0 | 0 | 0 | 0 | 0 | 0 | 0 | 0 | 0 | 0 | 0 | 0 | 0 | 0 | 0 | 0 | 0 | 0 | 0 | 0 | 0 | 0 | 0 | 0 | 0 | 0 | 0 | 0 | 0 | 0 | 0 | 0 | 0 | 0 | 0 | 0 | 0 | 0 | 0 | 0 | 0 | 0 | 0 | 0 | Greater_LA_Li_Battery_4hr | Greater_LA_Li_Battery_8hr | Greater_LA_Solar |  | 0 |  |  |  | Greater_LA | Greater_LA
SCE Northern | Moorpark | 66 | CA | 93021 | VENTURA | 3 | 0 | 0 | 1 | 0 | 1 | 0 | 0 | 0 | 0 | 0 | 0 | 0 | 0 | 0 | 0 | 0 | 0 | 0 | 0 | 0 | 0 | 0 | 0 | 0 | 1 | 0 | 0 | 0 | 0 | 0 | 0 | 0 | 0 | 0 | 0 | 0 | 0 | 0 | 0 | 0 | 0 | 0 | 0 | 0 | 0 | 0 | 0 | 0 | 0 | 0 | 0 | 0 | 0 | 0 | 0 | 0 | 0 | 0 | 0 | 0 | 0 | 0 | 0 | 0 | 0 | 0 | 0 | 0 | 0 | 0 | 0 | 0 | 0 | 0 | 0 | 0 | 0 | 0 | 0 | 0 | 0 | 0 | 0 | 0 | 0 | 0 | 0 | 0 | 0 | 0 | 0 | 0 | 0 | 0 | 0 | 0 | 0 | Greater_LA_Li_Battery_4hr | Greater_LA_Li_Battery_8hr | Greater_LA_Solar |  | 0 |  |  |  | Greater_LA | Greater_LA
PG&E GBA | Moraga | 115 | CA | 94563 | CONTRA COSTA | 3 | 0 | 0 | 0 | 0 | 0 | 0 | 0 | 0 | 0 | 0 | 0 | 0 | 0 | 0 | 0 | 0 | 0 | 0 | 0 | 0 | 0 | 0 | 0 | 0 | 0 | 0 | 0 | 0 | 0 | 0 | 0 | 0 | 0 | 0 | 0 | 0 | 0 | 0 | 0 | 1 | 0 | 0 | 0 | 0 | 0 | 0 | 0 | 0 | 0 | 0 | 0 | 0 | 1 | 0 | 0 | 1 | 0 | 0 | 0 | 0 | 0 | 0 | 0 | 0 | 0 | 0 | 0 | 0 | 0 | 0 | 0 | 0 | 0 | 0 | 0 | 0 | 0 | 0 | 0 | 0 | 0 | 0 | 0 | 0 | 0 | 0 | 0 | 0 | 0 | 0 | 0 | 0 | 0 | 0 | 0 | 0 | 0 | Northern_California_Li_Battery_4hr | Northern_California_Li_Battery_8hr | Northern_California_Solar |  | Solano_Wind |  |  |  | Northern_California | Solano
PG&E GBA | Moraga | 230 | CA | 94563 | CONTRA COSTA | 8 | 0 | 0 | 0 | 0 | 0 | 0 | 0 | 0 | 0 | 0 | 0 | 0 | 0 | 0 | 0 | 0 | 0 | 0 | 0 | 0 | 0 | 0 | 0 | 0 | 0 | 0 | 0 | 0 | 0 | 0 | 0 | 0 | 0 | 0 | 0 | 0 | 0 | 0 | 0 | 1 | 0 | 0 | 0 | 0 | 0 | 0 | 0 | 0 | 0 | 0 | 0 | 0 | 1 | 1 | 1 | 1 | 0 | 0 | 0 | 1 | 0 | 1 | 0 | 0 | 0 | 1 | 0 | 0 | 0 | 0 | 0 | 0 | 0 | 0 | 0 | 0 | 0 | 0 | 0 | 0 | 0 | 0 | 0 | 0 | 0 | 0 | 0 | 0 | 0 | 0 | 0 | 0 | 0 | 0 | 0 | 0 | 0 | Northern_California_Li_Battery_4hr | Northern_California_Li_Battery_8hr | Northern_California_Solar |  | Solano_Wind |  |  |  | Northern_California | Solano
PG&E GBA | Morgan Hill | 115 | CA | 95037 | SANTA CLARA | 4 | 0 | 0 | 0 | 0 | 0 | 0 | 0 | 0 | 0 | 0 | 0 | 0 | 0 | 0 | 0 | 0 | 0 | 0 | 0 | 0 | 0 | 0 | 0 | 0 | 0 | 0 | 0 | 0 | 0 | 0 | 0 | 0 | 0 | 0 | 0 | 0 | 0 | 0 | 0 | 0 | 0 | 0 | 0 | 0 | 0 | 0 | 0 | 0 | 0 | 0 | 0 | 0 | 1 | 0 | 0 | 1 | 0 | 0 | 0 | 1 | 0 | 0 | 0 | 0 | 1 | 0 | 0 | 0 | 0 | 0 | 0 | 0 | 0 | 0 | 0 | 0 | 0 | 0 | 0 | 0 | 0 | 0 | 0 | 0 | 0 | 0 | 0 | 0 | 0 | 0 | 0 | 0 | 0 | 0 | 0 | 0 | 0 | Northern_California_Li_Battery_4hr | Northern_California_Li_Battery_8hr | Northern_California_Solar |  | Kern_Greater_Carrizo_Wind |  |  |  | Northern_California | Peninsula_Monterey
PG&E KERN | Morro Bay | 115 | CA | 93442 | SAN LUIS OBISPO | 5 | 0 | 0 | 0 | 0 | 0 | 0 | 0 | 0 | 0 | 0 | 0 | 0 | 0 | 0 | 0 | 0 | 0 | 0 | 0 | 0 | 0 | 0 | 0 | 0 | 0 | 0 | 0 | 0 | 0 | 0 | 0 | 0 | 0 | 0 | 0 | 0 | 0 | 0 | 0 | 0 | 0 | 0 | 0 | 0 | 0 | 0 | 0 | 0 | 0 | 0 | 0 | 0 | 0 | 0 | 0 | 0 | 0 | 0 | 0 | 0 | 0 | 0 | 0 | 0 | 0 | 0 | 0 | 1 | 1 | 0 | 0 | 0 | 0 | 0 | 0 | 0 | 0 | 0 | 0 | 1 | 0 | 0 | 0 | 0 | 0 | 1 | 0 | 0 | 0 | 0 | 0 | 0 | 0 | 0 | 0 | 1 | 0 | Southern_PGAE_Li_Battery_4hr | Southern_PGAE_Li_Battery_8hr | Southern_PGAE_Solar |  | Kern_Greater_Carrizo_Wind |  |  |  | Southern_PGAE | Kern_Greater_Carrizo
PG&E KERN | Morro Bay | 230 | CA | 93442 | SAN LUIS OBISPO | 5 | 0 | 0 | 0 | 0 | 0 | 0 | 0 | 0 | 0 | 0 | 0 | 0 | 0 | 0 | 0 | 0 | 0 | 0 | 0 | 0 | 0 | 0 | 0 | 0 | 0 | 0 | 0 | 0 | 0 | 0 | 0 | 0 | 0 | 0 | 0 | 0 | 0 | 0 | 0 | 0 | 0 | 0 | 0 | 0 | 0 | 0 | 0 | 0 | 0 | 0 | 0 | 0 | 0 | 0 | 0 | 0 | 0 | 0 | 0 | 0 | 0 | 0 | 0 | 0 | 0 | 0 | 0 | 1 | 0 | 0 | 0 | 0 | 0 | 0 | 0 | 0 | 0 | 0 | 1 | 1 | 0 | 0 | 0 | 0 | 0 | 0 | 0 | 0 | 0 | 0 | 0 | 0 | 0 | 0 | 1 | 1 | 0 | Southern_PGAE_Li_Battery_4hr | Southern_PGAE_Li_Battery_8hr | Southern_PGAE_Solar |  | Kern_Greater_Carrizo_Wind |  | Morro_Bay_Offshore_Wind |  | Southern_PGAE | Kern_Greater_Carrizo
PG&E KERN | Morro Bay | 500 | CA |  |  | 2 | 0 | 0 | 0 | 0 | 0 | 0 | 0 | 0 | 0 | 0 | 0 | 0 | 0 | 0 | 0 | 0 | 0 | 0 | 0 | 0 | 0 | 0 | 0 | 0 | 0 | 0 | 0 | 0 | 0 | 0 | 0 | 0 | 0 | 0 | 0 | 0 | 0 | 0 | 0 | 0 | 0 | 0 | 0 | 0 | 0 | 0 | 0 | 0 | 0 | 0 | 0 | 0 | 0 | 0 | 0 | 0 | 0 | 0 | 0 | 0 | 0 | 0 | 0 | 0 | 0 | 0 | 0 | 0 | 0 | 0 | 0 | 0 | 0 | 0 | 0 | 0 | 0 | 0 | 0 | 0 | 0 | 0 | 0 | 0 | 0 | 0 | 0 | 0 | 0 | 0 | 0 | 0 | 0 | 1 | 1 | 0 | 0 | Southern_PGAE_Li_Battery_4hr | Southern_PGAE_Li_Battery_8hr | Southern_PGAE_Solar |  | Kern_Greater_Carrizo_Wind |  | Morro_Bay_Offshore_Wind |  | Southern_PGAE | Kern_Greater_Carrizo
PG&E GBA | Moss Landing | 115 | CA | 95039 | MONTEREY | 4 | 0 | 0 | 0 | 0 | 0 | 0 | 0 | 0 | 0 | 0 | 0 | 0 | 0 | 0 | 0 | 0 | 0 | 0 | 0 | 0 | 0 | 0 | 0 | 0 | 0 | 0 | 0 | 0 | 0 | 0 | 0 | 0 | 0 | 0 | 0 | 0 | 0 | 0 | 0 | 0 | 0 | 0 | 0 | 0 | 0 | 0 | 0 | 0 | 0 | 0 | 0 | 0 | 0 | 0 | 0 | 1 | 0 | 0 | 0 | 1 | 0 | 0 | 0 | 0 | 1 | 0 | 0 | 0 | 0 | 0 | 0 | 0 | 0 | 0 | 0 | 0 | 0 | 0 | 0 | 0 | 0 | 0 | 0 | 0 | 0 | 0 | 0 | 0 | 0 | 0 | 0 | 0 | 0 | 0 | 0 | 0 | 1 | Southern_PGAE_Li_Battery_4hr | Southern_PGAE_Li_Battery_8hr | Southern_PGAE_Solar |  | Kern_Greater_Carrizo_Wind |  |  |  | Southern_PGAE | Peninsula_Monterey
PG&E GBA | Moss Landing | 230 | CA | 95039 | MONTEREY | 4 | 0 | 0 | 0 | 0 | 0 | 0 | 0 | 0 | 0 | 0 | 0 | 0 | 0 | 0 | 0 | 0 | 0 | 0 | 0 | 0 | 0 | 0 | 0 | 0 | 0 | 0 | 0 | 0 | 0 | 0 | 0 | 0 | 0 | 0 | 0 | 0 | 0 | 0 | 0 | 0 | 0 | 0 | 0 | 0 | 0 | 0 | 0 | 0 | 0 | 0 | 0 | 0 | 0 | 0 | 0 | 1 | 0 | 0 | 0 | 1 | 0 | 0 | 0 | 0 | 1 | 0 | 0 | 0 | 0 | 0 | 0 | 0 | 0 | 0 | 0 | 0 | 0 | 0 | 0 | 0 | 0 | 0 | 0 | 0 | 0 | 0 | 0 | 0 | 0 | 0 | 0 | 0 | 0 | 0 | 0 | 0 | 1 | Southern_PGAE_Li_Battery_4hr | Southern_PGAE_Li_Battery_8hr | Southern_PGAE_Solar |  | Kern_Greater_Carrizo_Wind |  |  |  | Southern_PGAE | Peninsula_Monterey
PG&E GBA | Moss Landing | 500 | CA | 95039 | MONTEREY | 4 | 0 | 0 | 0 | 0 | 0 | 0 | 0 | 0 | 0 | 0 | 0 | 0 | 0 | 0 | 0 | 0 | 0 | 0 | 0 | 0 | 0 | 0 | 0 | 0 | 0 | 0 | 0 | 0 | 0 | 0 | 0 | 0 | 0 | 0 | 0 | 0 | 0 | 0 | 0 | 1 | 0 | 0 | 0 | 0 | 0 | 0 | 0 | 0 | 0 | 0 | 0 | 0 | 0 | 0 | 0 | 1 | 0 | 0 | 0 | 1 | 0 | 0 | 0 | 0 | 0 | 0 | 0 | 0 | 0 | 0 | 0 | 0 | 0 | 0 | 0 | 0 | 0 | 0 | 0 | 0 | 0 | 0 | 0 | 0 | 0 | 0 | 0 | 0 | 0 | 0 | 0 | 0 | 0 | 0 | 0 | 0 | 1 | Southern_PGAE_Li_Battery_4hr | Southern_PGAE_Li_Battery_8hr | Southern_PGAE_Solar |  | Kern_Greater_Carrizo_Wind |  |  |  | Southern_PGAE | Peninsula_Monterey
EOP | Mountain Pass | 115 | CA | 92364 | San Bernardino | 2 | 0 | 0 | 0 | 0 | 0 | 0 | 0 | 0 | 0 | 0 | 0 | 0 | 0 | 0 | 0 | 0 | 0 | 0 | 0 | 0 | 0 | 0 | 0 | 1 | 1 | 0 | 0 | 0 | 0 | 0 | 0 | 0 | 0 | 0 | 0 | 0 | 0 | 0 | 0 | 0 | 0 | 0 | 0 | 0 | 0 | 0 | 0 | 0 | 0 | 0 | 0 | 0 | 0 | 0 | 0 | 0 | 0 | 0 | 0 | 0 | 0 | 0 | 0 | 0 | 0 | 0 | 0 | 0 | 0 | 0 | 0 | 0 | 0 | 0 | 0 | 0 | 0 | 0 | 0 | 0 | 0 | 0 | 0 | 0 | 0 | 0 | 0 | 0 | 0 | 0 | 0 | 0 | 0 | 0 | 0 | 0 | 0 | Southern_NV_Eldorado_Li_Battery_4hr | Southern_NV_Eldorado_Li_Battery_8hr | Southern_NV_Eldorado_Solar |  | Southern_NV_Eldorado_Wind |  |  |  | Southern_NV_Eldorado | Southern_NV_Eldorado
PG&E GBA | Mountain View | 115 | CA | 94041 | Santa Clara | 3 | 0 | 0 | 0 | 0 | 0 | 0 | 0 | 0 | 0 | 0 | 0 | 0 | 0 | 0 | 0 | 0 | 0 | 0 | 0 | 0 | 0 | 0 | 0 | 0 | 0 | 0 | 0 | 0 | 0 | 0 | 0 | 0 | 0 | 0 | 0 | 0 | 0 | 0 | 0 | 0 | 0 | 0 | 0 | 0 | 0 | 0 | 0 | 0 | 0 | 0 | 0 | 0 | 1 | 0 | 0 | 1 | 0 | 0 | 0 | 0 | 0 | 0 | 0 | 0 | 0 | 0 | 0 | 0 | 0 | 0 | 0 | 0 | 0 | 0 | 0 | 0 | 0 | 0 | 0 | 0 | 0 | 0 | 0 | 0 | 0 | 0 | 0 | 0 | 0 | 0 | 0 | 0 | 0 | 0 | 0 | 0 | 1 | Northern_California_Li_Battery_4hr | Northern_California_Li_Battery_8hr | Northern_California_Solar |  | Kern_Greater_Carrizo_Wind |  |  |  | Northern_California | Peninsula_Monterey
PG&E GBA | Mt Eden | 115 | CA | 94545 | Alameda | 2 | 0 | 0 | 0 | 0 | 0 | 0 | 0 | 0 | 0 | 0 | 0 | 0 | 0 | 0 | 0 | 0 | 0 | 0 | 0 | 0 | 0 | 0 | 0 | 0 | 0 | 0 | 0 | 0 | 0 | 0 | 0 | 0 | 0 | 0 | 0 | 0 | 0 | 0 | 0 | 1 | 0 | 0 | 0 | 0 | 0 | 0 | 0 | 0 | 0 | 0 | 0 | 0 | 1 | 0 | 0 | 0 | 0 | 0 | 0 | 0 | 0 | 0 | 0 | 0 | 0 | 0 | 0 | 0 | 0 | 0 | 0 | 0 | 0 | 0 | 0 | 0 | 0 | 0 | 0 | 0 | 0 | 0 | 0 | 0 | 0 | 0 | 0 | 0 | 0 | 0 | 0 | 0 | 0 | 0 | 0 | 0 | 0 | Northern_California_Li_Battery_4hr | Northern_California_Li_Battery_8hr | Northern_California_Solar |  | Solano_Wind |  |  |  | Northern_California | Solano
PG&E KERN | Mt Poso | 115 | CA | 93308 | KERN | 4 | 0 | 0 | 0 | 0 | 0 | 0 | 0 | 0 | 0 | 0 | 0 | 0 | 0 | 0 | 0 | 0 | 0 | 0 | 0 | 0 | 0 | 0 | 0 | 0 | 0 | 0 | 0 | 0 | 0 | 0 | 0 | 0 | 0 | 0 | 0 | 0 | 0 | 0 | 0 | 0 | 0 | 0 | 0 | 0 | 0 | 0 | 0 | 0 | 0 | 0 | 0 | 0 | 0 | 0 | 0 | 0 | 0 | 0 | 0 | 0 | 0 | 0 | 0 | 0 | 0 | 0 | 0 | 1 | 1 | 0 | 0 | 0 | 0 | 0 | 0 | 1 | 0 | 0 | 0 | 1 | 0 | 0 | 0 | 0 | 0 | 0 | 0 | 0 | 0 | 0 | 0 | 0 | 0 | 0 | 0 | 0 | 0 | Southern_PGAE_Li_Battery_4hr | Southern_PGAE_Li_Battery_8hr | Southern_PGAE_Solar |  | Central_Valley_North_Los_Banos_Wind |  |  |  | Southern_PGAE | Central_Valley_North_Los_Banos
SDGE | Murray | 69 | CA | 91942 | San Diego | 2 | 0 | 0 | 0 | 0 | 0 | 0 | 0 | 0 | 0 | 0 | 0 | 0 | 0 | 0 | 0 | 0 | 0 | 0 | 0 | 0 | 0 | 0 | 0 | 0 | 0 | 0 | 0 | 0 | 0 | 0 | 1 | 0 | 1 | 0 | 0 | 0 | 0 | 0 | 0 | 0 | 0 | 0 | 0 | 0 | 0 | 0 | 0 | 0 | 0 | 0 | 0 | 0 | 0 | 0 | 0 | 0 | 0 | 0 | 0 | 0 | 0 | 0 | 0 | 0 | 0 | 0 | 0 | 0 | 0 | 0 | 0 | 0 | 0 | 0 | 0 | 0 | 0 | 0 | 0 | 0 | 0 | 0 | 0 | 0 | 0 | 0 | 0 | 0 | 0 | 0 | 0 | 0 | 0 | 0 | 0 | 0 | 0 | San_Diego_Li_Battery_4hr | San_Diego_Li_Battery_8hr | San_Diego_Solar |  | 0 |  |  |  | Greater_SD | Greater_SD
PG&E FRESNO | Mustang | 230 | CA |  |  | 7 | 0 | 0 | 0 | 0 | 0 | 0 | 0 | 0 | 0 | 0 | 0 | 0 | 0 | 0 | 0 | 0 | 0 | 0 | 0 | 0 | 0 | 0 | 0 | 0 | 0 | 0 | 0 | 0 | 0 | 0 | 0 | 0 | 0 | 0 | 0 | 0 | 0 | 0 | 0 | 0 | 0 | 0 | 0 | 0 | 0 | 0 | 0 | 0 | 0 | 0 | 0 | 0 | 0 | 0 | 0 | 0 | 0 | 0 | 0 | 0 | 0 | 0 | 0 | 0 | 0 | 0 | 0 | 0 | 0 | 0 | 0 | 0 | 0 | 0 | 0 | 0 | 0 | 0 | 1 | 1 | 0 | 1 | 0 | 0 | 0 | 1 | 0 | 0 | 0 | 1 | 0 | 0 | 0 | 0 | 1 | 1 | 0 | Southern_PGAE_Li_Battery_4hr | Southern_PGAE_Li_Battery_8hr | Southern_PGAE_Solar |  | Central_Valley_North_Los_Banos_Wind |  |  |  | Southern_PGAE | Central_Valley_North_Los_Banos
SCE Northern | Neenach | 66 | CA | 93536 | Los Angeles | 3 | 1 | 0 | 1 | 0 | 0 | 0 | 0 | 1 | 0 | 0 | 0 | 0 | 0 | 0 | 0 | 0 | 0 | 0 | 0 | 0 | 0 | 0 | 0 | 0 | 0 | 0 | 0 | 0 | 0 | 0 | 0 | 0 | 0 | 0 | 0 | 0 | 0 | 0 | 0 | 0 | 0 | 0 | 0 | 0 | 0 | 0 | 0 | 0 | 0 | 0 | 0 | 0 | 0 | 0 | 0 | 0 | 0 | 0 | 0 | 0 | 0 | 0 | 0 | 0 | 0 | 0 | 0 | 0 | 0 | 0 | 0 | 0 | 0 | 0 | 0 | 0 | 0 | 0 | 0 | 0 | 0 | 0 | 0 | 0 | 0 | 0 | 0 | 0 | 0 | 0 | 0 | 0 | 0 | 0 | 0 | 0 | 0 | Tehachapi_Li_Battery_4hr | Tehachapi_Li_Battery_8hr | Tehachapi_Solar |  | Tehachapi_Wind |  |  |  | Tehachapi | Tehachapi
PG&E KERN | New Sub - Gates - Midway (Proposed) | 230 | CA |  |  | 3 | 0 | 0 | 0 | 0 | 0 | 0 | 0 | 0 | 0 | 0 | 0 | 0 | 0 | 0 | 0 | 0 | 0 | 0 | 0 | 0 | 0 | 0 | 0 | 0 | 0 | 0 | 0 | 0 | 0 | 0 | 0 | 0 | 0 | 0 | 0 | 0 | 0 | 0 | 0 | 0 | 0 | 0 | 0 | 0 | 0 | 0 | 0 | 0 | 0 | 0 | 0 | 0 | 0 | 0 | 0 | 0 | 0 | 0 | 0 | 0 | 0 | 0 | 0 | 0 | 0 | 0 | 0 | 0 | 0 | 0 | 0 | 0 | 0 | 0 | 0 | 0 | 0 | 0 | 1 | 1 | 0 | 0 | 0 | 0 | 0 | 0 | 0 | 0 | 0 | 0 | 0 | 0 | 0 | 0 | 1 | 0 | 0 | Southern_PGAE_Li_Battery_4hr | Southern_PGAE_Li_Battery_8hr | Southern_PGAE_Solar |  | Central_Valley_North_Los_Banos_Wind |  |  |  | Southern_PGAE | Central_Valley_North_Los_Banos
PG&E KERN | New Sub - Gates - Templeton (Proposed) | 230 | CA |  |  | 6 | 0 | 0 | 0 | 0 | 0 | 0 | 0 | 0 | 0 | 0 | 0 | 0 | 0 | 0 | 0 | 0 | 0 | 0 | 0 | 0 | 0 | 0 | 0 | 0 | 0 | 0 | 0 | 0 | 0 | 0 | 0 | 0 | 0 | 0 | 0 | 0 | 0 | 0 | 0 | 0 | 0 | 0 | 0 | 0 | 0 | 0 | 0 | 0 | 0 | 0 | 0 | 0 | 0 | 0 | 0 | 0 | 0 | 0 | 0 | 0 | 0 | 0 | 0 | 0 | 0 | 0 | 0 | 1 | 0 | 0 | 0 | 0 | 0 | 0 | 0 | 0 | 0 | 0 | 1 | 1 | 0 | 0 | 0 | 0 | 0 | 1 | 0 | 0 | 0 | 0 | 0 | 0 | 0 | 0 | 1 | 1 | 0 | Southern_PGAE_Li_Battery_4hr | Southern_PGAE_Li_Battery_8hr | Southern_PGAE_Solar |  | Central_Valley_North_Los_Banos_Wind |  |  |  | Southern_PGAE | Central_Valley_North_Los_Banos
SCE NOL | New Sub - Kramer - Lugo (Proposed) | 230 | CA |  |  | 3 | 0 | 0 | 0 | 0 | 0 | 0 | 0 | 0 | 0 | 0 | 0 | 1 | 1 | 1 | 0 | 0 | 0 | 0 | 0 | 0 | 0 | 0 | 0 | 0 | 0 | 0 | 0 | 0 | 0 | 0 | 0 | 0 | 0 | 0 | 0 | 0 | 0 | 0 | 0 | 0 | 0 | 0 | 0 | 0 | 0 | 0 | 0 | 0 | 0 | 0 | 0 | 0 | 0 | 0 | 0 | 0 | 0 | 0 | 0 | 0 | 0 | 0 | 0 | 0 | 0 | 0 | 0 | 0 | 0 | 0 | 0 | 0 | 0 | 0 | 0 | 0 | 0 | 0 | 0 | 0 | 0 | 0 | 0 | 0 | 0 | 0 | 0 | 0 | 0 | 0 | 0 | 0 | 0 | 0 | 0 | 0 | 0 | Greater_Kramer_Li_Battery_4hr | Greater_Kramer_Li_Battery_8hr | Greater_Kramer_Solar |  | Greater_Kramer_Wind |  |  |  | Greater_Kramer | Greater_Kramer
PG&E FRESNO | New Sub - Los Banos - Midway (Proposed) | 500 | CA |  |  | 1 | 0 | 0 | 0 | 0 | 0 | 0 | 0 | 0 | 0 | 0 | 0 | 0 | 0 | 0 | 0 | 0 | 0 | 0 | 0 | 0 | 0 | 0 | 0 | 0 | 0 | 0 | 0 | 0 | 0 | 0 | 0 | 0 | 0 | 0 | 0 | 0 | 0 | 0 | 0 | 0 | 0 | 0 | 0 | 0 | 0 | 0 | 0 | 0 | 0 | 0 | 0 | 0 | 0 | 0 | 0 | 0 | 0 | 0 | 0 | 0 | 0 | 0 | 0 | 0 | 0 | 0 | 0 | 0 | 0 | 0 | 0 | 0 | 0 | 0 | 0 | 0 | 0 | 0 | 0 | 0 | 0 | 0 | 0 | 0 | 0 | 0 | 0 | 0 | 0 | 0 | 0 | 0 | 0 | 0 | 1 | 0 | 0 | Southern_PGAE_Li_Battery_4hr | Southern_PGAE_Li_Battery_8hr | Southern_PGAE_Solar |  | Central_Valley_North_Los_Banos_Wind |  |  |  | Southern_PGAE | Central_Valley_North_Los_Banos
SCE NOL | New Sub - Lugo - Pisgah (Proposed) | 230 | CA |  |  | 2 | 0 | 0 | 0 | 0 | 0 | 0 | 0 | 0 | 0 | 0 | 0 | 0 | 0 | 1 | 1 | 0 | 0 | 0 | 0 | 0 | 0 | 0 | 0 | 0 | 0 | 0 | 0 | 0 | 0 | 0 | 0 | 0 | 0 | 0 | 0 | 0 | 0 | 0 | 0 | 0 | 0 | 0 | 0 | 0 | 0 | 0 | 0 | 0 | 0 | 0 | 0 | 0 | 0 | 0 | 0 | 0 | 0 | 0 | 0 | 0 | 0 | 0 | 0 | 0 | 0 | 0 | 0 | 0 | 0 | 0 | 0 | 0 | 0 | 0 | 0 | 0 | 0 | 0 | 0 | 0 | 0 | 0 | 0 | 0 | 0 | 0 | 0 | 0 | 0 | 0 | 0 | 0 | 0 | 0 | 0 | 0 | 0 | Greater_Kramer_Li_Battery_4hr | Greater_Kramer_Li_Battery_8hr | Greater_Kramer_Solar |  | Greater_Kramer_Wind |  |  |  | Greater_Kramer | Greater_Kramer
PG&E KERN | New Sub - Midway - Wheeler Ridge (Proposed) | 230 | CA |  |  | 3 | 0 | 0 | 0 | 0 | 0 | 0 | 0 | 0 | 0 | 0 | 0 | 0 | 0 | 0 | 0 | 0 | 0 | 0 | 0 | 0 | 0 | 0 | 0 | 0 | 0 | 0 | 0 | 0 | 0 | 0 | 0 | 0 | 0 | 0 | 0 | 0 | 0 | 0 | 0 | 0 | 0 | 0 | 0 | 0 | 0 | 0 | 0 | 0 | 0 | 0 | 0 | 0 | 0 | 0 | 0 | 0 | 0 | 0 | 0 | 0 | 0 | 0 | 0 | 0 | 0 | 0 | 0 | 0 | 0 | 0 | 0 | 0 | 0 | 0 | 0 | 0 | 0 | 0 | 1 | 1 | 0 | 0 | 0 | 0 | 0 | 0 | 0 | 0 | 0 | 0 | 0 | 0 | 0 | 0 | 1 | 0 | 0 | Southern_PGAE_Li_Battery_4hr | Southern_PGAE_Li_Battery_8hr | Southern_PGAE_Solar |  | Central_Valley_North_Los_Banos_Wind |  |  |  | Southern_PGAE | Central_Valley_North_Los_Banos
PG&E NGBA | New Sub - Near existing Leavitt (PSREC) | 345 | CA | 96130 | LASSEN | 1 | 0 | 0 | 0 | 0 | 0 | 0 | 0 | 0 | 0 | 0 | 0 | 0 | 0 | 0 | 0 | 0 | 0 | 0 | 0 | 0 | 0 | 0 | 0 | 0 | 0 | 0 | 0 | 0 | 0 | 0 | 0 | 0 | 0 | 0 | 0 | 0 | 0 | 0 | 0 | 1 | 0 | 0 | 0 | 0 | 0 | 0 | 0 | 0 | 0 | 0 | 0 | 0 | 0 | 0 | 0 | 0 | 0 | 0 | 0 | 0 | 0 | 0 | 0 | 0 | 0 | 0 | 0 | 0 | 0 | 0 | 0 | 0 | 0 | 0 | 0 | 0 | 0 | 0 | 0 | 0 | 0 | 0 | 0 | 0 | 0 | 0 | 0 | 0 | 0 | 0 | 0 | 0 | 0 | 0 | 0 | 0 | 0 | Northern_California_Li_Battery_4hr | Northern_California_Li_Battery_8hr | Northern_California_Solar |  | Northern_California_Wind |  |  |  | Northern_California | Northern_California
PG&E NGBA | New Sub - Near existing Madeline (NVE) | 345 | CA | 96132 | LASSEN | 1 | 0 | 0 | 0 | 0 | 0 | 0 | 0 | 0 | 0 | 0 | 0 | 0 | 0 | 0 | 0 | 0 | 0 | 0 | 0 | 0 | 0 | 0 | 0 | 0 | 0 | 0 | 0 | 0 | 0 | 0 | 0 | 0 | 0 | 0 | 0 | 0 | 0 | 0 | 0 | 1 | 0 | 0 | 0 | 0 | 0 | 0 | 0 | 0 | 0 | 0 | 0 | 0 | 0 | 0 | 0 | 0 | 0 | 0 | 0 | 0 | 0 | 0 | 0 | 0 | 0 | 0 | 0 | 0 | 0 | 0 | 0 | 0 | 0 | 0 | 0 | 0 | 0 | 0 | 0 | 0 | 0 | 0 | 0 | 0 | 0 | 0 | 0 | 0 | 0 | 0 | 0 | 0 | 0 | 0 | 0 | 0 | 0 | Northern_California_Li_Battery_4hr | Northern_California_Li_Battery_8hr | Northern_California_Solar |  | Northern_California_Wind |  |  |  | Northern_California | Northern_California
SDGE | New Sub - North Gila - IV (Proposed) | 500 | CA |  |  | 4 | 0 | 0 | 0 | 0 | 0 | 0 | 0 | 0 | 0 | 0 | 0 | 0 | 0 | 0 | 0 | 0 | 0 | 0 | 0 | 0 | 0 | 0 | 0 | 0 | 0 | 0 | 0 | 0 | 0 | 0 | 1 | 1 | 1 | 0 | 0 | 0 | 1 | 0 | 0 | 0 | 0 | 0 | 0 | 0 | 0 | 0 | 0 | 0 | 0 | 0 | 0 | 0 | 0 | 0 | 0 | 0 | 0 | 0 | 0 | 0 | 0 | 0 | 0 | 0 | 0 | 0 | 0 | 0 | 0 | 0 | 0 | 0 | 0 | 0 | 0 | 0 | 0 | 0 | 0 | 0 | 0 | 0 | 0 | 0 | 0 | 0 | 0 | 0 | 0 | 0 | 0 | 0 | 0 | 0 | 0 | 0 | 0 | Greater_Imperial_Li_Battery_4hr | Greater_Imperial_Li_Battery_8hr | Greater_Imperial_Solar |  | Greater_Imperial_Wind |  |  |  | Greater_Imperial | Greater_Imperial
PG&E NGBA | New Sub - Pit 1 - Cottonwood (Proposed) | 230 | CA |  |  | 2 | 0 | 0 | 0 | 0 | 0 | 0 | 0 | 0 | 0 | 0 | 0 | 0 | 0 | 0 | 0 | 0 | 0 | 0 | 0 | 0 | 0 | 0 | 0 | 0 | 0 | 0 | 0 | 0 | 0 | 0 | 0 | 0 | 0 | 0 | 0 | 0 | 0 | 0 | 0 | 1 | 0 | 0 | 0 | 1 | 0 | 0 | 0 | 0 | 0 | 0 | 0 | 0 | 0 | 0 | 0 | 0 | 0 | 0 | 0 | 0 | 0 | 0 | 0 | 0 | 0 | 0 | 0 | 0 | 0 | 0 | 0 | 0 | 0 | 0 | 0 | 0 | 0 | 0 | 0 | 0 | 0 | 0 | 0 | 0 | 0 | 0 | 0 | 0 | 0 | 0 | 0 | 0 | 0 | 0 | 0 | 0 | 0 | Northern_California_Li_Battery_4hr | Northern_California_Li_Battery_8hr | Northern_California_Solar |  | Northern_California_Wind |  |  |  | Northern_California | Northern_California
PG&E GBA | New Sub - Rancho Seco - Bellota (Proposed) | 230 | CA |  |  | 3 | 0 | 0 | 0 | 0 | 0 | 0 | 0 | 0 | 0 | 0 | 0 | 0 | 0 | 0 | 0 | 0 | 0 | 0 | 0 | 0 | 0 | 0 | 0 | 0 | 0 | 0 | 0 | 0 | 0 | 0 | 0 | 0 | 0 | 0 | 0 | 0 | 0 | 0 | 0 | 0 | 0 | 0 | 0 | 0 | 0 | 1 | 0 | 0 | 0 | 0 | 0 | 0 | 0 | 0 | 0 | 0 | 0 | 0 | 0 | 1 | 1 | 0 | 0 | 0 | 0 | 0 | 0 | 0 | 0 | 0 | 0 | 0 | 0 | 0 | 0 | 0 | 0 | 0 | 0 | 0 | 0 | 0 | 0 | 0 | 0 | 0 | 0 | 0 | 0 | 0 | 0 | 0 | 0 | 0 | 0 | 0 | 0 | Northern_California_Li_Battery_4hr | Northern_California_Li_Battery_8hr | Northern_California_Solar |  | Solano_Wind |  |  |  | Northern_California | Solano
SDGE | New Sub - Suncrest - Ocotillo (Proposed) | 500 | CA |  |  | 4 | 0 | 0 | 0 | 0 | 0 | 0 | 0 | 0 | 0 | 0 | 0 | 0 | 0 | 0 | 0 | 0 | 0 | 0 | 0 | 0 | 0 | 0 | 0 | 0 | 0 | 0 | 0 | 0 | 0 | 0 | 1 | 1 | 1 | 0 | 0 | 1 | 0 | 0 | 0 | 0 | 0 | 0 | 0 | 0 | 0 | 0 | 0 | 0 | 0 | 0 | 0 | 0 | 0 | 0 | 0 | 0 | 0 | 0 | 0 | 0 | 0 | 0 | 0 | 0 | 0 | 0 | 0 | 0 | 0 | 0 | 0 | 0 | 0 | 0 | 0 | 0 | 0 | 0 | 0 | 0 | 0 | 0 | 0 | 0 | 0 | 0 | 0 | 0 | 0 | 0 | 0 | 0 | 0 | 0 | 0 | 0 | 0 | Greater_Imperial_Li_Battery_4hr | Greater_Imperial_Li_Battery_8hr | Greater_Imperial_Solar |  | Greater_Imperial_Wind |  |  |  | Greater_Imperial | Greater_Imperial
PG&E FRESNO | New Sub - Westley - Quinto (Proposed) | 230 | CA |  |  | 1 | 0 | 0 | 0 | 0 | 0 | 0 | 0 | 0 | 0 | 0 | 0 | 0 | 0 | 0 | 0 | 0 | 0 | 0 | 0 | 0 | 0 | 0 | 0 | 0 | 0 | 0 | 0 | 0 | 0 | 0 | 0 | 0 | 0 | 0 | 0 | 0 | 0 | 0 | 0 | 0 | 0 | 0 | 0 | 0 | 0 | 0 | 0 | 0 | 0 | 0 | 0 | 0 | 0 | 0 | 0 | 0 | 0 | 0 | 0 | 0 | 0 | 0 | 0 | 0 | 0 | 0 | 0 | 0 | 0 | 0 | 0 | 0 | 0 | 0 | 0 | 0 | 0 | 0 | 0 | 0 | 0 | 0 | 0 | 0 | 0 | 1 | 0 | 0 | 0 | 0 | 0 | 0 | 0 | 0 | 0 | 0 | 0 | Southern_PGAE_Li_Battery_4hr | Southern_PGAE_Li_Battery_8hr | Southern_PGAE_Solar |  | Central_Valley_North_Los_Banos_Wind |  |  |  | Southern_PGAE | Central_Valley_North_Los_Banos
PG&E GBA | Newark | 115 | CA | 94538 | ALAMEDA | 3 | 0 | 0 | 0 | 0 | 0 | 0 | 0 | 0 | 0 | 0 | 0 | 0 | 0 | 0 | 0 | 0 | 0 | 0 | 0 | 0 | 0 | 0 | 0 | 0 | 0 | 0 | 0 | 0 | 0 | 0 | 0 | 0 | 0 | 0 | 0 | 0 | 0 | 0 | 0 | 0 | 0 | 0 | 0 | 0 | 0 | 0 | 0 | 0 | 0 | 0 | 0 | 0 | 0 | 0 | 0 | 1 | 0 | 0 | 0 | 1 | 0 | 0 | 0 | 0 | 0 | 1 | 0 | 0 | 0 | 0 | 0 | 0 | 0 | 0 | 0 | 0 | 0 | 0 | 0 | 0 | 0 | 0 | 0 | 0 | 0 | 0 | 0 | 0 | 0 | 0 | 0 | 0 | 0 | 0 | 0 | 0 | 0 | Northern_California_Li_Battery_4hr | Northern_California_Li_Battery_8hr | Northern_California_Solar |  | Solano_Wind |  |  |  | Northern_California | Solano
PG&E GBA | Newark | 230 | CA | 94538 | ALAMEDA | 4 | 0 | 0 | 0 | 0 | 0 | 0 | 0 | 0 | 0 | 0 | 0 | 0 | 0 | 0 | 0 | 0 | 0 | 0 | 0 | 0 | 0 | 0 | 0 | 0 | 0 | 0 | 0 | 0 | 0 | 0 | 0 | 0 | 0 | 0 | 0 | 0 | 0 | 0 | 0 | 0 | 0 | 0 | 0 | 0 | 0 | 0 | 0 | 0 | 0 | 0 | 0 | 0 | 0 | 0 | 0 | 1 | 0 | 0 | 1 | 1 | 0 | 0 | 0 | 0 | 0 | 1 | 0 | 0 | 0 | 0 | 0 | 0 | 0 | 0 | 0 | 0 | 0 | 0 | 0 | 0 | 0 | 0 | 0 | 0 | 0 | 0 | 0 | 0 | 0 | 0 | 0 | 0 | 0 | 0 | 0 | 0 | 0 | Northern_California_Li_Battery_4hr | Northern_California_Li_Battery_8hr | Northern_California_Solar |  | Solano_Wind |  |  |  | Northern_California | Solano
PG&E GBA | Newark | 60 | CA | 94538 | ALAMEDA | 3 | 0 | 0 | 0 | 0 | 0 | 0 | 0 | 0 | 0 | 0 | 0 | 0 | 0 | 0 | 0 | 0 | 0 | 0 | 0 | 0 | 0 | 0 | 0 | 0 | 0 | 0 | 0 | 0 | 0 | 0 | 0 | 0 | 0 | 0 | 0 | 0 | 0 | 0 | 0 | 1 | 0 | 0 | 0 | 0 | 0 | 0 | 0 | 0 | 0 | 0 | 0 | 0 | 0 | 0 | 0 | 1 | 0 | 0 | 0 | 0 | 0 | 0 | 0 | 0 | 0 | 0 | 1 | 0 | 0 | 0 | 0 | 0 | 0 | 0 | 0 | 0 | 0 | 0 | 0 | 0 | 0 | 0 | 0 | 0 | 0 | 0 | 0 | 0 | 0 | 0 | 0 | 0 | 0 | 0 | 0 | 0 | 0 | Northern_California_Li_Battery_4hr | Northern_California_Li_Battery_8hr | Northern_California_Solar |  | Solano_Wind |  |  |  | Northern_California | Solano
PG&E FRESNO | Newhall | 115 | CA | 93622 | MADERA | 8 | 0 | 0 | 0 | 0 | 0 | 0 | 0 | 0 | 0 | 0 | 0 | 0 | 0 | 0 | 0 | 0 | 0 | 0 | 0 | 0 | 0 | 0 | 0 | 0 | 0 | 0 | 0 | 0 | 0 | 0 | 0 | 0 | 0 | 0 | 0 | 0 | 0 | 0 | 0 | 0 | 0 | 0 | 0 | 0 | 0 | 1 | 0 | 0 | 0 | 0 | 0 | 0 | 0 | 0 | 0 | 0 | 0 | 0 | 0 | 0 | 0 | 0 | 0 | 0 | 0 | 0 | 0 | 0 | 0 | 0 | 0 | 0 | 0 | 0 | 0 | 0 | 0 | 0 | 0 | 1 | 0 | 1 | 1 | 1 | 0 | 1 | 0 | 1 | 0 | 0 | 0 | 0 | 1 | 0 | 0 | 0 | 0 | Southern_PGAE_Li_Battery_4hr | Southern_PGAE_Li_Battery_8hr | Southern_PGAE_Solar |  | Central_Valley_North_Los_Banos_Wind |  |  |  | Southern_PGAE | Central_Valley_North_Los_Banos
PG&E KERN | Norco | 115 | CA | 93276 | KERN | 4 | 0 | 0 | 0 | 0 | 0 | 0 | 0 | 0 | 0 | 0 | 0 | 0 | 0 | 0 | 0 | 0 | 0 | 0 | 0 | 0 | 0 | 0 | 0 | 0 | 0 | 0 | 0 | 0 | 0 | 0 | 0 | 0 | 0 | 0 | 0 | 0 | 0 | 0 | 0 | 0 | 0 | 0 | 0 | 0 | 0 | 0 | 0 | 0 | 0 | 0 | 0 | 0 | 0 | 0 | 0 | 0 | 0 | 0 | 0 | 0 | 0 | 0 | 0 | 0 | 0 | 0 | 0 | 1 | 0 | 0 | 0 | 0 | 0 | 0 | 1 | 0 | 0 | 0 | 1 | 0 | 0 | 0 | 0 | 0 | 0 | 0 | 0 | 0 | 0 | 0 | 0 | 0 | 0 | 0 | 1 | 0 | 0 | Southern_PGAE_Li_Battery_4hr | Southern_PGAE_Li_Battery_8hr | Southern_PGAE_Solar |  | Central_Valley_North_Los_Banos_Wind |  |  |  | Southern_PGAE | Central_Valley_North_Los_Banos
PG&E GBA | Nortech | 115 | CA | 95134 | Santa Clara | 3 | 0 | 0 | 0 | 0 | 0 | 0 | 0 | 0 | 0 | 0 | 0 | 0 | 0 | 0 | 0 | 0 | 0 | 0 | 0 | 0 | 0 | 0 | 0 | 0 | 0 | 0 | 0 | 0 | 0 | 0 | 0 | 0 | 0 | 0 | 0 | 0 | 0 | 0 | 0 | 0 | 0 | 0 | 0 | 0 | 0 | 0 | 0 | 0 | 0 | 0 | 0 | 0 | 1 | 0 | 0 | 1 | 0 | 0 | 0 | 1 | 0 | 0 | 0 | 0 | 0 | 0 | 0 | 0 | 0 | 0 | 0 | 0 | 0 | 0 | 0 | 0 | 0 | 0 | 0 | 0 | 0 | 0 | 0 | 0 | 0 | 0 | 0 | 0 | 0 | 0 | 0 | 0 | 0 | 0 | 0 | 0 | 0 | Northern_California_Li_Battery_4hr | Northern_California_Li_Battery_8hr | Northern_California_Solar |  | Kern_Greater_Carrizo_Wind |  |  |  | Northern_California | Peninsula_Monterey
SDGE | North City Metering | 138 | CA | 92130 | SAN DIEGO | 3 | 0 | 0 | 0 | 0 | 0 | 0 | 0 | 0 | 0 | 0 | 0 | 0 | 0 | 0 | 0 | 0 | 0 | 0 | 0 | 0 | 0 | 0 | 0 | 0 | 0 | 0 | 0 | 0 | 1 | 0 | 1 | 0 | 1 | 0 | 0 | 0 | 0 | 0 | 0 | 0 | 0 | 0 | 0 | 0 | 0 | 0 | 0 | 0 | 0 | 0 | 0 | 0 | 0 | 0 | 0 | 0 | 0 | 0 | 0 | 0 | 0 | 0 | 0 | 0 | 0 | 0 | 0 | 0 | 0 | 0 | 0 | 0 | 0 | 0 | 0 | 0 | 0 | 0 | 0 | 0 | 0 | 0 | 0 | 0 | 0 | 0 | 0 | 0 | 0 | 0 | 0 | 0 | 0 | 0 | 0 | 0 | 0 | San_Diego_Li_Battery_4hr | San_Diego_Li_Battery_8hr | San_Diego_Solar |  | 0 |  |  |  | Greater_SD | Greater_SD
PG&E GBA | North Dublin | 230 | CA | 94588 | CONTRA COSTA | 4 | 0 | 0 | 0 | 0 | 0 | 0 | 0 | 0 | 0 | 0 | 0 | 0 | 0 | 0 | 0 | 0 | 0 | 0 | 0 | 0 | 0 | 0 | 0 | 0 | 0 | 0 | 0 | 0 | 0 | 0 | 0 | 0 | 0 | 0 | 0 | 0 | 0 | 0 | 0 | 1 | 0 | 0 | 0 | 0 | 0 | 0 | 0 | 0 | 0 | 0 | 0 | 0 | 0 | 0 | 0 | 1 | 0 | 0 | 0 | 1 | 0 | 0 | 0 | 0 | 0 | 0 | 1 | 0 | 0 | 0 | 0 | 0 | 0 | 0 | 0 | 0 | 0 | 0 | 0 | 0 | 0 | 0 | 0 | 0 | 0 | 0 | 0 | 0 | 0 | 0 | 0 | 0 | 0 | 0 | 0 | 0 | 0 | Northern_California_Li_Battery_4hr | Northern_California_Li_Battery_8hr | Northern_California_Solar |  | Solano_Wind |  |  |  | Northern_California | Solano
SDGE | North Gila | 500 | AZ | 85365 | YUMA | 3 | 0 | 0 | 0 | 0 | 0 | 0 | 0 | 0 | 0 | 0 | 0 | 0 | 0 | 0 | 0 | 0 | 0 | 0 | 0 | 0 | 0 | 0 | 0 | 0 | 0 | 0 | 0 | 0 | 0 | 0 | 1 | 1 | 1 | 0 | 0 | 0 | 0 | 0 | 0 | 0 | 0 | 0 | 0 | 0 | 0 | 0 | 0 | 0 | 0 | 0 | 0 | 0 | 0 | 0 | 0 | 0 | 0 | 0 | 0 | 0 | 0 | 0 | 0 | 0 | 0 | 0 | 0 | 0 | 0 | 0 | 0 | 0 | 0 | 0 | 0 | 0 | 0 | 0 | 0 | 0 | 0 | 0 | 0 | 0 | 0 | 0 | 0 | 0 | 0 | 0 | 0 | 0 | 0 | 0 | 0 | 0 | 0 | Arizona_Li_Battery_4hr | Arizona_Li_Battery_8hr | Arizona_Solar |  | 0 |  |  |  | Arizona | Arizona
SCE Metro | North of SONGS | 230 | CA |  |  | 1 | 0 | 0 | 0 | 0 | 0 | 0 | 0 | 0 | 0 | 1 | 0 | 0 | 0 | 0 | 0 | 0 | 0 | 0 | 0 | 0 | 0 | 0 | 0 | 0 | 0 | 0 | 0 | 0 | 0 | 0 | 0 | 0 | 0 | 0 | 0 | 0 | 0 | 0 | 0 | 0 | 0 | 0 | 0 | 0 | 0 | 0 | 0 | 0 | 0 | 0 | 0 | 0 | 0 | 0 | 0 | 0 | 0 | 0 | 0 | 0 | 0 | 0 | 0 | 0 | 0 | 0 | 0 | 0 | 0 | 0 | 0 | 0 | 0 | 0 | 0 | 0 | 0 | 0 | 0 | 0 | 0 | 0 | 0 | 0 | 0 | 0 | 0 | 0 | 0 | 0 | 0 | 0 | 0 | 0 | 0 | 0 | 0 | Greater_LA_Li_Battery_4hr | Greater_LA_Li_Battery_8hr | Greater_LA_Solar |  | 0 |  |  |  | Greater_LA | Greater_SD
SCE Metro | North of SONGS | 500 | CA |  |  | 1 | 0 | 0 | 0 | 0 | 0 | 0 | 0 | 0 | 0 | 1 | 0 | 0 | 0 | 0 | 0 | 0 | 0 | 0 | 0 | 0 | 0 | 0 | 0 | 0 | 0 | 0 | 0 | 0 | 0 | 0 | 0 | 0 | 0 | 0 | 0 | 0 | 0 | 0 | 0 | 0 | 0 | 0 | 0 | 0 | 0 | 0 | 0 | 0 | 0 | 0 | 0 | 0 | 0 | 0 | 0 | 0 | 0 | 0 | 0 | 0 | 0 | 0 | 0 | 0 | 0 | 0 | 0 | 0 | 0 | 0 | 0 | 0 | 0 | 0 | 0 | 0 | 0 | 0 | 0 | 0 | 0 | 0 | 0 | 0 | 0 | 0 | 0 | 0 | 0 | 0 | 0 | 0 | 0 | 0 | 0 | 0 | 0 | Greater_LA_Li_Battery_4hr | Greater_LA_Li_Battery_8hr | Greater_LA_Solar |  | 0 |  |  |  | Greater_LA | Greater_SD
PG&E NGBA | Notre Dame | 115 | CA | 95928 | Butte | 1 | 0 | 0 | 0 | 0 | 0 | 0 | 0 | 0 | 0 | 0 | 0 | 0 | 0 | 0 | 0 | 0 | 0 | 0 | 0 | 0 | 0 | 0 | 0 | 0 | 0 | 0 | 0 | 0 | 0 | 0 | 0 | 0 | 0 | 0 | 0 | 0 | 0 | 0 | 0 | 1 | 0 | 0 | 0 | 0 | 0 | 0 | 0 | 0 | 0 | 0 | 0 | 0 | 0 | 0 | 0 | 0 | 0 | 0 | 0 | 0 | 0 | 0 | 0 | 0 | 0 | 0 | 0 | 0 | 0 | 0 | 0 | 0 | 0 | 0 | 0 | 0 | 0 | 0 | 0 | 0 | 0 | 0 | 0 | 0 | 0 | 0 | 0 | 0 | 0 | 0 | 0 | 0 | 0 | 0 | 0 | 0 | 0 | Northern_California_Li_Battery_4hr | Northern_California_Li_Battery_8hr | Northern_California_Solar |  | Northern_California_Wind |  |  |  | Northern_California | Northern_California
PG&E GBA | Oakland C | 115 | CA | 94607 | ALAMEDA | 10 | 0 | 0 | 0 | 0 | 0 | 0 | 0 | 0 | 0 | 0 | 0 | 0 | 0 | 0 | 0 | 0 | 0 | 0 | 0 | 0 | 0 | 0 | 0 | 0 | 0 | 0 | 0 | 0 | 0 | 0 | 0 | 0 | 0 | 0 | 0 | 0 | 0 | 0 | 0 | 1 | 0 | 0 | 0 | 0 | 0 | 0 | 0 | 0 | 0 | 1 | 0 | 0 | 1 | 1 | 1 | 1 | 0 | 0 | 1 | 1 | 0 | 1 | 0 | 0 | 0 | 1 | 0 | 0 | 0 | 0 | 0 | 0 | 0 | 0 | 0 | 0 | 0 | 0 | 0 | 0 | 0 | 0 | 0 | 0 | 0 | 0 | 0 | 0 | 0 | 0 | 0 | 0 | 0 | 0 | 0 | 0 | 0 | Northern_California_Li_Battery_4hr | Northern_California_Li_Battery_8hr | Northern_California_Solar |  | Solano_Wind |  |  |  | Northern_California | Solano
PG&E GBA | Oakland J | 115 | CA | 94607 | ALAMEDA | 3 | 0 | 0 | 0 | 0 | 0 | 0 | 0 | 0 | 0 | 0 | 0 | 0 | 0 | 0 | 0 | 0 | 0 | 0 | 0 | 0 | 0 | 0 | 0 | 0 | 0 | 0 | 0 | 0 | 0 | 0 | 0 | 0 | 0 | 0 | 0 | 0 | 0 | 0 | 0 | 1 | 0 | 0 | 0 | 0 | 0 | 0 | 0 | 0 | 0 | 0 | 0 | 0 | 1 | 0 | 0 | 1 | 0 | 0 | 0 | 0 | 0 | 0 | 0 | 0 | 0 | 0 | 0 | 0 | 0 | 0 | 0 | 0 | 0 | 0 | 0 | 0 | 0 | 0 | 0 | 0 | 0 | 0 | 0 | 0 | 0 | 0 | 0 | 0 | 0 | 0 | 0 | 0 | 0 | 0 | 0 | 0 | 0 | Northern_California_Li_Battery_4hr | Northern_California_Li_Battery_8hr | Northern_California_Solar |  | Solano_Wind |  |  |  | Northern_California | Solano
PG&E GBA | Oakland L | 115 | CA | 94612 | ALAMEDA | 3 | 0 | 0 | 0 | 0 | 0 | 0 | 0 | 0 | 0 | 0 | 0 | 0 | 0 | 0 | 0 | 0 | 0 | 0 | 0 | 0 | 0 | 0 | 0 | 0 | 0 | 0 | 0 | 0 | 0 | 0 | 0 | 0 | 0 | 0 | 0 | 0 | 0 | 0 | 0 | 1 | 0 | 0 | 0 | 0 | 0 | 0 | 0 | 0 | 0 | 0 | 0 | 0 | 1 | 0 | 0 | 1 | 0 | 0 | 0 | 0 | 0 | 0 | 0 | 0 | 0 | 0 | 0 | 0 | 0 | 0 | 0 | 0 | 0 | 0 | 0 | 0 | 0 | 0 | 0 | 0 | 0 | 0 | 0 | 0 | 0 | 0 | 0 | 0 | 0 | 0 | 0 | 0 | 0 | 0 | 0 | 0 | 0 | Northern_California_Li_Battery_4hr | Northern_California_Li_Battery_8hr | Northern_California_Solar |  | Solano_Wind |  |  |  | Northern_California | Solano
PG&E GBA | Oakland X | 115 | CA | 94610 | ALAMEDA | 3 | 0 | 0 | 0 | 0 | 0 | 0 | 0 | 0 | 0 | 0 | 0 | 0 | 0 | 0 | 0 | 0 | 0 | 0 | 0 | 0 | 0 | 0 | 0 | 0 | 0 | 0 | 0 | 0 | 0 | 0 | 0 | 0 | 0 | 0 | 0 | 0 | 0 | 0 | 0 | 1 | 0 | 0 | 0 | 0 | 0 | 0 | 0 | 0 | 0 | 0 | 0 | 0 | 1 | 0 | 0 | 1 | 0 | 0 | 0 | 0 | 0 | 0 | 0 | 0 | 0 | 0 | 0 | 0 | 0 | 0 | 0 | 0 | 0 | 0 | 0 | 0 | 0 | 0 | 0 | 0 | 0 | 0 | 0 | 0 | 0 | 0 | 0 | 0 | 0 | 0 | 0 | 0 | 0 | 0 | 0 | 0 | 0 | Northern_California_Li_Battery_4hr | Northern_California_Li_Battery_8hr | Northern_California_Solar |  | Solano_Wind |  |  |  | Northern_California | Solano
SDGE | Ocean Ranch | 69 | CA | 92056 | San Diego | 4 | 0 | 0 | 0 | 0 | 0 | 0 | 0 | 0 | 0 | 0 | 0 | 0 | 0 | 0 | 0 | 0 | 0 | 0 | 0 | 0 | 0 | 0 | 0 | 0 | 0 | 1 | 0 | 0 | 0 | 0 | 0 | 0 | 1 | 1 | 0 | 0 | 0 | 1 | 0 | 0 | 0 | 0 | 0 | 0 | 0 | 0 | 0 | 0 | 0 | 0 | 0 | 0 | 0 | 0 | 0 | 0 | 0 | 0 | 0 | 0 | 0 | 0 | 0 | 0 | 0 | 0 | 0 | 0 | 0 | 0 | 0 | 0 | 0 | 0 | 0 | 0 | 0 | 0 | 0 | 0 | 0 | 0 | 0 | 0 | 0 | 0 | 0 | 0 | 0 | 0 | 0 | 0 | 0 | 0 | 0 | 0 | 0 | San_Diego_Li_Battery_4hr | San_Diego_Li_Battery_8hr | San_Diego_Solar |  | 0 |  |  |  | Greater_SD | Greater_SD
PG&E KERN | Oceano | 115 | CA | 93420 | SAN LUIS OBISPO | 5 | 0 | 0 | 0 | 0 | 0 | 0 | 0 | 0 | 0 | 0 | 0 | 0 | 0 | 0 | 0 | 0 | 0 | 0 | 0 | 0 | 0 | 0 | 0 | 0 | 0 | 0 | 0 | 0 | 0 | 0 | 0 | 0 | 0 | 0 | 0 | 0 | 0 | 0 | 0 | 0 | 0 | 0 | 0 | 0 | 0 | 0 | 0 | 0 | 0 | 0 | 0 | 0 | 0 | 0 | 0 | 0 | 0 | 0 | 0 | 0 | 0 | 0 | 0 | 0 | 0 | 0 | 0 | 1 | 1 | 0 | 0 | 0 | 0 | 0 | 0 | 0 | 0 | 0 | 0 | 1 | 0 | 0 | 0 | 0 | 0 | 1 | 0 | 0 | 0 | 0 | 0 | 0 | 0 | 0 | 0 | 1 | 0 | Southern_PGAE_Li_Battery_4hr | Southern_PGAE_Li_Battery_8hr | Southern_PGAE_Solar |  | Kern_Greater_Carrizo_Wind |  |  |  | Southern_PGAE | Kern_Greater_Carrizo
SDGE | Ocotillo Express | 500 | CA |  |  | 4 | 0 | 0 | 0 | 0 | 0 | 0 | 0 | 0 | 0 | 0 | 0 | 0 | 0 | 0 | 0 | 0 | 0 | 0 | 0 | 0 | 0 | 0 | 0 | 0 | 0 | 0 | 0 | 0 | 0 | 0 | 1 | 1 | 1 | 0 | 0 | 1 | 0 | 0 | 0 | 0 | 0 | 0 | 0 | 0 | 0 | 0 | 0 | 0 | 0 | 0 | 0 | 0 | 0 | 0 | 0 | 0 | 0 | 0 | 0 | 0 | 0 | 0 | 0 | 0 | 0 | 0 | 0 | 0 | 0 | 0 | 0 | 0 | 0 | 0 | 0 | 0 | 0 | 0 | 0 | 0 | 0 | 0 | 0 | 0 | 0 | 0 | 0 | 0 | 0 | 0 | 0 | 0 | 0 | 0 | 0 | 0 | 0 | Greater_Imperial_Li_Battery_4hr | Greater_Imperial_Li_Battery_8hr | Greater_Imperial_Solar |  | Greater_Imperial_Wind |  |  |  | Greater_Imperial | Greater_Imperial
PG&E KERN | Old River | 70 | CA | 93313 | Kern | 7 | 0 | 0 | 0 | 0 | 0 | 0 | 0 | 0 | 0 | 0 | 0 | 0 | 0 | 0 | 0 | 0 | 0 | 0 | 0 | 0 | 0 | 0 | 0 | 0 | 0 | 0 | 0 | 0 | 0 | 0 | 0 | 0 | 0 | 0 | 0 | 0 | 0 | 0 | 0 | 0 | 0 | 0 | 0 | 0 | 0 | 0 | 0 | 0 | 0 | 0 | 0 | 0 | 0 | 0 | 0 | 0 | 0 | 0 | 0 | 0 | 0 | 0 | 0 | 0 | 0 | 0 | 0 | 1 | 0 | 0 | 1 | 1 | 1 | 0 | 1 | 0 | 0 | 0 | 1 | 0 | 0 | 0 | 0 | 0 | 0 | 0 | 0 | 0 | 0 | 0 | 0 | 0 | 0 | 0 | 1 | 0 | 0 | Southern_PGAE_Li_Battery_4hr | Southern_PGAE_Li_Battery_8hr | Southern_PGAE_Solar |  | Central_Valley_North_Los_Banos_Wind |  |  |  | Southern_PGAE | Central_Valley_North_Los_Banos
SDGE | Old Town | 230 | CA | 92110 | SAN DIEGO | 2 | 0 | 0 | 0 | 0 | 0 | 0 | 0 | 0 | 0 | 0 | 0 | 0 | 0 | 0 | 0 | 0 | 0 | 0 | 0 | 0 | 0 | 0 | 0 | 0 | 0 | 0 | 0 | 0 | 0 | 0 | 1 | 0 | 1 | 0 | 0 | 0 | 0 | 0 | 0 | 0 | 0 | 0 | 0 | 0 | 0 | 0 | 0 | 0 | 0 | 0 | 0 | 0 | 0 | 0 | 0 | 0 | 0 | 0 | 0 | 0 | 0 | 0 | 0 | 0 | 0 | 0 | 0 | 0 | 0 | 0 | 0 | 0 | 0 | 0 | 0 | 0 | 0 | 0 | 0 | 0 | 0 | 0 | 0 | 0 | 0 | 0 | 0 | 0 | 0 | 0 | 0 | 0 | 0 | 0 | 0 | 0 | 0 | San_Diego_Li_Battery_4hr | San_Diego_Li_Battery_8hr | San_Diego_Solar |  | 0 |  |  |  | Greater_SD | Greater_SD
SCE Metro | Olinda | 230 | CA | 91748 | LOS ANGELES | 1 | 0 | 0 | 0 | 0 | 0 | 0 | 0 | 0 | 0 | 1 | 0 | 0 | 0 | 0 | 0 | 0 | 0 | 0 | 0 | 0 | 0 | 0 | 0 | 0 | 0 | 0 | 0 | 0 | 0 | 0 | 0 | 0 | 0 | 0 | 0 | 0 | 0 | 0 | 0 | 0 | 0 | 0 | 0 | 0 | 0 | 0 | 0 | 0 | 0 | 0 | 0 | 0 | 0 | 0 | 0 | 0 | 0 | 0 | 0 | 0 | 0 | 0 | 0 | 0 | 0 | 0 | 0 | 0 | 0 | 0 | 0 | 0 | 0 | 0 | 0 | 0 | 0 | 0 | 0 | 0 | 0 | 0 | 0 | 0 | 0 | 0 | 0 | 0 | 0 | 0 | 0 | 0 | 0 | 0 | 0 | 0 | 0 | Greater_LA_Li_Battery_4hr | Greater_LA_Li_Battery_8hr | Greater_LA_Solar |  | 0 |  |  |  | Greater_LA | Greater_LA
PG&E FRESNO | Olive | 115 | CA |  |  | 8 | 0 | 0 | 0 | 0 | 0 | 0 | 0 | 0 | 0 | 0 | 0 | 0 | 0 | 0 | 0 | 0 | 0 | 0 | 0 | 0 | 0 | 0 | 0 | 0 | 0 | 0 | 0 | 0 | 0 | 0 | 0 | 0 | 0 | 0 | 0 | 0 | 0 | 0 | 0 | 0 | 0 | 0 | 0 | 0 | 0 | 0 | 0 | 0 | 0 | 0 | 0 | 0 | 0 | 0 | 0 | 0 | 0 | 0 | 0 | 0 | 0 | 0 | 0 | 0 | 0 | 0 | 0 | 1 | 0 | 1 | 1 | 0 | 0 | 0 | 1 | 1 | 0 | 0 | 1 | 1 | 0 | 0 | 0 | 0 | 0 | 0 | 0 | 0 | 0 | 0 | 0 | 0 | 0 | 0 | 1 | 0 | 0 | Southern_PGAE_Li_Battery_4hr | Southern_PGAE_Li_Battery_8hr | Southern_PGAE_Solar |  | Central_Valley_North_Los_Banos_Wind |  |  |  | Southern_PGAE | Central_Valley_North_Los_Banos
PG&E NGBA | Olivehurst | 115 | CA | 95961 | YUBA | 7 | 0 | 0 | 0 | 0 | 0 | 0 | 0 | 0 | 0 | 0 | 0 | 0 | 0 | 0 | 0 | 0 | 0 | 0 | 0 | 0 | 0 | 0 | 0 | 0 | 0 | 0 | 0 | 0 | 0 | 0 | 0 | 0 | 0 | 0 | 0 | 0 | 0 | 0 | 0 | 1 | 0 | 0 | 0 | 0 | 1 | 1 | 1 | 1 | 0 | 0 | 0 | 0 | 0 | 0 | 0 | 0 | 0 | 0 | 0 | 1 | 1 | 0 | 0 | 0 | 0 | 0 | 0 | 0 | 0 | 0 | 0 | 0 | 0 | 0 | 0 | 0 | 0 | 0 | 0 | 0 | 0 | 0 | 0 | 0 | 0 | 0 | 0 | 0 | 0 | 0 | 0 | 0 | 0 | 0 | 0 | 0 | 0 | Northern_California_Li_Battery_4hr | Northern_California_Li_Battery_8hr | Northern_California_Solar |  | Northern_California_Wind |  |  |  | Northern_California | Northern_California
PG&E NGBA | Oregon Trail | 60 | CA | 96003 | Shasta | 1 | 0 | 0 | 0 | 0 | 0 | 0 | 0 | 0 | 0 | 0 | 0 | 0 | 0 | 0 | 0 | 0 | 0 | 0 | 0 | 0 | 0 | 0 | 0 | 0 | 0 | 0 | 0 | 0 | 0 | 0 | 0 | 0 | 0 | 0 | 0 | 0 | 0 | 0 | 0 | 1 | 0 | 0 | 0 | 0 | 0 | 0 | 0 | 0 | 0 | 0 | 0 | 0 | 0 | 0 | 0 | 0 | 0 | 0 | 0 | 0 | 0 | 0 | 0 | 0 | 0 | 0 | 0 | 0 | 0 | 0 | 0 | 0 | 0 | 0 | 0 | 0 | 0 | 0 | 0 | 0 | 0 | 0 | 0 | 0 | 0 | 0 | 0 | 0 | 0 | 0 | 0 | 0 | 0 | 0 | 0 | 0 | 0 | Northern_California_Li_Battery_4hr | Northern_California_Li_Battery_8hr | Northern_California_Solar |  | Northern_California_Wind |  |  |  | Northern_California | Northern_California
SCE Northern | Ormond Beach | 230 | CA | 93033 | VENTURA | 3 | 0 | 0 | 1 | 0 | 1 | 0 | 0 | 0 | 0 | 0 | 0 | 0 | 0 | 0 | 0 | 0 | 0 | 0 | 0 | 0 | 0 | 0 | 0 | 0 | 1 | 0 | 0 | 0 | 0 | 0 | 0 | 0 | 0 | 0 | 0 | 0 | 0 | 0 | 0 | 0 | 0 | 0 | 0 | 0 | 0 | 0 | 0 | 0 | 0 | 0 | 0 | 0 | 0 | 0 | 0 | 0 | 0 | 0 | 0 | 0 | 0 | 0 | 0 | 0 | 0 | 0 | 0 | 0 | 0 | 0 | 0 | 0 | 0 | 0 | 0 | 0 | 0 | 0 | 0 | 0 | 0 | 0 | 0 | 0 | 0 | 0 | 0 | 0 | 0 | 0 | 0 | 0 | 0 | 0 | 0 | 0 | 0 | Greater_LA_Li_Battery_4hr | Greater_LA_Li_Battery_8hr | Greater_LA_Solar |  | 0 |  |  |  | Greater_LA | Greater_LA
PG&E FRESNO | Oro Loma | 115 | CA | 93622 | FRESNO | 5 | 0 | 0 | 0 | 0 | 0 | 0 | 0 | 0 | 0 | 0 | 0 | 0 | 0 | 0 | 0 | 0 | 0 | 0 | 0 | 0 | 0 | 0 | 0 | 0 | 0 | 0 | 0 | 0 | 0 | 0 | 0 | 0 | 0 | 0 | 0 | 0 | 0 | 0 | 0 | 0 | 0 | 0 | 0 | 0 | 0 | 0 | 0 | 0 | 0 | 0 | 0 | 0 | 0 | 0 | 0 | 0 | 0 | 0 | 0 | 0 | 0 | 0 | 0 | 0 | 0 | 0 | 0 | 0 | 0 | 0 | 0 | 0 | 0 | 0 | 0 | 0 | 0 | 0 | 0 | 1 | 0 | 1 | 0 | 0 | 0 | 1 | 0 | 1 | 0 | 0 | 0 | 0 | 1 | 0 | 0 | 0 | 0 | Southern_PGAE_Li_Battery_4hr | Southern_PGAE_Li_Battery_8hr | Southern_PGAE_Solar |  | Central_Valley_North_Los_Banos_Wind |  |  |  | Southern_PGAE | Central_Valley_North_Los_Banos
PG&E FRESNO | Oro Loma | 70 | CA | 93622 | FRESNO | 4 | 0 | 0 | 0 | 0 | 0 | 0 | 0 | 0 | 0 | 0 | 0 | 0 | 0 | 0 | 0 | 0 | 0 | 0 | 0 | 0 | 0 | 0 | 0 | 0 | 0 | 0 | 0 | 0 | 0 | 0 | 0 | 0 | 0 | 0 | 0 | 0 | 0 | 0 | 0 | 0 | 0 | 0 | 0 | 0 | 0 | 0 | 0 | 0 | 0 | 0 | 0 | 0 | 0 | 0 | 0 | 0 | 0 | 0 | 0 | 0 | 0 | 0 | 0 | 0 | 0 | 0 | 0 | 0 | 0 | 0 | 0 | 0 | 0 | 0 | 0 | 0 | 0 | 0 | 0 | 1 | 0 | 0 | 0 | 0 | 0 | 1 | 0 | 1 | 0 | 0 | 0 | 0 | 1 | 0 | 0 | 0 | 0 | Southern_PGAE_Li_Battery_4hr | Southern_PGAE_Li_Battery_8hr | Southern_PGAE_Solar |  | Central_Valley_North_Los_Banos_Wind |  |  |  | Southern_PGAE | Central_Valley_North_Los_Banos
PG&E FRESNO | Orosi | 70 | CA | 93647 | Tulare | 5 | 0 | 0 | 0 | 0 | 0 | 0 | 0 | 0 | 0 | 0 | 0 | 0 | 0 | 0 | 0 | 0 | 0 | 0 | 0 | 0 | 0 | 0 | 0 | 0 | 0 | 0 | 0 | 0 | 0 | 0 | 0 | 0 | 0 | 0 | 0 | 0 | 0 | 0 | 0 | 0 | 0 | 0 | 0 | 0 | 0 | 0 | 0 | 0 | 0 | 0 | 0 | 0 | 0 | 0 | 0 | 0 | 0 | 0 | 0 | 0 | 0 | 0 | 0 | 0 | 0 | 0 | 0 | 0 | 1 | 0 | 0 | 0 | 0 | 0 | 0 | 0 | 0 | 0 | 0 | 1 | 0 | 1 | 0 | 1 | 0 | 1 | 0 | 0 | 0 | 0 | 0 | 0 | 0 | 0 | 0 | 0 | 0 | Southern_PGAE_Li_Battery_4hr | Southern_PGAE_Li_Battery_8hr | Southern_PGAE_Solar |  | Central_Valley_North_Los_Banos_Wind |  |  |  | Southern_PGAE | Central_Valley_North_Los_Banos
SDGE | Otay | 69 | CA | 91911 | SAN DIEGO | 5 | 0 | 0 | 0 | 0 | 0 | 0 | 0 | 0 | 0 | 0 | 0 | 0 | 0 | 0 | 0 | 0 | 0 | 0 | 0 | 0 | 0 | 0 | 0 | 0 | 0 | 0 | 0 | 0 | 0 | 1 | 1 | 0 | 1 | 0 | 0 | 1 | 1 | 0 | 0 | 0 | 0 | 0 | 0 | 0 | 0 | 0 | 0 | 0 | 0 | 0 | 0 | 0 | 0 | 0 | 0 | 0 | 0 | 0 | 0 | 0 | 0 | 0 | 0 | 0 | 0 | 0 | 0 | 0 | 0 | 0 | 0 | 0 | 0 | 0 | 0 | 0 | 0 | 0 | 0 | 0 | 0 | 0 | 0 | 0 | 0 | 0 | 0 | 0 | 0 | 0 | 0 | 0 | 0 | 0 | 0 | 0 | 0 | San_Diego_Li_Battery_4hr | San_Diego_Li_Battery_8hr | San_Diego_Solar |  | 0 |  |  |  | Greater_SD | Greater_SD
SDGE | Otay Mesa | 230 | CA | 92154 | SAN DIEGO | 6 | 0 | 0 | 0 | 0 | 0 | 0 | 0 | 0 | 0 | 0 | 0 | 0 | 0 | 0 | 0 | 0 | 0 | 0 | 0 | 0 | 0 | 0 | 0 | 0 | 0 | 0 | 0 | 0 | 1 | 0 | 1 | 0 | 1 | 0 | 1 | 1 | 1 | 0 | 0 | 0 | 0 | 0 | 0 | 0 | 0 | 0 | 0 | 0 | 0 | 0 | 0 | 0 | 0 | 0 | 0 | 0 | 0 | 0 | 0 | 0 | 0 | 0 | 0 | 0 | 0 | 0 | 0 | 0 | 0 | 0 | 0 | 0 | 0 | 0 | 0 | 0 | 0 | 0 | 0 | 0 | 0 | 0 | 0 | 0 | 0 | 0 | 0 | 0 | 0 | 0 | 0 | 0 | 0 | 0 | 0 | 0 | 0 | San_Diego_Li_Battery_4hr | San_Diego_Li_Battery_8hr | San_Diego_Solar |  | 0 |  |  |  | Greater_SD | Greater_SD
PG&E FRESNO | Padre Flats SW STA | 230 | CA |  |  | 2 | 0 | 0 | 0 | 0 | 0 | 0 | 0 | 0 | 0 | 0 | 0 | 0 | 0 | 0 | 0 | 0 | 0 | 0 | 0 | 0 | 0 | 0 | 0 | 0 | 0 | 0 | 0 | 0 | 0 | 0 | 0 | 0 | 0 | 0 | 0 | 0 | 0 | 0 | 0 | 0 | 0 | 0 | 0 | 0 | 0 | 0 | 0 | 0 | 0 | 0 | 0 | 0 | 0 | 0 | 0 | 0 | 0 | 0 | 0 | 0 | 0 | 0 | 0 | 0 | 0 | 0 | 0 | 0 | 0 | 0 | 0 | 0 | 0 | 0 | 0 | 0 | 0 | 0 | 0 | 1 | 0 | 0 | 0 | 0 | 0 | 1 | 0 | 0 | 0 | 0 | 0 | 0 | 0 | 0 | 0 | 0 | 0 | Southern_PGAE_Li_Battery_4hr | Southern_PGAE_Li_Battery_8hr | Southern_PGAE_Solar |  | Central_Valley_North_Los_Banos_Wind |  |  |  | Southern_PGAE | Central_Valley_North_Los_Banos
EOP | Pahrump | 138 | NV | 89048 | NYE | 3 | 0 | 0 | 0 | 0 | 0 | 0 | 0 | 0 | 0 | 0 | 0 | 0 | 0 | 0 | 0 | 0 | 0 | 0 | 0 | 0 | 0 | 0 | 1 | 1 | 1 | 0 | 0 | 0 | 0 | 0 | 0 | 0 | 0 | 0 | 0 | 0 | 0 | 0 | 0 | 0 | 0 | 0 | 0 | 0 | 0 | 0 | 0 | 0 | 0 | 0 | 0 | 0 | 0 | 0 | 0 | 0 | 0 | 0 | 0 | 0 | 0 | 0 | 0 | 0 | 0 | 0 | 0 | 0 | 0 | 0 | 0 | 0 | 0 | 0 | 0 | 0 | 0 | 0 | 0 | 0 | 0 | 0 | 0 | 0 | 0 | 0 | 0 | 0 | 0 | 0 | 0 | 0 | 0 | 0 | 0 | 0 | 0 | Southern_NV_Eldorado_Li_Battery_4hr | Southern_NV_Eldorado_Li_Battery_8hr | Southern_NV_Eldorado_Solar |  | Southern_NV_Eldorado_Wind |  |  |  | Southern_NV_Eldorado | Southern_NV_Eldorado
EOP | Pahrump | 230 | NV | 89048 | NYE | 3 | 0 | 0 | 0 | 0 | 0 | 0 | 0 | 0 | 0 | 0 | 0 | 0 | 0 | 0 | 0 | 0 | 0 | 0 | 0 | 0 | 0 | 0 | 1 | 1 | 1 | 0 | 0 | 0 | 0 | 0 | 0 | 0 | 0 | 0 | 0 | 0 | 0 | 0 | 0 | 0 | 0 | 0 | 0 | 0 | 0 | 0 | 0 | 0 | 0 | 0 | 0 | 0 | 0 | 0 | 0 | 0 | 0 | 0 | 0 | 0 | 0 | 0 | 0 | 0 | 0 | 0 | 0 | 0 | 0 | 0 | 0 | 0 | 0 | 0 | 0 | 0 | 0 | 0 | 0 | 0 | 0 | 0 | 0 | 0 | 0 | 0 | 0 | 0 | 0 | 0 | 0 | 0 | 0 | 0 | 0 | 0 | 0 | Southern_NV_Eldorado_Li_Battery_4hr | Southern_NV_Eldorado_Li_Battery_8hr | Southern_NV_Eldorado_Solar |  | Southern_NV_Eldorado_Wind |  |  |  | Southern_NV_Eldorado | Southern_NV_Eldorado
SDGE | Pala | 69 | CA | 92059 | SAN DIEGO | 6 | 0 | 0 | 0 | 0 | 0 | 0 | 0 | 0 | 0 | 0 | 0 | 0 | 0 | 0 | 0 | 0 | 0 | 0 | 0 | 0 | 0 | 0 | 0 | 0 | 0 | 1 | 0 | 0 | 1 | 0 | 1 | 0 | 1 | 1 | 0 | 0 | 0 | 1 | 0 | 0 | 0 | 0 | 0 | 0 | 0 | 0 | 0 | 0 | 0 | 0 | 0 | 0 | 0 | 0 | 0 | 0 | 0 | 0 | 0 | 0 | 0 | 0 | 0 | 0 | 0 | 0 | 0 | 0 | 0 | 0 | 0 | 0 | 0 | 0 | 0 | 0 | 0 | 0 | 0 | 0 | 0 | 0 | 0 | 0 | 0 | 0 | 0 | 0 | 0 | 0 | 0 | 0 | 0 | 0 | 0 | 0 | 0 | San_Diego_Li_Battery_4hr | San_Diego_Li_Battery_8hr | San_Diego_Solar |  | 0 |  |  |  | Greater_SD | Greater_SD
PG&E NGBA | Palermo | 115 | CA | 95966 | BUTTE | 7 | 0 | 0 | 0 | 0 | 0 | 0 | 0 | 0 | 0 | 0 | 0 | 0 | 0 | 0 | 0 | 0 | 0 | 0 | 0 | 0 | 0 | 0 | 0 | 0 | 0 | 0 | 0 | 0 | 0 | 0 | 0 | 0 | 0 | 0 | 0 | 0 | 0 | 0 | 0 | 1 | 0 | 0 | 0 | 0 | 1 | 1 | 1 | 1 | 0 | 0 | 0 | 0 | 0 | 0 | 0 | 0 | 0 | 0 | 0 | 1 | 1 | 0 | 0 | 0 | 0 | 0 | 0 | 0 | 0 | 0 | 0 | 0 | 0 | 0 | 0 | 0 | 0 | 0 | 0 | 0 | 0 | 0 | 0 | 0 | 0 | 0 | 0 | 0 | 0 | 0 | 0 | 0 | 0 | 0 | 0 | 0 | 0 | Northern_California_Li_Battery_4hr | Northern_California_Li_Battery_8hr | Northern_California_Solar |  | Northern_California_Wind |  |  |  | Northern_California | Northern_California
PG&E NGBA | Palermo | 230 | CA | 95966 | BUTTE | 6 | 0 | 0 | 0 | 0 | 0 | 0 | 0 | 0 | 0 | 0 | 0 | 0 | 0 | 0 | 0 | 0 | 0 | 0 | 0 | 0 | 0 | 0 | 0 | 0 | 0 | 0 | 0 | 0 | 0 | 0 | 0 | 0 | 0 | 0 | 0 | 0 | 0 | 0 | 0 | 1 | 0 | 0 | 0 | 0 | 0 | 1 | 1 | 1 | 0 | 0 | 0 | 0 | 0 | 0 | 0 | 0 | 0 | 0 | 0 | 1 | 1 | 0 | 0 | 0 | 0 | 0 | 0 | 0 | 0 | 0 | 0 | 0 | 0 | 0 | 0 | 0 | 0 | 0 | 0 | 0 | 0 | 0 | 0 | 0 | 0 | 0 | 0 | 0 | 0 | 0 | 0 | 0 | 0 | 0 | 0 | 0 | 0 | Northern_California_Li_Battery_4hr | Northern_California_Li_Battery_8hr | Northern_California_Solar |  | Northern_California_Wind |  |  |  | Northern_California | Northern_California
SCE Eastern | Palo Verde | 500 | AZ | 85354 | MARICOPA | 3 | 0 | 0 | 0 | 0 | 0 | 0 | 0 | 0 | 0 | 0 | 0 | 0 | 0 | 0 | 0 | 0 | 0 | 1 | 0 | 0 | 0 | 1 | 0 | 0 | 1 | 0 | 0 | 0 | 0 | 0 | 0 | 0 | 0 | 0 | 0 | 0 | 0 | 0 | 0 | 0 | 0 | 0 | 0 | 0 | 0 | 0 | 0 | 0 | 0 | 0 | 0 | 0 | 0 | 0 | 0 | 0 | 0 | 0 | 0 | 0 | 0 | 0 | 0 | 0 | 0 | 0 | 0 | 0 | 0 | 0 | 0 | 0 | 0 | 0 | 0 | 0 | 0 | 0 | 0 | 0 | 0 | 0 | 0 | 0 | 0 | 0 | 0 | 0 | 0 | 0 | 0 | 0 | 0 | 0 | 0 | 0 | 0 | Arizona_Li_Battery_4hr | Arizona_Li_Battery_8hr | Arizona_Solar |  | 0 | New_Mexico_Wind |  |  | Arizona | Arizona
SDGE | Palomar Energy | 230 | CA | 92008 | SAN DIEGO | 5 | 0 | 0 | 0 | 0 | 0 | 0 | 0 | 0 | 0 | 0 | 0 | 0 | 0 | 0 | 0 | 0 | 0 | 0 | 0 | 0 | 0 | 0 | 0 | 0 | 0 | 1 | 0 | 0 | 1 | 0 | 1 | 0 | 1 | 0 | 0 | 0 | 0 | 1 | 0 | 0 | 0 | 0 | 0 | 0 | 0 | 0 | 0 | 0 | 0 | 0 | 0 | 0 | 0 | 0 | 0 | 0 | 0 | 0 | 0 | 0 | 0 | 0 | 0 | 0 | 0 | 0 | 0 | 0 | 0 | 0 | 0 | 0 | 0 | 0 | 0 | 0 | 0 | 0 | 0 | 0 | 0 | 0 | 0 | 0 | 0 | 0 | 0 | 0 | 0 | 0 | 0 | 0 | 0 | 0 | 0 | 0 | 0 | San_Diego_Li_Battery_4hr | San_Diego_Li_Battery_8hr | San_Diego_Solar |  | 0 |  |  |  | Greater_SD | Greater_SD
PG&E KERN | Panama | 70 | CA | 93307 | Kern | 3 | 0 | 0 | 0 | 0 | 0 | 0 | 0 | 0 | 0 | 0 | 0 | 0 | 0 | 0 | 0 | 0 | 0 | 0 | 0 | 0 | 0 | 0 | 0 | 0 | 0 | 0 | 0 | 0 | 0 | 0 | 0 | 0 | 0 | 0 | 0 | 0 | 0 | 0 | 0 | 0 | 0 | 0 | 0 | 0 | 0 | 0 | 0 | 0 | 0 | 0 | 0 | 0 | 0 | 0 | 0 | 0 | 0 | 0 | 0 | 0 | 0 | 0 | 0 | 0 | 0 | 0 | 0 | 1 | 1 | 0 | 0 | 0 | 0 | 0 | 0 | 0 | 0 | 0 | 0 | 1 | 0 | 0 | 0 | 0 | 0 | 0 | 0 | 0 | 0 | 0 | 0 | 0 | 0 | 0 | 0 | 0 | 0 | Southern_PGAE_Li_Battery_4hr | Southern_PGAE_Li_Battery_8hr | Southern_PGAE_Solar |  | Central_Valley_North_Los_Banos_Wind |  |  |  | Southern_PGAE | Central_Valley_North_Los_Banos
PG&E FRESNO | Panoche | 115 | CA | 93622 | FRESNO | 8 | 0 | 0 | 0 | 0 | 0 | 0 | 0 | 0 | 0 | 0 | 0 | 0 | 0 | 0 | 0 | 0 | 0 | 0 | 0 | 0 | 0 | 0 | 0 | 0 | 0 | 0 | 0 | 0 | 0 | 0 | 0 | 0 | 0 | 0 | 0 | 0 | 0 | 0 | 0 | 0 | 0 | 0 | 0 | 0 | 0 | 1 | 0 | 0 | 0 | 0 | 0 | 0 | 0 | 0 | 0 | 0 | 0 | 0 | 0 | 0 | 0 | 0 | 0 | 0 | 0 | 0 | 0 | 0 | 0 | 0 | 0 | 0 | 0 | 0 | 0 | 0 | 0 | 0 | 1 | 1 | 1 | 1 | 1 | 0 | 0 | 1 | 0 | 1 | 0 | 0 | 0 | 0 | 0 | 0 | 0 | 0 | 0 | Southern_PGAE_Li_Battery_4hr | Southern_PGAE_Li_Battery_8hr | Southern_PGAE_Solar |  | Central_Valley_North_Los_Banos_Wind |  |  |  | Southern_PGAE | Central_Valley_North_Los_Banos
PG&E FRESNO | Panoche | 230 | CA | 93622 | FRESNO | 4 | 0 | 0 | 0 | 0 | 0 | 0 | 0 | 0 | 0 | 0 | 0 | 0 | 0 | 0 | 0 | 0 | 0 | 0 | 0 | 0 | 0 | 0 | 0 | 0 | 0 | 0 | 0 | 0 | 0 | 0 | 0 | 0 | 0 | 0 | 0 | 0 | 0 | 0 | 0 | 0 | 0 | 0 | 0 | 0 | 0 | 0 | 0 | 0 | 0 | 0 | 0 | 0 | 0 | 0 | 0 | 0 | 0 | 0 | 0 | 0 | 0 | 0 | 0 | 0 | 0 | 0 | 0 | 0 | 0 | 0 | 0 | 0 | 0 | 0 | 0 | 0 | 0 | 0 | 1 | 1 | 0 | 1 | 0 | 0 | 0 | 1 | 0 | 0 | 0 | 0 | 0 | 0 | 0 | 0 | 0 | 0 | 0 | Southern_PGAE_Li_Battery_4hr | Southern_PGAE_Li_Battery_8hr | Southern_PGAE_Solar |  | Central_Valley_North_Los_Banos_Wind |  |  |  | Southern_PGAE | Central_Valley_North_Los_Banos
SCE Northern | Pardee | 230 | CA | 91355 | LOS ANGELES | 2 | 0 | 0 | 1 | 0 | 0 | 0 | 0 | 0 | 0 | 0 | 0 | 0 | 0 | 0 | 0 | 0 | 0 | 0 | 0 | 0 | 0 | 0 | 0 | 0 | 1 | 0 | 0 | 0 | 0 | 0 | 0 | 0 | 0 | 0 | 0 | 0 | 0 | 0 | 0 | 0 | 0 | 0 | 0 | 0 | 0 | 0 | 0 | 0 | 0 | 0 | 0 | 0 | 0 | 0 | 0 | 0 | 0 | 0 | 0 | 0 | 0 | 0 | 0 | 0 | 0 | 0 | 0 | 0 | 0 | 0 | 0 | 0 | 0 | 0 | 0 | 0 | 0 | 0 | 0 | 0 | 0 | 0 | 0 | 0 | 0 | 0 | 0 | 0 | 0 | 0 | 0 | 0 | 0 | 0 | 0 | 0 | 0 | Greater_LA_Li_Battery_4hr | Greater_LA_Li_Battery_8hr | Greater_LA_Solar |  | Tehachapi_Wind |  |  |  | Greater_LA | Tehachapi
PG&E NGBA | Parkway | 230 | CA | 94591 | SOLANO | 3 | 0 | 0 | 0 | 0 | 0 | 0 | 0 | 0 | 0 | 0 | 0 | 0 | 0 | 0 | 0 | 0 | 0 | 0 | 0 | 0 | 0 | 0 | 0 | 0 | 0 | 0 | 0 | 0 | 0 | 0 | 0 | 0 | 0 | 0 | 0 | 0 | 0 | 0 | 0 | 1 | 0 | 0 | 0 | 0 | 0 | 0 | 0 | 0 | 0 | 0 | 0 | 0 | 0 | 0 | 0 | 1 | 0 | 0 | 0 | 0 | 0 | 0 | 0 | 0 | 0 | 0 | 1 | 0 | 0 | 0 | 0 | 0 | 0 | 0 | 0 | 0 | 0 | 0 | 0 | 0 | 0 | 0 | 0 | 0 | 0 | 0 | 0 | 0 | 0 | 0 | 0 | 0 | 0 | 0 | 0 | 0 | 0 | Northern_California_Li_Battery_4hr | Northern_California_Li_Battery_8hr | Northern_California_Solar |  | Solano_Wind |  |  |  | Northern_California | Solano
SCE Northern | Pastoria | 230 | CA | 93560 | KERN | 3 | 0 | 0 | 1 | 0 | 0 | 0 | 1 | 0 | 0 | 0 | 0 | 0 | 0 | 0 | 0 | 0 | 0 | 0 | 0 | 0 | 0 | 0 | 0 | 0 | 1 | 0 | 0 | 0 | 0 | 0 | 0 | 0 | 0 | 0 | 0 | 0 | 0 | 0 | 0 | 0 | 0 | 0 | 0 | 0 | 0 | 0 | 0 | 0 | 0 | 0 | 0 | 0 | 0 | 0 | 0 | 0 | 0 | 0 | 0 | 0 | 0 | 0 | 0 | 0 | 0 | 0 | 0 | 0 | 0 | 0 | 0 | 0 | 0 | 0 | 0 | 0 | 0 | 0 | 0 | 0 | 0 | 0 | 0 | 0 | 0 | 0 | 0 | 0 | 0 | 0 | 0 | 0 | 0 | 0 | 0 | 0 | 0 | Tehachapi_Li_Battery_4hr | Tehachapi_Li_Battery_8hr | Tehachapi_Solar |  | Central_Valley_North_Los_Banos_Wind |  |  |  | Tehachapi | Central_Valley_North_Los_Banos
SCE Metro | Pauda | 230 | CA | 91786 | SAN BERNARDINO | 1 | 0 | 0 | 0 | 0 | 0 | 0 | 0 | 0 | 0 | 1 | 0 | 0 | 0 | 0 | 0 | 0 | 0 | 0 | 0 | 0 | 0 | 0 | 0 | 0 | 0 | 0 | 0 | 0 | 0 | 0 | 0 | 0 | 0 | 0 | 0 | 0 | 0 | 0 | 0 | 0 | 0 | 0 | 0 | 0 | 0 | 0 | 0 | 0 | 0 | 0 | 0 | 0 | 0 | 0 | 0 | 0 | 0 | 0 | 0 | 0 | 0 | 0 | 0 | 0 | 0 | 0 | 0 | 0 | 0 | 0 | 0 | 0 | 0 | 0 | 0 | 0 | 0 | 0 | 0 | 0 | 0 | 0 | 0 | 0 | 0 | 0 | 0 | 0 | 0 | 0 | 0 | 0 | 0 | 0 | 0 | 0 | 0 | Greater_LA_Li_Battery_4hr | Greater_LA_Li_Battery_8hr | Greater_LA_Solar |  | Greater_Kramer_Wind |  |  |  | Greater_LA | Greater_Kramer
PG&E GBA | Paul Sweet | 115 | CA | 95065 | Santa Cruz | 1 | 0 | 0 | 0 | 0 | 0 | 0 | 0 | 0 | 0 | 0 | 0 | 0 | 0 | 0 | 0 | 0 | 0 | 0 | 0 | 0 | 0 | 0 | 0 | 0 | 0 | 0 | 0 | 0 | 0 | 0 | 0 | 0 | 0 | 0 | 0 | 0 | 0 | 0 | 0 | 0 | 0 | 0 | 0 | 0 | 0 | 0 | 0 | 0 | 0 | 0 | 0 | 0 | 0 | 0 | 0 | 0 | 0 | 0 | 0 | 0 | 0 | 0 | 0 | 0 | 1 | 0 | 0 | 0 | 0 | 0 | 0 | 0 | 0 | 0 | 0 | 0 | 0 | 0 | 0 | 0 | 0 | 0 | 0 | 0 | 0 | 0 | 0 | 0 | 0 | 0 | 0 | 0 | 0 | 0 | 0 | 0 | 0 | Northern_California_Li_Battery_4hr | Northern_California_Li_Battery_8hr | Northern_California_Solar |  | Kern_Greater_Carrizo_Wind |  |  |  | Northern_California | Peninsula_Monterey
PG&E NGBA | Peabody | 230 | CA | 94533 | SOLANO | 6 | 0 | 0 | 0 | 0 | 0 | 0 | 0 | 0 | 0 | 0 | 0 | 0 | 0 | 0 | 0 | 0 | 0 | 0 | 0 | 0 | 0 | 0 | 0 | 0 | 0 | 0 | 0 | 0 | 0 | 0 | 0 | 0 | 0 | 0 | 0 | 0 | 0 | 0 | 0 | 1 | 0 | 0 | 0 | 0 | 0 | 0 | 0 | 0 | 0 | 0 | 0 | 0 | 0 | 1 | 1 | 1 | 0 | 0 | 0 | 0 | 0 | 0 | 0 | 0 | 0 | 1 | 1 | 0 | 0 | 0 | 0 | 0 | 0 | 0 | 0 | 0 | 0 | 0 | 0 | 0 | 0 | 0 | 0 | 0 | 0 | 0 | 0 | 0 | 0 | 0 | 0 | 0 | 0 | 0 | 0 | 0 | 0 | Northern_California_Li_Battery_4hr | Northern_California_Li_Battery_8hr | Northern_California_Solar |  | Solano_Wind |  |  |  | Northern_California | Solano
PG&E NGBA | Pease | 115 | CA | 95993 | SUTTER | 7 | 0 | 0 | 0 | 0 | 0 | 0 | 0 | 0 | 0 | 0 | 0 | 0 | 0 | 0 | 0 | 0 | 0 | 0 | 0 | 0 | 0 | 0 | 0 | 0 | 0 | 0 | 0 | 0 | 0 | 0 | 0 | 0 | 0 | 0 | 0 | 0 | 0 | 0 | 0 | 1 | 0 | 0 | 0 | 0 | 1 | 1 | 1 | 1 | 0 | 0 | 0 | 0 | 0 | 0 | 0 | 0 | 0 | 0 | 0 | 1 | 1 | 0 | 0 | 0 | 0 | 0 | 0 | 0 | 0 | 0 | 0 | 0 | 0 | 0 | 0 | 0 | 0 | 0 | 0 | 0 | 0 | 0 | 0 | 0 | 0 | 0 | 0 | 0 | 0 | 0 | 0 | 0 | 0 | 0 | 0 | 0 | 0 | Northern_California_Li_Battery_4hr | Northern_California_Li_Battery_8hr | Northern_California_Solar |  | Northern_California_Wind |  |  |  | Northern_California | Northern_California
PG&E NGBA | Pease | 60 | CA | 95993 | SUTTER | 7 | 0 | 0 | 0 | 0 | 0 | 0 | 0 | 0 | 0 | 0 | 0 | 0 | 0 | 0 | 0 | 0 | 0 | 0 | 0 | 0 | 0 | 0 | 0 | 0 | 0 | 0 | 0 | 0 | 0 | 0 | 0 | 0 | 0 | 0 | 0 | 0 | 0 | 0 | 0 | 1 | 0 | 0 | 0 | 0 | 1 | 1 | 1 | 1 | 0 | 0 | 0 | 0 | 0 | 0 | 0 | 0 | 0 | 0 | 0 | 1 | 1 | 0 | 0 | 0 | 0 | 0 | 0 | 0 | 0 | 0 | 0 | 0 | 0 | 0 | 0 | 0 | 0 | 0 | 0 | 0 | 0 | 0 | 0 | 0 | 0 | 0 | 0 | 0 | 0 | 0 | 0 | 0 | 0 | 0 | 0 | 0 | 0 | Northern_California_Li_Battery_4hr | Northern_California_Li_Battery_8hr | Northern_California_Solar |  | Northern_California_Wind |  |  |  | Northern_California | Northern_California
SDGE | Penasquitos | 138 | CA | 92130 | SAN DIEGO | 2 | 0 | 0 | 0 | 0 | 0 | 0 | 0 | 0 | 0 | 0 | 0 | 0 | 0 | 0 | 0 | 0 | 0 | 0 | 0 | 0 | 0 | 0 | 0 | 0 | 0 | 0 | 0 | 0 | 0 | 0 | 1 | 0 | 1 | 0 | 0 | 0 | 0 | 0 | 0 | 0 | 0 | 0 | 0 | 0 | 0 | 0 | 0 | 0 | 0 | 0 | 0 | 0 | 0 | 0 | 0 | 0 | 0 | 0 | 0 | 0 | 0 | 0 | 0 | 0 | 0 | 0 | 0 | 0 | 0 | 0 | 0 | 0 | 0 | 0 | 0 | 0 | 0 | 0 | 0 | 0 | 0 | 0 | 0 | 0 | 0 | 0 | 0 | 0 | 0 | 0 | 0 | 0 | 0 | 0 | 0 | 0 | 0 | San_Diego_Li_Battery_4hr | San_Diego_Li_Battery_8hr | San_Diego_Solar |  | 0 |  |  |  | Greater_SD | Greater_SD
SDGE | Penasquitos | 230 | CA | 92130 | SAN DIEGO | 2 | 0 | 0 | 0 | 0 | 0 | 0 | 0 | 0 | 0 | 0 | 0 | 0 | 0 | 0 | 0 | 0 | 0 | 0 | 0 | 0 | 0 | 0 | 0 | 0 | 0 | 0 | 0 | 0 | 0 | 0 | 1 | 0 | 1 | 0 | 0 | 0 | 0 | 0 | 0 | 0 | 0 | 0 | 0 | 0 | 0 | 0 | 0 | 0 | 0 | 0 | 0 | 0 | 0 | 0 | 0 | 0 | 0 | 0 | 0 | 0 | 0 | 0 | 0 | 0 | 0 | 0 | 0 | 0 | 0 | 0 | 0 | 0 | 0 | 0 | 0 | 0 | 0 | 0 | 0 | 0 | 0 | 0 | 0 | 0 | 0 | 0 | 0 | 0 | 0 | 0 | 0 | 0 | 0 | 0 | 0 | 0 | 0 | San_Diego_Li_Battery_4hr | San_Diego_Li_Battery_8hr | San_Diego_Solar |  | 0 |  |  |  | Greater_SD | Greater_SD
SDGE | Penasquitos | 69 | CA | 92130 | SAN DIEGO | 2 | 0 | 0 | 0 | 0 | 0 | 0 | 0 | 0 | 0 | 0 | 0 | 0 | 0 | 0 | 0 | 0 | 0 | 0 | 0 | 0 | 0 | 0 | 0 | 0 | 0 | 0 | 0 | 0 | 0 | 0 | 1 | 0 | 1 | 0 | 0 | 0 | 0 | 0 | 0 | 0 | 0 | 0 | 0 | 0 | 0 | 0 | 0 | 0 | 0 | 0 | 0 | 0 | 0 | 0 | 0 | 0 | 0 | 0 | 0 | 0 | 0 | 0 | 0 | 0 | 0 | 0 | 0 | 0 | 0 | 0 | 0 | 0 | 0 | 0 | 0 | 0 | 0 | 0 | 0 | 0 | 0 | 0 | 0 | 0 | 0 | 0 | 0 | 0 | 0 | 0 | 0 | 0 | 0 | 0 | 0 | 0 | 0 | San_Diego_Li_Battery_4hr | San_Diego_Li_Battery_8hr | San_Diego_Solar |  | 0 |  |  |  | Greater_SD | Greater_SD
SDGE | Pendleton | 69 | CA | 92058 | San Diego | 4 | 0 | 0 | 0 | 0 | 0 | 0 | 0 | 0 | 0 | 0 | 0 | 0 | 0 | 0 | 0 | 0 | 0 | 0 | 0 | 0 | 0 | 0 | 0 | 0 | 0 | 1 | 0 | 0 | 0 | 0 | 0 | 0 | 1 | 1 | 0 | 0 | 0 | 1 | 0 | 0 | 0 | 0 | 0 | 0 | 0 | 0 | 0 | 0 | 0 | 0 | 0 | 0 | 0 | 0 | 0 | 0 | 0 | 0 | 0 | 0 | 0 | 0 | 0 | 0 | 0 | 0 | 0 | 0 | 0 | 0 | 0 | 0 | 0 | 0 | 0 | 0 | 0 | 0 | 0 | 0 | 0 | 0 | 0 | 0 | 0 | 0 | 0 | 0 | 0 | 0 | 0 | 0 | 0 | 0 | 0 | 0 | 0 | San_Diego_Li_Battery_4hr | San_Diego_Li_Battery_8hr | San_Diego_Solar |  | 0 |  |  |  | Greater_SD | Greater_SD
PG&E NGBA | Penngrove | 115 | CA | 94928 | SONOMA | 3 | 0 | 0 | 0 | 0 | 0 | 0 | 0 | 0 | 0 | 0 | 0 | 0 | 0 | 0 | 0 | 0 | 0 | 0 | 0 | 0 | 0 | 0 | 0 | 0 | 0 | 0 | 0 | 0 | 0 | 0 | 0 | 0 | 0 | 0 | 0 | 0 | 0 | 0 | 0 | 1 | 0 | 0 | 0 | 0 | 0 | 0 | 0 | 0 | 0 | 0 | 0 | 0 | 1 | 0 | 0 | 0 | 0 | 0 | 0 | 0 | 0 | 0 | 0 | 0 | 0 | 0 | 1 | 0 | 0 | 0 | 0 | 0 | 0 | 0 | 0 | 0 | 0 | 0 | 0 | 0 | 0 | 0 | 0 | 0 | 0 | 0 | 0 | 0 | 0 | 0 | 0 | 0 | 0 | 0 | 0 | 0 | 0 | Northern_California_Li_Battery_4hr | Northern_California_Li_Battery_8hr | Northern_California_Solar |  | Northern_California_Wind |  |  |  | Northern_California | Mendocino_Marin
PG&E GBA | Peoria | 115 | CA | 95327 | TUOLUMNE | 5 | 0 | 0 | 0 | 0 | 0 | 0 | 0 | 0 | 0 | 0 | 0 | 0 | 0 | 0 | 0 | 0 | 0 | 0 | 0 | 0 | 0 | 0 | 0 | 0 | 0 | 0 | 0 | 0 | 0 | 0 | 0 | 0 | 0 | 0 | 0 | 0 | 0 | 0 | 0 | 0 | 0 | 0 | 0 | 0 | 0 | 1 | 0 | 0 | 0 | 0 | 0 | 0 | 0 | 0 | 0 | 1 | 0 | 1 | 0 | 1 | 0 | 0 | 0 | 0 | 0 | 1 | 0 | 0 | 0 | 0 | 0 | 0 | 0 | 0 | 0 | 0 | 0 | 0 | 0 | 0 | 0 | 0 | 0 | 0 | 0 | 0 | 0 | 0 | 0 | 0 | 0 | 0 | 0 | 0 | 0 | 0 | 0 | Northern_California_Li_Battery_4hr | Northern_California_Li_Battery_8hr | Northern_California_Solar |  | Central_Valley_North_Los_Banos_Wind |  |  |  | Northern_California | El_Dorado_Mariposa
PG&E GBA | Piercy | 115 | CA | 95138 | SANTA CLARA | 2 | 0 | 0 | 0 | 0 | 0 | 0 | 0 | 0 | 0 | 0 | 0 | 0 | 0 | 0 | 0 | 0 | 0 | 0 | 0 | 0 | 0 | 0 | 0 | 0 | 0 | 0 | 0 | 0 | 0 | 0 | 0 | 0 | 0 | 0 | 0 | 0 | 0 | 0 | 0 | 0 | 0 | 0 | 0 | 0 | 0 | 0 | 0 | 0 | 0 | 0 | 0 | 0 | 0 | 0 | 0 | 1 | 0 | 0 | 0 | 1 | 0 | 0 | 0 | 0 | 0 | 0 | 0 | 0 | 0 | 0 | 0 | 0 | 0 | 0 | 0 | 0 | 0 | 0 | 0 | 0 | 0 | 0 | 0 | 0 | 0 | 0 | 0 | 0 | 0 | 0 | 0 | 0 | 0 | 0 | 0 | 0 | 0 | Northern_California_Li_Battery_4hr | Northern_California_Li_Battery_8hr | Northern_California_Solar |  | Kern_Greater_Carrizo_Wind |  |  |  | Northern_California | Peninsula_Monterey
PG&E FRESNO | Pine Flat | 230 | CA | 93657 | FRESNO | 6 | 0 | 0 | 0 | 0 | 0 | 0 | 0 | 0 | 0 | 0 | 0 | 0 | 0 | 0 | 0 | 0 | 0 | 0 | 0 | 0 | 0 | 0 | 0 | 0 | 0 | 0 | 0 | 0 | 0 | 0 | 0 | 0 | 0 | 0 | 0 | 0 | 0 | 0 | 0 | 0 | 0 | 0 | 0 | 0 | 0 | 1 | 0 | 0 | 0 | 0 | 0 | 0 | 0 | 0 | 0 | 0 | 0 | 0 | 0 | 0 | 0 | 0 | 0 | 0 | 0 | 0 | 0 | 0 | 0 | 0 | 0 | 0 | 0 | 0 | 0 | 0 | 0 | 0 | 1 | 1 | 0 | 1 | 0 | 0 | 0 | 1 | 0 | 0 | 0 | 1 | 0 | 0 | 0 | 0 | 0 | 0 | 0 | Southern_PGAE_Li_Battery_4hr | Southern_PGAE_Li_Battery_8hr | Southern_PGAE_Solar |  | Central_Valley_North_Los_Banos_Wind |  |  |  | Southern_PGAE | Central_Valley_North_Los_Banos
SCE NOL | Pisgah | 230 | CA | 92338 | SAN BERNARDINO | 2 | 0 | 0 | 0 | 0 | 0 | 0 | 0 | 0 | 0 | 0 | 0 | 0 | 0 | 1 | 1 | 0 | 0 | 0 | 0 | 0 | 0 | 0 | 0 | 0 | 0 | 0 | 0 | 0 | 0 | 0 | 0 | 0 | 0 | 0 | 0 | 0 | 0 | 0 | 0 | 0 | 0 | 0 | 0 | 0 | 0 | 0 | 0 | 0 | 0 | 0 | 0 | 0 | 0 | 0 | 0 | 0 | 0 | 0 | 0 | 0 | 0 | 0 | 0 | 0 | 0 | 0 | 0 | 0 | 0 | 0 | 0 | 0 | 0 | 0 | 0 | 0 | 0 | 0 | 0 | 0 | 0 | 0 | 0 | 0 | 0 | 0 | 0 | 0 | 0 | 0 | 0 | 0 | 0 | 0 | 0 | 0 | 0 | Greater_Kramer_Li_Battery_4hr | Greater_Kramer_Li_Battery_8hr | Greater_Kramer_Solar |  | Greater_Kramer_Wind |  |  |  | Greater_Kramer | Greater_Kramer
PG&E NGBA | Pit 1 | 230 | CA | 96028 | SHASTA | 2 | 0 | 0 | 0 | 0 | 0 | 0 | 0 | 0 | 0 | 0 | 0 | 0 | 0 | 0 | 0 | 0 | 0 | 0 | 0 | 0 | 0 | 0 | 0 | 0 | 0 | 0 | 0 | 0 | 0 | 0 | 0 | 0 | 0 | 0 | 0 | 0 | 0 | 0 | 0 | 1 | 0 | 0 | 0 | 1 | 0 | 0 | 0 | 0 | 0 | 0 | 0 | 0 | 0 | 0 | 0 | 0 | 0 | 0 | 0 | 0 | 0 | 0 | 0 | 0 | 0 | 0 | 0 | 0 | 0 | 0 | 0 | 0 | 0 | 0 | 0 | 0 | 0 | 0 | 0 | 0 | 0 | 0 | 0 | 0 | 0 | 0 | 0 | 0 | 0 | 0 | 0 | 0 | 0 | 0 | 0 | 0 | 0 | Northern_California_Li_Battery_4hr | Northern_California_Li_Battery_8hr | Northern_California_Solar |  | Northern_California_Wind |  |  |  | Northern_California | Northern_California
PG&E NGBA | Pit 1 | 60 | CA | 96028 | SHASTA | 2 | 0 | 0 | 0 | 0 | 0 | 0 | 0 | 0 | 0 | 0 | 0 | 0 | 0 | 0 | 0 | 0 | 0 | 0 | 0 | 0 | 0 | 0 | 0 | 0 | 0 | 0 | 0 | 0 | 0 | 0 | 0 | 0 | 0 | 0 | 0 | 0 | 0 | 0 | 0 | 1 | 0 | 0 | 0 | 1 | 0 | 0 | 0 | 0 | 0 | 0 | 0 | 0 | 0 | 0 | 0 | 0 | 0 | 0 | 0 | 0 | 0 | 0 | 0 | 0 | 0 | 0 | 0 | 0 | 0 | 0 | 0 | 0 | 0 | 0 | 0 | 0 | 0 | 0 | 0 | 0 | 0 | 0 | 0 | 0 | 0 | 0 | 0 | 0 | 0 | 0 | 0 | 0 | 0 | 0 | 0 | 0 | 0 | Northern_California_Li_Battery_4hr | Northern_California_Li_Battery_8hr | Northern_California_Solar |  | Northern_California_Wind |  |  |  | Northern_California | Northern_California
PG&E NGBA | Pit 3 | 230 | CA | 96065 | SHASTA | 2 | 0 | 0 | 0 | 0 | 0 | 0 | 0 | 0 | 0 | 0 | 0 | 0 | 0 | 0 | 0 | 0 | 0 | 0 | 0 | 0 | 0 | 0 | 0 | 0 | 0 | 0 | 0 | 0 | 0 | 0 | 0 | 0 | 0 | 0 | 0 | 0 | 0 | 0 | 0 | 1 | 0 | 0 | 0 | 1 | 0 | 0 | 0 | 0 | 0 | 0 | 0 | 0 | 0 | 0 | 0 | 0 | 0 | 0 | 0 | 0 | 0 | 0 | 0 | 0 | 0 | 0 | 0 | 0 | 0 | 0 | 0 | 0 | 0 | 0 | 0 | 0 | 0 | 0 | 0 | 0 | 0 | 0 | 0 | 0 | 0 | 0 | 0 | 0 | 0 | 0 | 0 | 0 | 0 | 0 | 0 | 0 | 0 | Northern_California_Li_Battery_4hr | Northern_California_Li_Battery_8hr | Northern_California_Solar |  | Northern_California_Wind |  |  |  | Northern_California | Northern_California
PG&E NGBA | Pit 4 | 230 | CA | 96065 | SHASTA | 1 | 0 | 0 | 0 | 0 | 0 | 0 | 0 | 0 | 0 | 0 | 0 | 0 | 0 | 0 | 0 | 0 | 0 | 0 | 0 | 0 | 0 | 0 | 0 | 0 | 0 | 0 | 0 | 0 | 0 | 0 | 0 | 0 | 0 | 0 | 0 | 0 | 0 | 0 | 0 | 1 | 0 | 0 | 0 | 0 | 0 | 0 | 0 | 0 | 0 | 0 | 0 | 0 | 0 | 0 | 0 | 0 | 0 | 0 | 0 | 0 | 0 | 0 | 0 | 0 | 0 | 0 | 0 | 0 | 0 | 0 | 0 | 0 | 0 | 0 | 0 | 0 | 0 | 0 | 0 | 0 | 0 | 0 | 0 | 0 | 0 | 0 | 0 | 0 | 0 | 0 | 0 | 0 | 0 | 0 | 0 | 0 | 0 | Northern_California_Li_Battery_4hr | Northern_California_Li_Battery_8hr | Northern_California_Solar |  | Northern_California_Wind |  |  |  | Northern_California | Northern_California
PG&E GBA | Pittsburg | 115 | CA | 94565 | CONTRA COSTA | 8 | 0 | 0 | 0 | 0 | 0 | 0 | 0 | 0 | 0 | 0 | 0 | 0 | 0 | 0 | 0 | 0 | 0 | 0 | 0 | 0 | 0 | 0 | 0 | 0 | 0 | 0 | 0 | 0 | 0 | 0 | 0 | 0 | 0 | 0 | 0 | 0 | 0 | 0 | 0 | 1 | 0 | 0 | 0 | 0 | 0 | 0 | 0 | 0 | 0 | 1 | 0 | 0 | 1 | 1 | 0 | 1 | 0 | 0 | 1 | 1 | 0 | 0 | 0 | 0 | 0 | 1 | 0 | 0 | 0 | 0 | 0 | 0 | 0 | 0 | 0 | 0 | 0 | 0 | 0 | 0 | 0 | 0 | 0 | 0 | 0 | 0 | 0 | 0 | 0 | 0 | 0 | 0 | 0 | 0 | 0 | 0 | 0 | Northern_California_Li_Battery_4hr | Northern_California_Li_Battery_8hr | Northern_California_Solar |  | Solano_Wind |  |  |  | Northern_California | Solano
PG&E GBA | Pittsburg | 230 | CA | 94565 | CONTRA COSTA | 9 | 0 | 0 | 0 | 0 | 0 | 0 | 0 | 0 | 0 | 0 | 0 | 0 | 0 | 0 | 0 | 0 | 0 | 0 | 0 | 0 | 0 | 0 | 0 | 0 | 0 | 0 | 0 | 0 | 0 | 0 | 0 | 0 | 0 | 0 | 0 | 0 | 0 | 0 | 0 | 1 | 0 | 0 | 0 | 0 | 0 | 0 | 0 | 0 | 0 | 1 | 0 | 0 | 1 | 1 | 1 | 1 | 0 | 0 | 1 | 1 | 0 | 0 | 0 | 0 | 0 | 1 | 0 | 0 | 0 | 0 | 0 | 0 | 0 | 0 | 0 | 0 | 0 | 0 | 0 | 0 | 0 | 0 | 0 | 0 | 0 | 0 | 0 | 0 | 0 | 0 | 0 | 0 | 0 | 0 | 0 | 0 | 0 | Northern_California_Li_Battery_4hr | Northern_California_Li_Battery_8hr | Northern_California_Solar |  | Solano_Wind |  |  |  | Northern_California | Solano
PG&E NGBA | Pleasant Grove | 115 | CA | 95765 | PLACER | 8 | 0 | 0 | 0 | 0 | 0 | 0 | 0 | 0 | 0 | 0 | 0 | 0 | 0 | 0 | 0 | 0 | 0 | 0 | 0 | 0 | 0 | 0 | 0 | 0 | 0 | 0 | 0 | 0 | 0 | 0 | 0 | 0 | 0 | 0 | 0 | 0 | 0 | 0 | 0 | 1 | 0 | 0 | 1 | 0 | 1 | 1 | 1 | 1 | 0 | 0 | 0 | 0 | 0 | 0 | 0 | 0 | 0 | 0 | 0 | 1 | 1 | 0 | 0 | 0 | 0 | 0 | 0 | 0 | 0 | 0 | 0 | 0 | 0 | 0 | 0 | 0 | 0 | 0 | 0 | 0 | 0 | 0 | 0 | 0 | 0 | 0 | 0 | 0 | 0 | 0 | 0 | 0 | 0 | 0 | 0 | 0 | 0 | Northern_California_Li_Battery_4hr | Northern_California_Li_Battery_8hr | Northern_California_Solar |  | Northern_California_Wind |  |  |  | Northern_California | Northern_California
PG&E NGBA | POE | 230 | CA | 95965 | BUTTE | 9 | 0 | 0 | 0 | 0 | 0 | 0 | 0 | 0 | 0 | 0 | 0 | 0 | 0 | 0 | 0 | 0 | 0 | 0 | 0 | 0 | 0 | 0 | 0 | 0 | 0 | 0 | 0 | 0 | 0 | 0 | 0 | 0 | 0 | 0 | 0 | 0 | 0 | 0 | 0 | 1 | 1 | 0 | 1 | 0 | 1 | 1 | 1 | 1 | 0 | 0 | 0 | 0 | 0 | 0 | 0 | 0 | 0 | 0 | 0 | 1 | 1 | 0 | 0 | 0 | 0 | 0 | 0 | 0 | 0 | 0 | 0 | 0 | 0 | 0 | 0 | 0 | 0 | 0 | 0 | 0 | 0 | 0 | 0 | 0 | 0 | 0 | 0 | 0 | 0 | 0 | 0 | 0 | 0 | 0 | 0 | 0 | 0 | Northern_California_Li_Battery_4hr | Northern_California_Li_Battery_8hr | Northern_California_Solar |  | Northern_California_Wind |  |  |  | Northern_California | Northern_California
SDGE | Point Loma | 69 | CA | 92107 | SAN DIEGO | 3 | 0 | 0 | 0 | 0 | 0 | 0 | 0 | 0 | 0 | 0 | 0 | 0 | 0 | 0 | 0 | 0 | 0 | 0 | 0 | 0 | 0 | 0 | 0 | 0 | 0 | 0 | 0 | 0 | 1 | 0 | 1 | 0 | 1 | 0 | 0 | 0 | 0 | 0 | 0 | 0 | 0 | 0 | 0 | 0 | 0 | 0 | 0 | 0 | 0 | 0 | 0 | 0 | 0 | 0 | 0 | 0 | 0 | 0 | 0 | 0 | 0 | 0 | 0 | 0 | 0 | 0 | 0 | 0 | 0 | 0 | 0 | 0 | 0 | 0 | 0 | 0 | 0 | 0 | 0 | 0 | 0 | 0 | 0 | 0 | 0 | 0 | 0 | 0 | 0 | 0 | 0 | 0 | 0 | 0 | 0 | 0 | 0 | San_Diego_Li_Battery_4hr | San_Diego_Li_Battery_8hr | San_Diego_Solar |  | 0 |  |  |  | Greater_SD | Greater_SD
SDGE | Pomerado | 69 | CA | 92064 | SAN DIEGO | 5 | 0 | 0 | 0 | 0 | 0 | 0 | 0 | 0 | 0 | 0 | 0 | 0 | 0 | 0 | 0 | 0 | 0 | 0 | 0 | 0 | 0 | 0 | 0 | 0 | 0 | 1 | 0 | 0 | 1 | 0 | 1 | 0 | 1 | 0 | 0 | 0 | 0 | 1 | 0 | 0 | 0 | 0 | 0 | 0 | 0 | 0 | 0 | 0 | 0 | 0 | 0 | 0 | 0 | 0 | 0 | 0 | 0 | 0 | 0 | 0 | 0 | 0 | 0 | 0 | 0 | 0 | 0 | 0 | 0 | 0 | 0 | 0 | 0 | 0 | 0 | 0 | 0 | 0 | 0 | 0 | 0 | 0 | 0 | 0 | 0 | 0 | 0 | 0 | 0 | 0 | 0 | 0 | 0 | 0 | 0 | 0 | 0 | San_Diego_Li_Battery_4hr | San_Diego_Li_Battery_8hr | San_Diego_Solar |  | 0 |  |  |  | Greater_SD | Greater_SD
PG&E KERN | Poso Mountain | 115 | CA | 93308 | KERN | 5 | 0 | 0 | 0 | 0 | 0 | 0 | 0 | 0 | 0 | 0 | 0 | 0 | 0 | 0 | 0 | 0 | 0 | 0 | 0 | 0 | 0 | 0 | 0 | 0 | 0 | 0 | 0 | 0 | 0 | 0 | 0 | 0 | 0 | 0 | 0 | 0 | 0 | 0 | 0 | 0 | 0 | 0 | 0 | 0 | 0 | 0 | 0 | 0 | 0 | 0 | 0 | 0 | 0 | 0 | 0 | 0 | 0 | 0 | 0 | 0 | 0 | 0 | 0 | 0 | 0 | 0 | 0 | 0 | 1 | 0 | 1 | 0 | 0 | 0 | 1 | 0 | 0 | 0 | 1 | 0 | 0 | 0 | 0 | 0 | 0 | 0 | 0 | 0 | 0 | 0 | 0 | 0 | 0 | 0 | 1 | 0 | 0 | Southern_PGAE_Li_Battery_4hr | Southern_PGAE_Li_Battery_8hr | Southern_PGAE_Solar |  | Central_Valley_North_Los_Banos_Wind |  |  |  | Southern_PGAE | Central_Valley_North_Los_Banos
EOP | Primm | 230 | NV | 89019 | CLARK | 2 | 0 | 0 | 0 | 0 | 0 | 0 | 0 | 0 | 0 | 0 | 0 | 0 | 0 | 0 | 0 | 0 | 0 | 0 | 0 | 0 | 0 | 0 | 0 | 1 | 1 | 0 | 0 | 0 | 0 | 0 | 0 | 0 | 0 | 0 | 0 | 0 | 0 | 0 | 0 | 0 | 0 | 0 | 0 | 0 | 0 | 0 | 0 | 0 | 0 | 0 | 0 | 0 | 0 | 0 | 0 | 0 | 0 | 0 | 0 | 0 | 0 | 0 | 0 | 0 | 0 | 0 | 0 | 0 | 0 | 0 | 0 | 0 | 0 | 0 | 0 | 0 | 0 | 0 | 0 | 0 | 0 | 0 | 0 | 0 | 0 | 0 | 0 | 0 | 0 | 0 | 0 | 0 | 0 | 0 | 0 | 0 | 0 | Southern_NV_Eldorado_Li_Battery_4hr | Southern_NV_Eldorado_Li_Battery_8hr | Southern_NV_Eldorado_Solar |  | Southern_NV_Eldorado_Wind |  |  |  | Southern_NV_Eldorado | Southern_NV_Eldorado
PG&E NGBA | Putah Creek | 115 | CA | 95694 | YOLO | 5 | 0 | 0 | 0 | 0 | 0 | 0 | 0 | 0 | 0 | 0 | 0 | 0 | 0 | 0 | 0 | 0 | 0 | 0 | 0 | 0 | 0 | 0 | 0 | 0 | 0 | 0 | 0 | 0 | 0 | 0 | 0 | 0 | 0 | 0 | 0 | 0 | 0 | 0 | 0 | 1 | 0 | 0 | 0 | 0 | 0 | 0 | 0 | 0 | 0 | 0 | 0 | 0 | 0 | 1 | 1 | 1 | 0 | 0 | 0 | 0 | 0 | 0 | 0 | 0 | 0 | 0 | 1 | 0 | 0 | 0 | 0 | 0 | 0 | 0 | 0 | 0 | 0 | 0 | 0 | 0 | 0 | 0 | 0 | 0 | 0 | 0 | 0 | 0 | 0 | 0 | 0 | 0 | 0 | 0 | 0 | 0 | 0 | Northern_California_Li_Battery_4hr | Northern_California_Li_Battery_8hr | Northern_California_Solar |  | Solano_Wind |  |  |  | Northern_California | Solano
SDGE | Q1806 | 138 | CA |  |  | 2 | 0 | 0 | 0 | 0 | 0 | 0 | 0 | 0 | 0 | 0 | 0 | 0 | 0 | 0 | 0 | 0 | 0 | 0 | 0 | 0 | 0 | 0 | 0 | 0 | 0 | 0 | 0 | 0 | 0 | 0 | 0 | 0 | 0 | 0 | 0 | 0 | 0 | 1 | 1 | 0 | 0 | 0 | 0 | 0 | 0 | 0 | 0 | 0 | 0 | 0 | 0 | 0 | 0 | 0 | 0 | 0 | 0 | 0 | 0 | 0 | 0 | 0 | 0 | 0 | 0 | 0 | 0 | 0 | 0 | 0 | 0 | 0 | 0 | 0 | 0 | 0 | 0 | 0 | 0 | 0 | 0 | 0 | 0 | 0 | 0 | 0 | 0 | 0 | 0 | 0 | 0 | 0 | 0 | 0 | 0 | 0 | 0 | Greater_LA_Li_Battery_4hr | Greater_LA_Li_Battery_8hr | Greater_LA_Solar |  | 0 |  |  |  | Greater_LA | Greater_LA
PG&E FRESNO | Quinto | 230 | CA |  |  | 2 | 0 | 0 | 0 | 0 | 0 | 0 | 0 | 0 | 0 | 0 | 0 | 0 | 0 | 0 | 0 | 0 | 0 | 0 | 0 | 0 | 0 | 0 | 0 | 0 | 0 | 0 | 0 | 0 | 0 | 0 | 0 | 0 | 0 | 0 | 0 | 0 | 0 | 0 | 0 | 0 | 0 | 0 | 0 | 0 | 0 | 0 | 0 | 0 | 0 | 0 | 0 | 0 | 0 | 0 | 0 | 0 | 0 | 0 | 0 | 0 | 0 | 0 | 0 | 0 | 0 | 0 | 0 | 0 | 0 | 0 | 0 | 0 | 0 | 0 | 0 | 0 | 0 | 0 | 0 | 1 | 0 | 0 | 0 | 0 | 0 | 1 | 0 | 0 | 0 | 0 | 0 | 0 | 0 | 0 | 0 | 0 | 0 | Southern_PGAE_Li_Battery_4hr | Southern_PGAE_Li_Battery_8hr | Southern_PGAE_Solar |  | Central_Valley_North_Los_Banos_Wind |  |  |  | Southern_PGAE | Central_Valley_North_Los_Banos
PG&E GBA | Race Track | 115 | CA | 95370 | TUOLUMNE | 5 | 0 | 0 | 0 | 0 | 0 | 0 | 0 | 0 | 0 | 0 | 0 | 0 | 0 | 0 | 0 | 0 | 0 | 0 | 0 | 0 | 0 | 0 | 0 | 0 | 0 | 0 | 0 | 0 | 0 | 0 | 0 | 0 | 0 | 0 | 0 | 0 | 0 | 0 | 0 | 0 | 0 | 0 | 0 | 0 | 0 | 1 | 0 | 0 | 0 | 0 | 0 | 0 | 0 | 0 | 0 | 1 | 0 | 1 | 0 | 1 | 0 | 0 | 0 | 0 | 0 | 1 | 0 | 0 | 0 | 0 | 0 | 0 | 0 | 0 | 0 | 0 | 0 | 0 | 0 | 0 | 0 | 0 | 0 | 0 | 0 | 0 | 0 | 0 | 0 | 0 | 0 | 0 | 0 | 0 | 0 | 0 | 0 | Northern_California_Li_Battery_4hr | Northern_California_Li_Battery_8hr | Northern_California_Solar |  | Central_Valley_North_Los_Banos_Wind |  |  |  | Northern_California | El_Dorado_Mariposa
SDGE | Rancho Mission Viejo | 138 | CA | 92675 | ORANGE | 3 | 0 | 0 | 0 | 0 | 0 | 0 | 0 | 0 | 0 | 0 | 0 | 0 | 0 | 0 | 0 | 0 | 0 | 0 | 0 | 0 | 0 | 0 | 0 | 0 | 0 | 1 | 0 | 0 | 0 | 0 | 0 | 0 | 0 | 0 | 0 | 0 | 0 | 1 | 1 | 0 | 0 | 0 | 0 | 0 | 0 | 0 | 0 | 0 | 0 | 0 | 0 | 0 | 0 | 0 | 0 | 0 | 0 | 0 | 0 | 0 | 0 | 0 | 0 | 0 | 0 | 0 | 0 | 0 | 0 | 0 | 0 | 0 | 0 | 0 | 0 | 0 | 0 | 0 | 0 | 0 | 0 | 0 | 0 | 0 | 0 | 0 | 0 | 0 | 0 | 0 | 0 | 0 | 0 | 0 | 0 | 0 | 0 | Greater_LA_Li_Battery_4hr | Greater_LA_Li_Battery_8hr | Greater_LA_Solar |  | 0 |  |  |  | Greater_LA | Greater_LA
PG&E GBA | Rancho Seco | 230 | CA | 95638 | SACRAMENTO | 3 | 0 | 0 | 0 | 0 | 0 | 0 | 0 | 0 | 0 | 0 | 0 | 0 | 0 | 0 | 0 | 0 | 0 | 0 | 0 | 0 | 0 | 0 | 0 | 0 | 0 | 0 | 0 | 0 | 0 | 0 | 0 | 0 | 0 | 0 | 0 | 0 | 0 | 0 | 0 | 0 | 0 | 0 | 0 | 0 | 0 | 1 | 0 | 0 | 0 | 0 | 0 | 0 | 0 | 0 | 0 | 0 | 0 | 0 | 0 | 1 | 1 | 0 | 0 | 0 | 0 | 0 | 0 | 0 | 0 | 0 | 0 | 0 | 0 | 0 | 0 | 0 | 0 | 0 | 0 | 0 | 0 | 0 | 0 | 0 | 0 | 0 | 0 | 0 | 0 | 0 | 0 | 0 | 0 | 0 | 0 | 0 | 0 | Northern_California_Li_Battery_4hr | Northern_California_Li_Battery_8hr | Northern_California_Solar |  | Solano_Wind |  |  |  | Northern_California | Solano
SCE Metro | Rancho Vista | 230 | CA | 91730 | SAN BERNARDINO | 1 | 0 | 0 | 0 | 0 | 0 | 0 | 0 | 0 | 0 | 1 | 0 | 0 | 0 | 0 | 0 | 0 | 0 | 0 | 0 | 0 | 0 | 0 | 0 | 0 | 0 | 0 | 0 | 0 | 0 | 0 | 0 | 0 | 0 | 0 | 0 | 0 | 0 | 0 | 0 | 0 | 0 | 0 | 0 | 0 | 0 | 0 | 0 | 0 | 0 | 0 | 0 | 0 | 0 | 0 | 0 | 0 | 0 | 0 | 0 | 0 | 0 | 0 | 0 | 0 | 0 | 0 | 0 | 0 | 0 | 0 | 0 | 0 | 0 | 0 | 0 | 0 | 0 | 0 | 0 | 0 | 0 | 0 | 0 | 0 | 0 | 0 | 0 | 0 | 0 | 0 | 0 | 0 | 0 | 0 | 0 | 0 | 0 | Greater_LA_Li_Battery_4hr | Greater_LA_Li_Battery_8hr | Greater_LA_Solar |  | Greater_Kramer_Wind |  |  |  | Greater_LA | Greater_Kramer
SCE Metro | Rancho Vista | 500 | CA | 91730 | SAN BERNARDINO | 1 | 0 | 0 | 0 | 0 | 0 | 0 | 0 | 0 | 0 | 1 | 0 | 0 | 0 | 0 | 0 | 0 | 0 | 0 | 0 | 0 | 0 | 0 | 0 | 0 | 0 | 0 | 0 | 0 | 0 | 0 | 0 | 0 | 0 | 0 | 0 | 0 | 0 | 0 | 0 | 0 | 0 | 0 | 0 | 0 | 0 | 0 | 0 | 0 | 0 | 0 | 0 | 0 | 0 | 0 | 0 | 0 | 0 | 0 | 0 | 0 | 0 | 0 | 0 | 0 | 0 | 0 | 0 | 0 | 0 | 0 | 0 | 0 | 0 | 0 | 0 | 0 | 0 | 0 | 0 | 0 | 0 | 0 | 0 | 0 | 0 | 0 | 0 | 0 | 0 | 0 | 0 | 0 | 0 | 0 | 0 | 0 | 0 | Greater_LA_Li_Battery_4hr | Greater_LA_Li_Battery_8hr | Greater_LA_Solar |  | Greater_Kramer_Wind |  |  |  | Greater_LA | Greater_Kramer
SCE NOL | Ransburg | 115 | CA | 93528 | KERN | 3 | 0 | 0 | 0 | 0 | 0 | 0 | 0 | 0 | 0 | 0 | 0 | 1 | 1 | 1 | 0 | 0 | 0 | 0 | 0 | 0 | 0 | 0 | 0 | 0 | 0 | 0 | 0 | 0 | 0 | 0 | 0 | 0 | 0 | 0 | 0 | 0 | 0 | 0 | 0 | 0 | 0 | 0 | 0 | 0 | 0 | 0 | 0 | 0 | 0 | 0 | 0 | 0 | 0 | 0 | 0 | 0 | 0 | 0 | 0 | 0 | 0 | 0 | 0 | 0 | 0 | 0 | 0 | 0 | 0 | 0 | 0 | 0 | 0 | 0 | 0 | 0 | 0 | 0 | 0 | 0 | 0 | 0 | 0 | 0 | 0 | 0 | 0 | 0 | 0 | 0 | 0 | 0 | 0 | 0 | 0 | 0 | 0 | Greater_Kramer_Li_Battery_4hr | Greater_Kramer_Li_Battery_8hr | Greater_Kramer_Solar |  | Greater_Kramer_Wind |  |  |  | Greater_Kramer | Greater_Kramer (Exclude)
PG&E GBA | Ravenswood | 115 | CA | 94025 | San Mateo | 3 | 0 | 0 | 0 | 0 | 0 | 0 | 0 | 0 | 0 | 0 | 0 | 0 | 0 | 0 | 0 | 0 | 0 | 0 | 0 | 0 | 0 | 0 | 0 | 0 | 0 | 0 | 0 | 0 | 0 | 0 | 0 | 0 | 0 | 0 | 0 | 0 | 0 | 0 | 0 | 1 | 0 | 0 | 0 | 0 | 0 | 0 | 0 | 0 | 0 | 0 | 0 | 0 | 1 | 0 | 0 | 1 | 0 | 0 | 0 | 0 | 0 | 0 | 0 | 0 | 0 | 0 | 0 | 0 | 0 | 0 | 0 | 0 | 0 | 0 | 0 | 0 | 0 | 0 | 0 | 0 | 0 | 0 | 0 | 0 | 0 | 0 | 0 | 0 | 0 | 0 | 0 | 0 | 0 | 0 | 0 | 0 | 0 | Northern_California_Li_Battery_4hr | Northern_California_Li_Battery_8hr | Northern_California_Solar |  | Kern_Greater_Carrizo_Wind |  |  |  | Northern_California | Peninsula_Monterey
PG&E GBA | Ravenswood | 230 | CA | 94025 | San Mateo | 3 | 0 | 0 | 0 | 0 | 0 | 0 | 0 | 0 | 0 | 0 | 0 | 0 | 0 | 0 | 0 | 0 | 0 | 0 | 0 | 0 | 0 | 0 | 0 | 0 | 0 | 0 | 0 | 0 | 0 | 0 | 0 | 0 | 0 | 0 | 0 | 0 | 0 | 0 | 0 | 1 | 0 | 0 | 0 | 0 | 0 | 0 | 0 | 0 | 0 | 0 | 0 | 0 | 1 | 0 | 0 | 1 | 0 | 0 | 0 | 0 | 0 | 0 | 0 | 0 | 0 | 0 | 0 | 0 | 0 | 0 | 0 | 0 | 0 | 0 | 0 | 0 | 0 | 0 | 0 | 0 | 0 | 0 | 0 | 0 | 0 | 0 | 0 | 0 | 0 | 0 | 0 | 0 | 0 | 0 | 0 | 0 | 0 | Northern_California_Li_Battery_4hr | Northern_California_Li_Battery_8hr | Northern_California_Solar |  | Kern_Greater_Carrizo_Wind |  |  |  | Northern_California | Peninsula_Monterey
SCE Northern | Rector | 230 | CA | 93292 | TULARE | 4 | 1 | 0 | 1 | 0 | 0 | 1 | 1 | 0 | 0 | 0 | 0 | 0 | 0 | 0 | 0 | 0 | 0 | 0 | 0 | 0 | 0 | 0 | 0 | 0 | 0 | 0 | 0 | 0 | 0 | 0 | 0 | 0 | 0 | 0 | 0 | 0 | 0 | 0 | 0 | 0 | 0 | 0 | 0 | 0 | 0 | 0 | 0 | 0 | 0 | 0 | 0 | 0 | 0 | 0 | 0 | 0 | 0 | 0 | 0 | 0 | 0 | 0 | 0 | 0 | 0 | 0 | 0 | 0 | 0 | 0 | 0 | 0 | 0 | 0 | 0 | 0 | 0 | 0 | 0 | 0 | 0 | 0 | 0 | 0 | 0 | 0 | 0 | 0 | 0 | 0 | 0 | 0 | 0 | 0 | 0 | 0 | 0 | Tehachapi_Li_Battery_4hr | Tehachapi_Li_Battery_8hr | Tehachapi_Solar |  | Central_Valley_North_Los_Banos_Wind |  |  |  | Tehachapi | Central_Valley_North_Los_Banos
SCE Eastern | Red Bluff | 230 | CA | 92239 | RIVERSIDE | 4 | 0 | 0 | 0 | 0 | 0 | 0 | 0 | 0 | 0 | 0 | 0 | 0 | 0 | 0 | 0 | 0 | 0 | 1 | 0 | 1 | 1 | 1 | 0 | 0 | 0 | 0 | 0 | 0 | 0 | 0 | 0 | 0 | 0 | 0 | 0 | 0 | 0 | 0 | 0 | 0 | 0 | 0 | 0 | 0 | 0 | 0 | 0 | 0 | 0 | 0 | 0 | 0 | 0 | 0 | 0 | 0 | 0 | 0 | 0 | 0 | 0 | 0 | 0 | 0 | 0 | 0 | 0 | 0 | 0 | 0 | 0 | 0 | 0 | 0 | 0 | 0 | 0 | 0 | 0 | 0 | 0 | 0 | 0 | 0 | 0 | 0 | 0 | 0 | 0 | 0 | 0 | 0 | 0 | 0 | 0 | 0 | 0 | Riverside_Li_Battery_4hr | Riverside_Li_Battery_8hr | Riverside_Solar |  | Riverside_Palm_Springs_Wind |  |  |  | Riverside | Riverside (Exclude)
SCE Eastern | Red Bluff | 500 | CA | 92239 | RIVERSIDE | 3 | 0 | 0 | 0 | 0 | 0 | 0 | 0 | 0 | 0 | 0 | 0 | 0 | 0 | 0 | 0 | 0 | 0 | 1 | 0 | 1 | 0 | 1 | 0 | 0 | 0 | 0 | 0 | 0 | 0 | 0 | 0 | 0 | 0 | 0 | 0 | 0 | 0 | 0 | 0 | 0 | 0 | 0 | 0 | 0 | 0 | 0 | 0 | 0 | 0 | 0 | 0 | 0 | 0 | 0 | 0 | 0 | 0 | 0 | 0 | 0 | 0 | 0 | 0 | 0 | 0 | 0 | 0 | 0 | 0 | 0 | 0 | 0 | 0 | 0 | 0 | 0 | 0 | 0 | 0 | 0 | 0 | 0 | 0 | 0 | 0 | 0 | 0 | 0 | 0 | 0 | 0 | 0 | 0 | 0 | 0 | 0 | 0 | Riverside_Li_Battery_4hr | Riverside_Li_Battery_8hr | Riverside_Solar |  | Riverside_Palm_Springs_Wind |  |  |  | Riverside | Riverside (Exclude)
PG&E NGBA | Redbud | 115 | CA | 95423 | Lake | 3 | 0 | 0 | 0 | 0 | 0 | 0 | 0 | 0 | 0 | 0 | 0 | 0 | 0 | 0 | 0 | 0 | 0 | 0 | 0 | 0 | 0 | 0 | 0 | 0 | 0 | 0 | 0 | 0 | 0 | 0 | 0 | 0 | 0 | 0 | 0 | 0 | 0 | 0 | 0 | 1 | 0 | 0 | 0 | 0 | 0 | 0 | 0 | 0 | 0 | 0 | 0 | 0 | 1 | 0 | 0 | 0 | 0 | 0 | 0 | 0 | 0 | 0 | 0 | 0 | 0 | 0 | 1 | 0 | 0 | 0 | 0 | 0 | 0 | 0 | 0 | 0 | 0 | 0 | 0 | 0 | 0 | 0 | 0 | 0 | 0 | 0 | 0 | 0 | 0 | 0 | 0 | 0 | 0 | 0 | 0 | 0 | 0 | Northern_California_Li_Battery_4hr | Northern_California_Li_Battery_8hr | Northern_California_Solar |  | Northern_California_Wind |  |  |  | Northern_California | Northern_California
SCE Metro | Redondo | 230 | CA | 90277 | LOS ANGELES | 1 | 0 | 0 | 0 | 0 | 0 | 0 | 0 | 0 | 0 | 1 | 0 | 0 | 0 | 0 | 0 | 0 | 0 | 0 | 0 | 0 | 0 | 0 | 0 | 0 | 0 | 0 | 0 | 0 | 0 | 0 | 0 | 0 | 0 | 0 | 0 | 0 | 0 | 0 | 0 | 0 | 0 | 0 | 0 | 0 | 0 | 0 | 0 | 0 | 0 | 0 | 0 | 0 | 0 | 0 | 0 | 0 | 0 | 0 | 0 | 0 | 0 | 0 | 0 | 0 | 0 | 0 | 0 | 0 | 0 | 0 | 0 | 0 | 0 | 0 | 0 | 0 | 0 | 0 | 0 | 0 | 0 | 0 | 0 | 0 | 0 | 0 | 0 | 0 | 0 | 0 | 0 | 0 | 0 | 0 | 0 | 0 | 0 | Greater_LA_Li_Battery_4hr | Greater_LA_Li_Battery_8hr | Greater_LA_Solar |  | 0 |  |  |  | Greater_LA | Greater_LA
PG&E FRESNO | Reedley | 115 | CA | 93654 | Fresno | 7 | 0 | 0 | 0 | 0 | 0 | 0 | 0 | 0 | 0 | 0 | 0 | 0 | 0 | 0 | 0 | 0 | 0 | 0 | 0 | 0 | 0 | 0 | 0 | 0 | 0 | 0 | 0 | 0 | 0 | 0 | 0 | 0 | 0 | 0 | 0 | 0 | 0 | 0 | 0 | 0 | 0 | 0 | 0 | 0 | 0 | 1 | 0 | 0 | 0 | 0 | 0 | 0 | 0 | 0 | 0 | 0 | 0 | 0 | 0 | 0 | 0 | 0 | 0 | 0 | 0 | 0 | 0 | 0 | 0 | 0 | 0 | 0 | 0 | 0 | 0 | 0 | 0 | 0 | 1 | 0 | 0 | 1 | 0 | 0 | 1 | 1 | 0 | 0 | 0 | 1 | 0 | 0 | 0 | 0 | 1 | 0 | 0 | Southern_PGAE_Li_Battery_4hr | Southern_PGAE_Li_Battery_8hr | Southern_PGAE_Solar |  | Central_Valley_North_Los_Banos_Wind |  |  |  | Southern_PGAE | Central_Valley_North_Los_Banos
PG&E KERN | Renfro | 115 | CA | 93314 | KERN | 4 | 0 | 0 | 0 | 0 | 0 | 0 | 0 | 0 | 0 | 0 | 0 | 0 | 0 | 0 | 0 | 0 | 0 | 0 | 0 | 0 | 0 | 0 | 0 | 0 | 0 | 0 | 0 | 0 | 0 | 0 | 0 | 0 | 0 | 0 | 0 | 0 | 0 | 0 | 0 | 0 | 0 | 0 | 0 | 0 | 0 | 0 | 0 | 0 | 0 | 0 | 0 | 0 | 0 | 0 | 0 | 0 | 0 | 0 | 0 | 0 | 0 | 0 | 0 | 0 | 0 | 0 | 0 | 1 | 0 | 0 | 0 | 0 | 0 | 0 | 1 | 0 | 0 | 0 | 1 | 1 | 0 | 0 | 0 | 0 | 0 | 0 | 0 | 0 | 0 | 0 | 0 | 0 | 0 | 0 | 0 | 0 | 0 | Southern_PGAE_Li_Battery_4hr | Southern_PGAE_Li_Battery_8hr | Southern_PGAE_Solar |  | Central_Valley_North_Los_Banos_Wind |  |  |  | Southern_PGAE | Central_Valley_North_Los_Banos
PG&E GBA | Richmond R | 115 | CA | 94804 | CONTRA COSTA | 10 | 0 | 0 | 0 | 0 | 0 | 0 | 0 | 0 | 0 | 0 | 0 | 0 | 0 | 0 | 0 | 0 | 0 | 0 | 0 | 0 | 0 | 0 | 0 | 0 | 0 | 0 | 0 | 0 | 0 | 0 | 0 | 0 | 0 | 0 | 0 | 0 | 0 | 0 | 0 | 1 | 0 | 0 | 0 | 0 | 0 | 0 | 0 | 0 | 0 | 1 | 0 | 0 | 1 | 1 | 1 | 1 | 0 | 0 | 1 | 1 | 0 | 1 | 0 | 0 | 0 | 1 | 0 | 0 | 0 | 0 | 0 | 0 | 0 | 0 | 0 | 0 | 0 | 0 | 0 | 0 | 0 | 0 | 0 | 0 | 0 | 0 | 0 | 0 | 0 | 0 | 0 | 0 | 0 | 0 | 0 | 0 | 0 | Northern_California_Li_Battery_4hr | Northern_California_Li_Battery_8hr | Northern_California_Solar |  | Solano_Wind |  |  |  | Northern_California | Solano
PG&E NGBA | Rincon | 115 | CA | 95409 | SONOMA | 9 | 0 | 0 | 0 | 0 | 0 | 0 | 0 | 0 | 0 | 0 | 0 | 0 | 0 | 0 | 0 | 0 | 0 | 0 | 0 | 0 | 0 | 0 | 0 | 0 | 0 | 0 | 0 | 0 | 0 | 0 | 0 | 0 | 0 | 0 | 0 | 0 | 0 | 0 | 0 | 1 | 0 | 1 | 0 | 0 | 0 | 0 | 0 | 0 | 0 | 0 | 0 | 1 | 1 | 1 | 1 | 1 | 0 | 0 | 0 | 0 | 0 | 0 | 0 | 0 | 0 | 1 | 1 | 0 | 0 | 0 | 0 | 0 | 0 | 0 | 0 | 0 | 0 | 0 | 0 | 0 | 0 | 0 | 0 | 0 | 0 | 0 | 0 | 0 | 0 | 0 | 0 | 0 | 0 | 0 | 0 | 0 | 0 | Northern_California_Li_Battery_4hr | Northern_California_Li_Battery_8hr | Northern_California_Solar |  | Northern_California_Wind |  |  |  | Northern_California | Mendocino_Marin
PG&E KERN | Rio Bravo | 115 | CA | 93263 | KERN | 4 | 0 | 0 | 0 | 0 | 0 | 0 | 0 | 0 | 0 | 0 | 0 | 0 | 0 | 0 | 0 | 0 | 0 | 0 | 0 | 0 | 0 | 0 | 0 | 0 | 0 | 0 | 0 | 0 | 0 | 0 | 0 | 0 | 0 | 0 | 0 | 0 | 0 | 0 | 0 | 0 | 0 | 0 | 0 | 0 | 0 | 0 | 0 | 0 | 0 | 0 | 0 | 0 | 0 | 0 | 0 | 0 | 0 | 0 | 0 | 0 | 0 | 0 | 0 | 0 | 0 | 0 | 0 | 1 | 0 | 0 | 0 | 0 | 0 | 0 | 1 | 0 | 0 | 0 | 1 | 1 | 0 | 0 | 0 | 0 | 0 | 0 | 0 | 0 | 0 | 0 | 0 | 0 | 0 | 0 | 0 | 0 | 0 | Southern_PGAE_Li_Battery_4hr | Southern_PGAE_Li_Battery_8hr | Southern_PGAE_Solar |  | Central_Valley_North_Los_Banos_Wind |  |  |  | Southern_PGAE | Central_Valley_North_Los_Banos
SCE Metro | Rio Hondo | 230 | CA | 91706 | LOS ANGELES | 1 | 0 | 0 | 0 | 0 | 0 | 0 | 0 | 0 | 0 | 1 | 0 | 0 | 0 | 0 | 0 | 0 | 0 | 0 | 0 | 0 | 0 | 0 | 0 | 0 | 0 | 0 | 0 | 0 | 0 | 0 | 0 | 0 | 0 | 0 | 0 | 0 | 0 | 0 | 0 | 0 | 0 | 0 | 0 | 0 | 0 | 0 | 0 | 0 | 0 | 0 | 0 | 0 | 0 | 0 | 0 | 0 | 0 | 0 | 0 | 0 | 0 | 0 | 0 | 0 | 0 | 0 | 0 | 0 | 0 | 0 | 0 | 0 | 0 | 0 | 0 | 0 | 0 | 0 | 0 | 0 | 0 | 0 | 0 | 0 | 0 | 0 | 0 | 0 | 0 | 0 | 0 | 0 | 0 | 0 | 0 | 0 | 0 | Greater_LA_Li_Battery_4hr | Greater_LA_Li_Battery_8hr | Greater_LA_Solar |  | 0 |  |  |  | Greater_LA | Greater_LA
PG&E NGBA | Rio Oso | 115 | CA | 95674 | SUTTER | 9 | 0 | 0 | 0 | 0 | 0 | 0 | 0 | 0 | 0 | 0 | 0 | 0 | 0 | 0 | 0 | 0 | 0 | 0 | 0 | 0 | 0 | 0 | 0 | 0 | 0 | 0 | 0 | 0 | 0 | 0 | 0 | 0 | 0 | 0 | 0 | 0 | 0 | 0 | 0 | 1 | 1 | 0 | 1 | 0 | 1 | 1 | 1 | 1 | 0 | 0 | 0 | 0 | 0 | 0 | 0 | 0 | 0 | 0 | 0 | 1 | 1 | 0 | 0 | 0 | 0 | 0 | 0 | 0 | 0 | 0 | 0 | 0 | 0 | 0 | 0 | 0 | 0 | 0 | 0 | 0 | 0 | 0 | 0 | 0 | 0 | 0 | 0 | 0 | 0 | 0 | 0 | 0 | 0 | 0 | 0 | 0 | 0 | Northern_California_Li_Battery_4hr | Northern_California_Li_Battery_8hr | Northern_California_Solar |  | Northern_California_Wind |  |  |  | Northern_California | Northern_California
PG&E NGBA | Rio Oso | 230 | CA | 95674 | SUTTER | 9 | 0 | 0 | 0 | 0 | 0 | 0 | 0 | 0 | 0 | 0 | 0 | 0 | 0 | 0 | 0 | 0 | 0 | 0 | 0 | 0 | 0 | 0 | 0 | 0 | 0 | 0 | 0 | 0 | 0 | 0 | 0 | 0 | 0 | 0 | 0 | 0 | 0 | 0 | 0 | 1 | 1 | 0 | 1 | 0 | 1 | 1 | 1 | 1 | 0 | 0 | 0 | 0 | 0 | 0 | 0 | 0 | 0 | 0 | 0 | 1 | 1 | 0 | 0 | 0 | 0 | 0 | 0 | 0 | 0 | 0 | 0 | 0 | 0 | 0 | 0 | 0 | 0 | 0 | 0 | 0 | 0 | 0 | 0 | 0 | 0 | 0 | 0 | 0 | 0 | 0 | 0 | 0 | 0 | 0 | 0 | 0 | 0 | Northern_California_Li_Battery_4hr | Northern_California_Li_Battery_8hr | Northern_California_Solar |  | Northern_California_Wind |  |  |  | Northern_California | Northern_California
PG&E GBA | Ripon | 115 | CA | 95366 | SAN JOAQUIN | 6 | 0 | 0 | 0 | 0 | 0 | 0 | 0 | 0 | 0 | 0 | 0 | 0 | 0 | 0 | 0 | 0 | 0 | 0 | 0 | 0 | 0 | 0 | 0 | 0 | 0 | 0 | 0 | 0 | 0 | 0 | 0 | 0 | 0 | 0 | 0 | 0 | 0 | 0 | 0 | 0 | 0 | 0 | 0 | 0 | 0 | 1 | 0 | 0 | 0 | 0 | 0 | 0 | 0 | 0 | 0 | 1 | 0 | 1 | 0 | 1 | 0 | 0 | 0 | 1 | 0 | 1 | 0 | 0 | 0 | 0 | 0 | 0 | 0 | 0 | 0 | 0 | 0 | 0 | 0 | 0 | 0 | 0 | 0 | 0 | 0 | 0 | 0 | 0 | 0 | 0 | 0 | 0 | 0 | 0 | 0 | 0 | 0 | Northern_California_Li_Battery_4hr | Northern_California_Li_Battery_8hr | Northern_California_Solar |  | Solano_Wind |  |  |  | Northern_California | Solano
PG&E GBA | Riverbank | 115 | CA | 95361 | STANISLAUS | 5 | 0 | 0 | 0 | 0 | 0 | 0 | 0 | 0 | 0 | 0 | 0 | 0 | 0 | 0 | 0 | 0 | 0 | 0 | 0 | 0 | 0 | 0 | 0 | 0 | 0 | 0 | 0 | 0 | 0 | 0 | 0 | 0 | 0 | 0 | 0 | 0 | 0 | 0 | 0 | 0 | 0 | 0 | 0 | 0 | 0 | 1 | 0 | 0 | 0 | 0 | 0 | 0 | 0 | 0 | 0 | 1 | 0 | 1 | 0 | 1 | 0 | 0 | 0 | 0 | 0 | 1 | 0 | 0 | 0 | 0 | 0 | 0 | 0 | 0 | 0 | 0 | 0 | 0 | 0 | 0 | 0 | 0 | 0 | 0 | 0 | 0 | 0 | 0 | 0 | 0 | 0 | 0 | 0 | 0 | 0 | 0 | 0 | Southern_PGAE_Li_Battery_4hr | Southern_PGAE_Li_Battery_8hr | Southern_PGAE_Solar |  | Central_Valley_North_Los_Banos_Wind |  |  |  | Southern_PGAE | Central_Valley_North_Los_Banos
SCE NOL | Roadway | 115 | CA | 92301 | SAN BERNARDINO | 2 | 0 | 0 | 0 | 0 | 0 | 0 | 0 | 0 | 0 | 0 | 0 | 0 | 1 | 1 | 0 | 0 | 0 | 0 | 0 | 0 | 0 | 0 | 0 | 0 | 0 | 0 | 0 | 0 | 0 | 0 | 0 | 0 | 0 | 0 | 0 | 0 | 0 | 0 | 0 | 0 | 0 | 0 | 0 | 0 | 0 | 0 | 0 | 0 | 0 | 0 | 0 | 0 | 0 | 0 | 0 | 0 | 0 | 0 | 0 | 0 | 0 | 0 | 0 | 0 | 0 | 0 | 0 | 0 | 0 | 0 | 0 | 0 | 0 | 0 | 0 | 0 | 0 | 0 | 0 | 0 | 0 | 0 | 0 | 0 | 0 | 0 | 0 | 0 | 0 | 0 | 0 | 0 | 0 | 0 | 0 | 0 | 0 | Greater_Kramer_Li_Battery_4hr | Greater_Kramer_Li_Battery_8hr | Greater_Kramer_Solar |  | Greater_Kramer_Wind |  |  |  | Greater_Kramer | Greater_Kramer
PG&E NGBA | Rock Creek 1 | 230 | CA | 95915 | PLUMAS | 5 | 0 | 0 | 0 | 0 | 0 | 0 | 0 | 0 | 0 | 0 | 0 | 0 | 0 | 0 | 0 | 0 | 0 | 0 | 0 | 0 | 0 | 0 | 0 | 0 | 0 | 0 | 0 | 0 | 0 | 0 | 0 | 0 | 0 | 0 | 0 | 0 | 0 | 0 | 0 | 1 | 0 | 0 | 0 | 0 | 0 | 1 | 0 | 1 | 0 | 0 | 0 | 0 | 0 | 0 | 0 | 0 | 0 | 0 | 0 | 1 | 1 | 0 | 0 | 0 | 0 | 0 | 0 | 0 | 0 | 0 | 0 | 0 | 0 | 0 | 0 | 0 | 0 | 0 | 0 | 0 | 0 | 0 | 0 | 0 | 0 | 0 | 0 | 0 | 0 | 0 | 0 | 0 | 0 | 0 | 0 | 0 | 0 | Northern_California_Li_Battery_4hr | Northern_California_Li_Battery_8hr | Northern_California_Solar |  | Northern_California_Wind |  |  |  | Northern_California | Northern_California
SCE Northern | Rosamond | 66 | CA | 93560 | Kern | 2 | 1 | 0 | 1 | 0 | 0 | 0 | 0 | 0 | 0 | 0 | 0 | 0 | 0 | 0 | 0 | 0 | 0 | 0 | 0 | 0 | 0 | 0 | 0 | 0 | 0 | 0 | 0 | 0 | 0 | 0 | 0 | 0 | 0 | 0 | 0 | 0 | 0 | 0 | 0 | 0 | 0 | 0 | 0 | 0 | 0 | 0 | 0 | 0 | 0 | 0 | 0 | 0 | 0 | 0 | 0 | 0 | 0 | 0 | 0 | 0 | 0 | 0 | 0 | 0 | 0 | 0 | 0 | 0 | 0 | 0 | 0 | 0 | 0 | 0 | 0 | 0 | 0 | 0 | 0 | 0 | 0 | 0 | 0 | 0 | 0 | 0 | 0 | 0 | 0 | 0 | 0 | 0 | 0 | 0 | 0 | 0 | 0 | Tehachapi_Li_Battery_4hr | Tehachapi_Li_Battery_8hr | Tehachapi_Solar |  | Tehachapi_Wind |  |  |  | Tehachapi | Tehachapi
PG&E GBA | Rossmoor | 230 | CA | 94549 | CONTRA COSTA | 3 | 0 | 0 | 0 | 0 | 0 | 0 | 0 | 0 | 0 | 0 | 0 | 0 | 0 | 0 | 0 | 0 | 0 | 0 | 0 | 0 | 0 | 0 | 0 | 0 | 0 | 0 | 0 | 0 | 0 | 0 | 0 | 0 | 0 | 0 | 0 | 0 | 0 | 0 | 0 | 1 | 0 | 0 | 0 | 0 | 0 | 0 | 0 | 0 | 0 | 0 | 0 | 0 | 0 | 0 | 0 | 1 | 0 | 0 | 0 | 0 | 0 | 0 | 0 | 0 | 0 | 0 | 1 | 0 | 0 | 0 | 0 | 0 | 0 | 0 | 0 | 0 | 0 | 0 | 0 | 0 | 0 | 0 | 0 | 0 | 0 | 0 | 0 | 0 | 0 | 0 | 0 | 0 | 0 | 0 | 0 | 0 | 0 | Northern_California_Li_Battery_4hr | Northern_California_Li_Battery_8hr | Northern_California_Solar |  | Solano_Wind |  |  |  | Northern_California | Solano
PG&E NGBA | Round Mountain | 230 | CA | 96065 | SHASTA | 1 | 0 | 0 | 0 | 0 | 0 | 0 | 0 | 0 | 0 | 0 | 0 | 0 | 0 | 0 | 0 | 0 | 0 | 0 | 0 | 0 | 0 | 0 | 0 | 0 | 0 | 0 | 0 | 0 | 0 | 0 | 0 | 0 | 0 | 0 | 0 | 0 | 0 | 0 | 0 | 1 | 0 | 0 | 0 | 0 | 0 | 0 | 0 | 0 | 0 | 0 | 0 | 0 | 0 | 0 | 0 | 0 | 0 | 0 | 0 | 0 | 0 | 0 | 0 | 0 | 0 | 0 | 0 | 0 | 0 | 0 | 0 | 0 | 0 | 0 | 0 | 0 | 0 | 0 | 0 | 0 | 0 | 0 | 0 | 0 | 0 | 0 | 0 | 0 | 0 | 0 | 0 | 0 | 0 | 0 | 0 | 0 | 0 | Northern_California_Li_Battery_4hr | Northern_California_Li_Battery_8hr | Northern_California_Solar |  | Northern_California_Wind |  |  |  | Northern_California | Northern_California
PG&E NGBA | Round Mountain | 500 | CA | 96065 | SHASTA | 1 | 0 | 0 | 0 | 0 | 0 | 0 | 0 | 0 | 0 | 0 | 0 | 0 | 0 | 0 | 0 | 0 | 0 | 0 | 0 | 0 | 0 | 0 | 0 | 0 | 0 | 0 | 0 | 0 | 0 | 0 | 0 | 0 | 0 | 0 | 0 | 0 | 0 | 0 | 0 | 1 | 0 | 0 | 0 | 0 | 0 | 0 | 0 | 0 | 0 | 0 | 0 | 0 | 0 | 0 | 0 | 0 | 0 | 0 | 0 | 0 | 0 | 0 | 0 | 0 | 0 | 0 | 0 | 0 | 0 | 0 | 0 | 0 | 0 | 0 | 0 | 0 | 0 | 0 | 0 | 0 | 0 | 0 | 0 | 0 | 0 | 0 | 0 | 0 | 0 | 0 | 0 | 0 | 0 | 0 | 0 | 0 | 0 | Northern_California_Li_Battery_4hr | Northern_California_Li_Battery_8hr | Northern_California_Solar |  | Northern_California_Wind |  |  |  | Northern_California | Northern_California
PG&E GBA | Salado | 115 | CA | 95363 | STANISLAUS | 3 | 0 | 0 | 0 | 0 | 0 | 0 | 0 | 0 | 0 | 0 | 0 | 0 | 0 | 0 | 0 | 0 | 0 | 0 | 0 | 0 | 0 | 0 | 0 | 0 | 0 | 0 | 0 | 0 | 0 | 0 | 0 | 0 | 0 | 0 | 0 | 0 | 0 | 0 | 0 | 0 | 0 | 0 | 0 | 0 | 0 | 0 | 0 | 0 | 0 | 0 | 0 | 0 | 0 | 0 | 0 | 1 | 0 | 0 | 0 | 1 | 0 | 0 | 0 | 1 | 0 | 0 | 0 | 0 | 0 | 0 | 0 | 0 | 0 | 0 | 0 | 0 | 0 | 0 | 0 | 0 | 0 | 0 | 0 | 0 | 0 | 0 | 0 | 0 | 0 | 0 | 0 | 0 | 0 | 0 | 0 | 0 | 0 | Southern_PGAE_Li_Battery_4hr | Southern_PGAE_Li_Battery_8hr | Southern_PGAE_Solar |  | Central_Valley_North_Los_Banos_Wind |  |  |  | Southern_PGAE | Central_Valley_North_Los_Banos
PG&E GBA | Salado | 60 | CA | 95363 | STANISLAUS | 3 | 0 | 0 | 0 | 0 | 0 | 0 | 0 | 0 | 0 | 0 | 0 | 0 | 0 | 0 | 0 | 0 | 0 | 0 | 0 | 0 | 0 | 0 | 0 | 0 | 0 | 0 | 0 | 0 | 0 | 0 | 0 | 0 | 0 | 0 | 0 | 0 | 0 | 0 | 0 | 0 | 0 | 0 | 0 | 0 | 0 | 0 | 0 | 0 | 0 | 0 | 0 | 0 | 0 | 0 | 0 | 1 | 0 | 0 | 0 | 1 | 0 | 0 | 0 | 1 | 0 | 0 | 0 | 0 | 0 | 0 | 0 | 0 | 0 | 0 | 0 | 0 | 0 | 0 | 0 | 0 | 0 | 0 | 0 | 0 | 0 | 0 | 0 | 0 | 0 | 0 | 0 | 0 | 0 | 0 | 0 | 0 | 0 | Southern_PGAE_Li_Battery_4hr | Southern_PGAE_Li_Battery_8hr | Southern_PGAE_Solar |  | Central_Valley_North_Los_Banos_Wind |  |  |  | Southern_PGAE | Central_Valley_North_Los_Banos
PG&E GBA | Salinas | 115 | CA | 93901 | Monterey | 2 | 0 | 0 | 0 | 0 | 0 | 0 | 0 | 0 | 0 | 0 | 0 | 0 | 0 | 0 | 0 | 0 | 0 | 0 | 0 | 0 | 0 | 0 | 0 | 0 | 0 | 0 | 0 | 0 | 0 | 0 | 0 | 0 | 0 | 0 | 0 | 0 | 0 | 0 | 0 | 0 | 0 | 0 | 0 | 0 | 0 | 0 | 0 | 0 | 0 | 0 | 0 | 0 | 0 | 0 | 0 | 0 | 0 | 0 | 0 | 0 | 0 | 0 | 0 | 0 | 1 | 0 | 0 | 0 | 0 | 0 | 0 | 0 | 0 | 0 | 0 | 0 | 0 | 0 | 0 | 0 | 0 | 0 | 0 | 0 | 0 | 0 | 0 | 0 | 0 | 0 | 0 | 0 | 0 | 0 | 0 | 0 | 1 | Southern_PGAE_Li_Battery_4hr | Southern_PGAE_Li_Battery_8hr | Southern_PGAE_Solar |  | Kern_Greater_Carrizo_Wind |  |  |  | Southern_PGAE | Peninsula_Monterey
SDGE | Salt Creek | 69 | CA |  |  | 7 | 0 | 0 | 0 | 0 | 0 | 0 | 0 | 0 | 0 | 0 | 0 | 0 | 0 | 0 | 0 | 0 | 0 | 0 | 0 | 0 | 0 | 0 | 0 | 0 | 0 | 0 | 0 | 1 | 1 | 1 | 1 | 0 | 1 | 0 | 0 | 1 | 1 | 0 | 0 | 0 | 0 | 0 | 0 | 0 | 0 | 0 | 0 | 0 | 0 | 0 | 0 | 0 | 0 | 0 | 0 | 0 | 0 | 0 | 0 | 0 | 0 | 0 | 0 | 0 | 0 | 0 | 0 | 0 | 0 | 0 | 0 | 0 | 0 | 0 | 0 | 0 | 0 | 0 | 0 | 0 | 0 | 0 | 0 | 0 | 0 | 0 | 0 | 0 | 0 | 0 | 0 | 0 | 0 | 0 | 0 | 0 | 0 | San_Diego_Li_Battery_4hr | San_Diego_Li_Battery_8hr | San_Diego_Solar |  | 0 |  |  |  | Greater_SD | Greater_SD
SCE Eastern | San Bernardino | 230 | CA | 92408 | SAN BERNARDINO | 2 | 0 | 0 | 0 | 0 | 0 | 0 | 0 | 0 | 0 | 0 | 0 | 0 | 0 | 0 | 0 | 0 | 0 | 0 | 0 | 1 | 0 | 1 | 0 | 0 | 0 | 0 | 0 | 0 | 0 | 0 | 0 | 0 | 0 | 0 | 0 | 0 | 0 | 0 | 0 | 0 | 0 | 0 | 0 | 0 | 0 | 0 | 0 | 0 | 0 | 0 | 0 | 0 | 0 | 0 | 0 | 0 | 0 | 0 | 0 | 0 | 0 | 0 | 0 | 0 | 0 | 0 | 0 | 0 | 0 | 0 | 0 | 0 | 0 | 0 | 0 | 0 | 0 | 0 | 0 | 0 | 0 | 0 | 0 | 0 | 0 | 0 | 0 | 0 | 0 | 0 | 0 | 0 | 0 | 0 | 0 | 0 | 0 | Riverside_Li_Battery_4hr | Riverside_Li_Battery_8hr | Riverside_Solar |  | Greater_Kramer_Wind |  |  |  | Riverside | Greater_Kramer
PG&E GBA | SAN FRAN A (POTRERO PP) | 115 | CA | 94107 | San Francisco | 2 | 0 | 0 | 0 | 0 | 0 | 0 | 0 | 0 | 0 | 0 | 0 | 0 | 0 | 0 | 0 | 0 | 0 | 0 | 0 | 0 | 0 | 0 | 0 | 0 | 0 | 0 | 0 | 0 | 0 | 0 | 0 | 0 | 0 | 0 | 0 | 0 | 0 | 0 | 0 | 1 | 0 | 0 | 0 | 0 | 0 | 0 | 0 | 0 | 0 | 0 | 0 | 0 | 1 | 0 | 0 | 0 | 0 | 0 | 0 | 0 | 0 | 0 | 0 | 0 | 0 | 0 | 0 | 0 | 0 | 0 | 0 | 0 | 0 | 0 | 0 | 0 | 0 | 0 | 0 | 0 | 0 | 0 | 0 | 0 | 0 | 0 | 0 | 0 | 0 | 0 | 0 | 0 | 0 | 0 | 0 | 0 | 0 | Northern_California_Li_Battery_4hr | Northern_California_Li_Battery_8hr | Northern_California_Solar |  | Kern_Greater_Carrizo_Wind |  |  |  | Northern_California | Peninsula_Monterey
PG&E GBA | SAN FRAN A (POTRERO PP) | 230 | CA | 94107 | San Francisco | 2 | 0 | 0 | 0 | 0 | 0 | 0 | 0 | 0 | 0 | 0 | 0 | 0 | 0 | 0 | 0 | 0 | 0 | 0 | 0 | 0 | 0 | 0 | 0 | 0 | 0 | 0 | 0 | 0 | 0 | 0 | 0 | 0 | 0 | 0 | 0 | 0 | 0 | 0 | 0 | 1 | 0 | 0 | 0 | 0 | 0 | 0 | 0 | 0 | 0 | 0 | 0 | 0 | 1 | 0 | 0 | 0 | 0 | 0 | 0 | 0 | 0 | 0 | 0 | 0 | 0 | 0 | 0 | 0 | 0 | 0 | 0 | 0 | 0 | 0 | 0 | 0 | 0 | 0 | 0 | 0 | 0 | 0 | 0 | 0 | 0 | 0 | 0 | 0 | 0 | 0 | 0 | 0 | 0 | 0 | 0 | 0 | 0 | Northern_California_Li_Battery_4hr | Northern_California_Li_Battery_8hr | Northern_California_Solar |  | Kern_Greater_Carrizo_Wind |  |  |  | Northern_California | Peninsula_Monterey
PG&E GBA | San Jose A | 115 | CA | 95110 | SANTA CLARA | 3 | 0 | 0 | 0 | 0 | 0 | 0 | 0 | 0 | 0 | 0 | 0 | 0 | 0 | 0 | 0 | 0 | 0 | 0 | 0 | 0 | 0 | 0 | 0 | 0 | 0 | 0 | 0 | 0 | 0 | 0 | 0 | 0 | 0 | 0 | 0 | 0 | 0 | 0 | 0 | 0 | 0 | 0 | 0 | 0 | 0 | 0 | 0 | 0 | 0 | 0 | 0 | 0 | 0 | 0 | 0 | 1 | 0 | 0 | 0 | 1 | 0 | 0 | 0 | 0 | 0 | 0 | 0 | 0 | 0 | 0 | 0 | 0 | 0 | 0 | 0 | 0 | 0 | 0 | 0 | 0 | 0 | 0 | 0 | 0 | 0 | 0 | 0 | 0 | 0 | 0 | 0 | 0 | 0 | 0 | 0 | 0 | 1 | Northern_California_Li_Battery_4hr | Northern_California_Li_Battery_8hr | Northern_California_Solar |  | Kern_Greater_Carrizo_Wind |  |  |  | Northern_California | Peninsula_Monterey
PG&E GBA | San Jose B | 115 | CA | 95110 | SANTA CLARA | 2 | 0 | 0 | 0 | 0 | 0 | 0 | 0 | 0 | 0 | 0 | 0 | 0 | 0 | 0 | 0 | 0 | 0 | 0 | 0 | 0 | 0 | 0 | 0 | 0 | 0 | 0 | 0 | 0 | 0 | 0 | 0 | 0 | 0 | 0 | 0 | 0 | 0 | 0 | 0 | 0 | 0 | 0 | 0 | 0 | 0 | 0 | 0 | 0 | 0 | 0 | 0 | 0 | 0 | 0 | 0 | 1 | 0 | 0 | 0 | 1 | 0 | 0 | 0 | 0 | 0 | 0 | 0 | 0 | 0 | 0 | 0 | 0 | 0 | 0 | 0 | 0 | 0 | 0 | 0 | 0 | 0 | 0 | 0 | 0 | 0 | 0 | 0 | 0 | 0 | 0 | 0 | 0 | 0 | 0 | 0 | 0 | 0 | Northern_California_Li_Battery_4hr | Northern_California_Li_Battery_8hr | Northern_California_Solar |  | Kern_Greater_Carrizo_Wind |  |  |  | Northern_California | Peninsula_Monterey
PG&E GBA | San Leandro U | 115 | CA | 94578 | ALAMEDA | 3 | 0 | 0 | 0 | 0 | 0 | 0 | 0 | 0 | 0 | 0 | 0 | 0 | 0 | 0 | 0 | 0 | 0 | 0 | 0 | 0 | 0 | 0 | 0 | 0 | 0 | 0 | 0 | 0 | 0 | 0 | 0 | 0 | 0 | 0 | 0 | 0 | 0 | 0 | 0 | 1 | 0 | 0 | 0 | 0 | 0 | 0 | 0 | 0 | 0 | 0 | 0 | 0 | 1 | 0 | 0 | 1 | 0 | 0 | 0 | 0 | 0 | 0 | 0 | 0 | 0 | 0 | 0 | 0 | 0 | 0 | 0 | 0 | 0 | 0 | 0 | 0 | 0 | 0 | 0 | 0 | 0 | 0 | 0 | 0 | 0 | 0 | 0 | 0 | 0 | 0 | 0 | 0 | 0 | 0 | 0 | 0 | 0 | Northern_California_Li_Battery_4hr | Northern_California_Li_Battery_8hr | Northern_California_Solar |  | Solano_Wind |  |  |  | Northern_California | Solano
PG&E KERN | San Luis Obispo | 115 | CA | 93401 | SAN LUIS OBISPO | 5 | 0 | 0 | 0 | 0 | 0 | 0 | 0 | 0 | 0 | 0 | 0 | 0 | 0 | 0 | 0 | 0 | 0 | 0 | 0 | 0 | 0 | 0 | 0 | 0 | 0 | 0 | 0 | 0 | 0 | 0 | 0 | 0 | 0 | 0 | 0 | 0 | 0 | 0 | 0 | 0 | 0 | 0 | 0 | 0 | 0 | 0 | 0 | 0 | 0 | 0 | 0 | 0 | 0 | 0 | 0 | 0 | 0 | 0 | 0 | 0 | 0 | 0 | 0 | 0 | 0 | 0 | 0 | 1 | 1 | 0 | 0 | 0 | 0 | 0 | 0 | 0 | 0 | 0 | 0 | 1 | 0 | 0 | 0 | 0 | 0 | 1 | 0 | 0 | 0 | 0 | 0 | 0 | 0 | 0 | 0 | 1 | 0 | Southern_PGAE_Li_Battery_4hr | Southern_PGAE_Li_Battery_8hr | Southern_PGAE_Solar |  | Kern_Greater_Carrizo_Wind |  |  |  | Southern_PGAE | Kern_Greater_Carrizo
PG&E KERN | San Luis Obispo | 70 | CA | 93401 | SAN LUIS OBISPO | 5 | 0 | 0 | 0 | 0 | 0 | 0 | 0 | 0 | 0 | 0 | 0 | 0 | 0 | 0 | 0 | 0 | 0 | 0 | 0 | 0 | 0 | 0 | 0 | 0 | 0 | 0 | 0 | 0 | 0 | 0 | 0 | 0 | 0 | 0 | 0 | 0 | 0 | 0 | 0 | 0 | 0 | 0 | 0 | 0 | 0 | 0 | 0 | 0 | 0 | 0 | 0 | 0 | 0 | 0 | 0 | 0 | 0 | 0 | 0 | 0 | 0 | 0 | 0 | 0 | 0 | 0 | 0 | 1 | 1 | 0 | 0 | 0 | 0 | 0 | 0 | 0 | 0 | 0 | 0 | 1 | 0 | 0 | 0 | 0 | 0 | 1 | 0 | 0 | 0 | 0 | 0 | 0 | 0 | 0 | 0 | 1 | 0 | Southern_PGAE_Li_Battery_4hr | Southern_PGAE_Li_Battery_8hr | Southern_PGAE_Solar |  | Kern_Greater_Carrizo_Wind |  |  |  | Southern_PGAE | Kern_Greater_Carrizo
SDGE | San Luis Rey | 230 | CA | 92054 | SAN DIEGO | 1 | 0 | 0 | 0 | 0 | 0 | 0 | 0 | 0 | 0 | 0 | 0 | 0 | 0 | 0 | 0 | 0 | 0 | 0 | 0 | 0 | 0 | 0 | 0 | 0 | 0 | 0 | 0 | 0 | 0 | 0 | 0 | 0 | 1 | 0 | 0 | 0 | 0 | 0 | 0 | 0 | 0 | 0 | 0 | 0 | 0 | 0 | 0 | 0 | 0 | 0 | 0 | 0 | 0 | 0 | 0 | 0 | 0 | 0 | 0 | 0 | 0 | 0 | 0 | 0 | 0 | 0 | 0 | 0 | 0 | 0 | 0 | 0 | 0 | 0 | 0 | 0 | 0 | 0 | 0 | 0 | 0 | 0 | 0 | 0 | 0 | 0 | 0 | 0 | 0 | 0 | 0 | 0 | 0 | 0 | 0 | 0 | 0 | San_Diego_Li_Battery_4hr | San_Diego_Li_Battery_8hr | San_Diego_Solar |  | 0 |  |  |  | Greater_SD | Greater_SD
SDGE | San Luis Rey | 69 | CA | 92054 | SAN DIEGO | 3 | 0 | 0 | 0 | 0 | 0 | 0 | 0 | 0 | 0 | 0 | 0 | 0 | 0 | 0 | 0 | 0 | 0 | 0 | 0 | 0 | 0 | 0 | 0 | 0 | 0 | 1 | 0 | 0 | 0 | 0 | 0 | 0 | 1 | 0 | 0 | 0 | 0 | 1 | 0 | 0 | 0 | 0 | 0 | 0 | 0 | 0 | 0 | 0 | 0 | 0 | 0 | 0 | 0 | 0 | 0 | 0 | 0 | 0 | 0 | 0 | 0 | 0 | 0 | 0 | 0 | 0 | 0 | 0 | 0 | 0 | 0 | 0 | 0 | 0 | 0 | 0 | 0 | 0 | 0 | 0 | 0 | 0 | 0 | 0 | 0 | 0 | 0 | 0 | 0 | 0 | 0 | 0 | 0 | 0 | 0 | 0 | 0 | San_Diego_Li_Battery_4hr | San_Diego_Li_Battery_8hr | San_Diego_Solar |  | 0 |  |  |  | Greater_SD | Greater_SD
SDGE | San Marcos | 69 | CA | 92078 | San Diego | 5 | 0 | 0 | 0 | 0 | 0 | 0 | 0 | 0 | 0 | 0 | 0 | 0 | 0 | 0 | 0 | 0 | 0 | 0 | 0 | 0 | 0 | 0 | 0 | 0 | 0 | 1 | 0 | 0 | 0 | 0 | 1 | 0 | 1 | 1 | 0 | 0 | 0 | 1 | 0 | 0 | 0 | 0 | 0 | 0 | 0 | 0 | 0 | 0 | 0 | 0 | 0 | 0 | 0 | 0 | 0 | 0 | 0 | 0 | 0 | 0 | 0 | 0 | 0 | 0 | 0 | 0 | 0 | 0 | 0 | 0 | 0 | 0 | 0 | 0 | 0 | 0 | 0 | 0 | 0 | 0 | 0 | 0 | 0 | 0 | 0 | 0 | 0 | 0 | 0 | 0 | 0 | 0 | 0 | 0 | 0 | 0 | 0 | San_Diego_Li_Battery_4hr | San_Diego_Li_Battery_8hr | San_Diego_Solar |  | 0 |  |  |  | Greater_SD | Greater_SD
SCE Metro | San Onofre | 230 | CA | 92672 | SAN DIEGO | 1 | 0 | 0 | 0 | 0 | 0 | 0 | 0 | 0 | 0 | 1 | 0 | 0 | 0 | 0 | 0 | 0 | 0 | 0 | 0 | 0 | 0 | 0 | 0 | 0 | 0 | 0 | 0 | 0 | 0 | 0 | 0 | 0 | 0 | 0 | 0 | 0 | 0 | 0 | 0 | 0 | 0 | 0 | 0 | 0 | 0 | 0 | 0 | 0 | 0 | 0 | 0 | 0 | 0 | 0 | 0 | 0 | 0 | 0 | 0 | 0 | 0 | 0 | 0 | 0 | 0 | 0 | 0 | 0 | 0 | 0 | 0 | 0 | 0 | 0 | 0 | 0 | 0 | 0 | 0 | 0 | 0 | 0 | 0 | 0 | 0 | 0 | 0 | 0 | 0 | 0 | 0 | 0 | 0 | 0 | 0 | 0 | 0 | Greater_LA_Li_Battery_4hr | Greater_LA_Li_Battery_8hr | Greater_LA_Solar |  | 0 |  |  |  | Greater_LA | Greater_SD
PG&E GBA | San Pablo | 115 | CA | 94806 | CONTRA COSTA | 10 | 0 | 0 | 0 | 0 | 0 | 0 | 0 | 0 | 0 | 0 | 0 | 0 | 0 | 0 | 0 | 0 | 0 | 0 | 0 | 0 | 0 | 0 | 0 | 0 | 0 | 0 | 0 | 0 | 0 | 0 | 0 | 0 | 0 | 0 | 0 | 0 | 0 | 0 | 0 | 1 | 0 | 0 | 0 | 0 | 0 | 0 | 0 | 0 | 0 | 1 | 0 | 0 | 1 | 1 | 1 | 1 | 0 | 0 | 1 | 1 | 0 | 1 | 0 | 0 | 0 | 1 | 0 | 0 | 0 | 0 | 0 | 0 | 0 | 0 | 0 | 0 | 0 | 0 | 0 | 0 | 0 | 0 | 0 | 0 | 0 | 0 | 0 | 0 | 0 | 0 | 0 | 0 | 0 | 0 | 0 | 0 | 0 | Northern_California_Li_Battery_4hr | Northern_California_Li_Battery_8hr | Northern_California_Solar |  | Solano_Wind |  |  |  | Northern_California | Solano
PG&E GBA | San Ramon | 230 | CA | 94583 | CONTRA COSTA | 2 | 0 | 0 | 0 | 0 | 0 | 0 | 0 | 0 | 0 | 0 | 0 | 0 | 0 | 0 | 0 | 0 | 0 | 0 | 0 | 0 | 0 | 0 | 0 | 0 | 0 | 0 | 0 | 0 | 0 | 0 | 0 | 0 | 0 | 0 | 0 | 0 | 0 | 0 | 0 | 1 | 0 | 0 | 0 | 0 | 0 | 0 | 0 | 0 | 0 | 0 | 0 | 0 | 0 | 0 | 0 | 1 | 0 | 0 | 0 | 0 | 0 | 0 | 0 | 0 | 0 | 0 | 0 | 0 | 0 | 0 | 0 | 0 | 0 | 0 | 0 | 0 | 0 | 0 | 0 | 0 | 0 | 0 | 0 | 0 | 0 | 0 | 0 | 0 | 0 | 0 | 0 | 0 | 0 | 0 | 0 | 0 | 0 | Northern_California_Li_Battery_4hr | Northern_California_Li_Battery_8hr | Northern_California_Solar |  | Solano_Wind |  |  |  | Northern_California | Solano
SDGE | San Ysidro | 69 | CA | 92154 | San Diego | 5 | 0 | 0 | 0 | 0 | 0 | 0 | 0 | 0 | 0 | 0 | 0 | 0 | 0 | 0 | 0 | 0 | 0 | 0 | 0 | 0 | 0 | 0 | 0 | 0 | 0 | 0 | 0 | 0 | 0 | 1 | 1 | 0 | 1 | 0 | 0 | 1 | 1 | 0 | 0 | 0 | 0 | 0 | 0 | 0 | 0 | 0 | 0 | 0 | 0 | 0 | 0 | 0 | 0 | 0 | 0 | 0 | 0 | 0 | 0 | 0 | 0 | 0 | 0 | 0 | 0 | 0 | 0 | 0 | 0 | 0 | 0 | 0 | 0 | 0 | 0 | 0 | 0 | 0 | 0 | 0 | 0 | 0 | 0 | 0 | 0 | 0 | 0 | 0 | 0 | 0 | 0 | 0 | 0 | 0 | 0 | 0 | 0 | San_Diego_Li_Battery_4hr | San_Diego_Li_Battery_8hr | San_Diego_Solar |  | 0 |  |  |  | Greater_SD | Greater_SD
SCE NOL | Sandlot | 230 | CA | 92347 | SAN BERNARDINO | 3 | 0 | 0 | 0 | 0 | 0 | 0 | 0 | 0 | 0 | 0 | 0 | 1 | 1 | 1 | 0 | 0 | 0 | 0 | 0 | 0 | 0 | 0 | 0 | 0 | 0 | 0 | 0 | 0 | 0 | 0 | 0 | 0 | 0 | 0 | 0 | 0 | 0 | 0 | 0 | 0 | 0 | 0 | 0 | 0 | 0 | 0 | 0 | 0 | 0 | 0 | 0 | 0 | 0 | 0 | 0 | 0 | 0 | 0 | 0 | 0 | 0 | 0 | 0 | 0 | 0 | 0 | 0 | 0 | 0 | 0 | 0 | 0 | 0 | 0 | 0 | 0 | 0 | 0 | 0 | 0 | 0 | 0 | 0 | 0 | 0 | 0 | 0 | 0 | 0 | 0 | 0 | 0 | 0 | 0 | 0 | 0 | 0 | Greater_Kramer_Li_Battery_4hr | Greater_Kramer_Li_Battery_8hr | Greater_Kramer_Solar |  | Greater_Kramer_Wind |  |  |  | Greater_Kramer | Greater_Kramer (Exclude)
EOP | Sandy | 138 | NV | 89124 | CLARK | 3 | 0 | 0 | 0 | 0 | 0 | 0 | 0 | 0 | 0 | 0 | 0 | 0 | 0 | 0 | 0 | 0 | 0 | 0 | 0 | 0 | 0 | 0 | 1 | 1 | 1 | 0 | 0 | 0 | 0 | 0 | 0 | 0 | 0 | 0 | 0 | 0 | 0 | 0 | 0 | 0 | 0 | 0 | 0 | 0 | 0 | 0 | 0 | 0 | 0 | 0 | 0 | 0 | 0 | 0 | 0 | 0 | 0 | 0 | 0 | 0 | 0 | 0 | 0 | 0 | 0 | 0 | 0 | 0 | 0 | 0 | 0 | 0 | 0 | 0 | 0 | 0 | 0 | 0 | 0 | 0 | 0 | 0 | 0 | 0 | 0 | 0 | 0 | 0 | 0 | 0 | 0 | 0 | 0 | 0 | 0 | 0 | 0 | Southern_NV_Eldorado_Li_Battery_4hr | Southern_NV_Eldorado_Li_Battery_8hr | Southern_NV_Eldorado_Solar |  | Southern_NV_Eldorado_Wind |  |  |  | Southern_NV_Eldorado | Southern_NV_Eldorado
PG&E FRESNO | Sanger | 115 | CA | 93657 | FRESNO | 9 | 0 | 0 | 0 | 0 | 0 | 0 | 0 | 0 | 0 | 0 | 0 | 0 | 0 | 0 | 0 | 0 | 0 | 0 | 0 | 0 | 0 | 0 | 0 | 0 | 0 | 0 | 0 | 0 | 0 | 0 | 0 | 0 | 0 | 0 | 0 | 0 | 0 | 0 | 0 | 0 | 0 | 0 | 0 | 0 | 0 | 1 | 0 | 0 | 0 | 0 | 0 | 0 | 0 | 0 | 0 | 0 | 0 | 0 | 0 | 0 | 0 | 0 | 0 | 0 | 0 | 0 | 0 | 0 | 0 | 0 | 0 | 0 | 0 | 0 | 0 | 0 | 0 | 0 | 1 | 1 | 0 | 1 | 0 | 1 | 1 | 1 | 0 | 0 | 0 | 1 | 0 | 0 | 0 | 0 | 1 | 0 | 0 | Southern_PGAE_Li_Battery_4hr | Southern_PGAE_Li_Battery_8hr | Southern_PGAE_Solar |  | Central_Valley_North_Los_Banos_Wind |  |  |  | Southern_PGAE | Central_Valley_North_Los_Banos
SCE Northern | Santa Clara | 230 | CA | 93060 | VENTURA | 3 | 0 | 0 | 1 | 0 | 1 | 0 | 0 | 0 | 0 | 0 | 0 | 0 | 0 | 0 | 0 | 0 | 0 | 0 | 0 | 0 | 0 | 0 | 0 | 0 | 1 | 0 | 0 | 0 | 0 | 0 | 0 | 0 | 0 | 0 | 0 | 0 | 0 | 0 | 0 | 0 | 0 | 0 | 0 | 0 | 0 | 0 | 0 | 0 | 0 | 0 | 0 | 0 | 0 | 0 | 0 | 0 | 0 | 0 | 0 | 0 | 0 | 0 | 0 | 0 | 0 | 0 | 0 | 0 | 0 | 0 | 0 | 0 | 0 | 0 | 0 | 0 | 0 | 0 | 0 | 0 | 0 | 0 | 0 | 0 | 0 | 0 | 0 | 0 | 0 | 0 | 0 | 0 | 0 | 0 | 0 | 0 | 0 | Greater_LA_Li_Battery_4hr | Greater_LA_Li_Battery_8hr | Greater_LA_Solar |  | 0 |  |  |  | Greater_LA | Greater_LA
PG&E NGBA | Santa Rosa A | 115 | CA | 95401 | SONOMA | 3 | 0 | 0 | 0 | 0 | 0 | 0 | 0 | 0 | 0 | 0 | 0 | 0 | 0 | 0 | 0 | 0 | 0 | 0 | 0 | 0 | 0 | 0 | 0 | 0 | 0 | 0 | 0 | 0 | 0 | 0 | 0 | 0 | 0 | 0 | 0 | 0 | 0 | 0 | 0 | 1 | 0 | 0 | 0 | 0 | 0 | 0 | 0 | 0 | 0 | 0 | 0 | 0 | 1 | 0 | 0 | 0 | 0 | 0 | 0 | 0 | 0 | 0 | 0 | 0 | 0 | 0 | 1 | 0 | 0 | 0 | 0 | 0 | 0 | 0 | 0 | 0 | 0 | 0 | 0 | 0 | 0 | 0 | 0 | 0 | 0 | 0 | 0 | 0 | 0 | 0 | 0 | 0 | 0 | 0 | 0 | 0 | 0 | Northern_California_Li_Battery_4hr | Northern_California_Li_Battery_8hr | Northern_California_Solar |  | Northern_California_Wind |  |  |  | Northern_California | Mendocino_Marin
PG&E GBA | Santa Teresa | 115 | CA |  |  | 3 | 0 | 0 | 0 | 0 | 0 | 0 | 0 | 0 | 0 | 0 | 0 | 0 | 0 | 0 | 0 | 0 | 0 | 0 | 0 | 0 | 0 | 0 | 0 | 0 | 0 | 0 | 0 | 0 | 0 | 0 | 0 | 0 | 0 | 0 | 0 | 0 | 0 | 0 | 0 | 0 | 0 | 0 | 0 | 0 | 0 | 0 | 0 | 0 | 0 | 0 | 0 | 0 | 0 | 0 | 0 | 1 | 0 | 0 | 0 | 1 | 0 | 0 | 0 | 0 | 0 | 0 | 0 | 0 | 0 | 0 | 0 | 0 | 0 | 0 | 0 | 0 | 0 | 0 | 0 | 0 | 0 | 0 | 0 | 0 | 0 | 0 | 0 | 0 | 0 | 0 | 0 | 0 | 0 | 0 | 0 | 0 | 1 | Northern_California_Li_Battery_4hr | Northern_California_Li_Battery_8hr | Northern_California_Solar |  | Kern_Greater_Carrizo_Wind |  |  |  | Northern_California | Peninsula_Monterey
SDGE | Santee | 138 | CA | 92071 | SAN DIEGO | 4 | 0 | 0 | 0 | 0 | 0 | 0 | 0 | 0 | 0 | 0 | 0 | 0 | 0 | 0 | 0 | 0 | 0 | 0 | 0 | 0 | 0 | 0 | 0 | 0 | 0 | 0 | 1 | 0 | 1 | 0 | 1 | 0 | 1 | 0 | 0 | 0 | 0 | 0 | 0 | 0 | 0 | 0 | 0 | 0 | 0 | 0 | 0 | 0 | 0 | 0 | 0 | 0 | 0 | 0 | 0 | 0 | 0 | 0 | 0 | 0 | 0 | 0 | 0 | 0 | 0 | 0 | 0 | 0 | 0 | 0 | 0 | 0 | 0 | 0 | 0 | 0 | 0 | 0 | 0 | 0 | 0 | 0 | 0 | 0 | 0 | 0 | 0 | 0 | 0 | 0 | 0 | 0 | 0 | 0 | 0 | 0 | 0 | San_Diego_Li_Battery_4hr | San_Diego_Li_Battery_8hr | San_Diego_Solar |  | 0 |  |  |  | Greater_SD | Greater_SD
SCE Metro | Santiago | 230 | CA | 92618 | ORANGE | 1 | 0 | 0 | 0 | 0 | 0 | 0 | 0 | 0 | 0 | 1 | 0 | 0 | 0 | 0 | 0 | 0 | 0 | 0 | 0 | 0 | 0 | 0 | 0 | 0 | 0 | 0 | 0 | 0 | 0 | 0 | 0 | 0 | 0 | 0 | 0 | 0 | 0 | 0 | 0 | 0 | 0 | 0 | 0 | 0 | 0 | 0 | 0 | 0 | 0 | 0 | 0 | 0 | 0 | 0 | 0 | 0 | 0 | 0 | 0 | 0 | 0 | 0 | 0 | 0 | 0 | 0 | 0 | 0 | 0 | 0 | 0 | 0 | 0 | 0 | 0 | 0 | 0 | 0 | 0 | 0 | 0 | 0 | 0 | 0 | 0 | 0 | 0 | 0 | 0 | 0 | 0 | 0 | 0 | 0 | 0 | 0 | 0 | Greater_LA_Li_Battery_4hr | Greater_LA_Li_Battery_8hr | Greater_LA_Solar |  | 0 |  |  |  | Greater_LA | Greater_LA
PG&E GBA | Saratoga | 230 | CA | 95070 | SANTA CLARA | 3 | 0 | 0 | 0 | 0 | 0 | 0 | 0 | 0 | 0 | 0 | 0 | 0 | 0 | 0 | 0 | 0 | 0 | 0 | 0 | 0 | 0 | 0 | 0 | 0 | 0 | 0 | 0 | 0 | 0 | 0 | 0 | 0 | 0 | 0 | 0 | 0 | 0 | 0 | 0 | 0 | 0 | 0 | 0 | 0 | 0 | 0 | 0 | 0 | 0 | 0 | 0 | 0 | 1 | 0 | 0 | 1 | 0 | 0 | 0 | 1 | 0 | 0 | 0 | 0 | 0 | 0 | 0 | 0 | 0 | 0 | 0 | 0 | 0 | 0 | 0 | 0 | 0 | 0 | 0 | 0 | 0 | 0 | 0 | 0 | 0 | 0 | 0 | 0 | 0 | 0 | 0 | 0 | 0 | 0 | 0 | 0 | 0 | Northern_California_Li_Battery_4hr | Northern_California_Li_Battery_8hr | Northern_California_Solar |  | Kern_Greater_Carrizo_Wind |  |  |  | Northern_California | Peninsula_Monterey
SCE Northern | Saugus | 230 | CA | 91355 | LOS ANGELES | 1 | 0 | 0 | 0 | 0 | 0 | 0 | 0 | 0 | 0 | 0 | 0 | 0 | 0 | 0 | 0 | 0 | 0 | 0 | 0 | 0 | 0 | 0 | 0 | 0 | 1 | 0 | 0 | 0 | 0 | 0 | 0 | 0 | 0 | 0 | 0 | 0 | 0 | 0 | 0 | 0 | 0 | 0 | 0 | 0 | 0 | 0 | 0 | 0 | 0 | 0 | 0 | 0 | 0 | 0 | 0 | 0 | 0 | 0 | 0 | 0 | 0 | 0 | 0 | 0 | 0 | 0 | 0 | 0 | 0 | 0 | 0 | 0 | 0 | 0 | 0 | 0 | 0 | 0 | 0 | 0 | 0 | 0 | 0 | 0 | 0 | 0 | 0 | 0 | 0 | 0 | 0 | 0 | 0 | 0 | 0 | 0 | 0 | Greater_LA_Li_Battery_4hr | Greater_LA_Li_Battery_8hr | Greater_LA_Solar |  | Tehachapi_Wind |  |  |  | Greater_LA | Tehachapi
PG&E FRESNO | Schindler | 115 | CA | 93234 | FRESNO | 2 | 0 | 0 | 0 | 0 | 0 | 0 | 0 | 0 | 0 | 0 | 0 | 0 | 0 | 0 | 0 | 0 | 0 | 0 | 0 | 0 | 0 | 0 | 0 | 0 | 0 | 0 | 0 | 0 | 0 | 0 | 0 | 0 | 0 | 0 | 0 | 0 | 0 | 0 | 0 | 0 | 0 | 0 | 0 | 0 | 0 | 0 | 0 | 0 | 0 | 0 | 0 | 0 | 0 | 0 | 0 | 0 | 0 | 0 | 0 | 0 | 0 | 0 | 0 | 0 | 0 | 0 | 0 | 0 | 0 | 0 | 0 | 0 | 0 | 0 | 0 | 0 | 0 | 0 | 0 | 1 | 0 | 0 | 0 | 0 | 0 | 0 | 0 | 1 | 0 | 0 | 0 | 0 | 0 | 0 | 0 | 0 | 0 | Southern_PGAE_Li_Battery_4hr | Southern_PGAE_Li_Battery_8hr | Southern_PGAE_Solar |  | Central_Valley_North_Los_Banos_Wind |  |  |  | Southern_PGAE | Central_Valley_North_Los_Banos
PG&E FRESNO | Schindler | 70 | CA | 93234 | FRESNO | 6 | 0 | 0 | 0 | 0 | 0 | 0 | 0 | 0 | 0 | 0 | 0 | 0 | 0 | 0 | 0 | 0 | 0 | 0 | 0 | 0 | 0 | 0 | 0 | 0 | 0 | 0 | 0 | 0 | 0 | 0 | 0 | 0 | 0 | 0 | 0 | 0 | 0 | 0 | 0 | 0 | 0 | 0 | 0 | 0 | 0 | 0 | 0 | 0 | 0 | 0 | 0 | 0 | 0 | 0 | 0 | 0 | 0 | 0 | 0 | 0 | 0 | 0 | 0 | 0 | 0 | 0 | 0 | 0 | 0 | 0 | 0 | 0 | 0 | 0 | 0 | 0 | 0 | 0 | 1 | 0 | 1 | 1 | 1 | 0 | 0 | 1 | 0 | 1 | 0 | 0 | 0 | 0 | 0 | 0 | 0 | 0 | 0 | Southern_PGAE_Li_Battery_4hr | Southern_PGAE_Li_Battery_8hr | Southern_PGAE_Solar |  | Central_Valley_North_Los_Banos_Wind |  |  |  | Southern_PGAE | Central_Valley_North_Los_Banos
PG&E GBA | Schulte | 115 | CA |  |  | 4 | 0 | 0 | 0 | 0 | 0 | 0 | 0 | 0 | 0 | 0 | 0 | 0 | 0 | 0 | 0 | 0 | 0 | 0 | 0 | 0 | 0 | 0 | 0 | 0 | 0 | 0 | 0 | 0 | 0 | 0 | 0 | 0 | 0 | 0 | 0 | 0 | 0 | 0 | 0 | 0 | 0 | 0 | 0 | 0 | 0 | 1 | 0 | 0 | 0 | 0 | 0 | 0 | 0 | 0 | 0 | 0 | 0 | 1 | 0 | 1 | 0 | 0 | 0 | 0 | 0 | 1 | 0 | 0 | 0 | 0 | 0 | 0 | 0 | 0 | 0 | 0 | 0 | 0 | 0 | 0 | 0 | 0 | 0 | 0 | 0 | 0 | 0 | 0 | 0 | 0 | 0 | 0 | 0 | 0 | 0 | 0 | 0 | Northern_California_Li_Battery_4hr | Northern_California_Li_Battery_8hr | Northern_California_Solar |  | Solano_Wind |  |  |  | Northern_California | Solano
SDGE | Scripps | 69 | CA | 92131 | San Diego | 3 | 0 | 0 | 0 | 0 | 0 | 0 | 0 | 0 | 0 | 0 | 0 | 0 | 0 | 0 | 0 | 0 | 0 | 0 | 0 | 0 | 0 | 0 | 0 | 0 | 0 | 1 | 0 | 0 | 0 | 0 | 1 | 0 | 1 | 0 | 0 | 0 | 0 | 0 | 0 | 0 | 0 | 0 | 0 | 0 | 0 | 0 | 0 | 0 | 0 | 0 | 0 | 0 | 0 | 0 | 0 | 0 | 0 | 0 | 0 | 0 | 0 | 0 | 0 | 0 | 0 | 0 | 0 | 0 | 0 | 0 | 0 | 0 | 0 | 0 | 0 | 0 | 0 | 0 | 0 | 0 | 0 | 0 | 0 | 0 | 0 | 0 | 0 | 0 | 0 | 0 | 0 | 0 | 0 | 0 | 0 | 0 | 0 | San_Diego_Li_Battery_4hr | San_Diego_Li_Battery_8hr | San_Diego_Solar |  | 0 |  |  |  | Greater_SD | Greater_SD
PG&E KERN | Semitropic | 115 | CA | 93280 | KERN | 4 | 0 | 0 | 0 | 0 | 0 | 0 | 0 | 0 | 0 | 0 | 0 | 0 | 0 | 0 | 0 | 0 | 0 | 0 | 0 | 0 | 0 | 0 | 0 | 0 | 0 | 0 | 0 | 0 | 0 | 0 | 0 | 0 | 0 | 0 | 0 | 0 | 0 | 0 | 0 | 0 | 0 | 0 | 0 | 0 | 0 | 0 | 0 | 0 | 0 | 0 | 0 | 0 | 0 | 0 | 0 | 0 | 0 | 0 | 0 | 0 | 0 | 0 | 0 | 0 | 0 | 0 | 0 | 1 | 1 | 0 | 0 | 0 | 0 | 0 | 0 | 1 | 0 | 0 | 0 | 1 | 0 | 0 | 0 | 0 | 0 | 0 | 0 | 0 | 0 | 0 | 0 | 0 | 0 | 0 | 0 | 0 | 0 | Southern_PGAE_Li_Battery_4hr | Southern_PGAE_Li_Battery_8hr | Southern_PGAE_Solar |  | Central_Valley_North_Los_Banos_Wind |  |  |  | Southern_PGAE | Central_Valley_North_Los_Banos
SCE Metro | Serrano | 230 | CA | 92867 | ORANGE | 1 | 0 | 0 | 0 | 0 | 0 | 0 | 0 | 0 | 0 | 1 | 0 | 0 | 0 | 0 | 0 | 0 | 0 | 0 | 0 | 0 | 0 | 0 | 0 | 0 | 0 | 0 | 0 | 0 | 0 | 0 | 0 | 0 | 0 | 0 | 0 | 0 | 0 | 0 | 0 | 0 | 0 | 0 | 0 | 0 | 0 | 0 | 0 | 0 | 0 | 0 | 0 | 0 | 0 | 0 | 0 | 0 | 0 | 0 | 0 | 0 | 0 | 0 | 0 | 0 | 0 | 0 | 0 | 0 | 0 | 0 | 0 | 0 | 0 | 0 | 0 | 0 | 0 | 0 | 0 | 0 | 0 | 0 | 0 | 0 | 0 | 0 | 0 | 0 | 0 | 0 | 0 | 0 | 0 | 0 | 0 | 0 | 0 | Greater_LA_Li_Battery_4hr | Greater_LA_Li_Battery_8hr | Greater_LA_Solar |  | 0 |  |  |  | Greater_LA | Greater_LA
SCE Metro | Serrano | 500 | CA | 92867 | ORANGE | 1 | 0 | 0 | 0 | 0 | 0 | 0 | 0 | 0 | 0 | 1 | 0 | 0 | 0 | 0 | 0 | 0 | 0 | 0 | 0 | 0 | 0 | 0 | 0 | 0 | 0 | 0 | 0 | 0 | 0 | 0 | 0 | 0 | 0 | 0 | 0 | 0 | 0 | 0 | 0 | 0 | 0 | 0 | 0 | 0 | 0 | 0 | 0 | 0 | 0 | 0 | 0 | 0 | 0 | 0 | 0 | 0 | 0 | 0 | 0 | 0 | 0 | 0 | 0 | 0 | 0 | 0 | 0 | 0 | 0 | 0 | 0 | 0 | 0 | 0 | 0 | 0 | 0 | 0 | 0 | 0 | 0 | 0 | 0 | 0 | 0 | 0 | 0 | 0 | 0 | 0 | 0 | 0 | 0 | 0 | 0 | 0 | 0 | Greater_LA_Li_Battery_4hr | Greater_LA_Li_Battery_8hr | Greater_LA_Solar |  | 0 |  |  |  | Greater_LA | Greater_LA
SDGE | Shadowridge | 138 | CA | 92081 | SAN DIEGO | 3 | 0 | 0 | 0 | 0 | 0 | 0 | 0 | 0 | 0 | 0 | 0 | 0 | 0 | 0 | 0 | 0 | 0 | 0 | 0 | 0 | 0 | 0 | 0 | 0 | 0 | 0 | 0 | 0 | 1 | 0 | 1 | 0 | 1 | 0 | 0 | 0 | 0 | 0 | 0 | 0 | 0 | 0 | 0 | 0 | 0 | 0 | 0 | 0 | 0 | 0 | 0 | 0 | 0 | 0 | 0 | 0 | 0 | 0 | 0 | 0 | 0 | 0 | 0 | 0 | 0 | 0 | 0 | 0 | 0 | 0 | 0 | 0 | 0 | 0 | 0 | 0 | 0 | 0 | 0 | 0 | 0 | 0 | 0 | 0 | 0 | 0 | 0 | 0 | 0 | 0 | 0 | 0 | 0 | 0 | 0 | 0 | 0 | San_Diego_Li_Battery_4hr | San_Diego_Li_Battery_8hr | San_Diego_Solar |  | 0 |  |  |  | Greater_SD | Greater_SD
PG&E KERN | Shafter | 115 | CA | 93263 | KERN | 5 | 0 | 0 | 0 | 0 | 0 | 0 | 0 | 0 | 0 | 0 | 0 | 0 | 0 | 0 | 0 | 0 | 0 | 0 | 0 | 0 | 0 | 0 | 0 | 0 | 0 | 0 | 0 | 0 | 0 | 0 | 0 | 0 | 0 | 0 | 0 | 0 | 0 | 0 | 0 | 0 | 0 | 0 | 0 | 0 | 0 | 0 | 0 | 0 | 0 | 0 | 0 | 0 | 0 | 0 | 0 | 0 | 0 | 0 | 0 | 0 | 0 | 0 | 0 | 0 | 0 | 0 | 0 | 1 | 0 | 0 | 0 | 0 | 0 | 0 | 1 | 0 | 0 | 0 | 1 | 1 | 0 | 0 | 0 | 0 | 0 | 0 | 0 | 0 | 0 | 0 | 0 | 0 | 0 | 0 | 1 | 0 | 0 | Southern_PGAE_Li_Battery_4hr | Southern_PGAE_Li_Battery_8hr | Southern_PGAE_Solar |  | Central_Valley_North_Los_Banos_Wind |  |  |  | Southern_PGAE | Central_Valley_North_Los_Banos
PG&E NGBA | Silverado | 115 | CA | 94574 | NAPA | 9 | 0 | 0 | 0 | 0 | 0 | 0 | 0 | 0 | 0 | 0 | 0 | 0 | 0 | 0 | 0 | 0 | 0 | 0 | 0 | 0 | 0 | 0 | 0 | 0 | 0 | 0 | 0 | 0 | 0 | 0 | 0 | 0 | 0 | 0 | 0 | 0 | 0 | 0 | 0 | 1 | 0 | 1 | 0 | 0 | 0 | 0 | 0 | 0 | 0 | 0 | 0 | 1 | 1 | 1 | 1 | 1 | 0 | 0 | 0 | 0 | 0 | 0 | 0 | 0 | 0 | 1 | 1 | 0 | 0 | 0 | 0 | 0 | 0 | 0 | 0 | 0 | 0 | 0 | 0 | 0 | 0 | 0 | 0 | 0 | 0 | 0 | 0 | 0 | 0 | 0 | 0 | 0 | 0 | 0 | 0 | 0 | 0 | Northern_California_Li_Battery_4hr | Northern_California_Li_Battery_8hr | Northern_California_Solar |  | Northern_California_Wind |  |  |  | Northern_California | Northern_California
SDGE | Silvergate | 230 | CA | 92113 | SAN DIEGO | 4 | 0 | 0 | 0 | 0 | 0 | 0 | 0 | 0 | 0 | 0 | 0 | 0 | 0 | 0 | 0 | 0 | 0 | 0 | 0 | 0 | 0 | 0 | 0 | 0 | 0 | 0 | 0 | 0 | 1 | 0 | 1 | 0 | 1 | 0 | 0 | 0 | 1 | 0 | 0 | 0 | 0 | 0 | 0 | 0 | 0 | 0 | 0 | 0 | 0 | 0 | 0 | 0 | 0 | 0 | 0 | 0 | 0 | 0 | 0 | 0 | 0 | 0 | 0 | 0 | 0 | 0 | 0 | 0 | 0 | 0 | 0 | 0 | 0 | 0 | 0 | 0 | 0 | 0 | 0 | 0 | 0 | 0 | 0 | 0 | 0 | 0 | 0 | 0 | 0 | 0 | 0 | 0 | 0 | 0 | 0 | 0 | 0 | San_Diego_Li_Battery_4hr | San_Diego_Li_Battery_8hr | San_Diego_Solar |  | 0 |  |  |  | Greater_SD | Greater_SD
SDGE | Silvergate | 69 | CA | 92113 | SAN DIEGO | 3 | 0 | 0 | 0 | 0 | 0 | 0 | 0 | 0 | 0 | 0 | 0 | 0 | 0 | 0 | 0 | 0 | 0 | 0 | 0 | 0 | 0 | 0 | 0 | 0 | 0 | 0 | 0 | 0 | 0 | 0 | 1 | 0 | 1 | 0 | 0 | 0 | 1 | 0 | 0 | 0 | 0 | 0 | 0 | 0 | 0 | 0 | 0 | 0 | 0 | 0 | 0 | 0 | 0 | 0 | 0 | 0 | 0 | 0 | 0 | 0 | 0 | 0 | 0 | 0 | 0 | 0 | 0 | 0 | 0 | 0 | 0 | 0 | 0 | 0 | 0 | 0 | 0 | 0 | 0 | 0 | 0 | 0 | 0 | 0 | 0 | 0 | 0 | 0 | 0 | 0 | 0 | 0 | 0 | 0 | 0 | 0 | 0 | San_Diego_Li_Battery_4hr | San_Diego_Li_Battery_8hr | San_Diego_Solar |  | 0 |  |  |  | Greater_SD | Greater_SD
PG&E KERN | Sisquoc | 115 | CA | 93454 | SANTA BARBARA | 5 | 0 | 0 | 0 | 0 | 0 | 0 | 0 | 0 | 0 | 0 | 0 | 0 | 0 | 0 | 0 | 0 | 0 | 0 | 0 | 0 | 0 | 0 | 0 | 0 | 0 | 0 | 0 | 0 | 0 | 0 | 0 | 0 | 0 | 0 | 0 | 0 | 0 | 0 | 0 | 0 | 0 | 0 | 0 | 0 | 0 | 0 | 0 | 0 | 0 | 0 | 0 | 0 | 0 | 0 | 0 | 0 | 0 | 0 | 0 | 0 | 0 | 0 | 0 | 0 | 0 | 0 | 0 | 1 | 1 | 0 | 0 | 0 | 0 | 0 | 0 | 0 | 0 | 0 | 0 | 1 | 0 | 0 | 0 | 0 | 0 | 1 | 0 | 0 | 0 | 0 | 0 | 0 | 0 | 0 | 0 | 1 | 0 | Southern_PGAE_Li_Battery_4hr | Southern_PGAE_Li_Battery_8hr | Southern_PGAE_Solar |  | Kern_Greater_Carrizo_Wind |  |  |  | Southern_PGAE | Kern_Greater_Carrizo
EOP | Sloan Canyon | 230 | NV |  |  | 2 | 0 | 0 | 0 | 0 | 0 | 0 | 0 | 0 | 0 | 0 | 0 | 0 | 0 | 0 | 0 | 0 | 0 | 0 | 0 | 0 | 0 | 0 | 0 | 1 | 1 | 0 | 0 | 0 | 0 | 0 | 0 | 0 | 0 | 0 | 0 | 0 | 0 | 0 | 0 | 0 | 0 | 0 | 0 | 0 | 0 | 0 | 0 | 0 | 0 | 0 | 0 | 0 | 0 | 0 | 0 | 0 | 0 | 0 | 0 | 0 | 0 | 0 | 0 | 0 | 0 | 0 | 0 | 0 | 0 | 0 | 0 | 0 | 0 | 0 | 0 | 0 | 0 | 0 | 0 | 0 | 0 | 0 | 0 | 0 | 0 | 0 | 0 | 0 | 0 | 0 | 0 | 0 | 0 | 0 | 0 | 0 | 0 | Southern_NV_Eldorado_Li_Battery_4hr | Southern_NV_Eldorado_Li_Battery_8hr | Southern_NV_Eldorado_Solar |  | Southern_NV_Eldorado_Wind |  |  |  | Southern_NV_Eldorado | Southern_NV_Eldorado
EOP | Sloan Canyon | 500 | NV |  |  | 2 | 0 | 0 | 0 | 0 | 0 | 0 | 0 | 0 | 0 | 0 | 0 | 0 | 0 | 0 | 0 | 0 | 0 | 0 | 0 | 0 | 0 | 0 | 0 | 1 | 1 | 0 | 0 | 0 | 0 | 0 | 0 | 0 | 0 | 0 | 0 | 0 | 0 | 0 | 0 | 0 | 0 | 0 | 0 | 0 | 0 | 0 | 0 | 0 | 0 | 0 | 0 | 0 | 0 | 0 | 0 | 0 | 0 | 0 | 0 | 0 | 0 | 0 | 0 | 0 | 0 | 0 | 0 | 0 | 0 | 0 | 0 | 0 | 0 | 0 | 0 | 0 | 0 | 0 | 0 | 0 | 0 | 0 | 0 | 0 | 0 | 0 | 0 | 0 | 0 | 0 | 0 | 0 | 0 | 0 | 0 | 0 | 0 | Southern_NV_Eldorado_Li_Battery_4hr | Southern_NV_Eldorado_Li_Battery_8hr | Southern_NV_Eldorado_Solar |  | Southern_NV_Eldorado_Wind |  |  |  | Southern_NV_Eldorado | Southern_NV_Eldorado
PG&E KERN | Smyrna | 115 | CA | 93280 | KERN | 7 | 0 | 0 | 0 | 0 | 0 | 0 | 0 | 0 | 0 | 0 | 0 | 0 | 0 | 0 | 0 | 0 | 0 | 0 | 0 | 0 | 0 | 0 | 0 | 0 | 0 | 0 | 0 | 0 | 0 | 0 | 0 | 0 | 0 | 0 | 0 | 0 | 0 | 0 | 0 | 0 | 0 | 0 | 0 | 0 | 0 | 0 | 0 | 0 | 0 | 0 | 0 | 0 | 0 | 0 | 0 | 0 | 0 | 0 | 0 | 0 | 0 | 0 | 0 | 0 | 0 | 0 | 0 | 1 | 0 | 1 | 1 | 0 | 0 | 0 | 1 | 1 | 0 | 0 | 1 | 0 | 0 | 0 | 0 | 0 | 0 | 0 | 0 | 0 | 0 | 0 | 0 | 0 | 0 | 0 | 1 | 0 | 0 | Southern_PGAE_Li_Battery_4hr | Southern_PGAE_Li_Battery_8hr | Southern_PGAE_Solar |  | Central_Valley_North_Los_Banos_Wind |  |  |  | Southern_PGAE | Central_Valley_North_Los_Banos
PG&E GBA | Sobrante | 115 | CA | 94563 | CONTRA COSTA | 10 | 0 | 0 | 0 | 0 | 0 | 0 | 0 | 0 | 0 | 0 | 0 | 0 | 0 | 0 | 0 | 0 | 0 | 0 | 0 | 0 | 0 | 0 | 0 | 0 | 0 | 0 | 0 | 0 | 0 | 0 | 0 | 0 | 0 | 0 | 0 | 0 | 0 | 0 | 0 | 1 | 0 | 0 | 0 | 0 | 0 | 0 | 0 | 0 | 0 | 1 | 0 | 0 | 1 | 1 | 1 | 1 | 0 | 0 | 1 | 1 | 0 | 1 | 0 | 0 | 0 | 1 | 0 | 0 | 0 | 0 | 0 | 0 | 0 | 0 | 0 | 0 | 0 | 0 | 0 | 0 | 0 | 0 | 0 | 0 | 0 | 0 | 0 | 0 | 0 | 0 | 0 | 0 | 0 | 0 | 0 | 0 | 0 | Northern_California_Li_Battery_4hr | Northern_California_Li_Battery_8hr | Northern_California_Solar |  | Solano_Wind |  |  |  | Northern_California | Solano
PG&E GBA | Sobrante | 230 | CA | 94563 | CONTRA COSTA | 9 | 0 | 0 | 0 | 0 | 0 | 0 | 0 | 0 | 0 | 0 | 0 | 0 | 0 | 0 | 0 | 0 | 0 | 0 | 0 | 0 | 0 | 0 | 0 | 0 | 0 | 0 | 0 | 0 | 0 | 0 | 0 | 0 | 0 | 0 | 0 | 0 | 0 | 0 | 0 | 1 | 0 | 0 | 0 | 0 | 0 | 0 | 0 | 0 | 0 | 1 | 0 | 0 | 1 | 1 | 1 | 1 | 0 | 0 | 1 | 1 | 0 | 0 | 0 | 0 | 0 | 1 | 0 | 0 | 0 | 0 | 0 | 0 | 0 | 0 | 0 | 0 | 0 | 0 | 0 | 0 | 0 | 0 | 0 | 0 | 0 | 0 | 0 | 0 | 0 | 0 | 0 | 0 | 0 | 0 | 0 | 0 | 0 | Northern_California_Li_Battery_4hr | Northern_California_Li_Battery_8hr | Northern_California_Solar |  | Solano_Wind |  |  |  | Northern_California | Solano
PG&E KERN | Solar | 230 | CA | 93461 | SAN LUIS OBISPO | 5 | 0 | 0 | 0 | 0 | 0 | 0 | 0 | 0 | 0 | 0 | 0 | 0 | 0 | 0 | 0 | 0 | 0 | 0 | 0 | 0 | 0 | 0 | 0 | 0 | 0 | 0 | 0 | 0 | 0 | 0 | 0 | 0 | 0 | 0 | 0 | 0 | 0 | 0 | 0 | 0 | 0 | 0 | 0 | 0 | 0 | 0 | 0 | 0 | 0 | 0 | 0 | 0 | 0 | 0 | 0 | 0 | 0 | 0 | 0 | 0 | 0 | 0 | 0 | 0 | 0 | 0 | 0 | 1 | 0 | 0 | 0 | 0 | 0 | 0 | 0 | 0 | 0 | 0 | 1 | 1 | 0 | 0 | 0 | 0 | 0 | 0 | 0 | 0 | 0 | 0 | 0 | 0 | 0 | 0 | 1 | 1 | 0 | Southern_PGAE_Li_Battery_4hr | Southern_PGAE_Li_Battery_8hr | Southern_PGAE_Solar |  | Kern_Greater_Carrizo_Wind |  |  |  | Southern_PGAE | Kern_Greater_Carrizo
PG&E GBA | Soledad | 115 | CA | 93960 | Monterey | 2 | 0 | 0 | 0 | 0 | 0 | 0 | 0 | 0 | 0 | 0 | 0 | 0 | 0 | 0 | 0 | 0 | 0 | 0 | 0 | 0 | 0 | 0 | 0 | 0 | 0 | 0 | 0 | 0 | 0 | 0 | 0 | 0 | 0 | 0 | 0 | 0 | 0 | 0 | 0 | 0 | 0 | 0 | 0 | 0 | 0 | 0 | 0 | 0 | 0 | 0 | 0 | 0 | 0 | 0 | 0 | 0 | 0 | 0 | 0 | 0 | 0 | 0 | 0 | 0 | 1 | 0 | 0 | 0 | 0 | 0 | 0 | 0 | 0 | 0 | 0 | 0 | 0 | 0 | 0 | 0 | 0 | 0 | 0 | 0 | 0 | 0 | 0 | 0 | 0 | 0 | 0 | 0 | 0 | 0 | 0 | 0 | 1 | Southern_PGAE_Li_Battery_4hr | Southern_PGAE_Li_Battery_8hr | Southern_PGAE_Solar |  | Kern_Greater_Carrizo_Wind |  |  |  | Southern_PGAE | Peninsula_Monterey
PG&E GBA | Soledad | 60 | CA | 93960 | Monterey | 4 | 0 | 0 | 0 | 0 | 0 | 0 | 0 | 0 | 0 | 0 | 0 | 0 | 0 | 0 | 0 | 0 | 0 | 0 | 0 | 0 | 0 | 0 | 0 | 0 | 0 | 0 | 0 | 0 | 0 | 0 | 0 | 0 | 0 | 0 | 0 | 0 | 0 | 0 | 0 | 0 | 0 | 0 | 0 | 0 | 0 | 0 | 0 | 0 | 0 | 0 | 0 | 0 | 0 | 0 | 0 | 1 | 0 | 0 | 0 | 1 | 0 | 0 | 0 | 0 | 1 | 0 | 0 | 0 | 0 | 0 | 0 | 0 | 0 | 0 | 0 | 0 | 0 | 0 | 0 | 0 | 0 | 0 | 0 | 0 | 0 | 0 | 0 | 0 | 0 | 0 | 0 | 0 | 0 | 0 | 0 | 0 | 1 | Southern_PGAE_Li_Battery_4hr | Southern_PGAE_Li_Battery_8hr | Southern_PGAE_Solar |  | Kern_Greater_Carrizo_Wind |  |  |  | Southern_PGAE | Peninsula_Monterey
SDGE | Spring Valley | 69 | CA | 91977 | San Diego | 4 | 0 | 0 | 0 | 0 | 0 | 0 | 0 | 0 | 0 | 0 | 0 | 0 | 0 | 0 | 0 | 0 | 0 | 0 | 0 | 0 | 0 | 0 | 0 | 0 | 0 | 0 | 0 | 1 | 0 | 0 | 1 | 0 | 1 | 0 | 0 | 0 | 1 | 0 | 0 | 0 | 0 | 0 | 0 | 0 | 0 | 0 | 0 | 0 | 0 | 0 | 0 | 0 | 0 | 0 | 0 | 0 | 0 | 0 | 0 | 0 | 0 | 0 | 0 | 0 | 0 | 0 | 0 | 0 | 0 | 0 | 0 | 0 | 0 | 0 | 0 | 0 | 0 | 0 | 0 | 0 | 0 | 0 | 0 | 0 | 0 | 0 | 0 | 0 | 0 | 0 | 0 | 0 | 0 | 0 | 0 | 0 | 0 | San_Diego_Li_Battery_4hr | San_Diego_Li_Battery_8hr | San_Diego_Solar |  | 0 |  |  |  | Greater_SD | Greater_SD
SCE Northern | Springville | 230 | CA | 93257 | TULARE | 4 | 1 | 0 | 1 | 0 | 0 | 1 | 1 | 0 | 0 | 0 | 0 | 0 | 0 | 0 | 0 | 0 | 0 | 0 | 0 | 0 | 0 | 0 | 0 | 0 | 0 | 0 | 0 | 0 | 0 | 0 | 0 | 0 | 0 | 0 | 0 | 0 | 0 | 0 | 0 | 0 | 0 | 0 | 0 | 0 | 0 | 0 | 0 | 0 | 0 | 0 | 0 | 0 | 0 | 0 | 0 | 0 | 0 | 0 | 0 | 0 | 0 | 0 | 0 | 0 | 0 | 0 | 0 | 0 | 0 | 0 | 0 | 0 | 0 | 0 | 0 | 0 | 0 | 0 | 0 | 0 | 0 | 0 | 0 | 0 | 0 | 0 | 0 | 0 | 0 | 0 | 0 | 0 | 0 | 0 | 0 | 0 | 0 | Tehachapi_Li_Battery_4hr | Tehachapi_Li_Battery_8hr | Tehachapi_Solar |  | Central_Valley_North_Los_Banos_Wind |  |  |  | Tehachapi | Central_Valley_North_Los_Banos
PG&E GBA | Stagg | 230 | CA | 95219 | SAN JOAQUIN | 5 | 0 | 0 | 0 | 0 | 0 | 0 | 0 | 0 | 0 | 0 | 0 | 0 | 0 | 0 | 0 | 0 | 0 | 0 | 0 | 0 | 0 | 0 | 0 | 0 | 0 | 0 | 0 | 0 | 0 | 0 | 0 | 0 | 0 | 0 | 0 | 0 | 0 | 0 | 0 | 1 | 0 | 0 | 0 | 0 | 0 | 1 | 0 | 0 | 0 | 0 | 0 | 0 | 0 | 0 | 0 | 0 | 0 | 0 | 0 | 1 | 1 | 0 | 0 | 0 | 0 | 1 | 0 | 0 | 0 | 0 | 0 | 0 | 0 | 0 | 0 | 0 | 0 | 0 | 0 | 0 | 0 | 0 | 0 | 0 | 0 | 0 | 0 | 0 | 0 | 0 | 0 | 0 | 0 | 0 | 0 | 0 | 0 | Northern_California_Li_Battery_4hr | Northern_California_Li_Battery_8hr | Northern_California_Solar |  | Solano_Wind |  |  |  | Northern_California | Solano
PG&E GBA | Standard Oil | 115 | CA |  |  | 10 | 0 | 0 | 0 | 0 | 0 | 0 | 0 | 0 | 0 | 0 | 0 | 0 | 0 | 0 | 0 | 0 | 0 | 0 | 0 | 0 | 0 | 0 | 0 | 0 | 0 | 0 | 0 | 0 | 0 | 0 | 0 | 0 | 0 | 0 | 0 | 0 | 0 | 0 | 0 | 1 | 0 | 0 | 0 | 0 | 0 | 0 | 0 | 0 | 0 | 1 | 0 | 0 | 1 | 1 | 1 | 1 | 0 | 0 | 1 | 1 | 0 | 1 | 0 | 0 | 0 | 1 | 0 | 0 | 0 | 0 | 0 | 0 | 0 | 0 | 0 | 0 | 0 | 0 | 0 | 0 | 0 | 0 | 0 | 0 | 0 | 0 | 0 | 0 | 0 | 0 | 0 | 0 | 0 | 0 | 0 | 0 | 0 | Northern_California_Li_Battery_4hr | Northern_California_Li_Battery_8hr | Northern_California_Solar |  | Solano_Wind |  |  |  | Northern_California | Solano
PG&E GBA | Stanislaus | 115 | CA | 95346 | TUOLUMNE | 5 | 0 | 0 | 0 | 0 | 0 | 0 | 0 | 0 | 0 | 0 | 0 | 0 | 0 | 0 | 0 | 0 | 0 | 0 | 0 | 0 | 0 | 0 | 0 | 0 | 0 | 0 | 0 | 0 | 0 | 0 | 0 | 0 | 0 | 0 | 0 | 0 | 0 | 0 | 0 | 0 | 0 | 0 | 0 | 0 | 0 | 1 | 0 | 0 | 0 | 0 | 0 | 0 | 0 | 0 | 0 | 1 | 0 | 1 | 0 | 1 | 0 | 0 | 0 | 0 | 0 | 1 | 0 | 0 | 0 | 0 | 0 | 0 | 0 | 0 | 0 | 0 | 0 | 0 | 0 | 0 | 0 | 0 | 0 | 0 | 0 | 0 | 0 | 0 | 0 | 0 | 0 | 0 | 0 | 0 | 0 | 0 | 0 | Northern_California_Li_Battery_4hr | Northern_California_Li_Battery_8hr | Northern_California_Solar |  | Central_Valley_North_Los_Banos_Wind |  |  |  | Northern_California | El_Dorado_Mariposa
PG&E KERN | Stockdale | 115 | CA | 93313 | KERN | 4 | 0 | 0 | 0 | 0 | 0 | 0 | 0 | 0 | 0 | 0 | 0 | 0 | 0 | 0 | 0 | 0 | 0 | 0 | 0 | 0 | 0 | 0 | 0 | 0 | 0 | 0 | 0 | 0 | 0 | 0 | 0 | 0 | 0 | 0 | 0 | 0 | 0 | 0 | 0 | 0 | 0 | 0 | 0 | 0 | 0 | 0 | 0 | 0 | 0 | 0 | 0 | 0 | 0 | 0 | 0 | 0 | 0 | 0 | 0 | 0 | 0 | 0 | 0 | 0 | 0 | 0 | 0 | 1 | 1 | 0 | 0 | 0 | 0 | 1 | 0 | 0 | 0 | 0 | 0 | 1 | 0 | 0 | 0 | 0 | 0 | 0 | 0 | 0 | 0 | 0 | 0 | 0 | 0 | 0 | 0 | 0 | 0 | Southern_PGAE_Li_Battery_4hr | Southern_PGAE_Li_Battery_8hr | Southern_PGAE_Solar |  | Central_Valley_North_Los_Banos_Wind |  |  |  | Southern_PGAE | Central_Valley_North_Los_Banos
PG&E KERN | Stockdale | 230 | CA | 93313 | KERN | 3 | 0 | 0 | 0 | 0 | 0 | 0 | 0 | 0 | 0 | 0 | 0 | 0 | 0 | 0 | 0 | 0 | 0 | 0 | 0 | 0 | 0 | 0 | 0 | 0 | 0 | 0 | 0 | 0 | 0 | 0 | 0 | 0 | 0 | 0 | 0 | 0 | 0 | 0 | 0 | 0 | 0 | 0 | 0 | 0 | 0 | 0 | 0 | 0 | 0 | 0 | 0 | 0 | 0 | 0 | 0 | 0 | 0 | 0 | 0 | 0 | 0 | 0 | 0 | 0 | 0 | 0 | 0 | 1 | 1 | 0 | 0 | 0 | 0 | 0 | 0 | 0 | 0 | 0 | 0 | 1 | 0 | 0 | 0 | 0 | 0 | 0 | 0 | 0 | 0 | 0 | 0 | 0 | 0 | 0 | 0 | 0 | 0 | Southern_PGAE_Li_Battery_4hr | Southern_PGAE_Li_Battery_8hr | Southern_PGAE_Solar |  | Central_Valley_North_Los_Banos_Wind |  |  |  | Southern_PGAE | Central_Valley_North_Los_Banos
PG&E GBA | Stockton A | 115 | CA | 95203 | San Joaquin | 4 | 0 | 0 | 0 | 0 | 0 | 0 | 0 | 0 | 0 | 0 | 0 | 0 | 0 | 0 | 0 | 0 | 0 | 0 | 0 | 0 | 0 | 0 | 0 | 0 | 0 | 0 | 0 | 0 | 0 | 0 | 0 | 0 | 0 | 0 | 0 | 0 | 0 | 0 | 0 | 0 | 0 | 0 | 0 | 0 | 0 | 1 | 0 | 0 | 0 | 0 | 0 | 0 | 0 | 0 | 0 | 0 | 0 | 0 | 0 | 1 | 1 | 0 | 0 | 0 | 0 | 0 | 0 | 0 | 0 | 0 | 0 | 0 | 0 | 0 | 0 | 0 | 0 | 0 | 0 | 0 | 0 | 0 | 0 | 0 | 0 | 1 | 0 | 0 | 0 | 0 | 0 | 0 | 0 | 0 | 0 | 0 | 0 | Northern_California_Li_Battery_4hr | Northern_California_Li_Battery_8hr | Northern_California_Solar |  | Solano_Wind |  |  |  | Northern_California | Solano
PG&E GBA | Stone | 115 | CA | 95125 | Santa Clara | 2 | 0 | 0 | 0 | 0 | 0 | 0 | 0 | 0 | 0 | 0 | 0 | 0 | 0 | 0 | 0 | 0 | 0 | 0 | 0 | 0 | 0 | 0 | 0 | 0 | 0 | 0 | 0 | 0 | 0 | 0 | 0 | 0 | 0 | 0 | 0 | 0 | 0 | 0 | 0 | 0 | 0 | 0 | 0 | 0 | 0 | 0 | 0 | 0 | 0 | 0 | 0 | 0 | 0 | 0 | 0 | 0 | 0 | 0 | 0 | 1 | 0 | 0 | 0 | 0 | 0 | 0 | 0 | 0 | 0 | 0 | 0 | 0 | 0 | 0 | 0 | 0 | 0 | 0 | 0 | 0 | 0 | 0 | 0 | 0 | 0 | 0 | 0 | 0 | 0 | 0 | 0 | 0 | 0 | 0 | 0 | 0 | 1 | Northern_California_Li_Battery_4hr | Northern_California_Li_Battery_8hr | Northern_California_Solar |  | Kern_Greater_Carrizo_Wind |  |  |  | Northern_California | Peninsula_Monterey
PG&E FRESNO | Storey | 230 | CA | 93638 | MADERA | 13 | 0 | 0 | 0 | 0 | 0 | 0 | 0 | 0 | 0 | 0 | 0 | 0 | 0 | 0 | 0 | 0 | 0 | 0 | 0 | 0 | 0 | 0 | 0 | 0 | 0 | 0 | 0 | 0 | 0 | 0 | 0 | 0 | 0 | 0 | 0 | 0 | 0 | 0 | 0 | 0 | 0 | 0 | 0 | 0 | 0 | 1 | 0 | 0 | 0 | 0 | 0 | 0 | 0 | 0 | 0 | 0 | 0 | 0 | 0 | 0 | 0 | 0 | 0 | 0 | 0 | 0 | 0 | 0 | 0 | 0 | 0 | 0 | 0 | 0 | 0 | 0 | 0 | 0 | 1 | 1 | 0 | 1 | 1 | 1 | 1 | 1 | 0 | 1 | 1 | 1 | 0 | 0 | 1 | 0 | 1 | 0 | 0 | Southern_PGAE_Li_Battery_4hr | Southern_PGAE_Li_Battery_8hr | Southern_PGAE_Solar |  | Central_Valley_North_Los_Banos_Wind |  |  |  | Southern_PGAE | Central_Valley_North_Los_Banos
PG&E NGBA | Summit | 115 | CA | 96161 | PLACER | 8 | 0 | 0 | 0 | 0 | 0 | 0 | 0 | 0 | 0 | 0 | 0 | 0 | 0 | 0 | 0 | 0 | 0 | 0 | 0 | 0 | 0 | 0 | 0 | 0 | 0 | 0 | 0 | 0 | 0 | 0 | 0 | 0 | 0 | 0 | 0 | 0 | 0 | 0 | 0 | 1 | 1 | 0 | 1 | 0 | 0 | 1 | 1 | 1 | 0 | 0 | 0 | 0 | 0 | 0 | 0 | 0 | 0 | 0 | 0 | 1 | 1 | 0 | 0 | 0 | 0 | 0 | 0 | 0 | 0 | 0 | 0 | 0 | 0 | 0 | 0 | 0 | 0 | 0 | 0 | 0 | 0 | 0 | 0 | 0 | 0 | 0 | 0 | 0 | 0 | 0 | 0 | 0 | 0 | 0 | 0 | 0 | 0 | Northern_California_Li_Battery_4hr | Northern_California_Li_Battery_8hr | Northern_California_Solar | Northern_Nevada_Geothermal | Northern_California_Wind |  |  |  | Northern_California | Northern_California
SDGE | Suncrest | 230 | CA | 91901 | SAN DIEGO | 3 | 0 | 0 | 0 | 0 | 0 | 0 | 0 | 0 | 0 | 0 | 0 | 0 | 0 | 0 | 0 | 0 | 0 | 0 | 0 | 0 | 0 | 0 | 0 | 0 | 0 | 0 | 0 | 0 | 0 | 0 | 1 | 0 | 1 | 0 | 0 | 1 | 0 | 0 | 0 | 0 | 0 | 0 | 0 | 0 | 0 | 0 | 0 | 0 | 0 | 0 | 0 | 0 | 0 | 0 | 0 | 0 | 0 | 0 | 0 | 0 | 0 | 0 | 0 | 0 | 0 | 0 | 0 | 0 | 0 | 0 | 0 | 0 | 0 | 0 | 0 | 0 | 0 | 0 | 0 | 0 | 0 | 0 | 0 | 0 | 0 | 0 | 0 | 0 | 0 | 0 | 0 | 0 | 0 | 0 | 0 | 0 | 0 | San_Diego_Li_Battery_4hr | San_Diego_Li_Battery_8hr | San_Diego_Solar |  | 0 |  |  |  | Greater_SD | Greater_SD
SDGE | Suncrest | 500 | CA | 91901 | SAN DIEGO | 3 | 0 | 0 | 0 | 0 | 0 | 0 | 0 | 0 | 0 | 0 | 0 | 0 | 0 | 0 | 0 | 0 | 0 | 0 | 0 | 0 | 0 | 0 | 0 | 0 | 0 | 0 | 0 | 0 | 0 | 0 | 1 | 0 | 1 | 0 | 0 | 1 | 0 | 0 | 0 | 0 | 0 | 0 | 0 | 0 | 0 | 0 | 0 | 0 | 0 | 0 | 0 | 0 | 0 | 0 | 0 | 0 | 0 | 0 | 0 | 0 | 0 | 0 | 0 | 0 | 0 | 0 | 0 | 0 | 0 | 0 | 0 | 0 | 0 | 0 | 0 | 0 | 0 | 0 | 0 | 0 | 0 | 0 | 0 | 0 | 0 | 0 | 0 | 0 | 0 | 0 | 0 | 0 | 0 | 0 | 0 | 0 | 0 | San_Diego_Li_Battery_4hr | San_Diego_Li_Battery_8hr | San_Diego_Solar |  | 0 |  |  |  | Greater_SD | Greater_SD
PG&E KERN | Sunrise | 230 | CA | 93224 | KERN | 5 | 0 | 0 | 0 | 0 | 0 | 0 | 0 | 0 | 0 | 0 | 0 | 0 | 0 | 0 | 0 | 0 | 0 | 0 | 0 | 0 | 0 | 0 | 0 | 0 | 0 | 0 | 0 | 0 | 0 | 0 | 0 | 0 | 0 | 0 | 0 | 0 | 0 | 0 | 0 | 0 | 0 | 0 | 0 | 0 | 0 | 0 | 0 | 0 | 0 | 0 | 0 | 0 | 0 | 0 | 0 | 0 | 0 | 0 | 0 | 0 | 0 | 0 | 0 | 0 | 0 | 0 | 0 | 1 | 1 | 0 | 0 | 0 | 0 | 0 | 1 | 0 | 0 | 0 | 1 | 0 | 0 | 0 | 0 | 0 | 0 | 0 | 0 | 0 | 0 | 0 | 0 | 0 | 0 | 0 | 1 | 0 | 0 | Southern_PGAE_Li_Battery_4hr | Southern_PGAE_Li_Battery_8hr | Southern_PGAE_Solar |  | Central_Valley_North_Los_Banos_Wind |  |  |  | Southern_PGAE | Central_Valley_North_Los_Banos
PG&E KERN | Sunset | 230 | CA | 93224 | KERN | 6 | 0 | 0 | 0 | 0 | 0 | 0 | 0 | 0 | 0 | 0 | 0 | 0 | 0 | 0 | 0 | 0 | 0 | 0 | 0 | 0 | 0 | 0 | 0 | 0 | 0 | 0 | 0 | 0 | 0 | 0 | 0 | 0 | 0 | 0 | 0 | 0 | 0 | 0 | 0 | 0 | 0 | 0 | 0 | 0 | 0 | 0 | 0 | 0 | 0 | 0 | 0 | 0 | 0 | 0 | 0 | 0 | 0 | 0 | 0 | 0 | 0 | 0 | 0 | 0 | 0 | 0 | 0 | 1 | 1 | 0 | 1 | 0 | 0 | 0 | 1 | 0 | 0 | 0 | 1 | 0 | 0 | 0 | 0 | 0 | 0 | 0 | 0 | 0 | 0 | 0 | 0 | 0 | 0 | 0 | 1 | 0 | 0 | Southern_PGAE_Li_Battery_4hr | Southern_PGAE_Li_Battery_8hr | Southern_PGAE_Solar |  | Central_Valley_North_Los_Banos_Wind |  |  |  | Southern_PGAE | Central_Valley_North_Los_Banos
PG&E GBA | Swift | 115 | CA | 95148 | Santa Clara | 2 | 0 | 0 | 0 | 0 | 0 | 0 | 0 | 0 | 0 | 0 | 0 | 0 | 0 | 0 | 0 | 0 | 0 | 0 | 0 | 0 | 0 | 0 | 0 | 0 | 0 | 0 | 0 | 0 | 0 | 0 | 0 | 0 | 0 | 0 | 0 | 0 | 0 | 0 | 0 | 0 | 0 | 0 | 0 | 0 | 0 | 0 | 0 | 0 | 0 | 0 | 0 | 0 | 0 | 0 | 0 | 1 | 0 | 0 | 0 | 1 | 0 | 0 | 0 | 0 | 0 | 0 | 0 | 0 | 0 | 0 | 0 | 0 | 0 | 0 | 0 | 0 | 0 | 0 | 0 | 0 | 0 | 0 | 0 | 0 | 0 | 0 | 0 | 0 | 0 | 0 | 0 | 0 | 0 | 0 | 0 | 0 | 0 | Northern_California_Li_Battery_4hr | Northern_California_Li_Battery_8hr | Northern_California_Solar |  | Kern_Greater_Carrizo_Wind |  |  |  | Northern_California | Peninsula_Monterey
SDGE | Sycamore Canyon | 138 | CA | 92071 | SAN DIEGO | 4 | 0 | 0 | 0 | 0 | 0 | 0 | 0 | 0 | 0 | 0 | 0 | 0 | 0 | 0 | 0 | 0 | 0 | 0 | 0 | 0 | 0 | 0 | 0 | 0 | 0 | 0 | 1 | 0 | 1 | 0 | 1 | 0 | 1 | 0 | 0 | 0 | 0 | 0 | 0 | 0 | 0 | 0 | 0 | 0 | 0 | 0 | 0 | 0 | 0 | 0 | 0 | 0 | 0 | 0 | 0 | 0 | 0 | 0 | 0 | 0 | 0 | 0 | 0 | 0 | 0 | 0 | 0 | 0 | 0 | 0 | 0 | 0 | 0 | 0 | 0 | 0 | 0 | 0 | 0 | 0 | 0 | 0 | 0 | 0 | 0 | 0 | 0 | 0 | 0 | 0 | 0 | 0 | 0 | 0 | 0 | 0 | 0 | San_Diego_Li_Battery_4hr | San_Diego_Li_Battery_8hr | San_Diego_Solar |  | 0 |  |  |  | Greater_SD | Greater_SD
SDGE | Sycamore Canyon | 230 | CA | 92071 | SAN DIEGO | 4 | 0 | 0 | 0 | 0 | 0 | 0 | 0 | 0 | 0 | 0 | 0 | 0 | 0 | 0 | 0 | 0 | 0 | 0 | 0 | 0 | 0 | 0 | 0 | 0 | 0 | 1 | 0 | 0 | 1 | 0 | 1 | 0 | 1 | 0 | 0 | 0 | 0 | 0 | 0 | 0 | 0 | 0 | 0 | 0 | 0 | 0 | 0 | 0 | 0 | 0 | 0 | 0 | 0 | 0 | 0 | 0 | 0 | 0 | 0 | 0 | 0 | 0 | 0 | 0 | 0 | 0 | 0 | 0 | 0 | 0 | 0 | 0 | 0 | 0 | 0 | 0 | 0 | 0 | 0 | 0 | 0 | 0 | 0 | 0 | 0 | 0 | 0 | 0 | 0 | 0 | 0 | 0 | 0 | 0 | 0 | 0 | 0 | San_Diego_Li_Battery_4hr | San_Diego_Li_Battery_8hr | San_Diego_Solar |  | 0 |  |  |  | Greater_SD | Greater_SD
SDGE | Sycamore Canyon | 69 | CA | 92071 | SAN DIEGO | 3 | 0 | 0 | 0 | 0 | 0 | 0 | 0 | 0 | 0 | 0 | 0 | 0 | 0 | 0 | 0 | 0 | 0 | 0 | 0 | 0 | 0 | 0 | 0 | 0 | 0 | 1 | 0 | 0 | 0 | 0 | 1 | 0 | 1 | 0 | 0 | 0 | 0 | 0 | 0 | 0 | 0 | 0 | 0 | 0 | 0 | 0 | 0 | 0 | 0 | 0 | 0 | 0 | 0 | 0 | 0 | 0 | 0 | 0 | 0 | 0 | 0 | 0 | 0 | 0 | 0 | 0 | 0 | 0 | 0 | 0 | 0 | 0 | 0 | 0 | 0 | 0 | 0 | 0 | 0 | 0 | 0 | 0 | 0 | 0 | 0 | 0 | 0 | 0 | 0 | 0 | 0 | 0 | 0 | 0 | 0 | 0 | 0 | San_Diego_Li_Battery_4hr | San_Diego_Li_Battery_8hr | San_Diego_Solar |  | 0 |  |  |  | Greater_SD | Greater_SD
SCE Northern | Sylmar | 230 | CA | 91342 | LOS ANGELES | 1 | 0 | 0 | 0 | 0 | 0 | 0 | 0 | 0 | 0 | 0 | 0 | 0 | 0 | 0 | 0 | 0 | 0 | 0 | 0 | 0 | 0 | 0 | 0 | 0 | 1 | 0 | 0 | 0 | 0 | 0 | 0 | 0 | 0 | 0 | 0 | 0 | 0 | 0 | 0 | 0 | 0 | 0 | 0 | 0 | 0 | 0 | 0 | 0 | 0 | 0 | 0 | 0 | 0 | 0 | 0 | 0 | 0 | 0 | 0 | 0 | 0 | 0 | 0 | 0 | 0 | 0 | 0 | 0 | 0 | 0 | 0 | 0 | 0 | 0 | 0 | 0 | 0 | 0 | 0 | 0 | 0 | 0 | 0 | 0 | 0 | 0 | 0 | 0 | 0 | 0 | 0 | 0 | 0 | 0 | 0 | 0 | 0 | Greater_LA_Li_Battery_4hr | Greater_LA_Li_Battery_8hr | Greater_LA_Solar |  | Tehachapi_Wind |  |  |  | Greater_LA | Tehachapi
PG&E NGBA | Table Mountain | 115 | CA | 95965 | BUTTE | 1 | 0 | 0 | 0 | 0 | 0 | 0 | 0 | 0 | 0 | 0 | 0 | 0 | 0 | 0 | 0 | 0 | 0 | 0 | 0 | 0 | 0 | 0 | 0 | 0 | 0 | 0 | 0 | 0 | 0 | 0 | 0 | 0 | 0 | 0 | 0 | 0 | 0 | 0 | 0 | 1 | 0 | 0 | 0 | 0 | 0 | 0 | 0 | 0 | 0 | 0 | 0 | 0 | 0 | 0 | 0 | 0 | 0 | 0 | 0 | 0 | 0 | 0 | 0 | 0 | 0 | 0 | 0 | 0 | 0 | 0 | 0 | 0 | 0 | 0 | 0 | 0 | 0 | 0 | 0 | 0 | 0 | 0 | 0 | 0 | 0 | 0 | 0 | 0 | 0 | 0 | 0 | 0 | 0 | 0 | 0 | 0 | 0 | Northern_California_Li_Battery_4hr | Northern_California_Li_Battery_8hr | Northern_California_Solar |  | Northern_California_Wind |  |  |  | Northern_California | Northern_California
PG&E NGBA | Table Mountain | 230 | CA | 95965 | BUTTE | 3 | 0 | 0 | 0 | 0 | 0 | 0 | 0 | 0 | 0 | 0 | 0 | 0 | 0 | 0 | 0 | 0 | 0 | 0 | 0 | 0 | 0 | 0 | 0 | 0 | 0 | 0 | 0 | 0 | 0 | 0 | 0 | 0 | 0 | 0 | 0 | 0 | 0 | 0 | 0 | 1 | 0 | 0 | 0 | 0 | 0 | 1 | 0 | 0 | 0 | 0 | 0 | 0 | 0 | 0 | 0 | 0 | 0 | 0 | 0 | 1 | 0 | 0 | 0 | 0 | 0 | 0 | 0 | 0 | 0 | 0 | 0 | 0 | 0 | 0 | 0 | 0 | 0 | 0 | 0 | 0 | 0 | 0 | 0 | 0 | 0 | 0 | 0 | 0 | 0 | 0 | 0 | 0 | 0 | 0 | 0 | 0 | 0 | Northern_California_Li_Battery_4hr | Northern_California_Li_Battery_8hr | Northern_California_Solar |  | Northern_California_Wind |  |  |  | Northern_California | Northern_California
PG&E NGBA | Table Mountain | 500 | CA | 95965 | BUTTE | 1 | 0 | 0 | 0 | 0 | 0 | 0 | 0 | 0 | 0 | 0 | 0 | 0 | 0 | 0 | 0 | 0 | 0 | 0 | 0 | 0 | 0 | 0 | 0 | 0 | 0 | 0 | 0 | 0 | 0 | 0 | 0 | 0 | 0 | 0 | 0 | 0 | 0 | 0 | 0 | 1 | 0 | 0 | 0 | 0 | 0 | 0 | 0 | 0 | 0 | 0 | 0 | 0 | 0 | 0 | 0 | 0 | 0 | 0 | 0 | 0 | 0 | 0 | 0 | 0 | 0 | 0 | 0 | 0 | 0 | 0 | 0 | 0 | 0 | 0 | 0 | 0 | 0 | 0 | 0 | 0 | 0 | 0 | 0 | 0 | 0 | 0 | 0 | 0 | 0 | 0 | 0 | 0 | 0 | 0 | 0 | 0 | 0 | Northern_California_Li_Battery_4hr | Northern_California_Li_Battery_8hr | Northern_California_Solar |  | Northern_California_Wind |  |  |  | Northern_California | Northern_California
PG&E NGBA | Table Mountain | 60 | CA | 95965 | BUTTE | 3 | 0 | 0 | 0 | 0 | 0 | 0 | 0 | 0 | 0 | 0 | 0 | 0 | 0 | 0 | 0 | 0 | 0 | 0 | 0 | 0 | 0 | 0 | 0 | 0 | 0 | 0 | 0 | 0 | 0 | 0 | 0 | 0 | 0 | 0 | 0 | 0 | 0 | 0 | 0 | 1 | 0 | 0 | 0 | 0 | 0 | 1 | 0 | 0 | 0 | 0 | 0 | 0 | 0 | 0 | 0 | 0 | 0 | 0 | 0 | 1 | 0 | 0 | 0 | 0 | 0 | 0 | 0 | 0 | 0 | 0 | 0 | 0 | 0 | 0 | 0 | 0 | 0 | 0 | 0 | 0 | 0 | 0 | 0 | 0 | 0 | 0 | 0 | 0 | 0 | 0 | 0 | 0 | 0 | 0 | 0 | 0 | 0 | Northern_California_Li_Battery_4hr | Northern_California_Li_Battery_8hr | Northern_California_Solar |  | Northern_California_Wind |  |  |  | Northern_California | Northern_California
PG&E KERN | Taft | 115 | CA | 93268 | KERN | 6 | 0 | 0 | 0 | 0 | 0 | 0 | 0 | 0 | 0 | 0 | 0 | 0 | 0 | 0 | 0 | 0 | 0 | 0 | 0 | 0 | 0 | 0 | 0 | 0 | 0 | 0 | 0 | 0 | 0 | 0 | 0 | 0 | 0 | 0 | 0 | 0 | 0 | 0 | 0 | 0 | 0 | 0 | 0 | 0 | 0 | 0 | 0 | 0 | 0 | 0 | 0 | 0 | 0 | 0 | 0 | 0 | 0 | 0 | 0 | 0 | 0 | 0 | 0 | 0 | 0 | 0 | 0 | 1 | 1 | 0 | 1 | 0 | 0 | 0 | 1 | 0 | 0 | 0 | 1 | 0 | 0 | 0 | 0 | 0 | 0 | 0 | 0 | 0 | 0 | 0 | 0 | 0 | 0 | 0 | 1 | 0 | 0 | Southern_PGAE_Li_Battery_4hr | Southern_PGAE_Li_Battery_8hr | Southern_PGAE_Solar |  | Central_Valley_North_Los_Banos_Wind |  |  |  | Southern_PGAE | Central_Valley_North_Los_Banos
SDGE | Talega | 138 | CA | 92672 | SAN DIEGO | 3 | 0 | 0 | 0 | 0 | 0 | 0 | 0 | 0 | 0 | 0 | 0 | 0 | 0 | 0 | 0 | 0 | 0 | 0 | 0 | 0 | 0 | 0 | 0 | 0 | 0 | 1 | 0 | 0 | 0 | 0 | 0 | 0 | 0 | 0 | 0 | 0 | 0 | 1 | 1 | 0 | 0 | 0 | 0 | 0 | 0 | 0 | 0 | 0 | 0 | 0 | 0 | 0 | 0 | 0 | 0 | 0 | 0 | 0 | 0 | 0 | 0 | 0 | 0 | 0 | 0 | 0 | 0 | 0 | 0 | 0 | 0 | 0 | 0 | 0 | 0 | 0 | 0 | 0 | 0 | 0 | 0 | 0 | 0 | 0 | 0 | 0 | 0 | 0 | 0 | 0 | 0 | 0 | 0 | 0 | 0 | 0 | 0 | Greater_LA_Li_Battery_4hr | Greater_LA_Li_Battery_8hr | Greater_LA_Solar |  | 0 |  |  |  | Greater_LA | Greater_SD
SDGE | Talega | 230 | CA | 92672 | SAN DIEGO | 2 | 0 | 0 | 0 | 0 | 0 | 0 | 0 | 0 | 0 | 0 | 0 | 0 | 0 | 0 | 0 | 0 | 0 | 0 | 0 | 0 | 0 | 0 | 0 | 0 | 0 | 1 | 0 | 0 | 0 | 0 | 0 | 0 | 0 | 0 | 0 | 0 | 0 | 1 | 0 | 0 | 0 | 0 | 0 | 0 | 0 | 0 | 0 | 0 | 0 | 0 | 0 | 0 | 0 | 0 | 0 | 0 | 0 | 0 | 0 | 0 | 0 | 0 | 0 | 0 | 0 | 0 | 0 | 0 | 0 | 0 | 0 | 0 | 0 | 0 | 0 | 0 | 0 | 0 | 0 | 0 | 0 | 0 | 0 | 0 | 0 | 0 | 0 | 0 | 0 | 0 | 0 | 0 | 0 | 0 | 0 | 0 | 0 | Greater_LA_Li_Battery_4hr | Greater_LA_Li_Battery_8hr | Greater_LA_Solar |  | 0 |  |  |  | Greater_LA | Greater_SD
PG&E GBA | Tassajara | 230 | CA | 94506 | CONTRA COSTA | 1 | 0 | 0 | 0 | 0 | 0 | 0 | 0 | 0 | 0 | 0 | 0 | 0 | 0 | 0 | 0 | 0 | 0 | 0 | 0 | 0 | 0 | 0 | 0 | 0 | 0 | 0 | 0 | 0 | 0 | 0 | 0 | 0 | 0 | 0 | 0 | 0 | 0 | 0 | 0 | 1 | 0 | 0 | 0 | 0 | 0 | 0 | 0 | 0 | 0 | 0 | 0 | 0 | 0 | 0 | 0 | 0 | 0 | 0 | 0 | 0 | 0 | 0 | 0 | 0 | 0 | 0 | 0 | 0 | 0 | 0 | 0 | 0 | 0 | 0 | 0 | 0 | 0 | 0 | 0 | 0 | 0 | 0 | 0 | 0 | 0 | 0 | 0 | 0 | 0 | 0 | 0 | 0 | 0 | 0 | 0 | 0 | 0 | Northern_California_Li_Battery_4hr | Northern_California_Li_Battery_8hr | Northern_California_Solar |  | Solano_Wind |  |  |  | Northern_California | Solano
PG&E KERN | Tejon | 70 | CA | 93307 | Kern | 3 | 0 | 0 | 0 | 0 | 0 | 0 | 0 | 0 | 0 | 0 | 0 | 0 | 0 | 0 | 0 | 0 | 0 | 0 | 0 | 0 | 0 | 0 | 0 | 0 | 0 | 0 | 0 | 0 | 0 | 0 | 0 | 0 | 0 | 0 | 0 | 0 | 0 | 0 | 0 | 0 | 0 | 0 | 0 | 0 | 0 | 0 | 0 | 0 | 0 | 0 | 0 | 0 | 0 | 0 | 0 | 0 | 0 | 0 | 0 | 0 | 0 | 0 | 0 | 0 | 0 | 0 | 0 | 1 | 1 | 0 | 0 | 0 | 0 | 0 | 0 | 0 | 0 | 0 | 0 | 1 | 0 | 0 | 0 | 0 | 0 | 0 | 0 | 0 | 0 | 0 | 0 | 0 | 0 | 0 | 0 | 0 | 0 | Southern_PGAE_Li_Battery_4hr | Southern_PGAE_Li_Battery_8hr | Southern_PGAE_Solar |  | Central_Valley_North_Los_Banos_Wind |  |  |  | Southern_PGAE | Central_Valley_North_Los_Banos
SDGE | Telegraph Canyon | 138 | CA | 91910 | San Diego | 4 | 0 | 0 | 0 | 0 | 0 | 0 | 0 | 0 | 0 | 0 | 0 | 0 | 0 | 0 | 0 | 0 | 0 | 0 | 0 | 0 | 0 | 0 | 0 | 0 | 0 | 0 | 0 | 0 | 0 | 0 | 1 | 0 | 1 | 0 | 0 | 1 | 1 | 0 | 0 | 0 | 0 | 0 | 0 | 0 | 0 | 0 | 0 | 0 | 0 | 0 | 0 | 0 | 0 | 0 | 0 | 0 | 0 | 0 | 0 | 0 | 0 | 0 | 0 | 0 | 0 | 0 | 0 | 0 | 0 | 0 | 0 | 0 | 0 | 0 | 0 | 0 | 0 | 0 | 0 | 0 | 0 | 0 | 0 | 0 | 0 | 0 | 0 | 0 | 0 | 0 | 0 | 0 | 0 | 0 | 0 | 0 | 0 | San_Diego_Li_Battery_4hr | San_Diego_Li_Battery_8hr | San_Diego_Solar |  | 0 |  |  |  | Greater_SD | Greater_SD
PG&E KERN | Temblor | 115 | CA | 93251 | KERN | 5 | 0 | 0 | 0 | 0 | 0 | 0 | 0 | 0 | 0 | 0 | 0 | 0 | 0 | 0 | 0 | 0 | 0 | 0 | 0 | 0 | 0 | 0 | 0 | 0 | 0 | 0 | 0 | 0 | 0 | 0 | 0 | 0 | 0 | 0 | 0 | 0 | 0 | 0 | 0 | 0 | 0 | 0 | 0 | 0 | 0 | 0 | 0 | 0 | 0 | 0 | 0 | 0 | 0 | 0 | 0 | 0 | 0 | 0 | 0 | 0 | 0 | 0 | 0 | 0 | 0 | 0 | 0 | 1 | 1 | 0 | 0 | 0 | 0 | 0 | 1 | 0 | 0 | 0 | 1 | 0 | 0 | 0 | 0 | 0 | 0 | 0 | 0 | 0 | 0 | 0 | 0 | 0 | 0 | 0 | 1 | 0 | 0 | Southern_PGAE_Li_Battery_4hr | Southern_PGAE_Li_Battery_8hr | Southern_PGAE_Solar |  | Central_Valley_North_Los_Banos_Wind |  |  |  | Southern_PGAE | Central_Valley_North_Los_Banos
PG&E KERN | Templeton | 230 | CA | 93465 | SAN LUIS OBISPO | 5 | 0 | 0 | 0 | 0 | 0 | 0 | 0 | 0 | 0 | 0 | 0 | 0 | 0 | 0 | 0 | 0 | 0 | 0 | 0 | 0 | 0 | 0 | 0 | 0 | 0 | 0 | 0 | 0 | 0 | 0 | 0 | 0 | 0 | 0 | 0 | 0 | 0 | 0 | 0 | 0 | 0 | 0 | 0 | 0 | 0 | 0 | 0 | 0 | 0 | 0 | 0 | 0 | 0 | 0 | 0 | 0 | 0 | 0 | 0 | 0 | 0 | 0 | 0 | 0 | 0 | 0 | 0 | 1 | 0 | 0 | 0 | 0 | 0 | 0 | 0 | 0 | 0 | 0 | 1 | 1 | 0 | 0 | 0 | 0 | 0 | 0 | 0 | 0 | 0 | 0 | 0 | 0 | 0 | 0 | 1 | 1 | 0 | Southern_PGAE_Li_Battery_4hr | Southern_PGAE_Li_Battery_8hr | Southern_PGAE_Solar |  | Kern_Greater_Carrizo_Wind |  |  |  | Southern_PGAE | Kern_Greater_Carrizo
PG&E KERN | Templeton | 70 | CA | 93465 | SAN LUIS OBISPO | 5 | 0 | 0 | 0 | 0 | 0 | 0 | 0 | 0 | 0 | 0 | 0 | 0 | 0 | 0 | 0 | 0 | 0 | 0 | 0 | 0 | 0 | 0 | 0 | 0 | 0 | 0 | 0 | 0 | 0 | 0 | 0 | 0 | 0 | 0 | 0 | 0 | 0 | 0 | 0 | 0 | 0 | 0 | 0 | 0 | 0 | 0 | 0 | 0 | 0 | 0 | 0 | 0 | 0 | 0 | 0 | 0 | 0 | 0 | 0 | 0 | 0 | 0 | 0 | 0 | 0 | 0 | 0 | 1 | 1 | 0 | 0 | 0 | 0 | 0 | 0 | 0 | 0 | 0 | 0 | 1 | 0 | 0 | 0 | 0 | 0 | 1 | 0 | 0 | 0 | 0 | 0 | 0 | 0 | 0 | 0 | 1 | 0 | Southern_PGAE_Li_Battery_4hr | Southern_PGAE_Li_Battery_8hr | Southern_PGAE_Solar |  | Kern_Greater_Carrizo_Wind |  |  |  | Southern_PGAE | Kern_Greater_Carrizo
PG&E GBA | Tesla | 115 | CA | 95377 | ALAMEDA | 3 | 0 | 0 | 0 | 0 | 0 | 0 | 0 | 0 | 0 | 0 | 0 | 0 | 0 | 0 | 0 | 0 | 0 | 0 | 0 | 0 | 0 | 0 | 0 | 0 | 0 | 0 | 0 | 0 | 0 | 0 | 0 | 0 | 0 | 0 | 0 | 0 | 0 | 0 | 0 | 0 | 0 | 0 | 0 | 0 | 0 | 0 | 0 | 0 | 0 | 0 | 0 | 0 | 0 | 0 | 0 | 1 | 0 | 0 | 0 | 1 | 0 | 0 | 0 | 0 | 0 | 1 | 0 | 0 | 0 | 0 | 0 | 0 | 0 | 0 | 0 | 0 | 0 | 0 | 0 | 0 | 0 | 0 | 0 | 0 | 0 | 0 | 0 | 0 | 0 | 0 | 0 | 0 | 0 | 0 | 0 | 0 | 0 | Northern_California_Li_Battery_4hr | Northern_California_Li_Battery_8hr | Northern_California_Solar |  | Solano_Wind |  |  |  | Northern_California | Solano
PG&E GBA | Tesla | 230 | CA | 95377 | ALAMEDA | 6 | 0 | 0 | 0 | 0 | 0 | 0 | 0 | 0 | 0 | 0 | 0 | 0 | 0 | 0 | 0 | 0 | 0 | 0 | 0 | 0 | 0 | 0 | 0 | 0 | 0 | 0 | 0 | 0 | 0 | 0 | 0 | 0 | 0 | 0 | 0 | 0 | 0 | 0 | 0 | 1 | 0 | 0 | 0 | 0 | 0 | 0 | 0 | 0 | 0 | 0 | 0 | 0 | 0 | 1 | 0 | 1 | 0 | 0 | 1 | 1 | 0 | 0 | 0 | 0 | 0 | 1 | 0 | 0 | 0 | 0 | 0 | 0 | 0 | 0 | 0 | 0 | 0 | 0 | 0 | 0 | 0 | 0 | 0 | 0 | 0 | 0 | 0 | 0 | 0 | 0 | 0 | 0 | 0 | 0 | 0 | 0 | 0 | Northern_California_Li_Battery_4hr | Northern_California_Li_Battery_8hr | Northern_California_Solar |  | Solano_Wind |  |  |  | Northern_California | Solano
PG&E GBA | Tesla | 500 | CA | 95377 | ALAMEDA | 4 | 0 | 0 | 0 | 0 | 0 | 0 | 0 | 0 | 0 | 0 | 0 | 0 | 0 | 0 | 0 | 0 | 0 | 0 | 0 | 0 | 0 | 0 | 0 | 0 | 0 | 0 | 0 | 0 | 0 | 0 | 0 | 0 | 0 | 0 | 0 | 0 | 0 | 0 | 0 | 0 | 0 | 0 | 0 | 0 | 0 | 0 | 0 | 0 | 0 | 0 | 0 | 0 | 0 | 0 | 0 | 1 | 0 | 0 | 1 | 1 | 0 | 0 | 0 | 0 | 0 | 1 | 0 | 0 | 0 | 0 | 0 | 0 | 0 | 0 | 0 | 0 | 0 | 0 | 0 | 0 | 0 | 0 | 0 | 0 | 0 | 0 | 0 | 0 | 0 | 0 | 0 | 0 | 0 | 0 | 0 | 0 | 0 | Northern_California_Li_Battery_4hr | Northern_California_Li_Battery_8hr | Northern_California_Solar |  | Solano_Wind | Wyoming_Wind |  |  | Northern_California | Solano
PG&E KERN | Tevis | 115 | CA | 93311 | KERN | 4 | 0 | 0 | 0 | 0 | 0 | 0 | 0 | 0 | 0 | 0 | 0 | 0 | 0 | 0 | 0 | 0 | 0 | 0 | 0 | 0 | 0 | 0 | 0 | 0 | 0 | 0 | 0 | 0 | 0 | 0 | 0 | 0 | 0 | 0 | 0 | 0 | 0 | 0 | 0 | 0 | 0 | 0 | 0 | 0 | 0 | 0 | 0 | 0 | 0 | 0 | 0 | 0 | 0 | 0 | 0 | 0 | 0 | 0 | 0 | 0 | 0 | 0 | 0 | 0 | 0 | 0 | 0 | 0 | 0 | 0 | 1 | 0 | 0 | 0 | 0 | 0 | 0 | 0 | 1 | 1 | 0 | 0 | 0 | 0 | 0 | 0 | 0 | 0 | 0 | 0 | 0 | 0 | 0 | 0 | 1 | 0 | 0 | Southern_PGAE_Li_Battery_4hr | Southern_PGAE_Li_Battery_8hr | Southern_PGAE_Solar |  | Central_Valley_North_Los_Banos_Wind |  |  |  | Southern_PGAE | Central_Valley_North_Los_Banos
EOP | Thousandaire | 138 | NV | 89061 | NYE | 3 | 0 | 0 | 0 | 0 | 0 | 0 | 0 | 0 | 0 | 0 | 0 | 0 | 0 | 0 | 0 | 0 | 0 | 0 | 0 | 0 | 0 | 0 | 1 | 1 | 1 | 0 | 0 | 0 | 0 | 0 | 0 | 0 | 0 | 0 | 0 | 0 | 0 | 0 | 0 | 0 | 0 | 0 | 0 | 0 | 0 | 0 | 0 | 0 | 0 | 0 | 0 | 0 | 0 | 0 | 0 | 0 | 0 | 0 | 0 | 0 | 0 | 0 | 0 | 0 | 0 | 0 | 0 | 0 | 0 | 0 | 0 | 0 | 0 | 0 | 0 | 0 | 0 | 0 | 0 | 0 | 0 | 0 | 0 | 0 | 0 | 0 | 0 | 0 | 0 | 0 | 0 | 0 | 0 | 0 | 0 | 0 | 0 | Southern_NV_Eldorado_Li_Battery_4hr | Southern_NV_Eldorado_Li_Battery_8hr | Southern_NV_Eldorado_Solar |  | Southern_NV_Eldorado_Wind |  |  |  | Southern_NV_Eldorado | Southern_NV_Eldorado
PG&E KERN | Topaz | 230 | CA | 90277 | LOS ANGELES | 5 | 0 | 0 | 0 | 0 | 0 | 0 | 0 | 0 | 0 | 0 | 0 | 0 | 0 | 0 | 0 | 0 | 0 | 0 | 0 | 0 | 0 | 0 | 0 | 0 | 0 | 0 | 0 | 0 | 0 | 0 | 0 | 0 | 0 | 0 | 0 | 0 | 0 | 0 | 0 | 0 | 0 | 0 | 0 | 0 | 0 | 0 | 0 | 0 | 0 | 0 | 0 | 0 | 0 | 0 | 0 | 0 | 0 | 0 | 0 | 0 | 0 | 0 | 0 | 0 | 0 | 0 | 0 | 1 | 0 | 0 | 0 | 0 | 0 | 0 | 0 | 0 | 0 | 0 | 1 | 1 | 0 | 0 | 0 | 0 | 0 | 0 | 0 | 0 | 0 | 0 | 0 | 0 | 0 | 0 | 1 | 1 | 0 | Greater_LA_Li_Battery_4hr | Greater_LA_Li_Battery_8hr | Greater_LA_Solar |  | 0 |  |  |  | Greater_LA | Greater_LA
SCE NOL | Tortilla | 115 | CA | 92311 | SAN BERNARDINO | 3 | 0 | 0 | 0 | 0 | 0 | 0 | 0 | 0 | 0 | 0 | 0 | 1 | 1 | 1 | 0 | 0 | 0 | 0 | 0 | 0 | 0 | 0 | 0 | 0 | 0 | 0 | 0 | 0 | 0 | 0 | 0 | 0 | 0 | 0 | 0 | 0 | 0 | 0 | 0 | 0 | 0 | 0 | 0 | 0 | 0 | 0 | 0 | 0 | 0 | 0 | 0 | 0 | 0 | 0 | 0 | 0 | 0 | 0 | 0 | 0 | 0 | 0 | 0 | 0 | 0 | 0 | 0 | 0 | 0 | 0 | 0 | 0 | 0 | 0 | 0 | 0 | 0 | 0 | 0 | 0 | 0 | 0 | 0 | 0 | 0 | 0 | 0 | 0 | 0 | 0 | 0 | 0 | 0 | 0 | 0 | 0 | 0 | Greater_Kramer_Li_Battery_4hr | Greater_Kramer_Li_Battery_8hr | Greater_Kramer_Solar |  | Greater_Kramer_Wind |  |  |  | Greater_Kramer | Greater_Kramer
SDGE | Trabuco | 138 | CA | 92677 | ORANGE | 3 | 0 | 0 | 0 | 0 | 0 | 0 | 0 | 0 | 0 | 0 | 0 | 0 | 0 | 0 | 0 | 0 | 0 | 0 | 0 | 0 | 0 | 0 | 0 | 0 | 0 | 1 | 0 | 0 | 0 | 0 | 0 | 0 | 0 | 0 | 0 | 0 | 0 | 1 | 1 | 0 | 0 | 0 | 0 | 0 | 0 | 0 | 0 | 0 | 0 | 0 | 0 | 0 | 0 | 0 | 0 | 0 | 0 | 0 | 0 | 0 | 0 | 0 | 0 | 0 | 0 | 0 | 0 | 0 | 0 | 0 | 0 | 0 | 0 | 0 | 0 | 0 | 0 | 0 | 0 | 0 | 0 | 0 | 0 | 0 | 0 | 0 | 0 | 0 | 0 | 0 | 0 | 0 | 0 | 0 | 0 | 0 | 0 | Greater_LA_Li_Battery_4hr | Greater_LA_Li_Battery_8hr | Greater_LA_Solar |  | 0 |  |  |  | Greater_LA | Greater_LA
PG&E GBA | Tracy | 115 | CA | 94514 | ALAMEDA | 3 | 0 | 0 | 0 | 0 | 0 | 0 | 0 | 0 | 0 | 0 | 0 | 0 | 0 | 0 | 0 | 0 | 0 | 0 | 0 | 0 | 0 | 0 | 0 | 0 | 0 | 0 | 0 | 0 | 0 | 0 | 0 | 0 | 0 | 0 | 0 | 0 | 0 | 0 | 0 | 0 | 0 | 0 | 0 | 0 | 0 | 1 | 0 | 0 | 0 | 0 | 0 | 0 | 0 | 0 | 0 | 1 | 0 | 0 | 0 | 1 | 0 | 0 | 0 | 0 | 0 | 0 | 0 | 0 | 0 | 0 | 0 | 0 | 0 | 0 | 0 | 0 | 0 | 0 | 0 | 0 | 0 | 0 | 0 | 0 | 0 | 0 | 0 | 0 | 0 | 0 | 0 | 0 | 0 | 0 | 0 | 0 | 0 | Northern_California_Li_Battery_4hr | Northern_California_Li_Battery_8hr | Northern_California_Solar |  | Solano_Wind |  |  |  | Northern_California | Solano
PG&E FRESNO | Tranquility | 230 | PGE |  |  | 6 | 0 | 0 | 0 | 0 | 0 | 0 | 0 | 0 | 0 | 0 | 0 | 0 | 0 | 0 | 0 | 0 | 0 | 0 | 0 | 0 | 0 | 0 | 0 | 0 | 0 | 0 | 0 | 0 | 0 | 0 | 0 | 0 | 0 | 0 | 0 | 0 | 0 | 0 | 0 | 0 | 0 | 0 | 0 | 0 | 0 | 1 | 0 | 0 | 0 | 0 | 0 | 0 | 0 | 0 | 0 | 0 | 0 | 0 | 0 | 0 | 0 | 0 | 0 | 0 | 0 | 0 | 0 | 0 | 0 | 0 | 0 | 0 | 0 | 0 | 0 | 0 | 0 | 0 | 1 | 1 | 0 | 1 | 0 | 0 | 0 | 1 | 0 | 0 | 0 | 1 | 0 | 0 | 0 | 0 | 0 | 0 | 0 | Southern_PGAE_Li_Battery_4hr | Southern_PGAE_Li_Battery_8hr | Southern_PGAE_Solar |  | Central_Valley_North_Los_Banos_Wind |  |  |  | Southern_PGAE | Central_Valley_North_Los_Banos
PG&E GBA | Trimble | 115 | CA | 95131 | Santa Clara | 3 | 0 | 0 | 0 | 0 | 0 | 0 | 0 | 0 | 0 | 0 | 0 | 0 | 0 | 0 | 0 | 0 | 0 | 0 | 0 | 0 | 0 | 0 | 0 | 0 | 0 | 0 | 0 | 0 | 0 | 0 | 0 | 0 | 0 | 0 | 0 | 0 | 0 | 0 | 0 | 0 | 0 | 0 | 0 | 0 | 0 | 0 | 0 | 0 | 0 | 0 | 0 | 0 | 0 | 0 | 0 | 1 | 0 | 0 | 0 | 1 | 0 | 0 | 0 | 0 | 0 | 0 | 0 | 0 | 0 | 0 | 0 | 0 | 0 | 0 | 0 | 0 | 0 | 0 | 0 | 0 | 0 | 0 | 0 | 0 | 0 | 0 | 0 | 0 | 0 | 0 | 0 | 0 | 0 | 0 | 0 | 0 | 1 | Northern_California_Li_Battery_4hr | Northern_California_Li_Battery_8hr | Northern_California_Solar |  | Kern_Greater_Carrizo_Wind |  |  |  | Northern_California | Peninsula_Monterey
EOP | Trout Canyon | 230 | NV |  |  | 3 | 0 | 0 | 0 | 0 | 0 | 0 | 0 | 0 | 0 | 0 | 0 | 0 | 0 | 0 | 0 | 0 | 0 | 0 | 0 | 0 | 0 | 0 | 1 | 1 | 1 | 0 | 0 | 0 | 0 | 0 | 0 | 0 | 0 | 0 | 0 | 0 | 0 | 0 | 0 | 0 | 0 | 0 | 0 | 0 | 0 | 0 | 0 | 0 | 0 | 0 | 0 | 0 | 0 | 0 | 0 | 0 | 0 | 0 | 0 | 0 | 0 | 0 | 0 | 0 | 0 | 0 | 0 | 0 | 0 | 0 | 0 | 0 | 0 | 0 | 0 | 0 | 0 | 0 | 0 | 0 | 0 | 0 | 0 | 0 | 0 | 0 | 0 | 0 | 0 | 0 | 0 | 0 | 0 | 0 | 0 | 0 | 0 | Southern_NV_Eldorado_Li_Battery_4hr | Southern_NV_Eldorado_Li_Battery_8hr | Southern_NV_Eldorado_Solar |  | Southern_NV_Eldorado_Wind |  |  |  | Southern_NV_Eldorado | Southern_NV_Eldorado
EOP | Trout Canyon | 500 | NV |  |  | 3 | 0 | 0 | 0 | 0 | 0 | 0 | 0 | 0 | 0 | 0 | 0 | 0 | 0 | 0 | 0 | 0 | 0 | 0 | 0 | 0 | 0 | 0 | 1 | 1 | 1 | 0 | 0 | 0 | 0 | 0 | 0 | 0 | 0 | 0 | 0 | 0 | 0 | 0 | 0 | 0 | 0 | 0 | 0 | 0 | 0 | 0 | 0 | 0 | 0 | 0 | 0 | 0 | 0 | 0 | 0 | 0 | 0 | 0 | 0 | 0 | 0 | 0 | 0 | 0 | 0 | 0 | 0 | 0 | 0 | 0 | 0 | 0 | 0 | 0 | 0 | 0 | 0 | 0 | 0 | 0 | 0 | 0 | 0 | 0 | 0 | 0 | 0 | 0 | 0 | 0 | 0 | 0 | 0 | 0 | 0 | 0 | 0 | Southern_NV_Eldorado_Li_Battery_4hr | Southern_NV_Eldorado_Li_Battery_8hr | Southern_NV_Eldorado_Solar |  | Southern_NV_Eldorado_Wind |  |  |  | Southern_NV_Eldorado | Southern_NV_Eldorado
PG&E NGBA | Tulucay | 230 | CA | 94558 | NAPA | 3 | 0 | 0 | 0 | 0 | 0 | 0 | 0 | 0 | 0 | 0 | 0 | 0 | 0 | 0 | 0 | 0 | 0 | 0 | 0 | 0 | 0 | 0 | 0 | 0 | 0 | 0 | 0 | 0 | 0 | 0 | 0 | 0 | 0 | 0 | 0 | 0 | 0 | 0 | 0 | 1 | 0 | 0 | 0 | 0 | 0 | 0 | 0 | 0 | 0 | 0 | 0 | 0 | 1 | 0 | 0 | 0 | 0 | 0 | 0 | 0 | 0 | 0 | 0 | 0 | 0 | 0 | 1 | 0 | 0 | 0 | 0 | 0 | 0 | 0 | 0 | 0 | 0 | 0 | 0 | 0 | 0 | 0 | 0 | 0 | 0 | 0 | 0 | 0 | 0 | 0 | 0 | 0 | 0 | 0 | 0 | 0 | 0 | Northern_California_Li_Battery_4hr | Northern_California_Li_Battery_8hr | Northern_California_Solar |  | Northern_California_Wind |  |  |  | Northern_California | Northern_California
PG&E NGBA | Tulucay | 60 | CA | 94558 | NAPA | 8 | 0 | 0 | 0 | 0 | 0 | 0 | 0 | 0 | 0 | 0 | 0 | 0 | 0 | 0 | 0 | 0 | 0 | 0 | 0 | 0 | 0 | 0 | 0 | 0 | 0 | 0 | 0 | 0 | 0 | 0 | 0 | 0 | 0 | 0 | 0 | 0 | 0 | 0 | 0 | 1 | 0 | 0 | 0 | 0 | 0 | 0 | 0 | 0 | 0 | 0 | 0 | 1 | 1 | 1 | 1 | 1 | 0 | 0 | 0 | 0 | 0 | 0 | 0 | 0 | 0 | 1 | 1 | 0 | 0 | 0 | 0 | 0 | 0 | 0 | 0 | 0 | 0 | 0 | 0 | 0 | 0 | 0 | 0 | 0 | 0 | 0 | 0 | 0 | 0 | 0 | 0 | 0 | 0 | 0 | 0 | 0 | 0 | Northern_California_Li_Battery_4hr | Northern_California_Li_Battery_8hr | Northern_California_Solar |  | Northern_California_Wind |  |  |  | Northern_California | Northern_California
PG&E KERN | Tupman | 115 | CA | 93314 | KERN | 4 | 0 | 0 | 0 | 0 | 0 | 0 | 0 | 0 | 0 | 0 | 0 | 0 | 0 | 0 | 0 | 0 | 0 | 0 | 0 | 0 | 0 | 0 | 0 | 0 | 0 | 0 | 0 | 0 | 0 | 0 | 0 | 0 | 0 | 0 | 0 | 0 | 0 | 0 | 0 | 0 | 0 | 0 | 0 | 0 | 0 | 0 | 0 | 0 | 0 | 0 | 0 | 0 | 0 | 0 | 0 | 0 | 0 | 0 | 0 | 0 | 0 | 0 | 0 | 0 | 0 | 0 | 0 | 1 | 0 | 0 | 0 | 0 | 0 | 0 | 1 | 0 | 0 | 0 | 1 | 0 | 0 | 0 | 0 | 0 | 0 | 0 | 0 | 0 | 0 | 0 | 0 | 0 | 0 | 0 | 1 | 0 | 0 | Southern_PGAE_Li_Battery_4hr | Southern_PGAE_Li_Battery_8hr | Southern_PGAE_Solar |  | Central_Valley_North_Los_Banos_Wind |  |  |  | Southern_PGAE | Central_Valley_North_Los_Banos
PG&E NGBA | Ukiah | 115 | CA | 95482 | MENDOCINO | 6 | 0 | 0 | 0 | 0 | 0 | 0 | 0 | 0 | 0 | 0 | 0 | 0 | 0 | 0 | 0 | 0 | 0 | 0 | 0 | 0 | 0 | 0 | 0 | 0 | 0 | 0 | 0 | 0 | 0 | 0 | 0 | 0 | 0 | 0 | 0 | 0 | 0 | 0 | 0 | 1 | 0 | 1 | 0 | 0 | 0 | 0 | 0 | 0 | 0 | 0 | 0 | 0 | 1 | 0 | 1 | 1 | 0 | 0 | 0 | 0 | 0 | 0 | 0 | 0 | 0 | 0 | 1 | 0 | 0 | 0 | 0 | 0 | 0 | 0 | 0 | 0 | 0 | 0 | 0 | 0 | 0 | 0 | 0 | 0 | 0 | 0 | 0 | 0 | 0 | 0 | 0 | 0 | 0 | 0 | 0 | 0 | 0 | Northern_California_Li_Battery_4hr | Northern_California_Li_Battery_8hr | Northern_California_Solar |  | Northern_California_Wind |  |  |  | Northern_California | Mendocino_Marin
PG&E KERN | Union (Estrella) | 70 | CA | 93446 | San Luis Obispo | 5 | 0 | 0 | 0 | 0 | 0 | 0 | 0 | 0 | 0 | 0 | 0 | 0 | 0 | 0 | 0 | 0 | 0 | 0 | 0 | 0 | 0 | 0 | 0 | 0 | 0 | 0 | 0 | 0 | 0 | 0 | 0 | 0 | 0 | 0 | 0 | 0 | 0 | 0 | 0 | 0 | 0 | 0 | 0 | 0 | 0 | 0 | 0 | 0 | 0 | 0 | 0 | 0 | 0 | 0 | 0 | 0 | 0 | 0 | 0 | 0 | 0 | 0 | 0 | 0 | 0 | 0 | 0 | 1 | 1 | 0 | 0 | 0 | 0 | 0 | 0 | 0 | 0 | 0 | 0 | 1 | 0 | 0 | 0 | 0 | 0 | 1 | 0 | 0 | 0 | 0 | 0 | 0 | 0 | 0 | 0 | 1 | 0 | Southern_PGAE_Li_Battery_4hr | Southern_PGAE_Li_Battery_8hr | Southern_PGAE_Solar |  | Kern_Greater_Carrizo_Wind |  |  |  | Southern_PGAE | Kern_Greater_Carrizo
PG&E NGBA | Vaca Dixon | 115 | CA | 95688 | SOLANO | 5 | 0 | 0 | 0 | 0 | 0 | 0 | 0 | 0 | 0 | 0 | 0 | 0 | 0 | 0 | 0 | 0 | 0 | 0 | 0 | 0 | 0 | 0 | 0 | 0 | 0 | 0 | 0 | 0 | 0 | 0 | 0 | 0 | 0 | 0 | 0 | 0 | 0 | 0 | 0 | 1 | 0 | 0 | 0 | 0 | 0 | 0 | 0 | 0 | 0 | 0 | 0 | 0 | 0 | 1 | 1 | 1 | 0 | 0 | 0 | 0 | 0 | 0 | 0 | 0 | 0 | 0 | 1 | 0 | 0 | 0 | 0 | 0 | 0 | 0 | 0 | 0 | 0 | 0 | 0 | 0 | 0 | 0 | 0 | 0 | 0 | 0 | 0 | 0 | 0 | 0 | 0 | 0 | 0 | 0 | 0 | 0 | 0 | Northern_California_Li_Battery_4hr | Northern_California_Li_Battery_8hr | Northern_California_Solar |  | Solano_Wind |  |  |  | Northern_California | Solano
PG&E NGBA | Vaca Dixon | 230 | CA | 95688 | SOLANO | 4 | 0 | 0 | 0 | 0 | 0 | 0 | 0 | 0 | 0 | 0 | 0 | 0 | 0 | 0 | 0 | 0 | 0 | 0 | 0 | 0 | 0 | 0 | 0 | 0 | 0 | 0 | 0 | 0 | 0 | 0 | 0 | 0 | 0 | 0 | 0 | 0 | 0 | 0 | 0 | 1 | 0 | 0 | 0 | 0 | 0 | 0 | 0 | 0 | 0 | 0 | 0 | 0 | 0 | 1 | 1 | 0 | 0 | 0 | 0 | 0 | 0 | 0 | 0 | 0 | 0 | 0 | 1 | 0 | 0 | 0 | 0 | 0 | 0 | 0 | 0 | 0 | 0 | 0 | 0 | 0 | 0 | 0 | 0 | 0 | 0 | 0 | 0 | 0 | 0 | 0 | 0 | 0 | 0 | 0 | 0 | 0 | 0 | Northern_California_Li_Battery_4hr | Northern_California_Li_Battery_8hr | Northern_California_Solar |  | Solano_Wind |  |  |  | Northern_California | Solano
PG&E NGBA | Vaca Dixon | 500 | CA | 95688 | SOLANO | 3 | 0 | 0 | 0 | 0 | 0 | 0 | 0 | 0 | 0 | 0 | 0 | 0 | 0 | 0 | 0 | 0 | 0 | 0 | 0 | 0 | 0 | 0 | 0 | 0 | 0 | 0 | 0 | 0 | 0 | 0 | 0 | 0 | 0 | 0 | 0 | 0 | 0 | 0 | 0 | 1 | 0 | 0 | 0 | 0 | 0 | 0 | 0 | 0 | 0 | 0 | 0 | 0 | 0 | 0 | 1 | 0 | 0 | 0 | 0 | 0 | 0 | 0 | 0 | 0 | 0 | 0 | 1 | 0 | 0 | 0 | 0 | 0 | 0 | 0 | 0 | 0 | 0 | 0 | 0 | 0 | 0 | 0 | 0 | 0 | 0 | 0 | 0 | 0 | 0 | 0 | 0 | 0 | 0 | 0 | 0 | 0 | 0 | Northern_California_Li_Battery_4hr | Northern_California_Li_Battery_8hr | Northern_California_Solar |  | Solano_Wind |  |  |  | Northern_California | Solano
PG&E NGBA | Vaca Dixon | 60 | CA | 95688 | SOLANO | 5 | 0 | 0 | 0 | 0 | 0 | 0 | 0 | 0 | 0 | 0 | 0 | 0 | 0 | 0 | 0 | 0 | 0 | 0 | 0 | 0 | 0 | 0 | 0 | 0 | 0 | 0 | 0 | 0 | 0 | 0 | 0 | 0 | 0 | 0 | 0 | 0 | 0 | 0 | 0 | 1 | 0 | 0 | 0 | 0 | 0 | 0 | 0 | 0 | 0 | 0 | 0 | 0 | 0 | 1 | 1 | 1 | 0 | 0 | 0 | 0 | 0 | 0 | 0 | 0 | 0 | 0 | 1 | 0 | 0 | 0 | 0 | 0 | 0 | 0 | 0 | 0 | 0 | 0 | 0 | 0 | 0 | 0 | 0 | 0 | 0 | 0 | 0 | 0 | 0 | 0 | 0 | 0 | 0 | 0 | 0 | 0 | 0 | Northern_California_Li_Battery_4hr | Northern_California_Li_Battery_8hr | Northern_California_Solar |  | Solano_Wind |  |  |  | Northern_California | Solano
SCE Eastern | Valley (SCE) | 500 | CA | 92585 | RIVERSIDE | 2 | 0 | 0 | 0 | 0 | 0 | 0 | 0 | 0 | 0 | 0 | 0 | 0 | 0 | 0 | 0 | 0 | 0 | 0 | 0 | 1 | 0 | 1 | 0 | 0 | 0 | 0 | 0 | 0 | 0 | 0 | 0 | 0 | 0 | 0 | 0 | 0 | 0 | 0 | 0 | 0 | 0 | 0 | 0 | 0 | 0 | 0 | 0 | 0 | 0 | 0 | 0 | 0 | 0 | 0 | 0 | 0 | 0 | 0 | 0 | 0 | 0 | 0 | 0 | 0 | 0 | 0 | 0 | 0 | 0 | 0 | 0 | 0 | 0 | 0 | 0 | 0 | 0 | 0 | 0 | 0 | 0 | 0 | 0 | 0 | 0 | 0 | 0 | 0 | 0 | 0 | 0 | 0 | 0 | 0 | 0 | 0 | 0 | Riverside_Li_Battery_4hr | Riverside_Li_Battery_8hr | Riverside_Solar |  | Riverside_Palm_Springs_Wind |  |  |  | Riverside | Riverside (Exclude)
EOP | Valley (VEA) | 138 | NV | 89020 | NYE | 3 | 0 | 0 | 0 | 0 | 0 | 0 | 0 | 0 | 0 | 0 | 0 | 0 | 0 | 0 | 0 | 0 | 0 | 0 | 0 | 0 | 0 | 0 | 1 | 1 | 1 | 0 | 0 | 0 | 0 | 0 | 0 | 0 | 0 | 0 | 0 | 0 | 0 | 0 | 0 | 0 | 0 | 0 | 0 | 0 | 0 | 0 | 0 | 0 | 0 | 0 | 0 | 0 | 0 | 0 | 0 | 0 | 0 | 0 | 0 | 0 | 0 | 0 | 0 | 0 | 0 | 0 | 0 | 0 | 0 | 0 | 0 | 0 | 0 | 0 | 0 | 0 | 0 | 0 | 0 | 0 | 0 | 0 | 0 | 0 | 0 | 0 | 0 | 0 | 0 | 0 | 0 | 0 | 0 | 0 | 0 | 0 | 0 | Southern_NV_Eldorado_Li_Battery_4hr | Southern_NV_Eldorado_Li_Battery_8hr | Southern_NV_Eldorado_Solar |  | Southern_NV_Eldorado_Wind |  |  |  | Southern_NV_Eldorado | Southern_NV_Eldorado
SDGE | Valley Center | 69 | CA | 92082 | San Diego | 4 | 0 | 0 | 0 | 0 | 0 | 0 | 0 | 0 | 0 | 0 | 0 | 0 | 0 | 0 | 0 | 0 | 0 | 0 | 0 | 0 | 0 | 0 | 0 | 0 | 0 | 1 | 0 | 0 | 0 | 0 | 1 | 0 | 1 | 0 | 0 | 0 | 0 | 1 | 0 | 0 | 0 | 0 | 0 | 0 | 0 | 0 | 0 | 0 | 0 | 0 | 0 | 0 | 0 | 0 | 0 | 0 | 0 | 0 | 0 | 0 | 0 | 0 | 0 | 0 | 0 | 0 | 0 | 0 | 0 | 0 | 0 | 0 | 0 | 0 | 0 | 0 | 0 | 0 | 0 | 0 | 0 | 0 | 0 | 0 | 0 | 0 | 0 | 0 | 0 | 0 | 0 | 0 | 0 | 0 | 0 | 0 | 0 | San_Diego_Li_Battery_4hr | San_Diego_Li_Battery_8hr | San_Diego_Solar |  | 0 |  |  |  | Greater_SD | Greater_SD
PG&E GBA | Valley Home | 115 | CA | 95361 | SAN JOAQUIN | 4 | 0 | 0 | 0 | 0 | 0 | 0 | 0 | 0 | 0 | 0 | 0 | 0 | 0 | 0 | 0 | 0 | 0 | 0 | 0 | 0 | 0 | 0 | 0 | 0 | 0 | 0 | 0 | 0 | 0 | 0 | 0 | 0 | 0 | 0 | 0 | 0 | 0 | 0 | 0 | 0 | 0 | 0 | 0 | 0 | 0 | 1 | 0 | 0 | 0 | 0 | 0 | 0 | 0 | 0 | 0 | 1 | 0 | 0 | 0 | 1 | 0 | 0 | 0 | 1 | 0 | 0 | 0 | 0 | 0 | 0 | 0 | 0 | 0 | 0 | 0 | 0 | 0 | 0 | 0 | 0 | 0 | 0 | 0 | 0 | 0 | 0 | 0 | 0 | 0 | 0 | 0 | 0 | 0 | 0 | 0 | 0 | 0 | Northern_California_Li_Battery_4hr | Northern_California_Li_Battery_8hr | Northern_California_Solar |  | Solano_Wind |  |  |  | Northern_California | Solano
PG&E GBA | Valley Springs | 230 | CA | 95252 | Calaveras | 4 | 0 | 0 | 0 | 0 | 0 | 0 | 0 | 0 | 0 | 0 | 0 | 0 | 0 | 0 | 0 | 0 | 0 | 0 | 0 | 0 | 0 | 0 | 0 | 0 | 0 | 0 | 0 | 0 | 0 | 0 | 0 | 0 | 0 | 0 | 0 | 0 | 0 | 0 | 0 | 0 | 0 | 0 | 0 | 0 | 0 | 1 | 0 | 0 | 0 | 0 | 0 | 0 | 0 | 0 | 0 | 0 | 0 | 0 | 0 | 1 | 1 | 0 | 0 | 0 | 0 | 0 | 0 | 0 | 0 | 0 | 0 | 0 | 0 | 0 | 0 | 0 | 0 | 0 | 0 | 0 | 0 | 0 | 0 | 0 | 0 | 1 | 0 | 0 | 0 | 0 | 0 | 0 | 0 | 0 | 0 | 0 | 0 | Northern_California_Li_Battery_4hr | Northern_California_Li_Battery_8hr | Northern_California_Solar |  | Central_Valley_North_Los_Banos_Wind |  |  |  | Northern_California | El_Dorado_Mariposa
PG&E GBA | Valley Springs | 60 | CA | 95252 | Calaveras | 3 | 0 | 0 | 0 | 0 | 0 | 0 | 0 | 0 | 0 | 0 | 0 | 0 | 0 | 0 | 0 | 0 | 0 | 0 | 0 | 0 | 0 | 0 | 0 | 0 | 0 | 0 | 0 | 0 | 0 | 0 | 0 | 0 | 0 | 0 | 0 | 0 | 0 | 0 | 0 | 0 | 0 | 0 | 0 | 0 | 0 | 1 | 0 | 0 | 0 | 0 | 0 | 0 | 0 | 0 | 0 | 0 | 0 | 0 | 0 | 1 | 1 | 0 | 0 | 0 | 0 | 0 | 0 | 0 | 0 | 0 | 0 | 0 | 0 | 0 | 0 | 0 | 0 | 0 | 0 | 0 | 0 | 0 | 0 | 0 | 0 | 0 | 0 | 0 | 0 | 0 | 0 | 0 | 0 | 0 | 0 | 0 | 0 | Northern_California_Li_Battery_4hr | Northern_California_Li_Battery_8hr | Northern_California_Solar |  | Central_Valley_North_Los_Banos_Wind |  |  |  | Northern_California | El_Dorado_Mariposa
EOP | Valley Switch | 138 | NV | 89020 | NYE | 3 | 0 | 0 | 0 | 0 | 0 | 0 | 0 | 0 | 0 | 0 | 0 | 0 | 0 | 0 | 0 | 0 | 0 | 0 | 0 | 0 | 0 | 0 | 1 | 1 | 1 | 0 | 0 | 0 | 0 | 0 | 0 | 0 | 0 | 0 | 0 | 0 | 0 | 0 | 0 | 0 | 0 | 0 | 0 | 0 | 0 | 0 | 0 | 0 | 0 | 0 | 0 | 0 | 0 | 0 | 0 | 0 | 0 | 0 | 0 | 0 | 0 | 0 | 0 | 0 | 0 | 0 | 0 | 0 | 0 | 0 | 0 | 0 | 0 | 0 | 0 | 0 | 0 | 0 | 0 | 0 | 0 | 0 | 0 | 0 | 0 | 0 | 0 | 0 | 0 | 0 | 0 | 0 | 0 | 0 | 0 | 0 | 0 | Southern_NV_Eldorado_Li_Battery_4hr | Southern_NV_Eldorado_Li_Battery_8hr | Southern_NV_Eldorado_Solar |  | Southern_NV_Eldorado_Wind |  |  |  | Southern_NV_Eldorado | Southern_NV_Eldorado
EOP | Valley Switch | 230 | NV | 89020 | NYE | 3 | 0 | 0 | 0 | 0 | 0 | 0 | 0 | 0 | 0 | 0 | 0 | 0 | 0 | 0 | 0 | 0 | 0 | 0 | 0 | 0 | 0 | 0 | 1 | 1 | 1 | 0 | 0 | 0 | 0 | 0 | 0 | 0 | 0 | 0 | 0 | 0 | 0 | 0 | 0 | 0 | 0 | 0 | 0 | 0 | 0 | 0 | 0 | 0 | 0 | 0 | 0 | 0 | 0 | 0 | 0 | 0 | 0 | 0 | 0 | 0 | 0 | 0 | 0 | 0 | 0 | 0 | 0 | 0 | 0 | 0 | 0 | 0 | 0 | 0 | 0 | 0 | 0 | 0 | 0 | 0 | 0 | 0 | 0 | 0 | 0 | 0 | 0 | 0 | 0 | 0 | 0 | 0 | 0 | 0 | 0 | 0 | 0 | Southern_NV_Eldorado_Li_Battery_4hr | Southern_NV_Eldorado_Li_Battery_8hr | Southern_NV_Eldorado_Solar |  | Southern_NV_Eldorado_Wind |  |  |  | Southern_NV_Eldorado | Southern_NV_Eldorado
PG&E GBA | Vasco | 230 | CA | 94551 | ALAMEDA | 4 | 0 | 0 | 0 | 0 | 0 | 0 | 0 | 0 | 0 | 0 | 0 | 0 | 0 | 0 | 0 | 0 | 0 | 0 | 0 | 0 | 0 | 0 | 0 | 0 | 0 | 0 | 0 | 0 | 0 | 0 | 0 | 0 | 0 | 0 | 0 | 0 | 0 | 0 | 0 | 1 | 0 | 0 | 0 | 0 | 0 | 0 | 0 | 0 | 0 | 0 | 0 | 0 | 0 | 0 | 0 | 1 | 0 | 0 | 0 | 1 | 0 | 0 | 0 | 0 | 0 | 0 | 1 | 0 | 0 | 0 | 0 | 0 | 0 | 0 | 0 | 0 | 0 | 0 | 0 | 0 | 0 | 0 | 0 | 0 | 0 | 0 | 0 | 0 | 0 | 0 | 0 | 0 | 0 | 0 | 0 | 0 | 0 | Northern_California_Li_Battery_4hr | Northern_California_Li_Battery_8hr | Northern_California_Solar |  | Solano_Wind |  |  |  | Northern_California | Solano
PG&E GBA | Vasona | 230 | CA | 95032 | SANTA CLARA | 3 | 0 | 0 | 0 | 0 | 0 | 0 | 0 | 0 | 0 | 0 | 0 | 0 | 0 | 0 | 0 | 0 | 0 | 0 | 0 | 0 | 0 | 0 | 0 | 0 | 0 | 0 | 0 | 0 | 0 | 0 | 0 | 0 | 0 | 0 | 0 | 0 | 0 | 0 | 0 | 0 | 0 | 0 | 0 | 0 | 0 | 0 | 0 | 0 | 0 | 0 | 0 | 0 | 1 | 0 | 0 | 0 | 0 | 0 | 0 | 1 | 0 | 0 | 0 | 0 | 0 | 0 | 0 | 0 | 0 | 0 | 0 | 0 | 0 | 0 | 0 | 0 | 0 | 0 | 0 | 0 | 0 | 0 | 0 | 0 | 0 | 0 | 0 | 0 | 0 | 0 | 0 | 0 | 0 | 0 | 0 | 0 | 1 | Northern_California_Li_Battery_4hr | Northern_California_Li_Battery_8hr | Northern_California_Solar |  | Kern_Greater_Carrizo_Wind |  |  |  | Northern_California | Peninsula_Monterey
SCE Northern | Vestal | 230 | CA | 93207 | TULARE | 4 | 1 | 0 | 1 | 0 | 0 | 1 | 1 | 0 | 0 | 0 | 0 | 0 | 0 | 0 | 0 | 0 | 0 | 0 | 0 | 0 | 0 | 0 | 0 | 0 | 0 | 0 | 0 | 0 | 0 | 0 | 0 | 0 | 0 | 0 | 0 | 0 | 0 | 0 | 0 | 0 | 0 | 0 | 0 | 0 | 0 | 0 | 0 | 0 | 0 | 0 | 0 | 0 | 0 | 0 | 0 | 0 | 0 | 0 | 0 | 0 | 0 | 0 | 0 | 0 | 0 | 0 | 0 | 0 | 0 | 0 | 0 | 0 | 0 | 0 | 0 | 0 | 0 | 0 | 0 | 0 | 0 | 0 | 0 | 0 | 0 | 0 | 0 | 0 | 0 | 0 | 0 | 0 | 0 | 0 | 0 | 0 | 0 | Tehachapi_Li_Battery_4hr | Tehachapi_Li_Battery_8hr | Tehachapi_Solar |  | Central_Valley_North_Los_Banos_Wind |  |  |  | Tehachapi | Central_Valley_North_Los_Banos
SCE Northern | Vestal | 66 | CA | 93207 | TULARE | 4 | 1 | 0 | 1 | 0 | 0 | 1 | 1 | 0 | 0 | 0 | 0 | 0 | 0 | 0 | 0 | 0 | 0 | 0 | 0 | 0 | 0 | 0 | 0 | 0 | 0 | 0 | 0 | 0 | 0 | 0 | 0 | 0 | 0 | 0 | 0 | 0 | 0 | 0 | 0 | 0 | 0 | 0 | 0 | 0 | 0 | 0 | 0 | 0 | 0 | 0 | 0 | 0 | 0 | 0 | 0 | 0 | 0 | 0 | 0 | 0 | 0 | 0 | 0 | 0 | 0 | 0 | 0 | 0 | 0 | 0 | 0 | 0 | 0 | 0 | 0 | 0 | 0 | 0 | 0 | 0 | 0 | 0 | 0 | 0 | 0 | 0 | 0 | 0 | 0 | 0 | 0 | 0 | 0 | 0 | 0 | 0 | 0 | Tehachapi_Li_Battery_4hr | Tehachapi_Li_Battery_8hr | Tehachapi_Solar |  | Central_Valley_North_Los_Banos_Wind |  |  |  | Tehachapi | Central_Valley_North_Los_Banos
SCE NOL | Victor | 115 | CA | 92392 | SAN BERNARDINO | 2 | 0 | 0 | 0 | 0 | 0 | 0 | 0 | 0 | 0 | 0 | 0 | 0 | 1 | 1 | 0 | 0 | 0 | 0 | 0 | 0 | 0 | 0 | 0 | 0 | 0 | 0 | 0 | 0 | 0 | 0 | 0 | 0 | 0 | 0 | 0 | 0 | 0 | 0 | 0 | 0 | 0 | 0 | 0 | 0 | 0 | 0 | 0 | 0 | 0 | 0 | 0 | 0 | 0 | 0 | 0 | 0 | 0 | 0 | 0 | 0 | 0 | 0 | 0 | 0 | 0 | 0 | 0 | 0 | 0 | 0 | 0 | 0 | 0 | 0 | 0 | 0 | 0 | 0 | 0 | 0 | 0 | 0 | 0 | 0 | 0 | 0 | 0 | 0 | 0 | 0 | 0 | 0 | 0 | 0 | 0 | 0 | 0 | Greater_Kramer_Li_Battery_4hr | Greater_Kramer_Li_Battery_8hr | Greater_Kramer_Solar |  | Greater_Kramer_Wind |  |  |  | Greater_Kramer | Greater_Kramer
SCE NOL | Victor | 230 | CA | 92392 | SAN BERNARDINO | 2 | 0 | 0 | 0 | 0 | 0 | 0 | 0 | 0 | 0 | 0 | 0 | 0 | 1 | 1 | 0 | 0 | 0 | 0 | 0 | 0 | 0 | 0 | 0 | 0 | 0 | 0 | 0 | 0 | 0 | 0 | 0 | 0 | 0 | 0 | 0 | 0 | 0 | 0 | 0 | 0 | 0 | 0 | 0 | 0 | 0 | 0 | 0 | 0 | 0 | 0 | 0 | 0 | 0 | 0 | 0 | 0 | 0 | 0 | 0 | 0 | 0 | 0 | 0 | 0 | 0 | 0 | 0 | 0 | 0 | 0 | 0 | 0 | 0 | 0 | 0 | 0 | 0 | 0 | 0 | 0 | 0 | 0 | 0 | 0 | 0 | 0 | 0 | 0 | 0 | 0 | 0 | 0 | 0 | 0 | 0 | 0 | 0 | Greater_Kramer_Li_Battery_4hr | Greater_Kramer_Li_Battery_8hr | Greater_Kramer_Solar |  | Greater_Kramer_Wind |  |  |  | Greater_Kramer | Greater_Kramer
SCE Metro | Viejo | 230 | CA | 92610 | ORANGE | 1 | 0 | 0 | 0 | 0 | 0 | 0 | 0 | 0 | 0 | 1 | 0 | 0 | 0 | 0 | 0 | 0 | 0 | 0 | 0 | 0 | 0 | 0 | 0 | 0 | 0 | 0 | 0 | 0 | 0 | 0 | 0 | 0 | 0 | 0 | 0 | 0 | 0 | 0 | 0 | 0 | 0 | 0 | 0 | 0 | 0 | 0 | 0 | 0 | 0 | 0 | 0 | 0 | 0 | 0 | 0 | 0 | 0 | 0 | 0 | 0 | 0 | 0 | 0 | 0 | 0 | 0 | 0 | 0 | 0 | 0 | 0 | 0 | 0 | 0 | 0 | 0 | 0 | 0 | 0 | 0 | 0 | 0 | 0 | 0 | 0 | 0 | 0 | 0 | 0 | 0 | 0 | 0 | 0 | 0 | 0 | 0 | 0 | Greater_LA_Li_Battery_4hr | Greater_LA_Li_Battery_8hr | Greater_LA_Solar |  | 0 |  |  |  | Greater_LA | Greater_LA
PG&E GBA | Vierra | 115 | CA | 95330 | SAN JOAQUIN | 5 | 0 | 0 | 0 | 0 | 0 | 0 | 0 | 0 | 0 | 0 | 0 | 0 | 0 | 0 | 0 | 0 | 0 | 0 | 0 | 0 | 0 | 0 | 0 | 0 | 0 | 0 | 0 | 0 | 0 | 0 | 0 | 0 | 0 | 0 | 0 | 0 | 0 | 0 | 0 | 0 | 0 | 0 | 0 | 0 | 0 | 1 | 0 | 0 | 0 | 0 | 0 | 0 | 0 | 0 | 0 | 1 | 0 | 1 | 0 | 1 | 0 | 0 | 0 | 0 | 0 | 1 | 0 | 0 | 0 | 0 | 0 | 0 | 0 | 0 | 0 | 0 | 0 | 0 | 0 | 0 | 0 | 0 | 0 | 0 | 0 | 0 | 0 | 0 | 0 | 0 | 0 | 0 | 0 | 0 | 0 | 0 | 0 | Northern_California_Li_Battery_4hr | Northern_California_Li_Battery_8hr | Northern_California_Solar |  | Solano_Wind |  |  |  | Northern_California | Solano
SCE Metro | Villa Park | 230 | CA | 92865 | ORANGE | 1 | 0 | 0 | 0 | 0 | 0 | 0 | 0 | 0 | 0 | 1 | 0 | 0 | 0 | 0 | 0 | 0 | 0 | 0 | 0 | 0 | 0 | 0 | 0 | 0 | 0 | 0 | 0 | 0 | 0 | 0 | 0 | 0 | 0 | 0 | 0 | 0 | 0 | 0 | 0 | 0 | 0 | 0 | 0 | 0 | 0 | 0 | 0 | 0 | 0 | 0 | 0 | 0 | 0 | 0 | 0 | 0 | 0 | 0 | 0 | 0 | 0 | 0 | 0 | 0 | 0 | 0 | 0 | 0 | 0 | 0 | 0 | 0 | 0 | 0 | 0 | 0 | 0 | 0 | 0 | 0 | 0 | 0 | 0 | 0 | 0 | 0 | 0 | 0 | 0 | 0 | 0 | 0 | 0 | 0 | 0 | 0 | 0 | Greater_LA_Li_Battery_4hr | Greater_LA_Li_Battery_8hr | Greater_LA_Solar |  | 0 |  |  |  | Greater_LA | Greater_LA
SCE Northern | Vincent | 230 | CA | 93550 | LOS ANGELES | 1 | 0 | 1 | 0 | 0 | 0 | 0 | 0 | 0 | 0 | 0 | 0 | 0 | 0 | 0 | 0 | 0 | 0 | 0 | 0 | 0 | 0 | 0 | 0 | 0 | 0 | 0 | 0 | 0 | 0 | 0 | 0 | 0 | 0 | 0 | 0 | 0 | 0 | 0 | 0 | 0 | 0 | 0 | 0 | 0 | 0 | 0 | 0 | 0 | 0 | 0 | 0 | 0 | 0 | 0 | 0 | 0 | 0 | 0 | 0 | 0 | 0 | 0 | 0 | 0 | 0 | 0 | 0 | 0 | 0 | 0 | 0 | 0 | 0 | 0 | 0 | 0 | 0 | 0 | 0 | 0 | 0 | 0 | 0 | 0 | 0 | 0 | 0 | 0 | 0 | 0 | 0 | 0 | 0 | 0 | 0 | 0 | 0 | Tehachapi_Li_Battery_4hr | Tehachapi_Li_Battery_8hr | Tehachapi_Solar |  | Tehachapi_Wind |  |  |  | Greater_LA | Tehachapi
SCE Northern | Vincent | 500 | CA | 93550 | LOS ANGELES | 1 | 0 | 1 | 0 | 0 | 0 | 0 | 0 | 0 | 0 | 0 | 0 | 0 | 0 | 0 | 0 | 0 | 0 | 0 | 0 | 0 | 0 | 0 | 0 | 0 | 0 | 0 | 0 | 0 | 0 | 0 | 0 | 0 | 0 | 0 | 0 | 0 | 0 | 0 | 0 | 0 | 0 | 0 | 0 | 0 | 0 | 0 | 0 | 0 | 0 | 0 | 0 | 0 | 0 | 0 | 0 | 0 | 0 | 0 | 0 | 0 | 0 | 0 | 0 | 0 | 0 | 0 | 0 | 0 | 0 | 0 | 0 | 0 | 0 | 0 | 0 | 0 | 0 | 0 | 0 | 0 | 0 | 0 | 0 | 0 | 0 | 0 | 0 | 0 | 0 | 0 | 0 | 0 | 0 | 0 | 0 | 0 | 0 | Tehachapi_Li_Battery_4hr | Tehachapi_Li_Battery_8hr | Tehachapi_Solar |  | Tehachapi_Wind |  |  |  | Greater_LA | Tehachapi
PG&E GBA | Vineyard | 230 | CA | 94566 | ALAMEDA | 4 | 0 | 0 | 0 | 0 | 0 | 0 | 0 | 0 | 0 | 0 | 0 | 0 | 0 | 0 | 0 | 0 | 0 | 0 | 0 | 0 | 0 | 0 | 0 | 0 | 0 | 0 | 0 | 0 | 0 | 0 | 0 | 0 | 0 | 0 | 0 | 0 | 0 | 0 | 0 | 1 | 0 | 0 | 0 | 0 | 0 | 0 | 0 | 0 | 0 | 0 | 0 | 0 | 0 | 0 | 0 | 1 | 0 | 0 | 0 | 1 | 0 | 0 | 0 | 0 | 0 | 0 | 1 | 0 | 0 | 0 | 0 | 0 | 0 | 0 | 0 | 0 | 0 | 0 | 0 | 0 | 0 | 0 | 0 | 0 | 0 | 0 | 0 | 0 | 0 | 0 | 0 | 0 | 0 | 0 | 0 | 0 | 0 | Northern_California_Li_Battery_4hr | Northern_California_Li_Battery_8hr | Northern_California_Solar |  | Solano_Wind |  |  |  | Northern_California | Solano
SDGE | Vineyard | 69 | CA | 94566 | Alameda | 3 | 0 | 0 | 0 | 0 | 0 | 0 | 0 | 0 | 0 | 0 | 0 | 0 | 0 | 0 | 0 | 0 | 0 | 0 | 0 | 0 | 0 | 0 | 0 | 0 | 0 | 0 | 0 | 0 | 0 | 0 | 1 | 0 | 1 | 0 | 0 | 0 | 1 | 0 | 0 | 0 | 0 | 0 | 0 | 0 | 0 | 0 | 0 | 0 | 0 | 0 | 0 | 0 | 0 | 0 | 0 | 0 | 0 | 0 | 0 | 0 | 0 | 0 | 0 | 0 | 0 | 0 | 0 | 0 | 0 | 0 | 0 | 0 | 0 | 0 | 0 | 0 | 0 | 0 | 0 | 0 | 0 | 0 | 0 | 0 | 0 | 0 | 0 | 0 | 0 | 0 | 0 | 0 | 0 | 0 | 0 | 0 | 0 | Northern_California_Li_Battery_4hr | Northern_California_Li_Battery_8hr | Northern_California_Solar |  | Solano_Wind |  |  |  | Northern_California | Solano
SCE Eastern | Vista (SCE) | 230 | CA | 92313 | SAN BERNARDINO | 2 | 0 | 0 | 0 | 0 | 0 | 0 | 0 | 0 | 0 | 0 | 0 | 0 | 0 | 0 | 0 | 0 | 0 | 0 | 0 | 1 | 0 | 1 | 0 | 0 | 0 | 0 | 0 | 0 | 0 | 0 | 0 | 0 | 0 | 0 | 0 | 0 | 0 | 0 | 0 | 0 | 0 | 0 | 0 | 0 | 0 | 0 | 0 | 0 | 0 | 0 | 0 | 0 | 0 | 0 | 0 | 0 | 0 | 0 | 0 | 0 | 0 | 0 | 0 | 0 | 0 | 0 | 0 | 0 | 0 | 0 | 0 | 0 | 0 | 0 | 0 | 0 | 0 | 0 | 0 | 0 | 0 | 0 | 0 | 0 | 0 | 0 | 0 | 0 | 0 | 0 | 0 | 0 | 0 | 0 | 0 | 0 | 0 | Riverside_Li_Battery_4hr | Riverside_Li_Battery_8hr | Riverside_Solar |  | Greater_Kramer_Wind |  |  |  | Riverside | Greater_Kramer
EOP | Vista (VEA) | 138 | NV | 89060 | NYE | 3 | 0 | 0 | 0 | 0 | 0 | 0 | 0 | 0 | 0 | 0 | 0 | 0 | 0 | 0 | 0 | 0 | 0 | 0 | 0 | 0 | 0 | 0 | 1 | 1 | 1 | 0 | 0 | 0 | 0 | 0 | 0 | 0 | 0 | 0 | 0 | 0 | 0 | 0 | 0 | 0 | 0 | 0 | 0 | 0 | 0 | 0 | 0 | 0 | 0 | 0 | 0 | 0 | 0 | 0 | 0 | 0 | 0 | 0 | 0 | 0 | 0 | 0 | 0 | 0 | 0 | 0 | 0 | 0 | 0 | 0 | 0 | 0 | 0 | 0 | 0 | 0 | 0 | 0 | 0 | 0 | 0 | 0 | 0 | 0 | 0 | 0 | 0 | 0 | 0 | 0 | 0 | 0 | 0 | 0 | 0 | 0 | 0 | Southern_NV_Eldorado_Li_Battery_4hr | Southern_NV_Eldorado_Li_Battery_8hr | Southern_NV_Eldorado_Solar |  | Southern_NV_Eldorado_Wind |  |  |  | Southern_NV_Eldorado | Southern_NV_Eldorado
EOP | Vista (VEA) | 230 | NV | 89060 | NYE | 3 | 0 | 0 | 0 | 0 | 0 | 0 | 0 | 0 | 0 | 0 | 0 | 0 | 0 | 0 | 0 | 0 | 0 | 0 | 0 | 0 | 0 | 0 | 1 | 1 | 1 | 0 | 0 | 0 | 0 | 0 | 0 | 0 | 0 | 0 | 0 | 0 | 0 | 0 | 0 | 0 | 0 | 0 | 0 | 0 | 0 | 0 | 0 | 0 | 0 | 0 | 0 | 0 | 0 | 0 | 0 | 0 | 0 | 0 | 0 | 0 | 0 | 0 | 0 | 0 | 0 | 0 | 0 | 0 | 0 | 0 | 0 | 0 | 0 | 0 | 0 | 0 | 0 | 0 | 0 | 0 | 0 | 0 | 0 | 0 | 0 | 0 | 0 | 0 | 0 | 0 | 0 | 0 | 0 | 0 | 0 | 0 | 0 | Southern_NV_Eldorado_Li_Battery_4hr | Southern_NV_Eldorado_Li_Battery_8hr | Southern_NV_Eldorado_Solar |  | Southern_NV_Eldorado_Wind |  |  |  | Southern_NV_Eldorado | Southern_NV_Eldorado
PG&E FRESNO | Wahtoke | 115 | CA | 93654 | Fresno | 5 | 0 | 0 | 0 | 0 | 0 | 0 | 0 | 0 | 0 | 0 | 0 | 0 | 0 | 0 | 0 | 0 | 0 | 0 | 0 | 0 | 0 | 0 | 0 | 0 | 0 | 0 | 0 | 0 | 0 | 0 | 0 | 0 | 0 | 0 | 0 | 0 | 0 | 0 | 0 | 0 | 0 | 0 | 0 | 0 | 0 | 0 | 0 | 0 | 0 | 0 | 0 | 0 | 0 | 0 | 0 | 0 | 0 | 0 | 0 | 0 | 0 | 0 | 0 | 0 | 0 | 0 | 0 | 0 | 1 | 0 | 0 | 0 | 0 | 0 | 0 | 0 | 0 | 0 | 0 | 1 | 0 | 1 | 0 | 1 | 0 | 1 | 0 | 0 | 0 | 0 | 0 | 0 | 0 | 0 | 0 | 0 | 0 | Southern_PGAE_Li_Battery_4hr | Southern_PGAE_Li_Battery_8hr | Southern_PGAE_Solar |  | Central_Valley_North_Los_Banos_Wind |  |  |  | Southern_PGAE | Central_Valley_North_Los_Banos
SCE Northern | Wakefield | 66 | CA | 93060 | Ventura | 3 | 0 | 0 | 1 | 0 | 1 | 0 | 0 | 0 | 0 | 0 | 0 | 0 | 0 | 0 | 0 | 0 | 0 | 0 | 0 | 0 | 0 | 0 | 0 | 0 | 1 | 0 | 0 | 0 | 0 | 0 | 0 | 0 | 0 | 0 | 0 | 0 | 0 | 0 | 0 | 0 | 0 | 0 | 0 | 0 | 0 | 0 | 0 | 0 | 0 | 0 | 0 | 0 | 0 | 0 | 0 | 0 | 0 | 0 | 0 | 0 | 0 | 0 | 0 | 0 | 0 | 0 | 0 | 0 | 0 | 0 | 0 | 0 | 0 | 0 | 0 | 0 | 0 | 0 | 0 | 0 | 0 | 0 | 0 | 0 | 0 | 0 | 0 | 0 | 0 | 0 | 0 | 0 | 0 | 0 | 0 | 0 | 0 | Greater_LA_Li_Battery_4hr | Greater_LA_Li_Battery_8hr | Tehachapi_Solar |  | 0 |  |  |  | Greater_LA | Greater_LA
SCE Metro | Walnut | 230 | CA | 91745 | LOS ANGELES | 1 | 0 | 0 | 0 | 0 | 0 | 0 | 0 | 0 | 0 | 1 | 0 | 0 | 0 | 0 | 0 | 0 | 0 | 0 | 0 | 0 | 0 | 0 | 0 | 0 | 0 | 0 | 0 | 0 | 0 | 0 | 0 | 0 | 0 | 0 | 0 | 0 | 0 | 0 | 0 | 0 | 0 | 0 | 0 | 0 | 0 | 0 | 0 | 0 | 0 | 0 | 0 | 0 | 0 | 0 | 0 | 0 | 0 | 0 | 0 | 0 | 0 | 0 | 0 | 0 | 0 | 0 | 0 | 0 | 0 | 0 | 0 | 0 | 0 | 0 | 0 | 0 | 0 | 0 | 0 | 0 | 0 | 0 | 0 | 0 | 0 | 0 | 0 | 0 | 0 | 0 | 0 | 0 | 0 | 0 | 0 | 0 | 0 | Greater_LA_Li_Battery_4hr | Greater_LA_Li_Battery_8hr | Greater_LA_Solar |  | 0 |  |  |  | Greater_LA | Greater_LA
SCE Northern | Warne | 230 | CA | 93243 | LOS ANGELES | 3 | 0 | 0 | 1 | 0 | 0 | 0 | 1 | 0 | 0 | 0 | 0 | 0 | 0 | 0 | 0 | 0 | 0 | 0 | 0 | 0 | 0 | 0 | 0 | 0 | 1 | 0 | 0 | 0 | 0 | 0 | 0 | 0 | 0 | 0 | 0 | 0 | 0 | 0 | 0 | 0 | 0 | 0 | 0 | 0 | 0 | 0 | 0 | 0 | 0 | 0 | 0 | 0 | 0 | 0 | 0 | 0 | 0 | 0 | 0 | 0 | 0 | 0 | 0 | 0 | 0 | 0 | 0 | 0 | 0 | 0 | 0 | 0 | 0 | 0 | 0 | 0 | 0 | 0 | 0 | 0 | 0 | 0 | 0 | 0 | 0 | 0 | 0 | 0 | 0 | 0 | 0 | 0 | 0 | 0 | 0 | 0 | 0 | Tehachapi_Li_Battery_4hr | Tehachapi_Li_Battery_8hr | Tehachapi_Solar |  | Tehachapi_Wind |  |  |  | Tehachapi | Tehachapi
PG&E GBA | Warnerville | 230 | CA | 95361 | STANISLAUS | 12 | 0 | 0 | 0 | 0 | 0 | 0 | 0 | 0 | 0 | 0 | 0 | 0 | 0 | 0 | 0 | 0 | 0 | 0 | 0 | 0 | 0 | 0 | 0 | 0 | 0 | 0 | 0 | 0 | 0 | 0 | 0 | 0 | 0 | 0 | 0 | 0 | 0 | 0 | 0 | 0 | 0 | 0 | 0 | 0 | 0 | 1 | 0 | 0 | 0 | 0 | 0 | 0 | 0 | 0 | 0 | 0 | 0 | 0 | 0 | 1 | 1 | 0 | 0 | 0 | 0 | 0 | 0 | 0 | 0 | 0 | 0 | 0 | 0 | 0 | 0 | 0 | 0 | 0 | 1 | 1 | 0 | 1 | 1 | 0 | 1 | 0 | 0 | 1 | 1 | 1 | 0 | 0 | 1 | 0 | 0 | 0 | 0 | Southern_PGAE_Li_Battery_4hr | Southern_PGAE_Li_Battery_8hr | Southern_PGAE_Solar |  | Central_Valley_North_Los_Banos_Wind |  |  |  | Southern_PGAE | Central_Valley_North_Los_Banos
PG&E FRESNO | Waukena | 115 | CA | 93230 | KINGS | 5 | 0 | 0 | 0 | 0 | 0 | 0 | 0 | 0 | 0 | 0 | 0 | 0 | 0 | 0 | 0 | 0 | 0 | 0 | 0 | 0 | 0 | 0 | 0 | 0 | 0 | 0 | 0 | 0 | 0 | 0 | 0 | 0 | 0 | 0 | 0 | 0 | 0 | 0 | 0 | 0 | 0 | 0 | 0 | 0 | 0 | 0 | 0 | 0 | 0 | 0 | 0 | 0 | 0 | 0 | 0 | 0 | 0 | 0 | 0 | 0 | 0 | 0 | 0 | 0 | 0 | 0 | 0 | 0 | 1 | 0 | 0 | 0 | 0 | 0 | 0 | 0 | 0 | 0 | 0 | 1 | 0 | 1 | 0 | 1 | 0 | 1 | 0 | 0 | 0 | 0 | 0 | 0 | 0 | 0 | 0 | 0 | 0 | Southern_PGAE_Li_Battery_4hr | Southern_PGAE_Li_Battery_8hr | Southern_PGAE_Solar |  | Central_Valley_North_Los_Banos_Wind |  |  |  | Southern_PGAE | Central_Valley_North_Los_Banos
PG&E GBA | Weber | 230 | CA | 95205 | SAN JOAQUIN | 3 | 0 | 0 | 0 | 0 | 0 | 0 | 0 | 0 | 0 | 0 | 0 | 0 | 0 | 0 | 0 | 0 | 0 | 0 | 0 | 0 | 0 | 0 | 0 | 0 | 0 | 0 | 0 | 0 | 0 | 0 | 0 | 0 | 0 | 0 | 0 | 0 | 0 | 0 | 0 | 0 | 0 | 0 | 0 | 0 | 0 | 1 | 0 | 0 | 0 | 0 | 0 | 0 | 0 | 0 | 0 | 0 | 0 | 0 | 0 | 1 | 1 | 0 | 0 | 0 | 0 | 0 | 0 | 0 | 0 | 0 | 0 | 0 | 0 | 0 | 0 | 0 | 0 | 0 | 0 | 0 | 0 | 0 | 0 | 0 | 0 | 0 | 0 | 0 | 0 | 0 | 0 | 0 | 0 | 0 | 0 | 0 | 0 | Northern_California_Li_Battery_4hr | Northern_California_Li_Battery_8hr | Northern_California_Solar |  | Solano_Wind |  |  |  | Northern_California | Solano
PG&E GBA | Weber | 60 | CA | 95205 | SAN JOAQUIN | 3 | 0 | 0 | 0 | 0 | 0 | 0 | 0 | 0 | 0 | 0 | 0 | 0 | 0 | 0 | 0 | 0 | 0 | 0 | 0 | 0 | 0 | 0 | 0 | 0 | 0 | 0 | 0 | 0 | 0 | 0 | 0 | 0 | 0 | 0 | 0 | 0 | 0 | 0 | 0 | 0 | 0 | 0 | 0 | 0 | 0 | 1 | 0 | 0 | 0 | 0 | 0 | 0 | 0 | 0 | 0 | 0 | 0 | 0 | 0 | 1 | 1 | 0 | 0 | 0 | 0 | 0 | 0 | 0 | 0 | 0 | 0 | 0 | 0 | 0 | 0 | 0 | 0 | 0 | 0 | 0 | 0 | 0 | 0 | 0 | 0 | 0 | 0 | 0 | 0 | 0 | 0 | 0 | 0 | 0 | 0 | 0 | 0 | Northern_California_Li_Battery_4hr | Northern_California_Li_Battery_8hr | Northern_California_Solar |  | Solano_Wind |  |  |  | Northern_California | Solano
PG&E FRESNO | West Fresno | 115 | CA | 93706 | FRESNO | 6 | 0 | 0 | 0 | 0 | 0 | 0 | 0 | 0 | 0 | 0 | 0 | 0 | 0 | 0 | 0 | 0 | 0 | 0 | 0 | 0 | 0 | 0 | 0 | 0 | 0 | 0 | 0 | 0 | 0 | 0 | 0 | 0 | 0 | 0 | 0 | 0 | 0 | 0 | 0 | 0 | 0 | 0 | 0 | 0 | 0 | 1 | 0 | 0 | 0 | 0 | 0 | 0 | 0 | 0 | 0 | 0 | 0 | 0 | 0 | 0 | 0 | 0 | 0 | 0 | 0 | 0 | 0 | 0 | 0 | 0 | 0 | 0 | 0 | 0 | 0 | 0 | 0 | 0 | 1 | 1 | 0 | 1 | 0 | 0 | 0 | 1 | 0 | 0 | 0 | 1 | 0 | 0 | 0 | 0 | 0 | 0 | 0 | Southern_PGAE_Li_Battery_4hr | Southern_PGAE_Li_Battery_8hr | Southern_PGAE_Solar |  | Central_Valley_North_Los_Banos_Wind |  |  |  | Southern_PGAE | Central_Valley_North_Los_Banos
PG&E FRESNO | Westley | 230 | CA | 95363 | STANISLAUS | 1 | 0 | 0 | 0 | 0 | 0 | 0 | 0 | 0 | 0 | 0 | 0 | 0 | 0 | 0 | 0 | 0 | 0 | 0 | 0 | 0 | 0 | 0 | 0 | 0 | 0 | 0 | 0 | 0 | 0 | 0 | 0 | 0 | 0 | 0 | 0 | 0 | 0 | 0 | 0 | 0 | 0 | 0 | 0 | 0 | 0 | 0 | 0 | 0 | 0 | 0 | 0 | 0 | 0 | 0 | 0 | 0 | 0 | 0 | 0 | 0 | 0 | 0 | 0 | 0 | 0 | 0 | 0 | 0 | 0 | 0 | 0 | 0 | 0 | 0 | 0 | 0 | 0 | 0 | 0 | 0 | 0 | 0 | 0 | 0 | 0 | 1 | 0 | 0 | 0 | 0 | 0 | 0 | 0 | 0 | 0 | 0 | 0 | Southern_PGAE_Li_Battery_4hr | Southern_PGAE_Li_Battery_8hr | Southern_PGAE_Solar |  | Central_Valley_North_Los_Banos_Wind |  |  |  | Southern_PGAE | Central_Valley_North_Los_Banos
PG&E KERN | Westpark | 115 | CA | 93301 | KERN | 3 | 0 | 0 | 0 | 0 | 0 | 0 | 0 | 0 | 0 | 0 | 0 | 0 | 0 | 0 | 0 | 0 | 0 | 0 | 0 | 0 | 0 | 0 | 0 | 0 | 0 | 0 | 0 | 0 | 0 | 0 | 0 | 0 | 0 | 0 | 0 | 0 | 0 | 0 | 0 | 0 | 0 | 0 | 0 | 0 | 0 | 0 | 0 | 0 | 0 | 0 | 0 | 0 | 0 | 0 | 0 | 0 | 0 | 0 | 0 | 0 | 0 | 0 | 0 | 0 | 0 | 0 | 0 | 1 | 1 | 0 | 0 | 0 | 0 | 0 | 0 | 0 | 0 | 0 | 0 | 1 | 0 | 0 | 0 | 0 | 0 | 0 | 0 | 0 | 0 | 0 | 0 | 0 | 0 | 0 | 0 | 0 | 0 | Southern_PGAE_Li_Battery_4hr | Southern_PGAE_Li_Battery_8hr | Southern_PGAE_Solar |  | Central_Valley_North_Los_Banos_Wind |  |  |  | Southern_PGAE | Central_Valley_North_Los_Banos
PG&E KERN | Wheeler Ridge | 230 | CA | 93307 | KERN | 4 | 0 | 0 | 0 | 0 | 0 | 0 | 0 | 0 | 0 | 0 | 0 | 0 | 0 | 0 | 0 | 0 | 0 | 0 | 0 | 0 | 0 | 0 | 0 | 0 | 0 | 0 | 0 | 0 | 0 | 0 | 0 | 0 | 0 | 0 | 0 | 0 | 0 | 0 | 0 | 0 | 0 | 0 | 0 | 0 | 0 | 0 | 0 | 0 | 0 | 0 | 0 | 0 | 0 | 0 | 0 | 0 | 0 | 0 | 0 | 0 | 0 | 0 | 0 | 0 | 0 | 0 | 0 | 0 | 0 | 0 | 0 | 0 | 0 | 0 | 0 | 0 | 1 | 0 | 1 | 1 | 0 | 0 | 0 | 0 | 0 | 0 | 0 | 0 | 0 | 0 | 0 | 0 | 0 | 0 | 1 | 0 | 0 | Southern_PGAE_Li_Battery_4hr | Southern_PGAE_Li_Battery_8hr | Southern_PGAE_Solar |  | Central_Valley_North_Los_Banos_Wind |  |  |  | Southern_PGAE | Central_Valley_North_Los_Banos
PG&E KERN | Wheeler Ridge | 115 | CA | 93307 | KERN | 3 | 0 | 0 | 0 | 0 | 0 | 0 | 0 | 0 | 0 | 0 | 0 | 0 | 0 | 0 | 0 | 0 | 0 | 0 | 0 | 0 | 0 | 0 | 0 | 0 | 0 | 0 | 0 | 0 | 0 | 0 | 0 | 0 | 0 | 0 | 0 | 0 | 0 | 0 | 0 | 0 | 0 | 0 | 0 | 0 | 0 | 0 | 0 | 0 | 0 | 0 | 0 | 0 | 0 | 0 | 0 | 0 | 0 | 0 | 0 | 0 | 0 | 0 | 0 | 0 | 0 | 0 | 0 | 1 | 1 | 0 | 0 | 0 | 0 | 0 | 0 | 0 | 0 | 0 | 0 | 1 | 0 | 0 | 0 | 0 | 0 | 0 | 0 | 0 | 0 | 0 | 0 | 0 | 0 | 0 | 0 | 0 | 0 | Southern_PGAE_Li_Battery_4hr | Southern_PGAE_Li_Battery_8hr | Southern_PGAE_Solar |  | Central_Valley_North_Los_Banos_Wind |  |  |  | Southern_PGAE | Central_Valley_North_Los_Banos
PG&E KERN | Wheeler Ridge | 70 | CA | 93307 | KERN | 4 | 0 | 0 | 0 | 0 | 0 | 0 | 0 | 0 | 0 | 0 | 0 | 0 | 0 | 0 | 0 | 0 | 0 | 0 | 0 | 0 | 0 | 0 | 0 | 0 | 0 | 0 | 0 | 0 | 0 | 0 | 0 | 0 | 0 | 0 | 0 | 0 | 0 | 0 | 0 | 0 | 0 | 0 | 0 | 0 | 0 | 0 | 0 | 0 | 0 | 0 | 0 | 0 | 0 | 0 | 0 | 0 | 0 | 0 | 0 | 0 | 0 | 0 | 0 | 0 | 0 | 0 | 0 | 0 | 0 | 0 | 0 | 0 | 0 | 0 | 0 | 0 | 1 | 0 | 1 | 1 | 0 | 0 | 0 | 0 | 0 | 0 | 0 | 0 | 0 | 0 | 0 | 0 | 0 | 0 | 1 | 0 | 0 | Southern_PGAE_Li_Battery_4hr | Southern_PGAE_Li_Battery_8hr | Southern_PGAE_Solar |  | Central_Valley_North_Los_Banos_Wind |  |  |  | Southern_PGAE | Central_Valley_North_Los_Banos
SCE Northern | Whirlwind | 230 | CA | 93560 | KERN | 2 | 1 | 1 | 0 | 0 | 0 | 0 | 0 | 0 | 0 | 0 | 0 | 0 | 0 | 0 | 0 | 0 | 0 | 0 | 0 | 0 | 0 | 0 | 0 | 0 | 0 | 0 | 0 | 0 | 0 | 0 | 0 | 0 | 0 | 0 | 0 | 0 | 0 | 0 | 0 | 0 | 0 | 0 | 0 | 0 | 0 | 0 | 0 | 0 | 0 | 0 | 0 | 0 | 0 | 0 | 0 | 0 | 0 | 0 | 0 | 0 | 0 | 0 | 0 | 0 | 0 | 0 | 0 | 0 | 0 | 0 | 0 | 0 | 0 | 0 | 0 | 0 | 0 | 0 | 0 | 0 | 0 | 0 | 0 | 0 | 0 | 0 | 0 | 0 | 0 | 0 | 0 | 0 | 0 | 0 | 0 | 0 | 0 | Tehachapi_Li_Battery_4hr | Tehachapi_Li_Battery_8hr | Tehachapi_Solar |  | Tehachapi_Wind |  |  |  | Tehachapi | Tehachapi
SCE Northern | Whirlwind | 500 | CA | 93560 | KERN | 2 | 1 | 1 | 0 | 0 | 0 | 0 | 0 | 0 | 0 | 0 | 0 | 0 | 0 | 0 | 0 | 0 | 0 | 0 | 0 | 0 | 0 | 0 | 0 | 0 | 0 | 0 | 0 | 0 | 0 | 0 | 0 | 0 | 0 | 0 | 0 | 0 | 0 | 0 | 0 | 0 | 0 | 0 | 0 | 0 | 0 | 0 | 0 | 0 | 0 | 0 | 0 | 0 | 0 | 0 | 0 | 0 | 0 | 0 | 0 | 0 | 0 | 0 | 0 | 0 | 0 | 0 | 0 | 0 | 0 | 0 | 0 | 0 | 0 | 0 | 0 | 0 | 0 | 0 | 0 | 0 | 0 | 0 | 0 | 0 | 0 | 0 | 0 | 0 | 0 | 0 | 0 | 0 | 0 | 0 | 0 | 0 | 0 | Tehachapi_Li_Battery_4hr | Tehachapi_Li_Battery_8hr | Tehachapi_Solar |  | Tehachapi_Wind |  |  |  | Tehachapi | Tehachapi
PG&E GBA | Whisman | 115 | CA | 94043 | Santa Clara | 3 | 0 | 0 | 0 | 0 | 0 | 0 | 0 | 0 | 0 | 0 | 0 | 0 | 0 | 0 | 0 | 0 | 0 | 0 | 0 | 0 | 0 | 0 | 0 | 0 | 0 | 0 | 0 | 0 | 0 | 0 | 0 | 0 | 0 | 0 | 0 | 0 | 0 | 0 | 0 | 0 | 0 | 0 | 0 | 0 | 0 | 0 | 0 | 0 | 0 | 0 | 0 | 0 | 1 | 0 | 0 | 1 | 0 | 0 | 0 | 0 | 0 | 0 | 0 | 0 | 0 | 0 | 0 | 0 | 0 | 0 | 0 | 0 | 0 | 0 | 0 | 0 | 0 | 0 | 0 | 0 | 0 | 0 | 0 | 0 | 0 | 0 | 0 | 0 | 0 | 0 | 0 | 0 | 0 | 0 | 0 | 0 | 1 | Northern_California_Li_Battery_4hr | Northern_California_Li_Battery_8hr | Northern_California_Solar |  | Kern_Greater_Carrizo_Wind |  |  |  | Northern_California | Peninsula_Monterey
SCE Eastern | Wildlife | 230 | CA | 92504 | Riverside | 2 | 0 | 0 | 0 | 0 | 0 | 0 | 0 | 0 | 0 | 0 | 0 | 0 | 0 | 0 | 0 | 0 | 0 | 0 | 0 | 1 | 0 | 1 | 0 | 0 | 0 | 0 | 0 | 0 | 0 | 0 | 0 | 0 | 0 | 0 | 0 | 0 | 0 | 0 | 0 | 0 | 0 | 0 | 0 | 0 | 0 | 0 | 0 | 0 | 0 | 0 | 0 | 0 | 0 | 0 | 0 | 0 | 0 | 0 | 0 | 0 | 0 | 0 | 0 | 0 | 0 | 0 | 0 | 0 | 0 | 0 | 0 | 0 | 0 | 0 | 0 | 0 | 0 | 0 | 0 | 0 | 0 | 0 | 0 | 0 | 0 | 0 | 0 | 0 | 0 | 0 | 0 | 0 | 0 | 0 | 0 | 0 | 0 | Riverside_Li_Battery_4hr | Riverside_Li_Battery_8hr | Riverside_Solar |  | Riverside_Palm_Springs_Wind |  |  |  | Riverside | Riverside (Exclude)
PG&E FRESNO | Wilson | 115 | CA | 95340 | MERCED | 12 | 0 | 0 | 0 | 0 | 0 | 0 | 0 | 0 | 0 | 0 | 0 | 0 | 0 | 0 | 0 | 0 | 0 | 0 | 0 | 0 | 0 | 0 | 0 | 0 | 0 | 0 | 0 | 0 | 0 | 0 | 0 | 0 | 0 | 0 | 0 | 0 | 0 | 0 | 0 | 0 | 0 | 0 | 0 | 0 | 0 | 1 | 0 | 0 | 0 | 0 | 0 | 0 | 0 | 0 | 0 | 0 | 0 | 0 | 0 | 1 | 0 | 0 | 0 | 0 | 0 | 0 | 0 | 0 | 0 | 0 | 0 | 0 | 0 | 0 | 0 | 0 | 0 | 0 | 1 | 1 | 0 | 1 | 1 | 0 | 1 | 1 | 0 | 1 | 1 | 1 | 0 | 0 | 1 | 0 | 0 | 0 | 0 | Southern_PGAE_Li_Battery_4hr | Southern_PGAE_Li_Battery_8hr | Southern_PGAE_Solar |  | Central_Valley_North_Los_Banos_Wind |  |  |  | Southern_PGAE | Central_Valley_North_Los_Banos
PG&E FRESNO | Wilson | 230 | CA | 95340 | MERCED | 14 | 0 | 0 | 0 | 0 | 0 | 0 | 0 | 0 | 0 | 0 | 0 | 0 | 0 | 0 | 0 | 0 | 0 | 0 | 0 | 0 | 0 | 0 | 0 | 0 | 0 | 0 | 0 | 0 | 0 | 0 | 0 | 0 | 0 | 0 | 0 | 0 | 0 | 0 | 0 | 0 | 0 | 0 | 0 | 0 | 0 | 1 | 0 | 0 | 0 | 0 | 0 | 0 | 0 | 0 | 0 | 0 | 0 | 0 | 0 | 1 | 0 | 0 | 0 | 0 | 0 | 0 | 0 | 0 | 0 | 0 | 0 | 0 | 0 | 0 | 0 | 0 | 0 | 0 | 1 | 1 | 0 | 1 | 1 | 1 | 1 | 1 | 0 | 1 | 1 | 1 | 0 | 0 | 1 | 0 | 1 | 0 | 0 | Southern_PGAE_Li_Battery_4hr | Southern_PGAE_Li_Battery_8hr | Southern_PGAE_Solar |  | Central_Valley_North_Los_Banos_Wind |  |  |  | Southern_PGAE | Central_Valley_North_Los_Banos
SCE Northern | Windhub | 230 | CA | 93501 | KERN | 3 | 1 | 1 | 0 | 1 | 0 | 0 | 0 | 0 | 0 | 0 | 0 | 0 | 0 | 0 | 0 | 0 | 0 | 0 | 0 | 0 | 0 | 0 | 0 | 0 | 0 | 0 | 0 | 0 | 0 | 0 | 0 | 0 | 0 | 0 | 0 | 0 | 0 | 0 | 0 | 0 | 0 | 0 | 0 | 0 | 0 | 0 | 0 | 0 | 0 | 0 | 0 | 0 | 0 | 0 | 0 | 0 | 0 | 0 | 0 | 0 | 0 | 0 | 0 | 0 | 0 | 0 | 0 | 0 | 0 | 0 | 0 | 0 | 0 | 0 | 0 | 0 | 0 | 0 | 0 | 0 | 0 | 0 | 0 | 0 | 0 | 0 | 0 | 0 | 0 | 0 | 0 | 0 | 0 | 0 | 0 | 0 | 0 | Tehachapi_Li_Battery_4hr | Tehachapi_Li_Battery_8hr | Tehachapi_Solar |  | Tehachapi_Wind |  |  |  | Tehachapi | Tehachapi
SCE Northern | Windhub | 500 | CA | 93501 | KERN | 3 | 1 | 1 | 0 | 1 | 0 | 0 | 0 | 0 | 0 | 0 | 0 | 0 | 0 | 0 | 0 | 0 | 0 | 0 | 0 | 0 | 0 | 0 | 0 | 0 | 0 | 0 | 0 | 0 | 0 | 0 | 0 | 0 | 0 | 0 | 0 | 0 | 0 | 0 | 0 | 0 | 0 | 0 | 0 | 0 | 0 | 0 | 0 | 0 | 0 | 0 | 0 | 0 | 0 | 0 | 0 | 0 | 0 | 0 | 0 | 0 | 0 | 0 | 0 | 0 | 0 | 0 | 0 | 0 | 0 | 0 | 0 | 0 | 0 | 0 | 0 | 0 | 0 | 0 | 0 | 0 | 0 | 0 | 0 | 0 | 0 | 0 | 0 | 0 | 0 | 0 | 0 | 0 | 0 | 0 | 0 | 0 | 0 | Tehachapi_Li_Battery_4hr | Tehachapi_Li_Battery_8hr | Tehachapi_Solar |  | Tehachapi_Wind |  |  |  | Tehachapi | Tehachapi
PG&E GBA | Windmaster | 230 | CA | 94514 | CONTRA COSTA | 4 | 0 | 0 | 0 | 0 | 0 | 0 | 0 | 0 | 0 | 0 | 0 | 0 | 0 | 0 | 0 | 0 | 0 | 0 | 0 | 0 | 0 | 0 | 0 | 0 | 0 | 0 | 0 | 0 | 0 | 0 | 0 | 0 | 0 | 0 | 0 | 0 | 0 | 0 | 0 | 1 | 0 | 0 | 0 | 0 | 0 | 0 | 0 | 0 | 0 | 0 | 0 | 0 | 0 | 1 | 0 | 1 | 0 | 0 | 0 | 0 | 0 | 0 | 0 | 0 | 0 | 1 | 0 | 0 | 0 | 0 | 0 | 0 | 0 | 0 | 0 | 0 | 0 | 0 | 0 | 0 | 0 | 0 | 0 | 0 | 0 | 0 | 0 | 0 | 0 | 0 | 0 | 0 | 0 | 0 | 0 | 0 | 0 | Northern_California_Li_Battery_4hr | Northern_California_Li_Battery_8hr | Northern_California_Solar |  | Solano_Wind |  |  |  | Northern_California | Solano
PG&E NGBA | Windsor | 60 | CA | 90056 | Los Angeles | 3 | 0 | 0 | 0 | 0 | 0 | 0 | 0 | 0 | 0 | 0 | 0 | 0 | 0 | 0 | 0 | 0 | 0 | 0 | 0 | 0 | 0 | 0 | 0 | 0 | 0 | 0 | 0 | 0 | 0 | 0 | 0 | 0 | 0 | 0 | 0 | 0 | 0 | 0 | 0 | 1 | 0 | 0 | 0 | 0 | 0 | 0 | 0 | 0 | 0 | 0 | 0 | 0 | 1 | 0 | 0 | 0 | 0 | 0 | 0 | 0 | 0 | 0 | 0 | 0 | 0 | 0 | 1 | 0 | 0 | 0 | 0 | 0 | 0 | 0 | 0 | 0 | 0 | 0 | 0 | 0 | 0 | 0 | 0 | 0 | 0 | 0 | 0 | 0 | 0 | 0 | 0 | 0 | 0 | 0 | 0 | 0 | 0 | Greater_LA_Li_Battery_4hr | Greater_LA_Li_Battery_8hr | Greater_LA_Solar |  | 0 |  |  |  | Greater_LA | Greater_LA
PG&E NGBA | Woodland | 115 | CA | 95776 | YOLO | 8 | 0 | 0 | 0 | 0 | 0 | 0 | 0 | 0 | 0 | 0 | 0 | 0 | 0 | 0 | 0 | 0 | 0 | 0 | 0 | 0 | 0 | 0 | 0 | 0 | 0 | 0 | 0 | 0 | 0 | 0 | 0 | 0 | 0 | 0 | 0 | 0 | 0 | 0 | 0 | 1 | 1 | 0 | 1 | 0 | 1 | 1 | 0 | 1 | 0 | 0 | 0 | 0 | 0 | 0 | 0 | 0 | 0 | 0 | 0 | 1 | 1 | 0 | 0 | 0 | 0 | 0 | 0 | 0 | 0 | 0 | 0 | 0 | 0 | 0 | 0 | 0 | 0 | 0 | 0 | 0 | 0 | 0 | 0 | 0 | 0 | 0 | 0 | 0 | 0 | 0 | 0 | 0 | 0 | 0 | 0 | 0 | 0 | Northern_California_Li_Battery_4hr | Northern_California_Li_Battery_8hr | Northern_California_Solar |  | Solano_Wind |  |  |  | Northern_California | Solano
PG&E FRESNO | Woodward | 115 | CA | 93619 | Fresno | 7 | 0 | 0 | 0 | 0 | 0 | 0 | 0 | 0 | 0 | 0 | 0 | 0 | 0 | 0 | 0 | 0 | 0 | 0 | 0 | 0 | 0 | 0 | 0 | 0 | 0 | 0 | 0 | 0 | 0 | 0 | 0 | 0 | 0 | 0 | 0 | 0 | 0 | 0 | 0 | 0 | 0 | 0 | 0 | 0 | 0 | 0 | 0 | 0 | 0 | 0 | 0 | 0 | 0 | 0 | 0 | 0 | 0 | 0 | 0 | 0 | 0 | 0 | 0 | 0 | 0 | 0 | 0 | 0 | 0 | 0 | 0 | 0 | 0 | 0 | 0 | 0 | 0 | 0 | 0 | 1 | 0 | 1 | 1 | 1 | 0 | 1 | 0 | 1 | 0 | 0 | 0 | 0 | 1 | 0 | 0 | 0 | 0 | Southern_PGAE_Li_Battery_4hr | Southern_PGAE_Li_Battery_8hr | Southern_PGAE_Solar |  | Central_Valley_North_Los_Banos_Wind |  |  |  | Southern_PGAE | Central_Valley_North_Los_Banos
PG&E NGBA | Wyandotte | 115 | CA | 95966 | BUTTE | 7 | 0 | 0 | 0 | 0 | 0 | 0 | 0 | 0 | 0 | 0 | 0 | 0 | 0 | 0 | 0 | 0 | 0 | 0 | 0 | 0 | 0 | 0 | 0 | 0 | 0 | 0 | 0 | 0 | 0 | 0 | 0 | 0 | 0 | 0 | 0 | 0 | 0 | 0 | 0 | 1 | 0 | 0 | 0 | 0 | 1 | 1 | 1 | 1 | 0 | 0 | 0 | 0 | 0 | 0 | 0 | 0 | 0 | 0 | 0 | 1 | 1 | 0 | 0 | 0 | 0 | 0 | 0 | 0 | 0 | 0 | 0 | 0 | 0 | 0 | 0 | 0 | 0 | 0 | 0 | 0 | 0 | 0 | 0 | 0 | 0 | 0 | 0 | 0 | 0 | 0 | 0 | 0 | 0 | 0 | 0 | 0 | 0 | Northern_California_Li_Battery_4hr | Northern_California_Li_Battery_8hr | Northern_California_Solar |  | Northern_California_Wind |  |  |  | Northern_California | Northern_California