## README
The CEC Energy Resource Land Use Planning Unit provides a land use assessment to inform the resource-to-busbar mapping (or busbar mapping) process led by the CPUC. This workbook contains the results of that assessment. The assessment involves two high-level steps: 1) defining areas of analysis where future generation resource build could take place, and 2) evaluating the environmental and land use conditions of those areas using geospatial data, which includes but is not limited to biological resources, fire threat, habitat conservation, croplands, and parcelization (note: parcelization applies only to utility-scale solar, not other resource types). An overview of parcelization and a description of data included in this analysis can be found in the links below this cell. The analytical approach for the land use assessment varies by resource type, and is described below. • For utility-scale solar resources, the area near existing and future substations (i.e., substations identified as to be built by the California Independent System Operator) is evaluated. Results for four different circular areas (with radii of 5, 10, 15, and 20 miles) around these substations are shown; the tab names show which of these radii were used for the results. • For wind resources, results are shown at radii of 10, 15, 20, and 30 miles. • For geothermal resources, the geospatial evaluation is conducted within each geothermal field where the resources would likely be developed (per the CEC Land Use Screens report). • For pumped storage hydropower (PSH) resources, the geospatial evaluation is conducted around a 5-mile buffer radius of a potential location of the project. For solar and wind, results for each of these analyses are reported in terms of total acres (e.g., total wetland acres in the total resource potential area, which is the area outside of the Core Screen) and as a percentage of total resource potential. See the CEC Land Use Screens report for a full definition and explanation of these terms. For geothermal and PSH, results for each of these analyses are reported in terms of total acres (e.g. total wetland acres in the entire geothermal field or buffer area) and as a percentage of the entire geothermal field or PSH buffer area. Specific variables in this workbook are documented in tabs with “Data Dictionary” in the title.
Links to resources:
(1) The CEC Land Use Screens report is available at https://www.energy.ca.gov/data-reports/california-energy-planning-library/land-use-screens
(2) Calculating Parcelization for Electric System Planning is available at https://www.energy.ca.gov/publications/2023/calculating-parcelization-electric-system-planning

## Solar Data Dictionary
Column |  | Name | Description | Notes
A |  | OBJECTID | Numeric identifier from the GIS source data of substation locations
B |  | IRP_Substation_Name | Substation name from the GIS source data of substation locations used in the analysis
C |  | RESOLVE_Solar_Area | Name of zone used in the RESOLVE model for solar resources
D |  | Distance in miles to nearby substations | Substations whose buffers overlap with the substation buffer being analyzed. Distance (miles) away from overlapping substations are listed in miles in ascending order. For buffer radius of 10 miles and greater, data includes both distance from substations with an overlapping buffer (first item in the list, denoted by brackets), and also the total area (acres) of overlapping technical resource potential (second item in the list, denoted by brackets).
E | Land Use Implications and Feasibility | Res. Potential Base (after techno-economic & protected areas exclusisons) | Acreage of intersection of total resource potential and buffer circle around substation | Also known as the resource potential basemap or RPB
F |  | Res. Potential after Core Land Use Screen (Lower Implications Land) | Acreage of intersection of resource potential under the Core screen (reduced by existing solar footprints) and buffer around substation (for wind, Core screen is reduced further by CPUC). | Also known as lower-environmental implication area, the CEC-Core Suitability Screen acreage, or the Core TRP (technical resource potential)
G |  | Percentage of Base Potential w/ Lower Implications | Column F divided by column E; the percentage of the total resource potential area that is outside of the Core Screen.
H |  | Res. Potential excluded by Core screen (Higher Implications Land) | Acreage of total resource potential (within the substation buffer) that is within the Core Screen | Also known as 'higher-implication area'
I |  | Percentage of Base Potential w/ Higher Implications | Column H divided by column E; the percentage of the total resource potential area that is excluded by the Core Screen.
K |  | Base Res. Potential w/ Parcelization value less than 6 | Acreage of parcelization area less than 6 within the total resource potential area (within the substation buffer). Parcelization is the average number of unique parcels within a 0.5 mile of any gridcell within a given parcel boundary.
L |  | Percentage of Base Potential w/ Parcelization value less than 6 | Column K divided by column E; the percentage of the total resource potential area with parcelization value less than 6
M |  | Base Res. Potential w/ Parcelization value less than 30 & greater than 6 | Acreage of parcelization area less than 30 within the total resource potential area (within the substation buffer). Parcelization is the average number of unique parcels within a 0.5 mile of any gridcell within a given parcel boundary.
N |  | Percentage of Base Potential w/ Parcelization value less than 30 & greater than 6 | Column M divided by column E; the percentage of the total resource potential area with parcelization value less than 30
O |  | 10th Percentile Parcelization Value | 10th Percentile of parcelization within the total resource potential area (erased by existing solar footprints) within the substation buffer. Parcelization is the average number of unique parcels within a 0.5 mile of any gridcell within a given parcel boundary.
Q |  | Base Res. Potential w/ Low Cropland Index Values | Acreage of low cropland index model within the total resource potential area (within the substation buffer) | CEC Cropland Index Model classified to lower and higher categories is available at https://caenergy.maps.arcgis.com/home/item.html?id=83d4c6a2e9b04c0a925d5aa61d235437
R |  | Percentage of Base Potential w/ Low Cropland Index Values | Column Q divided by column E; the percentage of the total resource potential area with low cropland index values
S |  | Base Res. Potential w/ High Cropland Index Values | Acreage of high cropland index model within the total resource potential area (within the substation buffer) | CEC Cropland Index Model classified to lower and higher categories is available at https://caenergy.maps.arcgis.com/home/item.html?id=83d4c6a2e9b04c0a925d5aa61d235437
T |  | Percentage of Base Potential w/ High Cropland Index Values | Column S divided by column E; the percentage of the total resource potential area with low cropland index values
W |  | Base Res. Potential w/ Tier 2 Fire Threat | Acreage of Tier 2 Fire Threat within the total resource potential area (within the substation buffer) | CPUC Fire Threat Map is available at https://caenergy.maps.arcgis.com/home/item.html?id=5a0aac0357c64ec48a6dc42e1a6bc3ca
X |  | Percentage of Base Potential w/ Tier 2 Fire Threat | Column W divided by column E; the percentage of the total resource potential area within Tier 2 Fire Threat areas
Y |  | Base Res. Potential w/ Tier 3 Fire Threat | Acreage of Tier 3 Fire Threat within the total resource potential area (within the substation buffer) | CPUC Fire Threat Map is available at https://caenergy.maps.arcgis.com/home/item.html?id=5a0aac0357c64ec48a6dc42e1a6bc3ca
Z |  | Percentage of Base Potential w/ Tier 3 Fire Threat | Column Y divided by column E; the percentage of the total resource potential area within Tier 3 Fire Threat areas
AB | Environmental (Conservation and Biological) Impact Factors | Base Res. Potential w/ ACE Terrestrial Connectivity, 4 or 5, (High Implications) | Acreage of high ACE terrestrial connectivity (ranks 4 and 5) within the total resource potential area (within the substation buffer) | ACE stands for the Area of Conservation Emphasis, a set of geospatial datasets developed by CDFW and used in the construction of CEC land use screens. More information is available at https://wildlife.ca.gov/Data/Analysis/Ace .
AC |  | Percentage of Base Potential w/ Terrestrial Connectivity High Implications | Column AB divided by column E; the percentage of the total resource potential area with high connectivity
AD |  | Base Res. Potential w/ Terrestrial Connectivity Low Implications | Acreage of low ACE terrestrial connectivity (ranks 1, 2 and 3) within the total resource potential area (within the substation buffer) | Available at https://caenergy.maps.arcgis.com/home/item.html?id=6379aba13aa5405b86ea4bb8de0e0abb
AE |  | Base Res. Potential w/ ACE Biodiversity, 5, (High Implications) | Acreage of high ACE terrestrial biodiversity (rank 5) within the total resource potential area (within the substation buffer) | Available at https://caenergy.maps.arcgis.com/home/item.html?id=d0bf5ee8dd0945f4aaaa98c5d8b3ecb5
AF |  | Percentage of Base Potential w/ Biodiversity High Implications | Column AE divided by column E; the percentage of the total resource potential area with high biodiversity
AG |  | Base Res. Potential w/ Biodiversity Low Implications | Acreage of low ACE terrestrial biodiversity (ranks 1, 2, 3 and 4) within the total resource potential area (within the substation buffer)
AH |  | Base Res. Potential w/ ACE Irreplaceability, 4 or 5, (High Implications) | Acreage of high ACE terrestrial irreplaceability (ranks 4 and 5) within the total resource potential area (within the substation buffer) | Available at https://caenergy.maps.arcgis.com/home/item.html?id=3f94d0384f7542dcba2216635e8d103e
AI |  | Percentage of Base Potential w/ Irreplaceability High Implications | Column AH divided by column E; the percentage of the total resource potential area with high irreplaceability
AJ |  | Base Res. Potential w/ Irreplaceability Low Implications | Acreage of low ACE terrestrial irreplaceability (ranks 1, 2 and 3) within the total resource potential area (within the substation buffer)
AK |  | Base Res. Potential w/ Any of the three ACE datasets High Implications | Acreage of the combined footprint of all ACE screens (high biodiversity, high connectivity, high irreplaceability) within the total resource potential area
AL |  | Percentage of Base Potential w/ Any of the three ACE datasets High Implications | Column AK divided by column E; the percentage of the total resource potential area with any high ACE factors present
AM |  | Base Res. Potential w/ Any of the three ACE datasets Low Implications | The difference between column E and column AK
AN |  | Base Res. Potential w/ High Terrestrial Landscape Intactness | Acreage of high landscape intactness within the total resource potential area (within the substation buffer) | Terrestrial Landscape Intactness, produced by Conservation Biology Institute, is available at https://caenergy.maps.arcgis.com/home/item.html?id=4311305423d847189205b8245dd435fb
AO |  | Percentage of Base Potential w/ High Terrestrial Landscape Intactness | Column AN divided by column E; the percentage of total resource potential area with high landscale intactness
AP |  | Base Res. Potential w/ Low Terrestrial Landscape Intactness | The difference between columns E and AN
AQ |  | Base Res. Potential w/ Classified as Wetlands | Acreage of wetlands within the total resource potential area (within the substation buffer) | The Wetlands dataset used in CEC Land Use Screens and IRP Busbar Mapping is available at https://caenergy.maps.arcgis.com/home/item.html?id=c6c39af5da024ceabb3753de344a7acf
AR |  | Percentage of Base Potential w/ Classified as Wetlands | Column AQ divided by column E; the percentage of the total resource potential area that is a wetland
AS |  | Base Res. Potential w/ Not Classified as Wetlands | Difference between column E and column AQ

## LandEnv_Solar_Data_5mi
CEC calculated land-use and environmental data criteria for in-state substations at a 5 mile radius for solar resource potential.
|  |  |  | Res. Potential Base (after techno-economic & protected areas exclusisons) | Res. Potential after Core Land Use Screen (Lower Implications Land) | Percentage of Base Potential w/ Lower Implications | Res. Potential excluded by Core screen (Higher Implications Land) | Percentage of Base Potential w/ Higher Implications | Base Res. Potential w/ Parcelization value less than 6 | Percentage of Base Potential w/ Parcelization value less than 6 | Base Res. Potential w/ Parcelization value less than 30 & greater than 6 | Percentage of Base Potential w/ Parcelization value less than 30 & greater than 6 | 10th Percentile Parcelization Value | Base Res. Potential w/ Low Cropland Index Values | Percentage of Base Potential w/ Low Cropland Index Values | Base Res. Potential w/ High Cropland Index Values | Percentage of Base Potential w/ High Cropland Index Values | Base Res. Potential w/ Tier 2 Fire Threat | Percentage of Base Potential w/ Tier 2 Fire Threat | Base Res. Potential w/ Tier 3 Fire Threat | Percentage of Base Potential w/ Tier 3 Fire Threat | Base Res. Potential w/ ACE Terrestrial Connectivity, 4 or 5, (High Implications) | Percentage of Base Potential w/ Terrestrial Connectivity High Implications | Base Res. Potential w/ Terrestrial Connectivity Low Implications | Base Res. Potential w/ ACE Biodiversity, 5, (High Implications) | Percentage of Base Potential w/ Biodiversity High Implications | Base Res. Potential w/ Biodiversity Low Implications | Base Res. Potential w/ ACE Irreplaceability, 4 or 5, (High Implications) | Percentage of Base Potential w/ Irreplaceability High Implications | Base Res. Potential w/ Irreplaceability Low Implications | Base Res. Potential w/ Any of the three ACE datasets High Implications | Percentage of Base Potential w/ Any of the three ACE datasets High Implications | Base Res. Potential w/ Any of the three ACE datasets Low Implications | Base Res. Potential w/ High Terrestrial Landscape Intactness | Percentage of Base Potential w/ High Terrestrial Landscape Intactness | Base Res. Potential w/ Low Terrestrial Landscape Intactness | Base Res. Potential w/ Classified as Wetlands | Percentage of Base Potential w/ Classified as Wetlands | Base Res. Potential w/ Not Classified as Wetlands
Blue columns indicate additional data calculate/added by CPUC staff in dashboard.
Distance in miles to nearby substations
OBJECTID | IRP_Substation_Name | RESOLVE_Solar_Area | Substation Overlaps [distance (mi), res. pot. (acres)] | RPB_Acres | TRP_Acres | Perc_TRP | High_Implication_Acres | Perc_HighImplication | Parcels_LT_6 | Perc_ParcLT6 | Parcels_LT_30_GT6 | Perc_ParcLT30GT6 | 10th Percentile Parcelization | LowCrop_Acres | Perc_LowCrop | HighCrop_Acres | Perc_HighCrop | FT_Tier2_Acres | Perc_FT_Tier2 | FT_Tier3_Acres | Perc_FT_Tier3 | Conn45_Acres | Perc_Conn45 | Low Conn Acres | Bio5_Acres | Perc_Bio5 | Low Bio Acres | Irr45_Acres | Perc_Irr45 | Low Irr Acres | ACE_All_Acres | Perc_AllACE | Low AllACE Acres | High_Intact_Acres | Perc_HighIntact | LowIntact Acres | Wetlands_Acres | Perc_Wetlands | Not Wetlands Acres
0 | East Shore | NORTHERN CALIFORNIA | {} | 302.512 | 49.7855 | 16.46% | 252.7264 | 83.54% | 151.4174 | 50.05% | 81.8875 | 27.07% | 4.4592 | 0 | 0% | 0 | 0% | 0 | 0% | 0 | 0% | 0 | 0% | 302.512 | 0 | 0% | 302.512 | 170.6002 | 56.39% | 131.9118 | 170.6002 | 56.39% | 131.9118 | 0 | 0% | 302.512 | 239.0753 | 79.03% | 63.4367
1 | Newark | NORTHERN CALIFORNIA | {'Los Esteros': 5.9, 'Schulte Switching Station': 8.7} | 845.4336 | 108.6898 | 12.86% | 736.7438 | 87.14% | 247.7333 | 29.3% | 231.9707 | 27.44% | 4.2915 | 0 | 0% | 0 | 0% | 0 | 0% | 0 | 0% | 3.9054 | 0.4619% | 841.5282 | 64.6616 | 7.648% | 780.772 | 191.1867 | 22.61% | 654.2469 | 191.1867 | 22.61% | 654.2469 | 0 | 0% | 845.4336 | 671.7095 | 79.45% | 173.7241
2 | Tesla | NORTHERN CALIFORNIA | {'Green Ridge Midway': 1.6, 'Kelso': 6.2, 'Delta Switching Yard': 6.8} | 39641.2617 | 1578.0688 | 3.981% | 38063.1929 | 96.02% | 13689.4639 | 34.53% | 21569.4814 | 54.41% | 19.2689 | 2156.7317 | 5.441% | 2892.5479 | 7.297% | 0.89359 | 0.002254% | 0 | 0% | 31335.1816 | 79.05% | 8306.0801 | 29667.8203 | 74.84% | 9973.4414 | 31645.5586 | 79.83% | 7995.7031 | 36820.6406 | 92.88% | 2820.6211 | 9717.084 | 24.51% | 29924.1777 | 1363.3813 | 3.439% | 38277.8804
3 | Cabrillo | SPGE | {} | 21236.1152 | 2646.9443 | 12.46% | 18589.1709 | 87.54% | 9216.8271 | 43.4% | 11415.4561 | 53.75% | 6.3056 | 1617.5847 | 7.617% | 4280.0962 | 20.15% | 15202.2324 | 71.59% | 0 | 0% | 3878.6975 | 18.26% | 17357.4177 | 680.3464 | 3.204% | 20555.7689 | 11737.9102 | 55.27% | 9498.2051 | 14431.0215 | 67.96% | 6805.0938 | 5284.2856 | 24.88% | 15951.8296 | 1753.8273 | 8.259% | 19482.288
4 | Honcut | NORTHERN CALIFORNIA | {} | 38765.5156 | 662.4379 | 1.709% | 38103.0777 | 98.29% | 1092.4261 | 2.818% | 29951.4762 | 77.26% | 12.8251 | 7900.542 | 20.38% | 21497.9336 | 55.46% | 0 | 0% | 0 | 0% | 35023.4922 | 90.35% | 3742.0234 | 0 | 0% | 38765.5156 | 618.1885 | 1.595% | 38147.3271 | 35023.4922 | 90.35% | 3742.0234 | 0 | 0% | 38765.5156 | 7936.146 | 20.47% | 30829.3696
5 | Palermo | NORTHERN CALIFORNIA | {'Wyandotte': 2.9, 'Thermalito': 7.4, 'Table Mountain': 9.7} | 15771.0127 | 736.2672 | 4.668% | 15034.7455 | 95.33% | 0 | 0% | 5267.312 | 33.4% | 35.2583 | 2501.4268 | 15.86% | 767.1711 | 4.864% | 7851.231 | 49.78% | 0 | 0% | 13441.0518 | 85.23% | 2329.9609 | 1755.2793 | 11.13% | 14015.7334 | 0 | 0% | 15771.0127 | 14954.4102 | 94.82% | 816.6025 | 1679.3694 | 10.65% | 14091.6433 | 2829.6497 | 17.94% | 12941.363
6 | Table Mountain | NORTHERN CALIFORNIA | {'Thermalito': 2.9, 'Wyandotte': 7.1, 'Palermo': 9.7} | 31896.9258 | 0 | 0% | 31896.9258 | 100% | 3326.0771 | 10.43% | 27420.417 | 85.97% | 7.7918 | 11476.9355 | 35.98% | 2352.9817 | 7.377% | 1559.2865 | 4.889% | 0 | 0% | 25251.9336 | 79.17% | 6644.9922 | 11545.4961 | 36.2% | 20351.4297 | 13315.5664 | 41.75% | 18581.3594 | 31866.0391 | 99.9% | 30.8867 | 3108.8499 | 9.747% | 28788.0759 | 12133.8721 | 38.04% | 19763.0537
7 | Wyandotte | NORTHERN CALIFORNIA | {'Palermo': 2.9, 'Thermalito': 5.1, 'Table Mountain': 7.1} | 9243.5957 | 1151.7913 | 12.46% | 8091.8044 | 87.54% | 0 | 0% | 2589.9314 | 28.02% | 38.6133 | 870.4786 | 9.417% | 146.136 | 1.581% | 4370.1313 | 47.28% | 0 | 0% | 6004.7275 | 64.96% | 3238.8682 | 2463.3 | 26.65% | 6780.2957 | 741.9998 | 8.027% | 8501.5959 | 7972.0371 | 86.24% | 1271.5586 | 553.0903 | 5.983% | 8690.5054 | 1808.5735 | 19.57% | 7435.0222
8 | Cortina | NORTHERN CALIFORNIA | {} | 46450.0234 | 1465.4695 | 3.155% | 44984.554 | 96.85% | 11049.4854 | 23.79% | 33424.3896 | 71.96% | 8.1154 | 9560.4014 | 20.58% | 22469.3086 | 48.37% | 3628.1709 | 7.811% | 0 | 0% | 19396.7461 | 41.76% | 27053.2773 | 2874.5581 | 6.188% | 43575.4653 | 13597.7686 | 29.27% | 32852.2549 | 32538.1211 | 70.05% | 13911.9023 | 6855.0146 | 14.76% | 39595.0088 | 455.1945 | 0.98% | 45994.8289
9 | Etiwanda | GREATER LA METRO | {'Rancho Vista': 0.4, 'Mira Loma': 6.0, 'Padua': 6.8} | 146.5099 | 0 | 0% | 146.5099 | 100% | 0 | 0% | 0 | 0% | 41.8937 | 0 | 0% | 0 | 0% | 146.5099 | 100% | 0 | 0% | 146.5099 | 100% | 0 | 146.5099 | 100% | 0 | 146.5099 | 100% | 0 | 146.5099 | 100% | 0 | 0 | 0% | 146.5099 | 1.9553 | 1.335% | 144.5546
10 | Brentwood | NORTHERN CALIFORNIA | {'Lone Tree': 4.9, 'Contra Costa': 8.0, 'Delta Switching Yard': 8.7, 'Kelso': 9.3} | 17147.9004 | 180.7392 | 1.054% | 16967.1612 | 98.95% | 1760.5619 | 10.27% | 9346.1852 | 54.5% | 19.3182 | 3172.5461 | 18.5% | 7503.3447 | 43.76% | 3076.8413 | 17.94% | 0 | 0% | 2717.6509 | 15.85% | 14430.2495 | 7448.7227 | 43.44% | 9699.1777 | 8261.5498 | 48.18% | 8886.3506 | 8263.1562 | 48.19% | 8884.7441 | 90.8008 | 0.5295% | 17057.0996 | 1447.0399 | 8.439% | 15700.8605
11 | Clayton | NORTHERN CALIFORNIA | {'Pittsburg': 7.5, 'Martinez': 9.4} | 3741.2737 | 909.7484 | 24.32% | 2831.5253 | 75.68% | 101.9095 | 2.724% | 3172.3996 | 84.79% | 6.8504 | 0 | 0% | 0 | 0% | 3331.4314 | 89.05% | 409.8466 | 10.95% | 487.6158 | 13.03% | 3253.6579 | 2142.2651 | 57.26% | 1599.0085 | 2142.2651 | 57.26% | 1599.0085 | 2142.2651 | 57.26% | 1599.0085 | 1142.1063 | 30.53% | 2599.1674 | 210.0029 | 5.613% | 3531.2708
12 | Contra Costa | NORTHERN CALIFORNIA | {'Lone Tree': 3.9, 'Pittsburg': 6.7, 'Brentwood': 8.0, 'Birds Landing': 9.0} | 4808.6436 | 838.4972 | 17.44% | 3970.1464 | 82.56% | 1709.6476 | 35.55% | 2311.2238 | 48.06% | 6.8821 | 1664.3533 | 34.61% | 116.2774 | 2.418% | 48.1074 | 1% | 0 | 0% | 122.6508 | 2.551% | 4685.9927 | 2686.199 | 55.86% | 2122.4446 | 2665.7319 | 55.44% | 2142.9116 | 2717.8306 | 56.52% | 2090.813 | 61.5563 | 1.28% | 4747.0872 | 1653.5743 | 34.39% | 3155.0692
13 | Pittsburg | NORTHERN CALIFORNIA | {'Contra Costa': 6.7, 'Birds Landing': 7.1, 'Clayton': 7.5, 'Shilo III': 9.6, 'Lone Tree': 9.7} | 10917.4834 | 1048.1398 | 9.601% | 9869.3436 | 90.4% | 1101.9342 | 10.09% | 7873.2933 | 72.12% | 7 | 851.975 | 7.804% | 0 | 0% | 2519.7798 | 23.08% | 0 | 0% | 5510.7764 | 50.48% | 5406.707 | 7042.3979 | 64.51% | 3875.0854 | 4075.8975 | 37.33% | 6841.5859 | 7515.7036 | 68.84% | 3401.7798 | 1175.089 | 10.76% | 9742.3944 | 6682.3311 | 61.21% | 4235.1523
14 | San Bernardino | RIVERSIDE | {'Vista': 5.3} | 3695.616 | 0 | 0% | 3695.616 | 100% | 11.5137 | 0.3115% | 1821.5751 | 49.29% | 25.625 | 63.2643 | 1.712% | 92.1779 | 2.494% | 211.6482 | 5.727% | 2708.3154 | 73.28% | 0 | 0% | 3695.616 | 2433.9385 | 65.86% | 1261.6775 | 3695.616 | 100% | 0 | 3695.616 | 100% | 0 | 1006.0779 | 27.22% | 2689.538 | 60.9491 | 1.649% | 3634.6669
15 | Placerville | NORTHERN CALIFORNIA | {} | 17825.0059 | 676.6594 | 3.796% | 17148.3465 | 96.2% | 0 | 0% | 2768.2595 | 15.53% | 36 | 315.5688 | 1.77% | 483.0609 | 2.71% | 11492.0449 | 64.47% | 5587.7925 | 31.35% | 14367.9023 | 80.61% | 3457.1035 | 4982.0928 | 27.95% | 12842.9131 | 10266.8027 | 57.6% | 7558.2031 | 17046.7598 | 95.63% | 778.2461 | 2025.7535 | 11.36% | 15799.2523 | 645.4269 | 3.621% | 17179.5789
16 | Cantua | SPGE | {} | 47780.9766 | 2230.6521 | 4.668% | 45550.3245 | 95.33% | 8821.3506 | 18.46% | 38502.3877 | 80.58% | 6.6241 | 1370.8014 | 2.869% | 39244.0703 | 82.13% | 0 | 0% | 0 | 0% | 9445.6846 | 19.77% | 38335.292 | 0 | 0% | 47780.9766 | 0 | 0% | 47780.9766 | 9445.6846 | 19.77% | 38335.292 | 4495.5269 | 9.409% | 43285.4497 | 293.2603 | 0.6138% | 47487.7162
17 | Cheney | SPGE | {'Panoche': 3.1, 'Mendota': 7.3, 'Tranquility': 7.6} | 49360.1016 | 7214.2539 | 14.62% | 42145.8477 | 85.38% | 1003.8313 | 2.034% | 47704.7195 | 96.65% | 8.0122 | 8638.9268 | 17.5% | 38101.7852 | 77.19% | 0 | 0% | 0 | 0% | 4302.2363 | 8.716% | 45057.8652 | 2513.0232 | 5.091% | 46847.0784 | 6512.5229 | 13.19% | 42847.5786 | 8274.4375 | 16.76% | 41085.6641 | 0 | 0% | 49360.1016 | 137.235 | 0.278% | 49222.8666
18 | Gates | SPGE | {} | 42678.6367 | 3324.3923 | 7.789% | 39354.2444 | 92.21% | 3266.5681 | 7.654% | 38638.1545 | 90.53% | 7.6739 | 3557.2954 | 8.335% | 34696.2812 | 81.3% | 0 | 0% | 0 | 0% | 4066.9321 | 9.529% | 38611.7046 | 119.0188 | 0.2789% | 42559.6179 | 5353.2036 | 12.54% | 37325.4331 | 9420.1357 | 22.07% | 33258.501 | 0 | 0% | 42678.6367 | 275.3194 | 0.6451% | 42403.3173
19 | Helm | SPGE | {} | 40699.1992 | 9692.6973 | 23.82% | 31006.502 | 76.18% | 4292.564 | 10.55% | 34756.5259 | 85.4% | 7.4882 | 30818.4883 | 75.72% | 7216.3125 | 17.73% | 0 | 0% | 0 | 0% | 27448.2637 | 67.44% | 13250.9355 | 8515.0771 | 20.92% | 32184.1221 | 8515.0771 | 20.92% | 32184.1221 | 29838.2109 | 73.31% | 10860.9883 | 0 | 0% | 40699.1992 | 260.4183 | 0.6399% | 40438.7809
20 | Kearney | SPGE | {'West Fresno': 3.6, 'Cal Ave': 6.6, 'Malaga': 8.7, 'Mc Mullin': 9.7} | 29228.0586 | 9345.1602 | 31.97% | 19882.8984 | 68.03% | 1393.2502 | 4.767% | 18610.9353 | 63.67% | 17 | 7568.3525 | 25.89% | 19869.8008 | 67.98% | 0 | 0% | 0 | 0% | 0 | 0% | 29228.0586 | 0 | 0% | 29228.0586 | 0 | 0% | 29228.0586 | 0 | 0% | 29228.0586 | 0 | 0% | 29228.0586 | 15.1453 | 0.05182% | 29212.9133
21 | Kingsburg | SPGE | {'McCall': 9.0} | 41111.8555 | 11662.5234 | 28.37% | 29449.332 | 71.63% | 8.1746 | 0.01988% | 24639.3411 | 59.93% | 17.6982 | 9648.21 | 23.47% | 28447.5352 | 69.2% | 0 | 0% | 0 | 0% | 0 | 0% | 41111.8555 | 0 | 0% | 41111.8555 | 0 | 0% | 41111.8555 | 0 | 0% | 41111.8555 | 0 | 0% | 41111.8555 | 1318.8182 | 3.208% | 39793.0372
22 | Malaga | SPGE | {'Cal Ave': 2.8, 'West Fresno': 5.4, 'Sanger': 6.5, 'McCall': 7.5, 'Kearney': 8.7} | 17314.1816 | 5546.4399 | 32.03% | 11767.7417 | 67.97% | 0 | 0% | 6253.208 | 36.12% | 27.3 | 4045.2424 | 23.36% | 11745.5332 | 67.84% | 0 | 0% | 0 | 0% | 0 | 0% | 17314.1816 | 0 | 0% | 17314.1816 | 0 | 0% | 17314.1816 | 0 | 0% | 17314.1816 | 0 | 0% | 17314.1816 | 22.9948 | 0.1328% | 17291.1868
23 | McCall | SPGE | {'Sanger': 6.8, 'Malaga': 7.5, 'Kingsburg': 9.0} | 35903.6445 | 6987.2119 | 19.46% | 28916.4326 | 80.54% | 0 | 0% | 18956.4355 | 52.8% | 22.6295 | 4491.7202 | 12.51% | 28852.1523 | 80.36% | 0 | 0% | 0 | 0% | 0 | 0% | 35903.6445 | 0 | 0% | 35903.6445 | 0 | 0% | 35903.6445 | 0 | 0% | 35903.6445 | 0 | 0% | 35903.6445 | 76.818 | 0.214% | 35826.8265
24 | Mc Mullin | SPGE | {'Kearney': 9.7} | 46941.1719 | 31190.4453 | 66.45% | 15750.7266 | 33.55% | 9795.1016 | 20.87% | 35066.4609 | 74.7% | 7 | 30071.2773 | 64.06% | 14654.6367 | 31.22% | 0 | 0% | 0 | 0% | 403.5106 | 0.8596% | 46537.6613 | 255.5542 | 0.5444% | 46685.6177 | 255.5542 | 0.5444% | 46685.6177 | 564.2177 | 1.202% | 46376.9542 | 0 | 0% | 46941.1719 | 883.5704 | 1.882% | 46057.6015
25 | Mendota | SPGE | {'Cheney': 7.3, 'Panoche': 8.2, 'Tranquility': 9.5} | 46421.3867 | 19451.3477 | 41.9% | 26970.0391 | 58.1% | 4544.2319 | 9.789% | 41055.2173 | 88.44% | 6.8382 | 21807.1992 | 46.98% | 23293.2578 | 50.18% | 0 | 0% | 0 | 0% | 26.744 | 0.05761% | 46394.6427 | 1845.5133 | 3.976% | 44575.8734 | 9908.9023 | 21.35% | 36512.4844 | 10847.1895 | 23.37% | 35574.1973 | 0 | 0% | 46421.3867 | 94.0275 | 0.2026% | 46327.3592
26 | Oro Loma | SPGE | {} | 48093.9648 | 28091.3867 | 58.41% | 20002.5781 | 41.59% | 4263.8638 | 8.866% | 42067.0112 | 87.47% | 7 | 28580.7344 | 59.43% | 17703.8633 | 36.81% | 0 | 0% | 0 | 0% | 0 | 0% | 48093.9648 | 0 | 0% | 48093.9648 | 5882.0776 | 12.23% | 42211.8872 | 5882.0776 | 12.23% | 42211.8872 | 0 | 0% | 48093.9648 | 582.5897 | 1.211% | 47511.3752
27 | Panoche | SPGE | {'Cheney': 3.1, 'Mendota': 8.2} | 46684.5586 | 3314.5723 | 7.1% | 43369.9863 | 92.9% | 2565.9133 | 5.496% | 43658.5906 | 93.52% | 7.32 | 6037.2808 | 12.93% | 37036.4648 | 79.33% | 0 | 0% | 0 | 0% | 5625.6982 | 12.05% | 41058.8604 | 4775.4243 | 10.23% | 41909.1343 | 11498.9238 | 24.63% | 35185.6348 | 14404.9199 | 30.86% | 32279.6387 | 770.2814 | 1.65% | 45914.2772 | 325.7453 | 0.6978% | 46358.8133
28 | Reedley | SPGE | {'Wahtoke': 4.3} | 34476.5547 | 10698.6855 | 31.03% | 23777.8691 | 68.97% | 0 | 0% | 16433.6055 | 47.67% | 23 | 14681.1895 | 42.58% | 16876.1133 | 48.95% | 0 | 0% | 0 | 0% | 816.8105 | 2.369% | 33659.7441 | 4209.8247 | 12.21% | 30266.73 | 8185.335 | 23.74% | 26291.2197 | 8185.335 | 23.74% | 26291.2197 | 172.5549 | 0.5005% | 34303.9998 | 387.2463 | 1.123% | 34089.3084
29 | Sanger | SPGE | {'Malaga': 6.5, 'McCall': 6.8, 'Cal Ave': 8.5} | 33845.9297 | 13649.2607 | 40.33% | 20196.6689 | 59.67% | 0 | 0% | 13887.6064 | 41.03% | 25.1524 | 10159.2256 | 30.02% | 19831 | 58.59% | 0 | 0% | 0 | 0% | 0 | 0% | 33845.9297 | 0 | 0% | 33845.9297 | 0 | 0% | 33845.9297 | 0 | 0% | 33845.9297 | 0 | 0% | 33845.9297 | 432.4674 | 1.278% | 33413.4623
30 | Schindler | SPGE | {} | 48126.9062 | 34900.8906 | 72.52% | 13226.0156 | 27.48% | 12233.332 | 25.42% | 35437.6836 | 73.63% | 5.9019 | 33600.6914 | 69.82% | 13191.3535 | 27.41% | 0 | 0% | 0 | 0% | 0 | 0% | 48126.9062 | 0 | 0% | 48126.9062 | 0 | 0% | 48126.9062 | 0 | 0% | 48126.9062 | 0 | 0% | 48126.9062 | 34.6638 | 0.07203% | 48092.2424
31 | Wahtoke | SPGE | {'Reedley': 4.3} | 36266.1758 | 8728.9609 | 24.07% | 27537.2148 | 75.93% | 0 | 0% | 15754.0332 | 43.44% | 23.2591 | 6198.6328 | 17.09% | 26528.4746 | 73.15% | 0 | 0% | 0 | 0% | 0 | 0% | 36266.1758 | 1.5125 | 0.00417% | 36264.6633 | 1.5125 | 0.00417% | 36264.6633 | 1.5125 | 0.00417% | 36264.6633 | 0 | 0% | 36266.1758 | 1277.0438 | 3.521% | 34989.132
32 | West Fresno | SPGE | {'Cal Ave': 3.0, 'Kearney': 3.6, 'Malaga': 5.4} | 13871.5908 | 3235.9409 | 23.33% | 10635.6499 | 76.67% | 0 | 0% | 5806.7363 | 41.86% | 22.8 | 2028.6208 | 14.62% | 10634.5078 | 76.66% | 0 | 0% | 0 | 0% | 0 | 0% | 13871.5908 | 0 | 0% | 13871.5908 | 0 | 0% | 13871.5908 | 0 | 0% | 13871.5908 | 0 | 0% | 13871.5908 | 1.1427 | 0.008238% | 13870.4481
33 | Glenn | NORTHERN CALIFORNIA | {} | 37023.707 | 4190.6245 | 11.32% | 32833.0825 | 88.68% | 1349.3584 | 3.645% | 24761.6279 | 66.88% | 16.6375 | 5005.0801 | 13.52% | 23991.9414 | 64.8% | 0 | 0% | 0 | 0% | 17177.459 | 46.4% | 19846.248 | 0 | 0% | 37023.707 | 0 | 0% | 37023.707 | 17177.459 | 46.4% | 19846.248 | 717.6901 | 1.938% | 36306.017 | 5043.3916 | 13.62% | 31980.3154
34 | Bridgeville | NORTHERN CALIFORNIA | {} | 13478.8115 | 1773.7473 | 13.16% | 11705.0642 | 86.84% | 3118.2354 | 23.13% | 9736.5332 | 72.24% | 6.9883 | 40.6313 | 0.3014% | 0 | 0% | 4224.5015 | 31.34% | 3325.001 | 24.67% | 5080.5044 | 37.69% | 8398.3071 | 797.2186 | 5.915% | 12681.593 | 797.2186 | 5.915% | 12681.593 | 5877.7227 | 43.61% | 7601.0889 | 10612.6396 | 78.74% | 2866.1719 | 107.0797 | 0.7944% | 13371.7318
35 | Humboldt | NORTHERN CALIFORNIA | {} | 16332.6182 | 2326.1553 | 14.24% | 14006.4629 | 85.76% | 3539.7634 | 21.67% | 5754.72 | 35.23% | 36.1615 | 533.64 | 3.267% | 0 | 0% | 11512.0723 | 70.49% | 0 | 0% | 156.4626 | 0.958% | 16176.1555 | 9050.9531 | 55.42% | 7281.665 | 10100.9746 | 61.85% | 6231.6436 | 10257.4365 | 62.8% | 6075.1816 | 6828.0488 | 41.81% | 9504.5693 | 1087.3707 | 6.658% | 15245.2474
36 | El Centro | GREATER IMPERIAL | {} | 24886.0996 | 4505.6226 | 18.1% | 20380.4771 | 81.9% | 228.8341 | 0.9195% | 23138.2557 | 92.98% | 12 | 3338.5657 | 13.42% | 19764.8301 | 79.42% | 0 | 0% | 0 | 0% | 0 | 0% | 24886.0996 | 0 | 0% | 24886.0996 | 0 | 0% | 24886.0996 | 0 | 0% | 24886.0996 | 0 | 0% | 24886.0996 | 1075.3474 | 4.321% | 23810.7522
37 | High Line | GREATER IMPERIAL | {'North Gila - IV (Proposed)': 4.3} | 23876.4902 | 2699.9456 | 11.31% | 21176.5447 | 88.69% | 3269.8164 | 13.69% | 20287.5586 | 84.97% | 7.0484 | 2063.5339 | 8.643% | 18680.002 | 78.24% | 0 | 0% | 0 | 0% | 0 | 0% | 23876.4902 | 3377.905 | 14.15% | 20498.5852 | 3377.905 | 14.15% | 20498.5852 | 3377.905 | 14.15% | 20498.5852 | 1204.0616 | 5.043% | 22672.4286 | 883.4777 | 3.7% | 22993.0125
38 | Imperial Valley | GREATER IMPERIAL | {} | 20695.5527 | 2834.4155 | 13.7% | 17861.1372 | 86.3% | 72.4496 | 0.3501% | 20191.4469 | 97.56% | 10.3753 | 3516.0999 | 16.99% | 13359.9795 | 64.55% | 0 | 0% | 0 | 0% | 0 | 0% | 20695.5527 | 7944.8911 | 38.39% | 12750.6616 | 7944.9194 | 38.39% | 12750.6333 | 7944.9194 | 38.39% | 12750.6333 | 27.6307 | 0.1335% | 20667.922 | 2368.1257 | 11.44% | 18327.427
39 | El Segundo | GREATER LA METRO | {'Chevmain': 1.2, 'El Nido': 3.0, 'Redondo': 4.6, 'La Fresa': 5.8, 'La Cienega': 6.9} | 118.7495 | 57.0726 | 48.06% | 61.6769 | 51.94% | 5.8185 | 4.9% | 6.523 | 5.493% | 5.4479 | 0 | 0% | 0 | 0% | 0 | 0% | 0 | 0% | 1.5765 | 1.328% | 117.173 | 35.4756 | 29.87% | 83.274 | 56.7386 | 47.78% | 62.0109 | 58.3151 | 49.11% | 60.4345 | 0 | 0% | 118.7495 | 0.64248 | 0.541% | 118.107
40 | Arco | SPGE | {'Gates-Midway (Proposed)': 8.7} | 49034.5078 | 974.2407 | 1.987% | 48060.2672 | 98.01% | 6642.2603 | 13.55% | 40882.8843 | 83.38% | 7.8558 | 4519.0703 | 9.216% | 16376.9111 | 33.4% | 0 | 0% | 0 | 0% | 38621.7891 | 78.76% | 10412.7188 | 118.874 | 0.2424% | 48915.6338 | 203.2449 | 0.4145% | 48831.2629 | 38621.7891 | 78.76% | 10412.7188 | 741.3162 | 1.512% | 48293.1917 | 136.6719 | 0.2787% | 48897.8359
41 | Bakersfield | SPGE | {'Westpark': 2.2, 'Columbus': 3.7, 'Kern Oil': 3.8, 'Rosedale': 4.2, 'Sycamore': 4.6, 'Magunden': 5.0, 'Kern Power': 5.3, 'Stockdale': 6.0, 'California Water': 6.3, '7th Standard': 8.0, 'Tevis': 8.4, 'Renfro': 9.0} | 5614.8027 | 857.6738 | 15.28% | 4757.1289 | 84.72% | 0 | 0% | 4875.5415 | 86.83% | 13.421 | 142.3135 | 2.535% | 326.476 | 5.815% | 0 | 0% | 0 | 0% | 4430.6528 | 78.91% | 1184.1499 | 350.6982 | 6.246% | 5264.1045 | 1664.3132 | 29.64% | 3950.4895 | 4430.6528 | 78.91% | 1184.1499 | 0 | 0% | 5614.8027 | 50.5686 | 0.9006% | 5564.2341
42 | Charca | SPGE | {'Semitropic': 6.3, 'Shafter': 6.5} | 40996.4688 | 1034.4534 | 2.523% | 39962.0154 | 97.48% | 13134.6055 | 32.04% | 26670.957 | 65.06% | 6 | 1877.7754 | 4.58% | 38473.3633 | 93.85% | 0 | 0% | 0 | 0% | 21449.459 | 52.32% | 19547.0098 | 0 | 0% | 40996.4688 | 66.0224 | 0.161% | 40930.4463 | 21449.459 | 52.32% | 19547.0098 | 0 | 0% | 40996.4688 | 301.7532 | 0.736% | 40694.7155
43 | Columbus | SPGE | {'California Water': 2.7, 'Magunden': 2.8, 'Bakersfield': 3.7, 'Sycamore': 4.7, 'Kern Oil': 5.4, 'Westpark': 5.9, 'Rosedale': 7.9, 'Regulus': 8.2, 'Lamont': 8.3, 'Kern Power': 9.0, 'Stockdale': 9.1} | 14620.5371 | 1935.8445 | 13.24% | 12684.6926 | 86.76% | 0 | 0% | 10868.9688 | 74.34% | 15.6588 | 129.1444 | 0.8833% | 1086.8761 | 7.434% | 0.13547 | 0.0009266% | 0 | 0% | 11560.3848 | 79.07% | 3060.1523 | 5630.623 | 38.51% | 8989.9141 | 6539.1484 | 44.73% | 8081.3887 | 11598.9697 | 79.33% | 3021.5674 | 865.8633 | 5.922% | 13754.6738 | 267.6083 | 1.83% | 14352.9288
44 | Elk Hills | SPGE | {'Norco': 5.6, 'Taft': 8.6, 'Midway - Wheeler Ridge (Proposed)': 9.4} | 28646.3203 | 0 | 0% | 28646.3203 | 100% | 19542.9062 | 68.22% | 8317.7695 | 29.04% | 5.0028 | 7596.8965 | 26.52% | 618.7183 | 2.16% | 0 | 0% | 0 | 0% | 8696.5654 | 30.36% | 19949.7549 | 25535.1953 | 89.14% | 3111.125 | 28646.3203 | 100% | 0 | 28646.3203 | 100% | 0 | 0 | 0% | 28646.3203 | 32.4751 | 0.1134% | 28613.8452
45 | Goose Lake | SPGE | {'Semitropic': 8.0} | 30770.7656 | 1200.5319 | 3.902% | 29570.2338 | 96.1% | 808.3097 | 2.627% | 28751.3446 | 93.44% | 8.5097 | 8956.0176 | 29.11% | 11880.0117 | 38.61% | 0 | 0% | 0 | 0% | 14012.3906 | 45.54% | 16758.375 | 7417.7378 | 24.11% | 23353.0278 | 21966.3203 | 71.39% | 8804.4453 | 25668.6484 | 83.42% | 5102.1172 | 89.1408 | 0.2897% | 30681.6248 | 5696.811 | 18.51% | 25073.9546
46 | Kernridge | SPGE | {'Temblor': 4.8} | 36970.3633 | 7861.4302 | 21.26% | 29108.9331 | 78.74% | 7904.3936 | 21.38% | 28891.3369 | 78.15% | 6.3475 | 391.401 | 1.059% | 6565.1514 | 17.76% | 0 | 0% | 0 | 0% | 15100.6895 | 40.85% | 21869.6738 | 830.8516 | 2.247% | 36139.5117 | 10069.4385 | 27.24% | 26900.9248 | 25170.1289 | 68.08% | 11800.2344 | 2989.6406 | 8.087% | 33980.7227 | 13.6222 | 0.03685% | 36956.7411
47 | Lamont | SPGE | {'Regulus': 0.1, 'Grimway': 3.4, 'Magunden': 5.6, 'Columbus': 8.3, 'California Water': 8.9} | 32973.4062 | 4386.3618 | 13.3% | 28587.0444 | 86.7% | 0 | 0% | 29622.0332 | 89.84% | 11.5 | 772.1165 | 2.342% | 28113.7168 | 85.26% | 0 | 0% | 0 | 0% | 4.1385 | 0.01255% | 32969.2677 | 288.682 | 0.8755% | 32684.7243 | 3332.1104 | 10.11% | 29641.2959 | 3332.1104 | 10.11% | 29641.2959 | 0 | 0% | 32973.4062 | 8.1295 | 0.02465% | 32965.2767
48 | Lerdo | SPGE | {'7th Standard': 4.3, 'Rio Bravo': 7.3, 'Renfro': 7.8, 'Kern Oil': 8.5, 'Kern Power': 8.9, 'Shafter': 9.4, 'Rosedale': 9.5, 'Sycamore': 9.7} | 42173.4336 | 6628.1201 | 15.72% | 35545.3135 | 84.28% | 296.7537 | 0.7037% | 39291.5158 | 93.17% | 12.4875 | 2180.1626 | 5.17% | 31909.4062 | 75.66% | 0 | 0% | 0 | 0% | 10621.6152 | 25.19% | 31551.8184 | 0 | 0% | 42173.4336 | 0 | 0% | 42173.4336 | 10621.6152 | 25.19% | 31551.8184 | 0 | 0% | 42173.4336 | 805.0078 | 1.909% | 41368.4258
49 | Magunden | SPGE | {'Columbus': 2.8, 'California Water': 4.4, 'Bakersfield': 5.0, 'Regulus': 5.5, 'Lamont': 5.6, 'Westpark': 6.7, 'Sycamore': 7.4, 'Kern Oil': 7.8, 'Grimway': 8.6, 'Stockdale': 8.8, 'Rosedale': 8.9} | 16694.9824 | 4838.1016 | 28.98% | 11856.8809 | 71.02% | 0 | 0% | 13513.8115 | 80.95% | 14.2135 | 548.2695 | 3.284% | 9896.1025 | 59.28% | 0 | 0% | 0 | 0% | 1914.4502 | 11.47% | 14780.5322 | 988.6127 | 5.922% | 15706.3697 | 1467.2344 | 8.788% | 15227.748 | 1953.0354 | 11.7% | 14741.947 | 155.0812 | 0.9289% | 16539.9012 | 21.6255 | 0.1295% | 16673.357
50 | Midway | SPGE | {} | 39051.3555 | 5191.8438 | 13.29% | 33859.5117 | 86.71% | 0 | 0% | 37237.7461 | 95.36% | 10.7716 | 10184.5869 | 26.08% | 24790.2402 | 63.48% | 0 | 0% | 0 | 0% | 1260.8541 | 3.229% | 37790.5013 | 8904.6084 | 22.8% | 30146.7471 | 27508.3379 | 70.44% | 11543.0176 | 27508.3379 | 70.44% | 11543.0176 | 0 | 0% | 39051.3555 | 1587.6277 | 4.065% | 37463.7278
51 | Norco | SPGE | {'Tupman': 5.2, 'Elk Hills': 5.6} | 36062.168 | 0 | 0% | 36062.168 | 100% | 15840.5059 | 43.93% | 19245.6816 | 53.37% | 6.5425 | 4217.2437 | 11.69% | 2587.781 | 7.176% | 0 | 0% | 0 | 0% | 21771.2266 | 60.37% | 14290.9414 | 31527.1816 | 87.42% | 4534.9863 | 34576.8438 | 95.88% | 1485.3242 | 36062.168 | 100% | 0 | 0 | 0% | 36062.168 | 10485.1006 | 29.08% | 25577.0674
52 | Rio Bravo | SPGE | {'Shafter': 5.9, 'Tupman': 6.1, 'Renfro': 6.6, 'Lerdo': 7.3, '7th Standard': 7.3} | 41160.9844 | 8350.7031 | 20.29% | 32810.2812 | 79.71% | 193.9073 | 0.4711% | 35261.081 | 85.67% | 13.5043 | 6206.104 | 15.08% | 30487.4688 | 74.07% | 0 | 0% | 0 | 0% | 1240.6516 | 3.014% | 39920.3328 | 204.0412 | 0.4957% | 40956.9432 | 7494.7495 | 18.21% | 33666.2349 | 7754.8784 | 18.84% | 33406.106 | 0 | 0% | 41160.9844 | 218.6786 | 0.5313% | 40942.3058
53 | Rosedale | SPGE | {'Kern Power': 1.1, 'Westpark': 2.1, 'Bakersfield': 4.2, 'Stockdale': 4.2, 'Renfro': 4.9, 'Tevis': 4.9, '7th Standard': 5.3, 'Kern Oil': 5.4, 'Sycamore': 7.2, 'Columbus': 7.9, 'Magunden': 8.9, 'Lerdo': 9.5} | 298.2475 | 6.2309 | 2.089% | 292.0166 | 97.91% | 0 | 0% | 0.043294 | 0.01452% | 67.6 | 8.0619 | 2.703% | 162.8023 | 54.59% | 0 | 0% | 0 | 0% | 292.0166 | 97.91% | 6.2309 | 38.3619 | 12.86% | 259.8857 | 44.0679 | 14.78% | 254.1796 | 292.0166 | 97.91% | 6.2309 | 0 | 0% | 298.2475 | 7.6993 | 2.582% | 290.5482
54 | Semitropic | SPGE | {'Charca': 6.3, 'Goose Lake': 8.0, 'Smyrna': 8.1, 'Shafter': 9.0} | 43740.6328 | 9705.9336 | 22.19% | 34034.6992 | 77.81% | 4175.0811 | 9.545% | 38541.9736 | 88.11% | 8.7542 | 15475.5059 | 35.38% | 27095.293 | 61.95% | 0 | 0% | 0 | 0% | 4076.4956 | 9.32% | 39664.1372 | 0 | 0% | 43740.6328 | 6499.7139 | 14.86% | 37240.9189 | 10576.21 | 24.18% | 33164.4229 | 0 | 0% | 43740.6328 | 221.4893 | 0.5064% | 43519.1435
55 | Shafter | SPGE | {'Rio Bravo': 5.9, 'Charca': 6.5, 'Semitropic': 9.0, 'Lerdo': 9.4} | 41240.7305 | 6289.5234 | 15.25% | 34951.207 | 84.75% | 3437.4336 | 8.335% | 34646.9297 | 84.01% | 10.423 | 5557.1665 | 13.47% | 34183.1094 | 82.89% | 0 | 0% | 0 | 0% | 0 | 0% | 41240.7305 | 0 | 0% | 41240.7305 | 2371.9407 | 5.751% | 38868.7898 | 2371.9407 | 5.751% | 38868.7898 | 0 | 0% | 41240.7305 | 62.2008 | 0.1508% | 41178.5297
56 | Smyrna | SPGE | {'Semitropic': 8.1} | 27543.5117 | 8380.5713 | 30.43% | 19162.9404 | 69.57% | 1536.6974 | 5.579% | 22911.1229 | 83.18% | 9.8345 | 16700.6621 | 60.63% | 4366.4043 | 15.85% | 0 | 0% | 0 | 0% | 7266.6279 | 26.38% | 20276.8838 | 0 | 0% | 27543.5117 | 10815.2812 | 39.27% | 16728.2305 | 18081.9102 | 65.65% | 9461.6016 | 0 | 0% | 27543.5117 | 1101.6274 | 4% | 26441.8843
57 | Stockdale | SPGE | {'Tevis': 3.5, 'Rosedale': 4.2, 'Westpark': 4.2, 'Kern Power': 4.7, 'Bakersfield': 6.0, 'Renfro': 7.3, 'Magunden': 8.8, 'Kern Oil': 8.9, 'Columbus': 9.1, '7th Standard': 9.2} | 8079.0024 | 1596.2594 | 19.76% | 6482.743 | 80.24% | 0 | 0% | 5434.0967 | 67.26% | 22.1905 | 771.2711 | 9.547% | 6090.7344 | 75.39% | 0 | 0% | 0 | 0% | 500.8466 | 6.199% | 7578.1558 | 27.3793 | 0.3389% | 8051.6231 | 1388.3649 | 17.18% | 6690.6376 | 1388.3649 | 17.18% | 6690.6376 | 0 | 0% | 8079.0024 | 0 | 0% | 8079.0024
58 | Taft | SPGE | {'Elk Hills': 8.6} | 0 | 0 | 0% | 0 | 0% | 0 | 0% | 0 | 0% | 0 | 0 | 0% | 0 | 0% | 0 | 0% | 0 | 0% | 0 | 0% | 0 | 0 | 0% | 0 | 0 | 0% | 0 | 0 | 0% | 0 | 0 | 0% | 0 | 0 | 0% | 0
59 | Temblor | SPGE | {'Kernridge': 4.8} | 35250.9492 | 18353.5938 | 52.07% | 16897.3555 | 47.93% | 4873.7773 | 13.83% | 30083.4023 | 85.34% | 7.1417 | 453.2737 | 1.286% | 2791.9622 | 7.92% | 0 | 0% | 0 | 0% | 1204.173 | 3.416% | 34046.7762 | 5413.3105 | 15.36% | 29837.6387 | 15392.3779 | 43.67% | 19858.5713 | 15392.793 | 43.67% | 19858.1562 | 839.4059 | 2.381% | 34411.5433 | 52.2333 | 0.1482% | 35198.7159
60 | Tupman | SPGE | {'Norco': 5.2, 'Rio Bravo': 6.1, 'Renfro': 6.4, 'Tevis': 8.3, '7th Standard': 9.8, 'Kern Power': 9.9} | 43888.5898 | 1635.3823 | 3.726% | 42253.2075 | 96.27% | 8173.623 | 18.62% | 31664.252 | 72.15% | 11.72 | 2902.6033 | 6.614% | 16738.5156 | 38.14% | 0 | 0% | 0 | 0% | 18149.918 | 41.35% | 25738.6719 | 20237.375 | 46.11% | 23651.2148 | 36423.0977 | 82.99% | 7465.4922 | 37908.4219 | 86.37% | 5980.168 | 0 | 0% | 43888.5898 | 14589.8398 | 33.24% | 29298.75
61 | Westpark | SPGE | {'Rosedale': 2.1, 'Bakersfield': 2.2, 'Kern Power': 3.2, 'Stockdale': 4.2, 'Kern Oil': 4.7, 'Columbus': 5.9, 'Sycamore': 6.1, 'Tevis': 6.3, 'Magunden': 6.7, '7th Standard': 6.8, 'Renfro': 7.0, 'California Water': 8.5} | 1178.6892 | 311.0059 | 26.39% | 867.6833 | 73.61% | 0 | 0% | 617.4866 | 52.39% | 19.8306 | 0.44479 | 0.03774% | 63.0604 | 5.35% | 0 | 0% | 0 | 0% | 866.4283 | 73.51% | 312.2609 | 0 | 0% | 1178.6892 | 611.4932 | 51.88% | 567.196 | 866.4283 | 73.51% | 312.2609 | 0 | 0% | 1178.6892 | 10.2431 | 0.869% | 1168.4461
62 | Wheeler Ridge | SPGE | {} | 44538.5586 | 2233.7075 | 5.015% | 42304.8511 | 94.98% | 3178.6006 | 7.137% | 40346.4502 | 90.59% | 7.9674 | 3172.6375 | 7.123% | 38009.3984 | 85.34% | 0 | 0% | 0 | 0% | 2101.0059 | 4.717% | 42437.5527 | 5931.1016 | 13.32% | 38607.457 | 8248.2178 | 18.52% | 36290.3408 | 9103.8105 | 20.44% | 35434.748 | 0 | 0% | 44538.5586 | 872.6996 | 1.959% | 43665.859
63 | Kern Oil | SPGE | {'Sycamore': 1.9, 'Bakersfield': 3.8, 'Westpark': 4.7, 'Columbus': 5.4, 'Rosedale': 5.4, 'Kern Power': 6.0, '7th Standard': 6.2, 'California Water': 6.9, 'Magunden': 7.8, 'Lerdo': 8.5, 'Stockdale': 8.9, 'Poso Mountain': 8.9, 'Renfro': 8.9} | 20920.5156 | 3211.8154 | 15.35% | 17708.7002 | 84.65% | 703.6935 | 3.364% | 18649.8826 | 89.15% | 12.8924 | 31.3418 | 0.1498% | 1377.934 | 6.587% | 0 | 0% | 0 | 0% | 16607.7383 | 79.38% | 4312.7773 | 1397.484 | 6.68% | 19523.0316 | 1915.9716 | 9.158% | 19004.5441 | 16607.7383 | 79.38% | 4312.7773 | 702.6791 | 3.359% | 20217.8365 | 138.1003 | 0.6601% | 20782.4153
64 | Inyokern | GREATER KRAMER | {} | 14272.1543 | 4244.9438 | 29.74% | 10027.2104 | 70.26% | 176.6766 | 1.238% | 3941.215 | 27.61% | 38.9812 | 822.735 | 5.765% | 0 | 0% | 0 | 0% | 0 | 0% | 8600.7314 | 60.26% | 5671.4229 | 4036.4248 | 28.28% | 10235.7295 | 1426.7887 | 9.997% | 12845.3656 | 9816.1094 | 68.78% | 4456.0449 | 2808.9724 | 19.68% | 11463.1819 | 2.6347 | 0.01846% | 14269.5196
65 | Pastoria | GREATER TEHACHAPI | {} | 24448.0605 | 252.3469 | 1.032% | 24195.7137 | 98.97% | 10280.8623 | 42.05% | 13777.208 | 56.35% | 4.7677 | 1966.9711 | 8.046% | 5260.0552 | 21.52% | 1731.7665 | 7.083% | 0 | 0% | 21574.6992 | 88.25% | 2873.3613 | 10768.416 | 44.05% | 13679.6445 | 10185.4229 | 41.66% | 14262.6377 | 21779.8535 | 89.09% | 2668.207 | 6998.4604 | 28.63% | 17449.6001 | 527.3185 | 2.157% | 23920.742
66 | Ransburg | GREATER KRAMER | {} | 5.4834 | 2.2346 | 40.75% | 3.2488 | 59.25% | 1.857 | 33.87% | 3.3794 | 61.63% | 5.5423 | 0 | 0% | 0 | 0% | 0 | 0% | 0 | 0% | 0 | 0% | 5.4834 | 0.95839 | 17.48% | 4.525 | 0 | 0% | 5.4834 | 0.95839 | 17.48% | 4.525 | 0 | 0% | 5.4834 | 0 | 0% | 5.4834
67 | Sycamore | SPGE | {'Kern Oil': 1.9, 'Bakersfield': 4.6, 'Columbus': 4.7, 'California Water': 5.5, 'Westpark': 6.1, 'Rosedale': 7.2, 'Magunden': 7.4, 'Poso Mountain': 7.6, 'Kern Power': 7.8, '7th Standard': 8.0, 'Lerdo': 9.7} | 27246.4531 | 3684.2642 | 13.52% | 23562.189 | 86.48% | 581.7448 | 2.135% | 23917.7923 | 87.78% | 12.1948 | 0.88958 | 0.003265% | 36.5249 | 0.1341% | 0 | 0% | 0 | 0% | 22971.541 | 84.31% | 4274.9121 | 4086.5925 | 15% | 23159.8606 | 4829.731 | 17.73% | 22416.7222 | 22971.541 | 84.31% | 4274.9121 | 3375.8745 | 12.39% | 23870.5786 | 185.4192 | 0.6805% | 27061.0339
68 | Avenal | SPGE | {} | 31080.4062 | 5921.8955 | 19.05% | 25158.5107 | 80.95% | 17031.5859 | 54.8% | 13825.9531 | 44.48% | 4.8346 | 10132.0996 | 32.6% | 2754.3574 | 8.862% | 0 | 0% | 0 | 0% | 12259.7012 | 39.45% | 18820.7051 | 0 | 0% | 31080.4062 | 9593.7812 | 30.87% | 21486.625 | 20917.2012 | 67.3% | 10163.2051 | 8657.0498 | 27.85% | 22423.3564 | 149.6938 | 0.4816% | 30930.7124
69 | Corcoran | SPGE | {} | 35603.1367 | 13153.4541 | 36.94% | 22449.6826 | 63.06% | 7552.9478 | 21.21% | 26367.7397 | 74.06% | 7.2258 | 16411.4238 | 46.1% | 12782.7617 | 35.9% | 0 | 0% | 0 | 0% | 5522.7266 | 15.51% | 30080.4102 | 2642.1848 | 7.421% | 32960.9519 | 8425.5381 | 23.67% | 27177.5986 | 13078.6875 | 36.73% | 22524.4492 | 0 | 0% | 35603.1367 | 4101.2495 | 11.52% | 31501.8872
70 | Henrietta | SPGE | {'Mustang': 1.1, 'Leprino Jct': 3.9} | 24683.0137 | 9043.21 | 36.64% | 15639.8037 | 63.36% | 4769.4277 | 19.32% | 18707.0391 | 75.79% | 6.7518 | 14788.9639 | 59.92% | 8424.4004 | 34.13% | 0 | 0% | 0 | 0% | 7069.1045 | 28.64% | 17613.9092 | 0 | 0% | 24683.0137 | 0 | 0% | 24683.0137 | 7069.1045 | 28.64% | 17613.9092 | 0 | 0% | 24683.0137 | 792.6692 | 3.211% | 23890.3445
71 | Eagle Rock | NORTHERN CALIFORNIA | {'Geysers': 6.0} | 20073.2109 | 0 | 0% | 20073.2109 | 100% | 2263.9307 | 11.28% | 13917.2236 | 69.33% | 8.7925 | 44.9343 | 0.2239% | 0 | 0% | 468.5937 | 2.334% | 19604.625 | 97.67% | 15592.0459 | 77.68% | 4481.165 | 15467.0137 | 77.05% | 4606.1973 | 16659.8965 | 83% | 3413.3145 | 20073.2109 | 100% | 0 | 6801.2314 | 33.88% | 13271.9795 | 305.3137 | 1.521% | 19767.8973
72 | Leavitt | NORTHERN CALIFORNIA | {'Richmond': 7.1} | 17704.7988 | 2397.5522 | 13.54% | 15307.2466 | 86.46% | 822.9958 | 4.648% | 15041.6663 | 84.96% | 11.7096 | 5955.2007 | 33.64% | 0 | 0% | 5516.4116 | 31.16% | 0 | 0% | 4516.3184 | 25.51% | 13188.4805 | 11294.7373 | 63.79% | 6410.0615 | 10261.7832 | 57.96% | 7443.0156 | 13833.3887 | 78.13% | 3871.4102 | 4241.6123 | 23.96% | 13463.1865 | 2887.9971 | 16.31% | 14816.8018
73 | Madeline | NORTHERN CALIFORNIA | {} | 31345.8457 | 1809.4187 | 5.772% | 29536.427 | 94.23% | 7008.7598 | 22.36% | 21899.1113 | 69.86% | 7.5524 | 11516.417 | 36.74% | 0 | 0% | 4984.9746 | 15.9% | 0 | 0% | 148.8597 | 0.4749% | 31196.986 | 4218.5674 | 13.46% | 27127.2783 | 5512.7666 | 17.59% | 25833.0791 | 5967.4253 | 19.04% | 25378.4204 | 14121.8271 | 45.05% | 17224.0186 | 22800.4844 | 72.74% | 8545.3613
74 | Antelope | GREATER TEHACHAPI | {} | 32158.7578 | 20649.7266 | 64.21% | 11509.0312 | 35.79% | 0 | 0% | 3797.3125 | 11.81% | 63 | 1197.7538 | 3.725% | 287.7708 | 0.8948% | 6274.7944 | 19.51% | 7377.3423 | 22.94% | 0 | 0% | 32158.7578 | 8539.3604 | 26.55% | 23619.3975 | 5306.5264 | 16.5% | 26852.2314 | 8922.4619 | 27.75% | 23236.2959 | 2202.9717 | 6.85% | 29955.7861 | 628.2184 | 1.953% | 31530.5394
75 | Arcogen | GREATER LA METRO | {'Hinson': 1.2, 'Harborgen': 2.8, 'Long Beach': 3.7, 'Lighthipe': 5.9, 'La Fresa': 6.3, 'Redondo': 8.6, 'Del Amo': 8.7, 'Alamitos': 9.1, 'El Nido': 9.2} | 2376.2134 | 1062.2921 | 44.71% | 1313.9213 | 55.29% | 0 | 0% | 1649.5114 | 69.42% | 18.84 | 0 | 0% | 0 | 0% | 0 | 0% | 0 | 0% | 0 | 0% | 2376.2134 | 0 | 0% | 2376.2134 | 1307.5914 | 55.03% | 1068.6219 | 1307.5914 | 55.03% | 1068.6219 | 0 | 0% | 2376.2134 | 6.3299 | 0.2664% | 2369.8834
76 | Bailey | GREATER TEHACHAPI | {} | 24812 | 0 | 0% | 24812 | 100% | 11427.6494 | 46.06% | 13020.9697 | 52.48% | 5.6955 | 0 | 0% | 0 | 0% | 24543.1465 | 98.92% | 0 | 0% | 16287.8682 | 65.65% | 8524.1318 | 16484.9668 | 66.44% | 8327.0332 | 17151.6562 | 69.13% | 7660.3438 | 24812 | 100% | 0 | 9959.6914 | 40.14% | 14852.3086 | 696.8032 | 2.808% | 24115.1968
77 | Center | GREATER LA METRO | {'Laguna Bell': 4.0, 'Lighthipe': 5.2, 'Del Amo': 5.6, 'Mesa (SCE)': 7.5} | 0 | 0 | 0% | 0 | 0% | 0 | 0% | 0 | 0% | 0 | 0 | 0% | 0 | 0% | 0 | 0% | 0 | 0% | 0 | 0% | 0 | 0 | 0% | 0 | 0 | 0% | 0 | 0 | 0% | 0 | 0 | 0% | 0 | 0 | 0% | 0
78 | Del Amo | GREATER LA METRO | {'Lighthipe': 5.0, 'Center': 5.6, 'Alamitos': 5.7, 'Barre': 7.1, 'Hinson': 7.5, 'Arcogen': 8.7, 'Harborgen': 8.9, 'Laguna Bell': 9.3, 'Long Beach': 9.3} | 0 | 0 | 0% | 0 | 0% | 0 | 0% | 0 | 0% | 0 | 0 | 0% | 0 | 0% | 0 | 0% | 0 | 0% | 0 | 0% | 0 | 0 | 0% | 0 | 0 | 0% | 0 | 0 | 0% | 0 | 0 | 0% | 0 | 0 | 0% | 0
79 | El Nido | GREATER LA METRO | {'Chevmain': 1.8, 'La Fresa': 2.9, 'El Segundo': 3.0, 'Redondo': 3.4, 'La Cienega': 7.2, 'Arcogen': 9.2} | 96.1964 | 62.1112 | 64.57% | 34.0852 | 35.43% | 5.3708 | 5.583% | 7.1456 | 7.428% | 6.5486 | 0 | 0% | 0 | 0% | 0 | 0% | 0 | 0% | 1.5765 | 1.639% | 94.6199 | 0 | 0% | 96.1964 | 29.1468 | 30.3% | 67.0495 | 30.7233 | 31.94% | 65.4731 | 0 | 0% | 96.1964 | 0 | 0% | 96.1964
80 | Goodrich | GREATER LA METRO | {'Rio Hondo': 6.9, 'Gould': 7.5, 'Mesa (SCE)': 8.0} | 522.4152 | 44.7384 | 8.564% | 477.6767 | 91.44% | 452.8036 | 86.68% | 69.6115 | 13.32% | 4.0707 | 0 | 0% | 0 | 0% | 0 | 0% | 522.4152 | 100% | 0 | 0% | 522.4152 | 240.7861 | 46.09% | 281.6291 | 245.5263 | 47% | 276.8888 | 279.8394 | 53.57% | 242.5757 | 442.653 | 84.73% | 79.7621 | 160.7159 | 30.76% | 361.6993
81 | Gould | GREATER LA METRO | {'Goodrich': 7.5} | 2450.8955 | 373.373 | 15.23% | 2077.5225 | 84.77% | 2214.6931 | 90.36% | 225.5754 | 9.204% | 3.6358 | 0 | 0% | 0 | 0% | 15.4441 | 0.6301% | 2435.4514 | 99.37% | 42.5994 | 1.738% | 2408.2962 | 1101.5648 | 44.95% | 1349.3307 | 0 | 0% | 2450.8955 | 1144.1642 | 46.68% | 1306.7313 | 1000.9124 | 40.84% | 1449.9831 | 708.9447 | 28.93% | 1741.9508
82 | Harborgen | GREATER LA METRO | {'Long Beach': 0.9, 'Arcogen': 2.8, 'Hinson': 2.8, 'Alamitos': 7.5, 'Lighthipe': 7.6, 'La Fresa': 8.7, 'Del Amo': 8.9} | 4590.5762 | 2079.4229 | 45.3% | 2511.1533 | 54.7% | 909.5972 | 19.81% | 2804.7051 | 61.1% | 10.6512 | 0 | 0% | 0 | 0% | 0 | 0% | 0 | 0% | 0 | 0% | 4590.5762 | 0 | 0% | 4590.5762 | 2504.8235 | 54.56% | 2085.7527 | 2504.8235 | 54.56% | 2085.7527 | 0 | 0% | 4590.5762 | 6.3299 | 0.1379% | 4584.2462
83 | Hinson | GREATER LA METRO | {'Arcogen': 1.2, 'Harborgen': 2.8, 'Long Beach': 3.7, 'Lighthipe': 5.0, 'La Fresa': 7.2, 'Del Amo': 7.5, 'Alamitos': 8.0, 'Redondo': 9.7} | 2389.9417 | 1283.9399 | 53.72% | 1106.0017 | 46.28% | 12.982 | 0.5432% | 1666.2825 | 69.72% | 16.1336 | 0 | 0% | 0 | 0% | 0 | 0% | 0 | 0% | 0 | 0% | 2389.9417 | 0 | 0% | 2389.9417 | 1099.6718 | 46.01% | 1290.2699 | 1099.6718 | 46.01% | 1290.2699 | 0 | 0% | 2389.9417 | 6.3299 | 0.2649% | 2383.6117
84 | La Cienega | GREATER LA METRO | {'El Segundo': 6.9, 'Chevmain': 6.9, 'El Nido': 7.2, 'La Fresa': 9.4} | 99.012 | 0 | 0% | 99.012 | 100% | 0 | 0% | 0 | 0% | 40.6511 | 0 | 0% | 0 | 0% | 0 | 0% | 0 | 0% | 0 | 0% | 99.012 | 99.012 | 100% | 0 | 99.012 | 100% | 0 | 99.012 | 100% | 0 | 0 | 0% | 99.012 | 0.64248 | 0.6489% | 98.3695
85 | La Fresa | GREATER LA METRO | {'El Nido': 2.9, 'Redondo': 3.5, 'Chevmain': 4.6, 'El Segundo': 5.8, 'Arcogen': 6.3, 'Hinson': 7.2, 'Harborgen': 8.7, 'Lighthipe': 9.1, 'La Cienega': 9.4, 'Long Beach': 9.5} | 71.1623 | 54.9154 | 77.17% | 16.247 | 22.83% | 3.3339 | 4.685% | 5.5185 | 7.755% | 8.9852 | 0 | 0% | 0 | 0% | 0 | 0% | 0 | 0% | 1.5765 | 2.215% | 69.5859 | 0 | 0% | 71.1623 | 14.0922 | 19.8% | 57.0701 | 15.6687 | 22.02% | 55.4937 | 0 | 0% | 71.1623 | 0 | 0% | 71.1623
86 | Laguna Bell | GREATER LA METRO | {'Center': 4.0, 'Mesa (SCE)': 4.7, 'Lighthipe': 6.8, 'Del Amo': 9.3} | 0 | 0 | 0% | 0 | 0% | 0 | 0% | 0 | 0% | 0 | 0 | 0% | 0 | 0% | 0 | 0% | 0 | 0% | 0 | 0% | 0 | 0 | 0% | 0 | 0 | 0% | 0 | 0 | 0% | 0 | 0 | 0% | 0 | 0 | 0% | 0
87 | Lighthipe | GREATER LA METRO | {'Del Amo': 5.0, 'Hinson': 5.0, 'Center': 5.2, 'Arcogen': 5.9, 'Laguna Bell': 6.8, 'Harborgen': 7.6, 'Long Beach': 8.4, 'La Fresa': 9.1, 'Alamitos': 9.1} | 0 | 0 | 0% | 0 | 0% | 0 | 0% | 0 | 0% | 0 | 0 | 0% | 0 | 0% | 0 | 0% | 0 | 0% | 0 | 0% | 0 | 0 | 0% | 0 | 0 | 0% | 0 | 0 | 0% | 0 | 0 | 0% | 0 | 0 | 0% | 0
88 | Mesa (SCE) | GREATER LA METRO | {'Laguna Bell': 4.7, 'Center': 7.5, 'Goodrich': 8.0, 'Rio Hondo': 8.8, 'Walnut': 9.4} | 0 | 0 | 0% | 0 | 0% | 0 | 0% | 0 | 0% | 0 | 0 | 0% | 0 | 0% | 0 | 0% | 0 | 0% | 0 | 0% | 0 | 0 | 0% | 0 | 0 | 0% | 0 | 0 | 0% | 0 | 0 | 0% | 0 | 0 | 0% | 0
89 | Olinda | GREATER LA METRO | {'Walnut': 4.6, 'Lewis': 9.5} | 1056.9515 | 193.493 | 18.31% | 863.4586 | 81.69% | 0 | 0% | 777.5001 | 73.56% | 50 | 0 | 0% | 0 | 0% | 0 | 0% | 1056.9515 | 100% | 123.4982 | 11.68% | 933.4533 | 0 | 0% | 1056.9515 | 0 | 0% | 1056.9515 | 123.4982 | 11.68% | 933.4533 | 0 | 0% | 1056.9515 | 188.3522 | 17.82% | 868.5994
90 | Pardee | GREATER LA METRO | {'Saugus': 1.3} | 9546.3916 | 2493.8845 | 26.12% | 7052.5071 | 73.88% | 2356.762 | 24.69% | 5451.2825 | 57.1% | 26.3647 | 57.0367 | 0.5975% | 109.3269 | 1.145% | 0 | 0% | 9546.3916 | 100% | 37.5426 | 0.3933% | 9508.849 | 1336.9142 | 14% | 8209.4774 | 4501.6797 | 47.16% | 5044.7119 | 4539.2227 | 47.55% | 5007.1689 | 3176.0444 | 33.27% | 6370.3472 | 766.0663 | 8.025% | 8780.3253
91 | Rio Hondo | GREATER LA METRO | {'Goodrich': 6.9, 'Walnut': 6.9, 'Mesa (SCE)': 8.8} | 149.3976 | 0 | 0% | 149.3976 | 100% | 1.246 | 0.834% | 147.6849 | 98.85% | 4.682 | 0 | 0% | 0 | 0% | 0 | 0% | 149.3976 | 100% | 0 | 0% | 149.3976 | 149.3976 | 100% | 0 | 142.3475 | 95.28% | 7.0502 | 149.3976 | 100% | 0 | 145.3287 | 97.28% | 4.069 | 62.9397 | 42.13% | 86.4579
92 | Saugus | GREATER LA METRO | {'Pardee': 1.3, 'Sylmar': 9.1} | 7147.2124 | 1148.9298 | 16.08% | 5998.2826 | 83.92% | 2776.2671 | 38.84% | 3242.0469 | 45.36% | 23.9033 | 55.3846 | 0.7749% | 99.6337 | 1.394% | 0 | 0% | 7147.2124 | 100% | 324.4518 | 4.54% | 6822.7606 | 1336.9142 | 18.71% | 5810.2982 | 3932.1572 | 55.02% | 3215.0552 | 4256.6094 | 59.56% | 2890.603 | 2663.7258 | 37.27% | 4483.4866 | 629.2894 | 8.805% | 6517.923
93 | Vincent | GREATER LA METRO | {} | 15554.5225 | 10789.667 | 69.37% | 4764.8555 | 30.63% | 6.3034 | 0.04052% | 2105.391 | 13.54% | 39.75 | 7.5614 | 0.04861% | 14.3712 | 0.09239% | 2.1205 | 0.01363% | 15492.3535 | 99.6% | 0 | 0% | 15554.5225 | 3198.6628 | 20.56% | 12355.8596 | 1905.1346 | 12.25% | 13649.3878 | 3205.8054 | 20.61% | 12348.717 | 1636.9125 | 10.52% | 13917.61 | 454.8871 | 2.924% | 15099.6353
94 | Borden | SPGE | {'Gregg': 6.1} | 37174.5352 | 9407.7305 | 25.31% | 27766.8047 | 74.69% | 1824.036 | 4.907% | 31502.9523 | 84.74% | 13.6459 | 16649.4902 | 44.79% | 15453.5801 | 41.57% | 0 | 0% | 0 | 0% | 1510.8053 | 4.064% | 35663.7299 | 13942.8408 | 37.51% | 23231.6943 | 15807.9385 | 42.52% | 21366.5967 | 15812.959 | 42.54% | 21361.5762 | 691.3054 | 1.86% | 36483.2297 | 2908.9114 | 7.825% | 34265.6238
95 | Dairyland | SPGE | {'Le Grand': 9.3} | 45446.1719 | 21494.9199 | 47.3% | 23951.252 | 52.7% | 2381.5623 | 5.24% | 39283.0549 | 86.44% | 12.6667 | 23474.2012 | 51.65% | 19104.0684 | 42.04% | 0 | 0% | 0 | 0% | 3110.4868 | 6.844% | 42335.6851 | 2139.2419 | 4.707% | 43306.9299 | 3587.9089 | 7.895% | 41858.2629 | 6698.3955 | 14.74% | 38747.7764 | 0 | 0% | 45446.1719 | 1231.989 | 2.711% | 44214.1829
96 | Gregg | SPGE | {'Borden': 6.1} | 32760.252 | 11914.4111 | 36.37% | 20845.8408 | 63.63% | 1.2669 | 0.003867% | 27630.9656 | 84.34% | 13.2697 | 14608.1104 | 44.59% | 15587.5625 | 47.58% | 0 | 0% | 0 | 0% | 6854.8267 | 20.92% | 25905.4253 | 3681.1731 | 11.24% | 29079.0789 | 3681.1731 | 11.24% | 29079.0789 | 10140.4668 | 30.95% | 22619.7852 | 0 | 0% | 32760.252 | 1346.8287 | 4.111% | 31413.4232
97 | Newhall | SPGE | {} | 50247.8789 | 2528.7061 | 5.032% | 47719.1729 | 94.97% | 28787.3262 | 57.29% | 21064.2168 | 41.92% | 4.6354 | 29035.9688 | 57.79% | 9416.0859 | 18.74% | 0 | 0% | 0 | 0% | 41634.1797 | 82.86% | 8613.6992 | 11500.8281 | 22.89% | 38747.0508 | 16298.1641 | 32.44% | 33949.7148 | 46067.0352 | 91.68% | 4180.8438 | 3547.1089 | 7.059% | 46700.77 | 13489.3496 | 26.85% | 36758.5293
98 | Ignacio | NORTHERN CALIFORNIA | {} | 5178.4639 | 2466.7983 | 47.64% | 2711.6655 | 52.36% | 1261.557 | 24.36% | 3033.2037 | 58.57% | 35.6923 | 1947.8846 | 37.62% | 0 | 0% | 242.7717 | 4.688% | 995.6861 | 19.23% | 568.3688 | 10.98% | 4610.095 | 1314.9171 | 25.39% | 3863.5468 | 1494.8737 | 28.87% | 3683.5902 | 1883.2859 | 36.37% | 3295.178 | 1073.74 | 20.73% | 4104.7239 | 891.4719 | 17.21% | 4286.992
99 | Calpella | NORTHERN CALIFORNIA | {'Mendocino': 3.7, 'Ukiah': 3.7} | 17435.0312 | 3839.6289 | 22.02% | 13595.4023 | 77.98% | 49.9758 | 0.2866% | 13131.4051 | 75.32% | 13.1806 | 362.1193 | 2.077% | 749.777 | 4.3% | 16085.2012 | 92.26% | 0 | 0% | 490.3813 | 2.813% | 16944.6499 | 6690.8105 | 38.38% | 10744.2207 | 6773.2656 | 38.85% | 10661.7656 | 6773.2656 | 38.85% | 10661.7656 | 8771.1191 | 50.31% | 8663.9121 | 181.8916 | 1.043% | 17253.1396
100 | Hopland | NORTHERN CALIFORNIA | {} | 27889.3145 | 1981.3401 | 7.104% | 25907.9744 | 92.9% | 1477.4716 | 5.298% | 24240.6925 | 86.92% | 9.5708 | 1177.9519 | 4.224% | 3008.0618 | 10.79% | 22408.6133 | 80.35% | 457.5327 | 1.641% | 22358.125 | 80.17% | 5531.1895 | 12593.7529 | 45.16% | 15295.5615 | 15421.542 | 55.3% | 12467.7725 | 24141.2344 | 86.56% | 3748.0801 | 10204.5879 | 36.59% | 17684.7266 | 652.2747 | 2.339% | 27237.0397
101 | Mendocino | NORTHERN CALIFORNIA | {'Calpella': 3.7, 'Ukiah': 7.4} | 25533.1504 | 6743.002 | 26.41% | 18790.1484 | 73.59% | 14.4694 | 0.05667% | 19006.388 | 74.44% | 13 | 781.8549 | 3.062% | 1447.4832 | 5.669% | 22268.6953 | 87.21% | 0 | 0% | 3113.5596 | 12.19% | 22419.5908 | 7948.4697 | 31.13% | 17584.6807 | 7948.4697 | 31.13% | 17584.6807 | 9482.6543 | 37.14% | 16050.4961 | 13284.7939 | 52.03% | 12248.3564 | 259.0973 | 1.015% | 25274.0531
102 | Ukiah | NORTHERN CALIFORNIA | {'Calpella': 3.7, 'Mendocino': 7.4} | 15786.9561 | 1529.3303 | 9.687% | 14257.6257 | 90.31% | 46.3391 | 0.2935% | 11471.1628 | 72.66% | 14.2839 | 618.1931 | 3.916% | 2626.2739 | 16.64% | 11778.1328 | 74.61% | 0 | 0% | 0 | 0% | 15786.9561 | 11161.1279 | 70.7% | 4625.8281 | 12302.8652 | 77.93% | 3484.0908 | 12302.8652 | 77.93% | 3484.0908 | 6579.2568 | 41.68% | 9207.6992 | 432.2929 | 2.738% | 15354.6632
103 | Le Grand | SPGE | {'Dairyland': 9.3} | 45637.0273 | 7095.5024 | 15.55% | 38541.5249 | 84.45% | 5874.5913 | 12.87% | 37005.7681 | 81.09% | 9.5093 | 24447.2559 | 53.57% | 16039.5703 | 35.15% | 0 | 0% | 0 | 0% | 23092.5938 | 50.6% | 22544.4336 | 15895.9697 | 34.83% | 29741.0576 | 16877.5332 | 36.98% | 28759.4941 | 31854.6973 | 69.8% | 13782.3301 | 51.5201 | 0.1129% | 45585.5072 | 4119.957 | 9.028% | 41517.0703
104 | Merced | SPGE | {'Wilson': 4.6} | 28405.8457 | 5851.0903 | 20.6% | 22554.7554 | 79.4% | 3617.542 | 12.74% | 19809.2236 | 69.74% | 12.3897 | 16484.7871 | 58.03% | 7712.3086 | 27.15% | 0 | 0% | 0 | 0% | 10190.7314 | 35.88% | 18215.1143 | 8229.627 | 28.97% | 20176.2188 | 8229.627 | 28.97% | 20176.2188 | 18339.1055 | 64.56% | 10066.7402 | 0 | 0% | 28405.8457 | 2436.7415 | 8.578% | 25969.1042
105 | Wilson | SPGE | {'Merced': 4.6} | 28993.3672 | 6892.3755 | 23.77% | 22100.9917 | 76.23% | 790.2434 | 2.726% | 22261.2351 | 76.78% | 15.7296 | 7980.7153 | 27.53% | 17047.8828 | 58.8% | 0 | 0% | 0 | 0% | 3322.8333 | 11.46% | 25670.5339 | 6001.8066 | 20.7% | 22991.5605 | 6608.2056 | 22.79% | 22385.1616 | 9442.7119 | 32.57% | 19550.6553 | 265.6783 | 0.9163% | 28727.6889 | 2275.033 | 7.847% | 26718.3342
106 | Los Banos | SPGE | {'Quinto': 5.3} | 30417.9688 | 3861.906 | 12.7% | 26556.0627 | 87.3% | 7496.9795 | 24.65% | 21492.3779 | 70.66% | 9.6879 | 7114.4341 | 23.39% | 2545.3108 | 8.368% | 0 | 0% | 0 | 0% | 25195.0391 | 82.83% | 5222.9297 | 3359.9236 | 11.05% | 27058.0452 | 8517.1836 | 28% | 21900.7852 | 25195.0391 | 82.83% | 5222.9297 | 6514.5044 | 21.42% | 23903.4644 | 1679.5389 | 5.522% | 28738.4298
107 | Coburn | SPGE | {} | 40007.293 | 9201.5811 | 23% | 30805.7119 | 77% | 16996.5449 | 42.48% | 22841.9473 | 57.09% | 5.6938 | 1550.2415 | 3.875% | 18425.2891 | 46.05% | 3048.4167 | 7.62% | 0 | 0% | 6756.0225 | 16.89% | 33251.2705 | 1824.7592 | 4.561% | 38182.5338 | 2899.1245 | 7.246% | 37108.1685 | 8580.7812 | 21.45% | 31426.5117 | 6145.1587 | 15.36% | 33862.1343 | 1361.9607 | 3.404% | 38645.3323
108 | Tulucay | NORTHERN CALIFORNIA | {} | 18200.666 | 727.4732 | 3.997% | 17473.1928 | 96% | 376.0445 | 2.066% | 13346.0834 | 73.33% | 13.7333 | 2657.9268 | 14.6% | 4684.9658 | 25.74% | 6572.7544 | 36.11% | 0 | 0% | 13523.4229 | 74.3% | 4677.2432 | 1301.1852 | 7.149% | 16899.4808 | 5759.2427 | 31.64% | 12441.4233 | 15736.0605 | 86.46% | 2464.6055 | 5731.9868 | 31.49% | 12468.6792 | 1043.0903 | 5.731% | 17157.5757
109 | Brunswick | NORTHERN CALIFORNIA | {} | 13880.1094 | 1520.2366 | 10.95% | 12359.8728 | 89.05% | 0 | 0% | 82.3081 | 0.593% | 56.4625 | 87.7923 | 0.6325% | 71.4592 | 0.5148% | 3078.0217 | 22.18% | 10802.0566 | 77.82% | 8100.0962 | 58.36% | 5780.0132 | 4017.2605 | 28.94% | 9862.8489 | 8007.395 | 57.69% | 5872.7144 | 12275.0166 | 88.44% | 1605.0928 | 1259.6385 | 9.075% | 12620.4708 | 380.3951 | 2.741% | 13499.7143
110 | Higgins | NORTHERN CALIFORNIA | {} | 32623.7344 | 1728.9742 | 5.3% | 30894.7601 | 94.7% | 25.2933 | 0.07753% | 7183.1281 | 22.02% | 40.5985 | 820.1396 | 2.514% | 518.1331 | 1.588% | 32103.4473 | 98.41% | 0 | 0% | 30615.4863 | 93.84% | 2008.248 | 0 | 0% | 32623.7344 | 194.3976 | 0.5959% | 32429.3367 | 30615.4863 | 93.84% | 2008.248 | 9998.9316 | 30.65% | 22624.8027 | 2060.5864 | 6.316% | 30563.1479
111 | Barre | GREATER LA METRO | {'Lewis': 4.8, 'Del Amo': 7.1, 'Alamitos': 7.4, 'Villa Park': 8.5, 'Ellis': 8.8, 'Johanna': 9.9} | 0 | 0 | 0% | 0 | 0% | 0 | 0% | 0 | 0% | 0 | 0 | 0% | 0 | 0% | 0 | 0% | 0 | 0% | 0 | 0% | 0 | 0 | 0% | 0 | 0 | 0% | 0 | 0 | 0% | 0 | 0 | 0% | 0 | 0 | 0% | 0
112 | Ellis | GREATER LA METRO | {'Huntington Beach': 3.4, 'Johanna': 5.6, 'Barre': 8.8, 'Lewis': 8.9} | 4035.6836 | 84.5076 | 2.094% | 3951.176 | 97.91% | 41.4329 | 1.027% | 55.1091 | 1.366% | 50.5 | 0 | 0% | 0 | 0% | 0 | 0% | 0 | 0% | 0 | 0% | 4035.6836 | 775.9144 | 19.23% | 3259.7692 | 3951.176 | 97.91% | 84.5076 | 3951.176 | 97.91% | 84.5076 | 0 | 0% | 4035.6836 | 337.1049 | 8.353% | 3698.5787
113 | Johanna | GREATER LA METRO | {'Ellis': 5.6, 'Santiago': 5.9, 'Lewis': 7.1, 'Villa Park': 7.1, 'Huntington Beach': 8.6, 'Serrano': 8.7, 'Barre': 9.9} | 4.5188 | 0 | 0% | 4.5188 | 100% | 0 | 0% | 0 | 0% | 82.3267 | 0 | 0% | 0 | 0% | 0 | 0% | 0 | 0% | 0 | 0% | 4.5188 | 4.5188 | 100% | 0 | 4.5188 | 100% | 0 | 4.5188 | 100% | 0 | 0 | 0% | 4.5188 | 1.8798 | 41.6% | 2.639
114 | Lewis | GREATER LA METRO | {'Villa Park': 3.7, 'Barre': 4.8, 'Serrano': 6.4, 'Johanna': 7.1, 'Ellis': 8.9, 'Olinda': 9.5} | 0 | 0 | 0% | 0 | 0% | 0 | 0% | 0 | 0% | 0 | 0 | 0% | 0 | 0% | 0 | 0% | 0 | 0% | 0 | 0% | 0 | 0 | 0% | 0 | 0 | 0% | 0 | 0 | 0% | 0 | 0 | 0% | 0 | 0 | 0% | 0
115 | Santiago | GREATER LA METRO | {'Johanna': 5.9, 'Viejo': 7.2, 'Trabuco': 8.9} | 617.6036 | 321.7449 | 52.1% | 295.8588 | 47.9% | 0.047412 | 0.007677% | 23.132 | 3.745% | 55.5 | 10.3814 | 1.681% | 23.3434 | 3.78% | 124.9976 | 20.24% | 269.3195 | 43.61% | 145.0135 | 23.48% | 472.5901 | 0 | 0% | 617.6036 | 65.188 | 10.55% | 552.4157 | 210.2015 | 34.04% | 407.4022 | 13.7129 | 2.22% | 603.8907 | 61.2158 | 9.912% | 556.3878
116 | Serrano | GREATER LA METRO | {'Villa Park': 2.7, 'Lewis': 6.4, 'Johanna': 8.7} | 355.7018 | 110.9895 | 31.2% | 244.7123 | 68.8% | 69.2042 | 19.46% | 96.1773 | 27.04% | 2.6112 | 0 | 0% | 0 | 0% | 0 | 0% | 355.7018 | 100% | 0 | 0% | 355.7018 | 242.43 | 68.16% | 113.2718 | 56.6436 | 15.92% | 299.0582 | 242.43 | 68.16% | 113.2718 | 99.2985 | 27.92% | 256.4033 | 20.0268 | 5.63% | 335.6749
117 | Villa Park | GREATER LA METRO | {'Serrano': 2.7, 'Lewis': 3.7, 'Johanna': 7.1, 'Barre': 8.5} | 14.658 | 14.658 | 100% | 0 | 0% | 0 | 0% | 0.010647 | 0.07264% | 30.495 | 0 | 0% | 0 | 0% | 0 | 0% | 14.658 | 100% | 0 | 0% | 14.658 | 0 | 0% | 14.658 | 0 | 0% | 14.658 | 0 | 0% | 14.658 | 0 | 0% | 14.658 | 0 | 0% | 14.658
118 | Capistrano | GREATER LA METRO | {'Margarita': 3.4, 'Trabuco': 3.5, 'Talega': 6.8} | 3796.1597 | 496.5421 | 13.08% | 3299.6176 | 86.92% | 18.337 | 0.483% | 1350.2283 | 35.57% | 69 | 62.9507 | 1.658% | 21.0844 | 0.5554% | 3063.1018 | 80.69% | 0 | 0% | 1281.094 | 33.75% | 2515.0657 | 2422.3152 | 63.81% | 1373.8445 | 2910.9111 | 76.68% | 885.2485 | 2910.9111 | 76.68% | 885.2485 | 548.4047 | 14.45% | 3247.755 | 314.6064 | 8.287% | 3481.5533
119 | Trabuco | GREATER LA METRO | {'Margarita': 2.8, 'Capistrano': 3.5, 'Viejo': 7.4, 'Santiago': 8.9, 'Talega': 9.6} | 2143.1189 | 288.5338 | 13.46% | 1854.5851 | 86.54% | 0 | 0% | 766.2623 | 35.75% | 65.6857 | 0.18497 | 0.008631% | 0 | 0% | 2143.1189 | 100% | 0 | 0% | 621.1234 | 28.98% | 1521.9955 | 1202.3962 | 56.1% | 940.7227 | 1202.3962 | 56.1% | 940.7227 | 1466.931 | 68.45% | 676.1879 | 585.1115 | 27.3% | 1558.0074 | 213.4423 | 9.959% | 1929.6766
120 | Pleasant Grove | NORTHERN CALIFORNIA | {} | 10250.5449 | 1646.8417 | 16.07% | 8603.7032 | 83.93% | 55.8446 | 0.5448% | 6157.7252 | 60.07% | 56 | 2405.5522 | 23.47% | 645.5151 | 6.297% | 244.0983 | 2.381% | 0 | 0% | 6026.1094 | 58.79% | 4224.4355 | 0 | 0% | 10250.5449 | 0 | 0% | 10250.5449 | 6026.1094 | 58.79% | 4224.4355 | 0 | 0% | 10250.5449 | 5948.6958 | 58.03% | 4301.8491
121 | Summit | NORTHERN CALIFORNIA | {} | 21458.2715 | 321.2585 | 1.497% | 21137.013 | 98.5% | 7779.8384 | 36.26% | 11373.4175 | 53% | 21.2 | 0 | 0% | 0 | 0% | 10345.9795 | 48.21% | 0 | 0% | 1530.9376 | 7.134% | 19927.3339 | 1786.4115 | 8.325% | 19671.86 | 11224.958 | 52.31% | 10233.3135 | 12328.5166 | 57.45% | 9129.7549 | 14769.9492 | 68.83% | 6688.3223 | 1690.4382 | 7.878% | 19767.8333
122 | Devers | RIVERSIDE | {} | 17578.7383 | 4457.9121 | 25.36% | 13120.8262 | 74.64% | 478.6852 | 2.723% | 7008.0936 | 39.87% | 33.2467 | 0 | 0% | 0 | 0% | 2630.2551 | 14.96% | 0 | 0% | 5582.5171 | 31.76% | 11996.2212 | 12572.9648 | 71.52% | 5005.7734 | 10816.3545 | 61.53% | 6762.3838 | 13106.7861 | 74.56% | 4471.9521 | 2099.8794 | 11.95% | 15478.8589 | 5.9501 | 0.03385% | 17572.7882
123 | Kern | RIVERSIDE | {} | 13660.9375 | 942.7068 | 6.901% | 12718.2307 | 93.1% | 8078.084 | 59.13% | 5545.2607 | 40.59% | 3.8557 | 0 | 0% | 0 | 0% | 0 | 0% | 0 | 0% | 1743.0494 | 12.76% | 11917.8881 | 5958.689 | 43.62% | 7702.2485 | 0 | 0% | 13660.9375 | 7693.6479 | 56.32% | 5967.2896 | 9725.8184 | 71.19% | 3935.1191 | 0 | 0% | 13660.9375
124 | Mirage | RIVERSIDE | {} | 9001.5703 | 3412.5059 | 37.91% | 5589.0645 | 62.09% | 931.6382 | 10.35% | 4509.1338 | 50.09% | 35.6061 | 39.1405 | 0.4348% | 0 | 0% | 0 | 0% | 0 | 0% | 1325.5944 | 14.73% | 7675.976 | 1828.1671 | 20.31% | 7173.4032 | 1195.2661 | 13.28% | 7806.3042 | 3153.7615 | 35.04% | 5847.8088 | 2561.2205 | 28.45% | 6440.3499 | 0 | 0% | 9001.5703
125 | Valley | RIVERSIDE | {} | 9349.2705 | 3231.2097 | 34.56% | 6118.0608 | 65.44% | 0 | 0% | 2029.7909 | 21.71% | 45.5 | 1838.2349 | 19.66% | 130.9405 | 1.401% | 8004.2021 | 85.61% | 0 | 0% | 8.0319 | 0.08591% | 9341.2386 | 2037.1178 | 21.79% | 7312.1527 | 5983.6753 | 64% | 3365.5952 | 5991.707 | 64.09% | 3357.5635 | 96.1046 | 1.028% | 9253.166 | 202.2782 | 2.164% | 9146.9923
126 | Gold Hill | NORTHERN CALIFORNIA | {} | 7402.1162 | 596.1737 | 8.054% | 6805.9425 | 91.95% | 1122.8967 | 15.17% | 4056.0916 | 54.8% | 59 | 0 | 0% | 0 | 0% | 139.3002 | 1.882% | 39.9501 | 0.5397% | 4407.8374 | 59.55% | 2994.2788 | 752.8981 | 10.17% | 6649.2181 | 0 | 0% | 7402.1162 | 4461.2368 | 60.27% | 2940.8794 | 5386.3281 | 72.77% | 2015.7881 | 1340.7007 | 18.11% | 6061.4155
127 | Grand Island | NORTHERN CALIFORNIA | {} | 44528.7188 | 0 | 0% | 44528.7188 | 100% | 5439.3647 | 12.22% | 35561.311 | 79.86% | 11.1542 | 16273.1689 | 36.55% | 21882.9395 | 49.14% | 0 | 0% | 0 | 0% | 0 | 0% | 44528.7188 | 3007.5542 | 6.754% | 41521.1646 | 3007.5542 | 6.754% | 41521.1646 | 3007.5542 | 6.754% | 41521.1646 | 0 | 0% | 44528.7188 | 2862.8506 | 6.429% | 41665.8682
128 | Chino | GREATER LA METRO | {'Mira Loma': 6.6, 'Padua': 8.7} | 5285.5093 | 3299.4553 | 62.42% | 1986.054 | 37.58% | 0.0088525 | 0.0001675% | 1489.4241 | 28.18% | 47.5 | 342.7186 | 6.484% | 1151.2637 | 21.78% | 756.8266 | 14.32% | 573.4911 | 10.85% | 9.8816 | 0.187% | 5275.6277 | 0 | 0% | 5285.5093 | 669.8685 | 12.67% | 4615.6408 | 679.7501 | 12.86% | 4605.7592 | 4.0185 | 0.07603% | 5281.4908 | 422.831 | 8% | 4862.6783
129 | Kramer | GREATER KRAMER | {} | 6523.1245 | 0 | 0% | 6523.1245 | 100% | 0.44978 | 0.006895% | 1806.1719 | 27.69% | 46 | 0 | 0% | 0 | 0% | 0 | 0% | 0 | 0% | 6523.1245 | 100% | 0 | 3340.647 | 51.21% | 3182.4775 | 0 | 0% | 6523.1245 | 6523.1245 | 100% | 0 | 2408.2373 | 36.92% | 4114.8872 | 80.6888 | 1.237% | 6442.4357
130 | Lugo | GREATER KRAMER | {'Victor': 9.6} | 15687.4619 | 6.765 | 0.04312% | 15680.6969 | 99.96% | 1678.7577 | 10.7% | 8268.337 | 52.71% | 23 | 0 | 0% | 1.7313 | 0.01104% | 8996.0195 | 57.35% | 5794.6108 | 36.94% | 7001.0171 | 44.63% | 8686.4448 | 13843.7354 | 88.25% | 1843.7266 | 11329.8184 | 72.22% | 4357.6436 | 15160.0498 | 96.64% | 527.4121 | 6018.729 | 38.37% | 9668.7329 | 800.7386 | 5.104% | 14886.7233
131 | Mira Loma | GREATER LA METRO | {'Rancho Vista': 5.8, 'Etiwanda': 6.0, 'Chino': 6.6, 'Padua': 8.8} | 4345.6348 | 3204.9539 | 73.75% | 1140.6809 | 26.25% | 0 | 0% | 120.4763 | 2.772% | 54.28 | 376.1259 | 8.655% | 1136.8955 | 26.16% | 0 | 0% | 0 | 0% | 0 | 0% | 4345.6348 | 0 | 0% | 4345.6348 | 0 | 0% | 4345.6348 | 0 | 0% | 4345.6348 | 0 | 0% | 4345.6348 | 6.1161 | 0.1407% | 4339.5187
132 | Padua | GREATER LA METRO | {'Rancho Vista': 6.4, 'Etiwanda': 6.8, 'Chino': 8.7, 'Mira Loma': 8.8} | 715.9022 | 0 | 0% | 715.9022 | 100% | 132.5427 | 18.51% | 470.6009 | 65.74% | 8.0923 | 2.9387 | 0.4105% | 0 | 0% | 17.1257 | 2.392% | 698.7756 | 97.61% | 715.9022 | 100% | 0 | 382.9374 | 53.49% | 332.9647 | 0 | 0% | 715.9022 | 715.9022 | 100% | 0 | 500.5604 | 69.92% | 215.3418 | 204.2901 | 28.54% | 511.612
133 | Pisgah | GREATER KRAMER | {} | 10263.8838 | 1.7303 | 0.01686% | 10262.1535 | 99.98% | 6901.7358 | 67.24% | 3021.1284 | 29.43% | 3.0455 | 0 | 0% | 0 | 0% | 0 | 0% | 0 | 0% | 6390.9004 | 62.27% | 3872.9834 | 8887.292 | 86.59% | 1376.5918 | 9820.5098 | 95.68% | 443.374 | 10260.7773 | 99.97% | 3.1064 | 4517.3994 | 44.01% | 5746.4844 | 45.0729 | 0.4391% | 10218.8109
134 | Roadway | GREATER KRAMER | {'Victor': 5.1} | 19561.8125 | 2359.2727 | 12.06% | 17202.5398 | 87.94% | 0 | 0% | 901.4277 | 4.608% | 53 | 1.112 | 0.005684% | 11.1197 | 0.05684% | 0 | 0% | 0 | 0% | 8896.4199 | 45.48% | 10665.3926 | 14618.4189 | 74.73% | 4943.3936 | 903.4582 | 4.618% | 18658.3543 | 17187.3574 | 87.86% | 2374.4551 | 1500.9491 | 7.673% | 18060.8634 | 130.5246 | 0.6672% | 19431.2879
135 | Tortilla | GREATER KRAMER | {} | 6893.3774 | 0 | 0% | 6893.3774 | 100% | 9.4514 | 0.1371% | 3436.0117 | 49.85% | 27.5 | 1.6971 | 0.02462% | 8.4699 | 0.1229% | 0 | 0% | 0 | 0% | 5280.4941 | 76.6% | 1612.8833 | 6226.9233 | 90.33% | 666.4541 | 935.8434 | 13.58% | 5957.5341 | 6893.3774 | 100% | 0 | 1374.3955 | 19.94% | 5518.9819 | 197.5047 | 2.865% | 6695.8727
136 | Victor | GREATER KRAMER | {'Roadway': 5.1, 'Lugo': 9.6} | 8607.1152 | 3722.0264 | 43.24% | 4885.0889 | 56.76% | 0 | 0% | 10.7411 | 0.1248% | 57.6 | 0 | 0% | 0 | 0% | 0 | 0% | 0 | 0% | 0 | 0% | 8607.1152 | 4639.4121 | 53.9% | 3967.7031 | 711.3773 | 8.265% | 7895.7379 | 4639.4121 | 53.9% | 3967.7031 | 245.6764 | 2.854% | 8361.4388 | 0 | 0% | 8607.1152
137 | Vista | RIVERSIDE | {'San Bernardino': 5.3} | 3649.5505 | 227.6946 | 6.239% | 3421.856 | 93.76% | 11.5137 | 0.3155% | 1449.0126 | 39.7% | 64.85 | 0 | 0% | 0 | 0% | 88.2767 | 2.419% | 3325.3916 | 91.12% | 153.8088 | 4.214% | 3495.7417 | 3267.469 | 89.53% | 382.0815 | 3267.469 | 89.53% | 382.0815 | 3421.2778 | 93.75% | 228.2727 | 985.9988 | 27.02% | 2663.5517 | 117.3822 | 3.216% | 3532.1684
138 | Encina | SAN DIEGO | {'Palomar': 2.9, 'San Luis Rey': 5.1} | 177.4604 | 19.3872 | 10.92% | 158.0732 | 89.08% | 5.278 | 2.974% | 12.1311 | 6.836% | 5.6 | 0 | 0% | 0 | 0% | 0 | 0% | 0 | 0% | 31.3049 | 17.64% | 146.1555 | 149.7474 | 84.38% | 27.7131 | 158.0515 | 89.06% | 19.4089 | 158.0515 | 89.06% | 19.4089 | 0 | 0% | 177.4604 | 22.2207 | 12.52% | 155.2397
139 | Escondido | SAN DIEGO | {'Palomar': 9.9} | 4207.2134 | 1090.1682 | 25.91% | 3117.0452 | 74.09% | 0 | 0% | 1460.2164 | 34.71% | 35.5 | 299.651 | 7.122% | 65.3997 | 1.554% | 4207.2134 | 100% | 0 | 0% | 904.1981 | 21.49% | 3303.0153 | 1212.287 | 28.81% | 2994.9264 | 274.4413 | 6.523% | 3932.7721 | 2071.1794 | 49.23% | 2136.0339 | 144.0206 | 3.423% | 4063.1928 | 328.1812 | 7.8% | 3879.0322
140 | Kearny | SAN DIEGO | {'Mission': 3.4, 'Old Town': 5.8, 'Penasquitos': 7.8, 'Sycamore Canyon': 8.3, 'Silvergate': 9.5} | 10.752 | 0 | 0% | 10.752 | 100% | 0.0098134 | 0.09127% | 0 | 0% | 2.7531 | 0 | 0% | 0 | 0% | 10.752 | 100% | 0 | 0% | 0.88602 | 8.241% | 9.8659 | 10.752 | 100% | 0 | 0 | 0% | 10.752 | 10.752 | 100% | 0 | 0.89703 | 8.343% | 9.8549 | 3.1411 | 29.21% | 7.6109
141 | Miguel | SAN DIEGO | {'Bay Boulevard': 8.1, 'Otay Mesa': 8.3, 'Silvergate': 9.4} | 2755.0464 | 0 | 0% | 2755.0464 | 100% | 105.9551 | 3.846% | 1787.5095 | 64.88% | 34.3333 | 0 | 0% | 0 | 0% | 2237.5125 | 81.22% | 402.0989 | 14.59% | 126.4249 | 4.589% | 2628.6215 | 2705.8311 | 98.21% | 49.2153 | 2575.9446 | 93.5% | 179.1018 | 2755.0464 | 100% | 0 | 1584.1991 | 57.5% | 1170.8473 | 41.8804 | 1.52% | 2713.1659
142 | Mission | SAN DIEGO | {'Kearny': 3.4, 'Old Town': 3.4, 'Silvergate': 6.1} | 205.8778 | 21.9177 | 10.65% | 183.9601 | 89.35% | 0 | 0% | 31.5019 | 15.3% | 6.5556 | 0 | 0% | 0 | 0% | 0 | 0% | 0 | 0% | 22.9586 | 11.15% | 182.9192 | 25.0603 | 12.17% | 180.8175 | 183.9601 | 89.35% | 21.9177 | 183.9601 | 89.35% | 21.9177 | 0 | 0% | 205.8778 | 1.1465 | 0.5569% | 204.7313
143 | Old Town | SAN DIEGO | {'Mission': 3.4, 'Silvergate': 5.7, 'Kearny': 5.8} | 2644.2202 | 800.1876 | 30.26% | 1844.0326 | 69.74% | 1287.0371 | 48.67% | 105.2839 | 3.982% | 26.2989 | 0 | 0% | 0 | 0% | 0 | 0% | 0 | 0% | 30.02 | 1.135% | 2614.2002 | 113.3431 | 4.286% | 2530.8771 | 1842.9205 | 69.7% | 801.2997 | 1842.9205 | 69.7% | 801.2997 | 0 | 0% | 2644.2202 | 4.4811 | 0.1695% | 2639.7391
144 | Penasquitos | SAN DIEGO | {'Kearny': 7.8} | 75.3818 | 20.7402 | 27.51% | 54.6416 | 72.49% | 3.3956 | 4.505% | 6.965 | 9.24% | 14.9024 | 0 | 0% | 0 | 0% | 0 | 0% | 0 | 0% | 2.3001 | 3.051% | 73.0818 | 41.4044 | 54.93% | 33.9775 | 54.5189 | 72.32% | 20.863 | 54.5189 | 72.32% | 20.863 | 0 | 0% | 75.3818 | 8.1279 | 10.78% | 67.2539
145 | San Luis Rey | SAN DIEGO | {'Encina': 5.1, 'Palomar': 6.7} | 604.2976 | 41.6385 | 6.89% | 562.6591 | 93.11% | 4.7046 | 0.7785% | 5.3488 | 0.8851% | 5.8444 | 5.1134 | 0.8462% | 0 | 0% | 0 | 0% | 0 | 0% | 101.4819 | 16.79% | 502.8157 | 562.4572 | 93.08% | 41.8404 | 562.6046 | 93.1% | 41.693 | 562.6046 | 93.1% | 41.693 | 0 | 0% | 604.2976 | 187.4832 | 31.02% | 416.8144
146 | Sycamore Canyon | SAN DIEGO | {'Kearny': 8.3} | 4156.7236 | 0 | 0% | 4156.7236 | 100% | 28.6119 | 0.6883% | 2300.673 | 55.35% | 22.0872 | 9.7854 | 0.2354% | 3.3359 | 0.08025% | 1309.0909 | 31.49% | 2847.6445 | 68.51% | 3804.0073 | 91.51% | 352.7163 | 2681.5413 | 64.51% | 1475.1824 | 1856.9012 | 44.67% | 2299.8224 | 4129.2178 | 99.34% | 27.5059 | 1006.3116 | 24.21% | 3150.412 | 88.5742 | 2.131% | 4068.1495
147 | Talega | GREATER LA METRO | {'San Onofre': 5.8, 'Capistrano': 6.8, 'Margarita': 7.4, 'Trabuco': 9.6} | 4950.3076 | 330.401 | 6.674% | 4619.9066 | 93.33% | 3441.9673 | 69.53% | 1033.9502 | 20.89% | 7.5219 | 71.8644 | 1.452% | 19.2058 | 0.388% | 4852.9722 | 98.03% | 0 | 0% | 861.962 | 17.41% | 4088.3456 | 4112.0347 | 83.07% | 838.2729 | 4112.0347 | 83.07% | 838.2729 | 4112.0347 | 83.07% | 838.2729 | 2846.6897 | 57.51% | 2103.6179 | 255.4588 | 5.16% | 4694.8488
148 | Martin (San Francisco H) | NORTHERN CALIFORNIA | {} | 311.8401 | 155.3591 | 49.82% | 156.4809 | 50.18% | 2.7917 | 0.8952% | 121.1482 | 38.85% | 12.9085 | 0 | 0% | 0 | 0% | 0 | 0% | 0 | 0% | 79.2661 | 25.42% | 232.574 | 32.8634 | 10.54% | 278.9767 | 71.992 | 23.09% | 239.8481 | 151.258 | 48.51% | 160.582 | 0 | 0% | 311.8401 | 8.4619 | 2.714% | 303.3782
149 | Bellota | NORTHERN CALIFORNIA | {'Rancho Seco - Bellota (Proposed)': 8.2} | 42160.2617 | 4909.8604 | 11.65% | 37250.4014 | 88.35% | 4930.2588 | 11.69% | 32867.7061 | 77.96% | 12.0312 | 15043.0635 | 35.68% | 12697.1504 | 30.12% | 0 | 0% | 0 | 0% | 5807.8726 | 13.78% | 36352.3892 | 6924.959 | 16.43% | 35235.3027 | 27278.5098 | 64.7% | 14881.752 | 27323.4844 | 64.81% | 14836.7773 | 10196.9014 | 24.19% | 31963.3604 | 8402.4844 | 19.93% | 33757.7773
150 | Ripon | NORTHERN CALIFORNIA | {'Vierra': 7.6} | 33111.125 | 3004.0969 | 9.073% | 30107.0281 | 90.93% | 0.71814 | 0.002169% | 17776.6295 | 53.69% | 23.57 | 4749.4531 | 14.34% | 26674.5391 | 80.56% | 0 | 0% | 0 | 0% | 10812.4756 | 32.66% | 22298.6494 | 5747.5176 | 17.36% | 27363.6074 | 5747.5176 | 17.36% | 27363.6074 | 13648.1895 | 41.22% | 19462.9355 | 0 | 0% | 33111.125 | 480.0395 | 1.45% | 32631.0855
151 | Lockeford | NORTHERN CALIFORNIA | {'Rancho Seco - Bellota (Proposed)': 9.0, 'Camanche': 9.9} | 42795.0469 | 10978.4893 | 25.65% | 31816.5576 | 74.35% | 0 | 0% | 22810.25 | 53.3% | 23.7968 | 12996.0811 | 30.37% | 21597.9434 | 50.47% | 0 | 0% | 0 | 0% | 0 | 0% | 42795.0469 | 0 | 0% | 42795.0469 | 13438.6416 | 31.4% | 29356.4053 | 13438.6416 | 31.4% | 29356.4053 | 0 | 0% | 42795.0469 | 4172.9087 | 9.751% | 38622.1382
152 | Stagg | NORTHERN CALIFORNIA | {'Eight Mile': 4.8, 'Weber': 7.7} | 15933.3877 | 0 | 0% | 15933.3877 | 100% | 2013.6018 | 12.64% | 12823.991 | 80.49% | 10.7413 | 725.4545 | 4.553% | 13198.5439 | 82.84% | 0 | 0% | 0 | 0% | 0 | 0% | 15933.3877 | 881.6225 | 5.533% | 15051.7652 | 1315.5554 | 8.257% | 14617.8323 | 1315.5554 | 8.257% | 14617.8323 | 0 | 0% | 15933.3877 | 726.6549 | 4.561% | 15206.7328
153 | Weber | NORTHERN CALIFORNIA | {'Stagg': 7.7, 'Vierra': 8.6} | 13068.1299 | 7209.4961 | 55.17% | 5858.6338 | 44.83% | 0 | 0% | 8798.1475 | 67.33% | 14.6337 | 5803.4336 | 44.41% | 5596.7476 | 42.83% | 0 | 0% | 0 | 0% | 0 | 0% | 13068.1299 | 11.356 | 0.0869% | 13056.7739 | 97.3993 | 0.7453% | 12970.7306 | 97.3993 | 0.7453% | 12970.7306 | 0 | 0% | 13068.1299 | 302.1342 | 2.312% | 12765.9957
154 | Carrizo Plains | SPGE | {'Solar SS': 1.1, 'Caliente': 6.9} | 28048.8867 | 6330.2925 | 22.57% | 21718.5942 | 77.43% | 16748.1406 | 59.71% | 10824.5 | 38.59% | 5.1001 | 3219.6406 | 11.48% | 15.5645 | 0.05549% | 3463.0322 | 12.35% | 0 | 0% | 205.6669 | 0.7332% | 27843.2198 | 7163.9824 | 25.54% | 20884.9043 | 13316.0645 | 47.47% | 14732.8223 | 13316.0645 | 47.47% | 14732.8223 | 14997.7852 | 53.47% | 13051.1016 | 505.6323 | 1.803% | 27543.2544
155 | Cholame | SPGE | {} | 48498.7617 | 5566.291 | 11.48% | 42932.4707 | 88.52% | 22384.5859 | 46.15% | 24511.1719 | 50.54% | 5.9083 | 6273.3789 | 12.94% | 2482.2493 | 5.118% | 0 | 0% | 0 | 0% | 35550.0547 | 73.3% | 12948.707 | 19461.3984 | 40.13% | 29037.3633 | 23192.5078 | 47.82% | 25306.2539 | 41069.4844 | 84.68% | 7429.2773 | 19440.7383 | 40.09% | 29058.0234 | 620.0374 | 1.278% | 47878.7243
156 | Mesa | SPGE | {'Oceano': 9.7} | 30347.7383 | 12013.5449 | 39.59% | 18334.1934 | 60.41% | 2907.3313 | 9.58% | 24659.03 | 81.25% | 9.1879 | 3880.0969 | 12.79% | 9339.2178 | 30.77% | 8790.292 | 28.97% | 4825.5303 | 15.9% | 2779.7961 | 9.16% | 27567.9421 | 0 | 0% | 30347.7383 | 14.2584 | 0.04698% | 30333.4798 | 2794.0544 | 9.207% | 27553.6838 | 6719.0068 | 22.14% | 23628.7314 | 2203.0405 | 7.259% | 28144.6978
157 | Oceano | SPGE | {'Mesa': 9.7} | 13746.8623 | 7682.5542 | 55.89% | 6064.3081 | 44.11% | 19.2013 | 0.1397% | 6788.7162 | 49.38% | 25.9143 | 888.2366 | 6.461% | 1952.8838 | 14.21% | 7207.1206 | 52.43% | 2558.6201 | 18.61% | 577.4997 | 4.201% | 13169.3626 | 578.0379 | 4.205% | 13168.8244 | 2325.0964 | 16.91% | 11421.7659 | 2325.0964 | 16.91% | 11421.7659 | 2129.1843 | 15.49% | 11617.678 | 640.0348 | 4.656% | 13106.8275
158 | San Luis Obispo | SPGE | {'Mustang': 3.7} | 15811.9863 | 2677.6208 | 16.93% | 13134.3655 | 83.07% | 1738.7994 | 11% | 12354.6351 | 78.13% | 9.1917 | 1200.9053 | 7.595% | 1877.597 | 11.87% | 9515.8262 | 60.18% | 2561.6018 | 16.2% | 2218.2217 | 14.03% | 13593.7646 | 662.6062 | 4.191% | 15149.3801 | 9458.2549 | 59.82% | 6353.7314 | 9816.832 | 62.08% | 5995.1543 | 5969.6909 | 37.75% | 9842.2954 | 1546.3082 | 9.779% | 14265.6781
159 | Templeton | SPGE | {} | 30084.4043 | 17248.9766 | 57.34% | 12835.4277 | 42.66% | 0 | 0% | 18782.4805 | 62.43% | 20.0778 | 8991.209 | 29.89% | 2319.9299 | 7.711% | 6045.8594 | 20.1% | 615.1097 | 2.045% | 231.4164 | 0.7692% | 29852.9879 | 4009.3193 | 13.33% | 26075.085 | 11010.3311 | 36.6% | 19074.0732 | 11010.3311 | 36.6% | 19074.0732 | 866.113 | 2.879% | 29218.2913 | 419.1113 | 1.393% | 29665.293
160 | Sisquoc | SPGE | {} | 38863.6523 | 9454.7734 | 24.33% | 29408.8789 | 75.67% | 9030.5381 | 23.24% | 27531.4385 | 70.84% | 9.0744 | 3686.6501 | 9.486% | 12926.8535 | 33.26% | 2886.8779 | 7.428% | 2015.5029 | 5.186% | 639.5045 | 1.646% | 38224.1478 | 6137.9453 | 15.79% | 32725.707 | 12062.2021 | 31.04% | 26801.4502 | 12062.2021 | 31.04% | 26801.4502 | 2217.5691 | 5.706% | 36646.0833 | 2241.1951 | 5.767% | 36622.4573
161 | Goleta | GREATER LA METRO | {} | 15464.9072 | 6916.5435 | 44.72% | 8548.3638 | 55.28% | 671.5069 | 4.342% | 12452.6064 | 80.52% | 10.0611 | 3002.3918 | 19.41% | 695.5684 | 4.498% | 795.89 | 5.146% | 13917.9834 | 90% | 2276.4448 | 14.72% | 13188.4624 | 0 | 0% | 15464.9072 | 761.1807 | 4.922% | 14703.7266 | 3037.6255 | 19.64% | 12427.2817 | 4942.4917 | 31.96% | 10522.4155 | 1124.662 | 7.272% | 14340.2452
162 | Schulte Switching Station | NORTHERN CALIFORNIA | {'Los Esteros': 3.7, 'Newark': 8.7} | 0 | 0 | 0% | 0 | 0% | 0 | 0% | 0 | 0% | 0 | 0 | 0% | 0 | 0% | 0 | 0% | 0 | 0% | 0 | 0% | 0 | 0 | 0% | 0 | 0 | 0% | 0 | 0 | 0% | 0 | 0 | 0% | 0 | 0 | 0% | 0
163 | Hicks | NORTHERN CALIFORNIA | {'Coyote': 8.5, 'Metcalf': 8.8} | 324.9834 | 0 | 0% | 324.9834 | 100% | 3.2811e-05 | 1.01e-05% | 177.3141 | 54.56% | 14.5065 | 2.8485 | 0.8765% | 0 | 0% | 41.2003 | 12.68% | 283.7831 | 87.32% | 324.9834 | 100% | 0 | 1.4595 | 0.4491% | 323.5239 | 294.0952 | 90.5% | 30.8882 | 324.9834 | 100% | 0 | 124.5671 | 38.33% | 200.4163 | 20.782 | 6.395% | 304.2013
164 | Cottonwood | NORTHERN CALIFORNIA | {'Jessup': 5.5} | 31839.2695 | 4555.2529 | 14.31% | 27284.0166 | 85.69% | 374.2124 | 1.175% | 13484.2769 | 42.35% | 32 | 2356.8142 | 7.402% | 6036.1123 | 18.96% | 17357.3594 | 54.52% | 0 | 0% | 17229.75 | 54.11% | 14609.5195 | 8001.3516 | 25.13% | 23837.918 | 4263.9961 | 13.39% | 27575.2734 | 22388.4238 | 70.32% | 9450.8457 | 4133.4653 | 12.98% | 27705.8042 | 3829.6873 | 12.03% | 28009.5823
165 | Jessup | NORTHERN CALIFORNIA | {'Cottonwood': 5.5} | 19222.3945 | 5610.2651 | 29.19% | 13612.1294 | 70.81% | 0 | 0% | 6646.8374 | 34.58% | 36.5 | 838.1497 | 4.36% | 1644.7916 | 8.557% | 12735.251 | 66.25% | 0 | 0% | 10722.6211 | 55.78% | 8499.7734 | 2966.9446 | 15.43% | 16255.45 | 2919.9475 | 15.19% | 16302.447 | 10751.9062 | 55.93% | 8470.4883 | 3104.9995 | 16.15% | 16117.395 | 1496.5051 | 7.785% | 17725.8894
166 | Round Mountain | NORTHERN CALIFORNIA | {'Cove Rd': 4.9} | 32215.5508 | 395.6049 | 1.228% | 31819.9459 | 98.77% | 9034.3359 | 28.04% | 17860.4277 | 55.44% | 9.9875 | 336.1726 | 1.044% | 82.4651 | 0.256% | 22477.2324 | 69.77% | 9693.9629 | 30.09% | 27219.5215 | 84.49% | 4996.0293 | 9792.6836 | 30.4% | 22422.8672 | 15430.5244 | 47.9% | 16785.0264 | 29374.6562 | 91.18% | 2840.8945 | 18917.9023 | 58.72% | 13297.6484 | 1817.5234 | 5.642% | 30398.0273
167 | Carquinez |  | {'Martinez': 8.9} | 12355.4688 | 3600.7385 | 29.14% | 8754.7302 | 70.86% | 831.4034 | 6.729% | 4366.0126 | 35.34% | 73 | 0 | 0% | 0 | 0% | 3611.6633 | 29.23% | 0 | 0% | 214.5457 | 1.736% | 12140.9231 | 807.657 | 6.537% | 11547.8118 | 8565.2539 | 69.32% | 3790.2148 | 8578.5811 | 69.43% | 3776.8877 | 66.8063 | 0.5407% | 12288.6624 | 1497.8055 | 12.12% | 10857.6632
168 | Peabody | NORTHERN CALIFORNIA | {'Vaca Dixon': 8.4} | 6603.252 | 7.0343 | 0.1065% | 6596.2177 | 99.89% | 869.381 | 13.17% | 4988.9437 | 75.55% | 10.9596 | 2129.3657 | 32.25% | 910.6925 | 13.79% | 1096.6798 | 16.61% | 0 | 0% | 1442.4138 | 21.84% | 5160.8381 | 2765.135 | 41.88% | 3838.1169 | 5125.7397 | 77.62% | 1477.5122 | 6507.2256 | 98.55% | 96.0264 | 1170.4165 | 17.72% | 5432.8354 | 1798.0703 | 27.23% | 4805.1816
169 | Vaca Dixon | NORTHERN CALIFORNIA | {'Peabody': 8.4, 'Putah Creek': 9.3} | 28368.3027 | 8897.8525 | 31.37% | 19470.4502 | 68.63% | 0 | 0% | 18839.1934 | 66.41% | 17.6712 | 6724.2783 | 23.7% | 13261.8799 | 46.75% | 1997.1075 | 7.04% | 0 | 0% | 6005.5088 | 21.17% | 22362.7939 | 565.2747 | 1.993% | 27803.028 | 605.592 | 2.135% | 27762.7108 | 6611.1006 | 23.3% | 21757.2021 | 76.0374 | 0.268% | 28292.2654 | 1114.9473 | 3.93% | 27253.3555
170 | Bellevue | NORTHERN CALIFORNIA | {'Penngrove': 4.7, 'Fulton': 8.6} | 11065.0625 | 223.7039 | 2.022% | 10841.3586 | 97.98% | 0.0060385 | 5.457e-05% | 3445.3445 | 31.14% | 32.3708 | 1899.8339 | 17.17% | 883.8596 | 7.988% | 4136.1768 | 37.38% | 26.5895 | 0.2403% | 6453.626 | 58.32% | 4611.4365 | 4082.613 | 36.9% | 6982.4495 | 7003.5894 | 63.29% | 4061.4731 | 9236.8809 | 83.48% | 1828.1816 | 2108.5308 | 19.06% | 8956.5317 | 1162.347 | 10.5% | 9902.7155
171 | Cloverdale | NORTHERN CALIFORNIA | {} | 23257.6602 | 1810.4341 | 7.784% | 21447.2261 | 92.22% | 3785.9988 | 16.28% | 17269.4133 | 74.25% | 9.796 | 1624.1809 | 6.983% | 793.7098 | 3.413% | 11917.5732 | 51.24% | 8414.1035 | 36.18% | 12311.2529 | 52.93% | 10946.4072 | 6191.0679 | 26.62% | 17066.5923 | 11433.1162 | 49.16% | 11824.5439 | 19978.8652 | 85.9% | 3278.7949 | 12129.832 | 52.15% | 11127.8281 | 413.9062 | 1.78% | 22843.7539
172 | Fulton | NORTHERN CALIFORNIA | {'Bellevue': 8.6} | 15463.999 | 28.0493 | 0.1814% | 15435.9498 | 99.82% | 0 | 0% | 5116.2861 | 33.09% | 29.7127 | 1164.2771 | 7.529% | 3836.3298 | 24.81% | 2970.6062 | 19.21% | 5157.5708 | 33.35% | 5614.5034 | 36.31% | 9849.4956 | 8264.5459 | 53.44% | 7199.4531 | 15042.2627 | 97.27% | 421.7363 | 15042.2627 | 97.27% | 421.7363 | 1739.8549 | 11.25% | 13724.1442 | 747.0686 | 4.831% | 14716.9304
173 | Lakeville | NORTHERN CALIFORNIA | {'Penngrove': 7.0} | 20274.0859 | 197.1513 | 0.9724% | 20076.9347 | 99.03% | 626.1373 | 3.088% | 17267.7299 | 85.17% | 10.6616 | 2990.3501 | 14.75% | 1146.0099 | 5.653% | 9931.1211 | 48.98% | 0 | 0% | 19595.2148 | 96.65% | 678.8711 | 5212.957 | 25.71% | 15061.1289 | 12412.4473 | 61.22% | 7861.6387 | 19870.8633 | 98.01% | 403.2227 | 6944.5024 | 34.25% | 13329.5835 | 867.5625 | 4.279% | 19406.5234
174 | Penngrove | NORTHERN CALIFORNIA | {'Bellevue': 4.7, 'Lakeville': 7.0} | 17030.7949 | 0 | 0% | 17030.7949 | 100% | 177.1638 | 1.04% | 8076.4104 | 47.42% | 23.989 | 3392.2886 | 19.92% | 434.1537 | 2.549% | 10177.7686 | 59.76% | 0 | 0% | 14243.3789 | 83.63% | 2787.416 | 7823.6807 | 45.94% | 9207.1143 | 12209.3115 | 71.69% | 4821.4834 | 17030.7949 | 100% | 0 | 6483.2676 | 38.07% | 10547.5273 | 953.466 | 5.598% | 16077.3289
175 | Warnerville | SPGE | {'Riverbank': 6.1} | 37226.2969 | 8510.7617 | 22.86% | 28715.5352 | 77.14% | 427.3917 | 1.148% | 29792.1103 | 80.03% | 13.328 | 20463.4277 | 54.97% | 9906.5889 | 26.61% | 0 | 0% | 0 | 0% | 13505.6094 | 36.28% | 23720.6875 | 3645.7188 | 9.793% | 33580.5781 | 10714.0859 | 28.78% | 26512.2109 | 23530.8281 | 63.21% | 13695.4688 | 336.9562 | 0.9052% | 36889.3407 | 1523.5752 | 4.093% | 35702.7217
176 | Riverbank | SPGE | {'Warnerville': 6.1} | 27667.8184 | 15368.0205 | 55.54% | 12299.7979 | 44.46% | 0 | 0% | 9219.5117 | 33.32% | 27.5103 | 18099.8789 | 65.42% | 5848.2173 | 21.14% | 0 | 0% | 0 | 0% | 2681.481 | 9.692% | 24986.3374 | 3458.4834 | 12.5% | 24209.335 | 5547.7686 | 20.05% | 22120.0498 | 7584.0991 | 27.41% | 20083.7192 | 0 | 0% | 27667.8184 | 336.5952 | 1.217% | 27331.2231
177 | Pease | NORTHERN CALIFORNIA | {'East Marysville': 5.4, 'Olivehurst': 8.3} | 30104.7793 | 2800.6118 | 9.303% | 27304.1675 | 90.7% | 182.8643 | 0.6074% | 19799.2802 | 65.77% | 20.2733 | 9387.3867 | 31.18% | 16208.4072 | 53.84% | 0 | 0% | 0 | 0% | 3714.2581 | 12.34% | 26390.5212 | 4799.9937 | 15.94% | 25304.7856 | 15001.4199 | 49.83% | 15103.3594 | 18715.6777 | 62.17% | 11389.1016 | 336.5603 | 1.118% | 29768.219 | 1092.0066 | 3.627% | 29012.7727
178 | Rio Oso | NORTHERN CALIFORNIA | {} | 45862.8164 | 14941.0908 | 32.58% | 30921.7256 | 67.42% | 4613.1948 | 10.06% | 35890.9028 | 78.26% | 10.1111 | 16006.335 | 34.9% | 22126.9629 | 48.25% | 0 | 0% | 0 | 0% | 11571.1807 | 25.23% | 34291.6357 | 278.9304 | 0.6082% | 45583.886 | 6868.4595 | 14.98% | 38994.3569 | 15373.2637 | 33.52% | 30489.5527 | 0 | 0% | 45862.8164 | 5331.9141 | 11.63% | 40530.9023
179 | Alpaugh | SPGE | {'Olive': 4.6} | 38787.5977 | 12225.5176 | 31.52% | 26562.0801 | 68.48% | 6775.7622 | 17.47% | 29852.8784 | 76.97% | 6.8423 | 17962.1797 | 46.31% | 14797.6309 | 38.15% | 0 | 0% | 0 | 0% | 20879.8867 | 53.83% | 17907.7109 | 28.8034 | 0.07426% | 38758.7942 | 3363.4395 | 8.671% | 35424.1582 | 22503.9648 | 58.02% | 16283.6328 | 0 | 0% | 38787.5977 | 2051.2915 | 5.289% | 36736.3062
180 | Rector | GREATER TEHACHAPI | {} | 23119.373 | 2425.3311 | 10.49% | 20694.042 | 89.51% | 0 | 0% | 13332.543 | 57.67% | 22 | 857.722 | 3.71% | 20563.1445 | 88.94% | 0 | 0% | 0 | 0% | 0 | 0% | 23119.373 | 0 | 0% | 23119.373 | 0 | 0% | 23119.373 | 0 | 0% | 23119.373 | 0 | 0% | 23119.373 | 292.2634 | 1.264% | 22827.1096
181 | Springville | GREATER TEHACHAPI | {} | 30394.7695 | 1346.4259 | 4.43% | 29048.3436 | 95.57% | 9013.3516 | 29.65% | 14804.127 | 48.71% | 18 | 3300.927 | 10.86% | 2069.74 | 6.81% | 24981.125 | 82.19% | 0 | 0% | 19667.6582 | 64.71% | 10727.1113 | 7555.5669 | 24.86% | 22839.2026 | 12203.1338 | 40.15% | 18191.6357 | 24265.002 | 79.83% | 6129.7676 | 14021.2881 | 46.13% | 16373.4814 | 2526.0503 | 8.311% | 27868.7192
182 | Vestal | GREATER TEHACHAPI | {} | 47059.4805 | 33289.8555 | 70.74% | 13769.625 | 29.26% | 2232.04 | 4.743% | 41705.1436 | 88.62% | 9.1475 | 28567.0371 | 60.7% | 12292.9785 | 26.12% | 0 | 0% | 0 | 0% | 0 | 0% | 47059.4805 | 0 | 0% | 47059.4805 | 5378.7339 | 11.43% | 41680.7466 | 5378.7339 | 11.43% | 41680.7466 | 0 | 0% | 47059.4805 | 464.8895 | 0.9879% | 46594.591
183 | UltraPower Chinese Station | NORTHERN CALIFORNIA | {'Peoria': 2.3} | 13052.7764 | 0.56848 | 0.004355% | 13052.2079 | 100% | 2596.9297 | 19.9% | 9601.1621 | 73.56% | 7.1756 | 108.2158 | 0.8291% | 29.43 | 0.2255% | 5764.7148 | 44.16% | 0 | 0% | 5510.7842 | 42.22% | 7541.9922 | 11893.5107 | 91.12% | 1159.2656 | 12384.9805 | 94.88% | 667.7959 | 12418.9297 | 95.14% | 633.8467 | 6980.4878 | 53.48% | 6072.2886 | 1307.4045 | 10.02% | 11745.3718
184 | Curtis | NORTHERN CALIFORNIA | {} | 17010.1875 | 6769.1382 | 39.79% | 10241.0493 | 60.21% | 0 | 0% | 8011.5361 | 47.1% | 28.6062 | 136.1311 | 0.8003% | 25.7978 | 0.1517% | 14428.5459 | 84.82% | 2569.3003 | 15.1% | 552.6572 | 3.249% | 16457.5303 | 2453.5146 | 14.42% | 14556.6729 | 2541.0312 | 14.94% | 14469.1562 | 3568.7693 | 20.98% | 13441.4182 | 7501.7622 | 44.1% | 9508.4253 | 373.0533 | 2.193% | 16637.1342
185 | Peoria | NORTHERN CALIFORNIA | {'UltraPower Chinese Station': 2.3} | 10718.0723 | 131.9513 | 1.231% | 10586.121 | 98.77% | 854.1911 | 7.97% | 8790.7298 | 82.02% | 9.2397 | 71.2983 | 0.6652% | 29.43 | 0.2746% | 7895.8159 | 73.67% | 0 | 0% | 6125.6401 | 57.15% | 4592.4321 | 9196.6729 | 85.81% | 1521.3994 | 8753.5947 | 81.67% | 1964.4775 | 9383.1533 | 87.55% | 1334.9189 | 5514.5493 | 51.45% | 5203.5229 | 1545.6415 | 14.42% | 9172.4308
186 | Moorpark | GREATER LA METRO | {} | 17031.3965 | 5790.7026 | 34% | 11240.6938 | 66% | 45.3769 | 0.2664% | 11990.1856 | 70.4% | 16.9072 | 3578.4968 | 21.01% | 5750.248 | 33.76% | 193.2348 | 1.135% | 13824.1768 | 81.17% | 2730.0364 | 16.03% | 14301.3601 | 0 | 0% | 17031.3965 | 3404.6924 | 19.99% | 13626.7041 | 6134.729 | 36.02% | 10896.6675 | 965.2119 | 5.667% | 16066.1846 | 891.4797 | 5.234% | 16139.9167
187 | Santa Clara | GREATER LA METRO | {'Mandalay': 7.5} | 22051.1309 | 7315.7227 | 33.18% | 14735.4082 | 66.82% | 5935.2935 | 26.92% | 14830.5737 | 67.26% | 7.484 | 1144.9509 | 5.192% | 3707.1201 | 16.81% | 78.9128 | 0.3579% | 17658.4609 | 80.08% | 965.9619 | 4.381% | 21085.169 | 1894.0691 | 8.589% | 20157.0618 | 2079.8748 | 9.432% | 19971.2561 | 3045.8364 | 13.81% | 19005.2944 | 9776.6035 | 44.34% | 12274.5273 | 1084.7935 | 4.919% | 20966.3374
188 | Davis | NORTHERN CALIFORNIA | {'Woodland': 9.3} | 25422.4512 | 936.3503 | 3.683% | 24486.1009 | 96.32% | 1224.4669 | 4.816% | 23330.7635 | 91.77% | 8.8443 | 3634.978 | 14.3% | 18839.0938 | 74.1% | 0 | 0% | 0 | 0% | 11233.1514 | 44.19% | 14189.2998 | 12289.3926 | 48.34% | 13133.0586 | 15063.9668 | 59.25% | 10358.4844 | 21466.7246 | 84.44% | 3955.7266 | 0 | 0% | 25422.4512 | 646.8709 | 2.544% | 24775.5803
189 | Putah Creek | NORTHERN CALIFORNIA | {'Vaca Dixon': 9.3} | 32925.1484 | 1866.4934 | 5.669% | 31058.655 | 94.33% | 2288.1897 | 6.95% | 24796.7341 | 75.31% | 11.604 | 2549.9077 | 7.745% | 14493.542 | 44.02% | 8266.543 | 25.11% | 0 | 0% | 20071.7168 | 60.96% | 12853.4316 | 291.423 | 0.8851% | 32633.7254 | 0 | 0% | 32925.1484 | 20071.7168 | 60.96% | 12853.4316 | 4875.0693 | 14.81% | 28050.0791 | 1365.766 | 4.148% | 31559.3824
190 | East Marysville | NORTHERN CALIFORNIA | {'Olivehurst': 5.0, 'Pease': 5.4} | 23163.5527 | 4027.2798 | 17.39% | 19136.2729 | 82.61% | 17.6815 | 0.07633% | 19127.9025 | 82.58% | 14.7185 | 5542.02 | 23.93% | 14113.29 | 60.93% | 0 | 0% | 0 | 0% | 9565.6924 | 41.3% | 13597.8604 | 0 | 0% | 23163.5527 | 0 | 0% | 23163.5527 | 9565.6924 | 41.3% | 13597.8604 | 0 | 0% | 23163.5527 | 2445.4985 | 10.56% | 20718.0542
191 | Olivehurst | NORTHERN CALIFORNIA | {'East Marysville': 5.0, 'Pease': 8.3} | 24965.2598 | 11942.2266 | 47.84% | 13023.0332 | 52.16% | 2094.533 | 8.39% | 18545.4202 | 74.28% | 13.1242 | 11854.3164 | 47.48% | 7172.9355 | 28.73% | 0 | 0% | 0 | 0% | 3864.8779 | 15.48% | 21100.3818 | 0 | 0% | 24965.2598 | 0 | 0% | 24965.2598 | 3864.8779 | 15.48% | 21100.3818 | 0 | 0% | 24965.2598 | 3610.8716 | 14.46% | 21354.3882
192 | Morro Bay |  | {} | 8566.6201 | 67.1689 | 0.7841% | 8499.4513 | 99.22% | 674.655 | 7.875% | 6670.8074 | 77.87% | 26.1881 | 264.5711 | 3.088% | 162.6337 | 1.898% | 1091.5946 | 12.74% | 0 | 0% | 564.7977 | 6.593% | 8001.8224 | 2248.9744 | 26.25% | 6317.6458 | 4083.8818 | 47.67% | 4482.7383 | 4646.5112 | 54.24% | 3920.1089 | 3173.4734 | 37.04% | 5393.1467 | 618.1094 | 7.215% | 7948.5107
193 | Palomar | SAN DIEGO | {'Encina': 2.9, 'San Luis Rey': 6.7, 'Escondido': 9.9} | 142.4785 | 9.4148 | 6.608% | 133.0638 | 93.39% | 5.4264 | 3.809% | 9.8357 | 6.903% | 5.4193 | 0 | 0% | 0 | 0% | 0 | 0% | 0 | 0% | 19.465 | 13.66% | 123.0136 | 117.3715 | 82.38% | 25.107 | 133.0421 | 93.38% | 9.4365 | 133.0421 | 93.38% | 9.4365 | 0 | 0% | 142.4785 | 19.7326 | 13.85% | 122.746
194 | Margarita | GREATER LA METRO | {'Trabuco': 2.8, 'Capistrano': 3.4, 'Talega': 7.4, 'Viejo': 8.1} | 5134.0098 | 547.7829 | 10.67% | 4586.2269 | 89.33% | 10.5918 | 0.2063% | 3332.5862 | 64.91% | 55 | 102.6626 | 2% | 21.8309 | 0.4252% | 5134.0098 | 100% | 0 | 0% | 2454.3582 | 47.81% | 2679.6516 | 3758.3606 | 73.21% | 1375.6492 | 3758.3606 | 73.21% | 1375.6492 | 4193.9448 | 81.69% | 940.0649 | 1310.1797 | 25.52% | 3823.8301 | 463.1898 | 9.022% | 4670.82
195 | Huntington Beach |  | {'Ellis': 3.4, 'Johanna': 8.6} | 4511.7329 | 138.8342 | 3.077% | 4372.8987 | 96.92% | 88.244 | 1.956% | 77.2229 | 1.712% | 49.5 | 0 | 0% | 0 | 0% | 0 | 0% | 0 | 0% | 0 | 0% | 4511.7329 | 761.1966 | 16.87% | 3750.5363 | 4372.5298 | 96.91% | 139.2031 | 4372.5298 | 96.91% | 139.2031 | 0 | 0% | 4511.7329 | 323.3882 | 7.168% | 4188.3447
196 | Los Esteros | NORTHERN CALIFORNIA | {'Schulte Switching Station': 3.7, 'Newark': 5.9} | 706.5759 | 55.6145 | 7.871% | 650.9613 | 92.13% | 3.317 | 0.4694% | 511.2231 | 72.35% | 9.9429 | 0 | 0% | 0 | 0% | 295.4648 | 41.82% | 0 | 0% | 0 | 0% | 706.5759 | 64.5391 | 9.134% | 642.0367 | 358.6841 | 50.76% | 347.8918 | 358.6841 | 50.76% | 347.8918 | 273.8528 | 38.76% | 432.723 | 243.4994 | 34.46% | 463.0765
197 | Birds Landing | NORTHERN CALIFORNIA | {'Shilo III': 3.2, 'Pittsburg': 7.1, 'Contra Costa': 9.0} | 40046.5039 | 18954.5684 | 47.33% | 21091.9355 | 52.67% | 7546.5317 | 18.84% | 31753.1206 | 79.29% | 6.0483 | 19146.8184 | 47.81% | 0 | 0% | 0 | 0% | 0 | 0% | 6198.832 | 15.48% | 33847.6719 | 13054.3877 | 32.6% | 26992.1162 | 12676.3994 | 31.65% | 27370.1045 | 18004.5918 | 44.96% | 22041.9121 | 179.3822 | 0.4479% | 39867.1217 | 5070.4023 | 12.66% | 34976.1016
198 | Cayetano | NORTHERN CALIFORNIA | {'Delta Switching Yard': 9.3} | 21228.1816 | 1182.687 | 5.571% | 20045.4946 | 94.43% | 937.607 | 4.417% | 18739.3149 | 88.28% | 13.8571 | 1223.6113 | 5.764% | 0 | 0% | 12544.4434 | 59.09% | 1840.8427 | 8.672% | 7644.5337 | 36.01% | 13583.6479 | 12603.0547 | 59.37% | 8625.127 | 17681.5078 | 83.29% | 3546.6738 | 17681.5078 | 83.29% | 3546.6738 | 6422.3569 | 30.25% | 14805.8247 | 1642.0641 | 7.735% | 19586.1176
199 | Silvergate | SAN DIEGO | {'Old Town': 5.7, 'Mission': 6.1, 'Bay Boulevard': 6.6, 'Miguel': 9.4, 'Kearny': 9.5} | 4639.0396 | 906.6346 | 19.54% | 3732.4049 | 80.46% | 2304.3237 | 49.67% | 250.1404 | 5.392% | 33 | 0 | 0% | 0 | 0% | 0 | 0% | 0 | 0% | 79.3056 | 1.71% | 4559.734 | 469.8772 | 10.13% | 4169.1624 | 3704.7585 | 79.86% | 934.281 | 3723.082 | 80.26% | 915.9575 | 0 | 0% | 4639.0396 | 55.3631 | 1.193% | 4583.6764
200 | Richmond | NORTHERN CALIFORNIA | {'Leavitt': 7.1} | 26534.8438 | 3836.2971 | 14.46% | 22698.5466 | 85.54% | 2287.967 | 8.623% | 19503.5486 | 73.5% | 11.351 | 1750.1854 | 6.596% | 0 | 0% | 24283.1797 | 91.51% | 0 | 0% | 17131.3418 | 64.56% | 9403.502 | 2379.2197 | 8.966% | 24155.624 | 732.4866 | 2.76% | 25802.3571 | 18127.1367 | 68.31% | 8407.707 | 17443.2773 | 65.74% | 9091.5664 | 1329.3779 | 5.01% | 25205.4658
201 | Rancho Vista | GREATER LA METRO | {'Etiwanda': 0.4, 'Mira Loma': 5.8, 'Padua': 6.4} | 101.796 | 0 | 0% | 101.796 | 100% | 0 | 0% | 0 | 0% | 42.0625 | 0 | 0% | 0 | 0% | 101.796 | 100% | 0 | 0% | 101.796 | 100% | 0 | 101.796 | 100% | 0 | 101.796 | 100% | 0 | 101.796 | 100% | 0 | 0 | 0% | 101.796 | 0 | 0% | 101.796
202 | Hilltop | NORTHERN CALIFORNIA | {} | 36046.8047 | 8554.1602 | 23.73% | 27492.6445 | 76.27% | 17919.9941 | 49.71% | 15960.5215 | 44.28% | 9.5785 | 2347.9297 | 6.514% | 752.5737 | 2.088% | 0 | 0% | 0 | 0% | 11162.9785 | 30.97% | 24883.8262 | 8388.3721 | 23.27% | 27658.4326 | 0.00055389 | 1.537e-06% | 36046.8041 | 19551.3516 | 54.24% | 16495.4531 | 20803.3574 | 57.71% | 15243.4473 | 2317.342 | 6.429% | 33729.4626
203 | Thermalito | NORTHERN CALIFORNIA | {'Table Mountain': 2.9, 'Wyandotte': 5.1, 'Palermo': 7.4} | 22895.8594 | 0 | 0% | 22895.8594 | 100% | 1932.7048 | 8.441% | 20140.7034 | 87.97% | 8.283 | 9236.0732 | 40.34% | 731.7451 | 3.196% | 450.7951 | 1.969% | 0 | 0% | 15963.8242 | 69.72% | 6932.0352 | 6075.8091 | 26.54% | 16820.0503 | 8840.9141 | 38.61% | 14054.9453 | 22864.9727 | 99.87% | 30.8867 | 2066.6787 | 9.026% | 20829.1807 | 8889.0342 | 38.82% | 14006.8252
204 | Martinez | NORTHERN CALIFORNIA | {'Carquinez': 8.9, 'Clayton': 9.4} | 12503.8564 | 4704.9849 | 37.63% | 7798.8716 | 62.37% | 291.5109 | 2.331% | 6516.6322 | 52.12% | 73 | 28.9113 | 0.2312% | 16.2348 | 0.1298% | 6913.0991 | 55.29% | 1.5262 | 0.01221% | 198.2408 | 1.585% | 12305.6156 | 4756.7251 | 38.04% | 7747.1313 | 6183.7295 | 49.45% | 6320.127 | 7605.9971 | 60.83% | 4897.8594 | 1576.2465 | 12.61% | 10927.61 | 747.6108 | 5.979% | 11756.2456
205 | Lone Tree | NORTHERN CALIFORNIA | {'Contra Costa': 3.9, 'Brentwood': 4.9, 'Pittsburg': 9.7} | 8626.0947 | 1875.7393 | 21.74% | 6750.3555 | 78.26% | 70.4653 | 0.8169% | 6431.6607 | 74.56% | 11.0506 | 1125.3301 | 13.05% | 1304.9044 | 15.13% | 4915.3262 | 56.98% | 0 | 0% | 3388.8069 | 39.29% | 5237.2878 | 5164.2695 | 59.87% | 3461.8252 | 5164.2695 | 59.87% | 3461.8252 | 5165.877 | 59.89% | 3460.2178 | 3256.2136 | 37.75% | 5369.8811 | 622.5119 | 7.217% | 8003.5828
206 | Delta Switching Yard | NORTHERN CALIFORNIA | {'Kelso': 1.0, 'Green Ridge Midway': 5.4, 'Tesla': 6.8, 'Brentwood': 8.7, 'Cayetano': 9.3} | 31637.7129 | 0 | 0% | 31637.7129 | 100% | 5870.9487 | 18.56% | 23840.4341 | 75.35% | 11.2688 | 2784.8369 | 8.802% | 5354.3359 | 16.92% | 2723.4121 | 8.608% | 0 | 0% | 22134.3047 | 69.96% | 9503.4082 | 19238.8242 | 60.81% | 12398.8887 | 22251.0605 | 70.33% | 9386.6523 | 29066.2734 | 91.87% | 2571.4395 | 475.6285 | 1.503% | 31162.0844 | 3083.7361 | 9.747% | 28553.9768
207 | Green Ridge Midway | NORTHERN CALIFORNIA | {'Tesla': 1.6, 'Kelso': 5.0, 'Delta Switching Yard': 5.4} | 38672.7227 | 356.8731 | 0.9228% | 38315.8495 | 99.08% | 10952.4531 | 28.32% | 24038.9258 | 62.16% | 17 | 1992.9991 | 5.154% | 2268.489 | 5.866% | 0 | 0% | 0 | 0% | 32041.5801 | 82.85% | 6631.1426 | 27266.5332 | 70.51% | 11406.1895 | 31266.6895 | 80.85% | 7406.0332 | 38072.1523 | 98.45% | 600.5703 | 5271.2422 | 13.63% | 33401.4805 | 1571.9419 | 4.065% | 37100.7808
208 | Inyo | GREATER KRAMER | {'Control': 2.2} | 2572.6289 | 669.6729 | 26.03% | 1902.956 | 73.97% | 1481.019 | 57.57% | 881.5305 | 34.27% | 5.5127 | 2.3345 | 0.09074% | 0 | 0% | 2356.2246 | 91.59% | 0 | 0% | 0 | 0% | 2572.6289 | 449.9908 | 17.49% | 2122.6381 | 891.1828 | 34.64% | 1681.4461 | 1045.083 | 40.62% | 1527.5459 | 1046.3217 | 40.67% | 1526.3073 | 123.9673 | 4.819% | 2448.6616
209 | Control | GREATER KRAMER | {'Inyo': 2.2} | 4846.498 | 672.4298 | 13.87% | 4174.0682 | 86.13% | 3506.4707 | 72.35% | 1211.5625 | 25% | 4.349 | 0.44414 | 0.009164% | 0 | 0% | 4531.9595 | 93.51% | 0 | 0% | 0 | 0% | 4846.498 | 505.0741 | 10.42% | 4341.424 | 2441.6501 | 50.38% | 2404.8479 | 2584.3496 | 53.32% | 2262.1484 | 2907.5444 | 59.99% | 1938.9536 | 388.3025 | 8.012% | 4458.1955
210 | Big Creek Hydro Facilities | SPGE | {} | 15882.3818 | 195.9646 | 1.234% | 15686.4172 | 98.77% | 12090.6514 | 76.13% | 3719.876 | 23.42% | 3.6632 | 0 | 0% | 0 | 0% | 1161.1953 | 7.311% | 10471.0498 | 65.93% | 6128.3931 | 38.59% | 9753.9888 | 14727.959 | 92.73% | 1154.4229 | 3142.4424 | 19.79% | 12739.9395 | 14743.8525 | 92.83% | 1138.5293 | 11897.9766 | 74.91% | 3984.4053 | 904.7986 | 5.697% | 14977.5833
211 | Moss Landing |  | {} | 15833.1924 | 1231.621 | 7.779% | 14601.5714 | 92.22% | 16.8684 | 0.1065% | 12251.1726 | 77.38% | 13.48 | 1683.1591 | 10.63% | 8860.0029 | 55.96% | 136.9442 | 0.8649% | 0 | 0% | 49.7684 | 0.3143% | 15783.424 | 9462.3877 | 59.76% | 6370.8047 | 9732.3271 | 61.47% | 6100.8652 | 9782.0957 | 61.78% | 6051.0967 | 0 | 0% | 15833.1924 | 1440.7975 | 9.1% | 14392.3949
212 | Cal Ave | SPGE | {'Malaga': 2.8, 'West Fresno': 3.0, 'Kearney': 6.6, 'Sanger': 8.5} | 6104.0889 | 1212.9202 | 19.87% | 4891.1687 | 80.13% | 0 | 0% | 1395.9244 | 22.87% | 29.12 | 564.7478 | 9.252% | 4890.0259 | 80.11% | 0 | 0% | 0 | 0% | 0 | 0% | 6104.0889 | 0 | 0% | 6104.0889 | 0 | 0% | 6104.0889 | 0 | 0% | 6104.0889 | 0 | 0% | 6104.0889 | 1.1427 | 0.01872% | 6102.9462
213 | Poso Mountain | SPGE | {'Sycamore': 7.6, 'Kern Oil': 8.9, 'California Water': 10.0} | 48601.2344 | 14110.0342 | 29.03% | 34491.2002 | 70.97% | 15232.9717 | 31.34% | 31890.208 | 65.62% | 6.3552 | 0 | 0% | 0 | 0% | 28102.9297 | 57.82% | 0 | 0% | 30696.2305 | 63.16% | 17905.0039 | 315.9707 | 0.6501% | 48285.2636 | 3528.884 | 7.261% | 45072.3503 | 30696.2305 | 63.16% | 17905.0039 | 17561.7012 | 36.13% | 31039.5332 | 907.5721 | 1.867% | 47693.6623
214 | Walnut | GREATER LA METRO | {'Olinda': 4.6, 'Rio Hondo': 6.9, 'Mesa (SCE)': 9.4} | 0 | 0 | 0% | 0 | 0% | 0 | 0% | 0 | 0% | 0 | 0 | 0% | 0 | 0% | 0 | 0% | 0 | 0% | 0 | 0% | 0 | 0 | 0% | 0 | 0 | 0% | 0 | 0 | 0% | 0 | 0 | 0% | 0 | 0 | 0% | 0
215 | Chevmain | GREATER LA METRO | {'El Segundo': 1.2, 'El Nido': 1.8, 'Redondo': 3.8, 'La Fresa': 4.6, 'La Cienega': 6.9} | 87.1595 | 57.1657 | 65.59% | 29.9939 | 34.41% | 5.3708 | 6.162% | 6.523 | 7.484% | 6.5469 | 0 | 0% | 0 | 0% | 0 | 0% | 0 | 0% | 1.5765 | 1.809% | 85.5831 | 0 | 0% | 87.1595 | 25.0555 | 28.75% | 62.104 | 26.632 | 30.56% | 60.5275 | 0 | 0% | 87.1595 | 0 | 0% | 87.1595
216 | Long Beach |  | {'Harborgen': 0.9, 'Arcogen': 3.7, 'Hinson': 3.7, 'Alamitos': 7.3, 'Lighthipe': 8.4, 'Del Amo': 9.3, 'La Fresa': 9.5} | 4629.1519 | 2082.6277 | 44.99% | 2546.5242 | 55.01% | 909.5972 | 19.65% | 2833.7773 | 61.22% | 10.5935 | 0 | 0% | 0 | 0% | 0 | 0% | 0 | 0% | 0 | 0% | 4629.1519 | 0 | 0% | 4629.1519 | 2540.1133 | 54.87% | 2089.0386 | 2540.1133 | 54.87% | 2089.0386 | 0 | 0% | 4629.1519 | 6.4149 | 0.1386% | 4622.737
217 | Pit 1 | NORTHERN CALIFORNIA | {} | 30480.4473 | 685.3751 | 2.249% | 29795.0722 | 97.75% | 9573.6084 | 31.41% | 18591.2217 | 60.99% | 8.4096 | 2601.5222 | 8.535% | 0 | 0% | 26429.4336 | 86.71% | 0 | 0% | 15487.0352 | 50.81% | 14993.4121 | 21694.2949 | 71.17% | 8786.1523 | 25445.3516 | 83.48% | 5035.0957 | 29559.9473 | 96.98% | 920.5 | 17493.1855 | 57.39% | 12987.2617 | 1196.2715 | 3.925% | 29284.1758
218 | Cove Rd | NORTHERN CALIFORNIA | {'Round Mountain': 4.9} | 30528.9453 | 5072.1494 | 16.61% | 25456.7959 | 83.39% | 10032.0615 | 32.86% | 17229.3428 | 56.44% | 6.8679 | 240.0684 | 0.7864% | 17.2804 | 0.0566% | 30528.9453 | 100% | 0 | 0% | 18994.7793 | 62.22% | 11534.166 | 4340.5493 | 14.22% | 26188.396 | 6897.8315 | 22.59% | 23631.1138 | 19693.2188 | 64.51% | 10835.7266 | 15550.6064 | 50.94% | 14978.3389 | 1360.4418 | 4.456% | 29168.5035
219 | Drum | NORTHERN CALIFORNIA | {} | 22497.6172 | 14123.6533 | 62.78% | 8373.9639 | 37.22% | 2466.8577 | 10.96% | 16379.4353 | 72.81% | 10.3216 | 0 | 0% | 0 | 0% | 2305.0178 | 10.25% | 20192.5801 | 89.75% | 2035.8608 | 9.049% | 20461.7563 | 2093.7671 | 9.307% | 20403.8501 | 103.4031 | 0.4596% | 22394.2141 | 4129.6279 | 18.36% | 18367.9893 | 4796.4189 | 21.32% | 17701.1982 | 224.4415 | 0.9976% | 22273.1757
220 | Vierra | NORTHERN CALIFORNIA | {'Ripon': 7.6, 'Weber': 8.6} | 19629.7246 | 796.7322 | 4.059% | 18832.9924 | 95.94% | 0 | 0% | 11696.332 | 59.58% | 38.43 | 1881.941 | 9.587% | 13623.0332 | 69.4% | 0 | 0% | 0 | 0% | 4060.7009 | 20.69% | 15569.0237 | 379.5334 | 1.933% | 19250.1912 | 379.5334 | 1.933% | 19250.1912 | 4440.2344 | 22.62% | 15189.4902 | 0 | 0% | 19629.7246 | 1325.3829 | 6.752% | 18304.3417
221 | Coyote | NORTHERN CALIFORNIA | {'Metcalf': 0.3, 'Hicks': 8.5} | 11976.1621 | 0 | 0% | 11976.1621 | 100% | 3627.4104 | 30.29% | 6344.4822 | 52.98% | 12.1664 | 1101.8933 | 9.201% | 745.3141 | 6.223% | 7042.5508 | 58.8% | 0 | 0% | 11944.1846 | 99.73% | 31.9775 | 6464.0854 | 53.97% | 5512.0767 | 7653.0474 | 63.9% | 4323.1147 | 11970.1943 | 99.95% | 5.9678 | 4672.5698 | 39.02% | 7303.5923 | 401.7291 | 3.354% | 11574.433
222 | Metcalf | NORTHERN CALIFORNIA | {'Coyote': 0.3, 'Hicks': 8.8} | 12160.0215 | 26.6912 | 0.2195% | 12133.3303 | 99.78% | 3893.7871 | 32.02% | 6370.8975 | 52.39% | 10.6248 | 1094.4955 | 9.001% | 746.4221 | 6.138% | 7001.1924 | 57.58% | 0 | 0% | 12097.0918 | 99.48% | 62.9297 | 6761.1377 | 55.6% | 5398.8838 | 7972.3247 | 65.56% | 4187.6968 | 12123.1016 | 99.7% | 36.9199 | 4665.9883 | 38.37% | 7494.0332 | 394.553 | 3.245% | 11765.4685
223 | Diablo | SPGE | {} | 10854.0234 | 1279.526 | 11.79% | 9574.4974 | 88.21% | 7080.457 | 65.23% | 3666.1348 | 33.78% | 4.1336 | 82.9533 | 0.7643% | 0 | 0% | 1419.4919 | 13.08% | 9389.9473 | 86.51% | 2.7379 | 0.02522% | 10851.2856 | 628.0034 | 5.786% | 10226.0201 | 6114.2764 | 56.33% | 4739.7471 | 6114.2764 | 56.33% | 4739.7471 | 6906.3853 | 63.63% | 3947.6382 | 750.5947 | 6.915% | 10103.4288
224 | Coolwater | GREATER KRAMER | {} | 13373.0049 | 136.0469 | 1.017% | 13236.958 | 98.98% | 657.1031 | 4.914% | 8252.5941 | 61.71% | 21.95 | 27.2002 | 0.2034% | 336.493 | 2.516% | 0 | 0% | 0 | 0% | 13235.6133 | 98.97% | 137.3916 | 10699.9512 | 80.01% | 2673.0537 | 6725.4902 | 50.29% | 6647.5146 | 13235.6133 | 98.97% | 137.3916 | 3169.991 | 23.7% | 10203.0139 | 434.4576 | 3.249% | 12938.5473
225 | San Onofre | GREATER LA METRO | {'Talega': 5.8} | 124.0887 | 21.9183 | 17.66% | 102.1704 | 82.34% | 13.4249 | 10.82% | 35.93 | 28.96% | 11.1366 | 0 | 0% | 0 | 0% | 39.1851 | 31.58% | 0 | 0% | 0 | 0% | 124.0887 | 97.5392 | 78.6% | 26.5494 | 101.7657 | 82.01% | 22.323 | 101.7657 | 82.01% | 22.323 | 0.73626 | 0.5933% | 123.3524 | 8.9641 | 7.224% | 115.1246
226 | Woodland | NORTHERN CALIFORNIA | {'Davis': 9.3} | 29958.457 | 1929.7233 | 6.441% | 28028.7338 | 93.56% | 3801.9224 | 12.69% | 22447.0737 | 74.93% | 9.9746 | 5252.9668 | 17.53% | 20089.6484 | 67.06% | 0 | 0% | 0 | 0% | 16994.9141 | 56.73% | 12963.543 | 7128.5723 | 23.79% | 22829.8848 | 7912.2744 | 26.41% | 22046.1826 | 20588.457 | 68.72% | 9370 | 0 | 0% | 29958.457 | 2268.1819 | 7.571% | 27690.2751
227 | Donnells | NORTHERN CALIFORNIA | {} | 25232.6152 | 6007.0854 | 23.81% | 19225.5298 | 76.19% | 22071.7344 | 87.47% | 2587.2051 | 10.25% | 4.7911 | 0 | 0% | 0 | 0% | 16661.7812 | 66.03% | 5490.0054 | 21.76% | 0 | 0% | 25232.6152 | 3130.1941 | 12.41% | 22102.4211 | 3163.1116 | 12.54% | 22069.5037 | 3163.1116 | 12.54% | 22069.5037 | 16406.1523 | 65.02% | 8826.4629 | 309.9505 | 1.228% | 24922.6647
228 | Mandalay | GREATER LA METRO | {'Santa Clara': 7.5} | 2605.2708 | 165.8033 | 6.364% | 2439.4674 | 93.64% | 96.773 | 3.715% | 1689.8331 | 64.86% | 4.5826 | 179.0133 | 6.871% | 915.7089 | 35.15% | 47.5269 | 1.824% | 0 | 0% | 0 | 0% | 2605.2708 | 0 | 0% | 2605.2708 | 2397.1555 | 92.01% | 208.1152 | 2397.1555 | 92.01% | 208.1152 | 0 | 0% | 2605.2708 | 62.6575 | 2.405% | 2542.6133
229 | North Gila | ARIZONA MINOR | {} | 5165.311 | 54.1694 | 1.049% | 5111.1416 | 98.95% | 1561.8693 | 30.24% | 3102.9999 | 60.07% | 7.0327 | 665.8638 | 12.89% | 3241.502 | 62.76% | 0 | 0% | 0 | 0% | 0 | 0% | 5165.311 | 5050.415 | 97.78% | 114.896 | 5050.415 | 97.78% | 114.896 | 5050.415 | 97.78% | 114.896 | 0 | 0% | 5165.311 | 364.3893 | 7.055% | 4800.9218
230 | Eight Mile | NORTHERN CALIFORNIA | {'Stagg': 4.8} | 32514.8809 | 2127.8809 | 6.544% | 30387 | 93.46% | 3290.4419 | 10.12% | 21943.7612 | 67.49% | 11.9249 | 6225.1235 | 19.15% | 21995.2715 | 67.65% | 0 | 0% | 0 | 0% | 0 | 0% | 32514.8809 | 12416.207 | 38.19% | 20098.6738 | 15328.2764 | 47.14% | 17186.6045 | 15328.2764 | 47.14% | 17186.6045 | 0 | 0% | 32514.8809 | 1544.9899 | 4.752% | 30969.891
231 | Kern Power | SPGE | {'Rosedale': 1.1, 'Westpark': 3.2, 'Renfro': 3.8, 'Tevis': 4.5, '7th Standard': 4.5, 'Stockdale': 4.7, 'Bakersfield': 5.3, 'Kern Oil': 6.0, 'Sycamore': 7.8, 'Lerdo': 8.9, 'Columbus': 9.0, 'Tupman': 9.9} | 2879.2234 | 249.0579 | 8.65% | 2630.1655 | 91.35% | 0.0096154 | 0.000334% | 945.8639 | 32.85% | 76.4 | 139.7305 | 4.853% | 1996.1998 | 69.33% | 0 | 0% | 0 | 0% | 1851.5804 | 64.31% | 1027.6429 | 613.8775 | 21.32% | 2265.3459 | 741.1334 | 25.74% | 2138.09 | 1851.5804 | 64.31% | 1027.6429 | 0 | 0% | 2879.2234 | 80.1449 | 2.784% | 2799.0785
232 | Renfro | SPGE | {'Kern Power': 3.8, '7th Standard': 4.0, 'Rosedale': 4.9, 'Tevis': 5.1, 'Tupman': 6.4, 'Rio Bravo': 6.6, 'Westpark': 7.0, 'Stockdale': 7.3, 'Lerdo': 7.8, 'Kern Oil': 8.9, 'Bakersfield': 9.0} | 22521.0156 | 992.9176 | 4.409% | 21528.098 | 95.59% | 20.0108 | 0.08885% | 17608.911 | 78.19% | 25.0983 | 727.3735 | 3.23% | 14908.1367 | 66.2% | 0 | 0% | 0 | 0% | 9742.8809 | 43.26% | 12778.1348 | 4651.8218 | 20.66% | 17869.1938 | 12776.7939 | 56.73% | 9744.2217 | 14103.5635 | 62.62% | 8417.4521 | 0 | 0% | 22521.0156 | 3259.1921 | 14.47% | 19261.8235
233 | Highwind | GREATER TEHACHAPI | {'Windhub': 7.1} | 24013.207 | 106.8781 | 0.4451% | 23906.329 | 99.55% | 925.4365 | 3.854% | 14351.5439 | 59.77% | 17.7755 | 74.2777 | 0.3093% | 482.3932 | 2.009% | 21781.5391 | 90.71% | 1114.1453 | 4.64% | 15502.7637 | 64.56% | 8510.4434 | 5317.2021 | 22.14% | 18696.0049 | 20764.5176 | 86.47% | 3248.6895 | 22875.2539 | 95.26% | 1137.9531 | 6186.1387 | 25.76% | 17827.0684 | 593.2275 | 2.47% | 23419.9796
234 | Sylmar | GREATER LA METRO | {'Saugus': 9.1} | 3927.4985 | 743.6772 | 18.94% | 3183.8213 | 81.06% | 852.7935 | 21.71% | 2405.2739 | 61.24% | 12.5044 | 0 | 0% | 6.1014 | 0.1554% | 7.236 | 0.1842% | 3920.2544 | 99.82% | 1253.1816 | 31.91% | 2674.3169 | 0 | 0% | 3927.4985 | 392.0859 | 9.983% | 3535.4126 | 1645.2676 | 41.89% | 2282.231 | 1399.7501 | 35.64% | 2527.7484 | 611.3499 | 15.57% | 3316.1486
235 | Westley | SPGE | {} | 36911.1562 | 393.7869 | 1.067% | 36517.3694 | 98.93% | 332.9058 | 0.9019% | 33766.6919 | 91.48% | 10.9071 | 1707.8882 | 4.627% | 31870.209 | 86.34% | 0 | 0% | 0 | 0% | 25974.1152 | 70.37% | 10937.041 | 6157.1709 | 16.68% | 30753.9854 | 4313.3545 | 11.69% | 32597.8018 | 28119.873 | 76.18% | 8791.2832 | 65.679 | 0.1779% | 36845.4773 | 1545.0421 | 4.186% | 35366.1141
236 | GWF Hanford Sw Sta | SPGE | {} | 36360.8359 | 24793.3105 | 68.19% | 11567.5254 | 31.81% | 541.8592 | 1.49% | 31336.9103 | 86.18% | 11.7763 | 20923.3496 | 57.54% | 10567.1045 | 29.06% | 0 | 0% | 0 | 0% | 0 | 0% | 36360.8359 | 0 | 0% | 36360.8359 | 1242.5111 | 3.417% | 35118.3248 | 1242.5111 | 3.417% | 35118.3248 | 0 | 0% | 36360.8359 | 431.1364 | 1.186% | 35929.6995
237 | Tevis | SPGE | {'Stockdale': 3.5, 'Kern Power': 4.5, 'Rosedale': 4.9, 'Renfro': 5.1, 'Westpark': 6.3, 'Tupman': 8.3, '7th Standard': 8.3, 'Bakersfield': 8.4} | 20758.457 | 1951.3209 | 9.4% | 18807.1361 | 90.6% | 445.3719 | 2.145% | 16746.7062 | 80.67% | 24 | 2825.1074 | 13.61% | 9071.0371 | 43.7% | 0 | 0% | 0 | 0% | 8907.1904 | 42.91% | 11851.2666 | 7940.5576 | 38.25% | 12817.8994 | 14745.0518 | 71.03% | 6013.4053 | 14745.0518 | 71.03% | 6013.4053 | 353.9071 | 1.705% | 20404.5499 | 4383.9917 | 21.12% | 16374.4653
238 | Otay Mesa | SAN DIEGO | {'Miguel': 8.3} | 3922.7554 | 42.9802 | 1.096% | 3879.7752 | 98.9% | 429.9913 | 10.96% | 2400.6249 | 61.2% | 14.109 | 0 | 0% | 0 | 0% | 3575.1113 | 91.14% | 31.829 | 0.8114% | 236.9189 | 6.04% | 3685.8364 | 3539.3979 | 90.23% | 383.3574 | 3792.356 | 96.68% | 130.3994 | 3796.2119 | 96.77% | 126.5435 | 681.4206 | 17.37% | 3241.3348 | 446.4835 | 11.38% | 3476.2719
239 | Redondo | GREATER LA METRO | {'El Nido': 3.4, 'La Fresa': 3.5, 'Chevmain': 3.8, 'El Segundo': 4.6, 'Arcogen': 8.6, 'Hinson': 9.7} | 181.2366 | 80.6054 | 44.48% | 100.6312 | 55.52% | 8.0294 | 4.43% | 13.9747 | 7.711% | 12.5008 | 0 | 0% | 0 | 0% | 44.2499 | 24.42% | 0 | 0% | 10.7529 | 5.933% | 170.4837 | 0 | 0% | 181.2366 | 87.9331 | 48.52% | 93.3036 | 98.686 | 54.45% | 82.5507 | 0 | 0% | 181.2366 | 0 | 0% | 181.2366
240 | Arkansas | GREATER IMPERIAL | {'Sonora': 2.7, 'IID System': 7.8} | 42611.4062 | 16600.8008 | 38.96% | 26010.6055 | 61.04% | 3619.366 | 8.494% | 38201.2981 | 89.65% | 7.3602 | 21096.5332 | 49.51% | 17569.0586 | 41.23% | 0 | 0% | 0 | 0% | 1701.8201 | 3.994% | 40909.5862 | 5638.3955 | 13.23% | 36973.0107 | 13356.4902 | 31.34% | 29254.916 | 13356.4902 | 31.34% | 29254.916 | 0 | 0% | 42611.4062 | 1342.4285 | 3.15% | 41268.9778
241 | California Water | SPGE | {'Columbus': 2.7, 'Magunden': 4.4, 'Sycamore': 5.5, 'Bakersfield': 6.3, 'Kern Oil': 6.9, 'Westpark': 8.5, 'Lamont': 8.9, 'Regulus': 8.9, 'Poso Mountain': 10.0} | 25160.0742 | 1962.0237 | 7.798% | 23198.0505 | 92.2% | 1051.1581 | 4.178% | 20147.3458 | 80.08% | 12.5433 | 98.5769 | 0.3918% | 1365.5369 | 5.427% | 4842.7407 | 19.25% | 0 | 0% | 22401.6094 | 89.04% | 2758.4648 | 10449.4922 | 41.53% | 14710.582 | 13417.7861 | 53.33% | 11742.2881 | 22440.1953 | 89.19% | 2719.8789 | 4808.0967 | 19.11% | 20351.9775 | 578.8226 | 2.301% | 24581.2516
242 | Grimway | SPGE | {'Lamont': 3.4, 'Regulus': 3.4, 'Magunden': 8.6} | 33793.9648 | 3242.5801 | 9.595% | 30551.3848 | 90.4% | 0 | 0% | 31840.9336 | 94.22% | 10.3863 | 954.1927 | 2.824% | 30044.5137 | 88.9% | 0 | 0% | 0 | 0% | 129.0052 | 0.3817% | 33664.9596 | 0 | 0% | 33793.9648 | 5284.8237 | 15.64% | 28509.1411 | 5413.8286 | 16.02% | 28380.1362 | 0 | 0% | 33793.9648 | 32.5756 | 0.09639% | 33761.3892
243 | Viejo | GREATER LA METRO | {'Santiago': 7.2, 'Trabuco': 7.4, 'Margarita': 8.1} | 4407.1133 | 192.8617 | 4.376% | 4214.2516 | 95.62% | 944.6921 | 21.44% | 1401.6409 | 31.8% | 37.0714 | 10.3768 | 0.2355% | 18.5747 | 0.4215% | 435.4332 | 9.88% | 3792.3708 | 86.05% | 891.611 | 20.23% | 3515.5023 | 2792.2339 | 63.36% | 1614.8794 | 3388.0374 | 76.88% | 1019.0759 | 4189.0298 | 95.05% | 218.0835 | 1739.9514 | 39.48% | 2667.1619 | 420.4683 | 9.541% | 3986.645
244 | Kelso | NORTHERN CALIFORNIA | {'Delta Switching Yard': 1.0, 'Green Ridge Midway': 5.0, 'Tesla': 6.2, 'Brentwood': 9.3} | 33627.6133 | 0 | 0% | 33627.6133 | 100% | 7092.9019 | 21.09% | 23085.2974 | 68.65% | 17 | 3205.0586 | 9.531% | 7893.7808 | 23.47% | 762.4938 | 2.267% | 0 | 0% | 22684.5156 | 67.46% | 10943.0977 | 18913.2559 | 56.24% | 14714.3574 | 20583.5254 | 61.21% | 13044.0879 | 28853.3945 | 85.8% | 4774.2188 | 544.5422 | 1.619% | 33083.0711 | 3246.1777 | 9.653% | 30381.4355
245 | BlytheSC 161 kV | RIVERSIDE | {} | 36806.0781 | 5866.3057 | 15.94% | 30939.7725 | 84.06% | 236.0144 | 0.6412% | 30100.2317 | 81.78% | 16.2618 | 13834.5684 | 37.59% | 18586.8477 | 50.5% | 0 | 0% | 0 | 0% | 14778.4404 | 40.15% | 22027.6377 | 17347.5703 | 47.13% | 19458.5078 | 10746.3975 | 29.2% | 26059.6807 | 25056.3828 | 68.08% | 11749.6953 | 0 | 0% | 36806.0781 | 579.8857 | 1.576% | 36226.1924
246 | Windhub | GREATER TEHACHAPI | {'Highwind': 7.1} | 31768.2578 | 13715.2783 | 43.17% | 18052.9795 | 56.83% | 74.6138 | 0.2349% | 12752.9243 | 40.14% | 30.6667 | 0 | 0% | 0 | 0% | 2513.2466 | 7.911% | 0 | 0% | 10778.584 | 33.93% | 20989.6738 | 7715.9248 | 24.29% | 24052.333 | 10630.6465 | 33.46% | 21137.6113 | 17738.1777 | 55.84% | 14030.0801 | 1569.8479 | 4.942% | 30198.4099 | 93.1608 | 0.2933% | 31675.097
247 | Camanche | NORTHERN CALIFORNIA | {'Rancho Seco - Bellota (Proposed)': 5.8, 'Lockeford': 9.9} | 28198.3945 | 1904.8176 | 6.755% | 26293.5769 | 93.24% | 2403.4875 | 8.523% | 19678.0027 | 69.78% | 17.6515 | 3199.6301 | 11.35% | 1703.2681 | 6.04% | 2725.1653 | 9.664% | 0 | 0% | 23220.4492 | 82.35% | 4977.9453 | 17384.7715 | 61.65% | 10813.623 | 24065.2871 | 85.34% | 4133.1074 | 24264.0762 | 86.05% | 3934.3184 | 11250.2666 | 39.9% | 16948.1279 | 7321.1396 | 25.96% | 20877.2549
248 | Whirlwind | GREATER TEHACHAPI | {} | 40449.3984 | 26392.4395 | 65.25% | 14056.959 | 34.75% | 320.3807 | 0.7921% | 12467.1574 | 30.82% | 35.032 | 305.6542 | 0.7556% | 484.9947 | 1.199% | 14958.5088 | 36.98% | 0 | 0% | 6850.2861 | 16.94% | 33599.1123 | 5211.6523 | 12.88% | 35237.7461 | 5211.4629 | 12.88% | 35237.9355 | 12352.4082 | 30.54% | 28096.9902 | 1850.3918 | 4.575% | 38599.0066 | 237.5036 | 0.5872% | 40211.8948
249 | El Casco | RIVERSIDE | {} | 23782.1855 | 3269.4314 | 13.75% | 20512.7542 | 86.25% | 547.2052 | 2.301% | 16718.5643 | 70.3% | 19.7664 | 59.3005 | 0.2493% | 26.9735 | 0.1134% | 3294.3403 | 13.85% | 20094.6289 | 84.49% | 15294.6963 | 64.31% | 8487.4893 | 10817.6182 | 45.49% | 12964.5674 | 9932.3867 | 41.76% | 13849.7988 | 19373.8945 | 81.46% | 4408.291 | 10296.5889 | 43.3% | 13485.5967 | 1235.9976 | 5.197% | 22546.188
250 | Suncrest | SAN DIEGO | {} | 13235.8857 | 1210.3136 | 9.144% | 12025.5721 | 90.86% | 803.0479 | 6.067% | 8890.1835 | 67.17% | 13.8354 | 6.0568 | 0.04576% | 1.9854 | 0.015% | 123.0259 | 0.9295% | 13112.9092 | 99.07% | 2488.6516 | 18.8% | 10747.2341 | 3503.1162 | 26.47% | 9732.7695 | 6398.5269 | 48.34% | 6837.3589 | 7490.4111 | 56.59% | 5745.4746 | 7914.9844 | 59.8% | 5320.9014 | 461.4137 | 3.486% | 12774.472
251 | Colorado River | RIVERSIDE | {} | 30644.8223 | 36.5103 | 0.1191% | 30608.312 | 99.88% | 17024.877 | 55.56% | 13245.168 | 43.22% | 4.3318 | 58.9346 | 0.1923% | 12.2317 | 0.03991% | 0 | 0% | 0 | 0% | 24148.502 | 78.8% | 6496.3203 | 26961.5293 | 87.98% | 3683.293 | 26232.3262 | 85.6% | 4412.4961 | 29763.5781 | 97.12% | 881.2441 | 22777.3184 | 74.33% | 7867.5039 | 43.174 | 0.1409% | 30601.6482
252 | Redbluff | RIVERSIDE | {} | 16239.4248 | 7118.0771 | 43.83% | 9121.3477 | 56.17% | 6803.9072 | 41.9% | 9254.2998 | 56.99% | 5.1689 | 733.5348 | 4.517% | 0 | 0% | 0 | 0% | 0 | 0% | 3516.6667 | 21.66% | 12722.7581 | 97.1414 | 0.5982% | 16142.2834 | 0 | 0% | 16239.4248 | 3613.8081 | 22.25% | 12625.6167 | 329.5206 | 2.029% | 15909.9042 | 747.3563 | 4.602% | 15492.0685
253 | Ocotillo | GREATER IMPERIAL | {'ECO': 9.2} | 16873.4863 | 5447.9722 | 32.29% | 11425.5142 | 67.71% | 7441.7021 | 44.1% | 7293.3057 | 43.22% | 7.3655 | 0 | 0% | 0 | 0% | 0 | 0% | 0 | 0% | 5288.9941 | 31.34% | 11584.4922 | 4598.5474 | 27.25% | 12274.939 | 2779.9463 | 16.48% | 14093.54 | 9894.9014 | 58.64% | 6978.585 | 4491.4893 | 26.62% | 12381.9971 | 0 | 0% | 16873.4863
254 | Ivanpah | SNV ELDORADO DESERT | {'Primm': 9.5} | 879.2289 | 8.0224 | 0.9124% | 871.2065 | 99.09% | 429.6555 | 48.87% | 439.7249 | 50.01% | 3.0259 | 0 | 0% | 0 | 0% | 0 | 0% | 0 | 0% | 861.5938 | 97.99% | 17.6352 | 828.201 | 94.2% | 51.028 | 3.8036 | 0.4326% | 875.4254 | 863.4096 | 98.2% | 15.8193 | 196.1736 | 22.31% | 683.0554 | 0 | 0% | 879.2289
255 | Alamitos | GREATER LA METRO | {'Del Amo': 5.7, 'Long Beach': 7.3, 'Barre': 7.4, 'Harborgen': 7.5, 'Hinson': 8.0, 'Arcogen': 9.1, 'Lighthipe': 9.1} | 1143.9961 | 65.0239 | 5.684% | 1078.9722 | 94.32% | 7.3572 | 0.6431% | 128.8836 | 11.27% | 27 | 0 | 0% | 0 | 0% | 0 | 0% | 0 | 0% | 0 | 0% | 1143.9961 | 670.438 | 58.6% | 473.5581 | 1070.8853 | 93.61% | 73.1108 | 1070.8853 | 93.61% | 73.1108 | 0 | 0% | 1143.9961 | 20.1083 | 1.758% | 1123.8878
256 | Shilo III | NORTHERN CALIFORNIA | {'Birds Landing': 3.2, 'Pittsburg': 9.6} | 39677.4336 | 16492.7461 | 41.57% | 23184.6875 | 58.43% | 6228.6553 | 15.7% | 33040.7861 | 83.27% | 6.1099 | 16071.4336 | 40.51% | 0 | 0% | 0 | 0% | 0 | 0% | 2676.1272 | 6.745% | 37001.3064 | 14957.6797 | 37.7% | 24719.7539 | 15896.0586 | 40.06% | 23781.375 | 20512.1074 | 51.7% | 19165.3262 | 26.9773 | 0.06799% | 39650.4563 | 7445.3579 | 18.76% | 32232.0757
257 | ECO | GREATER IMPERIAL | {'Ocotillo': 9.2} | 3953.145 | 1612.5004 | 40.79% | 2340.6447 | 59.21% | 179.5225 | 4.541% | 2902.2551 | 73.42% | 11.6573 | 47.8199 | 1.21% | 68.2322 | 1.726% | 2208.8176 | 55.87% | 0 | 0% | 0 | 0% | 3953.145 | 899.025 | 22.74% | 3054.1201 | 1259.7979 | 31.87% | 2693.3472 | 1513.1343 | 38.28% | 2440.0107 | 741.8766 | 18.77% | 3211.2684 | 167.9504 | 4.249% | 3785.1946
258 | IID System | GREATER IMPERIAL | {'Sonora': 7.6, 'Arkansas': 7.8} | 29683.9688 | 3042.8862 | 10.25% | 26641.0825 | 89.75% | 699.0397 | 2.355% | 26620.1829 | 89.68% | 9.5476 | 9659.3535 | 32.54% | 10582.0654 | 35.65% | 0 | 0% | 0 | 0% | 0 | 0% | 29683.9688 | 22426.1523 | 75.55% | 7257.8164 | 25170.6484 | 84.8% | 4513.3203 | 25170.6484 | 84.8% | 4513.3203 | 0 | 0% | 29683.9688 | 3496.5715 | 11.78% | 26187.3972
259 | Sonora | GREATER IMPERIAL | {'Arkansas': 2.7, 'IID System': 7.6} | 43092.5195 | 15502.6709 | 35.98% | 27589.8486 | 64.02% | 5411.2451 | 12.56% | 37122.6416 | 86.15% | 7 | 18210.5605 | 42.26% | 12422.6592 | 28.83% | 0 | 0% | 0 | 0% | 5913.2095 | 13.72% | 37179.3101 | 3151.2893 | 7.313% | 39941.2302 | 18247.8477 | 42.35% | 24844.6719 | 18247.8477 | 42.35% | 24844.6719 | 8.1748 | 0.01897% | 43084.3448 | 3016.9883 | 7.001% | 40075.5312
260 | Caliente | SPGE | {'Carrizo Plains': 6.9, 'Solar SS': 8.1} | 28851.7734 | 8847.6396 | 30.67% | 20004.1338 | 69.33% | 5068.1899 | 17.57% | 21085.2944 | 73.08% | 8.4241 | 0 | 0% | 0 | 0% | 0 | 0% | 0 | 0% | 9106.6221 | 31.56% | 19745.1514 | 5857.6045 | 20.3% | 22994.1689 | 10742.0195 | 37.23% | 18109.7539 | 16423.1816 | 56.92% | 12428.5918 | 12269.9258 | 42.53% | 16581.8477 | 1201.6754 | 4.165% | 27650.098
261 | Regulus | SPGE | {'Lamont': 0.1, 'Grimway': 3.4, 'Magunden': 5.5, 'Columbus': 8.2, 'California Water': 8.9} | 32755.0742 | 4455.627 | 13.6% | 28299.4473 | 86.4% | 0 | 0% | 29384.5137 | 89.71% | 11.6512 | 798.3334 | 2.437% | 27863.0332 | 85.06% | 0 | 0% | 0 | 0% | 0 | 0% | 32755.0742 | 261.3579 | 0.7979% | 32493.7163 | 3206.7251 | 9.79% | 29548.3491 | 3206.7251 | 9.79% | 29548.3491 | 0 | 0% | 32755.0742 | 8.1295 | 0.02482% | 32746.9447
262 | Geysers | NORTHERN CALIFORNIA | {'Eagle Rock': 6.0} | 13298.207 | 0 | 0% | 13298.207 | 100% | 2180.9446 | 16.4% | 10535.7214 | 79.23% | 6.9 | 512.9987 | 3.858% | 37.6853 | 0.2834% | 2740.438 | 20.61% | 10436.4922 | 78.48% | 13082.415 | 98.38% | 215.792 | 8658.8174 | 65.11% | 4639.3896 | 13295.8643 | 99.98% | 2.3428 | 13298.207 | 100% | 0 | 6048.2935 | 45.48% | 7249.9136 | 161.6264 | 1.215% | 13136.5807
263 | Solar SS | SPGE | {'Carrizo Plains': 1.1, 'Caliente': 8.1} | 29463.8887 | 7044.3149 | 23.91% | 22419.5737 | 76.09% | 18738.7188 | 63.6% | 10656.7637 | 36.17% | 4.1575 | 3232.6243 | 10.97% | 61.595 | 0.2091% | 6194.0093 | 21.02% | 0 | 0% | 2538.1633 | 8.614% | 26925.7253 | 7459.4707 | 25.32% | 22004.418 | 12686.4775 | 43.06% | 16777.4111 | 13182.707 | 44.74% | 16281.1816 | 15563.0195 | 52.82% | 13900.8691 | 299.454 | 1.016% | 29164.4346
264 | Olive | SPGE | {'Alpaugh': 4.6} | 24746.5156 | 8814.6338 | 35.62% | 15931.8818 | 64.38% | 1423.3373 | 5.752% | 18407.278 | 74.38% | 10.8389 | 13025.5371 | 52.64% | 6911.4771 | 27.93% | 0 | 0% | 0 | 0% | 12584.7646 | 50.85% | 12161.751 | 1940.6038 | 7.842% | 22805.9119 | 8882.418 | 35.89% | 15864.0977 | 15125.2578 | 61.12% | 9621.2578 | 0 | 0% | 24746.5156 | 1385.3799 | 5.598% | 23361.1357
265 | 7th Standard | SPGE | {'Renfro': 4.0, 'Lerdo': 4.3, 'Kern Power': 4.5, 'Rosedale': 5.3, 'Kern Oil': 6.2, 'Westpark': 6.8, 'Rio Bravo': 7.3, 'Bakersfield': 8.0, 'Sycamore': 8.0, 'Tevis': 8.3, 'Stockdale': 9.2, 'Tupman': 9.8} | 24530.7207 | 3687.1951 | 15.03% | 20843.5256 | 84.97% | 217.239 | 0.8856% | 21300.0618 | 86.83% | 20 | 1464.535 | 5.97% | 19113.7012 | 77.92% | 0 | 0% | 0 | 0% | 3086.6033 | 12.58% | 21444.1174 | 0 | 0% | 24530.7207 | 732.8492 | 2.987% | 23797.8715 | 3105.0046 | 12.66% | 21425.7161 | 0 | 0% | 24530.7207 | 570.3555 | 2.325% | 23960.3652
266 | Delevan | NORTHERN CALIFORNIA | {} | 48202.2812 | 7259.0757 | 15.06% | 40943.2056 | 84.94% | 14485.5537 | 30.05% | 32848.5518 | 68.15% | 5.9292 | 12189.6729 | 25.29% | 12777.7002 | 26.51% | 1874.1829 | 3.888% | 0 | 0% | 20293.1934 | 42.1% | 27909.0879 | 3681.7642 | 7.638% | 44520.5171 | 15419.1221 | 31.99% | 32783.1592 | 34035.0859 | 70.61% | 14167.1953 | 6467.8208 | 13.42% | 41734.4604 | 1192.3511 | 2.474% | 47009.9302
267 | Mustang | SPGE | {'San Luis Obispo': 3.7} | 26293.7422 | 8510.0566 | 32.37% | 17783.6855 | 67.63% | 7506.3457 | 28.55% | 17705.498 | 67.34% | 6.1317 | 12254.5068 | 46.61% | 12917.3047 | 49.13% | 0 | 0% | 0 | 0% | 4877.6147 | 18.55% | 21416.1274 | 0 | 0% | 26293.7422 | 0 | 0% | 26293.7422 | 4877.6147 | 18.55% | 21416.1274 | 0 | 0% | 26293.7422 | 521.1533 | 1.982% | 25772.5889
268 | Tranquility | SPGE | {'Cheney': 7.6, 'Mendota': 9.5} | 45540.5586 | 22647.6895 | 49.73% | 22892.8691 | 50.27% | 2456.666 | 5.394% | 42265.4473 | 92.81% | 8.1434 | 27436.3047 | 60.25% | 15487.8896 | 34.01% | 0 | 0% | 0 | 0% | 12354.3691 | 27.13% | 33186.1895 | 0 | 0% | 45540.5586 | 4091.4246 | 8.984% | 41449.134 | 13461.0176 | 29.56% | 32079.541 | 0 | 0% | 45540.5586 | 118.4776 | 0.2602% | 45422.081
269 | Calcite | GREATER KRAMER | {} | 27127.8398 | 11932.25 | 43.99% | 15195.5898 | 56.01% | 0.61667 | 0.002273% | 6555 | 24.16% | 32.5 | 1618.3451 | 5.966% | 148.3374 | 0.5468% | 0 | 0% | 0 | 0% | 14252.3457 | 52.54% | 12875.4941 | 5593.7729 | 20.62% | 21534.0669 | 3054.3025 | 11.26% | 24073.5374 | 14548.2656 | 53.63% | 12579.5742 | 2780.8005 | 10.25% | 24347.0393 | 424.1683 | 1.564% | 26703.6715
270 | Trout Canyon (fka Crazy Eyes) | SNV ELDORADO DESERT | {'Carpenter Canyon (fka Gamebird)': 9.1, 'Sandy': 9.4} | 0 | 0 | 0% | 0 | 0% | 0 | 0% | 0 | 0% | 0 | 0 | 0% | 0 | 0% | 0 | 0% | 0 | 0% | 0 | 0% | 0 | 0 | 0% | 0 | 0 | 0% | 0 | 0 | 0% | 0 | 0 | 0% | 0 | 0 | 0% | 0
271 | Delaney | ARIZONA MINOR | {} | 0 | 0 | 0% | 0 | 0% | 0 | 0% | 0 | 0% | 0 | 0 | 0% | 0 | 0% | 0 | 0% | 0 | 0% | 0 | 0% | 0 | 0 | 0% | 0 | 0 | 0% | 0 | 0 | 0% | 0 | 0 | 0% | 0 | 0 | 0% | 0
272 | Desert View | SNV ELDORADO DESERT | {} | 0 | 0 | 0% | 0 | 0% | 0 | 0% | 0 | 0% | 0 | 0 | 0% | 0 | 0% | 0 | 0% | 0 | 0% | 0 | 0% | 0 | 0 | 0% | 0 | 0 | 0% | 0 | 0 | 0% | 0 | 0 | 0% | 0 | 0 | 0% | 0
273 | Carpenter Canyon (fka Gamebird) | SNV ELDORADO DESERT | {'Pahrump': 4.5, 'Trout Canyon (fka Crazy Eyes)': 9.1} | 0 | 0 | 0% | 0 | 0% | 0 | 0% | 0 | 0% | 0 | 0 | 0% | 0 | 0% | 0 | 0% | 0 | 0% | 0 | 0% | 0 | 0 | 0% | 0 | 0 | 0% | 0 | 0 | 0% | 0 | 0 | 0% | 0 | 0 | 0% | 0
274 | Hassayampa | ARIZONA MINOR | {'Palo Verde': 2.7} | 0 | 0 | 0% | 0 | 0% | 0 | 0% | 0 | 0% | 0 | 0 | 0% | 0 | 0% | 0 | 0% | 0 | 0% | 0 | 0% | 0 | 0 | 0% | 0 | 0 | 0% | 0 | 0 | 0% | 0 | 0 | 0% | 0 | 0 | 0% | 0
275 | Hoodoo Wash | ARIZONA MINOR | {} | 0 | 0 | 0% | 0 | 0% | 0 | 0% | 0 | 0% | 0 | 0 | 0% | 0 | 0% | 0 | 0% | 0 | 0% | 0 | 0% | 0 | 0 | 0% | 0 | 0 | 0% | 0 | 0 | 0% | 0 | 0 | 0% | 0 | 0 | 0% | 0
276 | Innovation | SNV ELDORADO DESERT | {} | 0 | 0 | 0% | 0 | 0% | 0 | 0% | 0 | 0% | 0 | 0 | 0% | 0 | 0% | 0 | 0% | 0 | 0% | 0 | 0% | 0 | 0 | 0% | 0 | 0 | 0% | 0 | 0 | 0% | 0 | 0 | 0% | 0 | 0 | 0% | 0
277 | Lathrop | SNV ELDORADO DESERT | {} | 0 | 0 | 0% | 0 | 0% | 0 | 0% | 0 | 0% | 0 | 0 | 0% | 0 | 0% | 0 | 0% | 0 | 0% | 0 | 0% | 0 | 0 | 0% | 0 | 0 | 0% | 0 | 0 | 0% | 0 | 0 | 0% | 0 | 0 | 0% | 0
278 | Mohave | SNV ELDORADO DESERT | {} | 0 | 0 | 0% | 0 | 0% | 0 | 0% | 0 | 0% | 0 | 0 | 0% | 0 | 0% | 0 | 0% | 0 | 0% | 0 | 0% | 0 | 0 | 0% | 0 | 0 | 0% | 0 | 0 | 0% | 0 | 0 | 0% | 0 | 0 | 0% | 0
279 | Pahrump | SNV ELDORADO DESERT | {'Carpenter Canyon (fka Gamebird)': 4.5, 'Vista (VEA)': 8.6} | 0 | 0 | 0% | 0 | 0% | 0 | 0% | 0 | 0% | 0 | 0 | 0% | 0 | 0% | 0 | 0% | 0 | 0% | 0 | 0% | 0 | 0 | 0% | 0 | 0 | 0% | 0 | 0 | 0% | 0 | 0 | 0% | 0 | 0 | 0% | 0
280 | Palo Verde | ARIZONA MINOR | {'Hassayampa': 2.7} | 0 | 0 | 0% | 0 | 0% | 0 | 0% | 0 | 0% | 0 | 0 | 0% | 0 | 0% | 0 | 0% | 0 | 0% | 0 | 0% | 0 | 0 | 0% | 0 | 0 | 0% | 0 | 0 | 0% | 0 | 0 | 0% | 0 | 0 | 0% | 0
281 | Primm | SNV ELDORADO DESERT | {'Ivanpah': 9.5} | 0.61431 | 0 | 0% | 0.61431 | 100% | 0.37504 | 61.05% | 0 | 0% | 2.6101 | 0 | 0% | 0 | 0% | 0 | 0% | 0 | 0% | 0.33561 | 54.63% | 0.2787 | 0.33561 | 54.63% | 0.2787 | 0 | 0% | 0.61431 | 0.33561 | 54.63% | 0.2787 | 0.27869 | 45.37% | 0.33561 | 0 | 0% | 0.61431
282 | Sloan Canyon (fka Bob) | SNV ELDORADO DESERT | {'Eldorado': 5.2} | 0 | 0 | 0% | 0 | 0% | 0 | 0% | 0 | 0% | 0 | 0 | 0% | 0 | 0% | 0 | 0% | 0 | 0% | 0 | 0% | 0 | 0 | 0% | 0 | 0 | 0% | 0 | 0 | 0% | 0 | 0 | 0% | 0 | 0 | 0% | 0
283 | Valley (VEA) | SNV ELDORADO DESERT | {} | 891.2367 | 0 | 0% | 891.2367 | 100% | 890.7764 | 99.95% | 0 | 0% | 1.156 | 0 | 0% | 0 | 0% | 0 | 0% | 0 | 0% | 0 | 0% | 891.2367 | 0 | 0% | 891.2367 | 0 | 0% | 891.2367 | 0 | 0% | 891.2367 | 891.2367 | 100% | 0 | 0 | 0% | 891.2367
284 | Vista (VEA) | SNV ELDORADO DESERT | {'Pahrump': 8.6} | 0 | 0 | 0% | 0 | 0% | 0 | 0% | 0 | 0% | 0 | 0 | 0% | 0 | 0% | 0 | 0% | 0 | 0% | 0 | 0% | 0 | 0 | 0% | 0 | 0 | 0% | 0 | 0 | 0% | 0 | 0 | 0% | 0 | 0 | 0% | 0
285 | Bay Boulevard | SAN DIEGO | {'Silvergate': 6.6, 'Miguel': 8.1} | 619.2872 | 133.6334 | 21.58% | 485.6538 | 78.42% | 106.4746 | 17.19% | 220.4342 | 35.59% | 11.0211 | 0 | 0% | 0 | 0% | 0 | 0% | 0 | 0% | 61.9286 | 10% | 557.3585 | 396.3091 | 63.99% | 222.978 | 478.6791 | 77.3% | 140.608 | 478.6791 | 77.3% | 140.608 | 0 | 0% | 619.2872 | 45.3568 | 7.324% | 573.9303
286 | Beatty | SNV ELDORADO DESERT | {} | 0 | 0 | 0% | 0 | 0% | 0 | 0% | 0 | 0% | 0 | 0 | 0% | 0 | 0% | 0 | 0% | 0 | 0% | 0 | 0% | 0 | 0 | 0% | 0 | 0 | 0% | 0 | 0 | 0% | 0 | 0 | 0% | 0 | 0 | 0% | 0
287 | Lee Lake (Proposed) | RIVERSIDE | {} | 10574.1875 | 1361.5078 | 12.88% | 9212.6797 | 87.12% | 777.0414 | 7.348% | 5578.5392 | 52.76% | 16.8656 | 190.2417 | 1.799% | 0.82005 | 0.007755% | 2165.3193 | 20.48% | 6928.3633 | 65.52% | 4916.9849 | 46.5% | 5657.2026 | 4624.9463 | 43.74% | 5949.2412 | 6085.146 | 57.55% | 4489.0415 | 8691.8291 | 82.2% | 1882.3584 | 3973.6533 | 37.58% | 6600.5342 | 993.3392 | 9.394% | 9580.8483
288 | Leprino Jct | SPGE | {'Henrietta': 3.9, 'Mustang': 4.8} | 31011.2578 | 20086.127 | 64.77% | 10925.1309 | 35.23% | 589.7458 | 1.902% | 23606.1292 | 76.12% | 14.0435 | 25028.1582 | 80.71% | 109.3256 | 0.3525% | 0 | 0% | 0 | 0% | 9623.8516 | 31.03% | 21387.4062 | 0 | 0% | 31011.2578 | 0 | 0% | 31011.2578 | 9623.8516 | 31.03% | 21387.4062 | 0 | 0% | 31011.2578 | 1929.2438 | 6.221% | 29082.014
289 | Mead | SNV ELDORADO DESERT | {} | 0 | 0 | 0% | 0 | 0% | 0 | 0% | 0 | 0% | 0 | 0 | 0% | 0 | 0% | 0 | 0% | 0 | 0% | 0 | 0% | 0 | 0 | 0% | 0 | 0 | 0% | 0 | 0 | 0% | 0 | 0 | 0% | 0 | 0 | 0% | 0
290 | Quinto | SPGE | {'Los Banos': 5.3} | 24306.0098 | 4177.4258 | 17.19% | 20128.584 | 82.81% | 7491.9326 | 30.82% | 15327.7314 | 63.06% | 13.0348 | 4375.4468 | 18% | 6560.6611 | 26.99% | 0 | 0% | 0 | 0% | 13230.1035 | 54.43% | 11075.9062 | 41.0939 | 0.1691% | 24264.9159 | 2471.7214 | 10.17% | 21834.2883 | 13230.1035 | 54.43% | 11075.9062 | 1624.688 | 6.684% | 22681.3218 | 884.8733 | 3.641% | 23421.1365
291 | Sandy | SNV ELDORADO DESERT | {'Trout Canyon (fka Crazy Eyes)': 9.4} | 0 | 0 | 0% | 0 | 0% | 0 | 0% | 0 | 0% | 0 | 0 | 0% | 0 | 0% | 0 | 0% | 0 | 0% | 0 | 0% | 0 | 0 | 0% | 0 | 0 | 0% | 0 | 0 | 0% | 0 | 0 | 0% | 0 | 0 | 0% | 0
292 | Eldorado | SNV ELDORADO DESERT | {'Sloan Canyon (fka Bob)': 5.2} | 0 | 0 | 0% | 0 | 0% | 0 | 0% | 0 | 0% | 0 | 0 | 0% | 0 | 0% | 0 | 0% | 0 | 0% | 0 | 0% | 0 | 0 | 0% | 0 | 0 | 0% | 0 | 0 | 0% | 0 | 0 | 0% | 0 | 0 | 0% | 0
293 | Fink (Proposed) |  | {} | 38008.9062 | 3072.4749 | 8.084% | 34936.4314 | 91.92% | 13720.0752 | 36.1% | 22226.6592 | 58.48% | 6.9209 | 1460.3864 | 3.842% | 16391.7617 | 43.13% | 5366.5645 | 14.12% | 0 | 0% | 11689.1865 | 30.75% | 26319.7197 | 4669.1294 | 12.28% | 33339.7769 | 8039.1382 | 21.15% | 29969.7681 | 19007.6836 | 50.01% | 19001.2227 | 10934.0986 | 28.77% | 27074.8076 | 735.8337 | 1.936% | 37273.0726
294 | Gates-Midway (Proposed) | SPGE | {'Arco': 8.7} | 49232.1211 | 20041.8652 | 40.71% | 29190.2559 | 59.29% | 11734.3301 | 23.83% | 33954.3301 | 68.97% | 6.8736 | 14917.9912 | 30.3% | 10789.9297 | 21.92% | 0 | 0% | 0 | 0% | 14699.3672 | 29.86% | 34532.7539 | 4358.7905 | 8.854% | 44873.3306 | 6053.8184 | 12.3% | 43178.3027 | 17736.584 | 36.03% | 31495.5371 | 0 | 0% | 49232.1211 | 3209.019 | 6.518% | 46023.1021
295 | Rancho Seco - Bellota (Proposed) | NORTHERN CALIFORNIA | {'Camanche': 5.8, 'Bellota': 8.2, 'Lockeford': 9.0} | 40541.6289 | 2973.2542 | 7.334% | 37568.3748 | 92.67% | 7342.8379 | 18.11% | 25870.6465 | 63.81% | 11.55 | 5852.3809 | 14.44% | 2797.4497 | 6.9% | 10457.7686 | 25.8% | 0 | 0% | 26429.6523 | 65.19% | 14111.9766 | 21559.3477 | 53.18% | 18982.2812 | 28652.8164 | 70.68% | 11888.8125 | 33398.7734 | 82.38% | 7142.8555 | 19532.6641 | 48.18% | 21008.9648 | 9009.6826 | 22.22% | 31531.9463
296 | Midway - Wheeler Ridge (Proposed) | SPGE | {'Elk Hills': 9.4} | 46920.0508 | 9284.9141 | 19.79% | 37635.1367 | 80.21% | 9030.0244 | 19.25% | 36769.7764 | 78.37% | 5.7778 | 16213.5078 | 34.56% | 23438.3477 | 49.95% | 0 | 0% | 0 | 0% | 4058.3542 | 8.65% | 42861.6965 | 15064.1924 | 32.11% | 31855.8584 | 20161.2715 | 42.97% | 26758.7793 | 20678.1758 | 44.07% | 26241.875 | 0 | 0% | 46920.0508 | 238.6321 | 0.5086% | 46681.4187
297 | Suncrest - Ocotillo (Proposed) | GREATER IMPERIAL | {} | 29949.2773 | 575.3284 | 1.921% | 29373.9489 | 98.08% | 17565.957 | 58.65% | 11589.1934 | 38.7% | 4.9213 | 102.0953 | 0.3409% | 16.6796 | 0.05569% | 183.5102 | 0.6127% | 29765.7695 | 99.39% | 0.36332 | 0.001213% | 29948.914 | 9683.7539 | 32.33% | 20265.5234 | 12527.333 | 41.83% | 17421.9443 | 16051.8613 | 53.6% | 13897.416 | 22728.1289 | 75.89% | 7221.1484 | 836.2131 | 2.792% | 29113.0643
298 | North Gila - IV (Proposed) | GREATER IMPERIAL | {'High Line': 4.3} | 15414.3184 | 1331.2429 | 8.636% | 14083.0754 | 91.36% | 10451.0137 | 67.8% | 4545.1602 | 29.49% | 4.1196 | 891.8787 | 5.786% | 3246.5598 | 21.06% | 0 | 0% | 0 | 0% | 0 | 0% | 15414.3184 | 11196.4268 | 72.64% | 4217.8916 | 11196.4268 | 72.64% | 4217.8916 | 11196.4268 | 72.64% | 4217.8916 | 5503.8398 | 35.71% | 9910.4785 | 2038.5464 | 13.23% | 13375.772
299 | Lugo - Pisgah (Proposed) | GREATER KRAMER | {} | 26930.5449 | 5229.0801 | 19.42% | 21701.4648 | 80.58% | 4021.137 | 14.93% | 11733.4861 | 43.57% | 63 | 13.3437 | 0.04955% | 0 | 0% | 0 | 0% | 0 | 0% | 26.9878 | 0.1002% | 26903.5571 | 1813.4041 | 6.734% | 25117.1409 | 1663.7511 | 6.178% | 25266.7938 | 2465.3093 | 9.154% | 24465.2356 | 21264.6816 | 78.96% | 5665.8633 | 9.3278 | 0.03464% | 26921.2171
300 | Crow Creek | SPGE |  | 38935.2969 | 3171.8428 | 0.081464 | 35763.4541 | 0.91854 | 12619.1689 | 32.41% | 24076.6592 | 61.84% | 7.5263 | 1462.2311 | 3.756% | 18514.0234 | 47.55% | 4532.2656 | 11.64% | 0 | 0% | 10916.8701 | 28.04% | 2801843% | 4508.6675 | 11.58% | 3442663% | 7514.2266 | 19.3% | 3142107% | 17874.0801 | 45.91% | 2106122% | 9792.4531 | 25.15% | 2914284% | 735.0707 | 1.888% | 38200.2262
301 | Harry Allen | NEVADA MAJOR |  | 0 | 0 | 0 | 0 | 0 | 0 | 0% | 0 | 0% | 0 | 0 | 0% | 0 | 0% | 0 | 0% | 0 | 0% | 0 | 0% | 0% | 0 | 0% | 0% | 0 | 0% | 0% | 0 | 0% | 0% | 0 | 0% | 0% | 0 | 0% | 0
302 | Kirker | NORTHERN CALIFORNIA | {'Pittsburg': 1.2, 'Clayton': 6.3, 'Contra Costa': 6.9, 'Birds Landing': 8.3, 'Lone Tree': 9.5} | 7736.0103 | 909.7484 | 0.1176 | 6826.2618 | 0.8824 | 903.1724 | 11.67% | 0 | 0% | 6.9377 | 0 | 0% | 0 | 0% | 3045.4426 | 39.37% | 0 | 0% | 3571.0974 | 46.16% | 416491% | 5387.8643 | 69.65% | 234815% | 3123.0938 | 40.37% | 461292% | 5506.4097 | 71.18% | 222960% | 1378.7079 | 17.82% | 635730% | 4590.4233 | 59.34% | 3145.5869
303 | Oro Loma | SPGE | {} | 48093.9648 | 28091.3867 | 0.58409 | 20002.5781 | 0.41591 | 4263.8638 | 8.866% | 42067.0112 | 87.47% | 7 | 28580.7344 | 59.43% | 17703.8633 | 36.81% | 0 | 0% | 0 | 0% | 0 | 0% | 4809396% | 0 | 0% | 4809396% | 5882.0776 | 12.23% | 4221189% | 5882.0776 | 12.23% | 4221189% | 0 | 0% | 4809396% | 582.5897 | 1.211% | 47511.3752
304 | Logan Creek | NORTHERN CALIFORNIA | {} | 43600.293 | 15984.0049 | 0.3666 | 27616.2881 | 0.6334 | 12968.668 | 29.74% | 0 | 0% | 6.5909 | 8600.126 | 19.72% | 22654.9375 | 51.96% | 0 | 0% | 0 | 0% | 5986.0151 | 13.73% | 3761428% | 0 | 0% | 4360029% | 0 | 0% | 4360029% | 5986.0151 | 13.73% | 3761428% | 2259.585 | 5.182% | 4134071% | 995.0337 | 2.282% | 42605.2593
305 | Julian Hinds | RIVERSIDE | {} | 523.4513 | 0 | 0 | 523.4513 | 1 | 515.3284 | 98.45% | 0 | 0% | 1.9686 | 0 | 0% | 0 | 0% | 0 | 0% | 0 | 0% | 523.4513 | 100% | 0% | 305.7363 | 58.41% | 21771% | 234.673 | 44.83% | 28878% | 523.4513 | 100% | 0% | 27.6053 | 5.274% | 49585% | 0 | 0% | 523.4513
306 | Hollister | SPGE | {} | 31290.5781 | 8661.3916 | 0.27681 | 22629.1865 | 0.72319 | 404.7017 | 1.293% | 0 | 0% | 16.7688 | 4939.1245 | 15.78% | 8389.0889 | 26.81% | 897.6052 | 2.869% | 0 | 0% | 2986.0405 | 9.543% | 2830454% | 6347.8916 | 20.29% | 2494269% | 8267.2363 | 26.42% | 2302334% | 10783.3027 | 34.46% | 2050728% | 4251.0337 | 13.59% | 2703954% | 2118.0857 | 6.769% | 29172.4924
307 | Boulevard | GREATER IMPERIAL | {'East County': 9.0} | 30802.3242 | 7954.3022 | 0.25824 | 22848.022 | 0.74176 | 1465.3363 | 4.757% | 0 | 0% | 13.2314 | 8.6734 | 0.02816% | 0 | 0% | 30802.3242 | 100% | 0 | 0% | 4301.8027 | 13.97% | 2650052% | 4519.4995 | 14.67% | 2628282% | 12903.8271 | 41.89% | 1789850% | 17499.9688 | 56.81% | 1330236% | 11287.707 | 36.65% | 1951462% | 523.1644 | 1.698% | 30279.1599
308 | Llagas | NORTHERN CALIFORNIA | {} | 23237.2188 | 4311.1338 | 0.18553 | 18926.085 | 0.81447 | 4395.7383 | 18.92% | 0 | 0% | 18.9007 | 3261.229 | 14.03% | 6218.1006 | 26.76% | 6717.9604 | 28.91% | 1802.9686 | 7.759% | 12443.6338 | 53.55% | 1079358% | 0 | 0% | 2323722% | 807.2028 | 3.474% | 2243002% | 12443.6338 | 53.55% | 1079358% | 5877.3027 | 25.29% | 1735992% | 558.1283 | 2.402% | 22679.0905
309 | Miller | SPGE | {'Fink (Proposed)': 8.1, 'Crow Creek': 8.4, 'Quinto': 9.6} | 24626.8223 | 552.2167 | 0.022423 | 24074.6056 | 0.97758 | 5850.3408 | 23.76% | 0 | 0% | 7.2903 | 1427.4288 | 5.796% | 11669.1602 | 47.38% | 0 | 0% | 0 | 0% | 7315.8462 | 29.71% | 1731098% | 8957.0908 | 36.37% | 1566973% | 10413.8994 | 42.29% | 1421292% | 17091.0098 | 69.4% | 753581% | 1944.0685 | 7.894% | 2268275% | 296.7755 | 1.205% | 24330.0468
310 | Madison | NORTHERN CALIFORNIA | {} | 39932.9023 | 2797.6533 | 0.070059 | 37135.249 | 0.92994 | 1018.4921 | 2.551% | 0 | 0% | 8.6296 | 7043.1528 | 17.64% | 24854.5371 | 62.24% | 1009.2084 | 2.527% | 0 | 0% | 28143.1699 | 70.48% | 1178973% | 0 | 0% | 3993290% | 0 | 0% | 3993290% | 28143.1699 | 70.48% | 1178973% | 2705.9482 | 6.776% | 3722695% | 1168.8424 | 2.927% | 38764.0599
311 | New Melones | NORTHERN CALIFORNIA | {'Peoria': 3.4, 'Chinese Station': 5.7} | 11523.9004 | 513.2346 | 0.044537 | 11010.6658 | 0.95546 | 770.6296 | 6.687% | 0 | 0% | 21.5493 | 33.2369 | 0.2884% | 0 | 0% | 11044.9033 | 95.84% | 0 | 0% | 4698.6602 | 40.77% | 682524% | 5855.3267 | 50.81% | 566857% | 5268.5879 | 45.72% | 625531% | 6890.8828 | 59.8% | 463302% | 6684.4634 | 58.01% | 483944% | 861.2476 | 7.474% | 10662.6528
312 | Waukena | SPGE | {'Corcoran': 2.3, 'GWF Hanford': 9.9} | 38022.1523 | 17431.0117 | 0.45844 | 20591.1406 | 0.54156 | 5242.2822 | 13.79% | 0 | 0% | 7.6158 | 21845.4062 | 57.45% | 9973.2148 | 26.23% | 0 | 0% | 0 | 0% | 3519.3879 | 9.256% | 3450276% | 72.865 | 0.1916% | 3794929% | 10481.1553 | 27.57% | 2754100% | 13179.0049 | 34.66% | 2484315% | 0 | 0% | 3802215% | 3295.7725 | 8.668% | 34726.3799
313 | Colgate | NORTHERN CALIFORNIA | {} | 26998.5645 | 656.3672 | 0.024311 | 26342.1973 | 0.97569 | 1529.4261 | 5.665% | 0 | 0% | 16.7445 | 332.4903 | 1.232% | 88.9579 | 0.3295% | 21332.332 | 79.01% | 5111.6172 | 18.93% | 26315.6719 | 97.47% | 68289% | 378.0399 | 1.4% | 2662052% | 4401.5527 | 16.3% | 2259701% | 26315.6719 | 97.47% | 68289% | 11666.2646 | 43.21% | 1533230% | 712.1719 | 2.638% | 26286.3926
314 | New Sub - Pit 1 - Cottonwood (Proposed) | NORTHERN CALIFORNIA | {'Round Mt.': 6.1, 'Cove Road': 6.8} | 35229.2344 | 1740.0311 | 0.049392 | 33489.2032 | 0.95061 | 24278.9395 | 68.92% | 0 | 0% | 4.6266 | 184.1486 | 0.5227% | 84.4565 | 0.2397% | 33778.8477 | 95.88% | 1450.3789 | 4.117% | 26081.6934 | 74.03% | 914754% | 1202.6602 | 3.414% | 3402657% | 1202.6602 | 3.414% | 3402657% | 26081.6934 | 74.03% | 914754% | 25301.4121 | 71.82% | 992782% | 1938.8225 | 5.503% | 33290.4119
315 | Excelsior | SPGE | {'Schindler': 5.2, 'Cantua': 6.5} | 48410.6484 | 27580.0684 | 0.56971 | 20830.5801 | 0.43029 | 9182.6201 | 18.97% | 0 | 0% | 6.3698 | 25918.7051 | 53.54% | 20785.3184 | 42.94% | 0 | 0% | 0 | 0% | 0 | 0% | 4841065% | 0 | 0% | 4841065% | 0 | 0% | 4841065% | 0 | 0% | 4841065% | 0 | 0% | 4841065% | 50.9172 | 0.1052% | 48359.7312
316 | Cal Flats | SPGE | {} | 37814.9258 | 8043.6318 | 0.21271 | 29771.2939 | 0.78729 | 23865.0781 | 63.11% | 0 | 0% | 4.2584 | 922.0745 | 2.438% | 1274.679 | 3.371% | 9078.0439 | 24.01% | 0 | 0% | 2351.1062 | 6.217% | 3546382% | 0 | 0% | 3781493% | 12860.0898 | 34.01% | 2495484% | 15211.1963 | 40.23% | 2260373% | 26373.0762 | 69.74% | 1144185% | 498.1007 | 1.317% | 37316.8251

## LandEnv_Solar_Data_10mi
CEC calculated land-use and environmental data criteria for in-state substations at a 10 mile radius for solar resource potential.
|  |  |  | Res. Potential Base (after techno-economic & protected areas exclusisons) | Res. Potential after Core Land Use Screen (Lower Implications Land) | Percentage of Base Potential w/ Lower Implications | Res. Potential excluded by Core screen (Higher Implications Land) | Percentage of Base Potential w/ Higher Implications | Base Res. Potential w/ Parcelization value less than 6 | Percentage of Base Potential w/ Parcelization value less than 6 | Base Res. Potential w/ Parcelization value less than 30 & greater than 6 | Percentage of Base Potential w/ Parcelization value less than 30 & greater than 6 | 10th Percentile Parcelization Value | Base Res. Potential w/ Low Cropland Index Values | Percentage of Base Potential w/ Low Cropland Index Values | Base Res. Potential w/ High Cropland Index Values | Percentage of Base Potential w/ High Cropland Index Values | Base Res. Potential w/ Tier 2 Fire Threat | Percentage of Base Potential w/ Tier 2 Fire Threat | Base Res. Potential w/ Tier 3 Fire Threat | Percentage of Base Potential w/ Tier 3 Fire Threat | Base Res. Potential w/ ACE Terrestrial Connectivity, 4 or 5, (High Implications) | Percentage of Base Potential w/ Terrestrial Connectivity High Implications | Base Res. Potential w/ Terrestrial Connectivity Low Implications | Base Res. Potential w/ ACE Biodiversity, 5, (High Implications) | Percentage of Base Potential w/ Biodiversity High Implications | Base Res. Potential w/ Biodiversity Low Implications | Base Res. Potential w/ ACE Irreplaceability, 4 or 5, (High Implications) | Percentage of Base Potential w/ Irreplaceability High Implications | Base Res. Potential w/ Irreplaceability Low Implications | Base Res. Potential w/ Any of the three ACE datasets High Implications | Percentage of Base Potential w/ Any of the three ACE datasets High Implications | Base Res. Potential w/ Any of the three ACE datasets Low Implications | Base Res. Potential w/ High Terrestrial Landscape Intactness | Percentage of Base Potential w/ High Terrestrial Landscape Intactness | Base Res. Potential w/ Low Terrestrial Landscape Intactness | Base Res. Potential w/ Classified as Wetlands | Percentage of Base Potential w/ Classified as Wetlands | Base Res. Potential w/ Not Classified as Wetlands
Blue columns indicate additional data calculate/added by CPUC staff in dashboard.
Distance in miles to nearby substations
OBJECTID | IRP_Substation_Name | RESOLVE_Solar_Area | Substation Overlaps [distance (mi), res. pot. (acres)] | RPB_Acres | TRP_Acres | Perc_TRP | High_Implication_Acres | Perc_HighImplication | Parcels_LT_6 | Perc_ParcLT6 | Parcels_LT_30_GT6 | Perc_ParcLT30GT6 | 10th Percentile Parcelization | LowCrop_Acres | Perc_LowCrop | HighCrop_Acres | Perc_HighCrop | FT_Tier2_Acres | Perc_FT_Tier2 | FT_Tier3_Acres | Perc_FT_Tier3 | Conn45_Acres | Perc_Conn45 | Low Conn Acres | Bio5_Acres | Perc_Bio5 | Low Bio Acres | Irr45_Acres | Perc_Irr45 | Low Irr Acres | ACE_All_Acres | Perc_AllACE | Low AllACE Acres | High_Intact_Acres | Perc_HighIntact | LowIntact Acres | Wetlands_Acres | Perc_Wetlands | Not Wetlands Acres
0 | East Shore | NORTHERN CALIFORNIA | {'Newark': [11.2, 148.0], 'Martin': [16.9, 419.0], 'Los Esteros': [17.0, 0.0], 'Scott': [19.3, 0.0]} | 18230.2031 | 2110.1926 | 11.58% | 16120.0105 | 88.42% | 1086.1808 | 5.958% | 13045.2948 | 71.56% | 59.5 | 0 | 0% | 0 | 0% | 844.2063 | 4.631% | 10368.2979 | 56.87% | 8328.5566 | 45.69% | 9901.6465 | 3565.0688 | 19.56% | 14665.1343 | 11954.7705 | 65.58% | 6275.4326 | 15000.1572 | 82.28% | 3230.0459 | 8665.1611 | 47.53% | 9565.042 | 1815.2126 | 9.957% | 16414.9905
1 | Newark | NORTHERN CALIFORNIA | {'Los Esteros': [5.9, 970.0], 'Scott': [8.7, 342.0], 'Eastshore': [11.2, 148.0], 'Hicks': [19.0, 0.0]} | 18078.623 | 1592.2781 | 8.808% | 16486.345 | 91.19% | 3676.2083 | 20.33% | 12537.4255 | 69.35% | 10.37 | 54.9619 | 0.304% | 120.4407 | 0.6662% | 9923.1699 | 54.89% | 2840.136 | 15.71% | 10640.3828 | 58.86% | 7438.2402 | 7514.0854 | 41.56% | 10564.5376 | 11502.0127 | 63.62% | 6576.6104 | 14268.3721 | 78.92% | 3810.251 | 8477.8223 | 46.89% | 9600.8008 | 1958.6526 | 10.83% | 16119.9705
2 | Tesla | NORTHERN CALIFORNIA | {'Midway Green Ridge Services': [1.6, 1632.0], 'Kelso': [6.2, 1577.0], 'Delta Pumps': [6.8, 965.0], 'Cayetano': [11.4, 0.0], 'Brentwood': [15.5, 0.0], 'Vierra': [17.0, 0.0], 'Lone Tree': [19.3, 0.0]} | 121683.1797 | 1735.4368 | 1.426% | 119947.7429 | 98.57% | 37485.9531 | 30.81% | 72029.2266 | 59.19% | 13.81 | 6469.7407 | 5.317% | 25026.0469 | 20.57% | 12566.752 | 10.33% | 0 | 0% | 87400.125 | 71.83% | 34283.0547 | 68399.7266 | 56.21% | 53283.4531 | 70884.3438 | 58.25% | 50798.8359 | 100410.7109 | 82.52% | 21272.4688 | 32572.8848 | 26.77% | 89110.2949 | 6249.9834 | 5.136% | 115433.1963
3 | Cabrillo | SPGE | {'Sisquoc': [17.3, 2454.0]} | 91688.5312 | 7779.3428 | 8.485% | 83909.1885 | 91.52% | 50436.3516 | 55.01% | 40090.4141 | 43.72% | 4.8516 | 5561.7534 | 6.066% | 9662.1641 | 10.54% | 75156.9141 | 81.97% | 0 | 0% | 47119.3789 | 51.39% | 44569.1523 | 3988.8674 | 4.35% | 87699.6638 | 42268.6914 | 46.1% | 49419.8398 | 72640.8594 | 79.23% | 19047.6719 | 41770.4531 | 45.56% | 49918.0781 | 4938.856 | 5.387% | 86749.6753
4 | Honcut | NORTHERN CALIFORNIA | {'Palermo': [10.1, 352.0], 'East Marysville': [11.0, 3141.0], 'Pease': [11.0, 4754.0], 'Wyandotte': [12.2, 21.0], 'Thermalito': [13.5, 126.0], 'Olivehurst': [16.0, 1930.0], 'Table Mt.': [16.4, 0.0]} | 145143.9375 | 6275.2437 | 4.323% | 138868.6938 | 95.68% | 3244.6443 | 2.235% | 103506.8635 | 71.31% | 15.909 | 49671.4492 | 34.22% | 52353.4297 | 36.07% | 6652.4927 | 4.583% | 0 | 0% | 114059.1641 | 78.58% | 31084.7734 | 10567.5273 | 7.281% | 134576.4102 | 29927.3477 | 20.62% | 115216.5898 | 122076.8984 | 84.11% | 23067.0391 | 6677.7153 | 4.601% | 138466.2222 | 18570.8887 | 12.79% | 126573.0488
5 | Palermo | NORTHERN CALIFORNIA | {'Wyandotte': [2.9, 3270.0], 'Thermalito': [7.4, 1263.0], 'Table Mt.': [9.7, 647.0], 'Honcut': [10.1, 352.0], 'Colgate': [19.5, 0.0]} | 91388.5625 | 3601.2729 | 3.941% | 87787.2896 | 96.06% | 1949.5338 | 2.133% | 57773.1732 | 63.22% | 17.4115 | 13830.2139 | 15.13% | 8462.0527 | 9.259% | 41021.6875 | 44.89% | 1708.2311 | 1.869% | 79385.7422 | 86.87% | 12002.8203 | 10705.542 | 11.71% | 80683.0205 | 11826.6875 | 12.94% | 79561.875 | 85219.0391 | 93.25% | 6169.5234 | 26041.5039 | 28.5% | 65347.0586 | 16990.2969 | 18.59% | 74398.2656
6 | Table Mountain | NORTHERN CALIFORNIA | {'Thermalito': [2.9, 7490.0], 'Wyandotte': [7.1, 647.0], 'Palermo': [9.7, 647.0], 'Honcut': [16.4, 0.0]} | 115375.0156 | 8459.0537 | 7.332% | 106915.9619 | 92.67% | 17608.0938 | 15.26% | 83022.4141 | 71.96% | 10.8805 | 53974.2383 | 46.78% | 8106.0034 | 7.026% | 23034.8164 | 19.97% | 1780.5966 | 1.543% | 81285.1016 | 70.45% | 34089.9141 | 25951.377 | 22.49% | 89423.6387 | 68156.7578 | 59.07% | 47218.2578 | 104654.4688 | 90.71% | 10720.5469 | 18023.7988 | 15.62% | 97351.2168 | 22289.082 | 19.32% | 93085.9336
7 | Wyandotte | NORTHERN CALIFORNIA | {'Palermo': [2.9, 3270.0], 'Thermalito': [5.1, 1263.0], 'Table Mt.': [7.1, 647.0], 'Honcut': [12.2, 21.0]} | 90653.2656 | 3820.3799 | 4.214% | 86832.8857 | 95.79% | 2174.179 | 2.398% | 60379.7898 | 66.61% | 15.4538 | 20914.459 | 23.07% | 5711.73 | 6.301% | 35886.6133 | 39.59% | 2325.563 | 2.565% | 73306.4531 | 80.86% | 17346.8125 | 15801.126 | 17.43% | 74852.1396 | 20611.7305 | 22.74% | 70041.5352 | 84738.1094 | 93.47% | 5915.1562 | 21715.9746 | 23.95% | 68937.291 | 19103.2598 | 21.07% | 71550.0059
8 | Cortina | NORTHERN CALIFORNIA | {'Delevan': [17.3, 722.0]} | 163648.8281 | 4053.677 | 2.477% | 159595.1511 | 97.52% | 43672.0859 | 26.69% | 116664.7734 | 71.29% | 6.4827 | 36342.3359 | 22.21% | 61908.1172 | 37.83% | 38480.7891 | 23.51% | 0 | 0% | 60589.7852 | 37.02% | 103059.043 | 20405.8398 | 12.47% | 143242.9883 | 74412.3594 | 45.47% | 89236.4688 | 119531.4453 | 73.04% | 44117.3828 | 45102.707 | 27.56% | 118546.1211 | 1918.9612 | 1.173% | 161729.8669
9 | Etiwanda | GREATER LA METRO | {'Rancho Vista': [0.4, 3182.0], 'Mira Loma': [6.0, 3182.0], 'Padua': [6.8, 3164.0], 'Chino': [10.7, 3182.0], 'Vista': [12.4, 0.0], 'San Bernardino': [16.6, 0.0]} | 8023.2383 | 3182.3269 | 39.66% | 4840.9114 | 60.34% | 334.2876 | 4.166% | 2120.4717 | 26.43% | 52.25 | 371.029 | 4.624% | 1122.7878 | 13.99% | 1452.4868 | 18.1% | 2261.4963 | 28.19% | 3714.3381 | 46.29% | 4308.9001 | 3008.8872 | 37.5% | 5014.3511 | 2751.2117 | 34.29% | 5272.0266 | 3714.3381 | 46.29% | 4308.9001 | 1884.4049 | 23.49% | 6138.8334 | 403.7071 | 5.032% | 7619.5312
10 | Brentwood | NORTHERN CALIFORNIA | {'Lone Tree': [4.9, 1876.0], 'Contra Costa': [8.0, 1876.0], 'Delta Pumps': [8.7, 0.0], 'Kelso': [9.3, 0.0], 'Cayetano': [13.5, 0.0], 'Midway Green Ridge Services': [14.2, 0.0], 'Kirker': [14.3, 1040.0], 'Pittsburg': [14.5, 816.0], 'Tesla': [15.5, 0.0], 'Clayton': [16.0, 540.0], 'Birds Landing': [16.5, 0.0], 'Stagg': [18.6, 0.0], 'Eight Mile': [19.0, 0.0], 'Shiloh III': [19.6, 0.0]} | 89947.5391 | 1875.7393 | 2.085% | 88071.7998 | 97.91% | 27771.0762 | 30.87% | 50396.916 | 56.03% | 7 | 12043.0039 | 13.39% | 34722.6367 | 38.6% | 17215.1484 | 19.14% | 2733.2483 | 3.039% | 36175.7734 | 40.22% | 53771.7656 | 35635.0508 | 39.62% | 54312.4883 | 36620.8203 | 40.71% | 53326.7188 | 54147.9805 | 60.2% | 35799.5586 | 7317.1748 | 8.135% | 82630.3643 | 10339.0928 | 11.49% | 79608.4463
11 | Clayton | NORTHERN CALIFORNIA | {'Kirker': [6.3, 1557.0], 'Pittsburg': [7.5, 1550.0], 'Martinez': [9.4, 314.0], 'Contra Costa': [10.9, 1450.0], 'Lone Tree': [11.4, 1230.0], 'Birds Landing': [14.6, 0.0], 'Brentwood': [16.0, 540.0], 'Shiloh III': [16.9, 0.0], 'Cayetano': [17.8, 0.0], 'Carquinez': [18.3, 0.0]} | 19484.4121 | 1594.1085 | 8.181% | 17890.3036 | 91.82% | 1560.6927 | 8.01% | 13176.0905 | 67.62% | 7.9675 | 24.2623 | 0.1245% | 0.096905 | 0.0004973% | 8384 | 43.03% | 4622.0947 | 23.72% | 9016.9697 | 46.28% | 10467.4424 | 14013.6699 | 71.92% | 5470.7422 | 11991.6895 | 61.55% | 7492.7227 | 14991.9268 | 76.94% | 4492.4854 | 6680.0728 | 34.28% | 12804.3394 | 5993.2236 | 30.76% | 13491.1885
12 | Contra Costa | NORTHERN CALIFORNIA | {'Lone Tree': [3.9, 3605.0], 'Pittsburg': [6.7, 14777.0], 'Kirker': [6.9, 13881.0], 'Brentwood': [8.0, 1876.0], 'Birds Landing': [9.0, 13463.0], 'Clayton': [10.9, 1450.0], 'Shiloh III': [12.2, 13463.0], 'Delta Pumps': [16.3, 0.0], 'Kelso': [17.1, 0.0], 'Cayetano': [18.0, 0.0], 'Martinez': [18.2, 170.0], 'Grand Island': [19.1, 127.0]} | 63629.2422 | 16248.3086 | 25.54% | 47380.9336 | 74.46% | 9629.627 | 15.13% | 44115.6855 | 69.33% | 8.3012 | 18481.8594 | 29.05% | 6321.0947 | 9.934% | 12769.9717 | 20.07% | 3105.5959 | 4.881% | 14598.1475 | 22.94% | 49031.0947 | 31918.0645 | 50.16% | 31711.1777 | 29406.1348 | 46.21% | 34223.1074 | 33696.7344 | 52.96% | 29932.5078 | 7968.8345 | 12.52% | 55660.4077 | 10439.8799 | 16.41% | 53189.3623
13 | Pittsburg | NORTHERN CALIFORNIA | {'Kirker': [1.2, 14566.0], 'Contra Costa': [6.7, 14777.0], 'Birds Landing': [7.1, 14803.0], 'Clayton': [7.5, 1550.0], 'Shiloh III': [9.6, 14802.0], 'Lone Tree': [9.7, 2545.0], 'Martinez': [12.0, 308.0], 'Brentwood': [14.5, 816.0], 'Peabody': [17.6, 0.0], 'Carquinez': [19.5, 0.0]} | 51442.5625 | 16666.8633 | 32.4% | 34775.6992 | 67.6% | 12147.0176 | 23.61% | 34711.6504 | 67.48% | 6.2766 | 16216.7314 | 31.52% | 5.6294 | 0.01094% | 5868.2676 | 11.41% | 272.2439 | 0.5292% | 12431.082 | 24.16% | 39011.4805 | 23821.4883 | 46.31% | 27621.0742 | 18712.6133 | 36.38% | 32729.9492 | 28490.8633 | 55.38% | 22951.6992 | 3378.8916 | 6.568% | 48063.6709 | 14607.7109 | 28.4% | 36834.8516
14 | San Bernardino | RIVERSIDE | {'Vista': [5.3, 410.0], 'El Casco': [12.1, 1378.0], 'Etiwanda': [16.6, 0.0], 'Rancho Vista': [17.0, 0.0], 'Mira Loma': [19.3, 0.0]} | 33478.2539 | 1776.462 | 5.306% | 31701.7919 | 94.69% | 6392.5239 | 19.09% | 14601.0835 | 43.61% | 26.8052 | 170.979 | 0.5107% | 585.6027 | 1.749% | 1884.5396 | 5.629% | 30503.9453 | 91.12% | 11526.8877 | 34.43% | 21951.3662 | 15496.9863 | 46.29% | 17981.2676 | 18815.3125 | 56.2% | 14662.9414 | 27143.9316 | 81.08% | 6334.3223 | 14652.167 | 43.77% | 18826.0869 | 1687.3988 | 5.04% | 31790.8551
15 | Placerville | NORTHERN CALIFORNIA | {'Gold Hill': [19.7, 0.0]} | 97005.9219 | 4571.0913 | 4.712% | 92434.8306 | 95.29% | 5581.0693 | 5.753% | 25526.8721 | 26.31% | 35 | 834.9778 | 0.8607% | 1103.2019 | 1.137% | 48028.5859 | 49.51% | 47742.0664 | 49.22% | 84044.6016 | 86.64% | 12961.3203 | 25209.0664 | 25.99% | 71796.8555 | 33398.3086 | 34.43% | 63607.6133 | 90314.4062 | 93.1% | 6691.5156 | 24025.9609 | 24.77% | 72979.9609 | 3263.249 | 3.364% | 93742.6729
16 | Cantua | SPGE | {'Excelsior': [6.5, 37084.0], 'Schindler': [11.4, 32563.0], 'Tranquility': [11.6, 9692.0], 'Helm': [14.5, 18966.0], 'Cheney': [17.6, 23.0]} | 176773.625 | 44424.6602 | 25.13% | 132348.9648 | 74.87% | 60581.6875 | 34.27% | 114773.7969 | 64.93% | 5.6694 | 44699.1055 | 25.29% | 76889.6875 | 43.5% | 0 | 0% | 0 | 0% | 64657.1523 | 36.58% | 112116.4727 | 0.11014 | 6.23e-05% | 176773.5149 | 14457.7852 | 8.179% | 162315.8398 | 67741.4453 | 38.32% | 109032.1797 | 37232.0156 | 21.06% | 139541.6094 | 811.894 | 0.4593% | 175961.731
17 | Cheney | SPGE | {'Panoche': [3.1, 26535.0], 'Mendota': [7.3, 36776.0], 'Tranquility': [7.6, 34645.0], 'Cantua': [17.6, 23.0], 'Oro Loma': [18.8, 2136.0], 'Newhall': [19.7, 220.0], 'Helm': [20.0, 1.0]} | 170779.0781 | 40707.0742 | 23.84% | 130072.0039 | 76.16% | 28751.8828 | 16.84% | 139776.5391 | 81.85% | 6.5862 | 46692.6953 | 27.34% | 90413.0469 | 52.94% | 0 | 0% | 0 | 0% | 44279.582 | 25.93% | 126499.4961 | 14735.2529 | 8.628% | 156043.8252 | 43316.3633 | 25.36% | 127462.7148 | 63986.1484 | 37.47% | 106792.9297 | 17827.9082 | 10.44% | 152951.1699 | 672.2604 | 0.3936% | 170106.8177
18 | Gates | SPGE | {'Avenal': [11.2, 14421.0], 'Mustang': [13.1, 4074.0], 'Henrietta': [14.2, 3725.0], 'Leprino': [17.7, 2396.0], 'Schindler': [18.1, 670.0], 'Excelsior': [18.8, 36.0]} | 161252.7969 | 22151.9648 | 13.74% | 139100.832 | 86.26% | 34751.9609 | 21.55% | 123889.3203 | 76.83% | 7 | 18502.998 | 11.47% | 113627.9766 | 70.47% | 0 | 0% | 0 | 0% | 28316.2715 | 17.56% | 132936.5254 | 10469.7344 | 6.493% | 150783.0625 | 24398.9785 | 15.13% | 136853.8184 | 44566.2852 | 27.64% | 116686.5117 | 1454.252 | 0.9018% | 159798.5449 | 752.9043 | 0.4669% | 160499.8926
19 | Helm | SPGE | {'Mc Mullin': [10.4, 30377.0], 'Tranquility': [12.7, 26761.0], 'Schindler': [13.2, 28911.0], 'Excelsior': [13.6, 28836.0], 'Cantua': [14.5, 18966.0], 'Mendota': [18.0, 3622.0], 'Kearney (New)': [18.1, 3642.0], 'Cheney': [20.0, 1.0]} | 177735.7188 | 89203.8984 | 50.19% | 88531.8203 | 49.81% | 42168.8438 | 23.73% | 129182.1094 | 72.68% | 6.9156 | 130392.7109 | 73.36% | 35260.5938 | 19.84% | 0 | 0% | 0 | 0% | 47702.4102 | 26.84% | 130033.3086 | 23194.4473 | 13.05% | 154541.2715 | 24813.3965 | 13.96% | 152922.3223 | 63431.4727 | 35.69% | 114304.2461 | 0 | 0% | 177735.7188 | 5060.5952 | 2.847% | 172675.1235
20 | Kearney | SPGE | {'West Fresno': [3.6, 21978.0], 'California Ave': [6.6, 13564.0], 'Malaga': [8.7, 9124.0], 'Mc Mullin': [9.7, 26486.0], 'Gregg': [10.3, 5994.0], 'McCall': [15.0, 2780.0], 'Sanger': [15.1, 1150.0], 'Borden': [16.0, 2072.0], 'Helm': [18.1, 3642.0]} | 116073.9531 | 35293.3398 | 30.41% | 80780.6133 | 69.59% | 2712.9663 | 2.337% | 77010.1274 | 66.35% | 18.625 | 29177.7324 | 25.14% | 80088.7344 | 69% | 0 | 0% | 0 | 0% | 2534.1008 | 2.183% | 113539.8523 | 469.6647 | 0.4046% | 115604.2885 | 469.6647 | 0.4046% | 115604.2885 | 3003.7656 | 2.588% | 113070.1875 | 0 | 0% | 116073.9531 | 390.6195 | 0.3365% | 115683.3336
21 | Kingsburg | SPGE | {'McCall': [9.0, 14447.0], 'Wahtoke': [11.4, 12741.0], 'Reedley': [14.0, 7651.0], 'Sanger': [15.2, 2718.0], 'GWF Hanford': [15.5, 7437.0], 'Malaga': [16.2, 2927.0], 'California Ave': [18.9, 378.0]} | 166969.0625 | 52077.6016 | 31.19% | 114891.4609 | 68.81% | 1150.6692 | 0.6892% | 111656.2761 | 66.87% | 17.5544 | 54592.2891 | 32.7% | 101040.4062 | 60.51% | 0 | 0% | 0 | 0% | 0 | 0% | 166969.0625 | 10611.0859 | 6.355% | 156357.9766 | 15733.6387 | 9.423% | 151235.4238 | 15733.6387 | 9.423% | 151235.4238 | 0 | 0% | 166969.0625 | 3651.1787 | 2.187% | 163317.8838
22 | Malaga | SPGE | {'California Ave': [2.8, 22432.0], 'West Fresno': [5.4, 13746.0], 'Sanger': [6.5, 17326.0], 'McCall': [7.5, 18239.0], 'Kearney (New)': [8.7, 9124.0], 'Gregg': [15.3, 521.0], 'Wahtoke': [16.1, 2328.0], 'Mc Mullin': [16.1, 5336.0], 'Kingsburg': [16.2, 2927.0]} | 99391.6016 | 28448.4258 | 28.62% | 70943.1758 | 71.38% | 0 | 0% | 45627.9297 | 45.91% | 24.9 | 19707.2969 | 19.83% | 70578.9453 | 71.01% | 0 | 0% | 0 | 0% | 0 | 0% | 99391.6016 | 0 | 0% | 99391.6016 | 0 | 0% | 99391.6016 | 0 | 0% | 99391.6016 | 0 | 0% | 99391.6016 | 432.7188 | 0.4354% | 98958.8828
23 | McCall | SPGE | {'Sanger': [6.8, 17802.0], 'Malaga': [7.5, 18239.0], 'Kingsburg': [9.0, 14447.0], 'California Ave': [10.2, 13374.0], 'Wahtoke': [10.4, 9372.0], 'West Fresno': [12.4, 7330.0], 'Reedley': [14.6, 3175.0], 'Kearney (New)': [15.0, 2780.0], 'Mc Mullin': [19.4, 192.0]} | 140776.5156 | 33417.6133 | 23.74% | 107358.9023 | 76.26% | 6.9197 | 0.004915% | 74590.1506 | 52.98% | 22.1923 | 24767.1035 | 17.59% | 105590.1641 | 75.01% | 0 | 0% | 0 | 0% | 0 | 0% | 140776.5156 | 0 | 0% | 140776.5156 | 0 | 0% | 140776.5156 | 0 | 0% | 140776.5156 | 0 | 0% | 140776.5156 | 2229.3853 | 1.584% | 138547.1304
24 | Mc Mullin | SPGE | {'Kearney (New)': [9.7, 26486.0], 'Helm': [10.4, 30377.0], 'West Fresno': [12.8, 13625.0], 'California Ave': [15.2, 7720.0], 'Schindler': [15.6, 7320.0], 'Malaga': [16.1, 5336.0], 'Gregg': [18.4, 628.0], 'Excelsior': [19.0, 2155.0], 'McCall': [19.4, 192.0]} | 180375.8906 | 68555.5859 | 38.01% | 111820.3047 | 61.99% | 24422.9043 | 13.54% | 137389.7988 | 76.17% | 9.25 | 81274.7188 | 45.06% | 87845.6797 | 48.7% | 0 | 0% | 0 | 0% | 26496.3008 | 14.69% | 153879.5898 | 13544.3535 | 7.509% | 166831.5371 | 13544.3535 | 7.509% | 166831.5371 | 31971.584 | 17.72% | 148404.3066 | 0 | 0% | 180375.8906 | 2575.6995 | 1.428% | 177800.1912
25 | Mendota | SPGE | {'Cheney': [7.3, 36776.0], 'Panoche': [8.2, 27302.0], 'Tranquility': [9.5, 38698.0], 'Newhall': [12.4, 16656.0], 'Oro Loma': [15.8, 18295.0], 'Helm': [18.0, 3622.0]} | 177922.4375 | 76064.5703 | 42.75% | 101857.8672 | 57.25% | 16270.2705 | 9.145% | 157354.0732 | 88.44% | 7.3042 | 82574.375 | 46.41% | 82260.7422 | 46.23% | 0 | 0% | 0 | 0% | 22536.3613 | 12.67% | 155386.0762 | 8888.4082 | 4.996% | 169034.0293 | 22827.0293 | 12.83% | 155095.4082 | 43027.7969 | 24.18% | 134894.6406 | 317.7649 | 0.1786% | 177604.6726 | 4705.2046 | 2.645% | 173217.2329
26 | Oro Loma | SPGE | {'Mendota': [15.8, 18295.0], 'Panoche': [16.6, 7229.0], 'Newhall': [18.1, 5489.0], 'Cheney': [18.8, 2136.0]} | 173289 | 90781.9375 | 52.39% | 82507.0625 | 47.61% | 12488.957 | 7.207% | 150641.1211 | 86.93% | 7.9507 | 90565.3594 | 52.26% | 62714.4336 | 36.19% | 0 | 0% | 0 | 0% | 18744.666 | 10.82% | 154544.334 | 1737.2808 | 1.003% | 171551.7192 | 11343.5869 | 6.546% | 161945.4131 | 25216.1992 | 14.55% | 148072.8008 | 6195.5757 | 3.575% | 167093.4243 | 4839.0879 | 2.792% | 168449.9121
27 | Panoche | SPGE | {'Cheney': [3.1, 26535.0], 'Mendota': [8.2, 27302.0], 'Tranquility': [10.7, 21197.0], 'Oro Loma': [16.6, 7229.0]} | 163462.625 | 32017.1289 | 19.59% | 131445.4961 | 80.41% | 23881.1758 | 14.61% | 137380.7461 | 84.04% | 6.5518 | 36903.5781 | 22.58% | 94313.0703 | 57.7% | 0 | 0% | 0 | 0% | 36869.7617 | 22.56% | 126592.8633 | 16950.2031 | 10.37% | 146512.4219 | 41818.8125 | 25.58% | 121643.8125 | 57043.3672 | 34.9% | 106419.2578 | 17774.8086 | 10.87% | 145687.8164 | 668.0215 | 0.4087% | 162794.6035
28 | Reedley | SPGE | {'Wahtoke': [4.3, 26456.0], 'Kingsburg': [14.0, 7651.0], 'McCall': [14.6, 3175.0], 'Sanger': [14.8, 3157.0]} | 148593.6406 | 34705.9414 | 23.36% | 113887.6992 | 76.64% | 5741.1147 | 3.864% | 86751.3462 | 58.38% | 19.5 | 49309.2188 | 33.18% | 64643.2344 | 43.5% | 15579.2549 | 10.48% | 0 | 0% | 40036.5352 | 26.94% | 108557.1055 | 30541.2793 | 20.55% | 118052.3613 | 43629.0117 | 29.36% | 104964.6289 | 57668.7188 | 38.81% | 90924.9219 | 15607.3154 | 10.5% | 132986.3252 | 4584.5684 | 3.085% | 144009.0723
29 | Sanger | SPGE | {'Malaga': [6.5, 17326.0], 'McCall': [6.8, 17802.0], 'California Ave': [8.5, 13615.0], 'Wahtoke': [10.8, 8130.0], 'West Fresno': [11.6, 5317.0], 'Reedley': [14.8, 3157.0], 'Kearney (New)': [15.1, 1150.0], 'Kingsburg': [15.2, 2718.0], 'Gregg': [19.7, 0.0]} | 110349.4531 | 26177.584 | 23.72% | 84171.8691 | 76.28% | 582.0459 | 0.5275% | 53383.9658 | 48.38% | 24.0513 | 23167.9355 | 21% | 65059.0391 | 58.96% | 0 | 0% | 0 | 0% | 11788.626 | 10.68% | 98560.8271 | 15649.9316 | 14.18% | 94699.5215 | 19458.9219 | 17.63% | 90890.5312 | 21626.2578 | 19.6% | 88723.1953 | 678.3232 | 0.6147% | 109671.1299 | 6182.0874 | 5.602% | 104167.3657
30 | Schindler | SPGE | {'Excelsior': [5.2, 67142.0], 'Cantua': [11.4, 32563.0], 'Helm': [13.2, 28911.0], 'Mc Mullin': [15.6, 7320.0], 'Mustang': [16.9, 4048.0], 'Henrietta': [17.2, 2747.0], 'Gates': [18.1, 670.0], 'Tranquility': [19.7, 21.0]} | 187681.1406 | 85614.3047 | 45.62% | 102066.8359 | 54.38% | 47458.3281 | 25.29% | 138527.0938 | 73.81% | 6 | 93048.2422 | 49.58% | 88002.5625 | 46.89% | 0 | 0% | 0 | 0% | 16848.8223 | 8.977% | 170832.3184 | 480.2905 | 0.2559% | 187200.8501 | 3045.4353 | 1.623% | 184635.7053 | 19872.8164 | 10.59% | 167808.3242 | 0 | 0% | 187681.1406 | 914.3096 | 0.4872% | 186766.831
31 | Wahtoke | SPGE | {'Reedley': [4.3, 26456.0], 'McCall': [10.4, 9372.0], 'Sanger': [10.8, 8130.0], 'Kingsburg': [11.4, 12741.0], 'Malaga': [16.1, 2328.0], 'California Ave': [18.7, 643.0]} | 141788.5781 | 35045.3867 | 24.72% | 106743.1914 | 75.28% | 329.6005 | 0.2325% | 75399.4777 | 53.18% | 21.126 | 42149.2344 | 29.73% | 79360.4062 | 55.97% | 737.6639 | 0.5203% | 0 | 0% | 17218.4043 | 12.14% | 124570.1738 | 24189.1289 | 17.06% | 117599.4492 | 31827.8906 | 22.45% | 109960.6875 | 33325.8867 | 23.5% | 108462.6914 | 2172.4187 | 1.532% | 139616.1594 | 5542.312 | 3.909% | 136246.2661
32 | West Fresno | SPGE | {'California Ave': [3.0, 18204.0], 'Kearney (New)': [3.6, 21978.0], 'Malaga': [5.4, 13746.0], 'Gregg': [10.8, 5544.0], 'Sanger': [11.6, 5317.0], 'McCall': [12.4, 7330.0], 'Mc Mullin': [12.8, 13625.0], 'Borden': [16.8, 1956.0]} | 91476.9531 | 26621.9727 | 29.1% | 64854.9805 | 70.9% | 1876.8519 | 2.052% | 51761.9684 | 56.58% | 21.8975 | 20919.5098 | 22.87% | 64572.2344 | 70.59% | 0 | 0% | 0 | 0% | 213.7584 | 0.2337% | 91263.1947 | 157.7858 | 0.1725% | 91319.1673 | 157.7858 | 0.1725% | 91319.1673 | 213.7584 | 0.2337% | 91263.1947 | 0 | 0% | 91476.9531 | 199.0921 | 0.2176% | 91277.8611
33 | Glenn | NORTHERN CALIFORNIA | {'Logan Creek': [17.7, 1281.0]} | 165665.3906 | 22458.4668 | 13.56% | 143206.9238 | 86.44% | 21523.9004 | 12.99% | 117481.6777 | 70.92% | 10.952 | 30574.2539 | 18.46% | 93913.6094 | 56.69% | 0 | 0% | 0 | 0% | 84820.9062 | 51.2% | 80844.4844 | 1003.385 | 0.6057% | 164662.0056 | 1676.1381 | 1.012% | 163989.2526 | 85651.4375 | 51.7% | 80013.9531 | 5040.2793 | 3.042% | 160625.1113 | 25368.1973 | 15.31% | 140297.1934
34 | Bridgeville | NORTHERN CALIFORNIA | {} | 72418.1328 | 5966.0884 | 8.238% | 66452.0444 | 91.76% | 26650.6621 | 36.8% | 44873.2988 | 61.96% | 6 | 326.8204 | 0.4513% | 0 | 0% | 28688.084 | 39.61% | 11261.8115 | 15.55% | 16400.9551 | 22.65% | 56017.1777 | 15239.7354 | 21.04% | 57178.3975 | 19144.8594 | 26.44% | 53273.2734 | 32281.9609 | 44.58% | 40136.1719 | 58031.2188 | 80.13% | 14386.9141 | 361.5145 | 0.4992% | 72056.6183
35 | Humboldt | NORTHERN CALIFORNIA | {} | 68543.5078 | 8899.4434 | 12.98% | 59644.0645 | 87.02% | 24181.4902 | 35.28% | 30619.209 | 44.67% | 15.7718 | 5125.5981 | 7.478% | 0 | 0% | 40655.6172 | 59.31% | 0 | 0% | 3327.3801 | 4.854% | 65216.1277 | 28563.1406 | 41.67% | 39980.3672 | 35220.8633 | 51.38% | 33322.6445 | 36393.2148 | 53.1% | 32150.293 | 35042.2383 | 51.12% | 33501.2695 | 7413.0898 | 10.82% | 61130.418
36 | El Centro | GREATER IMPERIAL | {'Imperial Valley': [11.9, 6232.0], 'Highline': [15.5, 3548.0], 'North Gila - IV (Proposed)': [19.4, 237.0]} | 140453.4688 | 32825.9375 | 23.37% | 107627.5312 | 76.63% | 2323.166 | 1.654% | 133360.4277 | 94.95% | 10.2742 | 27134.3828 | 19.32% | 95955.3125 | 68.32% | 0 | 0% | 0 | 0% | 1964.8861 | 1.399% | 138488.5826 | 7482.4766 | 5.327% | 132970.9922 | 7482.4766 | 5.327% | 132970.9922 | 9447.3623 | 6.726% | 131006.1064 | 0 | 0% | 140453.4688 | 10318.9717 | 7.347% | 130134.4971
37 | High Line | GREATER IMPERIAL | {'North Gila - IV (Proposed)': [4.3, 5164.0], 'El Centro': [15.5, 3548.0]} | 85104.8516 | 10926.9053 | 12.84% | 74177.9463 | 87.16% | 12925.3047 | 15.19% | 68524.4062 | 80.52% | 8.5485 | 9400.6523 | 11.05% | 57640.8438 | 67.73% | 0 | 0% | 0 | 0% | 0 | 0% | 85104.8516 | 23368.7793 | 27.46% | 61736.0723 | 23368.7793 | 27.46% | 61736.0723 | 23368.7793 | 27.46% | 61736.0723 | 5803.3062 | 6.819% | 79301.5454 | 5364.1025 | 6.303% | 79740.749
38 | Imperial Valley | GREATER IMPERIAL | {'El Centro': [11.9, 6232.0], 'Ocotillo Express': [19.2, 0.0]} | 62599.0742 | 14210.4404 | 22.7% | 48388.6338 | 77.3% | 1890.0853 | 3.019% | 57904.5006 | 92.5% | 10.6697 | 9316.1455 | 14.88% | 38619.7109 | 61.69% | 0 | 0% | 0 | 0% | 0 | 0% | 62599.0742 | 12657.9922 | 20.22% | 49941.082 | 15746.8594 | 25.16% | 46852.2148 | 15746.8594 | 25.16% | 46852.2148 | 543.407 | 0.8681% | 62055.6672 | 6233.5933 | 9.958% | 56365.481
39 | El Segundo | GREATER LA METRO | {'Chevmain': [1.2, 141.0], 'El Nido': [3.0, 140.0], 'Redondo': [4.6, 117.0], 'La Fresa': [5.8, 111.0], 'La Cienega': [6.9, 71.0], 'Arcogen': [12.1, 55.0], 'Hinson': [13.1, 31.0], 'Lighthipe': [14.4, 0.0], 'Harborgen': [14.4, 20.0], 'Long Beach': [15.0, 0.0], 'Laguna Bell': [16.5, 0.0], 'Center': [18.3, 0.0], 'Del Amo': [19.2, 0.0]} | 370.344 | 143.2205 | 38.67% | 227.1235 | 61.33% | 13.2513 | 3.578% | 17.192 | 4.642% | 6.5525 | 0 | 0% | 0 | 0% | 67.9068 | 18.34% | 0 | 0% | 10.7529 | 2.903% | 359.5911 | 113.7204 | 30.71% | 256.6236 | 204.9119 | 55.33% | 165.4321 | 215.6648 | 58.23% | 154.6792 | 0 | 0% | 370.344 | 0.64248 | 0.1735% | 369.7015
40 | Arco | SPGE | {'Gates-Midway (Proposed)': [8.7, 17507.0], 'Avenal': [18.0, 0.0]} | 177094.9844 | 24524.2559 | 13.85% | 152570.7285 | 86.15% | 31042.9512 | 17.53% | 139701.8145 | 78.89% | 7.2009 | 30005.2461 | 16.94% | 56484.957 | 31.9% | 877.5513 | 0.4955% | 0 | 0% | 119898.2734 | 67.7% | 57196.7109 | 8763.7354 | 4.949% | 168331.249 | 20161.9668 | 11.38% | 156933.0176 | 125767.1953 | 71.02% | 51327.7891 | 4536.7891 | 2.562% | 172558.1953 | 3131.2974 | 1.768% | 173963.687
41 | Bakersfield | SPGE | {'West Park': [2.2, 13329.0], 'Columbus': [3.7, 11435.0], 'Kern Oil': [3.8, 12929.0], 'Rosedale': [4.2, 11110.0], 'Sycamore': [4.6, 13858.0], 'Magunden': [5.0, 6035.0], 'Kern Power': [5.3, 9644.0], 'Stockdale': [6.0, 5102.0], 'Cal Water': [6.3, 10170.0], '7th Standard': [8.0, 9741.0], 'Tevis': [8.4, 3364.0], 'Renfro': [9.0, 5077.0], 'Unknown - 3327': [10.1, 6008.0], 'Lamont': [10.2, 6002.0], 'Lerdo': [11.4, 10126.0], 'Poso Mt.': [12.2, 9883.0], 'Grimmway-Malaga': [12.6, 6023.0], 'Rio Bravo': [14.9, 1596.0], 'Tupman': [15.2, 271.0], 'Norco': [18.6, 13.0], 'Shafter': [19.7, 18.0]} | 84083.2656 | 18144.3574 | 21.58% | 65938.9082 | 78.42% | 861.6021 | 1.025% | 69439.2807 | 82.58% | 18.6425 | 4796.3149 | 5.704% | 26916.7109 | 32.01% | 2134.874 | 2.539% | 0 | 0% | 37405.6445 | 44.49% | 46677.6211 | 8743.2744 | 10.4% | 75339.9912 | 17582.7266 | 20.91% | 66500.5391 | 42234.2539 | 50.23% | 41849.0117 | 6053.0215 | 7.199% | 78030.2441 | 963.6044 | 1.146% | 83119.6612
42 | Charca | SPGE | {'Semitropic': [6.3, 13992.0], 'Shafter': [6.5, 8113.0], 'Smyrna': [10.5, 10065.0], 'Rio Bravo': [12.0, 2830.0], 'Lerdo': [12.3, 1326.0], 'Goose Lake': [14.3, 6574.0], 'Midway': [15.8, 1800.0], '7th Standard': [16.0, 813.0], 'Renfro': [17.7, 597.0], 'Tupman': [17.8, 727.0]} | 171405.1562 | 17765.1309 | 10.36% | 153640.0254 | 89.64% | 19648.2148 | 11.46% | 144635.0508 | 84.38% | 8.8435 | 27752.8105 | 16.19% | 135346.0469 | 78.96% | 0 | 0% | 0 | 0% | 46658.5703 | 27.22% | 124746.5859 | 112.8539 | 0.06584% | 171292.3024 | 23354.127 | 13.63% | 148051.0293 | 64197.2422 | 37.45% | 107207.9141 | 194.3945 | 0.1134% | 171210.7618 | 1307.5645 | 0.7629% | 170097.5918
43 | Columbus | SPGE | {'Cal Water': [2.7, 13455.0], 'Magunden': [2.8, 8406.0], 'Bakersfield': [3.7, 11435.0], 'Sycamore': [4.7, 9632.0], 'Kern Oil': [5.4, 8703.0], 'West Park': [5.9, 7750.0], 'Rosedale': [7.9, 5277.0], 'Unknown - 3327': [8.2, 8406.0], 'Lamont': [8.3, 8406.0], 'Kern Power': [9.0, 3867.0], 'Stockdale': [9.1, 3219.0], 'Poso Mt.': [11.1, 6451.0], '7th Standard': [11.2, 4555.0], 'Grimmway-Malaga': [11.3, 8406.0], 'Tevis': [12.0, 1192.0], 'Renfro': [12.7, 497.0], 'Lerdo': [13.9, 5169.0], 'Rio Bravo': [18.3, 5.0], 'Tupman': [18.9, 0.0]} | 101807.5625 | 14861.5508 | 14.6% | 86946.0117 | 85.4% | 12768.9414 | 12.54% | 79935.8086 | 78.52% | 10.6208 | 2716.2883 | 2.668% | 22712.3945 | 22.31% | 24231.7148 | 23.8% | 0 | 0% | 61571.3789 | 60.48% | 40236.1836 | 18061.8633 | 17.74% | 83745.6992 | 27273.9902 | 26.79% | 74533.5723 | 64589.3203 | 63.44% | 37218.2422 | 23131.5938 | 22.72% | 78675.9688 | 1870.722 | 1.838% | 99936.8405
44 | Elk Hills | SPGE | {'Norco': [5.6, 1880.0], 'Taft': [8.6, 891.0], 'Midway - Wheeler Ridge (Proposed)': [9.4, 5744.0], 'Tupman': [10.7, 0.0], 'Midway': [13.0, 0.0], 'Tevis': [15.4, 0.0], 'Rio Bravo': [16.3, 0.0], 'Renfro': [16.4, 0.0], 'Stockdale': [18.5, 0.0], 'Kern Power': [19.0, 0.0], 'Rosedale': [19.8, 0.0]} | 109850.4609 | 5744.4443 | 5.229% | 104106.0166 | 94.77% | 54414.0039 | 49.53% | 53230.293 | 48.46% | 5.25 | 25663.084 | 23.36% | 21821.9336 | 19.87% | 0 | 0% | 0 | 0% | 40932.4766 | 37.26% | 68917.9844 | 67769.7969 | 61.69% | 42080.6641 | 99582.2266 | 90.65% | 10268.2344 | 101069.0391 | 92.01% | 8781.4219 | 844.7073 | 0.769% | 109005.7536 | 9355.2637 | 8.516% | 100495.1973
45 | Goose Lake | SPGE | {'Semitropic': [8.0, 9361.0], 'Smyrna': [10.6, 5961.0], 'Kernridge': [14.2, 374.0], 'Charca': [14.3, 6574.0], 'Midway': [15.4, 2581.0], 'Gates-Midway (Proposed)': [15.8, 3312.0], 'Shafter': [15.9, 3476.0], 'Temblor': [16.5, 194.0]} | 138519.4531 | 14039.2393 | 10.14% | 124480.2139 | 89.86% | 17179.1699 | 12.4% | 116132.877 | 83.84% | 8.2222 | 36365.5625 | 26.25% | 68639.4297 | 49.55% | 0 | 0% | 0 | 0% | 53677.7109 | 38.75% | 84841.7422 | 19692.7891 | 14.22% | 118826.6641 | 67400.1172 | 48.66% | 71119.3359 | 95101.7188 | 68.66% | 43417.7344 | 105.2816 | 0.076% | 138414.1715 | 10738.7734 | 7.753% | 127780.6797
46 | Kernridge | SPGE | {'Temblor': [4.8, 25059.0], 'Caliente': [10.9, 10093.0], 'Goose Lake': [14.2, 374.0], 'Midway': [16.4, 26.0], 'Carrizo Plains': [17.5, 2843.0], 'Solar': [18.5, 1239.0]} | 144073.8125 | 28375.3477 | 19.7% | 115698.4648 | 80.3% | 30284.7656 | 21.02% | 111832.2031 | 77.62% | 6.4193 | 3336.6206 | 2.316% | 43322.1875 | 30.07% | 0 | 0% | 0 | 0% | 73105.7031 | 50.74% | 70968.1094 | 11400.2402 | 7.913% | 132673.5723 | 39556.7656 | 27.46% | 104517.0469 | 99602.2969 | 69.13% | 44471.5156 | 21874.8301 | 15.18% | 122198.9824 | 633.8314 | 0.4399% | 143439.9811
47 | Lamont | SPGE | {'Unknown - 3327': [0.1, 18212.0], 'Grimmway-Malaga': [3.4, 18212.0], 'Magunden': [5.6, 11128.0], 'Columbus': [8.3, 8406.0], 'Cal Water': [8.9, 8033.0], 'Bakersfield': [10.2, 6002.0], 'West Park': [11.4, 4584.0], 'Stockdale': [11.7, 6938.0], 'Sycamore': [13.0, 3176.0], 'Kern Oil': [13.4, 2247.0], 'Rosedale': [13.4, 2541.0], 'Kern Power': [14.5, 1505.0], 'Tevis': [15.2, 1661.0], 'Wheeler Ridge': [15.7, 6750.0], '7th Standard': [18.1, 0.0], 'Renfro': [18.2, 0.0], 'Poso Mt.': [18.9, 0.0]} | 115304.1875 | 18212.0059 | 15.79% | 97092.1816 | 84.21% | 9861.9014 | 8.553% | 96931.2158 | 84.07% | 10.2978 | 10890.6543 | 9.445% | 63909.4609 | 55.43% | 11153.5186 | 9.673% | 0 | 0% | 32875.6523 | 28.51% | 82428.5352 | 14853.5146 | 12.88% | 100450.6729 | 26013.6758 | 22.56% | 89290.5117 | 44786.707 | 38.84% | 70517.4805 | 15899.3584 | 13.79% | 99404.8291 | 2266.2788 | 1.965% | 113037.9087
48 | Lerdo | SPGE | {'7th Standard': [4.3, 21801.0], 'Rio Bravo': [7.3, 8140.0], 'Renfro': [7.8, 10095.0], 'Kern Oil': [8.5, 20306.0], 'Kern Power': [8.9, 9500.0], 'Shafter': [9.4, 6238.0], 'Rosedale': [9.5, 9233.0], 'Sycamore': [9.7, 20420.0], 'West Park': [10.8, 8133.0], 'Bakersfield': [11.4, 10126.0], 'Poso Mt.': [11.7, 23884.0], 'Tupman': [12.1, 5220.0], 'Charca': [12.3, 1326.0], 'Tevis': [12.5, 1545.0], 'Stockdale': [13.5, 337.0], 'Columbus': [13.9, 5169.0], 'Cal Water': [15.1, 4612.0], 'Magunden': [16.1, 0.0], 'Norco': [17.2, 239.0], 'Semitropic': [17.5, 235.0], 'Midway': [18.2, 1835.0]} | 144761.9219 | 31312.2656 | 21.63% | 113449.6562 | 78.37% | 11681.1055 | 8.069% | 121811.1289 | 84.15% | 11.5788 | 6561.5127 | 4.533% | 90851.5547 | 62.76% | 453.8827 | 0.3135% | 0 | 0% | 42616.9258 | 29.44% | 102144.9961 | 1400.0673 | 0.9672% | 143361.8546 | 13607.2793 | 9.4% | 131154.6426 | 48438.8164 | 33.46% | 96323.1055 | 3342.2454 | 2.309% | 141419.6765 | 1647.2051 | 1.138% | 143114.7168
49 | Magunden | SPGE | {'Columbus': [2.8, 8406.0], 'Cal Water': [4.4, 8033.0], 'Bakersfield': [5.0, 6035.0], 'Unknown - 3327': [5.5, 11130.0], 'Lamont': [5.6, 11128.0], 'West Park': [6.7, 4463.0], 'Sycamore': [7.4, 3176.0], 'Kern Oil': [7.8, 2247.0], 'Grimmway-Malaga': [8.6, 11134.0], 'Stockdale': [8.8, 5174.0], 'Rosedale': [8.9, 2550.0], 'Kern Power': [10.0, 1538.0], 'Tevis': [12.0, 1303.0], '7th Standard': [13.0, 0.0], 'Poso Mt.': [13.8, 0.0], 'Renfro': [13.8, 2.0], 'Lerdo': [16.1, 0.0], 'Wheeler Ridge': [19.0, 1185.0], 'Tupman': [19.7, 0.0], 'Rio Bravo': [19.9, 0.0]} | 100952.8516 | 11163.0684 | 11.06% | 89789.7832 | 88.94% | 9216.1631 | 9.129% | 81915.29 | 81.14% | 11.2346 | 5567.6167 | 5.515% | 37679.0391 | 37.32% | 14804.3164 | 14.66% | 0 | 0% | 48819.2109 | 48.36% | 52133.6406 | 17622.2363 | 17.46% | 83330.6152 | 29041.7891 | 28.77% | 71911.0625 | 56864.9102 | 56.33% | 44087.9414 | 16543.4258 | 16.39% | 84409.4258 | 979.317 | 0.9701% | 99973.5346
50 | Midway | SPGE | {'Shafter': [10.7, 11054.0], 'Tupman': [10.8, 9239.0], 'Rio Bravo': [11.1, 10260.0], 'Norco': [11.5, 3215.0], 'Elk Hills': [13.0, 0.0], 'Semitropic': [13.6, 3336.0], 'Temblor': [13.8, 22.0], 'Goose Lake': [15.4, 2581.0], 'Charca': [15.8, 1800.0], 'Renfro': [16.3, 4003.0], 'Kernridge': [16.4, 26.0], 'Lerdo': [18.2, 1835.0], '7th Standard': [18.3, 1362.0], 'Taft': [18.6, 0.0], 'Tevis': [19.1, 0.0]} | 152159.8594 | 16497.4785 | 10.84% | 135662.3809 | 89.16% | 34616.2539 | 22.75% | 111957.7617 | 73.58% | 9.5425 | 27819.7031 | 18.28% | 77934.3359 | 51.22% | 0 | 0% | 0 | 0% | 23359.4062 | 15.35% | 128800.4531 | 26050.584 | 17.12% | 126109.2754 | 96484.4375 | 63.41% | 55675.4219 | 101747.9922 | 66.87% | 50411.8672 | 893.5588 | 0.5873% | 151266.3006 | 9512.2578 | 6.251% | 142647.6016
51 | Norco | SPGE | {'Tupman': [5.2, 4684.0], 'Elk Hills': [5.6, 1880.0], 'Tevis': [10.4, 3394.0], 'Renfro': [10.8, 2954.0], 'Rio Bravo': [11.1, 3348.0], 'Midway': [11.5, 3215.0], 'Midway - Wheeler Ridge (Proposed)': [11.6, 4016.0], 'Kern Power': [13.6, 939.0], 'Stockdale': [13.8, 2871.0], 'Taft': [14.2, 0.0], 'Rosedale': [14.5, 733.0], '7th Standard': [14.6, 536.0], 'Shafter': [15.7, 3127.0], 'West Park': [16.3, 23.0], 'Lerdo': [17.2, 239.0], 'Bakersfield': [18.6, 13.0], 'Kern Oil': [19.5, 0.0]} | 151187.0469 | 8494.3711 | 5.618% | 142692.6758 | 94.38% | 51378.2266 | 33.98% | 91647.6797 | 60.62% | 8.8025 | 31866.793 | 21.08% | 49735.1875 | 32.9% | 0 | 0% | 0 | 0% | 45275.543 | 29.95% | 105911.5039 | 83490.8203 | 55.22% | 67696.2266 | 129647.0156 | 85.75% | 21540.0312 | 131168.3125 | 86.76% | 20018.7344 | 1301.7104 | 0.861% | 149885.3364 | 17871.1172 | 11.82% | 133315.9297
52 | Rio Bravo | SPGE | {'Shafter': [5.9, 14622.0], 'Tupman': [6.1, 12624.0], 'Renfro': [6.6, 9721.0], '7th Standard': [7.3, 7370.0], 'Lerdo': [7.3, 8140.0], 'Kern Power': [10.2, 3838.0], 'Norco': [11.1, 3348.0], 'Midway': [11.1, 10260.0], 'Rosedale': [11.2, 3222.0], 'Tevis': [11.3, 1545.0], 'Charca': [12.0, 2830.0], 'West Park': [13.3, 2069.0], 'Kern Oil': [13.5, 2666.0], 'Stockdale': [13.9, 337.0], 'Semitropic': [14.8, 1556.0], 'Bakersfield': [14.9, 1596.0], 'Sycamore': [15.2, 2151.0], 'Elk Hills': [16.3, 0.0], 'Columbus': [18.3, 5.0], 'Poso Mt.': [18.9, 1098.0], 'Magunden': [19.9, 0.0]} | 158419.0938 | 16756.3809 | 10.58% | 141662.7129 | 89.42% | 15612.999 | 9.856% | 129460.7354 | 81.72% | 12.5778 | 18777.1113 | 11.85% | 105626.0703 | 66.68% | 0 | 0% | 0 | 0% | 27598.6387 | 17.42% | 130820.4551 | 21312.0469 | 13.45% | 137107.0469 | 56571.3086 | 35.71% | 101847.7852 | 65348.4414 | 41.25% | 93070.6523 | 0 | 0% | 158419.0938 | 17963.4219 | 11.34% | 140455.6719
53 | Rosedale | SPGE | {'Kern Power': [1.1, 13645.0], 'West Park': [2.1, 12470.0], 'Stockdale': [4.2, 6586.0], 'Bakersfield': [4.2, 11110.0], 'Tevis': [4.9, 6435.0], 'Renfro': [4.9, 8117.0], '7th Standard': [5.3, 9262.0], 'Kern Oil': [5.4, 9940.0], 'Sycamore': [7.2, 9339.0], 'Columbus': [7.9, 5277.0], 'Magunden': [8.9, 2550.0], 'Lerdo': [9.5, 9233.0], 'Cal Water': [10.5, 4329.0], 'Tupman': [11.0, 1784.0], 'Rio Bravo': [11.2, 3222.0], 'Unknown - 3327': [13.3, 2563.0], 'Lamont': [13.4, 2541.0], 'Poso Mt.': [14.3, 7109.0], 'Norco': [14.5, 733.0], 'Grimmway-Malaga': [15.2, 2653.0], 'Shafter': [16.5, 1318.0], 'Elk Hills': [19.8, 0.0]} | 93983.2344 | 15481.4385 | 16.47% | 78501.7959 | 83.53% | 1566.9209 | 1.667% | 78970.8525 | 84.03% | 17.1844 | 7555.4302 | 8.039% | 43798.8555 | 46.6% | 0 | 0% | 0 | 0% | 33121.8359 | 35.24% | 60861.3984 | 13985.0566 | 14.88% | 79998.1777 | 31963.3848 | 34.01% | 62019.8496 | 47344.0742 | 50.38% | 46639.1602 | 760.322 | 0.809% | 93222.9124 | 7924.2183 | 8.432% | 86059.0161
54 | Semitropic | SPGE | {'Charca': [6.3, 13992.0], 'Goose Lake': [8.0, 9361.0], 'Smyrna': [8.1, 12369.0], 'Shafter': [9.0, 6994.0], 'Midway': [13.6, 3336.0], 'Rio Bravo': [14.8, 1556.0], 'Lerdo': [17.5, 235.0], 'Tupman': [19.4, 110.0]} | 155736.6094 | 19093.5527 | 12.26% | 136643.0566 | 87.74% | 16821.4336 | 10.8% | 132964.7539 | 85.38% | 8.5456 | 45815.8242 | 29.42% | 93271.4141 | 59.89% | 0 | 0% | 0 | 0% | 36073.8945 | 23.16% | 119662.7148 | 4774.7842 | 3.066% | 150961.8252 | 50361.4102 | 32.34% | 105375.1992 | 79384.8281 | 50.97% | 76351.7812 | 84.5065 | 0.05426% | 155652.1029 | 9036.041 | 5.802% | 146700.5684
55 | Shafter | SPGE | {'Rio Bravo': [5.9, 14622.0], 'Charca': [6.5, 8113.0], 'Semitropic': [9.0, 6994.0], 'Lerdo': [9.4, 6238.0], 'Midway': [10.7, 11054.0], 'Tupman': [11.3, 12256.0], '7th Standard': [11.7, 5466.0], 'Renfro': [12.3, 7817.0], 'Kern Power': [15.5, 1934.0], 'Norco': [15.7, 3127.0], 'Goose Lake': [15.9, 3476.0], 'Smyrna': [16.1, 2187.0], 'Rosedale': [16.5, 1318.0], 'Tevis': [17.1, 871.0], 'Kern Oil': [17.5, 762.0], 'West Park': [18.4, 389.0], 'Sycamore': [18.9, 247.0], 'Stockdale': [19.6, 1.0], 'Bakersfield': [19.7, 18.0]} | 170555.6094 | 20691.6309 | 12.13% | 149863.9785 | 87.87% | 20202.9785 | 11.85% | 140762.4434 | 82.53% | 9.4156 | 29012.2637 | 17.01% | 127937.6484 | 75.01% | 0 | 0% | 0 | 0% | 28338.5137 | 16.62% | 142217.0957 | 2869.2329 | 1.682% | 167686.3765 | 40409.582 | 23.69% | 130146.0273 | 63520.8242 | 37.24% | 107034.7852 | 0 | 0% | 170555.6094 | 4482.9414 | 2.628% | 166072.668
56 | Smyrna | SPGE | {'Semitropic': [8.1, 12369.0], 'Charca': [10.5, 10065.0], 'Goose Lake': [10.6, 5961.0], 'Olive': [12.5, 12742.0], 'Shafter': [16.1, 2187.0], 'Alpaugh': [17.0, 558.0], 'Gates-Midway (Proposed)': [17.5, 0.0]} | 116762.6562 | 29805.7871 | 25.53% | 86956.8691 | 74.47% | 15093.4072 | 12.93% | 93524.085 | 80.1% | 9.6243 | 47354.7695 | 40.56% | 54913.6953 | 47.03% | 0 | 0% | 0 | 0% | 28940.4805 | 24.79% | 87822.1758 | 3016.8362 | 2.584% | 113745.8201 | 27449.0254 | 23.51% | 89313.6309 | 54361.7344 | 46.56% | 62400.9219 | 334.9324 | 0.2868% | 116427.7239 | 5204.9131 | 4.458% | 111557.7432
57 | Stockdale | SPGE | {'Tevis': [3.5, 11140.0], 'Rosedale': [4.2, 6586.0], 'West Park': [4.2, 6656.0], 'Kern Power': [4.7, 5444.0], 'Bakersfield': [6.0, 5102.0], 'Renfro': [7.3, 2902.0], 'Magunden': [8.8, 5174.0], 'Kern Oil': [8.9, 1736.0], 'Columbus': [9.1, 3219.0], '7th Standard': [9.2, 366.0], 'Sycamore': [10.3, 1694.0], 'Unknown - 3327': [11.6, 6994.0], 'Tupman': [11.7, 1586.0], 'Lamont': [11.7, 6938.0], 'Cal Water': [11.9, 2857.0], 'Grimmway-Malaga': [12.6, 7358.0], 'Lerdo': [13.5, 337.0], 'Norco': [13.8, 2871.0], 'Rio Bravo': [13.9, 337.0], 'Wheeler Ridge': [16.6, 3378.0], 'Midway - Wheeler Ridge (Proposed)': [17.6, 2834.0], 'Poso Mt.': [17.8, 0.0], 'Elk Hills': [18.5, 0.0], 'Shafter': [19.6, 1.0]} | 91775.8906 | 16572.0449 | 18.06% | 75203.8457 | 81.94% | 7043.7368 | 7.675% | 69171.6226 | 75.37% | 18.9322 | 16247.9199 | 17.7% | 47946.8242 | 52.24% | 0 | 0% | 0 | 0% | 20929.5137 | 22.81% | 70846.377 | 17165.3125 | 18.7% | 74610.5781 | 39839.0977 | 43.41% | 51936.793 | 42741.9492 | 46.57% | 49033.9414 | 494.2108 | 0.5385% | 91281.6799 | 7796.6235 | 8.495% | 83979.2671
58 | Taft | SPGE | {'Elk Hills': [8.6, 891.0], 'Midway - Wheeler Ridge (Proposed)': [12.1, 996.0], 'Norco': [14.2, 0.0], 'Midway': [18.6, 0.0], 'Tupman': [19.2, 0.0]} | 31773.9551 | 1313.8907 | 4.135% | 30460.0643 | 95.86% | 14545.5977 | 45.78% | 16193.6152 | 50.97% | 5.2553 | 5806.3574 | 18.27% | 2320.0881 | 7.302% | 0 | 0% | 0 | 0% | 15618.5801 | 49.16% | 16155.375 | 17104.6973 | 53.83% | 14669.2578 | 27478.3594 | 86.48% | 4295.5957 | 29981.2383 | 94.36% | 1792.7168 | 286.1572 | 0.9006% | 31487.7979 | 102.0971 | 0.3213% | 31671.858
59 | Temblor | SPGE | {'Kernridge': [4.8, 25059.0], 'Caliente': [12.5, 7799.0], 'Midway': [13.8, 22.0], 'Goose Lake': [16.5, 194.0], 'Carrizo Plains': [19.4, 569.0]} | 109386.1562 | 28695.1367 | 26.23% | 80691.0195 | 73.77% | 18578.877 | 16.98% | 88636.8262 | 81.03% | 6.5944 | 1448.4365 | 1.324% | 29107.7559 | 26.61% | 0 | 0% | 0 | 0% | 35023.0703 | 32.02% | 74363.0859 | 15774.6826 | 14.42% | 93611.4736 | 36345.2578 | 33.23% | 73040.8984 | 64820.6641 | 59.26% | 44565.4922 | 13290.7412 | 12.15% | 96095.415 | 275.2735 | 0.2517% | 109110.8827
60 | Tupman | SPGE | {'Norco': [5.2, 4684.0], 'Rio Bravo': [6.1, 12624.0], 'Renfro': [6.4, 8249.0], 'Tevis': [8.3, 2460.0], '7th Standard': [9.8, 4776.0], 'Kern Power': [9.9, 2507.0], 'Elk Hills': [10.7, 0.0], 'Midway': [10.8, 9239.0], 'Rosedale': [11.0, 1784.0], 'Shafter': [11.3, 12256.0], 'Stockdale': [11.7, 1586.0], 'Lerdo': [12.1, 5220.0], 'West Park': [13.1, 635.0], 'Bakersfield': [15.2, 271.0], 'Kern Oil': [15.3, 656.0], 'Midway - Wheeler Ridge (Proposed)': [16.0, 591.0], 'Sycamore': [17.2, 184.0], 'Charca': [17.8, 727.0], 'Columbus': [18.9, 0.0], 'Taft': [19.2, 0.0], 'Semitropic': [19.4, 110.0], 'Magunden': [19.7, 0.0]} | 146147.5 | 14075.1426 | 9.631% | 132072.3574 | 90.37% | 24526.8301 | 16.78% | 109554.123 | 74.96% | 11.7825 | 24339.9824 | 16.65% | 65285.8711 | 44.67% | 0 | 0% | 0 | 0% | 40264.7305 | 27.55% | 105882.7695 | 54812.4414 | 37.5% | 91335.0586 | 95755.8359 | 65.52% | 50391.6641 | 98494.9062 | 67.39% | 47652.5938 | 930.2788 | 0.6365% | 145217.2212 | 19119.4629 | 13.08% | 127028.0371
61 | Westpark | SPGE | {'Rosedale': [2.1, 12470.0], 'Bakersfield': [2.2, 13329.0], 'Kern Power': [3.2, 10715.0], 'Stockdale': [4.2, 6656.0], 'Kern Oil': [4.7, 10097.0], 'Columbus': [5.9, 7750.0], 'Sycamore': [6.1, 9862.0], 'Tevis': [6.3, 5095.0], 'Magunden': [6.7, 4463.0], '7th Standard': [6.8, 8162.0], 'Renfro': [7.0, 5880.0], 'Cal Water': [8.5, 6482.0], 'Lerdo': [10.8, 8133.0], 'Unknown - 3327': [11.3, 4623.0], 'Lamont': [11.4, 4584.0], 'Tupman': [13.1, 635.0], 'Rio Bravo': [13.3, 2069.0], 'Grimmway-Malaga': [13.4, 4725.0], 'Poso Mt.': [13.6, 6943.0], 'Norco': [16.3, 23.0], 'Shafter': [18.4, 389.0], 'Wheeler Ridge': [20.0, 0.0]} | 86189.7422 | 15374.4697 | 17.84% | 70815.2725 | 82.16% | 745.8389 | 0.8653% | 69608.5361 | 80.76% | 19 | 7046.0918 | 8.175% | 36617.5625 | 42.48% | 0 | 0% | 0 | 0% | 33247.4023 | 38.57% | 52942.3398 | 10767.4961 | 12.49% | 75422.2461 | 24150.5664 | 28.02% | 62039.1758 | 42487.2461 | 49.3% | 43702.4961 | 2259.0845 | 2.621% | 83930.6577 | 4123.4629 | 4.784% | 82066.2793
62 | Wheeler Ridge | SPGE | {'Grimmway-Malaga': [12.7, 10426.0], 'Pastoria': [13.0, 1575.0], 'Lamont': [15.7, 6750.0], 'Unknown - 3327': [15.7, 6802.0], 'Stockdale': [16.6, 3378.0], 'Midway - Wheeler Ridge (Proposed)': [16.7, 2699.0], 'Tevis': [18.1, 735.0], 'Magunden': [19.0, 1185.0], 'West Park': [20.0, 0.0]} | 167630.6094 | 17080.0742 | 10.19% | 150550.5352 | 89.81% | 19920.4961 | 11.88% | 142967.6133 | 85.29% | 7.4754 | 23347.9668 | 13.93% | 113760.6719 | 67.86% | 3762.9312 | 2.245% | 0 | 0% | 24240.4531 | 14.46% | 143390.1562 | 37696.3008 | 22.49% | 129934.3086 | 58295.2266 | 34.78% | 109335.3828 | 64434.8516 | 38.44% | 103195.7578 | 5089.208 | 3.036% | 162541.4014 | 3258.8174 | 1.944% | 164371.792
63 | Kern Oil | SPGE | {'Sycamore': [1.9, 24473.0], 'Bakersfield': [3.8, 12929.0], 'West Park': [4.7, 10097.0], 'Columbus': [5.4, 8703.0], 'Rosedale': [5.4, 9940.0], 'Kern Power': [6.0, 9574.0], '7th Standard': [6.2, 17345.0], 'Cal Water': [6.9, 8345.0], 'Magunden': [7.8, 2247.0], 'Lerdo': [8.5, 20306.0], 'Stockdale': [8.9, 1736.0], 'Renfro': [8.9, 5343.0], 'Poso Mt.': [8.9, 21284.0], 'Tevis': [10.3, 2061.0], 'Unknown - 3327': [13.3, 2247.0], 'Lamont': [13.4, 2247.0], 'Rio Bravo': [13.5, 2666.0], 'Tupman': [15.3, 656.0], 'Grimmway-Malaga': [16.1, 2247.0], 'Shafter': [17.5, 762.0], 'Norco': [19.5, 0.0]} | 103862.5625 | 25098.4551 | 24.17% | 78764.1074 | 75.83% | 5943.0366 | 5.722% | 88229.7759 | 84.95% | 12.75 | 2474.5991 | 2.383% | 23402.041 | 22.53% | 16918.9082 | 16.29% | 0 | 0% | 56493.2852 | 54.39% | 47369.2773 | 7988.2568 | 7.691% | 95874.3057 | 12169.7471 | 11.72% | 91692.8154 | 56531.8711 | 54.43% | 47330.6914 | 11647.6592 | 11.21% | 92214.9033 | 2386.3911 | 2.298% | 101476.1714
64 | Inyokern | GREATER KRAMER | {} | 23852.1836 | 9680.499 | 40.59% | 14171.6846 | 59.41% | 324.1543 | 1.359% | 8156.5918 | 34.2% | 36.2062 | 1983.9657 | 8.318% | 0 | 0% | 0 | 0% | 0 | 0% | 11481.8447 | 48.14% | 12370.3389 | 4751.2563 | 19.92% | 19100.9272 | 1551.416 | 6.504% | 22300.7676 | 12987.0459 | 54.45% | 10865.1377 | 4923.666 | 20.64% | 18928.5176 | 2.8668 | 0.01202% | 23849.3168
65 | Pastoria | GREATER TEHACHAPI | {'Bailey': [11.6, 0.0], 'Wheeler Ridge': [13.0, 1575.0]} | 79027.1094 | 1574.9155 | 1.993% | 77452.1938 | 98.01% | 22948.8184 | 29.04% | 52758.4863 | 66.76% | 6.371 | 4662.187 | 5.899% | 26922.002 | 34.07% | 18533.2402 | 23.45% | 0 | 0% | 49014.9453 | 62.02% | 30012.1641 | 35114.2344 | 44.43% | 43912.875 | 36396.3711 | 46.06% | 42630.7383 | 54597.0469 | 69.09% | 24430.0625 | 20128.6406 | 25.47% | 58898.4688 | 1257.8389 | 1.592% | 77769.2705
66 | Ransburg | GREATER KRAMER | {} | 5161.7681 | 1832.0874 | 35.49% | 3329.6807 | 64.51% | 103.2867 | 2.001% | 2431.7804 | 47.11% | 16.6173 | 0 | 0% | 0 | 0% | 0 | 0% | 0 | 0% | 2223.895 | 43.08% | 2937.873 | 1.325 | 0.02567% | 5160.4431 | 0 | 0% | 5161.7681 | 2225.22 | 43.11% | 2936.5481 | 2949.2273 | 57.14% | 2212.5408 | 0 | 0% | 5161.7681
67 | Sycamore | SPGE | {'Kern Oil': [1.9, 24473.0], 'Bakersfield': [4.6, 13858.0], 'Columbus': [4.7, 9632.0], 'Cal Water': [5.5, 9274.0], 'West Park': [6.1, 9862.0], 'Rosedale': [7.2, 9339.0], 'Magunden': [7.4, 3176.0], 'Poso Mt.': [7.6, 23699.0], 'Kern Power': [7.8, 8987.0], '7th Standard': [8.0, 16829.0], 'Lerdo': [9.7, 20420.0], 'Stockdale': [10.3, 1694.0], 'Renfro': [10.8, 4828.0], 'Tevis': [12.0, 1699.0], 'Unknown - 3327': [12.9, 3176.0], 'Lamont': [13.0, 3176.0], 'Rio Bravo': [15.2, 2151.0], 'Grimmway-Malaga': [15.9, 3176.0], 'Tupman': [17.2, 184.0], 'Shafter': [18.9, 247.0]} | 113821.2188 | 27928.416 | 24.54% | 85892.8027 | 75.46% | 15130.0234 | 13.29% | 89622.7109 | 78.74% | 11.8029 | 2361.8049 | 2.075% | 16128.5645 | 14.17% | 31860.0449 | 27.99% | 0 | 0% | 68680.0781 | 60.34% | 45141.1406 | 13480.0596 | 11.84% | 100341.1592 | 21582.5234 | 18.96% | 92238.6953 | 68718.6562 | 60.37% | 45102.5625 | 22677.1797 | 19.92% | 91144.0391 | 2551.3357 | 2.242% | 111269.8831
68 | Avenal | SPGE | {'Gates': [11.2, 14421.0], 'Cal Flats': [13.7, 143.0], 'Arco': [18.0, 0.0]} | 139703.9375 | 22949.7637 | 16.43% | 116754.1738 | 83.57% | 59831.332 | 42.83% | 76349.0586 | 54.65% | 7.1904 | 22491.3613 | 16.1% | 24485.3379 | 17.53% | 21.8782 | 0.01566% | 0 | 0% | 70577.0469 | 50.52% | 69126.8906 | 1032.731 | 0.7392% | 138671.2065 | 24755.6816 | 17.72% | 114948.2559 | 90537.0234 | 64.81% | 49166.9141 | 39597.8633 | 28.34% | 100106.0742 | 430.2623 | 0.308% | 139273.6752
69 | Corcoran | SPGE | {'Waukena': [2.3, 77828.0], 'Alpaugh': [11.5, 24371.0], 'GWF Hanford': [12.2, 27743.0], 'Olive': [15.9, 10414.0], 'Leprino': [17.9, 7697.0]} | 182416.2969 | 92241.6719 | 50.57% | 90174.625 | 49.43% | 49897.3828 | 27.35% | 127021.8828 | 69.63% | 6.8856 | 93683.8672 | 51.36% | 66471.1094 | 36.44% | 0 | 0% | 0 | 0% | 16311.9844 | 8.942% | 166104.3125 | 4291.2534 | 2.352% | 178125.0435 | 20497.582 | 11.24% | 161918.7148 | 34580.5312 | 18.96% | 147835.7656 | 0 | 0% | 182416.2969 | 9554.2773 | 5.238% | 172862.0195
70 | Henrietta | SPGE | {'Mustang': [1.1, 54811.0], 'Leprino': [3.9, 53329.0], 'Gates': [14.2, 3725.0], 'GWF Hanford': [14.4, 20971.0], 'Schindler': [17.2, 2747.0], 'Waukena': [19.6, 725.0]} | 138900.2656 | 60043.207 | 43.23% | 78857.0586 | 56.77% | 33971.9453 | 24.46% | 88877.9219 | 63.99% | 8.6652 | 71962.6797 | 51.81% | 55544.8945 | 39.99% | 0 | 0% | 0 | 0% | 21879.8711 | 15.75% | 117020.3945 | 2358.469 | 1.698% | 136541.7966 | 3801.4968 | 2.737% | 135098.7688 | 23216.5137 | 16.71% | 115683.752 | 0 | 0% | 138900.2656 | 3529.387 | 2.541% | 135370.8787
71 | Eagle Rock | NORTHERN CALIFORNIA | {'Geysers Tap 1': [6.0, 2392.0], 'Cloverdale': [11.0, 3178.0], 'Hopland': [17.6, 24.0]} | 97710.1406 | 4420.4131 | 4.524% | 93289.7275 | 95.48% | 12567.7002 | 12.86% | 70742.6826 | 72.4% | 9.9953 | 6561.0918 | 6.715% | 4013.135 | 4.107% | 19464.498 | 19.92% | 68388.6016 | 69.99% | 58967.1992 | 60.35% | 38742.9414 | 53510.0391 | 54.76% | 44200.1016 | 72104.25 | 73.79% | 25605.8906 | 91391.7266 | 93.53% | 6318.4141 | 33843.4805 | 34.64% | 63866.6602 | 1720.4294 | 1.761% | 95989.7112
72 | Leavitt | NORTHERN CALIFORNIA | {'Richmond': [7.1, 4955.0]} | 83212.8125 | 12443.5 | 14.95% | 70769.3125 | 85.05% | 14124.0391 | 16.97% | 53954.4062 | 64.84% | 12.1825 | 17102.8965 | 20.55% | 0 | 0% | 46974.3398 | 56.45% | 0 | 0% | 27141.8496 | 32.62% | 56070.9629 | 35404.2617 | 42.55% | 47808.5508 | 34124.4961 | 41.01% | 49088.3164 | 60456.0742 | 72.65% | 22756.7383 | 31891.1992 | 38.32% | 51321.6133 | 12338.873 | 14.83% | 70873.9395
73 | Madeline | NORTHERN CALIFORNIA | {} | 99039.7969 | 8535.8135 | 8.619% | 90503.9834 | 91.38% | 20870.5078 | 21.07% | 58878.3594 | 59.45% | 9.1027 | 14715.791 | 14.86% | 0 | 0% | 47077.2383 | 47.53% | 0 | 0% | 14846.4795 | 14.99% | 84193.3174 | 9133.8584 | 9.222% | 89905.9385 | 9795.291 | 9.89% | 89244.5059 | 24158.3574 | 24.39% | 74881.4395 | 65388.707 | 66.02% | 33651.0898 | 46324.7227 | 46.77% | 52715.0742
74 | Antelope | GREATER TEHACHAPI | {'Whirlwind': [14.1, 15722.0], 'Vincent': [17.3, 2507.0]} | 114733.2422 | 53418.6367 | 46.56% | 61314.6055 | 53.44% | 5658.7017 | 4.932% | 27618.0835 | 24.07% | 57 | 2412.8696 | 2.103% | 1431.28 | 1.247% | 14050.7871 | 12.25% | 34431.7734 | 30.01% | 2265.7651 | 1.975% | 112467.4771 | 36929.7148 | 32.19% | 77803.5273 | 38670.2891 | 33.7% | 76062.9531 | 46923.4883 | 40.9% | 67809.7539 | 19050.8066 | 16.6% | 95682.4355 | 3908.9822 | 3.407% | 110824.26
75 | Arcogen | GREATER LA METRO | {'Hinson': [1.2, 2145.0], 'Harborgen': [2.8, 2134.0], 'Long Beach': [3.7, 2114.0], 'Lighthipe': [5.9, 1818.0], 'La Fresa': [6.3, 533.0], 'Redondo': [8.6, 66.0], 'Del Amo': [8.7, 1892.0], 'Alamitos': [9.1, 2090.0], 'El Nido': [9.2, 55.0], 'Chevmain': [10.9, 55.0], 'Center': [11.0, 0.0], 'El Segundo': [12.1, 55.0], 'Laguna Bell': [12.2, 0.0], 'La Cienega': [14.8, 6.0], 'Barre': [15.1, 19.0], 'Mesa': [17.0, 0.0], 'Huntington Beach': [19.3, 1.0], 'Ellis': [19.5, 0.0], 'Lewis': [19.8, 0.0]} | 5346.019 | 2169.5127 | 40.58% | 3176.5063 | 59.42% | 923.1413 | 17.27% | 2873.6558 | 53.75% | 33.8571 | 0 | 0% | 0 | 0% | 42.7324 | 0.7993% | 0 | 0% | 0.87922 | 0.01645% | 5345.1398 | 147.0464 | 2.751% | 5198.9727 | 3167.2759 | 59.25% | 2178.7432 | 3168.155 | 59.26% | 2177.864 | 0 | 0% | 5346.019 | 11.27 | 0.2108% | 5334.749
76 | Bailey | GREATER TEHACHAPI | {'Pastoria': [11.6, 0.0]} | 74895.6172 | 1952.9484 | 2.608% | 72942.6688 | 97.39% | 35414.6875 | 47.29% | 32614.0391 | 43.55% | 6.1127 | 1045.2118 | 1.396% | 854.9182 | 1.141% | 66226.8594 | 88.43% | 0 | 0% | 44082.4961 | 58.86% | 30813.1211 | 42494.3477 | 56.74% | 32401.2695 | 38426.1602 | 51.31% | 36469.457 | 70997.7031 | 94.8% | 3897.9141 | 35254.8281 | 47.07% | 39640.7891 | 1931.9192 | 2.579% | 72963.698
77 | Center | GREATER LA METRO | {'Laguna Bell': [4.0, 0.0], 'Lighthipe': [5.2, 0.0], 'Del Amo': [5.6, 0.0], 'Mesa': [7.5, 0.0], 'Hinson': [10.1, 0.0], 'Walnut': [10.5, 0.0], 'Olinda': [10.6, 0.0], 'Barre': [10.9, 0.0], 'Arcogen': [11.0, 0.0], 'Alamitos': [11.3, 0.0], 'Harborgen': [12.5, 0.0], 'Long Beach': [13.2, 0.0], 'La Fresa': [13.7, 0.0], 'Rio Hondo': [14.1, 0.0], 'Lewis': [14.5, 0.0], 'Goodrich': [15.4, 0.0], 'El Nido': [15.5, 0.0], 'La Cienega': [16.4, 0.0], 'Redondo': [17.1, 0.0], 'Chevmain': [17.2, 0.0], 'Villa Park': [17.4, 0.0], 'El Segundo': [18.3, 0.0], 'Ellis': [19.2, 0.0], 'Serrano': [19.4, 0.0]} | 0 | 0 | 0% | 0 | 0% | 0 | 0% | 0 | 0% | 0 | 0 | 0% | 0 | 0% | 0 | 0% | 0 | 0% | 0 | 0% | 0 | 0 | 0% | 0 | 0 | 0% | 0 | 0 | 0% | 0 | 0 | 0% | 0 | 0 | 0% | 0
78 | Del Amo | GREATER LA METRO | {'Lighthipe': [5.0, 1778.0], 'Center': [5.6, 0.0], 'Alamitos': [5.7, 1916.0], 'Barre': [7.1, 43.0], 'Hinson': [7.5, 1894.0], 'Arcogen': [8.7, 1892.0], 'Harborgen': [8.9, 1907.0], 'Laguna Bell': [9.3, 0.0], 'Long Beach': [9.3, 1915.0], 'Lewis': [11.7, 0.0], 'Olinda': [12.1, 0.0], 'Mesa': [13.1, 0.0], 'La Fresa': [13.7, 460.0], 'Walnut': [13.9, 0.0], 'Ellis': [14.3, 25.0], 'Villa Park': [15.3, 0.0], 'Huntington Beach': [15.5, 26.0], 'El Nido': [16.2, 0.0], 'Redondo': [16.7, 0.0], 'Johanna': [16.8, 0.0], 'Serrano': [17.7, 0.0], 'Chevmain': [18.0, 0.0], 'Rio Hondo': [19.0, 0.0], 'El Segundo': [19.2, 0.0], 'La Cienega': [19.3, 0.0]} | 3242.4927 | 1916.4767 | 59.11% | 1326.016 | 40.89% | 304.1005 | 9.379% | 1565.1424 | 48.27% | 26.44 | 0 | 0% | 0 | 0% | 0 | 0% | 0 | 0% | 0 | 0% | 3242.4927 | 665.6759 | 20.53% | 2576.8168 | 1316.0387 | 40.59% | 1926.454 | 1316.0387 | 40.59% | 1926.454 | 0 | 0% | 3242.4927 | 25.9391 | 0.8% | 3216.5535
79 | El Nido | GREATER LA METRO | {'Chevmain': [1.8, 149.0], 'La Fresa': [2.9, 125.0], 'El Segundo': [3.0, 140.0], 'Redondo': [3.4, 132.0], 'La Cienega': [7.2, 67.0], 'Arcogen': [9.2, 55.0], 'Hinson': [10.1, 31.0], 'Lighthipe': [11.4, 0.0], 'Harborgen': [11.6, 20.0], 'Long Beach': [12.4, 0.0], 'Laguna Bell': [14.1, 0.0], 'Center': [15.5, 0.0], 'Del Amo': [16.2, 0.0], 'Mesa': [18.0, 0.0], 'Alamitos': [18.2, 0.0]} | 375.5963 | 153.9781 | 41% | 221.6181 | 59% | 13.2518 | 3.528% | 17.9109 | 4.769% | 6.7876 | 0 | 0% | 0 | 0% | 81.5373 | 21.71% | 0 | 0% | 10.7529 | 2.863% | 364.8434 | 113.7204 | 30.28% | 261.8759 | 204.9119 | 54.56% | 170.6844 | 215.6648 | 57.42% | 159.9315 | 0 | 0% | 375.5963 | 0.64248 | 0.1711% | 374.9538
80 | Goodrich | GREATER LA METRO | {'Rio Hondo': [6.9, 43.0], 'Gould': [7.5, 401.0], 'Mesa': [8.0, 0.0], 'Laguna Bell': [12.6, 0.0], 'Walnut': [12.6, 0.0], 'Center': [15.4, 0.0], 'Olinda': [17.0, 0.0], 'Lighthipe': [19.3, 0.0], 'La Cienega': [19.6, 0.0]} | 3092.5381 | 404.9341 | 13.09% | 2687.604 | 86.91% | 2535.7463 | 82% | 538.4749 | 17.41% | 3.4275 | 0 | 0% | 0 | 0% | 0 | 0% | 3092.5381 | 100% | 211.4354 | 6.837% | 2881.1027 | 1590.6769 | 51.44% | 1501.8612 | 1231.4524 | 39.82% | 1861.0857 | 1702.6301 | 55.06% | 1389.908 | 1737.9696 | 56.2% | 1354.5685 | 947.1438 | 30.63% | 2145.3943
81 | Gould | GREATER LA METRO | {'Goodrich': [7.5, 401.0], 'Mesa': [13.4, 0.0], 'Rio Hondo': [14.3, 43.0], 'Laguna Bell': [17.1, 0.0], 'Vincent': [18.7, 11.0], 'La Cienega': [18.8, 2.0], 'Sylmar-Pac Intertie': [18.8, 101.0]} | 12391.082 | 1469.5095 | 11.86% | 10921.5725 | 88.14% | 10382.5879 | 83.79% | 1732.625 | 13.98% | 3.6667 | 0 | 0% | 0 | 0% | 485.1589 | 3.915% | 11872.3438 | 95.81% | 733.3159 | 5.918% | 11657.7662 | 3372.8069 | 27.22% | 9018.2751 | 1881.9556 | 15.19% | 10509.1265 | 4485.7549 | 36.2% | 7905.3271 | 9001.2412 | 72.64% | 3389.8408 | 3370.6306 | 27.2% | 9020.4514
82 | Harborgen | GREATER LA METRO | {'Long Beach': [0.9, 2129.0], 'Arcogen': [2.8, 2134.0], 'Hinson': [2.8, 2135.0], 'Alamitos': [7.5, 2105.0], 'Lighthipe': [7.6, 1818.0], 'La Fresa': [8.7, 497.0], 'Del Amo': [8.9, 1907.0], 'Redondo': [10.4, 30.0], 'El Nido': [11.6, 20.0], 'Center': [12.5, 0.0], 'Chevmain': [13.2, 20.0], 'Laguna Bell': [14.3, 0.0], 'Barre': [14.3, 33.0], 'El Segundo': [14.4, 20.0], 'Huntington Beach': [17.0, 16.0], 'La Cienega': [17.6, 0.0], 'Ellis': [17.6, 15.0], 'Mesa': [19.0, 0.0], 'Lewis': [19.0, 0.0]} | 5594.1831 | 2148.3337 | 38.4% | 3445.8494 | 61.6% | 918.0401 | 16.41% | 2958.1098 | 52.88% | 26.125 | 0 | 0% | 0 | 0% | 8.6063 | 0.1538% | 0 | 0% | 0 | 0% | 5594.1831 | 459.8083 | 8.219% | 5134.3748 | 3438.0051 | 61.46% | 2156.178 | 3438.0051 | 61.46% | 2156.178 | 0 | 0% | 5594.1831 | 24.2063 | 0.4327% | 5569.9768
83 | Hinson | GREATER LA METRO | {'Arcogen': [1.2, 2145.0], 'Harborgen': [2.8, 2135.0], 'Long Beach': [3.7, 2116.0], 'Lighthipe': [5.0, 1818.0], 'La Fresa': [7.2, 509.0], 'Del Amo': [7.5, 1894.0], 'Alamitos': [8.0, 2093.0], 'Redondo': [9.7, 41.0], 'Center': [10.1, 0.0], 'El Nido': [10.1, 31.0], 'Laguna Bell': [11.6, 0.0], 'Chevmain': [11.9, 31.0], 'El Segundo': [13.1, 31.0], 'Barre': [13.9, 21.0], 'La Cienega': [15.4, 0.0], 'Mesa': [16.3, 0.0], 'Huntington Beach': [18.5, 4.0], 'Lewis': [18.6, 0.0], 'Ellis': [18.6, 3.0], 'Olinda': [19.4, 0.0]} | 5378.9902 | 2147.167 | 39.92% | 3231.8232 | 60.08% | 917.6172 | 17.06% | 2882.2141 | 53.58% | 32.6667 | 0 | 0% | 0 | 0% | 4.5859 | 0.08526% | 0 | 0% | 0 | 0% | 5378.9902 | 240.3738 | 4.469% | 5138.6164 | 3225.4126 | 59.96% | 2153.5776 | 3225.4126 | 59.96% | 2153.5776 | 0 | 0% | 5378.9902 | 14.3315 | 0.2664% | 5364.6587
84 | La Cienega | GREATER LA METRO | {'Chevmain': [6.9, 68.0], 'El Segundo': [6.9, 71.0], 'El Nido': [7.2, 67.0], 'La Fresa': [9.4, 39.0], 'Redondo': [10.5, 45.0], 'Laguna Bell': [13.3, 0.0], 'Lighthipe': [14.3, 0.0], 'Arcogen': [14.8, 6.0], 'Hinson': [15.4, 0.0], 'Mesa': [15.6, 0.0], 'Center': [16.4, 0.0], 'Harborgen': [17.6, 0.0], 'Long Beach': [18.4, 0.0], 'Gould': [18.8, 2.0], 'Del Amo': [19.3, 0.0], 'Goodrich': [19.6, 0.0]} | 606.8912 | 336.25 | 55.41% | 270.6411 | 44.59% | 51.1602 | 8.43% | 132.1402 | 21.77% | 7.9346 | 0 | 0% | 0 | 0% | 387.2134 | 63.8% | 0 | 0% | 1.5765 | 0.2598% | 605.3147 | 113.7204 | 18.74% | 493.1708 | 130.1089 | 21.44% | 476.7823 | 131.6854 | 21.7% | 475.2058 | 92.9717 | 15.32% | 513.9194 | 63.0615 | 10.39% | 543.8297
85 | La Fresa | GREATER LA METRO | {'El Nido': [2.9, 125.0], 'Redondo': [3.5, 156.0], 'Chevmain': [4.6, 121.0], 'El Segundo': [5.8, 111.0], 'Arcogen': [6.3, 533.0], 'Hinson': [7.2, 509.0], 'Harborgen': [8.7, 497.0], 'Lighthipe': [9.1, 464.0], 'La Cienega': [9.4, 39.0], 'Long Beach': [9.5, 478.0], 'Laguna Bell': [12.9, 0.0], 'Center': [13.7, 0.0], 'Del Amo': [13.7, 460.0], 'Alamitos': [15.3, 471.0], 'Mesa': [17.2, 0.0]} | 2395.7878 | 626.4437 | 26.15% | 1769.3441 | 73.85% | 43.2583 | 1.806% | 1485.5322 | 62.01% | 13.5484 | 0 | 0% | 0 | 0% | 136.4636 | 5.696% | 0 | 0% | 10.7529 | 0.4488% | 2385.0349 | 55.0476 | 2.298% | 2340.7403 | 1726.0098 | 72.04% | 669.7781 | 1736.7626 | 72.49% | 659.0253 | 0 | 0% | 2395.7878 | 0.64248 | 0.02682% | 2395.1454
86 | Laguna Bell | GREATER LA METRO | {'Center': [4.0, 0.0], 'Mesa': [4.7, 0.0], 'Lighthipe': [6.8, 0.0], 'Del Amo': [9.3, 0.0], 'Hinson': [11.6, 0.0], 'Walnut': [11.6, 0.0], 'Arcogen': [12.2, 0.0], 'Goodrich': [12.6, 0.0], 'La Fresa': [12.9, 0.0], 'Olinda': [13.1, 0.0], 'Rio Hondo': [13.1, 0.0], 'La Cienega': [13.3, 0.0], 'El Nido': [14.1, 0.0], 'Harborgen': [14.3, 0.0], 'Alamitos': [14.8, 0.0], 'Barre': [15.0, 0.0], 'Long Beach': [15.2, 0.0], 'Chevmain': [15.5, 0.0], 'Redondo': [16.4, 0.0], 'El Segundo': [16.5, 0.0], 'Gould': [17.1, 0.0], 'Lewis': [18.3, 0.0]} | 0 | 0 | 0% | 0 | 0% | 0 | 0% | 0 | 0% | 0 | 0 | 0% | 0 | 0% | 0 | 0% | 0 | 0% | 0 | 0% | 0 | 0 | 0% | 0 | 0 | 0% | 0 | 0 | 0% | 0 | 0 | 0% | 0 | 0 | 0% | 0
87 | Lighthipe | GREATER LA METRO | {'Del Amo': [5.0, 1778.0], 'Hinson': [5.0, 1818.0], 'Center': [5.2, 0.0], 'Arcogen': [5.9, 1818.0], 'Laguna Bell': [6.8, 0.0], 'Harborgen': [7.6, 1818.0], 'Long Beach': [8.4, 1818.0], 'La Fresa': [9.1, 464.0], 'Alamitos': [9.1, 1818.0], 'El Nido': [11.4, 0.0], 'Mesa': [11.4, 0.0], 'Barre': [12.2, 7.0], 'Redondo': [12.4, 1.0], 'Chevmain': [13.2, 0.0], 'La Cienega': [14.3, 0.0], 'El Segundo': [14.4, 0.0], 'Olinda': [15.2, 0.0], 'Walnut': [15.6, 0.0], 'Lewis': [16.6, 0.0], 'Ellis': [19.0, 0.0], 'Rio Hondo': [19.1, 0.0], 'Goodrich': [19.3, 0.0], 'Huntington Beach': [19.8, 0.0]} | 3172.3684 | 1818.2908 | 57.32% | 1354.0776 | 42.68% | 232.6488 | 7.334% | 1980.0738 | 62.42% | 31.68 | 0 | 0% | 0 | 0% | 0 | 0% | 0 | 0% | 0 | 0% | 3172.3684 | 51.4419 | 1.622% | 3120.9265 | 1347.7477 | 42.48% | 1824.6207 | 1347.7477 | 42.48% | 1824.6207 | 0 | 0% | 3172.3684 | 11.1851 | 0.3526% | 3161.1833
88 | Mesa (SCE) | GREATER LA METRO | {'Laguna Bell': 4.7, 'Center': 7.5, 'Goodrich': 8.0, 'Rio Hondo': 8.8, 'Walnut': 9.4, 'Lighthipe': 11.4, 'Olinda': 12.5, 'Del Amo': 13.1, 'Gould': 13.4, 'La Cienega': 15.6, 'Hinson': 16.3, 'Arcogen': 17.0, 'La Fresa': 17.2, 'Barre': 17.4, 'El Nido': 18.0, 'Alamitos': 18.8, 'Harborgen': 19.0, 'Chevmain': 19.2, 'Long Beach': 19.8, 'Lewis': 19.9} | 0 | 0 | 0% | 0 | 0% | 0 | 0% | 0 | 0% | 0 | 0 | 0% | 0 | 0% | 0 | 0% | 0 | 0% | 0 | 0% | 0 | 0 | 0% | 0 | 0 | 0% | 0 | 0 | 0% | 0 | 0 | 0% | 0 | 0 | 0% | 0
89 | Olinda | GREATER LA METRO | {'Walnut': [4.6, 740.0], 'Lewis': [9.5, 11.0], 'Barre': [10.1, 0.0], 'Villa Park': [10.3, 213.0], 'Center': [10.6, 0.0], 'Serrano': [11.1, 614.0], 'Rio Hondo': [11.5, 0.0], 'Del Amo': [12.1, 0.0], 'Mesa': [12.5, 0.0], 'Laguna Bell': [13.1, 0.0], 'Chino': [14.5, 877.0], 'Lighthipe': [15.2, 0.0], 'Alamitos': [16.1, 0.0], 'Johanna': [16.5, 0.0], 'Goodrich': [17.0, 0.0], 'Ellis': [18.0, 0.0], 'Hinson': [19.4, 0.0]} | 5745.2256 | 1049.6682 | 18.27% | 4695.5574 | 81.73% | 158.5989 | 2.761% | 4358.5672 | 75.86% | 22.8325 | 0 | 0% | 0 | 0% | 644.1115 | 11.21% | 5101.1719 | 88.79% | 3523.1682 | 61.32% | 2222.0574 | 0 | 0% | 5745.2256 | 0 | 0% | 5745.2256 | 3523.1682 | 61.32% | 2222.0574 | 2006.2255 | 34.92% | 3739.0001 | 902.0296 | 15.7% | 4843.196
90 | Pardee | GREATER LA METRO | {'Saugus': [1.3, 12293.0], 'Sylmar-Pac Intertie': [10.4, 1180.0]} | 73710.8906 | 12433.667 | 16.87% | 61277.2236 | 83.13% | 29302.3906 | 39.75% | 34550.1406 | 46.87% | 19.0091 | 310.1726 | 0.4208% | 1414.45 | 1.919% | 3061.7004 | 4.154% | 70615.6172 | 95.8% | 33947.5117 | 46.05% | 39763.3789 | 1526.6415 | 2.071% | 72184.2491 | 8821.9258 | 11.97% | 64888.9648 | 40773.9727 | 55.32% | 32936.918 | 37815.8516 | 51.3% | 35895.0391 | 7266.2944 | 9.858% | 66444.5962
91 | Rio Hondo | GREATER LA METRO | {'Walnut': [6.9, 0.0], 'Goodrich': [6.9, 43.0], 'Mesa': [8.8, 0.0], 'Olinda': [11.5, 0.0], 'Laguna Bell': [13.1, 0.0], 'Center': [14.1, 0.0], 'Gould': [14.3, 43.0], 'Chino': [18.8, 0.0], 'Del Amo': [19.0, 0.0], 'Lighthipe': [19.1, 0.0], 'Padua': [19.6, 0.0]} | 1367.0808 | 47.0703 | 3.443% | 1320.0105 | 96.56% | 984.5443 | 72.02% | 369.9438 | 27.06% | 3.7187 | 0 | 0% | 0 | 0% | 0 | 0% | 1367.0808 | 100% | 139.9504 | 10.24% | 1227.1304 | 1200.449 | 87.81% | 166.6318 | 1199.5646 | 87.75% | 167.5162 | 1240.9279 | 90.77% | 126.153 | 970.7952 | 71.01% | 396.2856 | 499.4551 | 36.53% | 867.6257
92 | Saugus | GREATER LA METRO | {'Pardee': [1.3, 12293.0], 'Sylmar-Pac Intertie': [9.1, 1482.0]} | 69822.3594 | 12594.7197 | 18.04% | 57227.6396 | 81.96% | 26308.5898 | 37.68% | 33478.7969 | 47.95% | 18.6667 | 284.1999 | 0.407% | 1230.7808 | 1.763% | 1356.6971 | 1.943% | 68455.4219 | 98.04% | 30545.875 | 43.75% | 39276.4844 | 1342.8269 | 1.923% | 68479.5325 | 8818.8584 | 12.63% | 61003.501 | 37372.3359 | 53.52% | 32450.0234 | 34523.7891 | 49.45% | 35298.5703 | 6590.0513 | 9.438% | 63232.3081
93 | Vincent | GREATER LA METRO | {'Antelope': [17.3, 2507.0], 'Gould': [18.7, 11.0]} | 54656.9922 | 20230.8516 | 37.01% | 34426.1406 | 62.99% | 5407.4307 | 9.893% | 14284.2119 | 26.13% | 32.5 | 78.2819 | 0.1432% | 927.5178 | 1.697% | 2894.0972 | 5.295% | 45062.6758 | 82.45% | 7434.5278 | 13.6% | 47222.4644 | 16959.957 | 31.03% | 37697.0352 | 12898.2744 | 23.6% | 41758.7178 | 25037.9082 | 45.81% | 29619.084 | 16207.5889 | 29.65% | 38449.4033 | 1881.2644 | 3.442% | 52775.7278
94 | Borden | SPGE | {'Gregg': [6.1, 16492.0], 'Kearney (New)': [16.0, 2072.0], 'West Fresno': [16.8, 1956.0], 'California Ave': [18.6, 285.0], 'Newhall': [19.4, 257.0]} | 146294.8438 | 21202.4453 | 14.49% | 125092.3984 | 85.51% | 15860.958 | 10.84% | 108805.2373 | 74.37% | 15.5 | 47192.6484 | 32.26% | 67230.4062 | 45.96% | 0 | 0% | 0 | 0% | 38370.8594 | 26.23% | 107923.9844 | 51721.3555 | 35.35% | 94573.4883 | 60022.082 | 41.03% | 86272.7617 | 79909.7969 | 54.62% | 66385.0469 | 13098.543 | 8.954% | 133196.3008 | 25058.8535 | 17.13% | 121235.9902
95 | Dairyland | SPGE | {'Le Grand': [9.3, 23016.0], 'Newhall': [13.0, 15737.0], 'Wilson': [17.2, 1118.0], 'Merced': [17.8, 1587.0]} | 186067.7031 | 56226.082 | 30.22% | 129841.6211 | 69.78% | 35888.2305 | 19.29% | 139654.832 | 75.06% | 9.1837 | 107340.3594 | 57.69% | 61751.6797 | 33.19% | 0 | 0% | 0 | 0% | 62399.1992 | 33.54% | 123668.5039 | 19376.543 | 10.41% | 166691.1602 | 26281.2949 | 14.12% | 159786.4082 | 79850.4922 | 42.91% | 106217.2109 | 154.5079 | 0.08304% | 185913.1952 | 9455.8242 | 5.082% | 176611.8789
96 | Gregg | SPGE | {'Borden': [6.1, 16492.0], 'Kearney (New)': [10.3, 5994.0], 'West Fresno': [10.8, 5544.0], 'California Ave': [12.5, 2850.0], 'Malaga': [15.3, 521.0], 'Mc Mullin': [18.4, 628.0], 'Sanger': [19.7, 0.0]} | 121647.5156 | 20488.748 | 16.84% | 101158.7676 | 83.16% | 5847.0454 | 4.807% | 92273.6108 | 75.85% | 17.4 | 34692.8203 | 28.52% | 68073.2656 | 55.96% | 0 | 0% | 0 | 0% | 17845.5059 | 14.67% | 103802.0098 | 32970.3125 | 27.1% | 88677.2031 | 35541.2578 | 29.22% | 86106.2578 | 47364.9023 | 38.94% | 74282.6133 | 7094.2969 | 5.832% | 114553.2188 | 13422.4805 | 11.03% | 108225.0352
97 | Newhall | SPGE | {'Mendota': [12.4, 16656.0], 'Dairyland': [13.0, 15737.0], 'Oro Loma': [18.1, 5489.0], 'Borden': [19.4, 257.0], 'Tranquility': [19.6, 11.0], 'Cheney': [19.7, 220.0]} | 188985.9531 | 48584.9336 | 25.71% | 140401.0195 | 74.29% | 65893.8516 | 34.87% | 118985.2734 | 62.96% | 6.2773 | 116386.9531 | 61.58% | 37448.918 | 19.82% | 0 | 0% | 0 | 0% | 111570.7031 | 59.04% | 77415.25 | 31241.9668 | 16.53% | 157743.9863 | 44246.9219 | 23.41% | 144739.0312 | 126277.2188 | 66.82% | 62708.7344 | 11475.333 | 6.072% | 177510.6201 | 32628.5762 | 17.27% | 156357.377
98 | Ignacio | NORTHERN CALIFORNIA | {'Lakeville': [12.2, 2837.0], 'Carquinez': [15.9, 492.0], 'Penngrove': [18.2, 0.0], 'Tulucay': [18.9, 0.0]} | 38202.1719 | 7008.98 | 18.35% | 31193.1919 | 81.65% | 10745.7773 | 28.13% | 23088.8477 | 60.44% | 14.6242 | 6499.3457 | 17.01% | 907.8844 | 2.377% | 13011.1875 | 34.06% | 9190.8418 | 24.06% | 22206.0137 | 58.13% | 15996.1582 | 11733.0811 | 30.71% | 26469.0908 | 17555.5059 | 45.95% | 20646.666 | 28209.7988 | 73.84% | 9992.373 | 16149.8535 | 42.27% | 22052.3184 | 2747.5515 | 7.192% | 35454.6204
99 | Calpella | NORTHERN CALIFORNIA | {'Ukiah': [3.7, 6921.0], 'Mendocino': [3.7, 9137.0], 'Hopland': [16.6, 1824.0]} | 86269.5625 | 11085.4424 | 12.85% | 75184.1201 | 87.15% | 644.9541 | 0.7476% | 70578.6162 | 81.81% | 11.1946 | 2273.1086 | 2.635% | 6495.6807 | 7.53% | 72244.9766 | 83.74% | 2997.3081 | 3.474% | 20490.377 | 23.75% | 65779.1855 | 31352.0879 | 36.34% | 54917.4746 | 39838.5703 | 46.18% | 46430.9922 | 55266.5781 | 64.06% | 31002.9844 | 52221.2656 | 60.53% | 34048.2969 | 1369.8848 | 1.588% | 84899.6777
100 | Hopland | NORTHERN CALIFORNIA | {'Cloverdale': [12.7, 0.0], 'Ukiah': [13.2, 2964.0], 'Calpella': [16.6, 1824.0], 'Eagle Rock': [17.6, 24.0]} | 94565.1719 | 9377.4053 | 9.916% | 85187.7666 | 90.08% | 3755.9202 | 3.972% | 83222.8142 | 88.01% | 9.1096 | 2816.0596 | 2.978% | 5277.8159 | 5.581% | 69203.3516 | 73.18% | 14811.9512 | 15.66% | 67318.1016 | 71.19% | 27247.0703 | 27217.582 | 28.78% | 67347.5898 | 38577.6875 | 40.79% | 55987.4844 | 74141.4219 | 78.4% | 20423.75 | 50822.1641 | 53.74% | 43743.0078 | 1475.7611 | 1.561% | 93089.4108
101 | Mendocino | NORTHERN CALIFORNIA | {'Calpella': [3.7, 9137.0], 'Ukiah': [7.4, 4974.0]} | 95112.7969 | 11401.7334 | 11.99% | 83711.0635 | 88.01% | 681.5176 | 0.7165% | 77071.123 | 81.03% | 11.517 | 2250.8669 | 2.367% | 7052.0728 | 7.414% | 69828.0781 | 73.42% | 14231.3184 | 14.96% | 36414.1719 | 38.29% | 58698.625 | 28320.4219 | 29.78% | 66792.375 | 39314.3242 | 41.33% | 55798.4727 | 61935.7383 | 65.12% | 33177.0586 | 57032.1133 | 59.96% | 38080.6836 | 1495.4983 | 1.572% | 93617.2986
102 | Ukiah | NORTHERN CALIFORNIA | {'Calpella': [3.7, 6921.0], 'Mendocino': [7.4, 4974.0], 'Hopland': [13.2, 2964.0]} | 73782.7031 | 8622.4658 | 11.69% | 65160.2373 | 88.31% | 876.8715 | 1.188% | 63619.8473 | 86.23% | 10.9447 | 1404.8213 | 1.904% | 4399.6284 | 5.963% | 66273.6641 | 89.82% | 0 | 0% | 12893.7354 | 17.48% | 60888.9678 | 28916.0859 | 39.19% | 44866.6172 | 37718.8828 | 51.12% | 36063.8203 | 46125.5586 | 62.52% | 27657.1445 | 47112.0273 | 63.85% | 26670.6758 | 1206.8679 | 1.636% | 72575.8352
103 | Le Grand | SPGE | {'Dairyland': [9.3, 23016.0], 'Wilson': [10.5, 8491.0], 'Merced': [13.2, 8214.0]} | 170358.7031 | 31409.6855 | 18.44% | 138949.0176 | 81.56% | 26218.6309 | 15.39% | 131094.916 | 76.95% | 9.5347 | 73106.3047 | 42.91% | 55130.8555 | 32.36% | 0 | 0% | 0 | 0% | 77398.2891 | 45.43% | 92960.4141 | 69596.2812 | 40.85% | 100762.4219 | 73328.8516 | 43.04% | 97029.8516 | 104241.6797 | 61.19% | 66117.0234 | 16116.0234 | 9.46% | 154242.6797 | 29089.8223 | 17.08% | 141268.8809
104 | Merced | SPGE | {'Wilson': [4.6, 11407.0], 'Le Grand': [13.2, 8214.0], 'Dairyland': [17.8, 1587.0]} | 129565.6953 | 13861.9229 | 10.7% | 115703.7725 | 89.3% | 21026.8652 | 16.23% | 93379.3535 | 72.07% | 9.6211 | 63000.9961 | 48.62% | 39179.4766 | 30.24% | 0 | 0% | 0 | 0% | 64773.8867 | 49.99% | 64791.8086 | 51610.4336 | 39.83% | 77955.2617 | 62034.2773 | 47.88% | 67531.418 | 95321.4766 | 73.57% | 34244.2188 | 3010.679 | 2.324% | 126555.0164 | 20113.043 | 15.52% | 109452.6523
105 | Wilson | SPGE | {'Merced': [4.6, 11407.0], 'Le Grand': [10.5, 8491.0], 'Dairyland': [17.2, 1118.0]} | 136834.9844 | 12084.6074 | 8.832% | 124750.377 | 91.17% | 31511.3652 | 23.03% | 90572.9863 | 66.19% | 9.65 | 54890.0977 | 40.11% | 36993.3398 | 27.04% | 0 | 0% | 0 | 0% | 75646.9062 | 55.28% | 61188.0781 | 68671.625 | 50.19% | 68163.3594 | 72711.8359 | 53.14% | 64123.1484 | 108558.1094 | 79.34% | 28276.875 | 19074.0352 | 13.94% | 117760.9492 | 29860.9219 | 21.82% | 106974.0625
106 | Los Banos | SPGE | {'Quinto': [5.3, 14670.0], 'Miller': [14.8, 4436.0]} | 125988.1641 | 18166.959 | 14.42% | 107821.2051 | 85.58% | 44679.2578 | 35.46% | 75384.1484 | 59.83% | 7.4957 | 23453.7441 | 18.62% | 20938.6543 | 16.62% | 0 | 0% | 0 | 0% | 83498.8281 | 66.28% | 42489.3359 | 19213.6641 | 15.25% | 106774.5 | 40164.2852 | 31.88% | 85823.8789 | 84166.6484 | 66.81% | 41821.5156 | 41987.9922 | 33.33% | 84000.1719 | 9667.3506 | 7.673% | 116320.8135
107 | Coburn | SPGE | {} | 158343.875 | 34030.7461 | 21.49% | 124313.1289 | 78.51% | 75672.2969 | 47.79% | 80688.25 | 50.96% | 5.4853 | 4429.6758 | 2.798% | 40579.9297 | 25.63% | 33352.6016 | 21.06% | 0 | 0% | 52652.2773 | 33.25% | 105691.5977 | 2769.1536 | 1.749% | 155574.7214 | 17415.3711 | 11% | 140928.5039 | 61972.5625 | 39.14% | 96371.3125 | 49495.6836 | 31.26% | 108848.1914 | 4739.2397 | 2.993% | 153604.6353
108 | Tulucay | NORTHERN CALIFORNIA | {'Carquinez': [10.9, 436.0], 'Peabody': [16.3, 2551.0], 'Lakeville': [17.0, 647.0], 'Martinez': [18.1, 0.0], 'Ignacio': [18.9, 0.0]} | 78638.4609 | 5727.3813 | 7.283% | 72911.0796 | 92.72% | 3292.1895 | 4.186% | 52490.1191 | 66.75% | 22 | 9864.6299 | 12.54% | 17090.7656 | 21.73% | 31230.0117 | 39.71% | 4332.0903 | 5.509% | 50146.3203 | 63.77% | 28492.1406 | 7420.6699 | 9.436% | 71217.791 | 25756.7773 | 32.75% | 52881.6836 | 61538.4102 | 78.25% | 17100.0508 | 26880.5762 | 34.18% | 51757.8848 | 7076.6841 | 8.999% | 71561.7769
109 | Brunswick | NORTHERN CALIFORNIA | {'Colgate': [10.8, 441.0], 'Higgins': [13.3, 4191.0], 'Drum 1': [14.5, 2978.0]} | 75764.6094 | 10569.7861 | 13.95% | 65194.8232 | 86.05% | 0 | 0% | 20275.2617 | 26.76% | 32.8875 | 783.2888 | 1.034% | 580.2021 | 0.7658% | 35144.8516 | 46.39% | 39631.1797 | 52.31% | 55928.0898 | 73.82% | 19836.5195 | 13260.0049 | 17.5% | 62504.6045 | 19165.332 | 25.3% | 56599.2773 | 63925.2422 | 84.37% | 11839.3672 | 14490.5732 | 19.13% | 61274.0361 | 2438.6934 | 3.219% | 73325.916
110 | Higgins | NORTHERN CALIFORNIA | {'Brunswick': [13.3, 4191.0], 'Pleasant Grove': [19.2, 359.0]} | 104987.3906 | 11692.5 | 11.14% | 93294.8906 | 88.86% | 2191.0188 | 2.087% | 37514.0476 | 35.73% | 33.4247 | 2987.3867 | 2.845% | 1202.1989 | 1.145% | 96492.4062 | 91.91% | 5494.1738 | 5.233% | 89406.4688 | 85.16% | 15580.9219 | 5881.6816 | 5.602% | 99105.709 | 11130.1035 | 10.6% | 93857.2871 | 90329.4297 | 86.04% | 14657.9609 | 40758.6367 | 38.82% | 64228.7539 | 6258.7632 | 5.961% | 98728.6274
111 | Barre | GREATER LA METRO | {'Lewis': [4.8, 0.0], 'Del Amo': [7.1, 43.0], 'Alamitos': [7.4, 60.0], 'Villa Park': [8.5, 0.0], 'Ellis': [8.8, 42.0], 'Johanna': [9.9, 0.0], 'Olinda': [10.1, 0.0], 'Center': [10.9, 0.0], 'Serrano': [11.1, 0.0], 'Huntington Beach': [11.2, 43.0], 'Lighthipe': [12.2, 7.0], 'Walnut': [13.9, 0.0], 'Hinson': [13.9, 21.0], 'Harborgen': [14.3, 33.0], 'Long Beach': [14.3, 41.0], 'Laguna Bell': [15.0, 0.0], 'Arcogen': [15.1, 19.0], 'Santiago': [15.8, 0.0], 'Mesa': [17.4, 0.0]} | 2345.4561 | 60.148 | 2.564% | 2285.308 | 97.44% | 4.809 | 0.205% | 128.7558 | 5.49% | 61 | 0 | 0% | 0 | 0% | 0 | 0% | 0 | 0% | 0 | 0% | 2345.4561 | 688.6575 | 29.36% | 1656.7986 | 2275.0151 | 97% | 70.4409 | 2275.0151 | 97% | 70.4409 | 0 | 0% | 2345.4561 | 26.0866 | 1.112% | 2319.3695
112 | Ellis | GREATER LA METRO | {'Huntington Beach': [3.4, 185.0], 'Johanna': [5.6, 142.0], 'Barre': [8.8, 42.0], 'Lewis': [8.9, 0.0], 'Santiago': [10.2, 42.0], 'Alamitos': [10.5, 57.0], 'Villa Park': [10.9, 0.0], 'Serrano': [13.3, 0.0], 'Del Amo': [14.3, 25.0], 'Long Beach': [17.2, 23.0], 'Viejo': [17.4, 0.0], 'Harborgen': [17.6, 15.0], 'Trabuco': [17.7, 0.0], 'Olinda': [18.0, 0.0], 'Hinson': [18.6, 3.0], 'Lighthipe': [19.0, 0.0], 'Center': [19.2, 0.0], 'Arcogen': [19.5, 0.0], 'Capistrano': [20.0, 0.0]} | 5554.0376 | 185.0512 | 3.332% | 5368.9864 | 96.67% | 116.3373 | 2.095% | 232.3166 | 4.183% | 48 | 0 | 0% | 0 | 0% | 0 | 0% | 98.9296 | 1.781% | 102.0785 | 1.838% | 5451.9591 | 1420.6506 | 25.58% | 4133.387 | 5252.938 | 94.58% | 301.0996 | 5355.0166 | 96.42% | 199.021 | 0 | 0% | 5554.0376 | 366.5516 | 6.6% | 5187.486
113 | Johanna | GREATER LA METRO | {'Ellis': [5.6, 142.0], 'Santiago': [5.9, 488.0], 'Lewis': [7.1, 111.0], 'Villa Park': [7.1, 163.0], 'Huntington Beach': [8.6, 142.0], 'Serrano': [8.7, 163.0], 'Barre': [9.9, 0.0], 'Viejo': [12.5, 335.0], 'Alamitos': [14.6, 15.0], 'Trabuco': [14.6, 283.0], 'Olinda': [16.5, 0.0], 'Del Amo': [16.8, 0.0], 'Margarita': [17.2, 117.0], 'Capistrano': [17.6, 20.0]} | 5563.3364 | 588.5486 | 10.58% | 4974.7878 | 89.42% | 130.2608 | 2.341% | 249.5364 | 4.485% | 48 | 12.4423 | 0.2236% | 25.8128 | 0.464% | 139.04 | 2.499% | 713.5338 | 12.83% | 364.6751 | 6.555% | 5198.6613 | 942.8934 | 16.95% | 4620.4431 | 4442.5732 | 79.85% | 1120.7632 | 4881.064 | 87.74% | 682.2725 | 37.5544 | 0.675% | 5525.782 | 466.271 | 8.381% | 5097.0655
114 | Lewis | GREATER LA METRO | {'Villa Park': [3.7, 122.0], 'Barre': [4.8, 0.0], 'Serrano': [6.4, 122.0], 'Johanna': [7.1, 111.0], 'Ellis': [8.9, 0.0], 'Olinda': [9.5, 11.0], 'Del Amo': [11.7, 0.0], 'Alamitos': [11.9, 0.0], 'Huntington Beach': [12.1, 0.0], 'Santiago': [12.5, 111.0], 'Walnut': [14.0, 11.0], 'Center': [14.5, 0.0], 'Lighthipe': [16.6, 0.0], 'Viejo': [17.7, 0.0], 'Chino': [18.2, 1.0], 'Laguna Bell': [18.3, 0.0], 'Hinson': [18.6, 0.0], 'Harborgen': [19.0, 0.0], 'Long Beach': [19.0, 0.0], 'Arcogen': [19.8, 0.0], 'Mesa': [19.9, 0.0]} | 955.2676 | 122.1782 | 12.79% | 833.0894 | 87.21% | 42.3069 | 4.429% | 529.3399 | 55.41% | 22.503 | 0 | 0% | 0 | 0% | 0 | 0% | 955.2676 | 100% | 2.1942 | 0.2297% | 953.0733 | 128.0369 | 13.4% | 827.2307 | 0 | 0% | 955.2676 | 130.2312 | 13.63% | 825.0364 | 43.5715 | 4.561% | 911.6961 | 146.5037 | 15.34% | 808.7639
115 | Santiago | GREATER LA METRO | {'Johanna': [5.9, 488.0], 'Viejo': [7.2, 335.0], 'Trabuco': [8.9, 304.0], 'Ellis': [10.2, 42.0], 'Villa Park': [11.1, 163.0], 'Margarita': [11.3, 122.0], 'Serrano': [11.4, 163.0], 'Capistrano': [12.0, 41.0], 'Huntington Beach': [12.2, 42.0], 'Lewis': [12.5, 111.0], 'Barre': [15.8, 0.0], 'Talega': [18.5, 0.0], 'Lee Lake (Proposed)': [19.2, 0.0]} | 5194.937 | 509.0426 | 9.799% | 4685.8944 | 90.2% | 336.3568 | 6.475% | 1391.5124 | 26.79% | 40.3333 | 12.6968 | 0.2444% | 26.2704 | 0.5057% | 216.6216 | 4.17% | 3882.6345 | 74.74% | 999.1292 | 19.23% | 4195.8078 | 2880.7922 | 55.45% | 2314.1448 | 3619.3835 | 69.67% | 1575.5535 | 4592.1709 | 88.4% | 602.7661 | 1152.3453 | 22.18% | 4042.5917 | 471.4519 | 9.075% | 4723.4851
116 | Serrano | GREATER LA METRO | {'Villa Park': [2.7, 404.0], 'Lewis': [6.4, 122.0], 'Johanna': [8.7, 163.0], 'Barre': [11.1, 0.0], 'Olinda': [11.1, 614.0], 'Santiago': [11.4, 163.0], 'Ellis': [13.3, 0.0], 'Chino': [13.3, 1136.0], 'Viejo': [14.0, 52.0], 'Walnut': [15.4, 304.0], 'Huntington Beach': [16.6, 0.0], 'Del Amo': [17.7, 0.0], 'Mira Loma': [17.9, 112.0], 'Alamitos': [18.3, 0.0], 'Center': [19.4, 0.0], 'Trabuco': [19.5, 0.0]} | 13490.2646 | 1471.9968 | 10.91% | 12018.2678 | 89.09% | 1835.1375 | 13.6% | 9645.9202 | 71.5% | 10.5148 | 52.7326 | 0.3909% | 4.3758 | 0.03244% | 365.2681 | 2.708% | 13119.4287 | 97.25% | 7124.7393 | 52.81% | 6365.5254 | 1401.9641 | 10.39% | 12088.3005 | 3714.2222 | 27.53% | 9776.0425 | 10336.583 | 76.62% | 3153.6816 | 6492.8604 | 48.13% | 6997.4043 | 1640.9371 | 12.16% | 11849.3275
117 | Villa Park | GREATER LA METRO | {'Serrano': [2.7, 404.0], 'Lewis': [3.7, 122.0], 'Johanna': [7.1, 163.0], 'Barre': [8.5, 0.0], 'Olinda': [10.3, 213.0], 'Ellis': [10.9, 0.0], 'Santiago': [11.1, 163.0], 'Huntington Beach': [14.3, 0.0], 'Walnut': [14.9, 206.0], 'Viejo': [15.1, 52.0], 'Del Amo': [15.3, 0.0], 'Chino': [15.5, 68.0], 'Alamitos': [15.6, 0.0], 'Center': [17.4, 0.0], 'Trabuco': [19.7, 0.0]} | 5341.7241 | 403.8228 | 7.56% | 4937.9013 | 92.44% | 611.038 | 11.44% | 3450.4151 | 64.59% | 13.7644 | 2.32 | 0.04343% | 3.501 | 0.06554% | 66.4685 | 1.244% | 5269.6221 | 98.65% | 3580.083 | 67.02% | 1761.6411 | 341.1272 | 6.386% | 5000.5969 | 452.89 | 8.478% | 4888.8341 | 4172.4067 | 78.11% | 1169.3174 | 2111.8535 | 39.54% | 3229.8706 | 740.4827 | 13.86% | 4601.2415
118 | Capistrano | GREATER LA METRO | {'Margarita': [3.4, 1132.0], 'Trabuco': [3.5, 993.0], 'Talega': [6.8, 1037.0], 'Viejo': [10.7, 320.0], 'San Onofre': [11.8, 347.0], 'Santiago': [12.0, 41.0], 'Johanna': [17.6, 20.0], 'Ellis': [20.0, 0.0]} | 13937.6582 | 1152.7985 | 8.271% | 12784.8597 | 91.73% | 4740.9136 | 34.02% | 6489.1089 | 46.56% | 50.0661 | 191.3022 | 1.373% | 21.8309 | 0.1566% | 12990.5762 | 93.2% | 91.4781 | 0.6563% | 2900.9717 | 20.81% | 11036.6865 | 8874.2002 | 63.67% | 5063.458 | 9732.2188 | 69.83% | 4205.4395 | 10414.9365 | 74.73% | 3522.7217 | 7441.311 | 53.39% | 6496.3472 | 782.7844 | 5.616% | 13154.8738
119 | Trabuco | GREATER LA METRO | {'Margarita': [2.8, 1074.0], 'Capistrano': [3.5, 993.0], 'Viejo': [7.4, 583.0], 'Santiago': [8.9, 304.0], 'Talega': [9.6, 878.0], 'Johanna': [14.6, 283.0], 'San Onofre': [15.0, 336.0], 'Ellis': [17.7, 0.0], 'Lee Lake (Proposed)': [18.2, 0.0], 'Huntington Beach': [18.5, 0.0], 'Serrano': [19.5, 0.0], 'Villa Park': [19.7, 0.0]} | 14211.9873 | 1256.3251 | 8.84% | 12955.6622 | 91.16% | 4350.1558 | 30.61% | 5943.5073 | 41.82% | 58.8667 | 146.6856 | 1.032% | 43.7254 | 0.3077% | 11848.2549 | 83.37% | 1359.7791 | 9.568% | 3271.4209 | 23.02% | 10940.5664 | 9497.04 | 66.82% | 4714.9473 | 10126.4531 | 71.25% | 4085.5342 | 11137.2051 | 78.36% | 3074.7822 | 6610.7476 | 46.52% | 7601.2397 | 868.3428 | 6.11% | 13343.6445
120 | Pleasant Grove | NORTHERN CALIFORNIA | {'Rio Oso': [11.6, 15529.0], 'Gold Hill': [14.6, 1469.0], 'Higgins': [19.2, 359.0]} | 71998.6797 | 26083.9902 | 36.23% | 45914.6895 | 63.77% | 2448.877 | 3.401% | 45559.5254 | 63.28% | 45.2476 | 25569.4746 | 35.51% | 5802.7197 | 8.059% | 6662.771 | 9.254% | 0 | 0% | 30557.5898 | 42.44% | 41441.0898 | 0 | 0% | 71998.6797 | 7.4361 | 0.01033% | 71991.2436 | 30565.0254 | 42.45% | 41433.6543 | 473.5122 | 0.6577% | 71525.1674 | 24209.5859 | 33.63% | 47789.0938
121 | Summit | NORTHERN CALIFORNIA | {} | 66723.5547 | 7145.8252 | 10.71% | 59577.7295 | 89.29% | 34974.4492 | 52.42% | 23665.332 | 35.47% | 35 | 0 | 0% | 0 | 0% | 21190.1406 | 31.76% | 4311.686 | 6.462% | 8869.6875 | 13.29% | 57853.8672 | 6027.5732 | 9.034% | 60695.9814 | 28275.2695 | 42.38% | 38448.2852 | 34812.5938 | 52.17% | 31910.9609 | 44799.6914 | 67.14% | 21923.8633 | 6038.8105 | 9.05% | 60684.7441
122 | Devers | RIVERSIDE | {'Mirage': [14.4, 6431.0]} | 33186.1875 | 10648.6406 | 32.09% | 22537.5469 | 67.91% | 1742.5604 | 5.251% | 12989.0138 | 39.14% | 32.28 | 25.4687 | 0.07674% | 0 | 0% | 6362.3672 | 19.17% | 133.159 | 0.4012% | 11377.4893 | 34.28% | 21808.6982 | 18286.5195 | 55.1% | 14899.668 | 14052.0127 | 42.34% | 19134.1748 | 21198.3984 | 63.88% | 11987.7891 | 5158.3267 | 15.54% | 28027.8608 | 32.1134 | 0.09677% | 33154.0741
123 | Kern | RIVERSIDE | {'Julian Hinds': [13.4, 0.0], 'Red Bluff': [15.1, 4254.0]} | 20233.9746 | 5199.4175 | 25.7% | 15034.5571 | 74.3% | 9607.0518 | 47.48% | 10317.7412 | 50.99% | 4.0372 | 91.3983 | 0.4517% | 0 | 0% | 0 | 0% | 0 | 0% | 2369.4607 | 11.71% | 17864.5139 | 6866.6089 | 33.94% | 13367.3657 | 0 | 0% | 20233.9746 | 8892.5068 | 43.95% | 11341.4678 | 11209.834 | 55.4% | 9024.1406 | 0 | 0% | 20233.9746
124 | Mirage | RIVERSIDE | {'Devers': [14.4, 6431.0]} | 33848.9375 | 15941.5488 | 47.1% | 17907.3887 | 52.9% | 1287.5032 | 3.804% | 12860.3318 | 37.99% | 36.6 | 121.0139 | 0.3575% | 155.7282 | 0.4601% | 4230.2964 | 12.5% | 0 | 0% | 4030.4922 | 11.91% | 29818.4453 | 8228.7705 | 24.31% | 25620.167 | 4887.2983 | 14.44% | 28961.6392 | 11378.3965 | 33.62% | 22470.541 | 7799.4897 | 23.04% | 26049.4478 | 3.1797 | 0.009394% | 33845.7578
125 | Valley | RIVERSIDE | {'El Casco': [16.3, 1525.0], 'Lee Lake (Proposed)': [16.9, 1638.0]} | 46131.832 | 18488.3223 | 40.08% | 27643.5098 | 59.92% | 0.1858 | 0.0004028% | 17926.2185 | 38.86% | 31 | 9018.2314 | 19.55% | 1818.4464 | 3.942% | 30659.1719 | 66.46% | 4732.9937 | 10.26% | 197.4832 | 0.4281% | 45934.3488 | 15670.5166 | 33.97% | 30461.3154 | 23889.334 | 51.78% | 22242.498 | 24070.3555 | 52.18% | 22061.4766 | 3550.8354 | 7.697% | 42580.9966 | 2825.8677 | 6.126% | 43305.9644
126 | Gold Hill | NORTHERN CALIFORNIA | {'Pleasant Grove': [14.6, 1469.0], 'Placerville': [19.7, 0.0]} | 48112.0352 | 7248.5908 | 15.07% | 40863.4443 | 84.93% | 6209.8809 | 12.91% | 22452.1406 | 46.67% | 48 | 234.4976 | 0.4874% | 95.5302 | 0.1986% | 5468.8901 | 11.37% | 12929.0049 | 26.87% | 23210.9688 | 48.24% | 24901.0664 | 10829.6992 | 22.51% | 37282.3359 | 9443.1592 | 19.63% | 38668.876 | 27895.3984 | 57.98% | 20216.6367 | 28706.0469 | 59.67% | 19405.9883 | 8543.4209 | 17.76% | 39568.6143
127 | Grand Island | NORTHERN CALIFORNIA | {'Shiloh III': [14.6, 7300.0], 'Birds Landing': [15.0, 7300.0], 'Eight Mile': [16.6, 0.0], 'Contra Costa': [19.1, 127.0]} | 154866.6562 | 7454.1738 | 4.813% | 147412.4824 | 95.19% | 32805.2891 | 21.18% | 110080.0859 | 71.08% | 9.6947 | 52107.9453 | 33.65% | 74208.4922 | 47.92% | 0 | 0% | 0 | 0% | 12252.9238 | 7.912% | 142613.7324 | 21881.6914 | 14.13% | 132984.9648 | 24010.7285 | 15.5% | 130855.9277 | 33629.2031 | 21.71% | 121237.4531 | 21.3341 | 0.01378% | 154845.3222 | 14457.5039 | 9.335% | 140409.1523
128 | Chino | GREATER LA METRO | {'Mira Loma': [6.6, 3790.0], 'Padua': [8.7, 3164.0], 'Rancho Vista': [10.3, 3182.0], 'Etiwanda': [10.7, 3182.0], 'Serrano': [13.3, 1136.0], 'Olinda': [14.5, 877.0], 'Villa Park': [15.5, 68.0], 'Walnut': [15.6, 567.0], 'Lewis': [18.2, 1.0], 'Rio Hondo': [18.8, 0.0]} | 16751.6426 | 5249.7559 | 31.34% | 11501.8867 | 68.66% | 166.6212 | 0.9947% | 10948.8026 | 65.36% | 41.8974 | 569.4428 | 3.399% | 1703.5291 | 10.17% | 3938.175 | 23.51% | 7380.1479 | 44.06% | 5322.542 | 31.77% | 11429.1006 | 490.3571 | 2.927% | 16261.2854 | 3859.8613 | 23.04% | 12891.7812 | 9146.9668 | 54.6% | 7604.6758 | 2623.479 | 15.66% | 14128.1636 | 3304.2661 | 19.73% | 13447.3765
129 | Kramer | GREATER KRAMER | {} | 24266.459 | 855.139 | 3.524% | 23411.32 | 96.48% | 3758.5518 | 15.49% | 11008.46 | 45.36% | 32.4111 | 0 | 0% | 0 | 0% | 0 | 0% | 0 | 0% | 22878.918 | 94.28% | 1387.541 | 8112.8149 | 33.43% | 16153.644 | 0 | 0% | 24266.459 | 23200.1699 | 95.61% | 1066.2891 | 11591.0254 | 47.77% | 12675.4336 | 101.9959 | 0.4203% | 24164.463
130 | Lugo | GREATER KRAMER | {'Victor': [9.6, 6681.0], 'Roadway': [14.7, 3328.0]} | 57260.8945 | 6737.4741 | 11.77% | 50523.4204 | 88.23% | 9872.1357 | 17.24% | 25344.3525 | 44.26% | 24.7636 | 45.1855 | 0.07891% | 1.7313 | 0.003024% | 20930.9023 | 36.55% | 26587.418 | 46.43% | 26904.2188 | 46.99% | 30356.6758 | 40563.4805 | 70.84% | 16697.4141 | 35374.2461 | 61.78% | 21886.6484 | 49807.3945 | 86.98% | 7453.5 | 23191.8203 | 40.5% | 34069.0742 | 2236.4978 | 3.906% | 55024.3967
131 | Mira Loma | GREATER LA METRO | {'Rancho Vista': [5.8, 3182.0], 'Etiwanda': [6.0, 3182.0], 'Chino': [6.6, 3790.0], 'Padua': [8.8, 3164.0], 'Vista': [14.3, 0.0], 'Serrano': [17.9, 112.0], 'Lee Lake (Proposed)': [19.0, 0.0], 'San Bernardino': [19.3, 0.0]} | 10682.1104 | 3789.8887 | 35.48% | 6892.2217 | 64.52% | 7.9938 | 0.07483% | 6082.2508 | 56.94% | 49 | 528.5535 | 4.948% | 1703.5291 | 15.95% | 3294.0635 | 30.84% | 1954.6688 | 18.3% | 1179.4404 | 11.04% | 9502.6699 | 442.8392 | 4.146% | 10239.2712 | 3808.9153 | 35.66% | 6873.1951 | 4998.126 | 46.79% | 5683.9844 | 407.1453 | 3.811% | 10274.9651 | 2512.4705 | 23.52% | 8169.6399
132 | Padua | GREATER LA METRO | {'Rancho Vista': [6.4, 3164.0], 'Etiwanda': [6.8, 3164.0], 'Chino': [8.7, 3164.0], 'Mira Loma': [8.8, 3164.0], 'Vista': [19.2, 0.0], 'Walnut': [19.4, 0.0], 'Rio Hondo': [19.6, 0.0]} | 7040.0107 | 3206.6443 | 45.55% | 3833.3665 | 54.45% | 440.3838 | 6.255% | 1637.5671 | 23.26% | 45.49 | 370.5579 | 5.264% | 1115.335 | 15.84% | 562.3071 | 7.987% | 2194.5315 | 31.17% | 2457.6663 | 34.91% | 4582.3445 | 1407.0846 | 19.99% | 5632.9261 | 1151.2257 | 16.35% | 5888.785 | 2692.2668 | 38.24% | 4347.7439 | 1532.1788 | 21.76% | 5507.8319 | 782.5313 | 11.12% | 6257.4794
133 | Pisgah | GREATER KRAMER | {} | 12129.7109 | 1143.3214 | 9.426% | 10986.3895 | 90.57% | 7497.3564 | 61.81% | 4203.4062 | 34.65% | 2.8926 | 0 | 0% | 0 | 0% | 0 | 0% | 0 | 0% | 6548.0581 | 53.98% | 5581.6528 | 8994.5693 | 74.15% | 3135.1416 | 9927.7861 | 81.85% | 2201.9248 | 10479.0391 | 86.39% | 1650.6719 | 5089.3857 | 41.96% | 7040.3252 | 86.8953 | 0.7164% | 12042.8156
134 | Roadway | GREATER KRAMER | {'Victor': [5.1, 16018.0], 'Lugo': [14.7, 3328.0]} | 78766.6094 | 21340.9238 | 27.09% | 57425.6855 | 72.91% | 563.6146 | 0.7156% | 12348.7399 | 15.68% | 42.732 | 296.7441 | 0.3767% | 70.0785 | 0.08897% | 0 | 0% | 0 | 0% | 32127.0527 | 40.79% | 46639.5566 | 37691.8281 | 47.85% | 41074.7812 | 13705.8262 | 17.4% | 65060.7832 | 51356.6445 | 65.2% | 27409.9648 | 13964.8711 | 17.73% | 64801.7383 | 1091.4253 | 1.386% | 77675.1841
135 | Tortilla | GREATER KRAMER | {'Cool Water': [10.0, 0.0]} | 44087.6992 | 3734.2056 | 8.47% | 40353.4937 | 91.53% | 264.1228 | 0.5991% | 25620.0178 | 58.11% | 22.3968 | 108.2896 | 0.2456% | 1656.8928 | 3.758% | 0 | 0% | 0 | 0% | 30439.8613 | 69.04% | 13647.8379 | 26340.791 | 59.75% | 17746.9082 | 14449.5088 | 32.77% | 29638.1904 | 38457.5977 | 87.23% | 5630.1016 | 18337.0117 | 41.59% | 25750.6875 | 1318.2733 | 2.99% | 42769.4259
136 | Victor | GREATER KRAMER | {'Roadway': [5.1, 16018.0], 'Lugo': [9.6, 6681.0]} | 61666.5352 | 19385.3867 | 31.44% | 42281.1484 | 68.56% | 559.9114 | 0.908% | 6112.1252 | 9.912% | 49.5 | 7.339 | 0.0119% | 11.1197 | 0.01803% | 4026.594 | 6.53% | 0 | 0% | 23545.125 | 38.18% | 38121.4102 | 30087.2109 | 48.79% | 31579.3242 | 9963.9775 | 16.16% | 51702.5576 | 40349.0156 | 65.43% | 21317.5195 | 5335.9478 | 8.653% | 56330.5874 | 277.822 | 0.4505% | 61388.7132
137 | Vista | RIVERSIDE | {'San Bernardino': [5.3, 410.0], 'Etiwanda': [12.4, 0.0], 'Rancho Vista': [12.8, 0.0], 'Mira Loma': [14.3, 0.0], 'El Casco': [14.8, 72.0], 'Padua': [19.2, 0.0]} | 14134.4395 | 410.4673 | 2.904% | 13723.9721 | 97.1% | 83.65 | 0.5918% | 5033.4067 | 35.61% | 37.3333 | 78.669 | 0.5566% | 164.7561 | 1.166% | 866.512 | 6.131% | 12256.3906 | 86.71% | 5920.4951 | 41.89% | 8213.9443 | 8502.7129 | 60.16% | 5631.7266 | 10943.9473 | 77.43% | 3190.4922 | 13682.1865 | 96.8% | 452.2529 | 4788.6636 | 33.88% | 9345.7759 | 588.0717 | 4.161% | 13546.3678
138 | Encina | SAN DIEGO | {'Palomar Airport': [2.9, 334.0], 'San Luis Rey': [5.1, 228.0], 'Escondido': [12.7, 294.0], 'Penasquitos': [16.5, 0.0]} | 1708.6643 | 372.4176 | 21.8% | 1336.2467 | 78.2% | 13.1954 | 0.7723% | 91.1663 | 5.336% | 6.5085 | 203.2225 | 11.89% | 15.1749 | 0.8881% | 643.4819 | 37.66% | 0 | 0% | 444.2477 | 26% | 1264.4167 | 952.3076 | 55.73% | 756.3567 | 987.4069 | 57.79% | 721.2574 | 1225.4373 | 71.72% | 483.2271 | 0 | 0% | 1708.6643 | 286.7307 | 16.78% | 1421.9337
139 | Escondido | SAN DIEGO | {'Palomar Airport': [9.9, 1240.0], 'Encina': [12.7, 294.0], 'San Luis Rey': [13.9, 821.0], 'Sycamore Canyon': [15.2, 468.0], 'Penasquitos': [15.5, 87.0]} | 36328.8477 | 11036.1055 | 30.38% | 25292.7422 | 69.62% | 25.6929 | 0.07072% | 9797.105 | 26.97% | 39.3414 | 4500.9326 | 12.39% | 1030.575 | 2.837% | 19241.2109 | 52.96% | 17085.8789 | 47.03% | 17356.9004 | 47.78% | 18971.9473 | 5905.499 | 16.26% | 30423.3486 | 10215.4561 | 28.12% | 26113.3916 | 21495.0293 | 59.17% | 14833.8184 | 3545.4475 | 9.759% | 32783.4001 | 2568.0383 | 7.069% | 33760.8093
140 | Kearny | SAN DIEGO | {'Mission': [3.4, 857.0], 'Old Town': [5.8, 861.0], 'Penasquitos': [7.8, 79.0], 'Sycamore Canyon': [8.3, 0.0], 'Silvergate': [9.5, 798.0], 'Miguel': [13.7, 0.0], 'Bay Boulevard': [15.6, 526.0]} | 3224.4214 | 861.9268 | 26.73% | 2362.4946 | 73.27% | 734.5435 | 22.78% | 497.5546 | 15.43% | 26.2857 | 0 | 0% | 0 | 0% | 809.7357 | 25.11% | 0 | 0% | 801.8251 | 24.87% | 2422.5963 | 840.136 | 26.06% | 2384.2853 | 1551.562 | 48.12% | 1672.8594 | 2333.7917 | 72.38% | 890.6296 | 177.2295 | 5.496% | 3047.1919 | 52.5091 | 1.628% | 3171.9123
141 | Miguel | SAN DIEGO | {'Bay Boulevard': [8.1, 131.0], 'Otay Mesa': [8.3, 278.0], 'Silvergate': [9.4, 113.0], 'Mission': [11.6, 113.0], 'Old Town': [13.6, 113.0], 'Kearny': [13.7, 0.0], 'Sycamore Canyon': [16.7, 0.0], 'Suncrest': [19.7, 0.0]} | 12409.9502 | 419.7647 | 3.382% | 11990.1855 | 96.62% | 1252.4519 | 10.09% | 6821.176 | 54.97% | 16.5 | 7.998 | 0.06445% | 0 | 0% | 5928.5181 | 47.77% | 5466.189 | 44.05% | 1249.2502 | 10.07% | 11160.7 | 10510.6807 | 84.7% | 1899.2695 | 11727.918 | 94.5% | 682.0322 | 11907.7021 | 95.95% | 502.248 | 5348.188 | 43.1% | 7061.7622 | 730.7023 | 5.888% | 11679.2479
142 | Mission | SAN DIEGO | {'Kearny': [3.4, 857.0], 'Old Town': [3.4, 1071.0], 'Silvergate': [6.1, 1012.0], 'Penasquitos': [10.4, 74.0], 'Sycamore Canyon': [11.1, 0.0], 'Miguel': [11.6, 113.0], 'Bay Boulevard': [12.3, 695.0], 'Otay Mesa': [19.6, 0.0]} | 5977.8076 | 1071.4365 | 17.92% | 4906.3711 | 82.08% | 2767.2542 | 46.29% | 587.3379 | 9.825% | 32.3833 | 0 | 0% | 0 | 0% | 753.1185 | 12.6% | 0 | 0% | 830.6398 | 13.9% | 5147.1678 | 1576.3124 | 26.37% | 4401.4952 | 4123.6328 | 68.98% | 1854.1748 | 4895.0747 | 81.89% | 1082.7329 | 146.3414 | 2.448% | 5831.4663 | 108.7899 | 1.82% | 5869.0177
143 | Old Town | SAN DIEGO | {'Mission': [3.4, 1071.0], 'Silvergate': [5.7, 1013.0], 'Kearny': [5.8, 861.0], 'Penasquitos': [10.6, 78.0], 'Bay Boulevard': [12.3, 696.0], 'Miguel': [13.6, 113.0], 'Sycamore Canyon': [14.0, 0.0]} | 5313.2241 | 1076.434 | 20.26% | 4236.7902 | 79.74% | 2800.6909 | 52.71% | 238.5042 | 4.489% | 27.6667 | 0 | 0% | 0 | 0% | 10.752 | 0.2024% | 0 | 0% | 89.18 | 1.678% | 5224.0441 | 926.1684 | 17.43% | 4387.0557 | 4196.2822 | 78.98% | 1116.9419 | 4225.3579 | 79.53% | 1087.8662 | 0.89703 | 0.01688% | 5312.3271 | 71.916 | 1.354% | 5241.3081
144 | Penasquitos | SAN DIEGO | {'Kearny': [7.8, 79.0], 'Mission': [10.4, 74.0], 'Old Town': [10.6, 78.0], 'Sycamore Canyon': [10.9, 87.0], 'Palomar Airport': [14.6, 0.0], 'Escondido': [15.5, 87.0], 'Silvergate': [16.0, 15.0], 'Encina': [16.5, 0.0]} | 970.9956 | 171.5204 | 17.66% | 799.4752 | 82.34% | 10.6222 | 1.094% | 32.9686 | 3.395% | 14.1199 | 19.7704 | 2.036% | 4.4718 | 0.4605% | 743.8389 | 76.61% | 0 | 0% | 242.8991 | 25.02% | 728.0965 | 583.5726 | 60.1% | 387.423 | 649.2036 | 66.86% | 321.7921 | 789.7853 | 81.34% | 181.2103 | 0 | 0% | 970.9956 | 55.9401 | 5.761% | 915.0555
145 | San Luis Rey | SAN DIEGO | {'Encina': [5.1, 228.0], 'Palomar Airport': [6.7, 360.0], 'Escondido': [13.9, 821.0], 'San Onofre': [16.8, 0.0]} | 7538.5474 | 1598.2015 | 21.2% | 5940.3458 | 78.8% | 6.8605 | 0.09101% | 161.4812 | 2.142% | 54.1429 | 1952.0203 | 25.89% | 406.7914 | 5.396% | 6035.7026 | 80.06% | 0 | 0% | 3917.824 | 51.97% | 3620.7234 | 3739.2004 | 49.6% | 3799.3469 | 4874.7344 | 64.66% | 2663.813 | 5505.4648 | 73.03% | 2033.0825 | 17.318 | 0.2297% | 7521.2294 | 458.7468 | 6.085% | 7079.8006
146 | Sycamore Canyon | SAN DIEGO | {'Kearny': [8.3, 0.0], 'Penasquitos': [10.9, 87.0], 'Mission': [11.1, 0.0], 'Old Town': [14.0, 0.0], 'Escondido': [15.2, 468.0], 'Silvergate': [16.6, 0.0], 'Miguel': [16.7, 0.0]} | 22329.3262 | 468.1788 | 2.097% | 21861.1474 | 97.9% | 1059.7759 | 4.746% | 6773.9194 | 30.34% | 28.07 | 760.671 | 3.407% | 97.5837 | 0.437% | 5487.1499 | 24.57% | 16842.252 | 75.43% | 16049.6035 | 71.88% | 6279.7227 | 13078.6514 | 58.57% | 9250.6748 | 15044.5977 | 67.38% | 7284.7285 | 21753.0898 | 97.42% | 576.2363 | 3744.5923 | 16.77% | 18584.7339 | 759.7502 | 3.402% | 21569.576
147 | Talega | GREATER LA METRO | {'San Onofre': [5.8, 361.0], 'Capistrano': [6.8, 1037.0], 'Margarita': [7.4, 1032.0], 'Trabuco': [9.6, 878.0], 'Viejo': [15.3, 230.0], 'Santiago': [18.5, 0.0]} | 14107.5557 | 1051.269 | 7.452% | 13056.2866 | 92.55% | 4879.2793 | 34.59% | 6473.2861 | 45.89% | 49.5 | 204.3211 | 1.448% | 21.8309 | 0.1547% | 13086.416 | 92.76% | 0 | 0% | 3270.8801 | 23.19% | 10836.6755 | 8883.6348 | 62.97% | 5223.9209 | 9682.2607 | 68.63% | 4425.2949 | 10704.1963 | 75.88% | 3403.3594 | 7624.8052 | 54.05% | 6482.7505 | 778.1204 | 5.516% | 13329.4352
148 | Martin (San Francisco H) | NORTHERN CALIFORNIA | {'Eastshore': [16.9, 419.0]} | 9756.999 | 3715.9871 | 38.09% | 6041.012 | 61.91% | 2209.4187 | 22.64% | 2877.2659 | 29.49% | 59 | 6.2697 | 0.06426% | 0 | 0% | 295.6232 | 3.03% | 2537.8354 | 26.01% | 2624.79 | 26.9% | 7132.209 | 4052.3025 | 41.53% | 5704.6965 | 5769.3242 | 59.13% | 3987.6748 | 5884.8169 | 60.31% | 3872.1821 | 2362.6741 | 24.22% | 7394.325 | 449.0588 | 4.602% | 9307.9402
149 | Bellota | NORTHERN CALIFORNIA | {'Rancho Seco - Bellota (Proposed)': [8.2, 10614.0], 'Lockeford': [10.7, 11247.0], 'Camanche': [13.7, 5724.0], 'Weber': [14.0, 4502.0], 'Riverbank': [18.0, 168.0], 'Stagg': [18.3, 230.0], 'Ripon': [19.3, 650.0]} | 165086.9062 | 22655.998 | 13.72% | 142430.9082 | 86.28% | 27535.709 | 16.68% | 115100.291 | 69.72% | 12 | 40850.0156 | 24.74% | 56751.3555 | 34.38% | 4969.7715 | 3.01% | 0 | 0% | 53000.8477 | 32.1% | 112086.0586 | 30947.3145 | 18.75% | 134139.5918 | 71065.7969 | 43.05% | 94021.1094 | 89685.0547 | 54.33% | 75401.8516 | 45523.2422 | 27.58% | 119563.6641 | 21906.4062 | 13.27% | 143180.5
150 | Ripon | NORTHERN CALIFORNIA | {'Vierra': [7.6, 11626.0], 'Weber': [12.4, 12543.0], 'Westley': [12.6, 811.0], 'Riverbank': [13.1, 1334.0], 'Warnerville': [18.8, 14.0], 'Bellota': [19.3, 650.0], 'Stagg': [19.7, 141.0]} | 121795.5 | 19324.5566 | 15.87% | 102470.9434 | 84.13% | 874.7703 | 0.7182% | 81254.7609 | 66.71% | 18.3956 | 33463.3672 | 27.48% | 76010.7734 | 62.41% | 0 | 0% | 0 | 0% | 48192.125 | 39.57% | 73603.375 | 20941.3984 | 17.19% | 100854.1016 | 23579.7266 | 19.36% | 98215.7734 | 58078.1797 | 47.68% | 63717.3203 | 0 | 0% | 121795.5 | 5188.2578 | 4.26% | 116607.2422
151 | Lockeford | NORTHERN CALIFORNIA | {'Rancho Seco - Bellota (Proposed)': [9.0, 14881.0], 'Camanche': [9.9, 15497.0], 'Bellota': [10.7, 11247.0], 'Eight Mile': [12.5, 3536.0], 'Stagg': [13.4, 3156.0], 'Weber': [14.3, 2052.0]} | 142362.2031 | 29428.0508 | 20.67% | 112934.1523 | 79.33% | 6023.1123 | 4.231% | 79008.8096 | 55.5% | 21.5188 | 36576.9922 | 25.69% | 65442.4062 | 45.97% | 153.7786 | 0.108% | 0 | 0% | 17584.4648 | 12.35% | 124777.7383 | 13808.917 | 9.7% | 128553.2861 | 50149.7305 | 35.23% | 92212.4727 | 54660.3242 | 38.4% | 87701.8789 | 11451.9268 | 8.044% | 130910.2764 | 20356.5449 | 14.3% | 122005.6582
152 | Stagg | NORTHERN CALIFORNIA | {'Eight Mile': [4.8, 3709.0], 'Weber': [7.7, 4011.0], 'Lockeford': [13.4, 3156.0], 'Vierra': [14.0, 1390.0], 'Bellota': [18.3, 230.0], 'Brentwood': [18.6, 0.0], 'Kelso': [19.3, 0.0], 'Ripon': [19.7, 141.0], 'Delta Pumps': [19.9, 0.0]} | 110329.375 | 6979.5503 | 6.326% | 103349.8247 | 93.67% | 16924.6602 | 15.34% | 70246.5352 | 63.67% | 11.125 | 11277.7236 | 10.22% | 84162.7578 | 76.28% | 0 | 0% | 0 | 0% | 11515.5137 | 10.44% | 98813.8613 | 21297.75 | 19.3% | 89031.625 | 24700.502 | 22.39% | 85628.873 | 30676.6641 | 27.8% | 79652.7109 | 0 | 0% | 110329.375 | 5689.6934 | 5.157% | 104639.6816
153 | Weber | NORTHERN CALIFORNIA | {'Stagg': [7.7, 4011.0], 'Vierra': [8.6, 12197.0], 'Eight Mile': [12.2, 750.0], 'Ripon': [12.4, 12543.0], 'Bellota': [14.0, 4502.0], 'Lockeford': [14.3, 2052.0], 'Rancho Seco - Bellota (Proposed)': [19.8, 4.0]} | 100710.5391 | 22624.252 | 22.46% | 78086.2871 | 77.54% | 758.668 | 0.7533% | 77927.0117 | 77.38% | 16.2619 | 21530.3926 | 21.38% | 72522.8594 | 72.01% | 0 | 0% | 0 | 0% | 0 | 0% | 100710.5391 | 1035.1804 | 1.028% | 99675.3586 | 4971.4448 | 4.936% | 95739.0942 | 4971.4448 | 4.936% | 95739.0942 | 0 | 0% | 100710.5391 | 2502.9875 | 2.485% | 98207.5515
154 | Carrizo Plains | SPGE | {'Solar': [1.1, 17603.0], 'Caliente': [6.9, 14563.0], 'Kernridge': [17.5, 2843.0], 'Temblor': [19.4, 569.0]} | 152146.3594 | 19787.0645 | 13.01% | 132359.2949 | 86.99% | 88906.2812 | 58.43% | 50161.4219 | 32.97% | 9.3582 | 4109.2085 | 2.701% | 275.5292 | 0.1811% | 32500.9062 | 21.36% | 0 | 0% | 50316.9727 | 33.07% | 101829.3867 | 28429.3438 | 18.69% | 123717.0156 | 46146.7578 | 30.33% | 105999.6016 | 85585.6094 | 56.25% | 66560.75 | 99139.75 | 65.16% | 53006.6094 | 7279.6045 | 4.785% | 144866.7549
155 | Cholame | SPGE | {'Cal Flats': [12.7, 3367.0]} | 187863 | 29746.291 | 15.83% | 158116.709 | 84.17% | 117633.1797 | 62.62% | 67377.9609 | 35.87% | 4.7148 | 15685.2031 | 8.349% | 8827.5605 | 4.699% | 13183.5254 | 7.018% | 0 | 0% | 82743.3672 | 44.04% | 105119.6328 | 34485.3984 | 18.36% | 153377.6016 | 67700.8281 | 36.04% | 120162.1719 | 111049.6562 | 59.11% | 76813.3438 | 88104.4297 | 46.9% | 99758.5703 | 2489.4753 | 1.325% | 185373.5247
156 | Mesa | SPGE | {'Oceano': [9.7, 17630.0], 'Sisquoc': [11.4, 12630.0]} | 128469.6641 | 38390.7422 | 29.88% | 90078.9219 | 70.12% | 28054.7109 | 21.84% | 89759.8906 | 69.87% | 9.5024 | 12939.751 | 10.07% | 34376.7422 | 26.76% | 30268.7246 | 23.56% | 34890.75 | 27.16% | 6623.7441 | 5.156% | 121845.9199 | 4578.0283 | 3.564% | 123891.6357 | 15833.2607 | 12.32% | 112636.4033 | 21778.959 | 16.95% | 106690.7051 | 36832 | 28.67% | 91637.6641 | 8823.7646 | 6.868% | 119645.8994
157 | Oceano | SPGE | {'Mesa': [9.7, 17630.0], 'San Luis Obispo': [11.5, 9248.0], 'Diablo Canyon': [17.0, 75.0]} | 81154.9453 | 29198.623 | 35.98% | 51956.3223 | 64.02% | 7259.918 | 8.946% | 58348.8789 | 71.9% | 12.7126 | 5811.9678 | 7.162% | 16371.1543 | 20.17% | 26939.4414 | 33.2% | 23215.5625 | 28.61% | 7501.1875 | 9.243% | 73653.7578 | 2280.0044 | 2.809% | 78874.9409 | 17661.1855 | 21.76% | 63493.7598 | 20862.7461 | 25.71% | 60292.1992 | 19490.1035 | 24.02% | 61664.8418 | 6424.7827 | 7.917% | 74730.1626
158 | San Luis Obispo | SPGE | {'Oceano': [11.5, 9248.0], 'Diablo Canyon': [12.4, 934.0], 'Morro Bay': [14.7, 65.0]} | 71303.7109 | 10304.2197 | 14.45% | 60999.4912 | 85.55% | 11875.3223 | 16.65% | 51033.6738 | 71.57% | 8.5784 | 3068.676 | 4.304% | 4902.814 | 6.876% | 40222.2031 | 56.41% | 20955.2539 | 29.39% | 23816.4023 | 33.4% | 47487.3086 | 19933.3535 | 27.96% | 51370.3574 | 43274.5312 | 60.69% | 28029.1797 | 49819.7227 | 69.87% | 21483.9883 | 30385.8867 | 42.61% | 40917.8242 | 7429.7124 | 10.42% | 63873.9985
159 | Templeton | SPGE | {'Morro Bay': [15.9, 269.0]} | 145429.6875 | 54336.9102 | 37.36% | 91092.7773 | 62.64% | 5828.2788 | 4.008% | 106113.6274 | 72.97% | 15.8667 | 24697.1699 | 16.98% | 9843.877 | 6.769% | 39942.4492 | 27.47% | 30253.9219 | 20.8% | 24381.125 | 16.76% | 121048.5625 | 31038.6191 | 21.34% | 114391.0684 | 51457.082 | 35.38% | 93972.6055 | 59966.3359 | 41.23% | 85463.3516 | 33999.4648 | 23.38% | 111430.2227 | 4643.7515 | 3.193% | 140785.936
160 | Sisquoc | SPGE | {'Mesa': [11.4, 12630.0], 'Cabrillo': [17.3, 2454.0]} | 131294.0938 | 27986.5078 | 21.32% | 103307.5859 | 78.68% | 66898.5859 | 50.95% | 60379.625 | 45.99% | 7.075 | 13575.3799 | 10.34% | 23172.9355 | 17.65% | 36745.6172 | 27.99% | 19258.459 | 14.67% | 26557.6055 | 20.23% | 104736.4883 | 11408.8428 | 8.69% | 119885.251 | 46808.125 | 35.65% | 84485.9688 | 59256.3789 | 45.13% | 72037.7148 | 32980.8867 | 25.12% | 98313.207 | 5233.5439 | 3.986% | 126060.5498
161 | Goleta | GREATER LA METRO | {} | 45315.9883 | 12511.1338 | 27.61% | 32804.8545 | 72.39% | 19264.627 | 42.51% | 22016.9277 | 48.59% | 6.8483 | 3954.7063 | 8.727% | 833.2545 | 1.839% | 2389.2986 | 5.273% | 41145.9219 | 90.8% | 10317.8379 | 22.77% | 34998.1504 | 1270.411 | 2.803% | 44045.5773 | 2048.187 | 4.52% | 43267.8013 | 12366.0254 | 27.29% | 32949.9629 | 23737.498 | 52.38% | 21578.4902 | 2693.4973 | 5.944% | 42622.491
162 | Schulte Switching Station | NORTHERN CALIFORNIA | {'Los Esteros': [3.7, 1186.0], 'Newark': [8.7, 342.0], 'Hicks': [10.3, 0.0], 'Metcalf Energy Center': [15.7, 111.0], 'Metcalf 1': [15.7, 171.0], 'Eastshore': [19.3, 0.0]} | 7345.1489 | 1206.2374 | 16.42% | 6138.9115 | 83.58% | 1399.8678 | 19.06% | 4496.6581 | 61.22% | 7.517 | 1.1891 | 0.01619% | 5.6714 | 0.07721% | 5985.9316 | 81.5% | 0 | 0% | 671.1282 | 9.137% | 6674.0207 | 1936.6055 | 26.37% | 5408.5435 | 2305.3059 | 31.39% | 5039.843 | 2305.3059 | 31.39% | 5039.843 | 3567.5022 | 48.57% | 3777.6467 | 1037.1371 | 14.12% | 6308.0118
163 | Hicks | NORTHERN CALIFORNIA | {'Metcalf Energy Center': [8.5, 181.0], 'Metcalf 1': [8.8, 181.0], 'Scott': [10.3, 0.0], 'Los Esteros': [13.5, 0.0], 'Newark': [19.0, 0.0]} | 18681.1855 | 887.397 | 4.75% | 17793.7886 | 95.25% | 386.86 | 2.071% | 7451.6156 | 39.89% | 22.1606 | 1242.0028 | 6.648% | 310.0504 | 1.66% | 2267.6716 | 12.14% | 13667.4316 | 73.16% | 13338.5947 | 71.4% | 5342.5908 | 626.3467 | 3.353% | 18054.8389 | 12864.1631 | 68.86% | 5817.0225 | 17659.834 | 94.53% | 1021.3516 | 4677.4312 | 25.04% | 14003.7544 | 469.0316 | 2.511% | 18212.1539
164 | Cottonwood | NORTHERN CALIFORNIA | {'Jessup': [5.5, 18251.0]} | 116288.9688 | 28410.9277 | 24.43% | 87878.041 | 75.57% | 4917.1782 | 4.228% | 60051.1421 | 51.64% | 26.7556 | 3973.1077 | 3.417% | 7199.5771 | 6.191% | 83343.8203 | 71.67% | 0 | 0% | 55565.6992 | 47.78% | 60723.2695 | 22368.7422 | 19.24% | 93920.2266 | 26121.7891 | 22.46% | 90167.1797 | 68058.1797 | 58.53% | 48230.7891 | 37079.7812 | 31.89% | 79209.1875 | 17182.0469 | 14.78% | 99106.9219
165 | Jessup | NORTHERN CALIFORNIA | {'Cottonwood': [5.5, 18251.0]} | 107071.0312 | 20444.166 | 19.09% | 86626.8652 | 80.91% | 2140.8469 | 1.999% | 46964.321 | 43.86% | 33 | 4187.0493 | 3.911% | 7439.21 | 6.948% | 67125.2109 | 62.69% | 4806.0186 | 4.489% | 61572.3438 | 57.51% | 45498.6875 | 25797.7871 | 24.09% | 81273.2441 | 25023.0742 | 23.37% | 82047.957 | 74736.6953 | 69.8% | 32334.3359 | 22701.8203 | 21.2% | 84369.2109 | 18086.375 | 16.89% | 88984.6562
166 | Round Mountain | NORTHERN CALIFORNIA | {'Cove Road': [4.9, 6559.0], 'New Sub - Pit 1 - Cottonwood (Proposed)': [6.1, 5679.0]} | 119003.75 | 6931.4062 | 5.825% | 112072.3438 | 94.18% | 56152.1953 | 47.19% | 55473.0859 | 46.61% | 6.0251 | 875.037 | 0.7353% | 258.5916 | 0.2173% | 91366.3047 | 76.78% | 26253.4238 | 22.06% | 87565.8516 | 73.58% | 31437.8984 | 20890.0273 | 17.55% | 98113.7227 | 31727.959 | 26.66% | 87275.791 | 96454.6641 | 81.05% | 22549.0859 | 76850.5391 | 64.58% | 42153.2109 | 6934.5659 | 5.827% | 112069.1841
167 | Carquinez |  | {'Martinez': [8.9, 8217.0], 'Tulucay': [10.9, 436.0], 'Ignacio': [15.9, 492.0], 'Clayton': [18.3, 0.0], 'Kirker': [19.3, 0.0], 'Pittsburg': [19.5, 0.0]} | 43684.0352 | 9297.4395 | 21.28% | 34386.5957 | 78.72% | 3871.4863 | 8.862% | 25317.4941 | 57.96% | 63 | 1391.4264 | 3.185% | 714.7817 | 1.636% | 15525.25 | 35.54% | 0 | 0% | 10146.5068 | 23.23% | 33537.5283 | 14098.1064 | 32.27% | 29585.9287 | 20619.9082 | 47.2% | 23064.127 | 32403.7168 | 74.18% | 11280.3184 | 8967.7822 | 20.53% | 34716.2529 | 4681.0571 | 10.72% | 39002.978
168 | Peabody | NORTHERN CALIFORNIA | {'Vaca-Dixon & Gc Yard': [8.4, 7495.0], 'Shiloh III': [10.5, 1155.0], 'Birds Landing': [13.5, 1155.0], 'Tulucay': [16.3, 2551.0], 'Putah Creek': [16.4, 3471.0], 'Pittsburg': [17.6, 0.0], 'Kirker': [18.6, 0.0]} | 78238.2344 | 11732.6963 | 15% | 66505.5381 | 85% | 7351.8813 | 9.397% | 57542.771 | 73.55% | 9.9931 | 12696.3301 | 16.23% | 18594.3496 | 23.77% | 17102.7422 | 21.86% | 0 | 0% | 17471.0195 | 22.33% | 60767.2148 | 29253.2539 | 37.39% | 48984.9805 | 31305.9707 | 40.01% | 46932.2637 | 49835.3672 | 63.7% | 28402.8672 | 12304.3877 | 15.73% | 65933.8467 | 19636.0488 | 25.1% | 58602.1855
169 | Vaca Dixon | NORTHERN CALIFORNIA | {'Peabody': [8.4, 7495.0], 'Putah Creek': [9.3, 8655.0], 'Davis': [14.2, 1484.0], 'Shiloh III': [16.5, 0.0], 'Madison': [18.8, 48.0], 'Birds Landing': [19.7, 0.0]} | 114530.9844 | 14236.0791 | 12.43% | 100294.9053 | 87.57% | 2823.5371 | 2.465% | 90825.1816 | 79.3% | 11.7711 | 14670.9688 | 12.81% | 60091.7148 | 52.47% | 18872.2969 | 16.48% | 0 | 0% | 29875.8848 | 26.09% | 84655.0996 | 16479.998 | 14.39% | 98050.9863 | 16028.9609 | 14% | 98502.0234 | 46274.1367 | 40.4% | 68256.8477 | 8663.2881 | 7.564% | 105867.6963 | 10419.5371 | 9.098% | 104111.4473
170 | Bellevue | NORTHERN CALIFORNIA | {'Penngrove': [4.7, 3875.0], 'Fulton': [8.6, 900.0], 'Lakeville': [11.3, 2630.0]} | 71673.1641 | 5325.8135 | 7.431% | 66347.3506 | 92.57% | 944.5674 | 1.318% | 35931.0107 | 50.13% | 24 | 12142.9121 | 16.94% | 6300.1631 | 8.79% | 34436.3906 | 48.05% | 7500.8374 | 10.47% | 32821.7266 | 45.79% | 38851.4375 | 27426.2266 | 38.27% | 44246.9375 | 49838.2852 | 69.54% | 21834.8789 | 57937.3164 | 80.84% | 13735.8477 | 28539.75 | 39.82% | 43133.4141 | 4354.4043 | 6.075% | 67318.7598
171 | Cloverdale | NORTHERN CALIFORNIA | {'Eagle Rock': [11.0, 3178.0], 'Hopland': [12.7, 0.0], 'Geysers Tap 1': [14.1, 2872.0]} | 87294.5391 | 6884.3784 | 7.886% | 80410.1606 | 92.11% | 12573.1094 | 14.4% | 67277.4141 | 77.07% | 7.8976 | 4729.9287 | 5.418% | 3460.3398 | 3.964% | 44530.8398 | 51.01% | 32657.125 | 37.41% | 57837.8125 | 66.26% | 29456.7266 | 27830.2363 | 31.88% | 59464.3027 | 44884.6094 | 51.42% | 42409.9297 | 77141.4922 | 88.37% | 10153.0469 | 51409.0586 | 58.89% | 35885.4805 | 1727.9629 | 1.979% | 85566.5762
172 | Fulton | NORTHERN CALIFORNIA | {'Bellevue': [8.6, 900.0], 'Penngrove': [13.3, 234.0], 'Geysers Tap 1': [17.7, 151.0], 'Lakeville': [19.6, 0.0]} | 80184.4688 | 4377.3936 | 5.459% | 75807.0752 | 94.54% | 1020.3044 | 1.272% | 44020.3674 | 54.9% | 21.8164 | 6731.5327 | 8.395% | 11553.8311 | 14.41% | 19253.3145 | 24.01% | 33981.4453 | 42.38% | 31610.5605 | 39.42% | 48573.9082 | 44644.0742 | 55.68% | 35540.3945 | 68278.3281 | 85.15% | 11906.1406 | 72204.4297 | 90.05% | 7980.0391 | 24126.1816 | 30.09% | 56058.2871 | 4176.4536 | 5.209% | 76008.0151
173 | Lakeville | NORTHERN CALIFORNIA | {'Penngrove': [7.0, 2680.0], 'Bellevue': [11.3, 2630.0], 'Ignacio': [12.2, 2837.0], 'Tulucay': [17.0, 647.0], 'Fulton': [19.6, 0.0]} | 78222.8125 | 7183.335 | 9.183% | 71039.4775 | 90.82% | 5788.105 | 7.4% | 50895.9146 | 65.07% | 13.7005 | 12868.4014 | 16.45% | 5276.4272 | 6.745% | 41997.2617 | 53.69% | 4877.3145 | 6.235% | 54834.8398 | 70.1% | 23387.9727 | 20763.3828 | 26.54% | 57459.4297 | 42812.918 | 54.73% | 35409.8945 | 65523.8008 | 83.77% | 12699.0117 | 29018.6426 | 37.1% | 49204.1699 | 3815.7456 | 4.878% | 74407.0669
174 | Penngrove | NORTHERN CALIFORNIA | {'Bellevue': [4.7, 3875.0], 'Lakeville': [7.0, 2680.0], 'Fulton': [13.3, 234.0], 'Ignacio': [18.2, 0.0]} | 79722.125 | 3940.3672 | 4.943% | 75781.7578 | 95.06% | 2402.4871 | 3.014% | 52173.47 | 65.44% | 15.4074 | 13887.25 | 17.42% | 2600.667 | 3.262% | 54572.0195 | 68.45% | 2661.3352 | 3.338% | 44984.5234 | 56.43% | 34737.6016 | 27195.5254 | 34.11% | 52526.5996 | 51840.7188 | 65.03% | 27881.4062 | 65468.2695 | 82.12% | 14253.8555 | 41304.1641 | 51.81% | 38417.9609 | 4666.8086 | 5.854% | 75055.3164
175 | Warnerville | SPGE | {'Riverbank': [6.1, 24954.0], 'Ripon': [18.8, 14.0], 'Chinese Station': [19.9, 0.0]} | 141663.2344 | 25775.3848 | 18.19% | 115887.8496 | 81.81% | 15315.9707 | 10.81% | 93690.6074 | 66.14% | 12.6667 | 66940.6328 | 47.25% | 34760.6016 | 24.54% | 0 | 0% | 0 | 0% | 85055.3984 | 60.04% | 56607.8359 | 16467.4512 | 11.62% | 125195.7832 | 42256.0078 | 29.83% | 99407.2266 | 101240.3438 | 71.47% | 40422.8906 | 22957.1758 | 16.21% | 118706.0586 | 9409.877 | 6.642% | 132253.3574
176 | Riverbank | SPGE | {'Warnerville': [6.1, 24954.0], 'Ripon': [13.1, 1334.0], 'Bellota': [18.0, 168.0]} | 133711.2031 | 26606.5605 | 19.9% | 107104.6426 | 80.1% | 9509.2275 | 7.112% | 81597.3818 | 61.03% | 16.5 | 71545.3281 | 53.51% | 35272.3359 | 26.38% | 0 | 0% | 0 | 0% | 80048.5469 | 59.87% | 53662.6562 | 6601.269 | 4.937% | 127109.9341 | 23838.541 | 17.83% | 109872.6621 | 92268.9688 | 69.01% | 41442.2344 | 6583.23 | 4.923% | 127127.9731 | 5793.4375 | 4.333% | 127917.7656
177 | Pease | NORTHERN CALIFORNIA | {'East Marysville': [5.4, 9358.0], 'Olivehurst': [8.3, 7721.0], 'Honcut': [11.0, 4754.0], 'Rio Oso': [19.3, 254.0]} | 137500.8125 | 15754.4844 | 11.46% | 121746.3281 | 88.54% | 8309.9443 | 6.044% | 100992.7588 | 73.45% | 14.2072 | 41028.9336 | 29.84% | 65049.0195 | 47.31% | 0 | 0% | 0 | 0% | 56454.1406 | 41.06% | 81046.6719 | 15238.4209 | 11.08% | 122262.3916 | 38329.9062 | 27.88% | 99170.9062 | 89643.3438 | 65.19% | 47857.4688 | 8103.6147 | 5.894% | 129397.1978 | 7671.9141 | 5.58% | 129828.8984
178 | Rio Oso | NORTHERN CALIFORNIA | {'Olivehurst': [11.6, 7401.0], 'Pleasant Grove': [11.6, 15529.0], 'East Marysville': [16.6, 5421.0], 'Pease': [19.3, 254.0]} | 156308.8125 | 30868.334 | 19.75% | 125440.4785 | 80.25% | 10122.2314 | 6.476% | 126551.8467 | 80.96% | 10.4889 | 49591.1641 | 31.73% | 63000.4961 | 40.31% | 58.6336 | 0.03751% | 0 | 0% | 71971.9219 | 46.04% | 84336.8906 | 7569.4077 | 4.843% | 148739.4048 | 35689.6406 | 22.83% | 120619.1719 | 93290.5703 | 59.68% | 63018.2422 | 379.4163 | 0.2427% | 155929.3962 | 29676.6797 | 18.99% | 126632.1328
179 | Alpaugh | SPGE | {'Olive': [4.6, 41839.0], 'Corcoran': [11.5, 24371.0], 'Waukena': [13.8, 13289.0], 'Smyrna': [17.0, 558.0]} | 153484.0469 | 59661.5703 | 38.87% | 93822.4766 | 61.13% | 35333.9727 | 23.02% | 106795.2617 | 69.58% | 7.6667 | 65744.3359 | 42.83% | 66932.6016 | 43.61% | 0 | 0% | 0 | 0% | 40549.6797 | 26.42% | 112934.3672 | 14973.3906 | 9.756% | 138510.6562 | 28598.7969 | 18.63% | 124885.25 | 54944.582 | 35.8% | 98539.4648 | 42.06 | 0.0274% | 153441.9869 | 9604.9043 | 6.258% | 143879.1426
180 | Rector | GREATER TEHACHAPI | {} | 126384.875 | 47975.418 | 37.96% | 78409.457 | 62.04% | 687.3419 | 0.5438% | 83693.869 | 66.22% | 17.7827 | 41448.9531 | 32.8% | 69154.1719 | 54.72% | 0 | 0% | 0 | 0% | 1544.9083 | 1.222% | 124839.9667 | 7263.4458 | 5.747% | 119121.4292 | 11154.7568 | 8.826% | 115230.1182 | 12699.665 | 10.05% | 113685.21 | 275.5121 | 0.218% | 126109.3629 | 2072.9739 | 1.64% | 124311.9011
181 | Springville | GREATER TEHACHAPI | {} | 120630.9922 | 16505.7754 | 13.68% | 104125.2168 | 86.32% | 40389.9414 | 33.48% | 47623.6523 | 39.48% | 18.9574 | 24661.0898 | 20.44% | 8671.7148 | 7.189% | 77256.3438 | 64.04% | 0 | 0% | 82215.7578 | 68.15% | 38415.2344 | 14306.5742 | 11.86% | 106324.418 | 21394.8574 | 17.74% | 99236.1348 | 91573.8516 | 75.91% | 29057.1406 | 60743.7773 | 50.36% | 59887.2148 | 7306.6445 | 6.057% | 113324.3477
182 | Vestal | GREATER TEHACHAPI | {} | 184021.4062 | 86978.1562 | 47.27% | 97043.25 | 52.73% | 18430.5215 | 10.02% | 147221.3223 | 80% | 10.2461 | 73801.8516 | 40.11% | 65168.2617 | 35.41% | 15680.7969 | 8.521% | 0 | 0% | 33531.0547 | 18.22% | 150490.3516 | 1478.5428 | 0.8035% | 182542.8634 | 15245.4219 | 8.285% | 168775.9844 | 47297.9336 | 25.7% | 136723.4727 | 15570.7568 | 8.461% | 168450.6494 | 2307.9434 | 1.254% | 181713.4629
183 | UltraPower Chinese Station | NORTHERN CALIFORNIA | {'Peoria': [2.3, 3107.0], 'New Melones': [5.7, 1771.0], 'Curtis': [11.1, 2334.0], 'Warnerville': [19.9, 0.0]} | 88904.5 | 3599.1431 | 4.048% | 85305.3569 | 95.95% | 31406.7051 | 35.33% | 49657.9746 | 55.86% | 10.6692 | 154.0816 | 0.1733% | 29.43 | 0.0331% | 36048.2969 | 40.55% | 0 | 0% | 58271.5273 | 65.54% | 30632.9727 | 32199.6855 | 36.22% | 56704.8145 | 35804.9531 | 40.27% | 53099.5469 | 71389.0156 | 80.3% | 17515.4844 | 63898.5781 | 71.87% | 25005.9219 | 7115.9424 | 8.004% | 81788.5576
184 | Curtis | NORTHERN CALIFORNIA | {'Peoria': [10.9, 2059.0], 'Chinese Station': [11.1, 2334.0], 'New Melones': [11.6, 818.0]} | 52453.8164 | 6973.3882 | 13.29% | 45480.4282 | 86.71% | 3505.3716 | 6.683% | 34141.7495 | 65.09% | 15.4274 | 269.9604 | 0.5147% | 115.2744 | 0.2198% | 37342.1055 | 71.19% | 14349.2734 | 27.36% | 22007.4707 | 41.96% | 30446.3457 | 19133.0508 | 36.48% | 33320.7656 | 23167.7578 | 44.17% | 29286.0586 | 36953.582 | 70.45% | 15500.2344 | 29735.2578 | 56.69% | 22718.5586 | 1287.0555 | 2.454% | 51166.7609
185 | Peoria | NORTHERN CALIFORNIA | {'Chinese Station': [2.3, 3107.0], 'New Melones': [3.4, 1789.0], 'Curtis': [10.9, 2059.0]} | 78038.1016 | 3125.165 | 4.005% | 74912.9365 | 96% | 27283.0938 | 34.96% | 42719.3438 | 54.74% | 11.6467 | 176.2678 | 0.2259% | 89.4766 | 0.1147% | 38029.2383 | 48.73% | 0 | 0% | 49520.3047 | 63.46% | 28517.7969 | 32399.4902 | 41.52% | 45638.6113 | 33862.3398 | 43.39% | 44175.7617 | 62837.8906 | 80.52% | 15200.2109 | 55303.1055 | 70.87% | 22734.9961 | 6622.8936 | 8.487% | 71415.208
186 | Moorpark | GREATER LA METRO | {'Santa Clara': [16.2, 3112.0]} | 69973.2188 | 17370.5938 | 24.82% | 52602.625 | 75.18% | 5126.2471 | 7.326% | 52464.0303 | 74.98% | 12.7321 | 8686.1562 | 12.41% | 21734.1309 | 31.06% | 3358.3159 | 4.799% | 47942.918 | 68.52% | 22114.1621 | 31.6% | 47859.0566 | 4634.417 | 6.623% | 65338.8018 | 9481.8711 | 13.55% | 60491.3477 | 29351.2754 | 41.95% | 40621.9434 | 12767.1279 | 18.25% | 57206.0908 | 6712.1743 | 9.592% | 63261.0444
187 | Santa Clara | GREATER LA METRO | {'Mandalay': [7.5, 15367.0], 'Moorpark': [16.2, 3112.0]} | 81755.5625 | 24178.9961 | 29.57% | 57576.5664 | 70.43% | 18784.1914 | 22.98% | 55455.1523 | 67.83% | 6.2242 | 6217.9106 | 7.605% | 13142.4346 | 16.08% | 827.2778 | 1.012% | 59678.4805 | 73% | 21358.8516 | 26.13% | 60396.7109 | 5537.9497 | 6.774% | 76217.6128 | 9935.1367 | 12.15% | 71820.4258 | 30337.7598 | 37.11% | 51417.8027 | 26947.8691 | 32.96% | 54807.6934 | 4935.4663 | 6.037% | 76820.0962
188 | Davis | NORTHERN CALIFORNIA | {'Woodland': [9.3, 2751.0], 'Vaca-Dixon & Gc Yard': [14.2, 1484.0], 'Putah Creek': [14.2, 2328.0], 'Madison': [15.4, 1707.0]} | 117656.7188 | 5797.0527 | 4.927% | 111859.666 | 95.07% | 11539.1211 | 9.807% | 100823.7461 | 85.69% | 8.4931 | 16569.4551 | 14.08% | 90017.3203 | 76.51% | 0 | 0% | 0 | 0% | 36955.625 | 31.41% | 80701.0938 | 23945.1367 | 20.35% | 93711.582 | 36141.4375 | 30.72% | 81515.2812 | 53860.0469 | 45.78% | 63796.6719 | 0 | 0% | 117656.7188 | 4399.1021 | 3.739% | 113257.6167
189 | Putah Creek | NORTHERN CALIFORNIA | {'Vaca-Dixon & Gc Yard': [9.3, 8655.0], 'Madison': [10.3, 4199.0], 'Davis': [14.2, 2328.0], 'Peabody': [16.4, 3471.0], 'Woodland': [16.7, 3621.0]} | 123983.7266 | 13572.7881 | 10.95% | 110410.9385 | 89.05% | 8937.8994 | 7.209% | 94851.1709 | 76.5% | 10.9009 | 11264.2012 | 9.085% | 62704.3203 | 50.57% | 31490.4941 | 25.4% | 0 | 0% | 59367.0859 | 47.88% | 64616.6406 | 4201.561 | 3.389% | 119782.1655 | 356.0574 | 0.2872% | 123627.6692 | 61143.2305 | 49.32% | 62840.4961 | 20433.3477 | 16.48% | 103550.3789 | 4623.3271 | 3.729% | 119360.3994
190 | East Marysville | NORTHERN CALIFORNIA | {'Olivehurst': [5.0, 15971.0], 'Pease': [5.4, 9358.0], 'Honcut': [11.0, 3141.0], 'Rio Oso': [16.6, 5421.0]} | 117012.1172 | 18219.4824 | 15.57% | 98792.6348 | 84.43% | 5377.5049 | 4.596% | 86361.0186 | 73.81% | 14.6667 | 39203.7148 | 33.5% | 52749.0508 | 45.08% | 67.5471 | 0.05773% | 0 | 0% | 50154.8047 | 42.86% | 66857.3125 | 7506.8618 | 6.415% | 109505.2554 | 21637.3047 | 18.49% | 95374.8125 | 66707.7812 | 57.01% | 50304.3359 | 1918.87 | 1.64% | 115093.2472 | 12027.3643 | 10.28% | 104984.7529
191 | Olivehurst | NORTHERN CALIFORNIA | {'East Marysville': [5.0, 15971.0], 'Pease': [8.3, 7721.0], 'Rio Oso': [11.6, 7401.0], 'Honcut': [16.0, 1930.0]} | 112095.6172 | 18595.7324 | 16.59% | 93499.8848 | 83.41% | 5122.7866 | 4.57% | 81782.5493 | 72.96% | 14.5413 | 33953.6875 | 30.29% | 59326.8555 | 52.93% | 0 | 0% | 0 | 0% | 41162.9023 | 36.72% | 70932.7148 | 866.5501 | 0.773% | 111229.0671 | 17371.6777 | 15.5% | 94723.9395 | 55178.7812 | 49.22% | 56916.8359 | 40.0423 | 0.03572% | 112055.5748 | 12710.6416 | 11.34% | 99384.9756
192 | Morro Bay |  | {'Diablo Canyon': [10.9, 150.0], 'San Luis Obispo': [14.7, 65.0], 'Templeton': [15.9, 269.0]} | 53283.8984 | 518.6811 | 0.9734% | 52765.2173 | 99.03% | 13990.6357 | 26.26% | 36184.8408 | 67.91% | 9.3296 | 853.3857 | 1.602% | 1256.5199 | 2.358% | 9896.1807 | 18.57% | 19551.5742 | 36.69% | 28935.8516 | 54.31% | 24348.0469 | 14682.9062 | 27.56% | 38600.9922 | 23973.6875 | 44.99% | 29310.2109 | 41731 | 78.32% | 11552.8984 | 33697.0938 | 63.24% | 19586.8047 | 4398.3486 | 8.255% | 48885.5498
193 | Palomar | SAN DIEGO | {'Encina': [2.9, 334.0], 'San Luis Rey': [6.7, 360.0], 'Escondido': [9.9, 1240.0], 'Penasquitos': [14.6, 0.0]} | 6124.2715 | 1280.6882 | 20.91% | 4843.5833 | 79.09% | 12.162 | 0.1986% | 1762.5751 | 28.78% | 26.2709 | 375.4401 | 6.13% | 151.5736 | 2.475% | 5510.8042 | 89.98% | 0 | 0% | 2218.801 | 36.23% | 3905.4705 | 1986.1993 | 32.43% | 4138.0721 | 1032.5442 | 16.86% | 5091.7273 | 3817.7834 | 62.34% | 2306.488 | 123.1208 | 2.01% | 6001.1507 | 491.5917 | 8.027% | 5632.6797
194 | Margarita | GREATER LA METRO | {'Trabuco': [2.8, 1074.0], 'Capistrano': [3.4, 1132.0], 'Talega': [7.4, 1032.0], 'Viejo': [8.1, 417.0], 'Santiago': [11.3, 122.0], 'San Onofre': [13.1, 342.0], 'Lee Lake (Proposed)': [17.2, 0.0], 'Johanna': [17.2, 117.0]} | 16864.4121 | 1229.1603 | 7.288% | 15635.2518 | 92.71% | 5785.7407 | 34.31% | 7237.897 | 42.92% | 50.0417 | 204.3211 | 1.212% | 21.8309 | 0.1294% | 14435.4453 | 85.6% | 1381.6443 | 8.193% | 4715.2256 | 27.96% | 12149.1865 | 10347.0801 | 61.35% | 6517.332 | 10938.9268 | 64.86% | 5925.4854 | 13241.4043 | 78.52% | 3623.0078 | 8510.4326 | 50.46% | 8353.9795 | 1112.8528 | 6.599% | 15751.5593
195 | Huntington Beach |  | {'Ellis': [3.4, 185.0], 'Johanna': [8.6, 142.0], 'Alamitos': [10.8, 58.0], 'Barre': [11.2, 43.0], 'Lewis': [12.1, 0.0], 'Santiago': [12.2, 42.0], 'Villa Park': [14.3, 0.0], 'Del Amo': [15.5, 26.0], 'Long Beach': [16.5, 24.0], 'Serrano': [16.6, 0.0], 'Harborgen': [17.0, 16.0], 'Trabuco': [18.5, 0.0], 'Hinson': [18.5, 4.0], 'Arcogen': [19.3, 1.0], 'Viejo': [19.4, 0.0], 'Lighthipe': [19.8, 0.0]} | 5545.7339 | 186.0605 | 3.355% | 5359.6734 | 96.64% | 116.3373 | 2.098% | 232.3166 | 4.189% | 48 | 0 | 0% | 0 | 0% | 0 | 0% | 0 | 0% | 3.1489 | 0.05678% | 5542.585 | 1429.2799 | 25.77% | 4116.454 | 5342.5547 | 96.34% | 203.1792 | 5345.7036 | 96.39% | 200.0303 | 0 | 0% | 5545.7339 | 359.9801 | 6.491% | 5185.7538
196 | Los Esteros | NORTHERN CALIFORNIA | {'Scott': [3.7, 1186.0], 'Newark': [5.9, 970.0], 'Hicks': [13.5, 0.0], 'Eastshore': [17.0, 0.0], 'Metcalf Energy Center': [17.5, 132.0], 'Metcalf 1': [17.5, 206.0]} | 16308.4912 | 1921.936 | 11.78% | 14386.5552 | 88.22% | 5178.6499 | 31.75% | 9416.2476 | 57.74% | 6.4892 | 11.8346 | 0.07257% | 22.0282 | 0.1351% | 12701.7607 | 77.88% | 0 | 0% | 7052.7275 | 43.25% | 9255.7637 | 6659.5127 | 40.83% | 9648.9785 | 7581.2256 | 46.49% | 8727.2656 | 8667.5977 | 53.15% | 7640.8936 | 8644.5742 | 53.01% | 7663.917 | 1489.6716 | 9.134% | 14818.8196
197 | Birds Landing | NORTHERN CALIFORNIA | {'Shiloh III': [3.2, 30622.0], 'Pittsburg': [7.1, 14803.0], 'Kirker': [8.3, 12702.0], 'Contra Costa': [9.0, 13463.0], 'Lone Tree': [12.9, 1039.0], 'Peabody': [13.5, 1155.0], 'Clayton': [14.6, 0.0], 'Grand Island': [15.0, 7300.0], 'Brentwood': [16.5, 0.0], 'Martinez': [17.3, 0.0], 'Vaca-Dixon & Gc Yard': [19.7, 0.0]} | 93920.0391 | 30622.3711 | 32.6% | 63297.668 | 67.4% | 22946.7305 | 24.43% | 66918.9961 | 71.25% | 6.6823 | 34939.75 | 37.2% | 3975.575 | 4.233% | 16.899 | 0.01799% | 0 | 0% | 12564.3701 | 13.38% | 81355.6689 | 35763.0234 | 38.08% | 58157.0156 | 32911.375 | 35.04% | 61008.6641 | 45655.8789 | 48.61% | 48264.1602 | 2044.3575 | 2.177% | 91875.6815 | 27460.0352 | 29.24% | 66460.0039
198 | Cayetano | NORTHERN CALIFORNIA | {'Delta Pumps': [9.3, 431.0], 'Kelso': [10.0, 0.0], 'Midway Green Ridge Services': [10.1, 28.0], 'Tesla': [11.4, 0.0], 'Brentwood': [13.5, 0.0], 'Lone Tree': [14.4, 0.0], 'Clayton': [17.8, 0.0], 'Contra Costa': [18.0, 0.0]} | 80611.3672 | 2412.2073 | 2.992% | 78199.1599 | 97.01% | 15899.9336 | 19.72% | 59118.6289 | 73.34% | 10.7368 | 2221.8433 | 2.756% | 233.6248 | 0.2898% | 39465.4531 | 48.96% | 4247.2114 | 5.269% | 52629.5078 | 65.29% | 27981.8594 | 48335.1328 | 59.96% | 32276.2344 | 59809.5 | 74.19% | 20801.8672 | 72438.3203 | 89.86% | 8173.0469 | 24359.8438 | 30.22% | 56251.5234 | 5969.8774 | 7.406% | 74641.4897
199 | Silvergate | SAN DIEGO | {'Old Town': [5.7, 1013.0], 'Mission': [6.1, 1012.0], 'Bay Boulevard': [6.6, 705.0], 'Miguel': [9.4, 113.0], 'Kearny': [9.5, 798.0], 'Otay Mesa': [15.9, 0.0], 'Penasquitos': [16.0, 15.0], 'Sycamore Canyon': [16.6, 0.0]} | 5410.6763 | 1021.9861 | 18.89% | 4388.6902 | 81.11% | 2806.3303 | 51.87% | 283.3589 | 5.237% | 26.3333 | 0 | 0% | 0 | 0% | 52.5471 | 0.9712% | 0 | 0% | 89.5067 | 1.654% | 5321.1695 | 1072.1812 | 19.82% | 4338.4951 | 4359.019 | 80.56% | 1051.6572 | 4377.3423 | 80.9% | 1033.334 | 0 | 0% | 5410.6763 | 86.0534 | 1.59% | 5324.6229
200 | Richmond | NORTHERN CALIFORNIA | {'Leavitt': [7.1, 4955.0]} | 112279.7422 | 20122.5859 | 17.92% | 92157.1562 | 82.08% | 46093.582 | 41.05% | 57341.9727 | 51.07% | 7.4409 | 9335.4658 | 8.314% | 0 | 0% | 95924.9922 | 85.43% | 0 | 0% | 48191.4453 | 42.92% | 64088.2969 | 20983.4473 | 18.69% | 91296.2949 | 16578.4961 | 14.77% | 95701.2461 | 62645.668 | 55.79% | 49634.0742 | 62894.2109 | 56.02% | 49385.5312 | 10291.6934 | 9.166% | 101988.0488
201 | Rancho Vista | GREATER LA METRO | {'Etiwanda': [0.4, 3182.0], 'Mira Loma': [5.8, 3182.0], 'Padua': [6.4, 3164.0], 'Chino': [10.3, 3182.0], 'Vista': [12.8, 0.0], 'San Bernardino': [17.0, 0.0]} | 7570.9453 | 3182.3269 | 42.03% | 4388.6184 | 57.97% | 356.1687 | 4.704% | 1765.6399 | 23.32% | 52 | 371.3072 | 4.904% | 1122.7878 | 14.83% | 1094.0883 | 14.45% | 2167.6072 | 28.63% | 3262.0449 | 43.09% | 4308.9004 | 2447.1169 | 32.32% | 5123.8284 | 2190.564 | 28.93% | 5380.3813 | 3262.0449 | 43.09% | 4308.9004 | 1720.0035 | 22.72% | 5850.9418 | 395.9295 | 5.23% | 7175.0158
202 | Hilltop | NORTHERN CALIFORNIA | {} | 140883.5469 | 25035.7773 | 17.77% | 115847.7695 | 82.23% | 79326.4375 | 56.31% | 52552.75 | 37.3% | 12.25 | 10264.5176 | 7.286% | 7289.5454 | 5.174% | 3039.9473 | 2.158% | 0 | 0% | 52569.0703 | 37.31% | 88314.4766 | 27914.8008 | 19.81% | 112968.7461 | 12345.417 | 8.763% | 128538.1299 | 75133.3594 | 53.33% | 65750.1875 | 82311.625 | 58.43% | 58571.9219 | 14502.1875 | 10.29% | 126381.3594
203 | Thermalito | NORTHERN CALIFORNIA | {'Table Mt.': [2.9, 7490.0], 'Wyandotte': [5.1, 1263.0], 'Palermo': [7.4, 1263.0], 'Honcut': [13.5, 126.0]} | 112209.6641 | 10552.5752 | 9.404% | 101657.0889 | 90.6% | 12891.7188 | 11.49% | 80852.7031 | 72.06% | 12.2876 | 60857.4141 | 54.24% | 7569.2559 | 6.746% | 15083.6396 | 13.44% | 0 | 0% | 73780.6797 | 65.75% | 38428.9844 | 20307.502 | 18.1% | 91902.1621 | 57290.1641 | 51.06% | 54919.5 | 100238.9609 | 89.33% | 11970.7031 | 8744.5781 | 7.793% | 103465.0859 | 21345.8984 | 19.02% | 90863.7656
204 | Martinez | NORTHERN CALIFORNIA | {'Carquinez': [8.9, 8217.0], 'Clayton': [9.4, 314.0], 'Kirker': [11.5, 314.0], 'Pittsburg': [12.0, 308.0], 'Birds Landing': [17.3, 0.0], 'Tulucay': [18.1, 0.0], 'Shiloh III': [18.1, 0.0], 'Contra Costa': [18.2, 170.0]} | 40128.4922 | 8531.8145 | 21.26% | 31596.6777 | 78.74% | 5837.3486 | 14.55% | 20566.4307 | 51.25% | 72 | 186.5528 | 0.4649% | 28.2441 | 0.07038% | 18418.0879 | 45.9% | 823.3119 | 2.052% | 7714.3555 | 19.22% | 32414.1367 | 18492.084 | 46.08% | 21636.4082 | 21759.2461 | 54.22% | 18369.2461 | 28927.2793 | 72.09% | 11201.2129 | 7490.3799 | 18.67% | 32638.1123 | 7125.8369 | 17.76% | 33002.6553
205 | Lone Tree | NORTHERN CALIFORNIA | {'Contra Costa': [3.9, 3605.0], 'Brentwood': [4.9, 1876.0], 'Kirker': [9.5, 2769.0], 'Pittsburg': [9.7, 2545.0], 'Clayton': [11.4, 1230.0], 'Delta Pumps': [12.6, 0.0], 'Birds Landing': [12.9, 1039.0], 'Kelso': [13.4, 0.0], 'Cayetano': [14.4, 0.0], 'Shiloh III': [16.1, 1038.0], 'Midway Green Ridge Services': [17.9, 0.0], 'Tesla': [19.3, 0.0]} | 54059.6992 | 3604.7009 | 6.668% | 50454.9983 | 93.33% | 11175.9902 | 20.67% | 32919.9746 | 60.9% | 9.0167 | 9426.1143 | 17.44% | 9750.6289 | 18.04% | 18759.9551 | 34.7% | 5044.8218 | 9.332% | 14566.7021 | 26.95% | 39492.9971 | 31335.1543 | 57.96% | 22724.5449 | 32052.459 | 59.29% | 22007.2402 | 32924.5938 | 60.9% | 21135.1055 | 9513.4258 | 17.6% | 44546.2734 | 6414.7451 | 11.87% | 47644.9541
206 | Delta Switching Yard | NORTHERN CALIFORNIA | {'Kelso': [1.0, 965.0], 'Midway Green Ridge Services': [5.4, 984.0], 'Tesla': [6.8, 965.0], 'Brentwood': [8.7, 0.0], 'Cayetano': [9.3, 431.0], 'Lone Tree': [12.6, 0.0], 'Contra Costa': [16.3, 0.0], 'Vierra': [18.9, 0.0], 'Stagg': [19.9, 0.0]} | 126271.7578 | 1395.8167 | 1.105% | 124875.9412 | 98.89% | 38323.8516 | 30.35% | 74047.3594 | 58.64% | 10.8749 | 10199.6494 | 8.078% | 43472.082 | 34.43% | 13970.6094 | 11.06% | 1655.8755 | 1.311% | 66495.7969 | 52.66% | 59775.9609 | 59925.2734 | 47.46% | 66346.4844 | 65091.6641 | 51.55% | 61180.0938 | 87286.3594 | 69.13% | 38985.3984 | 8623.7012 | 6.829% | 117648.0566 | 8373.0107 | 6.631% | 117898.7471
207 | Green Ridge Midway | NORTHERN CALIFORNIA | {'Tesla': [1.6, 1632.0], 'Kelso': [5.0, 1577.0], 'Delta Pumps': [5.4, 984.0], 'Cayetano': [10.1, 28.0], 'Brentwood': [14.2, 0.0], 'Vierra': [17.8, 0.0], 'Lone Tree': [17.9, 0.0]} | 122167.5078 | 1660.1112 | 1.359% | 120507.3966 | 98.64% | 36692.0195 | 30.03% | 73866.3242 | 60.46% | 13.1563 | 7342.0693 | 6.01% | 24647.4629 | 20.18% | 15779.2402 | 12.92% | 174.8632 | 0.1431% | 83148.5312 | 68.06% | 39018.9766 | 73849.9844 | 60.45% | 48317.5234 | 75712.7109 | 61.97% | 46454.7969 | 101004.4609 | 82.68% | 21163.0469 | 27920.5625 | 22.85% | 94246.9453 | 7550.3857 | 6.18% | 114617.1221
208 | Inyo | GREATER KRAMER | {'Control': [2.2, 2176.0]} | 23098.3438 | 2373.5537 | 10.28% | 20724.79 | 89.72% | 18380.2832 | 79.57% | 3637.5664 | 15.75% | 4.0467 | 259.3678 | 1.123% | 0 | 0% | 15798.7598 | 68.4% | 0 | 0% | 0 | 0% | 23098.3438 | 5598.5176 | 24.24% | 17499.8262 | 8738.2305 | 37.83% | 14360.1133 | 9024.8115 | 39.07% | 14073.5322 | 16021.8174 | 69.36% | 7076.5264 | 2157.104 | 9.339% | 20941.2397
209 | Control | GREATER KRAMER | {'Inyo': [2.2, 2176.0]} | 26413.5352 | 2614.0488 | 9.897% | 23799.4863 | 90.1% | 20298.4824 | 76.85% | 4998.4805 | 18.92% | 4.2649 | 349.6771 | 1.324% | 0 | 0% | 20049.2402 | 75.91% | 0 | 0% | 0 | 0% | 26413.5352 | 7884.7397 | 29.85% | 18528.7954 | 11415.7344 | 43.22% | 14997.8008 | 11996.1006 | 45.42% | 14417.4346 | 17203.2676 | 65.13% | 9210.2676 | 2647.8403 | 10.02% | 23765.6948
210 | Big Creek Hydro Facilities | SPGE | {} | 61007.5 | 1758.2443 | 2.882% | 59249.2557 | 97.12% | 45936.6445 | 75.3% | 12597.5703 | 20.65% | 6.9953 | 0 | 0% | 0 | 0% | 22978.6406 | 37.67% | 25178.1191 | 41.27% | 23258.418 | 38.12% | 37749.082 | 41871.6289 | 68.63% | 19135.8711 | 16708.9043 | 27.39% | 44298.5957 | 49054.7852 | 80.41% | 11952.7148 | 44404.8906 | 72.79% | 16602.6094 | 3139.9695 | 5.147% | 57867.5305
211 | Moss Landing |  | {'Llagas': [18.4, 572.0]} | 63412.4688 | 14133.9658 | 22.29% | 49278.5029 | 77.71% | 1540.1469 | 2.429% | 40501.6149 | 63.87% | 20 | 6325.8921 | 9.976% | 31018.4961 | 48.92% | 2223.012 | 3.506% | 0 | 0% | 4669.3037 | 7.363% | 58743.165 | 17912.4629 | 28.25% | 45500.0059 | 21912.9707 | 34.56% | 41499.498 | 24685.0195 | 38.93% | 38727.4492 | 1536.3693 | 2.423% | 61876.0995 | 4225.6387 | 6.664% | 59186.8301
212 | Cal Ave | SPGE | {'Malaga': [2.8, 22432.0], 'West Fresno': [3.0, 18204.0], 'Kearney (New)': [6.6, 13564.0], 'Sanger': [8.5, 13615.0], 'McCall': [10.2, 13374.0], 'Gregg': [12.5, 2850.0], 'Mc Mullin': [15.2, 7720.0], 'Borden': [18.6, 285.0], 'Wahtoke': [18.7, 643.0], 'Kingsburg': [18.9, 378.0]} | 85653.5703 | 26952.4492 | 31.47% | 58701.1211 | 68.53% | 588.2338 | 0.6868% | 40708.6295 | 47.53% | 24.8517 | 19447.9102 | 22.71% | 58500.7812 | 68.3% | 0 | 0% | 0 | 0% | 0 | 0% | 85653.5703 | 0 | 0% | 85653.5703 | 0 | 0% | 85653.5703 | 0 | 0% | 85653.5703 | 0 | 0% | 85653.5703 | 232.5778 | 0.2715% | 85420.9925
213 | Poso Mountain | SPGE | {'Sycamore': [7.6, 23699.0], 'Kern Oil': [8.9, 21284.0], 'Cal Water': [10.0, 6097.0], 'Columbus': [11.1, 6451.0], 'Lerdo': [11.7, 23884.0], 'Bakersfield': [12.2, 9883.0], '7th Standard': [12.8, 15813.0], 'West Park': [13.6, 6943.0], 'Magunden': [13.8, 0.0], 'Rosedale': [14.3, 7109.0], 'Kern Power': [14.7, 6761.0], 'Renfro': [16.6, 3775.0], 'Stockdale': [17.8, 0.0], 'Lamont': [18.9, 0.0], 'Unknown - 3327': [18.9, 0.0], 'Rio Bravo': [18.9, 1098.0], 'Tevis': [19.2, 0.0]} | 176007.2031 | 33481.5938 | 19.02% | 142525.6094 | 80.98% | 46088.0234 | 26.19% | 123687.6172 | 70.27% | 6.7866 | 1996.1108 | 1.134% | 9910.5898 | 5.631% | 84991.1797 | 48.29% | 0 | 0% | 130153.9844 | 73.95% | 45853.2188 | 39379.1641 | 22.37% | 136628.0391 | 60822.3711 | 34.56% | 115184.832 | 133599.6719 | 75.91% | 42407.5312 | 70819.9609 | 40.24% | 105187.2422 | 2792.0957 | 1.586% | 173215.1074
214 | Walnut | GREATER LA METRO | {'Olinda': [4.6, 740.0], 'Rio Hondo': [6.9, 0.0], 'Mesa': [9.4, 0.0], 'Center': [10.5, 0.0], 'Laguna Bell': [11.6, 0.0], 'Goodrich': [12.6, 0.0], 'Del Amo': [13.9, 0.0], 'Barre': [13.9, 0.0], 'Lewis': [14.0, 11.0], 'Villa Park': [14.9, 206.0], 'Serrano': [15.4, 304.0], 'Lighthipe': [15.6, 0.0], 'Chino': [15.6, 567.0], 'Alamitos': [18.8, 0.0], 'Padua': [19.4, 0.0]} | 4022.0857 | 739.7744 | 18.39% | 3282.3113 | 81.61% | 158.5788 | 3.943% | 3373.334 | 83.87% | 16.1597 | 0 | 0% | 0 | 0% | 644.1115 | 16.01% | 3378.0322 | 83.99% | 2154.458 | 53.57% | 1867.6277 | 0 | 0% | 4022.0857 | 0 | 0% | 4022.0857 | 2154.458 | 53.57% | 1867.6277 | 1558.3114 | 38.74% | 2463.7743 | 729.5107 | 18.14% | 3292.575
215 | Chevmain | GREATER LA METRO | {'El Segundo': [1.2, 141.0], 'El Nido': [1.8, 149.0], 'Redondo': [3.8, 127.0], 'La Fresa': [4.6, 121.0], 'La Cienega': [6.9, 68.0], 'Arcogen': [10.9, 55.0], 'Hinson': [11.9, 31.0], 'Lighthipe': [13.2, 0.0], 'Harborgen': [13.2, 20.0], 'Long Beach': [13.9, 0.0], 'Laguna Bell': [15.5, 0.0], 'Center': [17.2, 0.0], 'Del Amo': [18.0, 0.0], 'Mesa': [19.2, 0.0], 'Alamitos': [19.9, 0.0]} | 372.1115 | 150.4934 | 40.44% | 221.6181 | 59.56% | 13.2524 | 3.561% | 17.73 | 4.765% | 6.7876 | 0 | 0% | 0 | 0% | 77.0914 | 20.72% | 0 | 0% | 10.7529 | 2.89% | 361.3586 | 113.7204 | 30.56% | 258.3912 | 204.9119 | 55.07% | 167.1997 | 215.6648 | 57.96% | 156.4467 | 0 | 0% | 372.1115 | 0.64248 | 0.1727% | 371.4691
216 | Long Beach |  | {'Harborgen': [0.9, 2129.0], 'Arcogen': [3.7, 2114.0], 'Hinson': [3.7, 2116.0], 'Alamitos': [7.3, 2113.0], 'Lighthipe': [8.4, 1818.0], 'Del Amo': [9.3, 1915.0], 'La Fresa': [9.5, 478.0], 'Redondo': [11.0, 10.0], 'El Nido': [12.4, 0.0], 'Center': [13.2, 0.0], 'Chevmain': [13.9, 0.0], 'Barre': [14.3, 41.0], 'El Segundo': [15.0, 0.0], 'Laguna Bell': [15.2, 0.0], 'Huntington Beach': [16.5, 24.0], 'Ellis': [17.2, 23.0], 'La Cienega': [18.4, 0.0], 'Lewis': [19.0, 0.0], 'Mesa': [19.8, 0.0]} | 5693.0889 | 2136.4675 | 37.53% | 3556.6213 | 62.47% | 921.6736 | 16.19% | 2970.9836 | 52.19% | 26.125 | 0 | 0% | 0 | 0% | 8.555 | 0.1503% | 0 | 0% | 0 | 0% | 5693.0889 | 592.5316 | 10.41% | 5100.5573 | 3548.7766 | 62.33% | 2144.3123 | 3548.7766 | 62.33% | 2144.3123 | 0 | 0% | 5693.0889 | 24.2063 | 0.4252% | 5668.8826
217 | Pit 1 | NORTHERN CALIFORNIA | {} | 122387.2031 | 25860.2812 | 21.13% | 96526.9219 | 78.87% | 37327.5781 | 30.5% | 76416.4766 | 62.44% | 7.7662 | 20324.3613 | 16.61% | 0 | 0% | 92051.625 | 75.21% | 0 | 0% | 33007.9297 | 26.97% | 89379.2734 | 51865.582 | 42.38% | 70521.6211 | 55302.4805 | 45.19% | 67084.7227 | 72650.4297 | 59.36% | 49736.7734 | 54231.8555 | 44.31% | 68155.3477 | 9644.1572 | 7.88% | 112743.0459
218 | Cove Rd | NORTHERN CALIFORNIA | {'Round Mt.': [4.9, 6559.0], 'New Sub - Pit 1 - Cottonwood (Proposed)': [6.8, 5698.0]} | 112200.4688 | 8772.25 | 7.818% | 103428.2188 | 92.18% | 59082.9844 | 52.66% | 47326.1406 | 42.18% | 5.0631 | 507.3327 | 0.4522% | 105.1392 | 0.09371% | 101190.4922 | 90.19% | 10444.2168 | 9.309% | 61539.1797 | 54.85% | 50661.2891 | 25640.582 | 22.85% | 86559.8867 | 35045.3984 | 31.23% | 77155.0703 | 77081.1328 | 68.7% | 35119.3359 | 73738.6719 | 65.72% | 38461.7969 | 6051.585 | 5.394% | 106148.8838
219 | Drum | NORTHERN CALIFORNIA | {'Brunswick': [14.5, 2978.0]} | 75761.8906 | 27846.8223 | 36.76% | 47915.0684 | 63.24% | 18057.1152 | 23.83% | 46282.498 | 61.09% | 9.2098 | 6.2271 | 0.008219% | 0 | 0% | 30974.6172 | 40.88% | 44163.7148 | 58.29% | 14564.7734 | 19.22% | 61197.1172 | 10903.9375 | 14.39% | 64857.9531 | 5089.5981 | 6.718% | 70672.2925 | 25932.3652 | 34.23% | 49829.5254 | 26285.6758 | 34.7% | 49476.2148 | 1402.7968 | 1.852% | 74359.0939
220 | Vierra | NORTHERN CALIFORNIA | {'Ripon': [7.6, 11626.0], 'Weber': [8.6, 12197.0], 'Stagg': [14.0, 1390.0], 'Westley': [15.5, 321.0], 'Tesla': [17.0, 0.0], 'Midway Green Ridge Services': [17.8, 0.0], 'Kelso': [18.0, 0.0], 'Delta Pumps': [18.9, 0.0], 'Eight Mile': [18.9, 0.0]} | 117899.0625 | 14215.9902 | 12.06% | 103683.0723 | 87.94% | 1866.8536 | 1.583% | 89002.7089 | 75.49% | 18.6183 | 21989.0371 | 18.65% | 82193.7734 | 69.72% | 0 | 0% | 0 | 0% | 23257.0449 | 19.73% | 94642.0176 | 14610.2002 | 12.39% | 103288.8623 | 14610.2002 | 12.39% | 103288.8623 | 29515.0117 | 25.03% | 88384.0508 | 0 | 0% | 117899.0625 | 6028.9927 | 5.114% | 111870.0698
221 | Coyote | NORTHERN CALIFORNIA | {'Metcalf': 0.3, 'Hicks': 8.5, 'Schulte Switching Station': 15.7, 'Los Esteros': 17.5} | 33745.5859 | 2588.9795 | 7.672% | 31156.6064 | 92.33% | 10796.1416 | 31.99% | 17621.0889 | 52.22% | 10.0843 | 1244.0984 | 3.687% | 748.5324 | 2.218% | 20563.4902 | 60.94% | 4929.9536 | 14.61% | 27443.0488 | 81.32% | 6302.5371 | 9248.3936 | 27.41% | 24497.1924 | 13578.9893 | 40.24% | 20166.5967 | 28528.668 | 84.54% | 5216.918 | 20207.6191 | 59.88% | 13537.9668 | 1590.6261 | 4.714% | 32154.9598
222 | Metcalf | NORTHERN CALIFORNIA | {'Metcalf 1': [0.3, 2558.0], 'Hicks': [8.5, 181.0], 'Scott': [15.7, 111.0], 'Los Esteros': [17.5, 132.0], 'Llagas': [18.1, 616.0]} | 34450.125 | 2640.0789 | 7.663% | 31810.0461 | 92.34% | 11499.3252 | 33.38% | 17682.0283 | 51.33% | 9.7703 | 1242.5642 | 3.607% | 747.3508 | 2.169% | 21570.8047 | 62.61% | 4624.4038 | 13.42% | 27993.7285 | 81.26% | 6456.3965 | 9426.29 | 27.36% | 25023.835 | 13573.8145 | 39.4% | 20876.3105 | 29123.0996 | 84.54% | 5327.0254 | 20786.3691 | 60.34% | 13663.7559 | 1586.5137 | 4.605% | 32863.6113
223 | Diablo | SPGE | {'Morro Bay': [10.9, 150.0], 'San Luis Obispo': [12.4, 934.0], 'Oceano': [17.0, 75.0]} | 24863.4609 | 2169.5557 | 8.726% | 22693.9053 | 91.27% | 9404.8613 | 37.83% | 13454.9863 | 54.12% | 7.9966 | 704.1533 | 2.832% | 896.6432 | 3.606% | 7850.5244 | 31.57% | 14790.9297 | 59.49% | 1312.6901 | 5.28% | 23550.7709 | 4062.0325 | 16.34% | 20801.4285 | 17946.709 | 72.18% | 6916.752 | 17946.709 | 72.18% | 6916.752 | 11794.4111 | 47.44% | 13069.0498 | 2512.2849 | 10.1% | 22351.176
224 | Coolwater | GREATER KRAMER | {'Tortilla': [10.0, 0.0]} | 49143.5195 | 5353.6963 | 10.89% | 43789.8232 | 89.11% | 8964.1299 | 18.24% | 25554.6475 | 52% | 20.3022 | 454.8634 | 0.9256% | 629.834 | 1.282% | 0 | 0% | 0 | 0% | 40987.4062 | 83.4% | 8156.1133 | 16358.8818 | 33.29% | 32784.6377 | 10864.8389 | 22.11% | 38278.6807 | 41951.5625 | 85.37% | 7191.957 | 19373.6094 | 39.42% | 29769.9102 | 1854.3103 | 3.773% | 47289.2092
225 | San Onofre | GREATER LA METRO | {'Talega': [5.8, 361.0], 'Capistrano': [11.8, 347.0], 'Margarita': [13.1, 342.0], 'Trabuco': [15.0, 336.0], 'San Luis Rey': [16.8, 0.0]} | 4378.0811 | 363.6763 | 8.307% | 4014.4048 | 91.69% | 3359.0242 | 76.72% | 716.3247 | 16.36% | 5.8257 | 81.2519 | 1.856% | 0 | 0% | 4188.4478 | 95.67% | 0 | 0% | 335.7756 | 7.669% | 4042.3054 | 3291.6003 | 75.18% | 1086.4807 | 3308.2224 | 75.56% | 1069.8586 | 3308.2224 | 75.56% | 1069.8586 | 2784.2283 | 63.59% | 1593.8528 | 237.0684 | 5.415% | 4141.0127
226 | Woodland | NORTHERN CALIFORNIA | {'Davis': [9.3, 2751.0], 'Madison': [11.3, 6964.0], 'Putah Creek': [16.7, 3621.0]} | 138870.2812 | 10764.3135 | 7.751% | 128105.9678 | 92.25% | 16720.1602 | 12.04% | 111361.4805 | 80.19% | 9.2481 | 27959.2617 | 20.13% | 87944.7578 | 63.33% | 0 | 0% | 0 | 0% | 66760.1719 | 48.07% | 72110.1094 | 26689.5918 | 19.22% | 112180.6895 | 41818.9961 | 30.11% | 97051.2852 | 84956.4609 | 61.18% | 53913.8203 | 0 | 0% | 138870.2812 | 8369.7402 | 6.027% | 130500.541
227 | Donnells | NORTHERN CALIFORNIA | {} | 100123.125 | 22850.834 | 22.82% | 77272.291 | 77.18% | 76868.6641 | 76.77% | 22161.8594 | 22.13% | 4.0505 | 0 | 0% | 0 | 0% | 53382.8398 | 53.32% | 18239.1328 | 18.22% | 2223.6143 | 2.221% | 97899.5107 | 5313.0171 | 5.306% | 94810.1079 | 16721.9902 | 16.7% | 83401.1348 | 19181.8965 | 19.16% | 80941.2285 | 68403.4297 | 68.32% | 31719.6953 | 2397.3623 | 2.394% | 97725.7627
228 | Mandalay | GREATER LA METRO | {'Santa Clara': [7.5, 15367.0]} | 31714.0898 | 18687.4531 | 58.92% | 13026.6367 | 41.08% | 6068.75 | 19.14% | 23295.6641 | 73.46% | 4.5826 | 2693.8757 | 8.494% | 3636.687 | 11.47% | 207.2696 | 0.6536% | 15044.2959 | 47.44% | 373.3519 | 1.177% | 31340.738 | 2381.4814 | 7.509% | 29332.6084 | 4978.604 | 15.7% | 26735.4858 | 4978.604 | 15.7% | 26735.4858 | 4331.2446 | 13.66% | 27382.8452 | 2369.2537 | 7.471% | 29344.8362
229 | North Gila | ARIZONA MINOR | {} | 31234.7031 | 691.3843 | 2.214% | 30543.3188 | 97.79% | 18029.459 | 57.72% | 11481.6367 | 36.76% | 4.2994 | 2256.3455 | 7.224% | 11290.1641 | 36.15% | 0 | 0% | 0 | 0% | 325.4064 | 1.042% | 30909.2968 | 24715.2812 | 79.13% | 6519.4219 | 22409.5293 | 71.75% | 8825.1738 | 24741.7285 | 79.21% | 6492.9746 | 11889.5117 | 38.07% | 19345.1914 | 1670.6292 | 5.349% | 29564.074
230 | Eight Mile | NORTHERN CALIFORNIA | {'Stagg': [4.8, 3709.0], 'Weber': [12.2, 750.0], 'Lockeford': [12.5, 3536.0], 'Grand Island': [16.6, 0.0], 'Vierra': [18.9, 0.0], 'Brentwood': [19.0, 0.0]} | 123737.6094 | 5130.8789 | 4.147% | 118606.7305 | 95.85% | 20038.9199 | 16.19% | 72084.9629 | 58.26% | 12 | 12938.5596 | 10.46% | 91133.1641 | 73.65% | 0 | 0% | 0 | 0% | 16010.498 | 12.94% | 107727.1113 | 29138.668 | 23.55% | 94598.9414 | 32422.9473 | 26.2% | 91314.6621 | 39254.5273 | 31.72% | 84483.082 | 0 | 0% | 123737.6094 | 7796.8975 | 6.301% | 115940.7119
231 | Kern Power | SPGE | {'Rosedale': [1.1, 13645.0], 'West Park': [3.2, 10715.0], 'Renfro': [3.8, 8881.0], 'Tevis': [4.5, 6330.0], '7th Standard': [4.5, 9529.0], 'Stockdale': [4.7, 5444.0], 'Bakersfield': [5.3, 9644.0], 'Kern Oil': [6.0, 9574.0], 'Sycamore': [7.8, 8987.0], 'Lerdo': [8.9, 9500.0], 'Columbus': [9.0, 3867.0], 'Tupman': [9.9, 2507.0], 'Magunden': [10.0, 1538.0], 'Rio Bravo': [10.2, 3838.0], 'Cal Water': [11.5, 2963.0], 'Norco': [13.6, 939.0], 'Unknown - 3327': [14.4, 1505.0], 'Lamont': [14.5, 1505.0], 'Poso Mt.': [14.7, 6761.0], 'Shafter': [15.5, 1934.0], 'Grimmway-Malaga': [16.2, 1511.0], 'Elk Hills': [19.0, 0.0]} | 98572.875 | 14606.2715 | 14.82% | 83966.6035 | 85.18% | 2495.803 | 2.532% | 83273.5642 | 84.48% | 16.1 | 8120.644 | 8.238% | 48238.5352 | 48.94% | 0 | 0% | 0 | 0% | 32993.4492 | 33.47% | 65579.4258 | 17132.7559 | 17.38% | 81440.1191 | 35640.4727 | 36.16% | 62932.4023 | 49349.4844 | 50.06% | 49223.3906 | 494.2108 | 0.5014% | 98078.6642 | 9619.2188 | 9.758% | 88953.6562
232 | Renfro | SPGE | {'Kern Power': [3.8, 8881.0], '7th Standard': [4.0, 9786.0], 'Rosedale': [4.9, 8117.0], 'Tevis': [5.1, 4110.0], 'Tupman': [6.4, 8249.0], 'Rio Bravo': [6.6, 9721.0], 'West Park': [7.0, 5880.0], 'Stockdale': [7.3, 2902.0], 'Lerdo': [7.8, 10095.0], 'Kern Oil': [8.9, 5343.0], 'Bakersfield': [9.0, 5077.0], 'Norco': [10.8, 2954.0], 'Sycamore': [10.8, 4828.0], 'Shafter': [12.3, 7817.0], 'Columbus': [12.7, 497.0], 'Magunden': [13.8, 2.0], 'Cal Water': [15.0, 0.0], 'Midway': [16.3, 4003.0], 'Elk Hills': [16.4, 0.0], 'Poso Mt.': [16.6, 3775.0], 'Charca': [17.7, 597.0], 'Unknown - 3327': [18.1, 0.0], 'Lamont': [18.2, 0.0], 'Midway - Wheeler Ridge (Proposed)': [19.3, 72.0], 'Grimmway-Malaga': [19.7, 0.0]} | 113942.9297 | 14962.5146 | 13.13% | 98980.415 | 86.87% | 7748.8853 | 6.801% | 92890.2319 | 81.52% | 15.8233 | 12569.5234 | 11.03% | 60152.3789 | 52.79% | 0 | 0% | 0 | 0% | 31830.9004 | 27.94% | 82112.0293 | 28919.3691 | 25.38% | 85023.5605 | 49769.7812 | 43.68% | 64173.1484 | 56842.8789 | 49.89% | 57100.0508 | 494.2108 | 0.4337% | 113448.7189 | 14786.2559 | 12.98% | 99156.6738
233 | Highwind | GREATER TEHACHAPI | {'Windhub': [7.1, 10768.0], 'Whirlwind': [16.9, 760.0]} | 88742.4922 | 18759.9453 | 21.14% | 69982.5469 | 78.86% | 10857.0537 | 12.23% | 41948.0557 | 47.27% | 24 | 245.1235 | 0.2762% | 782.4595 | 0.8817% | 47315.4258 | 53.32% | 13783.4424 | 15.53% | 34786.5391 | 39.2% | 53955.9531 | 16118.1094 | 18.16% | 72624.3828 | 42892.1562 | 48.33% | 45850.3359 | 61272.1289 | 69.04% | 27470.3633 | 27162.5078 | 30.61% | 61579.9844 | 1330.4362 | 1.499% | 87412.056
234 | Sylmar | GREATER LA METRO | {'Saugus': [9.1, 1482.0], 'Pardee': [10.4, 1180.0], 'Gould': [18.8, 101.0]} | 16100.4248 | 3074.9307 | 19.1% | 13025.4941 | 80.9% | 4308.46 | 26.76% | 9020.4473 | 56.03% | 16.52 | 14.7556 | 0.09165% | 7.4145 | 0.04605% | 7.236 | 0.04494% | 16093.1807 | 99.96% | 5455.9653 | 33.89% | 10644.4595 | 851.1035 | 5.286% | 15249.3213 | 2245.2871 | 13.95% | 13855.1377 | 7701.2524 | 47.83% | 8399.1724 | 8019.7607 | 49.81% | 8080.6641 | 1773.7861 | 11.02% | 14326.6387
235 | Westley | SPGE | {'Ripon': [12.6, 811.0], 'Crow Creek': [14.7, 463.0], 'Fink (Proposed)': [14.9, 447.0], 'Vierra': [15.5, 321.0]} | 149455.9688 | 3695.7158 | 2.473% | 145760.2529 | 97.53% | 16711.3906 | 11.18% | 110559.9375 | 73.97% | 12.5297 | 12928.4629 | 8.65% | 92827.8516 | 62.11% | 8011.3848 | 5.36% | 0 | 0% | 101409.1875 | 67.85% | 48046.7812 | 36073.2773 | 24.14% | 113382.6914 | 40109.8945 | 26.84% | 109346.0742 | 112310.7031 | 75.15% | 37145.2656 | 23156.4258 | 15.49% | 126299.543 | 6064.1533 | 4.057% | 143391.8154
236 | GWF Hanford Sw Sta | SPGE | {'Waukena': [9.9, 44038.0], 'Leprino': [10.6, 41416.0], 'Corcoran': [12.2, 27743.0], 'Henrietta': [14.4, 20971.0], 'Mustang': [15.4, 16886.0], 'Kingsburg': [15.5, 7437.0]} | 164166.3125 | 89082.3047 | 54.26% | 75084.0078 | 45.74% | 10247.292 | 6.242% | 132382.7549 | 80.64% | 11.2113 | 81627.5547 | 49.72% | 59161.7812 | 36.04% | 0 | 0% | 0 | 0% | 900.5292 | 0.5485% | 163265.7833 | 2640.6538 | 1.609% | 161525.6587 | 16906.3223 | 10.3% | 147259.9902 | 16985.3145 | 10.35% | 147180.998 | 0 | 0% | 164166.3125 | 6426.2734 | 3.914% | 157740.0391
237 | Tevis | SPGE | {'Stockdale': [3.5, 11140.0], 'Kern Power': [4.5, 6330.0], 'Rosedale': [4.9, 6435.0], 'Renfro': [5.1, 4110.0], 'West Park': [6.3, 5095.0], '7th Standard': [8.3, 1574.0], 'Tupman': [8.3, 2460.0], 'Bakersfield': [8.4, 3364.0], 'Kern Oil': [10.3, 2061.0], 'Norco': [10.4, 3394.0], 'Rio Bravo': [11.3, 1545.0], 'Columbus': [12.0, 1192.0], 'Magunden': [12.0, 1303.0], 'Sycamore': [12.0, 1699.0], 'Lerdo': [12.5, 1545.0], 'Cal Water': [14.7, 1160.0], 'Unknown - 3327': [15.1, 1717.0], 'Lamont': [15.2, 1661.0], 'Elk Hills': [15.4, 0.0], 'Midway - Wheeler Ridge (Proposed)': [15.8, 3597.0], 'Grimmway-Malaga': [15.9, 1928.0], 'Shafter': [17.1, 871.0], 'Wheeler Ridge': [18.1, 735.0], 'Midway': [19.1, 0.0], 'Poso Mt.': [19.2, 0.0]} | 108836.3828 | 13111.0889 | 12.05% | 95725.2939 | 87.95% | 10934.9326 | 10.05% | 83471.5596 | 76.69% | 16.2925 | 19426.9805 | 17.85% | 53256.0156 | 48.93% | 0 | 0% | 0 | 0% | 29517.6348 | 27.12% | 79318.748 | 36378.1875 | 33.42% | 72458.1953 | 61333.6602 | 56.35% | 47502.7227 | 63704.2773 | 58.53% | 45132.1055 | 494.2108 | 0.4541% | 108342.1721 | 13284.9707 | 12.21% | 95551.4121
238 | Otay Mesa | SAN DIEGO | {'Miguel': [8.3, 278.0], 'Bay Boulevard': [11.0, 18.0], 'Silvergate': [15.9, 0.0], 'Mission': [19.6, 0.0]} | 13543.1436 | 301.0909 | 2.223% | 13242.0527 | 97.78% | 1504.8613 | 11.11% | 8186.2002 | 60.45% | 13.6 | 34.6264 | 0.2557% | 11.0412 | 0.08153% | 6022.8955 | 44.47% | 6998.6587 | 51.68% | 591.5141 | 4.368% | 12951.6295 | 12526.0889 | 92.49% | 1017.0547 | 12950.1504 | 95.62% | 592.9932 | 13129.252 | 96.94% | 413.8916 | 7050.4258 | 52.06% | 6492.7178 | 739.6719 | 5.462% | 12803.4716
239 | Redondo | GREATER LA METRO | {'El Nido': [3.4, 132.0], 'La Fresa': [3.5, 156.0], 'Chevmain': [3.8, 127.0], 'El Segundo': [4.6, 117.0], 'Arcogen': [8.6, 66.0], 'Hinson': [9.7, 41.0], 'Harborgen': [10.4, 30.0], 'La Cienega': [10.5, 45.0], 'Long Beach': [11.0, 10.0], 'Lighthipe': [12.4, 1.0], 'Laguna Bell': [16.4, 0.0], 'Del Amo': [16.7, 0.0], 'Center': [17.1, 0.0], 'Alamitos': [17.6, 2.0]} | 817.8596 | 165.0435 | 20.18% | 652.816 | 79.82% | 47.3761 | 5.793% | 196.8144 | 24.06% | 8.5241 | 0 | 0% | 0 | 0% | 136.4639 | 16.69% | 0 | 0% | 10.7529 | 1.315% | 807.1066 | 101.4741 | 12.41% | 716.3855 | 609.4815 | 74.52% | 208.3781 | 620.2344 | 75.84% | 197.6251 | 0 | 0% | 817.8596 | 0.64248 | 0.07856% | 817.2171
240 | Arkansas | GREATER IMPERIAL | {'Sonora': [2.7, 30973.0], 'Bannister': [7.8, 20263.0]} | 148414.5156 | 37242.793 | 25.09% | 111171.7227 | 74.91% | 14358.9092 | 9.675% | 130689.1377 | 88.06% | 7.9508 | 44761.2305 | 30.16% | 71671.5078 | 48.29% | 0 | 0% | 0 | 0% | 9338.7539 | 6.292% | 139075.7617 | 41272.0625 | 27.81% | 107142.4531 | 61079.8242 | 41.15% | 87334.6914 | 62804.5273 | 42.32% | 85609.9883 | 1097.0713 | 0.7392% | 147317.4443 | 9809.4521 | 6.609% | 138605.0635
241 | California Water | SPGE | {'Columbus': [2.7, 13455.0], 'Magunden': [4.4, 8033.0], 'Sycamore': [5.5, 9274.0], 'Bakersfield': [6.3, 10170.0], 'Kern Oil': [6.9, 8345.0], 'West Park': [8.5, 6482.0], 'Lamont': [8.9, 8033.0], 'Unknown - 3327': [8.9, 8033.0], 'Poso Mt.': [10.0, 6097.0], 'Rosedale': [10.5, 4329.0], 'Kern Power': [11.5, 2963.0], 'Stockdale': [11.9, 2857.0], 'Grimmway-Malaga': [12.3, 8033.0], '7th Standard': [13.0, 3708.0], 'Tevis': [14.7, 1160.0], 'Renfro': [15.0, 0.0], 'Lerdo': [15.1, 4612.0]} | 115542.875 | 14130.4023 | 12.23% | 101412.4727 | 87.77% | 23524.2227 | 20.36% | 83390.8398 | 72.17% | 8.1457 | 1448.7537 | 1.254% | 18665.5117 | 16.15% | 44336.5977 | 38.37% | 0 | 0% | 81195.8906 | 70.27% | 34346.9844 | 24031.832 | 20.8% | 91511.043 | 34626.8203 | 29.97% | 80916.0547 | 81667.4844 | 70.68% | 33875.3906 | 39080.7539 | 33.82% | 76462.1211 | 2173.9958 | 1.882% | 113368.8792
242 | Grimway | SPGE | {'Lamont': [3.4, 18212.0], 'Unknown - 3327': [3.4, 18304.0], 'Magunden': [8.6, 11134.0], 'Columbus': [11.3, 8406.0], 'Cal Water': [12.3, 8033.0], 'Bakersfield': [12.6, 6023.0], 'Stockdale': [12.6, 7358.0], 'Wheeler Ridge': [12.7, 10426.0], 'West Park': [13.4, 4725.0], 'Rosedale': [15.2, 2653.0], 'Tevis': [15.9, 1928.0], 'Sycamore': [15.9, 3176.0], 'Kern Oil': [16.1, 2247.0], 'Kern Power': [16.2, 1511.0], 'Renfro': [19.7, 0.0]} | 131419.5156 | 22033.1504 | 16.77% | 109386.3652 | 83.23% | 10135.4395 | 7.712% | 113094.6855 | 86.06% | 9.6 | 14588.6094 | 11.1% | 82484.25 | 62.76% | 7143.8613 | 5.436% | 52.9578 | 0.0403% | 25157.6035 | 19.14% | 106261.9121 | 17705.8887 | 13.47% | 113713.627 | 29097.9941 | 22.14% | 102321.5215 | 42895.1328 | 32.64% | 88524.3828 | 10585.0625 | 8.054% | 120834.4531 | 1892.6659 | 1.44% | 129526.8497
243 | Viejo | GREATER LA METRO | {'Santiago': [7.2, 335.0], 'Trabuco': [7.4, 583.0], 'Margarita': [8.1, 417.0], 'Capistrano': [10.7, 320.0], 'Lee Lake (Proposed)': [12.5, 2.0], 'Johanna': [12.5, 335.0], 'Serrano': [14.0, 52.0], 'Villa Park': [15.1, 52.0], 'Talega': [15.3, 230.0], 'Ellis': [17.4, 0.0], 'Lewis': [17.7, 0.0], 'Huntington Beach': [19.4, 0.0]} | 13857.1367 | 636.8973 | 4.596% | 13220.2394 | 95.4% | 5625.1406 | 40.59% | 4130.5107 | 29.81% | 35.1885 | 18.9114 | 0.1365% | 26.2704 | 0.1896% | 3913.7026 | 28.24% | 9710.8945 | 70.08% | 7017.0981 | 50.64% | 6840.0386 | 5843.9438 | 42.17% | 8013.1929 | 8060.8774 | 58.17% | 5796.2593 | 12333.8643 | 89.01% | 1523.2725 | 8297.2451 | 59.88% | 5559.8916 | 1650.5609 | 11.91% | 12206.5758
244 | Kelso | NORTHERN CALIFORNIA | {'Delta Pumps': [1.0, 965.0], 'Midway Green Ridge Services': [5.0, 1577.0], 'Tesla': [6.2, 1577.0], 'Brentwood': [9.3, 0.0], 'Cayetano': [10.0, 0.0], 'Lone Tree': [13.4, 0.0], 'Contra Costa': [17.1, 0.0], 'Vierra': [18.0, 0.0], 'Stagg': [19.3, 0.0]} | 130889.375 | 1577.3792 | 1.205% | 129311.9958 | 98.79% | 41594.1719 | 31.78% | 75065.5703 | 57.35% | 11.3605 | 10093.958 | 7.712% | 48329.1484 | 36.92% | 11513.3916 | 8.796% | 1137.3885 | 0.869% | 70611.2969 | 53.95% | 60278.0781 | 59113.9922 | 45.16% | 71775.3828 | 64280.3789 | 49.11% | 66608.9961 | 89072.2891 | 68.05% | 41817.0859 | 9454.043 | 7.223% | 121435.332 | 8513.6143 | 6.504% | 122375.7607
245 | BlytheSC 161 kV | RIVERSIDE | {'Colorado River': [12.6, 14194.0]} | 110875.7188 | 29838.0117 | 26.91% | 81037.707 | 73.09% | 12865.9717 | 11.6% | 87288.7002 | 78.73% | 12.697 | 28277.5195 | 25.5% | 40927.6328 | 36.91% | 0 | 0% | 0 | 0% | 31263.3379 | 28.2% | 79612.3809 | 37746.168 | 34.04% | 73129.5508 | 20142.0664 | 18.17% | 90733.6523 | 51459.1875 | 46.41% | 59416.5312 | 13270.0215 | 11.97% | 97605.6973 | 1836.5602 | 1.656% | 109039.1586
246 | Windhub | GREATER TEHACHAPI | {'Highwind': [7.1, 10768.0], 'Whirlwind': [15.0, 3101.0]} | 104670.7109 | 37034.9961 | 35.38% | 67635.7148 | 64.62% | 3093.6272 | 2.956% | 42676.6111 | 40.77% | 32.125 | 130.4025 | 0.1246% | 1714.2988 | 1.638% | 34749.8477 | 33.2% | 28.8742 | 0.02759% | 32996.0625 | 31.52% | 71674.6484 | 30871.8066 | 29.49% | 73798.9043 | 38943.2695 | 37.21% | 65727.4414 | 64138.2344 | 61.28% | 40532.4766 | 14164.8799 | 13.53% | 90505.8311 | 667.3558 | 0.6376% | 104003.3551
247 | Camanche | NORTHERN CALIFORNIA | {'Rancho Seco - Bellota (Proposed)': [5.8, 10193.0], 'Lockeford': [9.9, 15497.0], 'Bellota': [13.7, 5724.0]} | 131926.7344 | 15732.7598 | 11.93% | 116193.9746 | 88.07% | 12998.7676 | 9.853% | 80734.6621 | 61.2% | 18.1286 | 29513.5215 | 22.37% | 18616.3242 | 14.11% | 24915.748 | 18.89% | 0 | 0% | 80920.1719 | 61.34% | 51006.5625 | 52944.6055 | 40.13% | 78982.1289 | 90323.6172 | 68.46% | 41603.1172 | 103985.3672 | 78.82% | 27941.3672 | 35316.3438 | 26.77% | 96610.3906 | 26001.2773 | 19.71% | 105925.457
248 | Whirlwind | GREATER TEHACHAPI | {'Antelope': [14.1, 15722.0], 'Windhub': [15.0, 3101.0], 'Highwind': [16.9, 760.0]} | 150336.9219 | 58568.4297 | 38.96% | 91768.4922 | 61.04% | 13069.0215 | 8.693% | 45584.4004 | 30.32% | 38.75 | 1808.1675 | 1.203% | 2899.6299 | 1.929% | 62749.3125 | 41.74% | 0.58921 | 0.0003919% | 34918.8359 | 23.23% | 115418.0859 | 58809.4922 | 39.12% | 91527.4297 | 33486.2656 | 22.27% | 116850.6562 | 83619.5078 | 55.62% | 66717.4141 | 22223.4629 | 14.78% | 128113.459 | 706.2312 | 0.4698% | 149630.6907
249 | El Casco | RIVERSIDE | {'San Bernardino': [12.1, 1378.0], 'Vista': [14.8, 72.0], 'Valley': [16.3, 1525.0]} | 65952.2422 | 8379.2178 | 12.7% | 57573.0244 | 87.3% | 2336.9106 | 3.543% | 41564.4292 | 63.02% | 19.7506 | 4570.5269 | 6.93% | 2813.4172 | 4.266% | 10060.9873 | 15.25% | 49774.9102 | 75.47% | 26612.5312 | 40.35% | 39339.7109 | 26435.4199 | 40.08% | 39516.8223 | 39518.5352 | 59.92% | 26433.707 | 53372.8594 | 80.93% | 12579.3828 | 26096.3887 | 39.57% | 39855.8535 | 3940.1777 | 5.974% | 62012.0645
250 | Suncrest | SAN DIEGO | {'Suncrest - Ocotillo (Proposed)': [13.8, 899.0], 'Miguel': [19.7, 0.0]} | 77061.0547 | 5468.9365 | 7.097% | 71592.1182 | 92.9% | 20872.1582 | 27.09% | 36807.5332 | 47.76% | 13.45 | 85.8957 | 0.1115% | 1.9854 | 0.002576% | 143.3102 | 0.186% | 76917.7969 | 99.81% | 14472.6094 | 18.78% | 62588.4453 | 23034.0391 | 29.89% | 54027.0156 | 45543.1953 | 59.1% | 31517.8594 | 50122.5703 | 65.04% | 26938.4844 | 51781.375 | 67.2% | 25279.6797 | 2905.248 | 3.77% | 74155.8066
251 | Colorado River | RIVERSIDE | {'Blythe': [12.6, 14194.0]} | 91644.6094 | 15376.8623 | 16.78% | 76267.7471 | 83.22% | 31756.0352 | 34.65% | 57232.0039 | 62.45% | 7.3686 | 9842.3828 | 10.74% | 13417.6807 | 14.64% | 0 | 0% | 0 | 0% | 37931.2539 | 41.39% | 53713.3555 | 43410.5117 | 47.37% | 48234.0977 | 37544.3477 | 40.97% | 54100.2617 | 55063.4883 | 60.08% | 36581.1211 | 43429.6484 | 47.39% | 48214.9609 | 635.0745 | 0.693% | 91009.5349
252 | Redbluff | RIVERSIDE | {'Kem': [15.1, 4254.0], 'Julian Hinds': [18.1, 0.0]} | 36340.6016 | 16360.7422 | 45.02% | 19979.8594 | 54.98% | 17972.8281 | 49.46% | 17712.5703 | 48.74% | 4.8763 | 928.5963 | 2.555% | 0 | 0% | 0 | 0% | 0 | 0% | 11257.4482 | 30.98% | 25083.1533 | 105.6647 | 0.2908% | 36234.9369 | 0 | 0% | 36340.6016 | 11363.1133 | 31.27% | 24977.4883 | 5277.231 | 14.52% | 31063.3706 | 889.0283 | 2.446% | 35451.5732
253 | Ocotillo | GREATER IMPERIAL | {'East County': [9.2, 3493.0], 'Boulevard': [14.6, 1022.0], 'Imperial Valley': [19.2, 0.0]} | 26198.0273 | 7176.3462 | 27.39% | 19021.6812 | 72.61% | 10813.207 | 41.27% | 12622.9688 | 48.18% | 5.1646 | 0 | 0% | 0 | 0% | 397.6266 | 1.518% | 0 | 0% | 9137.3467 | 34.88% | 17060.6807 | 4943.2153 | 18.87% | 21254.812 | 3785.2986 | 14.45% | 22412.7288 | 14748.5713 | 56.3% | 11449.4561 | 9868.0596 | 37.67% | 16329.9678 | 6.7933 | 0.02593% | 26191.234
254 | Ivanpah | SNV ELDORADO DESERT | {'Primm': [9.5, 8.0]} | 2016.9741 | 8.0224 | 0.3977% | 2008.9517 | 99.6% | 1565.8478 | 77.63% | 439.725 | 21.8% | 2.597 | 0 | 0% | 0 | 0% | 0 | 0% | 0 | 0% | 1140.4165 | 56.54% | 876.5576 | 1641.6527 | 81.39% | 375.3214 | 538.553 | 26.7% | 1478.4211 | 1676.8672 | 83.14% | 340.1069 | 1295.6542 | 64.24% | 721.3199 | 0.0010884 | 5.396e-05% | 2016.973
255 | Alamitos | GREATER LA METRO | {'Del Amo': [5.7, 1916.0], 'Long Beach': [7.3, 2113.0], 'Barre': [7.4, 60.0], 'Harborgen': [7.5, 2105.0], 'Hinson': [8.0, 2093.0], 'Lighthipe': [9.1, 1818.0], 'Arcogen': [9.1, 2090.0], 'Ellis': [10.5, 57.0], 'Huntington Beach': [10.8, 58.0], 'Center': [11.3, 0.0], 'Lewis': [11.9, 0.0], 'Johanna': [14.6, 15.0], 'Laguna Bell': [14.8, 0.0], 'La Fresa': [15.3, 471.0], 'Villa Park': [15.6, 0.0], 'Olinda': [16.1, 0.0], 'Redondo': [17.6, 2.0], 'El Nido': [18.2, 0.0], 'Serrano': [18.3, 0.0], 'Mesa': [18.8, 0.0], 'Walnut': [18.8, 0.0], 'Chevmain': [19.9, 0.0]} | 7454.8716 | 2147.2495 | 28.8% | 5307.6221 | 71.2% | 938.038 | 12.58% | 2777.5841 | 37.26% | 60.5 | 0 | 0% | 0 | 0% | 0 | 0% | 0 | 0% | 0 | 0% | 7454.8716 | 688.6575 | 9.238% | 6766.2141 | 5290.9995 | 70.97% | 2163.8721 | 5290.9995 | 70.97% | 2163.8721 | 0 | 0% | 7454.8716 | 33.2326 | 0.4458% | 7421.6389
256 | Shilo III | NORTHERN CALIFORNIA | {'Birds Landing': [3.2, 30622.0], 'Pittsburg': [9.6, 14802.0], 'Peabody': [10.5, 1155.0], 'Kirker': [10.8, 12701.0], 'Contra Costa': [12.2, 13463.0], 'Grand Island': [14.6, 7300.0], 'Lone Tree': [16.1, 1038.0], 'Vaca-Dixon & Gc Yard': [16.5, 0.0], 'Clayton': [16.9, 0.0], 'Martinez': [18.1, 0.0], 'Brentwood': [19.6, 0.0]} | 104421.7656 | 30621.9082 | 29.33% | 73799.8574 | 70.67% | 28000.9922 | 26.82% | 72602.5391 | 69.53% | 6.4064 | 36085.793 | 34.56% | 7665.5386 | 7.341% | 0 | 0% | 0 | 0% | 17182.6836 | 16.46% | 87239.082 | 39236.2969 | 37.57% | 65185.4688 | 38618.2422 | 36.98% | 65803.5234 | 54843.0859 | 52.52% | 49578.6797 | 4832.4653 | 4.628% | 99589.3003 | 32511.9141 | 31.14% | 71909.8516
257 | ECO | GREATER IMPERIAL | {'Boulevard': [9.0, 3781.0], 'Ocotillo Express': [9.2, 3493.0]} | 23342.8438 | 6252.1079 | 26.78% | 17090.7358 | 73.22% | 3759.7461 | 16.11% | 16672.4141 | 71.42% | 8.3848 | 47.8199 | 0.2049% | 68.2322 | 0.2923% | 14620.7715 | 62.63% | 0 | 0% | 2620.4612 | 11.23% | 20722.3826 | 7827.4058 | 33.53% | 15515.438 | 8393.208 | 35.96% | 14949.6357 | 12668.2891 | 54.27% | 10674.5547 | 7413.7646 | 31.76% | 15929.0791 | 391.6476 | 1.678% | 22951.1961
258 | IID System | GREATER IMPERIAL | {'Sonora': 7.6, 'Arkansas': 7.8} | 112489.1172 | 28427.8145 | 25.27% | 84061.3027 | 74.73% | 19580.918 | 17.41% | 89395.9492 | 79.47% | 7.6625 | 29659.8672 | 26.37% | 42579.9844 | 37.85% | 0 | 0% | 0 | 0% | 1550.8912 | 1.379% | 110938.226 | 49505.8789 | 44.01% | 62983.2383 | 61097.3281 | 54.31% | 51391.7891 | 61448.9688 | 54.63% | 51040.1484 | 198.38 | 0.1764% | 112290.7372 | 9088.2471 | 8.079% | 103400.8701
259 | Sonora | GREATER IMPERIAL | {'Arkansas': [2.7, 30973.0], 'Bannister': [7.6, 20181.0]} | 122505.4375 | 31098.6738 | 25.39% | 91406.7637 | 74.61% | 12512.8311 | 10.21% | 106492.0283 | 86.93% | 8 | 40737.0234 | 33.25% | 49166.9492 | 40.13% | 0 | 0% | 0 | 0% | 9785.7344 | 7.988% | 112719.7031 | 38801.5039 | 31.67% | 83703.9336 | 60277.5703 | 49.2% | 62227.8672 | 60780.9492 | 49.61% | 61724.4883 | 1556.608 | 1.271% | 120948.8295 | 9362.6777 | 7.643% | 113142.7598
260 | Caliente | SPGE | {'Carrizo Plains': [6.9, 14563.0], 'Solar': [8.1, 12492.0], 'Kernridge': [10.9, 10093.0], 'Temblor': [12.5, 7799.0]} | 118999.8203 | 21857.6367 | 18.37% | 97142.1836 | 81.63% | 31223.1816 | 26.24% | 68920.748 | 57.92% | 13.56 | 2270.4492 | 1.908% | 15.5645 | 0.01308% | 630.0243 | 0.5294% | 0 | 0% | 54069.8008 | 45.44% | 64930.0195 | 21426.2812 | 18.01% | 97573.5391 | 39315.2969 | 33.04% | 79684.5234 | 78500.3047 | 65.97% | 40499.5156 | 52800.3438 | 44.37% | 66199.4766 | 7070.5493 | 5.942% | 111929.271
261 | Regulus | SPGE | {'Lamont': [0.1, 18212.0], 'Grimmway-Malaga': [3.4, 18304.0], 'Magunden': [5.5, 11130.0], 'Columbus': [8.2, 8406.0], 'Cal Water': [8.9, 8033.0], 'Bakersfield': [10.1, 6008.0], 'West Park': [11.3, 4623.0], 'Stockdale': [11.6, 6994.0], 'Sycamore': [12.9, 3176.0], 'Kern Oil': [13.3, 2247.0], 'Rosedale': [13.3, 2563.0], 'Kern Power': [14.4, 1505.0], 'Tevis': [15.1, 1717.0], 'Wheeler Ridge': [15.7, 6802.0], '7th Standard': [18.0, 0.0], 'Renfro': [18.1, 0.0], 'Poso Mt.': [18.9, 0.0]} | 115080.6172 | 18304.3809 | 15.91% | 96776.2363 | 84.09% | 9644.9678 | 8.381% | 96851.4775 | 84.16% | 10.3479 | 10948.6963 | 9.514% | 63940.543 | 55.56% | 10743.3633 | 9.336% | 0 | 0% | 32519.4336 | 28.26% | 82561.1836 | 14658.8477 | 12.74% | 100421.7695 | 25838.3301 | 22.45% | 89242.2871 | 44369.3945 | 38.56% | 70711.2227 | 15517.6807 | 13.48% | 99562.9365 | 2268.394 | 1.971% | 112812.2231
262 | Geysers | NORTHERN CALIFORNIA | {'Eagle Rock': [6.0, 2392.0], 'Cloverdale': [14.1, 2872.0], 'Fulton': [17.7, 151.0]} | 94219.4766 | 3023.0364 | 3.209% | 91196.4402 | 96.79% | 16482.082 | 17.49% | 63300.9883 | 67.18% | 10.7767 | 6101.1479 | 6.475% | 5662.7383 | 6.01% | 22474.1621 | 23.85% | 59742.5469 | 63.41% | 61394.9336 | 65.16% | 32824.543 | 57517.207 | 61.05% | 36702.2695 | 79463.5859 | 84.34% | 14755.8906 | 89872.6406 | 95.39% | 4346.8359 | 31670.3066 | 33.61% | 62549.1699 | 2465.4607 | 2.617% | 91754.0159
263 | Solar SS | SPGE | {'Carrizo Plains': [1.1, 17603.0], 'Caliente': [8.1, 12492.0], 'Kernridge': [18.5, 1239.0]} | 152877.7656 | 17856.6562 | 11.68% | 135021.1094 | 88.32% | 96208.1875 | 62.93% | 45958.125 | 30.06% | 8.2748 | 4109.2085 | 2.688% | 275.5292 | 0.1802% | 37050.8633 | 24.24% | 0 | 0% | 49649.3672 | 32.48% | 103228.3984 | 27241.9004 | 17.82% | 125635.8652 | 45857.8203 | 30% | 107019.9453 | 86948.1406 | 56.87% | 65929.625 | 102361.2188 | 66.96% | 50516.5469 | 6167.3628 | 4.034% | 146710.4028
264 | Olive | SPGE | {'Alpaugh': [4.6, 41839.0], 'Smyrna': [12.5, 12742.0], 'Corcoran': [15.9, 10414.0], 'Waukena': [18.2, 2483.0], 'Gates-Midway (Proposed)': [19.4, 0.0]} | 141510.9062 | 55185.8047 | 39% | 86325.1016 | 61% | 36405.3164 | 25.73% | 91135.3242 | 64.4% | 8.9988 | 65694.7734 | 46.42% | 53492.75 | 37.8% | 0 | 0% | 0 | 0% | 46151.0938 | 32.61% | 95359.8125 | 15308.9531 | 10.82% | 126201.9531 | 35743.4648 | 25.26% | 105767.4414 | 65509.1094 | 46.29% | 76001.7969 | 42.06 | 0.02972% | 141468.8462 | 8811.291 | 6.227% | 132699.6152
265 | 7th Standard | SPGE | {'Renfro': [4.0, 9786.0], 'Lerdo': [4.3, 21801.0], 'Kern Power': [4.5, 9529.0], 'Rosedale': [5.3, 9262.0], 'Kern Oil': [6.2, 17345.0], 'West Park': [6.8, 8162.0], 'Rio Bravo': [7.3, 7370.0], 'Bakersfield': [8.0, 9741.0], 'Sycamore': [8.0, 16829.0], 'Tevis': [8.3, 1574.0], 'Stockdale': [9.2, 366.0], 'Tupman': [9.8, 4776.0], 'Columbus': [11.2, 4555.0], 'Shafter': [11.7, 5466.0], 'Poso Mt.': [12.8, 15813.0], 'Magunden': [13.0, 0.0], 'Cal Water': [13.0, 3708.0], 'Norco': [14.6, 536.0], 'Charca': [16.0, 813.0], 'Unknown - 3327': [18.0, 0.0], 'Lamont': [18.1, 0.0], 'Midway': [18.3, 1362.0]} | 117443.9141 | 22113.3281 | 18.83% | 95330.5859 | 81.17% | 1966.2115 | 1.674% | 102644.3666 | 87.4% | 13.8339 | 7379.3267 | 6.283% | 62844.3945 | 53.51% | 0 | 0% | 0 | 0% | 41932.0195 | 35.7% | 75511.8945 | 8824.0977 | 7.513% | 108619.8164 | 23346.3105 | 19.88% | 94097.6035 | 51874.1484 | 44.17% | 65569.7656 | 1456.4672 | 1.24% | 115987.4469 | 7337.9033 | 6.248% | 110106.0107
266 | Delevan | NORTHERN CALIFORNIA | {'Logan Creek': [11.8, 11433.0], 'Cortina': [17.3, 722.0]} | 169094.0781 | 25638.2129 | 15.16% | 143455.8652 | 84.84% | 67940.8906 | 40.18% | 98052.7969 | 57.99% | 6.1839 | 44103.7695 | 26.08% | 41131.5508 | 24.32% | 32594.3926 | 19.28% | 0 | 0% | 55019.9727 | 32.54% | 114074.1055 | 18215.6797 | 10.77% | 150878.3984 | 54907.3164 | 32.47% | 114186.7617 | 102532.9219 | 60.64% | 66561.1562 | 50560.9766 | 29.9% | 118533.1016 | 5636.7339 | 3.333% | 163457.3442
267 | Mustang | SPGE | {'Henrietta': [1.1, 54811.0], 'Leprino': [4.8, 48456.0], 'Gates': [13.1, 4074.0], 'GWF Hanford': [15.4, 16886.0], 'Schindler': [16.9, 4048.0]} | 140372.4062 | 58333.8047 | 41.56% | 82038.6016 | 58.44% | 34741.1797 | 24.75% | 92486.4766 | 65.89% | 8.028 | 69799.4688 | 49.72% | 60282.4336 | 42.94% | 0 | 0% | 0 | 0% | 20667.1523 | 14.72% | 119705.2539 | 2865.3525 | 2.041% | 137507.0537 | 4962.8364 | 3.535% | 135409.5698 | 23754.5371 | 16.92% | 116617.8691 | 0 | 0% | 140372.4062 | 2545.7959 | 1.814% | 137826.6104
268 | Tranquility | SPGE | {'Cheney': [7.6, 34645.0], 'Mendota': [9.5, 38698.0], 'Panoche': [10.7, 21197.0], 'Cantua': [11.6, 9692.0], 'Helm': [12.7, 26761.0], 'Excelsior': [16.3, 2578.0], 'Newhall': [19.6, 11.0], 'Schindler': [19.7, 21.0]} | 176923.4531 | 66438.4922 | 37.55% | 110484.9609 | 62.45% | 25832.0742 | 14.6% | 147585.082 | 83.42% | 7.6049 | 75009.3203 | 42.4% | 74733.6094 | 42.24% | 0 | 0% | 0 | 0% | 45678.8359 | 25.82% | 131244.6172 | 6095.269 | 3.445% | 170828.1841 | 23207.0645 | 13.12% | 153716.3887 | 49259.3516 | 27.84% | 127664.1016 | 8193.5713 | 4.631% | 168729.8818 | 712.159 | 0.4025% | 176211.2941
269 | Calcite | GREATER KRAMER | {'Lugo - Pisgah (Proposed)': [18.2, 0.0]} | 73703.9375 | 28632.9062 | 38.85% | 45071.0312 | 61.15% | 663.7072 | 0.9005% | 17288.576 | 23.46% | 38.75 | 1722.6478 | 2.337% | 619.9025 | 0.8411% | 0 | 0% | 0 | 0% | 32537.6992 | 44.15% | 41166.2383 | 17272.5254 | 23.44% | 56431.4121 | 15208.3174 | 20.63% | 58495.6201 | 42391.9844 | 57.52% | 31311.9531 | 13040.3438 | 17.69% | 60663.5938 | 442.3034 | 0.6001% | 73261.6341
270 | Trout Canyon (fka Crazy Eyes) | SNV ELDORADO DESERT | {'Gamebird': [9.1, 0.0], 'Sandy Valley': [9.4, 0.0], 'Pahrump': [13.6, 0.0]} | 0 | 0 | 0% | 0 | 0% | 0 | 0% | 0 | 0% | 0 | 0 | 0% | 0 | 0% | 0 | 0% | 0 | 0% | 0 | 0% | 0 | 0 | 0% | 0 | 0 | 0% | 0 | 0 | 0% | 0 | 0 | 0% | 0 | 0 | 0% | 0
271 | Delaney | ARIZONA MINOR | {'Palo Verde': [12.1, 0.0], 'Hassayampa': [14.1, 0.0]} | 0 | 0 | 0% | 0 | 0% | 0 | 0% | 0 | 0% | 0 | 0 | 0% | 0 | 0% | 0 | 0% | 0 | 0% | 0 | 0% | 0 | 0 | 0% | 0 | 0 | 0% | 0 | 0 | 0% | 0 | 0 | 0% | 0 | 0 | 0% | 0
272 | Desert View | SNV ELDORADO DESERT | {} | 0 | 0 | 0% | 0 | 0% | 0 | 0% | 0 | 0% | 0 | 0 | 0% | 0 | 0% | 0 | 0% | 0 | 0% | 0 | 0% | 0 | 0 | 0% | 0 | 0 | 0% | 0 | 0 | 0% | 0 | 0 | 0% | 0 | 0 | 0% | 0
273 | Carpenter Canyon (fka Gamebird) | SNV ELDORADO DESERT | {'Pahrump': [4.5, 0.0], 'Crazy Eyes': [9.1, 0.0], 'Vista 2': [12.4, 0.0], 'Sandy Valley': [18.4, 0.0]} | 4429.5146 | 0 | 0% | 4429.5146 | 100% | 4424.1152 | 99.88% | 0 | 0% | 1.2397 | 0 | 0% | 0 | 0% | 0 | 0% | 0 | 0% | 1596.6526 | 36.05% | 2832.8621 | 49.4641 | 1.117% | 4380.0505 | 495.9444 | 11.2% | 3933.5702 | 1646.1167 | 37.16% | 2783.3979 | 4429.5146 | 100% | 0 | 0 | 0% | 4429.5146
274 | Hassayampa | ARIZONA MINOR | {'Palo Verde': [2.7, 0.0], 'Delaney': [14.1, 0.0]} | 0 | 0 | 0% | 0 | 0% | 0 | 0% | 0 | 0% | 0 | 0 | 0% | 0 | 0% | 0 | 0% | 0 | 0% | 0 | 0% | 0 | 0 | 0% | 0 | 0 | 0% | 0 | 0 | 0% | 0 | 0 | 0% | 0 | 0 | 0% | 0
275 | Hoodoo Wash | ARIZONA MINOR | {} | 0 | 0 | 0% | 0 | 0% | 0 | 0% | 0 | 0% | 0 | 0 | 0% | 0 | 0% | 0 | 0% | 0 | 0% | 0 | 0% | 0 | 0 | 0% | 0 | 0 | 0% | 0 | 0 | 0% | 0 | 0 | 0% | 0 | 0 | 0% | 0
276 | Innovation | SNV ELDORADO DESERT | {'Vista 2': [18.6, 0.0]} | 0 | 0 | 0% | 0 | 0% | 0 | 0% | 0 | 0% | 0 | 0 | 0% | 0 | 0% | 0 | 0% | 0 | 0% | 0 | 0% | 0 | 0 | 0% | 0 | 0 | 0% | 0 | 0 | 0% | 0 | 0 | 0% | 0 | 0 | 0% | 0
277 | Lathrop | SNV ELDORADO DESERT | {'Valley (VEA)': [11.3, 0.0]} | 0 | 0 | 0% | 0 | 0% | 0 | 0% | 0 | 0% | 0 | 0 | 0% | 0 | 0% | 0 | 0% | 0 | 0% | 0 | 0% | 0 | 0 | 0% | 0 | 0 | 0% | 0 | 0 | 0% | 0 | 0 | 0% | 0 | 0 | 0% | 0
278 | Mohave | SNV ELDORADO DESERT | {} | 1154.2734 | 89.9817 | 7.796% | 1064.2918 | 92.2% | 935.0632 | 81.01% | 13.5116 | 1.171% | 1.8009 | 0 | 0% | 0 | 0% | 0 | 0% | 0 | 0% | 0 | 0% | 1154.2734 | 510.9015 | 44.26% | 643.372 | 0 | 0% | 1154.2734 | 510.9015 | 44.26% | 643.372 | 860.2139 | 74.52% | 294.0596 | 102.9566 | 8.92% | 1051.3169
279 | Pahrump | SNV ELDORADO DESERT | {'Gamebird': [4.5, 0.0], 'Vista 2': [8.6, 0.0], 'Crazy Eyes': [13.6, 0.0]} | 2010.9487 | 8.076 | 0.4016% | 2002.8727 | 99.6% | 1728.1525 | 85.94% | 15.5326 | 0.7724% | 2.6343 | 0 | 0% | 0 | 0% | 0 | 0% | 0 | 0% | 0 | 0% | 2010.9487 | 791.7647 | 39.37% | 1219.184 | 903.3476 | 44.92% | 1107.6011 | 903.3476 | 44.92% | 1107.6011 | 1652.8333 | 82.19% | 358.1155 | 109.683 | 5.454% | 1901.2657
280 | Palo Verde | ARIZONA MINOR | {'Hassayampa': [2.7, 0.0], 'Delaney': [12.1, 0.0]} | 0 | 0 | 0% | 0 | 0% | 0 | 0% | 0 | 0% | 0 | 0 | 0% | 0 | 0% | 0 | 0% | 0 | 0% | 0 | 0% | 0 | 0 | 0% | 0 | 0 | 0% | 0 | 0 | 0% | 0 | 0 | 0% | 0 | 0 | 0% | 0
281 | Primm | SNV ELDORADO DESERT | {'Ivanpah': [9.5, 8.0]} | 1410.207 | 8.0224 | 0.5689% | 1402.1846 | 99.43% | 956.9611 | 67.86% | 439.725 | 31.18% | 2.5988 | 0 | 0% | 0 | 0% | 0 | 0% | 0 | 0% | 850.0236 | 60.28% | 560.1835 | 1352.672 | 95.92% | 57.535 | 536.3416 | 38.03% | 873.8654 | 1384.3762 | 98.17% | 25.8308 | 730.1833 | 51.78% | 680.0237 | 0 | 0% | 1410.207
282 | Sloan Canyon (fka Bob) | SNV ELDORADO DESERT | {'Eldorado': [5.2, 0.0], 'Mead': [11.1, 0.0]} | 0 | 0 | 0% | 0 | 0% | 0 | 0% | 0 | 0% | 0 | 0 | 0% | 0 | 0% | 0 | 0% | 0 | 0% | 0 | 0% | 0 | 0 | 0% | 0 | 0 | 0% | 0 | 0 | 0% | 0 | 0 | 0% | 0 | 0 | 0% | 0
283 | Valley (VEA) | SNV ELDORADO DESERT | {'Lathrop': [11.3, 0.0]} | 2871.6292 | 0 | 0% | 2871.6292 | 100% | 2869.8672 | 99.94% | 0 | 0% | 1.0887 | 0 | 0% | 0 | 0% | 0 | 0% | 0 | 0% | 0 | 0% | 2871.6292 | 0 | 0% | 2871.6292 | 0 | 0% | 2871.6292 | 0 | 0% | 2871.6292 | 2871.6292 | 100% | 0 | 13.0398 | 0.4541% | 2858.5893
284 | Vista (VEA) | SNV ELDORADO DESERT | {'Pahrump': [8.6, 0.0], 'Gamebird': [12.4, 0.0], 'Innovation': [18.6, 0.0]} | 0 | 0 | 0% | 0 | 0% | 0 | 0% | 0 | 0% | 0 | 0 | 0% | 0 | 0% | 0 | 0% | 0 | 0% | 0 | 0% | 0 | 0 | 0% | 0 | 0 | 0% | 0 | 0 | 0% | 0 | 0 | 0% | 0 | 0 | 0% | 0
285 | Bay Boulevard | SAN DIEGO | {'Silvergate': [6.6, 705.0], 'Miguel': [8.1, 131.0], 'Otay Mesa': [11.0, 18.0], 'Mission': [12.3, 695.0], 'Old Town': [12.3, 696.0], 'Kearny': [15.6, 526.0]} | 8886.4199 | 723.4406 | 8.141% | 8162.9794 | 91.86% | 2596.5688 | 29.22% | 2688.5254 | 30.25% | 28.75 | 0 | 0% | 0 | 0% | 3666.8103 | 41.26% | 0 | 0% | 129.3806 | 1.456% | 8757.0393 | 4770.1201 | 53.68% | 4116.2998 | 8133.2852 | 91.52% | 753.1348 | 8151.6084 | 91.73% | 734.8115 | 163.6053 | 1.841% | 8722.8146 | 601.8665 | 6.773% | 8284.5534
286 | Beatty | SNV ELDORADO DESERT | {} | 0 | 0 | 0% | 0 | 0% | 0 | 0% | 0 | 0% | 0 | 0 | 0% | 0 | 0% | 0 | 0% | 0 | 0% | 0 | 0% | 0 | 0 | 0% | 0 | 0 | 0% | 0 | 0 | 0% | 0 | 0 | 0% | 0 | 0 | 0% | 0
287 | Lee Lake (Proposed) | RIVERSIDE | {'Viejo': [12.5, 2.0], 'Valley': [16.9, 1638.0], 'Margarita': [17.2, 0.0], 'Trabuco': [18.2, 0.0], 'Mira Loma': [19.0, 0.0], 'Santiago': [19.2, 0.0]} | 37682.0312 | 5656.5327 | 15.01% | 32025.4985 | 84.99% | 5746.5562 | 15.25% | 14161.311 | 37.58% | 24.5267 | 613.1749 | 1.627% | 109.3274 | 0.2901% | 8658.0303 | 22.98% | 23978.502 | 63.63% | 12951.3818 | 34.37% | 24730.6494 | 11512.8027 | 30.55% | 26169.2285 | 19316.9863 | 51.26% | 18365.0449 | 28467.9043 | 75.55% | 9214.127 | 13225.8516 | 35.1% | 24456.1797 | 3682.7139 | 9.773% | 33999.3174
288 | Leprino Jct | SPGE | {'Henrietta': [3.9, 53329.0], 'Mustang': [4.8, 48456.0], 'GWF Hanford': [10.6, 41416.0], 'Waukena': [15.9, 19795.0], 'Gates': [17.7, 2396.0], 'Corcoran': [17.9, 7697.0]} | 142745.6875 | 82070.7656 | 57.49% | 60674.9219 | 42.51% | 27317.5645 | 19.14% | 94305.0293 | 66.07% | 9.7616 | 89783.7812 | 62.9% | 36939.1836 | 25.88% | 0 | 0% | 0 | 0% | 21861.3125 | 15.31% | 120884.375 | 320.7212 | 0.2247% | 142424.9663 | 1763.7491 | 1.236% | 140981.9384 | 21861.3125 | 15.31% | 120884.375 | 0 | 0% | 142745.6875 | 3978.6194 | 2.787% | 138767.0681
289 | Mead | SNV ELDORADO DESERT | {'Sloan Canyon': [11.1, 0.0], 'Eldorado': [13.3, 0.0]} | 0 | 0 | 0% | 0 | 0% | 0 | 0% | 0 | 0% | 0 | 0 | 0% | 0 | 0% | 0 | 0% | 0 | 0% | 0 | 0% | 0 | 0 | 0% | 0 | 0 | 0% | 0 | 0 | 0% | 0 | 0 | 0% | 0 | 0 | 0% | 0
290 | Quinto | SPGE | {'Los Banos': [5.3, 14670.0], 'Miller': [9.6, 8688.0], 'Fink (Proposed)': [17.7, 41.0], 'Crow Creek': [17.9, 41.0]} | 101149.6875 | 18922.748 | 18.71% | 82226.9395 | 81.29% | 29893.4043 | 29.55% | 66391.5801 | 65.64% | 8.6667 | 25051.1035 | 24.77% | 20908.123 | 20.67% | 1294.5779 | 1.28% | 0 | 0% | 54961.8789 | 54.34% | 46187.8086 | 9363.332 | 9.257% | 91786.3555 | 19932.0469 | 19.71% | 81217.6406 | 59919.8359 | 59.24% | 41229.8516 | 20187.4902 | 19.96% | 80962.1973 | 9034.0352 | 8.931% | 92115.6523
291 | Sandy | SNV ELDORADO DESERT | {'Crazy Eyes': [9.4, 0.0], 'Gamebird': [18.4, 0.0]} | 0 | 0 | 0% | 0 | 0% | 0 | 0% | 0 | 0% | 0 | 0 | 0% | 0 | 0% | 0 | 0% | 0 | 0% | 0 | 0% | 0 | 0 | 0% | 0 | 0 | 0% | 0 | 0 | 0% | 0 | 0 | 0% | 0 | 0 | 0% | 0
292 | Eldorado | SNV ELDORADO DESERT | {'Sloan Canyon': [5.2, 0.0], 'Mead': [13.3, 0.0]} | 0 | 0 | 0% | 0 | 0% | 0 | 0% | 0 | 0% | 0 | 0 | 0% | 0 | 0% | 0 | 0% | 0 | 0% | 0 | 0% | 0 | 0 | 0% | 0 | 0 | 0% | 0 | 0 | 0% | 0 | 0 | 0% | 0 | 0 | 0% | 0
293 | Fink (Proposed) |  | {'Crow Creek': [0.4, 10261.0], 'Miller': [8.1, 4767.0], 'Westley': [14.9, 447.0], 'Quinto': [17.7, 41.0]} | 140852.625 | 10263.3711 | 7.287% | 130589.2539 | 92.71% | 42195.4336 | 29.96% | 84595.207 | 60.06% | 9.9791 | 13873.8076 | 9.85% | 56561.6836 | 40.16% | 38720.418 | 27.49% | 0 | 0% | 68170.9062 | 48.4% | 72681.7188 | 17726.8438 | 12.59% | 123125.7812 | 29367.5352 | 20.85% | 111485.0898 | 83419.8906 | 59.22% | 57432.7344 | 44074.1523 | 31.29% | 96778.4727 | 4815.8354 | 3.419% | 136036.7896
294 | Gates-Midway (Proposed) | SPGE | {'Arco': [8.7, 17507.0], 'Goose Lake': [15.8, 3312.0], 'Smyrna': [17.5, 0.0], 'Olive': [19.4, 0.0]} | 173487.9844 | 41806.6875 | 24.1% | 131681.2969 | 75.9% | 45702.8711 | 26.34% | 120341.3945 | 69.37% | 7.0383 | 32360.0527 | 18.65% | 41438.2773 | 23.89% | 0 | 0% | 0 | 0% | 96520.9766 | 55.64% | 76967.0078 | 10798.9248 | 6.225% | 162689.0596 | 28518.1523 | 16.44% | 144969.832 | 104244.2812 | 60.09% | 69243.7031 | 684.8831 | 0.3948% | 172803.1013 | 15222.2119 | 8.774% | 158265.7725
295 | Rancho Seco - Bellota (Proposed) | NORTHERN CALIFORNIA | {'Camanche': [5.8, 10193.0], 'Bellota': [8.2, 10614.0], 'Lockeford': [9.0, 14881.0], 'Weber': [19.8, 4.0]} | 133741.9219 | 15515.6738 | 11.6% | 118226.248 | 88.4% | 13744.7197 | 10.28% | 81666.6006 | 61.06% | 18.6307 | 29237.625 | 21.86% | 24232.25 | 18.12% | 24671.5977 | 18.45% | 0 | 0% | 61863.2695 | 46.26% | 71878.6523 | 49145.1602 | 36.75% | 84596.7617 | 89754.6797 | 67.11% | 43987.2422 | 99287.6719 | 74.24% | 34454.25 | 40850.0977 | 30.54% | 92891.8242 | 22985.5605 | 17.19% | 110756.3613
296 | Midway - Wheeler Ridge (Proposed) | SPGE | {'Elk Hills': [9.4, 5744.0], 'Norco': [11.6, 4016.0], 'Taft': [12.1, 996.0], 'Tevis': [15.8, 3597.0], 'Tupman': [16.0, 591.0], 'Wheeler Ridge': [16.7, 2699.0], 'Stockdale': [17.6, 2834.0], 'Renfro': [19.3, 72.0]} | 130633.7578 | 20694.9648 | 15.84% | 109938.793 | 84.16% | 25238.623 | 19.32% | 102369.7832 | 78.36% | 6.4111 | 41800.8008 | 32% | 58822.4297 | 45.03% | 0 | 0% | 0 | 0% | 26533.4688 | 20.31% | 104100.2891 | 48261.6484 | 36.94% | 82372.1094 | 64021.4688 | 49.01% | 66612.2891 | 76615.6953 | 58.65% | 54018.0625 | 2743.4709 | 2.1% | 127890.2869 | 620.8508 | 0.4753% | 130012.907
297 | Suncrest - Ocotillo (Proposed) | GREATER IMPERIAL | {'Boulevard': [13.7, 7902.0], 'Suncrest': [13.8, 899.0]} | 91039.4375 | 10263.9736 | 11.27% | 80775.4639 | 88.73% | 40065.5117 | 44.01% | 41647.8789 | 45.75% | 7.2004 | 190.6603 | 0.2094% | 101.6272 | 0.1116% | 9003.7578 | 9.89% | 82033.3828 | 90.11% | 7110.3979 | 7.81% | 83929.0396 | 27125.6074 | 29.8% | 63913.8301 | 38319.0664 | 42.09% | 52720.3711 | 49725.2578 | 54.62% | 41314.1797 | 63326.8125 | 69.56% | 27712.625 | 3209.4917 | 3.525% | 87829.9458
298 | North Gila - IV (Proposed) | GREATER IMPERIAL | {'Highline': [4.3, 5164.0], 'El Centro': [19.4, 237.0]} | 54042.8516 | 7720.7378 | 14.29% | 46322.1138 | 85.71% | 16344.4014 | 30.24% | 36206.9658 | 67% | 6 | 3459.2522 | 6.401% | 30955.6055 | 57.28% | 0 | 0% | 0 | 0% | 363.719 | 0.673% | 53679.1326 | 17848.8438 | 33.03% | 36194.0078 | 17848.8438 | 33.03% | 36194.0078 | 18212.5625 | 33.7% | 35830.2891 | 6434.8677 | 11.91% | 47607.9839 | 4489.3984 | 8.307% | 49553.4531
299 | Lugo - Pisgah (Proposed) | GREATER KRAMER | {'Calcite': [18.2, 0.0]} | 43872.3281 | 9817.9512 | 22.38% | 34054.377 | 77.62% | 5649.4941 | 12.88% | 18502.4863 | 42.17% | 44.2333 | 40.4759 | 0.09226% | 0 | 0% | 88.8052 | 0.2024% | 0 | 0% | 8325.0566 | 18.98% | 35547.2715 | 2799.6626 | 6.381% | 41072.6655 | 2918.3721 | 6.652% | 40953.9561 | 11822.2461 | 26.95% | 32050.082 | 29181.4785 | 66.51% | 14690.8496 | 36.8303 | 0.08395% | 43835.4979
300 | Crow Creek | SPGE | {'Fink (Proposed)': [0.4, 10261.0], 'Miller': [8.4, 4765.0], 'Westley': [14.7, 463.0], 'Quinto': [17.9, 41.0]} | 143538.0625 | 11821.9922 | 0.082361 | 131716.0703 | 91.76% | 41070.6172 | 28.61% | 87934.2031 | 61.26% | 10.1206 | 15784.374 | 11% | 58290.0078 | 40.61% | 38029.3789 | 26.49% | 0 | 0% | 68986.2188 | 48.06% | 7455184% | 17693.3789 | 12.33% | 12584468% | 29139.1973 | 20.3% | 11439887% | 84127.1875 | 58.61% | 5941088% | 42765.293 | 29.79% | 10077277% | 5026.2847 | 3.502% | 138511.7778
301 | Harry Allen | NEVADA MAJOR | {} | 0 | 0 | 0 | 0 | 0 | 0 | 0% | 0 | 0% | 0 | 0 | 0% | 0 | 0% | 0 | 0% | 0 | 0% | 0 | 0% | 0% | 0 | 0% | 0% | 0 | 0% | 0% | 0 | 0% | 0% | 0 | 0% | 0% | 0 | 0% | 0
302 | Kirker | NORTHERN CALIFORNIA | {'Pittsburg': [1.2, 14566.0], 'Clayton': [6.3, 1557.0], 'Contra Costa': [6.9, 13881.0], 'Birds Landing': [8.3, 12702.0], 'Lone Tree': [9.5, 2769.0], 'Shiloh III': [10.8, 12701.0], 'Martinez': [11.5, 314.0], 'Brentwood': [14.3, 1040.0], 'Peabody': [18.6, 0.0], 'Carquinez': [19.3, 0.0]} | 46630.5625 | 14795.79 | 0.3173 | 31834.7725 | 0.6827 | 8741.9775 | 18.75% | 32687.2412 | 70.1% | 6.6183 | 12073.4902 | 25.89% | 1.58 | 0.003388% | 7310.3618 | 15.68% | 1292.7546 | 2.772% | 11643.6357 | 24.97% | 3498693% | 21848.291 | 46.85% | 2478227% | 17107.0156 | 36.69% | 2952355% | 25464.1836 | 54.61% | 2116638% | 4376.374 | 9.385% | 4225419% | 14395.1367 | 30.87% | 32235.4258
303 | Logan Creek | NORTHERN CALIFORNIA | {'Delevan': [11.8, 11433.0], 'Glenn': [17.7, 1281.0]} | 180389.5625 | 52237.6719 | 0.28958 | 128151.8906 | 0.71042 | 78243.0859 | 43.37% | 99128.2109 | 54.95% | 5.6227 | 41151.0156 | 22.81% | 64021.0078 | 35.49% | 10239.6006 | 5.676% | 0 | 0% | 44452.5352 | 24.64% | 13593703% | 4907.459 | 2.72% | 17548210% | 9804.3779 | 5.435% | 17058518% | 51739.3828 | 28.68% | 12865018% | 41657.6016 | 23.09% | 13873196% | 7218.6748 | 4.002% | 173170.8877
304 | Julian Hinds | RIVERSIDE | {'Kem': [13.4, 0.0], 'Red Bluff': [18.1, 0.0]} | 1936.707 | 0 | 0 | 1936.707 | 1 | 878.8821 | 45.38% | 856.0892 | 44.2% | 3.3952 | 0 | 0% | 0 | 0% | 0 | 0% | 0 | 0% | 1924.7935 | 99.38% | 1191% | 461.3272 | 23.82% | 147538% | 234.673 | 12.12% | 170203% | 1924.7935 | 99.38% | 1191% | 405.2554 | 20.92% | 153145% | 0 | 0% | 1936.707
305 | Hollister | SPGE | {'Llagas': [13.0, 11234.0]} | 127098.3984 | 20589.6113 | 0.162 | 106508.7871 | 0.838 | 28927.5801 | 22.76% | 80152.7637 | 63.06% | 10.5757 | 16188.5117 | 12.74% | 18798.6348 | 14.79% | 24612.5586 | 19.36% | 0 | 0% | 57369.6016 | 45.14% | 6972880% | 19781.1777 | 15.56% | 10731722% | 33142.4453 | 26.08% | 9395595% | 76988.8672 | 60.57% | 5010953% | 45789.4844 | 36.03% | 8130891% | 5624.6074 | 4.425% | 121473.791
306 | Boulevard | GREATER IMPERIAL | {'East County': [9.0, 3781.0], 'Suncrest - Ocotillo (Proposed)': [13.7, 7902.0], 'Ocotillo Express': [14.6, 1022.0]} | 67167.5781 | 18809.2422 | 0.28003 | 48358.3359 | 0.71997 | 13026.9922 | 19.39% | 42289.7344 | 62.96% | 10.8333 | 64.7918 | 0.09646% | 177.5676 | 0.2644% | 44695.418 | 66.54% | 20704.8027 | 30.83% | 7263.5991 | 10.81% | 5990398% | 6356.4814 | 9.464% | 6081110% | 19227.5449 | 28.63% | 4794003% | 26956.0781 | 40.13% | 4021150% | 32855.2852 | 48.92% | 3431229% | 1113.0956 | 1.657% | 66054.4825
307 | Llagas | NORTHERN CALIFORNIA | {'Hollister': [13.0, 11234.0], 'Metcalf 1': [18.1, 586.0], 'Metcalf Energy Center': [18.1, 616.0], 'Moss Landing': [18.4, 572.0]} | 93618.625 | 20315.0625 | 0.217 | 73303.5625 | 0.783 | 22089.332 | 23.6% | 50076.3008 | 53.49% | 15 | 12187.6309 | 13.02% | 14750.4082 | 15.76% | 32164.9355 | 34.36% | 13586.9971 | 14.51% | 46833.332 | 50.03% | 4678529% | 3414.2456 | 3.647% | 9020438% | 9596.1211 | 10.25% | 8402250% | 49992.0938 | 53.4% | 4362653% | 32090.3301 | 34.28% | 6152829% | 3804.8831 | 4.064% | 89813.7419
308 | Miller | SPGE | {'Fink (Proposed)': [8.1, 4767.0], 'Crow Creek': [8.4, 4765.0], 'Quinto': [9.6, 8688.0], 'Los Banos': [14.8, 4436.0]} | 113959.0547 | 13907.2539 | 0.12204 | 100051.8008 | 0.87796 | 41293.8203 | 36.24% | 66858.9453 | 58.67% | 7.7051 | 16213.1172 | 14.23% | 40737.8398 | 35.75% | 8293.374 | 7.278% | 0 | 0% | 38486.918 | 33.77% | 7547214% | 14083.1836 | 12.36% | 9987587% | 23027.5195 | 20.21% | 9093154% | 55905.3477 | 49.06% | 5805371% | 31606.6504 | 27.74% | 8235240% | 2852.9382 | 2.503% | 111106.1165
309 | Madison | NORTHERN CALIFORNIA | {'Putah Creek': [10.3, 4199.0], 'Woodland': [11.3, 6964.0], 'Davis': [15.4, 1707.0], 'Vaca-Dixon & Gc Yard': [18.8, 48.0]} | 152068.9844 | 9619.417 | 0.063257 | 142449.5674 | 0.93674 | 13826.917 | 9.093% | 130711.3799 | 85.96% | 7.9323 | 22066.2695 | 14.51% | 76446.1562 | 50.27% | 19439.4238 | 12.78% | 0 | 0% | 97645.6016 | 64.21% | 5442338% | 3401.7551 | 2.237% | 14866723% | 5000.3647 | 3.288% | 14706862% | 99859.5 | 65.67% | 5220948% | 23002.502 | 15.13% | 12906648% | 3548.1621 | 2.333% | 148520.8223
310 | New Melones | NORTHERN CALIFORNIA | {'Peoria': [3.4, 1789.0], 'Chinese Station': [5.7, 1771.0], 'Curtis': [11.6, 818.0]} | 66760.5859 | 1789.4777 | 0.026804 | 64971.1083 | 0.9732 | 16267.4023 | 24.37% | 41056.2695 | 61.5% | 14.125 | 168.0051 | 0.2517% | 107.1781 | 0.1605% | 47453.6406 | 71.08% | 4.3262 | 0.00648% | 43064.9766 | 64.51% | 2369561% | 29450.291 | 44.11% | 3731029% | 34577.2461 | 51.79% | 3218334% | 55410.1133 | 83% | 1135047% | 42956.7773 | 64.34% | 2380381% | 5730.8623 | 8.584% | 61029.7236
311 | Waukena | SPGE | {'Corcoran': [2.3, 77828.0], 'GWF Hanford': [9.9, 44038.0], 'Alpaugh': [13.8, 13289.0], 'Leprino': [15.9, 19795.0], 'Olive': [18.2, 2483.0], 'Henrietta': [19.6, 725.0]} | 182366.25 | 97531.1172 | 0.53481 | 84835.1328 | 0.46519 | 45705.7344 | 25.06% | 131181.7188 | 71.93% | 7.1443 | 95210.3672 | 52.21% | 63933.0117 | 35.06% | 0 | 0% | 0 | 0% | 10473.4219 | 5.743% | 17189283% | 4291.2534 | 2.353% | 17807500% | 20497.582 | 11.24% | 16186867% | 28741.9707 | 15.76% | 15362428% | 0 | 0% | 18236625% | 9309.085 | 5.105% | 173057.165
312 | Colgate | NORTHERN CALIFORNIA | {'Brunswick': [10.8, 441.0], 'Palermo': [19.5, 0.0]} | 94625.625 | 2951.217 | 0.031188 | 91674.408 | 0.96881 | 3539.7715 | 3.741% | 51270.5879 | 54.18% | 19.2934 | 1029.0167 | 1.087% | 199.1563 | 0.2105% | 57339.2969 | 60.6% | 36716.2305 | 38.8% | 82514.2109 | 87.2% | 1211141% | 10321.3877 | 10.91% | 8430424% | 21032.6602 | 22.23% | 7359296% | 87772.2266 | 92.76% | 685340% | 43180.832 | 45.63% | 5144479% | 2495.1707 | 2.637% | 92130.4543
313 | New Sub - Pit 1 - Cottonwood (Proposed) | NORTHERN CALIFORNIA | {'Round Mt.': [6.1, 5679.0], 'Cove Road': [6.8, 5698.0]} | 138067.3438 | 16552.7578 | 0.11989 | 121514.5859 | 0.88011 | 71651.1641 | 51.9% | 60408.8047 | 43.75% | 5.2647 | 3319.4358 | 2.404% | 129.1578 | 0.09355% | 119202.2578 | 86.34% | 15339.0928 | 11.11% | 84855.1016 | 61.46% | 5321224% | 14026.9893 | 10.16% | 12404035% | 17896.4961 | 12.96% | 12017085% | 88117.6641 | 63.82% | 4994968% | 83930.3906 | 60.79% | 5413695% | 10249.6152 | 7.424% | 127817.7285
314 | Excelsior | SPGE | {'Schindler': [5.2, 67142.0], 'Cantua': [6.5, 37084.0], 'Helm': [13.6, 28836.0], 'Tranquility': [16.3, 2578.0], 'Gates': [18.8, 36.0], 'Mc Mullin': [19.0, 2155.0]} | 187558.5312 | 72447.7109 | 0.38627 | 115110.8203 | 0.61373 | 51090.8164 | 27.24% | 134777.1055 | 71.86% | 6.0716 | 68760.4766 | 36.66% | 95001.6172 | 50.65% | 0 | 0% | 0 | 0% | 23645.0195 | 12.61% | 16391351% | 958.9382 | 0.5113% | 18659959% | 1745.8014 | 0.9308% | 18581273% | 23645.2754 | 12.61% | 16391326% | 10835.1562 | 5.777% | 17672338% | 474.8771 | 0.2532% | 187083.6541
315 | Cal Flats | SPGE | {'Cholame': [12.7, 3367.0], 'Avenal': [13.7, 143.0]} | 151713.25 | 15252.627 | 0.10054 | 136460.623 | 0.89946 | 86128.875 | 56.77% | 64492.125 | 42.51% | 4.5183 | 2067.0454 | 1.362% | 1547.9268 | 1.02% | 51826.5 | 34.16% | 0 | 0% | 57171.6484 | 37.68% | 9454160% | 8544.5479 | 5.632% | 14316870% | 30808.9414 | 20.31% | 12090431% | 77804.2109 | 51.28% | 7390904% | 119371.2969 | 78.68% | 3234195% | 1746.8199 | 1.151% | 149966.4301

## LandEnv_Solar_Data_15mi
CEC calculated land-use and environmental data criteria for in-state substations at a 15 mile radius for solar resource potential.
|  |  |  | Res. Potential Base (after techno-economic & protected areas exclusisons) | Res. Potential after Core Land Use Screen (Lower Implications Land) | Percentage of Base Potential w/ Lower Implications | Res. Potential excluded by Core screen (Higher Implications Land) | Percentage of Base Potential w/ Higher Implications | Base Res. Potential w/ Parcelization value less than 6 | Percentage of Base Potential w/ Parcelization value less than 6 | Base Res. Potential w/ Parcelization value less than 30 & greater than 6 | Percentage of Base Potential w/ Parcelization value less than 30 & greater than 6 | 10th Percentile Parcelization Value | Base Res. Potential w/ Low Cropland Index Values | Percentage of Base Potential w/ Low Cropland Index Values | Base Res. Potential w/ High Cropland Index Values | Percentage of Base Potential w/ High Cropland Index Values | Base Res. Potential w/ Tier 2 Fire Threat | Percentage of Base Potential w/ Tier 2 Fire Threat | Base Res. Potential w/ Tier 3 Fire Threat | Percentage of Base Potential w/ Tier 3 Fire Threat | Base Res. Potential w/ ACE Terrestrial Connectivity, 4 or 5, (High Implications) | Percentage of Base Potential w/ Terrestrial Connectivity High Implications | Base Res. Potential w/ Terrestrial Connectivity Low Implications | Base Res. Potential w/ ACE Biodiversity, 5, (High Implications) | Percentage of Base Potential w/ Biodiversity High Implications | Base Res. Potential w/ Biodiversity Low Implications | Base Res. Potential w/ ACE Irreplaceability, 4 or 5, (High Implications) | Percentage of Base Potential w/ Irreplaceability High Implications | Base Res. Potential w/ Irreplaceability Low Implications | Base Res. Potential w/ Any of the three ACE datasets High Implications | Percentage of Base Potential w/ Any of the three ACE datasets High Implications | Base Res. Potential w/ Any of the three ACE datasets Low Implications | Base Res. Potential w/ High Terrestrial Landscape Intactness | Percentage of Base Potential w/ High Terrestrial Landscape Intactness | Base Res. Potential w/ Low Terrestrial Landscape Intactness | Base Res. Potential w/ Classified as Wetlands | Percentage of Base Potential w/ Classified as Wetlands | Base Res. Potential w/ Not Classified as Wetlands
Blue columns indicate additional data calculate/added by CPUC staff in dashboard.
Distance in miles to nearby substations
OBJECTID | IRP_Substation_Name | RESOLVE_Solar_Area | Substation Overlaps [distance (mi), res. pot. (acres)] | RPB_Acres | TRP_Acres | Perc_TRP | High_Implication_Acres | Perc_HighImplication | Parcels_LT_6 | Perc_ParcLT6 | Parcels_LT_30_GT6 | Perc_ParcLT30GT6 | 10th Percentile Parcelization | LowCrop_Acres | Perc_LowCrop | HighCrop_Acres | Perc_HighCrop | FT_Tier2_Acres | Perc_FT_Tier2 | FT_Tier3_Acres | Perc_FT_Tier3 | Conn45_Acres | Perc_Conn45 | Low Conn Acres | Bio5_Acres | Perc_Bio5 | Low Bio Acres | Irr45_Acres | Perc_Irr45 | Low Irr Acres | ACE_All_Acres | Perc_AllACE | Low AllACE Acres | High_Intact_Acres | Perc_HighIntact | LowIntact Acres | Wetlands_Acres | Perc_Wetlands | Not Wetlands Acres
0 | East Shore | NORTHERN CALIFORNIA | {'Newark': [11.2, 1597.0], 'Martin': [16.9, 2412.0], 'Los Esteros': [17.0, 1427.0], 'Scott': [19.3, 878.0], 'Cayetano': [20.5, 1106.0], 'Clayton': [23.5, 42.0], 'Martinez': [26.9, 0.0], 'Hicks': [29.5, 0.0], 'Lone Tree': [29.5, 0.0], 'Kirker': [29.7, 0.0], 'Delta Pumps': [29.7, 0.0], 'Midway Green Ridge Services': [29.8, 0.0]} | 45344.5898 | 4076.1714 | 8.989% | 41268.4185 | 91.01% | 5339.8281 | 11.78% | 31743.3398 | 70% | 42.5 | 75.7862 | 0.1671% | 98.4125 | 0.217% | 6453.5537 | 14.23% | 24587.2832 | 54.22% | 28687.2676 | 63.27% | 16657.3223 | 12949.4385 | 28.56% | 32395.1514 | 29418.3516 | 64.88% | 15926.2383 | 38370.7305 | 84.62% | 6973.8594 | 20843.3613 | 45.97% | 24501.2285 | 4110.9082 | 9.066% | 41233.6816
1 | Newark | NORTHERN CALIFORNIA | {'Los Esteros': [5.9, 4171.0], 'Scott': [8.7, 2074.0], 'Eastshore': [11.2, 1597.0], 'Hicks': [19.0, 1141.0], 'Cayetano': [20.2, 2745.0], 'Metcalf 1': [23.3, 859.0], 'Metcalf Energy Center': [23.4, 846.0], 'Midway Green Ridge Services': [26.8, 216.0], 'Martin': [27.1, 16.0], 'Tesla': [27.3, 198.0], 'Delta Pumps': [28.8, 0.0], 'Kelso': [29.3, 0.0]} | 51383.2578 | 4515.8389 | 8.789% | 46867.4189 | 91.21% | 18320.2168 | 35.65% | 28885.9004 | 56.22% | 13.038 | 75.5186 | 0.147% | 120.4407 | 0.2344% | 31350.5137 | 61.01% | 8919.6592 | 17.36% | 29057.8008 | 56.55% | 22325.457 | 18807.0586 | 36.6% | 32576.1992 | 27270.6973 | 53.07% | 24112.5605 | 36033.5742 | 70.13% | 15349.6836 | 32237.1113 | 62.74% | 19146.1465 | 4316.0938 | 8.4% | 47067.1641
2 | Tesla | NORTHERN CALIFORNIA | {'Midway Green Ridge Services': [1.6, 3709.0], 'Kelso': [6.2, 2952.0], 'Delta Pumps': [6.8, 2821.0], 'Cayetano': [11.4, 1655.0], 'Brentwood': [15.5, 776.0], 'Vierra': [17.0, 2435.0], 'Lone Tree': [19.3, 455.0], 'Westley': [21.7, 803.0], 'Stagg': [22.7, 0.0], 'Weber': [22.8, 0.0], 'Contra Costa': [23.1, 179.0], 'Ripon': [23.1, 685.0], 'Eight Mile': [26.0, 0.0], 'Clayton': [27.3, 179.0], 'Newark': [27.3, 198.0], 'Los Esteros': [28.2, 23.0], 'Kirker': [28.3, 0.0], 'Pittsburg': [28.8, 0.0]} | 268785.7188 | 3818.5098 | 1.421% | 264967.209 | 98.58% | 87513.7891 | 32.56% | 156967.7422 | 58.4% | 12.1339 | 15415.6455 | 5.735% | 87530.5469 | 32.57% | 50830.7031 | 18.91% | 1933.7102 | 0.7194% | 152511.0781 | 56.74% | 116274.6406 | 111019.625 | 41.3% | 157766.0938 | 117654.5312 | 43.77% | 151131.1875 | 185199.6094 | 68.9% | 83586.1094 | 74234.3047 | 27.62% | 194551.4141 | 14585.4941 | 5.426% | 254200.2246
3 | Cabrillo | SPGE | {'Sisquoc': [17.3, 6179.0], 'Mesa': [25.2, 560.0]} | 195997.6875 | 19031.6113 | 9.71% | 176966.0762 | 90.29% | 112706.6641 | 57.5% | 79819.6953 | 40.72% | 5.3976 | 12053.1104 | 6.15% | 13576.7197 | 6.927% | 151167.0938 | 77.13% | 441.4192 | 0.2252% | 108203.9688 | 55.21% | 87793.7188 | 9611.3301 | 4.904% | 186386.3574 | 84434.7188 | 43.08% | 111562.9688 | 155111.6562 | 79.14% | 40886.0312 | 83626.4609 | 42.67% | 112371.2266 | 9155.7021 | 4.671% | 186841.9854
4 | Honcut | NORTHERN CALIFORNIA | {'Palermo': [10.1, 10251.0], 'Pease': [11.0, 12201.0], 'East Marysville': [11.0, 14701.0], 'Wyandotte': [12.2, 10363.0], 'Thermalito': [13.5, 9924.0], 'Olivehurst': [16.0, 10843.0], 'Table Mt.': [16.4, 9495.0], 'Colgate': [21.7, 3341.0], 'Rio Oso': [27.5, 1120.0]} | 274874.7188 | 24348.3125 | 8.858% | 250526.4062 | 91.14% | 13266.8779 | 4.827% | 191026.7158 | 69.5% | 15.5569 | 93280.1797 | 33.94% | 67940.7266 | 24.72% | 43288.2148 | 15.75% | 0 | 0% | 174075.9219 | 63.33% | 100798.7969 | 31169.3848 | 11.34% | 243705.334 | 83639.0625 | 30.43% | 191235.6562 | 223186.4844 | 81.2% | 51688.2344 | 36557.3672 | 13.3% | 238317.3516 | 27296.1777 | 9.93% | 247578.541
5 | Palermo | NORTHERN CALIFORNIA | {'Wyandotte': [2.9, 17775.0], 'Thermalito': [7.4, 15019.0], 'Table Mt.': [9.7, 14670.0], 'Honcut': [10.1, 10251.0], 'Colgate': [19.5, 2489.0], 'East Marysville': [20.2, 2220.0], 'Pease': [21.1, 1233.0], 'Olivehurst': [25.1, 783.0]} | 260347.5625 | 20066.1152 | 7.707% | 240281.4473 | 92.29% | 7657.335 | 2.941% | 173436.4932 | 66.62% | 16.625 | 70652.6719 | 27.14% | 32860.6797 | 12.62% | 74035.5156 | 28.44% | 30948.334 | 11.89% | 193068.5 | 74.16% | 67279.0625 | 28651.9355 | 11.01% | 231695.627 | 78480.7266 | 30.14% | 181866.8359 | 224496 | 86.23% | 35851.5625 | 57435.582 | 22.06% | 202911.9805 | 34545.4961 | 13.27% | 225802.0664
6 | Table Mountain | NORTHERN CALIFORNIA | {'Thermalito': [2.9, 24274.0], 'Wyandotte': [7.1, 18673.0], 'Palermo': [9.7, 14670.0], 'Honcut': [16.4, 9495.0], 'Pease': [26.6, 389.0], 'East Marysville': [27.4, 139.0], 'Colgate': [28.8, 0.0]} | 266976.3438 | 26421.4648 | 9.897% | 240554.8789 | 90.1% | 33976.9219 | 12.73% | 177625.5625 | 66.53% | 13.75 | 111688.6484 | 41.83% | 37790.0312 | 14.15% | 49590.8438 | 18.57% | 23502.3125 | 8.803% | 151257.5469 | 56.66% | 115718.7969 | 46214.4414 | 17.31% | 220761.9023 | 139001.3438 | 52.07% | 127975 | 213300.875 | 79.9% | 53675.4688 | 42261.4844 | 15.83% | 224714.8594 | 33144.2461 | 12.41% | 233832.0977
7 | Wyandotte | NORTHERN CALIFORNIA | {'Palermo': [2.9, 17775.0], 'Thermalito': [5.1, 18623.0], 'Table Mt.': [7.1, 18673.0], 'Honcut': [12.2, 10363.0], 'Colgate': [21.8, 615.0], 'East Marysville': [22.7, 891.0], 'Pease': [23.1, 817.0], 'Olivehurst': [27.6, 0.0]} | 258987.4062 | 22358.9238 | 8.633% | 236628.4824 | 91.37% | 17435.5977 | 6.732% | 169413.9492 | 65.41% | 15.8346 | 79416.2188 | 30.66% | 26283.9863 | 10.15% | 70942.3828 | 27.39% | 35025.75 | 13.52% | 185021.9844 | 71.44% | 73965.4219 | 31567.6191 | 12.19% | 227419.7871 | 95877.1094 | 37.02% | 163110.2969 | 223361.1094 | 86.24% | 35626.2969 | 58628.3438 | 22.64% | 200359.0625 | 34230.4922 | 13.22% | 224756.9141
8 | Cortina | NORTHERN CALIFORNIA | {'Delevan': [17.3, 9025.0], 'Logan Creek': [29.0, 580.0]} | 334547.375 | 14610.2012 | 4.367% | 319937.1738 | 95.63% | 90611.0156 | 27.08% | 228922.2031 | 68.43% | 6.8706 | 71117.4297 | 21.26% | 116576.1328 | 34.85% | 100369.3203 | 30% | 3.1693 | 0.0009473% | 133603.6094 | 39.94% | 200943.7656 | 45652.0977 | 13.65% | 288895.2773 | 153096.9688 | 45.76% | 181450.4062 | 247824.9531 | 74.08% | 86722.4219 | 105913.8828 | 31.66% | 228633.4922 | 6720.5947 | 2.009% | 327826.7803
9 | Etiwanda | GREATER LA METRO | {'Rancho Vista': [0.4, 4081.0], 'Mira Loma': [6.0, 4045.0], 'Padua': [6.8, 3853.0], 'Chino': [10.7, 3853.0], 'Vista': [12.4, 560.0], 'San Bernardino': [16.6, 228.0], 'Lugo': [21.2, 0.0], 'Serrano': [23.4, 1864.0], 'Lee Lake (Proposed)': [23.8, 20.0], 'Olinda': [24.7, 169.0], 'Walnut': [24.9, 169.0], 'Villa Park': [25.8, 488.0], 'Rio Hondo': [26.0, 6.0], 'El Casco': [27.2, 228.0], 'Lewis': [28.8, 169.0], 'Victor': [29.7, 0.0], 'Viejo': [29.8, 0.0]} | 25562.834 | 4081.0012 | 15.96% | 21481.8328 | 84.04% | 2083.5642 | 8.151% | 13957.6663 | 54.6% | 39 | 579.6761 | 2.268% | 1703.5291 | 6.664% | 6889.5225 | 26.95% | 13003.6787 | 50.87% | 15319.9658 | 59.93% | 10242.8682 | 11440.4141 | 44.75% | 14122.4199 | 12818.3721 | 50.14% | 12744.4619 | 19579.7949 | 76.59% | 5983.0391 | 5705.0591 | 22.32% | 19857.7749 | 4060.3047 | 15.88% | 21502.5293
10 | Brentwood | NORTHERN CALIFORNIA | {'Lone Tree': [4.9, 9869.0], 'Contra Costa': [8.0, 9393.0], 'Delta Pumps': [8.7, 2991.0], 'Kelso': [9.3, 2968.0], 'Cayetano': [13.5, 2991.0], 'Midway Green Ridge Services': [14.2, 978.0], 'Kirker': [14.3, 9074.0], 'Pittsburg': [14.5, 9074.0], 'Tesla': [15.5, 776.0], 'Clayton': [16.0, 7060.0], 'Birds Landing': [16.5, 8424.0], 'Stagg': [18.6, 0.0], 'Eight Mile': [19.0, 0.0], 'Shiloh III': [19.6, 7176.0], 'Grand Island': [22.1, 4712.0], 'Vierra': [23.5, 0.0], 'Weber': [23.8, 0.0], 'Martinez': [24.9, 732.0], 'Peabody': [29.9, 67.0]} | 239714.4219 | 10189.3262 | 4.251% | 229525.0957 | 95.75% | 71423.625 | 29.8% | 141386.8906 | 58.98% | 8.7174 | 27475.4297 | 11.46% | 100248.7109 | 41.82% | 32653.373 | 13.62% | 6960.5332 | 2.904% | 85642.0859 | 35.73% | 154072.3359 | 95575.1328 | 39.87% | 144139.2891 | 101557.5312 | 42.37% | 138156.8906 | 137717.2969 | 57.45% | 101997.125 | 16341.0723 | 6.817% | 223373.3496 | 23596.5703 | 9.844% | 216117.8516
11 | Clayton | NORTHERN CALIFORNIA | {'Kirker': [6.3, 15211.0], 'Pittsburg': [7.5, 14967.0], 'Martinez': [9.4, 6580.0], 'Contra Costa': [10.9, 11511.0], 'Lone Tree': [11.4, 11537.0], 'Birds Landing': [14.6, 10543.0], 'Brentwood': [16.0, 7060.0], 'Shiloh III': [16.9, 9238.0], 'Cayetano': [17.8, 2436.0], 'Carquinez': [18.3, 5537.0], 'Delta Pumps': [21.4, 2394.0], 'Kelso': [22.4, 2371.0], 'Eastshore': [23.5, 42.0], 'Peabody': [23.6, 4412.0], 'Midway Green Ridge Services': [25.7, 381.0], 'Tulucay': [26.5, 3183.0], 'Tesla': [27.3, 179.0], 'Grand Island': [28.6, 3074.0], 'Martin': [29.2, 0.0]} | 99504.3984 | 17178.4629 | 17.26% | 82325.9355 | 82.74% | 15253.0801 | 15.33% | 67235.3027 | 67.57% | 20.5 | 8213.7402 | 8.255% | 439.3257 | 0.4415% | 36036.6484 | 36.22% | 22534.6309 | 22.65% | 39919.4453 | 40.12% | 59584.9531 | 55089.7188 | 55.36% | 44414.6797 | 56650.2461 | 56.93% | 42854.1523 | 73513.8125 | 73.88% | 25990.5859 | 27747.2852 | 27.89% | 71757.1133 | 18699.7422 | 18.79% | 80804.6562
12 | Contra Costa | NORTHERN CALIFORNIA | {'Lone Tree': [3.9, 21405.0], 'Pittsburg': [6.7, 31209.0], 'Kirker': [6.9, 29326.0], 'Brentwood': [8.0, 9393.0], 'Birds Landing': [9.0, 30727.0], 'Clayton': [10.9, 11511.0], 'Shiloh III': [12.2, 29423.0], 'Delta Pumps': [16.3, 2195.0], 'Kelso': [17.1, 2172.0], 'Cayetano': [18.0, 2195.0], 'Martinez': [18.2, 1153.0], 'Grand Island': [19.1, 23211.0], 'Midway Green Ridge Services': [21.7, 296.0], 'Peabody': [22.2, 18955.0], 'Eight Mile': [22.5, 0.0], 'Tesla': [23.1, 179.0], 'Stagg': [23.7, 0.0], 'Carquinez': [26.1, 111.0], 'Vaca-Dixon & Gc Yard': [28.7, 850.0]} | 180516.9219 | 31696.7227 | 17.56% | 148820.1992 | 82.44% | 44331.1445 | 24.56% | 114841.418 | 63.62% | 7.4222 | 44286.0078 | 24.53% | 41659.4062 | 23.08% | 22823.0918 | 12.64% | 7096.4531 | 3.931% | 44655.0352 | 24.74% | 135861.8867 | 75998.9688 | 42.1% | 104517.9531 | 74244.1016 | 41.13% | 106272.8203 | 97632.0859 | 54.08% | 82884.8359 | 10866.2725 | 6.02% | 169650.6494 | 29546.2734 | 16.37% | 150970.6484
13 | Pittsburg | NORTHERN CALIFORNIA | {'Kirker': [1.2, 33809.0], 'Contra Costa': [6.7, 31209.0], 'Birds Landing': [7.1, 32515.0], 'Clayton': [7.5, 14967.0], 'Shiloh III': [9.6, 31209.0], 'Lone Tree': [9.7, 21086.0], 'Martinez': [12.0, 4929.0], 'Brentwood': [14.5, 9074.0], 'Peabody': [17.6, 20756.0], 'Carquinez': [19.5, 3886.0], 'Grand Island': [21.4, 24858.0], 'Cayetano': [21.7, 1876.0], 'Delta Pumps': [22.2, 1876.0], 'Kelso': [23.0, 1853.0], 'Tulucay': [24.9, 2622.0], 'Vaca-Dixon & Gc Yard': [25.2, 2456.0], 'Midway Green Ridge Services': [27.3, 0.0], 'Eight Mile': [28.4, 0.0], 'Tesla': [28.8, 0.0]} | 123950.6484 | 36939.3203 | 29.8% | 87011.3281 | 70.2% | 23899.793 | 19.28% | 83509.457 | 67.37% | 13.6243 | 34038.5078 | 27.46% | 5225.9653 | 4.216% | 14300.585 | 11.54% | 4465.9189 | 3.603% | 23087.6602 | 18.63% | 100862.9883 | 58091.5664 | 46.87% | 65859.082 | 53896.8867 | 43.48% | 70053.7617 | 70666.7109 | 57.01% | 53283.9375 | 13282.2012 | 10.72% | 110668.4473 | 28708.3086 | 23.16% | 95242.3398
14 | San Bernardino | RIVERSIDE | {'Vista': [5.3, 3584.0], 'El Casco': [12.1, 4917.0], 'Etiwanda': [16.6, 228.0], 'Rancho Vista': [17.0, 228.0], 'Mira Loma': [19.3, 191.0], 'Lugo': [21.1, 1.0], 'Padua': [23.1, 0.0], 'Valley': [23.9, 1433.0], 'Lee Lake (Proposed)': [25.8, 0.0], 'Chino': [25.9, 0.0]} | 70884.625 | 7035.7446 | 9.926% | 63848.8804 | 90.07% | 13174.2861 | 18.59% | 36522.1123 | 51.52% | 26.3987 | 387.7729 | 0.547% | 599.0101 | 0.845% | 7450.1616 | 10.51% | 62009.9531 | 87.48% | 35385.8398 | 49.92% | 35498.7852 | 26348.1797 | 37.17% | 44536.4453 | 38437.3086 | 54.23% | 32447.3164 | 57301.6953 | 80.84% | 13582.9297 | 29594.4297 | 41.75% | 41290.1953 | 3504.354 | 4.944% | 67380.271
15 | Placerville | NORTHERN CALIFORNIA | {'Gold Hill': [19.7, 4232.0], 'Higgins': [27.2, 1415.0], 'Pleasant Grove': [28.9, 668.0]} | 238754.9375 | 14602.2012 | 6.116% | 224152.7363 | 93.88% | 32766.8555 | 13.72% | 90697.0742 | 37.99% | 28.1111 | 2068.3887 | 0.8663% | 3604.0183 | 1.51% | 111471.4766 | 46.69% | 120260.75 | 50.37% | 196158.4062 | 82.16% | 42596.5312 | 64337.9766 | 26.95% | 174416.9609 | 71484.7969 | 29.94% | 167270.1406 | 214953.2344 | 90.03% | 23801.7031 | 86991.4531 | 36.44% | 151763.4844 | 7814.019 | 3.273% | 230940.9185
16 | Cantua | SPGE | {'Excelsior': [6.5, 89124.0], 'Schindler': [11.4, 80663.0], 'Tranquility': [11.6, 59063.0], 'Helm': [14.5, 94046.0], 'Cheney': [17.6, 31979.0], 'Panoche': [20.4, 18957.0], 'Mendota': [21.1, 31236.0], 'Mc Mullin': [22.7, 38367.0], 'Gates': [23.3, 2411.0], 'Mustang': [27.2, 1753.0], 'Henrietta': [27.6, 1630.0]} | 361621.625 | 109972.9844 | 30.41% | 251648.6406 | 69.59% | 122314.2578 | 33.82% | 234927.1484 | 64.96% | 6.1989 | 120563.8359 | 33.34% | 124101.2891 | 34.32% | 549.552 | 0.152% | 0 | 0% | 135311.125 | 37.42% | 226310.5 | 8578.8936 | 2.372% | 353042.7314 | 35164.7578 | 9.724% | 326456.8672 | 138395.4219 | 38.27% | 223226.2031 | 72498.7422 | 20.05% | 289122.8828 | 1869.8158 | 0.5171% | 359751.8092
17 | Cheney | SPGE | {'Panoche': [3.1, 87686.0], 'Mendota': [7.3, 102929.0], 'Tranquility': [7.6, 71702.0], 'Cantua': [17.6, 31979.0], 'Oro Loma': [18.8, 40916.0], 'Newhall': [19.7, 49295.0], 'Helm': [20.0, 45314.0], 'Excelsior': [23.2, 11498.0], 'Schindler': [27.1, 4711.0]} | 359834.125 | 104638.2656 | 29.08% | 255195.8594 | 70.92% | 82692.9844 | 22.98% | 271475.1094 | 75.44% | 6.3618 | 117396.1875 | 32.63% | 135055.75 | 37.53% | 856.5308 | 0.238% | 0 | 0% | 125509.1016 | 34.88% | 234325.0234 | 33769.1836 | 9.385% | 326064.9414 | 79690.4453 | 22.15% | 280143.6797 | 154321.9531 | 42.89% | 205512.1719 | 70766.2188 | 19.67% | 289067.9062 | 3964.4768 | 1.102% | 355869.6482
18 | Gates | SPGE | {'Avenal': [11.2, 43657.0], 'Mustang': [13.1, 47397.0], 'Henrietta': [14.2, 44450.0], 'Leprino': [17.7, 39180.0], 'Schindler': [18.1, 10230.0], 'Excelsior': [18.8, 9999.0], 'Cal Flats': [21.7, 8801.0], 'Cantua': [23.3, 2411.0], 'Arco': [27.8, 1497.0], 'GWF Hanford': [28.1, 1910.0]} | 353053.75 | 72214.6484 | 20.45% | 280839.1016 | 79.55% | 108083.3672 | 30.61% | 238256.7266 | 67.48% | 7.5938 | 67641.0234 | 19.16% | 177151.4062 | 50.18% | 0 | 0% | 0 | 0% | 90037.1953 | 25.5% | 263016.5547 | 16891.9316 | 4.785% | 336161.8184 | 64624.8359 | 18.3% | 288428.9141 | 125546.4453 | 35.56% | 227507.3047 | 30017.2031 | 8.502% | 323036.5469 | 1819.0736 | 0.5152% | 351234.6764
19 | Helm | SPGE | {'Mc Mullin': [10.4, 101075.0], 'Tranquility': [12.7, 76757.0], 'Schindler': [13.2, 96029.0], 'Excelsior': [13.6, 88858.0], 'Cantua': [14.5, 94046.0], 'Mendota': [18.0, 49505.0], 'Kearney (New)': [18.1, 47106.0], 'Cheney': [20.0, 45314.0], 'Newhall': [20.8, 17906.0], 'West Fresno': [21.7, 27582.0], 'Panoche': [22.9, 28854.0], 'Gregg': [23.1, 8656.0], 'California Ave': [24.5, 14965.0], 'Borden': [25.2, 1983.0], 'Malaga': [25.9, 9218.0], 'Henrietta': [28.5, 3485.0], 'Mustang': [28.6, 2963.0], 'McCall': [29.8, 49.0]} | 400647.8125 | 177868.9375 | 44.4% | 222778.875 | 55.6% | 74905.2344 | 18.7% | 302458.4844 | 75.49% | 7.4561 | 237113.5938 | 59.18% | 137458.9375 | 34.31% | 0 | 0% | 0 | 0% | 86436.9609 | 21.57% | 314210.8516 | 40779.2734 | 10.18% | 359868.5391 | 49060.8477 | 12.25% | 351586.9648 | 114925.2109 | 28.68% | 285722.6016 | 356.4774 | 0.08898% | 400291.3351 | 10551.6885 | 2.634% | 390096.124
20 | Kearney | SPGE | {'West Fresno': [3.6, 71684.0], 'California Ave': [6.6, 54209.0], 'Malaga': [8.7, 43465.0], 'Mc Mullin': [9.7, 71163.0], 'Gregg': [10.3, 30197.0], 'McCall': [15.0, 26617.0], 'Sanger': [15.1, 19365.0], 'Borden': [16.0, 17602.0], 'Helm': [18.1, 47106.0], 'Kingsburg': [22.4, 13005.0], 'Wahtoke': [24.7, 9234.0], 'Schindler': [25.3, 15287.0], 'Newhall': [27.1, 261.0], 'Excelsior': [28.7, 1783.0], 'Reedley': [29.0, 425.0]} | 302405.9062 | 92762.7734 | 30.67% | 209643.1328 | 69.33% | 18614.084 | 6.155% | 201980.3379 | 66.79% | 17.3417 | 96197.3359 | 31.81% | 187871.6406 | 62.13% | 0 | 0% | 0 | 0% | 19826.2207 | 6.556% | 282579.6855 | 25002.5723 | 8.268% | 277403.334 | 25002.5723 | 8.268% | 277403.334 | 39060.1602 | 12.92% | 263345.7461 | 0 | 0% | 302405.9062 | 4342.6719 | 1.436% | 298063.2344
21 | Kingsburg | SPGE | {'McCall': [9.0, 68303.0], 'Wahtoke': [11.4, 52802.0], 'Reedley': [14.0, 43004.0], 'Sanger': [15.2, 26703.0], 'GWF Hanford': [15.5, 46756.0], 'Malaga': [16.2, 27615.0], 'California Ave': [18.9, 19375.0], 'West Fresno': [20.6, 16389.0], 'Leprino': [22.1, 12029.0], 'Kearney (New)': [22.4, 13005.0], 'Rector': [22.7, 10384.0], 'Mc Mullin': [23.7, 13474.0], 'Waukena': [24.2, 16529.0], 'Henrietta': [24.7, 4981.0], 'Mustang': [25.8, 3048.0], 'Corcoran': [26.2, 11669.0]} | 360696.7188 | 109887.1328 | 30.47% | 250809.5859 | 69.53% | 4118.9624 | 1.142% | 241403.8188 | 66.93% | 18 | 108073.3281 | 29.96% | 222232.3594 | 61.61% | 0 | 0% | 0 | 0% | 0 | 0% | 360696.7188 | 25679.6523 | 7.119% | 335017.0664 | 33549.0703 | 9.301% | 327147.6484 | 33549.0703 | 9.301% | 327147.6484 | 68.4055 | 0.01896% | 360628.3132 | 7570.4883 | 2.099% | 353126.2305
22 | Malaga | SPGE | {'California Ave': [2.8, 58812.0], 'West Fresno': [5.4, 53619.0], 'Sanger': [6.5, 38635.0], 'McCall': [7.5, 49880.0], 'Kearney (New)': [8.7, 43465.0], 'Gregg': [15.3, 16089.0], 'Wahtoke': [16.1, 26970.0], 'Mc Mullin': [16.1, 33937.0], 'Kingsburg': [16.2, 27615.0], 'Reedley': [20.4, 11571.0], 'Borden': [21.3, 5999.0], 'Helm': [25.9, 9218.0], 'GWF Hanford': [29.6, 558.0]} | 271076.9375 | 67289.2891 | 24.82% | 203787.6484 | 75.18% | 2211.6189 | 0.8159% | 161797.9905 | 59.69% | 21.4715 | 60327.0781 | 22.25% | 174205.625 | 64.26% | 0 | 0% | 0 | 0% | 19425.2109 | 7.166% | 251651.7266 | 26869.834 | 9.912% | 244207.1035 | 29073.5879 | 10.73% | 242003.3496 | 32196.9922 | 11.88% | 238879.9453 | 1382.6267 | 0.51% | 269694.3108 | 12175.8174 | 4.492% | 258901.1201
23 | McCall | SPGE | {'Sanger': [6.8, 46649.0], 'Malaga': [7.5, 49880.0], 'Kingsburg': [9.0, 68303.0], 'California Ave': [10.2, 41449.0], 'Wahtoke': [10.4, 55313.0], 'West Fresno': [12.4, 36239.0], 'Reedley': [14.6, 35883.0], 'Kearney (New)': [15.0, 26617.0], 'Mc Mullin': [19.4, 21223.0], 'Gregg': [22.7, 4082.0], 'GWF Hanford': [23.6, 19349.0], 'Leprino': [27.8, 2739.0], 'Borden': [28.8, 17.0], 'Henrietta': [29.4, 476.0], 'Helm': [29.8, 49.0]} | 315151.3125 | 93351.2188 | 29.62% | 221800.0938 | 70.38% | 661.7969 | 0.21% | 176917.5 | 56.14% | 21.9121 | 74991.4297 | 23.8% | 207268.6875 | 65.77% | 0 | 0% | 0 | 0% | 4854.5527 | 1.54% | 310296.7598 | 9525.5723 | 3.023% | 305625.7402 | 13368.8896 | 4.242% | 301782.4229 | 14492.3486 | 4.599% | 300658.9639 | 493.7531 | 0.1567% | 314657.5594 | 7561.479 | 2.399% | 307589.8335
24 | Mc Mullin | SPGE | {'Kearney (New)': [9.7, 71163.0], 'Helm': [10.4, 101075.0], 'West Fresno': [12.8, 51148.0], 'California Ave': [15.2, 37604.0], 'Schindler': [15.6, 71681.0], 'Malaga': [16.1, 33937.0], 'Gregg': [18.4, 18941.0], 'Excelsior': [19.0, 52659.0], 'McCall': [19.4, 21223.0], 'Sanger': [22.4, 9059.0], 'Borden': [22.7, 6361.0], 'Cantua': [22.7, 38367.0], 'Tranquility': [23.1, 18899.0], 'Kingsburg': [23.7, 13474.0], 'Henrietta': [24.7, 9567.0], 'Mustang': [25.2, 7084.0], 'Leprino': [25.9, 4917.0], 'Newhall': [26.7, 1349.0], 'Mendota': [27.5, 789.0], 'GWF Hanford': [29.3, 944.0], 'Wahtoke': [29.8, 17.0]} | 383418 | 140517.1719 | 36.65% | 242900.8281 | 63.35% | 46834.4258 | 12.21% | 271531.168 | 70.82% | 11.3029 | 178814.4375 | 46.64% | 181466.125 | 47.33% | 0 | 0% | 0 | 0% | 57914.6797 | 15.1% | 325503.3203 | 30504.9121 | 7.956% | 352913.0879 | 32115.2559 | 8.376% | 351302.7441 | 80317.5859 | 20.95% | 303100.4141 | 0 | 0% | 383418 | 5611.5142 | 1.464% | 377806.4858
25 | Mendota | SPGE | {'Cheney': [7.3, 102929.0], 'Panoche': [8.2, 94517.0], 'Tranquility': [9.5, 73492.0], 'Newhall': [12.4, 79864.0], 'Oro Loma': [15.8, 65677.0], 'Helm': [18.0, 49505.0], 'Cantua': [21.1, 31236.0], 'Dairyland': [24.4, 4302.0], 'Excelsior': [25.5, 10721.0], 'Mc Mullin': [27.5, 789.0], 'Schindler': [28.3, 4252.0], 'Borden': [29.7, 200.0]} | 400782.6562 | 138878.3438 | 34.65% | 261904.3125 | 65.35% | 67096.6797 | 16.74% | 324271.5703 | 80.91% | 7.0616 | 200433.1562 | 50.01% | 149342.3125 | 37.26% | 0 | 0% | 0 | 0% | 127779.2422 | 31.88% | 273003.4141 | 34829.0039 | 8.69% | 365953.6523 | 73687.4766 | 18.39% | 327095.1797 | 165502.3438 | 41.29% | 235280.3125 | 12708.6133 | 3.171% | 388074.043 | 19532.3672 | 4.874% | 381250.2891
26 | Oro Loma | SPGE | {'Mendota': [15.8, 65677.0], 'Panoche': [16.6, 48514.0], 'Newhall': [18.1, 59639.0], 'Cheney': [18.8, 40916.0], 'Dairyland': [22.0, 13474.0], 'Los Banos': [23.3, 4591.0], 'Tranquility': [24.8, 8031.0], 'Quinto': [28.0, 990.0], 'Merced': [28.3, 515.0], 'Le Grand': [29.4, 0.0]} | 390658.0312 | 117839.9453 | 30.16% | 272818.0859 | 69.84% | 72189.9141 | 18.48% | 301130.3047 | 77.08% | 7.6826 | 147163.25 | 37.67% | 154011.375 | 39.42% | 0 | 0% | 0 | 0% | 127310.6328 | 32.59% | 263347.3984 | 12422.5215 | 3.18% | 378235.5098 | 50580.1914 | 12.95% | 340077.8398 | 151339.1875 | 38.74% | 239318.8438 | 39676.9414 | 10.16% | 350981.0898 | 16514.0664 | 4.227% | 374143.9648
27 | Panoche | SPGE | {'Cheney': [3.1, 87686.0], 'Mendota': [8.2, 94517.0], 'Tranquility': [10.7, 54749.0], 'Oro Loma': [16.6, 48514.0], 'Cantua': [20.4, 18957.0], 'Newhall': [20.4, 51143.0], 'Helm': [22.9, 28854.0], 'Excelsior': [26.2, 1948.0]} | 363329.625 | 95284.7422 | 26.23% | 268044.8828 | 73.77% | 90506.9219 | 24.91% | 267408.4219 | 73.6% | 6.1605 | 108785.7109 | 29.94% | 130760.1875 | 35.99% | 4.1101 | 0.001131% | 0 | 0% | 133704.5625 | 36.8% | 229625.0625 | 48941.6953 | 13.47% | 314387.9297 | 99739.4375 | 27.45% | 263590.1875 | 170436.3281 | 46.91% | 192893.2969 | 86291.2344 | 23.75% | 277038.3906 | 3656.2585 | 1.006% | 359673.3665
28 | Reedley | SPGE | {'Wahtoke': [4.3, 57055.0], 'Kingsburg': [14.0, 43004.0], 'McCall': [14.6, 35883.0], 'Sanger': [14.8, 21859.0], 'Malaga': [20.4, 11571.0], 'Rector': [22.0, 11158.0], 'California Ave': [22.9, 8500.0], 'West Fresno': [25.8, 3942.0], 'GWF Hanford': [27.6, 3310.0], 'Kearney (New)': [29.0, 425.0]} | 329924.0625 | 61090.4883 | 18.52% | 268833.5742 | 81.48% | 25936.1836 | 7.861% | 196276.7539 | 59.49% | 17.8094 | 94342.6719 | 28.6% | 127499.8047 | 38.65% | 58933.4844 | 17.86% | 0 | 0% | 106423.7109 | 32.26% | 223500.3516 | 70992.4688 | 21.52% | 258931.5938 | 97430.8906 | 29.53% | 232493.1719 | 163841.2656 | 49.66% | 166082.7969 | 58349.2148 | 17.69% | 271574.8477 | 13701.165 | 4.153% | 316222.8975
29 | Sanger | SPGE | {'Malaga': [6.5, 38635.0], 'McCall': [6.8, 46649.0], 'California Ave': [8.5, 35121.0], 'Wahtoke': [10.8, 37047.0], 'West Fresno': [11.6, 29556.0], 'Reedley': [14.8, 21859.0], 'Kearney (New)': [15.1, 19365.0], 'Kingsburg': [15.2, 26703.0], 'Gregg': [19.7, 2612.0], 'Mc Mullin': [22.4, 9059.0], 'Borden': [25.5, 231.0]} | 272970.9688 | 48923.5156 | 17.92% | 224047.4531 | 82.08% | 12801.5439 | 4.69% | 137728.6904 | 50.46% | 22.5464 | 47770.2344 | 17.5% | 142758.2344 | 52.3% | 5093.2793 | 1.866% | 0 | 0% | 72105.4453 | 26.42% | 200865.5234 | 43092.9531 | 15.79% | 229878.0156 | 49141.3516 | 18% | 223829.6172 | 87149.1562 | 31.93% | 185821.8125 | 32549.3984 | 11.92% | 240421.5703 | 20130.2969 | 7.375% | 252840.6719
30 | Schindler | SPGE | {'Excelsior': [5.2, 103736.0], 'Cantua': [11.4, 80663.0], 'Helm': [13.2, 96029.0], 'Mc Mullin': [15.6, 71681.0], 'Mustang': [16.9, 17694.0], 'Henrietta': [17.2, 18880.0], 'Gates': [18.1, 10230.0], 'Tranquility': [19.7, 31331.0], 'Leprino': [20.4, 9696.0], 'Kearney (New)': [25.3, 15287.0], 'Cheney': [27.1, 4711.0], 'West Fresno': [28.1, 4743.0], 'Mendota': [28.3, 4252.0], 'GWF Hanford': [28.9, 0.0], 'Avenal': [29.3, 38.0]} | 390773.7812 | 124151.3359 | 31.77% | 266622.4453 | 68.23% | 99362.5781 | 25.43% | 284340.3594 | 72.76% | 6.8852 | 150448.1719 | 38.5% | 199922.1094 | 51.16% | 0 | 0% | 0 | 0% | 77145.7812 | 19.74% | 313628 | 18525.248 | 4.741% | 372248.5332 | 31085.3652 | 7.955% | 359688.416 | 91806.9141 | 23.49% | 298966.8672 | 12518.2002 | 3.203% | 378255.5811 | 3356.5273 | 0.8589% | 387417.2539
31 | Wahtoke | SPGE | {'Reedley': [4.3, 57055.0], 'McCall': [10.4, 55313.0], 'Sanger': [10.8, 37047.0], 'Kingsburg': [11.4, 52802.0], 'Malaga': [16.1, 26970.0], 'California Ave': [18.7, 23320.0], 'West Fresno': [21.5, 17847.0], 'Rector': [24.4, 8774.0], 'Kearney (New)': [24.7, 9234.0], 'GWF Hanford': [26.2, 7486.0], 'Mc Mullin': [29.8, 17.0]} | 337676.125 | 76608.5234 | 22.69% | 261067.6016 | 77.31% | 16300.5127 | 4.827% | 196667.2373 | 58.24% | 19.3521 | 99276.9062 | 29.4% | 152652.8906 | 45.21% | 32862.6602 | 9.732% | 0 | 0% | 80702.1719 | 23.9% | 256973.9531 | 60593.9062 | 17.94% | 277082.2188 | 83390.2812 | 24.7% | 254285.8438 | 125877.5 | 37.28% | 211798.625 | 37199.0664 | 11.02% | 300477.0586 | 13209.7344 | 3.912% | 324466.3906
32 | West Fresno | SPGE | {'California Ave': [3.0, 64513.0], 'Kearney (New)': [3.6, 71684.0], 'Malaga': [5.4, 53619.0], 'Gregg': [10.8, 29397.0], 'Sanger': [11.6, 29556.0], 'McCall': [12.4, 36239.0], 'Mc Mullin': [12.8, 51148.0], 'Borden': [16.8, 16657.0], 'Kingsburg': [20.6, 16389.0], 'Wahtoke': [21.5, 17847.0], 'Helm': [21.7, 27582.0], 'Reedley': [25.8, 3942.0], 'Schindler': [28.1, 4743.0]} | 277527.4375 | 82104.6406 | 29.58% | 195422.7969 | 70.42% | 9010.3486 | 3.247% | 174275.917 | 62.8% | 21 | 76100.5703 | 27.42% | 176454.1406 | 63.58% | 0 | 0% | 0 | 0% | 18145.4746 | 6.538% | 259381.9629 | 19085.4863 | 6.877% | 258441.9512 | 18562.7129 | 6.689% | 258964.7246 | 30178.377 | 10.87% | 247349.0605 | 43.3169 | 0.01561% | 277484.1206 | 5162.1763 | 1.86% | 272365.2612
33 | Glenn | NORTHERN CALIFORNIA | {'Logan Creek': [17.7, 24908.0], 'Delevan': [29.1, 59.0]} | 363055.7188 | 49591.5391 | 13.66% | 313464.1797 | 86.34% | 76516.3281 | 21.08% | 240134.2344 | 66.14% | 9.9279 | 63988.5938 | 17.63% | 170431.6875 | 46.94% | 1753.5691 | 0.483% | 0 | 0% | 185360.0781 | 51.06% | 177695.6406 | 12360.6797 | 3.405% | 350695.0391 | 23227.5293 | 6.398% | 339828.1895 | 202626.1719 | 55.81% | 160429.5469 | 32504.1875 | 8.953% | 330551.5312 | 58756.1484 | 16.18% | 304299.5703
34 | Bridgeville | NORTHERN CALIFORNIA | {'Humboldt': [27.2, 418.0]} | 138160.5312 | 9797.9023 | 7.092% | 128362.6289 | 92.91% | 48112.2148 | 34.82% | 85390.8008 | 61.81% | 6.0661 | 818.3875 | 0.5923% | 0 | 0% | 83950.8516 | 60.76% | 12874.7324 | 9.319% | 27449.3438 | 19.87% | 110711.1875 | 32248.2441 | 23.34% | 105912.2871 | 41525 | 30.06% | 96635.5312 | 59732.7422 | 43.23% | 78427.7891 | 108472.0156 | 78.51% | 29688.5156 | 1493.6296 | 1.081% | 136666.9016
35 | Humboldt | NORTHERN CALIFORNIA | {'Bridgeville': [27.2, 418.0]} | 146565.1562 | 24217.4805 | 16.52% | 122347.6758 | 83.48% | 44294.1367 | 30.22% | 78896.5977 | 53.83% | 10.9982 | 15928.8037 | 10.87% | 0 | 0% | 63409.1367 | 43.26% | 0 | 0% | 6813.8838 | 4.649% | 139751.2725 | 55170.2188 | 37.64% | 91394.9375 | 62967.5 | 42.96% | 83597.6562 | 65686.6094 | 44.82% | 80878.5469 | 72269.6406 | 49.31% | 74295.5156 | 18431.6621 | 12.58% | 128133.4941
36 | El Centro | GREATER IMPERIAL | {'Imperial Valley': [11.9, 25366.0], 'Highline': [15.5, 18524.0], 'North Gila - IV (Proposed)': [19.4, 11651.0], 'Arkansas': [23.2, 10400.0], 'Sonora': [25.8, 5590.0], 'Bannister': [27.8, 832.0], 'Ocotillo Express': [29.8, 85.0]} | 276165.2188 | 58490.4219 | 21.18% | 217674.7969 | 78.82% | 8901.3467 | 3.223% | 258633.1533 | 93.65% | 9.6323 | 47095.5664 | 17.05% | 192679.5312 | 69.77% | 0 | 0% | 0 | 0% | 3001.5061 | 1.087% | 273163.7126 | 28992.1719 | 10.5% | 247173.0469 | 32080.6152 | 11.62% | 244084.6035 | 35082.5469 | 12.7% | 241082.6719 | 1076.7896 | 0.3899% | 275088.4292 | 17765.8262 | 6.433% | 258399.3926
37 | High Line | GREATER IMPERIAL | {'North Gila - IV (Proposed)': [4.3, 17993.0], 'El Centro': [15.5, 18524.0], 'Imperial Valley': [26.0, 2824.0], 'Arkansas': [27.5, 1822.0], 'Sonora': [29.4, 411.0]} | 168899.9531 | 27720.5176 | 16.41% | 141179.4355 | 83.59% | 27650.4199 | 16.37% | 136076.2363 | 80.57% | 8.6056 | 21155.9141 | 12.53% | 111409.4297 | 65.96% | 0 | 0% | 0 | 0% | 6880.5703 | 4.074% | 162019.3828 | 28632.2031 | 16.95% | 140267.75 | 28632.2031 | 16.95% | 140267.75 | 35512.7734 | 21.03% | 133387.1797 | 12006.9062 | 7.109% | 156893.0469 | 8531.3945 | 5.051% | 160368.5586
38 | Imperial Valley | GREATER IMPERIAL | {'El Centro': [11.9, 25366.0], 'Ocotillo Express': [19.2, 1861.0], 'East County': [24.6, 790.0], 'Highline': [26.0, 2824.0], 'North Gila - IV (Proposed)': [29.3, 546.0]} | 123612.9531 | 27255.8711 | 22.05% | 96357.082 | 77.95% | 17360.8711 | 14.04% | 100969.0586 | 81.68% | 10.0432 | 17778.3379 | 14.38% | 66346.6797 | 53.67% | 0 | 0% | 0 | 0% | 6023.3047 | 4.873% | 117589.6484 | 12657.9922 | 10.24% | 110954.9609 | 15746.8594 | 12.74% | 107866.0938 | 21770.1641 | 17.61% | 101842.7891 | 14944.4795 | 12.09% | 108668.4736 | 9036.0537 | 7.31% | 114576.8994
39 | El Segundo | GREATER LA METRO | {'Chevmain': [1.2, 648.0], 'El Nido': [3.0, 404.0], 'Redondo': [4.6, 334.0], 'La Fresa': [5.8, 331.0], 'La Cienega': [6.9, 528.0], 'Arcogen': [12.1, 294.0], 'Hinson': [13.1, 293.0], 'Lighthipe': [14.4, 230.0], 'Harborgen': [14.4, 291.0], 'Long Beach': [15.0, 288.0], 'Laguna Bell': [16.5, 27.0], 'Center': [18.3, 137.0], 'Del Amo': [19.2, 142.0], 'Mesa': [20.0, 0.0], 'Alamitos': [21.1, 150.0], 'Goodrich': [25.5, 0.0], 'Gould': [25.5, 0.0], 'Barre': [26.3, 132.0], 'Sylmar-Pac Intertie': [27.7, 315.0], 'Walnut': [28.0, 0.0], 'Rio Hondo': [28.8, 0.0], 'Olinda': [28.9, 0.0]} | 3267.3386 | 740.1351 | 22.65% | 2527.2035 | 77.35% | 155.5711 | 4.761% | 1726.034 | 52.83% | 10.6584 | 0 | 0% | 0 | 0% | 1087.0532 | 33.27% | 265.2784 | 8.119% | 286.0726 | 8.756% | 2981.266 | 124.8791 | 3.822% | 3142.4595 | 1653.4648 | 50.61% | 1613.8738 | 1939.5375 | 59.36% | 1327.8011 | 499.3674 | 15.28% | 2767.9713 | 227.7507 | 6.971% | 3039.5879
40 | Arco | SPGE | {'Gates-Midway (Proposed)': [8.7, 59213.0], 'Avenal': [18.0, 20378.0], 'Goose Lake': [22.3, 26993.0], 'Cal Flats': [23.8, 4763.0], 'Cholame': [24.5, 1158.0], 'Kernridge': [25.0, 8160.0], 'Smyrna': [26.0, 9603.0], 'Caliente': [27.4, 1453.0], 'Olive': [27.6, 492.0], 'Gates': [27.8, 1497.0], 'Carrizo Plains': [28.2, 0.0], 'Solar': [28.4, 0.0], 'Alpaugh': [28.7, 548.0], 'Semitropic': [29.3, 236.0], 'Temblor': [29.7, 332.0]} | 388476.6875 | 73326.6328 | 18.88% | 315150.0547 | 81.12% | 93476.3047 | 24.06% | 282989.0703 | 72.85% | 6.9303 | 64364.25 | 16.57% | 72698.6797 | 18.71% | 7600.9341 | 1.957% | 0 | 0% | 258897.1875 | 66.64% | 129579.5 | 11073.9326 | 2.851% | 377402.7549 | 43369.9375 | 11.16% | 345106.75 | 278256.4062 | 71.63% | 110220.2812 | 31859.9707 | 8.201% | 356616.7168 | 12661.5938 | 3.259% | 375815.0938
41 | Bakersfield | SPGE | {'West Park': [2.2, 50132.0], 'Columbus': [3.7, 46146.0], 'Kern Oil': [3.8, 43201.0], 'Rosedale': [4.2, 47042.0], 'Sycamore': [4.6, 40358.0], 'Magunden': [5.0, 38735.0], 'Kern Power': [5.3, 44090.0], 'Stockdale': [6.0, 37264.0], 'Cal Water': [6.3, 40479.0], '7th Standard': [8.0, 38143.0], 'Tevis': [8.4, 30219.0], 'Renfro': [9.0, 35239.0], 'Unknown - 3327': [10.1, 20123.0], 'Lamont': [10.2, 20071.0], 'Lerdo': [11.4, 29754.0], 'Poso Mt.': [12.2, 30100.0], 'Grimmway-Malaga': [12.6, 20568.0], 'Rio Bravo': [14.9, 20281.0], 'Tupman': [15.2, 13652.0], 'Norco': [18.6, 9764.0], 'Shafter': [19.7, 12259.0], 'Wheeler Ridge': [20.7, 15632.0], 'Charca': [23.6, 7002.0], 'Midway - Wheeler Ridge (Proposed)': [23.6, 7026.0], 'Elk Hills': [23.8, 4020.0], 'Midway': [25.3, 1542.0], 'Semitropic': [28.5, 717.0]} | 297174.1875 | 53691.7891 | 18.07% | 243482.3984 | 81.93% | 36224.9805 | 12.19% | 233799.332 | 78.67% | 11.75 | 22049.2227 | 7.42% | 118199.9844 | 39.77% | 50363.6914 | 16.95% | 0 | 0% | 119366 | 40.17% | 177808.1875 | 42363.8789 | 14.26% | 254810.3086 | 85229.7578 | 28.68% | 211944.4297 | 151578.0312 | 51.01% | 145596.1562 | 42345.5391 | 14.25% | 254828.6484 | 13110.4551 | 4.412% | 284063.7324
42 | Charca | SPGE | {'Semitropic': [6.3, 38411.0], 'Shafter': [6.5, 37893.0], 'Smyrna': [10.5, 23401.0], 'Rio Bravo': [12.0, 27177.0], 'Lerdo': [12.3, 24461.0], 'Goose Lake': [14.3, 23839.0], 'Midway': [15.8, 23752.0], '7th Standard': [16.0, 19592.0], 'Renfro': [17.7, 17827.0], 'Tupman': [17.8, 17865.0], 'Kern Power': [20.3, 13927.0], 'Kern Oil': [20.7, 10847.0], 'Vestal': [21.0, 10356.0], 'Poso Mt.': [21.0, 10862.0], 'Olive': [21.1, 11175.0], 'Rosedale': [21.2, 12728.0], 'Sycamore': [21.7, 9597.0], 'Norco': [22.2, 13139.0], 'West Park': [22.8, 8048.0], 'Tevis': [22.8, 10913.0], 'Bakersfield': [23.6, 7002.0], 'Stockdale': [24.8, 5276.0], 'Alpaugh': [25.6, 3689.0], 'Kernridge': [26.0, 4275.0], 'Temblor': [26.0, 4968.0], 'Columbus': [26.1, 4766.0], 'Elk Hills': [26.5, 4056.0], 'Gates-Midway (Proposed)': [27.0, 495.0], 'Cal Water': [27.1, 4133.0], 'Magunden': [28.4, 2054.0]} | 356318.5312 | 55796.0586 | 15.66% | 300522.4727 | 84.34% | 23826.6543 | 6.687% | 309365.5645 | 86.82% | 10 | 73915.3203 | 20.74% | 238905.2344 | 67.05% | 0 | 0% | 0 | 0% | 66962.7734 | 18.79% | 289355.7578 | 8543.9258 | 2.398% | 347774.6055 | 79925.3359 | 22.43% | 276393.1953 | 134890.6094 | 37.86% | 221427.9219 | 263.5396 | 0.07396% | 356054.9917 | 14072.0684 | 3.949% | 342246.4629
43 | Columbus | SPGE | {'Cal Water': [2.7, 41975.0], 'Magunden': [2.8, 37309.0], 'Bakersfield': [3.7, 46146.0], 'Sycamore': [4.7, 39304.0], 'Kern Oil': [5.4, 41454.0], 'West Park': [5.9, 43216.0], 'Rosedale': [7.9, 40022.0], 'Unknown - 3327': [8.2, 19551.0], 'Lamont': [8.3, 19512.0], 'Kern Power': [9.0, 37557.0], 'Stockdale': [9.1, 30852.0], 'Poso Mt.': [11.1, 30267.0], '7th Standard': [11.2, 33583.0], 'Grimmway-Malaga': [11.3, 19613.0], 'Tevis': [12.0, 23539.0], 'Renfro': [12.7, 28854.0], 'Lerdo': [13.9, 28474.0], 'Rio Bravo': [18.3, 16866.0], 'Tupman': [18.9, 7739.0], 'Wheeler Ridge': [21.5, 11935.0], 'Norco': [22.2, 4022.0], 'Shafter': [22.7, 10153.0], 'Charca': [26.1, 4766.0], 'Midway - Wheeler Ridge (Proposed)': [26.6, 2689.0], 'Elk Hills': [27.4, 455.0], 'Midway': [28.9, 103.0]} | 275873.7812 | 48106.5234 | 17.44% | 227767.2578 | 82.56% | 46214.0273 | 16.75% | 206319.5508 | 74.79% | 11.3846 | 13146.6934 | 4.765% | 89521.5938 | 32.45% | 80407.2969 | 29.15% | 0 | 0% | 135198.4219 | 49.01% | 140675.3594 | 40636.9688 | 14.73% | 235236.8125 | 75239.6953 | 27.27% | 200634.0859 | 150933.6562 | 54.71% | 124940.125 | 69455.2344 | 25.18% | 206418.5469 | 6562.186 | 2.379% | 269311.5952
44 | Elk Hills | SPGE | {'Norco': [5.6, 23969.0], 'Taft': [8.6, 7820.0], 'Midway - Wheeler Ridge (Proposed)': [9.4, 19532.0], 'Tupman': [10.7, 13954.0], 'Midway': [13.0, 5259.0], 'Tevis': [15.4, 16467.0], 'Rio Bravo': [16.3, 6559.0], 'Renfro': [16.4, 10872.0], 'Stockdale': [18.5, 10941.0], 'Kern Power': [19.0, 8332.0], 'Rosedale': [19.8, 8044.0], 'Shafter': [20.1, 5159.0], '7th Standard': [20.2, 6492.0], 'Temblor': [21.0, 188.0], 'West Park': [21.6, 6114.0], 'Lerdo': [22.8, 3242.0], 'Bakersfield': [23.8, 4020.0], 'Wheeler Ridge': [24.6, 10911.0], 'Kern Oil': [25.0, 960.0], 'Kernridge': [25.4, 185.0], 'Semitropic': [26.1, 4065.0], 'Charca': [26.5, 4056.0], 'Sycamore': [26.8, 126.0], 'Magunden': [27.3, 1304.0], 'Columbus': [27.4, 455.0], 'Goose Lake': [28.3, 116.0], 'Grimmway-Malaga': [29.2, 456.0], 'Unknown - 3327': [29.4, 205.0], 'Lamont': [29.5, 162.0]} | 251156.5 | 24813.1016 | 9.88% | 226343.3984 | 90.12% | 70178.7422 | 27.94% | 170140.4141 | 67.74% | 8.1943 | 50961.2695 | 20.29% | 96989.1953 | 38.62% | 0 | 0% | 0 | 0% | 66218.5469 | 26.37% | 184937.9531 | 104307.1797 | 41.53% | 146849.3203 | 172810.5469 | 68.81% | 78345.9531 | 184372.2656 | 73.41% | 66784.2344 | 1649.0181 | 0.6566% | 249507.4819 | 19072.3477 | 7.594% | 232084.1523
45 | Goose Lake | SPGE | {'Semitropic': [8.0, 33497.0], 'Smyrna': [10.6, 36907.0], 'Kernridge': [14.2, 16135.0], 'Charca': [14.3, 23839.0], 'Midway': [15.4, 15458.0], 'Gates-Midway (Proposed)': [15.8, 36565.0], 'Shafter': [15.9, 18978.0], 'Temblor': [16.5, 11838.0], 'Rio Bravo': [21.1, 9910.0], 'Olive': [21.8, 16885.0], 'Arco': [22.3, 26993.0], 'Tupman': [24.4, 4023.0], 'Caliente': [24.4, 4334.0], 'Lerdo': [25.1, 2425.0], 'Alpaugh': [25.9, 10743.0], 'Norco': [26.6, 2029.0], '7th Standard': [27.6, 740.0], 'Renfro': [27.7, 715.0], 'Elk Hills': [28.3, 116.0]} | 331587.75 | 66550.4688 | 20.07% | 265037.2812 | 79.93% | 49023.5703 | 14.78% | 269296.9922 | 81.21% | 7.9178 | 88020.8281 | 26.55% | 144584.0938 | 43.6% | 0 | 0% | 0 | 0% | 117213.7578 | 35.35% | 214373.9922 | 31056.4863 | 9.366% | 300531.2637 | 115195.7109 | 34.74% | 216392.0391 | 196276.5625 | 59.19% | 135311.1875 | 6029.5869 | 1.818% | 325558.1631 | 15319.1533 | 4.62% | 316268.5967
46 | Kernridge | SPGE | {'Temblor': [4.8, 42529.0], 'Caliente': [10.9, 35446.0], 'Goose Lake': [14.2, 16135.0], 'Midway': [16.4, 16928.0], 'Carrizo Plains': [17.5, 11576.0], 'Solar': [18.5, 9919.0], 'Semitropic': [20.2, 5783.0], 'Gates-Midway (Proposed)': [23.2, 8959.0], 'Shafter': [24.3, 5417.0], 'Smyrna': [24.8, 33.0], 'Arco': [25.0, 8160.0], 'Elk Hills': [25.4, 185.0], 'Taft': [25.7, 1194.0], 'Charca': [26.0, 4275.0], 'Norco': [26.6, 970.0], 'Rio Bravo': [27.0, 3499.0], 'Tupman': [27.1, 2116.0]} | 299291.9062 | 50840.5039 | 16.99% | 248451.4023 | 83.01% | 56078.9648 | 18.74% | 228114.1914 | 76.22% | 8.1961 | 19674.6562 | 6.574% | 72292.6641 | 24.15% | 0 | 0% | 0 | 0% | 152373.3594 | 50.91% | 146918.5469 | 42779.4414 | 14.29% | 256512.4648 | 103164.1406 | 34.47% | 196127.7656 | 214311.0469 | 71.61% | 84980.8594 | 50563.8086 | 16.89% | 248728.0977 | 9932.7607 | 3.319% | 289359.1455
47 | Lamont | SPGE | {'Unknown - 3327': [0.1, 26885.0], 'Grimmway-Malaga': [3.4, 26850.0], 'Magunden': [5.6, 25825.0], 'Columbus': [8.3, 19512.0], 'Cal Water': [8.9, 14389.0], 'Bakersfield': [10.2, 20071.0], 'West Park': [11.4, 20652.0], 'Stockdale': [11.7, 24293.0], 'Sycamore': [13.0, 10944.0], 'Kern Oil': [13.4, 12859.0], 'Rosedale': [13.4, 17387.0], 'Kern Power': [14.5, 14595.0], 'Tevis': [15.2, 16854.0], 'Wheeler Ridge': [15.7, 19077.0], '7th Standard': [18.1, 5505.0], 'Renfro': [18.2, 7710.0], 'Poso Mt.': [18.9, 2277.0], 'Lerdo': [21.6, 127.0], 'Tupman': [23.4, 3489.0], 'Rio Bravo': [24.7, 539.0], 'Pastoria': [25.0, 182.0], 'Norco': [25.3, 3548.0], 'Midway - Wheeler Ridge (Proposed)': [26.0, 3705.0], 'Elk Hills': [29.5, 162.0], 'Shafter': [29.8, 0.0]} | 257227.2812 | 26888.332 | 10.45% | 230338.9492 | 89.55% | 44835.4102 | 17.43% | 191219.8086 | 74.34% | 9.6866 | 18868.4316 | 7.335% | 110498.5 | 42.96% | 62361.668 | 24.24% | 7706.5938 | 2.996% | 115375.625 | 44.85% | 141851.6562 | 53614.6133 | 20.84% | 203612.668 | 80820.7344 | 31.42% | 176406.5469 | 142440.6406 | 55.38% | 114786.6406 | 60788.5508 | 23.63% | 196438.7305 | 4401.4922 | 1.711% | 252825.7891
48 | Lerdo | SPGE | {'7th Standard': [4.3, 44756.0], 'Rio Bravo': [7.3, 31081.0], 'Renfro': [7.8, 33790.0], 'Kern Oil': [8.5, 37491.0], 'Kern Power': [8.9, 32858.0], 'Shafter': [9.4, 26796.0], 'Rosedale': [9.5, 32094.0], 'Sycamore': [9.7, 36241.0], 'West Park': [10.8, 28036.0], 'Bakersfield': [11.4, 29754.0], 'Poso Mt.': [11.7, 39559.0], 'Tupman': [12.1, 16708.0], 'Charca': [12.3, 24461.0], 'Tevis': [12.5, 18596.0], 'Stockdale': [13.5, 15387.0], 'Columbus': [13.9, 28474.0], 'Cal Water': [15.1, 29124.0], 'Magunden': [16.1, 17677.0], 'Norco': [17.2, 11338.0], 'Semitropic': [17.5, 12157.0], 'Midway': [18.2, 13030.0], 'Unknown - 3327': [21.5, 142.0], 'Lamont': [21.6, 127.0], 'Smyrna': [22.7, 2326.0], 'Elk Hills': [22.8, 3242.0], 'Vestal': [23.9, 6021.0], 'Grimmway-Malaga': [24.0, 88.0], 'Goose Lake': [25.1, 2425.0], 'Midway - Wheeler Ridge (Proposed)': [27.0, 99.0]} | 329393.25 | 53675.6602 | 16.3% | 275717.5898 | 83.7% | 34604.7812 | 10.51% | 272810.3125 | 82.82% | 10.94 | 20749 | 6.299% | 173393.5 | 52.64% | 25416.6289 | 7.716% | 0 | 0% | 122402.4062 | 37.16% | 206990.8438 | 31367.4629 | 9.523% | 298025.7871 | 72861.0391 | 22.12% | 256532.2109 | 158674.5781 | 48.17% | 170718.6719 | 17921.1328 | 5.441% | 311472.1172 | 15661.4658 | 4.755% | 313731.7842
49 | Magunden | SPGE | {'Columbus': [2.8, 37309.0], 'Cal Water': [4.4, 31894.0], 'Bakersfield': [5.0, 38735.0], 'Unknown - 3327': [5.5, 25878.0], 'Lamont': [5.6, 25825.0], 'West Park': [6.7, 39166.0], 'Sycamore': [7.4, 28507.0], 'Kern Oil': [7.8, 31056.0], 'Grimmway-Malaga': [8.6, 26027.0], 'Stockdale': [8.8, 36239.0], 'Rosedale': [8.9, 35787.0], 'Kern Power': [10.0, 32730.0], 'Tevis': [12.0, 26490.0], '7th Standard': [13.0, 24102.0], 'Poso Mt.': [13.8, 19783.0], 'Renfro': [13.8, 24936.0], 'Lerdo': [16.1, 17677.0], 'Wheeler Ridge': [19.0, 19022.0], 'Tupman': [19.7, 8207.0], 'Rio Bravo': [19.9, 12879.0], 'Norco': [22.5, 4904.0], 'Shafter': [24.7, 7073.0], 'Midway - Wheeler Ridge (Proposed)': [25.6, 4417.0], 'Elk Hills': [27.3, 1304.0], 'Charca': [28.4, 2054.0], 'Pastoria': [29.7, 24.0]} | 268756.875 | 44490.2148 | 16.55% | 224266.6602 | 83.45% | 41127.3164 | 15.3% | 205556.9336 | 76.48% | 11.2491 | 19343.9609 | 7.198% | 99034.0703 | 36.85% | 67790.1797 | 25.22% | 0 | 0% | 121466.6016 | 45.2% | 147290.2734 | 39692.0898 | 14.77% | 229064.7852 | 74172.0078 | 27.6% | 194584.8672 | 142042.6406 | 52.85% | 126714.2344 | 62568.7344 | 23.28% | 206188.1406 | 6022.5244 | 2.241% | 262734.3506
50 | Midway | SPGE | {'Shafter': [10.7, 25927.0], 'Tupman': [10.8, 16531.0], 'Rio Bravo': [11.1, 22386.0], 'Norco': [11.5, 14073.0], 'Elk Hills': [13.0, 5259.0], 'Semitropic': [13.6, 24187.0], 'Temblor': [13.8, 17621.0], 'Goose Lake': [15.4, 15458.0], 'Charca': [15.8, 23752.0], 'Renfro': [16.3, 13225.0], 'Kernridge': [16.4, 16928.0], 'Lerdo': [18.2, 13030.0], '7th Standard': [18.3, 11447.0], 'Taft': [18.6, 529.0], 'Tevis': [19.1, 8109.0], 'Kern Power': [20.1, 8413.0], 'Rosedale': [21.2, 7320.0], 'Smyrna': [21.7, 6598.0], 'Midway - Wheeler Ridge (Proposed)': [22.1, 0.0], 'Stockdale': [22.5, 2679.0], 'West Park': [23.3, 2893.0], 'Kern Oil': [24.5, 2704.0], 'Bakersfield': [25.3, 1542.0], 'Sycamore': [26.3, 1371.0], 'Caliente': [26.3, 9637.0], 'Columbus': [28.9, 103.0], 'Poso Mt.': [29.9, 0.0]} | 313383.7188 | 37437.7109 | 11.95% | 275946.0078 | 88.05% | 61685.5352 | 19.68% | 236502.4336 | 75.47% | 9.1423 | 44263.8281 | 14.12% | 155865.0938 | 49.74% | 0 | 0% | 0 | 0% | 59209.1289 | 18.89% | 254174.5898 | 70207.4219 | 22.4% | 243176.2969 | 178675.625 | 57.01% | 134708.0938 | 189381.5469 | 60.43% | 124002.1719 | 1110.3783 | 0.3543% | 312273.3405 | 23186.0664 | 7.399% | 290197.6523
51 | Norco | SPGE | {'Tupman': [5.2, 27086.0], 'Elk Hills': [5.6, 23969.0], 'Tevis': [10.4, 27776.0], 'Renfro': [10.8, 22641.0], 'Rio Bravo': [11.1, 16618.0], 'Midway': [11.5, 14073.0], 'Midway - Wheeler Ridge (Proposed)': [11.6, 23309.0], 'Kern Power': [13.6, 18722.0], 'Stockdale': [13.8, 18799.0], 'Taft': [14.2, 7176.0], 'Rosedale': [14.5, 17715.0], '7th Standard': [14.6, 17098.0], 'Shafter': [15.7, 14711.0], 'West Park': [16.3, 13329.0], 'Lerdo': [17.2, 11338.0], 'Bakersfield': [18.6, 9764.0], 'Kern Oil': [19.5, 6511.0], 'Sycamore': [21.3, 3494.0], 'Columbus': [22.2, 4022.0], 'Charca': [22.2, 13139.0], 'Magunden': [22.5, 4904.0], 'Temblor': [22.8, 1620.0], 'Semitropic': [22.9, 11967.0], 'Wheeler Ridge': [23.2, 15641.0], 'Cal Water': [24.9, 1370.0], 'Unknown - 3327': [25.2, 3600.0], 'Lamont': [25.3, 3548.0], 'Grimmway-Malaga': [25.5, 4408.0], 'Kernridge': [26.6, 970.0], 'Goose Lake': [26.6, 2029.0], 'Poso Mt.': [27.3, 422.0]} | 291794.7812 | 38701.0234 | 13.26% | 253093.7578 | 86.74% | 70926.7812 | 24.31% | 201810.75 | 69.16% | 9.1369 | 64367.5312 | 22.06% | 128468.8203 | 44.03% | 0 | 0% | 0 | 0% | 57928.5273 | 19.85% | 233866.2539 | 102402.8203 | 35.09% | 189391.9609 | 178863.8906 | 61.3% | 112930.8906 | 181820.1719 | 62.31% | 109974.6094 | 1394.3099 | 0.4778% | 290400.4713 | 20453.6211 | 7.01% | 271341.1602
52 | Rio Bravo | SPGE | {'Shafter': [5.9, 34169.0], 'Tupman': [6.1, 23268.0], 'Renfro': [6.6, 32287.0], 'Lerdo': [7.3, 31081.0], '7th Standard': [7.3, 31192.0], 'Kern Power': [10.2, 27508.0], 'Norco': [11.1, 16618.0], 'Midway': [11.1, 22386.0], 'Rosedale': [11.2, 26331.0], 'Tevis': [11.3, 20014.0], 'Charca': [12.0, 27177.0], 'West Park': [13.3, 21628.0], 'Kern Oil': [13.5, 21389.0], 'Stockdale': [13.9, 15584.0], 'Semitropic': [14.8, 20826.0], 'Bakersfield': [14.9, 20281.0], 'Sycamore': [15.2, 19739.0], 'Elk Hills': [16.3, 6559.0], 'Columbus': [18.3, 16866.0], 'Poso Mt.': [18.9, 17576.0], 'Magunden': [19.9, 12879.0], 'Cal Water': [20.3, 15972.0], 'Goose Lake': [21.1, 9910.0], 'Smyrna': [22.0, 5036.0], 'Midway - Wheeler Ridge (Proposed)': [22.1, 1665.0], 'Taft': [24.5, 0.0], 'Unknown - 3327': [24.6, 555.0], 'Lamont': [24.7, 539.0], 'Temblor': [24.9, 4196.0], 'Grimmway-Malaga': [26.3, 501.0], 'Kernridge': [27.0, 3499.0], 'Wheeler Ridge': [29.2, 776.0], 'Vestal': [29.3, 96.0]} | 328643.5 | 42196.8203 | 12.84% | 286446.6797 | 87.16% | 43428.3789 | 13.21% | 263727.4336 | 80.25% | 10.9756 | 44240.0156 | 13.46% | 192795.2031 | 58.66% | 0 | 0% | 0 | 0% | 86559.9062 | 26.34% | 242083.5938 | 59047.4492 | 17.97% | 269596.0508 | 135318.8281 | 41.17% | 193324.6719 | 178567.5781 | 54.33% | 150075.9219 | 1440.7755 | 0.4384% | 327202.7245 | 22912.9688 | 6.972% | 305730.5312
53 | Rosedale | SPGE | {'Kern Power': [1.1, 52403.0], 'West Park': [2.1, 50734.0], 'Stockdale': [4.2, 38950.0], 'Bakersfield': [4.2, 47042.0], 'Tevis': [4.9, 37938.0], 'Renfro': [4.9, 43268.0], '7th Standard': [5.3, 40519.0], 'Kern Oil': [5.4, 39549.0], 'Sycamore': [7.2, 35482.0], 'Columbus': [7.9, 40022.0], 'Magunden': [8.9, 35787.0], 'Lerdo': [9.5, 32094.0], 'Cal Water': [10.5, 35006.0], 'Tupman': [11.0, 21549.0], 'Rio Bravo': [11.2, 26331.0], 'Unknown - 3327': [13.3, 17439.0], 'Lamont': [13.4, 17387.0], 'Poso Mt.': [14.3, 26635.0], 'Norco': [14.5, 17715.0], 'Grimmway-Malaga': [15.2, 18259.0], 'Shafter': [16.5, 18304.0], 'Elk Hills': [19.8, 8044.0], 'Midway - Wheeler Ridge (Proposed)': [20.7, 9536.0], 'Wheeler Ridge': [20.7, 16939.0], 'Midway': [21.2, 7320.0], 'Charca': [21.2, 12728.0], 'Semitropic': [25.5, 5764.0], 'Taft': [28.3, 0.0]} | 297344.9062 | 55656.5273 | 18.72% | 241688.3789 | 81.28% | 23551.2207 | 7.921% | 244319.623 | 82.17% | 11.9615 | 33313.8438 | 11.2% | 133292.8125 | 44.83% | 16539.377 | 5.562% | 0 | 0% | 96672.9141 | 32.51% | 200671.9922 | 50656.3242 | 17.04% | 246688.582 | 89610.5938 | 30.14% | 207734.3125 | 144134.3906 | 48.47% | 153210.5156 | 12569.7451 | 4.227% | 284775.1611 | 18584.5762 | 6.25% | 278760.3301
54 | Semitropic | SPGE | {'Charca': [6.3, 38411.0], 'Goose Lake': [8.0, 33497.0], 'Smyrna': [8.1, 31917.0], 'Shafter': [9.0, 30893.0], 'Midway': [13.6, 24187.0], 'Rio Bravo': [14.8, 20826.0], 'Lerdo': [17.5, 12157.0], 'Tupman': [19.4, 14893.0], 'Kernridge': [20.2, 5783.0], '7th Standard': [20.5, 9924.0], 'Olive': [20.5, 19911.0], 'Temblor': [20.9, 6476.0], 'Renfro': [21.3, 11596.0], 'Gates-Midway (Proposed)': [21.8, 7552.0], 'Norco': [22.9, 11967.0], 'Kern Power': [24.5, 6858.0], 'Alpaugh': [25.1, 12129.0], 'Rosedale': [25.5, 5764.0], 'Kern Oil': [25.9, 2116.0], 'Vestal': [25.9, 2240.0], 'Elk Hills': [26.1, 4065.0], 'Tevis': [26.1, 6356.0], 'Poso Mt.': [27.1, 497.0], 'Sycamore': [27.2, 894.0], 'West Park': [27.3, 2009.0], 'Bakersfield': [28.5, 717.0], 'Stockdale': [28.6, 1136.0], 'Arco': [29.3, 236.0]} | 328787 | 50031.1055 | 15.22% | 278755.8945 | 84.78% | 37031.6992 | 11.26% | 273500.3633 | 83.18% | 9.104 | 84866.6484 | 25.81% | 200050.5156 | 60.85% | 0 | 0% | 0 | 0% | 84149.375 | 25.59% | 244637.625 | 27307.6504 | 8.306% | 301479.3496 | 113998.3125 | 34.67% | 214788.6875 | 166590.7812 | 50.67% | 162196.2188 | 352.387 | 0.1072% | 328434.613 | 17149.1641 | 5.216% | 311637.8359
55 | Shafter | SPGE | {'Rio Bravo': [5.9, 34169.0], 'Charca': [6.5, 37893.0], 'Semitropic': [9.0, 30893.0], 'Lerdo': [9.4, 26796.0], 'Midway': [10.7, 25927.0], 'Tupman': [11.3, 21361.0], '7th Standard': [11.7, 24183.0], 'Renfro': [12.3, 24262.0], 'Kern Power': [15.5, 19481.0], 'Norco': [15.7, 14711.0], 'Goose Lake': [15.9, 18978.0], 'Smyrna': [16.1, 13159.0], 'Rosedale': [16.5, 18304.0], 'Tevis': [17.1, 15439.0], 'Kern Oil': [17.5, 15303.0], 'West Park': [18.4, 13603.0], 'Sycamore': [18.9, 13970.0], 'Stockdale': [19.6, 10031.0], 'Bakersfield': [19.7, 12259.0], 'Elk Hills': [20.1, 5159.0], 'Poso Mt.': [20.5, 12869.0], 'Columbus': [22.7, 10153.0], 'Temblor': [23.2, 6110.0], 'Kernridge': [24.3, 5417.0], 'Cal Water': [24.3, 9462.0], 'Magunden': [24.7, 7073.0], 'Vestal': [26.1, 1621.0], 'Midway - Wheeler Ridge (Proposed)': [27.2, 0.0], 'Olive': [27.5, 1792.0], 'Taft': [27.7, 0.0], 'Unknown - 3327': [29.7, 0.0], 'Lamont': [29.8, 0.0]} | 371342.0312 | 45620.4961 | 12.29% | 325721.5352 | 87.71% | 32454.2441 | 8.74% | 318615.0996 | 85.8% | 10.3827 | 61157.2695 | 16.47% | 248207.7656 | 66.84% | 0 | 0% | 0 | 0% | 88500.3906 | 23.83% | 282841.6406 | 33018.8086 | 8.892% | 338323.2227 | 122805.2344 | 33.07% | 248536.7969 | 182078.3125 | 49.03% | 189263.7188 | 26.8336 | 0.007226% | 371315.1977 | 25205.082 | 6.788% | 346136.9492
56 | Smyrna | SPGE | {'Semitropic': [8.1, 31917.0], 'Charca': [10.5, 23401.0], 'Goose Lake': [10.6, 36907.0], 'Olive': [12.5, 38943.0], 'Shafter': [16.1, 13159.0], 'Alpaugh': [17.0, 30756.0], 'Gates-Midway (Proposed)': [17.5, 25803.0], 'Midway': [21.7, 6598.0], 'Rio Bravo': [22.0, 5036.0], 'Vestal': [22.5, 3362.0], 'Lerdo': [22.7, 2326.0], 'Kernridge': [24.8, 33.0], 'Arco': [26.0, 9603.0], '7th Standard': [26.5, 209.0], 'Temblor': [26.8, 23.0], 'Tupman': [27.2, 482.0], 'Corcoran': [27.6, 4812.0], 'Renfro': [28.1, 88.0], 'Waukena': [29.8, 74.0]} | 301933.3438 | 60772.3555 | 20.13% | 241160.9883 | 79.87% | 44352.1094 | 14.69% | 236616.3594 | 78.37% | 9.4219 | 92320.0469 | 30.58% | 145500.4844 | 48.19% | 0 | 0% | 0 | 0% | 100295.2031 | 33.22% | 201638.1406 | 26143.3281 | 8.659% | 275790.0156 | 92012.7812 | 30.47% | 209920.5625 | 155062.2969 | 51.36% | 146871.0469 | 352.387 | 0.1167% | 301580.9567 | 21855.1719 | 7.238% | 280078.1719
57 | Stockdale | SPGE | {'Tevis': [3.5, 42159.0], 'Rosedale': [4.2, 38950.0], 'West Park': [4.2, 41169.0], 'Kern Power': [4.7, 36160.0], 'Bakersfield': [6.0, 37264.0], 'Renfro': [7.3, 28928.0], 'Magunden': [8.8, 36239.0], 'Kern Oil': [8.9, 27624.0], 'Columbus': [9.1, 30852.0], '7th Standard': [9.2, 23812.0], 'Sycamore': [10.3, 24141.0], 'Unknown - 3327': [11.6, 24345.0], 'Tupman': [11.7, 17176.0], 'Lamont': [11.7, 24293.0], 'Cal Water': [11.9, 24770.0], 'Grimmway-Malaga': [12.6, 25193.0], 'Lerdo': [13.5, 15387.0], 'Norco': [13.8, 18799.0], 'Rio Bravo': [13.9, 15584.0], 'Wheeler Ridge': [16.6, 29261.0], 'Midway - Wheeler Ridge (Proposed)': [17.6, 16220.0], 'Poso Mt.': [17.8, 14597.0], 'Elk Hills': [18.5, 10941.0], 'Shafter': [19.6, 10031.0], 'Midway': [22.5, 2679.0], 'Charca': [24.8, 5276.0], 'Taft': [26.5, 0.0], 'Semitropic': [28.6, 1136.0], 'Pastoria': [29.2, 13.0]} | 296979.75 | 52072.9062 | 17.53% | 244906.8438 | 82.47% | 32168.5938 | 10.83% | 237129.9688 | 79.85% | 11.3651 | 50293.9883 | 16.94% | 147865.75 | 49.79% | 568.9075 | 0.1916% | 0 | 0% | 63959.8594 | 21.54% | 233019.8906 | 73841.9844 | 24.86% | 223137.7656 | 116600.4844 | 39.26% | 180379.2656 | 141231.4844 | 47.56% | 155748.2656 | 4674.9956 | 1.574% | 292304.7544 | 18968.4277 | 6.387% | 278011.3223
58 | Taft | SPGE | {'Elk Hills': [8.6, 7820.0], 'Midway - Wheeler Ridge (Proposed)': [12.1, 11050.0], 'Norco': [14.2, 7176.0], 'Midway': [18.6, 529.0], 'Tupman': [19.2, 2310.0], 'Temblor': [20.9, 1411.0], 'Tevis': [23.6, 2456.0], 'Rio Bravo': [24.5, 0.0], 'Renfro': [25.0, 0.0], 'Kernridge': [25.7, 1194.0], 'Stockdale': [26.5, 0.0], 'Kern Power': [27.5, 0.0], 'Shafter': [27.7, 0.0], 'Rosedale': [28.3, 0.0], '7th Standard': [28.8, 0.0], 'Wheeler Ridge': [28.8, 234.0], 'Caliente': [29.8, 113.0], 'West Park': [29.9, 0.0]} | 148003.125 | 14145.8721 | 9.558% | 133857.2529 | 90.44% | 63104.9336 | 42.64% | 82073.4727 | 55.45% | 5.2215 | 25766.3633 | 17.41% | 32089.6895 | 21.68% | 0 | 0% | 0 | 0% | 43593.5781 | 29.45% | 104409.5469 | 62046.9961 | 41.92% | 85956.1289 | 96429.3203 | 65.15% | 51573.8047 | 110624.6172 | 74.74% | 37378.5078 | 13752.583 | 9.292% | 134250.542 | 2416.1316 | 1.632% | 145586.9934
59 | Temblor | SPGE | {'Kernridge': [4.8, 42529.0], 'Caliente': [12.5, 33566.0], 'Midway': [13.8, 17621.0], 'Goose Lake': [16.5, 11838.0], 'Carrizo Plains': [19.4, 11100.0], 'Solar': [20.5, 9444.0], 'Taft': [20.9, 1411.0], 'Semitropic': [20.9, 6476.0], 'Elk Hills': [21.0, 188.0], 'Norco': [22.8, 1620.0], 'Shafter': [23.2, 6110.0], 'Tupman': [24.1, 2813.0], 'Rio Bravo': [24.9, 4196.0], 'Charca': [26.0, 4968.0], 'Smyrna': [26.8, 23.0], 'Gates-Midway (Proposed)': [27.5, 1410.0], 'Arco': [29.7, 332.0]} | 255508.9062 | 43442.375 | 17% | 212066.5312 | 83% | 55456.8945 | 21.7% | 186584.1055 | 73.02% | 8.3807 | 17846.2578 | 6.985% | 74138.625 | 29.02% | 0 | 0% | 0 | 0% | 110137.0469 | 43.1% | 145371.8594 | 40457.582 | 15.83% | 215051.3242 | 109847.0938 | 42.99% | 145661.8125 | 181015.1875 | 70.84% | 74493.7188 | 35914.293 | 14.06% | 219594.6133 | 7054.2964 | 2.761% | 248454.6099
60 | Tupman | SPGE | {'Norco': [5.2, 27086.0], 'Rio Bravo': [6.1, 23268.0], 'Renfro': [6.4, 27457.0], 'Tevis': [8.3, 24855.0], '7th Standard': [9.8, 22077.0], 'Kern Power': [9.9, 22645.0], 'Elk Hills': [10.7, 13954.0], 'Midway': [10.8, 16531.0], 'Rosedale': [11.0, 21549.0], 'Shafter': [11.3, 21361.0], 'Stockdale': [11.7, 17176.0], 'Lerdo': [12.1, 16708.0], 'West Park': [13.1, 17039.0], 'Bakersfield': [15.2, 13652.0], 'Kern Oil': [15.3, 10817.0], 'Midway - Wheeler Ridge (Proposed)': [16.0, 11694.0], 'Sycamore': [17.2, 7721.0], 'Charca': [17.8, 17865.0], 'Columbus': [18.9, 7739.0], 'Taft': [19.2, 2310.0], 'Semitropic': [19.4, 14893.0], 'Magunden': [19.7, 8207.0], 'Cal Water': [21.4, 4942.0], 'Poso Mt.': [22.6, 4580.0], 'Unknown - 3327': [23.3, 3542.0], 'Lamont': [23.4, 3489.0], 'Temblor': [24.1, 2813.0], 'Grimmway-Malaga': [24.3, 4032.0], 'Goose Lake': [24.4, 4023.0], 'Wheeler Ridge': [24.8, 8788.0], 'Kernridge': [27.1, 2116.0], 'Smyrna': [27.2, 482.0]} | 309562.875 | 33767.668 | 10.91% | 275795.207 | 89.09% | 67438.3047 | 21.79% | 220559.2891 | 71.25% | 10.5 | 59348.6992 | 19.17% | 156247.4531 | 50.47% | 0 | 0% | 0 | 0% | 57164.8164 | 18.47% | 252398.0586 | 96906.0938 | 31.3% | 212656.7812 | 172668.6406 | 55.78% | 136894.2344 | 180177.8281 | 58.2% | 129385.0469 | 1390.6473 | 0.4492% | 308172.2277 | 21268.8848 | 6.871% | 288293.9902
61 | Westpark | SPGE | {'Rosedale': [2.1, 50734.0], 'Bakersfield': [2.2, 50132.0], 'Kern Power': [3.2, 47486.0], 'Stockdale': [4.2, 41169.0], 'Kern Oil': [4.7, 41146.0], 'Columbus': [5.9, 43216.0], 'Sycamore': [6.1, 37310.0], 'Tevis': [6.3, 34739.0], 'Magunden': [6.7, 39166.0], '7th Standard': [6.8, 36460.0], 'Renfro': [7.0, 38515.0], 'Cal Water': [8.5, 37313.0], 'Lerdo': [10.8, 28036.0], 'Unknown - 3327': [11.3, 20704.0], 'Lamont': [11.4, 20652.0], 'Tupman': [13.1, 17039.0], 'Rio Bravo': [13.3, 21628.0], 'Grimmway-Malaga': [13.4, 21525.0], 'Poso Mt.': [13.6, 27015.0], 'Norco': [16.3, 13329.0], 'Shafter': [18.4, 13603.0], 'Wheeler Ridge': [20.0, 18641.0], 'Elk Hills': [21.6, 6114.0], 'Midway - Wheeler Ridge (Proposed)': [21.7, 9692.0], 'Charca': [22.8, 8048.0], 'Midway': [23.3, 2893.0], 'Semitropic': [27.3, 2009.0], 'Taft': [29.9, 0.0]} | 299377.9375 | 54802.9961 | 18.31% | 244574.9414 | 81.69% | 27410.6172 | 9.156% | 243479.4766 | 81.33% | 11.72 | 30573.5996 | 10.21% | 128237.2344 | 42.83% | 29862.5938 | 9.975% | 0 | 0% | 104517.1016 | 34.91% | 194860.8359 | 49287.5898 | 16.46% | 250090.3477 | 88832.4375 | 29.67% | 210545.5 | 146108.8438 | 48.8% | 153269.0938 | 24425.8711 | 8.159% | 274952.0664 | 16457.0391 | 5.497% | 282920.8984
62 | Wheeler Ridge | SPGE | {'Grimmway-Malaga': [12.7, 20872.0], 'Pastoria': [13.0, 2088.0], 'Lamont': [15.7, 19077.0], 'Unknown - 3327': [15.7, 19110.0], 'Stockdale': [16.6, 29261.0], 'Midway - Wheeler Ridge (Proposed)': [16.7, 17800.0], 'Tevis': [18.1, 26855.0], 'Magunden': [19.0, 19022.0], 'West Park': [20.0, 18641.0], 'Bakersfield': [20.7, 15632.0], 'Rosedale': [20.7, 16939.0], 'Kern Power': [21.2, 15010.0], 'Columbus': [21.5, 11935.0], 'Renfro': [23.2, 10785.0], 'Norco': [23.2, 15641.0], 'Cal Water': [23.4, 6684.0], 'Bailey': [24.4, 0.0], 'Kern Oil': [24.4, 6360.0], 'Elk Hills': [24.6, 10911.0], 'Tupman': [24.8, 8788.0], 'Sycamore': [25.1, 3793.0], '7th Standard': [25.8, 5557.0], 'Taft': [28.8, 234.0], 'Rio Bravo': [29.2, 776.0]} | 288926.2188 | 35145.5 | 12.16% | 253780.7188 | 87.84% | 41834.043 | 14.48% | 234313.3008 | 81.1% | 7.5679 | 41500.6836 | 14.36% | 177075.7344 | 61.29% | 17430.7266 | 6.033% | 0 | 0% | 58488.0703 | 20.24% | 230438.1484 | 62664.2344 | 21.69% | 226261.9844 | 99378.75 | 34.4% | 189547.4688 | 124997.8984 | 43.26% | 163928.3203 | 17679.4199 | 6.119% | 271246.7988 | 4176.9526 | 1.446% | 284749.2661
63 | Kern Oil | SPGE | {'Sycamore': [1.9, 46817.0], 'Bakersfield': [3.8, 43201.0], 'West Park': [4.7, 41146.0], 'Rosedale': [5.4, 39549.0], 'Columbus': [5.4, 41454.0], 'Kern Power': [6.0, 38322.0], '7th Standard': [6.2, 41650.0], 'Cal Water': [6.9, 40525.0], 'Magunden': [7.8, 31056.0], 'Lerdo': [8.5, 37491.0], 'Stockdale': [8.9, 27624.0], 'Renfro': [8.9, 32133.0], 'Poso Mt.': [8.9, 36648.0], 'Tevis': [10.3, 22046.0], 'Unknown - 3327': [13.3, 12898.0], 'Lamont': [13.4, 12859.0], 'Rio Bravo': [13.5, 21389.0], 'Tupman': [15.3, 10817.0], 'Grimmway-Malaga': [16.1, 12971.0], 'Shafter': [17.5, 15303.0], 'Norco': [19.5, 6511.0], 'Charca': [20.7, 10847.0], 'Wheeler Ridge': [24.4, 6360.0], 'Midway': [24.5, 2704.0], 'Elk Hills': [25.0, 960.0], 'Semitropic': [25.9, 2116.0], 'Midway - Wheeler Ridge (Proposed)': [26.1, 2588.0], 'Vestal': [27.9, 371.0]} | 296374.2812 | 50938.5859 | 17.19% | 245435.6953 | 82.81% | 42035.1094 | 14.18% | 228518.8281 | 77.1% | 11.4708 | 12894.8252 | 4.351% | 108215.5234 | 36.51% | 67479.8984 | 22.77% | 0 | 0% | 143811.8125 | 48.52% | 152562.4688 | 44264.5 | 14.94% | 252109.7812 | 85349.4375 | 28.8% | 211024.8438 | 164505.6719 | 55.51% | 131868.6094 | 54169.3594 | 18.28% | 242204.9219 | 11169.2402 | 3.769% | 285205.041
64 | Inyokern | GREATER KRAMER | {'Randsburg': [21.5, 26.0]} | 25913.4902 | 9720.6309 | 37.51% | 16192.8594 | 62.49% | 470.0288 | 1.814% | 9603.6167 | 37.06% | 30.0067 | 2098.3135 | 8.097% | 0 | 0% | 461.4856 | 1.781% | 0 | 0% | 12929.3965 | 49.89% | 12984.0938 | 5206.312 | 20.09% | 20707.1782 | 2001.4388 | 7.724% | 23912.0514 | 14884.6201 | 57.44% | 11028.8701 | 5485.8555 | 21.17% | 20427.6348 | 33.9918 | 0.1312% | 25879.4984
65 | Pastoria | GREATER TEHACHAPI | {'Bailey': [11.6, 859.0], 'Wheeler Ridge': [13.0, 2088.0], 'Grimmway-Malaga': [21.6, 1042.0], 'Whirlwind': [23.7, 853.0], 'Unknown - 3327': [25.0, 179.0], 'Lamont': [25.0, 182.0], 'Midway - Wheeler Ridge (Proposed)': [27.3, 75.0], 'Highwind': [28.7, 0.0], 'Stockdale': [29.2, 13.0], 'Magunden': [29.7, 24.0]} | 182567.9688 | 3484.9426 | 1.909% | 179083.0261 | 98.09% | 48752.5898 | 26.7% | 124054.9102 | 67.95% | 6.7454 | 5411.9771 | 2.964% | 65007.6602 | 35.61% | 70817.6094 | 38.79% | 1965.1201 | 1.076% | 93754.8281 | 51.35% | 88813.1406 | 77700.3906 | 42.56% | 104867.5781 | 87843.1172 | 48.12% | 94724.8516 | 126546.4531 | 69.31% | 56021.5156 | 47279.0508 | 25.9% | 135288.918 | 2942.915 | 1.612% | 179625.0537
66 | Ransburg | GREATER KRAMER | {'Inyokern': [21.5, 26.0], 'Kramer': [26.6, 1599.0]} | 56008.0938 | 7902.8252 | 14.11% | 48105.2686 | 85.89% | 16217.3486 | 28.96% | 17845.2881 | 31.86% | 75 | 0 | 0% | 0 | 0% | 0 | 0% | 0 | 0% | 26874.9707 | 47.98% | 29133.123 | 11376.998 | 20.31% | 44631.0957 | 2073.7434 | 3.703% | 53934.3503 | 37191.1367 | 66.4% | 18816.957 | 34757.2344 | 62.06% | 21250.8594 | 22.3973 | 0.03999% | 55985.6964
67 | Sycamore | SPGE | {'Kern Oil': [1.9, 46817.0], 'Bakersfield': [4.6, 40358.0], 'Columbus': [4.7, 39304.0], 'Cal Water': [5.5, 39737.0], 'West Park': [6.1, 37310.0], 'Rosedale': [7.2, 35482.0], 'Magunden': [7.4, 28507.0], 'Poso Mt.': [7.6, 36738.0], 'Kern Power': [7.8, 34202.0], '7th Standard': [8.0, 38645.0], 'Lerdo': [9.7, 36241.0], 'Stockdale': [10.3, 24141.0], 'Renfro': [10.8, 28484.0], 'Tevis': [12.0, 18002.0], 'Unknown - 3327': [12.9, 10960.0], 'Lamont': [13.0, 10944.0], 'Rio Bravo': [15.2, 19739.0], 'Grimmway-Malaga': [15.9, 10906.0], 'Tupman': [17.2, 7721.0], 'Shafter': [18.9, 13970.0], 'Norco': [21.3, 3494.0], 'Charca': [21.7, 9597.0], 'Wheeler Ridge': [25.1, 3793.0], 'Midway': [26.3, 1371.0], 'Elk Hills': [26.8, 126.0], 'Semitropic': [27.2, 894.0], 'Vestal': [27.4, 460.0], 'Midway - Wheeler Ridge (Proposed)': [27.7, 820.0]} | 290094.9688 | 47071.1133 | 16.23% | 243023.8555 | 83.77% | 49381.6797 | 17.02% | 218940.4141 | 75.47% | 10.75 | 9270.4922 | 3.196% | 93104.7656 | 32.09% | 86139.4688 | 29.69% | 0 | 0% | 157676.625 | 54.35% | 132418.3438 | 45716.1953 | 15.76% | 244378.7734 | 82418.6172 | 28.41% | 207676.3516 | 171116.3906 | 58.99% | 118978.5781 | 70834.7344 | 24.42% | 219260.2344 | 6961.4365 | 2.4% | 283133.5322
68 | Avenal | SPGE | {'Gates': [11.2, 43657.0], 'Cal Flats': [13.7, 13985.0], 'Arco': [18.0, 20378.0], 'Mustang': [20.7, 26191.0], 'Henrietta': [21.8, 22439.0], 'Cholame': [23.6, 1707.0], 'Leprino': [24.0, 18439.0], 'Gates-Midway (Proposed)': [24.4, 7029.0], 'Schindler': [29.3, 38.0], 'Excelsior': [29.8, 11.0]} | 345212.7188 | 70900.2891 | 20.54% | 274312.4297 | 79.46% | 133330.4375 | 38.62% | 204215.9062 | 59.16% | 6.5556 | 64091.8828 | 18.57% | 82908.5547 | 24.02% | 5699.751 | 1.651% | 0 | 0% | 144966.5625 | 41.99% | 200246.1562 | 5893.8252 | 1.707% | 339318.8936 | 60587.0938 | 17.55% | 284625.625 | 185606.8125 | 53.77% | 159605.9062 | 92079.9531 | 26.67% | 253132.7656 | 2597.4194 | 0.7524% | 342615.2993
69 | Corcoran | SPGE | {'Waukena': [2.3, 183323.0], 'Alpaugh': [11.5, 84932.0], 'GWF Hanford': [12.2, 113470.0], 'Olive': [15.9, 65193.0], 'Leprino': [17.9, 97526.0], 'Henrietta': [21.4, 64649.0], 'Mustang': [21.9, 59317.0], 'Rector': [22.0, 5467.0], 'Gates-Midway (Proposed)': [25.5, 16305.0], 'Kingsburg': [26.2, 11669.0], 'Smyrna': [27.6, 4812.0]} | 401016.4375 | 193767.7656 | 48.32% | 207248.6719 | 51.68% | 120537.2578 | 30.06% | 265459.9297 | 66.2% | 7.2844 | 207138.9688 | 51.65% | 146150.9688 | 36.45% | 0 | 0% | 0 | 0% | 57870.0508 | 14.43% | 343146.3867 | 8386.4531 | 2.091% | 392629.9844 | 26352.3496 | 6.571% | 374664.0879 | 80815.0078 | 20.15% | 320201.4297 | 0 | 0% | 401016.4375 | 12999.5869 | 3.242% | 388016.8506
70 | Henrietta | SPGE | {'Mustang': [1.1, 143245.0], 'Leprino': [3.9, 138768.0], 'Gates': [14.2, 44450.0], 'GWF Hanford': [14.4, 85873.0], 'Schindler': [17.2, 18880.0], 'Waukena': [19.6, 73375.0], 'Excelsior': [21.3, 15157.0], 'Corcoran': [21.4, 64649.0], 'Avenal': [21.8, 22439.0], 'Kingsburg': [24.7, 4981.0], 'Mc Mullin': [24.7, 9567.0], 'Cantua': [27.6, 1630.0], 'Helm': [28.5, 3485.0], 'McCall': [29.4, 476.0]} | 366279.5938 | 152091.9844 | 41.52% | 214187.6094 | 58.48% | 87296.6094 | 23.83% | 243322.1406 | 66.43% | 8.6653 | 164125.2344 | 44.81% | 172991.25 | 47.23% | 0 | 0% | 0 | 0% | 38780.2891 | 10.59% | 327499.3047 | 7132.251 | 1.947% | 359147.3428 | 16484.8086 | 4.501% | 349794.7852 | 51160.6328 | 13.97% | 315118.9609 | 0 | 0% | 366279.5938 | 6147.4409 | 1.678% | 360132.1528
71 | Eagle Rock | NORTHERN CALIFORNIA | {'Geysers Tap 1': [6.0, 8408.0], 'Cloverdale': [11.0, 9930.0], 'Hopland': [17.6, 3911.0], 'Fulton': [23.0, 678.0], 'Ukiah': [29.9, 0.0]} | 215660.5625 | 12959.7061 | 6.009% | 202700.8564 | 93.99% | 20737.8145 | 9.616% | 153645.2012 | 71.24% | 11.5392 | 16060.958 | 7.447% | 14995.8018 | 6.953% | 81260.6094 | 37.68% | 97549.4922 | 45.23% | 120966.5312 | 56.09% | 94694.0312 | 101872.75 | 47.24% | 113787.8125 | 157219.5781 | 72.9% | 58440.9844 | 195653.5469 | 90.72% | 20007.0156 | 74153.7422 | 34.38% | 141506.8203 | 4136.4966 | 1.918% | 211524.0659
72 | Leavitt | NORTHERN CALIFORNIA | {'Richmond': [7.1, 28105.0]} | 190580.9531 | 29729.957 | 15.6% | 160850.9961 | 84.4% | 79244.2109 | 41.58% | 93882.7578 | 49.26% | 7.7573 | 24506.2188 | 12.86% | 0 | 0% | 138497.0625 | 72.67% | 0 | 0% | 63362.1016 | 33.25% | 127218.8516 | 67618.4531 | 35.48% | 122962.5 | 60787.1719 | 31.9% | 129793.7812 | 123125.6094 | 64.61% | 67455.3438 | 93265.5938 | 48.94% | 97315.3594 | 27437.5098 | 14.4% | 163143.4434
73 | Madeline | NORTHERN CALIFORNIA | {} | 199444.6094 | 14539.0938 | 7.29% | 184905.5156 | 92.71% | 75816.2656 | 38.01% | 103291.875 | 51.79% | 5.5382 | 16506.1094 | 8.276% | 0 | 0% | 119836.9766 | 60.09% | 0 | 0% | 57690.2539 | 28.93% | 141754.3555 | 19279.8516 | 9.667% | 180164.7578 | 29111.7832 | 14.6% | 170332.8262 | 83078.9141 | 41.66% | 116365.6953 | 147238.2969 | 73.82% | 52206.3125 | 69918.375 | 35.06% | 129526.2344
74 | Antelope | GREATER TEHACHAPI | {'Whirlwind': [14.1, 65898.0], 'Vincent': [17.3, 21806.0], 'Pardee': [23.5, 1904.0], 'Windhub': [24.0, 14543.0], 'Saugus': [24.1, 1744.0], 'Bailey': [27.7, 336.0], 'Sylmar-Pac Intertie': [28.7, 0.0], 'Highwind': [28.8, 1345.0]} | 217344.7656 | 95160.8828 | 43.78% | 122183.8828 | 56.22% | 16678.1816 | 7.674% | 47497.1348 | 21.85% | 49.75 | 2871.3093 | 1.321% | 4115.8481 | 1.894% | 20456.1934 | 9.412% | 70052.7578 | 32.23% | 24295.3496 | 11.18% | 193049.416 | 60392.8711 | 27.79% | 156951.8945 | 48082.1289 | 22.12% | 169262.6367 | 93472.1562 | 43.01% | 123872.6094 | 40699.4102 | 18.73% | 176645.3555 | 8991.9668 | 4.137% | 208352.7988
75 | Arcogen | GREATER LA METRO | {'Hinson': [1.2, 2280.0], 'Harborgen': [2.8, 2279.0], 'Long Beach': [3.7, 2276.0], 'Lighthipe': [5.9, 2218.0], 'La Fresa': [6.3, 2245.0], 'Redondo': [8.6, 2235.0], 'Del Amo': [8.7, 2128.0], 'Alamitos': [9.1, 2138.0], 'El Nido': [9.2, 2084.0], 'Chevmain': [10.9, 973.0], 'Center': [11.0, 1983.0], 'El Segundo': [12.1, 294.0], 'Laguna Bell': [12.2, 217.0], 'La Cienega': [14.8, 82.0], 'Barre': [15.1, 1962.0], 'Mesa': [17.0, 0.0], 'Huntington Beach': [19.3, 900.0], 'Ellis': [19.5, 355.0], 'Lewis': [19.8, 46.0], 'Olinda': [20.5, 0.0], 'Walnut': [21.4, 0.0], 'Villa Park': [23.5, 1.0], 'Johanna': [23.6, 26.0], 'Goodrich': [24.7, 0.0], 'Rio Hondo': [24.9, 0.0], 'Serrano': [26.1, 0.0], 'Gould': [28.0, 0.0], 'Santiago': [29.3, 0.0]} | 6094.8906 | 2281.4988 | 37.43% | 3813.3918 | 62.57% | 964.647 | 15.83% | 2986.2195 | 49% | 26.3 | 0 | 0% | 0 | 0% | 136.4639 | 2.239% | 0 | 0% | 10.7529 | 0.1764% | 6084.1377 | 699.8162 | 11.48% | 5395.0745 | 3753.3979 | 61.58% | 2341.4927 | 3764.1509 | 61.76% | 2330.7397 | 0 | 0% | 6094.8906 | 26.8557 | 0.4406% | 6068.0349
76 | Bailey | GREATER TEHACHAPI | {'Pastoria': [11.6, 859.0], 'Whirlwind': [20.1, 6434.0], 'Wheeler Ridge': [24.4, 0.0], 'Pardee': [25.7, 87.0], 'Saugus': [26.9, 87.0], 'Antelope': [27.7, 336.0]} | 136641.8594 | 6704.4692 | 4.907% | 129937.3901 | 95.09% | 54655.8906 | 40% | 56549.1641 | 41.38% | 8.4846 | 2656.3276 | 1.944% | 3844.1213 | 2.813% | 97992.0781 | 71.71% | 4184.6387 | 3.062% | 82802.4141 | 60.6% | 53839.4453 | 69426.5234 | 50.81% | 67215.3359 | 56322.4375 | 41.22% | 80319.4219 | 123363.0312 | 90.28% | 13278.8281 | 53626.6094 | 39.25% | 83015.25 | 3327.6492 | 2.435% | 133314.2102
77 | Center | GREATER LA METRO | {'Laguna Bell': [4.0, 217.0], 'Lighthipe': [5.2, 1983.0], 'Del Amo': [5.6, 1983.0], 'Mesa': [7.5, 0.0], 'Hinson': [10.1, 1983.0], 'Walnut': [10.5, 154.0], 'Olinda': [10.6, 154.0], 'Barre': [10.9, 2109.0], 'Arcogen': [11.0, 1983.0], 'Alamitos': [11.3, 1983.0], 'Harborgen': [12.5, 1983.0], 'Long Beach': [13.2, 1983.0], 'La Fresa': [13.7, 1954.0], 'Rio Hondo': [14.1, 154.0], 'Lewis': [14.5, 193.0], 'Goodrich': [15.4, 0.0], 'El Nido': [15.5, 1793.0], 'La Cienega': [16.4, 0.0], 'Redondo': [17.1, 1944.0], 'Chevmain': [17.2, 791.0], 'Villa Park': [17.4, 154.0], 'El Segundo': [18.3, 137.0], 'Ellis': [19.2, 348.0], 'Serrano': [19.4, 154.0], 'Gould': [20.7, 0.0], 'Johanna': [20.8, 19.0], 'Huntington Beach': [20.8, 893.0], 'Chino': [25.0, 154.0], 'Santiago': [26.6, 0.0], 'Padua': [29.8, 0.0]} | 5048.7388 | 2136.9902 | 42.33% | 2911.7485 | 57.67% | 353.4118 | 7% | 2778.7532 | 55.04% | 27 | 0 | 0% | 0 | 0% | 0 | 0% | 895.9953 | 17.75% | 6.3965 | 0.1267% | 5042.3422 | 582.3773 | 11.54% | 4466.3615 | 2162.9927 | 42.84% | 2885.7461 | 2169.3894 | 42.97% | 2879.3494 | 0 | 0% | 5048.7388 | 188.0683 | 3.725% | 4860.6704
78 | Del Amo | GREATER LA METRO | {'Lighthipe': [5.0, 2128.0], 'Center': [5.6, 1983.0], 'Alamitos': [5.7, 2161.0], 'Barre': [7.1, 1996.0], 'Hinson': [7.5, 2140.0], 'Arcogen': [8.7, 2128.0], 'Harborgen': [8.9, 2153.0], 'Laguna Bell': [9.3, 217.0], 'Long Beach': [9.3, 2154.0], 'Lewis': [11.7, 80.0], 'Olinda': [12.1, 0.0], 'Mesa': [13.1, 0.0], 'La Fresa': [13.7, 2091.0], 'Walnut': [13.9, 0.0], 'Ellis': [14.3, 388.0], 'Villa Park': [15.3, 34.0], 'Huntington Beach': [15.5, 933.0], 'El Nido': [16.2, 1930.0], 'Redondo': [16.7, 2082.0], 'Johanna': [16.8, 60.0], 'Serrano': [17.7, 0.0], 'Chevmain': [18.0, 820.0], 'Rio Hondo': [19.0, 0.0], 'El Segundo': [19.2, 142.0], 'La Cienega': [19.3, 0.0], 'Goodrich': [20.9, 0.0], 'Santiago': [22.7, 21.0], 'Chino': [26.2, 0.0], 'Gould': [26.3, 0.0], 'Viejo': [29.0, 0.0]} | 8330.1406 | 2161.2341 | 25.94% | 6168.9065 | 74.06% | 944.4984 | 11.34% | 3150.4792 | 37.82% | 60.5 | 0 | 0% | 0 | 0% | 0 | 0% | 426.8297 | 5.124% | 0.66252 | 0.007953% | 8329.4781 | 688.6574 | 8.267% | 7641.4832 | 5725.3726 | 68.73% | 2604.7681 | 5726.0352 | 68.74% | 2604.1055 | 0 | 0% | 8330.1406 | 133.7047 | 1.605% | 8196.4359
79 | El Nido | GREATER LA METRO | {'Chevmain': [1.8, 1084.0], 'La Fresa': [2.9, 2121.0], 'El Segundo': [3.0, 404.0], 'Redondo': [3.4, 2124.0], 'La Cienega': [7.2, 192.0], 'Arcogen': [9.2, 2084.0], 'Hinson': [10.1, 2083.0], 'Lighthipe': [11.4, 2020.0], 'Harborgen': [11.6, 2081.0], 'Long Beach': [12.4, 2078.0], 'Laguna Bell': [14.1, 213.0], 'Center': [15.5, 1793.0], 'Del Amo': [16.2, 1930.0], 'Mesa': [18.0, 0.0], 'Alamitos': [18.2, 1940.0], 'Barre': [23.3, 1764.0], 'Goodrich': [24.1, 0.0], 'Gould': [24.9, 0.0], 'Walnut': [25.5, 0.0], 'Olinda': [26.2, 0.0], 'Rio Hondo': [26.8, 0.0], 'Lewis': [27.9, 0.0], 'Huntington Beach': [28.5, 702.0], 'Ellis': [28.7, 157.0], 'Sylmar-Pac Intertie': [29.2, 15.0]} | 5014.6816 | 2193.8459 | 43.75% | 2820.8357 | 56.25% | 820.5135 | 16.36% | 2890.7618 | 57.65% | 9.2387 | 0 | 0% | 0 | 0% | 192.125 | 3.831% | 0 | 0% | 10.7529 | 0.2144% | 5003.9287 | 124.8791 | 2.49% | 4889.8026 | 2765.585 | 55.15% | 2249.0967 | 2776.3379 | 55.36% | 2238.3438 | 0 | 0% | 5014.6816 | 7.0574 | 0.1407% | 5007.6243
80 | Goodrich | GREATER LA METRO | {'Rio Hondo': [6.9, 185.0], 'Gould': [7.5, 944.0], 'Mesa': [8.0, 335.0], 'Walnut': [12.6, 14.0], 'Laguna Bell': [12.6, 41.0], 'Center': [15.4, 0.0], 'Olinda': [17.0, 0.0], 'Lighthipe': [19.3, 0.0], 'La Cienega': [19.6, 196.0], 'Del Amo': [20.9, 0.0], 'Vincent': [23.1, 253.0], 'La Fresa': [24.0, 0.0], 'El Nido': [24.1, 0.0], 'Hinson': [24.2, 0.0], 'Barre': [24.4, 0.0], 'Arcogen': [24.7, 0.0], 'Chevmain': [24.9, 0.0], 'El Segundo': [25.5, 0.0], 'Chino': [25.7, 4.0], 'Padua': [25.8, 4.0], 'Sylmar-Pac Intertie': [25.9, 180.0], 'Lewis': [26.0, 0.0], 'Alamitos': [26.6, 0.0], 'Harborgen': [26.9, 0.0], 'Redondo': [27.1, 0.0], 'Villa Park': [27.3, 0.0], 'Long Beach': [27.7, 0.0], 'Serrano': [28.1, 0.0]} | 10445.9971 | 947.4623 | 9.07% | 9498.5347 | 90.93% | 8859.1924 | 84.81% | 1386.9971 | 13.28% | 3.6488 | 0 | 0% | 0 | 0% | 454.7976 | 4.354% | 9957.6211 | 95.32% | 211.4354 | 2.024% | 10234.5617 | 3963.5667 | 37.94% | 6482.4304 | 1791.3143 | 17.15% | 8654.6827 | 4402.1641 | 42.14% | 6043.833 | 7574.311 | 72.51% | 2871.686 | 3158.0071 | 30.23% | 7287.99
81 | Gould | GREATER LA METRO | {'Goodrich': [7.5, 944.0], 'Mesa': [13.4, 335.0], 'Rio Hondo': [14.3, 181.0], 'Laguna Bell': [17.1, 41.0], 'Vincent': [18.7, 1241.0], 'La Cienega': [18.8, 196.0], 'Sylmar-Pac Intertie': [18.8, 2005.0], 'Walnut': [20.0, 10.0], 'Center': [20.7, 0.0], 'Lighthipe': [23.5, 0.0], 'Olinda': [24.3, 0.0], 'El Nido': [24.9, 0.0], 'Chevmain': [25.2, 0.0], 'El Segundo': [25.5, 0.0], 'La Fresa': [25.6, 0.0], 'Saugus': [26.2, 649.0], 'Del Amo': [26.3, 0.0], 'Pardee': [27.2, 451.0], 'Hinson': [27.8, 0.0], 'Arcogen': [28.0, 0.0], 'Redondo': [28.2, 0.0]} | 24469.9023 | 3529.4583 | 14.42% | 20940.4441 | 85.58% | 17405.5488 | 71.13% | 6140.9766 | 25.1% | 3.6823 | 15.8507 | 0.06478% | 50.4951 | 0.2064% | 485.1589 | 1.983% | 23951.1641 | 97.88% | 5896.9082 | 24.1% | 18572.9941 | 4189.9604 | 17.12% | 20279.9419 | 4526.7251 | 18.5% | 19943.1772 | 10870.3936 | 44.42% | 13599.5088 | 16641.8438 | 68.01% | 7828.0586 | 5062.4072 | 20.69% | 19407.4951
82 | Harborgen | GREATER LA METRO | {'Long Beach': [0.9, 2301.0], 'Arcogen': [2.8, 2279.0], 'Hinson': [2.8, 2291.0], 'Alamitos': [7.5, 2163.0], 'Lighthipe': [7.6, 2218.0], 'La Fresa': [8.7, 2242.0], 'Del Amo': [8.9, 2153.0], 'Redondo': [10.4, 2232.0], 'El Nido': [11.6, 2081.0], 'Center': [12.5, 1983.0], 'Chevmain': [13.2, 970.0], 'Laguna Bell': [14.3, 217.0], 'Barre': [14.3, 1988.0], 'El Segundo': [14.4, 291.0], 'Huntington Beach': [17.0, 925.0], 'La Cienega': [17.6, 79.0], 'Ellis': [17.6, 380.0], 'Mesa': [19.0, 0.0], 'Lewis': [19.0, 72.0], 'Olinda': [21.0, 0.0], 'Johanna': [22.0, 52.0], 'Walnut': [22.5, 0.0], 'Villa Park': [22.8, 26.0], 'Serrano': [25.4, 0.0], 'Rio Hondo': [26.6, 0.0], 'Goodrich': [26.9, 0.0], 'Santiago': [27.6, 13.0]} | 7151.6123 | 2304.0203 | 32.22% | 4847.592 | 67.78% | 965.1481 | 13.5% | 2988.9532 | 41.79% | 48 | 0 | 0% | 0 | 0% | 136.4639 | 1.908% | 0 | 0% | 10.7529 | 0.1504% | 7140.8594 | 699.8162 | 9.785% | 6451.7961 | 4787.9175 | 66.95% | 2363.6948 | 4798.6704 | 67.1% | 2352.9419 | 0 | 0% | 7151.6123 | 32.5015 | 0.4545% | 7119.1108
83 | Hinson | GREATER LA METRO | {'Arcogen': [1.2, 2280.0], 'Harborgen': [2.8, 2291.0], 'Long Beach': [3.7, 2288.0], 'Lighthipe': [5.0, 2218.0], 'La Fresa': [7.2, 2244.0], 'Del Amo': [7.5, 2140.0], 'Alamitos': [8.0, 2150.0], 'Redondo': [9.7, 2234.0], 'Center': [10.1, 1983.0], 'El Nido': [10.1, 2083.0], 'Laguna Bell': [11.6, 217.0], 'Chevmain': [11.9, 972.0], 'El Segundo': [13.1, 293.0], 'Barre': [13.9, 1975.0], 'La Cienega': [15.4, 81.0], 'Mesa': [16.3, 0.0], 'Huntington Beach': [18.5, 912.0], 'Lewis': [18.6, 59.0], 'Ellis': [18.6, 367.0], 'Olinda': [19.4, 0.0], 'Walnut': [20.4, 0.0], 'Villa Park': [22.3, 13.0], 'Johanna': [22.5, 39.0], 'Rio Hondo': [24.1, 0.0], 'Goodrich': [24.2, 0.0], 'Serrano': [24.9, 0.0], 'Gould': [27.8, 0.0], 'Santiago': [28.3, 0.0]} | 6303.1289 | 2292.9548 | 36.38% | 4010.1741 | 63.62% | 964.748 | 15.31% | 2986.2195 | 47.38% | 27 | 0 | 0% | 0 | 0% | 136.4639 | 2.165% | 0 | 0% | 10.7529 | 0.1706% | 6292.376 | 699.8162 | 11.1% | 5603.3127 | 3950.1357 | 62.67% | 2352.9932 | 3960.8887 | 62.84% | 2342.2402 | 0 | 0% | 6303.1289 | 32.5015 | 0.5156% | 6270.6274
84 | La Cienega | GREATER LA METRO | {'Chevmain': [6.9, 437.0], 'El Segundo': [6.9, 528.0], 'El Nido': [7.2, 192.0], 'La Fresa': [9.4, 120.0], 'Redondo': [10.5, 122.0], 'Laguna Bell': [13.3, 41.0], 'Lighthipe': [14.3, 79.0], 'Arcogen': [14.8, 82.0], 'Hinson': [15.4, 81.0], 'Mesa': [15.6, 195.0], 'Center': [16.4, 0.0], 'Harborgen': [17.6, 79.0], 'Long Beach': [18.4, 76.0], 'Gould': [18.8, 196.0], 'Del Amo': [19.3, 0.0], 'Goodrich': [19.6, 196.0], 'Sylmar-Pac Intertie': [22.1, 679.0], 'Alamitos': [22.9, 0.0], 'Rio Hondo': [23.9, 0.0], 'Walnut': [24.6, 0.0], 'Barre': [26.3, 0.0], 'Olinda': [26.5, 0.0]} | 3509.7302 | 1342.9473 | 38.26% | 2166.783 | 61.74% | 808.6146 | 23.04% | 1158.7839 | 33.02% | 11.4595 | 0 | 0% | 0 | 0% | 2236.6975 | 63.73% | 919.9944 | 26.21% | 406.8061 | 11.59% | 3102.9242 | 388.5269 | 11.07% | 3121.2033 | 479.7184 | 13.67% | 3030.0118 | 829.7386 | 23.64% | 2679.9916 | 1148.5892 | 32.73% | 2361.141 | 572.0909 | 16.3% | 2937.6393
85 | La Fresa | GREATER LA METRO | {'El Nido': [2.9, 2121.0], 'Redondo': [3.5, 2273.0], 'Chevmain': [4.6, 1011.0], 'El Segundo': [5.8, 331.0], 'Arcogen': [6.3, 2245.0], 'Hinson': [7.2, 2244.0], 'Harborgen': [8.7, 2242.0], 'Lighthipe': [9.1, 2181.0], 'La Cienega': [9.4, 120.0], 'Long Beach': [9.5, 2239.0], 'Laguna Bell': [12.9, 217.0], 'Center': [13.7, 1954.0], 'Del Amo': [13.7, 2091.0], 'Alamitos': [15.3, 2101.0], 'Mesa': [17.2, 0.0], 'Barre': [20.6, 1925.0], 'Goodrich': [24.0, 0.0], 'Walnut': [24.0, 0.0], 'Olinda': [24.2, 0.0], 'Lewis': [25.3, 9.0], 'Gould': [25.6, 0.0], 'Huntington Beach': [25.6, 863.0], 'Ellis': [25.8, 318.0], 'Rio Hondo': [25.9, 0.0], 'Villa Park': [28.9, 0.0], 'Johanna': [29.7, 0.0]} | 5280.5464 | 2282.0918 | 43.22% | 2998.4546 | 56.78% | 961.3209 | 18.2% | 2871.2301 | 54.37% | 22.9662 | 0 | 0% | 0 | 0% | 136.4639 | 2.584% | 0 | 0% | 10.7529 | 0.2036% | 5269.7935 | 176.321 | 3.339% | 5104.2254 | 2946.1873 | 55.79% | 2334.3591 | 2956.9402 | 56% | 2323.6062 | 0 | 0% | 5280.5464 | 11.9125 | 0.2256% | 5268.6339
86 | Laguna Bell | GREATER LA METRO | {'Center': [4.0, 217.0], 'Mesa': [4.7, 41.0], 'Lighthipe': [6.8, 217.0], 'Del Amo': [9.3, 217.0], 'Walnut': [11.6, 0.0], 'Hinson': [11.6, 217.0], 'Arcogen': [12.2, 217.0], 'Goodrich': [12.6, 41.0], 'La Fresa': [12.9, 217.0], 'Olinda': [13.1, 0.0], 'Rio Hondo': [13.1, 0.0], 'La Cienega': [13.3, 41.0], 'El Nido': [14.1, 213.0], 'Harborgen': [14.3, 217.0], 'Alamitos': [14.8, 217.0], 'Barre': [15.0, 217.0], 'Long Beach': [15.2, 217.0], 'Chevmain': [15.5, 148.0], 'Redondo': [16.4, 217.0], 'El Segundo': [16.5, 27.0], 'Gould': [17.1, 41.0], 'Lewis': [18.3, 0.0], 'Villa Park': [21.1, 0.0], 'Serrano': [22.9, 0.0], 'Ellis': [23.2, 12.0], 'Johanna': [24.8, 0.0], 'Huntington Beach': [24.8, 54.0], 'Chino': [27.0, 0.0]} | 371.2801 | 257.9103 | 69.47% | 113.3698 | 30.53% | 0.039509 | 0.01064% | 98.1048 | 26.42% | 31.41 | 0 | 0% | 0 | 0% | 46.3612 | 12.49% | 0 | 0% | 0 | 0% | 371.2801 | 41.1206 | 11.08% | 330.1595 | 101.5514 | 27.35% | 269.7287 | 101.5514 | 27.35% | 269.7287 | 0 | 0% | 371.2801 | 16.6736 | 4.491% | 354.6065
87 | Lighthipe | GREATER LA METRO | {'Del Amo': [5.0, 2128.0], 'Hinson': [5.0, 2218.0], 'Center': [5.2, 1983.0], 'Arcogen': [5.9, 2218.0], 'Laguna Bell': [6.8, 217.0], 'Harborgen': [7.6, 2218.0], 'Long Beach': [8.4, 2215.0], 'Alamitos': [9.1, 2138.0], 'La Fresa': [9.1, 2181.0], 'Mesa': [11.4, 0.0], 'El Nido': [11.4, 2020.0], 'Barre': [12.2, 1962.0], 'Redondo': [12.4, 2172.0], 'Chevmain': [13.2, 910.0], 'La Cienega': [14.3, 79.0], 'El Segundo': [14.4, 230.0], 'Olinda': [15.2, 0.0], 'Walnut': [15.6, 0.0], 'Lewis': [16.6, 46.0], 'Ellis': [19.0, 355.0], 'Rio Hondo': [19.1, 0.0], 'Goodrich': [19.3, 0.0], 'Huntington Beach': [19.8, 900.0], 'Villa Park': [20.1, 1.0], 'Johanna': [21.8, 26.0], 'Serrano': [22.4, 0.0], 'Gould': [23.5, 0.0], 'Santiago': [27.7, 0.0], 'Chino': [29.7, 0.0]} | 5975.8979 | 2218.2649 | 37.12% | 3757.6331 | 62.88% | 929.4186 | 15.55% | 2984.5404 | 49.94% | 26.44 | 0 | 0% | 0 | 0% | 39.3243 | 0.658% | 0 | 0% | 2.2694 | 0.03798% | 5973.6286 | 697.8436 | 11.68% | 5278.0544 | 3735.8879 | 62.52% | 2240.01 | 3738.1575 | 62.55% | 2237.7405 | 0 | 0% | 5975.8979 | 26.8557 | 0.4494% | 5949.0422
88 | Mesa (SCE) | GREATER LA METRO | {'Laguna Bell': 4.7, 'Center': 7.5, 'Goodrich': 8.0, 'Rio Hondo': 8.8, 'Walnut': 9.4, 'Lighthipe': 11.4, 'Olinda': 12.5, 'Del Amo': 13.1, 'Gould': 13.4, 'La Cienega': 15.6, 'Hinson': 16.3, 'Arcogen': 17.0, 'La Fresa': 17.2, 'Barre': 17.4, 'El Nido': 18.0, 'Alamitos': 18.8, 'Harborgen': 19.0, 'Chevmain': 19.2, 'Long Beach': 19.8, 'Lewis': 19.9, 'El Segundo': 20.0, 'Redondo': 20.6, 'Villa Park': 22.0, 'Serrano': 23.4, 'Chino': 24.9, 'Ellis': 26.1, 'Johanna': 26.8, 'Padua': 27.6, 'Huntington Beach': 28.0, 'Sylmar': 29.0} | 2562.4397 | 335.368 | 13.09% | 2227.0717 | 86.91% | 1899.6959 | 74.14% | 655.0758 | 25.56% | 3.7108 | 0 | 0% | 0 | 0% | 179.6028 | 7.009% | 2349.2603 | 91.68% | 158.8881 | 6.201% | 2403.5516 | 1356.3075 | 52.93% | 1206.1322 | 1231.363 | 48.05% | 1331.0767 | 1415.7134 | 55.25% | 1146.7263 | 1666.7324 | 65.04% | 895.7073 | 744.7928 | 29.07% | 1817.6469
89 | Olinda | GREATER LA METRO | {'Walnut': [4.6, 1745.0], 'Lewis': [9.5, 1855.0], 'Barre': [10.1, 347.0], 'Villa Park': [10.3, 1855.0], 'Center': [10.6, 154.0], 'Serrano': [11.1, 1855.0], 'Rio Hondo': [11.5, 740.0], 'Del Amo': [12.1, 0.0], 'Mesa': [12.5, 0.0], 'Laguna Bell': [13.1, 0.0], 'Chino': [14.5, 1784.0], 'Lighthipe': [15.2, 0.0], 'Alamitos': [16.1, 0.0], 'Johanna': [16.5, 111.0], 'Goodrich': [17.0, 0.0], 'Ellis': [18.0, 111.0], 'Hinson': [19.4, 0.0], 'Padua': [20.2, 1525.0], 'Arcogen': [20.5, 0.0], 'Huntington Beach': [20.9, 0.0], 'Harborgen': [21.0, 0.0], 'Mira Loma': [21.0, 1520.0], 'Santiago': [21.3, 111.0], 'Long Beach': [21.4, 0.0], 'La Fresa': [24.2, 0.0], 'Gould': [24.3, 0.0], 'Rancho Vista': [24.3, 258.0], 'Etiwanda': [24.7, 169.0], 'Viejo': [25.1, 111.0], 'El Nido': [26.2, 0.0], 'La Cienega': [26.5, 0.0], 'Redondo': [27.6, 0.0], 'Chevmain': [27.8, 0.0], 'El Segundo': [28.9, 0.0]} | 8921.1162 | 1855.4657 | 20.8% | 7065.6505 | 79.2% | 227.8044 | 2.554% | 7134.4915 | 79.97% | 13.8571 | 40.8893 | 0.4583% | 0 | 0% | 657.0155 | 7.365% | 8264.1592 | 92.64% | 4513.3594 | 50.59% | 4407.7568 | 376.8151 | 4.224% | 8544.3011 | 1226.5564 | 13.75% | 7694.5598 | 5857.8955 | 65.66% | 3063.2207 | 2643.394 | 29.63% | 6277.7222 | 1117.4974 | 12.53% | 7803.6188
90 | Pardee | GREATER LA METRO | {'Saugus': [1.3, 17248.0], 'Sylmar-Pac Intertie': [10.4, 10883.0], 'Moorpark': [21.3, 1883.0], 'Antelope': [23.5, 1904.0], 'Bailey': [25.7, 87.0], 'Vincent': [26.7, 1308.0], 'Gould': [27.2, 451.0]} | 130929.4062 | 17426.5781 | 13.31% | 113502.8281 | 86.69% | 55052.3672 | 42.05% | 57796.5391 | 44.14% | 15 | 809.8383 | 0.6185% | 4134.9707 | 3.158% | 14432.041 | 11.02% | 116301.4297 | 88.83% | 71215.6328 | 54.39% | 59713.7734 | 3172.2729 | 2.423% | 127757.1333 | 10266.1318 | 7.841% | 120663.2744 | 78331.9609 | 59.83% | 52597.4453 | 64694.5 | 49.41% | 66234.9062 | 14850.333 | 11.34% | 116079.0732
91 | Rio Hondo | GREATER LA METRO | {'Goodrich': [6.9, 185.0], 'Walnut': [6.9, 790.0], 'Mesa': [8.8, 139.0], 'Olinda': [11.5, 740.0], 'Laguna Bell': [13.1, 0.0], 'Center': [14.1, 154.0], 'Gould': [14.3, 181.0], 'Chino': [18.8, 786.0], 'Del Amo': [19.0, 0.0], 'Lighthipe': [19.1, 0.0], 'Padua': [19.6, 566.0], 'Barre': [20.4, 236.0], 'Lewis': [20.9, 740.0], 'Villa Park': [21.7, 740.0], 'Serrano': [22.0, 740.0], 'La Cienega': [23.9, 0.0], 'Hinson': [24.1, 0.0], 'Alamitos': [24.4, 0.0], 'Mira Loma': [24.8, 521.0], 'Arcogen': [24.9, 0.0], 'Rancho Vista': [25.6, 6.0], 'La Fresa': [25.9, 0.0], 'Etiwanda': [26.0, 6.0], 'Harborgen': [26.6, 0.0], 'El Nido': [26.8, 0.0], 'Long Beach': [27.3, 0.0], 'Vincent': [27.4, 6.0], 'Johanna': [28.0, 0.0], 'Chevmain': [28.0, 0.0], 'El Segundo': [28.8, 0.0], 'Ellis': [29.0, 0.0], 'Redondo': [29.3, 0.0]} | 6666.7725 | 967.1335 | 14.51% | 5699.639 | 85.49% | 2259.7529 | 33.9% | 3876.7598 | 58.15% | 4.5229 | 0 | 0% | 0 | 0% | 653.0035 | 9.795% | 6013.8271 | 90.21% | 2278.6809 | 34.18% | 4388.0916 | 1452.6835 | 21.79% | 5214.089 | 1239.8595 | 18.6% | 5426.913 | 3631.8821 | 54.48% | 3034.8904 | 3278.636 | 49.18% | 3388.1365 | 1633.3456 | 24.5% | 5033.4269
92 | Saugus | GREATER LA METRO | {'Pardee': [1.3, 17248.0], 'Sylmar-Pac Intertie': [9.1, 11087.0], 'Moorpark': [21.1, 1889.0], 'Antelope': [24.1, 1744.0], 'Gould': [26.2, 649.0], 'Vincent': [26.5, 1242.0], 'Bailey': [26.9, 87.0]} | 129816.4922 | 17470.1348 | 13.46% | 112346.3574 | 86.54% | 53566.1836 | 41.26% | 58395.7305 | 44.98% | 15.2 | 794.351 | 0.6119% | 4020.4177 | 3.097% | 12661.8506 | 9.754% | 116958.7188 | 90.1% | 70318.8047 | 54.17% | 59497.6875 | 3172.2729 | 2.444% | 126644.2192 | 10264.7754 | 7.907% | 119551.7168 | 77433.7734 | 59.65% | 52382.7188 | 63845.1406 | 49.18% | 65971.3516 | 14687.6895 | 11.31% | 115128.8027
93 | Vincent | GREATER LA METRO | {'Antelope': [17.3, 21806.0], 'Gould': [18.7, 1241.0], 'Goodrich': [23.1, 253.0], 'Sylmar-Pac Intertie': [25.1, 308.0], 'Saugus': [26.5, 1242.0], 'Pardee': [26.7, 1308.0], 'Rio Hondo': [27.4, 6.0]} | 142382.0938 | 39991.3711 | 28.09% | 102390.7227 | 71.91% | 16955.0566 | 11.91% | 32256.4668 | 22.65% | 37.5758 | 567.9015 | 0.3989% | 6481.0166 | 4.552% | 8812.0117 | 6.189% | 83047.875 | 58.33% | 19875.5234 | 13.96% | 122506.5703 | 58050.5039 | 40.77% | 84331.5898 | 38732.3984 | 27.2% | 103649.6953 | 78965.9609 | 55.46% | 63416.1328 | 40704.7695 | 28.59% | 101677.3242 | 6843.2505 | 4.806% | 135538.8433
94 | Borden | SPGE | {'Gregg': [6.1, 31357.0], 'Kearney (New)': [16.0, 17602.0], 'West Fresno': [16.8, 16657.0], 'California Ave': [18.6, 12240.0], 'Newhall': [19.4, 20696.0], 'Dairyland': [20.5, 15157.0], 'Malaga': [21.3, 5999.0], 'Mc Mullin': [22.7, 6361.0], 'Le Grand': [24.2, 10970.0], 'Helm': [25.2, 1983.0], 'Sanger': [25.5, 231.0], 'McCall': [28.8, 17.0], 'Mendota': [29.7, 200.0]} | 334502.25 | 47073.0938 | 14.07% | 287429.1562 | 85.93% | 55244.0977 | 16.52% | 227329.5586 | 67.96% | 14.7 | 99092.6406 | 29.62% | 131881.0781 | 39.43% | 0 | 0% | 0 | 0% | 106706.1875 | 31.9% | 227796.0625 | 118517.8125 | 35.43% | 215984.4375 | 127810.7734 | 38.21% | 206691.4766 | 188516.3438 | 56.36% | 145985.9062 | 52107.1641 | 15.58% | 282395.0859 | 61991.3242 | 18.53% | 272510.9258
95 | Dairyland | SPGE | {'Le Grand': [9.3, 63315.0], 'Newhall': [13.0, 48569.0], 'Wilson': [17.2, 26818.0], 'Merced': [17.8, 24535.0], 'Borden': [20.5, 15157.0], 'Oro Loma': [22.0, 13474.0], 'Mendota': [24.4, 4302.0], 'Gregg': [26.1, 1026.0]} | 416061.625 | 87707.8516 | 21.08% | 328353.7734 | 78.92% | 86009.2344 | 20.67% | 308707.3594 | 74.2% | 8.8494 | 219511.7812 | 52.76% | 129416.6328 | 31.11% | 0 | 0% | 0 | 0% | 200145.1875 | 48.1% | 215916.4375 | 97029.1484 | 23.32% | 319032.4766 | 121073.6094 | 29.1% | 294988.0156 | 250892.6094 | 60.3% | 165169.0156 | 15747.7842 | 3.785% | 400313.8408 | 55960.1172 | 13.45% | 360101.5078
96 | Gregg | SPGE | {'Borden': [6.1, 31357.0], 'Kearney (New)': [10.3, 30197.0], 'West Fresno': [10.8, 29397.0], 'California Ave': [12.5, 24018.0], 'Malaga': [15.3, 16089.0], 'Mc Mullin': [18.4, 18941.0], 'Sanger': [19.7, 2612.0], 'McCall': [22.7, 4082.0], 'Newhall': [22.8, 10492.0], 'Helm': [23.1, 8656.0], 'Dairyland': [26.1, 1026.0]} | 282182.0312 | 44195.4102 | 15.66% | 237986.6211 | 84.34% | 32808.6836 | 11.63% | 191267.5195 | 67.78% | 16 | 74517.7578 | 26.41% | 133259.625 | 47.22% | 0 | 0% | 0 | 0% | 58532.582 | 20.74% | 223649.4492 | 94815.6953 | 33.6% | 187366.3359 | 99325.5703 | 35.2% | 182856.4609 | 130143.2656 | 46.12% | 152038.7656 | 30357.9512 | 10.76% | 251824.0801 | 46457.7773 | 16.46% | 235724.2539
97 | Newhall | SPGE | {'Mendota': [12.4, 79864.0], 'Dairyland': [13.0, 48569.0], 'Oro Loma': [18.1, 59639.0], 'Borden': [19.4, 20696.0], 'Tranquility': [19.6, 30503.0], 'Cheney': [19.7, 49295.0], 'Panoche': [20.4, 51143.0], 'Helm': [20.8, 17906.0], 'Le Grand': [22.2, 26579.0], 'Gregg': [22.8, 10492.0], 'Mc Mullin': [26.7, 1349.0], 'Kearney (New)': [27.1, 261.0], 'Merced': [29.4, 173.0], 'Wilson': [29.8, 61.0]} | 411889.6875 | 138131.3594 | 33.54% | 273758.3281 | 66.46% | 90960.0547 | 22.08% | 301296.8203 | 73.15% | 7.7687 | 239082.9844 | 58.05% | 127080.4062 | 30.85% | 0 | 0% | 0 | 0% | 159507.6562 | 38.73% | 252382.0312 | 47489.0625 | 11.53% | 364400.625 | 75211.2578 | 18.26% | 336678.4297 | 201100.2656 | 48.82% | 210789.4219 | 11475.333 | 2.786% | 400414.3545 | 37988.3906 | 9.223% | 373901.2969
98 | Ignacio | NORTHERN CALIFORNIA | {'Lakeville': [12.2, 8804.0], 'Carquinez': [15.9, 7522.0], 'Penngrove': [18.2, 3651.0], 'Tulucay': [18.9, 5133.0], 'Bellevue': [22.9, 22.0], 'Martinez': [23.5, 520.0], 'Martin': [26.8, 1576.0]} | 94868.2656 | 11853.7139 | 12.49% | 83014.5518 | 87.51% | 24107.5957 | 25.41% | 53691.4668 | 56.6% | 28.0406 | 13726.4141 | 14.47% | 5529.269 | 5.828% | 33665.707 | 35.49% | 12233.6572 | 12.9% | 55648.9023 | 58.66% | 39219.3633 | 29914.791 | 31.53% | 64953.4746 | 52432.6953 | 55.27% | 42435.5703 | 76715.1875 | 80.86% | 18153.0781 | 37391.0742 | 39.41% | 57477.1914 | 7630.9961 | 8.044% | 87237.2695
99 | Calpella | NORTHERN CALIFORNIA | {'Mendocino': [3.7, 19444.0], 'Ukiah': [3.7, 20761.0], 'Hopland': [16.6, 5709.0], 'Cloverdale': [29.3, 0.0]} | 203229.2188 | 23222.7363 | 11.43% | 180006.4824 | 88.57% | 5204.0571 | 2.561% | 169637.2554 | 83.47% | 10.3261 | 4679.5728 | 2.303% | 10760.2559 | 5.295% | 161902.2344 | 79.66% | 22873.6152 | 11.26% | 75329.6797 | 37.07% | 127899.5391 | 51693.8594 | 25.44% | 151535.3594 | 86990.2266 | 42.8% | 116238.9922 | 134889.8594 | 66.37% | 68339.3594 | 123715.7734 | 60.87% | 79513.4453 | 3709.3267 | 1.825% | 199519.8921
100 | Hopland | NORTHERN CALIFORNIA | {'Cloverdale': [12.7, 5071.0], 'Ukiah': [13.2, 14402.0], 'Calpella': [16.6, 5709.0], 'Eagle Rock': [17.6, 3911.0], 'Mendocino': [20.2, 3348.0], 'Geysers Tap 1': [23.2, 713.0]} | 190221.6094 | 19002.9121 | 9.99% | 171218.6973 | 90.01% | 10076.8398 | 5.297% | 156606.582 | 82.33% | 9.3636 | 7323.3179 | 3.85% | 11402.6787 | 5.994% | 130556.8906 | 68.63% | 35473.5898 | 18.65% | 105511.0469 | 55.47% | 84710.5625 | 59923.6406 | 31.5% | 130297.9688 | 86060.5391 | 45.24% | 104161.0703 | 146957.2812 | 77.26% | 43264.3281 | 102255.1797 | 53.76% | 87966.4297 | 2549.0474 | 1.34% | 187672.562
101 | Mendocino | NORTHERN CALIFORNIA | {'Calpella': [3.7, 19444.0], 'Ukiah': [7.4, 16984.0], 'Hopland': [20.2, 3348.0]} | 199949.5 | 24331.1426 | 12.17% | 175618.3574 | 87.83% | 6961.9268 | 3.482% | 163186.4639 | 81.61% | 10.2097 | 5591.8003 | 2.797% | 9322.5039 | 4.662% | 154822.3906 | 77.43% | 27172.0449 | 13.59% | 76370.8125 | 38.2% | 123578.6875 | 51607.2461 | 25.81% | 148342.2539 | 84619.5156 | 42.32% | 115329.9844 | 136244.7344 | 68.14% | 63704.7656 | 120843.2656 | 60.44% | 79106.2344 | 3911.1382 | 1.956% | 196038.3618
102 | Ukiah | NORTHERN CALIFORNIA | {'Calpella': [3.7, 20761.0], 'Mendocino': [7.4, 16984.0], 'Hopland': [13.2, 14402.0], 'Cloverdale': [25.8, 1981.0], 'Eagle Rock': [29.9, 0.0]} | 208716.8906 | 31082.582 | 14.89% | 177634.3086 | 85.11% | 4952.5396 | 2.373% | 175164.1479 | 83.92% | 10.3529 | 6031.1113 | 2.89% | 13836.5254 | 6.629% | 172930.125 | 82.85% | 10643.1436 | 5.099% | 66903.5391 | 32.05% | 141813.3516 | 57473.7461 | 27.54% | 151243.1445 | 83795.0703 | 40.15% | 124921.8203 | 130934.6562 | 62.73% | 77782.2344 | 116233.8047 | 55.69% | 92483.0859 | 3653.3176 | 1.75% | 205063.573
103 | Le Grand | SPGE | {'Dairyland': [9.3, 63315.0], 'Wilson': [10.5, 30864.0], 'Merced': [13.2, 28288.0], 'Newhall': [22.2, 26579.0], 'Borden': [24.2, 10970.0], 'Oro Loma': [29.4, 0.0]} | 363180.6875 | 68219.3516 | 18.78% | 294961.3359 | 81.22% | 75427.6797 | 20.77% | 264126.9141 | 72.73% | 8.7356 | 146757.4062 | 40.41% | 101687.2266 | 28% | 0 | 0% | 0 | 0% | 161364.2344 | 44.43% | 201816.4531 | 121692.8906 | 33.51% | 241487.7969 | 137781.4062 | 37.94% | 225399.2812 | 224127.375 | 61.71% | 139053.3125 | 66569.8672 | 18.33% | 296610.8203 | 54233.5664 | 14.93% | 308947.1211
104 | Merced | SPGE | {'Wilson': [4.6, 31425.0], 'Le Grand': [13.2, 28288.0], 'Dairyland': [17.8, 24535.0], 'Oro Loma': [28.3, 515.0], 'Newhall': [29.4, 173.0]} | 315969.2188 | 38082.1211 | 12.05% | 277887.0977 | 87.95% | 68535.8047 | 21.69% | 215394.9766 | 68.17% | 9.0788 | 120827.3359 | 38.24% | 119537.3047 | 37.83% | 0 | 0% | 0 | 0% | 148889.0156 | 47.12% | 167080.2031 | 119711 | 37.89% | 196258.2188 | 138341.5625 | 43.78% | 177627.6562 | 207957.8438 | 65.82% | 108011.375 | 30783.877 | 9.743% | 285185.3418 | 47409.5156 | 15% | 268559.7031
105 | Wilson | SPGE | {'Merced': [4.6, 31425.0], 'Le Grand': [10.5, 30864.0], 'Dairyland': [17.2, 26818.0], 'Newhall': [29.8, 61.0]} | 308987.2188 | 35178.0859 | 11.38% | 273809.1328 | 88.62% | 87170.9141 | 28.21% | 196458.2734 | 63.58% | 8.0702 | 111198.4766 | 35.99% | 87446.9531 | 28.3% | 0 | 0% | 0 | 0% | 155254.7344 | 50.25% | 153732.4844 | 135353.9062 | 43.81% | 173633.3125 | 158912.4531 | 51.43% | 150074.7656 | 218934.4375 | 70.86% | 90052.7812 | 64612.4766 | 20.91% | 244374.7422 | 56968.4453 | 18.44% | 252018.7734
106 | Los Banos | SPGE | {'Quinto': [5.3, 24225.0], 'Miller': [14.8, 15955.0], 'Fink (Proposed)': [22.8, 5737.0], 'Crow Creek': [23.0, 5450.0], 'Oro Loma': [23.3, 4591.0], 'Hollister': [25.0, 0.0], 'Llagas': [29.8, 0.0]} | 249449.3906 | 28623.0254 | 11.47% | 220826.3652 | 88.53% | 97958.6719 | 39.27% | 142210.2344 | 57.01% | 6.4086 | 37286.5117 | 14.95% | 44301.6211 | 17.76% | 14858.3711 | 5.956% | 0 | 0% | 168400.3125 | 67.51% | 81049.0781 | 36891.543 | 14.79% | 212557.8477 | 68277.2109 | 27.37% | 181172.1797 | 177367.6094 | 71.1% | 72081.7812 | 102729.3984 | 41.18% | 146719.9922 | 19977.1543 | 8.008% | 229472.2363
107 | Coburn | SPGE | {} | 315141.5938 | 50584.3008 | 16.05% | 264557.293 | 83.95% | 155691.7344 | 49.4% | 155778.2656 | 49.43% | 5.4032 | 9935.5801 | 3.153% | 63501.8516 | 20.15% | 86874.75 | 27.57% | 0 | 0% | 113121.2656 | 35.9% | 202020.3281 | 18242.0957 | 5.789% | 296899.498 | 66472.1016 | 21.09% | 248669.4922 | 158532.7031 | 50.31% | 156608.8906 | 94331.4531 | 29.93% | 220810.1406 | 9860.5869 | 3.129% | 305281.0068
108 | Tulucay | NORTHERN CALIFORNIA | {'Carquinez': [10.9, 10119.0], 'Peabody': [16.3, 3468.0], 'Lakeville': [17.0, 5242.0], 'Martinez': [18.1, 5310.0], 'Ignacio': [18.9, 5133.0], 'Vaca-Dixon & Gc Yard': [21.6, 3058.0], 'Penngrove': [22.9, 2121.0], 'Shiloh III': [23.5, 285.0], 'Putah Creek': [24.1, 407.0], 'Pittsburg': [24.9, 2622.0], 'Kirker': [25.2, 2650.0], 'Birds Landing': [25.3, 0.0], 'Bellevue': [25.8, 0.0], 'Clayton': [26.5, 3183.0]} | 165287.875 | 16209.5215 | 9.807% | 149078.3535 | 90.19% | 12546.0342 | 7.59% | 112474.0127 | 68.05% | 26 | 18883.0059 | 11.42% | 25922.9883 | 15.68% | 66864.9297 | 40.45% | 14824.2695 | 8.969% | 102427.2188 | 61.97% | 62860.6562 | 23925.1699 | 14.47% | 141362.7051 | 57883.8516 | 35.02% | 107404.0234 | 131491.7969 | 79.55% | 33796.0781 | 59618.9609 | 36.07% | 105668.9141 | 15871.1133 | 9.602% | 149416.7617
109 | Brunswick | NORTHERN CALIFORNIA | {'Colgate': [10.8, 6744.0], 'Higgins': [13.3, 10793.0], 'Drum 1': [14.5, 22496.0], 'East Marysville': [28.6, 0.0], 'Olivehurst': [28.9, 0.0]} | 200145.5469 | 31552.8281 | 15.76% | 168592.7188 | 84.24% | 7704.1416 | 3.849% | 88765.8662 | 44.35% | 25 | 2331.1611 | 1.165% | 1215.6439 | 0.6074% | 108765.4766 | 54.34% | 89779.6484 | 44.86% | 141202.5625 | 70.55% | 58942.9844 | 26260.4551 | 13.12% | 173885.0918 | 30916.4941 | 15.45% | 169229.0527 | 156964.2812 | 78.43% | 43181.2656 | 65072.3008 | 32.51% | 135073.2461 | 6788.311 | 3.392% | 193357.2358
110 | Higgins | NORTHERN CALIFORNIA | {'Brunswick': [13.3, 10793.0], 'Pleasant Grove': [19.2, 9724.0], 'Colgate': [20.5, 1378.0], 'Rio Oso': [21.6, 1897.0], 'Drum 1': [22.8, 4585.0], 'Olivehurst': [24.5, 70.0], 'East Marysville': [26.6, 70.0], 'Gold Hill': [26.8, 1894.0], 'Placerville': [27.2, 1415.0]} | 198926.1875 | 23714.3281 | 11.92% | 175211.8594 | 88.08% | 3821.6667 | 1.921% | 73301.3645 | 36.85% | 33 | 6046.3188 | 3.039% | 3673.5181 | 1.847% | 143529.7344 | 72.15% | 28459.1777 | 14.31% | 162320.125 | 81.6% | 36606.0625 | 12288.3828 | 6.177% | 186637.8047 | 20691.7734 | 10.4% | 178234.4141 | 165117.2656 | 83% | 33808.9219 | 62226.7031 | 31.28% | 136699.4844 | 17929.6777 | 9.013% | 180996.5098
111 | Barre | GREATER LA METRO | {'Lewis': [4.8, 552.0], 'Del Amo': [7.1, 1996.0], 'Alamitos': [7.4, 2086.0], 'Villa Park': [8.5, 453.0], 'Ellis': [8.8, 624.0], 'Johanna': [9.9, 296.0], 'Olinda': [10.1, 347.0], 'Center': [10.9, 2109.0], 'Serrano': [11.1, 361.0], 'Huntington Beach': [11.2, 1052.0], 'Lighthipe': [12.2, 1962.0], 'Walnut': [13.9, 236.0], 'Hinson': [13.9, 1975.0], 'Harborgen': [14.3, 1988.0], 'Long Beach': [14.3, 1989.0], 'Laguna Bell': [15.0, 217.0], 'Arcogen': [15.1, 1962.0], 'Santiago': [15.8, 257.0], 'Mesa': [17.4, 0.0], 'Rio Hondo': [20.4, 236.0], 'La Fresa': [20.6, 1925.0], 'Chino': [21.8, 276.0], 'Viejo': [21.9, 124.0], 'El Nido': [23.3, 1764.0], 'Redondo': [23.5, 1916.0], 'Goodrich': [24.4, 0.0], 'Trabuco': [24.6, 45.0], 'Chevmain': [25.1, 763.0], 'La Cienega': [26.3, 0.0], 'El Segundo': [26.3, 132.0], 'Margarita': [27.1, 13.0], 'Capistrano': [27.4, 0.0], 'Mira Loma': [27.6, 11.0], 'Padua': [29.1, 17.0]} | 11652.9111 | 2468.1917 | 21.18% | 9184.7195 | 78.82% | 654.1525 | 5.614% | 4605.0242 | 39.52% | 48 | 1.6016 | 0.01374% | 1.9013 | 0.01632% | 23.4272 | 0.201% | 3743.5828 | 32.13% | 2466.8911 | 21.17% | 9186.02 | 1669.7681 | 14.33% | 9983.1431 | 5769.6963 | 49.51% | 5883.2148 | 8411.8438 | 72.19% | 3241.0674 | 1438.6805 | 12.35% | 10214.2306 | 999.7705 | 8.58% | 10653.1406
112 | Ellis | GREATER LA METRO | {'Huntington Beach': [3.4, 728.0], 'Johanna': [5.6, 653.0], 'Barre': [8.8, 624.0], 'Lewis': [8.9, 641.0], 'Santiago': [10.2, 614.0], 'Alamitos': [10.5, 478.0], 'Villa Park': [10.9, 538.0], 'Serrano': [13.3, 446.0], 'Del Amo': [14.3, 388.0], 'Long Beach': [17.2, 381.0], 'Viejo': [17.4, 470.0], 'Harborgen': [17.6, 380.0], 'Trabuco': [17.7, 402.0], 'Olinda': [18.0, 111.0], 'Hinson': [18.6, 367.0], 'Lighthipe': [19.0, 355.0], 'Center': [19.2, 348.0], 'Arcogen': [19.5, 355.0], 'Capistrano': [20.0, 355.0], 'Margarita': [20.4, 358.0], 'Walnut': [22.3, 0.0], 'Laguna Bell': [23.2, 12.0], 'La Fresa': [25.8, 318.0], 'Mesa': [26.1, 0.0], 'Chino': [26.4, 39.0], 'Talega': [26.8, 7.0], 'Redondo': [28.0, 309.0], 'El Nido': [28.7, 157.0], 'Lee Lake (Proposed)': [28.8, 15.0], 'Rio Hondo': [29.0, 0.0]} | 7200.2876 | 981.4156 | 13.63% | 6218.872 | 86.37% | 331.9166 | 4.61% | 463.7625 | 6.441% | 48 | 11.983 | 0.1664% | 25.2447 | 0.3506% | 141.9606 | 1.972% | 577.2763 | 8.017% | 249.2309 | 3.461% | 6951.0567 | 1583.7349 | 22% | 5616.5527 | 5773.8081 | 80.19% | 1426.4795 | 6114.8555 | 84.93% | 1085.4321 | 17.1085 | 0.2376% | 7183.1791 | 473.5017 | 6.576% | 6726.7859
113 | Johanna | GREATER LA METRO | {'Ellis': [5.6, 653.0], 'Santiago': [5.9, 616.0], 'Villa Park': [7.1, 538.0], 'Lewis': [7.1, 621.0], 'Huntington Beach': [8.6, 400.0], 'Serrano': [8.7, 446.0], 'Barre': [9.9, 296.0], 'Viejo': [12.5, 472.0], 'Alamitos': [14.6, 150.0], 'Trabuco': [14.6, 403.0], 'Olinda': [16.5, 111.0], 'Del Amo': [16.8, 60.0], 'Margarita': [17.2, 360.0], 'Capistrano': [17.6, 357.0], 'Center': [20.8, 19.0], 'Walnut': [21.1, 0.0], 'Lighthipe': [21.8, 26.0], 'Long Beach': [21.8, 53.0], 'Chino': [22.0, 39.0], 'Harborgen': [22.0, 52.0], 'Hinson': [22.5, 39.0], 'Lee Lake (Proposed)': [23.3, 15.0], 'Arcogen': [23.6, 26.0], 'Talega': [24.2, 9.0], 'Laguna Bell': [24.8, 0.0], 'Mira Loma': [26.2, 0.0], 'Mesa': [26.8, 0.0], 'Rio Hondo': [28.0, 0.0], 'San Onofre': [29.3, 0.0], 'La Fresa': [29.7, 0.0]} | 14054.1709 | 654.5317 | 4.657% | 13399.6392 | 95.34% | 2333.6174 | 16.6% | 3346.1267 | 23.81% | 47 | 12.6968 | 0.09034% | 26.2704 | 0.1869% | 154.6359 | 1.1% | 8030.8931 | 57.14% | 3090.8669 | 21.99% | 10963.304 | 4933.5381 | 35.1% | 9120.6328 | 10165.9258 | 72.33% | 3888.2451 | 12748.3857 | 90.71% | 1305.7852 | 4904.1025 | 34.89% | 9150.0684 | 1230.8398 | 8.758% | 12823.3311
114 | Lewis | GREATER LA METRO | {'Villa Park': [3.7, 2273.0], 'Barre': [4.8, 552.0], 'Serrano': [6.4, 2181.0], 'Johanna': [7.1, 621.0], 'Ellis': [8.9, 641.0], 'Olinda': [9.5, 1855.0], 'Del Amo': [11.7, 80.0], 'Alamitos': [11.9, 170.0], 'Huntington Beach': [12.1, 388.0], 'Santiago': [12.5, 582.0], 'Walnut': [14.0, 1745.0], 'Center': [14.5, 193.0], 'Lighthipe': [16.6, 46.0], 'Viejo': [17.7, 438.0], 'Chino': [18.2, 1784.0], 'Laguna Bell': [18.3, 0.0], 'Hinson': [18.6, 59.0], 'Harborgen': [19.0, 72.0], 'Long Beach': [19.0, 73.0], 'Arcogen': [19.8, 46.0], 'Mesa': [19.9, 0.0], 'Rio Hondo': [20.9, 740.0], 'Trabuco': [21.4, 370.0], 'Mira Loma': [23.6, 1520.0], 'Margarita': [23.7, 326.0], 'Capistrano': [24.5, 323.0], 'La Fresa': [25.3, 9.0], 'Goodrich': [26.0, 0.0], 'Padua': [26.1, 1525.0], 'Lee Lake (Proposed)': [26.2, 15.0], 'El Nido': [27.9, 0.0], 'Redondo': [28.2, 0.0], 'Rancho Vista': [28.4, 258.0], 'Etiwanda': [28.8, 169.0], 'Chevmain': [29.7, 0.0]} | 18744.125 | 2385.3848 | 12.73% | 16358.7402 | 87.27% | 1433.8739 | 7.65% | 9306.5538 | 49.65% | 47 | 53.069 | 0.2831% | 25.6069 | 0.1366% | 781.6784 | 4.17% | 11830.2383 | 63.11% | 6725.6113 | 35.88% | 12018.5137 | 2442.1855 | 13.03% | 16301.9395 | 8538.4961 | 45.55% | 10205.6289 | 14977.96 | 79.91% | 3766.165 | 5538.1694 | 29.55% | 13205.9556 | 1790.134 | 9.55% | 16953.991
115 | Santiago | GREATER LA METRO | {'Johanna': [5.9, 616.0], 'Viejo': [7.2, 897.0], 'Trabuco': [8.9, 827.0], 'Ellis': [10.2, 614.0], 'Villa Park': [11.1, 525.0], 'Margarita': [11.3, 784.0], 'Serrano': [11.4, 447.0], 'Capistrano': [12.0, 781.0], 'Huntington Beach': [12.2, 362.0], 'Lewis': [12.5, 582.0], 'Barre': [15.8, 257.0], 'Talega': [18.5, 433.0], 'Lee Lake (Proposed)': [19.2, 127.0], 'Alamitos': [20.3, 111.0], 'Olinda': [21.3, 111.0], 'Del Amo': [22.7, 21.0], 'Chino': [23.5, 39.0], 'San Onofre': [23.8, 314.0], 'Walnut': [25.9, 0.0], 'Mira Loma': [26.4, 0.0], 'Center': [26.6, 0.0], 'Long Beach': [27.2, 14.0], 'Harborgen': [27.6, 13.0], 'Lighthipe': [27.7, 0.0], 'Hinson': [28.3, 0.0], 'Arcogen': [29.3, 0.0]} | 22769.7266 | 1041.1361 | 4.572% | 21728.5905 | 95.43% | 5978.8135 | 26.26% | 6709.9639 | 29.47% | 48 | 108.0715 | 0.4746% | 47.3548 | 0.208% | 5043.1001 | 22.15% | 12084.0762 | 53.07% | 8123.3984 | 35.68% | 14646.3281 | 8166.5791 | 35.87% | 14603.1475 | 15865.0059 | 69.68% | 6904.7207 | 20323.3281 | 89.26% | 2446.3984 | 10119.9424 | 44.44% | 12649.7842 | 2363.1309 | 10.38% | 20406.5957
116 | Serrano | GREATER LA METRO | {'Villa Park': [2.7, 2510.0], 'Lewis': [6.4, 2181.0], 'Johanna': [8.7, 446.0], 'Barre': [11.1, 361.0], 'Olinda': [11.1, 1855.0], 'Santiago': [11.4, 447.0], 'Ellis': [13.3, 446.0], 'Chino': [13.3, 3478.0], 'Viejo': [14.0, 469.0], 'Walnut': [15.4, 1745.0], 'Huntington Beach': [16.6, 193.0], 'Del Amo': [17.7, 0.0], 'Mira Loma': [17.9, 3215.0], 'Alamitos': [18.3, 0.0], 'Center': [19.4, 154.0], 'Trabuco': [19.5, 335.0], 'Lee Lake (Proposed)': [20.3, 58.0], 'Margarita': [21.3, 335.0], 'Padua': [21.9, 3219.0], 'Rio Hondo': [22.0, 740.0], 'Lighthipe': [22.4, 0.0], 'Laguna Bell': [22.9, 0.0], 'Capistrano': [22.9, 322.0], 'Rancho Vista': [23.1, 1952.0], 'Mesa': [23.4, 0.0], 'Etiwanda': [23.4, 1864.0], 'Hinson': [24.9, 0.0], 'Harborgen': [25.4, 0.0], 'Long Beach': [25.4, 0.0], 'Arcogen': [26.1, 0.0], 'Goodrich': [28.1, 0.0], 'Talega': [28.8, 0.0]} | 25996.0195 | 3907.6562 | 15.03% | 22088.3633 | 84.97% | 4865.4473 | 18.72% | 15454.8691 | 59.45% | 16.1633 | 346.0437 | 1.331% | 791.2225 | 3.044% | 4077.927 | 15.69% | 19159.5176 | 73.7% | 9879.0381 | 38% | 16116.9814 | 3734.3232 | 14.36% | 22261.6963 | 9768.457 | 37.58% | 16227.5625 | 18484.9219 | 71.11% | 7511.0977 | 10468.1318 | 40.27% | 15527.8877 | 4854.7427 | 18.67% | 21141.2769
117 | Villa Park | GREATER LA METRO | {'Serrano': [2.7, 2510.0], 'Lewis': [3.7, 2273.0], 'Johanna': [7.1, 538.0], 'Barre': [8.5, 453.0], 'Olinda': [10.3, 1855.0], 'Ellis': [10.9, 538.0], 'Santiago': [11.1, 525.0], 'Huntington Beach': [14.3, 285.0], 'Walnut': [14.9, 1745.0], 'Viejo': [15.1, 446.0], 'Del Amo': [15.3, 34.0], 'Chino': [15.5, 2103.0], 'Alamitos': [15.6, 92.0], 'Center': [17.4, 154.0], 'Trabuco': [19.7, 335.0], 'Lighthipe': [20.1, 1.0], 'Mira Loma': [20.4, 1839.0], 'Laguna Bell': [21.1, 0.0], 'Rio Hondo': [21.7, 740.0], 'Margarita': [21.8, 335.0], 'Mesa': [22.0, 0.0], 'Hinson': [22.3, 13.0], 'Lee Lake (Proposed)': [22.6, 21.0], 'Harborgen': [22.8, 26.0], 'Long Beach': [22.8, 27.0], 'Capistrano': [23.0, 322.0], 'Arcogen': [23.5, 1.0], 'Padua': [23.8, 1844.0], 'Rancho Vista': [25.5, 577.0], 'Etiwanda': [25.8, 488.0], 'Goodrich': [27.3, 0.0], 'La Fresa': [28.9, 0.0], 'Talega': [29.2, 0.0]} | 25827.3613 | 2601.8323 | 10.07% | 23225.5291 | 89.93% | 2870.396 | 11.11% | 14690.9146 | 56.88% | 47 | 205.4843 | 0.7956% | 506.9523 | 1.963% | 3981.4236 | 15.42% | 16164.4014 | 62.59% | 8739.9287 | 33.84% | 17087.4326 | 3788.627 | 14.67% | 22038.7344 | 12481.502 | 48.33% | 13345.8594 | 20527.4238 | 79.48% | 5299.9375 | 8272.7383 | 32.03% | 17554.623 | 4655.2378 | 18.02% | 21172.1235
118 | Capistrano | GREATER LA METRO | {'Margarita': [3.4, 1466.0], 'Trabuco': [3.5, 1473.0], 'Talega': [6.8, 1130.0], 'Viejo': [10.7, 1420.0], 'San Onofre': [11.8, 1011.0], 'Santiago': [12.0, 781.0], 'Johanna': [17.6, 357.0], 'Ellis': [20.0, 355.0], 'Huntington Beach': [20.2, 220.0], 'Lee Lake (Proposed)': [20.5, 125.0], 'Serrano': [22.9, 322.0], 'Villa Park': [23.0, 322.0], 'Lewis': [24.5, 323.0], 'Barre': [27.4, 0.0], 'San Luis Rey': [28.2, 2.0]} | 20322.8555 | 1478.3151 | 7.274% | 18844.5404 | 92.73% | 7544.3374 | 37.12% | 7730.7915 | 38.04% | 43 | 215.4163 | 1.06% | 46.2 | 0.2273% | 15163.6387 | 74.61% | 3708.3032 | 18.25% | 5987.0459 | 29.46% | 14335.8096 | 11723.2041 | 57.68% | 8599.6514 | 13462.4482 | 66.24% | 6860.4072 | 16402.2637 | 80.71% | 3920.5918 | 10664.8721 | 52.48% | 9657.9834 | 1362.3276 | 6.703% | 18960.5278
119 | Trabuco | GREATER LA METRO | {'Margarita': [2.8, 1476.0], 'Capistrano': [3.5, 1473.0], 'Viejo': [7.4, 1433.0], 'Santiago': [8.9, 827.0], 'Talega': [9.6, 1125.0], 'Johanna': [14.6, 403.0], 'San Onofre': [15.0, 1006.0], 'Ellis': [17.7, 402.0], 'Lee Lake (Proposed)': [18.2, 125.0], 'Huntington Beach': [18.5, 260.0], 'Serrano': [19.5, 335.0], 'Villa Park': [19.7, 335.0], 'Lewis': [21.4, 370.0], 'Barre': [24.6, 45.0], 'Alamitos': [28.2, 10.0]} | 25347.5312 | 1519.6643 | 5.995% | 23827.8669 | 94% | 9877.4854 | 38.97% | 9283.3916 | 36.62% | 39.92 | 217.0179 | 0.8562% | 48.1012 | 0.1898% | 15425.4082 | 60.86% | 7998.3428 | 31.55% | 9897.8018 | 39.05% | 15449.7295 | 12597.3398 | 49.7% | 12750.1914 | 16183.4014 | 63.85% | 9164.1299 | 21383.4844 | 84.36% | 3964.0469 | 13798.5762 | 54.44% | 11548.9551 | 1949.9861 | 7.693% | 23397.5452
120 | Pleasant Grove | NORTHERN CALIFORNIA | {'Rio Oso': [11.6, 30366.0], 'Gold Hill': [14.6, 4934.0], 'Higgins': [19.2, 9724.0], 'Olivehurst': [22.6, 12497.0], 'Woodland': [26.4, 0.0], 'East Marysville': [27.3, 251.0], 'Placerville': [28.9, 668.0], 'Davis': [30.0, 0.0]} | 183884.9219 | 41208.2109 | 22.41% | 142676.7109 | 77.59% | 7396.3315 | 4.022% | 124217.5747 | 67.55% | 21.2 | 50692.5156 | 27.57% | 43231.25 | 23.51% | 36150.0664 | 19.66% | 776.262 | 0.4221% | 74493.0625 | 40.51% | 109391.8594 | 4797.2998 | 2.609% | 179087.6221 | 35940.8047 | 19.55% | 147944.1172 | 109173.4453 | 59.37% | 74711.4766 | 15888.9014 | 8.641% | 167996.0205 | 35641.2344 | 19.38% | 148243.6875
121 | Summit | NORTHERN CALIFORNIA | {'Drum 1': [21.2, 3438.0]} | 161149.875 | 24784.3066 | 15.38% | 136365.5684 | 84.62% | 88608.5078 | 54.99% | 56663.3828 | 35.16% | 29 | 0 | 0% | 0 | 0% | 90451.9453 | 56.13% | 5144.5903 | 3.192% | 39746.5742 | 24.66% | 121403.3008 | 24884.1855 | 15.44% | 136265.6895 | 50739.3633 | 31.49% | 110410.5117 | 81430.2969 | 50.53% | 79719.5781 | 101541.2969 | 63.01% | 59608.5781 | 14142.6572 | 8.776% | 147007.2178
122 | Devers | RIVERSIDE | {'Mirage': [14.4, 16813.0], 'El Casco': [28.8, 3.0]} | 64917.8203 | 18294.2207 | 28.18% | 46623.5996 | 71.82% | 9821.8115 | 15.13% | 24103.3799 | 37.13% | 35.0564 | 83.2914 | 0.1283% | 0 | 0% | 16758.6934 | 25.82% | 13172.1035 | 20.29% | 19974.0098 | 30.77% | 44943.8105 | 26420.0215 | 40.7% | 38497.7988 | 26256.3496 | 40.45% | 38661.4707 | 37566.4219 | 57.87% | 27351.3984 | 19447.3711 | 29.96% | 45470.4492 | 523.0899 | 0.8058% | 64394.7304
123 | Kern | RIVERSIDE | {'Julian Hinds': [13.4, 4810.0], 'Red Bluff': [15.1, 14373.0]} | 35189.4375 | 15319.0342 | 43.53% | 19870.4033 | 56.47% | 14157.2266 | 40.23% | 20374.0781 | 57.9% | 4.6427 | 320.9153 | 0.912% | 0 | 0% | 0 | 0% | 0 | 0% | 3263.8359 | 9.275% | 31925.6016 | 6972.2734 | 19.81% | 28217.1641 | 0 | 0% | 35189.4375 | 9892.5459 | 28.11% | 25296.8916 | 11564.0566 | 32.86% | 23625.3809 | 264.1369 | 0.7506% | 34925.3006
124 | Mirage | RIVERSIDE | {'Devers': [14.4, 16813.0]} | 59217.0664 | 21966.3242 | 37.09% | 37250.7422 | 62.91% | 2437.2031 | 4.116% | 23195.0312 | 39.17% | 33.9055 | 589.9842 | 0.9963% | 1263.0002 | 2.133% | 4687.2417 | 7.915% | 0 | 0% | 6970.7612 | 11.77% | 52246.3052 | 22927.7168 | 38.72% | 36289.3496 | 16949.8008 | 28.62% | 42267.2656 | 26666.4277 | 45.03% | 32550.6387 | 12783.292 | 21.59% | 46433.7744 | 13.9384 | 0.02354% | 59203.128
125 | Valley | RIVERSIDE | {'El Casco': [16.3, 11349.0], 'Lee Lake (Proposed)': [16.9, 7747.0], 'Vista': [22.8, 1629.0], 'San Bernardino': [23.9, 1433.0], 'Viejo': [28.5, 9.0], 'Mira Loma': [29.9, 0.0]} | 116581.875 | 31066.1934 | 26.65% | 85515.6816 | 73.35% | 2925.7324 | 2.51% | 49392.5684 | 42.37% | 29 | 11898.7285 | 10.21% | 4004.6284 | 3.435% | 41635.2109 | 35.71% | 56929.2891 | 48.83% | 22356.1152 | 19.18% | 94225.7598 | 52934.9648 | 45.41% | 63646.9102 | 75367.5391 | 64.65% | 41214.3359 | 78645.4531 | 67.46% | 37936.4219 | 26789.6289 | 22.98% | 89792.2461 | 6630.0078 | 5.687% | 109951.8672
126 | Gold Hill | NORTHERN CALIFORNIA | {'Pleasant Grove': [14.6, 4934.0], 'Placerville': [19.7, 4232.0], 'Rio Oso': [26.2, 27.0], 'Higgins': [26.8, 1894.0]} | 128355.6406 | 17193.4316 | 13.4% | 111162.209 | 86.6% | 8492.2305 | 6.616% | 63563.9727 | 49.52% | 37.1111 | 5345.5171 | 4.165% | 2620.3743 | 2.041% | 26615.4297 | 20.74% | 32711.3906 | 25.48% | 83665.5312 | 65.18% | 44690.1094 | 26288.5586 | 20.48% | 102067.082 | 23800.1875 | 18.54% | 104555.4531 | 90969.9766 | 70.87% | 37385.6641 | 53798.0547 | 41.91% | 74557.5859 | 19434.6074 | 15.14% | 108921.0332
127 | Grand Island | NORTHERN CALIFORNIA | {'Shiloh III': [14.6, 25417.0], 'Birds Landing': [15.0, 25417.0], 'Eight Mile': [16.6, 5323.0], 'Contra Costa': [19.1, 23211.0], 'Peabody': [21.0, 17680.0], 'Stagg': [21.1, 1148.0], 'Vaca-Dixon & Gc Yard': [21.4, 2656.0], 'Pittsburg': [21.4, 24858.0], 'Lone Tree': [21.8, 13115.0], 'Brentwood': [22.1, 4712.0], 'Kirker': [22.5, 21727.0], 'Davis': [23.0, 108.0], 'Lockeford': [24.7, 4920.0], 'Clayton': [28.6, 3074.0], 'Weber': [28.8, 0.0], 'Putah Creek': [29.8, 0.0], 'Delta Pumps': [29.8, 0.0], 'Kelso': [30.0, 0.0]} | 331065 | 40164.4492 | 12.13% | 290900.5508 | 87.87% | 58760.9961 | 17.75% | 244271.5352 | 73.78% | 9.0027 | 105854.6328 | 31.97% | 145304.125 | 43.89% | 0 | 0% | 0 | 0% | 35771.3555 | 10.8% | 295293.6445 | 82700.6406 | 24.98% | 248364.3594 | 94156.5781 | 28.44% | 236908.4219 | 113447.3359 | 34.27% | 217617.6641 | 1828.0094 | 0.5522% | 329236.9906 | 41443.168 | 12.52% | 289621.832
128 | Chino | GREATER LA METRO | {'Mira Loma': [6.6, 5244.0], 'Padua': [8.7, 5249.0], 'Rancho Vista': [10.3, 3942.0], 'Etiwanda': [10.7, 3853.0], 'Serrano': [13.3, 3478.0], 'Olinda': [14.5, 1784.0], 'Villa Park': [15.5, 2103.0], 'Walnut': [15.6, 1785.0], 'Lewis': [18.2, 1784.0], 'Rio Hondo': [18.8, 786.0], 'Vista': [20.8, 332.0], 'Lee Lake (Proposed)': [21.6, 60.0], 'Barre': [21.8, 276.0], 'Johanna': [22.0, 39.0], 'Viejo': [22.9, 42.0], 'Santiago': [23.5, 39.0], 'Mesa': [24.9, 0.0], 'Center': [25.0, 154.0], 'Goodrich': [25.7, 4.0], 'San Bernardino': [25.9, 0.0], 'Del Amo': [26.2, 0.0], 'Ellis': [26.4, 39.0], 'Laguna Bell': [27.0, 0.0], 'Alamitos': [29.0, 0.0], 'Lighthipe': [29.7, 0.0], 'Huntington Beach': [29.8, 0.0]} | 23918.8594 | 5548.3838 | 23.2% | 18370.4756 | 76.8% | 2373.9829 | 9.925% | 14803.6343 | 61.89% | 20.3077 | 572.3815 | 2.393% | 1703.5291 | 7.122% | 4284.2666 | 17.91% | 14200.9141 | 59.37% | 8585.998 | 35.9% | 15332.8613 | 2038.1924 | 8.521% | 21880.667 | 6631.7505 | 27.73% | 17287.1089 | 14361.1328 | 60.04% | 9557.7266 | 7526.7446 | 31.47% | 16392.1147 | 4537.4409 | 18.97% | 19381.4185
129 | Kramer | GREATER KRAMER | {'Randsburg': [26.6, 1599.0], 'Roadway': [29.4, 0.0]} | 73134.9531 | 7352.2646 | 10.05% | 65782.6885 | 89.95% | 9604.0225 | 13.13% | 37943.2432 | 51.88% | 27.215 | 0 | 0% | 0 | 0% | 0 | 0% | 0 | 0% | 38364.3711 | 52.46% | 34770.582 | 24973.9004 | 34.15% | 48161.0527 | 2601.7783 | 3.558% | 70533.1748 | 55043.6797 | 75.26% | 18091.2734 | 42811.3711 | 58.54% | 30323.582 | 955.5422 | 1.307% | 72179.4109
130 | Lugo | GREATER KRAMER | {'Victor': [9.6, 16223.0], 'Roadway': [14.7, 15980.0], 'San Bernardino': [21.1, 1.0], 'Etiwanda': [21.2, 0.0], 'Rancho Vista': [21.4, 0.0], 'Vista': [22.6, 1.0], 'Padua': [23.0, 0.0], 'Mira Loma': [27.1, 0.0], 'Calcite': [27.8, 174.0]} | 112150.9844 | 16298.2295 | 14.53% | 95852.7549 | 85.47% | 15788.2002 | 14.08% | 34750.3154 | 30.99% | 39.25 | 106.4738 | 0.09494% | 7.5136 | 0.0067% | 29645.4922 | 26.43% | 39113.0625 | 34.88% | 56067.6016 | 49.99% | 56083.3828 | 67710.7656 | 60.37% | 44440.2188 | 58317.7656 | 52% | 53833.2188 | 93932.6953 | 83.76% | 18218.2891 | 32577.9492 | 29.05% | 79573.0352 | 3515.7373 | 3.135% | 108635.2471
131 | Mira Loma | GREATER LA METRO | {'Rancho Vista': [5.8, 4134.0], 'Etiwanda': [6.0, 4045.0], 'Chino': [6.6, 5244.0], 'Padua': [8.8, 5203.0], 'Vista': [14.3, 524.0], 'Serrano': [17.9, 3215.0], 'Lee Lake (Proposed)': [19.0, 74.0], 'San Bernardino': [19.3, 191.0], 'Villa Park': [20.4, 1839.0], 'Olinda': [21.0, 1520.0], 'Walnut': [22.1, 1520.0], 'Lewis': [23.6, 1520.0], 'Viejo': [23.9, 15.0], 'Rio Hondo': [24.8, 521.0], 'Johanna': [26.2, 0.0], 'Santiago': [26.4, 0.0], 'Lugo': [27.1, 0.0], 'Barre': [27.6, 11.0], 'El Casco': [28.1, 191.0], 'Valley': [29.9, 0.0]} | 27744.1152 | 5449.3472 | 19.64% | 22294.7681 | 80.36% | 2668.5957 | 9.619% | 16578.2422 | 59.75% | 27.3857 | 786.0287 | 2.833% | 1812.0364 | 6.531% | 6491.3179 | 23.4% | 13293.79 | 47.92% | 8642.1094 | 31.15% | 19102.0059 | 4897.0952 | 17.65% | 22847.02 | 11721.9551 | 42.25% | 16022.1602 | 18887.4219 | 68.08% | 8856.6934 | 8095.7432 | 29.18% | 19648.3721 | 4565.4658 | 16.46% | 23178.6494
132 | Padua | GREATER LA METRO | {'Rancho Vista': [6.4, 3942.0], 'Etiwanda': [6.8, 3853.0], 'Chino': [8.7, 5249.0], 'Mira Loma': [8.8, 5203.0], 'Vista': [19.2, 332.0], 'Walnut': [19.4, 1565.0], 'Rio Hondo': [19.6, 566.0], 'Olinda': [20.2, 1525.0], 'Serrano': [21.9, 3219.0], 'Lugo': [23.0, 0.0], 'San Bernardino': [23.1, 0.0], 'Villa Park': [23.8, 1844.0], 'Goodrich': [25.8, 4.0], 'Lewis': [26.1, 1525.0], 'Mesa': [27.6, 0.0], 'Lee Lake (Proposed)': [27.7, 20.0], 'Barre': [29.1, 17.0], 'Center': [29.8, 0.0]} | 25615.7266 | 5249.3125 | 20.49% | 20366.4141 | 79.51% | 2467.5439 | 9.633% | 14448.1611 | 56.4% | 33 | 581.9429 | 2.272% | 1703.5291 | 6.65% | 5224.2866 | 20.39% | 14957.7627 | 58.39% | 13995.5088 | 54.64% | 11620.2178 | 7269.1357 | 28.38% | 18346.5908 | 9069.0088 | 35.4% | 16546.7178 | 17984.7383 | 70.21% | 7630.9883 | 7197.9287 | 28.1% | 18417.7979 | 4094.5513 | 15.98% | 21521.1753
133 | Pisgah | GREATER KRAMER | {'Cool Water': [27.3, 7905.0]} | 40201.5586 | 13100.6094 | 32.59% | 27100.9492 | 67.41% | 13492.291 | 33.56% | 15867.5879 | 39.47% | 12.6543 | 360.2739 | 0.8962% | 439.4557 | 1.093% | 0 | 0% | 0 | 0% | 8081.9019 | 20.1% | 32119.6567 | 9042.0518 | 22.49% | 31159.5068 | 10198.7031 | 25.37% | 30002.8555 | 12012.8828 | 29.88% | 28188.6758 | 20172.2344 | 50.18% | 20029.3242 | 683.3157 | 1.7% | 39518.2429
134 | Roadway | GREATER KRAMER | {'Victor': [5.1, 43581.0], 'Lugo': [14.7, 15980.0], 'Calcite': [28.5, 1645.0], 'Kramer': [29.4, 0.0], 'Tortilla': [29.4, 125.0]} | 154782.75 | 48977.4492 | 31.64% | 105805.3008 | 68.36% | 1035.3993 | 0.6689% | 27912.339 | 18.03% | 40.6 | 803.426 | 0.5191% | 191.9571 | 0.124% | 8854.6367 | 5.721% | 0 | 0% | 45598.6641 | 29.46% | 109184.0859 | 68849.1875 | 44.48% | 85933.5625 | 23732.1738 | 15.33% | 131050.5762 | 90600.9766 | 58.53% | 64181.7734 | 30918.7793 | 19.98% | 123863.9707 | 1646.3557 | 1.064% | 153136.3943
135 | Tortilla | GREATER KRAMER | {'Cool Water': [10.0, 136.0], 'Calcite': [24.5, 7.0], 'Roadway': [29.4, 125.0]} | 95652.6484 | 9132.6865 | 9.548% | 86519.9619 | 90.45% | 8698.167 | 9.093% | 48718.2119 | 50.93% | 24.0079 | 203.4881 | 0.2127% | 2007.6562 | 2.099% | 0 | 0% | 0 | 0% | 58858.9766 | 61.53% | 36793.6719 | 48877.1523 | 51.1% | 46775.4961 | 18655.9902 | 19.5% | 76996.6582 | 76371.4531 | 79.84% | 19281.1953 | 45187.5938 | 47.24% | 50465.0547 | 2866.9207 | 2.997% | 92785.7278
136 | Victor | GREATER KRAMER | {'Roadway': [5.1, 43581.0], 'Lugo': [9.6, 16223.0], 'Calcite': [26.9, 5244.0], 'Etiwanda': [29.7, 0.0], 'Rancho Vista': [29.9, 0.0]} | 174328.9688 | 47274.4219 | 27.12% | 127054.5469 | 72.88% | 5743.1826 | 3.294% | 38498.1572 | 22.08% | 41.7222 | 816.4702 | 0.4684% | 173.5728 | 0.09957% | 24904.1289 | 14.29% | 17308.9766 | 9.929% | 54590.3828 | 31.31% | 119738.5859 | 99874.5234 | 57.29% | 74454.4453 | 51582.4961 | 29.59% | 122746.4727 | 117650.8203 | 67.49% | 56678.1484 | 35155.5977 | 20.17% | 139173.3711 | 2864.2178 | 1.643% | 171464.751
137 | Vista | RIVERSIDE | {'San Bernardino': [5.3, 3584.0], 'Etiwanda': [12.4, 560.0], 'Rancho Vista': [12.8, 560.0], 'Mira Loma': [14.3, 524.0], 'El Casco': [14.8, 3434.0], 'Padua': [19.2, 332.0], 'Chino': [20.8, 332.0], 'Lee Lake (Proposed)': [21.5, 239.0], 'Lugo': [22.6, 1.0], 'Valley': [22.8, 1629.0]} | 52321.1328 | 4155.666 | 7.943% | 48165.4668 | 92.06% | 6463.7354 | 12.35% | 25562.6709 | 48.86% | 28.5429 | 534.8639 | 1.022% | 800.3203 | 1.53% | 9626.6445 | 18.4% | 39156.9922 | 74.84% | 22262.4316 | 42.55% | 30058.7012 | 23461.6582 | 44.84% | 28859.4746 | 30962.0117 | 59.18% | 21359.1211 | 43433.6953 | 83.01% | 8887.4375 | 19140.1465 | 36.58% | 33180.9863 | 2644.2769 | 5.054% | 49676.856
138 | Encina | SAN DIEGO | {'Palomar Airport': [2.9, 2795.0], 'San Luis Rey': [5.1, 2792.0], 'Escondido': [12.7, 2754.0], 'Penasquitos': [16.5, 897.0], 'San Onofre': [20.4, 27.0], 'Sycamore Canyon': [23.3, 895.0], 'Kearny': [24.0, 5.0], 'Talega': [25.7, 2.0], 'Mission': [26.9, 2.0], 'Old Town': [26.9, 4.0]} | 20779 | 2796.6116 | 13.46% | 17982.3884 | 86.54% | 16.591 | 0.07985% | 2867.8499 | 13.8% | 47 | 4070.6118 | 19.59% | 1332.906 | 6.415% | 19157.541 | 92.2% | 0 | 0% | 12694.6455 | 61.09% | 8084.3545 | 7692.0601 | 37.02% | 13086.9399 | 10079.7217 | 48.51% | 10699.2783 | 16261.6318 | 78.26% | 4517.3682 | 327.2827 | 1.575% | 20451.7173 | 1232.6277 | 5.932% | 19546.3723
139 | Escondido | SAN DIEGO | {'Palomar Airport': [9.9, 2996.0], 'Encina': [12.7, 2754.0], 'San Luis Rey': [13.9, 4648.0], 'Sycamore Canyon': [15.2, 1362.0], 'Penasquitos': [15.5, 1365.0], 'Kearny': [20.2, 221.0], 'Mission': [23.6, 89.0], 'Old Town': [25.2, 4.0], 'Silvergate': [29.7, 0.0]} | 112589.5469 | 31059.5508 | 27.59% | 81529.9961 | 72.41% | 9919.5156 | 8.81% | 30866.1055 | 27.41% | 37 | 16574.2422 | 14.72% | 4709.96 | 4.183% | 55363.4141 | 49.17% | 56457.7148 | 50.14% | 51181.0234 | 45.46% | 61408.5234 | 25553.8125 | 22.7% | 87035.7344 | 32952.8555 | 29.27% | 79636.6914 | 63273.5547 | 56.2% | 49315.9922 | 25063.9531 | 22.26% | 87525.5938 | 7617.1738 | 6.765% | 104972.373
140 | Kearny | SAN DIEGO | {'Mission': [3.4, 1167.0], 'Old Town': [5.8, 1081.0], 'Penasquitos': [7.8, 962.0], 'Sycamore Canyon': [8.3, 243.0], 'Silvergate': [9.5, 1072.0], 'Miguel': [13.7, 908.0], 'Bay Boulevard': [15.6, 1005.0], 'Escondido': [20.2, 221.0], 'Palomar Airport': [21.9, 92.0], 'Otay Mesa': [22.0, 85.0], 'Encina': [24.0, 5.0], 'Suncrest': [26.2, 0.0], 'San Luis Rey': [28.6, 0.0]} | 14518.1982 | 1298.6223 | 8.945% | 13219.5759 | 91.06% | 2832.9236 | 19.51% | 3923.3347 | 27.02% | 26 | 149.5517 | 1.03% | 7.8077 | 0.05378% | 3370.8953 | 23.22% | 5656.8872 | 38.96% | 6104.3843 | 42.05% | 8413.814 | 5648.2832 | 38.9% | 8869.915 | 9373.0947 | 64.56% | 5145.1035 | 13165.0879 | 90.68% | 1353.1104 | 1464.3959 | 10.09% | 13053.8024 | 341.8604 | 2.355% | 14176.3378
141 | Miguel | SAN DIEGO | {'Bay Boulevard': [8.1, 979.0], 'Otay Mesa': [8.3, 549.0], 'Silvergate': [9.4, 936.0], 'Mission': [11.6, 917.0], 'Old Town': [13.6, 917.0], 'Kearny': [13.7, 908.0], 'Sycamore Canyon': [16.7, 1045.0], 'Suncrest': [19.7, 2351.0], 'Penasquitos': [21.5, 624.0]} | 38037.3008 | 3330.1665 | 8.755% | 34707.1343 | 91.24% | 3965.5281 | 10.43% | 15112.1145 | 39.73% | 25.5 | 47.4492 | 0.1247% | 20.8266 | 0.05475% | 7096.7681 | 18.66% | 25362.7246 | 66.68% | 8980.7324 | 23.61% | 29056.5684 | 23178.8926 | 60.94% | 14858.4082 | 32377.832 | 85.12% | 5659.4688 | 33704.2695 | 88.61% | 4333.0312 | 13167.4229 | 34.62% | 24869.8779 | 1499.141 | 3.941% | 36538.1598
142 | Mission | SAN DIEGO | {'Old Town': [3.4, 1088.0], 'Kearny': [3.4, 1167.0], 'Silvergate': [6.1, 1081.0], 'Penasquitos': [10.4, 830.0], 'Sycamore Canyon': [11.1, 111.0], 'Miguel': [11.6, 917.0], 'Bay Boulevard': [12.3, 1014.0], 'Otay Mesa': [19.6, 94.0], 'Escondido': [23.6, 89.0], 'Palomar Airport': [24.9, 90.0], 'Suncrest': [26.5, 0.0], 'Encina': [26.9, 2.0]} | 9168.0146 | 1175.7928 | 12.82% | 7992.2218 | 87.18% | 2841.3545 | 30.99% | 2245.4067 | 24.49% | 26 | 14.0981 | 0.1538% | 3.3359 | 0.03639% | 1813.8357 | 19.78% | 1772.6063 | 19.33% | 2852.822 | 31.12% | 6315.1926 | 3933.2969 | 42.9% | 5234.7178 | 6091.1396 | 66.44% | 3076.875 | 7943.6787 | 86.65% | 1224.3359 | 1284.895 | 14.01% | 7883.1196 | 196.8229 | 2.147% | 8971.1918
143 | Old Town | SAN DIEGO | {'Mission': [3.4, 1088.0], 'Silvergate': [5.7, 1081.0], 'Kearny': [5.8, 1081.0], 'Penasquitos': [10.6, 745.0], 'Bay Boulevard': [12.3, 1014.0], 'Miguel': [13.6, 917.0], 'Sycamore Canyon': [14.0, 26.0], 'Otay Mesa': [21.1, 94.0], 'Escondido': [25.2, 4.0], 'Palomar Airport': [25.2, 4.0], 'Encina': [26.9, 4.0], 'Suncrest': [29.8, 0.0]} | 6331.5576 | 1090.1716 | 17.22% | 5241.386 | 82.78% | 2815.8125 | 44.47% | 662.2024 | 10.46% | 26 | 0 | 0% | 0 | 0% | 817.2122 | 12.91% | 0 | 0% | 842.9773 | 13.31% | 5488.5803 | 1844.9146 | 29.14% | 4486.6431 | 4446.9272 | 70.23% | 1884.6304 | 5226.8457 | 82.55% | 1104.7119 | 149.4112 | 2.36% | 6182.1464 | 142.1217 | 2.245% | 6189.4359
144 | Penasquitos | SAN DIEGO | {'Kearny': [7.8, 962.0], 'Mission': [10.4, 830.0], 'Old Town': [10.6, 745.0], 'Sycamore Canyon': [10.9, 1384.0], 'Palomar Airport': [14.6, 984.0], 'Escondido': [15.5, 1365.0], 'Silvergate': [16.0, 736.0], 'Encina': [16.5, 897.0], 'San Luis Rey': [21.2, 892.0], 'Miguel': [21.5, 624.0], 'Bay Boulevard': [22.6, 668.0], 'Otay Mesa': [29.7, 0.0]} | 12274.7686 | 2105.8206 | 17.16% | 10168.948 | 82.84% | 912.0874 | 7.431% | 4076.0112 | 33.21% | 20.9007 | 330.2123 | 2.69% | 21.603 | 0.176% | 7220.5742 | 58.82% | 3082.3577 | 25.11% | 5080.7119 | 41.39% | 7194.0566 | 5121.7744 | 41.73% | 7152.9941 | 4417.9053 | 35.99% | 7856.8633 | 9086.1436 | 74.02% | 3188.625 | 1068.8505 | 8.708% | 11205.9181 | 617.259 | 5.029% | 11657.5096
145 | San Luis Rey | SAN DIEGO | {'Encina': [5.1, 2792.0], 'Palomar Airport': [6.7, 2790.0], 'Escondido': [13.9, 4648.0], 'San Onofre': [16.8, 34.0], 'Penasquitos': [21.2, 892.0], 'Talega': [21.6, 8.0], 'Sycamore Canyon': [26.8, 890.0], 'Capistrano': [28.2, 2.0], 'Kearny': [28.6, 0.0], 'Margarita': [28.8, 0.0]} | 31584.9785 | 5104.4141 | 16.16% | 26480.5645 | 83.84% | 13.205 | 0.04181% | 4508.9318 | 14.28% | 46.7273 | 8312.3682 | 26.32% | 1824.1458 | 5.775% | 28755.5566 | 91.04% | 1257.4553 | 3.981% | 19124.4199 | 60.55% | 12460.5586 | 8036.8311 | 25.45% | 23548.1475 | 16262.9951 | 51.49% | 15321.9834 | 23594.6172 | 74.7% | 7990.3613 | 203.1095 | 0.6431% | 31381.869 | 2070.0742 | 6.554% | 29514.9043
146 | Sycamore Canyon | SAN DIEGO | {'Kearny': [8.3, 243.0], 'Penasquitos': [10.9, 1384.0], 'Mission': [11.1, 111.0], 'Old Town': [14.0, 26.0], 'Escondido': [15.2, 1362.0], 'Silvergate': [16.6, 17.0], 'Miguel': [16.7, 1045.0], 'Palomar Airport': [20.6, 982.0], 'Bay Boulevard': [21.6, 0.0], 'Suncrest': [21.6, 1624.0], 'Encina': [23.3, 895.0], 'Otay Mesa': [24.6, 0.0], 'San Luis Rey': [26.8, 890.0]} | 49830.0312 | 4434.5879 | 8.899% | 45395.4434 | 91.1% | 3238.1414 | 6.498% | 19947.2004 | 40.03% | 25 | 1515.0417 | 3.04% | 506.8248 | 1.017% | 10787.6992 | 21.65% | 38930.6914 | 78.13% | 31886.2637 | 63.99% | 17943.7676 | 25116.1855 | 50.4% | 24713.8457 | 31614.791 | 63.45% | 18215.2402 | 43801.9453 | 87.9% | 6028.0859 | 13367.3496 | 26.83% | 36462.6816 | 1881.6616 | 3.776% | 47948.3696
147 | Talega | GREATER LA METRO | {'San Onofre': [5.8, 1017.0], 'Capistrano': [6.8, 1130.0], 'Margarita': [7.4, 1128.0], 'Trabuco': [9.6, 1125.0], 'Viejo': [15.3, 1081.0], 'Santiago': [18.5, 433.0], 'San Luis Rey': [21.6, 8.0], 'Lee Lake (Proposed)': [21.6, 110.0], 'Johanna': [24.2, 9.0], 'Encina': [25.7, 2.0], 'Ellis': [26.8, 7.0], 'Huntington Beach': [27.0, 8.0], 'Palomar Airport': [28.1, 0.0], 'Serrano': [28.8, 0.0], 'Villa Park': [29.2, 0.0]} | 28793.5039 | 1136.3838 | 3.947% | 27657.1201 | 96.05% | 8085.2466 | 28.08% | 13206.2983 | 45.87% | 27.6667 | 884.2179 | 3.071% | 89.2957 | 0.3101% | 22953.6211 | 79.72% | 4723.1372 | 16.4% | 15856.8086 | 55.07% | 12936.6953 | 15961.2373 | 55.43% | 12832.2666 | 17952.9824 | 62.35% | 10840.5215 | 25302.748 | 87.88% | 3490.7559 | 14515.7227 | 50.41% | 14277.7812 | 1743.9026 | 6.057% | 27049.6013
148 | Martin (San Francisco H) | NORTHERN CALIFORNIA | {'Eastshore': [16.9, 2412.0], 'Martinez': [26.8, 289.0], 'Ignacio': [26.8, 1576.0], 'Newark': [27.1, 16.0], 'Carquinez': [28.2, 743.0], 'Clayton': [29.2, 0.0]} | 26652.8418 | 7439.2222 | 27.91% | 19213.6196 | 72.09% | 6082.5005 | 22.82% | 8222.3169 | 30.85% | 59 | 90.2816 | 0.3387% | 171.6516 | 0.644% | 735.2331 | 2.759% | 8776.9424 | 32.93% | 8619.0039 | 32.34% | 18033.8379 | 13286.9971 | 49.85% | 13365.8447 | 17653.4785 | 66.23% | 8999.3633 | 18765.4453 | 70.41% | 7887.3965 | 6894.792 | 25.87% | 19758.0498 | 1606.9677 | 6.029% | 25045.8741
149 | Bellota | NORTHERN CALIFORNIA | {'Rancho Seco - Bellota (Proposed)': [8.2, 24859.0], 'Lockeford': [10.7, 28978.0], 'Camanche': [13.7, 17011.0], 'Weber': [14.0, 40834.0], 'Riverbank': [18.0, 24429.0], 'Stagg': [18.3, 21786.0], 'Ripon': [19.3, 28911.0], 'Eight Mile': [20.0, 14957.0], 'Vierra': [20.7, 23967.0], 'Warnerville': [22.1, 7108.0], 'New Melones': [26.8, 0.0], 'Peoria': [29.2, 0.0]} | 325623.6562 | 54978.9844 | 16.88% | 270644.6719 | 83.12% | 48319.2695 | 14.84% | 203398.5586 | 62.46% | 14.637 | 95993.2656 | 29.48% | 91017.9688 | 27.95% | 31839.9746 | 9.778% | 0 | 0% | 134535.8281 | 41.32% | 191087.8281 | 56267.543 | 17.28% | 269356.1133 | 121858.375 | 37.42% | 203765.2812 | 190375.0469 | 58.46% | 135248.6094 | 84844.6016 | 26.06% | 240779.0547 | 31726.3105 | 9.743% | 293897.3457
150 | Ripon | NORTHERN CALIFORNIA | {'Vierra': [7.6, 28203.0], 'Weber': [12.4, 28385.0], 'Westley': [12.6, 4095.0], 'Riverbank': [13.1, 30013.0], 'Warnerville': [18.8, 12798.0], 'Bellota': [19.3, 28911.0], 'Stagg': [19.7, 12045.0], 'Tesla': [23.1, 685.0], 'Midway Green Ridge Services': [24.2, 576.0], 'Eight Mile': [24.4, 4670.0], 'Lockeford': [25.0, 6731.0], 'Kelso': [25.1, 31.0], 'Delta Pumps': [26.1, 0.0], 'Crow Creek': [26.4, 380.0], 'Fink (Proposed)': [26.7, 275.0], 'Rancho Seco - Bellota (Proposed)': [27.3, 1796.0]} | 280208.0312 | 43157.4609 | 15.4% | 237050.5703 | 84.6% | 919.4579 | 0.3281% | 203486.5264 | 72.62% | 16.8968 | 74763.3516 | 26.68% | 179101.9375 | 63.92% | 0 | 0% | 0 | 0% | 103759.3906 | 37.03% | 176448.6406 | 28382.0684 | 10.13% | 251825.9629 | 36652.7148 | 13.08% | 243555.3164 | 120661.6172 | 43.06% | 159546.4141 | 0 | 0% | 280208.0312 | 9918.4189 | 3.54% | 270289.6123
151 | Lockeford | NORTHERN CALIFORNIA | {'Rancho Seco - Bellota (Proposed)': [9.0, 32069.0], 'Camanche': [9.9, 28841.0], 'Bellota': [10.7, 28978.0], 'Eight Mile': [12.5, 27627.0], 'Stagg': [13.4, 21987.0], 'Weber': [14.3, 23963.0], 'Vierra': [22.9, 7086.0], 'Grand Island': [24.7, 4920.0], 'Ripon': [25.0, 6731.0], 'Riverbank': [27.7, 1647.0]} | 297322.8438 | 49138.4922 | 16.53% | 248184.3516 | 83.47% | 14600.1494 | 4.911% | 186079.4131 | 62.58% | 18.5925 | 83024.9531 | 27.92% | 114617.1016 | 38.55% | 15385.9902 | 5.175% | 0 | 0% | 79326.0078 | 26.68% | 217996.8359 | 64149.3398 | 21.58% | 233173.5039 | 129997.0625 | 43.72% | 167325.7812 | 148622.4688 | 49.99% | 148700.375 | 37043.082 | 12.46% | 260279.7617 | 39448.6211 | 13.27% | 257874.2227
152 | Stagg | NORTHERN CALIFORNIA | {'Eight Mile': [4.8, 19381.0], 'Weber': [7.7, 24385.0], 'Lockeford': [13.4, 21987.0], 'Vierra': [14.0, 12672.0], 'Bellota': [18.3, 21786.0], 'Brentwood': [18.6, 0.0], 'Kelso': [19.3, 0.0], 'Ripon': [19.7, 12045.0], 'Delta Pumps': [19.9, 0.0], 'Grand Island': [21.1, 1148.0], 'Rancho Seco - Bellota (Proposed)': [21.5, 11906.0], 'Midway Green Ridge Services': [22.5, 0.0], 'Lone Tree': [22.6, 0.0], 'Tesla': [22.7, 0.0], 'Camanche': [23.3, 9235.0], 'Contra Costa': [23.7, 0.0], 'Birds Landing': [27.8, 0.0], 'Riverbank': [28.6, 1501.0], 'Cayetano': [29.0, 0.0], 'Westley': [29.6, 0.0], 'Shiloh III': [29.8, 0.0]} | 300732.0312 | 27581.3242 | 9.171% | 273150.707 | 90.83% | 57426.8555 | 19.1% | 174270.9102 | 57.95% | 13.9608 | 39806.5391 | 13.24% | 219783.125 | 73.08% | 0 | 0% | 0 | 0% | 39699.75 | 13.2% | 261032.2812 | 33462.6523 | 11.13% | 267269.3789 | 40687.4141 | 13.53% | 260044.6172 | 70700.9219 | 23.51% | 230031.1094 | 0 | 0% | 300732.0312 | 18987.1973 | 6.314% | 281744.834
153 | Weber | NORTHERN CALIFORNIA | {'Stagg': [7.7, 24385.0], 'Vierra': [8.6, 26960.0], 'Eight Mile': [12.2, 16337.0], 'Ripon': [12.4, 28385.0], 'Bellota': [14.0, 40834.0], 'Lockeford': [14.3, 23963.0], 'Rancho Seco - Bellota (Proposed)': [19.8, 16755.0], 'Riverbank': [20.9, 18571.0], 'Kelso': [21.5, 0.0], 'Delta Pumps': [22.4, 0.0], 'Tesla': [22.8, 0.0], 'Midway Green Ridge Services': [23.2, 0.0], 'Camanche': [23.4, 9860.0], 'Westley': [23.6, 1204.0], 'Brentwood': [23.8, 0.0], 'Warnerville': [26.9, 378.0], 'Lone Tree': [28.4, 0.0], 'Grand Island': [28.8, 0.0]} | 300974.375 | 45963.5742 | 15.27% | 255010.8008 | 84.73% | 23041.7129 | 7.656% | 206016.5684 | 68.45% | 16 | 72384.5156 | 24.05% | 197924.8438 | 65.76% | 0 | 0% | 0 | 0% | 44051.0703 | 14.64% | 256923.3047 | 11849.5898 | 3.937% | 289124.7852 | 35042.2695 | 11.64% | 265932.1055 | 76511.8672 | 25.42% | 224462.5078 | 793.7454 | 0.2637% | 300180.6296 | 15722.2559 | 5.224% | 285252.1191
154 | Carrizo Plains | SPGE | {'Solar': [1.1, 31854.0], 'Caliente': [6.9, 26049.0], 'Kernridge': [17.5, 11576.0], 'Temblor': [19.4, 11100.0], 'Cholame': [26.9, 2732.0], 'Arco': [28.2, 0.0]} | 301979.8438 | 33531.9023 | 11.1% | 268447.9414 | 88.9% | 165492.4062 | 54.8% | 117124.8438 | 38.79% | 7.9602 | 5589.9019 | 1.851% | 2082.1367 | 0.6895% | 55952.3711 | 18.53% | 0 | 0% | 127023.0391 | 42.06% | 174956.8047 | 53478.543 | 17.71% | 248501.3008 | 81415.2344 | 26.96% | 220564.6094 | 188256.0469 | 62.34% | 113723.7969 | 172070.5938 | 56.98% | 129909.25 | 10386.4512 | 3.439% | 291593.3926
155 | Cholame | SPGE | {'Cal Flats': [12.7, 30344.0], 'Templeton': [21.4, 36152.0], 'Avenal': [23.6, 1707.0], 'Arco': [24.5, 1158.0], 'Solar': [26.1, 3411.0], 'Carrizo Plains': [26.9, 2732.0]} | 415282.25 | 82820.4688 | 19.94% | 332461.7812 | 80.06% | 210517.7812 | 50.69% | 186611.625 | 44.94% | 5.9723 | 29509.7227 | 7.106% | 17115.4453 | 4.121% | 52775.4258 | 12.71% | 0 | 0% | 150272.5938 | 36.19% | 265009.6562 | 42208.0781 | 10.16% | 373074.1719 | 87919.2188 | 21.17% | 327363.0312 | 197892.5781 | 47.65% | 217389.6719 | 205701.1875 | 49.53% | 209581.0625 | 5502.4839 | 1.325% | 409779.7661
156 | Mesa | SPGE | {'Oceano': [9.7, 42091.0], 'Sisquoc': [11.4, 31566.0], 'San Luis Obispo': [20.2, 17375.0], 'Cabrillo': [25.2, 560.0], 'Diablo Canyon': [26.5, 797.0]} | 238237.2031 | 57048.5547 | 23.95% | 181188.6484 | 76.05% | 78460.3359 | 32.93% | 141860.4922 | 59.55% | 8.0759 | 17688.9277 | 7.425% | 42197.1953 | 17.71% | 63813.9609 | 26.79% | 69308.7266 | 29.09% | 20799.6914 | 8.731% | 217437.5117 | 17304.4844 | 7.264% | 220932.7188 | 59564.7383 | 25% | 178672.4648 | 69565.7734 | 29.2% | 168671.4297 | 91434.7656 | 38.38% | 146802.4375 | 14935.7842 | 6.269% | 223301.4189
157 | Oceano | SPGE | {'Mesa': [9.7, 42091.0], 'San Luis Obispo': [11.5, 22057.0], 'Diablo Canyon': [17.0, 4659.0], 'Sisquoc': [20.9, 17167.0], 'Morro Bay': [24.4, 1544.0]} | 178644.3906 | 46772.6914 | 26.18% | 131871.6992 | 73.82% | 41095.8008 | 23% | 119628.2617 | 66.96% | 8.9517 | 13592.1543 | 7.608% | 28773.2754 | 16.11% | 65819.1953 | 36.84% | 51200.3086 | 28.66% | 21266.3145 | 11.9% | 157378.0762 | 11738.4404 | 6.571% | 166905.9502 | 53363.75 | 29.87% | 125280.6406 | 59801.8008 | 33.48% | 118842.5898 | 70614.9062 | 39.53% | 108029.4844 | 12920.4326 | 7.232% | 165723.958
158 | San Luis Obispo | SPGE | {'Oceano': [11.5, 22057.0], 'Diablo Canyon': [12.4, 4977.0], 'Morro Bay': [14.7, 2968.0], 'Mesa': [20.2, 17375.0], 'Templeton': [20.4, 2135.0]} | 169287.5938 | 27616.9863 | 16.31% | 141670.6074 | 83.69% | 29374.1367 | 17.35% | 123464.3789 | 72.93% | 8.4754 | 4977.2534 | 2.94% | 6856.6006 | 4.05% | 66691.1641 | 39.4% | 85827.1094 | 50.7% | 47583.6719 | 28.11% | 121703.9219 | 37602.8477 | 22.21% | 131684.7461 | 88306.4844 | 52.16% | 80981.1094 | 102921.4922 | 60.8% | 66366.1016 | 87832.125 | 51.88% | 81455.4688 | 12489.2061 | 7.378% | 156798.3877
159 | Templeton | SPGE | {'Morro Bay': [15.9, 7920.0], 'San Luis Obispo': [20.4, 2135.0], 'Cholame': [21.4, 36152.0], 'Diablo Canyon': [25.2, 18.0], 'Cal Flats': [29.6, 397.0]} | 315583.2188 | 95191.7109 | 30.16% | 220391.5078 | 69.84% | 38049.3672 | 12.06% | 231757.5703 | 73.44% | 12.2545 | 39578.7461 | 12.54% | 20737.7402 | 6.571% | 90837.5391 | 28.78% | 49632.8516 | 15.73% | 77095.3906 | 24.43% | 238487.8281 | 53189.1836 | 16.85% | 262394.0352 | 97314.6562 | 30.84% | 218268.5625 | 138276.9375 | 43.82% | 177306.2812 | 100623.1875 | 31.88% | 214960.0312 | 13710.6328 | 4.345% | 301872.5859
160 | Sisquoc | SPGE | {'Mesa': [11.4, 31566.0], 'Cabrillo': [17.3, 6179.0], 'Oceano': [20.9, 17167.0]} | 263142 | 44553.957 | 16.93% | 218588.043 | 83.07% | 128239.9531 | 48.73% | 127460.3125 | 48.44% | 6.5077 | 22416.6953 | 8.519% | 40191.4062 | 15.27% | 99959.125 | 37.99% | 57077.6719 | 21.69% | 74649.4844 | 28.37% | 188492.5156 | 12616.8125 | 4.795% | 250525.1875 | 91308.9219 | 34.7% | 171833.0781 | 129290.6875 | 49.13% | 133851.3125 | 96158.1719 | 36.54% | 166983.8281 | 9848.2891 | 3.743% | 253293.7109
161 | Goleta | GREATER LA METRO | {} | 95986.0547 | 17986.7461 | 18.74% | 77999.3086 | 81.26% | 44775.5156 | 46.65% | 44104.9141 | 45.95% | 9.7165 | 6242.1719 | 6.503% | 2552.4407 | 2.659% | 23626.1133 | 24.61% | 65591.0234 | 68.33% | 24779.3711 | 25.82% | 71206.6836 | 2434.0217 | 2.536% | 93552.033 | 3417.5249 | 3.56% | 92568.5298 | 28697.6094 | 29.9% | 67288.4453 | 53334.3711 | 55.56% | 42651.6836 | 5506.3999 | 5.737% | 90479.6548
162 | Schulte Switching Station | NORTHERN CALIFORNIA | {'Los Esteros': [3.7, 3328.0], 'Newark': [8.7, 2074.0], 'Hicks': [10.3, 2832.0], 'Metcalf Energy Center': [15.7, 2100.0], 'Metcalf 1': [15.7, 2112.0], 'Eastshore': [19.3, 878.0], 'Cayetano': [26.9, 481.0]} | 37391.457 | 3764.7988 | 10.07% | 33626.6582 | 89.93% | 10596.3066 | 28.34% | 19514.877 | 52.19% | 10.338 | 312.3123 | 0.8353% | 145.6428 | 0.3895% | 26303.5469 | 70.35% | 4921.4048 | 13.16% | 21901.3262 | 58.57% | 15490.1309 | 13261.0781 | 35.47% | 24130.3789 | 20058.166 | 53.64% | 17333.291 | 25338.0293 | 67.76% | 12053.4277 | 20155.3281 | 53.9% | 17236.1289 | 2523.4888 | 6.749% | 34867.9683
163 | Hicks | NORTHERN CALIFORNIA | {'Metcalf Energy Center': [8.5, 3900.0], 'Metcalf 1': [8.8, 3887.0], 'Scott': [10.3, 2832.0], 'Los Esteros': [13.5, 2395.0], 'Newark': [19.0, 1141.0], 'Llagas': [24.6, 1046.0], 'Eastshore': [29.5, 0.0]} | 76066.2891 | 6388.6304 | 8.399% | 69677.6587 | 91.6% | 8180.6191 | 10.75% | 34215.5449 | 44.98% | 20.8571 | 1689.1658 | 2.221% | 974.5964 | 1.281% | 25557.2227 | 33.6% | 43190.5039 | 56.78% | 45983.6055 | 60.45% | 30082.6836 | 13159.4561 | 17.3% | 62906.833 | 42674.6094 | 56.1% | 33391.6797 | 62605.1523 | 82.3% | 13461.1367 | 33701.2969 | 44.31% | 42364.9922 | 2129.9714 | 2.8% | 73936.3176
164 | Cottonwood | NORTHERN CALIFORNIA | {'Jessup': [5.5, 36447.0]} | 273751.5 | 50049.2305 | 18.28% | 223702.2695 | 81.72% | 36439.4961 | 13.31% | 142427.5508 | 52.03% | 22.5 | 5333.5303 | 1.948% | 7982.8467 | 2.916% | 225597.9844 | 82.41% | 4544.1157 | 1.66% | 138792.4219 | 50.7% | 134959.0781 | 37109.6719 | 13.56% | 236641.8281 | 46521.1445 | 16.99% | 227230.3555 | 165299.8438 | 60.38% | 108451.6562 | 126711.9609 | 46.29% | 147039.5391 | 35076.3711 | 12.81% | 238675.1289
165 | Jessup | NORTHERN CALIFORNIA | {'Cottonwood': [5.5, 36447.0]} | 264827.4062 | 44373.8438 | 16.76% | 220453.5625 | 83.24% | 27164.9668 | 10.26% | 135604.127 | 51.2% | 25.5 | 5608.5518 | 2.118% | 8477.3604 | 3.201% | 214424.5469 | 80.97% | 11677.8691 | 4.41% | 143234.6875 | 54.09% | 121592.7188 | 36610.4766 | 13.82% | 228216.9297 | 37384.5547 | 14.12% | 227442.8516 | 163057.3281 | 61.57% | 101770.0781 | 117860.3203 | 44.5% | 146967.0859 | 28180.2285 | 10.64% | 236647.1777
166 | Round Mountain | NORTHERN CALIFORNIA | {'Cove Road': [4.9, 17888.0], 'New Sub - Pit 1 - Cottonwood (Proposed)': [6.1, 21093.0], 'Pit 1': [26.2, 6626.0]} | 276158.5938 | 22144.3945 | 8.019% | 254014.1992 | 91.98% | 131369.9531 | 47.57% | 133112.1406 | 48.2% | 5.4348 | 4043.8562 | 1.464% | 490.8336 | 0.1777% | 244804.375 | 88.65% | 26327.5059 | 9.533% | 169264.9062 | 61.29% | 106893.6875 | 66671.5312 | 24.14% | 209487.0625 | 84153.4531 | 30.47% | 192005.1406 | 203807.0625 | 73.8% | 72351.5312 | 182896.4375 | 66.23% | 93262.1562 | 18346.6816 | 6.644% | 257811.9121
167 | Carquinez |  | {'Martinez': [8.9, 9205.0], 'Tulucay': [10.9, 10119.0], 'Ignacio': [15.9, 7522.0], 'Clayton': [18.3, 5537.0], 'Kirker': [19.3, 4130.0], 'Pittsburg': [19.5, 3886.0], 'Peabody': [20.2, 958.0], 'Lakeville': [21.2, 5944.0], 'Shiloh III': [22.5, 331.0], 'Birds Landing': [22.9, 111.0], 'Contra Costa': [26.1, 111.0], 'Vaca-Dixon & Gc Yard': [27.9, 561.0], 'Martin': [28.2, 743.0], 'Penngrove': [28.2, 749.0], 'Lone Tree': [28.4, 0.0]} | 102176.2891 | 17436.1582 | 17.06% | 84740.1309 | 82.94% | 12196.3057 | 11.94% | 61016.835 | 59.72% | 45 | 12926.8281 | 12.65% | 11121.6445 | 10.88% | 30927.209 | 30.27% | 1125.8015 | 1.102% | 40984.0352 | 40.11% | 61192.2539 | 26415.4297 | 25.85% | 75760.8594 | 40268.1953 | 39.41% | 61908.0938 | 73733.5469 | 72.16% | 28442.7422 | 19868.5391 | 19.45% | 82307.75 | 13748.2744 | 13.46% | 88428.0146
168 | Peabody | NORTHERN CALIFORNIA | {'Vaca-Dixon & Gc Yard': [8.4, 18478.0], 'Shiloh III': [10.5, 23733.0], 'Birds Landing': [13.5, 21610.0], 'Tulucay': [16.3, 3468.0], 'Putah Creek': [16.4, 12801.0], 'Pittsburg': [17.6, 20756.0], 'Kirker': [18.6, 17636.0], 'Carquinez': [20.2, 958.0], 'Martinez': [20.3, 161.0], 'Grand Island': [21.0, 17680.0], 'Davis': [22.0, 9450.0], 'Contra Costa': [22.2, 18955.0], 'Clayton': [23.6, 4412.0], 'Lone Tree': [26.1, 9367.0], 'Madison': [26.6, 1435.0], 'Woodland': [29.5, 21.0], 'Brentwood': [29.9, 67.0]} | 230848.5781 | 37478.7891 | 16.24% | 193369.7891 | 83.76% | 31659.334 | 13.71% | 169089.166 | 73.25% | 9.25 | 46269.1328 | 20.04% | 54045.6172 | 23.41% | 55763.6523 | 24.16% | 0 | 0% | 80764.6797 | 34.99% | 150083.8984 | 50468.2188 | 21.86% | 180380.3594 | 55749.4805 | 24.15% | 175099.0977 | 128942.9297 | 55.86% | 101905.6484 | 40865.1641 | 17.7% | 189983.4141 | 40962.3516 | 17.74% | 189886.2266
169 | Vaca Dixon | NORTHERN CALIFORNIA | {'Peabody': [8.4, 18478.0], 'Putah Creek': [9.3, 16927.0], 'Davis': [14.2, 14078.0], 'Shiloh III': [16.5, 5097.0], 'Madison': [18.8, 4564.0], 'Birds Landing': [19.7, 3020.0], 'Woodland': [21.0, 3712.0], 'Grand Island': [21.4, 2656.0], 'Tulucay': [21.6, 3058.0], 'Pittsburg': [25.2, 2456.0], 'Kirker': [26.3, 1515.0], 'Carquinez': [27.9, 561.0], 'Martinez': [28.7, 0.0], 'Contra Costa': [28.7, 850.0]} | 261215.2969 | 23595.9102 | 9.033% | 237619.3867 | 90.97% | 27004.8828 | 10.34% | 206036.8359 | 78.88% | 9.1262 | 36734.1055 | 14.06% | 121528.0703 | 46.52% | 51779.793 | 19.82% | 0 | 0% | 77526.4766 | 29.68% | 183688.8203 | 42531.2578 | 16.28% | 218684.0391 | 46136.9961 | 17.66% | 215078.3008 | 120663.1562 | 46.19% | 140552.1406 | 35349.4102 | 13.53% | 225865.8867 | 32638.1836 | 12.49% | 228577.1133
170 | Bellevue | NORTHERN CALIFORNIA | {'Penngrove': [4.7, 8357.0], 'Fulton': [8.6, 13584.0], 'Lakeville': [11.3, 4250.0], 'Ignacio': [22.9, 22.0], 'Tulucay': [25.8, 0.0], 'Geysers Tap 1': [26.0, 187.0]} | 196667.875 | 14234.8281 | 7.238% | 182433.0469 | 92.76% | 6818.1338 | 3.467% | 119754.9287 | 60.89% | 17.674 | 23014.5 | 11.7% | 12960.4648 | 6.59% | 78053.4766 | 39.69% | 61194.4844 | 31.12% | 104327.8672 | 53.05% | 92340.0078 | 73771.3984 | 37.51% | 122896.4766 | 131644.2812 | 66.94% | 65023.5938 | 166046.8438 | 84.43% | 30621.0312 | 94714.6172 | 48.16% | 101953.2578 | 10692.0439 | 5.437% | 185975.8311
171 | Cloverdale | NORTHERN CALIFORNIA | {'Eagle Rock': [11.0, 9930.0], 'Hopland': [12.7, 5071.0], 'Geysers Tap 1': [14.1, 7992.0], 'Fulton': [24.7, 726.0], 'Ukiah': [25.8, 1981.0], 'Calpella': [29.3, 0.0]} | 218357.8438 | 12418.4697 | 5.687% | 205939.374 | 94.31% | 28318.1523 | 12.97% | 166121.4883 | 76.08% | 8.4 | 10764.6592 | 4.93% | 11843.7783 | 5.424% | 125760.4062 | 57.59% | 66698.5 | 30.55% | 138955.0781 | 63.64% | 79402.7656 | 79536.9922 | 36.43% | 138820.8516 | 131890.7031 | 60.4% | 86467.1406 | 190286.6719 | 87.14% | 28071.1719 | 120886.2344 | 55.36% | 97471.6094 | 3475.4758 | 1.592% | 214882.3679
172 | Fulton | NORTHERN CALIFORNIA | {'Bellevue': [8.6, 13584.0], 'Penngrove': [13.3, 7706.0], 'Geysers Tap 1': [17.7, 1083.0], 'Lakeville': [19.6, 3894.0], 'Eagle Rock': [23.0, 678.0], 'Cloverdale': [24.7, 726.0]} | 192566.7031 | 15508.1924 | 8.053% | 177058.5107 | 91.95% | 4685.3477 | 2.433% | 110538.4961 | 57.4% | 19.5 | 18472.1289 | 9.593% | 21692.0449 | 11.26% | 50948.1758 | 26.46% | 87436.0859 | 45.41% | 88005.4922 | 45.7% | 104561.2109 | 95290.4219 | 49.48% | 97276.2812 | 139070.7812 | 72.22% | 53495.9219 | 165254.6719 | 85.82% | 27312.0312 | 72466.7109 | 37.63% | 120099.9922 | 8031.9629 | 4.171% | 184534.7402
173 | Lakeville | NORTHERN CALIFORNIA | {'Penngrove': [7.0, 7879.0], 'Bellevue': [11.3, 4250.0], 'Ignacio': [12.2, 8804.0], 'Tulucay': [17.0, 5242.0], 'Fulton': [19.6, 3894.0], 'Carquinez': [21.2, 5944.0]} | 163652.0938 | 13221.8135 | 8.079% | 150430.2803 | 91.92% | 20477.1934 | 12.51% | 106397.9238 | 65.01% | 13.25 | 27711.2285 | 16.93% | 12472.0928 | 7.621% | 80675.2891 | 49.3% | 24226.0898 | 14.8% | 102443.2031 | 62.6% | 61208.8906 | 41562.5117 | 25.4% | 122089.582 | 84868.1016 | 51.86% | 78783.9922 | 133917.8906 | 81.83% | 29734.2031 | 78209.6641 | 47.79% | 85442.4297 | 10898.7031 | 6.66% | 152753.3906
174 | Penngrove | NORTHERN CALIFORNIA | {'Bellevue': [4.7, 8357.0], 'Lakeville': [7.0, 7879.0], 'Fulton': [13.3, 7706.0], 'Ignacio': [18.2, 3651.0], 'Tulucay': [22.9, 2121.0], 'Carquinez': [28.2, 749.0]} | 178254.8438 | 11986.501 | 6.724% | 166268.3428 | 93.28% | 17827.4336 | 10% | 106931.8164 | 59.99% | 15 | 23484.4062 | 13.17% | 11836.3945 | 6.64% | 87294.6797 | 48.97% | 30924.8672 | 17.35% | 103224.3438 | 57.91% | 75030.5 | 54139.1836 | 30.37% | 124115.6602 | 111494.2266 | 62.55% | 66760.6172 | 149580.75 | 83.91% | 28674.0938 | 91965.3906 | 51.59% | 86289.4531 | 10506.6719 | 5.894% | 167748.1719
175 | Warnerville | SPGE | {'Riverbank': [6.1, 29913.0], 'Ripon': [18.8, 12798.0], 'Chinese Station': [19.9, 377.0], 'Peoria': [20.0, 377.0], 'New Melones': [20.5, 377.0], 'Bellota': [22.1, 7108.0], 'Westley': [24.8, 739.0], 'Vierra': [26.1, 541.0], 'Weber': [26.9, 378.0], 'Rancho Seco - Bellota (Proposed)': [29.0, 688.0]} | 315505.0312 | 44542.4375 | 14.12% | 270962.5938 | 85.88% | 63825.7812 | 20.23% | 185519.125 | 58.8% | 11.6538 | 120563.7344 | 38.21% | 74976.6172 | 23.76% | 12751.8477 | 4.042% | 0 | 0% | 200042.8438 | 63.4% | 115462.1875 | 50359.3242 | 15.96% | 265145.707 | 95862.8672 | 30.38% | 219642.1641 | 227881.1875 | 72.23% | 87623.8438 | 83354.3438 | 26.42% | 232150.6875 | 25173.6758 | 7.979% | 290331.3555
176 | Riverbank | SPGE | {'Warnerville': [6.1, 29913.0], 'Ripon': [13.1, 30013.0], 'Bellota': [18.0, 24429.0], 'Vierra': [20.1, 16047.0], 'Westley': [20.9, 1965.0], 'Weber': [20.9, 18571.0], 'New Melones': [24.0, 0.0], 'Peoria': [24.2, 0.0], 'Chinese Station': [24.6, 0.0], 'Rancho Seco - Bellota (Proposed)': [25.6, 3148.0], 'Lockeford': [27.7, 1647.0], 'Stagg': [28.6, 1501.0]} | 319557 | 49321.9922 | 15.43% | 270235.0078 | 84.57% | 41976.1094 | 13.14% | 193877.7188 | 60.67% | 14.5 | 115809.8047 | 36.24% | 115967.6875 | 36.29% | 3768.7268 | 1.179% | 0 | 0% | 173550.7344 | 54.31% | 146006.2656 | 29557.9277 | 9.25% | 289999.0723 | 75650.7109 | 23.67% | 243906.2891 | 203693.1562 | 63.74% | 115863.8438 | 53436.543 | 16.72% | 266120.457 | 17859.502 | 5.589% | 301697.498
177 | Pease | NORTHERN CALIFORNIA | {'East Marysville': [5.4, 26911.0], 'Olivehurst': [8.3, 24051.0], 'Honcut': [11.0, 12201.0], 'Rio Oso': [19.3, 14432.0], 'Palermo': [21.1, 1233.0], 'Wyandotte': [23.1, 817.0], 'Thermalito': [23.8, 817.0], 'Table Mt.': [26.6, 389.0], 'Colgate': [27.6, 299.0]} | 309622.3438 | 28816.1758 | 9.307% | 280806.168 | 90.69% | 18446.6738 | 5.958% | 242666.4512 | 78.37% | 12.1111 | 86863.4297 | 28.05% | 146079.8125 | 47.18% | 155.4697 | 0.05021% | 0 | 0% | 148737.6562 | 48.04% | 160884.6875 | 35095.2461 | 11.33% | 274527.0977 | 105045.9688 | 33.93% | 204576.375 | 214553.125 | 69.3% | 95069.2188 | 13447.916 | 4.343% | 296174.4277 | 26428.6875 | 8.536% | 283193.6562
178 | Rio Oso | NORTHERN CALIFORNIA | {'Olivehurst': [11.6, 27969.0], 'Pleasant Grove': [11.6, 30366.0], 'East Marysville': [16.6, 15723.0], 'Pease': [19.3, 14432.0], 'Higgins': [21.6, 1897.0], 'Woodland': [23.7, 175.0], 'Gold Hill': [26.2, 27.0], 'Honcut': [27.5, 1120.0]} | 296725.4062 | 46012.0352 | 15.51% | 250713.3711 | 84.49% | 12377.6836 | 4.171% | 229318.7695 | 77.28% | 15 | 87534.9531 | 29.5% | 115794.1875 | 39.02% | 18176.0625 | 6.126% | 0 | 0% | 124590.8672 | 41.99% | 172134.5391 | 10794.2861 | 3.638% | 285931.1201 | 97743.1406 | 32.94% | 198982.2656 | 194974.5312 | 65.71% | 101750.875 | 10220.1084 | 3.444% | 286505.2979 | 48765.7695 | 16.43% | 247959.6367
179 | Alpaugh | SPGE | {'Olive': [4.6, 96683.0], 'Corcoran': [11.5, 84932.0], 'Waukena': [13.8, 75281.0], 'Smyrna': [17.0, 30756.0], 'Gates-Midway (Proposed)': [21.2, 31657.0], 'Vestal': [22.5, 1579.0], 'GWF Hanford': [23.7, 15802.0], 'Semitropic': [25.1, 12129.0], 'Charca': [25.6, 3689.0], 'Goose Lake': [25.9, 10743.0], 'Rector': [26.4, 1380.0], 'Leprino': [28.4, 5271.0], 'Arco': [28.7, 548.0]} | 365203 | 118484.7344 | 32.44% | 246718.2656 | 67.56% | 97740.7422 | 26.76% | 245766.5703 | 67.3% | 8 | 136067.5625 | 37.26% | 166122.2812 | 45.49% | 0 | 0% | 0 | 0% | 102156.375 | 27.97% | 263046.625 | 32121.3711 | 8.795% | 333081.6289 | 62788.3867 | 17.19% | 302414.6133 | 139692.3438 | 38.25% | 225510.6562 | 42.06 | 0.01152% | 365160.94 | 18903.9844 | 5.176% | 346299.0156
180 | Rector | GREATER TEHACHAPI | {'Waukena': [21.8, 5778.0], 'Springville': [21.8, 23411.0], 'Corcoran': [22.0, 5467.0], 'Reedley': [22.0, 11158.0], 'GWF Hanford': [22.6, 6613.0], 'Kingsburg': [22.7, 10384.0], 'Wahtoke': [24.4, 8774.0], 'Alpaugh': [26.4, 1380.0]} | 326160.7812 | 83911.0859 | 25.73% | 242249.6953 | 74.27% | 19315.3652 | 5.922% | 232415.7441 | 71.26% | 14.0779 | 99091.2344 | 30.38% | 158954.6406 | 48.74% | 5161.9429 | 1.583% | 0 | 0% | 50842.2031 | 15.59% | 275318.5781 | 51352.2148 | 15.74% | 274808.5664 | 67255.8125 | 20.62% | 258904.9688 | 104072.4688 | 31.91% | 222088.3125 | 21035.0645 | 6.449% | 305125.7168 | 9072.6201 | 2.782% | 317088.1611
181 | Springville | GREATER TEHACHAPI | {'Vestal': [20.1, 22187.0], 'Rector': [21.8, 23411.0]} | 261172.9844 | 53606.8789 | 20.53% | 207566.1055 | 79.47% | 82818.7344 | 31.71% | 123281.6719 | 47.2% | 14.75 | 63133.2578 | 24.17% | 40196.7031 | 15.39% | 124754.6562 | 47.77% | 0 | 0% | 142840.5 | 54.69% | 118332.4844 | 17993.8418 | 6.89% | 243179.1426 | 33389.332 | 12.78% | 227783.6523 | 163226.9688 | 62.5% | 97946.0156 | 112483.0703 | 43.07% | 148689.9141 | 11361.7148 | 4.35% | 249811.2695
182 | Vestal | GREATER TEHACHAPI | {'Springville': [20.1, 22187.0], 'Olive': [20.6, 4658.0], 'Poso Mt.': [20.8, 14694.0], 'Charca': [21.0, 10356.0], 'Alpaugh': [22.5, 1579.0], 'Smyrna': [22.5, 3362.0], 'Lerdo': [23.9, 6021.0], 'Semitropic': [25.9, 2240.0], 'Shafter': [26.1, 1621.0], 'Sycamore': [27.4, 460.0], 'Kern Oil': [27.9, 371.0], '7th Standard': [27.9, 601.0], 'Rio Bravo': [29.3, 96.0]} | 386493.5625 | 106055.8438 | 27.44% | 280437.7188 | 72.56% | 64355.8555 | 16.65% | 285754.6133 | 73.94% | 10 | 96359.6328 | 24.93% | 147104.3594 | 38.06% | 86931.0234 | 22.49% | 0 | 0% | 146767.5156 | 37.97% | 239726.0469 | 29514.6348 | 7.637% | 356978.9277 | 49158.2305 | 12.72% | 337335.332 | 175884.0469 | 45.51% | 210609.5156 | 76984.2656 | 19.92% | 309509.2969 | 8176.7085 | 2.116% | 378316.854
183 | UltraPower Chinese Station | NORTHERN CALIFORNIA | {'Peoria': [2.3, 8675.0], 'New Melones': [5.7, 7595.0], 'Curtis': [11.1, 7477.0], 'Warnerville': [19.9, 377.0], 'Riverbank': [24.6, 0.0]} | 206129.75 | 8795.8174 | 4.267% | 197333.9326 | 95.73% | 60406.125 | 29.3% | 123191.5625 | 59.76% | 10.6316 | 14452.9424 | 7.012% | 2648.8008 | 1.285% | 88835.5859 | 43.1% | 2486.1445 | 1.206% | 155991.2812 | 75.68% | 50138.4688 | 63222.7148 | 30.67% | 142907.0352 | 74866.3047 | 36.32% | 131263.4453 | 174096.8594 | 84.46% | 32032.8906 | 143804.6406 | 69.76% | 62325.1094 | 17644.2109 | 8.56% | 188485.5391
184 | Curtis | NORTHERN CALIFORNIA | {'Peoria': [10.9, 7499.0], 'Chinese Station': [11.1, 7477.0], 'New Melones': [11.6, 7165.0], 'Donnells-Curtis': [24.4, 2981.0]} | 151967.0469 | 15918.9043 | 10.48% | 136048.1426 | 89.52% | 24450.3379 | 16.09% | 100689.1309 | 66.26% | 13.6838 | 509.4279 | 0.3352% | 190.3812 | 0.1253% | 104832.6562 | 68.98% | 35241.9844 | 23.19% | 62309.9531 | 41% | 89657.0938 | 51760.9375 | 34.06% | 100206.1094 | 71482.3125 | 47.04% | 80484.7344 | 105993.1328 | 69.75% | 45973.9141 | 88766.5156 | 58.41% | 63200.5312 | 4046.156 | 2.663% | 147920.8909
185 | Peoria | NORTHERN CALIFORNIA | {'Chinese Station': [2.3, 8675.0], 'New Melones': [3.4, 7617.0], 'Curtis': [10.9, 7499.0], 'Warnerville': [20.0, 377.0], 'Riverbank': [24.2, 0.0], 'Bellota': [29.2, 0.0]} | 201483.2188 | 8698.0215 | 4.317% | 192785.1973 | 95.68% | 60032.3438 | 29.8% | 119287.25 | 59.2% | 10.0833 | 11463.0498 | 5.689% | 2061.5527 | 1.023% | 92392.4844 | 45.86% | 3160.0103 | 1.568% | 151690.8125 | 75.29% | 49792.4062 | 59399.2188 | 29.48% | 142084 | 74418.0234 | 36.94% | 127065.1953 | 170403.2188 | 84.57% | 31080 | 142795.2969 | 70.87% | 58687.9219 | 17022.0469 | 8.448% | 184461.1719
186 | Moorpark | GREATER LA METRO | {'Santa Clara': [16.2, 30704.0], 'Mandalay': [20.4, 19588.0], 'Saugus': [21.1, 1889.0], 'Pardee': [21.3, 1883.0], 'Sylmar-Pac Intertie': [23.1, 755.0]} | 149615.0625 | 37280.8555 | 24.92% | 112334.207 | 75.08% | 21227.252 | 14.19% | 102587.2168 | 68.57% | 12.7436 | 16248.6807 | 10.86% | 32081.1523 | 21.44% | 8818.8916 | 5.894% | 101064.7266 | 67.55% | 57648.0273 | 38.53% | 91967.0352 | 9824.5166 | 6.567% | 139790.5459 | 28516.3633 | 19.06% | 121098.6992 | 77050.7969 | 51.5% | 72564.2656 | 31950.5078 | 21.36% | 117664.5547 | 13458.1885 | 8.995% | 136156.874
187 | Santa Clara | GREATER LA METRO | {'Mandalay': [7.5, 35019.0], 'Moorpark': [16.2, 30704.0]} | 145549.5 | 48735.9141 | 33.48% | 96813.5859 | 66.52% | 24599.0703 | 16.9% | 102822.5156 | 70.64% | 8.25 | 16484.3418 | 11.33% | 26500.5273 | 18.21% | 6211.2861 | 4.267% | 95203.8047 | 65.41% | 41403.8516 | 28.45% | 104145.6484 | 10078.8008 | 6.925% | 135470.6992 | 20258.25 | 13.92% | 125291.25 | 56623.1992 | 38.9% | 88926.3008 | 35140.3789 | 24.14% | 110409.1211 | 10395.7109 | 7.142% | 135153.7891
188 | Davis | NORTHERN CALIFORNIA | {'Woodland': [9.3, 9611.0], 'Vaca-Dixon & Gc Yard': [14.2, 14078.0], 'Putah Creek': [14.2, 17163.0], 'Madison': [15.4, 9734.0], 'Peabody': [22.0, 9450.0], 'Grand Island': [23.0, 108.0], 'Shiloh III': [26.7, 1110.0], 'Birds Landing': [29.5, 0.0], 'Pleasant Grove': [30.0, 0.0]} | 276161.5938 | 19976.6797 | 7.234% | 256184.9141 | 92.77% | 22046.2168 | 7.983% | 230752.4707 | 83.56% | 9.9802 | 55802.6172 | 20.21% | 182947.9688 | 66.25% | 329.8426 | 0.1194% | 0 | 0% | 93189.3359 | 33.74% | 182972.2578 | 37271.8242 | 13.5% | 238889.7695 | 61781.1523 | 22.37% | 214380.4414 | 124500.4688 | 45.08% | 151661.125 | 427.6646 | 0.1549% | 275733.9291 | 14896.0459 | 5.394% | 261265.5479
189 | Putah Creek | NORTHERN CALIFORNIA | {'Vaca-Dixon & Gc Yard': [9.3, 16927.0], 'Madison': [10.3, 9216.0], 'Davis': [14.2, 17163.0], 'Peabody': [16.4, 12801.0], 'Woodland': [16.7, 7389.0], 'Tulucay': [24.1, 407.0], 'Shiloh III': [25.7, 1991.0], 'Birds Landing': [28.9, 159.0], 'Grand Island': [29.8, 0.0]} | 253139.5781 | 22466.0742 | 8.875% | 230673.5039 | 91.13% | 14561.498 | 5.752% | 209011.5488 | 82.57% | 10.3934 | 25215.957 | 9.961% | 126525.7812 | 49.98% | 70655.2266 | 27.91% | 0 | 0% | 128597.9766 | 50.8% | 124541.6016 | 18397.4238 | 7.268% | 234742.1543 | 20596.2852 | 8.136% | 232543.293 | 140389.7344 | 55.46% | 112749.8438 | 50297.4375 | 19.87% | 202842.1406 | 10159.665 | 4.013% | 242979.9131
190 | East Marysville | NORTHERN CALIFORNIA | {'Olivehurst': [5.0, 27937.0], 'Pease': [5.4, 26911.0], 'Honcut': [11.0, 14701.0], 'Rio Oso': [16.6, 15723.0], 'Palermo': [20.2, 2220.0], 'Wyandotte': [22.7, 891.0], 'Colgate': [23.0, 4047.0], 'Thermalito': [24.5, 567.0], 'Higgins': [26.6, 70.0], 'Pleasant Grove': [27.3, 251.0], 'Table Mt.': [27.4, 139.0], 'Brunswick': [28.6, 0.0]} | 294486.4375 | 31949.0781 | 10.85% | 262537.3594 | 89.15% | 18556.248 | 6.301% | 208319.627 | 70.74% | 14.1203 | 80815.8281 | 27.44% | 115683.5547 | 39.28% | 22661.4863 | 7.695% | 0 | 0% | 154782.7344 | 52.56% | 139703.7031 | 20000.4766 | 6.792% | 274485.9609 | 66667.0312 | 22.64% | 227819.4062 | 203137.25 | 68.98% | 91349.1875 | 24021.4941 | 8.157% | 270464.9434 | 31486.0586 | 10.69% | 263000.3789
191 | Olivehurst | NORTHERN CALIFORNIA | {'East Marysville': [5.0, 27937.0], 'Pease': [8.3, 24051.0], 'Rio Oso': [11.6, 27969.0], 'Honcut': [16.0, 10843.0], 'Pleasant Grove': [22.6, 12497.0], 'Higgins': [24.5, 70.0], 'Palermo': [25.1, 783.0], 'Colgate': [25.1, 2968.0], 'Wyandotte': [27.6, 0.0], 'Brunswick': [28.9, 0.0], 'Thermalito': [29.5, 0.0]} | 302908.4688 | 40256.3125 | 13.29% | 262652.1562 | 86.71% | 17692.8145 | 5.841% | 230641.5605 | 76.14% | 12.5 | 86542.8906 | 28.57% | 133044.3438 | 43.92% | 13400.4004 | 4.424% | 0 | 0% | 133606.0156 | 44.11% | 169302.4531 | 22268.3125 | 7.351% | 280640.1562 | 87954.6641 | 29.04% | 214953.8047 | 192605.2344 | 63.59% | 110303.2344 | 13481.1279 | 4.451% | 289427.3408 | 32901.9727 | 10.86% | 270006.4961
192 | Morro Bay |  | {'Diablo Canyon': [10.9, 1913.0], 'San Luis Obispo': [14.7, 2968.0], 'Templeton': [15.9, 7920.0], 'Oceano': [24.4, 1544.0]} | 127565.6953 | 9826.7764 | 7.703% | 117738.9189 | 92.3% | 28962.3926 | 22.7% | 88108.7402 | 69.07% | 9.3756 | 5016.9551 | 3.933% | 2076.4395 | 1.628% | 36922.2266 | 28.94% | 48022.2656 | 37.65% | 58033.2891 | 45.49% | 69532.4062 | 38248.8203 | 29.98% | 89316.875 | 57030.7578 | 44.71% | 70534.9375 | 89113.3047 | 69.86% | 38452.3906 | 73833.0078 | 57.88% | 53732.6875 | 9480.3496 | 7.432% | 118085.3457
193 | Palomar | SAN DIEGO | {'Encina': [2.9, 2795.0], 'San Luis Rey': [6.7, 2790.0], 'Escondido': [9.9, 2996.0], 'Penasquitos': [14.6, 984.0], 'Sycamore Canyon': [20.6, 982.0], 'Kearny': [21.9, 92.0], 'San Onofre': [23.0, 26.0], 'Mission': [24.9, 90.0], 'Old Town': [25.2, 4.0], 'Talega': [28.1, 0.0]} | 28425.8926 | 3036.822 | 10.68% | 25389.0706 | 89.32% | 16.591 | 0.05837% | 3399.8887 | 11.96% | 47 | 6280.0132 | 22.09% | 1656.6768 | 5.828% | 25924.125 | 91.2% | 907.1876 | 3.191% | 18839.4414 | 66.28% | 9586.4512 | 8565.4492 | 30.13% | 19860.4434 | 15555.8457 | 54.72% | 12870.0469 | 23609.3691 | 83.06% | 4816.5234 | 447.1126 | 1.573% | 27978.7799 | 1781.1805 | 6.266% | 26644.712
194 | Margarita | GREATER LA METRO | {'Trabuco': [2.8, 1476.0], 'Capistrano': [3.4, 1466.0], 'Talega': [7.4, 1128.0], 'Viejo': [8.1, 1450.0], 'Santiago': [11.3, 784.0], 'San Onofre': [13.1, 1009.0], 'Lee Lake (Proposed)': [17.2, 144.0], 'Johanna': [17.2, 360.0], 'Ellis': [20.4, 358.0], 'Huntington Beach': [21.2, 217.0], 'Serrano': [21.3, 335.0], 'Villa Park': [21.8, 335.0], 'Lewis': [23.7, 326.0], 'Barre': [27.1, 13.0], 'San Luis Rey': [28.8, 0.0]} | 28821.0605 | 1497.3325 | 5.195% | 27323.728 | 94.8% | 11069.7285 | 38.41% | 11114.166 | 38.56% | 31.3917 | 218.8078 | 0.7592% | 48.1012 | 0.1669% | 17031.8809 | 59.1% | 10494.3799 | 36.41% | 13937.542 | 48.36% | 14883.5186 | 13987.5596 | 48.53% | 14833.501 | 17066.9492 | 59.22% | 11754.1113 | 24847.9434 | 86.21% | 3973.1172 | 16713.5059 | 57.99% | 12107.5547 | 2270.8274 | 7.879% | 26550.2332
195 | Huntington Beach |  | {'Ellis': [3.4, 728.0], 'Johanna': [8.6, 400.0], 'Alamitos': [10.8, 1023.0], 'Barre': [11.2, 1052.0], 'Lewis': [12.1, 388.0], 'Santiago': [12.2, 362.0], 'Villa Park': [14.3, 285.0], 'Del Amo': [15.5, 933.0], 'Long Beach': [16.5, 926.0], 'Serrano': [16.6, 193.0], 'Harborgen': [17.0, 925.0], 'Trabuco': [18.5, 260.0], 'Hinson': [18.5, 912.0], 'Arcogen': [19.3, 900.0], 'Viejo': [19.4, 218.0], 'Lighthipe': [19.8, 900.0], 'Capistrano': [20.2, 220.0], 'Center': [20.8, 893.0], 'Olinda': [20.9, 0.0], 'Margarita': [21.2, 217.0], 'Laguna Bell': [24.8, 54.0], 'Walnut': [25.0, 0.0], 'La Fresa': [25.6, 863.0], 'Talega': [27.0, 8.0], 'Redondo': [27.4, 853.0], 'Mesa': [28.0, 0.0], 'El Nido': [28.5, 702.0], 'Chino': [29.8, 0.0]} | 7228.2373 | 1273.8618 | 17.62% | 5954.3755 | 82.38% | 377.4198 | 5.221% | 752.2965 | 10.41% | 48 | 1.3018 | 0.01801% | 13.3868 | 0.1852% | 38.6285 | 0.5344% | 246.4979 | 3.41% | 106.7525 | 1.477% | 7121.4848 | 1496.214 | 20.7% | 5732.0233 | 5778.4712 | 79.94% | 1449.7661 | 5884.856 | 81.41% | 1343.3813 | 14.0803 | 0.1948% | 7214.157 | 404.5928 | 5.597% | 6823.6445
196 | Los Esteros | NORTHERN CALIFORNIA | {'Scott': [3.7, 3328.0], 'Newark': [5.9, 4171.0], 'Hicks': [13.5, 2395.0], 'Eastshore': [17.0, 1427.0], 'Metcalf Energy Center': [17.5, 2100.0], 'Metcalf 1': [17.5, 2112.0], 'Cayetano': [23.2, 2571.0], 'Midway Green Ridge Services': [28.0, 42.0], 'Tesla': [28.2, 23.0]} | 52974.2578 | 5424.5679 | 10.24% | 47549.6899 | 89.76% | 22817.748 | 43.07% | 26063.1543 | 49.2% | 7.1294 | 138.8996 | 0.2622% | 237.5208 | 0.4484% | 40409.1914 | 76.28% | 3125.8955 | 5.901% | 30645.3555 | 57.85% | 22328.9023 | 18239.2676 | 34.43% | 34734.9902 | 23496.5957 | 44.35% | 29477.6621 | 35567.1875 | 67.14% | 17407.0703 | 35171.9805 | 66.39% | 17802.2773 | 3920.0745 | 7.4% | 49054.1833
197 | Birds Landing | NORTHERN CALIFORNIA | {'Shiloh III': [3.2, 32078.0], 'Pittsburg': [7.1, 32515.0], 'Kirker': [8.3, 29384.0], 'Contra Costa': [9.0, 30727.0], 'Lone Tree': [12.9, 20436.0], 'Peabody': [13.5, 21610.0], 'Clayton': [14.6, 10543.0], 'Grand Island': [15.0, 25417.0], 'Brentwood': [16.5, 8424.0], 'Martinez': [17.3, 1154.0], 'Vaca-Dixon & Gc Yard': [19.7, 3020.0], 'Carquinez': [22.9, 111.0], 'Eight Mile': [25.1, 0.0], 'Delta Pumps': [25.1, 1226.0], 'Tulucay': [25.3, 0.0], 'Kelso': [25.8, 1203.0], 'Cayetano': [26.9, 1226.0], 'Stagg': [27.8, 0.0], 'Putah Creek': [28.9, 159.0], 'Davis': [29.5, 0.0]} | 187530.2188 | 33383.3242 | 17.8% | 154146.8945 | 82.2% | 45632.0977 | 24.33% | 128858.8867 | 68.71% | 7 | 56559.9961 | 30.16% | 41127.0586 | 21.93% | 5784.1299 | 3.084% | 170.4789 | 0.09091% | 22719.6973 | 12.12% | 164810.5215 | 69910.8438 | 37.28% | 117619.375 | 68713.2734 | 36.64% | 118816.9453 | 89732.7969 | 47.85% | 97797.4219 | 8153.6294 | 4.348% | 179376.5894 | 45347.1953 | 24.18% | 142183.0234
198 | Cayetano | NORTHERN CALIFORNIA | {'Delta Pumps': [9.3, 3672.0], 'Kelso': [10.0, 3649.0], 'Midway Green Ridge Services': [10.1, 1875.0], 'Tesla': [11.4, 1655.0], 'Brentwood': [13.5, 2991.0], 'Lone Tree': [14.4, 2670.0], 'Clayton': [17.8, 2436.0], 'Contra Costa': [18.0, 2195.0], 'Newark': [20.2, 2745.0], 'Eastshore': [20.5, 1106.0], 'Kirker': [20.8, 1876.0], 'Pittsburg': [21.7, 1876.0], 'Los Esteros': [23.2, 2571.0], 'Martinez': [26.8, 0.0], 'Scott': [26.9, 481.0], 'Birds Landing': [26.9, 1226.0], 'Vierra': [27.5, 271.0], 'Stagg': [29.0, 0.0]} | 181393.5312 | 6500.5581 | 3.584% | 174892.9731 | 96.42% | 42096.6211 | 23.21% | 121600.7695 | 67.04% | 12.1562 | 9062.3096 | 4.996% | 16407.0488 | 9.045% | 67448.7969 | 37.18% | 20329.7539 | 11.21% | 112235.3672 | 61.87% | 69158.1641 | 107622.0703 | 59.33% | 73771.4609 | 123575.4375 | 68.13% | 57818.0938 | 155537.9531 | 85.75% | 25855.5781 | 63047.6172 | 34.76% | 118345.9141 | 12291.9287 | 6.776% | 169101.6025
199 | Silvergate | SAN DIEGO | {'Old Town': [5.7, 1081.0], 'Mission': [6.1, 1081.0], 'Bay Boulevard': [6.6, 1032.0], 'Miguel': [9.4, 936.0], 'Kearny': [9.5, 1072.0], 'Otay Mesa': [15.9, 113.0], 'Penasquitos': [16.0, 736.0], 'Sycamore Canyon': [16.6, 17.0], 'Suncrest': [28.0, 0.0], 'Escondido': [29.7, 0.0]} | 13897.2207 | 1099.8239 | 7.914% | 12797.3969 | 92.09% | 3096.6948 | 22.28% | 5712.2935 | 41.1% | 25.25 | 0 | 0% | 0 | 0% | 6416.1704 | 46.17% | 1444.6606 | 10.4% | 1136.0396 | 8.175% | 12761.1812 | 9027.8975 | 64.96% | 4869.3232 | 11833.5332 | 85.15% | 2063.6875 | 12784.0771 | 91.99% | 1113.1436 | 3245.3362 | 23.35% | 10651.8845 | 697.0707 | 5.016% | 13200.15
200 | Richmond | NORTHERN CALIFORNIA | {'Leavitt': [7.1, 28105.0]} | 239724.8594 | 51385.5391 | 21.44% | 188339.3203 | 78.56% | 117028.8906 | 48.82% | 105002.6719 | 43.8% | 6.5917 | 18787.7266 | 7.837% | 0 | 0% | 203879.8594 | 85.05% | 0 | 0% | 73702.1641 | 30.74% | 166022.6953 | 50432.5547 | 21.04% | 189292.3047 | 45674.7539 | 19.05% | 194050.1055 | 121441.0469 | 50.66% | 118283.8125 | 125593.6328 | 52.39% | 114131.2266 | 22163.9023 | 9.246% | 217560.957
201 | Rancho Vista | GREATER LA METRO | {'Etiwanda': [0.4, 4081.0], 'Mira Loma': [5.8, 4134.0], 'Padua': [6.4, 3942.0], 'Chino': [10.3, 3942.0], 'Vista': [12.8, 560.0], 'San Bernardino': [17.0, 228.0], 'Lugo': [21.4, 0.0], 'Serrano': [23.1, 1952.0], 'Lee Lake (Proposed)': [23.8, 20.0], 'Olinda': [24.3, 258.0], 'Walnut': [24.5, 258.0], 'Villa Park': [25.5, 577.0], 'Rio Hondo': [25.6, 6.0], 'El Casco': [27.6, 228.0], 'Lewis': [28.4, 258.0], 'Viejo': [29.7, 0.0], 'Victor': [29.9, 0.0]} | 25400.5391 | 4169.8687 | 16.42% | 21230.6704 | 83.58% | 2058.7466 | 8.105% | 14020.4458 | 55.2% | 38.9 | 579.6761 | 2.282% | 1703.5291 | 6.707% | 6941.0542 | 27.33% | 12789.8525 | 50.35% | 15037.25 | 59.2% | 10363.2891 | 11123.4717 | 43.79% | 14277.0674 | 12517.9561 | 49.28% | 12882.583 | 19317.7812 | 76.05% | 6082.7578 | 5517.5498 | 21.72% | 19882.9893 | 4097.2627 | 16.13% | 21303.2764
202 | Hilltop | NORTHERN CALIFORNIA | {} | 320618.875 | 41670.2656 | 13% | 278948.6094 | 87% | 191451 | 59.71% | 116300.5312 | 36.27% | 7.75 | 16641.1445 | 5.19% | 15039.1309 | 4.691% | 76154.6719 | 23.75% | 0 | 0% | 135382.1719 | 42.23% | 185236.7031 | 62525.3008 | 19.5% | 258093.5742 | 35783.4688 | 11.16% | 284835.4062 | 186091.2812 | 58.04% | 134527.5938 | 210056.1719 | 65.52% | 110562.7031 | 36967.3242 | 11.53% | 283651.5508
203 | Thermalito | NORTHERN CALIFORNIA | {'Table Mt.': [2.9, 24274.0], 'Wyandotte': [5.1, 18623.0], 'Palermo': [7.4, 15019.0], 'Honcut': [13.5, 9924.0], 'Pease': [23.8, 817.0], 'East Marysville': [24.5, 567.0], 'Colgate': [26.8, 0.0], 'Olivehurst': [29.5, 0.0]} | 282982.375 | 24957.0059 | 8.819% | 258025.3691 | 91.18% | 31480.7363 | 11.12% | 191506.6074 | 67.67% | 13.3333 | 121297.0391 | 42.86% | 39414.293 | 13.93% | 57983.332 | 20.49% | 16265.0361 | 5.748% | 174793.7969 | 61.77% | 108188.5781 | 41674.4883 | 14.73% | 241307.8867 | 136386.0938 | 48.2% | 146596.2812 | 236619.9844 | 83.62% | 46362.3906 | 45802.832 | 16.19% | 237179.543 | 36776.2773 | 13% | 246206.0977
204 | Martinez | NORTHERN CALIFORNIA | {'Carquinez': [8.9, 9205.0], 'Clayton': [9.4, 6580.0], 'Kirker': [11.5, 5172.0], 'Pittsburg': [12.0, 4929.0], 'Birds Landing': [17.3, 1154.0], 'Shiloh III': [18.1, 1101.0], 'Tulucay': [18.1, 5310.0], 'Contra Costa': [18.2, 1153.0], 'Lone Tree': [20.0, 980.0], 'Peabody': [20.3, 161.0], 'Ignacio': [23.5, 520.0], 'Brentwood': [24.9, 732.0], 'Cayetano': [26.8, 0.0], 'Martin': [26.8, 289.0], 'Eastshore': [26.9, 0.0], 'Vaca-Dixon & Gc Yard': [28.7, 0.0]} | 71422.6328 | 10311.7695 | 14.44% | 61110.8633 | 85.56% | 11368.3613 | 15.92% | 40046.248 | 56.07% | 52.2821 | 1508.876 | 2.113% | 817.2856 | 1.144% | 22968.7949 | 32.16% | 5777.1772 | 8.089% | 25366.4473 | 35.52% | 46056.1855 | 32497.5039 | 45.5% | 38925.1289 | 39360.1953 | 55.11% | 32062.4375 | 56031.5 | 78.45% | 15391.1328 | 14845.5166 | 20.79% | 56577.1162 | 17244.9609 | 24.14% | 54177.6719
205 | Lone Tree | NORTHERN CALIFORNIA | {'Contra Costa': [3.9, 21405.0], 'Brentwood': [4.9, 9869.0], 'Kirker': [9.5, 21086.0], 'Pittsburg': [9.7, 21086.0], 'Clayton': [11.4, 11537.0], 'Delta Pumps': [12.6, 2670.0], 'Birds Landing': [12.9, 20436.0], 'Kelso': [13.4, 2647.0], 'Cayetano': [14.4, 2670.0], 'Shiloh III': [16.1, 19188.0], 'Midway Green Ridge Services': [17.9, 657.0], 'Tesla': [19.3, 455.0], 'Martinez': [20.0, 980.0], 'Grand Island': [21.8, 13115.0], 'Eight Mile': [22.3, 0.0], 'Stagg': [22.6, 0.0], 'Peabody': [26.1, 9367.0], 'Weber': [28.4, 0.0], 'Carquinez': [28.4, 0.0], 'Vierra': [28.4, 0.0], 'Eastshore': [29.5, 0.0]} | 186070.8906 | 21880.5117 | 11.76% | 164190.3789 | 88.24% | 50709.7734 | 27.25% | 115279.6797 | 61.95% | 7.1365 | 35655.793 | 19.16% | 48478.2617 | 26.05% | 33419.6367 | 17.96% | 7156.8481 | 3.846% | 64149.1328 | 34.48% | 121921.7578 | 82811.7422 | 44.51% | 103259.1484 | 85160.0469 | 45.77% | 100910.8438 | 113009.875 | 60.73% | 73061.0156 | 16234.8809 | 8.725% | 169836.0098 | 25265.377 | 13.58% | 160805.5137
206 | Delta Switching Yard | NORTHERN CALIFORNIA | {'Kelso': [1.0, 5013.0], 'Midway Green Ridge Services': [5.4, 3023.0], 'Tesla': [6.8, 2821.0], 'Brentwood': [8.7, 2991.0], 'Cayetano': [9.3, 3672.0], 'Lone Tree': [12.6, 2670.0], 'Contra Costa': [16.3, 2195.0], 'Vierra': [18.9, 1636.0], 'Stagg': [19.9, 0.0], 'Clayton': [21.4, 2394.0], 'Kirker': [21.8, 1876.0], 'Pittsburg': [22.2, 1876.0], 'Eight Mile': [22.3, 0.0], 'Weber': [22.4, 0.0], 'Birds Landing': [25.1, 1226.0], 'Ripon': [26.1, 0.0], 'Westley': [27.4, 4.0], 'Shiloh III': [28.3, 0.0], 'Newark': [28.8, 0.0], 'Eastshore': [29.7, 0.0], 'Grand Island': [29.8, 0.0]} | 255562.5938 | 5036.3013 | 1.971% | 250526.2925 | 98.03% | 70537.8828 | 27.6% | 155441.7578 | 60.82% | 11.8054 | 17604.9199 | 6.889% | 96277.0625 | 37.67% | 45821.5156 | 17.93% | 6327.6001 | 2.476% | 120267.5781 | 47.06% | 135295.0156 | 106676.4844 | 41.74% | 148886.1094 | 113412.4609 | 44.38% | 142150.1328 | 158157.4375 | 61.89% | 97405.1562 | 43001.3789 | 16.83% | 212561.2148 | 17314.9414 | 6.775% | 238247.6523
207 | Green Ridge Midway | NORTHERN CALIFORNIA | {'Tesla': [1.6, 3709.0], 'Kelso': [5.0, 3154.0], 'Delta Pumps': [5.4, 3023.0], 'Cayetano': [10.1, 1875.0], 'Brentwood': [14.2, 978.0], 'Vierra': [17.8, 2325.0], 'Lone Tree': [17.9, 657.0], 'Contra Costa': [21.7, 296.0], 'Stagg': [22.5, 0.0], 'Weber': [23.2, 0.0], 'Westley': [23.2, 693.0], 'Ripon': [24.2, 576.0], 'Eight Mile': [25.7, 0.0], 'Clayton': [25.7, 381.0], 'Kirker': [26.8, 0.0], 'Newark': [26.8, 216.0], 'Pittsburg': [27.3, 0.0], 'Los Esteros': [28.0, 42.0], 'Eastshore': [29.8, 0.0]} | 262463.7188 | 3929.1458 | 1.497% | 258534.573 | 98.5% | 86550.4922 | 32.98% | 150708.0547 | 57.42% | 12.5 | 14353.6348 | 5.469% | 86855.5234 | 33.09% | 52411.2383 | 19.97% | 2277.2227 | 0.8676% | 141682.0312 | 53.98% | 120781.6875 | 109864.4766 | 41.86% | 152599.2422 | 116421.6016 | 44.36% | 146042.1172 | 176348.9062 | 67.19% | 86114.8125 | 69662.1562 | 26.54% | 192801.5625 | 14430.1074 | 5.498% | 248033.6113
208 | Inyo | GREATER KRAMER | {'Control': [2.2, 6568.0]} | 49617.7383 | 7770.6191 | 15.66% | 41847.1191 | 84.34% | 39399.3398 | 79.41% | 8102.2266 | 16.33% | 4.6667 | 393.8813 | 0.7938% | 0 | 0% | 31746.5293 | 63.98% | 0 | 0% | 0 | 0% | 49617.7383 | 14449.4658 | 29.12% | 35168.2725 | 18720.2578 | 37.73% | 30897.4805 | 19907.1738 | 40.12% | 29710.5645 | 33452.168 | 67.42% | 16165.5703 | 3396.0015 | 6.844% | 46221.7368
209 | Control | GREATER KRAMER | {'Inyo': [2.2, 6568.0]} | 45371.0117 | 6863.291 | 15.13% | 38507.7207 | 84.87% | 35555.3008 | 78.37% | 7630.3242 | 16.82% | 4.441 | 353.6671 | 0.7795% | 0 | 0% | 32448.543 | 71.52% | 0 | 0% | 0 | 0% | 45371.0117 | 12524.5664 | 27.6% | 32846.4453 | 17144.0332 | 37.79% | 28226.9785 | 17982.2754 | 39.63% | 27388.7363 | 30265.6758 | 66.71% | 15105.3359 | 3388.7456 | 7.469% | 41982.2661
210 | Big Creek Hydro Facilities | SPGE | {} | 146211.6406 | 5271.041 | 3.605% | 140940.5996 | 96.39% | 102034.2109 | 69.79% | 31472.8516 | 21.53% | 8.5429 | 5.5599 | 0.003803% | 0 | 0% | 78476.8438 | 53.67% | 45521.0859 | 31.13% | 32647.7617 | 22.33% | 113563.8789 | 85621.2266 | 58.56% | 60590.4141 | 63790.6758 | 43.63% | 82420.9648 | 105814.875 | 72.37% | 40396.7656 | 102375.2734 | 70.02% | 43836.3672 | 6197.9946 | 4.239% | 140013.646
211 | Moss Landing |  | {'Llagas': [18.4, 10378.0], 'Hollister': [20.8, 10555.0], 'Metcalf Energy Center': [28.7, 581.0], 'Metcalf 1': [28.9, 342.0]} | 125228.5938 | 19840.2441 | 15.84% | 105388.3496 | 84.16% | 19903.2363 | 15.89% | 69965.9199 | 55.87% | 19.1678 | 7961.5854 | 6.358% | 40959.2344 | 32.71% | 25968.1738 | 20.74% | 12145.6875 | 9.699% | 38331.9219 | 30.61% | 86896.6719 | 26869.207 | 21.46% | 98359.3867 | 41388.582 | 33.05% | 83840.0117 | 70872.0938 | 56.59% | 54356.5 | 21486.2812 | 17.16% | 103742.3125 | 7742.3774 | 6.183% | 117486.2163
212 | Cal Ave | SPGE | {'Malaga': [2.8, 58812.0], 'West Fresno': [3.0, 64513.0], 'Kearney (New)': [6.6, 54209.0], 'Sanger': [8.5, 35121.0], 'McCall': [10.2, 41449.0], 'Gregg': [12.5, 24018.0], 'Mc Mullin': [15.2, 37604.0], 'Borden': [18.6, 12240.0], 'Wahtoke': [18.7, 23320.0], 'Kingsburg': [18.9, 19375.0], 'Reedley': [22.9, 8500.0], 'Helm': [24.5, 14965.0]} | 274357.25 | 70115.6562 | 25.56% | 204241.5938 | 74.44% | 2473.1519 | 0.9014% | 167487.5825 | 61.05% | 21.8 | 65418.1367 | 23.84% | 169700.75 | 61.85% | 0 | 0% | 0 | 0% | 30111.2832 | 10.98% | 244245.9668 | 29652.4473 | 10.81% | 244704.8027 | 29515.3184 | 10.76% | 244841.9316 | 41522.3828 | 15.13% | 232834.8672 | 4000.1804 | 1.458% | 270357.0696 | 13772.3916 | 5.02% | 260584.8584
213 | Poso Mountain | SPGE | {'Sycamore': [7.6, 36738.0], 'Kern Oil': [8.9, 36648.0], 'Cal Water': [10.0, 31347.0], 'Columbus': [11.1, 30267.0], 'Lerdo': [11.7, 39559.0], 'Bakersfield': [12.2, 30100.0], '7th Standard': [12.8, 33035.0], 'West Park': [13.6, 27015.0], 'Magunden': [13.8, 19783.0], 'Rosedale': [14.3, 26635.0], 'Kern Power': [14.7, 26119.0], 'Renfro': [16.6, 22071.0], 'Stockdale': [17.8, 14597.0], 'Lamont': [18.9, 2277.0], 'Unknown - 3327': [18.9, 2277.0], 'Rio Bravo': [18.9, 17576.0], 'Tevis': [19.2, 10323.0], 'Shafter': [20.5, 12869.0], 'Vestal': [20.8, 14694.0], 'Charca': [21.0, 10862.0], 'Grimmway-Malaga': [22.2, 2277.0], 'Tupman': [22.6, 4580.0], 'Semitropic': [27.1, 497.0], 'Norco': [27.3, 422.0], 'Midway': [29.9, 0.0]} | 331840.2188 | 50971.1406 | 15.36% | 280869.0781 | 84.64% | 82999.0156 | 25.01% | 237664.5469 | 71.62% | 7.6343 | 5750.7271 | 1.733% | 69980.5312 | 21.09% | 153859.875 | 46.37% | 0 | 0% | 209833.5 | 63.23% | 122006.7188 | 59770.5156 | 18.01% | 272069.7031 | 86683.5391 | 26.12% | 245156.6797 | 215901.3125 | 65.06% | 115938.9062 | 133738.6719 | 40.3% | 198101.5469 | 4942.8208 | 1.49% | 326897.3979
214 | Walnut | GREATER LA METRO | {'Olinda': [4.6, 1745.0], 'Rio Hondo': [6.9, 790.0], 'Mesa': [9.4, 10.0], 'Center': [10.5, 154.0], 'Laguna Bell': [11.6, 0.0], 'Goodrich': [12.6, 14.0], 'Del Amo': [13.9, 0.0], 'Barre': [13.9, 236.0], 'Lewis': [14.0, 1745.0], 'Villa Park': [14.9, 1745.0], 'Serrano': [15.4, 1745.0], 'Lighthipe': [15.6, 0.0], 'Chino': [15.6, 1785.0], 'Alamitos': [18.8, 0.0], 'Padua': [19.4, 1565.0], 'Gould': [20.0, 10.0], 'Hinson': [20.4, 0.0], 'Johanna': [21.1, 0.0], 'Arcogen': [21.4, 0.0], 'Mira Loma': [22.1, 1520.0], 'Ellis': [22.3, 0.0], 'Harborgen': [22.5, 0.0], 'Long Beach': [23.0, 0.0], 'La Fresa': [24.0, 0.0], 'Rancho Vista': [24.5, 258.0], 'La Cienega': [24.6, 0.0], 'Etiwanda': [24.9, 169.0], 'Huntington Beach': [25.0, 0.0], 'El Nido': [25.5, 0.0], 'Santiago': [25.9, 0.0], 'Chevmain': [27.0, 0.0], 'Redondo': [27.5, 0.0], 'El Segundo': [28.0, 0.0], 'Viejo': [29.4, 0.0]} | 7905.7393 | 1795.61 | 22.71% | 6110.1293 | 77.29% | 879.0997 | 11.12% | 5654.1581 | 71.52% | 14.425 | 40.8893 | 0.5172% | 0 | 0% | 644.1115 | 8.147% | 7261.6855 | 91.85% | 3959.5627 | 50.08% | 3946.1765 | 1036.0723 | 13.11% | 6869.667 | 1009.336 | 12.77% | 6896.4033 | 4870.6797 | 61.61% | 3035.0596 | 2736.6326 | 34.62% | 5169.1067 | 1350.8125 | 17.09% | 6554.9268
215 | Chevmain | GREATER LA METRO | {'El Segundo': [1.2, 648.0], 'El Nido': [1.8, 1084.0], 'Redondo': [3.8, 1014.0], 'La Fresa': [4.6, 1011.0], 'La Cienega': [6.9, 437.0], 'Arcogen': [10.9, 973.0], 'Hinson': [11.9, 972.0], 'Lighthipe': [13.2, 910.0], 'Harborgen': [13.2, 970.0], 'Long Beach': [13.9, 968.0], 'Laguna Bell': [15.5, 148.0], 'Center': [17.2, 791.0], 'Del Amo': [18.0, 820.0], 'Mesa': [19.2, 0.0], 'Alamitos': [19.9, 830.0], 'Goodrich': [24.9, 0.0], 'Barre': [25.1, 763.0], 'Gould': [25.2, 0.0], 'Walnut': [27.0, 0.0], 'Olinda': [27.8, 0.0], 'Rio Hondo': [28.0, 0.0], 'Sylmar-Pac Intertie': [28.3, 226.0], 'Lewis': [29.7, 0.0]} | 4312.9648 | 1328.0636 | 30.79% | 2984.9012 | 69.21% | 389.6544 | 9.034% | 2536.4813 | 58.81% | 10.5434 | 0 | 0% | 0 | 0% | 765.6498 | 17.75% | 58.083 | 1.347% | 61.7066 | 1.431% | 4251.2583 | 124.8791 | 2.895% | 4188.0858 | 2541.6357 | 58.93% | 1771.3291 | 2603.3423 | 60.36% | 1709.6226 | 314.3167 | 7.288% | 3998.6481 | 143.0516 | 3.317% | 4169.9133
216 | Long Beach |  | {'Harborgen': [0.9, 2301.0], 'Arcogen': [3.7, 2276.0], 'Hinson': [3.7, 2288.0], 'Alamitos': [7.3, 2164.0], 'Lighthipe': [8.4, 2215.0], 'Del Amo': [9.3, 2154.0], 'La Fresa': [9.5, 2239.0], 'Redondo': [11.0, 2229.0], 'El Nido': [12.4, 2078.0], 'Center': [13.2, 1983.0], 'Chevmain': [13.9, 968.0], 'Barre': [14.3, 1989.0], 'El Segundo': [15.0, 288.0], 'Laguna Bell': [15.2, 217.0], 'Huntington Beach': [16.5, 926.0], 'Ellis': [17.2, 381.0], 'La Cienega': [18.4, 76.0], 'Lewis': [19.0, 73.0], 'Mesa': [19.8, 0.0], 'Olinda': [21.4, 0.0], 'Johanna': [21.8, 53.0], 'Villa Park': [22.8, 27.0], 'Walnut': [23.0, 0.0], 'Serrano': [25.4, 0.0], 'Santiago': [27.2, 14.0], 'Rio Hondo': [27.3, 0.0], 'Goodrich': [27.7, 0.0]} | 7501.6582 | 2302.2012 | 30.69% | 5199.457 | 69.31% | 969.3741 | 12.92% | 2988.2164 | 39.83% | 52.6 | 0 | 0% | 0 | 0% | 136.4639 | 1.819% | 0 | 0% | 10.7529 | 0.1433% | 7490.9053 | 699.8162 | 9.329% | 6801.842 | 5142.2021 | 68.55% | 2359.4561 | 5152.9551 | 68.69% | 2348.7031 | 0 | 0% | 7501.6582 | 32.5015 | 0.4333% | 7469.1567
217 | Pit 1 | NORTHERN CALIFORNIA | {'New Sub - Pit 1 - Cottonwood (Proposed)': [20.5, 15170.0], 'Cove Road': [23.9, 8390.0], 'Round Mt.': [26.2, 6626.0]} | 284811.9062 | 57899.668 | 20.33% | 226912.2383 | 79.67% | 140786.2969 | 49.43% | 131748.2344 | 46.26% | 5.6935 | 30077.7832 | 10.56% | 0.10168 | 3.57e-05% | 236233 | 82.94% | 0 | 0% | 82980.4844 | 29.14% | 201831.4219 | 62068.082 | 21.79% | 222743.8242 | 59470.6953 | 20.88% | 225341.2109 | 127200.1016 | 44.66% | 157611.8047 | 155932.9062 | 54.75% | 128879 | 19149.332 | 6.724% | 265662.5742
218 | Cove Rd | NORTHERN CALIFORNIA | {'Round Mt.': [4.9, 17888.0], 'New Sub - Pit 1 - Cottonwood (Proposed)': [6.8, 20593.0], 'Pit 1': [23.9, 8390.0]} | 251808.25 | 26310.5547 | 10.45% | 225497.6953 | 89.55% | 137611.9375 | 54.65% | 105777.3594 | 42.01% | 4.8 | 5610.0674 | 2.228% | 258.5916 | 0.1027% | 218020.875 | 86.58% | 26327.5059 | 10.46% | 130054.2734 | 51.65% | 121753.9766 | 53887.4414 | 21.4% | 197920.8086 | 62675.7695 | 24.89% | 189132.4805 | 162129.4844 | 64.39% | 89678.7656 | 161654.6406 | 64.2% | 90153.6094 | 16947.959 | 6.731% | 234860.291
219 | Drum | NORTHERN CALIFORNIA | {'Brunswick': [14.5, 22496.0], 'Summit': [21.2, 3438.0], 'Higgins': [22.8, 4585.0], 'Colgate': [23.2, 3171.0]} | 152684.2344 | 42395.9883 | 27.77% | 110288.2461 | 72.23% | 39868.6953 | 26.11% | 79872.8516 | 52.31% | 11.37 | 246.9617 | 0.1617% | 24.8551 | 0.01628% | 59924.0273 | 39.25% | 80926.2344 | 53% | 41322.2305 | 27.06% | 111362.0039 | 24196.1055 | 15.85% | 128488.1289 | 26568.8711 | 17.4% | 126115.3633 | 72019.5625 | 47.17% | 80664.6719 | 56432.0078 | 36.96% | 96252.2266 | 4451.5273 | 2.916% | 148232.707
220 | Vierra | NORTHERN CALIFORNIA | {'Ripon': [7.6, 28203.0], 'Weber': [8.6, 26960.0], 'Stagg': [14.0, 12672.0], 'Westley': [15.5, 3510.0], 'Tesla': [17.0, 2435.0], 'Midway Green Ridge Services': [17.8, 2325.0], 'Kelso': [18.0, 1766.0], 'Delta Pumps': [18.9, 1636.0], 'Eight Mile': [18.9, 5662.0], 'Riverbank': [20.1, 16047.0], 'Bellota': [20.7, 23967.0], 'Lockeford': [22.9, 7086.0], 'Brentwood': [23.5, 0.0], 'Warnerville': [26.1, 541.0], 'Cayetano': [27.5, 271.0], 'Rancho Seco - Bellota (Proposed)': [27.7, 1613.0], 'Lone Tree': [28.4, 0.0]} | 289953.3125 | 30947.6406 | 10.67% | 259005.6719 | 89.33% | 27779.0137 | 9.581% | 202152.8926 | 69.72% | 16.125 | 49017.1992 | 16.91% | 202112.4844 | 69.71% | 0 | 0% | 0 | 0% | 81328.6875 | 28.05% | 208624.625 | 39278.9922 | 13.55% | 250674.3203 | 39241.7578 | 13.53% | 250711.5547 | 100185.6484 | 34.55% | 189767.6641 | 3201.5146 | 1.104% | 286751.7979 | 10577.0352 | 3.648% | 279376.2773
221 | Coyote | NORTHERN CALIFORNIA | {'Metcalf': 0.3, 'Hicks': 8.5, 'Schulte Switching Station': 15.7, 'Los Esteros': 17.5, 'Newark': 23.4, 'Moss Landing': 28.7} | 104816.9062 | 9816.6885 | 9.366% | 95000.2178 | 90.63% | 28238.4023 | 26.94% | 54972.8711 | 52.45% | 11.5214 | 2561.0713 | 2.443% | 1585.6637 | 1.513% | 68651.3359 | 65.5% | 24543.5117 | 23.42% | 73557.3984 | 70.18% | 31259.5078 | 25407.1055 | 24.24% | 79409.8008 | 42619.25 | 40.66% | 62197.6562 | 80918.3984 | 77.2% | 23898.5078 | 68796.8047 | 65.64% | 36020.1016 | 3883.9683 | 3.705% | 100932.938
222 | Metcalf | NORTHERN CALIFORNIA | {'Metcalf 1': [0.3, 9512.0], 'Hicks': [8.5, 3900.0], 'Scott': [15.7, 2100.0], 'Los Esteros': [17.5, 2100.0], 'Llagas': [18.1, 6843.0], 'Newark': [23.4, 846.0], 'Moss Landing': [28.7, 581.0]} | 107081.3281 | 9524.5996 | 8.895% | 97556.7285 | 91.11% | 29612.7832 | 27.65% | 57086.4121 | 53.31% | 10.8889 | 2504.8289 | 2.339% | 1572.4391 | 1.468% | 72395.8281 | 67.61% | 23079.707 | 21.55% | 76359.8125 | 71.31% | 30721.5156 | 26685.6641 | 24.92% | 80395.6641 | 42721.3008 | 39.9% | 64360.0273 | 82956.9609 | 77.47% | 24124.3672 | 71900.6484 | 67.15% | 35180.6797 | 3985.8567 | 3.722% | 103095.4714
223 | Diablo | SPGE | {'Morro Bay': [10.9, 1913.0], 'San Luis Obispo': [12.4, 4977.0], 'Oceano': [17.0, 4659.0], 'Templeton': [25.2, 18.0], 'Mesa': [26.5, 797.0]} | 52444.3555 | 5027.2832 | 9.586% | 47417.0723 | 90.41% | 13342.3994 | 25.44% | 33438.4951 | 63.76% | 12.0865 | 2119.1084 | 4.041% | 2829.2021 | 5.395% | 22144.2891 | 42.22% | 17173.6602 | 32.75% | 9515.6738 | 18.14% | 42928.6816 | 7809.3521 | 14.89% | 44635.0034 | 34993.1875 | 66.72% | 17451.168 | 37003.8242 | 70.56% | 15440.5312 | 24447.082 | 46.62% | 27997.2734 | 4855.2471 | 9.258% | 47589.1084
224 | Coolwater | GREATER KRAMER | {'Tortilla': [10.0, 136.0], 'Calcite': [23.9, 0.0], 'Pisgah': [27.3, 7905.0]} | 85720.6641 | 26348.2891 | 30.74% | 59372.375 | 69.26% | 9563.9141 | 11.16% | 38578.6523 | 45.01% | 24.0559 | 1145.7384 | 1.337% | 2053.5186 | 2.396% | 0 | 0% | 0 | 0% | 52088.0469 | 60.76% | 33632.6172 | 25827.3301 | 30.13% | 59893.334 | 12918.0723 | 15.07% | 72802.5918 | 54426.0273 | 63.49% | 31294.6367 | 23870.9043 | 27.85% | 61849.7598 | 2430.0276 | 2.835% | 83290.6365
225 | San Onofre | GREATER LA METRO | {'Talega': [5.8, 1017.0], 'Capistrano': [11.8, 1011.0], 'Margarita': [13.1, 1009.0], 'Trabuco': [15.0, 1006.0], 'San Luis Rey': [16.8, 34.0], 'Encina': [20.4, 27.0], 'Viejo': [21.1, 962.0], 'Palomar Airport': [23.0, 26.0], 'Santiago': [23.8, 314.0], 'Lee Lake (Proposed)': [26.9, 0.0], 'Johanna': [29.3, 0.0]} | 22233.623 | 1042.7731 | 4.69% | 21190.85 | 95.31% | 5825.8179 | 26.2% | 10814.0767 | 48.64% | 29.7262 | 1030.9229 | 4.637% | 87.0637 | 0.3916% | 19550.6934 | 87.93% | 857.5692 | 3.857% | 10697.0605 | 48.11% | 11536.5625 | 12994.249 | 58.44% | 9239.374 | 14921.4043 | 67.11% | 7312.2188 | 18836.6992 | 84.72% | 3396.9238 | 11103.4199 | 49.94% | 11130.2031 | 1590.8163 | 7.155% | 20642.8068
226 | Woodland | NORTHERN CALIFORNIA | {'Davis': [9.3, 9611.0], 'Madison': [11.3, 10597.0], 'Putah Creek': [16.7, 7389.0], 'Vaca-Dixon & Gc Yard': [21.0, 3712.0], 'Rio Oso': [23.7, 175.0], 'Pleasant Grove': [26.4, 0.0], 'Peabody': [29.5, 21.0]} | 314368.875 | 13730.1299 | 4.368% | 300638.7451 | 95.63% | 29993.4277 | 9.541% | 266675.666 | 84.83% | 8.9879 | 59850.2617 | 19.04% | 208092.6719 | 66.19% | 23.4148 | 0.007448% | 0 | 0% | 139989.7812 | 44.53% | 174379.0938 | 41442.8906 | 13.18% | 272925.9844 | 122892 | 39.09% | 191476.875 | 214062.4062 | 68.09% | 100306.4688 | 701.1349 | 0.223% | 313667.7401 | 14456.9531 | 4.599% | 299911.9219
227 | Donnells | NORTHERN CALIFORNIA | {'Curtis': [24.4, 2981.0]} | 194427.9688 | 45425.8828 | 23.36% | 149002.0859 | 76.64% | 116901.8984 | 60.13% | 66669.5078 | 34.29% | 6.3999 | 0 | 0% | 0 | 0% | 105781.9766 | 54.41% | 36765.1797 | 18.91% | 17980.8613 | 9.248% | 176447.1074 | 13424.3896 | 6.905% | 181003.5791 | 36715.3398 | 18.88% | 157712.6289 | 50987.3906 | 26.22% | 143440.5781 | 124625.1875 | 64.1% | 69802.7812 | 4786.0264 | 2.462% | 189641.9424
228 | Mandalay | GREATER LA METRO | {'Santa Clara': [7.5, 35019.0], 'Moorpark': [20.4, 19588.0]} | 90748.6562 | 35048.668 | 38.62% | 55699.9883 | 61.38% | 21494.7812 | 23.69% | 62867.6562 | 69.28% | 5.7093 | 8180.2705 | 9.014% | 13816.667 | 15.23% | 3971.3 | 4.376% | 52762.9609 | 58.14% | 17039.2051 | 18.78% | 73709.4512 | 7260.9995 | 8.001% | 83487.6567 | 12789.9395 | 14.09% | 77958.7168 | 27023.9277 | 29.78% | 63724.7285 | 25284.373 | 27.86% | 65464.2832 | 6225.1616 | 6.86% | 84523.4946
229 | North Gila | ARIZONA MINOR | {} | 59957.4844 | 2988.8704 | 4.985% | 56968.614 | 95.02% | 40852.2148 | 68.14% | 16549.418 | 27.6% | 3.6757 | 2504.3528 | 4.177% | 11970.8311 | 19.97% | 0 | 0% | 0 | 0% | 356.2841 | 0.5942% | 59601.2003 | 35968.1055 | 59.99% | 23989.3789 | 33662.3555 | 56.14% | 26295.1289 | 36025.4297 | 60.08% | 23932.0547 | 32621.4844 | 54.41% | 27336 | 3032.3713 | 5.058% | 56925.113
230 | Eight Mile | NORTHERN CALIFORNIA | {'Stagg': [4.8, 19381.0], 'Weber': [12.2, 16337.0], 'Lockeford': [12.5, 27627.0], 'Grand Island': [16.6, 5323.0], 'Vierra': [18.9, 5662.0], 'Brentwood': [19.0, 0.0], 'Bellota': [20.0, 14957.0], 'Rancho Seco - Bellota (Proposed)': [21.3, 14427.0], 'Kelso': [21.9, 0.0], 'Camanche': [22.0, 13485.0], 'Lone Tree': [22.3, 0.0], 'Delta Pumps': [22.3, 0.0], 'Contra Costa': [22.5, 0.0], 'Ripon': [24.4, 4670.0], 'Birds Landing': [25.1, 0.0], 'Midway Green Ridge Services': [25.7, 0.0], 'Tesla': [26.0, 0.0], 'Shiloh III': [26.7, 0.0], 'Pittsburg': [28.4, 0.0], 'Kirker': [28.9, 0.0]} | 295063.6875 | 28783.8555 | 9.755% | 266279.832 | 90.24% | 52874.0078 | 17.92% | 167226.9453 | 56.67% | 13.2581 | 49709.5078 | 16.85% | 197850.6562 | 67.05% | 0 | 0% | 0 | 0% | 30877.1504 | 10.46% | 264186.5371 | 42531.668 | 14.41% | 252532.0195 | 56785.9141 | 19.25% | 238277.7734 | 77976.8281 | 26.43% | 217086.8594 | 0 | 0% | 295063.6875 | 21496.209 | 7.285% | 273567.4785
231 | Kern Power | SPGE | {'Rosedale': [1.1, 52403.0], 'West Park': [3.2, 47486.0], 'Renfro': [3.8, 44393.0], 'Tevis': [4.5, 37054.0], '7th Standard': [4.5, 41282.0], 'Stockdale': [4.7, 36160.0], 'Bakersfield': [5.3, 44090.0], 'Kern Oil': [6.0, 38322.0], 'Sycamore': [7.8, 34202.0], 'Lerdo': [8.9, 32858.0], 'Columbus': [9.0, 37557.0], 'Tupman': [9.9, 22645.0], 'Magunden': [10.0, 32730.0], 'Rio Bravo': [10.2, 27508.0], 'Cal Water': [11.5, 33328.0], 'Norco': [13.6, 18722.0], 'Unknown - 3327': [14.4, 14647.0], 'Lamont': [14.5, 14595.0], 'Poso Mt.': [14.7, 26119.0], 'Shafter': [15.5, 19481.0], 'Grimmway-Malaga': [16.2, 15468.0], 'Elk Hills': [19.0, 8332.0], 'Midway': [20.1, 8413.0], 'Midway - Wheeler Ridge (Proposed)': [20.3, 9314.0], 'Charca': [20.3, 13927.0], 'Wheeler Ridge': [21.2, 15010.0], 'Semitropic': [24.5, 6858.0], 'Taft': [27.5, 0.0]} | 296150.1562 | 53630.9297 | 18.11% | 242519.2266 | 81.89% | 23964.3613 | 8.092% | 242423.5449 | 81.86% | 11.9382 | 32994.7188 | 11.14% | 137844.0312 | 46.55% | 10927.1494 | 3.69% | 0 | 0% | 93357.1016 | 31.52% | 202793.0547 | 51756.2969 | 17.48% | 244393.8594 | 93677.7969 | 31.63% | 202472.3594 | 145452.2344 | 49.11% | 150697.9219 | 10304.6445 | 3.48% | 285845.5117 | 20067.4355 | 6.776% | 276082.7207
232 | Renfro | SPGE | {'Kern Power': [3.8, 44393.0], '7th Standard': [4.0, 42064.0], 'Rosedale': [4.9, 43268.0], 'Tevis': [5.1, 32136.0], 'Tupman': [6.4, 27457.0], 'Rio Bravo': [6.6, 32287.0], 'West Park': [7.0, 38515.0], 'Stockdale': [7.3, 28928.0], 'Lerdo': [7.8, 33790.0], 'Kern Oil': [8.9, 32133.0], 'Bakersfield': [9.0, 35239.0], 'Norco': [10.8, 22641.0], 'Sycamore': [10.8, 28484.0], 'Shafter': [12.3, 24262.0], 'Columbus': [12.7, 28854.0], 'Magunden': [13.8, 24936.0], 'Cal Water': [15.0, 25743.0], 'Midway': [16.3, 13225.0], 'Elk Hills': [16.4, 10872.0], 'Poso Mt.': [16.6, 22071.0], 'Charca': [17.7, 17827.0], 'Unknown - 3327': [18.1, 7762.0], 'Lamont': [18.2, 7710.0], 'Midway - Wheeler Ridge (Proposed)': [19.3, 8953.0], 'Grimmway-Malaga': [19.7, 8265.0], 'Semitropic': [21.3, 11596.0], 'Wheeler Ridge': [23.2, 10785.0], 'Taft': [25.0, 0.0], 'Goose Lake': [27.7, 715.0], 'Smyrna': [28.1, 88.0]} | 303995.5938 | 49231.6602 | 16.19% | 254763.9336 | 83.81% | 38042.9414 | 12.51% | 238908.5273 | 78.59% | 11.4756 | 38187.6523 | 12.56% | 156015.1094 | 51.32% | 689.108 | 0.2267% | 0 | 0% | 81007.4219 | 26.65% | 222988.1719 | 65060.3008 | 21.4% | 238935.293 | 115246.1875 | 37.91% | 188749.4062 | 155161.0469 | 51.04% | 148834.5469 | 5544.3564 | 1.824% | 298451.2373 | 20727.9902 | 6.819% | 283267.6035
233 | Highwind | GREATER TEHACHAPI | {'Windhub': [7.1, 49682.0], 'Whirlwind': [16.9, 24404.0], 'Pastoria': [28.7, 0.0], 'Antelope': [28.8, 1345.0], 'Grimmway-Malaga': [29.1, 786.0]} | 206545.4375 | 59479.2109 | 28.8% | 147066.2266 | 71.2% | 38959.7617 | 18.86% | 81978.4102 | 39.69% | 28.0864 | 439.9493 | 0.213% | 3979.9778 | 1.927% | 95932.6562 | 46.45% | 35505.3828 | 17.19% | 66104.1562 | 32% | 140441.2812 | 42255.0664 | 20.46% | 164290.3711 | 69399.7578 | 33.6% | 137145.6797 | 120914.0625 | 58.54% | 85631.375 | 69393.7734 | 33.6% | 137151.6641 | 2525.8145 | 1.223% | 204019.623
234 | Sylmar | GREATER LA METRO | {'Saugus': [9.1, 11087.0], 'Pardee': [10.4, 10883.0], 'Gould': [18.8, 2005.0], 'La Cienega': [22.1, 679.0], 'Moorpark': [23.1, 755.0], 'Vincent': [25.1, 308.0], 'Goodrich': [25.9, 180.0], 'El Segundo': [27.7, 315.0], 'Chevmain': [28.3, 226.0], 'Antelope': [28.7, 0.0], 'Mesa': [29.0, 28.0], 'El Nido': [29.2, 15.0]} | 70078.9531 | 13148.3564 | 18.76% | 56930.5967 | 81.24% | 23833.3848 | 34.01% | 31562.4707 | 45.04% | 20.3333 | 255.9563 | 0.3652% | 938.8984 | 1.34% | 2082.4395 | 2.972% | 67995.8906 | 97.03% | 28011.1992 | 39.97% | 42067.7539 | 2261.7234 | 3.227% | 67817.2297 | 9736.6152 | 13.89% | 60342.3379 | 35755.418 | 51.02% | 34323.5352 | 31186.1445 | 44.5% | 38892.8086 | 7770.0664 | 11.09% | 62308.8867
235 | Westley | SPGE | {'Ripon': [12.6, 4095.0], 'Crow Creek': [14.7, 10774.0], 'Fink (Proposed)': [14.9, 10483.0], 'Vierra': [15.5, 3510.0], 'Riverbank': [20.9, 1965.0], 'Tesla': [21.7, 803.0], 'Miller': [23.1, 3190.0], 'Midway Green Ridge Services': [23.2, 693.0], 'Weber': [23.6, 1204.0], 'Warnerville': [24.8, 739.0], 'Kelso': [26.4, 134.0], 'Delta Pumps': [27.4, 4.0], 'Stagg': [29.6, 0.0]} | 296744.1875 | 15664.2432 | 5.279% | 281079.9443 | 94.72% | 56907.2734 | 19.18% | 189589.5859 | 63.89% | 13.6077 | 25809.0957 | 8.697% | 164436.3125 | 55.41% | 29837.7891 | 10.06% | 0 | 0% | 171013.0312 | 57.63% | 125731.1562 | 50250.1836 | 16.93% | 246494.0039 | 62189.2812 | 20.96% | 234554.9062 | 183471.8281 | 61.83% | 113272.3594 | 67388.8203 | 22.71% | 229355.3672 | 10233.4854 | 3.449% | 286510.7021
236 | GWF Hanford Sw Sta | SPGE | {'Waukena': [9.9, 126821.0], 'Leprino': [10.6, 118898.0], 'Corcoran': [12.2, 113470.0], 'Henrietta': [14.4, 85873.0], 'Mustang': [15.4, 79406.0], 'Kingsburg': [15.5, 46756.0], 'Rector': [22.6, 6613.0], 'McCall': [23.6, 19349.0], 'Alpaugh': [23.7, 15802.0], 'Wahtoke': [26.2, 7486.0], 'Reedley': [27.6, 3310.0], 'Olive': [28.0, 2696.0], 'Gates': [28.1, 1910.0], 'Schindler': [28.9, 0.0], 'Mc Mullin': [29.3, 944.0], 'Malaga': [29.6, 558.0]} | 372522.6875 | 170219.4062 | 45.69% | 202303.2812 | 54.31% | 40636.2578 | 10.91% | 282787.2734 | 75.91% | 11.3967 | 181979.3438 | 48.85% | 150143.0938 | 40.3% | 0 | 0% | 0 | 0% | 25258.6992 | 6.78% | 347263.9883 | 12861.7988 | 3.453% | 359660.8887 | 33909.4727 | 9.103% | 338613.2148 | 56681.418 | 15.22% | 315841.2695 | 0 | 0% | 372522.6875 | 11915.708 | 3.199% | 360606.9795
237 | Tevis | SPGE | {'Stockdale': [3.5, 42159.0], 'Kern Power': [4.5, 37054.0], 'Rosedale': [4.9, 37938.0], 'Renfro': [5.1, 32136.0], 'West Park': [6.3, 34739.0], 'Tupman': [8.3, 24855.0], '7th Standard': [8.3, 27020.0], 'Bakersfield': [8.4, 30219.0], 'Kern Oil': [10.3, 22046.0], 'Norco': [10.4, 27776.0], 'Rio Bravo': [11.3, 20014.0], 'Sycamore': [12.0, 18002.0], 'Columbus': [12.0, 23539.0], 'Magunden': [12.0, 26490.0], 'Lerdo': [12.5, 18596.0], 'Cal Water': [14.7, 18052.0], 'Unknown - 3327': [15.1, 16906.0], 'Lamont': [15.2, 16854.0], 'Elk Hills': [15.4, 16467.0], 'Midway - Wheeler Ridge (Proposed)': [15.8, 19780.0], 'Grimmway-Malaga': [15.9, 17727.0], 'Shafter': [17.1, 15439.0], 'Wheeler Ridge': [18.1, 26855.0], 'Midway': [19.1, 8109.0], 'Poso Mt.': [19.2, 10323.0], 'Charca': [22.8, 10913.0], 'Taft': [23.6, 2456.0], 'Semitropic': [26.1, 6356.0]} | 298557.4375 | 51375.7383 | 17.21% | 247181.6992 | 82.79% | 49993.8516 | 16.75% | 223409.4609 | 74.83% | 10.5926 | 66965.9922 | 22.43% | 139315.5 | 46.66% | 0 | 0% | 0 | 0% | 59122.1328 | 19.8% | 239435.3047 | 90872.125 | 30.44% | 207685.3125 | 136891.2656 | 45.85% | 161666.1719 | 155952.7344 | 52.24% | 142604.7031 | 1205.9008 | 0.4039% | 297351.5367 | 20762.4688 | 6.954% | 277794.9688
238 | Otay Mesa | SAN DIEGO | {'Miguel': [8.3, 549.0], 'Bay Boulevard': [11.0, 156.0], 'Silvergate': [15.9, 113.0], 'Mission': [19.6, 94.0], 'Suncrest': [21.0, 441.0], 'Old Town': [21.1, 94.0], 'Kearny': [22.0, 85.0], 'Sycamore Canyon': [24.6, 0.0], 'Penasquitos': [29.7, 0.0]} | 34414.4375 | 596.996 | 1.735% | 33817.4415 | 98.27% | 2006.3661 | 5.83% | 17875.9855 | 51.94% | 14.6872 | 54.5658 | 0.1586% | 48.9793 | 0.1423% | 6093.5317 | 17.71% | 27205.6484 | 79.05% | 7866.3364 | 22.86% | 26548.1011 | 22067.6953 | 64.12% | 12346.7422 | 31348.2617 | 91.09% | 3066.1758 | 31720.3516 | 92.17% | 2694.0859 | 16072.7158 | 46.7% | 18341.7217 | 1566.5602 | 4.552% | 32847.8773
239 | Redondo | GREATER LA METRO | {'El Nido': [3.4, 2124.0], 'La Fresa': [3.5, 2273.0], 'Chevmain': [3.8, 1014.0], 'El Segundo': [4.6, 334.0], 'Arcogen': [8.6, 2235.0], 'Hinson': [9.7, 2234.0], 'Harborgen': [10.4, 2232.0], 'La Cienega': [10.5, 122.0], 'Long Beach': [11.0, 2229.0], 'Lighthipe': [12.4, 2172.0], 'Laguna Bell': [16.4, 217.0], 'Del Amo': [16.7, 2082.0], 'Center': [17.1, 1944.0], 'Alamitos': [17.6, 2091.0], 'Mesa': [20.6, 0.0], 'Barre': [23.5, 1916.0], 'Goodrich': [27.1, 0.0], 'Huntington Beach': [27.4, 853.0], 'Walnut': [27.5, 0.0], 'Olinda': [27.6, 0.0], 'Ellis': [28.0, 309.0], 'Gould': [28.2, 0.0], 'Lewis': [28.2, 0.0], 'Rio Hondo': [29.3, 0.0]} | 5105.2793 | 2275.4773 | 44.57% | 2829.802 | 55.43% | 961.2413 | 18.83% | 2862.5743 | 56.07% | 8.5241 | 0 | 0% | 0 | 0% | 136.4639 | 2.673% | 0 | 0% | 10.7529 | 0.2106% | 5094.5264 | 124.8791 | 2.446% | 4980.4002 | 2774.5515 | 54.35% | 2330.7278 | 2785.3044 | 54.56% | 2319.9749 | 0 | 0% | 5105.2793 | 7.0574 | 0.1382% | 5098.2219
240 | Arkansas | GREATER IMPERIAL | {'Sonora': [2.7, 48558.0], 'Bannister': [7.8, 34931.0], 'El Centro': [23.2, 10400.0], 'Highline': [27.5, 1822.0]} | 249615.0156 | 54965.0508 | 22.02% | 194649.9648 | 77.98% | 29505.9043 | 11.82% | 214853.9551 | 86.07% | 8.0277 | 65388.625 | 26.2% | 128593.7812 | 51.52% | 0 | 0% | 0 | 0% | 13878.373 | 5.56% | 235736.6426 | 71502.6953 | 28.65% | 178112.3203 | 87537.0859 | 35.07% | 162077.9297 | 98376.8359 | 39.41% | 151238.1797 | 6993.6821 | 2.802% | 242621.3335 | 15450.7227 | 6.19% | 234164.293
241 | California Water | SPGE | {'Columbus': [2.7, 41975.0], 'Magunden': [4.4, 31894.0], 'Sycamore': [5.5, 39737.0], 'Bakersfield': [6.3, 40479.0], 'Kern Oil': [6.9, 40525.0], 'West Park': [8.5, 37313.0], 'Lamont': [8.9, 14389.0], 'Unknown - 3327': [8.9, 14389.0], 'Poso Mt.': [10.0, 31347.0], 'Rosedale': [10.5, 35006.0], 'Kern Power': [11.5, 33328.0], 'Stockdale': [11.9, 24770.0], 'Grimmway-Malaga': [12.3, 14389.0], '7th Standard': [13.0, 31599.0], 'Tevis': [14.7, 18052.0], 'Renfro': [15.0, 25743.0], 'Lerdo': [15.1, 29124.0], 'Rio Bravo': [20.3, 15972.0], 'Tupman': [21.4, 4942.0], 'Wheeler Ridge': [23.4, 6684.0], 'Shafter': [24.3, 9462.0], 'Norco': [24.9, 1370.0], 'Charca': [27.1, 4133.0], 'Midway - Wheeler Ridge (Proposed)': [29.3, 508.0]} | 263198.2188 | 43458.625 | 16.51% | 219739.5938 | 83.49% | 56269.707 | 21.38% | 191249.168 | 72.66% | 8.6771 | 8824.8271 | 3.353% | 61296.332 | 23.29% | 106215.0703 | 40.36% | 0 | 0% | 153294.4844 | 58.24% | 109903.7344 | 48984.6211 | 18.61% | 214213.5977 | 80993.7578 | 30.77% | 182204.4609 | 163922.0781 | 62.28% | 99276.1406 | 92614.1016 | 35.19% | 170584.1172 | 4270.564 | 1.623% | 258927.6548
242 | Grimway | SPGE | {'Lamont': [3.4, 26850.0], 'Unknown - 3327': [3.4, 26883.0], 'Magunden': [8.6, 26027.0], 'Columbus': [11.3, 19613.0], 'Cal Water': [12.3, 14389.0], 'Bakersfield': [12.6, 20568.0], 'Stockdale': [12.6, 25193.0], 'Wheeler Ridge': [12.7, 20872.0], 'West Park': [13.4, 21525.0], 'Rosedale': [15.2, 18259.0], 'Sycamore': [15.9, 10906.0], 'Tevis': [15.9, 17727.0], 'Kern Oil': [16.1, 12971.0], 'Kern Power': [16.2, 15468.0], 'Renfro': [19.7, 8265.0], '7th Standard': [20.2, 5638.0], 'Pastoria': [21.6, 1042.0], 'Poso Mt.': [22.2, 2277.0], 'Lerdo': [24.0, 88.0], 'Tupman': [24.3, 4032.0], 'Midway - Wheeler Ridge (Proposed)': [24.6, 4610.0], 'Norco': [25.5, 4408.0], 'Rio Bravo': [26.3, 501.0], 'Highwind': [29.1, 786.0], 'Elk Hills': [29.2, 456.0]} | 270715.3125 | 29984.709 | 11.08% | 240730.6035 | 88.92% | 43810.4336 | 16.18% | 202305.4883 | 74.73% | 10.2 | 23125.9492 | 8.543% | 140635.3281 | 51.95% | 48691.1641 | 17.99% | 13105.1143 | 4.841% | 92832.8672 | 34.29% | 177882.4453 | 57424.4922 | 21.21% | 213290.8203 | 81392.7578 | 30.07% | 189322.5547 | 127965.8594 | 47.27% | 142749.4531 | 48657.3555 | 17.97% | 222057.957 | 4883.4448 | 1.804% | 265831.8677
243 | Viejo | GREATER LA METRO | {'Santiago': [7.2, 897.0], 'Trabuco': [7.4, 1433.0], 'Margarita': [8.1, 1450.0], 'Capistrano': [10.7, 1420.0], 'Lee Lake (Proposed)': [12.5, 256.0], 'Johanna': [12.5, 472.0], 'Serrano': [14.0, 469.0], 'Villa Park': [15.1, 446.0], 'Talega': [15.3, 1081.0], 'Ellis': [17.4, 470.0], 'Lewis': [17.7, 438.0], 'Huntington Beach': [19.4, 218.0], 'San Onofre': [21.1, 962.0], 'Barre': [21.9, 124.0], 'Chino': [22.9, 42.0], 'Mira Loma': [23.9, 15.0], 'Olinda': [25.1, 111.0], 'Alamitos': [27.2, 0.0], 'Valley': [28.5, 9.0], 'Del Amo': [29.0, 0.0], 'Walnut': [29.4, 0.0], 'Rancho Vista': [29.7, 0.0], 'Etiwanda': [29.8, 0.0]} | 38455.3203 | 1675.0461 | 4.356% | 36780.2742 | 95.64% | 13299.8154 | 34.59% | 16912.1377 | 43.98% | 23.6591 | 232.58 | 0.6048% | 48.9213 | 0.1272% | 16736.834 | 43.52% | 19685.7891 | 51.19% | 18105.5176 | 47.08% | 20349.8027 | 16050.8145 | 41.74% | 22404.5059 | 21220.2227 | 55.18% | 17235.0977 | 32865.3672 | 85.46% | 5589.9531 | 22211.7227 | 57.76% | 16243.5977 | 3470.3469 | 9.024% | 34984.9734
244 | Kelso | NORTHERN CALIFORNIA | {'Delta Pumps': [1.0, 5013.0], 'Midway Green Ridge Services': [5.0, 3154.0], 'Tesla': [6.2, 2952.0], 'Brentwood': [9.3, 2968.0], 'Cayetano': [10.0, 3649.0], 'Lone Tree': [13.4, 2647.0], 'Contra Costa': [17.1, 2172.0], 'Vierra': [18.0, 1766.0], 'Stagg': [19.3, 0.0], 'Weber': [21.5, 0.0], 'Eight Mile': [21.9, 0.0], 'Clayton': [22.4, 2371.0], 'Kirker': [22.6, 1853.0], 'Pittsburg': [23.0, 1853.0], 'Ripon': [25.1, 31.0], 'Birds Landing': [25.8, 1203.0], 'Westley': [26.4, 134.0], 'Shiloh III': [28.9, 0.0], 'Newark': [29.3, 0.0], 'Grand Island': [30.0, 0.0]} | 267949.375 | 5144.1118 | 1.92% | 262805.2632 | 98.08% | 72470.3906 | 27.05% | 165394.9375 | 61.73% | 12.5 | 18027.002 | 6.728% | 107876.3438 | 40.26% | 44152.3477 | 16.48% | 5217.5547 | 1.947% | 122109.0156 | 45.57% | 145840.3594 | 104361.6875 | 38.95% | 163587.6875 | 111671.5 | 41.68% | 156277.875 | 158823.4375 | 59.27% | 109125.9375 | 43412.6641 | 16.2% | 224536.7109 | 17376.4902 | 6.485% | 250572.8848
245 | BlytheSC 161 kV | RIVERSIDE | {'Colorado River': [12.6, 36494.0]} | 183442.9531 | 41105.8438 | 22.41% | 142337.1094 | 77.59% | 50357.5742 | 27.45% | 120643.1758 | 65.77% | 10.2007 | 35912.5312 | 19.58% | 50926.4883 | 27.76% | 0 | 0% | 0 | 0% | 65557.3906 | 35.74% | 117885.5625 | 69658.6562 | 37.97% | 113784.2969 | 47341.0938 | 25.81% | 136101.8594 | 95413.7188 | 52.01% | 88029.2344 | 50506.0078 | 27.53% | 132936.9453 | 3199.3059 | 1.744% | 180243.6472
246 | Windhub | GREATER TEHACHAPI | {'Highwind': [7.1, 49682.0], 'Whirlwind': [15.0, 40495.0], 'Antelope': [24.0, 14543.0]} | 221682.7188 | 78933.5312 | 35.61% | 142749.1875 | 64.39% | 20868.8125 | 9.414% | 77310.8984 | 34.87% | 33.5 | 390.0448 | 0.1759% | 2813.5369 | 1.269% | 71662.4219 | 32.33% | 9258.5703 | 4.176% | 71313.0625 | 32.17% | 150369.6562 | 55143.2148 | 24.87% | 166539.5039 | 58942.4883 | 26.59% | 162740.2305 | 127074.6719 | 57.32% | 94608.0469 | 53486.5859 | 24.13% | 168196.1328 | 2454.1438 | 1.107% | 219228.575
247 | Camanche | NORTHERN CALIFORNIA | {'Rancho Seco - Bellota (Proposed)': [5.8, 25989.0], 'Lockeford': [9.9, 28841.0], 'Bellota': [13.7, 17011.0], 'Eight Mile': [22.0, 13485.0], 'Stagg': [23.3, 9235.0], 'Weber': [23.4, 9860.0]} | 276794.875 | 29932.0566 | 10.81% | 246862.8184 | 89.19% | 30457.9492 | 11% | 165500.7227 | 59.79% | 17.2627 | 61166.3711 | 22.1% | 56161.7148 | 20.29% | 56420.0273 | 20.38% | 0 | 0% | 152514.0156 | 55.1% | 124280.8594 | 82671.0234 | 29.87% | 194123.8516 | 150464.8594 | 54.36% | 126330.0156 | 200458.4688 | 72.42% | 76336.4062 | 80088.4609 | 28.93% | 196706.4141 | 50919.9102 | 18.4% | 225874.9648
248 | Whirlwind | GREATER TEHACHAPI | {'Antelope': [14.1, 65898.0], 'Windhub': [15.0, 40495.0], 'Highwind': [16.9, 24404.0], 'Bailey': [20.1, 6434.0], 'Pastoria': [23.7, 853.0]} | 278079.8125 | 103761.5234 | 37.31% | 174318.2891 | 62.69% | 26887.8887 | 9.669% | 87272.6191 | 31.38% | 38.4405 | 4112.2432 | 1.479% | 5205.688 | 1.872% | 111692.875 | 40.17% | 15882.8389 | 5.712% | 65167.3984 | 23.43% | 212912.4141 | 102361.8906 | 36.81% | 175717.9219 | 76004.2734 | 27.33% | 202075.5391 | 156644.9844 | 56.33% | 121434.8281 | 51596.3438 | 18.55% | 226483.4688 | 4539.1455 | 1.632% | 273540.667
249 | El Casco | RIVERSIDE | {'San Bernardino': [12.1, 4917.0], 'Vista': [14.8, 3434.0], 'Valley': [16.3, 11349.0], 'Lee Lake (Proposed)': [26.1, 0.0], 'Etiwanda': [27.2, 228.0], 'Rancho Vista': [27.6, 228.0], 'Mira Loma': [28.1, 191.0], 'Devers': [28.8, 3.0]} | 118861.6719 | 19274.6914 | 16.22% | 99586.9805 | 83.78% | 17322.8574 | 14.57% | 62613.3379 | 52.68% | 21.5393 | 7006.1758 | 5.894% | 3291.3687 | 2.769% | 25777.0059 | 21.69% | 82309.5859 | 69.25% | 40779.6641 | 34.31% | 78082.0078 | 41480.7383 | 34.9% | 77380.9336 | 66800.6875 | 56.2% | 52060.9844 | 88115.9688 | 74.13% | 30745.7031 | 49144.6172 | 41.35% | 69717.0547 | 6585.8281 | 5.541% | 112275.8438
250 | Suncrest | SAN DIEGO | {'Suncrest - Ocotillo (Proposed)': [13.8, 3158.0], 'Miguel': [19.7, 2351.0], 'Otay Mesa': [21.0, 441.0], 'Sycamore Canyon': [21.6, 1624.0], 'Boulevard': [26.0, 359.0], 'Kearny': [26.2, 0.0], 'Mission': [26.5, 0.0], 'Bay Boulevard': [27.7, 0.0], 'Silvergate': [28.0, 0.0], 'Old Town': [29.8, 0.0]} | 152866.9219 | 8296.9912 | 5.428% | 144569.9307 | 94.57% | 46300.8281 | 30.29% | 72276.8672 | 47.28% | 11.8645 | 295.0791 | 0.193% | 127.4357 | 0.08336% | 937.3545 | 0.6132% | 151929.6562 | 99.39% | 31502.6406 | 20.61% | 121364.2812 | 55194.5 | 36.11% | 97672.4219 | 92285.6797 | 60.37% | 60581.2422 | 111570.4688 | 72.99% | 41296.4531 | 99282.625 | 64.95% | 53584.2969 | 6558.498 | 4.29% | 146308.4238
251 | Colorado River | RIVERSIDE | {'Blythe': [12.6, 36494.0], 'Red Bluff': [29.8, 0.0]} | 189837.2656 | 37496.7617 | 19.75% | 152340.5039 | 80.25% | 57114.793 | 30.09% | 123293.2852 | 64.95% | 8.5135 | 32868.1836 | 17.31% | 43135.0117 | 22.72% | 0 | 0% | 0 | 0% | 72492.2188 | 38.19% | 117345.0469 | 78842.4453 | 41.53% | 110994.8203 | 60274.7305 | 31.75% | 129562.5352 | 110479.6719 | 58.2% | 79357.5938 | 66220.6016 | 34.88% | 123616.6641 | 1882.1766 | 0.9915% | 187955.089
252 | Redbluff | RIVERSIDE | {'Kem': [15.1, 14373.0], 'Julian Hinds': [18.1, 3864.0], 'Colorado River': [29.8, 0.0]} | 46871.2812 | 16360.7422 | 34.91% | 30510.5391 | 65.09% | 23428.9102 | 49.99% | 22705.2461 | 48.44% | 4.2104 | 928.5963 | 1.981% | 0 | 0% | 0 | 0% | 0 | 0% | 21108.4551 | 45.03% | 25762.8262 | 6186.0122 | 13.2% | 40685.269 | 5733.834 | 12.23% | 41137.4473 | 21249.418 | 45.34% | 25621.8633 | 8092.9331 | 17.27% | 38778.3481 | 889.0283 | 1.897% | 45982.2529
253 | Ocotillo | GREATER IMPERIAL | {'East County': [9.2, 9085.0], 'Boulevard': [14.6, 5840.0], 'Imperial Valley': [19.2, 1861.0], 'Suncrest - Ocotillo (Proposed)': [23.8, 300.0], 'El Centro': [29.8, 85.0]} | 55911.5117 | 11245.6133 | 20.11% | 44665.8984 | 79.89% | 24912.4922 | 44.56% | 25986.7422 | 46.48% | 6.673 | 47.8199 | 0.08553% | 68.2322 | 0.122% | 13504.4053 | 24.15% | 63.4465 | 0.1135% | 9715.2275 | 17.38% | 46196.2842 | 10009.042 | 17.9% | 45902.4697 | 10645.9932 | 19.04% | 45265.5186 | 23120.9941 | 41.35% | 32790.5176 | 30360.1133 | 54.3% | 25551.3984 | 436.7928 | 0.7812% | 55474.719
254 | Ivanpah | SNV ELDORADO DESERT | {'Primm': [9.5, 8.0]} | 6182.5093 | 8.0224 | 0.1298% | 6174.4869 | 99.87% | 4235.6016 | 68.51% | 1913.4487 | 30.95% | 2.6105 | 0 | 0% | 0 | 0% | 0 | 0% | 0 | 0% | 1413.175 | 22.86% | 4769.3342 | 1983.3296 | 32.08% | 4199.1797 | 538.553 | 8.711% | 5643.9562 | 2018.5441 | 32.65% | 4163.9652 | 5420.1768 | 87.67% | 762.3325 | 0.0010884 | 1.76e-05% | 6182.5082
255 | Alamitos | GREATER LA METRO | {'Del Amo': [5.7, 2161.0], 'Long Beach': [7.3, 2164.0], 'Barre': [7.4, 2086.0], 'Harborgen': [7.5, 2163.0], 'Hinson': [8.0, 2150.0], 'Arcogen': [9.1, 2138.0], 'Lighthipe': [9.1, 2138.0], 'Ellis': [10.5, 478.0], 'Huntington Beach': [10.8, 1023.0], 'Center': [11.3, 1983.0], 'Lewis': [11.9, 170.0], 'Johanna': [14.6, 150.0], 'Laguna Bell': [14.8, 217.0], 'La Fresa': [15.3, 2101.0], 'Villa Park': [15.6, 92.0], 'Olinda': [16.1, 0.0], 'Redondo': [17.6, 2091.0], 'El Nido': [18.2, 1940.0], 'Serrano': [18.3, 0.0], 'Mesa': [18.8, 0.0], 'Walnut': [18.8, 0.0], 'Chevmain': [19.9, 830.0], 'Santiago': [20.3, 111.0], 'El Segundo': [21.1, 150.0], 'La Cienega': [22.9, 0.0], 'Rio Hondo': [24.4, 0.0], 'Goodrich': [26.6, 0.0], 'Viejo': [27.2, 0.0], 'Trabuco': [28.2, 10.0], 'Chino': [29.0, 0.0]} | 10135.6299 | 2261.3513 | 22.31% | 7874.2786 | 77.69% | 989.6607 | 9.764% | 3026.2995 | 29.86% | 47 | 0 | 0% | 0 | 0% | 4.585 | 0.04524% | 0 | 0% | 0 | 0% | 10135.6299 | 1464.8727 | 14.45% | 8670.7572 | 7857.5747 | 77.52% | 2278.0552 | 7857.5747 | 77.52% | 2278.0552 | 0 | 0% | 10135.6299 | 359.7454 | 3.549% | 9775.8845
256 | Shilo III | NORTHERN CALIFORNIA | {'Birds Landing': [3.2, 32078.0], 'Pittsburg': [9.6, 31209.0], 'Peabody': [10.5, 23733.0], 'Kirker': [10.8, 28079.0], 'Contra Costa': [12.2, 29423.0], 'Grand Island': [14.6, 25417.0], 'Lone Tree': [16.1, 19188.0], 'Vaca-Dixon & Gc Yard': [16.5, 5097.0], 'Clayton': [16.9, 9238.0], 'Martinez': [18.1, 1101.0], 'Brentwood': [19.6, 7176.0], 'Carquinez': [22.5, 331.0], 'Tulucay': [23.5, 285.0], 'Putah Creek': [25.7, 1991.0], 'Eight Mile': [26.7, 0.0], 'Davis': [26.7, 1110.0], 'Delta Pumps': [28.3, 0.0], 'Kelso': [28.9, 0.0], 'Stagg': [29.8, 0.0]} | 201609.9531 | 34200.4648 | 16.96% | 167409.4883 | 83.04% | 45284.4805 | 22.46% | 144223.9414 | 71.54% | 7.0666 | 59701.75 | 29.61% | 53870.2148 | 26.72% | 3859.3044 | 1.914% | 0 | 0% | 24067.4043 | 11.94% | 177542.5488 | 64742.5625 | 32.11% | 136867.3906 | 64512.7422 | 32% | 137097.2109 | 87294.6719 | 43.3% | 114315.2812 | 7052.3242 | 3.498% | 194557.6289 | 46140.6367 | 22.89% | 155469.3164
257 | ECO | GREATER IMPERIAL | {'Boulevard': [9.0, 15212.0], 'Ocotillo Express': [9.2, 9085.0], 'Suncrest - Ocotillo (Proposed)': [22.1, 9225.0], 'Imperial Valley': [24.6, 790.0]} | 68571.3281 | 18456.1758 | 26.92% | 50115.1523 | 73.08% | 14335.9189 | 20.91% | 42630.2061 | 62.17% | 10.1105 | 56.4933 | 0.08239% | 68.2322 | 0.09951% | 42342.6992 | 61.75% | 3731.9246 | 5.442% | 14427.0176 | 21.04% | 54144.3105 | 10025.8037 | 14.62% | 58545.5244 | 21656.5527 | 31.58% | 46914.7754 | 37303.0625 | 54.4% | 31268.2656 | 27522.3906 | 40.14% | 41048.9375 | 774.947 | 1.13% | 67796.3812
258 | IID System | GREATER IMPERIAL | {'Sonora': 7.6, 'Arkansas': 7.8, 'El Centro': 27.8} | 217046.6719 | 49182.2812 | 22.66% | 167864.3906 | 77.34% | 31702.9492 | 14.61% | 178080.582 | 82.05% | 8.1533 | 48750.4688 | 22.46% | 94481.1484 | 43.53% | 0 | 0% | 0 | 0% | 9001.8652 | 4.147% | 208044.8066 | 79453.7812 | 36.61% | 137592.8906 | 97306.8203 | 44.83% | 119739.8516 | 104500.75 | 48.15% | 112545.9219 | 4870.8862 | 2.244% | 212175.7856 | 15635.0781 | 7.204% | 201411.5938
259 | Sonora | GREATER IMPERIAL | {'Arkansas': [2.7, 48558.0], 'Bannister': [7.6, 35284.0], 'El Centro': [25.8, 5590.0], 'Highline': [29.4, 411.0]} | 214618.3281 | 49588.2656 | 23.11% | 165030.0625 | 76.89% | 29278.498 | 13.64% | 180286.3301 | 84% | 7.9259 | 57940.1484 | 27% | 100342.4531 | 46.75% | 0 | 0% | 0 | 0% | 13464.4756 | 6.274% | 201153.8525 | 66485.5938 | 30.98% | 148132.7344 | 83802.5469 | 39.05% | 130815.7812 | 92946.0703 | 43.31% | 121672.2578 | 6180.9106 | 2.88% | 208437.4175 | 14390.1436 | 6.705% | 200228.1846
260 | Caliente | SPGE | {'Carrizo Plains': [6.9, 26049.0], 'Solar': [8.1, 24393.0], 'Kernridge': [10.9, 35446.0], 'Temblor': [12.5, 33566.0], 'Goose Lake': [24.4, 4334.0], 'Midway': [26.3, 9637.0], 'Arco': [27.4, 1453.0], 'Gates-Midway (Proposed)': [28.9, 1415.0], 'Taft': [29.8, 113.0]} | 295991.4688 | 49920.168 | 16.87% | 246071.3008 | 83.13% | 118439.3359 | 40.01% | 158161.3203 | 53.43% | 8.6053 | 5242.9951 | 1.771% | 8485.9482 | 2.867% | 27390.293 | 9.254% | 0 | 0% | 135726.6406 | 45.85% | 160264.8281 | 36987.1016 | 12.5% | 259004.3672 | 75765.5469 | 25.6% | 220225.9219 | 189579.2969 | 64.05% | 106412.1719 | 129979.1797 | 43.91% | 166012.2891 | 9035.0664 | 3.052% | 286956.4023
261 | Regulus | SPGE | {'Lamont': [0.1, 26885.0], 'Grimmway-Malaga': [3.4, 26883.0], 'Magunden': [5.5, 25878.0], 'Columbus': [8.2, 19551.0], 'Cal Water': [8.9, 14389.0], 'Bakersfield': [10.1, 20123.0], 'West Park': [11.3, 20704.0], 'Stockdale': [11.6, 24345.0], 'Sycamore': [12.9, 10960.0], 'Kern Oil': [13.3, 12898.0], 'Rosedale': [13.3, 17439.0], 'Kern Power': [14.4, 14647.0], 'Tevis': [15.1, 16906.0], 'Wheeler Ridge': [15.7, 19110.0], '7th Standard': [18.0, 5547.0], 'Renfro': [18.1, 7762.0], 'Poso Mt.': [18.9, 2277.0], 'Lerdo': [21.5, 142.0], 'Tupman': [23.3, 3542.0], 'Rio Bravo': [24.6, 555.0], 'Pastoria': [25.0, 179.0], 'Norco': [25.2, 3600.0], 'Midway - Wheeler Ridge (Proposed)': [25.9, 3757.0], 'Elk Hills': [29.4, 205.0], 'Shafter': [29.7, 0.0]} | 257374.7969 | 26936.8809 | 10.47% | 230437.916 | 89.53% | 44648.5078 | 17.35% | 191694.8047 | 74.48% | 9.6668 | 18969.6328 | 7.37% | 110922.3906 | 43.1% | 62013.1992 | 24.09% | 7368.8828 | 2.863% | 114954.9609 | 44.66% | 142419.8359 | 53534.6797 | 20.8% | 203840.1172 | 80777.7422 | 31.39% | 176597.0547 | 142227.8125 | 55.26% | 115146.9844 | 60557.2578 | 23.53% | 196817.5391 | 4394.228 | 1.707% | 252980.5688
262 | Geysers | NORTHERN CALIFORNIA | {'Eagle Rock': [6.0, 8408.0], 'Cloverdale': [14.1, 7992.0], 'Fulton': [17.7, 1083.0], 'Hopland': [23.2, 713.0], 'Bellevue': [26.0, 187.0]} | 231226.7812 | 10238.2412 | 4.428% | 220988.54 | 95.57% | 29829.1484 | 12.9% | 158259.1797 | 68.44% | 11.5823 | 15618.3652 | 6.755% | 16009.9404 | 6.924% | 84504.7656 | 36.55% | 110624.3672 | 47.84% | 131827.3125 | 57.01% | 99399.4688 | 114347.6797 | 49.45% | 116879.1016 | 177830.9375 | 76.91% | 53395.8438 | 215588.875 | 93.24% | 15637.9062 | 79483.9375 | 34.37% | 151742.8438 | 4948.1528 | 2.14% | 226278.6284
263 | Solar SS | SPGE | {'Carrizo Plains': [1.1, 31854.0], 'Caliente': [8.1, 24393.0], 'Kernridge': [18.5, 9919.0], 'Temblor': [20.5, 9444.0], 'Cholame': [26.1, 3411.0], 'Arco': [28.4, 0.0]} | 305632.4062 | 33040.5273 | 10.81% | 272591.8789 | 89.19% | 173161.3438 | 56.66% | 112971.875 | 36.96% | 7.885 | 6101.6636 | 1.996% | 2302.4707 | 0.7533% | 60101.793 | 19.66% | 0 | 0% | 125268.3047 | 40.99% | 180364.1016 | 54729.3516 | 17.91% | 250903.0547 | 82292.9453 | 26.93% | 223339.4609 | 187708.4062 | 61.42% | 117924 | 178009.1719 | 58.24% | 127623.2344 | 10705.9443 | 3.503% | 294926.4619
264 | Olive | SPGE | {'Alpaugh': [4.6, 96683.0], 'Smyrna': [12.5, 38943.0], 'Corcoran': [15.9, 65193.0], 'Waukena': [18.2, 55708.0], 'Gates-Midway (Proposed)': [19.4, 31982.0], 'Semitropic': [20.5, 19911.0], 'Vestal': [20.6, 4658.0], 'Charca': [21.1, 11175.0], 'Goose Lake': [21.8, 16885.0], 'Shafter': [27.5, 1792.0], 'Arco': [27.6, 492.0], 'GWF Hanford': [28.0, 2696.0]} | 338335.3438 | 107119.3281 | 31.66% | 231216.0156 | 68.34% | 82907.5625 | 24.5% | 233096.375 | 68.9% | 8.2837 | 124453.5312 | 36.78% | 145929.3438 | 43.13% | 0 | 0% | 0 | 0% | 107097.1328 | 31.65% | 231238.2109 | 30337.6699 | 8.967% | 307997.6738 | 66842.1094 | 19.76% | 271493.2344 | 146755.1719 | 43.38% | 191580.1719 | 289.1654 | 0.08547% | 338046.1783 | 20849.7266 | 6.162% | 317485.6172
265 | 7th Standard | SPGE | {'Renfro': [4.0, 42064.0], 'Lerdo': [4.3, 44756.0], 'Kern Power': [4.5, 41282.0], 'Rosedale': [5.3, 40519.0], 'Kern Oil': [6.2, 41650.0], 'West Park': [6.8, 36460.0], 'Rio Bravo': [7.3, 31192.0], 'Bakersfield': [8.0, 38143.0], 'Sycamore': [8.0, 38645.0], 'Tevis': [8.3, 27020.0], 'Stockdale': [9.2, 23812.0], 'Tupman': [9.8, 22077.0], 'Columbus': [11.2, 33583.0], 'Shafter': [11.7, 24183.0], 'Poso Mt.': [12.8, 33035.0], 'Magunden': [13.0, 24102.0], 'Cal Water': [13.0, 31599.0], 'Norco': [14.6, 17098.0], 'Charca': [16.0, 19592.0], 'Unknown - 3327': [18.0, 5547.0], 'Lamont': [18.1, 5505.0], 'Midway': [18.3, 11447.0], 'Grimmway-Malaga': [20.2, 5638.0], 'Elk Hills': [20.2, 6492.0], 'Semitropic': [20.5, 9924.0], 'Midway - Wheeler Ridge (Proposed)': [23.3, 5158.0], 'Wheeler Ridge': [25.8, 5557.0], 'Smyrna': [26.5, 209.0], 'Goose Lake': [27.6, 740.0], 'Vestal': [27.9, 601.0], 'Taft': [28.8, 0.0]} | 311227.2188 | 53263.1914 | 17.11% | 257964.0273 | 82.89% | 32715.0645 | 10.51% | 251755.4668 | 80.89% | 11.5453 | 25227.5508 | 8.106% | 149072.5312 | 47.9% | 18042.293 | 5.797% | 0 | 0% | 112833.4844 | 36.25% | 198393.7344 | 45972.7852 | 14.77% | 265254.4336 | 90681.4688 | 29.14% | 220545.75 | 156383.0781 | 50.25% | 154844.1406 | 14142.5322 | 4.544% | 297084.6865 | 20309.5742 | 6.526% | 290917.6445
266 | Delevan | NORTHERN CALIFORNIA | {'Logan Creek': [11.8, 47389.0], 'Cortina': [17.3, 9025.0], 'Glenn': [29.1, 59.0]} | 381254.2188 | 63318.1016 | 16.61% | 317936.1172 | 83.39% | 116944.2344 | 30.67% | 254205.2031 | 66.68% | 7.2277 | 103488.6328 | 27.14% | 94955.4609 | 24.91% | 90645.5 | 23.78% | 0 | 0% | 114272.7266 | 29.97% | 266981.4922 | 50170.3984 | 13.16% | 331083.8203 | 126492.6641 | 33.18% | 254761.5547 | 209390.0938 | 54.92% | 171864.125 | 119249.0547 | 31.28% | 262005.1641 | 12619.5186 | 3.31% | 368634.7002
267 | Mustang | SPGE | {'Henrietta': [1.1, 143245.0], 'Leprino': [4.8, 131868.0], 'Gates': [13.1, 47397.0], 'GWF Hanford': [15.4, 79406.0], 'Schindler': [16.9, 17694.0], 'Waukena': [20.2, 68043.0], 'Avenal': [20.7, 26191.0], 'Excelsior': [20.9, 14802.0], 'Corcoran': [21.9, 59317.0], 'Mc Mullin': [25.2, 7084.0], 'Kingsburg': [25.8, 3048.0], 'Cantua': [27.2, 1753.0], 'Helm': [28.6, 2963.0]} | 368460.4688 | 147608.1875 | 40.06% | 220852.2812 | 59.94% | 90071.6719 | 24.45% | 244438.8906 | 66.34% | 8.8424 | 161517.7812 | 43.84% | 178493.0781 | 48.44% | 0 | 0% | 0 | 0% | 38590.0586 | 10.47% | 329870.4102 | 7132.251 | 1.936% | 361328.2178 | 17490.4219 | 4.747% | 350970.0469 | 51976.0156 | 14.11% | 316484.4531 | 0 | 0% | 368460.4688 | 6224.8237 | 1.689% | 362235.645
268 | Tranquility | SPGE | {'Cheney': [7.6, 71702.0], 'Mendota': [9.5, 73492.0], 'Panoche': [10.7, 54749.0], 'Cantua': [11.6, 59063.0], 'Helm': [12.7, 76757.0], 'Excelsior': [16.3, 38506.0], 'Newhall': [19.6, 30503.0], 'Schindler': [19.7, 31331.0], 'Mc Mullin': [23.1, 18899.0], 'Oro Loma': [24.8, 8031.0]} | 384360.9375 | 104317.8906 | 27.14% | 280043.0469 | 72.86% | 86849.3594 | 22.6% | 289756.3906 | 75.39% | 6.6491 | 144179.4688 | 37.51% | 154860.3281 | 40.29% | 0 | 0% | 0 | 0% | 134811.2188 | 35.07% | 249549.7188 | 29969.6172 | 7.797% | 354391.3203 | 69442.6172 | 18.07% | 314918.3203 | 164403.3281 | 42.77% | 219957.6094 | 49491.875 | 12.88% | 334869.0625 | 7833.0337 | 2.038% | 376527.9038
269 | Calcite | GREATER KRAMER | {'Lugo - Pisgah (Proposed)': [18.2, 14125.0], 'Cool Water': [23.9, 0.0], 'Tortilla': [24.5, 7.0], 'Victor': [26.9, 5244.0], 'Lugo': [27.8, 174.0], 'Roadway': [28.5, 1645.0]} | 125856.5859 | 37536.4766 | 29.82% | 88320.1094 | 70.18% | 9209.3672 | 7.317% | 34741.0938 | 27.6% | 39 | 1757.0801 | 1.396% | 657.0425 | 0.5221% | 8146.5566 | 6.473% | 0 | 0% | 54699.8125 | 43.46% | 71156.7734 | 33570.8438 | 26.67% | 92285.7422 | 30324.3984 | 24.09% | 95532.1875 | 76715.9609 | 60.96% | 49140.625 | 34113.4258 | 27.1% | 91743.1602 | 588.1607 | 0.4673% | 125268.4252
270 | Trout Canyon (fka Crazy Eyes) | SNV ELDORADO DESERT | {'Gamebird': [9.1, 112.0], 'Sandy Valley': [9.4, 15.0], 'Pahrump': [13.6, 99.0], 'Vista 2': [20.7, 0.0], 'Desert View': [28.7, 0.0]} | 28543.2812 | 111.8891 | 0.392% | 28431.3922 | 99.61% | 15737.0527 | 55.13% | 4375.7578 | 15.33% | 78.4333 | 0 | 0% | 0 | 0% | 0 | 0% | 0 | 0% | 3101.9744 | 10.87% | 25441.3069 | 49.4641 | 0.1733% | 28493.8171 | 20162.4336 | 70.64% | 8380.8477 | 21762.4434 | 76.24% | 6780.8379 | 14486.5869 | 50.75% | 14056.6943 | 20.7457 | 0.07268% | 28522.5356
271 | Delaney | ARIZONA MINOR | {'Palo Verde': [12.1, 0.0], 'Hassayampa': [14.1, 0.0]} | 0 | 0 | 0% | 0 | 0% | 0 | 0% | 0 | 0% | 0 | 0 | 0% | 0 | 0% | 0 | 0% | 0 | 0% | 0 | 0% | 0 | 0 | 0% | 0 | 0 | 0% | 0 | 0 | 0% | 0 | 0 | 0% | 0 | 0 | 0% | 0
272 | Desert View | SNV ELDORADO DESERT | {'Harry Allen': [26.7, 0.0], 'Crazy Eyes': [28.7, 0.0], 'Sandy Valley': [29.3, 0.0]} | 0 | 0 | 0% | 0 | 0% | 0 | 0% | 0 | 0% | 0 | 0 | 0% | 0 | 0% | 0 | 0% | 0 | 0% | 0 | 0% | 0 | 0 | 0% | 0 | 0 | 0% | 0 | 0 | 0% | 0 | 0 | 0% | 0 | 0 | 0% | 0
273 | Carpenter Canyon (fka Gamebird) | SNV ELDORADO DESERT | {'Pahrump': [4.5, 133.0], 'Crazy Eyes': [9.1, 112.0], 'Vista 2': [12.4, 8.0], 'Sandy Valley': [18.4, 15.0], 'Innovation': [29.2, 0.0]} | 26818.2207 | 145.4702 | 0.5424% | 26672.7505 | 99.46% | 14421.2188 | 53.77% | 3738.8809 | 13.94% | 59.1356 | 0 | 0% | 0 | 0% | 0 | 0% | 0 | 0% | 3101.9744 | 11.57% | 23716.2463 | 800.5825 | 2.985% | 26017.6382 | 18256.6172 | 68.08% | 8561.6035 | 19856.627 | 74.04% | 6961.5938 | 13260.4443 | 49.45% | 13557.7764 | 130.4287 | 0.4863% | 26687.792
274 | Hassayampa | ARIZONA MINOR | {'Palo Verde': [2.7, 0.0], 'Delaney': [14.1, 0.0]} | 0 | 0 | 0% | 0 | 0% | 0 | 0% | 0 | 0% | 0 | 0 | 0% | 0 | 0% | 0 | 0% | 0 | 0% | 0 | 0% | 0 | 0 | 0% | 0 | 0 | 0% | 0 | 0 | 0% | 0 | 0 | 0% | 0 | 0 | 0% | 0
275 | Hoodoo Wash | ARIZONA MINOR | {} | 0 | 0 | 0% | 0 | 0% | 0 | 0% | 0 | 0% | 0 | 0 | 0% | 0 | 0% | 0 | 0% | 0 | 0% | 0 | 0% | 0 | 0 | 0% | 0 | 0 | 0% | 0 | 0 | 0% | 0 | 0 | 0% | 0 | 0 | 0% | 0
276 | Innovation | SNV ELDORADO DESERT | {'Vista 2': [18.6, 0.0], 'Lathrop': [24.0, 0.0], 'Pahrump': [26.6, 0.0], 'Gamebird': [29.2, 0.0]} | 0 | 0 | 0% | 0 | 0% | 0 | 0% | 0 | 0% | 0 | 0 | 0% | 0 | 0% | 0 | 0% | 0 | 0% | 0 | 0% | 0 | 0 | 0% | 0 | 0 | 0% | 0 | 0 | 0% | 0 | 0 | 0% | 0 | 0 | 0% | 0
277 | Lathrop | SNV ELDORADO DESERT | {'Valley (VEA)': [11.3, 0.0], 'Innovation': [24.0, 0.0], 'Beatty': [27.5, 0.0]} | 0 | 0 | 0% | 0 | 0% | 0 | 0% | 0 | 0% | 0 | 0 | 0% | 0 | 0% | 0 | 0% | 0 | 0% | 0 | 0% | 0 | 0 | 0% | 0 | 0 | 0% | 0 | 0 | 0% | 0 | 0 | 0% | 0 | 0 | 0% | 0
278 | Mohave | SNV ELDORADO DESERT | {} | 9149.4316 | 108.7472 | 1.189% | 9040.6844 | 98.81% | 6803.2583 | 74.36% | 1866.8862 | 20.4% | 2.4093 | 3527.4307 | 38.55% | 0 | 0% | 0 | 0% | 0 | 0% | 1367.849 | 14.95% | 7781.5826 | 8148.978 | 89.07% | 1000.4536 | 0 | 0% | 9149.4316 | 8148.978 | 89.07% | 1000.4536 | 2260.0127 | 24.7% | 6889.4189 | 1435.3022 | 15.69% | 7714.1294
279 | Pahrump | SNV ELDORADO DESERT | {'Gamebird': [4.5, 133.0], 'Vista 2': [8.6, 8.0], 'Crazy Eyes': [13.6, 99.0], 'Sandy Valley': [22.9, 2.0], 'Innovation': [26.6, 0.0]} | 15451.4131 | 133.036 | 0.861% | 15318.3771 | 99.14% | 11909.0342 | 77.07% | 1735.2217 | 11.23% | 11.5161 | 0 | 0% | 0 | 0% | 0 | 0% | 0 | 0% | 3101.9744 | 20.08% | 12349.4387 | 800.5825 | 5.181% | 14650.8306 | 6900.1729 | 44.66% | 8551.2402 | 8500.1826 | 55.01% | 6951.2305 | 11454.667 | 74.13% | 3996.7461 | 109.909 | 0.7113% | 15341.5041
280 | Palo Verde | ARIZONA MINOR | {'Hassayampa': [2.7, 0.0], 'Delaney': [12.1, 0.0]} | 0 | 0 | 0% | 0 | 0% | 0 | 0% | 0 | 0% | 0 | 0 | 0% | 0 | 0% | 0 | 0% | 0 | 0% | 0 | 0% | 0 | 0 | 0% | 0 | 0 | 0% | 0 | 0 | 0% | 0 | 0 | 0% | 0 | 0 | 0% | 0
281 | Primm | SNV ELDORADO DESERT | {'Ivanpah': [9.5, 8.0], 'Eldorado': [22.0, 0.0], 'Sloan Canyon': [24.4, 0.0], 'Sandy Valley': [29.9, 0.0]} | 2035.5591 | 8.0224 | 0.3941% | 2027.5367 | 99.61% | 1039.464 | 51.07% | 966.9481 | 47.5% | 2.8021 | 0 | 0% | 0 | 0% | 0 | 0% | 0 | 0% | 888.2057 | 43.63% | 1147.3534 | 1387.3497 | 68.16% | 648.2094 | 536.3416 | 26.35% | 1499.2175 | 1422.5583 | 69.89% | 613.0007 | 1325.8933 | 65.14% | 709.6658 | 0 | 0% | 2035.5591
282 | Sloan Canyon (fka Bob) | SNV ELDORADO DESERT | {'Eldorado': [5.2, 0.0], 'Mead': [11.1, 0.0], 'Primm': [24.4, 0.0]} | 0 | 0 | 0% | 0 | 0% | 0 | 0% | 0 | 0% | 0 | 0 | 0% | 0 | 0% | 0 | 0% | 0 | 0% | 0 | 0% | 0 | 0 | 0% | 0 | 0 | 0% | 0 | 0 | 0% | 0 | 0 | 0% | 0 | 0 | 0% | 0
283 | Valley (VEA) | SNV ELDORADO DESERT | {'Lathrop': [11.3, 0.0], 'Beatty': [29.5, 0.0]} | 2871.6292 | 0 | 0% | 2871.6292 | 100% | 2869.8672 | 99.94% | 0 | 0% | 1.0887 | 0 | 0% | 0 | 0% | 0 | 0% | 0 | 0% | 0 | 0% | 2871.6292 | 0 | 0% | 2871.6292 | 0 | 0% | 2871.6292 | 0 | 0% | 2871.6292 | 2871.6292 | 100% | 0 | 13.0398 | 0.4541% | 2858.5893
284 | Vista (VEA) | SNV ELDORADO DESERT | {'Pahrump': [8.6, 8.0], 'Gamebird': [12.4, 8.0], 'Innovation': [18.6, 0.0], 'Crazy Eyes': [20.7, 0.0]} | 1048.946 | 8.076 | 0.7699% | 1040.87 | 99.23% | 669.1926 | 63.8% | 15.5325 | 1.481% | 2.2751 | 0 | 0% | 0 | 0% | 0 | 0% | 0 | 0% | 0.92708 | 0.08838% | 1048.019 | 751.1183 | 71.61% | 297.8277 | 1003.9802 | 95.71% | 44.9659 | 1004.9072 | 95.8% | 44.0388 | 598.3262 | 57.04% | 450.6199 | 109.909 | 10.48% | 939.037
285 | Bay Boulevard | SAN DIEGO | {'Silvergate': [6.6, 1032.0], 'Miguel': [8.1, 979.0], 'Otay Mesa': [11.0, 156.0], 'Mission': [12.3, 1014.0], 'Old Town': [12.3, 1014.0], 'Kearny': [15.6, 1005.0], 'Sycamore Canyon': [21.6, 0.0], 'Penasquitos': [22.6, 668.0], 'Suncrest': [27.7, 0.0]} | 14392.0176 | 1075.2693 | 7.471% | 13316.7483 | 92.53% | 3305.5769 | 22.97% | 6260.7659 | 43.5% | 25.25 | 0 | 0% | 0 | 0% | 6081.9727 | 42.26% | 2286.6992 | 15.89% | 726.3479 | 5.047% | 13665.6697 | 9315.6016 | 64.73% | 5076.416 | 13022.5088 | 90.48% | 1369.5088 | 13219.9346 | 91.86% | 1172.083 | 3969.2114 | 27.58% | 10422.8062 | 736.4851 | 5.117% | 13655.5325
286 | Beatty | SNV ELDORADO DESERT | {'Lathrop': [27.5, 0.0], 'Valley (VEA)': [29.5, 0.0]} | 2.8841 | 0 | 0% | 2.8841 | 100% | 0 | 0% | 0 | 0% | 0 | 0 | 0% | 0 | 0% | 0 | 0% | 0 | 0% | 0 | 0% | 2.8841 | 0 | 0% | 2.8841 | 0 | 0% | 2.8841 | 0 | 0% | 2.8841 | 2.8841 | 100% | 0 | 0 | 0% | 2.8841
287 | Lee Lake (Proposed) | RIVERSIDE | {'Viejo': [12.5, 256.0], 'Valley': [16.9, 7747.0], 'Margarita': [17.2, 144.0], 'Trabuco': [18.2, 125.0], 'Mira Loma': [19.0, 74.0], 'Santiago': [19.2, 127.0], 'Serrano': [20.3, 58.0], 'Capistrano': [20.5, 125.0], 'Vista': [21.5, 239.0], 'Chino': [21.6, 60.0], 'Talega': [21.6, 110.0], 'Villa Park': [22.6, 21.0], 'Johanna': [23.3, 15.0], 'Etiwanda': [23.8, 20.0], 'Rancho Vista': [23.8, 20.0], 'San Bernardino': [25.8, 0.0], 'El Casco': [26.1, 0.0], 'Lewis': [26.2, 15.0], 'San Onofre': [26.9, 0.0], 'Padua': [27.7, 20.0], 'Ellis': [28.8, 15.0]} | 58166.293 | 8181.9038 | 14.07% | 49984.3892 | 85.93% | 9904.0293 | 17.03% | 21988.5918 | 37.8% | 27.7576 | 1610.7654 | 2.769% | 110.997 | 0.1908% | 16202.6943 | 27.86% | 35959.1484 | 61.82% | 18696.1211 | 32.14% | 39470.1719 | 19612.5195 | 33.72% | 38553.7734 | 29616.6582 | 50.92% | 28549.6348 | 45067.125 | 77.48% | 13099.168 | 21638.3613 | 37.2% | 36527.9316 | 5615.5273 | 9.654% | 52550.7656
288 | Leprino Jct | SPGE | {'Henrietta': [3.9, 138768.0], 'Mustang': [4.8, 131868.0], 'GWF Hanford': [10.6, 118898.0], 'Waukena': [15.9, 106487.0], 'Gates': [17.7, 39180.0], 'Corcoran': [17.9, 97526.0], 'Schindler': [20.4, 9696.0], 'Kingsburg': [22.1, 12029.0], 'Avenal': [24.0, 18439.0], 'Excelsior': [24.8, 7115.0], 'Mc Mullin': [25.9, 4917.0], 'McCall': [27.8, 2739.0], 'Alpaugh': [28.4, 5271.0]} | 357532.4688 | 175305 | 49.03% | 182227.4688 | 50.97% | 95332.1953 | 26.66% | 221877.3984 | 62.06% | 9.2648 | 191439.9375 | 53.54% | 135011.7656 | 37.76% | 0 | 0% | 0 | 0% | 39636.2227 | 11.09% | 317896.2461 | 5419.5591 | 1.516% | 352112.9097 | 14443.2939 | 4.04% | 343089.1748 | 49975.0508 | 13.98% | 307557.418 | 0 | 0% | 357532.4688 | 6803.4365 | 1.903% | 350729.0322
289 | Mead | SNV ELDORADO DESERT | {'Sloan Canyon': [11.1, 0.0], 'Eldorado': [13.3, 0.0]} | 0 | 0 | 0% | 0 | 0% | 0 | 0% | 0 | 0% | 0 | 0 | 0% | 0 | 0% | 0 | 0% | 0 | 0% | 0 | 0% | 0 | 0 | 0% | 0 | 0 | 0% | 0 | 0 | 0% | 0 | 0 | 0% | 0 | 0 | 0% | 0
290 | Quinto | SPGE | {'Los Banos': [5.3, 24225.0], 'Miller': [9.6, 16905.0], 'Fink (Proposed)': [17.7, 6687.0], 'Crow Creek': [17.9, 6400.0], 'Hollister': [25.7, 0.0], 'Oro Loma': [28.0, 990.0], 'Llagas': [28.1, 0.0]} | 230767.5312 | 25174.3398 | 10.91% | 205593.1914 | 89.09% | 87101.7109 | 37.74% | 132675.8047 | 57.49% | 6.502 | 35266.3789 | 15.28% | 44529.543 | 19.3% | 23380.1816 | 10.13% | 0 | 0% | 136325.5156 | 59.07% | 94442.0156 | 37962.625 | 16.45% | 192804.9062 | 62688.3984 | 27.17% | 168079.1328 | 152986.6875 | 66.29% | 77780.8438 | 92861.2422 | 40.24% | 137906.2891 | 16422.1172 | 7.116% | 214345.4141
291 | Sandy | SNV ELDORADO DESERT | {'Crazy Eyes': [9.4, 15.0], 'Gamebird': [18.4, 15.0], 'Pahrump': [22.9, 2.0], 'Desert View': [29.3, 0.0], 'Primm': [29.9, 0.0]} | 10553.8818 | 2881.9729 | 27.31% | 7671.9089 | 72.69% | 5207.2896 | 49.34% | 2252.3301 | 21.34% | 34.7625 | 422.5146 | 4.003% | 0 | 0% | 0 | 0% | 0 | 0% | 0 | 0% | 10553.8818 | 0 | 0% | 10553.8818 | 7434.6245 | 70.44% | 3119.2573 | 7434.6245 | 70.44% | 3119.2573 | 2488.3813 | 23.58% | 8065.5005 | 83.2878 | 0.7892% | 10470.594
292 | Eldorado | SNV ELDORADO DESERT | {'Sloan Canyon': [5.2, 0.0], 'Mead': [13.3, 0.0], 'Primm': [22.0, 0.0]} | 0 | 0 | 0% | 0 | 0% | 0 | 0% | 0 | 0% | 0 | 0 | 0% | 0 | 0% | 0 | 0% | 0 | 0% | 0 | 0% | 0 | 0 | 0% | 0 | 0 | 0% | 0 | 0 | 0% | 0 | 0 | 0% | 0 | 0 | 0% | 0
293 | Fink (Proposed) |  | {'Crow Creek': [0.4, 37201.0], 'Miller': [8.1, 20370.0], 'Westley': [14.9, 10483.0], 'Quinto': [17.7, 6687.0], 'Los Banos': [22.8, 5737.0], 'Ripon': [26.7, 275.0]} | 303596.1562 | 37487.7188 | 12.35% | 266108.4375 | 87.65% | 87999.6719 | 28.99% | 182078.2969 | 59.97% | 10.7952 | 42825.4688 | 14.11% | 122936.5078 | 40.49% | 53501.6602 | 17.62% | 0 | 0% | 136449.3594 | 44.94% | 167146.7969 | 29643.5879 | 9.764% | 273952.5684 | 50141.0156 | 16.52% | 253455.1406 | 159144.125 | 52.42% | 144452.0312 | 93067.5 | 30.66% | 210528.6562 | 10222.6533 | 3.367% | 293373.5029
294 | Gates-Midway (Proposed) | SPGE | {'Arco': [8.7, 59213.0], 'Goose Lake': [15.8, 36565.0], 'Smyrna': [17.5, 25803.0], 'Olive': [19.4, 31982.0], 'Alpaugh': [21.2, 31657.0], 'Semitropic': [21.8, 7552.0], 'Kernridge': [23.2, 8959.0], 'Avenal': [24.4, 7029.0], 'Corcoran': [25.5, 16305.0], 'Waukena': [26.9, 9174.0], 'Charca': [27.0, 495.0], 'Temblor': [27.5, 1410.0], 'Caliente': [28.9, 1415.0]} | 361783.7188 | 93534.9922 | 25.85% | 268248.7266 | 74.15% | 112355.5078 | 31.06% | 236890.5859 | 65.48% | 7 | 95764.25 | 26.47% | 75582.3125 | 20.89% | 0 | 0% | 0 | 0% | 218943.8281 | 60.52% | 142839.8906 | 23505.2031 | 6.497% | 338278.5156 | 47979.8633 | 13.26% | 313803.8555 | 230858.5 | 63.81% | 130925.2188 | 1716.2073 | 0.4744% | 360067.5115 | 19346.9492 | 5.348% | 342436.7695
295 | Rancho Seco - Bellota (Proposed) | NORTHERN CALIFORNIA | {'Camanche': [5.8, 25989.0], 'Bellota': [8.2, 24859.0], 'Lockeford': [9.0, 32069.0], 'Weber': [19.8, 16755.0], 'Eight Mile': [21.3, 14427.0], 'Stagg': [21.5, 11906.0], 'Riverbank': [25.6, 3148.0], 'Ripon': [27.3, 1796.0], 'Vierra': [27.7, 1613.0], 'New Melones': [28.5, 0.0], 'Warnerville': [29.0, 688.0]} | 296278.4688 | 33836.7695 | 11.42% | 262441.6992 | 88.58% | 40749.0781 | 13.75% | 181112.6406 | 61.13% | 15.472 | 57635.6172 | 19.45% | 74952.3203 | 25.3% | 51403.5352 | 17.35% | 0 | 0% | 140251.7656 | 47.34% | 156026.7031 | 75845.3438 | 25.6% | 220433.125 | 147970.3906 | 49.94% | 148308.0781 | 195950.9844 | 66.14% | 100327.4844 | 95723.625 | 32.31% | 200554.8438 | 40637.1875 | 13.72% | 255641.2812
296 | Midway - Wheeler Ridge (Proposed) | SPGE | {'Elk Hills': [9.4, 19532.0], 'Norco': [11.6, 23309.0], 'Taft': [12.1, 11050.0], 'Tevis': [15.8, 19780.0], 'Tupman': [16.0, 11694.0], 'Wheeler Ridge': [16.7, 17800.0], 'Stockdale': [17.6, 16220.0], 'Renfro': [19.3, 8953.0], 'Kern Power': [20.3, 9314.0], 'Rosedale': [20.7, 9536.0], 'West Park': [21.7, 9692.0], 'Midway': [22.1, 0.0], 'Rio Bravo': [22.1, 1665.0], '7th Standard': [23.3, 5158.0], 'Bakersfield': [23.6, 7026.0], 'Grimmway-Malaga': [24.6, 4610.0], 'Magunden': [25.6, 4417.0], 'Unknown - 3327': [25.9, 3757.0], 'Lamont': [26.0, 3705.0], 'Kern Oil': [26.1, 2588.0], 'Columbus': [26.6, 2689.0], 'Lerdo': [27.0, 99.0], 'Shafter': [27.2, 0.0], 'Pastoria': [27.3, 75.0], 'Sycamore': [27.7, 820.0], 'Cal Water': [29.3, 508.0]} | 253881.5469 | 30331.252 | 11.95% | 223550.2949 | 88.05% | 62649.0039 | 24.68% | 182017.1523 | 71.69% | 6.8817 | 53774.5547 | 21.18% | 103341.1797 | 40.7% | 0 | 0% | 0 | 0% | 56127.6523 | 22.11% | 197753.8945 | 97149.4141 | 38.27% | 156732.1328 | 144328.7969 | 56.85% | 109552.75 | 160681.0938 | 63.29% | 93200.4531 | 10845.7656 | 4.272% | 243035.7812 | 14063.9805 | 5.54% | 239817.5664
297 | Suncrest - Ocotillo (Proposed) | GREATER IMPERIAL | {'Boulevard': [13.7, 17726.0], 'Suncrest': [13.8, 3158.0], 'East County': [22.1, 9225.0], 'Ocotillo Express': [23.8, 300.0]} | 156420.9688 | 20791.7598 | 13.29% | 135629.209 | 86.71% | 49586.9727 | 31.7% | 83471.668 | 53.36% | 8.7987 | 277.1834 | 0.1772% | 343.8299 | 0.2198% | 36594.7695 | 23.4% | 117747.0859 | 75.28% | 15543.6943 | 9.937% | 140877.2744 | 42392.7148 | 27.1% | 114028.2539 | 67573.9922 | 43.2% | 88846.9766 | 89565.6562 | 57.26% | 66855.3125 | 97165.3203 | 62.12% | 59255.6484 | 5164.9917 | 3.302% | 151255.9771
298 | North Gila - IV (Proposed) | GREATER IMPERIAL | {'Highline': [4.3, 17993.0], 'El Centro': [19.4, 11651.0], 'Imperial Valley': [29.3, 546.0]} | 115874.4922 | 19239 | 16.6% | 96635.4922 | 83.4% | 24231.7441 | 20.91% | 87093.9902 | 75.16% | 8 | 12488.6973 | 10.78% | 72499.2188 | 62.57% | 0 | 0% | 0 | 0% | 4310.6875 | 3.72% | 111563.8047 | 23396.7695 | 20.19% | 92477.7227 | 23396.7695 | 20.19% | 92477.7227 | 27707.457 | 23.91% | 88167.0352 | 11799.4365 | 10.18% | 104075.0557 | 6701.0713 | 5.783% | 109173.4209
299 | Lugo - Pisgah (Proposed) | GREATER KRAMER | {'Calcite': [18.2, 14125.0]} | 102559.2188 | 29651.3301 | 28.91% | 72907.8887 | 71.09% | 17010.9297 | 16.59% | 33978.543 | 33.13% | 39.25 | 70.4992 | 0.06874% | 425.3142 | 0.4147% | 15751.3701 | 15.36% | 0 | 0% | 25586.3613 | 24.95% | 76972.8574 | 15258.7363 | 14.88% | 87300.4824 | 21120.7617 | 20.59% | 81438.457 | 43341.5703 | 42.26% | 59217.6484 | 53341.3906 | 52.01% | 49217.8281 | 204.6434 | 0.1995% | 102354.5753
300 | Crow Creek | SPGE | {'Fink (Proposed)': [0.4, 37201.0], 'Miller': [8.4, 20120.0], 'Westley': [14.7, 10774.0], 'Quinto': [17.9, 6400.0], 'Los Banos': [23.0, 5450.0], 'Ripon': [26.4, 380.0]} | 305832.75 | 38029.8438 | 12.43% | 267802.9062 | 87.57% | 85645.8594 | 28% | 185206.7031 | 60.56% | 11 | 43012.1133 | 14.06% | 127269.1953 | 41.61% | 52971.8359 | 17.32% | 0 | 0% | 136468.8438 | 44.62% | 169363.9062 | 29456.6738 | 9.632% | 276376.0762 | 49886.1016 | 16.31% | 255946.6484 | 159204.8281 | 52.06% | 146627.9219 | 90693.8438 | 29.65% | 215138.9062 | 10384.3535 | 3.395% | 295448.3965
301 | Harry Allen | NEVADA MAJOR | {'Desert View': [26.7, 0.0]} | 0 | 0 | 0% | 0 | 0% | 0 | 0% | 0 | 0% | 0 | 0 | 0% | 0 | 0% | 0 | 0% | 0 | 0% | 0 | 0% | 0 | 0 | 0% | 0 | 0 | 0% | 0 | 0 | 0% | 0 | 0 | 0% | 0 | 0 | 0% | 0
302 | Kirker | NORTHERN CALIFORNIA | {'Pittsburg': [1.2, 33809.0], 'Clayton': [6.3, 15211.0], 'Contra Costa': [6.9, 29326.0], 'Birds Landing': [8.3, 29384.0], 'Lone Tree': [9.5, 21086.0], 'Shiloh III': [10.8, 28079.0], 'Martinez': [11.5, 5172.0], 'Brentwood': [14.3, 9074.0], 'Peabody': [18.6, 17636.0], 'Carquinez': [19.3, 4130.0], 'Cayetano': [20.8, 1876.0], 'Delta Pumps': [21.8, 1876.0], 'Grand Island': [22.5, 21727.0], 'Kelso': [22.6, 1853.0], 'Tulucay': [25.2, 2650.0], 'Vaca-Dixon & Gc Yard': [26.3, 1515.0], 'Midway Green Ridge Services': [26.8, 0.0], 'Tesla': [28.3, 0.0], 'Eight Mile': [28.9, 0.0], 'Eastshore': [29.7, 0.0]} | 117396.3516 | 34051.8594 | 29.01% | 83344.4922 | 70.99% | 21529.252 | 18.34% | 79159.5137 | 67.43% | 15.2857 | 31455.707 | 26.79% | 3903.4114 | 3.325% | 17368.6445 | 14.79% | 5286.2441 | 4.503% | 24875.0977 | 21.19% | 92521.2539 | 55918.2852 | 47.63% | 61478.0664 | 52853 | 45.02% | 64543.3516 | 69449.8047 | 59.16% | 47946.5469 | 14380.1582 | 12.25% | 103016.1934 | 24713.9043 | 21.05% | 92682.4473
303 | Logan Creek | NORTHERN CALIFORNIA | {'Delevan': [11.8, 47389.0], 'Glenn': [17.7, 24908.0], 'Cortina': [29.0, 580.0]} | 395395.1875 | 87731.7109 | 22.19% | 307663.4766 | 77.81% | 160955.5781 | 40.71% | 225163.7031 | 56.95% | 6.1774 | 89582.1094 | 22.66% | 119223.5625 | 30.15% | 56432.707 | 14.27% | 0 | 0% | 127811.6172 | 32.33% | 267583.5703 | 20847.5391 | 5.273% | 374547.6484 | 40032.9141 | 10.12% | 355362.2734 | 155595.875 | 39.35% | 239799.3125 | 116624.6328 | 29.5% | 278770.5547 | 14733.7969 | 3.726% | 380661.3906
304 | Julian Hinds | RIVERSIDE | {'Kem': [13.4, 4810.0], 'Red Bluff': [18.1, 3864.0]} | 20050.2578 | 4809.6675 | 23.99% | 15240.5903 | 76.01% | 8447.0225 | 42.13% | 10925.1553 | 54.49% | 5.4907 | 203.0405 | 1.013% | 0 | 0% | 0 | 0% | 0 | 0% | 3568.8298 | 17.8% | 16481.428 | 7350.2661 | 36.66% | 12699.9917 | 721.4977 | 3.598% | 19328.7601 | 10269.7959 | 51.22% | 9780.4619 | 9167.8359 | 45.72% | 10882.4219 | 0 | 0% | 20050.2578
305 | Hollister | SPGE | {'Llagas': [13.0, 26785.0], 'Moss Landing': [20.8, 10555.0], 'Los Banos': [25.0, 0.0], 'Quinto': [25.7, 0.0]} | 265986.5312 | 33905.25 | 12.75% | 232081.2812 | 87.25% | 92537.3672 | 34.79% | 139753.8359 | 52.54% | 8.8724 | 21213.1191 | 7.975% | 29078.3594 | 10.93% | 87941.0547 | 33.06% | 3933.3606 | 1.479% | 151505.0156 | 56.96% | 114481.5156 | 37132.9922 | 13.96% | 228853.5391 | 72823.5469 | 27.38% | 193162.9844 | 184119.0156 | 69.22% | 81867.5156 | 129382.2422 | 48.64% | 136604.2891 | 11676.5352 | 4.39% | 254309.9961
306 | Boulevard | GREATER IMPERIAL | {'East County': [9.0, 15212.0], 'Suncrest - Ocotillo (Proposed)': [13.7, 17726.0], 'Ocotillo Express': [14.6, 5840.0], 'Suncrest': [26.0, 359.0]} | 106905.3672 | 23712.2305 | 22.18% | 83193.1367 | 77.82% | 29162.0527 | 27.28% | 62095.9863 | 58.09% | 9.4522 | 255.797 | 0.2393% | 410.0768 | 0.3836% | 45102.9102 | 42.19% | 53981.1562 | 50.49% | 9755.3398 | 9.125% | 97150.0273 | 20860.3926 | 19.51% | 86044.9746 | 29760.3789 | 27.84% | 77144.9883 | 49614.3516 | 46.41% | 57291.0156 | 55237.0625 | 51.67% | 51668.3047 | 2427.9011 | 2.271% | 104477.4661
307 | Llagas | NORTHERN CALIFORNIA | {'Hollister': [13.0, 26785.0], 'Metcalf 1': [18.1, 6609.0], 'Metcalf Energy Center': [18.1, 6843.0], 'Moss Landing': [18.4, 10378.0], 'Hicks': [24.6, 1046.0], 'Quinto': [28.1, 0.0], 'Miller': [29.6, 0.0], 'Los Banos': [29.8, 0.0]} | 191689.625 | 36773.7383 | 19.18% | 154915.8867 | 80.82% | 39247.125 | 20.47% | 100461.875 | 52.41% | 17.3087 | 17639.8359 | 9.202% | 29796.4219 | 15.54% | 67430.2578 | 35.18% | 23437.3164 | 12.23% | 100684.2969 | 52.52% | 91005.3281 | 16415.1602 | 8.563% | 175274.4648 | 27430.4395 | 14.31% | 164259.1855 | 112968.7812 | 58.93% | 78720.8438 | 71552.75 | 37.33% | 120136.875 | 8914.3633 | 4.65% | 182775.2617
308 | Miller | SPGE | {'Fink (Proposed)': [8.1, 20370.0], 'Crow Creek': [8.4, 20120.0], 'Quinto': [9.6, 16905.0], 'Los Banos': [14.8, 15955.0], 'Westley': [23.1, 3190.0], 'Llagas': [29.6, 0.0]} | 237895.3906 | 30754.4102 | 12.93% | 207140.9805 | 87.07% | 86341.2812 | 36.29% | 134547.1406 | 56.56% | 8.9335 | 36714.3281 | 15.43% | 71391.9219 | 30.01% | 46873.4844 | 19.7% | 0 | 0% | 96533.4062 | 40.58% | 141361.9844 | 21782.6582 | 9.156% | 216112.7324 | 35340.5352 | 14.86% | 202554.8555 | 118771.9766 | 49.93% | 119123.4141 | 80873.3594 | 34% | 157022.0312 | 15414.0312 | 6.479% | 222481.3594
309 | Madison | NORTHERN CALIFORNIA | {'Putah Creek': [10.3, 9216.0], 'Woodland': [11.3, 10597.0], 'Davis': [15.4, 9734.0], 'Vaca-Dixon & Gc Yard': [18.8, 4564.0], 'Peabody': [26.6, 1435.0]} | 304032.8438 | 15289.0781 | 5.029% | 288743.7656 | 94.97% | 43696.7305 | 14.37% | 242905.0508 | 79.89% | 7.8564 | 37590.3906 | 12.36% | 151097.3594 | 49.7% | 49988.5898 | 16.44% | 0 | 0% | 188422.1562 | 61.97% | 115610.6875 | 20996.041 | 6.906% | 283036.8027 | 45326.3789 | 14.91% | 258706.4648 | 211287.0781 | 69.49% | 92745.7656 | 49961.8633 | 16.43% | 254070.9805 | 9542.6064 | 3.139% | 294490.2373
310 | New Melones | NORTHERN CALIFORNIA | {'Peoria': [3.4, 7617.0], 'Chinese Station': [5.7, 7595.0], 'Curtis': [11.6, 7165.0], 'Warnerville': [20.5, 377.0], 'Riverbank': [24.0, 0.0], 'Bellota': [26.8, 0.0], 'Rancho Seco - Bellota (Proposed)': [28.5, 0.0]} | 207420.3594 | 8293.7773 | 3.999% | 199126.582 | 96% | 64598.082 | 31.14% | 117974.7461 | 56.88% | 10.8086 | 5820.8755 | 2.806% | 1358.668 | 0.655% | 111259.1719 | 53.64% | 3654.6345 | 1.762% | 150564.0312 | 72.59% | 56856.3281 | 55338.1484 | 26.68% | 152082.2109 | 75242.1719 | 36.28% | 132178.1875 | 174570.9531 | 84.16% | 32849.4062 | 152614.5156 | 73.58% | 54805.8438 | 18308.6426 | 8.827% | 189111.7168
311 | Waukena | SPGE | {'Corcoran': [2.3, 183323.0], 'GWF Hanford': [9.9, 126821.0], 'Alpaugh': [13.8, 75281.0], 'Leprino': [15.9, 106487.0], 'Olive': [18.2, 55708.0], 'Henrietta': [19.6, 73375.0], 'Mustang': [20.2, 68043.0], 'Rector': [21.8, 5778.0], 'Kingsburg': [24.2, 16529.0], 'Gates-Midway (Proposed)': [26.9, 9174.0], 'Smyrna': [29.8, 74.0]} | 394741.9062 | 197094.9688 | 49.93% | 197646.9375 | 50.07% | 109449.2969 | 27.73% | 263528.2969 | 66.76% | 7.7762 | 211196.25 | 53.5% | 139280.375 | 35.28% | 0 | 0% | 0 | 0% | 52844.9414 | 13.39% | 341896.9648 | 5756.3584 | 1.458% | 388985.5479 | 21962.6875 | 5.564% | 372779.2188 | 72578.5938 | 18.39% | 322163.3125 | 0 | 0% | 394741.9062 | 12964.7158 | 3.284% | 381777.1904
312 | Colgate | NORTHERN CALIFORNIA | {'Brunswick': [10.8, 6744.0], 'Palermo': [19.5, 2489.0], 'Higgins': [20.5, 1378.0], 'Honcut': [21.7, 3341.0], 'Wyandotte': [21.8, 615.0], 'East Marysville': [23.0, 4047.0], 'Drum 1': [23.2, 3171.0], 'Olivehurst': [25.1, 2968.0], 'Thermalito': [26.8, 0.0], 'Pease': [27.6, 299.0], 'Table Mt.': [28.8, 0.0]} | 227600.4375 | 18980.2227 | 8.339% | 208620.2148 | 91.66% | 12581.5352 | 5.528% | 119380.8867 | 52.45% | 20.85 | 3455.9277 | 1.518% | 753.6831 | 0.3311% | 121537.7188 | 53.4% | 89126.0781 | 39.16% | 174030.875 | 76.46% | 53569.5625 | 30302.9375 | 13.31% | 197297.5 | 48773.1836 | 21.43% | 178827.2539 | 191447.3438 | 84.12% | 36153.0938 | 97894.4062 | 43.01% | 129706.0312 | 7945.8462 | 3.491% | 219654.5913
313 | New Sub - Pit 1 - Cottonwood (Proposed) | NORTHERN CALIFORNIA | {'Round Mt.': [6.1, 21093.0], 'Cove Road': [6.8, 20593.0], 'Pit 1': [20.5, 15170.0]} | 283293.0938 | 32379.4531 | 11.43% | 250913.6406 | 88.57% | 148559.5312 | 52.44% | 125908.6562 | 44.44% | 5.2511 | 6854.3574 | 2.42% | 402.789 | 0.1422% | 249175.125 | 87.96% | 26327.5059 | 9.293% | 146472.0938 | 51.7% | 136821 | 43524.7188 | 15.36% | 239768.375 | 52838.7969 | 18.65% | 230454.2969 | 167756.4219 | 59.22% | 115536.6719 | 182627.4844 | 64.47% | 100665.6094 | 19842.3789 | 7.004% | 263450.7148
314 | Excelsior | SPGE | {'Schindler': [5.2, 103736.0], 'Cantua': [6.5, 89124.0], 'Helm': [13.6, 88858.0], 'Tranquility': [16.3, 38506.0], 'Gates': [18.8, 9999.0], 'Mc Mullin': [19.0, 52659.0], 'Mustang': [20.9, 14802.0], 'Henrietta': [21.3, 15157.0], 'Cheney': [23.2, 11498.0], 'Leprino': [24.8, 7115.0], 'Mendota': [25.5, 10721.0], 'Panoche': [26.2, 1948.0], 'Kearney (New)': [28.7, 1783.0], 'Avenal': [29.8, 11.0]} | 390855.5 | 112638.3047 | 28.82% | 278217.1953 | 71.18% | 115175.5469 | 29.47% | 271160.6406 | 69.38% | 6.4478 | 134686.1562 | 34.46% | 174993.0625 | 44.77% | 0 | 0% | 0 | 0% | 119264.8672 | 30.51% | 271590.6328 | 11298.8398 | 2.891% | 379556.6602 | 33920.5117 | 8.679% | 356934.9883 | 130608.4062 | 33.42% | 260247.0938 | 39517.6406 | 10.11% | 351337.8594 | 2329.4204 | 0.596% | 388526.0796
315 | Cal Flats | SPGE | {'Cholame': [12.7, 30344.0], 'Avenal': [13.7, 13985.0], 'Gates': [21.7, 8801.0], 'Arco': [23.8, 4763.0], 'Templeton': [29.6, 397.0]} | 355117.9375 | 53467.3984 | 15.06% | 301650.5391 | 84.94% | 182921.0625 | 51.51% | 167066.4062 | 47.05% | 5.1075 | 22837.5859 | 6.431% | 4103.5059 | 1.156% | 83547.25 | 23.53% | 0 | 0% | 159098.2656 | 44.8% | 196019.6719 | 24642.6113 | 6.939% | 330475.3262 | 71842.8359 | 20.23% | 283275.1016 | 201602.7656 | 56.77% | 153515.1719 | 221316.7656 | 62.32% | 133801.1719 | 3380.7527 | 0.952% | 351737.1848

## LandEnv_Solar_Data_20mi
CEC calculated land-use and environmental data criteria for in-state substations at a 20 mile radius for solar resource potential.
|  |  |  | Res. Potential Base (after techno-economic & protected areas exclusisons) | Res. Potential after Core Land Use Screen (Lower Implications Land) | Percentage of Base Potential w/ Lower Implications | Res. Potential excluded by Core screen (Higher Implications Land) | Percentage of Base Potential w/ Higher Implications | Base Res. Potential w/ Parcelization value less than 6 | Percentage of Base Potential w/ Parcelization value less than 6 | Base Res. Potential w/ Parcelization value less than 30 & greater than 6 | Percentage of Base Potential w/ Parcelization value less than 30 & greater than 6 | 10th Percentile Parcelization Value | Base Res. Potential w/ Low Cropland Index Values | Percentage of Base Potential w/ Low Cropland Index Values | Base Res. Potential w/ High Cropland Index Values | Percentage of Base Potential w/ High Cropland Index Values | Base Res. Potential w/ Tier 2 Fire Threat | Percentage of Base Potential w/ Tier 2 Fire Threat | Base Res. Potential w/ Tier 3 Fire Threat | Percentage of Base Potential w/ Tier 3 Fire Threat | Base Res. Potential w/ ACE Terrestrial Connectivity, 4 or 5, (High Implications) | Percentage of Base Potential w/ Terrestrial Connectivity High Implications | Base Res. Potential w/ Terrestrial Connectivity Low Implications | Base Res. Potential w/ ACE Biodiversity, 5, (High Implications) | Percentage of Base Potential w/ Biodiversity High Implications | Base Res. Potential w/ Biodiversity Low Implications | Base Res. Potential w/ ACE Irreplaceability, 4 or 5, (High Implications) | Percentage of Base Potential w/ Irreplaceability High Implications | Base Res. Potential w/ Irreplaceability Low Implications | Base Res. Potential w/ Any of the three ACE datasets High Implications | Percentage of Base Potential w/ Any of the three ACE datasets High Implications | Base Res. Potential w/ Any of the three ACE datasets Low Implications | Base Res. Potential w/ High Terrestrial Landscape Intactness | Percentage of Base Potential w/ High Terrestrial Landscape Intactness | Base Res. Potential w/ Low Terrestrial Landscape Intactness | Base Res. Potential w/ Classified as Wetlands | Percentage of Base Potential w/ Classified as Wetlands | Base Res. Potential w/ Not Classified as Wetlands
Blue columns indicate additional data calculate/added by CPUC staff in dashboard.
Distance in miles to nearby substations
OBJECTID | IRP_Substation_Name | RESOLVE_Solar_Area | Substation Overlaps [distance (mi), res. pot. (acres)] | RPB_Acres | TRP_Acres | Perc_TRP | High_Implication_Acres | Perc_HighImplication | Parcels_LT_6 | Perc_ParcLT6 | Parcels_LT_30_GT6 | Perc_ParcLT30GT6 | 10th Percentile Parcelization | LowCrop_Acres | Perc_LowCrop | HighCrop_Acres | Perc_HighCrop | FT_Tier2_Acres | Perc_FT_Tier2 | FT_Tier3_Acres | Perc_FT_Tier3 | Conn45_Acres | Perc_Conn45 | Low Conn Acres | Bio5_Acres | Perc_Bio5 | Low Bio Acres | Irr45_Acres | Perc_Irr45 | Low Irr Acres | ACE_All_Acres | Perc_AllACE | Low AllACE Acres | High_Intact_Acres | Perc_HighIntact | LowIntact Acres | Wetlands_Acres | Perc_Wetlands | Not Wetlands Acres
0 | East Shore | NORTHERN CALIFORNIA | {'Newark': [11.2, 6029.0], 'Martin': [16.9, 5063.0], 'Los Esteros': [17.0, 3497.0], 'Scott': [19.3, 3478.0], 'Cayetano': [20.5, 4249.0], 'Clayton': [23.5, 1452.0], 'Martinez': [26.9, 2127.0], 'Hicks': [29.5, 237.0], 'Lone Tree': [29.5, 1159.0], 'Kirker': [29.7, 316.0], 'Delta Pumps': [29.7, 3417.0], 'Midway Green Ridge Services': [29.8, 3338.0], 'Kelso': [30.5, 3280.0], 'Tesla': [30.8, 3334.0], 'Pittsburg': [30.9, 316.0], 'Brentwood': [31.5, 1075.0], 'Contra Costa': [31.6, 932.0], 'Carquinez': [33.0, 588.0], 'Metcalf Energy Center': [34.5, 137.0], 'Metcalf 1': [34.5, 137.0], 'Birds Landing': [37.9, 0.0], 'Ignacio': [38.9, 350.0]} | 97354.5781 | 9549.0928 | 9.809% | 87805.4854 | 90.19% | 21518.9688 | 22.1% | 60439.5312 | 62.08% | 30.1176 | 737.3521 | 0.7574% | 239.3775 | 0.2459% | 35109.2461 | 36.06% | 37901.0234 | 38.93% | 55762.6992 | 57.28% | 41591.8789 | 41521.9023 | 42.65% | 55832.6758 | 64269.2383 | 66.02% | 33085.3398 | 79734.5391 | 81.9% | 17620.0391 | 48630.7969 | 49.95% | 48723.7812 | 7767.083 | 7.978% | 89587.4951
1 | Newark | NORTHERN CALIFORNIA | {'Los Esteros': [5.9, 5760.0], 'Scott': [8.7, 5742.0], 'Eastshore': [11.2, 6029.0], 'Hicks': [19.0, 2500.0], 'Cayetano': [20.2, 4132.0], 'Metcalf 1': [23.3, 2400.0], 'Metcalf Energy Center': [23.4, 2400.0], 'Midway Green Ridge Services': [26.8, 3221.0], 'Martin': [27.1, 1858.0], 'Tesla': [27.3, 3217.0], 'Delta Pumps': [28.8, 3300.0], 'Kelso': [29.3, 3164.0], 'Clayton': [30.6, 1184.0], 'Lone Tree': [33.2, 1042.0], 'Brentwood': [33.5, 958.0], 'Kirker': [36.2, 0.0], 'Martinez': [36.2, 0.0], 'Contra Costa': [36.2, 813.0], 'Pittsburg': [37.3, 0.0]} | 115477.9062 | 8491.2051 | 7.353% | 106986.7012 | 92.65% | 32065.252 | 27.77% | 69955.6152 | 60.58% | 18 | 1507.7083 | 1.306% | 346.94 | 0.3004% | 72833.1562 | 63.07% | 22109.4434 | 19.15% | 72513.0078 | 62.79% | 42964.8984 | 44065.1641 | 38.16% | 71412.7422 | 61433.6016 | 53.2% | 54044.3047 | 93236.9922 | 80.74% | 22240.9141 | 69721.1484 | 60.38% | 45756.7578 | 8421.0791 | 7.292% | 107056.8271
2 | Tesla | NORTHERN CALIFORNIA | {'Midway Green Ridge Services': [1.6, 9057.0], 'Kelso': [6.2, 8158.0], 'Delta Pumps': [6.8, 7878.0], 'Cayetano': [11.4, 6882.0], 'Brentwood': [15.5, 4623.0], 'Vierra': [17.0, 4272.0], 'Lone Tree': [19.3, 2991.0], 'Westley': [21.7, 4175.0], 'Stagg': [22.7, 999.0], 'Weber': [22.8, 2037.0], 'Contra Costa': [23.1, 2846.0], 'Ripon': [23.1, 4267.0], 'Eight Mile': [26.0, 273.0], 'Clayton': [27.3, 2991.0], 'Newark': [27.3, 3217.0], 'Los Esteros': [28.2, 2259.0], 'Kirker': [28.3, 1985.0], 'Pittsburg': [28.8, 1985.0], 'Eastshore': [30.8, 3334.0], 'Scott': [31.5, 2259.0], 'Birds Landing': [31.9, 1466.0], 'Crow Creek': [33.1, 782.0], 'Fink (Proposed)': [33.2, 776.0], 'Metcalf 1': [35.1, 0.0], 'Shiloh III': [35.1, 1466.0], 'Metcalf Energy Center': [35.4, 0.0], 'Lockeford': [35.6, 268.0], 'Grand Island': [35.9, 0.0], 'Riverbank': [36.1, 804.0], 'Martinez': [36.6, 999.0], 'Bellota': [36.7, 273.0], 'Hicks': [37.9, 0.0]} | 441313.1562 | 9522.1055 | 2.158% | 431791.0508 | 97.84% | 137906.4531 | 31.25% | 259341.1719 | 58.77% | 12.0248 | 25649.8965 | 5.812% | 163358.875 | 37.02% | 92405.0781 | 20.94% | 6008.3169 | 1.361% | 234700.4688 | 53.18% | 206612.6875 | 155226.6406 | 35.17% | 286086.5156 | 169640.7812 | 38.44% | 271672.375 | 281096.6875 | 63.7% | 160216.4688 | 128910.3438 | 29.21% | 312402.8125 | 24313.0195 | 5.509% | 417000.1367
3 | Cabrillo | SPGE | {'Sisquoc': [17.3, 43335.0], 'Mesa': [25.2, 17188.0], 'Oceano': [32.7, 5393.0], 'Goleta': [33.7, 12856.0]} | 302349 | 55249.9219 | 18.27% | 247099.0781 | 81.73% | 157298.6406 | 52.03% | 133998.2344 | 44.32% | 6.364 | 22008.0332 | 7.279% | 29032.916 | 9.602% | 208534.0938 | 68.97% | 5017.854 | 1.66% | 138286.0156 | 45.74% | 164062.9844 | 15745.5518 | 5.208% | 286603.4482 | 108068.1562 | 35.74% | 194280.8438 | 202976.7344 | 67.13% | 99372.2656 | 110881.75 | 36.67% | 191467.25 | 12329.2275 | 4.078% | 290019.7725
4 | Honcut | NORTHERN CALIFORNIA | {'Palermo': [10.1, 29671.0], 'East Marysville': [11.0, 31041.0], 'Pease': [11.0, 38383.0], 'Wyandotte': [12.2, 25994.0], 'Thermalito': [13.5, 25918.0], 'Olivehurst': [16.0, 29618.0], 'Table Mt.': [16.4, 21381.0], 'Colgate': [21.7, 8566.0], 'Rio Oso': [27.5, 16743.0], 'Brunswick': [30.6, 5218.0], 'Higgins': [33.1, 3087.0], 'Delevan': [36.2, 6570.0], 'Cortina': [36.4, 2477.0], 'Pleasant Grove': [37.8, 3891.0], 'Logan Creek': [38.8, 450.0]} | 486294.9375 | 56468.8867 | 11.61% | 429826.0508 | 88.39% | 38858.4141 | 7.991% | 339636.4297 | 69.84% | 13 | 169918.3906 | 34.94% | 104239.7344 | 21.44% | 97917.1719 | 20.14% | 9713.0469 | 1.997% | 277913.3438 | 57.15% | 208381.5938 | 63292.6836 | 13.02% | 423002.2539 | 155138.6562 | 31.9% | 331156.2812 | 374914.5 | 77.1% | 111380.4375 | 71022.3516 | 14.6% | 415272.5859 | 46486.3945 | 9.559% | 439808.543
5 | Palermo | NORTHERN CALIFORNIA | {'Wyandotte': [2.9, 35062.0], 'Thermalito': [7.4, 29297.0], 'Table Mt.': [9.7, 27319.0], 'Honcut': [10.1, 29671.0], 'Colgate': [19.5, 11669.0], 'East Marysville': [20.2, 10838.0], 'Pease': [21.1, 14161.0], 'Olivehurst': [25.1, 10519.0], 'Brunswick': [30.1, 4783.0], 'Rio Oso': [36.0, 2516.0], 'Higgins': [36.4, 1727.0]} | 489615.9062 | 38738.5469 | 7.912% | 450877.3594 | 92.09% | 41642.4609 | 8.505% | 325942.0078 | 66.57% | 14.1406 | 142652.7812 | 29.14% | 66497.7188 | 13.58% | 122483.5078 | 25.02% | 82340.1484 | 16.82% | 320693.7812 | 65.5% | 168922.125 | 79338.1641 | 16.2% | 410277.7422 | 191811.9219 | 39.18% | 297803.9844 | 412824.0625 | 84.32% | 76791.8438 | 116704.9766 | 23.84% | 372910.9297 | 49070.2344 | 10.02% | 440545.6719
6 | Table Mountain | NORTHERN CALIFORNIA | {'Thermalito': [2.9, 33489.0], 'Wyandotte': [7.1, 30027.0], 'Palermo': [9.7, 27319.0], 'Honcut': [16.4, 21381.0], 'Pease': [26.6, 6368.0], 'East Marysville': [27.4, 2666.0], 'Colgate': [28.8, 4743.0], 'Glenn': [30.7, 3923.0], 'Olivehurst': [32.4, 2400.0], 'Logan Creek': [33.0, 1952.0], 'Delevan': [35.8, 1479.0], 'Brunswick': [39.6, 0.0]} | 452041.9062 | 33670.9219 | 7.449% | 418370.9844 | 92.55% | 53307.0508 | 11.79% | 305952.7305 | 67.68% | 12.8909 | 143801.5625 | 31.81% | 93254.0469 | 20.63% | 89426.3984 | 19.78% | 61006.0898 | 13.5% | 241280.0625 | 53.38% | 210761.8438 | 94157.4688 | 20.83% | 357884.4375 | 225273.5469 | 49.83% | 226768.3594 | 362007.0938 | 80.08% | 90034.8125 | 92703.0938 | 20.51% | 359338.8125 | 51308.0898 | 11.35% | 400733.8164
7 | Wyandotte | NORTHERN CALIFORNIA | {'Palermo': [2.9, 35062.0], 'Thermalito': [5.1, 32001.0], 'Table Mt.': [7.1, 30027.0], 'Honcut': [12.2, 25994.0], 'Colgate': [21.8, 9950.0], 'East Marysville': [22.7, 7161.0], 'Pease': [23.1, 10484.0], 'Olivehurst': [27.6, 6842.0], 'Brunswick': [32.5, 3168.0], 'Glenn': [37.7, 1965.0], 'Rio Oso': [38.6, 387.0], 'Logan Creek': [38.7, 0.0], 'Higgins': [39.2, 27.0], 'Delevan': [39.9, 0.0]} | 486975.9062 | 38105.3477 | 7.825% | 448870.5586 | 92.18% | 47061.2383 | 9.664% | 318565.1992 | 65.42% | 14.3663 | 148149.8125 | 30.42% | 67641.6953 | 13.89% | 115703.5 | 23.76% | 84972.1562 | 17.45% | 305149.125 | 62.66% | 181826.7812 | 85381.3047 | 17.53% | 401594.6016 | 206286.5156 | 42.36% | 280689.3906 | 407476.7812 | 83.67% | 79499.125 | 111538.0391 | 22.9% | 375437.8672 | 49171.7578 | 10.1% | 437804.1484
8 | Cortina | NORTHERN CALIFORNIA | {'Delevan': [17.3, 26106.0], 'Logan Creek': [29.0, 17514.0], 'Pease': [30.4, 6881.0], 'Madison': [33.9, 2278.0], 'East Marysville': [35.7, 1231.0], 'Honcut': [36.4, 2477.0], 'Olivehurst': [36.6, 141.0], 'Eagle Rock': [37.4, 144.0], 'Geysers Tap 1': [38.2, 0.0], 'Woodland': [39.4, 0.0]} | 547288.25 | 34811.2422 | 6.361% | 512477.0078 | 93.64% | 139332.8906 | 25.46% | 384015.1094 | 70.17% | 7.0802 | 108922.9375 | 19.9% | 189736.1406 | 34.67% | 160484.0469 | 29.32% | 823.9592 | 0.1506% | 228228.4844 | 41.7% | 319059.7656 | 87898.9375 | 16.06% | 459389.3125 | 228709.0312 | 41.79% | 318579.2188 | 384624.375 | 70.28% | 162663.875 | 171387.1406 | 31.32% | 375901.1094 | 16835.3418 | 3.076% | 530452.9082
9 | Etiwanda | GREATER LA METRO | {'Rancho Vista': [0.4, 5695.0], 'Mira Loma': [6.0, 5569.0], 'Padua': [6.8, 5282.0], 'Chino': [10.7, 5328.0], 'Vista': [12.4, 3998.0], 'San Bernardino': [16.6, 661.0], 'Lugo': [21.2, 125.0], 'Serrano': [23.4, 5281.0], 'Lee Lake (Proposed)': [23.8, 2976.0], 'Olinda': [24.7, 4892.0], 'Walnut': [24.9, 4351.0], 'Villa Park': [25.8, 5102.0], 'Rio Hondo': [26.0, 1597.0], 'El Casco': [27.2, 359.0], 'Lewis': [28.8, 2494.0], 'Victor': [29.7, 8.0], 'Viejo': [29.8, 943.0], 'Johanna': [31.9, 1704.0], 'Valley': [32.1, 20.0], 'Goodrich': [32.4, 50.0], 'Santiago': [32.4, 1013.0], 'Barre': [32.5, 1550.0], 'Mesa': [33.7, 585.0], 'Roadway': [34.2, 8.0], 'Center': [35.0, 664.0], 'Laguna Bell': [36.5, 46.0], 'Ellis': [36.7, 2.0], 'Del Amo': [36.7, 241.0], 'Trabuco': [37.2, 4.0], 'Margarita': [37.6, 4.0], 'Gould': [38.9, 0.0], 'Alamitos': [39.7, 0.0], 'Lighthipe': [39.9, 0.0]} | 76944.0078 | 5694.7051 | 7.401% | 71249.3027 | 92.6% | 10435.3496 | 13.56% | 43204.3184 | 56.15% | 24.5 | 944.237 | 1.227% | 1907.4425 | 2.479% | 17951.0996 | 23.33% | 49681.9102 | 64.57% | 36769.6914 | 47.79% | 40174.3164 | 38863.6602 | 50.51% | 38080.3477 | 47414.168 | 61.62% | 29529.8398 | 66774.3594 | 86.78% | 10169.6484 | 28317.0938 | 36.8% | 48626.9141 | 7538.938 | 9.798% | 69405.0698
10 | Brentwood | NORTHERN CALIFORNIA | {'Lone Tree': [4.9, 29455.0], 'Contra Costa': [8.0, 29310.0], 'Delta Pumps': [8.7, 5246.0], 'Kelso': [9.3, 5033.0], 'Cayetano': [13.5, 5889.0], 'Midway Green Ridge Services': [14.2, 5033.0], 'Kirker': [14.3, 28449.0], 'Pittsburg': [14.5, 28449.0], 'Tesla': [15.5, 4623.0], 'Clayton': [16.0, 26228.0], 'Birds Landing': [16.5, 27930.0], 'Stagg': [18.6, 65.0], 'Eight Mile': [19.0, 1007.0], 'Shiloh III': [19.6, 27930.0], 'Grand Island': [22.1, 25145.0], 'Vierra': [23.5, 1632.0], 'Weber': [23.8, 752.0], 'Martinez': [24.9, 15559.0], 'Peabody': [29.9, 25229.0], 'Ripon': [31.1, 1626.0], 'Lockeford': [31.3, 0.0], 'Eastshore': [31.5, 1075.0], 'Carquinez': [33.3, 921.0], 'Newark': [33.5, 958.0], 'Westley': [34.8, 1632.0], 'Vaca-Dixon & Gc Yard': [35.8, 13672.0], 'Los Esteros': [36.7, 0.0], 'Bellota': [36.8, 0.0], 'Tulucay': [39.4, 0.0], 'Rancho Seco - Bellota (Proposed)': [39.9, 0.0]} | 405315.625 | 31087.1387 | 7.67% | 374228.4863 | 92.33% | 98103.5703 | 24.2% | 264838.8359 | 65.34% | 10.496 | 56061.8359 | 13.83% | 172542.1875 | 42.57% | 41541.207 | 10.25% | 7157.3438 | 1.766% | 126473.1641 | 31.2% | 278842.4609 | 146673.1562 | 36.19% | 258642.4688 | 153883.9219 | 37.97% | 251431.7031 | 206154.6094 | 50.86% | 199161.0156 | 29659.5742 | 7.318% | 375656.0508 | 37342.7891 | 9.213% | 367972.8359
11 | Clayton | NORTHERN CALIFORNIA | {'Kirker': [6.3, 34150.0], 'Pittsburg': [7.5, 33698.0], 'Martinez': [9.4, 24703.0], 'Contra Costa': [10.9, 28108.0], 'Lone Tree': [11.4, 27387.0], 'Birds Landing': [14.6, 29678.0], 'Brentwood': [16.0, 26228.0], 'Shiloh III': [16.9, 29163.0], 'Cayetano': [17.8, 4340.0], 'Carquinez': [18.3, 9738.0], 'Delta Pumps': [21.4, 3698.0], 'Kelso': [22.4, 3430.0], 'Eastshore': [23.5, 1452.0], 'Peabody': [23.6, 26374.0], 'Midway Green Ridge Services': [25.7, 3405.0], 'Tulucay': [26.5, 8458.0], 'Tesla': [27.3, 2991.0], 'Grand Island': [28.6, 22852.0], 'Martin': [29.2, 530.0], 'Newark': [30.6, 1184.0], 'Vaca-Dixon & Gc Yard': [31.7, 11497.0], 'Ignacio': [32.5, 4740.0], 'Eight Mile': [33.2, 882.0], 'Stagg': [34.0, 0.0], 'Los Esteros': [35.7, 0.0], 'Scott': [39.2, 0.0], 'Vierra': [39.3, 0.0], 'Lakeville': [39.5, 1.0], 'Weber': [39.8, 0.0], 'Putah Creek': [40.0, 0.0]} | 200425.5938 | 36286.457 | 18.1% | 164139.1367 | 81.9% | 32058.8262 | 16% | 136474.6582 | 68.09% | 27 | 33111.0625 | 16.52% | 8100.2139 | 4.042% | 55647.125 | 27.76% | 29387.8398 | 14.66% | 64045.2891 | 31.95% | 136380.3047 | 93956.25 | 46.88% | 106469.3438 | 116358.6641 | 58.06% | 84066.9297 | 143287.8125 | 71.49% | 57137.7812 | 40447.3867 | 20.18% | 159978.207 | 28512.4551 | 14.23% | 171913.1387
12 | Contra Costa | NORTHERN CALIFORNIA | {'Lone Tree': [3.9, 34921.0], 'Pittsburg': [6.7, 35016.0], 'Kirker': [6.9, 35016.0], 'Brentwood': [8.0, 29310.0], 'Birds Landing': [9.0, 34497.0], 'Clayton': [10.9, 28108.0], 'Shiloh III': [12.2, 34483.0], 'Delta Pumps': [16.3, 3469.0], 'Kelso': [17.1, 3256.0], 'Cayetano': [18.0, 4111.0], 'Martinez': [18.2, 16895.0], 'Grand Island': [19.1, 30622.0], 'Midway Green Ridge Services': [21.7, 3256.0], 'Peabody': [22.2, 31751.0], 'Eight Mile': [22.5, 1007.0], 'Tesla': [23.1, 2846.0], 'Stagg': [23.7, 0.0], 'Carquinez': [26.1, 2011.0], 'Vaca-Dixon & Gc Yard': [28.7, 19150.0], 'Weber': [30.1, 0.0], 'Vierra': [31.1, 0.0], 'Tulucay': [31.5, 1038.0], 'Eastshore': [31.6, 932.0], 'Lockeford': [34.9, 0.0], 'Newark': [36.2, 813.0], 'Davis': [37.8, 0.0], 'Putah Creek': [37.9, 0.0], 'Ripon': [38.6, 0.0], 'Martin': [39.9, 0.0]} | 357884.4688 | 35877.2227 | 10.02% | 322007.2461 | 89.98% | 100864.2969 | 28.18% | 222284.3281 | 62.11% | 7.9713 | 64857.3633 | 18.12% | 122250.7266 | 34.16% | 37452.0039 | 10.46% | 8594.8506 | 2.402% | 94014.375 | 26.27% | 263870.0938 | 126981.5078 | 35.48% | 230902.9609 | 132413.4062 | 37% | 225471.0625 | 184538.5469 | 51.56% | 173345.9219 | 23230.918 | 6.491% | 334653.5508 | 55808.2852 | 15.59% | 302076.1836
13 | Pittsburg | NORTHERN CALIFORNIA | {'Kirker': [1.2, 42039.0], 'Contra Costa': [6.7, 35016.0], 'Birds Landing': [7.1, 38235.0], 'Clayton': [7.5, 33698.0], 'Shiloh III': [9.6, 37719.0], 'Lone Tree': [9.7, 34059.0], 'Martinez': [12.0, 24134.0], 'Brentwood': [14.5, 28449.0], 'Peabody': [17.6, 34930.0], 'Carquinez': [19.5, 9250.0], 'Grand Island': [21.4, 30622.0], 'Cayetano': [21.7, 3250.0], 'Delta Pumps': [22.2, 2608.0], 'Kelso': [23.0, 2394.0], 'Tulucay': [24.9, 8277.0], 'Vaca-Dixon & Gc Yard': [25.2, 19936.0], 'Midway Green Ridge Services': [27.3, 2394.0], 'Eight Mile': [28.4, 1007.0], 'Tesla': [28.8, 1985.0], 'Stagg': [30.0, 0.0], 'Eastshore': [30.9, 316.0], 'Putah Creek': [34.0, 330.0], 'Ignacio': [35.2, 3478.0], 'Martin': [36.2, 0.0], 'Davis': [36.2, 0.0], 'Weber': [36.7, 0.0], 'Newark': [37.3, 0.0], 'Vierra': [37.8, 0.0]} | 279875.4062 | 42254.5664 | 15.1% | 237620.8398 | 84.9% | 60261.8242 | 21.53% | 182566.8789 | 65.23% | 17 | 58054.2695 | 20.74% | 53679.4297 | 19.18% | 47340.5352 | 16.91% | 14410.5146 | 5.149% | 62974.4336 | 22.5% | 216900.9727 | 115878.9922 | 41.4% | 163996.4141 | 127041.8438 | 45.39% | 152833.5625 | 163965.7656 | 58.59% | 115909.6406 | 31812.5723 | 11.37% | 248062.834 | 51404.1367 | 18.37% | 228471.2695
14 | San Bernardino | RIVERSIDE | {'Vista': [5.3, 9425.0], 'El Casco': [12.1, 12200.0], 'Etiwanda': [16.6, 661.0], 'Rancho Vista': [17.0, 661.0], 'Mira Loma': [19.3, 1570.0], 'Lugo': [21.1, 1773.0], 'Padua': [23.1, 302.0], 'Valley': [23.9, 6539.0], 'Lee Lake (Proposed)': [25.8, 2386.0], 'Chino': [25.9, 295.0], 'Victor': [30.5, 82.0], 'Calcite': [35.5, 0.0], 'Roadway': [35.7, 8.0], 'Serrano': [36.1, 295.0], 'Viejo': [36.7, 0.0], 'Villa Park': [38.8, 118.0], 'Devers': [39.2, 81.0]} | 148844.5156 | 12577.0645 | 8.45% | 136267.4512 | 91.55% | 33561.418 | 22.55% | 76721.0039 | 51.54% | 23 | 4026.4417 | 2.705% | 2709.5371 | 1.82% | 35148.3203 | 23.61% | 105576.8516 | 70.93% | 72142.1562 | 48.47% | 76702.3594 | 60917.8203 | 40.93% | 87926.6953 | 91963.0625 | 61.78% | 56881.4531 | 123015.5 | 82.65% | 25829.0156 | 70478.6406 | 47.35% | 78365.875 | 9263.5947 | 6.224% | 139580.9209
15 | Placerville | NORTHERN CALIFORNIA | {'Gold Hill': [19.7, 11348.0], 'Higgins': [27.2, 5139.0], 'Pleasant Grove': [28.9, 4399.0], 'Drum 1': [36.3, 250.0], 'Brunswick': [37.1, 0.0], 'Camanche': [38.0, 0.0], 'Rio Oso': [39.4, 1.0]} | 408041 | 25586.2656 | 6.271% | 382454.7344 | 93.73% | 79446.1172 | 19.47% | 183651.5703 | 45.01% | 24.8475 | 3119.7297 | 0.7646% | 4497.2246 | 1.102% | 194754.5938 | 47.73% | 178825.5625 | 43.83% | 305884 | 74.96% | 102157 | 82260.9609 | 20.16% | 325780.0391 | 93010.7109 | 22.79% | 315030.2891 | 344363.5625 | 84.39% | 63677.4375 | 205219.9219 | 50.29% | 202821.0781 | 14352.2168 | 3.517% | 393688.7832
16 | Cantua | SPGE | {'Excelsior': [6.5, 153911.0], 'Schindler': [11.4, 137315.0], 'Tranquility': [11.6, 137559.0], 'Helm': [14.5, 161643.0], 'Cheney': [17.6, 75896.0], 'Panoche': [20.4, 64882.0], 'Mendota': [21.1, 77365.0], 'Mc Mullin': [22.7, 118418.0], 'Gates': [23.3, 40669.0], 'Mustang': [27.2, 48358.0], 'Henrietta': [27.6, 46603.0], 'Newhall': [30.2, 53057.0], 'Leprino': [31.2, 24041.0], 'Kearney (New)': [31.8, 24593.0], 'Avenal': [33.6, 854.0], 'West Fresno': [35.2, 11754.0], 'Oro Loma': [36.1, 11194.0], 'Gregg': [37.6, 8053.0], 'California Ave': [37.8, 7446.0], 'Cal Flats': [38.6, 0.0], 'Malaga': [38.7, 3828.0], 'Borden': [39.4, 1213.0]} | 634331.75 | 174196.5 | 27.46% | 460135.25 | 72.54% | 192619.9219 | 30.37% | 432504.3281 | 68.18% | 6.202 | 209530.4844 | 33.03% | 218724.9688 | 34.48% | 3550.7485 | 0.5598% | 0 | 0% | 247419.8281 | 39% | 386911.9219 | 34822.9688 | 5.49% | 599508.7812 | 102014.1797 | 16.08% | 532317.5703 | 272942.2188 | 43.03% | 361389.5312 | 126567.25 | 19.95% | 507764.5 | 5703.0103 | 0.8991% | 628628.7397
17 | Cheney | SPGE | {'Panoche': [3.1, 142132.0], 'Mendota': [7.3, 152744.0], 'Tranquility': [7.6, 127235.0], 'Cantua': [17.6, 75896.0], 'Oro Loma': [18.8, 85856.0], 'Newhall': [19.7, 125901.0], 'Helm': [20.0, 86829.0], 'Excelsior': [23.2, 55852.0], 'Schindler': [27.1, 40305.0], 'Mc Mullin': [30.3, 36384.0], 'Dairyland': [31.5, 39229.0], 'Borden': [36.3, 4403.0], 'Kearney (New)': [36.4, 2239.0], 'Gregg': [37.3, 3961.0], 'Los Banos': [39.7, 52.0]} | 642908.4375 | 155781.0625 | 24.23% | 487127.375 | 75.77% | 179819.6719 | 27.97% | 451704.2031 | 70.26% | 6.1342 | 209239.0156 | 32.55% | 213841.6406 | 33.26% | 10474.2354 | 1.629% | 0 | 0% | 278197.5312 | 43.27% | 364710.9062 | 83461.8359 | 12.98% | 559446.6016 | 152762.125 | 23.76% | 490146.3125 | 325498.875 | 50.63% | 317409.5625 | 150956.625 | 23.48% | 491951.8125 | 16857.7441 | 2.622% | 626050.6934
18 | Gates | SPGE | {'Avenal': [11.2, 88977.0], 'Mustang': [13.1, 128866.0], 'Henrietta': [14.2, 124193.0], 'Leprino': [17.7, 108516.0], 'Schindler': [18.1, 54342.0], 'Excelsior': [18.8, 45515.0], 'Cal Flats': [21.7, 21103.0], 'Cantua': [23.3, 40669.0], 'Arco': [27.8, 38489.0], 'GWF Hanford': [28.1, 55987.0], 'Waukena': [30.6, 57350.0], 'Helm': [31.3, 31565.0], 'Corcoran': [31.8, 50762.0], 'Mc Mullin': [32.2, 27766.0], 'Gates-Midway (Proposed)': [32.4, 25166.0], 'Cholame': [33.5, 348.0], 'Tranquility': [34.7, 19240.0], 'Kingsburg': [38.6, 2451.0], 'Alpaugh': [39.3, 1253.0]} | 609842.75 | 152437.25 | 25% | 457405.5 | 75% | 221217.4531 | 36.27% | 375020.2344 | 61.49% | 6.7746 | 165061.1562 | 27.07% | 209949.5781 | 34.43% | 5094.8149 | 0.8354% | 0 | 0% | 216616.1719 | 35.52% | 393226.5781 | 22226.3105 | 3.645% | 587616.4395 | 95592.3125 | 15.67% | 514250.4375 | 262782.1562 | 43.09% | 347060.5938 | 104542.2812 | 17.14% | 505300.4688 | 4986.0454 | 0.8176% | 604856.7046
19 | Helm | SPGE | {'Mc Mullin': [10.4, 186670.0], 'Tranquility': [12.7, 160602.0], 'Schindler': [13.2, 171646.0], 'Excelsior': [13.6, 169725.0], 'Cantua': [14.5, 161643.0], 'Mendota': [18.0, 101987.0], 'Kearney (New)': [18.1, 95396.0], 'Cheney': [20.0, 86829.0], 'Newhall': [20.8, 85747.0], 'West Fresno': [21.7, 74907.0], 'Panoche': [22.9, 73180.0], 'Gregg': [23.1, 66621.0], 'California Ave': [24.5, 64149.0], 'Borden': [25.2, 42981.0], 'Malaga': [25.9, 57923.0], 'Henrietta': [28.5, 52542.0], 'Mustang': [28.6, 53389.0], 'McCall': [29.8, 37785.0], 'Leprino': [30.9, 29484.0], 'Gates': [31.3, 31565.0], 'Sanger': [32.4, 21233.0], 'Dairyland': [32.9, 18653.0], 'Oro Loma': [33.5, 18209.0], 'Kingsburg': [33.7, 13954.0], 'GWF Hanford': [36.9, 4062.0]} | 722342.125 | 248847.5469 | 34.45% | 473494.5781 | 65.55% | 121170.9453 | 16.77% | 546337.6172 | 75.63% | 8.1975 | 325004.8438 | 44.99% | 325097.0625 | 45.01% | 0 | 0% | 0 | 0% | 163820.7344 | 22.68% | 558521.3906 | 51830.2109 | 7.175% | 670511.9141 | 75701.2422 | 10.48% | 646640.8828 | 206642.2656 | 28.61% | 515699.8594 | 18987.1445 | 2.629% | 703354.9805 | 17144.4219 | 2.373% | 705197.7031
20 | Kearney | SPGE | {'West Fresno': [3.6, 136706.0], 'California Ave': [6.6, 124280.0], 'Malaga': [8.7, 117432.0], 'Mc Mullin': [9.7, 125545.0], 'Gregg': [10.3, 94702.0], 'McCall': [15.0, 85619.0], 'Sanger': [15.1, 67908.0], 'Borden': [16.0, 53736.0], 'Helm': [18.1, 95396.0], 'Kingsburg': [22.4, 57777.0], 'Wahtoke': [24.7, 37639.0], 'Schindler': [25.3, 72241.0], 'Newhall': [27.1, 27730.0], 'Excelsior': [28.7, 49332.0], 'Reedley': [29.0, 26622.0], 'Tranquility': [30.1, 26399.0], 'Cantua': [31.8, 24593.0], 'Mendota': [31.9, 17136.0], 'Henrietta': [32.0, 30160.0], 'Leprino': [32.3, 28825.0], 'GWF Hanford': [32.8, 23156.0], 'Mustang': [32.8, 26066.0], 'Dairyland': [34.0, 12634.0], 'Cheney': [36.4, 2239.0], 'Panoche': [38.9, 441.0], 'Le Grand': [39.5, 13.0]} | 580528.5625 | 159292.5 | 27.44% | 421236.0625 | 72.56% | 38620.4414 | 6.653% | 410279.1211 | 70.67% | 15.7874 | 209447.4375 | 36.08% | 296932.5625 | 51.15% | 0 | 0% | 0 | 0% | 95150.0859 | 16.39% | 485378.4766 | 92683.625 | 15.97% | 487844.9375 | 97160.1172 | 16.74% | 483368.4453 | 162981.9062 | 28.07% | 417546.6562 | 13839.0723 | 2.384% | 566689.4902 | 33458.2031 | 5.763% | 547070.3594
21 | Kingsburg | SPGE | {'McCall': [9.0, 126380.0], 'Wahtoke': [11.4, 109536.0], 'Reedley': [14.0, 93118.0], 'Sanger': [15.2, 91508.0], 'GWF Hanford': [15.5, 115669.0], 'Malaga': [16.2, 82945.0], 'California Ave': [18.9, 69759.0], 'West Fresno': [20.6, 63611.0], 'Leprino': [22.1, 90164.0], 'Kearney (New)': [22.4, 57777.0], 'Rector': [22.7, 64831.0], 'Mc Mullin': [23.7, 50599.0], 'Waukena': [24.2, 62024.0], 'Henrietta': [24.7, 71239.0], 'Mustang': [25.8, 61953.0], 'Corcoran': [26.2, 54292.0], 'Gregg': [31.3, 17865.0], 'Schindler': [31.5, 24882.0], 'Helm': [33.7, 13954.0], 'Excelsior': [36.6, 5350.0], 'Alpaugh': [36.9, 3187.0], 'Borden': [37.3, 871.0], 'Gates': [38.6, 2451.0]} | 619950.6875 | 185467.6875 | 29.92% | 434483 | 70.08% | 6719.3857 | 1.084% | 424510.3018 | 68.47% | 17.1877 | 202886.6719 | 32.73% | 355203.875 | 57.3% | 0 | 0% | 0 | 0% | 26128.4219 | 4.215% | 593822.2656 | 64156.4688 | 10.35% | 555794.2188 | 91880.9844 | 14.82% | 528069.7031 | 100484.9688 | 16.21% | 519465.7188 | 1232.6492 | 0.1988% | 618718.0383 | 14397.5283 | 2.322% | 605553.1592
22 | Malaga | SPGE | {'California Ave': [2.8, 131087.0], 'West Fresno': [5.4, 124521.0], 'Sanger': [6.5, 93868.0], 'McCall': [7.5, 111389.0], 'Kearney (New)': [8.7, 117432.0], 'Gregg': [15.3, 68204.0], 'Wahtoke': [16.1, 63857.0], 'Mc Mullin': [16.1, 93901.0], 'Kingsburg': [16.2, 82945.0], 'Reedley': [20.4, 50762.0], 'Borden': [21.3, 33209.0], 'Helm': [25.9, 57923.0], 'GWF Hanford': [29.6, 37559.0], 'Schindler': [30.5, 46157.0], 'Leprino': [31.9, 30919.0], 'Henrietta': [32.7, 26750.0], 'Mustang': [33.6, 21569.0], 'Excelsior': [34.6, 24927.0], 'Newhall': [35.4, 3350.0], 'Rector': [37.9, 5268.0], 'Tranquility': [38.3, 3753.0], 'Cantua': [38.7, 3828.0], 'Waukena': [39.2, 263.0]} | 568176.375 | 144409.2188 | 25.42% | 423767.1562 | 74.58% | 33668.6172 | 5.926% | 358383.5078 | 63.08% | 19.2222 | 141662.3438 | 24.93% | 299669.4062 | 52.74% | 2131.939 | 0.3752% | 0 | 0% | 102363.5156 | 18.02% | 465812.8594 | 72293.7891 | 12.72% | 495882.5859 | 76700.2031 | 13.5% | 491476.1719 | 138005.7656 | 24.29% | 430170.6094 | 49100.8672 | 8.642% | 519075.5078 | 34927.6875 | 6.147% | 533248.6875
23 | McCall | SPGE | {'Sanger': [6.8, 108799.0], 'Malaga': [7.5, 111389.0], 'Kingsburg': [9.0, 126380.0], 'California Ave': [10.2, 98067.0], 'Wahtoke': [10.4, 101219.0], 'West Fresno': [12.4, 92131.0], 'Reedley': [14.6, 84711.0], 'Kearney (New)': [15.0, 85619.0], 'Mc Mullin': [19.4, 73465.0], 'Gregg': [22.7, 40471.0], 'GWF Hanford': [23.6, 65167.0], 'Leprino': [27.8, 46371.0], 'Borden': [28.8, 13000.0], 'Henrietta': [29.4, 35204.0], 'Helm': [29.8, 37785.0], 'Mustang': [30.4, 27565.0], 'Rector': [30.5, 37150.0], 'Schindler': [31.3, 32375.0], 'Waukena': [32.8, 14466.0], 'Corcoran': [34.9, 10380.0], 'Excelsior': [36.0, 12844.0]} | 568700.25 | 154925.5938 | 27.24% | 413774.6562 | 72.76% | 20782.9492 | 3.654% | 364449.4883 | 64.08% | 18.5 | 166504.6406 | 29.28% | 307285.1875 | 54.03% | 5469.397 | 0.9617% | 0 | 0% | 66848.5781 | 11.75% | 501851.6719 | 73170.0469 | 12.87% | 495530.2031 | 92296.6641 | 16.23% | 476403.5859 | 119410.5859 | 21% | 449289.6641 | 23436.4277 | 4.121% | 545263.8223 | 23942.8691 | 4.21% | 544757.3809
24 | Mc Mullin | SPGE | {'Kearney (New)': [9.7, 125545.0], 'Helm': [10.4, 186670.0], 'West Fresno': [12.8, 109204.0], 'California Ave': [15.2, 98869.0], 'Schindler': [15.6, 170555.0], 'Malaga': [16.1, 93901.0], 'Gregg': [18.4, 69177.0], 'Excelsior': [19.0, 144998.0], 'McCall': [19.4, 73465.0], 'Sanger': [22.4, 49646.0], 'Borden': [22.7, 38199.0], 'Cantua': [22.7, 118418.0], 'Tranquility': [23.1, 102400.0], 'Kingsburg': [23.7, 50599.0], 'Henrietta': [24.7, 73637.0], 'Mustang': [25.2, 70201.0], 'Leprino': [25.9, 55361.0], 'Newhall': [26.7, 38394.0], 'Mendota': [27.5, 48592.0], 'GWF Hanford': [29.3, 31062.0], 'Wahtoke': [29.8, 22439.0], 'Cheney': [30.3, 36384.0], 'Gates': [32.2, 27766.0], 'Panoche': [33.2, 25784.0], 'Reedley': [34.0, 10164.0], 'Dairyland': [36.7, 6806.0], 'Waukena': [38.9, 285.0]} | 640323.6875 | 229545.5469 | 35.85% | 410778.1406 | 64.15% | 75836.3438 | 11.84% | 462564.2812 | 72.24% | 11.0272 | 281634.5 | 43.98% | 317260.75 | 49.55% | 0 | 0% | 0 | 0% | 102397.4922 | 15.99% | 537926.1953 | 39373.2773 | 6.149% | 600950.4102 | 44847.6797 | 7.004% | 595476.0078 | 128067.1406 | 20% | 512256.5469 | 292.935 | 0.04575% | 640030.7525 | 12449.25 | 1.944% | 627874.4375
25 | Mendota | SPGE | {'Cheney': [7.3, 152744.0], 'Panoche': [8.2, 155098.0], 'Tranquility': [9.5, 136454.0], 'Newhall': [12.4, 173501.0], 'Oro Loma': [15.8, 115607.0], 'Helm': [18.0, 101987.0], 'Cantua': [21.1, 77365.0], 'Dairyland': [24.4, 74549.0], 'Excelsior': [25.5, 58717.0], 'Mc Mullin': [27.5, 48592.0], 'Schindler': [28.3, 44456.0], 'Borden': [29.7, 26685.0], 'Gregg': [31.4, 22716.0], 'Kearney (New)': [31.9, 17136.0], 'Le Grand': [33.7, 9058.0], 'West Fresno': [35.5, 8720.0], 'Merced': [38.2, 855.0], 'California Ave': [38.5, 1689.0], 'Los Banos': [38.7, 2692.0], 'Wilson': [39.7, 0.0]} | 693407.75 | 205290.25 | 29.61% | 488117.5 | 70.39% | 161919.3125 | 23.35% | 510334.375 | 73.6% | 6.9124 | 322257.0312 | 46.47% | 233566.375 | 33.68% | 0 | 0% | 0 | 0% | 261569.4375 | 37.72% | 431838.3125 | 80784.9531 | 11.65% | 612622.7969 | 149328.7656 | 21.54% | 544078.9844 | 326756 | 47.12% | 366651.75 | 68815.8359 | 9.924% | 624591.9141 | 38643.8516 | 5.573% | 654763.8984
26 | Oro Loma | SPGE | {'Mendota': [15.8, 115607.0], 'Panoche': [16.6, 102154.0], 'Newhall': [18.1, 116227.0], 'Cheney': [18.8, 85856.0], 'Dairyland': [22.0, 69883.0], 'Los Banos': [23.3, 28657.0], 'Tranquility': [24.8, 57783.0], 'Quinto': [28.0, 14105.0], 'Merced': [28.3, 20523.0], 'Le Grand': [29.4, 13859.0], 'Wilson': [31.2, 11011.0], 'Helm': [33.5, 18209.0], 'Miller': [36.0, 4299.0], 'Cantua': [36.1, 11194.0], 'Borden': [37.1, 2746.0]} | 667681.0625 | 155979.7969 | 23.36% | 511701.2656 | 76.64% | 152976 | 22.91% | 490323.6875 | 73.44% | 7.125 | 237121.0625 | 35.51% | 246937.1875 | 36.98% | 52.6771 | 0.00789% | 0 | 0% | 285830.5625 | 42.81% | 381850.5 | 85494.8359 | 12.8% | 582186.2266 | 137242.6875 | 20.56% | 530438.375 | 330691.75 | 49.53% | 336989.3125 | 99549.2344 | 14.91% | 568131.8281 | 32013.3535 | 4.795% | 635667.709
27 | Panoche | SPGE | {'Cheney': [3.1, 142132.0], 'Mendota': [8.2, 155098.0], 'Tranquility': [10.7, 113586.0], 'Oro Loma': [16.6, 102154.0], 'Cantua': [20.4, 64882.0], 'Newhall': [20.4, 131572.0], 'Helm': [22.9, 73180.0], 'Excelsior': [26.2, 44897.0], 'Schindler': [30.1, 29311.0], 'Dairyland': [31.4, 43408.0], 'Mc Mullin': [33.2, 25784.0], 'Los Banos': [36.8, 4790.0], 'Borden': [37.9, 1581.0], 'Kearney (New)': [38.9, 441.0], 'Gregg': [39.3, 247.0]} | 634880 | 158497.5156 | 24.96% | 476382.4844 | 75.04% | 173077.0938 | 27.26% | 450227.0312 | 70.92% | 6.1233 | 192593.5469 | 30.34% | 195866.3125 | 30.85% | 20273.5469 | 3.193% | 0 | 0% | 283743.1875 | 44.69% | 351136.8125 | 86546.2578 | 13.63% | 548333.7422 | 159499.9219 | 25.12% | 475380.0781 | 328106.5938 | 51.68% | 306773.4062 | 171755.2188 | 27.05% | 463124.7812 | 15633.1016 | 2.462% | 619246.8984
28 | Reedley | SPGE | {'Wahtoke': [4.3, 104045.0], 'Kingsburg': [14.0, 93118.0], 'McCall': [14.6, 84711.0], 'Sanger': [14.8, 70600.0], 'Malaga': [20.4, 50762.0], 'Rector': [22.0, 59496.0], 'California Ave': [22.9, 40361.0], 'West Fresno': [25.8, 33280.0], 'GWF Hanford': [27.6, 38071.0], 'Kearney (New)': [29.0, 26622.0], 'Mc Mullin': [34.0, 10164.0], 'Waukena': [34.1, 10573.0], 'Gregg': [34.5, 12928.0], 'Corcoran': [35.6, 6671.0], 'Leprino': [35.8, 12444.0], 'Henrietta': [38.6, 2436.0], 'Mustang': [39.7, 41.0]} | 561017.25 | 115974.3984 | 20.67% | 445042.8516 | 79.33% | 59379.3945 | 10.58% | 329985.1367 | 58.82% | 17.4542 | 149229.9062 | 26.6% | 198088.625 | 35.31% | 126173.6641 | 22.49% | 0 | 0% | 169487.5625 | 30.21% | 391529.6875 | 106770.8594 | 19.03% | 454246.3906 | 149220.9219 | 26.6% | 411796.3281 | 254405.2812 | 45.35% | 306611.9688 | 126247.4766 | 22.5% | 434769.7734 | 21878.168 | 3.9% | 539139.082
29 | Sanger | SPGE | {'Malaga': [6.5, 93868.0], 'McCall': [6.8, 108799.0], 'California Ave': [8.5, 83000.0], 'Wahtoke': [10.8, 83444.0], 'West Fresno': [11.6, 75406.0], 'Reedley': [14.8, 70600.0], 'Kearney (New)': [15.1, 67908.0], 'Kingsburg': [15.2, 91508.0], 'Gregg': [19.7, 39017.0], 'Mc Mullin': [22.4, 49646.0], 'Borden': [25.5, 16779.0], 'GWF Hanford': [30.3, 38951.0], 'Helm': [32.4, 21233.0], 'Rector': [34.5, 20914.0], 'Leprino': [34.6, 18944.0], 'Henrietta': [36.0, 13640.0], 'Schindler': [36.1, 8134.0], 'Mustang': [37.0, 8931.0], 'Waukena': [39.3, 564.0], 'Big Creek 1': [39.9, 0.0]} | 535015.5625 | 113717.1016 | 21.25% | 421298.4609 | 78.75% | 31713.2598 | 5.928% | 320348.2715 | 59.88% | 20 | 122713.6484 | 22.94% | 236079.2812 | 44.13% | 47986.6016 | 8.969% | 0 | 0% | 161569.0625 | 30.2% | 373446.5 | 86185.4141 | 16.11% | 448830.1484 | 100860.7891 | 18.85% | 434154.7734 | 196323.25 | 36.69% | 338692.3125 | 90810.0547 | 16.97% | 444205.5078 | 32001.3633 | 5.981% | 503014.1992
30 | Schindler | SPGE | {'Excelsior': [5.2, 168277.0], 'Cantua': [11.4, 137315.0], 'Helm': [13.2, 171646.0], 'Mc Mullin': [15.6, 170555.0], 'Mustang': [16.9, 83991.0], 'Henrietta': [17.2, 83218.0], 'Gates': [18.1, 54342.0], 'Tranquility': [19.7, 108828.0], 'Leprino': [20.4, 59660.0], 'Kearney (New)': [25.3, 72241.0], 'Cheney': [27.1, 40305.0], 'West Fresno': [28.1, 58773.0], 'Mendota': [28.3, 44456.0], 'GWF Hanford': [28.9, 27864.0], 'Avenal': [29.3, 7754.0], 'Panoche': [30.1, 29311.0], 'California Ave': [30.2, 50861.0], 'Malaga': [30.5, 46157.0], 'McCall': [31.3, 32375.0], 'Kingsburg': [31.5, 24882.0], 'Gregg': [33.5, 33740.0], 'Newhall': [33.8, 27748.0], 'Sanger': [36.1, 8134.0], 'Waukena': [36.2, 6284.0], 'Borden': [36.9, 11382.0], 'Cal Flats': [38.1, 0.0], 'Corcoran': [38.2, 2246.0]} | 678030.9375 | 206558.875 | 30.46% | 471472.0625 | 69.54% | 156347.8438 | 23.06% | 487164.9062 | 71.85% | 7.5469 | 249143.6719 | 36.75% | 315451.9688 | 46.52% | 0 | 0% | 0 | 0% | 174769.7969 | 25.78% | 503261.1406 | 26512.5664 | 3.91% | 651518.3711 | 59385.8125 | 8.759% | 618645.125 | 198697.5469 | 29.31% | 479333.3906 | 41244.875 | 6.083% | 636786.0625 | 8631.6211 | 1.273% | 669399.3164
31 | Wahtoke | SPGE | {'Reedley': [4.3, 104045.0], 'McCall': [10.4, 101219.0], 'Sanger': [10.8, 83444.0], 'Kingsburg': [11.4, 109536.0], 'Malaga': [16.1, 63857.0], 'California Ave': [18.7, 52743.0], 'West Fresno': [21.5, 45136.0], 'Rector': [24.4, 52560.0], 'Kearney (New)': [24.7, 37639.0], 'GWF Hanford': [26.2, 50567.0], 'Mc Mullin': [29.8, 22439.0], 'Gregg': [30.5, 15471.0], 'Leprino': [33.5, 24105.0], 'Waukena': [33.7, 14244.0], 'Corcoran': [35.4, 10082.0], 'Henrietta': [36.0, 12009.0], 'Borden': [36.3, 14.0], 'Mustang': [37.1, 6059.0]} | 564191.1875 | 120842.4062 | 21.42% | 443348.7812 | 78.58% | 41048.9453 | 7.276% | 342751.9609 | 60.75% | 18 | 155233.4531 | 27.51% | 226193.4531 | 40.09% | 89230.8672 | 15.82% | 0 | 0% | 160223.8281 | 28.4% | 403967.3594 | 104679.125 | 18.55% | 459512.0625 | 139817.4062 | 24.78% | 424373.7812 | 236131.5156 | 41.85% | 328059.6719 | 97644.3125 | 17.31% | 466546.875 | 23446.7324 | 4.156% | 540744.4551
32 | West Fresno | SPGE | {'California Ave': [3.0, 131766.0], 'Kearney (New)': [3.6, 136706.0], 'Malaga': [5.4, 124521.0], 'Gregg': [10.8, 84570.0], 'Sanger': [11.6, 75406.0], 'McCall': [12.4, 92131.0], 'Mc Mullin': [12.8, 109204.0], 'Borden': [16.8, 44889.0], 'Kingsburg': [20.6, 63611.0], 'Wahtoke': [21.5, 45136.0], 'Helm': [21.7, 74907.0], 'Reedley': [25.8, 33280.0], 'Schindler': [28.1, 58773.0], 'Newhall': [30.0, 17116.0], 'Excelsior': [31.8, 36350.0], 'GWF Hanford': [32.4, 26009.0], 'Leprino': [33.0, 27063.0], 'Henrietta': [33.2, 24722.0], 'Tranquility': [33.7, 16460.0], 'Mustang': [34.0, 20223.0], 'Cantua': [35.2, 11754.0], 'Mendota': [35.5, 8720.0], 'Dairyland': [36.0, 4073.0]} | 580773.0625 | 144204.9219 | 24.83% | 436568.1406 | 75.17% | 41505.457 | 7.147% | 392450.6367 | 67.57% | 17.5 | 168397.3281 | 29% | 302595.3438 | 52.1% | 0 | 0% | 0 | 0% | 91692.1953 | 15.79% | 489080.8672 | 109111.5781 | 18.79% | 471661.4844 | 112527.9141 | 19.38% | 468245.1484 | 164844.3594 | 28.38% | 415928.7031 | 36325.8633 | 6.255% | 544447.1992 | 43753.9492 | 7.534% | 537019.1133
33 | Glenn | NORTHERN CALIFORNIA | {'Logan Creek': [17.7, 62269.0], 'Delevan': [29.1, 36042.0], 'Table Mt.': [30.7, 3923.0], 'Thermalito': [32.7, 3741.0], 'Wyandotte': [37.7, 1965.0]} | 622401.4375 | 89005.7266 | 14.3% | 533395.7109 | 85.7% | 178868.7344 | 28.74% | 379922.5781 | 61.04% | 9 | 95591.9766 | 15.36% | 225888.5469 | 36.29% | 50298.3906 | 8.081% | 0 | 0% | 289965.9062 | 46.59% | 332435.5312 | 27992.7344 | 4.498% | 594408.7031 | 50140.3242 | 8.056% | 572261.1133 | 322331.375 | 51.79% | 300070.0625 | 147617.4531 | 23.72% | 474783.9844 | 94199.6641 | 15.13% | 528201.7734
34 | Bridgeville | NORTHERN CALIFORNIA | {'Humboldt': [27.2, 5707.0]} | 226589.375 | 17179.5449 | 7.582% | 209409.8301 | 92.42% | 78269.4062 | 34.54% | 138698.1719 | 61.21% | 6.0873 | 3229.1113 | 1.425% | 0 | 0% | 155238.1094 | 68.51% | 12874.7324 | 5.682% | 35748.8164 | 15.78% | 190840.5586 | 46715.0352 | 20.62% | 179874.3398 | 61244.6172 | 27.03% | 165344.7578 | 84111.1484 | 37.12% | 142478.2266 | 178639.0156 | 78.84% | 47950.3594 | 3527.3425 | 1.557% | 223062.0325
35 | Humboldt | NORTHERN CALIFORNIA | {'Bridgeville': [27.2, 5707.0]} | 246457.6719 | 52178.9219 | 21.17% | 194278.75 | 78.83% | 78950.8594 | 32.03% | 133712.9375 | 54.25% | 9.5959 | 26676.0547 | 10.82% | 0 | 0% | 102421.9844 | 41.56% | 3050.3218 | 1.238% | 10242.3984 | 4.156% | 236215.2734 | 76890.6641 | 31.2% | 169567.0078 | 87362.3281 | 35.45% | 159095.3438 | 92926.9922 | 37.71% | 153530.6797 | 120031.5938 | 48.7% | 126426.0781 | 31822.5527 | 12.91% | 214635.1191
36 | El Centro | GREATER IMPERIAL | {'Imperial Valley': [11.9, 46361.0], 'Highline': [15.5, 48180.0], 'North Gila - IV (Proposed)': [19.4, 26743.0], 'Arkansas': [23.2, 43411.0], 'Sonora': [25.8, 36052.0], 'Bannister': [27.8, 27219.0], 'Ocotillo Express': [29.8, 7764.0], 'East County': [36.3, 405.0]} | 375428.125 | 78439.6172 | 20.89% | 296988.5078 | 79.11% | 25064.6973 | 6.676% | 340131.8652 | 90.6% | 9.208 | 67553.2812 | 17.99% | 249499.2344 | 66.46% | 0 | 0% | 0 | 0% | 3843.9756 | 1.024% | 371584.1494 | 52993.0742 | 14.12% | 322435.0508 | 49170.1914 | 13.1% | 326257.9336 | 59981.1641 | 15.98% | 315446.9609 | 14368.2666 | 3.827% | 361059.8584 | 21296.0996 | 5.672% | 354132.0254
37 | High Line | GREATER IMPERIAL | {'North Gila - IV (Proposed)': [4.3, 32804.0], 'El Centro': [15.5, 48180.0], 'Imperial Valley': [26.0, 23695.0], 'Arkansas': [27.5, 32129.0], 'Sonora': [29.4, 26101.0], 'Bannister': [34.6, 16394.0]} | 253427.9688 | 55499.4336 | 21.9% | 197928.5352 | 78.1% | 40649.5078 | 16.04% | 205576.5703 | 81.12% | 8.6181 | 41378.8945 | 16.33% | 153811.1094 | 60.69% | 0 | 0% | 0 | 0% | 11190.0039 | 4.415% | 242237.9648 | 29234.6621 | 11.54% | 224193.3066 | 29444.2637 | 11.62% | 223983.7051 | 40424.6641 | 15.95% | 213003.3047 | 20142.6055 | 7.948% | 233285.3633 | 14208.9141 | 5.607% | 239219.0547
38 | Imperial Valley | GREATER IMPERIAL | {'El Centro': [11.9, 46361.0], 'Ocotillo Express': [19.2, 14049.0], 'East County': [24.6, 6689.0], 'Highline': [26.0, 23695.0], 'North Gila - IV (Proposed)': [29.3, 13824.0], 'Arkansas': [32.1, 15968.0], 'Boulevard': [32.8, 5118.0], 'Bannister': [34.5, 7075.0], 'Sonora': [34.8, 10428.0]} | 225644.4062 | 52645.332 | 23.33% | 172999.0742 | 76.67% | 32309.1621 | 14.32% | 183677.666 | 81.4% | 9.8826 | 33329.2031 | 14.77% | 121157.1953 | 53.69% | 0 | 0% | 0 | 0% | 11428.3945 | 5.065% | 214216.0117 | 17836.3398 | 7.905% | 207808.0664 | 19181.7891 | 8.501% | 206462.6172 | 32436.1465 | 14.37% | 193208.2598 | 27057.627 | 11.99% | 198586.7793 | 14670.4805 | 6.502% | 210973.9258
39 | El Segundo | GREATER LA METRO | {'Chevmain': [1.2, 3739.0], 'El Nido': [3.0, 3674.0], 'Redondo': [4.6, 2886.0], 'La Fresa': [5.8, 2918.0], 'La Cienega': [6.9, 3615.0], 'Arcogen': [12.1, 2277.0], 'Hinson': [13.1, 2276.0], 'Harborgen': [14.4, 2261.0], 'Lighthipe': [14.4, 2383.0], 'Long Beach': [15.0, 2253.0], 'Laguna Bell': [16.5, 2399.0], 'Center': [18.3, 2376.0], 'Del Amo': [19.2, 2239.0], 'Mesa': [20.0, 799.0], 'Alamitos': [21.1, 2227.0], 'Goodrich': [25.5, 195.0], 'Gould': [25.5, 492.0], 'Barre': [26.3, 2091.0], 'Sylmar-Pac Intertie': [27.7, 2072.0], 'Walnut': [28.0, 0.0], 'Rio Hondo': [28.8, 189.0], 'Olinda': [28.9, 49.0], 'Lewis': [30.9, 1946.0], 'Huntington Beach': [31.4, 2091.0], 'Ellis': [31.6, 2088.0], 'Villa Park': [34.5, 16.0], 'Johanna': [35.5, 525.0], 'Saugus': [36.5, 0.0], 'Serrano': [36.8, 0.0], 'Moorpark': [37.6, 666.0], 'Pardee': [37.7, 0.0]} | 11597.542 | 4410.3901 | 38.03% | 7187.1519 | 61.97% | 1762.406 | 15.2% | 4173.3103 | 35.98% | 17.2031 | 0.6911 | 0.005959% | 0 | 0% | 2334.3479 | 20.13% | 4193.7144 | 36.16% | 1333.9938 | 11.5% | 10263.5482 | 2300.804 | 19.84% | 9296.738 | 4986.5264 | 43% | 6611.0156 | 5639.8218 | 48.63% | 5957.7202 | 1319.3313 | 11.38% | 10278.2107 | 1029.0974 | 8.873% | 10568.4446
40 | Arco | SPGE | {'Gates-Midway (Proposed)': [8.7, 106341.0], 'Avenal': [18.0, 58647.0], 'Goose Lake': [22.3, 47996.0], 'Cal Flats': [23.8, 19712.0], 'Cholame': [24.5, 13676.0], 'Kernridge': [25.0, 25427.0], 'Smyrna': [26.0, 42810.0], 'Caliente': [27.4, 11885.0], 'Olive': [27.6, 36543.0], 'Gates': [27.8, 38489.0], 'Carrizo Plains': [28.2, 7589.0], 'Solar': [28.4, 6573.0], 'Alpaugh': [28.7, 31994.0], 'Semitropic': [29.3, 19876.0], 'Temblor': [29.7, 10732.0], 'Corcoran': [30.5, 38960.0], 'Waukena': [31.3, 39297.0], 'Mustang': [31.5, 38778.0], 'Henrietta': [32.2, 37200.0], 'Leprino': [32.4, 37439.0], 'Charca': [35.0, 1584.0], 'Midway': [36.5, 0.0], 'GWF Hanford': [37.2, 7124.0], 'Shafter': [38.0, 0.0]} | 670950.25 | 126270.3203 | 18.82% | 544679.9297 | 81.18% | 221490.0938 | 33.01% | 431484.1562 | 64.31% | 6.7531 | 140257.625 | 20.9% | 96801.25 | 14.43% | 8733.4199 | 1.302% | 0 | 0% | 435632.6562 | 64.93% | 235317.5938 | 33060.082 | 4.927% | 637890.168 | 98180.1016 | 14.63% | 572770.1484 | 478189.1562 | 71.27% | 192761.0938 | 106760.9688 | 15.91% | 564189.2812 | 20396.5762 | 3.04% | 650553.6738
41 | Bakersfield | SPGE | {'West Park': [2.2, 81690.0], 'Columbus': [3.7, 70955.0], 'Kern Oil': [3.8, 73988.0], 'Rosedale': [4.2, 81140.0], 'Sycamore': [4.6, 70779.0], 'Magunden': [5.0, 70750.0], 'Kern Power': [5.3, 80356.0], 'Stockdale': [6.0, 74986.0], 'Cal Water': [6.3, 65695.0], '7th Standard': [8.0, 69661.0], 'Tevis': [8.4, 71630.0], 'Renfro': [9.0, 75056.0], 'Unknown - 3327': [10.1, 52450.0], 'Lamont': [10.2, 51973.0], 'Lerdo': [11.4, 56340.0], 'Poso Mt.': [12.2, 46612.0], 'Grimmway-Malaga': [12.6, 40360.0], 'Rio Bravo': [14.9, 53136.0], 'Tupman': [15.2, 51157.0], 'Norco': [18.6, 33686.0], 'Shafter': [19.7, 39261.0], 'Wheeler Ridge': [20.7, 34259.0], 'Midway - Wheeler Ridge (Proposed)': [23.6, 25996.0], 'Charca': [23.6, 37922.0], 'Elk Hills': [23.8, 23822.0], 'Midway': [25.3, 12256.0], 'Semitropic': [28.5, 13116.0], 'Vestal': [31.7, 16618.0], 'Taft': [32.1, 7398.0], 'Pastoria': [32.5, 9615.0], 'Smyrna': [34.1, 3280.0], 'Goose Lake': [35.6, 5491.0], 'Temblor': [39.0, 73.0]} | 562988.9375 | 81795.0078 | 14.53% | 481193.9297 | 85.47% | 101745.1875 | 18.07% | 427190.4375 | 75.88% | 9.034 | 52839.2422 | 9.385% | 238478.5 | 42.36% | 114938.5859 | 20.42% | 0 | 0% | 228702.5781 | 40.62% | 334286.3594 | 126200.6016 | 22.42% | 436788.3359 | 200570.0469 | 35.63% | 362418.8906 | 315212.875 | 55.99% | 247776.0625 | 101305.6641 | 17.99% | 461683.2734 | 24452.9961 | 4.343% | 538535.9414
42 | Charca | SPGE | {'Semitropic': [6.3, 66699.0], 'Shafter': [6.5, 79173.0], 'Smyrna': [10.5, 60118.0], 'Rio Bravo': [12.0, 62725.0], 'Lerdo': [12.3, 80257.0], 'Goose Lake': [14.3, 50565.0], 'Midway': [15.8, 32062.0], '7th Standard': [16.0, 56825.0], 'Renfro': [17.7, 49660.0], 'Tupman': [17.8, 44494.0], 'Kern Power': [20.3, 43195.0], 'Kern Oil': [20.7, 49015.0], 'Vestal': [21.0, 50225.0], 'Poso Mt.': [21.0, 59282.0], 'Olive': [21.1, 39489.0], 'Rosedale': [21.2, 42743.0], 'Sycamore': [21.7, 47511.0], 'Norco': [22.2, 26174.0], 'Tevis': [22.8, 37007.0], 'West Park': [22.8, 40130.0], 'Bakersfield': [23.6, 37922.0], 'Stockdale': [24.8, 35975.0], 'Alpaugh': [25.6, 26814.0], 'Kernridge': [26.0, 13677.0], 'Temblor': [26.0, 14384.0], 'Columbus': [26.1, 31857.0], 'Elk Hills': [26.5, 18515.0], 'Gates-Midway (Proposed)': [27.0, 20411.0], 'Cal Water': [27.1, 31534.0], 'Magunden': [28.4, 29140.0], 'Midway - Wheeler Ridge (Proposed)': [33.7, 1441.0], 'Taft': [33.8, 1847.0], 'Lamont': [33.8, 12835.0], 'Unknown - 3327': [33.8, 13134.0], 'Arco': [35.0, 1584.0], 'Grimmway-Malaga': [36.1, 1529.0], 'Caliente': [36.9, 144.0], 'Corcoran': [37.0, 1530.0], 'Waukena': [39.2, 1070.0]} | 600527.875 | 114059.6484 | 18.99% | 486468.2266 | 81.01% | 51725.0195 | 8.613% | 509313.4805 | 84.81% | 10.1667 | 115949.5234 | 19.31% | 351080.25 | 58.46% | 5545.98 | 0.9235% | 0 | 0% | 140029.5 | 23.32% | 460498.375 | 55967.7891 | 9.32% | 544560.0859 | 185772.1406 | 30.93% | 414755.7344 | 276848.5312 | 46.1% | 323679.3438 | 12311.668 | 2.05% | 588216.207 | 28435.6699 | 4.735% | 572092.2051
43 | Columbus | SPGE | {'Cal Water': [2.7, 65634.0], 'Magunden': [2.8, 68269.0], 'Bakersfield': [3.7, 70955.0], 'Sycamore': [4.7, 64933.0], 'Kern Oil': [5.4, 67924.0], 'West Park': [5.9, 70948.0], 'Rosedale': [7.9, 70369.0], 'Unknown - 3327': [8.2, 49097.0], 'Lamont': [8.3, 48753.0], 'Kern Power': [9.0, 69553.0], 'Stockdale': [9.1, 64444.0], 'Poso Mt.': [11.1, 45936.0], '7th Standard': [11.2, 62422.0], 'Grimmway-Malaga': [11.3, 35617.0], 'Tevis': [12.0, 61022.0], 'Renfro': [12.7, 64288.0], 'Lerdo': [13.9, 50275.0], 'Rio Bravo': [18.3, 46928.0], 'Tupman': [18.9, 40618.0], 'Wheeler Ridge': [21.5, 29514.0], 'Norco': [22.2, 23148.0], 'Shafter': [22.7, 33196.0], 'Charca': [26.1, 31857.0], 'Midway - Wheeler Ridge (Proposed)': [26.6, 20143.0], 'Elk Hills': [27.4, 13596.0], 'Midway': [28.9, 6403.0], 'Semitropic': [31.3, 7077.0], 'Vestal': [31.7, 16406.0], 'Pastoria': [32.4, 9556.0], 'Taft': [35.6, 3548.0], 'Smyrna': [36.4, 947.0], 'Highwind': [37.9, 0.0], 'Goose Lake': [38.7, 513.0]} | 521637.3438 | 71009.9453 | 13.61% | 450627.3984 | 86.39% | 99717.9766 | 19.12% | 390916.4297 | 74.94% | 8.826 | 38347.1953 | 7.351% | 193748 | 37.14% | 148419.0469 | 28.45% | 2271.593 | 0.4355% | 249231.6875 | 47.78% | 272405.6562 | 114906.5 | 22.03% | 406730.8438 | 180486.7031 | 34.6% | 341150.6406 | 307422.4062 | 58.93% | 214214.9375 | 131154.6094 | 25.14% | 390482.7344 | 18033.5586 | 3.457% | 503603.7852
44 | Elk Hills | SPGE | {'Norco': [5.6, 46323.0], 'Taft': [8.6, 33378.0], 'Midway - Wheeler Ridge (Proposed)': [9.4, 31371.0], 'Tupman': [10.7, 43832.0], 'Midway': [13.0, 31579.0], 'Tevis': [15.4, 39356.0], 'Rio Bravo': [16.3, 29766.0], 'Renfro': [16.4, 39811.0], 'Stockdale': [18.5, 36283.0], 'Kern Power': [19.0, 34872.0], 'Rosedale': [19.8, 33812.0], 'Shafter': [20.1, 18756.0], '7th Standard': [20.2, 26461.0], 'Temblor': [21.0, 18953.0], 'West Park': [21.6, 29458.0], 'Lerdo': [22.8, 23259.0], 'Bakersfield': [23.8, 23822.0], 'Wheeler Ridge': [24.6, 26526.0], 'Kern Oil': [25.0, 21056.0], 'Kernridge': [25.4, 17075.0], 'Semitropic': [26.1, 18461.0], 'Charca': [26.5, 18515.0], 'Sycamore': [26.8, 17366.0], 'Magunden': [27.3, 14811.0], 'Columbus': [27.4, 13596.0], 'Goose Lake': [28.3, 18547.0], 'Grimmway-Malaga': [29.2, 16602.0], 'Unknown - 3327': [29.4, 13733.0], 'Lamont': [29.5, 13584.0], 'Cal Water': [30.1, 8557.0], 'Caliente': [32.3, 9939.0], 'Poso Mt.': [33.0, 3422.0], 'Smyrna': [34.2, 9260.0], 'Pastoria': [36.3, 653.0], 'Carrizo Plains': [39.0, 2211.0]} | 415813.1562 | 58384.2422 | 14.04% | 357428.9141 | 85.96% | 87942.2812 | 21.15% | 305622.5625 | 73.5% | 8.5709 | 78392.3594 | 18.85% | 178788.2656 | 43% | 0 | 0% | 0 | 0% | 78774 | 18.94% | 337039.1562 | 126797.875 | 30.49% | 289015.2812 | 236397.9219 | 56.85% | 179415.2344 | 255426.7344 | 61.43% | 160386.4219 | 16351.0986 | 3.932% | 399462.0576 | 21950.6738 | 5.279% | 393862.4824
45 | Goose Lake | SPGE | {'Semitropic': [8.0, 73143.0], 'Smyrna': [10.6, 79092.0], 'Kernridge': [14.2, 54681.0], 'Charca': [14.3, 50565.0], 'Midway': [15.4, 42815.0], 'Gates-Midway (Proposed)': [15.8, 68772.0], 'Shafter': [15.9, 36585.0], 'Temblor': [16.5, 40996.0], 'Rio Bravo': [21.1, 27931.0], 'Olive': [21.8, 48452.0], 'Arco': [22.3, 47996.0], 'Tupman': [24.4, 21428.0], 'Caliente': [24.4, 27201.0], 'Lerdo': [25.1, 23705.0], 'Alpaugh': [25.9, 35789.0], 'Norco': [26.6, 18222.0], '7th Standard': [27.6, 15967.0], 'Renfro': [27.7, 16810.0], 'Elk Hills': [28.3, 18547.0], 'Carrizo Plains': [30.1, 16548.0], 'Solar': [31.0, 11827.0], 'Kern Power': [31.2, 10534.0], 'Tevis': [32.0, 10268.0], 'Rosedale': [32.2, 10289.0], 'Vestal': [32.4, 6405.0], 'Taft': [32.6, 6323.0], 'Kern Oil': [33.4, 7651.0], 'West Park': [34.2, 7801.0], 'Sycamore': [34.7, 5461.0], 'Stockdale': [34.9, 8055.0], 'Poso Mt.': [35.1, 1310.0], 'Corcoran': [35.1, 5768.0], 'Bakersfield': [35.6, 5491.0], 'Waukena': [37.1, 5738.0], 'Midway - Wheeler Ridge (Proposed)': [37.5, 582.0], 'Columbus': [38.7, 513.0], 'Avenal': [39.8, 19.0]} | 591025.3125 | 115666.9688 | 19.57% | 475358.3438 | 80.43% | 102477.2969 | 17.34% | 462678.7031 | 78.28% | 7.9136 | 128807.8828 | 21.79% | 252468.0312 | 42.72% | 0 | 0% | 0 | 0% | 219383.5781 | 37.12% | 371641.7344 | 43376.8164 | 7.339% | 547648.4961 | 164435.1094 | 27.82% | 426590.2031 | 335960.1875 | 56.84% | 255065.125 | 16018.3682 | 2.71% | 575006.9443 | 29062.1465 | 4.917% | 561963.166
46 | Kernridge | SPGE | {'Temblor': [4.8, 63750.0], 'Caliente': [10.9, 55015.0], 'Goose Lake': [14.2, 54681.0], 'Midway': [16.4, 40194.0], 'Carrizo Plains': [17.5, 39811.0], 'Solar': [18.5, 33130.0], 'Semitropic': [20.2, 27999.0], 'Gates-Midway (Proposed)': [23.2, 26598.0], 'Shafter': [24.3, 13942.0], 'Smyrna': [24.8, 22981.0], 'Arco': [25.0, 25427.0], 'Elk Hills': [25.4, 17075.0], 'Taft': [25.7, 14301.0], 'Charca': [26.0, 13677.0], 'Norco': [26.6, 9541.0], 'Rio Bravo': [27.0, 13596.0], 'Tupman': [27.1, 11230.0], 'Renfro': [32.7, 6643.0], 'Lerdo': [33.4, 8682.0], '7th Standard': [34.3, 5410.0], 'Midway - Wheeler Ridge (Proposed)': [34.6, 224.0], 'Tevis': [35.5, 2121.0], 'Olive': [35.5, 3135.0], 'Kern Power': [36.5, 2238.0], 'Cholame': [37.6, 305.0], 'Rosedale': [37.6, 2022.0], 'Stockdale': [38.9, 769.0], 'Alpaugh': [39.3, 0.0], 'West Park': [39.7, 92.0]} | 500755.4062 | 82495.1719 | 16.47% | 418260.2344 | 83.53% | 104565.5234 | 20.88% | 367661.2578 | 73.42% | 8.6797 | 58506.7812 | 11.68% | 135371.0312 | 27.03% | 0 | 0% | 0 | 0% | 217483.3125 | 43.43% | 283272.0938 | 66717.2969 | 13.32% | 434038.1094 | 184653.5938 | 36.88% | 316101.8125 | 342813.0938 | 68.46% | 157942.3125 | 81177.5312 | 16.21% | 419577.875 | 20338.8438 | 4.062% | 480416.5625
47 | Lamont | SPGE | {'Unknown - 3327': [0.1, 58068.0], 'Grimmway-Malaga': [3.4, 45020.0], 'Magunden': [5.6, 51410.0], 'Columbus': [8.3, 48753.0], 'Cal Water': [8.9, 44954.0], 'Bakersfield': [10.2, 51973.0], 'West Park': [11.4, 52014.0], 'Stockdale': [11.7, 52421.0], 'Sycamore': [13.0, 42701.0], 'Kern Oil': [13.4, 45691.0], 'Rosedale': [13.4, 51397.0], 'Kern Power': [14.5, 50552.0], 'Tevis': [15.2, 50979.0], 'Wheeler Ridge': [15.7, 34651.0], '7th Standard': [18.1, 40928.0], 'Renfro': [18.2, 46025.0], 'Poso Mt.': [18.9, 23821.0], 'Lerdo': [21.6, 28043.0], 'Tupman': [23.4, 33159.0], 'Rio Bravo': [24.7, 26908.0], 'Pastoria': [25.0, 12445.0], 'Norco': [25.3, 21850.0], 'Midway - Wheeler Ridge (Proposed)': [26.0, 23864.0], 'Elk Hills': [29.5, 13584.0], 'Shafter': [29.8, 14808.0], 'Highwind': [30.5, 4648.0], 'Charca': [33.8, 12835.0], 'Midway': [34.1, 2419.0], 'Bailey': [36.2, 598.0], 'Taft': [36.8, 5681.0], 'Windhub': [37.5, 2145.0], 'Whirlwind': [38.6, 82.0], 'Semitropic': [38.7, 571.0], 'Vestal': [39.7, 358.0]} | 466298 | 58155.918 | 12.47% | 408142.082 | 87.53% | 94257.1875 | 20.21% | 331907.0312 | 71.18% | 10.2439 | 38996.8047 | 8.363% | 184891.4688 | 39.65% | 113800.6562 | 24.41% | 32031.0996 | 6.869% | 204307.4219 | 43.81% | 261990.5781 | 98979.9375 | 21.23% | 367318.0625 | 150328.3906 | 32.24% | 315969.6094 | 260106.6875 | 55.78% | 206191.3125 | 111192.9141 | 23.85% | 355105.0859 | 12687.8965 | 2.721% | 453610.1035
48 | Lerdo | SPGE | {'7th Standard': [4.3, 75244.0], 'Rio Bravo': [7.3, 69560.0], 'Renfro': [7.8, 66980.0], 'Kern Oil': [8.5, 67434.0], 'Kern Power': [8.9, 61613.0], 'Shafter': [9.4, 68422.0], 'Rosedale': [9.5, 61162.0], 'Sycamore': [9.7, 66292.0], 'West Park': [10.8, 58548.0], 'Bakersfield': [11.4, 56340.0], 'Poso Mt.': [11.7, 69329.0], 'Tupman': [12.1, 51692.0], 'Charca': [12.3, 80257.0], 'Tevis': [12.5, 52163.0], 'Stockdale': [13.5, 52151.0], 'Columbus': [13.9, 50275.0], 'Cal Water': [15.1, 48818.0], 'Magunden': [16.1, 47559.0], 'Norco': [17.2, 31365.0], 'Semitropic': [17.5, 37816.0], 'Midway': [18.2, 28123.0], 'Unknown - 3327': [21.5, 28387.0], 'Lamont': [21.6, 28043.0], 'Smyrna': [22.7, 29651.0], 'Elk Hills': [22.8, 23259.0], 'Vestal': [23.9, 44671.0], 'Grimmway-Malaga': [24.0, 14907.0], 'Goose Lake': [25.1, 23705.0], 'Midway - Wheeler Ridge (Proposed)': [27.0, 8516.0], 'Wheeler Ridge': [30.1, 10558.0], 'Taft': [31.3, 3916.0], 'Temblor': [31.7, 9470.0], 'Olive': [32.0, 11968.0], 'Kernridge': [33.4, 8682.0], 'Alpaugh': [36.3, 2379.0], 'Gates-Midway (Proposed)': [39.1, 739.0]} | 606879.5625 | 100338.9688 | 16.53% | 506540.5938 | 83.47% | 89997.0938 | 14.83% | 476659.9688 | 78.54% | 10.0643 | 74500.4062 | 12.28% | 281625.3438 | 46.41% | 85775.6484 | 14.13% | 0 | 0% | 217608.3906 | 35.86% | 389271.1719 | 88573.4141 | 14.59% | 518306.1484 | 185934.9531 | 30.64% | 420944.6094 | 310046.75 | 51.09% | 296832.8125 | 74446.0859 | 12.27% | 532433.4766 | 26480.6172 | 4.363% | 580398.9453
49 | Magunden | SPGE | {'Columbus': [2.8, 68269.0], 'Cal Water': [4.4, 64149.0], 'Bakersfield': [5.0, 70750.0], 'Unknown - 3327': [5.5, 51775.0], 'Lamont': [5.6, 51410.0], 'West Park': [6.7, 70776.0], 'Sycamore': [7.4, 62217.0], 'Kern Oil': [7.8, 65207.0], 'Grimmway-Malaga': [8.6, 38310.0], 'Stockdale': [8.8, 65691.0], 'Rosedale': [8.9, 70159.0], 'Kern Power': [10.0, 69314.0], 'Tevis': [12.0, 62224.0], '7th Standard': [13.0, 60475.0], 'Poso Mt.': [13.8, 43337.0], 'Renfro': [13.8, 64014.0], 'Lerdo': [16.1, 47559.0], 'Wheeler Ridge': [19.0, 32207.0], 'Tupman': [19.7, 41561.0], 'Rio Bravo': [19.9, 44261.0], 'Norco': [22.5, 24167.0], 'Shafter': [24.7, 30479.0], 'Midway - Wheeler Ridge (Proposed)': [25.6, 22675.0], 'Elk Hills': [27.3, 14811.0], 'Charca': [28.4, 29140.0], 'Pastoria': [29.7, 9828.0], 'Midway': [30.1, 5001.0], 'Semitropic': [33.4, 4579.0], 'Vestal': [34.4, 15091.0], 'Taft': [35.3, 4945.0], 'Highwind': [35.6, 0.0], 'Smyrna': [38.8, 243.0]} | 510657.3438 | 70961.9375 | 13.9% | 439695.4062 | 86.1% | 98509.5469 | 19.29% | 378964.8281 | 74.21% | 9 | 41235.6797 | 8.075% | 193164.1562 | 37.83% | 136951.8906 | 26.82% | 8212.5371 | 1.608% | 232852.9531 | 45.6% | 277804.3906 | 115926.8359 | 22.7% | 394730.5078 | 177303.8906 | 34.72% | 333353.4531 | 296055.4375 | 57.98% | 214601.9062 | 121601.6094 | 23.81% | 389055.7344 | 18046.9668 | 3.534% | 492610.377
50 | Midway | SPGE | {'Shafter': [10.7, 32431.0], 'Tupman': [10.8, 29680.0], 'Rio Bravo': [11.1, 34972.0], 'Norco': [11.5, 27140.0], 'Elk Hills': [13.0, 31579.0], 'Semitropic': [13.6, 34674.0], 'Temblor': [13.8, 40900.0], 'Goose Lake': [15.4, 42815.0], 'Charca': [15.8, 32062.0], 'Renfro': [16.3, 25018.0], 'Kernridge': [16.4, 40194.0], 'Lerdo': [18.2, 28123.0], '7th Standard': [18.3, 22378.0], 'Taft': [18.6, 17484.0], 'Tevis': [19.1, 18521.0], 'Kern Power': [20.1, 18787.0], 'Rosedale': [21.2, 18541.0], 'Smyrna': [21.7, 21788.0], 'Midway - Wheeler Ridge (Proposed)': [22.1, 4565.0], 'Stockdale': [22.5, 16308.0], 'West Park': [23.3, 15326.0], 'Kern Oil': [24.5, 14377.0], 'Bakersfield': [25.3, 12256.0], 'Sycamore': [26.3, 12157.0], 'Caliente': [26.3, 26661.0], 'Columbus': [28.9, 6403.0], 'Poso Mt.': [29.9, 5173.0], 'Magunden': [30.1, 5001.0], 'Gates-Midway (Proposed)': [31.0, 2588.0], 'Cal Water': [31.1, 4102.0], 'Carrizo Plains': [33.2, 17848.0], 'Lamont': [34.1, 2419.0], 'Unknown - 3327': [34.1, 2427.0], 'Olive': [34.1, 4155.0], 'Solar': [34.3, 12759.0], 'Wheeler Ridge': [34.6, 3124.0], 'Grimmway-Malaga': [35.1, 1741.0], 'Arco': [36.5, 0.0], 'Vestal': [36.6, 0.0], 'Alpaugh': [38.6, 0.0]} | 520767 | 61703.6406 | 11.85% | 459063.3594 | 88.15% | 109802.9609 | 21.08% | 386788.2891 | 74.27% | 8.674 | 87422.3906 | 16.79% | 251255.4844 | 48.25% | 0 | 0% | 0 | 0% | 152499.5 | 29.28% | 368267.5 | 119875.4609 | 23.02% | 400891.5391 | 258067.7344 | 49.56% | 262699.2656 | 331724.4375 | 63.7% | 189042.5625 | 11124.1992 | 2.136% | 509642.8008 | 31272.0312 | 6.005% | 489494.9688
51 | Norco | SPGE | {'Tupman': [5.2, 55986.0], 'Elk Hills': [5.6, 46323.0], 'Tevis': [10.4, 49278.0], 'Renfro': [10.8, 51782.0], 'Rio Bravo': [11.1, 38589.0], 'Midway': [11.5, 27140.0], 'Midway - Wheeler Ridge (Proposed)': [11.6, 32486.0], 'Kern Power': [13.6, 45026.0], 'Stockdale': [13.8, 46063.0], 'Taft': [14.2, 21490.0], 'Rosedale': [14.5, 43909.0], '7th Standard': [14.6, 37617.0], 'Shafter': [15.7, 26415.0], 'West Park': [16.3, 39390.0], 'Lerdo': [17.2, 31365.0], 'Bakersfield': [18.6, 33686.0], 'Kern Oil': [19.5, 30844.0], 'Sycamore': [21.3, 26771.0], 'Columbus': [22.2, 23148.0], 'Charca': [22.2, 26174.0], 'Magunden': [22.5, 24167.0], 'Temblor': [22.8, 11591.0], 'Semitropic': [22.9, 23434.0], 'Wheeler Ridge': [23.2, 31449.0], 'Cal Water': [24.9, 17986.0], 'Unknown - 3327': [25.2, 22087.0], 'Lamont': [25.3, 21850.0], 'Grimmway-Malaga': [25.5, 21832.0], 'Kernridge': [26.6, 9541.0], 'Goose Lake': [26.6, 18222.0], 'Poso Mt.': [27.3, 9210.0], 'Smyrna': [30.9, 12903.0], 'Caliente': [34.9, 831.0], 'Pastoria': [35.8, 2134.0]} | 472504.9375 | 59078.293 | 12.5% | 413426.6445 | 87.5% | 92171.7422 | 19.51% | 351571.9141 | 74.41% | 9.2309 | 91227.2969 | 19.31% | 241851.6562 | 51.19% | 0 | 0% | 0 | 0% | 82166.7188 | 17.39% | 390338.2188 | 128193.6875 | 27.13% | 344311.25 | 245785 | 52.02% | 226719.9375 | 268129.2188 | 56.75% | 204375.7188 | 3228.0818 | 0.6832% | 469276.8557 | 24444.7402 | 5.173% | 448060.1973
52 | Rio Bravo | SPGE | {'Shafter': [5.9, 64138.0], 'Tupman': [6.1, 57866.0], 'Renfro': [6.6, 66298.0], '7th Standard': [7.3, 65787.0], 'Lerdo': [7.3, 69560.0], 'Kern Power': [10.2, 59809.0], 'Midway': [11.1, 34972.0], 'Norco': [11.1, 38589.0], 'Rosedale': [11.2, 59357.0], 'Tevis': [11.3, 52532.0], 'Charca': [12.0, 62725.0], 'West Park': [13.3, 56128.0], 'Kern Oil': [13.5, 56934.0], 'Stockdale': [13.9, 52461.0], 'Semitropic': [14.8, 37455.0], 'Bakersfield': [14.9, 53136.0], 'Sycamore': [15.2, 53625.0], 'Elk Hills': [16.3, 29766.0], 'Columbus': [18.3, 46928.0], 'Poso Mt.': [18.9, 40419.0], 'Magunden': [19.9, 44261.0], 'Cal Water': [20.3, 42410.0], 'Goose Lake': [21.1, 27931.0], 'Smyrna': [22.0, 24958.0], 'Midway - Wheeler Ridge (Proposed)': [22.1, 12840.0], 'Taft': [24.5, 6916.0], 'Unknown - 3327': [24.6, 27252.0], 'Lamont': [24.7, 26908.0], 'Temblor': [24.9, 14330.0], 'Grimmway-Malaga': [26.3, 13877.0], 'Kernridge': [27.0, 13596.0], 'Wheeler Ridge': [29.2, 12832.0], 'Vestal': [29.3, 17877.0], 'Olive': [33.1, 5803.0], 'Gates-Midway (Proposed)': [36.3, 2560.0], 'Caliente': [37.3, 91.0], 'Alpaugh': [37.6, 708.0]} | 583851.875 | 79412.9766 | 13.6% | 504438.8984 | 86.4% | 96214.6875 | 16.48% | 454776.875 | 77.89% | 9.6389 | 89959.2188 | 15.41% | 304481.0625 | 52.15% | 10201.7832 | 1.747% | 0 | 0% | 163165.0781 | 27.95% | 420686.7969 | 108720.6875 | 18.62% | 475131.1875 | 229716.9844 | 39.35% | 354134.8906 | 321170.0938 | 55.01% | 262681.7812 | 13634.8604 | 2.335% | 570217.0146 | 29052.623 | 4.976% | 554799.252
53 | Rosedale | SPGE | {'Kern Power': [1.1, 90611.0], 'West Park': [2.1, 86813.0], 'Bakersfield': [4.2, 81140.0], 'Stockdale': [4.2, 82445.0], 'Tevis': [4.9, 81687.0], 'Renfro': [4.9, 85179.0], '7th Standard': [5.3, 74483.0], 'Kern Oil': [5.4, 76041.0], 'Sycamore': [7.2, 70856.0], 'Columbus': [7.9, 70369.0], 'Magunden': [8.9, 70159.0], 'Lerdo': [9.5, 61162.0], 'Cal Water': [10.5, 65115.0], 'Tupman': [11.0, 61371.0], 'Rio Bravo': [11.2, 59357.0], 'Unknown - 3327': [13.3, 51890.0], 'Lamont': [13.4, 51397.0], 'Poso Mt.': [14.3, 46673.0], 'Norco': [14.5, 43909.0], 'Grimmway-Malaga': [15.2, 41164.0], 'Shafter': [16.5, 44082.0], 'Elk Hills': [19.8, 33812.0], 'Midway - Wheeler Ridge (Proposed)': [20.7, 31629.0], 'Wheeler Ridge': [20.7, 39098.0], 'Midway': [21.2, 18541.0], 'Charca': [21.2, 42743.0], 'Semitropic': [25.5, 17983.0], 'Taft': [28.3, 14297.0], 'Smyrna': [31.7, 5777.0], 'Vestal': [32.1, 16642.0], 'Goose Lake': [32.2, 10289.0], 'Pastoria': [33.3, 9266.0], 'Temblor': [34.9, 3900.0], 'Kernridge': [37.6, 2022.0]} | 593055.125 | 91456.5156 | 15.42% | 501598.6094 | 84.58% | 106754.1016 | 18% | 450615.5859 | 75.98% | 9.2071 | 80986.3594 | 13.66% | 272255.3125 | 45.91% | 70716.5 | 11.92% | 0 | 0% | 188798.6406 | 31.83% | 404256.4844 | 132378.3906 | 22.32% | 460676.7344 | 222925.9844 | 37.59% | 370129.1406 | 314762.8125 | 53.07% | 278292.3125 | 59583.7617 | 10.05% | 533471.3633 | 25979.8145 | 4.381% | 567075.3105
54 | Semitropic | SPGE | {'Charca': [6.3, 66699.0], 'Goose Lake': [8.0, 73143.0], 'Smyrna': [8.1, 74039.0], 'Shafter': [9.0, 50554.0], 'Midway': [13.6, 34674.0], 'Rio Bravo': [14.8, 37455.0], 'Lerdo': [17.5, 37816.0], 'Tupman': [19.4, 27440.0], 'Kernridge': [20.2, 27999.0], '7th Standard': [20.5, 25330.0], 'Olive': [20.5, 46164.0], 'Temblor': [20.9, 20180.0], 'Renfro': [21.3, 24855.0], 'Gates-Midway (Proposed)': [21.8, 41296.0], 'Norco': [22.9, 23434.0], 'Kern Power': [24.5, 18383.0], 'Alpaugh': [25.1, 32852.0], 'Rosedale': [25.5, 17983.0], 'Kern Oil': [25.9, 16565.0], 'Vestal': [25.9, 16942.0], 'Tevis': [26.1, 16345.0], 'Elk Hills': [26.1, 18461.0], 'Poso Mt.': [27.1, 13964.0], 'Sycamore': [27.2, 14371.0], 'West Park': [27.3, 15373.0], 'Bakersfield': [28.5, 13116.0], 'Stockdale': [28.6, 14063.0], 'Arco': [29.3, 19876.0], 'Caliente': [31.0, 4766.0], 'Columbus': [31.3, 7077.0], 'Taft': [32.2, 1847.0], 'Cal Water': [32.6, 5567.0], 'Magunden': [33.4, 4579.0], 'Midway - Wheeler Ridge (Proposed)': [34.4, 1441.0], 'Corcoran': [35.7, 4176.0], 'Carrizo Plains': [37.2, 2526.0], 'Waukena': [37.9, 3716.0], 'Solar': [38.2, 1622.0], 'Unknown - 3327': [38.6, 639.0], 'Lamont': [38.7, 571.0]} | 584900.25 | 90659.2734 | 15.5% | 494240.9766 | 84.5% | 69413.6797 | 11.87% | 479168.9453 | 81.92% | 9.3964 | 121090.7891 | 20.7% | 348461.4062 | 59.58% | 0 | 0% | 0 | 0% | 163874.875 | 28.02% | 421025.375 | 52675.9258 | 9.006% | 532224.3242 | 189349.9219 | 32.37% | 395550.3281 | 299908.9062 | 51.28% | 284991.3438 | 800.3408 | 0.1368% | 584099.9092 | 27267.3145 | 4.662% | 557632.9355
55 | Shafter | SPGE | {'Rio Bravo': [5.9, 64138.0], 'Charca': [6.5, 79173.0], 'Semitropic': [9.0, 50554.0], 'Lerdo': [9.4, 68422.0], 'Midway': [10.7, 32431.0], 'Tupman': [11.3, 45275.0], '7th Standard': [11.7, 55194.0], 'Renfro': [12.3, 51023.0], 'Kern Power': [15.5, 44534.0], 'Norco': [15.7, 26415.0], 'Goose Lake': [15.9, 36585.0], 'Smyrna': [16.1, 38699.0], 'Rosedale': [16.5, 44082.0], 'Tevis': [17.1, 39001.0], 'Kern Oil': [17.5, 46346.0], 'West Park': [18.4, 41469.0], 'Sycamore': [18.9, 44360.0], 'Stockdale': [19.6, 37811.0], 'Bakersfield': [19.7, 39261.0], 'Elk Hills': [20.1, 18756.0], 'Poso Mt.': [20.5, 44354.0], 'Columbus': [22.7, 33196.0], 'Temblor': [23.2, 14649.0], 'Kernridge': [24.3, 13942.0], 'Cal Water': [24.3, 32305.0], 'Magunden': [24.7, 30479.0], 'Vestal': [26.1, 28908.0], 'Midway - Wheeler Ridge (Proposed)': [27.2, 1682.0], 'Olive': [27.5, 18358.0], 'Taft': [27.7, 1854.0], 'Unknown - 3327': [29.7, 15112.0], 'Lamont': [29.8, 14808.0], 'Gates-Midway (Proposed)': [30.7, 6362.0], 'Grimmway-Malaga': [31.7, 2574.0], 'Alpaugh': [32.0, 9579.0], 'Caliente': [35.0, 410.0], 'Wheeler Ridge': [35.1, 241.0], 'Arco': [38.0, 0.0]} | 578752.125 | 81432.9453 | 14.07% | 497319.1797 | 85.93% | 79648.8047 | 13.76% | 463379.8203 | 80.07% | 10.1981 | 92777.8125 | 16.03% | 309605.4688 | 53.5% | 4134.293 | 0.7143% | 0 | 0% | 163447.375 | 28.24% | 415304.75 | 84632.4844 | 14.62% | 494119.6406 | 224339.1875 | 38.76% | 354412.9375 | 313832.8125 | 54.23% | 264919.3125 | 10518.4863 | 1.817% | 568233.6387 | 34788.1133 | 6.011% | 543964.0117
56 | Smyrna | SPGE | {'Semitropic': [8.1, 74039.0], 'Charca': [10.5, 60118.0], 'Goose Lake': [10.6, 79092.0], 'Olive': [12.5, 104605.0], 'Shafter': [16.1, 38699.0], 'Alpaugh': [17.0, 84859.0], 'Gates-Midway (Proposed)': [17.5, 93732.0], 'Midway': [21.7, 21788.0], 'Rio Bravo': [22.0, 24958.0], 'Vestal': [22.5, 24261.0], 'Lerdo': [22.7, 29651.0], 'Kernridge': [24.8, 22981.0], 'Arco': [26.0, 42810.0], '7th Standard': [26.5, 12940.0], 'Temblor': [26.8, 13776.0], 'Tupman': [27.2, 16351.0], 'Corcoran': [27.6, 50072.0], 'Renfro': [28.1, 12503.0], 'Waukena': [29.8, 49613.0], 'Poso Mt.': [30.0, 12245.0], 'Kern Power': [30.8, 6169.0], 'Norco': [30.9, 12903.0], 'Kern Oil': [31.0, 6464.0], 'Rosedale': [31.7, 5777.0], 'Sycamore': [31.9, 4611.0], 'Tevis': [33.1, 5271.0], 'West Park': [33.3, 5017.0], 'Bakersfield': [34.1, 3280.0], 'Elk Hills': [34.2, 9260.0], 'Caliente': [35.0, 895.0], 'Stockdale': [35.2, 4176.0], 'Columbus': [36.4, 947.0], 'Cal Water': [37.3, 733.0], 'Magunden': [38.8, 243.0], 'Springville': [39.6, 252.0], 'GWF Hanford': [39.6, 1152.0]} | 614671.6875 | 139784.7188 | 22.74% | 474886.9688 | 77.26% | 105607.9922 | 17.18% | 470904.1328 | 76.61% | 8.8295 | 179520.6094 | 29.21% | 307327.0312 | 50% | 0 | 0% | 0 | 0% | 198243.8438 | 32.25% | 416427.8438 | 38515.3203 | 6.266% | 576156.3672 | 159398.5156 | 25.93% | 455273.1719 | 301338.2188 | 49.02% | 313333.4688 | 394.447 | 0.06417% | 614277.2405 | 34951.1406 | 5.686% | 579720.5469
57 | Stockdale | SPGE | {'Tevis': [3.5, 84503.0], 'West Park': [4.2, 80355.0], 'Rosedale': [4.2, 82445.0], 'Kern Power': [4.7, 82472.0], 'Bakersfield': [6.0, 74986.0], 'Renfro': [7.3, 79850.0], 'Magunden': [8.8, 65691.0], 'Kern Oil': [8.9, 68773.0], 'Columbus': [9.1, 64444.0], '7th Standard': [9.2, 65472.0], 'Sycamore': [10.3, 64023.0], 'Unknown - 3327': [11.6, 52914.0], 'Lamont': [11.7, 52421.0], 'Tupman': [11.7, 63053.0], 'Cal Water': [11.9, 59069.0], 'Grimmway-Malaga': [12.6, 42535.0], 'Lerdo': [13.5, 52151.0], 'Norco': [13.8, 46063.0], 'Rio Bravo': [13.9, 52461.0], 'Wheeler Ridge': [16.6, 44713.0], 'Midway - Wheeler Ridge (Proposed)': [17.6, 36662.0], 'Poso Mt.': [17.8, 39827.0], 'Elk Hills': [18.5, 36283.0], 'Shafter': [19.6, 37811.0], 'Midway': [22.5, 16308.0], 'Charca': [24.8, 35975.0], 'Taft': [26.5, 17737.0], 'Semitropic': [28.6, 14063.0], 'Pastoria': [29.2, 10651.0], 'Goose Lake': [34.9, 8055.0], 'Smyrna': [35.2, 4176.0], 'Temblor': [35.8, 2231.0], 'Vestal': [36.2, 9864.0], 'Kernridge': [38.9, 769.0]} | 588222.625 | 88059.375 | 14.97% | 500163.25 | 85.03% | 89530.7188 | 15.22% | 462951.2812 | 78.7% | 9.1481 | 80392.125 | 13.67% | 291303.3438 | 49.52% | 49655.4883 | 8.442% | 0 | 0% | 164429.6406 | 27.95% | 423792.9844 | 136912.5781 | 23.28% | 451310.0469 | 219335.4375 | 37.29% | 368887.1875 | 300669.7188 | 51.11% | 287552.9062 | 43308.4727 | 7.363% | 544914.1523 | 24894.5391 | 4.232% | 563328.0859
58 | Taft | SPGE | {'Elk Hills': [8.6, 33378.0], 'Midway - Wheeler Ridge (Proposed)': [12.1, 23384.0], 'Norco': [14.2, 21490.0], 'Midway': [18.6, 17484.0], 'Tupman': [19.2, 19285.0], 'Temblor': [20.9, 14431.0], 'Tevis': [23.6, 19412.0], 'Rio Bravo': [24.5, 6916.0], 'Renfro': [25.0, 17245.0], 'Kernridge': [25.7, 14301.0], 'Stockdale': [26.5, 17737.0], 'Kern Power': [27.5, 15169.0], 'Shafter': [27.7, 1854.0], 'Rosedale': [28.3, 14297.0], '7th Standard': [28.8, 6539.0], 'Wheeler Ridge': [28.8, 18187.0], 'Caliente': [29.8, 12788.0], 'West Park': [29.9, 10914.0], 'Lerdo': [31.3, 3916.0], 'Bakersfield': [32.1, 7398.0], 'Semitropic': [32.2, 1847.0], 'Goose Lake': [32.6, 6323.0], 'Kern Oil': [33.5, 3752.0], 'Charca': [33.8, 1847.0], 'Sycamore': [35.3, 2746.0], 'Magunden': [35.3, 4945.0], 'Columbus': [35.6, 3548.0], 'Carrizo Plains': [35.8, 5051.0], 'Grimmway-Malaga': [36.0, 8481.0], 'Unknown - 3327': [36.7, 5827.0], 'Solar': [36.8, 1937.0], 'Lamont': [36.8, 5681.0], 'Cal Water': [38.3, 934.0], 'Pastoria': [38.8, 28.0]} | 329134.375 | 49580.1836 | 15.06% | 279554.1914 | 84.94% | 103979.5234 | 31.59% | 218723.7266 | 66.45% | 6.1223 | 53467.082 | 16.24% | 100028.8203 | 30.39% | 7339.7021 | 2.23% | 0 | 0% | 65623.8672 | 19.94% | 263510.5078 | 120302.8359 | 36.55% | 208831.5391 | 202175.2188 | 61.43% | 126959.1562 | 220637.3125 | 67.04% | 108497.0625 | 38228.3398 | 11.61% | 290906.0352 | 15856.0566 | 4.818% | 313278.3184
59 | Temblor | SPGE | {'Kernridge': [4.8, 63750.0], 'Caliente': [12.5, 50356.0], 'Midway': [13.8, 40900.0], 'Goose Lake': [16.5, 40996.0], 'Carrizo Plains': [19.4, 36863.0], 'Solar': [20.5, 30182.0], 'Taft': [20.9, 14431.0], 'Semitropic': [20.9, 20180.0], 'Elk Hills': [21.0, 18953.0], 'Norco': [22.8, 11591.0], 'Shafter': [23.2, 14649.0], 'Tupman': [24.1, 12418.0], 'Rio Bravo': [24.9, 14330.0], 'Charca': [26.0, 14384.0], 'Smyrna': [26.8, 13776.0], 'Gates-Midway (Proposed)': [27.5, 12098.0], 'Arco': [29.7, 10732.0], 'Renfro': [30.0, 8519.0], 'Midway - Wheeler Ridge (Proposed)': [30.1, 239.0], 'Lerdo': [31.7, 9470.0], '7th Standard': [32.1, 7130.0], 'Tevis': [32.3, 3999.0], 'Kern Power': [33.8, 4116.0], 'Rosedale': [34.9, 3900.0], 'Stockdale': [35.8, 2231.0], 'West Park': [37.0, 1606.0], 'Olive': [38.3, 868.0], 'Kern Oil': [38.3, 1288.0], 'Bakersfield': [39.0, 73.0]} | 451277.5312 | 65862.1875 | 14.59% | 385415.3438 | 85.41% | 104288.0312 | 23.11% | 320121.6875 | 70.94% | 8.8311 | 43126.7539 | 9.557% | 123931.3672 | 27.46% | 0 | 0% | 0 | 0% | 177888.7656 | 39.42% | 273388.7656 | 76928.9141 | 17.05% | 374348.6172 | 204598.5312 | 45.34% | 246679 | 321919.5 | 71.34% | 129358.0312 | 65553.125 | 14.53% | 385724.4062 | 19817.4902 | 4.391% | 431460.041
60 | Tupman | SPGE | {'Norco': [5.2, 55986.0], 'Rio Bravo': [6.1, 57866.0], 'Renfro': [6.4, 70637.0], 'Tevis': [8.3, 66206.0], '7th Standard': [9.8, 57363.0], 'Kern Power': [9.9, 62489.0], 'Elk Hills': [10.7, 43832.0], 'Midway': [10.8, 29680.0], 'Rosedale': [11.0, 61371.0], 'Shafter': [11.3, 45275.0], 'Stockdale': [11.7, 63053.0], 'Lerdo': [12.1, 51692.0], 'West Park': [13.1, 56853.0], 'Bakersfield': [15.2, 51157.0], 'Kern Oil': [15.3, 48555.0], 'Midway - Wheeler Ridge (Proposed)': [16.0, 30857.0], 'Sycamore': [17.2, 44504.0], 'Charca': [17.8, 44494.0], 'Columbus': [18.9, 40618.0], 'Taft': [19.2, 19285.0], 'Semitropic': [19.4, 27440.0], 'Magunden': [19.7, 41561.0], 'Cal Water': [21.4, 35528.0], 'Poso Mt.': [22.6, 26356.0], 'Unknown - 3327': [23.3, 33597.0], 'Lamont': [23.4, 33159.0], 'Temblor': [24.1, 12418.0], 'Grimmway-Malaga': [24.3, 25473.0], 'Goose Lake': [24.4, 21428.0], 'Wheeler Ridge': [24.8, 32395.0], 'Kernridge': [27.1, 11230.0], 'Smyrna': [27.2, 16351.0], 'Vestal': [35.2, 4451.0], 'Caliente': [36.5, 0.0], 'Pastoria': [37.7, 1269.0], 'Olive': [38.8, 8.0]} | 528521.375 | 77429.5312 | 14.65% | 451091.8438 | 85.35% | 98156.6641 | 18.57% | 397209.8672 | 75.15% | 9.5976 | 95804.375 | 18.13% | 276144.5 | 52.25% | 0 | 0% | 0 | 0% | 118672.3047 | 22.45% | 409849.0703 | 114854.7422 | 21.73% | 413666.6328 | 239933.5469 | 45.4% | 288587.8281 | 291641.9062 | 55.18% | 236879.4688 | 3503.4216 | 0.6629% | 525017.9534 | 26913.6211 | 5.092% | 501607.7539
61 | Westpark | SPGE | {'Rosedale': [2.1, 86813.0], 'Bakersfield': [2.2, 81690.0], 'Kern Power': [3.2, 85967.0], 'Stockdale': [4.2, 80355.0], 'Kern Oil': [4.7, 75847.0], 'Columbus': [5.9, 70948.0], 'Sycamore': [6.1, 70828.0], 'Tevis': [6.3, 77367.0], 'Magunden': [6.7, 70776.0], '7th Standard': [6.8, 71869.0], 'Renfro': [7.0, 80537.0], 'Cal Water': [8.5, 65642.0], 'Lerdo': [10.8, 58548.0], 'Unknown - 3327': [11.3, 52507.0], 'Lamont': [11.4, 52014.0], 'Tupman': [13.1, 56853.0], 'Rio Bravo': [13.3, 56128.0], 'Grimmway-Malaga': [13.4, 41780.0], 'Poso Mt.': [13.6, 46542.0], 'Norco': [16.3, 39390.0], 'Shafter': [18.4, 41469.0], 'Wheeler Ridge': [20.0, 37685.0], 'Elk Hills': [21.6, 29458.0], 'Midway - Wheeler Ridge (Proposed)': [21.7, 29428.0], 'Charca': [22.8, 40130.0], 'Midway': [23.3, 15326.0], 'Semitropic': [27.3, 15373.0], 'Taft': [29.9, 10914.0], 'Pastoria': [32.3, 9772.0], 'Vestal': [32.4, 16517.0], 'Smyrna': [33.3, 5017.0], 'Goose Lake': [34.2, 7801.0], 'Temblor': [37.0, 1606.0], 'Kernridge': [39.7, 92.0]} | 581965.8125 | 87429.7891 | 15.02% | 494536.0234 | 84.98% | 102779.6406 | 17.66% | 444333.1094 | 76.35% | 9.1148 | 69800.4922 | 11.99% | 260349.1562 | 44.74% | 88563.4688 | 15.22% | 0 | 0% | 204856.7188 | 35.2% | 377109.0938 | 134836 | 23.17% | 447129.8125 | 214687.7344 | 36.89% | 367278.0781 | 316715.125 | 54.42% | 265250.6875 | 76380.4141 | 13.12% | 505585.3984 | 25399.3848 | 4.364% | 556566.4277
62 | Wheeler Ridge | SPGE | {'Grimmway-Malaga': [12.7, 38421.0], 'Pastoria': [13.0, 14795.0], 'Lamont': [15.7, 34651.0], 'Unknown - 3327': [15.7, 34799.0], 'Stockdale': [16.6, 44713.0], 'Midway - Wheeler Ridge (Proposed)': [16.7, 37773.0], 'Tevis': [18.1, 44486.0], 'Magunden': [19.0, 32207.0], 'West Park': [20.0, 37685.0], 'Bakersfield': [20.7, 34259.0], 'Rosedale': [20.7, 39098.0], 'Kern Power': [21.2, 39125.0], 'Columbus': [21.5, 29514.0], 'Norco': [23.2, 31449.0], 'Renfro': [23.2, 37445.0], 'Cal Water': [23.4, 25714.0], 'Bailey': [24.4, 2076.0], 'Kern Oil': [24.4, 26452.0], 'Elk Hills': [24.6, 26526.0], 'Tupman': [24.8, 32395.0], 'Sycamore': [25.1, 23462.0], '7th Standard': [25.8, 22370.0], 'Taft': [28.8, 18187.0], 'Rio Bravo': [29.2, 12832.0], 'Lerdo': [30.1, 10558.0], 'Poso Mt.': [32.5, 4582.0], 'Highwind': [33.9, 382.0], 'Whirlwind': [34.5, 0.0], 'Midway': [34.6, 3124.0], 'Shafter': [35.1, 241.0], 'Windhub': [39.6, 0.0]} | 430980.625 | 50420.2891 | 11.7% | 380560.3359 | 88.3% | 69012.9922 | 16.01% | 330221.7891 | 76.62% | 9.1367 | 64940.0703 | 15.07% | 231929.9219 | 53.81% | 38148.5703 | 8.852% | 13168.1934 | 3.055% | 110421.4297 | 25.62% | 320559.1953 | 104486.4766 | 24.24% | 326494.1484 | 157465.0938 | 36.54% | 273515.5312 | 213030.4219 | 49.43% | 217950.2031 | 42585.2578 | 9.881% | 388395.3672 | 7179.3994 | 1.666% | 423801.2256
63 | Kern Oil | SPGE | {'Sycamore': [1.9, 79742.0], 'Bakersfield': [3.8, 73988.0], 'West Park': [4.7, 75847.0], 'Columbus': [5.4, 67924.0], 'Rosedale': [5.4, 76041.0], 'Kern Power': [6.0, 75797.0], '7th Standard': [6.2, 78524.0], 'Cal Water': [6.9, 64116.0], 'Magunden': [7.8, 65207.0], 'Lerdo': [8.5, 67434.0], 'Poso Mt.': [8.9, 55621.0], 'Stockdale': [8.9, 68773.0], 'Renfro': [8.9, 72226.0], 'Tevis': [10.3, 66489.0], 'Unknown - 3327': [13.3, 46036.0], 'Lamont': [13.4, 45691.0], 'Rio Bravo': [13.5, 56934.0], 'Tupman': [15.3, 48555.0], 'Grimmway-Malaga': [16.1, 32555.0], 'Shafter': [17.5, 46346.0], 'Norco': [19.5, 30844.0], 'Charca': [20.7, 49015.0], 'Wheeler Ridge': [24.4, 26452.0], 'Midway': [24.5, 14377.0], 'Elk Hills': [25.0, 21056.0], 'Semitropic': [25.9, 16565.0], 'Midway - Wheeler Ridge (Proposed)': [26.1, 19609.0], 'Vestal': [27.9, 25590.0], 'Smyrna': [31.0, 6464.0], 'Goose Lake': [33.4, 7651.0], 'Taft': [33.5, 3752.0], 'Pastoria': [36.3, 6590.0], 'Temblor': [38.3, 1288.0], 'Olive': [39.6, 2.0]} | 576795.0625 | 85082.1094 | 14.75% | 491712.9531 | 85.25% | 103138.5469 | 17.88% | 438860.4531 | 76.09% | 9.1042 | 45050.3672 | 7.81% | 232823.5156 | 40.37% | 137646.9219 | 23.86% | 0 | 0% | 252516.9062 | 43.78% | 324278.1562 | 109057.0312 | 18.91% | 467738.0312 | 186240.2969 | 32.29% | 390554.7656 | 317361.8438 | 55.02% | 259433.2188 | 124520.1641 | 21.59% | 452274.8984 | 23332.4316 | 4.045% | 553462.6309
64 | Inyokern | GREATER KRAMER | {'Randsburg': [21.5, 1764.0]} | 29837.0039 | 10120.877 | 33.92% | 19716.127 | 66.08% | 1276.389 | 4.278% | 11447.7203 | 38.37% | 27.3333 | 2118.3508 | 7.1% | 6.7272 | 0.02255% | 2997.8706 | 10.05% | 0 | 0% | 14255.4717 | 47.78% | 15581.5322 | 7160.4937 | 24% | 22676.5103 | 3984.7825 | 13.36% | 25852.2214 | 18045.8457 | 60.48% | 11791.1582 | 6926.1187 | 23.21% | 22910.8853 | 56.2095 | 0.1884% | 29780.7945
65 | Pastoria | GREATER TEHACHAPI | {'Bailey': [11.6, 12338.0], 'Wheeler Ridge': [13.0, 14795.0], 'Grimmway-Malaga': [21.6, 15459.0], 'Whirlwind': [23.7, 12879.0], 'Unknown - 3327': [25.0, 12423.0], 'Lamont': [25.0, 12445.0], 'Midway - Wheeler Ridge (Proposed)': [27.3, 8458.0], 'Highwind': [28.7, 9976.0], 'Stockdale': [29.2, 10651.0], 'Magunden': [29.7, 9828.0], 'Tevis': [31.1, 10081.0], 'West Park': [32.3, 9772.0], 'Columbus': [32.4, 9556.0], 'Bakersfield': [32.5, 9615.0], 'Windhub': [32.6, 8927.0], 'Rosedale': [33.3, 9266.0], 'Cal Water': [33.7, 9269.0], 'Kern Power': [33.9, 8922.0], 'Antelope': [35.2, 8253.0], 'Norco': [35.8, 2134.0], 'Renfro': [36.1, 5884.0], 'Elk Hills': [36.3, 653.0], 'Kern Oil': [36.3, 6590.0], 'Sycamore': [36.6, 5088.0], 'Pardee': [37.3, 0.0], 'Tupman': [37.7, 1269.0], '7th Standard': [38.4, 2352.0], 'Saugus': [38.5, 0.0], 'Taft': [38.8, 28.0]} | 353370.125 | 28898.9961 | 8.178% | 324471.1289 | 91.82% | 93237.4062 | 26.39% | 216787.4375 | 61.35% | 10.3827 | 20778.7598 | 5.88% | 112670.2578 | 31.88% | 143622.7656 | 40.64% | 22129.0312 | 6.262% | 155692.1719 | 44.06% | 197677.9531 | 119217.6562 | 33.74% | 234152.4688 | 133511.9375 | 37.78% | 219858.1875 | 234856.5469 | 66.46% | 118513.5781 | 89646.6172 | 25.37% | 263723.5078 | 7514.5542 | 2.127% | 345855.5708
66 | Ransburg | GREATER KRAMER | {'Inyokern': [21.5, 1764.0], 'Kramer': [26.6, 22672.0]} | 134054.0625 | 30417.3809 | 22.69% | 103636.6816 | 77.31% | 25813.5938 | 19.26% | 46331.4766 | 34.56% | 62 | 278.2799 | 0.2076% | 4.6703 | 0.003484% | 0 | 0% | 0 | 0% | 50891.4648 | 37.96% | 83162.5977 | 31818.1582 | 23.74% | 102235.9043 | 6589.6284 | 4.916% | 127464.4341 | 78409.1406 | 58.49% | 55644.9219 | 71973.625 | 53.69% | 62080.4375 | 768.5832 | 0.5733% | 133285.4793
67 | Sycamore | SPGE | {'Kern Oil': [1.9, 79742.0], 'Bakersfield': [4.6, 70779.0], 'Columbus': [4.7, 64933.0], 'Cal Water': [5.5, 62668.0], 'West Park': [6.1, 70828.0], 'Rosedale': [7.2, 70856.0], 'Magunden': [7.4, 62217.0], 'Poso Mt.': [7.6, 56671.0], 'Kern Power': [7.8, 70475.0], '7th Standard': [8.0, 74811.0], 'Lerdo': [9.7, 66292.0], 'Stockdale': [10.3, 64023.0], 'Renfro': [10.8, 67474.0], 'Tevis': [12.0, 61221.0], 'Unknown - 3327': [12.9, 43045.0], 'Lamont': [13.0, 42701.0], 'Rio Bravo': [15.2, 53625.0], 'Grimmway-Malaga': [15.9, 29565.0], 'Tupman': [17.2, 44504.0], 'Shafter': [18.9, 44360.0], 'Norco': [21.3, 26771.0], 'Charca': [21.7, 47511.0], 'Wheeler Ridge': [25.1, 23462.0], 'Midway': [26.3, 12157.0], 'Elk Hills': [26.8, 17366.0], 'Semitropic': [27.2, 14371.0], 'Vestal': [27.4, 26640.0], 'Midway - Wheeler Ridge (Proposed)': [27.7, 16664.0], 'Smyrna': [31.9, 4611.0], 'Goose Lake': [34.7, 5461.0], 'Taft': [35.3, 2746.0], 'Pastoria': [36.6, 5088.0], 'Olive': [40.0, 0.0]} | 561745.0625 | 80959.3281 | 14.41% | 480785.7344 | 85.59% | 105809.7656 | 18.84% | 421701.1094 | 75.07% | 9.0991 | 36636.4648 | 6.522% | 213206.5781 | 37.95% | 158534.7188 | 28.22% | 0 | 0% | 263968.125 | 46.99% | 297776.9375 | 101011.8984 | 17.98% | 460733.1641 | 172570.3125 | 30.72% | 389174.75 | 314975.0938 | 56.07% | 246769.9688 | 145277.9219 | 25.86% | 416467.1406 | 20126.0898 | 3.583% | 541618.9727
68 | Avenal | SPGE | {'Gates': [11.2, 88977.0], 'Cal Flats': [13.7, 42416.0], 'Arco': [18.0, 58647.0], 'Mustang': [20.7, 81903.0], 'Henrietta': [21.8, 78673.0], 'Cholame': [23.6, 21661.0], 'Leprino': [24.0, 76349.0], 'Gates-Midway (Proposed)': [24.4, 44036.0], 'Schindler': [29.3, 7754.0], 'Excelsior': [29.8, 2672.0], 'Waukena': [32.2, 44077.0], 'Corcoran': [32.6, 39555.0], 'GWF Hanford': [33.1, 35841.0], 'Cantua': [33.6, 854.0], 'Alpaugh': [37.0, 6403.0], 'Olive': [38.0, 1963.0], 'Goose Lake': [39.8, 19.0]} | 631690.625 | 121684.5234 | 19.26% | 510006.1016 | 80.74% | 233901.1875 | 37.03% | 384682.1875 | 60.9% | 6.3949 | 121789.3359 | 19.28% | 146575.4375 | 23.2% | 35898.9414 | 5.683% | 0 | 0% | 287954.5938 | 45.58% | 343736.0312 | 36478.4336 | 5.775% | 595212.1914 | 127229.0859 | 20.14% | 504461.5391 | 358998.4062 | 56.83% | 272692.2188 | 160694.6562 | 25.44% | 470995.9688 | 5725.8237 | 0.9064% | 625964.8013
69 | Corcoran | SPGE | {'Waukena': [2.3, 275464.0], 'Alpaugh': [11.5, 158207.0], 'GWF Hanford': [12.2, 199114.0], 'Olive': [15.9, 119897.0], 'Leprino': [17.9, 191799.0], 'Henrietta': [21.4, 164010.0], 'Mustang': [21.9, 158706.0], 'Rector': [22.0, 39220.0], 'Gates-Midway (Proposed)': [25.5, 97345.0], 'Kingsburg': [26.2, 54292.0], 'Smyrna': [27.6, 50072.0], 'Arco': [30.5, 38960.0], 'Gates': [31.8, 50762.0], 'Vestal': [32.2, 5464.0], 'Avenal': [32.6, 39555.0], 'Springville': [34.6, 6381.0], 'McCall': [34.9, 10380.0], 'Goose Lake': [35.1, 5768.0], 'Wahtoke': [35.4, 10082.0], 'Reedley': [35.6, 6671.0], 'Semitropic': [35.7, 4176.0], 'Charca': [37.0, 1530.0], 'Schindler': [38.2, 2246.0]} | 655804.375 | 278847.1875 | 42.52% | 376957.1875 | 57.48% | 178491.1562 | 27.22% | 432381.5312 | 65.93% | 8.8065 | 310270.7188 | 47.31% | 234409.0469 | 35.74% | 0 | 0% | 0 | 0% | 129615.1953 | 19.76% | 526189.1797 | 27036.9453 | 4.123% | 628767.4297 | 66709.1094 | 10.17% | 589095.2656 | 181705.8281 | 27.71% | 474098.5469 | 42.06 | 0.006414% | 655762.315 | 23706.1348 | 3.615% | 632098.2402
70 | Henrietta | SPGE | {'Mustang': [1.1, 280012.0], 'Leprino': [3.9, 265072.0], 'Gates': [14.2, 124193.0], 'GWF Hanford': [14.4, 195250.0], 'Schindler': [17.2, 83218.0], 'Waukena': [19.6, 173556.0], 'Excelsior': [21.3, 59852.0], 'Corcoran': [21.4, 164010.0], 'Avenal': [21.8, 78673.0], 'Kingsburg': [24.7, 71239.0], 'Mc Mullin': [24.7, 73637.0], 'Cantua': [27.6, 46603.0], 'Helm': [28.5, 52542.0], 'McCall': [29.4, 35204.0], 'Alpaugh': [31.5, 62631.0], 'Kearney (New)': [32.0, 30160.0], 'Arco': [32.2, 37200.0], 'Malaga': [32.7, 26750.0], 'Gates-Midway (Proposed)': [33.1, 37778.0], 'West Fresno': [33.2, 24722.0], 'California Ave': [33.9, 23656.0], 'Cal Flats': [34.8, 8364.0], 'Olive': [34.9, 28572.0], 'Wahtoke': [36.0, 12009.0], 'Sanger': [36.0, 13640.0], 'Tranquility': [36.8, 18836.0], 'Rector': [37.0, 8654.0], 'Reedley': [38.6, 2436.0]} | 667687.8125 | 291238.8125 | 43.62% | 376449 | 56.38% | 163464.6406 | 24.48% | 450580.0469 | 67.48% | 8.6874 | 311525.3125 | 46.66% | 282800.0938 | 42.36% | 0 | 0% | 0 | 0% | 77351.2031 | 11.58% | 590336.6094 | 9406.79 | 1.409% | 658281.0225 | 43155.4766 | 6.463% | 624532.3359 | 113141.0312 | 16.95% | 554546.7812 | 784.035 | 0.1174% | 666903.7775 | 11994.7207 | 1.796% | 655693.0918
71 | Eagle Rock | NORTHERN CALIFORNIA | {'Geysers Tap 1': [6.0, 17588.0], 'Cloverdale': [11.0, 18064.0], 'Hopland': [17.6, 17634.0], 'Fulton': [23.0, 6355.0], 'Ukiah': [29.9, 8287.0], 'Bellevue': [31.5, 356.0], 'Calpella': [32.7, 7127.0], 'Mendocino': [35.7, 5172.0], 'Penngrove': [36.1, 187.0], 'Cortina': [37.4, 144.0]} | 366683.25 | 30388.5195 | 8.287% | 336294.7305 | 91.71% | 41568.0195 | 11.34% | 265704.543 | 72.46% | 10.569 | 21608.8086 | 5.893% | 23702.8633 | 6.464% | 180805.6719 | 49.31% | 130014.3906 | 35.46% | 211655.6094 | 57.72% | 155027.6406 | 144138.0938 | 39.31% | 222545.1562 | 243134.1875 | 66.31% | 123549.0625 | 317723.0625 | 86.65% | 48960.1875 | 150504.4062 | 41.04% | 216178.8438 | 6946.1919 | 1.894% | 359737.0581
72 | Leavitt | NORTHERN CALIFORNIA | {'Richmond': [7.1, 50802.0], 'Madeline': [38.9, 0.0]} | 336597.5625 | 56332.9883 | 16.74% | 280264.5742 | 83.26% | 176978.7656 | 52.58% | 139172.5156 | 41.35% | 6 | 27960.6914 | 8.307% | 0 | 0% | 266118.2188 | 79.06% | 0 | 0% | 115134.9297 | 34.21% | 221462.6328 | 92187.6875 | 27.39% | 244409.875 | 76704.8984 | 22.79% | 259892.6641 | 195476.3594 | 58.07% | 141121.2031 | 177612.2812 | 52.77% | 158985.2812 | 40286.5703 | 11.97% | 296310.9922
73 | Madeline | NORTHERN CALIFORNIA | {'Richmond': [38.7, 0.0], 'Hilltop': [38.7, 41.0], 'Leavitt': [38.9, 0.0]} | 371889.5 | 22138.5156 | 5.953% | 349750.9844 | 94.05% | 156181.4844 | 42% | 193716.7031 | 52.09% | 5.0857 | 21360.0371 | 5.744% | 2026.9215 | 0.545% | 269282.5312 | 72.41% | 0 | 0% | 145977.9531 | 39.25% | 225911.5469 | 57631.3594 | 15.5% | 314258.1406 | 63900.3828 | 17.18% | 307989.1172 | 193694.3594 | 52.08% | 178195.1406 | 278812.875 | 74.97% | 93076.625 | 94153.125 | 25.32% | 277736.375
74 | Antelope | GREATER TEHACHAPI | {'Whirlwind': [14.1, 107988.0], 'Vincent': [17.3, 69952.0], 'Pardee': [23.5, 22162.0], 'Windhub': [24.0, 75830.0], 'Saugus': [24.1, 20306.0], 'Bailey': [27.7, 27237.0], 'Sylmar-Pac Intertie': [28.7, 15458.0], 'Highwind': [28.8, 48422.0], 'Gould': [32.8, 11953.0], 'Pastoria': [35.2, 8253.0], 'Goodrich': [38.9, 96.0]} | 392825.0625 | 164264.9844 | 41.82% | 228560.0781 | 58.18% | 35314.3555 | 8.99% | 100104.5977 | 25.48% | 43.4444 | 5043.1709 | 1.284% | 15215.46 | 3.873% | 66841.8594 | 17.02% | 119521.6406 | 30.43% | 49607.918 | 12.63% | 343217.1445 | 111449.9375 | 28.37% | 281375.125 | 73535.1172 | 18.72% | 319289.9453 | 169817.0938 | 43.23% | 223007.9688 | 73482.8203 | 18.71% | 319342.2422 | 13073.9395 | 3.328% | 379751.123
75 | Arcogen | GREATER LA METRO | {'Hinson': [1.2, 2375.0], 'Harborgen': [2.8, 2359.0], 'Long Beach': [3.7, 2352.0], 'Lighthipe': [5.9, 2364.0], 'La Fresa': [6.3, 2317.0], 'Redondo': [8.6, 2301.0], 'Del Amo': [8.7, 2338.0], 'Alamitos': [9.1, 2326.0], 'El Nido': [9.2, 2294.0], 'Chevmain': [10.9, 2289.0], 'Center': [11.0, 2250.0], 'El Segundo': [12.1, 2277.0], 'Laguna Bell': [12.2, 2244.0], 'La Cienega': [14.8, 1485.0], 'Barre': [15.1, 2189.0], 'Mesa': [17.0, 606.0], 'Huntington Beach': [19.3, 2190.0], 'Ellis': [19.5, 2187.0], 'Lewis': [19.8, 2045.0], 'Olinda': [20.5, 104.0], 'Walnut': [21.4, 0.0], 'Villa Park': [23.5, 114.0], 'Johanna': [23.6, 624.0], 'Goodrich': [24.7, 0.0], 'Rio Hondo': [24.9, 0.0], 'Serrano': [26.1, 94.0], 'Gould': [28.0, 0.0], 'Santiago': [29.3, 84.0], 'Chino': [34.8, 0.0], 'Viejo': [36.1, 23.0], 'Sylmar-Pac Intertie': [36.7, 0.0], 'Trabuco': [37.2, 33.0], 'Capistrano': [39.4, 7.0], 'Margarita': [40.0, 0.0]} | 8965.3887 | 2375.6497 | 26.5% | 6589.739 | 73.5% | 1000.9159 | 11.16% | 3018.4862 | 33.67% | 57 | 0 | 0% | 0 | 0% | 136.4639 | 1.522% | 0 | 0% | 10.7529 | 0.1199% | 8954.6358 | 1204.7504 | 13.44% | 7760.6383 | 6529.7012 | 72.83% | 2435.6875 | 6540.4536 | 72.95% | 2424.9351 | 0 | 0% | 8965.3887 | 115.5856 | 1.289% | 8849.8031
76 | Bailey | GREATER TEHACHAPI | {'Pastoria': [11.6, 12338.0], 'Whirlwind': [20.1, 28380.0], 'Wheeler Ridge': [24.4, 2076.0], 'Pardee': [25.7, 2908.0], 'Saugus': [26.9, 2105.0], 'Antelope': [27.7, 27237.0], 'Highwind': [31.7, 14952.0], 'Grimmway-Malaga': [32.8, 1117.0], 'Windhub': [33.2, 18422.0], 'Moorpark': [35.0, 0.0], 'Sylmar-Pac Intertie': [36.1, 871.0], 'Lamont': [36.2, 598.0], 'Unknown - 3327': [36.3, 598.0], 'Midway - Wheeler Ridge (Proposed)': [36.8, 13.0]} | 265872.5312 | 31535.1367 | 11.86% | 234337.3945 | 88.14% | 87665.5703 | 32.97% | 124660.0547 | 46.89% | 10.1013 | 6144.1519 | 2.311% | 21219.2363 | 7.981% | 156111.75 | 58.72% | 22801.4824 | 8.576% | 140909.25 | 53% | 124963.2812 | 96746.875 | 36.39% | 169125.6562 | 88181.6875 | 33.17% | 177690.8438 | 200073.1094 | 75.25% | 65799.4219 | 100810.5391 | 37.92% | 165061.9922 | 7875.9927 | 2.962% | 257996.5386
77 | Center | GREATER LA METRO | {'Laguna Bell': [4.0, 2691.0], 'Lighthipe': [5.2, 2549.0], 'Del Amo': [5.6, 2683.0], 'Mesa': [7.5, 1585.0], 'Hinson': [10.1, 2250.0], 'Walnut': [10.5, 903.0], 'Olinda': [10.6, 1006.0], 'Barre': [10.9, 3017.0], 'Arcogen': [11.0, 2250.0], 'Alamitos': [11.3, 2430.0], 'Harborgen': [12.5, 2250.0], 'Long Beach': [13.2, 2250.0], 'La Fresa': [13.7, 2416.0], 'Rio Hondo': [14.1, 1092.0], 'Lewis': [14.5, 2873.0], 'Goodrich': [15.4, 443.0], 'El Nido': [15.5, 2393.0], 'La Cienega': [16.4, 1584.0], 'Redondo': [17.1, 2205.0], 'Chevmain': [17.2, 2389.0], 'Villa Park': [17.4, 942.0], 'El Segundo': [18.3, 2376.0], 'Ellis': [19.2, 2353.0], 'Serrano': [19.4, 922.0], 'Gould': [20.7, 240.0], 'Johanna': [20.8, 1452.0], 'Huntington Beach': [20.8, 2159.0], 'Chino': [25.0, 859.0], 'Santiago': [26.6, 174.0], 'Padua': [29.8, 859.0], 'Mira Loma': [31.6, 859.0], 'Viejo': [32.2, 0.0], 'Sylmar-Pac Intertie': [34.4, 195.0], 'Rancho Vista': [34.6, 681.0], 'Etiwanda': [35.0, 664.0], 'Trabuco': [35.4, 3.0], 'Margarita': [37.9, 0.0], 'Capistrano': [38.3, 0.0], 'Vincent': [38.4, 45.0], 'Lee Lake (Proposed)': [39.7, 0.0]} | 14417.7051 | 3347.6226 | 23.22% | 11070.0825 | 76.78% | 1690.0762 | 11.72% | 7749.1045 | 53.75% | 51.6667 | 0 | 0% | 0 | 0% | 862.3971 | 5.982% | 5686.835 | 39.44% | 3354.1526 | 23.26% | 11063.5525 | 1478.2015 | 10.25% | 12939.5035 | 6351.6611 | 44.05% | 8066.0439 | 9747.1768 | 67.61% | 4670.5283 | 2762.5686 | 19.16% | 11655.1365 | 1301.4194 | 9.027% | 13116.2856
78 | Del Amo | GREATER LA METRO | {'Lighthipe': [5.0, 2521.0], 'Center': [5.6, 2683.0], 'Alamitos': [5.7, 2597.0], 'Barre': [7.1, 2701.0], 'Hinson': [7.5, 2347.0], 'Arcogen': [8.7, 2338.0], 'Harborgen': [8.9, 2368.0], 'Long Beach': [9.3, 2380.0], 'Laguna Bell': [9.3, 2448.0], 'Lewis': [11.7, 2557.0], 'Olinda': [12.1, 540.0], 'Mesa': [13.1, 1042.0], 'La Fresa': [13.7, 2279.0], 'Walnut': [13.9, 436.0], 'Ellis': [14.3, 2460.0], 'Villa Park': [15.3, 626.0], 'Huntington Beach': [15.5, 2266.0], 'El Nido': [16.2, 2256.0], 'Redondo': [16.7, 2263.0], 'Johanna': [16.8, 1136.0], 'Serrano': [17.7, 606.0], 'Chevmain': [18.0, 2252.0], 'Rio Hondo': [19.0, 436.0], 'El Segundo': [19.2, 2239.0], 'La Cienega': [19.3, 1448.0], 'Goodrich': [20.9, 203.0], 'Santiago': [22.7, 161.0], 'Chino': [26.2, 436.0], 'Gould': [26.3, 0.0], 'Viejo': [29.0, 99.0], 'Trabuco': [31.3, 109.0], 'Padua': [32.3, 436.0], 'Mira Loma': [32.5, 436.0], 'Margarita': [33.9, 67.0], 'Capistrano': [33.9, 83.0], 'Rancho Vista': [36.3, 259.0], 'Etiwanda': [36.7, 241.0], 'Lee Lake (Proposed)': [37.8, 0.0], 'Sylmar-Pac Intertie': [39.1, 0.0]} | 15271.4102 | 2850.291 | 18.66% | 12421.1191 | 81.34% | 1195.2598 | 7.827% | 6768.8608 | 44.32% | 47 | 0 | 0% | 0 | 0% | 429.9438 | 2.815% | 4366.5703 | 28.59% | 3131.6125 | 20.51% | 12139.7976 | 1492.1733 | 9.771% | 13779.2368 | 8137.188 | 53.28% | 7134.2222 | 11268.8008 | 73.79% | 4002.6094 | 1879.7756 | 12.31% | 13391.6345 | 1164.1941 | 7.623% | 14107.2161
79 | El Nido | GREATER LA METRO | {'Chevmain': [1.8, 3686.0], 'La Fresa': [2.9, 2935.0], 'El Segundo': [3.0, 3674.0], 'Redondo': [3.4, 2903.0], 'La Cienega': [7.2, 2882.0], 'Arcogen': [9.2, 2294.0], 'Hinson': [10.1, 2293.0], 'Lighthipe': [11.4, 2400.0], 'Harborgen': [11.6, 2277.0], 'Long Beach': [12.4, 2270.0], 'Laguna Bell': [14.1, 2416.0], 'Center': [15.5, 2393.0], 'Del Amo': [16.2, 2256.0], 'Mesa': [18.0, 801.0], 'Alamitos': [18.2, 2244.0], 'Barre': [23.3, 2107.0], 'Goodrich': [24.1, 195.0], 'Gould': [24.9, 492.0], 'Walnut': [25.5, 0.0], 'Olinda': [26.2, 65.0], 'Rio Hondo': [26.8, 189.0], 'Lewis': [27.9, 1963.0], 'Huntington Beach': [28.5, 2108.0], 'Ellis': [28.7, 2105.0], 'Sylmar-Pac Intertie': [29.2, 1378.0], 'Villa Park': [31.5, 32.0], 'Johanna': [32.5, 542.0], 'Serrano': [33.9, 12.0], 'Saugus': [38.1, 0.0], 'Santiago': [38.3, 2.0], 'Pardee': [39.3, 0.0]} | 9544.2637 | 3690.6423 | 38.67% | 5853.6213 | 61.33% | 1760.2172 | 18.44% | 4035.4191 | 42.28% | 28.0507 | 0 | 0% | 0 | 0% | 2331.6836 | 24.43% | 1566.6589 | 16.41% | 761.653 | 7.98% | 8782.6107 | 993.1033 | 10.41% | 8551.1603 | 4029.7214 | 42.22% | 5514.5422 | 4459.5181 | 46.72% | 5084.7456 | 1181.5498 | 12.38% | 8362.7139 | 693.7286 | 7.269% | 8850.535
80 | Goodrich | GREATER LA METRO | {'Rio Hondo': [6.9, 1027.0], 'Gould': [7.5, 2739.0], 'Mesa': [8.0, 1076.0], 'Walnut': [12.6, 376.0], 'Laguna Bell': [12.6, 647.0], 'Center': [15.4, 443.0], 'Olinda': [17.0, 287.0], 'Lighthipe': [19.3, 300.0], 'La Cienega': [19.6, 498.0], 'Del Amo': [20.9, 203.0], 'Vincent': [23.1, 2499.0], 'La Fresa': [24.0, 195.0], 'El Nido': [24.1, 195.0], 'Hinson': [24.2, 0.0], 'Barre': [24.4, 203.0], 'Arcogen': [24.7, 0.0], 'Chevmain': [24.9, 195.0], 'El Segundo': [25.5, 195.0], 'Chino': [25.7, 244.0], 'Padua': [25.8, 244.0], 'Sylmar-Pac Intertie': [25.9, 2286.0], 'Lewis': [26.0, 203.0], 'Alamitos': [26.6, 193.0], 'Harborgen': [26.9, 0.0], 'Redondo': [27.1, 0.0], 'Villa Park': [27.3, 203.0], 'Long Beach': [27.7, 0.0], 'Serrano': [28.1, 203.0], 'Mira Loma': [31.6, 244.0], 'Rancho Vista': [32.0, 67.0], 'Etiwanda': [32.4, 50.0], 'Johanna': [33.1, 203.0], 'Ellis': [33.2, 196.0], 'Saugus': [33.6, 1549.0], 'Pardee': [34.6, 1380.0], 'Huntington Beach': [35.4, 0.0], 'Santiago': [38.2, 0.0], 'Antelope': [38.9, 96.0]} | 22246.3477 | 2983.1833 | 13.41% | 19263.1643 | 86.59% | 16610.5605 | 74.67% | 5037.0273 | 22.64% | 3.7044 | 7.3358 | 0.03298% | 25.896 | 0.1164% | 485.2625 | 2.181% | 21727.5059 | 97.67% | 4655.624 | 20.93% | 17590.7236 | 4230.167 | 19.02% | 18016.1807 | 4563.397 | 20.51% | 17682.9507 | 9672.832 | 43.48% | 12573.5156 | 14797.6045 | 66.52% | 7448.7432 | 5140.7959 | 23.11% | 17105.5518
81 | Gould | GREATER LA METRO | {'Goodrich': [7.5, 2739.0], 'Mesa': [13.4, 832.0], 'Rio Hondo': [14.3, 783.0], 'Laguna Bell': [17.1, 443.0], 'Vincent': [18.7, 15205.0], 'La Cienega': [18.8, 795.0], 'Sylmar-Pac Intertie': [18.8, 7075.0], 'Walnut': [20.0, 132.0], 'Center': [20.7, 240.0], 'Lighthipe': [23.5, 106.0], 'Olinda': [24.3, 43.0], 'El Nido': [24.9, 492.0], 'Chevmain': [25.2, 492.0], 'El Segundo': [25.5, 492.0], 'La Fresa': [25.6, 470.0], 'Saugus': [26.2, 5339.0], 'Del Amo': [26.3, 0.0], 'Pardee': [27.2, 4740.0], 'Hinson': [27.8, 0.0], 'Arcogen': [28.0, 0.0], 'Redondo': [28.2, 275.0], 'Harborgen': [30.6, 0.0], 'Barre': [30.8, 0.0], 'Long Beach': [31.5, 0.0], 'Alamitos': [31.9, 0.0], 'Padua': [32.1, 0.0], 'Antelope': [32.8, 11953.0], 'Lewis': [32.9, 0.0], 'Chino': [33.0, 0.0], 'Villa Park': [34.5, 0.0], 'Serrano': [35.4, 0.0], 'Rancho Vista': [38.5, 0.0], 'Mira Loma': [38.6, 0.0], 'Etiwanda': [38.9, 0.0], 'Ellis': [39.5, 0.0], 'Johanna': [39.9, 0.0]} | 51260.125 | 16079.4531 | 31.37% | 35180.6719 | 68.63% | 18606.2969 | 36.3% | 14151.5078 | 27.61% | 17.0617 | 32.7478 | 0.06389% | 58.4408 | 0.114% | 823.074 | 1.606% | 50403.4727 | 98.33% | 13911.1719 | 27.14% | 37348.9531 | 4230.167 | 8.252% | 47029.958 | 4563.397 | 8.902% | 46696.728 | 18928.3789 | 36.93% | 32331.7461 | 24342.8906 | 47.49% | 26917.2344 | 6496.9502 | 12.67% | 44763.1748
82 | Harborgen | GREATER LA METRO | {'Long Beach': [0.9, 2381.0], 'Arcogen': [2.8, 2359.0], 'Hinson': [2.8, 2368.0], 'Alamitos': [7.5, 2356.0], 'Lighthipe': [7.6, 2348.0], 'La Fresa': [8.7, 2300.0], 'Del Amo': [8.9, 2368.0], 'Redondo': [10.4, 2284.0], 'El Nido': [11.6, 2277.0], 'Center': [12.5, 2250.0], 'Chevmain': [13.2, 2273.0], 'Barre': [14.3, 2219.0], 'Laguna Bell': [14.3, 2228.0], 'El Segundo': [14.4, 2261.0], 'Huntington Beach': [17.0, 2219.0], 'La Cienega': [17.6, 1469.0], 'Ellis': [17.6, 2216.0], 'Mesa': [19.0, 606.0], 'Lewis': [19.0, 2074.0], 'Olinda': [21.0, 104.0], 'Johanna': [22.0, 653.0], 'Walnut': [22.5, 0.0], 'Villa Park': [22.8, 144.0], 'Serrano': [25.4, 123.0], 'Rio Hondo': [26.6, 0.0], 'Goodrich': [26.9, 0.0], 'Santiago': [27.6, 113.0], 'Gould': [30.6, 0.0], 'Viejo': [34.6, 52.0], 'Chino': [35.0, 0.0], 'Trabuco': [35.2, 63.0], 'Capistrano': [37.2, 36.0], 'Margarita': [38.0, 20.0], 'Sylmar-Pac Intertie': [39.5, 0.0]} | 9995.9395 | 2388.7188 | 23.9% | 7607.2207 | 76.1% | 1006.028 | 10.06% | 3036.2806 | 30.38% | 47 | 0 | 0% | 0 | 0% | 136.4639 | 1.365% | 0 | 0% | 10.7529 | 0.1076% | 9985.1865 | 1572.3059 | 15.73% | 8423.6335 | 7547.1826 | 75.5% | 2448.7568 | 7557.9355 | 75.61% | 2438.0039 | 0 | 0% | 9995.9395 | 350.8864 | 3.51% | 9645.0531
83 | Hinson | GREATER LA METRO | {'Arcogen': [1.2, 2375.0], 'Harborgen': [2.8, 2368.0], 'Long Beach': [3.7, 2361.0], 'Lighthipe': [5.0, 2364.0], 'La Fresa': [7.2, 2316.0], 'Del Amo': [7.5, 2347.0], 'Alamitos': [8.0, 2335.0], 'Redondo': [9.7, 2300.0], 'Center': [10.1, 2250.0], 'El Nido': [10.1, 2293.0], 'Laguna Bell': [11.6, 2244.0], 'Chevmain': [11.9, 2289.0], 'El Segundo': [13.1, 2276.0], 'Barre': [13.9, 2198.0], 'La Cienega': [15.4, 1485.0], 'Mesa': [16.3, 606.0], 'Huntington Beach': [18.5, 2199.0], 'Lewis': [18.6, 2054.0], 'Ellis': [18.6, 2196.0], 'Olinda': [19.4, 104.0], 'Walnut': [20.4, 0.0], 'Villa Park': [22.3, 123.0], 'Johanna': [22.5, 633.0], 'Rio Hondo': [24.1, 0.0], 'Goodrich': [24.2, 0.0], 'Serrano': [24.9, 103.0], 'Gould': [27.8, 0.0], 'Santiago': [28.3, 93.0], 'Chino': [33.6, 0.0], 'Viejo': [35.0, 32.0], 'Trabuco': [36.2, 42.0], 'Sylmar-Pac Intertie': [37.1, 0.0], 'Capistrano': [38.4, 16.0], 'Margarita': [39.0, 0.0], 'Padua': [39.4, 0.0]} | 9357.3955 | 2384.2478 | 25.48% | 6973.1477 | 74.52% | 1006.028 | 10.75% | 3023.6082 | 32.31% | 60 | 0 | 0% | 0 | 0% | 136.4639 | 1.458% | 0 | 0% | 10.7529 | 0.1149% | 9346.6426 | 1571.3511 | 16.79% | 7786.0444 | 6913.1099 | 73.88% | 2444.2856 | 6923.8628 | 73.99% | 2433.5327 | 0 | 0% | 9357.3955 | 171.2244 | 1.83% | 9186.1711
84 | La Cienega | GREATER LA METRO | {'Chevmain': [6.9, 2947.0], 'El Segundo': [6.9, 3615.0], 'El Nido': [7.2, 2882.0], 'La Fresa': [9.4, 2127.0], 'Redondo': [10.5, 2095.0], 'Laguna Bell': [13.3, 1683.0], 'Lighthipe': [14.3, 1591.0], 'Arcogen': [14.8, 1485.0], 'Hinson': [15.4, 1485.0], 'Mesa': [15.6, 907.0], 'Center': [16.4, 1584.0], 'Harborgen': [17.6, 1469.0], 'Long Beach': [18.4, 1461.0], 'Gould': [18.8, 795.0], 'Del Amo': [19.3, 1448.0], 'Goodrich': [19.6, 498.0], 'Sylmar-Pac Intertie': [22.1, 2552.0], 'Alamitos': [22.9, 1436.0], 'Rio Hondo': [23.9, 269.0], 'Walnut': [24.6, 41.0], 'Barre': [26.3, 1300.0], 'Olinda': [26.5, 29.0], 'Lewis': [30.5, 1275.0], 'Saugus': [31.2, 223.0], 'Pardee': [32.4, 179.0], 'Ellis': [33.2, 1300.0], 'Huntington Beach': [33.6, 1300.0], 'Villa Park': [33.8, 0.0], 'Moorpark': [35.7, 844.0], 'Serrano': [35.8, 0.0], 'Johanna': [36.1, 63.0], 'Vincent': [36.6, 258.0]} | 12568.7559 | 4100.4297 | 32.62% | 8468.3262 | 67.38% | 1208.2091 | 9.613% | 4668.2201 | 37.14% | 17.2487 | 0.6911 | 0.005499% | 0 | 0% | 2480.842 | 19.74% | 6435.1865 | 51.2% | 1333.9938 | 10.61% | 11234.7621 | 3413.4429 | 27.16% | 9155.313 | 5331.3853 | 42.42% | 7237.3706 | 6144.7705 | 48.89% | 6423.9854 | 2128.0442 | 16.93% | 10440.7117 | 1360.1017 | 10.82% | 11208.6542
85 | La Fresa | GREATER LA METRO | {'El Nido': [2.9, 2935.0], 'Redondo': [3.5, 2747.0], 'Chevmain': [4.6, 2931.0], 'El Segundo': [5.8, 2918.0], 'Arcogen': [6.3, 2317.0], 'Hinson': [7.2, 2316.0], 'Harborgen': [8.7, 2300.0], 'Lighthipe': [9.1, 2423.0], 'La Cienega': [9.4, 2127.0], 'Long Beach': [9.5, 2293.0], 'Laguna Bell': [12.9, 2439.0], 'Del Amo': [13.7, 2279.0], 'Center': [13.7, 2416.0], 'Alamitos': [15.3, 2267.0], 'Mesa': [17.2, 801.0], 'Barre': [20.6, 2130.0], 'Walnut': [24.0, 0.0], 'Goodrich': [24.0, 195.0], 'Olinda': [24.2, 88.0], 'Lewis': [25.3, 1986.0], 'Gould': [25.6, 470.0], 'Huntington Beach': [25.6, 2131.0], 'Ellis': [25.8, 2128.0], 'Rio Hondo': [25.9, 189.0], 'Villa Park': [28.9, 55.0], 'Johanna': [29.7, 565.0], 'Serrano': [31.4, 35.0], 'Sylmar-Pac Intertie': [31.5, 641.0], 'Santiago': [35.5, 25.0], 'Chino': [38.6, 0.0]} | 7558.2666 | 2958.2681 | 39.14% | 4599.9985 | 60.86% | 1119.2643 | 14.81% | 3787.4423 | 50.11% | 23.427 | 0 | 0% | 0 | 0% | 1323.6005 | 17.51% | 99.4344 | 1.316% | 111.1615 | 1.471% | 7447.1051 | 799.8782 | 10.58% | 6758.3884 | 3836.4963 | 50.76% | 3721.7703 | 3947.6577 | 52.23% | 3610.6089 | 520.6918 | 6.889% | 7037.5748 | 279.981 | 3.704% | 7278.2856
86 | Laguna Bell | GREATER LA METRO | {'Center': [4.0, 2691.0], 'Mesa': [4.7, 1291.0], 'Lighthipe': [6.8, 2544.0], 'Del Amo': [9.3, 2448.0], 'Walnut': [11.6, 363.0], 'Hinson': [11.6, 2244.0], 'Arcogen': [12.2, 2244.0], 'Goodrich': [12.6, 647.0], 'La Fresa': [12.9, 2439.0], 'Olinda': [13.1, 373.0], 'Rio Hondo': [13.1, 678.0], 'La Cienega': [13.3, 1683.0], 'El Nido': [14.1, 2416.0], 'Harborgen': [14.3, 2228.0], 'Alamitos': [14.8, 2390.0], 'Barre': [15.0, 2369.0], 'Long Beach': [15.2, 2221.0], 'Chevmain': [15.5, 2412.0], 'Redondo': [16.4, 2228.0], 'El Segundo': [16.5, 2399.0], 'Gould': [17.1, 443.0], 'Lewis': [18.3, 2227.0], 'Villa Park': [21.1, 296.0], 'Serrano': [22.9, 276.0], 'Ellis': [23.2, 2325.0], 'Johanna': [24.8, 806.0], 'Huntington Beach': [24.8, 2128.0], 'Chino': [27.0, 241.0], 'Sylmar-Pac Intertie': [30.4, 352.0], 'Santiago': [30.6, 26.0], 'Padua': [30.8, 241.0], 'Mira Loma': [33.6, 241.0], 'Vincent': [35.2, 248.0], 'Viejo': [36.0, 0.0], 'Rancho Vista': [36.0, 64.0], 'Etiwanda': [36.5, 46.0], 'Saugus': [39.3, 0.0], 'Trabuco': [39.4, 0.0]} | 11660.2705 | 2928.9248 | 25.12% | 8731.3457 | 74.88% | 3287.6575 | 28.2% | 5917.2458 | 50.75% | 24.8 | 0 | 0% | 0 | 0% | 246.4037 | 2.113% | 5345.7598 | 45.85% | 1822.1787 | 15.63% | 9838.0918 | 2244.5386 | 19.25% | 9415.7319 | 5033.9976 | 43.17% | 6626.2729 | 6978.2402 | 59.85% | 4682.0303 | 2609.3687 | 22.38% | 9050.9019 | 1431.8356 | 12.28% | 10228.4349
87 | Lighthipe | GREATER LA METRO | {'Hinson': [5.0, 2364.0], 'Del Amo': [5.0, 2521.0], 'Center': [5.2, 2549.0], 'Arcogen': [5.9, 2364.0], 'Laguna Bell': [6.8, 2544.0], 'Harborgen': [7.6, 2348.0], 'Long Beach': [8.4, 2341.0], 'La Fresa': [9.1, 2423.0], 'Alamitos': [9.1, 2509.0], 'Mesa': [11.4, 906.0], 'El Nido': [11.4, 2400.0], 'Barre': [12.2, 2372.0], 'Redondo': [12.4, 2300.0], 'Chevmain': [13.2, 2395.0], 'La Cienega': [14.3, 1591.0], 'El Segundo': [14.4, 2383.0], 'Olinda': [15.2, 298.0], 'Walnut': [15.6, 193.0], 'Lewis': [16.6, 2228.0], 'Ellis': [19.0, 2369.0], 'Rio Hondo': [19.1, 300.0], 'Goodrich': [19.3, 300.0], 'Huntington Beach': [19.8, 2179.0], 'Villa Park': [20.1, 297.0], 'Johanna': [21.8, 806.0], 'Serrano': [22.4, 276.0], 'Gould': [23.5, 106.0], 'Santiago': [27.7, 73.0], 'Chino': [29.7, 193.0], 'Viejo': [34.0, 12.0], 'Sylmar-Pac Intertie': [34.7, 106.0], 'Padua': [34.9, 193.0], 'Trabuco': [36.2, 22.0], 'Mira Loma': [36.2, 193.0], 'Capistrano': [38.8, 0.0], 'Margarita': [38.9, 0.0], 'Rancho Vista': [39.5, 16.0], 'Etiwanda': [39.9, 0.0]} | 9948.165 | 2664.1355 | 26.78% | 7284.0295 | 73.22% | 1000.4505 | 10.06% | 3881.1647 | 39.01% | 56 | 0 | 0% | 0 | 0% | 254.9165 | 2.562% | 1027.984 | 10.33% | 105.2837 | 1.058% | 9842.8814 | 1052.1448 | 10.58% | 8896.0203 | 6377.0952 | 64.1% | 3571.0698 | 6482.3789 | 65.16% | 3465.7861 | 0 | 0% | 9948.165 | 301.8199 | 3.034% | 9646.3451
88 | Mesa (SCE) | GREATER LA METRO | #N/A | 11991.54 | 2218.2295 | 18.5% | 9773.3105 | 81.5% | 5203.438 | 43.39% | 5309.5591 | 44.28% | 13.5978 | 0 | 0% | 0 | 0% | 1129.2704 | 9.417% | 9821.7998 | 81.91% | 2760.6648 | 23.02% | 9230.8752 | 3536.3293 | 29.49% | 8455.2107 | 1634.4219 | 13.63% | 10357.1182 | 6496.1514 | 54.17% | 5495.3887 | 5494.3735 | 45.82% | 6497.1665 | 2822.9734 | 23.54% | 9168.5667
89 | Olinda | GREATER LA METRO | {'Walnut': [4.6, 4700.0], 'Lewis': [9.5, 2957.0], 'Barre': [10.1, 2012.0], 'Villa Park': [10.3, 5275.0], 'Center': [10.6, 1006.0], 'Serrano': [11.1, 5255.0], 'Rio Hondo': [11.5, 1835.0], 'Del Amo': [12.1, 540.0], 'Mesa': [12.5, 869.0], 'Laguna Bell': [13.1, 373.0], 'Chino': [14.5, 5231.0], 'Lighthipe': [15.2, 298.0], 'Alamitos': [16.1, 330.0], 'Johanna': [16.5, 2166.0], 'Goodrich': [17.0, 287.0], 'Ellis': [18.0, 465.0], 'Hinson': [19.4, 104.0], 'Padua': [20.2, 5087.0], 'Arcogen': [20.5, 104.0], 'Huntington Beach': [20.9, 268.0], 'Harborgen': [21.0, 104.0], 'Mira Loma': [21.0, 5198.0], 'Santiago': [21.3, 1212.0], 'Long Beach': [21.4, 104.0], 'La Fresa': [24.2, 88.0], 'Gould': [24.3, 43.0], 'Rancho Vista': [24.3, 4910.0], 'Etiwanda': [24.7, 4892.0], 'Viejo': [25.1, 1052.0], 'El Nido': [26.2, 65.0], 'La Cienega': [26.5, 29.0], 'Redondo': [27.6, 72.0], 'Chevmain': [27.8, 61.0], 'El Segundo': [28.9, 49.0], 'Trabuco': [30.0, 163.0], 'Lee Lake (Proposed)': [30.4, 2462.0], 'Margarita': [32.1, 163.0], 'Capistrano': [33.3, 163.0], 'Vista': [35.2, 3200.0], 'Vincent': [38.9, 43.0], 'Talega': [39.5, 22.0]} | 25640.2227 | 5398.1592 | 21.05% | 20242.0635 | 78.95% | 2495.8965 | 9.734% | 14667.1875 | 57.2% | 50 | 508.5676 | 1.983% | 1614.2272 | 6.296% | 4013.5354 | 15.65% | 14132.6846 | 55.12% | 7626.666 | 29.74% | 18013.5566 | 3046.2773 | 11.88% | 22593.9453 | 9394.6309 | 36.64% | 16245.5918 | 16518.3359 | 64.42% | 9121.8867 | 7083.6421 | 27.63% | 18556.5806 | 4427.21 | 17.27% | 21213.0127
90 | Pardee | GREATER LA METRO | {'Saugus': [1.3, 30119.0], 'Sylmar-Pac Intertie': [10.4, 22495.0], 'Moorpark': [21.3, 5258.0], 'Antelope': [23.5, 22162.0], 'Bailey': [25.7, 2908.0], 'Vincent': [26.7, 17393.0], 'Gould': [27.2, 4740.0], 'Whirlwind': [30.2, 7523.0], 'La Cienega': [32.4, 179.0], 'Goodrich': [34.6, 1380.0], 'Santa Clara': [35.7, 1479.0], 'Pastoria': [37.3, 0.0], 'El Segundo': [37.7, 0.0], 'Chevmain': [38.4, 0.0], 'Mesa': [38.7, 0.0], 'El Nido': [39.3, 0.0]} | 208746.75 | 32446.123 | 15.54% | 176300.627 | 84.46% | 73533.7969 | 35.23% | 99714.375 | 47.77% | 16.2217 | 1502.0331 | 0.7195% | 6942.6875 | 3.326% | 26446.6484 | 12.67% | 181403.6562 | 86.9% | 103527.0938 | 49.59% | 105219.6562 | 9468.9346 | 4.536% | 199277.8154 | 19833.7305 | 9.501% | 188913.0195 | 120386.125 | 57.67% | 88360.625 | 98967.9609 | 47.41% | 109778.7891 | 21493.6504 | 10.3% | 187253.0996
91 | Rio Hondo | GREATER LA METRO | {'Goodrich': [6.9, 1027.0], 'Walnut': [6.9, 1924.0], 'Mesa': [8.8, 1503.0], 'Olinda': [11.5, 1835.0], 'Laguna Bell': [13.1, 678.0], 'Center': [14.1, 1092.0], 'Gould': [14.3, 783.0], 'Chino': [18.8, 1791.0], 'Del Amo': [19.0, 436.0], 'Lighthipe': [19.1, 300.0], 'Padua': [19.6, 1791.0], 'Barre': [20.4, 1745.0], 'Lewis': [20.9, 1745.0], 'Villa Park': [21.7, 1745.0], 'Serrano': [22.0, 1745.0], 'La Cienega': [23.9, 269.0], 'Hinson': [24.1, 0.0], 'Alamitos': [24.4, 195.0], 'Mira Loma': [24.8, 1791.0], 'Arcogen': [24.9, 0.0], 'Rancho Vista': [25.6, 1614.0], 'La Fresa': [25.9, 189.0], 'Etiwanda': [26.0, 1597.0], 'Harborgen': [26.6, 0.0], 'El Nido': [26.8, 189.0], 'Long Beach': [27.3, 0.0], 'Vincent': [27.4, 593.0], 'Chevmain': [28.0, 189.0], 'Johanna': [28.0, 1745.0], 'El Segundo': [28.8, 189.0], 'Ellis': [29.0, 197.0], 'Redondo': [29.3, 0.0], 'Huntington Beach': [31.6, 0.0], 'Santiago': [32.7, 982.0], 'Sylmar-Pac Intertie': [32.8, 637.0], 'Viejo': [35.9, 394.0], 'Vista': [38.2, 0.0], 'Lee Lake (Proposed)': [39.1, 0.0], 'Lugo': [39.4, 0.0]} | 17233.2617 | 2574.6895 | 14.94% | 14658.5723 | 85.06% | 8514.0898 | 49.4% | 7109.8926 | 41.26% | 5.2746 | 41.1674 | 0.2389% | 0 | 0% | 994.3402 | 5.77% | 16205.4023 | 94.04% | 4816.9526 | 27.95% | 12416.3091 | 4433.6597 | 25.73% | 12799.6021 | 1736.4261 | 10.08% | 15496.8356 | 9131.4619 | 52.99% | 8101.7998 | 9475.0723 | 54.98% | 7758.1895 | 4115.354 | 23.88% | 13117.9077
92 | Saugus | GREATER LA METRO | {'Pardee': [1.3, 30119.0], 'Sylmar-Pac Intertie': [9.1, 23077.0], 'Moorpark': [21.1, 5312.0], 'Antelope': [24.1, 20306.0], 'Gould': [26.2, 5339.0], 'Vincent': [26.5, 16464.0], 'Bailey': [26.9, 2105.0], 'La Cienega': [31.2, 223.0], 'Whirlwind': [31.2, 5263.0], 'Goodrich': [33.6, 1549.0], 'Santa Clara': [35.8, 1533.0], 'El Segundo': [36.5, 0.0], 'Chevmain': [37.2, 0.0], 'Mesa': [37.6, 67.0], 'El Nido': [38.1, 0.0], 'Pastoria': [38.5, 0.0], 'Laguna Bell': [39.3, 0.0]} | 197517.7812 | 30812.6875 | 15.6% | 166705.0938 | 84.4% | 70901.5859 | 35.9% | 92765.0547 | 46.97% | 16.3406 | 1485.9565 | 0.7523% | 6571.0688 | 3.327% | 20546.8848 | 10.4% | 176201.7344 | 89.21% | 100609.3359 | 50.94% | 96908.4453 | 6826.7427 | 3.456% | 190691.0386 | 17615.2812 | 8.918% | 179902.5 | 114737.5312 | 58.09% | 82780.25 | 92324.6953 | 46.74% | 105193.0859 | 21207.6523 | 10.74% | 176310.1289
93 | Vincent | GREATER LA METRO | {'Antelope': [17.3, 69952.0], 'Gould': [18.7, 15205.0], 'Goodrich': [23.1, 2499.0], 'Sylmar-Pac Intertie': [25.1, 13556.0], 'Saugus': [26.5, 16464.0], 'Pardee': [26.7, 17393.0], 'Rio Hondo': [27.4, 593.0], 'Mesa': [30.9, 591.0], 'Whirlwind': [31.4, 19422.0], 'Walnut': [34.3, 132.0], 'Laguna Bell': [35.2, 248.0], 'La Cienega': [36.6, 258.0], 'Padua': [37.2, 0.0], 'Center': [38.4, 45.0], 'Olinda': [38.9, 43.0], 'Windhub': [39.0, 749.0]} | 284809.9688 | 84388.8672 | 29.63% | 200421.1016 | 70.37% | 28952.9512 | 10.17% | 50814.9941 | 17.84% | 46.4 | 1553.5996 | 0.5455% | 13308.6025 | 4.673% | 15844.9814 | 5.563% | 117680.1094 | 41.32% | 37936.6172 | 13.32% | 246873.3516 | 117688.3672 | 41.32% | 167121.6016 | 80025.7188 | 28.1% | 204784.25 | 155563.4844 | 54.62% | 129246.4844 | 76126.875 | 26.73% | 208683.0938 | 12638.9053 | 4.438% | 272171.0635
94 | Borden | SPGE | {'Gregg': [6.1, 72074.0], 'Kearney (New)': [16.0, 53736.0], 'West Fresno': [16.8, 44889.0], 'California Ave': [18.6, 37835.0], 'Newhall': [19.4, 67697.0], 'Dairyland': [20.5, 59717.0], 'Malaga': [21.3, 33209.0], 'Mc Mullin': [22.7, 38199.0], 'Le Grand': [24.2, 40428.0], 'Helm': [25.2, 42981.0], 'Sanger': [25.5, 16779.0], 'McCall': [28.8, 13000.0], 'Mendota': [29.7, 26685.0], 'Tranquility': [32.7, 16028.0], 'Wilson': [34.6, 9316.0], 'Wahtoke': [36.3, 14.0], 'Cheney': [36.3, 4403.0], 'Merced': [36.8, 4265.0], 'Schindler': [36.9, 11382.0], 'Oro Loma': [37.1, 2746.0], 'Kingsburg': [37.3, 871.0], 'Panoche': [37.9, 1581.0], 'Excelsior': [38.6, 4454.0], 'Cantua': [39.4, 1213.0]} | 596219.875 | 101563.3516 | 17.03% | 494656.5234 | 82.97% | 113873.1172 | 19.1% | 404817.8203 | 67.9% | 12.2778 | 203503 | 34.13% | 175588.6094 | 29.45% | 7607.8823 | 1.276% | 0 | 0% | 248440.9219 | 41.67% | 347778.9531 | 200715.0156 | 33.66% | 395504.8594 | 202404.7656 | 33.95% | 393815.1094 | 360151.25 | 60.41% | 236068.625 | 122874.3203 | 20.61% | 473345.5547 | 101796.5781 | 17.07% | 494423.2969
95 | Dairyland | SPGE | {'Le Grand': [9.3, 80117.0], 'Newhall': [13.0, 131667.0], 'Wilson': [17.2, 48647.0], 'Merced': [17.8, 47101.0], 'Borden': [20.5, 59717.0], 'Oro Loma': [22.0, 69883.0], 'Mendota': [24.4, 74549.0], 'Gregg': [26.1, 30227.0], 'Panoche': [31.4, 43408.0], 'Cheney': [31.5, 39229.0], 'Tranquility': [32.5, 25716.0], 'Helm': [32.9, 18653.0], 'Kearney (New)': [34.0, 12634.0], 'West Fresno': [36.0, 4073.0], 'Mc Mullin': [36.7, 6806.0], 'California Ave': [38.3, 548.0], 'Los Banos': [38.9, 590.0]} | 690836.75 | 155591.2969 | 22.52% | 535245.4531 | 77.48% | 146058.4688 | 21.14% | 496267.2812 | 71.84% | 9.0568 | 332454.0625 | 48.12% | 219618.9531 | 31.79% | 0 | 0% | 0 | 0% | 318498.6562 | 46.1% | 372338.0938 | 171911.8906 | 24.88% | 518924.8594 | 205264.625 | 29.71% | 485572.125 | 400313 | 57.95% | 290523.75 | 53680.9258 | 7.77% | 637155.8242 | 88953.3281 | 12.88% | 601883.4219
96 | Gregg | SPGE | {'Borden': [6.1, 72074.0], 'Kearney (New)': [10.3, 94702.0], 'West Fresno': [10.8, 84570.0], 'California Ave': [12.5, 74645.0], 'Malaga': [15.3, 68204.0], 'Mc Mullin': [18.4, 69177.0], 'Sanger': [19.7, 39017.0], 'McCall': [22.7, 40471.0], 'Newhall': [22.8, 43417.0], 'Helm': [23.1, 66621.0], 'Dairyland': [26.1, 30227.0], 'Le Grand': [30.2, 12575.0], 'Wahtoke': [30.5, 15471.0], 'Kingsburg': [31.3, 17865.0], 'Mendota': [31.4, 22716.0], 'Tranquility': [32.6, 22604.0], 'Schindler': [33.5, 33740.0], 'Reedley': [34.5, 12928.0], 'Excelsior': [35.8, 20442.0], 'Cheney': [37.3, 3961.0], 'Cantua': [37.6, 8053.0], 'Panoche': [39.3, 247.0]} | 574402.3125 | 113040.8906 | 19.68% | 461361.4219 | 80.32% | 92577.6406 | 16.12% | 373376.1719 | 65% | 15.125 | 180194.4062 | 31.37% | 206577.0312 | 35.96% | 8048.8467 | 1.401% | 0 | 0% | 181796.3906 | 31.65% | 392605.9219 | 175508.8906 | 30.56% | 398893.4219 | 178857.6719 | 31.14% | 395544.6406 | 290349.1562 | 50.55% | 284053.1562 | 98906.8516 | 17.22% | 475495.4609 | 83644.3672 | 14.56% | 490757.9453
97 | Newhall | SPGE | {'Mendota': [12.4, 173501.0], 'Dairyland': [13.0, 131667.0], 'Oro Loma': [18.1, 116227.0], 'Borden': [19.4, 67697.0], 'Tranquility': [19.6, 113508.0], 'Cheney': [19.7, 125901.0], 'Panoche': [20.4, 131572.0], 'Helm': [20.8, 85747.0], 'Le Grand': [22.2, 59535.0], 'Gregg': [22.8, 43417.0], 'Mc Mullin': [26.7, 38394.0], 'Kearney (New)': [27.1, 27730.0], 'Merced': [29.4, 26264.0], 'Wilson': [29.8, 28740.0], 'West Fresno': [30.0, 17116.0], 'Cantua': [30.2, 53057.0], 'Excelsior': [32.7, 38137.0], 'California Ave': [32.8, 8031.0], 'Schindler': [33.8, 27748.0], 'Malaga': [35.4, 3350.0]} | 715033.1875 | 236618.5625 | 33.09% | 478414.625 | 66.91% | 104865.0469 | 14.67% | 557314.6406 | 77.94% | 8.95 | 375439.8125 | 52.51% | 270071.0938 | 37.77% | 0 | 0% | 0 | 0% | 215119.1406 | 30.09% | 499914.0469 | 76647.4453 | 10.72% | 638385.7422 | 115565.3594 | 16.16% | 599467.8281 | 292292.625 | 40.88% | 422740.5625 | 11475.333 | 1.605% | 703557.8545 | 45776.9883 | 6.402% | 669256.1992
98 | Ignacio | NORTHERN CALIFORNIA | {'Lakeville': [12.2, 10274.0], 'Carquinez': [15.9, 16689.0], 'Penngrove': [18.2, 9324.0], 'Tulucay': [18.9, 13572.0], 'Bellevue': [22.9, 5043.0], 'Martinez': [23.5, 8695.0], 'Martin': [26.8, 3285.0], 'Fulton': [31.4, 375.0], 'Clayton': [32.5, 4740.0], 'Peabody': [34.2, 697.0], 'Kirker': [34.8, 3930.0], 'Pittsburg': [35.2, 3478.0], 'Shiloh III': [38.3, 0.0], 'Birds Landing': [38.8, 77.0], 'Eastshore': [38.9, 350.0]} | 176485.7031 | 18105.75 | 10.26% | 158379.9531 | 89.74% | 31403.4883 | 17.79% | 106070.3867 | 60.1% | 34 | 23020.1797 | 13.04% | 10612.0762 | 6.013% | 83384.3672 | 47.25% | 18748.7168 | 10.62% | 98610.5781 | 55.87% | 77875.125 | 52789.1797 | 29.91% | 123696.5234 | 101706.1797 | 57.63% | 74779.5234 | 145909.2344 | 82.67% | 30576.4688 | 75079.1328 | 42.54% | 101406.5703 | 13178.7168 | 7.467% | 163306.9863
99 | Calpella | NORTHERN CALIFORNIA | {'Mendocino': [3.7, 46288.0], 'Ukiah': [3.7, 48135.0], 'Hopland': [16.6, 24527.0], 'Cloverdale': [29.3, 8160.0], 'Eagle Rock': [32.7, 7127.0], 'Geysers Tap 1': [38.6, 285.0]} | 373433.1875 | 51214.3164 | 13.71% | 322218.8711 | 86.29% | 33028.6602 | 8.845% | 294435.6523 | 78.85% | 9.7001 | 11092.9014 | 2.971% | 16240.1055 | 4.349% | 310783.1875 | 83.22% | 28318.5215 | 7.583% | 132711.4844 | 35.54% | 240721.7031 | 96531.3047 | 25.85% | 276901.8828 | 168982.4219 | 45.25% | 204450.7656 | 254615.1562 | 68.18% | 118818.0312 | 206886.25 | 55.4% | 166546.9375 | 7120.9287 | 1.907% | 366312.2588
100 | Hopland | NORTHERN CALIFORNIA | {'Cloverdale': [12.7, 18061.0], 'Ukiah': [13.2, 25930.0], 'Calpella': [16.6, 24527.0], 'Eagle Rock': [17.6, 17634.0], 'Mendocino': [20.2, 21032.0], 'Geysers Tap 1': [23.2, 10368.0], 'Fulton': [37.1, 4489.0]} | 316466.8125 | 35987.4453 | 11.37% | 280479.3672 | 88.63% | 21274.918 | 6.723% | 254273.7695 | 80.35% | 9.3622 | 13245.8438 | 4.186% | 16952.2656 | 5.357% | 219110.5156 | 69.24% | 59625.8477 | 18.84% | 152394.9375 | 48.16% | 164071.875 | 100453.5078 | 31.74% | 216013.3047 | 148240.0156 | 46.84% | 168226.7969 | 233724.5625 | 73.85% | 82742.25 | 168362.9844 | 53.2% | 148103.8281 | 4956.9194 | 1.566% | 311509.8931
101 | Mendocino | NORTHERN CALIFORNIA | {'Calpella': [3.7, 46288.0], 'Ukiah': [7.4, 43247.0], 'Hopland': [20.2, 21032.0], 'Cloverdale': [32.9, 6205.0], 'Eagle Rock': [35.7, 5172.0]} | 365919.9688 | 46732.6289 | 12.77% | 319187.3398 | 87.23% | 45278.4141 | 12.37% | 272576.2734 | 74.49% | 9.7414 | 10147.9609 | 2.773% | 15163.0186 | 4.144% | 300244.5938 | 82.05% | 33535.9531 | 9.165% | 133476.3125 | 36.48% | 232443.6562 | 98270.625 | 26.86% | 267649.3438 | 169703.0781 | 46.38% | 196216.8906 | 256943.5469 | 70.22% | 108976.4219 | 210531.3594 | 57.53% | 155388.6094 | 7176.4868 | 1.961% | 358743.4819
102 | Ukiah | NORTHERN CALIFORNIA | {'Calpella': [3.7, 48135.0], 'Mendocino': [7.4, 43247.0], 'Hopland': [13.2, 25930.0], 'Cloverdale': [25.8, 9320.0], 'Eagle Rock': [29.9, 8287.0], 'Geysers Tap 1': [35.7, 1445.0]} | 370925.1875 | 51210.1133 | 13.81% | 319715.0742 | 86.19% | 21846.8887 | 5.89% | 301778.0801 | 81.36% | 9.7174 | 9851.502 | 2.656% | 17586.0859 | 4.741% | 302005.3125 | 81.42% | 34540.8398 | 9.312% | 140067.8438 | 37.76% | 230857.3438 | 90117.6094 | 24.3% | 280807.5781 | 163819.4375 | 44.17% | 207105.75 | 248064.8125 | 66.88% | 122860.375 | 210542.5 | 56.76% | 160382.6875 | 6427.499 | 1.733% | 364497.6885
103 | Le Grand | SPGE | {'Dairyland': [9.3, 80117.0], 'Wilson': [10.5, 47988.0], 'Merced': [13.2, 42916.0], 'Newhall': [22.2, 59535.0], 'Borden': [24.2, 40428.0], 'Oro Loma': [29.4, 13859.0], 'Gregg': [30.2, 12575.0], 'Mendota': [33.7, 9058.0], 'Kearney (New)': [39.5, 13.0]} | 613569.5625 | 81386.3281 | 13.26% | 532183.2344 | 86.74% | 179011.4688 | 29.18% | 393915.4062 | 64.2% | 8.1946 | 232285.7188 | 37.86% | 146480.4375 | 23.87% | 8541.6865 | 1.392% | 0 | 0% | 360653.4688 | 58.78% | 252916.0938 | 189696.7656 | 30.92% | 423872.7969 | 222343.8281 | 36.24% | 391225.7344 | 435644.5938 | 71% | 177924.9688 | 151572.5312 | 24.7% | 461997.0312 | 97034.1094 | 15.81% | 516535.4531
104 | Merced | SPGE | {'Wilson': [4.6, 64159.0], 'Le Grand': [13.2, 42916.0], 'Dairyland': [17.8, 47101.0], 'Oro Loma': [28.3, 20523.0], 'Newhall': [29.4, 26264.0], 'Los Banos': [33.1, 6804.0], 'Quinto': [33.7, 5330.0], 'Miller': [34.8, 7607.0], 'Crow Creek': [36.4, 6629.0], 'Fink (Proposed)': [36.6, 6210.0], 'Warnerville': [36.7, 9339.0], 'Borden': [36.8, 4265.0], 'Mendota': [38.2, 855.0]} | 567224.8125 | 86229.9297 | 15.2% | 480994.8828 | 84.8% | 126823.3672 | 22.36% | 387263.3516 | 68.27% | 8.8978 | 203996.7969 | 35.96% | 219527.0781 | 38.7% | 0.56896 | 0.0001003% | 0 | 0% | 247043.8906 | 43.55% | 320180.9219 | 176021.7969 | 31.03% | 391203.0156 | 207759.6719 | 36.63% | 359465.1406 | 333598.4375 | 58.81% | 233626.375 | 72850.5859 | 12.84% | 494374.2266 | 71500.4297 | 12.61% | 495724.3828
105 | Wilson | SPGE | {'Merced': [4.6, 64159.0], 'Le Grand': [10.5, 47988.0], 'Dairyland': [17.2, 48647.0], 'Newhall': [29.8, 28740.0], 'Oro Loma': [31.2, 11011.0], 'Borden': [34.6, 9316.0], 'Los Banos': [37.7, 371.0], 'Warnerville': [37.8, 5213.0], 'Quinto': [38.4, 0.0], 'Miller': [39.2, 513.0], 'Mendota': [39.7, 0.0]} | 563148.9375 | 69849.6562 | 12.4% | 493299.2812 | 87.6% | 147509.0938 | 26.19% | 370250.0312 | 65.75% | 8.1075 | 188627.25 | 33.5% | 176606.2031 | 31.36% | 6029.1113 | 1.071% | 0 | 0% | 293240.4375 | 52.07% | 269908.5 | 185520.8594 | 32.94% | 377628.0781 | 214925.1562 | 38.16% | 348223.7812 | 373707.5312 | 66.36% | 189441.4062 | 123387.7891 | 21.91% | 439761.1484 | 77671.25 | 13.79% | 485477.6875
106 | Los Banos | SPGE | {'Quinto': [5.3, 34331.0], 'Miller': [14.8, 24452.0], 'Fink (Proposed)': [22.8, 14959.0], 'Crow Creek': [23.0, 14836.0], 'Oro Loma': [23.3, 28657.0], 'Hollister': [25.0, 91.0], 'Llagas': [29.8, 82.0], 'Merced': [33.1, 6804.0], 'Panoche': [36.8, 4790.0], 'Wilson': [37.7, 371.0], 'Westley': [37.7, 504.0], 'Mendota': [38.7, 2692.0], 'Dairyland': [38.9, 590.0], 'Cheney': [39.7, 52.0]} | 452123.875 | 48891.3867 | 10.81% | 403232.4883 | 89.19% | 187710.4531 | 41.52% | 247015.5781 | 54.63% | 5.9493 | 69395.1875 | 15.35% | 84260.8438 | 18.64% | 44272.1953 | 9.792% | 0 | 0% | 285764.1875 | 63.2% | 166359.6875 | 58127.543 | 12.86% | 393996.332 | 95970.2109 | 21.23% | 356153.6641 | 309060.5 | 68.36% | 143063.375 | 205820.125 | 45.52% | 246303.75 | 29214.1348 | 6.462% | 422909.7402
107 | Coburn | SPGE | {} | 490168.125 | 77396.625 | 15.79% | 412771.5 | 84.21% | 231727.2031 | 47.28% | 254279.5781 | 51.88% | 5.3541 | 12703.7715 | 2.592% | 81390.9922 | 16.6% | 164667.3438 | 33.59% | 0 | 0% | 210176.7656 | 42.88% | 279991.3594 | 56726.9414 | 11.57% | 433441.1836 | 115706.6406 | 23.61% | 374461.4844 | 273940.4062 | 55.89% | 216227.7188 | 183159.625 | 37.37% | 307008.5 | 17075.3809 | 3.484% | 473092.7441
108 | Tulucay | NORTHERN CALIFORNIA | {'Carquinez': [10.9, 22120.0], 'Peabody': [16.3, 12089.0], 'Lakeville': [17.0, 13609.0], 'Martinez': [18.1, 12618.0], 'Ignacio': [18.9, 13572.0], 'Vaca-Dixon & Gc Yard': [21.6, 7810.0], 'Penngrove': [22.9, 11401.0], 'Shiloh III': [23.5, 7691.0], 'Putah Creek': [24.1, 8185.0], 'Pittsburg': [24.9, 8277.0], 'Kirker': [25.2, 8513.0], 'Birds Landing': [25.3, 6200.0], 'Bellevue': [25.8, 7109.0], 'Clayton': [26.5, 8458.0], 'Contra Costa': [31.5, 1038.0], 'Fulton': [31.8, 3009.0], 'Madison': [33.4, 2965.0], 'Lone Tree': [34.6, 93.0], 'Davis': [35.5, 2110.0], 'Grand Island': [36.8, 0.0], 'Martin': [38.4, 2.0], 'Brentwood': [39.4, 0.0]} | 261226.3281 | 29292.2109 | 11.21% | 231934.1172 | 88.79% | 20746.5625 | 7.942% | 174772.4375 | 66.9% | 24 | 26933.3672 | 10.31% | 32669.3223 | 12.51% | 116972.2266 | 44.78% | 27828.418 | 10.65% | 159520.625 | 61.07% | 101705.7031 | 50576.4609 | 19.36% | 210649.8672 | 97176.4922 | 37.2% | 164049.8359 | 208518.2344 | 79.82% | 52708.0938 | 93069.0859 | 35.63% | 168157.2422 | 28322.9785 | 10.84% | 232903.3496
109 | Brunswick | NORTHERN CALIFORNIA | {'Colgate': [10.8, 38175.0], 'Higgins': [13.3, 18580.0], 'Drum 1': [14.5, 45557.0], 'East Marysville': [28.6, 4097.0], 'Olivehurst': [28.9, 4044.0], 'Palermo': [30.1, 4783.0], 'Honcut': [30.6, 5218.0], 'Rio Oso': [30.9, 1349.0], 'Pleasant Grove': [31.8, 885.0], 'Wyandotte': [32.5, 3168.0], 'Pease': [33.8, 4044.0], 'Summit': [35.7, 5278.0], 'Placerville': [37.1, 0.0], 'Thermalito': [37.5, 363.0], 'Table Mt.': [39.6, 0.0], 'Gold Hill': [40.0, 0.0]} | 343796.8438 | 59231.7305 | 17.23% | 284565.1133 | 82.77% | 26080.5098 | 7.586% | 172679.2402 | 50.23% | 20.6667 | 4307.3838 | 1.253% | 1438.5967 | 0.4184% | 185244.5938 | 53.88% | 149473.4688 | 43.48% | 223110.9688 | 64.9% | 120685.875 | 33139.5898 | 9.639% | 310657.2539 | 53242.1133 | 15.49% | 290554.7305 | 249418.2656 | 72.55% | 94378.5781 | 129174.0625 | 37.57% | 214622.7812 | 11541.2314 | 3.357% | 332255.6123
110 | Higgins | NORTHERN CALIFORNIA | {'Brunswick': [13.3, 18580.0], 'Pleasant Grove': [19.2, 22690.0], 'Colgate': [20.5, 11203.0], 'Rio Oso': [21.6, 19387.0], 'Drum 1': [22.8, 14439.0], 'Olivehurst': [24.5, 10818.0], 'East Marysville': [26.6, 9037.0], 'Gold Hill': [26.8, 13809.0], 'Placerville': [27.2, 5139.0], 'Pease': [31.8, 5532.0], 'Honcut': [33.1, 3087.0], 'Palermo': [36.4, 1727.0], 'Wyandotte': [39.2, 27.0]} | 336841.5625 | 41756.2383 | 12.4% | 295085.3242 | 87.6% | 17175.6602 | 5.099% | 149918.4492 | 44.51% | 26.8829 | 19189.1797 | 5.697% | 14523.5615 | 4.312% | 200006.375 | 59.38% | 66277.625 | 19.68% | 248928.5 | 73.9% | 87913.0625 | 34890.1875 | 10.36% | 301951.375 | 46705.5938 | 13.87% | 290135.9688 | 274072.9062 | 81.37% | 62768.6562 | 99190.1016 | 29.45% | 237651.4609 | 31805.6523 | 9.442% | 305035.9102
111 | Barre | GREATER LA METRO | {'Lewis': [4.8, 4341.0], 'Del Amo': [7.1, 2701.0], 'Alamitos': [7.4, 2516.0], 'Villa Park': [8.5, 2410.0], 'Ellis': [8.8, 2935.0], 'Johanna': [9.9, 2919.0], 'Olinda': [10.1, 2012.0], 'Center': [10.9, 3017.0], 'Serrano': [11.1, 2390.0], 'Huntington Beach': [11.2, 2740.0], 'Lighthipe': [12.2, 2372.0], 'Walnut': [13.9, 1856.0], 'Hinson': [13.9, 2198.0], 'Harborgen': [14.3, 2219.0], 'Long Beach': [14.3, 2231.0], 'Laguna Bell': [15.0, 2369.0], 'Arcogen': [15.1, 2189.0], 'Santiago': [15.8, 1618.0], 'Mesa': [17.4, 1346.0], 'Rio Hondo': [20.4, 1745.0], 'La Fresa': [20.6, 2130.0], 'Chino': [21.8, 1889.0], 'Viejo': [21.9, 968.0], 'El Nido': [23.3, 2107.0], 'Redondo': [23.5, 2114.0], 'Goodrich': [24.4, 203.0], 'Trabuco': [24.6, 584.0], 'Chevmain': [25.1, 2103.0], 'La Cienega': [26.3, 1300.0], 'El Segundo': [26.3, 2091.0], 'Margarita': [27.1, 542.0], 'Capistrano': [27.4, 558.0], 'Mira Loma': [27.6, 1856.0], 'Padua': [29.1, 1745.0], 'Gould': [30.8, 0.0], 'Lee Lake (Proposed)': [30.9, 446.0], 'Rancho Vista': [32.1, 1568.0], 'Etiwanda': [32.5, 1550.0], 'Talega': [34.1, 309.0], 'San Onofre': [39.0, 4.0]} | 24461.9727 | 4485.0908 | 18.33% | 19976.8818 | 81.67% | 2553.8682 | 10.44% | 12880.2422 | 52.65% | 45.5 | 53.5861 | 0.2191% | 26.2704 | 0.1074% | 795.2325 | 3.251% | 12895.1699 | 52.72% | 6908.3047 | 28.24% | 17553.668 | 2938.083 | 12.01% | 21523.8896 | 11889.0879 | 48.6% | 12572.8848 | 18388.1816 | 75.17% | 6073.791 | 6017.0254 | 24.6% | 18444.9473 | 1860.7915 | 7.607% | 22601.1812
112 | Ellis | GREATER LA METRO | {'Huntington Beach': [3.4, 2771.0], 'Johanna': [5.6, 1415.0], 'Barre': [8.8, 2935.0], 'Lewis': [8.9, 2808.0], 'Santiago': [10.2, 680.0], 'Alamitos': [10.5, 2513.0], 'Villa Park': [10.9, 889.0], 'Serrano': [13.3, 866.0], 'Del Amo': [14.3, 2460.0], 'Long Beach': [17.2, 2228.0], 'Viejo': [17.4, 617.0], 'Harborgen': [17.6, 2216.0], 'Trabuco': [17.7, 628.0], 'Olinda': [18.0, 465.0], 'Hinson': [18.6, 2196.0], 'Lighthipe': [19.0, 2369.0], 'Center': [19.2, 2353.0], 'Arcogen': [19.5, 2187.0], 'Capistrano': [20.0, 601.0], 'Margarita': [20.4, 585.0], 'Walnut': [22.3, 308.0], 'Laguna Bell': [23.2, 2325.0], 'La Fresa': [25.8, 2128.0], 'Mesa': [26.1, 803.0], 'Chino': [26.4, 341.0], 'Talega': [26.8, 353.0], 'Redondo': [28.0, 2111.0], 'El Nido': [28.7, 2105.0], 'Lee Lake (Proposed)': [28.8, 456.0], 'Rio Hondo': [29.0, 197.0], 'Chevmain': [30.4, 2100.0], 'Mira Loma': [31.1, 308.0], 'San Onofre': [31.3, 48.0], 'El Segundo': [31.6, 2088.0], 'Goodrich': [33.2, 196.0], 'La Cienega': [33.2, 1300.0], 'Padua': [34.7, 197.0], 'Rancho Vista': [36.4, 20.0], 'Etiwanda': [36.7, 2.0], 'Gould': [39.5, 0.0]} | 20647.3711 | 2978.0542 | 14.42% | 17669.3169 | 85.58% | 2991.3813 | 14.49% | 7519.5122 | 36.42% | 46.7838 | 12.6968 | 0.06149% | 26.2704 | 0.1272% | 241.0272 | 1.167% | 9254.708 | 44.82% | 4110.0972 | 19.91% | 16537.2739 | 5067.1113 | 24.54% | 15580.2598 | 12776.4805 | 61.88% | 7870.8906 | 16609.916 | 80.45% | 4037.4551 | 4793.6221 | 23.22% | 15853.749 | 1542.2456 | 7.469% | 19105.1255
113 | Johanna | GREATER LA METRO | {'Ellis': [5.6, 1415.0], 'Santiago': [5.9, 2023.0], 'Villa Park': [7.1, 2673.0], 'Lewis': [7.1, 3088.0], 'Huntington Beach': [8.6, 1210.0], 'Serrano': [8.7, 2693.0], 'Barre': [9.9, 2919.0], 'Viejo': [12.5, 1518.0], 'Alamitos': [14.6, 950.0], 'Trabuco': [14.6, 981.0], 'Olinda': [16.5, 2166.0], 'Del Amo': [16.8, 1136.0], 'Margarita': [17.2, 938.0], 'Capistrano': [17.6, 931.0], 'Center': [20.8, 1452.0], 'Walnut': [21.1, 2009.0], 'Long Beach': [21.8, 665.0], 'Lighthipe': [21.8, 806.0], 'Harborgen': [22.0, 653.0], 'Chino': [22.0, 2069.0], 'Hinson': [22.5, 633.0], 'Lee Lake (Proposed)': [23.3, 925.0], 'Arcogen': [23.6, 624.0], 'Talega': [24.2, 680.0], 'Laguna Bell': [24.8, 806.0], 'Mira Loma': [26.2, 2035.0], 'Mesa': [26.8, 818.0], 'Rio Hondo': [28.0, 1745.0], 'San Onofre': [29.3, 375.0], 'La Fresa': [29.7, 565.0], 'Padua': [30.6, 1899.0], 'Rancho Vista': [31.7, 1721.0], 'Etiwanda': [31.9, 1704.0], 'Redondo': [32.2, 548.0], 'El Nido': [32.5, 542.0], 'Goodrich': [33.1, 203.0], 'Chevmain': [34.2, 537.0], 'El Segundo': [35.5, 525.0], 'La Cienega': [36.1, 63.0], 'Vista': [38.1, 89.0], 'Gould': [39.9, 0.0]} | 36505.0312 | 3469.4829 | 9.504% | 33035.5483 | 90.5% | 6534.8213 | 17.9% | 17248.542 | 47.25% | 46 | 211.6928 | 0.5799% | 280.2465 | 0.7677% | 7313.3896 | 20.03% | 21025.623 | 57.6% | 12502.6299 | 34.25% | 24002.4014 | 8352.1035 | 22.88% | 28152.9277 | 20009.2012 | 54.81% | 16495.8301 | 29689.1816 | 81.33% | 6815.8496 | 12955.3447 | 35.49% | 23549.6865 | 5712.2051 | 15.65% | 30792.8262
114 | Lewis | GREATER LA METRO | {'Villa Park': [3.7, 3369.0], 'Barre': [4.8, 4341.0], 'Serrano': [6.4, 3348.0], 'Johanna': [7.1, 3088.0], 'Ellis': [8.9, 2808.0], 'Olinda': [9.5, 2957.0], 'Del Amo': [11.7, 2557.0], 'Alamitos': [11.9, 2372.0], 'Huntington Beach': [12.1, 2610.0], 'Santiago': [12.5, 1658.0], 'Walnut': [14.0, 2718.0], 'Center': [14.5, 2873.0], 'Lighthipe': [16.6, 2228.0], 'Viejo': [17.7, 1478.0], 'Chino': [18.2, 2834.0], 'Laguna Bell': [18.3, 2227.0], 'Hinson': [18.6, 2054.0], 'Harborgen': [19.0, 2074.0], 'Long Beach': [19.0, 2087.0], 'Arcogen': [19.8, 2045.0], 'Mesa': [19.9, 1346.0], 'Rio Hondo': [20.9, 1745.0], 'Trabuco': [21.4, 599.0], 'Mira Loma': [23.6, 2800.0], 'Margarita': [23.7, 556.0], 'Capistrano': [24.5, 573.0], 'La Fresa': [25.3, 1986.0], 'Goodrich': [26.0, 203.0], 'Padua': [26.1, 2689.0], 'Lee Lake (Proposed)': [26.2, 1154.0], 'El Nido': [27.9, 1963.0], 'Redondo': [28.2, 1970.0], 'Rancho Vista': [28.4, 2512.0], 'Etiwanda': [28.8, 2494.0], 'Chevmain': [29.7, 1959.0], 'La Cienega': [30.5, 1275.0], 'El Segundo': [30.9, 1946.0], 'Talega': [31.0, 324.0], 'Gould': [32.9, 0.0], 'San Onofre': [36.2, 19.0], 'Vista': [37.0, 849.0]} | 33232.6016 | 5299.8159 | 15.95% | 27932.7856 | 84.05% | 4682.3477 | 14.09% | 17242.252 | 51.88% | 45 | 279.8149 | 0.842% | 691.5369 | 2.081% | 4083.9778 | 12.29% | 18938.8594 | 56.99% | 9443.208 | 28.42% | 23789.3936 | 5550.9834 | 16.7% | 27681.6182 | 16173.5459 | 48.67% | 17059.0557 | 24681.7578 | 74.27% | 8550.8438 | 9876.3809 | 29.72% | 23356.2207 | 5196.1353 | 15.64% | 28036.4663
115 | Santiago | GREATER LA METRO | {'Johanna': [5.9, 2023.0], 'Viejo': [7.2, 2150.0], 'Trabuco': [8.9, 1738.0], 'Ellis': [10.2, 680.0], 'Villa Park': [11.1, 1756.0], 'Margarita': [11.3, 1696.0], 'Serrano': [11.4, 1799.0], 'Capistrano': [12.0, 1684.0], 'Huntington Beach': [12.2, 670.0], 'Lewis': [12.5, 1658.0], 'Barre': [15.8, 1618.0], 'Talega': [18.5, 1433.0], 'Lee Lake (Proposed)': [19.2, 1432.0], 'Alamitos': [20.3, 217.0], 'Olinda': [21.3, 1212.0], 'Del Amo': [22.7, 161.0], 'Chino': [23.5, 1185.0], 'San Onofre': [23.8, 1128.0], 'Walnut': [25.9, 1102.0], 'Mira Loma': [26.4, 1151.0], 'Center': [26.6, 174.0], 'Long Beach': [27.2, 126.0], 'Harborgen': [27.6, 113.0], 'Lighthipe': [27.7, 73.0], 'Hinson': [28.3, 93.0], 'Arcogen': [29.3, 84.0], 'Laguna Bell': [30.6, 26.0], 'Rancho Vista': [32.1, 1014.0], 'Padua': [32.2, 1008.0], 'Mesa': [32.3, 1.0], 'Etiwanda': [32.4, 1013.0], 'Rio Hondo': [32.7, 982.0], 'La Fresa': [35.5, 25.0], 'Valley': [35.6, 6.0], 'Vista': [36.6, 32.0], 'Redondo': [37.9, 9.0], 'Goodrich': [38.2, 0.0], 'El Nido': [38.3, 2.0]} | 47713.457 | 2799.5977 | 5.868% | 44913.8594 | 94.13% | 13432.0459 | 28.15% | 21630.5908 | 45.33% | 44 | 413.9821 | 0.8676% | 213.7594 | 0.448% | 17916.1172 | 37.55% | 22408.9941 | 46.97% | 18409.8945 | 38.58% | 29303.5625 | 15922.793 | 33.37% | 31790.6641 | 28175.7109 | 59.05% | 19537.7461 | 40398.6953 | 84.67% | 7314.7617 | 22312.4297 | 46.76% | 25401.0273 | 5882.1157 | 12.33% | 41831.3413
116 | Serrano | GREATER LA METRO | {'Villa Park': [2.7, 6048.0], 'Lewis': [6.4, 3348.0], 'Johanna': [8.7, 2693.0], 'Barre': [11.1, 2390.0], 'Olinda': [11.1, 5255.0], 'Santiago': [11.4, 1799.0], 'Ellis': [13.3, 866.0], 'Chino': [13.3, 5646.0], 'Viejo': [14.0, 1666.0], 'Walnut': [15.4, 4610.0], 'Huntington Beach': [16.6, 658.0], 'Del Amo': [17.7, 606.0], 'Mira Loma': [17.9, 5613.0], 'Alamitos': [18.3, 420.0], 'Center': [19.4, 922.0], 'Trabuco': [19.5, 738.0], 'Lee Lake (Proposed)': [20.3, 3317.0], 'Margarita': [21.3, 695.0], 'Padua': [21.9, 5423.0], 'Rio Hondo': [22.0, 1745.0], 'Lighthipe': [22.4, 276.0], 'Laguna Bell': [22.9, 276.0], 'Capistrano': [22.9, 684.0], 'Rancho Vista': [23.1, 5299.0], 'Mesa': [23.4, 740.0], 'Etiwanda': [23.4, 5281.0], 'Hinson': [24.9, 103.0], 'Harborgen': [25.4, 123.0], 'Long Beach': [25.4, 136.0], 'Arcogen': [26.1, 94.0], 'Goodrich': [28.1, 203.0], 'Talega': [28.8, 433.0], 'Vista': [30.7, 3636.0], 'La Fresa': [31.4, 35.0], 'El Nido': [33.9, 12.0], 'Redondo': [34.4, 19.0], 'San Onofre': [34.4, 128.0], 'Gould': [35.4, 0.0], 'Chevmain': [35.6, 8.0], 'La Cienega': [35.8, 0.0], 'San Bernardino': [36.1, 295.0], 'El Segundo': [36.8, 0.0], 'Valley': [37.0, 6.0]} | 41087.5781 | 6270.7759 | 15.26% | 34816.8022 | 84.74% | 6792.3555 | 16.53% | 19401.3867 | 47.22% | 45.6667 | 590.2348 | 1.437% | 1729.7994 | 4.21% | 5702.6362 | 13.88% | 22838.584 | 55.59% | 12554.2842 | 30.55% | 28533.2939 | 8868.1328 | 21.58% | 32219.4453 | 19314.5547 | 47.01% | 21773.0234 | 30199.6641 | 73.5% | 10887.9141 | 12514.8379 | 30.46% | 28572.7402 | 5959.4312 | 14.5% | 35128.147
117 | Villa Park | GREATER LA METRO | {'Serrano': [2.7, 6048.0], 'Lewis': [3.7, 3369.0], 'Johanna': [7.1, 2673.0], 'Barre': [8.5, 2410.0], 'Olinda': [10.3, 5275.0], 'Ellis': [10.9, 889.0], 'Santiago': [11.1, 1756.0], 'Huntington Beach': [14.3, 681.0], 'Walnut': [14.9, 4610.0], 'Viejo': [15.1, 1623.0], 'Del Amo': [15.3, 626.0], 'Chino': [15.5, 5467.0], 'Alamitos': [15.6, 441.0], 'Center': [17.4, 942.0], 'Trabuco': [19.7, 697.0], 'Lighthipe': [20.1, 297.0], 'Mira Loma': [20.4, 5433.0], 'Laguna Bell': [21.1, 296.0], 'Rio Hondo': [21.7, 1745.0], 'Margarita': [21.8, 655.0], 'Mesa': [22.0, 752.0], 'Hinson': [22.3, 123.0], 'Lee Lake (Proposed)': [22.6, 3094.0], 'Harborgen': [22.8, 144.0], 'Long Beach': [22.8, 156.0], 'Capistrano': [23.0, 644.0], 'Arcogen': [23.5, 114.0], 'Padua': [23.8, 5246.0], 'Rancho Vista': [25.5, 5119.0], 'Etiwanda': [25.8, 5102.0], 'Goodrich': [27.3, 203.0], 'La Fresa': [28.9, 55.0], 'Talega': [29.2, 393.0], 'El Nido': [31.5, 32.0], 'Redondo': [31.9, 39.0], 'Chevmain': [33.2, 28.0], 'Vista': [33.4, 3456.0], 'La Cienega': [33.8, 0.0], 'Gould': [34.5, 0.0], 'El Segundo': [34.5, 16.0], 'San Onofre': [34.7, 88.0], 'San Bernardino': [38.8, 118.0], 'Valley': [39.4, 4.0]} | 36997.25 | 6071.2017 | 16.41% | 30926.0483 | 83.59% | 6100.394 | 16.49% | 16422.4224 | 44.39% | 46 | 569.7048 | 1.54% | 1704.1274 | 4.606% | 4600.0679 | 12.43% | 20975.998 | 56.7% | 11286.5684 | 30.51% | 25710.6816 | 5638.6626 | 15.24% | 31358.5874 | 16762.0957 | 45.31% | 20235.1543 | 26335.7773 | 71.18% | 10661.4727 | 11591.2637 | 31.33% | 25405.9863 | 5466.5601 | 14.78% | 31530.6899
118 | Capistrano | GREATER LA METRO | {'Margarita': [3.4, 1846.0], 'Trabuco': [3.5, 1856.0], 'Talega': [6.8, 1611.0], 'Viejo': [10.7, 1846.0], 'San Onofre': [11.8, 1153.0], 'Santiago': [12.0, 1684.0], 'Johanna': [17.6, 931.0], 'Ellis': [20.0, 601.0], 'Huntington Beach': [20.2, 593.0], 'Lee Lake (Proposed)': [20.5, 1532.0], 'Serrano': [22.9, 684.0], 'Villa Park': [23.0, 644.0], 'Lewis': [24.5, 573.0], 'Barre': [27.4, 558.0], 'San Luis Rey': [28.2, 21.0], 'Alamitos': [30.4, 139.0], 'Encina': [32.2, 10.0], 'Valley': [33.3, 156.0], 'Olinda': [33.3, 163.0], 'Chino': [33.5, 146.0], 'Del Amo': [33.9, 83.0], 'Palomar Airport': [34.6, 7.0], 'Mira Loma': [34.6, 113.0], 'Long Beach': [36.7, 49.0], 'Harborgen': [37.2, 36.0], 'Walnut': [37.9, 111.0], 'Center': [38.3, 0.0], 'Hinson': [38.4, 16.0], 'Lighthipe': [38.8, 0.0], 'Arcogen': [39.4, 7.0]} | 47152.7852 | 1862.0856 | 3.949% | 45290.6996 | 96.05% | 13568.6406 | 28.78% | 18419.0996 | 39.06% | 38 | 700.5247 | 1.486% | 84.0597 | 0.1783% | 21737.248 | 46.1% | 21816.0586 | 46.27% | 23449.043 | 49.73% | 23703.7422 | 23094.3887 | 48.98% | 24058.3965 | 28121.0312 | 59.64% | 19031.7539 | 42281.5703 | 89.67% | 4871.2148 | 24330.5098 | 51.6% | 22822.2754 | 3425.52 | 7.265% | 43727.2651
119 | Trabuco | GREATER LA METRO | {'Margarita': [2.8, 1868.0], 'Capistrano': [3.5, 1856.0], 'Viejo': [7.4, 1887.0], 'Santiago': [8.9, 1738.0], 'Talega': [9.6, 1605.0], 'Johanna': [14.6, 981.0], 'San Onofre': [15.0, 1147.0], 'Ellis': [17.7, 628.0], 'Lee Lake (Proposed)': [18.2, 1556.0], 'Huntington Beach': [18.5, 619.0], 'Serrano': [19.5, 738.0], 'Villa Park': [19.7, 697.0], 'Lewis': [21.4, 599.0], 'Barre': [24.6, 584.0], 'Alamitos': [28.2, 165.0], 'Olinda': [30.0, 163.0], 'Chino': [30.0, 174.0], 'San Luis Rey': [31.2, 19.0], 'Del Amo': [31.3, 109.0], 'Mira Loma': [31.3, 141.0], 'Valley': [32.2, 156.0], 'Walnut': [34.6, 111.0], 'Long Beach': [34.7, 75.0], 'Harborgen': [35.2, 63.0], 'Encina': [35.3, 8.0], 'Center': [35.4, 3.0], 'Lighthipe': [36.2, 22.0], 'Hinson': [36.2, 42.0], 'Rancho Vista': [37.1, 4.0], 'Etiwanda': [37.2, 4.0], 'Arcogen': [37.2, 33.0], 'Palomar Airport': [37.6, 4.0], 'Padua': [38.5, 0.0], 'Vista': [38.8, 4.0], 'Laguna Bell': [39.4, 0.0]} | 50914.043 | 1909.8132 | 3.751% | 49004.2297 | 96.25% | 15660.916 | 30.76% | 19882.5215 | 39.05% | 39.8121 | 238.1334 | 0.4677% | 48.9213 | 0.09609% | 20417.8613 | 40.1% | 25725.2734 | 50.53% | 23625.209 | 46.4% | 27288.834 | 23715.1445 | 46.58% | 27198.8984 | 30303.8418 | 59.52% | 20610.2012 | 44875.5859 | 88.14% | 6038.457 | 27789.2559 | 54.58% | 23124.7871 | 3870.915 | 7.603% | 47043.1279
120 | Pleasant Grove | NORTHERN CALIFORNIA | {'Rio Oso': [11.6, 44276.0], 'Gold Hill': [14.6, 22412.0], 'Higgins': [19.2, 22690.0], 'Olivehurst': [22.6, 27260.0], 'Woodland': [26.4, 9016.0], 'East Marysville': [27.3, 17992.0], 'Placerville': [28.9, 4399.0], 'Davis': [30.0, 228.0], 'Pease': [30.7, 9721.0], 'Brunswick': [31.8, 885.0], 'Colgate': [35.7, 0.0], 'Madison': [37.3, 169.0], 'Honcut': [37.8, 3891.0]} | 348137.6875 | 50327.2422 | 14.46% | 297810.4453 | 85.54% | 16324.209 | 4.689% | 224995.2598 | 64.63% | 23.0316 | 82032.3203 | 23.56% | 79757.375 | 22.91% | 91553.0625 | 26.3% | 10259.4033 | 2.947% | 192938.1562 | 55.42% | 155199.5312 | 32547.0859 | 9.349% | 315590.6016 | 92716.4297 | 26.63% | 255421.2578 | 251515.2656 | 72.25% | 96622.4219 | 52587.4023 | 15.11% | 295550.2852 | 55766.0977 | 16.02% | 292371.5898
121 | Summit | NORTHERN CALIFORNIA | {'Drum 1': [21.2, 17708.0], 'Brunswick': [35.7, 5278.0]} | 305877 | 47409.8555 | 15.5% | 258467.1445 | 84.5% | 179916.8125 | 58.82% | 103633.5 | 33.88% | 17.9635 | 1145.1749 | 0.3744% | 254.3849 | 0.08317% | 190110.5 | 62.15% | 16122.0674 | 5.271% | 105294.7891 | 34.42% | 200582.2109 | 33092.3906 | 10.82% | 272784.6094 | 66568.2969 | 21.76% | 239308.7031 | 156591.3594 | 51.19% | 149285.6406 | 187746.7656 | 61.38% | 118130.2344 | 26649.1289 | 8.712% | 279227.8711
122 | Devers | RIVERSIDE | {'Mirage': [14.4, 19658.0], 'El Casco': [28.8, 5732.0], 'Lugo - Pisgah (Proposed)': [32.0, 667.0], 'Valley': [36.0, 3334.0], 'San Bernardino': [39.2, 81.0]} | 131945.7188 | 26544.2637 | 20.12% | 105401.4551 | 79.88% | 27877.0801 | 21.13% | 59483.5137 | 45.08% | 28.6667 | 164.6725 | 0.1248% | 20.9392 | 0.01587% | 36684.6211 | 27.8% | 54794.6484 | 41.53% | 44356.1406 | 33.62% | 87589.5781 | 48662.5781 | 36.88% | 83283.1406 | 64795.1328 | 49.11% | 67150.5859 | 85228.1484 | 64.59% | 46717.5703 | 60200.5664 | 45.63% | 71745.1523 | 2994.6248 | 2.27% | 128951.094
123 | Kern | RIVERSIDE | {'Julian Hinds': [13.4, 13630.0], 'Red Bluff': [15.1, 17302.0]} | 50969.5156 | 17305.6035 | 33.95% | 33663.9121 | 66.05% | 25645.5918 | 50.32% | 24561.6543 | 48.19% | 3.8092 | 928.5963 | 1.822% | 0 | 0% | 0 | 0% | 0 | 0% | 12892.2695 | 25.29% | 38077.2461 | 7992.6694 | 15.68% | 42976.8462 | 949.3325 | 1.863% | 50020.1831 | 19608.666 | 38.47% | 31360.8496 | 16019.9541 | 31.43% | 34949.5615 | 876.4406 | 1.72% | 50093.0751
124 | Mirage | RIVERSIDE | {'Devers': [14.4, 19658.0]} | 117183.25 | 32328.2793 | 27.59% | 84854.9707 | 72.41% | 7474.1406 | 6.378% | 58133.4375 | 49.61% | 25.125 | 2327.3938 | 1.986% | 11477.4814 | 9.794% | 17979.4727 | 15.34% | 7750.793 | 6.614% | 20643.4395 | 17.62% | 96539.8105 | 45389.543 | 38.73% | 71793.707 | 36647.6367 | 31.27% | 80535.6133 | 58434.5391 | 49.87% | 58748.7109 | 34220.1445 | 29.2% | 82963.1055 | 733.5004 | 0.6259% | 116449.7496
125 | Valley | RIVERSIDE | {'El Casco': [16.3, 20316.0], 'Lee Lake (Proposed)': [16.9, 13059.0], 'Vista': [22.8, 7800.0], 'San Bernardino': [23.9, 6539.0], 'Viejo': [28.5, 3614.0], 'Mira Loma': [29.9, 2445.0], 'Margarita': [30.2, 3133.0], 'Talega': [31.1, 4490.0], 'Etiwanda': [32.1, 20.0], 'Trabuco': [32.2, 156.0], 'Rancho Vista': [32.4, 20.0], 'Capistrano': [33.3, 156.0], 'San Onofre': [34.3, 3399.0], 'Chino': [34.9, 6.0], 'Santiago': [35.6, 6.0], 'Devers': [36.0, 3334.0], 'Serrano': [37.0, 6.0], 'San Luis Rey': [37.8, 2371.0], 'Padua': [38.2, 0.0], 'Villa Park': [39.4, 4.0]} | 259469.0156 | 56460.8672 | 21.76% | 203008.1484 | 78.24% | 17342.9824 | 6.684% | 104937.9473 | 40.44% | 28.875 | 22554.6953 | 8.693% | 6760.2817 | 2.605% | 53269.6836 | 20.53% | 183492.7656 | 70.72% | 67858.6172 | 26.15% | 191610.3984 | 101418.8125 | 39.09% | 158050.2031 | 152784.9688 | 58.88% | 106684.0469 | 183379.0312 | 70.67% | 76089.9844 | 76141.9531 | 29.35% | 183327.0625 | 13308.7783 | 5.129% | 246160.2373
126 | Gold Hill | NORTHERN CALIFORNIA | {'Pleasant Grove': [14.6, 22412.0], 'Placerville': [19.7, 11348.0], 'Rio Oso': [26.2, 17199.0], 'Higgins': [26.8, 13809.0], 'Camanche': [31.3, 6850.0], 'Davis': [33.2, 60.0], 'Woodland': [33.7, 5098.0], 'Rancho Seco - Bellota (Proposed)': [37.0, 0.0], 'Olivehurst': [37.1, 1863.0], 'Lockeford': [37.3, 353.0], 'Grand Island': [38.3, 192.0], 'Brunswick': [40.0, 0.0]} | 273562.875 | 42310.6133 | 15.47% | 231252.2617 | 84.53% | 18207.7832 | 6.656% | 139479.6387 | 50.99% | 35.8 | 24459.9355 | 8.941% | 8851.8096 | 3.236% | 89739.3672 | 32.8% | 36753.5234 | 13.44% | 183027 | 66.9% | 90535.875 | 43149.2969 | 15.77% | 230413.5781 | 47173.8398 | 17.24% | 226389.0352 | 197846.4844 | 72.32% | 75716.3906 | 104105.7578 | 38.06% | 169457.1172 | 56673.3281 | 20.72% | 216889.5469
127 | Grand Island | NORTHERN CALIFORNIA | {'Shiloh III': [14.6, 35460.0], 'Birds Landing': [15.0, 34575.0], 'Eight Mile': [16.6, 18016.0], 'Contra Costa': [19.1, 30622.0], 'Peabody': [21.0, 36540.0], 'Stagg': [21.1, 11034.0], 'Vaca-Dixon & Gc Yard': [21.4, 25110.0], 'Pittsburg': [21.4, 30622.0], 'Lone Tree': [21.8, 30611.0], 'Brentwood': [22.1, 25145.0], 'Kirker': [22.5, 30622.0], 'Davis': [23.0, 5996.0], 'Lockeford': [24.7, 16072.0], 'Clayton': [28.6, 22852.0], 'Weber': [28.8, 4551.0], 'Delta Pumps': [29.8, 0.0], 'Putah Creek': [29.8, 5960.0], 'Kelso': [30.0, 0.0], 'Camanche': [30.8, 12946.0], 'Woodland': [32.2, 2665.0], 'Martinez': [32.3, 13487.0], 'Rancho Seco - Bellota (Proposed)': [33.0, 8360.0], 'Vierra': [34.6, 808.0], 'Bellota': [34.7, 3718.0], 'Midway Green Ridge Services': [34.9, 0.0], 'Cayetano': [35.4, 0.0], 'Tesla': [35.9, 0.0], 'Madison': [36.6, 2412.0], 'Tulucay': [36.8, 0.0], 'Carquinez': [37.1, 120.0], 'Gold Hill': [38.3, 192.0]} | 505562.5312 | 60469.25 | 11.96% | 445093.2812 | 88.04% | 73652.1016 | 14.57% | 373420.3047 | 73.86% | 9.7978 | 149843.625 | 29.64% | 228394.8594 | 45.18% | 0 | 0% | 0 | 0% | 60086.2227 | 11.89% | 445476.3086 | 123900.8438 | 24.51% | 381661.6875 | 144398.0312 | 28.56% | 361164.5 | 183381.6719 | 36.27% | 322180.8594 | 3539.8491 | 0.7002% | 502022.6821 | 64577.4766 | 12.77% | 440985.0547
128 | Chino | GREATER LA METRO | {'Mira Loma': [6.6, 5660.0], 'Padua': [8.7, 5469.0], 'Rancho Vista': [10.3, 5346.0], 'Etiwanda': [10.7, 5328.0], 'Serrano': [13.3, 5646.0], 'Olinda': [14.5, 5231.0], 'Villa Park': [15.5, 5467.0], 'Walnut': [15.6, 4656.0], 'Lewis': [18.2, 2834.0], 'Rio Hondo': [18.8, 1791.0], 'Vista': [20.8, 3636.0], 'Lee Lake (Proposed)': [21.6, 2905.0], 'Barre': [21.8, 1889.0], 'Johanna': [22.0, 2069.0], 'Viejo': [22.9, 1113.0], 'Santiago': [23.5, 1185.0], 'Mesa': [24.9, 780.0], 'Center': [25.0, 859.0], 'Goodrich': [25.7, 244.0], 'San Bernardino': [25.9, 295.0], 'Del Amo': [26.2, 436.0], 'Ellis': [26.4, 341.0], 'Laguna Bell': [27.0, 241.0], 'Alamitos': [29.0, 226.0], 'Lighthipe': [29.7, 193.0], 'Huntington Beach': [29.8, 144.0], 'Trabuco': [30.0, 174.0], 'Lugo': [31.0, 0.0], 'Margarita': [31.0, 174.0], 'Gould': [33.0, 0.0], 'Capistrano': [33.5, 146.0], 'Hinson': [33.6, 0.0], 'El Casco': [34.6, 0.0], 'Arcogen': [34.8, 0.0], 'Valley': [34.9, 6.0], 'Harborgen': [35.0, 0.0], 'Long Beach': [35.3, 0.0], 'Talega': [38.1, 3.0], 'La Fresa': [38.6, 0.0], 'Victor': [38.7, 0.0]} | 38760.8438 | 5693.0728 | 14.69% | 33067.771 | 85.31% | 5328.5059 | 13.75% | 22202.1602 | 57.28% | 20.6667 | 821.3314 | 2.119% | 1815.5374 | 4.684% | 7979.1035 | 20.59% | 22446.9395 | 57.91% | 15049.3135 | 38.83% | 23711.5303 | 9402.1182 | 24.26% | 29358.7256 | 16565.6953 | 42.74% | 22195.1484 | 28501.9434 | 73.53% | 10258.9004 | 12941.1895 | 33.39% | 25819.6543 | 6212.563 | 16.03% | 32548.2808
129 | Kramer | GREATER KRAMER | {'Randsburg': [26.6, 22672.0], 'Roadway': [29.4, 893.0], 'Tortilla': [30.3, 2197.0], 'Victor': [34.5, 648.0]} | 143761.4688 | 37642.9023 | 26.18% | 106118.5664 | 73.82% | 12055.9629 | 8.386% | 60571.373 | 42.13% | 41 | 53.8356 | 0.03745% | 13.1213 | 0.009127% | 0 | 0% | 0 | 0% | 58478.2812 | 40.68% | 85283.1875 | 38063.4414 | 26.48% | 105698.0273 | 4346.4951 | 3.023% | 139414.9736 | 86510.1875 | 60.18% | 57251.2812 | 66183.3672 | 46.04% | 77578.1016 | 1174.4818 | 0.817% | 142586.9869
130 | Lugo | GREATER KRAMER | {'Victor': [9.6, 46112.0], 'Roadway': [14.7, 45787.0], 'San Bernardino': [21.1, 1773.0], 'Etiwanda': [21.2, 125.0], 'Rancho Vista': [21.4, 125.0], 'Vista': [22.6, 1695.0], 'Padua': [23.0, 8.0], 'Mira Loma': [27.1, 0.0], 'Calcite': [27.8, 9910.0], 'Chino': [31.0, 0.0], 'El Casco': [32.2, 1690.0], 'Tortilla': [39.3, 749.0], 'Rio Hondo': [39.4, 0.0]} | 232166.4688 | 47923.1992 | 20.64% | 184243.2695 | 79.36% | 29514.8809 | 12.71% | 54024.3379 | 23.27% | 41.3333 | 244.8594 | 0.1055% | 115.4687 | 0.04974% | 44761.957 | 19.28% | 49536.9297 | 21.34% | 104416.6484 | 44.97% | 127749.8203 | 119693.3594 | 51.55% | 112473.1094 | 84318.9453 | 36.32% | 147847.5234 | 172742.8438 | 74.4% | 59423.625 | 60017.7617 | 25.85% | 172148.707 | 4968.2607 | 2.14% | 227198.208
131 | Mira Loma | GREATER LA METRO | {'Rancho Vista': [5.8, 5587.0], 'Etiwanda': [6.0, 5569.0], 'Chino': [6.6, 5660.0], 'Padua': [8.8, 5469.0], 'Vista': [14.3, 6303.0], 'Serrano': [17.9, 5613.0], 'Lee Lake (Proposed)': [19.0, 5538.0], 'San Bernardino': [19.3, 1570.0], 'Villa Park': [20.4, 5433.0], 'Olinda': [21.0, 5198.0], 'Walnut': [22.1, 4656.0], 'Lewis': [23.6, 2800.0], 'Viejo': [23.9, 2470.0], 'Rio Hondo': [24.8, 1791.0], 'Johanna': [26.2, 2035.0], 'Santiago': [26.4, 1151.0], 'Lugo': [27.1, 0.0], 'Barre': [27.6, 1856.0], 'El Casco': [28.1, 1276.0], 'Valley': [29.9, 2445.0], 'Ellis': [31.1, 308.0], 'Trabuco': [31.3, 141.0], 'Mesa': [31.4, 780.0], 'Goodrich': [31.6, 244.0], 'Center': [31.6, 859.0], 'Margarita': [31.8, 181.0], 'Del Amo': [32.5, 436.0], 'Laguna Bell': [33.6, 241.0], 'Huntington Beach': [34.5, 111.0], 'Capistrano': [34.6, 113.0], 'Alamitos': [35.0, 226.0], 'Victor': [35.7, 0.0], 'Lighthipe': [36.2, 193.0], 'Talega': [38.2, 0.0], 'Gould': [38.6, 0.0]} | 62903.1016 | 8326.3281 | 13.24% | 54576.7734 | 86.76% | 6523.5513 | 10.37% | 31519.0659 | 50.11% | 28.3333 | 1192.484 | 1.896% | 1813.371 | 2.883% | 15217.585 | 24.19% | 36780.1133 | 58.47% | 26033.9727 | 41.39% | 36869.1289 | 24476.6621 | 38.91% | 38426.4395 | 32981.7227 | 52.43% | 29921.3789 | 49523.9922 | 78.73% | 13379.1094 | 17890.1211 | 28.44% | 45012.9805 | 7786.4814 | 12.38% | 55116.6201
132 | Padua | GREATER LA METRO | {'Rancho Vista': [6.4, 5300.0], 'Etiwanda': [6.8, 5282.0], 'Chino': [8.7, 5469.0], 'Mira Loma': [8.8, 5469.0], 'Vista': [19.2, 3585.0], 'Walnut': [19.4, 4545.0], 'Rio Hondo': [19.6, 1791.0], 'Olinda': [20.2, 5087.0], 'Serrano': [21.9, 5423.0], 'Lugo': [23.0, 8.0], 'San Bernardino': [23.1, 302.0], 'Villa Park': [23.8, 5246.0], 'Goodrich': [25.8, 244.0], 'Lewis': [26.1, 2689.0], 'Mesa': [27.6, 780.0], 'Lee Lake (Proposed)': [27.7, 2681.0], 'Barre': [29.1, 1745.0], 'Center': [29.8, 859.0], 'Victor': [30.2, 8.0], 'Johanna': [30.6, 1899.0], 'Laguna Bell': [30.8, 241.0], 'Viejo': [31.2, 889.0], 'Gould': [32.1, 0.0], 'Santiago': [32.2, 1008.0], 'Del Amo': [32.3, 436.0], 'El Casco': [34.0, 0.0], 'Roadway': [34.0, 8.0], 'Ellis': [34.7, 197.0], 'Lighthipe': [34.9, 193.0], 'Alamitos': [36.0, 195.0], 'Vincent': [37.2, 0.0], 'Huntington Beach': [38.0, 0.0], 'Valley': [38.2, 0.0], 'Trabuco': [38.5, 0.0], 'Margarita': [39.3, 0.0], 'Hinson': [39.4, 0.0]} | 58734.8711 | 5476.9062 | 9.325% | 53257.9648 | 90.68% | 7156.0337 | 12.18% | 34599.6694 | 58.91% | 23.6545 | 649.2178 | 1.105% | 1703.5291 | 2.9% | 17004.3418 | 28.95% | 36297.0586 | 61.8% | 30136.5566 | 51.31% | 28598.3145 | 31931.3809 | 54.37% | 26803.4902 | 35924.0234 | 61.16% | 22810.8477 | 49410.1914 | 84.12% | 9324.6797 | 20383.582 | 34.7% | 38351.2891 | 6055.7026 | 10.31% | 52679.1685
133 | Pisgah | GREATER KRAMER | {'Cool Water': [27.3, 31108.0], 'Lugo - Pisgah (Proposed)': [30.1, 1.0], 'Calcite': [35.3, 0.0], 'Tortilla': [37.1, 3693.0]} | 81321.8203 | 32435.4883 | 39.89% | 48886.332 | 60.11% | 18100.4355 | 22.26% | 34702.7793 | 42.67% | 15.875 | 1021.3225 | 1.256% | 1640.8326 | 2.018% | 0 | 0% | 0 | 0% | 22778.6328 | 28.01% | 58543.1875 | 15008.8457 | 18.46% | 66312.9746 | 15951.8135 | 19.62% | 65370.0068 | 28309.623 | 34.81% | 53012.1973 | 28580.457 | 35.14% | 52741.3633 | 1624.1993 | 1.997% | 79697.621
134 | Roadway | GREATER KRAMER | {'Victor': [5.1, 58233.0], 'Lugo': [14.7, 45787.0], 'Calcite': [28.5, 12761.0], 'Kramer': [29.4, 893.0], 'Tortilla': [29.4, 5404.0], 'Padua': [34.0, 8.0], 'Etiwanda': [34.2, 8.0], 'Rancho Vista': [34.3, 8.0], 'San Bernardino': [35.7, 8.0], 'Vista': [37.3, 3.0], 'Cool Water': [37.5, 249.0]} | 303282.6562 | 65689.8672 | 21.66% | 237592.7891 | 78.34% | 8338.8799 | 2.75% | 76252.5107 | 25.14% | 38.8235 | 983.6441 | 0.3243% | 1915.6951 | 0.6317% | 30736.8145 | 10.13% | 18832.4043 | 6.21% | 133333.4688 | 43.96% | 169949.1875 | 143521.2188 | 47.32% | 159761.4375 | 65976.3594 | 21.75% | 237306.2969 | 209495.25 | 69.08% | 93787.4062 | 85106.0625 | 28.06% | 218176.5938 | 4738.8369 | 1.563% | 298543.8193
135 | Tortilla | GREATER KRAMER | {'Cool Water': [10.0, 11018.0], 'Calcite': [24.5, 3629.0], 'Roadway': [29.4, 5404.0], 'Kramer': [30.3, 2197.0], 'Victor': [32.0, 4868.0], 'Pisgah': [37.1, 3693.0], 'Lugo - Pisgah (Proposed)': [39.2, 0.0], 'Lugo': [39.3, 749.0]} | 144877.4062 | 18877.6523 | 13.03% | 125999.7539 | 86.97% | 12929.2217 | 8.924% | 72575.9033 | 50.09% | 23.75 | 727.366 | 0.5021% | 2315.2896 | 1.598% | 0 | 0% | 0 | 0% | 86245.2812 | 59.53% | 58632.125 | 58822.9648 | 40.6% | 86054.4414 | 25779.8359 | 17.79% | 119097.5703 | 109048.2031 | 75.27% | 35829.2031 | 64369.2539 | 44.43% | 80508.1523 | 5024.3545 | 3.468% | 139853.0518
136 | Victor | GREATER KRAMER | {'Roadway': [5.1, 58233.0], 'Lugo': [9.6, 46112.0], 'Calcite': [26.9, 13012.0], 'Etiwanda': [29.7, 8.0], 'Rancho Vista': [29.9, 8.0], 'Padua': [30.2, 8.0], 'San Bernardino': [30.5, 82.0], 'Tortilla': [32.0, 4868.0], 'Vista': [32.2, 4.0], 'Kramer': [34.5, 648.0], 'Mira Loma': [35.7, 0.0], 'Chino': [38.7, 0.0], 'Cool Water': [39.2, 0.0]} | 287393.9688 | 58558.7031 | 20.38% | 228835.2656 | 79.62% | 15949.0557 | 5.55% | 71484.3506 | 24.87% | 38.0353 | 921.7023 | 0.3207% | 1935.0435 | 0.6733% | 33296.8398 | 11.59% | 34511.418 | 12.01% | 133535.2031 | 46.46% | 153858.7656 | 139474.8906 | 48.53% | 147919.0781 | 75564.2578 | 26.29% | 211829.7109 | 204633.7812 | 71.2% | 82760.1875 | 77786.1094 | 27.07% | 209607.8594 | 5137.8765 | 1.788% | 282256.0923
137 | Vista | RIVERSIDE | {'San Bernardino': [5.3, 9425.0], 'Etiwanda': [12.4, 3998.0], 'Rancho Vista': [12.8, 3998.0], 'Mira Loma': [14.3, 6303.0], 'El Casco': [14.8, 9489.0], 'Padua': [19.2, 3585.0], 'Chino': [20.8, 3636.0], 'Lee Lake (Proposed)': [21.5, 7157.0], 'Lugo': [22.6, 1695.0], 'Valley': [22.8, 7800.0], 'Serrano': [30.7, 3636.0], 'Viejo': [31.8, 2518.0], 'Victor': [32.2, 4.0], 'Villa Park': [33.4, 3456.0], 'Olinda': [35.2, 3200.0], 'Walnut': [36.3, 2659.0], 'Santiago': [36.6, 32.0], 'Lewis': [37.0, 849.0], 'Roadway': [37.3, 3.0], 'Johanna': [38.1, 89.0], 'Rio Hondo': [38.2, 0.0], 'Margarita': [38.2, 44.0], 'Trabuco': [38.8, 4.0]} | 131263.1406 | 15194.1924 | 11.58% | 116068.9482 | 88.42% | 21130.707 | 16.1% | 64898.4102 | 49.44% | 25.6775 | 4206.7754 | 3.205% | 3076.0574 | 2.343% | 25701.1602 | 19.58% | 91068.8359 | 69.38% | 61124.918 | 46.57% | 70138.2227 | 54429.0117 | 41.47% | 76834.1289 | 75184.5156 | 57.28% | 56078.625 | 105478.5 | 80.36% | 25784.6406 | 48347.9102 | 36.83% | 82915.2305 | 10113.0098 | 7.704% | 121150.1309
138 | Encina | SAN DIEGO | {'Palomar Airport': [2.9, 18037.0], 'San Luis Rey': [5.1, 17722.0], 'Escondido': [12.7, 18024.0], 'Penasquitos': [16.5, 1404.0], 'San Onofre': [20.4, 784.0], 'Sycamore Canyon': [23.3, 2389.0], 'Kearny': [24.0, 1196.0], 'Talega': [25.7, 34.0], 'Old Town': [26.9, 108.0], 'Mission': [26.9, 312.0], 'Capistrano': [32.2, 10.0], 'Silvergate': [32.4, 18.0], 'Margarita': [33.1, 10.0], 'Trabuco': [35.3, 8.0], 'Miguel': [37.7, 0.0], 'Bay Boulevard': [39.0, 9.0]} | 55353.4062 | 18040.1133 | 32.59% | 37313.293 | 67.41% | 16.6026 | 0.02999% | 8512.0175 | 15.38% | 46.5 | 12822.3359 | 23.16% | 3006.4338 | 5.431% | 42363.4805 | 76.53% | 11325.2344 | 20.46% | 24259.8652 | 43.83% | 31093.541 | 10578.9346 | 19.11% | 44774.4717 | 19115.8418 | 34.53% | 36237.5645 | 31310.1328 | 56.56% | 24043.2734 | 778.7303 | 1.407% | 54574.676 | 3977.1501 | 7.185% | 51376.2561
139 | Escondido | SAN DIEGO | {'Palomar Airport': [9.9, 29010.0], 'Encina': [12.7, 18024.0], 'San Luis Rey': [13.9, 25608.0], 'Sycamore Canyon': [15.2, 8575.0], 'Penasquitos': [15.5, 1584.0], 'Kearny': [20.2, 2019.0], 'Mission': [23.6, 492.0], 'Old Town': [25.2, 103.0], 'Silvergate': [29.7, 13.0], 'San Onofre': [30.4, 773.0], 'Miguel': [31.8, 0.0], 'Suncrest': [33.3, 2488.0], 'Talega': [34.7, 23.0], 'Bay Boulevard': [35.6, 4.0], 'Otay Mesa': [39.8, 0.0]} | 171471.5781 | 38604.2344 | 22.51% | 132867.3438 | 77.49% | 18153.1523 | 10.59% | 59610.1836 | 34.76% | 30.1016 | 21063.0879 | 12.28% | 5987.562 | 3.492% | 59662.9336 | 34.79% | 110283.8906 | 64.32% | 90378.1406 | 52.71% | 81093.4375 | 32861.6484 | 19.16% | 138609.9297 | 50487.0586 | 29.44% | 120984.5195 | 106697.8203 | 62.22% | 64773.7578 | 51010.4414 | 29.75% | 120461.1367 | 11592.0205 | 6.76% | 159879.5576
140 | Kearny | SAN DIEGO | {'Mission': [3.4, 3021.0], 'Old Town': [5.8, 1248.0], 'Penasquitos': [7.8, 2442.0], 'Sycamore Canyon': [8.3, 4486.0], 'Silvergate': [9.5, 2021.0], 'Miguel': [13.7, 2477.0], 'Bay Boulevard': [15.6, 1553.0], 'Escondido': [20.2, 2019.0], 'Palomar Airport': [21.9, 1412.0], 'Otay Mesa': [22.0, 2232.0], 'Encina': [24.0, 1196.0], 'Suncrest': [26.2, 2095.0], 'San Luis Rey': [28.6, 923.0], 'Suncrest - Ocotillo (Proposed)': [40.0, 0.0]} | 55722.2188 | 4546.9824 | 8.16% | 51175.2363 | 91.84% | 5587.4009 | 10.03% | 20650.8433 | 37.06% | 25.5 | 1214.9827 | 2.18% | 325.9176 | 0.5849% | 14616.5059 | 26.23% | 35399.4141 | 63.53% | 26441.2246 | 47.45% | 29280.9941 | 30615.6387 | 54.94% | 25106.5801 | 40070.2969 | 71.91% | 15651.9219 | 49829.7656 | 89.43% | 5892.4531 | 12656.5098 | 22.71% | 43065.709 | 2276.3374 | 4.085% | 53445.8813
141 | Miguel | SAN DIEGO | {'Bay Boulevard': [8.1, 1680.0], 'Otay Mesa': [8.3, 4183.0], 'Silvergate': [9.4, 2018.0], 'Mission': [11.6, 2496.0], 'Old Town': [13.6, 1112.0], 'Kearny': [13.7, 2477.0], 'Sycamore Canyon': [16.7, 4008.0], 'Suncrest': [19.7, 3860.0], 'Penasquitos': [21.5, 1015.0], 'Escondido': [31.8, 0.0], 'Suncrest - Ocotillo (Proposed)': [32.3, 2136.0], 'Palomar Airport': [35.4, 0.0], 'Encina': [37.7, 0.0]} | 73537 | 4945.5332 | 6.725% | 68591.4668 | 93.27% | 8846.4941 | 12.03% | 35957.9355 | 48.9% | 18.0907 | 140.7951 | 0.1915% | 110.5499 | 0.1503% | 8056.8228 | 10.96% | 59411.3516 | 80.79% | 18362.8906 | 24.97% | 55174.1094 | 36188.1992 | 49.21% | 37348.8008 | 56734.7578 | 77.15% | 16802.2422 | 61846.293 | 84.1% | 11690.707 | 32705.8828 | 44.48% | 40831.1172 | 2375.8777 | 3.231% | 71161.1223
142 | Mission | SAN DIEGO | {'Old Town': [3.4, 1266.0], 'Kearny': [3.4, 3021.0], 'Silvergate': [6.1, 2040.0], 'Penasquitos': [10.4, 1559.0], 'Sycamore Canyon': [11.1, 2960.0], 'Miguel': [11.6, 2496.0], 'Bay Boulevard': [12.3, 1572.0], 'Otay Mesa': [19.6, 2251.0], 'Escondido': [23.6, 492.0], 'Palomar Airport': [24.9, 529.0], 'Suncrest': [26.5, 1453.0], 'Encina': [26.9, 312.0], 'San Luis Rey': [31.6, 39.0]} | 46729.3047 | 3039.4417 | 6.504% | 43689.863 | 93.5% | 4612.4692 | 9.871% | 17593.6909 | 37.65% | 25.25 | 539.7954 | 1.155% | 120.3998 | 0.2577% | 11781.7959 | 25.21% | 28752.6992 | 61.53% | 20616.2656 | 44.12% | 26113.0391 | 27541.541 | 58.94% | 19187.7637 | 35688.1133 | 76.37% | 11041.1914 | 43486.2891 | 93.06% | 3243.0156 | 9951.3281 | 21.3% | 36777.9766 | 1947.3052 | 4.167% | 44781.9995
143 | Old Town | SAN DIEGO | {'Mission': [3.4, 1266.0], 'Silvergate': [5.7, 1176.0], 'Kearny': [5.8, 1248.0], 'Penasquitos': [10.6, 1169.0], 'Bay Boulevard': [12.3, 1167.0], 'Miguel': [13.6, 1112.0], 'Sycamore Canyon': [14.0, 1187.0], 'Otay Mesa': [21.1, 874.0], 'Escondido': [25.2, 103.0], 'Palomar Airport': [25.2, 139.0], 'Encina': [26.9, 108.0], 'Suncrest': [29.8, 69.0], 'San Luis Rey': [31.8, 31.0]} | 23007.8906 | 1266.0891 | 5.503% | 21741.8015 | 94.5% | 3132.9221 | 13.62% | 9365.6062 | 40.71% | 25 | 40.5117 | 0.1761% | 7.8077 | 0.03394% | 8832.1826 | 38.39% | 8101.3359 | 35.21% | 6922.459 | 30.09% | 16085.4316 | 13977.4199 | 60.75% | 9030.4707 | 17750.5801 | 77.15% | 5257.3105 | 21691.293 | 94.28% | 1316.5977 | 5014.0298 | 21.79% | 17993.8608 | 982.1064 | 4.269% | 22025.7842
144 | Penasquitos | SAN DIEGO | {'Kearny': [7.8, 2442.0], 'Mission': [10.4, 1559.0], 'Old Town': [10.6, 1169.0], 'Sycamore Canyon': [10.9, 2589.0], 'Palomar Airport': [14.6, 1620.0], 'Escondido': [15.5, 1584.0], 'Silvergate': [16.0, 1079.0], 'Encina': [16.5, 1404.0], 'San Luis Rey': [21.2, 1130.0], 'Miguel': [21.5, 1015.0], 'Bay Boulevard': [22.6, 1070.0], 'Otay Mesa': [29.7, 778.0], 'Suncrest': [32.1, 0.0], 'San Onofre': [36.6, 6.0]} | 35865.9102 | 2649.9177 | 7.388% | 33215.9924 | 92.61% | 3031.7419 | 8.453% | 10024.8167 | 27.95% | 27.8667 | 1499.2108 | 4.18% | 541.2811 | 1.509% | 11134.7383 | 31.05% | 19213.1543 | 53.57% | 19546.1973 | 54.5% | 16319.7129 | 19563.3867 | 54.55% | 16302.5234 | 23457.8359 | 65.4% | 12408.0742 | 32077.2539 | 89.44% | 3788.6562 | 4942.3657 | 13.78% | 30923.5444 | 1478.2548 | 4.122% | 34387.6554
145 | San Luis Rey | SAN DIEGO | {'Encina': [5.1, 17722.0], 'Palomar Airport': [6.7, 23982.0], 'Escondido': [13.9, 25608.0], 'San Onofre': [16.8, 2212.0], 'Penasquitos': [21.2, 1130.0], 'Talega': [21.6, 1462.0], 'Sycamore Canyon': [26.8, 2109.0], 'Capistrano': [28.2, 21.0], 'Kearny': [28.6, 923.0], 'Margarita': [28.8, 21.0], 'Trabuco': [31.2, 19.0], 'Mission': [31.6, 39.0], 'Old Town': [31.8, 31.0], 'Viejo': [36.1, 7.0], 'Silvergate': [37.3, 2.0], 'Lee Lake (Proposed)': [37.7, 0.0], 'Valley': [37.8, 2371.0]} | 99864.3281 | 28000.3066 | 28.04% | 71864.0215 | 71.96% | 636.39 | 0.6373% | 21578.9303 | 21.61% | 38 | 25943.4941 | 25.98% | 4705.3716 | 4.712% | 59987.4648 | 60.07% | 38175.582 | 38.23% | 55674.9922 | 55.75% | 44189.3359 | 15198.7227 | 15.22% | 84665.6055 | 31008.8672 | 31.05% | 68855.4609 | 64096.0703 | 64.18% | 35768.2578 | 6095.9453 | 6.104% | 93768.3828 | 7293.564 | 7.303% | 92570.7642
146 | Sycamore Canyon | SAN DIEGO | {'Kearny': [8.3, 4486.0], 'Penasquitos': [10.9, 2589.0], 'Mission': [11.1, 2960.0], 'Old Town': [14.0, 1187.0], 'Escondido': [15.2, 8575.0], 'Silvergate': [16.6, 1960.0], 'Miguel': [16.7, 4008.0], 'Palomar Airport': [20.6, 4560.0], 'Bay Boulevard': [21.6, 1492.0], 'Suncrest': [21.6, 7561.0], 'Encina': [23.3, 2389.0], 'Otay Mesa': [24.6, 3318.0], 'San Luis Rey': [26.8, 2109.0], 'Suncrest - Ocotillo (Proposed)': [35.0, 1865.0]} | 121235.3672 | 14662.6006 | 12.09% | 106572.7666 | 87.91% | 22490.0332 | 18.55% | 50114.5684 | 41.34% | 23.5508 | 2068.5171 | 1.706% | 794.3923 | 0.6552% | 13852.3281 | 11.43% | 102384.0312 | 84.45% | 54417.543 | 44.89% | 66817.8242 | 38275.7695 | 31.57% | 82959.5977 | 52682.8555 | 43.46% | 68552.5117 | 83430.5391 | 68.82% | 37804.8281 | 54303.3594 | 44.79% | 66932.0078 | 5519.9175 | 4.553% | 115715.4497
147 | Talega | GREATER LA METRO | {'San Onofre': [5.8, 4572.0], 'Capistrano': [6.8, 1611.0], 'Margarita': [7.4, 4528.0], 'Trabuco': [9.6, 1605.0], 'Viejo': [15.3, 2048.0], 'Santiago': [18.5, 1433.0], 'San Luis Rey': [21.6, 1462.0], 'Lee Lake (Proposed)': [21.6, 4306.0], 'Johanna': [24.2, 680.0], 'Encina': [25.7, 34.0], 'Ellis': [26.8, 353.0], 'Huntington Beach': [27.0, 344.0], 'Palomar Airport': [28.1, 30.0], 'Serrano': [28.8, 433.0], 'Villa Park': [29.2, 393.0], 'Lewis': [31.0, 324.0], 'Valley': [31.1, 4490.0], 'Barre': [34.1, 309.0], 'Escondido': [34.7, 23.0], 'Alamitos': [37.2, 0.0], 'Chino': [38.1, 3.0], 'Mira Loma': [38.2, 0.0], 'Olinda': [39.5, 22.0]} | 66517.5312 | 5969.1523 | 8.974% | 60548.3789 | 91.03% | 11891.4678 | 17.88% | 20821.3291 | 31.3% | 33 | 8094.1973 | 12.17% | 403.1222 | 0.606% | 29426.5059 | 44.24% | 35035.5 | 52.67% | 34803.2266 | 52.32% | 31714.3047 | 29342.7949 | 44.11% | 37174.7363 | 34022.5742 | 51.15% | 32494.957 | 57462.7109 | 86.39% | 9054.8203 | 22688.4922 | 34.11% | 43829.0391 | 4468.4185 | 6.718% | 62049.1128
148 | Martin (San Francisco H) | NORTHERN CALIFORNIA | {'Eastshore': [16.9, 5063.0], 'Ignacio': [26.8, 3285.0], 'Martinez': [26.8, 3563.0], 'Newark': [27.1, 1858.0], 'Carquinez': [28.2, 3242.0], 'Clayton': [29.2, 530.0], 'Los Esteros': [32.3, 169.0], 'Scott': [33.6, 151.0], 'Cayetano': [35.0, 0.0], 'Kirker': [35.2, 0.0], 'Pittsburg': [36.2, 0.0], 'Tulucay': [38.4, 2.0], 'Lakeville': [39.0, 64.0], 'Lone Tree': [39.2, 0.0], 'Contra Costa': [39.9, 0.0]} | 56204.4297 | 10546.0713 | 18.76% | 45658.3584 | 81.24% | 13930.9004 | 24.79% | 25202.8379 | 44.84% | 55 | 494.7053 | 0.8802% | 230.6328 | 0.4103% | 8041.48 | 14.31% | 23384.4902 | 41.61% | 26628.4375 | 47.38% | 29575.9922 | 29884.4316 | 53.17% | 26319.998 | 40736.457 | 72.48% | 15467.9727 | 44063.5625 | 78.4% | 12140.8672 | 17522.4688 | 31.18% | 38681.9609 | 4825.7349 | 8.586% | 51378.6948
149 | Bellota | NORTHERN CALIFORNIA | {'Rancho Seco - Bellota (Proposed)': [8.2, 52213.0], 'Lockeford': [10.7, 59156.0], 'Camanche': [13.7, 36125.0], 'Weber': [14.0, 63742.0], 'Riverbank': [18.0, 46958.0], 'Stagg': [18.3, 58825.0], 'Ripon': [19.3, 48756.0], 'Eight Mile': [20.0, 46211.0], 'Vierra': [20.7, 40911.0], 'Warnerville': [22.1, 33339.0], 'New Melones': [26.8, 2997.0], 'Peoria': [29.2, 1611.0], 'Chinese Station': [30.8, 713.0], 'Westley': [31.9, 11652.0], 'Grand Island': [34.7, 3718.0], 'Kelso': [35.5, 414.0], 'Delta Pumps': [36.3, 186.0], 'Tesla': [36.7, 273.0], 'Brentwood': [36.8, 0.0], 'Midway Green Ridge Services': [37.1, 186.0], 'Curtis': [37.9, 0.0]} | 507954 | 77560.8438 | 15.27% | 430393.1562 | 84.73% | 71232.8359 | 14.02% | 300833.0703 | 59.22% | 15.6 | 133993.4375 | 26.38% | 145553.1562 | 28.65% | 73205.2109 | 14.41% | 0 | 0% | 229625.3281 | 45.21% | 278328.6719 | 79338.0078 | 15.62% | 428615.9922 | 181342.0156 | 35.7% | 326611.9844 | 306864.5312 | 60.41% | 201089.4688 | 140186.6875 | 27.6% | 367767.3125 | 48993.7188 | 9.645% | 458960.2812
150 | Ripon | NORTHERN CALIFORNIA | {'Vierra': [7.6, 45065.0], 'Weber': [12.4, 45080.0], 'Westley': [12.6, 25223.0], 'Riverbank': [13.1, 61157.0], 'Warnerville': [18.8, 45215.0], 'Bellota': [19.3, 48756.0], 'Stagg': [19.7, 33023.0], 'Tesla': [23.1, 4267.0], 'Midway Green Ridge Services': [24.2, 3801.0], 'Eight Mile': [24.4, 18304.0], 'Lockeford': [25.0, 31053.0], 'Kelso': [25.1, 3131.0], 'Delta Pumps': [26.1, 2622.0], 'Crow Creek': [26.4, 6951.0], 'Fink (Proposed)': [26.7, 6721.0], 'Rancho Seco - Bellota (Proposed)': [27.3, 23546.0], 'Brentwood': [31.1, 1626.0], 'Camanche': [32.3, 8110.0], 'Cayetano': [34.2, 1626.0], 'Miller': [34.8, 3164.0], 'Lone Tree': [36.0, 0.0], 'New Melones': [36.1, 2608.0], 'Peoria': [36.9, 1699.0], 'Chinese Station': [37.4, 1307.0], 'Contra Costa': [38.6, 0.0]} | 521452.1562 | 67861.8594 | 13.01% | 453590.2969 | 86.99% | 42166.6133 | 8.086% | 354687.4805 | 68.02% | 15.7222 | 124143.4297 | 23.81% | 296255.875 | 56.81% | 2511.2749 | 0.4816% | 0 | 0% | 208916.8594 | 40.06% | 312535.2969 | 54739.3711 | 10.5% | 466712.7852 | 82596.5234 | 15.84% | 438855.6328 | 246411.2656 | 47.25% | 275040.8906 | 34409.8477 | 6.599% | 487042.3086 | 23237.8008 | 4.456% | 498214.3555
151 | Lockeford | NORTHERN CALIFORNIA | {'Rancho Seco - Bellota (Proposed)': [9.0, 56265.0], 'Camanche': [9.9, 46573.0], 'Bellota': [10.7, 59156.0], 'Eight Mile': [12.5, 58155.0], 'Stagg': [13.4, 63130.0], 'Weber': [14.3, 53733.0], 'Vierra': [22.9, 31924.0], 'Grand Island': [24.7, 16072.0], 'Ripon': [25.0, 31053.0], 'Riverbank': [27.7, 28695.0], 'Brentwood': [31.3, 0.0], 'Warnerville': [32.5, 15241.0], 'Kelso': [32.7, 409.0], 'Delta Pumps': [33.3, 182.0], 'Lone Tree': [34.7, 0.0], 'Contra Costa': [34.9, 0.0], 'Tesla': [35.6, 268.0], 'Midway Green Ridge Services': [35.7, 182.0], 'New Melones': [36.3, 668.0], 'Birds Landing': [36.4, 0.0], 'Gold Hill': [37.3, 353.0], 'Westley': [37.3, 7472.0], 'Shiloh III': [37.5, 0.0], 'Peoria': [39.0, 10.0]} | 520307.7188 | 72785.625 | 13.99% | 447522.0938 | 86.01% | 58040.0273 | 11.15% | 334351.5039 | 64.26% | 14.2825 | 129790.1875 | 24.94% | 201294.8906 | 38.69% | 32047.082 | 6.159% | 0 | 0% | 182175.625 | 35.01% | 338132.0938 | 117126.2188 | 22.51% | 403181.5 | 204382.4062 | 39.28% | 315925.3125 | 269100.9375 | 51.72% | 251206.7812 | 83478.4141 | 16.04% | 436829.3047 | 67832.5469 | 13.04% | 452475.1719
152 | Stagg | NORTHERN CALIFORNIA | {'Eight Mile': [4.8, 52512.0], 'Weber': [7.7, 55788.0], 'Lockeford': [13.4, 63130.0], 'Vierra': [14.0, 34660.0], 'Bellota': [18.3, 58825.0], 'Brentwood': [18.6, 65.0], 'Kelso': [19.3, 713.0], 'Ripon': [19.7, 33023.0], 'Delta Pumps': [19.9, 251.0], 'Grand Island': [21.1, 11034.0], 'Rancho Seco - Bellota (Proposed)': [21.5, 50600.0], 'Midway Green Ridge Services': [22.5, 674.0], 'Lone Tree': [22.6, 0.0], 'Tesla': [22.7, 999.0], 'Camanche': [23.3, 41188.0], 'Contra Costa': [23.7, 0.0], 'Birds Landing': [27.8, 0.0], 'Riverbank': [28.6, 30479.0], 'Cayetano': [29.0, 65.0], 'Westley': [29.6, 11572.0], 'Shiloh III': [29.8, 0.0], 'Pittsburg': [30.0, 0.0], 'Kirker': [30.4, 0.0], 'Clayton': [34.0, 0.0], 'Warnerville': [34.5, 16036.0], 'Peabody': [39.4, 0.0]} | 537527.375 | 67230.9531 | 12.51% | 470296.4219 | 87.49% | 71297.7031 | 13.26% | 342728.0156 | 63.76% | 15.1811 | 118524.2266 | 22.05% | 325344.375 | 60.53% | 426.0659 | 0.07926% | 0 | 0% | 60459.6133 | 11.25% | 477067.7617 | 67295.5703 | 12.52% | 470231.8047 | 114352.7891 | 21.27% | 423174.5859 | 161415.8438 | 30.03% | 376111.5312 | 4780.9121 | 0.8894% | 532746.4629 | 43661.3516 | 8.123% | 493866.0234
153 | Weber | NORTHERN CALIFORNIA | {'Stagg': [7.7, 55788.0], 'Vierra': [8.6, 43427.0], 'Eight Mile': [12.2, 41093.0], 'Ripon': [12.4, 45080.0], 'Bellota': [14.0, 63742.0], 'Lockeford': [14.3, 53733.0], 'Rancho Seco - Bellota (Proposed)': [19.8, 45685.0], 'Riverbank': [20.9, 41600.0], 'Kelso': [21.5, 1651.0], 'Delta Pumps': [22.4, 1143.0], 'Tesla': [22.8, 2037.0], 'Midway Green Ridge Services': [23.2, 1613.0], 'Camanche': [23.4, 30635.0], 'Westley': [23.6, 14575.0], 'Brentwood': [23.8, 752.0], 'Warnerville': [26.9, 27008.0], 'Lone Tree': [28.4, 0.0], 'Grand Island': [28.8, 4551.0], 'Contra Costa': [30.1, 0.0], 'Cayetano': [31.6, 752.0], 'Birds Landing': [35.1, 0.0], 'Pittsburg': [36.7, 0.0], 'Kirker': [37.0, 0.0], 'Shiloh III': [37.3, 0.0], 'Crow Creek': [38.1, 164.0], 'Fink (Proposed)': [38.4, 85.0], 'New Melones': [38.8, 443.0], 'Clayton': [39.8, 0.0]} | 562660.125 | 67870.4922 | 12.06% | 494789.6328 | 87.94% | 73722.8672 | 13.1% | 350624.7578 | 62.32% | 16 | 122334.0938 | 21.74% | 334818.2188 | 59.51% | 0 | 0% | 0 | 0% | 134416.9688 | 23.89% | 428243.1562 | 71725.0547 | 12.75% | 490935.0703 | 125583.8125 | 22.32% | 437076.3125 | 216188.5469 | 38.42% | 346471.5781 | 29540.3887 | 5.25% | 533119.7363 | 42269.8828 | 7.513% | 520390.2422
154 | Carrizo Plains | SPGE | {'Solar': [1.1, 58666.0], 'Caliente': [6.9, 52581.0], 'Kernridge': [17.5, 39811.0], 'Temblor': [19.4, 36863.0], 'Cholame': [26.9, 10863.0], 'Arco': [28.2, 7589.0], 'Goose Lake': [30.1, 16548.0], 'Gates-Midway (Proposed)': [31.7, 4785.0], 'Midway': [33.2, 17848.0], 'San Luis Obispo': [34.6, 4750.0], 'Mesa': [34.7, 456.0], 'Taft': [35.8, 5051.0], 'Oceano': [36.1, 2882.0], 'Semitropic': [37.2, 2526.0], 'Cal Flats': [37.3, 1998.0], 'Templeton': [38.0, 536.0], 'Sisquoc': [38.3, 227.0], 'Elk Hills': [39.0, 2211.0]} | 503431.3125 | 65347.3047 | 12.98% | 438084.0078 | 87.02% | 242646.1875 | 48.2% | 240039.5312 | 47.68% | 6.75 | 15350.7393 | 3.049% | 18781.9043 | 3.731% | 86755.4766 | 17.23% | 5766.9487 | 1.146% | 236477.2188 | 46.97% | 266954.0938 | 66370.8359 | 13.18% | 437060.4766 | 115949.9844 | 23.03% | 387481.3281 | 325975.875 | 64.75% | 177455.4375 | 242757.9688 | 48.22% | 260673.3438 | 12833.3066 | 2.549% | 490598.0059
155 | Cholame | SPGE | {'Cal Flats': [12.7, 82951.0], 'Templeton': [21.4, 92489.0], 'Avenal': [23.6, 21661.0], 'Arco': [24.5, 13676.0], 'Solar': [26.1, 11896.0], 'Carrizo Plains': [26.9, 10863.0], 'Caliente': [31.7, 3564.0], 'Gates-Midway (Proposed)': [33.0, 7483.0], 'Gates': [33.5, 348.0], 'San Luis Obispo': [33.8, 20519.0], 'Morro Bay': [36.3, 10777.0], 'Kernridge': [37.6, 305.0]} | 696350.25 | 141573.7188 | 20.33% | 554776.5312 | 79.67% | 288131.625 | 41.38% | 372195.1875 | 53.45% | 6.4601 | 54835.8789 | 7.875% | 34104.3555 | 4.898% | 129899.0078 | 18.65% | 2499.3359 | 0.3589% | 271945.875 | 39.05% | 424404.375 | 56923.6719 | 8.175% | 639426.5781 | 136412.8438 | 19.59% | 559937.4062 | 359772.1875 | 51.67% | 336578.0625 | 317325.5312 | 45.57% | 379024.7188 | 10430.7686 | 1.498% | 685919.4814
156 | Mesa | SPGE | {'Oceano': [9.7, 54026.0], 'Sisquoc': [11.4, 55158.0], 'San Luis Obispo': [20.2, 33391.0], 'Cabrillo': [25.2, 17188.0], 'Diablo Canyon': [26.5, 12172.0], 'Solar': [34.0, 462.0], 'Morro Bay': [34.0, 2956.0], 'Carrizo Plains': [34.7, 456.0], 'Caliente': [39.6, 0.0], 'Templeton': [39.8, 0.0]} | 338336.0625 | 70352.9844 | 20.79% | 267983.0781 | 79.21% | 130171.1641 | 38.47% | 187439.1484 | 55.4% | 6.8234 | 24241.5059 | 7.165% | 49201.4844 | 14.54% | 114808.9922 | 33.93% | 91703.2031 | 27.1% | 58271.3203 | 17.22% | 280064.7422 | 22577.7852 | 6.673% | 315758.2773 | 103824.3672 | 30.69% | 234511.6953 | 133114.5781 | 39.34% | 205221.4844 | 139174.1094 | 41.13% | 199161.9531 | 19019.7715 | 5.622% | 319316.291
157 | Oceano | SPGE | {'Mesa': [9.7, 54026.0], 'San Luis Obispo': [11.5, 38670.0], 'Diablo Canyon': [17.0, 14243.0], 'Sisquoc': [20.9, 38882.0], 'Morro Bay': [24.4, 5027.0], 'Templeton': [31.8, 622.0], 'Cabrillo': [32.7, 5393.0], 'Solar': [35.2, 2965.0], 'Carrizo Plains': [36.1, 2882.0]} | 292773.5312 | 59304.7031 | 20.26% | 233468.8281 | 79.74% | 85707.125 | 29.27% | 186256.3438 | 63.62% | 7.436 | 17747.6113 | 6.062% | 41187.5508 | 14.07% | 110607.4844 | 37.78% | 92628.0078 | 31.64% | 49303.5234 | 16.84% | 243470.0078 | 29641.3906 | 10.12% | 263132.1406 | 95559.1719 | 32.64% | 197214.3594 | 117358.2188 | 40.08% | 175415.3125 | 131923.4375 | 45.06% | 160850.0938 | 21610.8145 | 7.381% | 271162.7168
158 | San Luis Obispo | SPGE | {'Oceano': [11.5, 38670.0], 'Diablo Canyon': [12.4, 16291.0], 'Morro Bay': [14.7, 23356.0], 'Mesa': [20.2, 33391.0], 'Templeton': [20.4, 32945.0], 'Sisquoc': [31.5, 18625.0], 'Solar': [33.5, 5194.0], 'Cholame': [33.8, 20519.0], 'Carrizo Plains': [34.6, 4750.0]} | 312692.0625 | 73240.6172 | 23.42% | 239451.4453 | 76.58% | 56361.707 | 18.02% | 224971.4492 | 71.95% | 9.3537 | 13083.2256 | 4.184% | 17582.5312 | 5.623% | 139277.9844 | 44.54% | 114023.2188 | 36.47% | 77862.3516 | 24.9% | 234829.7109 | 53896.3789 | 17.24% | 258795.6836 | 129706.375 | 41.48% | 182985.6875 | 163805.7031 | 52.39% | 148886.3594 | 142725.0156 | 45.64% | 169967.0469 | 19974.25 | 6.388% | 292717.8125
159 | Templeton | SPGE | {'Morro Bay': [15.9, 37371.0], 'San Luis Obispo': [20.4, 32945.0], 'Cholame': [21.4, 92489.0], 'Diablo Canyon': [25.2, 2051.0], 'Cal Flats': [29.6, 44008.0], 'Oceano': [31.8, 622.0], 'Solar': [36.9, 1038.0], 'Carrizo Plains': [38.0, 536.0], 'Mesa': [39.8, 0.0]} | 509018.5938 | 132810.2344 | 26.09% | 376208.3594 | 73.91% | 109880.1484 | 21.59% | 343492.0703 | 67.48% | 10.7333 | 51275.2812 | 10.07% | 29196.7734 | 5.736% | 157858.3125 | 31.01% | 66984.8359 | 13.16% | 139696.7031 | 27.44% | 369321.8906 | 79953.7656 | 15.71% | 429064.8281 | 149403.8594 | 29.35% | 359614.7344 | 233733.7969 | 45.92% | 275284.7969 | 190165.5469 | 37.36% | 318853.0469 | 18537.418 | 3.642% | 490481.1758
160 | Sisquoc | SPGE | {'Mesa': [11.4, 55158.0], 'Cabrillo': [17.3, 43335.0], 'Oceano': [20.9, 38882.0], 'San Luis Obispo': [31.5, 18625.0], 'Diablo Canyon': [37.4, 1149.0], 'Solar': [38.0, 250.0], 'Goleta': [38.0, 7853.0], 'Carrizo Plains': [38.3, 227.0]} | 407958.5312 | 87353.7188 | 21.41% | 320604.8125 | 78.59% | 187475.7188 | 45.95% | 202933.375 | 49.74% | 6.7619 | 29400.4102 | 7.207% | 55980.3047 | 13.72% | 172872.3594 | 42.37% | 94958.5156 | 23.28% | 98946.3359 | 24.25% | 309012.1953 | 21860.6426 | 5.359% | 386097.8887 | 133606.9844 | 32.75% | 274351.5469 | 182569.7188 | 44.75% | 225388.8125 | 150627.7812 | 36.92% | 257330.75 | 18130.0527 | 4.444% | 389828.4785
161 | Goleta | GREATER LA METRO | {'Cabrillo': [33.7, 12856.0], 'Sisquoc': [38.0, 7853.0]} | 147234.6719 | 41066.5 | 27.89% | 106168.1719 | 72.11% | 66376.9297 | 45.08% | 63393.0391 | 43.06% | 9.3333 | 9002.0176 | 6.114% | 4036.062 | 2.741% | 54555.0625 | 37.05% | 80944.2266 | 54.98% | 29911.0098 | 20.32% | 117323.6621 | 5995.1924 | 4.072% | 141239.4795 | 5265.4321 | 3.576% | 141969.2397 | 38192.0156 | 25.94% | 109042.6562 | 77087.6875 | 52.36% | 70146.9844 | 7380.2031 | 5.013% | 139854.4688
162 | Schulte Switching Station | NORTHERN CALIFORNIA | {'Los Esteros': [3.7, 6321.0], 'Newark': [8.7, 5742.0], 'Hicks': [10.3, 4712.0], 'Metcalf Energy Center': [15.7, 3115.0], 'Metcalf 1': [15.7, 3115.0], 'Eastshore': [19.3, 3478.0], 'Cayetano': [26.9, 3091.0], 'Midway Green Ridge Services': [31.4, 2259.0], 'Tesla': [31.5, 2259.0], 'Llagas': [33.6, 0.0], 'Martin': [33.6, 151.0], 'Delta Pumps': [34.5, 2259.0], 'Kelso': [34.8, 2176.0], 'Clayton': [39.2, 0.0]} | 135861.7812 | 7953.293 | 5.854% | 127908.4883 | 94.15% | 42536.0781 | 31.31% | 63056.4219 | 46.41% | 15.0377 | 1761.515 | 1.297% | 995.5134 | 0.7327% | 83565.1406 | 61.51% | 35324.9297 | 26% | 92401.7734 | 68.01% | 43460.0078 | 41462.0156 | 30.52% | 94399.7656 | 74886.0859 | 55.12% | 60975.6953 | 113699.1797 | 83.69% | 22162.6016 | 80504.9609 | 59.26% | 55356.8203 | 6584.8271 | 4.847% | 129276.9541
163 | Hicks | NORTHERN CALIFORNIA | {'Metcalf Energy Center': [8.5, 10732.0], 'Metcalf 1': [8.8, 10722.0], 'Scott': [10.3, 4712.0], 'Los Esteros': [13.5, 3079.0], 'Newark': [19.0, 2500.0], 'Llagas': [24.6, 6600.0], 'Eastshore': [29.5, 237.0], 'Moss Landing': [30.3, 5386.0], 'Cayetano': [35.6, 1.0], 'Hollister': [37.5, 2361.0], 'Tesla': [37.9, 0.0], 'Midway Green Ridge Services': [38.1, 0.0]} | 153498.3281 | 12398.0371 | 8.077% | 141100.291 | 91.92% | 33703.1875 | 21.96% | 64158.5156 | 41.8% | 18.5427 | 2929.1985 | 1.908% | 1902.3651 | 1.239% | 75289.3125 | 49.05% | 64084.0039 | 41.75% | 93652.5859 | 61.01% | 59845.7422 | 34257.3672 | 22.32% | 119240.9609 | 82274.3047 | 53.6% | 71224.0234 | 126440.5938 | 82.37% | 27057.7344 | 80930.5781 | 52.72% | 72567.75 | 5363.1387 | 3.494% | 148135.1895
164 | Cottonwood | NORTHERN CALIFORNIA | {'Jessup': [5.5, 65194.0], 'Round Mt.': [33.1, 4231.0], 'New Sub - Pit 1 - Cottonwood (Proposed)': [37.5, 989.0], 'Cove Road': [37.5, 1098.0]} | 511634.75 | 74815.1719 | 14.62% | 436819.5781 | 85.38% | 122612.3438 | 23.96% | 254720.4062 | 49.79% | 18.75 | 9539.543 | 1.865% | 18178.9707 | 3.553% | 421079.375 | 82.3% | 20460.541 | 3.999% | 225602.7031 | 44.09% | 286032.0469 | 54788.5508 | 10.71% | 456846.1992 | 81085.3359 | 15.85% | 430549.4141 | 273998.125 | 53.55% | 237636.625 | 282351.75 | 55.19% | 229283 | 52814.4297 | 10.32% | 458820.3203
165 | Jessup | NORTHERN CALIFORNIA | {'Cottonwood': [5.5, 65194.0], 'Round Mt.': [31.5, 4448.0], 'Cove Road': [35.5, 1315.0], 'New Sub - Pit 1 - Cottonwood (Proposed)': [36.5, 1058.0]} | 473484.1875 | 68044.9453 | 14.37% | 405439.2422 | 85.63% | 107277.2578 | 22.66% | 237983.3047 | 50.26% | 19 | 6681.6753 | 1.411% | 8893.9248 | 1.878% | 414244.5 | 87.49% | 15192.4971 | 3.209% | 211417.4219 | 44.65% | 262066.7656 | 55416.3711 | 11.7% | 418067.8164 | 79801.6484 | 16.85% | 393682.5391 | 254909.0625 | 53.84% | 218575.125 | 269544.5625 | 56.93% | 203939.625 | 43548.3984 | 9.197% | 429935.7891
166 | Round Mountain | NORTHERN CALIFORNIA | {'Cove Road': [4.9, 37170.0], 'New Sub - Pit 1 - Cottonwood (Proposed)': [6.1, 37211.0], 'Pit 1': [26.2, 17992.0], 'Jessup': [31.5, 4448.0], 'Cottonwood': [33.1, 4231.0]} | 454010.25 | 40753.9062 | 8.976% | 413256.3438 | 91.02% | 230590.6406 | 50.79% | 200664.2344 | 44.2% | 5.4721 | 7780.8691 | 1.714% | 1139.2222 | 0.2509% | 414045.6875 | 91.2% | 31198.457 | 6.872% | 251226.7031 | 55.34% | 202783.5469 | 90821.1406 | 20% | 363189.1094 | 114655.7344 | 25.25% | 339354.5156 | 299826 | 66.04% | 154184.25 | 304821.0938 | 67.14% | 149189.1562 | 31247.2617 | 6.883% | 422762.9883
167 | Carquinez |  | {'Martinez': [8.9, 15770.0], 'Tulucay': [10.9, 22120.0], 'Ignacio': [15.9, 16689.0], 'Clayton': [18.3, 9738.0], 'Kirker': [19.3, 9486.0], 'Pittsburg': [19.5, 9250.0], 'Peabody': [20.2, 8901.0], 'Lakeville': [21.2, 10786.0], 'Shiloh III': [22.5, 7536.0], 'Birds Landing': [22.9, 7162.0], 'Contra Costa': [26.1, 2011.0], 'Vaca-Dixon & Gc Yard': [27.9, 4200.0], 'Martin': [28.2, 3242.0], 'Penngrove': [28.2, 8392.0], 'Lone Tree': [28.4, 1066.0], 'Bellevue': [32.1, 4100.0], 'Putah Creek': [32.9, 4021.0], 'Eastshore': [33.0, 588.0], 'Brentwood': [33.3, 921.0], 'Cayetano': [35.6, 747.0], 'Grand Island': [37.1, 120.0], 'Fulton': [39.5, 0.0], 'Delta Pumps': [39.7, 105.0]} | 172393.2812 | 26489.0762 | 15.37% | 145904.2051 | 84.63% | 19668.0898 | 11.41% | 105030.6602 | 60.93% | 35.235 | 19028.9336 | 11.04% | 19422.3125 | 11.27% | 60185.3672 | 34.91% | 8942.9824 | 5.188% | 80786.5234 | 46.86% | 91606.7578 | 41443.3008 | 24.04% | 130949.9805 | 68444.2109 | 39.7% | 103949.0703 | 127520.0156 | 73.97% | 44873.2656 | 43982.4805 | 25.51% | 128410.8008 | 24055.8516 | 13.95% | 148337.4297
168 | Peabody | NORTHERN CALIFORNIA | {'Vaca-Dixon & Gc Yard': [8.4, 41052.0], 'Shiloh III': [10.5, 48163.0], 'Birds Landing': [13.5, 41789.0], 'Tulucay': [16.3, 12089.0], 'Putah Creek': [16.4, 21861.0], 'Pittsburg': [17.6, 34930.0], 'Kirker': [18.6, 34714.0], 'Carquinez': [20.2, 8901.0], 'Martinez': [20.3, 19492.0], 'Grand Island': [21.0, 36540.0], 'Davis': [22.0, 16517.0], 'Contra Costa': [22.2, 31751.0], 'Clayton': [23.6, 26374.0], 'Lone Tree': [26.1, 30829.0], 'Madison': [26.6, 13412.0], 'Woodland': [29.5, 8958.0], 'Brentwood': [29.9, 25229.0], 'Lakeville': [33.3, 2188.0], 'Ignacio': [34.2, 697.0], 'Eight Mile': [35.9, 1007.0], 'Delta Pumps': [38.5, 0.0], 'Penngrove': [38.6, 58.0], 'Kelso': [39.2, 0.0], 'Cayetano': [39.3, 45.0], 'Stagg': [39.4, 0.0]} | 396896.5312 | 57242.8125 | 14.42% | 339653.7188 | 85.58% | 50472.2188 | 12.72% | 292479 | 73.69% | 14.529 | 70668.3125 | 17.81% | 131016.2656 | 33.01% | 78385.5234 | 19.75% | 0 | 0% | 122853.3359 | 30.95% | 274043.1953 | 71187.5234 | 17.94% | 325709.0078 | 85216.6094 | 21.47% | 311679.9219 | 192575.2656 | 48.52% | 204321.2656 | 57962.668 | 14.6% | 338933.8633 | 58689.293 | 14.79% | 338207.2383
169 | Vaca Dixon | NORTHERN CALIFORNIA | {'Peabody': [8.4, 41052.0], 'Putah Creek': [9.3, 27361.0], 'Davis': [14.2, 22108.0], 'Shiloh III': [16.5, 33183.0], 'Madison': [18.8, 19208.0], 'Birds Landing': [19.7, 26809.0], 'Woodland': [21.0, 14548.0], 'Grand Island': [21.4, 25110.0], 'Tulucay': [21.6, 7810.0], 'Pittsburg': [25.2, 19936.0], 'Kirker': [26.3, 19720.0], 'Carquinez': [27.9, 4200.0], 'Martinez': [28.7, 6864.0], 'Contra Costa': [28.7, 19150.0], 'Clayton': [31.7, 11497.0], 'Lone Tree': [32.6, 19139.0], 'Brentwood': [35.8, 13672.0], 'Lakeville': [37.3, 1006.0], 'Eight Mile': [37.8, 9.0]} | 452165.9062 | 46978.4961 | 10.39% | 405187.4102 | 89.61% | 48882.9414 | 10.81% | 361086.3711 | 79.86% | 9.2386 | 75244.8594 | 16.64% | 198362.0938 | 43.87% | 88758.5469 | 19.63% | 0 | 0% | 154254.3594 | 34.11% | 297911.5469 | 68115.8594 | 15.06% | 384050.0469 | 95946.2812 | 21.22% | 356219.625 | 226847.7188 | 50.17% | 225318.1875 | 66268.3281 | 14.66% | 385897.5781 | 46107.0469 | 10.2% | 406058.8594
170 | Bellevue | NORTHERN CALIFORNIA | {'Penngrove': [4.7, 19635.0], 'Fulton': [8.6, 15839.0], 'Lakeville': [11.3, 10738.0], 'Ignacio': [22.9, 5043.0], 'Tulucay': [25.8, 7109.0], 'Geysers Tap 1': [26.0, 1194.0], 'Eagle Rock': [31.5, 356.0], 'Carquinez': [32.1, 4100.0], 'Cloverdale': [33.1, 641.0]} | 332907.375 | 20670.2578 | 6.209% | 312237.1172 | 93.79% | 27677.7949 | 8.314% | 206871.7988 | 62.14% | 15.9056 | 34355.5859 | 10.32% | 29927.6523 | 8.99% | 117381.1484 | 35.26% | 112165.7578 | 33.69% | 196208.1406 | 58.94% | 136699.2344 | 131998.0781 | 39.65% | 200909.2969 | 219284.0312 | 65.87% | 113623.3438 | 290515.9375 | 87.27% | 42391.4375 | 158728.4688 | 47.68% | 174178.9062 | 18525.5195 | 5.565% | 314381.8555
171 | Cloverdale | NORTHERN CALIFORNIA | {'Eagle Rock': [11.0, 18064.0], 'Hopland': [12.7, 18061.0], 'Geysers Tap 1': [14.1, 12216.0], 'Fulton': [24.7, 6776.0], 'Ukiah': [25.8, 9320.0], 'Calpella': [29.3, 8160.0], 'Mendocino': [32.9, 6205.0], 'Bellevue': [33.1, 641.0], 'Penngrove': [37.7, 71.0]} | 363832.3438 | 21975.8027 | 6.04% | 341856.541 | 93.96% | 39807.6992 | 10.94% | 278701.9258 | 76.6% | 9.3636 | 18166.5547 | 4.993% | 21647.7207 | 5.95% | 211982.3125 | 58.26% | 106079.4141 | 29.16% | 188853.3438 | 51.91% | 174979 | 129242.8047 | 35.52% | 234589.5391 | 230101.6719 | 63.24% | 133730.6719 | 311333.625 | 85.57% | 52498.7188 | 197077.875 | 54.17% | 166754.4688 | 5704.7026 | 1.568% | 358127.6411
172 | Fulton | NORTHERN CALIFORNIA | {'Bellevue': [8.6, 15839.0], 'Penngrove': [13.3, 14809.0], 'Geysers Tap 1': [17.7, 7317.0], 'Lakeville': [19.6, 5922.0], 'Eagle Rock': [23.0, 6355.0], 'Cloverdale': [24.7, 6776.0], 'Ignacio': [31.4, 375.0], 'Tulucay': [31.8, 3009.0], 'Hopland': [37.1, 4489.0], 'Carquinez': [39.5, 0.0]} | 351613.75 | 22691.2441 | 6.453% | 328922.5059 | 93.55% | 19861.2285 | 5.649% | 229749.209 | 65.34% | 15.5 | 32772.7344 | 9.321% | 29640.9531 | 8.43% | 116078 | 33.01% | 144807.8438 | 41.18% | 192871.875 | 54.85% | 158741.875 | 151696.7031 | 43.14% | 199917.0469 | 250289.8594 | 71.18% | 101323.8906 | 308244.3125 | 87.67% | 43369.4375 | 164702.2031 | 46.84% | 186911.5469 | 16087.4297 | 4.575% | 335526.3203
173 | Lakeville | NORTHERN CALIFORNIA | {'Penngrove': [7.0, 15031.0], 'Bellevue': [11.3, 10738.0], 'Ignacio': [12.2, 10274.0], 'Tulucay': [17.0, 13609.0], 'Fulton': [19.6, 5922.0], 'Carquinez': [21.2, 10786.0], 'Martinez': [30.1, 2515.0], 'Peabody': [33.3, 2188.0], 'Geysers Tap 1': [36.0, 0.0], 'Putah Creek': [36.9, 1419.0], 'Vaca-Dixon & Gc Yard': [37.3, 1006.0], 'Martin': [39.0, 64.0], 'Clayton': [39.5, 1.0]} | 260582.9375 | 17487.1035 | 6.711% | 243095.834 | 93.29% | 26810.5586 | 10.29% | 161953.8008 | 62.15% | 16.7656 | 36972.3789 | 14.19% | 28314.2305 | 10.87% | 107004.7109 | 41.06% | 47337.2578 | 18.17% | 162487.7188 | 62.36% | 98095.2188 | 70008.7109 | 26.87% | 190574.2266 | 146257.125 | 56.13% | 114325.8125 | 219688.8125 | 84.31% | 40894.125 | 118740.8438 | 45.57% | 141842.0938 | 19329.7207 | 7.418% | 241253.2168
174 | Penngrove | NORTHERN CALIFORNIA | {'Bellevue': [4.7, 19635.0], 'Lakeville': [7.0, 15031.0], 'Fulton': [13.3, 14809.0], 'Ignacio': [18.2, 9324.0], 'Tulucay': [22.9, 11401.0], 'Carquinez': [28.2, 8392.0], 'Geysers Tap 1': [30.6, 552.0], 'Eagle Rock': [36.1, 187.0], 'Martinez': [37.1, 1702.0], 'Cloverdale': [37.7, 71.0], 'Peabody': [38.6, 58.0], 'Putah Creek': [39.8, 0.0]} | 312388.4688 | 23927.9785 | 7.66% | 288460.4902 | 92.34% | 28957.5605 | 9.27% | 187273.3457 | 59.95% | 16.8487 | 38442.8594 | 12.31% | 30571.3203 | 9.786% | 108812.1875 | 34.83% | 88368.7891 | 28.29% | 186101.5156 | 59.57% | 126286.9531 | 112400.2812 | 35.98% | 199988.1875 | 189660.6562 | 60.71% | 122727.8125 | 265437.25 | 84.97% | 46951.2188 | 144373.7969 | 46.22% | 168014.6719 | 19190.4199 | 6.143% | 293198.0488
175 | Warnerville | SPGE | {'Riverbank': [6.1, 70646.0], 'Ripon': [18.8, 45215.0], 'Chinese Station': [19.9, 5603.0], 'Peoria': [20.0, 6316.0], 'New Melones': [20.5, 6928.0], 'Bellota': [22.1, 33339.0], 'Westley': [24.8, 16961.0], 'Vierra': [26.1, 24682.0], 'Weber': [26.9, 27008.0], 'Rancho Seco - Bellota (Proposed)': [29.0, 12225.0], 'Curtis': [30.9, 1066.0], 'Crow Creek': [31.3, 6044.0], 'Fink (Proposed)': [31.7, 5552.0], 'Lockeford': [32.5, 15241.0], 'Stagg': [34.5, 16036.0], 'Camanche': [34.8, 2613.0], 'Merced': [36.7, 9339.0], 'Wilson': [37.8, 5213.0], 'Miller': [37.9, 1952.0], 'Eight Mile': [38.2, 2564.0]} | 568716.8125 | 89945.9609 | 15.82% | 478770.8516 | 84.18% | 114156.4766 | 20.07% | 346472.9922 | 60.92% | 12.0455 | 179169.7969 | 31.5% | 169874.1406 | 29.87% | 33072.2461 | 5.815% | 0 | 0% | 305118.375 | 53.65% | 263598.4375 | 98139.1562 | 17.26% | 470577.6562 | 165272.4375 | 29.06% | 403444.375 | 362831.2812 | 63.8% | 205885.5312 | 155583.4375 | 27.36% | 413133.375 | 38211.9648 | 6.719% | 530504.8477
176 | Riverbank | SPGE | {'Warnerville': [6.1, 70646.0], 'Ripon': [13.1, 61157.0], 'Bellota': [18.0, 46958.0], 'Vierra': [20.1, 39318.0], 'Westley': [20.9, 22271.0], 'Weber': [20.9, 41600.0], 'New Melones': [24.0, 6242.0], 'Peoria': [24.2, 5630.0], 'Chinese Station': [24.6, 4918.0], 'Rancho Seco - Bellota (Proposed)': [25.6, 22061.0], 'Lockeford': [27.7, 28695.0], 'Stagg': [28.6, 30479.0], 'Crow Creek': [30.0, 6460.0], 'Fink (Proposed)': [30.4, 6214.0], 'Camanche': [31.4, 6553.0], 'Eight Mile': [32.5, 15826.0], 'Curtis': [35.1, 380.0], 'Tesla': [36.1, 804.0], 'Midway Green Ridge Services': [37.3, 423.0], 'Miller': [37.5, 2910.0], 'Kelso': [38.1, 287.0], 'Delta Pumps': [39.0, 0.0]} | 565964.3125 | 86791.0391 | 15.34% | 479173.2734 | 84.66% | 85922.8203 | 15.18% | 362382.8984 | 64.03% | 13.5904 | 176825.5938 | 31.24% | 204394.2969 | 36.11% | 23431.3398 | 4.14% | 0 | 0% | 278834.8125 | 49.27% | 287129.5 | 87617.4375 | 15.48% | 478346.875 | 157331.6719 | 27.8% | 408632.6406 | 340946.9375 | 60.24% | 225017.375 | 126720.0781 | 22.39% | 439244.2344 | 40965.5273 | 7.238% | 524998.7852
177 | Pease | NORTHERN CALIFORNIA | {'East Marysville': [5.4, 38292.0], 'Olivehurst': [8.3, 36964.0], 'Honcut': [11.0, 38383.0], 'Rio Oso': [19.3, 23798.0], 'Palermo': [21.1, 14161.0], 'Wyandotte': [23.1, 10484.0], 'Thermalito': [23.8, 9873.0], 'Table Mt.': [26.6, 6368.0], 'Colgate': [27.6, 4665.0], 'Cortina': [30.4, 6881.0], 'Pleasant Grove': [30.7, 9721.0], 'Higgins': [31.8, 5532.0], 'Brunswick': [33.8, 4044.0], 'Woodland': [34.4, 26.0], 'Delevan': [35.3, 6413.0], 'Madison': [38.3, 0.0]} | 557483.5625 | 50000.3281 | 8.969% | 507483.2344 | 91.03% | 39264.3867 | 7.043% | 425608.4883 | 76.34% | 11.5466 | 160921.3125 | 28.87% | 253274.5625 | 45.43% | 29987.248 | 5.379% | 0 | 0% | 283209 | 50.8% | 274274.5625 | 59770.4648 | 10.72% | 497713.0977 | 213335.5938 | 38.27% | 344147.9688 | 398600.1562 | 71.5% | 158883.4062 | 31423.6523 | 5.637% | 526059.9102 | 49065.7656 | 8.801% | 508417.7969
178 | Rio Oso | NORTHERN CALIFORNIA | {'Olivehurst': [11.6, 41359.0], 'Pleasant Grove': [11.6, 44276.0], 'East Marysville': [16.6, 32059.0], 'Pease': [19.3, 23798.0], 'Higgins': [21.6, 19387.0], 'Woodland': [23.7, 11392.0], 'Gold Hill': [26.2, 17199.0], 'Honcut': [27.5, 16743.0], 'Davis': [30.6, 2425.0], 'Brunswick': [30.9, 1349.0], 'Colgate': [31.1, 1635.0], 'Madison': [32.7, 2519.0], 'Palermo': [36.0, 2516.0], 'Wyandotte': [38.6, 387.0], 'Placerville': [39.4, 1.0]} | 471913.5625 | 60703.6836 | 12.86% | 411209.8789 | 87.14% | 28703.5195 | 6.082% | 353370.043 | 74.88% | 14.2753 | 117510.9766 | 24.9% | 195758.75 | 41.48% | 65642.4453 | 13.91% | 0 | 0% | 197033 | 41.75% | 274880.5625 | 25262.9805 | 5.353% | 446650.582 | 159913.3906 | 33.89% | 312000.1719 | 313783.1875 | 66.49% | 158130.375 | 41218.2734 | 8.734% | 430695.2891 | 59674.6992 | 12.65% | 412238.8633
179 | Alpaugh | SPGE | {'Olive': [4.6, 163056.0], 'Corcoran': [11.5, 158207.0], 'Waukena': [13.8, 156429.0], 'Smyrna': [17.0, 84859.0], 'Gates-Midway (Proposed)': [21.2, 107291.0], 'Vestal': [22.5, 26180.0], 'GWF Hanford': [23.7, 92763.0], 'Semitropic': [25.1, 32852.0], 'Charca': [25.6, 26814.0], 'Goose Lake': [25.9, 35789.0], 'Rector': [26.4, 15144.0], 'Leprino': [28.4, 78743.0], 'Arco': [28.7, 31994.0], 'Springville': [30.7, 15000.0], 'Henrietta': [31.5, 62631.0], 'Mustang': [31.8, 61389.0], 'Shafter': [32.0, 9579.0], 'Lerdo': [36.3, 2379.0], 'Kingsburg': [36.9, 3187.0], 'Avenal': [37.0, 6403.0], 'Rio Bravo': [37.6, 708.0], 'Midway': [38.6, 0.0], 'Kernridge': [39.3, 0.0], 'Gates': [39.3, 1253.0], 'Poso Mt.': [39.5, 4.0]} | 641796.75 | 203327.875 | 31.68% | 438468.875 | 68.32% | 161309.7188 | 25.13% | 446424.9062 | 69.56% | 8.5325 | 234724.8438 | 36.57% | 277311.1562 | 43.21% | 0 | 0% | 0 | 0% | 176725.6406 | 27.54% | 465071.1094 | 33032.4375 | 5.147% | 608764.3125 | 101551.8594 | 15.82% | 540244.8906 | 248807.9531 | 38.77% | 392988.7969 | 289.1654 | 0.04506% | 641507.5846 | 32170.8027 | 5.013% | 609625.9473
180 | Rector | GREATER TEHACHAPI | {'Waukena': [21.8, 40738.0], 'Springville': [21.8, 53057.0], 'Corcoran': [22.0, 39220.0], 'Reedley': [22.0, 59496.0], 'GWF Hanford': [22.6, 49695.0], 'Kingsburg': [22.7, 64831.0], 'Wahtoke': [24.4, 52560.0], 'Alpaugh': [26.4, 15144.0], 'Olive': [30.2, 9456.0], 'McCall': [30.5, 37150.0], 'Leprino': [33.1, 22871.0], 'Vestal': [33.2, 9870.0], 'Sanger': [34.5, 20914.0], 'Henrietta': [37.0, 8654.0], 'Mustang': [37.9, 4890.0], 'Malaga': [37.9, 5268.0]} | 581918.5625 | 143069.0781 | 24.59% | 438849.4844 | 75.41% | 70612 | 12.13% | 405885.5938 | 69.75% | 12.2927 | 164576.0781 | 28.28% | 267701.5 | 46% | 57605.0625 | 9.899% | 0 | 0% | 122747.9766 | 21.09% | 459170.5859 | 70640.9062 | 12.14% | 511277.6562 | 110921.9609 | 19.06% | 470996.6016 | 205251.4375 | 35.27% | 376667.125 | 75595.4297 | 12.99% | 506323.1328 | 16983.8711 | 2.919% | 564934.6914
181 | Springville | GREATER TEHACHAPI | {'Vestal': [20.1, 64941.0], 'Rector': [21.8, 53057.0], 'Alpaugh': [30.7, 15000.0], 'Olive': [31.9, 15434.0], 'Corcoran': [34.6, 6381.0], 'Waukena': [35.8, 4583.0], 'Poso Mt.': [37.9, 5278.0], 'Smyrna': [39.6, 252.0]} | 461356.1875 | 109904.875 | 23.82% | 351451.3125 | 76.18% | 135151.8125 | 29.29% | 248813.0625 | 53.93% | 11.692 | 113186.3125 | 24.53% | 108737.2656 | 23.57% | 180342.1406 | 39.09% | 0 | 0% | 217725.0312 | 47.19% | 243631.1562 | 33052.9961 | 7.164% | 428303.1914 | 57290.2891 | 12.42% | 404065.8984 | 253177.2031 | 54.88% | 208178.9844 | 156547.5625 | 33.93% | 304808.625 | 15316.7773 | 3.32% | 446039.4102
182 | Vestal | GREATER TEHACHAPI | {'Springville': [20.1, 64941.0], 'Olive': [20.6, 38017.0], 'Poso Mt.': [20.8, 62298.0], 'Charca': [21.0, 50225.0], 'Smyrna': [22.5, 24261.0], 'Alpaugh': [22.5, 26180.0], 'Lerdo': [23.9, 44671.0], 'Semitropic': [25.9, 16942.0], 'Shafter': [26.1, 28908.0], 'Sycamore': [27.4, 26640.0], '7th Standard': [27.9, 25399.0], 'Kern Oil': [27.9, 25590.0], 'Rio Bravo': [29.3, 17877.0], 'Cal Water': [30.8, 17659.0], 'Renfro': [31.7, 16331.0], 'Columbus': [31.7, 16406.0], 'Bakersfield': [31.7, 16618.0], 'Kern Power': [31.9, 16848.0], 'Rosedale': [32.1, 16642.0], 'Corcoran': [32.2, 5464.0], 'Goose Lake': [32.4, 6405.0], 'West Park': [32.4, 16517.0], 'Rector': [33.2, 9870.0], 'Waukena': [34.3, 3768.0], 'Magunden': [34.4, 15091.0], 'Tupman': [35.2, 4451.0], 'Tevis': [36.1, 7693.0], 'Stockdale': [36.2, 9864.0], 'Midway': [36.6, 0.0], 'Gates-Midway (Proposed)': [38.0, 655.0], 'Unknown - 3327': [39.6, 418.0], 'Lamont': [39.7, 358.0]} | 642147.1875 | 138545.1562 | 21.58% | 503602.0312 | 78.42% | 123647.3047 | 19.26% | 467599.1328 | 72.82% | 9.0777 | 121034.3125 | 18.85% | 255672.2969 | 39.82% | 177848.3906 | 27.7% | 0 | 0% | 279322.1875 | 43.5% | 362825 | 54984.7422 | 8.563% | 587162.4453 | 115410.8672 | 17.97% | 526736.3203 | 334744.25 | 52.13% | 307402.9375 | 148841.5156 | 23.18% | 493305.6719 | 14448.8594 | 2.25% | 627698.3281
183 | UltraPower Chinese Station | NORTHERN CALIFORNIA | {'Peoria': [2.3, 14270.0], 'New Melones': [5.7, 13287.0], 'Curtis': [11.1, 9971.0], 'Warnerville': [19.9, 5603.0], 'Riverbank': [24.6, 4918.0], 'Bellota': [30.8, 713.0], 'Rancho Seco - Bellota (Proposed)': [33.4, 0.0], 'Donnells-Curtis': [35.3, 89.0], 'Ripon': [37.4, 1307.0], 'Camanche': [37.8, 0.0]} | 392527.1562 | 14941.1162 | 3.806% | 377586.04 | 96.19% | 102200.3594 | 26.04% | 243730.2969 | 62.09% | 11 | 44022.7656 | 11.22% | 17129.877 | 4.364% | 162177.4375 | 41.32% | 20357.6719 | 5.186% | 289773.875 | 73.82% | 102753.2812 | 114924.6016 | 29.28% | 277602.5547 | 167488.1094 | 42.67% | 225039.0469 | 343274.1562 | 87.45% | 49253 | 238352.9062 | 60.72% | 154174.25 | 34003.918 | 8.663% | 358523.2383
184 | Curtis | NORTHERN CALIFORNIA | {'Peoria': [10.9, 10079.0], 'Chinese Station': [11.1, 9971.0], 'New Melones': [11.6, 12155.0], 'Donnells-Curtis': [24.4, 25051.0], 'Warnerville': [30.9, 1066.0], 'Riverbank': [35.1, 380.0], 'Bellota': [37.9, 0.0], 'Rancho Seco - Bellota (Proposed)': [38.5, 0.0]} | 348364.7188 | 38697.3906 | 11.11% | 309667.3281 | 88.89% | 94149.4609 | 27.03% | 206512.3516 | 59.28% | 14.8631 | 661.7595 | 0.19% | 224.8359 | 0.06454% | 223240.5469 | 64.08% | 72344.1562 | 20.77% | 175983.0312 | 50.52% | 172381.6875 | 89078.5938 | 25.57% | 259286.125 | 122922.25 | 35.29% | 225442.4688 | 242319.4375 | 69.56% | 106045.2812 | 211359.9062 | 60.67% | 137004.8125 | 12247.4971 | 3.516% | 336117.2217
185 | Peoria | NORTHERN CALIFORNIA | {'Chinese Station': [2.3, 14270.0], 'New Melones': [3.4, 14352.0], 'Curtis': [10.9, 10079.0], 'Warnerville': [20.0, 6316.0], 'Riverbank': [24.2, 5630.0], 'Bellota': [29.2, 1611.0], 'Rancho Seco - Bellota (Proposed)': [31.5, 387.0], 'Donnells-Curtis': [34.6, 256.0], 'Camanche': [35.8, 31.0], 'Ripon': [36.9, 1699.0], 'Lockeford': [39.0, 10.0]} | 390836.9062 | 15335.541 | 3.924% | 375501.3652 | 96.08% | 102454.8828 | 26.21% | 242616.3672 | 62.08% | 11.2222 | 42005.4922 | 10.75% | 14435.2695 | 3.693% | 168031.6562 | 42.99% | 18030.75 | 4.613% | 283379.4688 | 72.51% | 107457.4375 | 102435.4453 | 26.21% | 288401.4609 | 156959.25 | 40.16% | 233877.6562 | 339233.125 | 86.8% | 51603.7812 | 243007.7031 | 62.18% | 147829.2031 | 33093.25 | 8.467% | 357743.6562
186 | Moorpark | GREATER LA METRO | {'Santa Clara': [16.2, 39822.0], 'Mandalay': [20.4, 36094.0], 'Saugus': [21.1, 5312.0], 'Pardee': [21.3, 5258.0], 'Sylmar-Pac Intertie': [23.1, 4213.0], 'Bailey': [35.0, 0.0], 'La Cienega': [35.7, 844.0], 'El Segundo': [37.6, 666.0], 'Chevmain': [38.8, 10.0]} | 216921.3438 | 46272.5469 | 21.33% | 170648.7969 | 78.67% | 40368.9531 | 18.61% | 136535.1562 | 62.94% | 14.8889 | 17726.9707 | 8.172% | 33760.5898 | 15.56% | 13174.4189 | 6.073% | 158996.3906 | 73.3% | 90733.4141 | 41.83% | 126187.9297 | 17134.4785 | 7.899% | 199786.8652 | 41622.7891 | 19.19% | 175298.5547 | 121012.8281 | 55.79% | 95908.5156 | 64396.4492 | 29.69% | 152524.8945 | 19906.7402 | 9.177% | 197014.6035
187 | Santa Clara | GREATER LA METRO | {'Mandalay': [7.5, 51506.0], 'Moorpark': [16.2, 39822.0], 'Pardee': [35.7, 1479.0], 'Saugus': [35.8, 1533.0], 'Sylmar-Pac Intertie': [39.1, 0.0]} | 176032.9375 | 55444.3672 | 31.5% | 120588.5703 | 68.5% | 30459.4395 | 17.3% | 120128.8574 | 68.24% | 8.1247 | 19129.1836 | 10.87% | 31033.5996 | 17.63% | 12330.9658 | 7.005% | 116710.7422 | 66.3% | 55655.8945 | 31.62% | 120377.043 | 13284.6855 | 7.547% | 162748.252 | 23793.2969 | 13.52% | 152239.6406 | 73195.3672 | 41.58% | 102837.5703 | 44088.1289 | 25.05% | 131944.8086 | 13459.9854 | 7.646% | 162572.9521
188 | Davis | NORTHERN CALIFORNIA | {'Woodland': [9.3, 20356.0], 'Vaca-Dixon & Gc Yard': [14.2, 22108.0], 'Putah Creek': [14.2, 24982.0], 'Madison': [15.4, 24001.0], 'Peabody': [22.0, 16517.0], 'Grand Island': [23.0, 5996.0], 'Shiloh III': [26.7, 10928.0], 'Birds Landing': [29.5, 5448.0], 'Pleasant Grove': [30.0, 228.0], 'Rio Oso': [30.6, 2425.0], 'Gold Hill': [33.2, 60.0], 'Tulucay': [35.5, 2110.0], 'Pittsburg': [36.2, 0.0], 'Kirker': [37.4, 0.0], 'Contra Costa': [37.8, 0.0], 'Eight Mile': [38.8, 16.0], 'Olivehurst': [39.2, 0.0]} | 469770.625 | 27951.0449 | 5.95% | 441819.5801 | 94.05% | 42143.8906 | 8.971% | 383595.6719 | 81.66% | 9.7691 | 100295.5469 | 21.35% | 263164.2188 | 56.02% | 22404.2852 | 4.769% | 0 | 0% | 164767.0469 | 35.07% | 305003.5781 | 75425.1328 | 16.06% | 394345.4922 | 125894.6328 | 26.8% | 343875.9922 | 254566.9531 | 54.19% | 215203.6719 | 16217.2148 | 3.452% | 453553.4102 | 34815.4766 | 7.411% | 434955.1484
189 | Putah Creek | NORTHERN CALIFORNIA | {'Vaca-Dixon & Gc Yard': [9.3, 27361.0], 'Madison': [10.3, 24342.0], 'Davis': [14.2, 24982.0], 'Peabody': [16.4, 21861.0], 'Woodland': [16.7, 19119.0], 'Tulucay': [24.1, 8185.0], 'Shiloh III': [25.7, 13577.0], 'Birds Landing': [28.9, 7202.0], 'Grand Island': [29.8, 5960.0], 'Carquinez': [32.9, 4021.0], 'Pittsburg': [34.0, 330.0], 'Kirker': [35.0, 159.0], 'Martinez': [35.7, 1394.0], 'Lakeville': [36.9, 1419.0], 'Contra Costa': [37.9, 0.0], 'Penngrove': [39.8, 0.0], 'Clayton': [40.0, 0.0]} | 459152.9375 | 33366.7422 | 7.267% | 425786.1953 | 92.73% | 41307.1133 | 8.996% | 375798.6992 | 81.85% | 9.0757 | 57359.8984 | 12.49% | 202511.4375 | 44.11% | 125800.4375 | 27.4% | 4430.7471 | 0.965% | 238144.0938 | 51.87% | 221008.8438 | 60116.7578 | 13.09% | 399036.1797 | 81565.4297 | 17.76% | 377587.5078 | 283645.0312 | 61.78% | 175507.9062 | 103134.7344 | 22.46% | 356018.2031 | 27337.4141 | 5.954% | 431815.5234
190 | East Marysville | NORTHERN CALIFORNIA | {'Olivehurst': [5.0, 45128.0], 'Pease': [5.4, 38292.0], 'Honcut': [11.0, 31041.0], 'Rio Oso': [16.6, 32059.0], 'Palermo': [20.2, 10838.0], 'Wyandotte': [22.7, 7161.0], 'Colgate': [23.0, 4718.0], 'Thermalito': [24.5, 4630.0], 'Higgins': [26.6, 9037.0], 'Pleasant Grove': [27.3, 17992.0], 'Table Mt.': [27.4, 2666.0], 'Brunswick': [28.6, 4097.0], 'Woodland': [35.2, 103.0], 'Cortina': [35.7, 1231.0]} | 543734.375 | 46615.5859 | 8.573% | 497118.7891 | 91.43% | 32177.6621 | 5.918% | 401999.4004 | 73.93% | 13 | 131281.125 | 24.14% | 205600.9844 | 37.81% | 84354.3281 | 15.51% | 0 | 0% | 313547.1875 | 57.67% | 230187.1875 | 47489.7578 | 8.734% | 496244.6172 | 154832.6562 | 28.48% | 388901.7188 | 404355.7188 | 74.37% | 139378.6562 | 65937.3594 | 12.13% | 477797.0156 | 53693.6602 | 9.875% | 490040.7148
191 | Olivehurst | NORTHERN CALIFORNIA | {'East Marysville': [5.0, 45128.0], 'Pease': [8.3, 36964.0], 'Rio Oso': [11.6, 41359.0], 'Honcut': [16.0, 29618.0], 'Pleasant Grove': [22.6, 27260.0], 'Higgins': [24.5, 10818.0], 'Colgate': [25.1, 4665.0], 'Palermo': [25.1, 10519.0], 'Wyandotte': [27.6, 6842.0], 'Brunswick': [28.9, 4044.0], 'Thermalito': [29.5, 4363.0], 'Woodland': [30.9, 3723.0], 'Table Mt.': [32.4, 2400.0], 'Cortina': [36.6, 141.0], 'Madison': [37.1, 22.0], 'Gold Hill': [37.1, 1863.0], 'Davis': [39.2, 0.0]} | 566984.6875 | 54524.6133 | 9.617% | 512460.0742 | 90.38% | 33354.4961 | 5.883% | 434795.2227 | 76.69% | 11.8333 | 123305.25 | 21.75% | 243730.7969 | 42.99% | 76318.8984 | 13.46% | 0 | 0% | 299979.1562 | 52.91% | 267005.5312 | 35906.2891 | 6.333% | 531078.3984 | 173452.7188 | 30.59% | 393531.9688 | 411822.6875 | 72.63% | 155162 | 61443.1367 | 10.84% | 505541.5508 | 58060.4023 | 10.24% | 508924.2852
192 | Morro Bay |  | {'Diablo Canyon': [10.9, 7081.0], 'San Luis Obispo': [14.7, 23356.0], 'Templeton': [15.9, 37371.0], 'Oceano': [24.4, 5027.0], 'Mesa': [34.0, 2956.0], 'Cholame': [36.3, 10777.0]} | 254859.0469 | 42422.2539 | 16.65% | 212436.793 | 83.35% | 39261.4141 | 15.41% | 190906.8516 | 74.91% | 11 | 19710.1172 | 7.734% | 7735.1738 | 3.035% | 107802.2734 | 42.3% | 69068.0391 | 27.1% | 90980.7812 | 35.7% | 163878.2656 | 59171.5078 | 23.22% | 195687.5391 | 107977.7891 | 42.37% | 146881.2578 | 156377.1094 | 61.36% | 98481.9375 | 124803.0703 | 48.97% | 130055.9766 | 15451.0918 | 6.063% | 239407.9551
193 | Palomar | SAN DIEGO | {'Encina': [2.9, 18037.0], 'San Luis Rey': [6.7, 23982.0], 'Escondido': [9.9, 29010.0], 'Penasquitos': [14.6, 1620.0], 'Sycamore Canyon': [20.6, 4560.0], 'Kearny': [21.9, 1412.0], 'San Onofre': [23.0, 780.0], 'Mission': [24.9, 529.0], 'Old Town': [25.2, 139.0], 'Talega': [28.1, 30.0], 'Silvergate': [30.6, 49.0], 'Capistrano': [34.6, 7.0], 'Miguel': [35.4, 0.0], 'Margarita': [35.4, 6.0], 'Bay Boulevard': [37.2, 40.0], 'Trabuco': [37.6, 4.0]} | 81939.8672 | 29053.332 | 35.46% | 52886.5352 | 64.54% | 44.379 | 0.05416% | 18615.3398 | 22.72% | 39.1727 | 15988.6445 | 19.51% | 4295.229 | 5.242% | 51087.7656 | 62.35% | 29152.9395 | 35.58% | 34763.1992 | 42.43% | 47176.668 | 15269.5156 | 18.64% | 66670.3516 | 24434.4023 | 29.82% | 57505.4648 | 43879.8867 | 53.55% | 38059.9805 | 5263.6245 | 6.424% | 76676.2427 | 5771.2705 | 7.043% | 76168.5967
194 | Margarita | GREATER LA METRO | {'Trabuco': [2.8, 1868.0], 'Capistrano': [3.4, 1846.0], 'Talega': [7.4, 4528.0], 'Viejo': [8.1, 2365.0], 'Santiago': [11.3, 1696.0], 'San Onofre': [13.1, 3131.0], 'Johanna': [17.2, 938.0], 'Lee Lake (Proposed)': [17.2, 4532.0], 'Ellis': [20.4, 585.0], 'Huntington Beach': [21.2, 577.0], 'Serrano': [21.3, 695.0], 'Villa Park': [21.8, 655.0], 'Lewis': [23.7, 556.0], 'Barre': [27.1, 542.0], 'San Luis Rey': [28.8, 21.0], 'Valley': [30.2, 3133.0], 'Alamitos': [30.9, 123.0], 'Chino': [31.0, 174.0], 'Mira Loma': [31.8, 181.0], 'Olinda': [32.1, 163.0], 'Encina': [33.1, 10.0], 'Del Amo': [33.9, 67.0], 'Palomar Airport': [35.4, 6.0], 'Walnut': [36.6, 111.0], 'Rancho Vista': [37.5, 4.0], 'Long Beach': [37.5, 33.0], 'Etiwanda': [37.6, 4.0], 'Center': [37.9, 0.0], 'Harborgen': [38.0, 20.0], 'Vista': [38.2, 44.0], 'Lighthipe': [38.9, 0.0], 'Hinson': [39.0, 0.0], 'Padua': [39.3, 0.0], 'Arcogen': [40.0, 0.0]} | 64212.7734 | 4846.061 | 7.547% | 59366.7124 | 92.45% | 15633.8994 | 24.35% | 23613.249 | 36.77% | 32.9775 | 1521.1249 | 2.369% | 182.2037 | 0.2837% | 25627.2617 | 39.91% | 35477.1055 | 55.25% | 30070.043 | 46.83% | 34142.7305 | 30071.1309 | 46.83% | 34141.6426 | 36227.1953 | 56.42% | 27985.5781 | 54965.5508 | 85.6% | 9247.2227 | 29156.0684 | 45.41% | 35056.7051 | 4874.2241 | 7.591% | 59338.5493
195 | Huntington Beach |  | {'Ellis': [3.4, 2771.0], 'Johanna': [8.6, 1210.0], 'Alamitos': [10.8, 2322.0], 'Barre': [11.2, 2740.0], 'Lewis': [12.1, 2610.0], 'Santiago': [12.2, 670.0], 'Villa Park': [14.3, 681.0], 'Del Amo': [15.5, 2266.0], 'Long Beach': [16.5, 2232.0], 'Serrano': [16.6, 658.0], 'Harborgen': [17.0, 2219.0], 'Trabuco': [18.5, 619.0], 'Hinson': [18.5, 2199.0], 'Arcogen': [19.3, 2190.0], 'Viejo': [19.4, 609.0], 'Lighthipe': [19.8, 2179.0], 'Capistrano': [20.2, 593.0], 'Center': [20.8, 2159.0], 'Olinda': [20.9, 268.0], 'Margarita': [21.2, 577.0], 'Laguna Bell': [24.8, 2128.0], 'Walnut': [25.0, 111.0], 'La Fresa': [25.6, 2131.0], 'Talega': [27.0, 344.0], 'Redondo': [27.4, 2115.0], 'Mesa': [28.0, 606.0], 'El Nido': [28.5, 2108.0], 'Chino': [29.8, 144.0], 'Chevmain': [30.2, 2104.0], 'San Onofre': [31.0, 39.0], 'Lee Lake (Proposed)': [31.2, 446.0], 'El Segundo': [31.4, 2091.0], 'Rio Hondo': [31.6, 0.0], 'La Cienega': [33.6, 1300.0], 'Mira Loma': [34.5, 111.0], 'Goodrich': [35.4, 0.0], 'Padua': [38.0, 0.0], 'Rancho Vista': [39.7, 0.0]} | 12917.4873 | 2775.8499 | 21.49% | 10141.6375 | 78.51% | 1204.4081 | 9.324% | 3513.3492 | 27.2% | 48 | 12.6968 | 0.09829% | 26.2704 | 0.2034% | 154.6359 | 1.197% | 1432.8673 | 11.09% | 450.9598 | 3.491% | 12466.5275 | 2454.0935 | 19% | 10463.3938 | 9445.0449 | 73.12% | 3472.4424 | 10030.2363 | 77.65% | 2887.251 | 498.8278 | 3.862% | 12418.6595 | 542.2379 | 4.198% | 12375.2495
196 | Los Esteros | NORTHERN CALIFORNIA | {'Scott': [3.7, 6321.0], 'Newark': [5.9, 5760.0], 'Hicks': [13.5, 3079.0], 'Eastshore': [17.0, 3497.0], 'Metcalf Energy Center': [17.5, 2888.0], 'Metcalf 1': [17.5, 2888.0], 'Cayetano': [23.2, 3091.0], 'Midway Green Ridge Services': [28.0, 2259.0], 'Tesla': [28.2, 2259.0], 'Delta Pumps': [30.9, 2259.0], 'Kelso': [31.3, 2176.0], 'Martin': [32.3, 169.0], 'Llagas': [35.6, 0.0], 'Clayton': [35.7, 0.0], 'Brentwood': [36.7, 0.0], 'Lone Tree': [37.1, 0.0]} | 126492.3438 | 6339.0425 | 5.011% | 120153.3013 | 94.99% | 45145.4766 | 35.69% | 64284.3125 | 50.82% | 12.8 | 1757.3917 | 1.389% | 709.8133 | 0.5612% | 90383.625 | 71.45% | 19809.8516 | 15.66% | 90349.5234 | 71.43% | 36142.8203 | 44680.0156 | 35.32% | 81812.3281 | 63795.6719 | 50.43% | 62696.6719 | 105224.6953 | 83.19% | 21267.6484 | 83186.0156 | 65.76% | 43306.3281 | 7405.5024 | 5.855% | 119086.8413
197 | Birds Landing | NORTHERN CALIFORNIA | {'Shiloh III': [3.2, 44591.0], 'Pittsburg': [7.1, 38235.0], 'Kirker': [8.3, 38019.0], 'Contra Costa': [9.0, 34497.0], 'Lone Tree': [12.9, 33541.0], 'Peabody': [13.5, 41789.0], 'Clayton': [14.6, 29678.0], 'Grand Island': [15.0, 34575.0], 'Brentwood': [16.5, 27930.0], 'Martinez': [17.3, 21361.0], 'Vaca-Dixon & Gc Yard': [19.7, 26809.0], 'Carquinez': [22.9, 7162.0], 'Eight Mile': [25.1, 1007.0], 'Delta Pumps': [25.1, 2089.0], 'Tulucay': [25.3, 6200.0], 'Kelso': [25.8, 1876.0], 'Cayetano': [26.9, 2732.0], 'Stagg': [27.8, 0.0], 'Putah Creek': [28.9, 7202.0], 'Davis': [29.5, 5448.0], 'Midway Green Ridge Services': [30.5, 1876.0], 'Tesla': [31.9, 1466.0], 'Weber': [35.1, 0.0], 'Lockeford': [36.4, 0.0], 'Vierra': [37.8, 0.0], 'Eastshore': [37.9, 0.0], 'Woodland': [38.5, 781.0], 'Madison': [38.5, 2343.0], 'Ignacio': [38.8, 77.0]} | 354903.125 | 45106.9297 | 12.71% | 309796.1953 | 87.29% | 71748.2656 | 20.22% | 243590.5469 | 68.64% | 11.6667 | 87287.9297 | 24.59% | 119115.4219 | 33.56% | 21346.4863 | 6.015% | 4397.8247 | 1.239% | 65506.0352 | 18.46% | 289397.0898 | 104281.4531 | 29.38% | 250621.6719 | 106178.0078 | 29.92% | 248725.1172 | 150363.3125 | 42.37% | 204539.8125 | 20388.4746 | 5.745% | 334514.6504 | 61264.0703 | 17.26% | 293639.0547
198 | Cayetano | NORTHERN CALIFORNIA | {'Delta Pumps': [9.3, 7588.0], 'Kelso': [10.0, 7238.0], 'Midway Green Ridge Services': [10.1, 7295.0], 'Tesla': [11.4, 6882.0], 'Brentwood': [13.5, 5889.0], 'Lone Tree': [14.4, 4340.0], 'Clayton': [17.8, 4340.0], 'Contra Costa': [18.0, 4111.0], 'Newark': [20.2, 4132.0], 'Eastshore': [20.5, 4249.0], 'Kirker': [20.8, 3250.0], 'Pittsburg': [21.7, 3250.0], 'Los Esteros': [23.2, 3091.0], 'Martinez': [26.8, 2265.0], 'Birds Landing': [26.9, 2732.0], 'Scott': [26.9, 3091.0], 'Vierra': [27.5, 1632.0], 'Stagg': [29.0, 65.0], 'Shiloh III': [30.1, 2732.0], 'Eight Mile': [30.9, 0.0], 'Weber': [31.6, 752.0], 'Westley': [32.8, 1632.0], 'Ripon': [34.2, 1626.0], 'Martin': [35.0, 0.0], 'Grand Island': [35.4, 0.0], 'Hicks': [35.6, 1.0], 'Metcalf 1': [35.6, 1.0], 'Carquinez': [35.6, 747.0], 'Metcalf Energy Center': [35.7, 1.0], 'Peabody': [39.3, 45.0]} | 294183.9688 | 9062.6621 | 3.081% | 285121.3066 | 96.92% | 93765.8828 | 31.87% | 171418.6797 | 58.27% | 10.7498 | 15645.6289 | 5.318% | 56731.1836 | 19.28% | 89405.7734 | 30.39% | 30809.75 | 10.47% | 176031.1094 | 59.84% | 118152.8594 | 138355.25 | 47.03% | 155828.7188 | 161461.3594 | 54.88% | 132722.6094 | 225056.2812 | 76.5% | 69127.6875 | 104992.0469 | 35.69% | 189191.9219 | 18734.8867 | 6.368% | 275449.082
199 | Silvergate | SAN DIEGO | {'Old Town': [5.7, 1176.0], 'Mission': [6.1, 2040.0], 'Bay Boulevard': [6.6, 1615.0], 'Miguel': [9.4, 2018.0], 'Kearny': [9.5, 2021.0], 'Otay Mesa': [15.9, 1781.0], 'Penasquitos': [16.0, 1079.0], 'Sycamore Canyon': [16.6, 1960.0], 'Suncrest': [28.0, 933.0], 'Escondido': [29.7, 13.0], 'Palomar Airport': [30.6, 49.0], 'Encina': [32.4, 18.0], 'San Luis Rey': [37.3, 2.0]} | 26511.9336 | 2082.7026 | 7.856% | 24429.231 | 92.14% | 4336.9307 | 16.36% | 10999.8965 | 41.49% | 23.5541 | 23.4305 | 0.08838% | 13.1213 | 0.04949% | 7614.3765 | 28.72% | 12722.1133 | 47.99% | 6893.1387 | 26% | 19618.7949 | 18243.2188 | 68.81% | 8268.7148 | 22118.2891 | 83.43% | 4393.6445 | 24298.209 | 91.65% | 2213.7246 | 7676.4263 | 28.95% | 18835.5073 | 1360.9652 | 5.133% | 25150.9684
200 | Richmond | NORTHERN CALIFORNIA | {'Leavitt': [7.1, 50802.0], 'Madeline': [38.7, 0.0]} | 391952.9688 | 80106.8984 | 20.44% | 311846.0703 | 79.56% | 223991.6094 | 57.15% | 145346.1094 | 37.08% | 6.1721 | 29643.0469 | 7.563% | 0 | 0% | 317227.0312 | 80.93% | 0 | 0% | 100596.7734 | 25.67% | 291356.1953 | 83301.8594 | 21.25% | 308651.1094 | 90426.125 | 23.07% | 301526.8438 | 193710.3281 | 49.42% | 198242.6406 | 208993.25 | 53.32% | 182959.7188 | 44410.2227 | 11.33% | 347542.7461
201 | Rancho Vista | GREATER LA METRO | {'Etiwanda': [0.4, 5695.0], 'Mira Loma': [5.8, 5587.0], 'Padua': [6.4, 5300.0], 'Chino': [10.3, 5346.0], 'Vista': [12.8, 3998.0], 'San Bernardino': [17.0, 661.0], 'Lugo': [21.4, 125.0], 'Serrano': [23.1, 5299.0], 'Lee Lake (Proposed)': [23.8, 2976.0], 'Olinda': [24.3, 4910.0], 'Walnut': [24.5, 4368.0], 'Villa Park': [25.5, 5119.0], 'Rio Hondo': [25.6, 1614.0], 'El Casco': [27.6, 359.0], 'Lewis': [28.4, 2512.0], 'Viejo': [29.7, 943.0], 'Victor': [29.9, 8.0], 'Johanna': [31.7, 1721.0], 'Goodrich': [32.0, 67.0], 'Santiago': [32.1, 1014.0], 'Barre': [32.1, 1568.0], 'Valley': [32.4, 20.0], 'Mesa': [33.2, 603.0], 'Roadway': [34.3, 8.0], 'Center': [34.6, 681.0], 'Laguna Bell': [36.0, 64.0], 'Del Amo': [36.3, 259.0], 'Ellis': [36.4, 20.0], 'Trabuco': [37.1, 4.0], 'Margarita': [37.5, 4.0], 'Gould': [38.5, 0.0], 'Alamitos': [39.4, 18.0], 'Lighthipe': [39.5, 16.0], 'Huntington Beach': [39.7, 0.0]} | 74557.6641 | 5712.3125 | 7.662% | 68845.3516 | 92.34% | 9834.6104 | 13.19% | 42302.4326 | 56.74% | 24.2743 | 942.0356 | 1.263% | 1905.9457 | 2.556% | 17234.4277 | 23.12% | 48071.0859 | 64.48% | 35261.8555 | 47.29% | 39295.8086 | 37698.4961 | 50.56% | 36859.168 | 45864.5508 | 61.52% | 28693.1133 | 64429.0273 | 86.42% | 10128.6367 | 26764.5488 | 35.9% | 47793.1152 | 7395.2495 | 9.919% | 67162.4146
202 | Hilltop | NORTHERN CALIFORNIA | {'Madeline': [38.7, 41.0]} | 558367.5625 | 61425.3594 | 11% | 496942.2031 | 89% | 356151.2812 | 63.78% | 172144.4688 | 30.83% | 10.1396 | 22414.8105 | 4.014% | 23121.3789 | 4.141% | 223269.5938 | 39.99% | 0 | 0% | 285057.6875 | 51.05% | 273309.875 | 114182.7656 | 20.45% | 444184.7969 | 68977.4609 | 12.35% | 489390.1016 | 357383.0938 | 64% | 200984.4688 | 382313.4375 | 68.47% | 176054.125 | 63326.3086 | 11.34% | 495041.2539
203 | Thermalito | NORTHERN CALIFORNIA | {'Table Mt.': [2.9, 33489.0], 'Wyandotte': [5.1, 32001.0], 'Palermo': [7.4, 29297.0], 'Honcut': [13.5, 25918.0], 'Pease': [23.8, 9873.0], 'East Marysville': [24.5, 4630.0], 'Colgate': [26.8, 5372.0], 'Olivehurst': [29.5, 4363.0], 'Glenn': [32.7, 3741.0], 'Logan Creek': [33.7, 2256.0], 'Delevan': [35.5, 4268.0], 'Brunswick': [37.5, 363.0]} | 479550.2188 | 38273.6953 | 7.981% | 441276.5234 | 92.02% | 47457.3398 | 9.896% | 328115.8477 | 68.42% | 13.2267 | 158172.9219 | 32.98% | 99537.2031 | 20.76% | 88872.1719 | 18.53% | 56943.0312 | 11.87% | 270837.4062 | 56.48% | 208712.8125 | 89184.1719 | 18.6% | 390366.0469 | 217127.3281 | 45.28% | 262422.8906 | 384111.3438 | 80.1% | 95438.875 | 87126.7578 | 18.17% | 392423.4609 | 52882.9258 | 11.03% | 426667.293
204 | Martinez | NORTHERN CALIFORNIA | {'Carquinez': [8.9, 15770.0], 'Clayton': [9.4, 24703.0], 'Kirker': [11.5, 24370.0], 'Pittsburg': [12.0, 24134.0], 'Birds Landing': [17.3, 21361.0], 'Tulucay': [18.1, 12618.0], 'Shiloh III': [18.1, 21181.0], 'Contra Costa': [18.2, 16895.0], 'Lone Tree': [20.0, 15946.0], 'Peabody': [20.3, 19492.0], 'Ignacio': [23.5, 8695.0], 'Brentwood': [24.9, 15559.0], 'Cayetano': [26.8, 2265.0], 'Martin': [26.8, 3563.0], 'Eastshore': [26.9, 2127.0], 'Vaca-Dixon & Gc Yard': [28.7, 6864.0], 'Lakeville': [30.1, 2515.0], 'Delta Pumps': [30.8, 1622.0], 'Kelso': [31.8, 1409.0], 'Grand Island': [32.3, 13487.0], 'Midway Green Ridge Services': [35.1, 1409.0], 'Putah Creek': [35.7, 1394.0], 'Newark': [36.2, 0.0], 'Tesla': [36.6, 999.0], 'Penngrove': [37.1, 1702.0]} | 162668.2031 | 32192.4668 | 19.79% | 130475.7363 | 80.21% | 23056.9004 | 14.17% | 105472.4277 | 64.84% | 33 | 20719.6621 | 12.74% | 8741.9238 | 5.374% | 38933.4141 | 23.93% | 20549.2578 | 12.63% | 61511.7891 | 37.81% | 101156.4141 | 61742.8555 | 37.96% | 100925.3477 | 78479.9609 | 48.25% | 84188.2422 | 115569.5625 | 71.05% | 47098.6406 | 36714.8828 | 22.57% | 125953.3203 | 26531.834 | 16.31% | 136136.3691
205 | Lone Tree | NORTHERN CALIFORNIA | {'Contra Costa': [3.9, 34921.0], 'Brentwood': [4.9, 29455.0], 'Kirker': [9.5, 34059.0], 'Pittsburg': [9.7, 34059.0], 'Clayton': [11.4, 27387.0], 'Delta Pumps': [12.6, 3698.0], 'Birds Landing': [12.9, 33541.0], 'Kelso': [13.4, 3430.0], 'Cayetano': [14.4, 4340.0], 'Shiloh III': [16.1, 33541.0], 'Midway Green Ridge Services': [17.9, 3405.0], 'Tesla': [19.3, 2991.0], 'Martinez': [20.0, 15946.0], 'Grand Island': [21.8, 30611.0], 'Eight Mile': [22.3, 1007.0], 'Stagg': [22.6, 0.0], 'Peabody': [26.1, 30829.0], 'Weber': [28.4, 0.0], 'Vierra': [28.4, 0.0], 'Carquinez': [28.4, 1066.0], 'Eastshore': [29.5, 1159.0], 'Vaca-Dixon & Gc Yard': [32.6, 19139.0], 'Newark': [33.2, 1042.0], 'Tulucay': [34.6, 93.0], 'Lockeford': [34.7, 0.0], 'Ripon': [36.0, 0.0], 'Los Esteros': [37.1, 0.0], 'Martin': [39.2, 0.0], 'Westley': [39.5, 0.0]} | 364655.6875 | 35149.3984 | 9.639% | 329506.2891 | 90.36% | 96028.6484 | 26.33% | 231363.4766 | 63.45% | 9.1669 | 57391.7188 | 15.74% | 132677.7031 | 36.38% | 37398.8203 | 10.26% | 14012.5713 | 3.843% | 112355.5859 | 30.81% | 252300.1016 | 125591.8516 | 34.44% | 239063.8359 | 134857.9531 | 36.98% | 229797.7344 | 190646.5938 | 52.28% | 174009.0938 | 24988.0918 | 6.853% | 339667.5957 | 43584.2695 | 11.95% | 321071.418
206 | Delta Switching Yard | NORTHERN CALIFORNIA | {'Kelso': [1.0, 8234.0], 'Midway Green Ridge Services': [5.4, 8291.0], 'Tesla': [6.8, 7878.0], 'Brentwood': [8.7, 5246.0], 'Cayetano': [9.3, 7588.0], 'Lone Tree': [12.6, 3698.0], 'Contra Costa': [16.3, 3469.0], 'Vierra': [18.9, 2628.0], 'Stagg': [19.9, 251.0], 'Clayton': [21.4, 3698.0], 'Kirker': [21.8, 2608.0], 'Pittsburg': [22.2, 2608.0], 'Eight Mile': [22.3, 186.0], 'Weber': [22.4, 1143.0], 'Birds Landing': [25.1, 2089.0], 'Ripon': [26.1, 2622.0], 'Westley': [27.4, 2531.0], 'Shiloh III': [28.3, 2089.0], 'Newark': [28.8, 3300.0], 'Eastshore': [29.7, 3417.0], 'Grand Island': [29.8, 0.0], 'Martinez': [30.8, 1622.0], 'Los Esteros': [30.9, 2259.0], 'Lockeford': [33.3, 182.0], 'Scott': [34.5, 2259.0], 'Bellota': [36.3, 186.0], 'Peabody': [38.5, 0.0], 'Riverbank': [39.0, 0.0], 'Fink (Proposed)': [39.7, 0.0], 'Crow Creek': [39.7, 0.0], 'Carquinez': [39.7, 105.0]} | 399845 | 8584.4893 | 2.147% | 391260.5107 | 97.85% | 114541.3672 | 28.65% | 241771.3516 | 60.47% | 11.6914 | 27487.9805 | 6.875% | 157817.6875 | 39.47% | 70402.0391 | 17.61% | 8148.6514 | 2.038% | 178525.5781 | 44.65% | 221319.4219 | 150096.4688 | 37.54% | 249748.5312 | 158553.8906 | 39.65% | 241291.1094 | 238167.875 | 59.57% | 161677.125 | 80929.6562 | 20.24% | 318915.3438 | 28754.1309 | 7.191% | 371090.8691
207 | Green Ridge Midway | NORTHERN CALIFORNIA | {'Tesla': [1.6, 9057.0], 'Kelso': [5.0, 8490.0], 'Delta Pumps': [5.4, 8291.0], 'Cayetano': [10.1, 7295.0], 'Brentwood': [14.2, 5033.0], 'Vierra': [17.8, 3807.0], 'Lone Tree': [17.9, 3405.0], 'Contra Costa': [21.7, 3256.0], 'Stagg': [22.5, 674.0], 'Weber': [23.2, 1613.0], 'Westley': [23.2, 3710.0], 'Ripon': [24.2, 3801.0], 'Eight Mile': [25.7, 186.0], 'Clayton': [25.7, 3405.0], 'Kirker': [26.8, 2394.0], 'Newark': [26.8, 3221.0], 'Pittsburg': [27.3, 2394.0], 'Los Esteros': [28.0, 2259.0], 'Eastshore': [29.8, 3338.0], 'Birds Landing': [30.5, 1876.0], 'Scott': [31.4, 2259.0], 'Shiloh III': [33.7, 1876.0], 'Fink (Proposed)': [34.7, 708.0], 'Crow Creek': [34.7, 709.0], 'Grand Island': [34.9, 0.0], 'Martinez': [35.1, 1409.0], 'Metcalf 1': [35.7, 0.0], 'Lockeford': [35.7, 182.0], 'Metcalf Energy Center': [36.0, 0.0], 'Bellota': [37.1, 186.0], 'Riverbank': [37.3, 423.0], 'Hicks': [38.1, 0.0]} | 428429.9375 | 9470.2344 | 2.21% | 418959.7031 | 97.79% | 129344.8047 | 30.19% | 256249.3828 | 59.81% | 12 | 25404.3105 | 5.93% | 156782.5469 | 36.59% | 91007.8828 | 21.24% | 7775.3301 | 1.815% | 225845.2969 | 52.71% | 202584.6406 | 154600.9219 | 36.09% | 273829.0156 | 167004.7969 | 38.98% | 261425.1406 | 270330.4688 | 63.1% | 158099.4688 | 120615.5469 | 28.15% | 307814.3906 | 25279.8867 | 5.901% | 403150.0508
208 | Inyo | GREATER KRAMER | {'Control': [2.2, 12838.0]} | 84343.1719 | 13975.9785 | 16.57% | 70367.1934 | 83.43% | 71738.0391 | 85.05% | 9907.5234 | 11.75% | 4 | 828.2286 | 0.982% | 0 | 0% | 47467.0273 | 56.28% | 0 | 0% | 0 | 0% | 84343.1719 | 22723.3789 | 26.94% | 61619.793 | 24708.9844 | 29.3% | 59634.1875 | 29847.4238 | 35.39% | 54495.748 | 59678.5391 | 70.76% | 24664.6328 | 4826.0742 | 5.722% | 79517.0977
209 | Control | GREATER KRAMER | {'Inyo': [2.2, 12838.0]} | 80124.8047 | 13603.3086 | 16.98% | 66521.4961 | 83.02% | 67202.0938 | 83.87% | 10166.0625 | 12.69% | 4.0377 | 513.6296 | 0.641% | 0 | 0% | 48942.5312 | 61.08% | 0 | 0% | 0 | 0% | 80124.8047 | 20845.1719 | 26.02% | 59279.6328 | 22271.2188 | 27.8% | 57853.5859 | 26899.7227 | 33.57% | 53225.082 | 55654.6523 | 69.46% | 24470.1523 | 4736.9531 | 5.912% | 75387.8516
210 | Big Creek Hydro Facilities | SPGE | {'Sanger': [39.9, 0.0]} | 260879.7656 | 15335.3154 | 5.878% | 245544.4502 | 94.12% | 159596.9688 | 61.18% | 65358.7969 | 25.05% | 11.3997 | 13.9793 | 0.005359% | 0 | 0% | 159464.9062 | 61.13% | 60220.1172 | 23.08% | 45052.5391 | 17.27% | 215827.2266 | 124397.2188 | 47.68% | 136482.5469 | 103176.1484 | 39.55% | 157703.6172 | 164976.7812 | 63.24% | 95902.9844 | 182858.3438 | 70.09% | 78021.4219 | 10993.9141 | 4.214% | 249885.8516
211 | Moss Landing |  | {'Llagas': [18.4, 32989.0], 'Hollister': [20.8, 36435.0], 'Metcalf Energy Center': [28.7, 7696.0], 'Metcalf 1': [28.9, 7657.0], 'Hicks': [30.3, 5386.0]} | 232554.1406 | 45725.9258 | 19.66% | 186828.2148 | 80.34% | 30224.1328 | 13% | 136131.5234 | 58.54% | 20 | 17509.084 | 7.529% | 65481.1016 | 28.16% | 59132.7852 | 25.43% | 30158.375 | 12.97% | 67136.7969 | 28.87% | 165417.3438 | 37218.3164 | 16% | 195335.8242 | 62882.0938 | 27.04% | 169672.0469 | 116237.5391 | 49.98% | 116316.6016 | 49075.6445 | 21.1% | 183478.4961 | 12182.8105 | 5.239% | 220371.3301
212 | Cal Ave | SPGE | {'Malaga': [2.8, 131087.0], 'West Fresno': [3.0, 131766.0], 'Kearney (New)': [6.6, 124280.0], 'Sanger': [8.5, 83000.0], 'McCall': [10.2, 98067.0], 'Gregg': [12.5, 74645.0], 'Mc Mullin': [15.2, 98869.0], 'Borden': [18.6, 37835.0], 'Wahtoke': [18.7, 52743.0], 'Kingsburg': [18.9, 69759.0], 'Reedley': [22.9, 40361.0], 'Helm': [24.5, 64149.0], 'Schindler': [30.2, 50861.0], 'GWF Hanford': [31.7, 28725.0], 'Newhall': [32.8, 8031.0], 'Leprino': [33.4, 27313.0], 'Henrietta': [33.9, 23656.0], 'Excelsior': [34.1, 29258.0], 'Mustang': [34.7, 18630.0], 'Tranquility': [36.7, 10035.0], 'Cantua': [37.8, 7446.0], 'Dairyland': [38.3, 548.0], 'Mendota': [38.5, 1689.0]} | 568023 | 139424.9219 | 24.55% | 428598.0781 | 75.45% | 41910.7578 | 7.378% | 363358.4922 | 63.97% | 18.7778 | 146374.7031 | 25.77% | 288758.6875 | 50.84% | 2083.6367 | 0.3668% | 0 | 0% | 101644.2656 | 17.89% | 466378.7344 | 95172.5859 | 16.76% | 472850.4141 | 96814.6328 | 17.04% | 471208.3672 | 161278.1562 | 28.39% | 406744.8438 | 55288.4023 | 9.733% | 512734.5977 | 41541.9844 | 7.313% | 526481.0156
213 | Poso Mountain | SPGE | {'Sycamore': [7.6, 56671.0], 'Kern Oil': [8.9, 55621.0], 'Cal Water': [10.0, 46314.0], 'Columbus': [11.1, 45936.0], 'Lerdo': [11.7, 69329.0], 'Bakersfield': [12.2, 46612.0], '7th Standard': [12.8, 55017.0], 'West Park': [13.6, 46542.0], 'Magunden': [13.8, 43337.0], 'Rosedale': [14.3, 46673.0], 'Kern Power': [14.7, 46879.0], 'Renfro': [16.6, 45021.0], 'Stockdale': [17.8, 39827.0], 'Lamont': [18.9, 23821.0], 'Unknown - 3327': [18.9, 24165.0], 'Rio Bravo': [18.9, 40419.0], 'Tevis': [19.2, 37666.0], 'Shafter': [20.5, 44354.0], 'Vestal': [20.8, 62298.0], 'Charca': [21.0, 59282.0], 'Grimmway-Malaga': [22.2, 10685.0], 'Tupman': [22.6, 26356.0], 'Semitropic': [27.1, 13964.0], 'Norco': [27.3, 9210.0], 'Midway': [29.9, 5173.0], 'Smyrna': [30.0, 12245.0], 'Wheeler Ridge': [32.5, 4582.0], 'Elk Hills': [33.0, 3422.0], 'Midway - Wheeler Ridge (Proposed)': [34.9, 54.0], 'Goose Lake': [35.1, 1310.0], 'Olive': [36.0, 7469.0], 'Springville': [37.9, 5278.0], 'Alpaugh': [39.5, 4.0]} | 545268.5 | 93357.2109 | 17.12% | 451911.2891 | 82.88% | 136476.9062 | 25.03% | 380020.5312 | 69.69% | 8.0485 | 32630.9473 | 5.984% | 159603.2969 | 29.27% | 225504.1094 | 41.36% | 0 | 0% | 278621.6562 | 51.1% | 266646.8438 | 68455.125 | 12.55% | 476813.375 | 118038.0391 | 21.65% | 427230.4609 | 299255.2188 | 54.88% | 246013.2812 | 200075.1719 | 36.69% | 345193.3281 | 8162.6411 | 1.497% | 537105.8589
214 | Walnut | GREATER LA METRO | {'Olinda': [4.6, 4700.0], 'Rio Hondo': [6.9, 1924.0], 'Mesa': [9.4, 913.0], 'Center': [10.5, 903.0], 'Laguna Bell': [11.6, 363.0], 'Goodrich': [12.6, 376.0], 'Del Amo': [13.9, 436.0], 'Barre': [13.9, 1856.0], 'Lewis': [14.0, 2718.0], 'Villa Park': [14.9, 4610.0], 'Serrano': [15.4, 4610.0], 'Lighthipe': [15.6, 193.0], 'Chino': [15.6, 4656.0], 'Alamitos': [18.8, 226.0], 'Padua': [19.4, 4545.0], 'Gould': [20.0, 132.0], 'Hinson': [20.4, 0.0], 'Johanna': [21.1, 2009.0], 'Arcogen': [21.4, 0.0], 'Mira Loma': [22.1, 4656.0], 'Ellis': [22.3, 308.0], 'Harborgen': [22.5, 0.0], 'Long Beach': [23.0, 0.0], 'La Fresa': [24.0, 0.0], 'Rancho Vista': [24.5, 4368.0], 'La Cienega': [24.6, 41.0], 'Etiwanda': [24.9, 4351.0], 'Huntington Beach': [25.0, 111.0], 'El Nido': [25.5, 0.0], 'Santiago': [25.9, 1102.0], 'Chevmain': [27.0, 0.0], 'Redondo': [27.5, 0.0], 'El Segundo': [28.0, 0.0], 'Viejo': [29.4, 918.0], 'Lee Lake (Proposed)': [33.8, 1868.0], 'Vincent': [34.3, 132.0], 'Trabuco': [34.6, 111.0], 'Vista': [36.3, 2659.0], 'Margarita': [36.6, 111.0], 'Sylmar-Pac Intertie': [37.6, 44.0], 'Capistrano': [37.9, 111.0]} | 19094.6016 | 4788.748 | 25.08% | 14305.8535 | 74.92% | 2046.4716 | 10.72% | 11950.1105 | 62.58% | 12.8667 | 474.4947 | 2.485% | 1280.4282 | 6.706% | 3546.6455 | 18.57% | 11476.5244 | 60.1% | 5722.2339 | 29.97% | 13372.3677 | 2215.3132 | 11.6% | 16879.2883 | 5066.1899 | 26.53% | 14028.4116 | 10920.2061 | 57.19% | 8174.3955 | 4575.8398 | 23.96% | 14518.7617 | 3860.2283 | 20.22% | 15234.3733
215 | Chevmain | GREATER LA METRO | {'El Segundo': [1.2, 3739.0], 'El Nido': [1.8, 3686.0], 'Redondo': [3.8, 2899.0], 'La Fresa': [4.6, 2931.0], 'La Cienega': [6.9, 2947.0], 'Arcogen': [10.9, 2289.0], 'Hinson': [11.9, 2289.0], 'Harborgen': [13.2, 2273.0], 'Lighthipe': [13.2, 2395.0], 'Long Beach': [13.9, 2265.0], 'Laguna Bell': [15.5, 2412.0], 'Center': [17.2, 2389.0], 'Del Amo': [18.0, 2252.0], 'Mesa': [19.2, 801.0], 'Alamitos': [19.9, 2240.0], 'Goodrich': [24.9, 195.0], 'Barre': [25.1, 2103.0], 'Gould': [25.2, 492.0], 'Walnut': [27.0, 0.0], 'Olinda': [27.8, 61.0], 'Rio Hondo': [28.0, 189.0], 'Sylmar-Pac Intertie': [28.3, 1423.0], 'Lewis': [29.7, 1959.0], 'Huntington Beach': [30.2, 2104.0], 'Ellis': [30.4, 2100.0], 'Villa Park': [33.2, 28.0], 'Johanna': [34.2, 537.0], 'Serrano': [35.6, 8.0], 'Saugus': [37.2, 0.0], 'Pardee': [38.4, 0.0], 'Moorpark': [38.8, 10.0]} | 10243.6738 | 3751.3076 | 36.62% | 6492.3662 | 63.38% | 1762.4552 | 17.21% | 4049.9486 | 39.54% | 20.8333 | 0 | 0% | 0 | 0% | 2334.3479 | 22.79% | 2626.1797 | 25.64% | 1170.1719 | 11.42% | 9073.502 | 1628.2715 | 15.9% | 8615.4023 | 4471.3379 | 43.65% | 5772.3359 | 5080.1299 | 49.59% | 5163.5439 | 1196.1429 | 11.68% | 9047.5309 | 854.451 | 8.341% | 9389.2228
216 | Long Beach |  | {'Harborgen': [0.9, 2381.0], 'Arcogen': [3.7, 2352.0], 'Hinson': [3.7, 2361.0], 'Alamitos': [7.3, 2368.0], 'Lighthipe': [8.4, 2341.0], 'Del Amo': [9.3, 2380.0], 'La Fresa': [9.5, 2293.0], 'Redondo': [11.0, 2277.0], 'El Nido': [12.4, 2270.0], 'Center': [13.2, 2250.0], 'Chevmain': [13.9, 2265.0], 'Barre': [14.3, 2231.0], 'El Segundo': [15.0, 2253.0], 'Laguna Bell': [15.2, 2221.0], 'Huntington Beach': [16.5, 2232.0], 'Ellis': [17.2, 2228.0], 'La Cienega': [18.4, 1461.0], 'Lewis': [19.0, 2087.0], 'Mesa': [19.8, 606.0], 'Olinda': [21.4, 104.0], 'Johanna': [21.8, 665.0], 'Villa Park': [22.8, 156.0], 'Walnut': [23.0, 0.0], 'Serrano': [25.4, 136.0], 'Santiago': [27.2, 126.0], 'Rio Hondo': [27.3, 0.0], 'Goodrich': [27.7, 0.0], 'Gould': [31.5, 0.0], 'Viejo': [34.3, 65.0], 'Trabuco': [34.7, 75.0], 'Chino': [35.3, 0.0], 'Capistrano': [36.7, 49.0], 'Margarita': [37.5, 33.0]} | 10242.1963 | 2393.5627 | 23.37% | 7848.6335 | 76.63% | 1009.6678 | 9.858% | 3042.0319 | 29.7% | 47 | 0 | 0% | 0 | 0% | 136.4639 | 1.332% | 0 | 0% | 10.7529 | 0.105% | 10231.4434 | 1553.6212 | 15.17% | 8688.5751 | 7788.5952 | 76.04% | 2453.6011 | 7799.3477 | 76.15% | 2442.8486 | 0 | 0% | 10242.1963 | 350.8864 | 3.426% | 9891.3099
217 | Pit 1 | NORTHERN CALIFORNIA | {'New Sub - Pit 1 - Cottonwood (Proposed)': [20.5, 27433.0], 'Cove Road': [23.9, 24885.0], 'Round Mt.': [26.2, 17992.0]} | 506506.8438 | 91103.2422 | 17.99% | 415403.6016 | 82.01% | 286877 | 56.64% | 204495.6562 | 40.37% | 5 | 34284.6914 | 6.769% | 409.9398 | 0.08093% | 443601.5938 | 87.58% | 0 | 0% | 182810.3281 | 36.09% | 323696.5156 | 77831.4609 | 15.37% | 428675.3828 | 67616.5078 | 13.35% | 438890.3359 | 236783.1562 | 46.75% | 269723.6875 | 297816.9375 | 58.8% | 208689.9062 | 32126.4316 | 6.343% | 474380.4121
218 | Cove Rd | NORTHERN CALIFORNIA | {'Round Mt.': [4.9, 37170.0], 'New Sub - Pit 1 - Cottonwood (Proposed)': [6.8, 42238.0], 'Pit 1': [23.9, 24885.0], 'Jessup': [35.5, 1315.0], 'Cottonwood': [37.5, 1098.0]} | 426009.1875 | 44244.1602 | 10.39% | 381765.0273 | 89.61% | 229153.7812 | 53.79% | 181508 | 42.61% | 4.9502 | 7794.3096 | 1.83% | 570.3501 | 0.1339% | 390041.8438 | 91.56% | 26327.5059 | 6.18% | 199857.2812 | 46.91% | 226151.9062 | 96556.0156 | 22.67% | 329453.1719 | 112590.7578 | 26.43% | 313418.4297 | 260098.7031 | 61.05% | 165910.4844 | 279761.875 | 65.67% | 146247.3125 | 26998.6914 | 6.338% | 399010.4961
219 | Drum | NORTHERN CALIFORNIA | {'Brunswick': [14.5, 45557.0], 'Summit': [21.2, 17708.0], 'Higgins': [22.8, 14439.0], 'Colgate': [23.2, 26305.0], 'Placerville': [36.3, 250.0]} | 268597.2812 | 62351.3789 | 23.21% | 206245.9023 | 76.79% | 90517.2422 | 33.7% | 111826.6797 | 41.63% | 12.9483 | 374.1936 | 0.1393% | 133.372 | 0.04966% | 101057.5 | 37.62% | 123725.3125 | 46.06% | 75246.7422 | 28.01% | 193350.5391 | 34346.5586 | 12.79% | 234250.7227 | 51153.1133 | 19.04% | 217444.168 | 124646.8047 | 46.41% | 143950.4766 | 120757.5547 | 44.96% | 147839.7266 | 8655.7539 | 3.223% | 259941.5273
220 | Vierra | NORTHERN CALIFORNIA | {'Ripon': [7.6, 45065.0], 'Weber': [8.6, 43427.0], 'Stagg': [14.0, 34660.0], 'Westley': [15.5, 17656.0], 'Tesla': [17.0, 4272.0], 'Midway Green Ridge Services': [17.8, 3807.0], 'Kelso': [18.0, 3137.0], 'Delta Pumps': [18.9, 2628.0], 'Eight Mile': [18.9, 20113.0], 'Riverbank': [20.1, 39318.0], 'Bellota': [20.7, 40911.0], 'Lockeford': [22.9, 31924.0], 'Brentwood': [23.5, 1632.0], 'Warnerville': [26.1, 24682.0], 'Cayetano': [27.5, 1632.0], 'Rancho Seco - Bellota (Proposed)': [27.7, 23540.0], 'Lone Tree': [28.4, 0.0], 'Crow Creek': [30.2, 1321.0], 'Fink (Proposed)': [30.5, 1242.0], 'Contra Costa': [31.1, 0.0], 'Camanche': [31.8, 9288.0], 'Grand Island': [34.6, 808.0], 'Kirker': [37.8, 0.0], 'Pittsburg': [37.8, 0.0], 'Birds Landing': [37.8, 0.0], 'Miller': [38.6, 35.0], 'Clayton': [39.3, 0.0]} | 527098.5 | 46914.6719 | 8.901% | 480183.8281 | 91.1% | 78654.3672 | 14.92% | 344179.2266 | 65.3% | 14.9596 | 90728.4141 | 17.21% | 315405.9375 | 59.84% | 0 | 0% | 0 | 0% | 207068.5625 | 39.28% | 320029.9375 | 89094.0469 | 16.9% | 438004.4531 | 104287.125 | 19.79% | 422811.375 | 244588.7812 | 46.4% | 282509.7188 | 37682.1875 | 7.149% | 489416.3125 | 23785.1426 | 4.512% | 503313.3574
221 | Coyote | NORTHERN CALIFORNIA | #N/A | 205409.4219 | 14454.8008 | 7.037% | 190954.6211 | 92.96% | 58383.6367 | 28.42% | 92367.5508 | 44.97% | 14.7162 | 4092.5034 | 1.992% | 6010.5571 | 2.926% | 124935.3438 | 60.82% | 57394.2969 | 27.94% | 136582.375 | 66.49% | 68827.0469 | 52374.6992 | 25.5% | 153034.7227 | 93208.1016 | 45.38% | 112201.3203 | 167760.1406 | 81.67% | 37649.2812 | 127023.6016 | 61.84% | 78385.8203 | 6607.0596 | 3.217% | 198802.3623
222 | Metcalf | NORTHERN CALIFORNIA | {'Metcalf 1': [0.3, 14413.0], 'Hicks': [8.5, 10732.0], 'Scott': [15.7, 3115.0], 'Los Esteros': [17.5, 2888.0], 'Llagas': [18.1, 10317.0], 'Newark': [23.4, 2400.0], 'Moss Landing': [28.7, 7696.0], 'Hollister': [31.1, 6084.0], 'Eastshore': [34.5, 137.0], 'Miller': [34.7, 0.0], 'Fink (Proposed)': [34.8, 0.0], 'Crow Creek': [35.2, 0.0], 'Tesla': [35.4, 0.0], 'Cayetano': [35.7, 1.0], 'Midway Green Ridge Services': [36.0, 0.0], 'Quinto': [38.0, 0.0], 'Westley': [38.7, 0.0]} | 205436.0469 | 14416.5039 | 7.018% | 191019.543 | 92.98% | 59038.1797 | 28.74% | 92675.3047 | 45.11% | 14 | 4071.5186 | 1.982% | 5874.6006 | 2.86% | 126507.9922 | 61.58% | 56111.6875 | 27.31% | 136684.2344 | 66.53% | 68751.8125 | 53024.2617 | 25.81% | 152411.7852 | 92709.0625 | 45.13% | 112726.9844 | 167435.0312 | 81.5% | 38001.0156 | 127965.6719 | 62.29% | 77470.375 | 6629.3472 | 3.227% | 198806.6997
223 | Diablo | SPGE | {'Morro Bay': [10.9, 7081.0], 'San Luis Obispo': [12.4, 16291.0], 'Oceano': [17.0, 14243.0], 'Templeton': [25.2, 2051.0], 'Mesa': [26.5, 12172.0], 'Sisquoc': [37.4, 1149.0]} | 126322.4141 | 16296.7402 | 12.9% | 110025.6738 | 87.1% | 26234.8086 | 20.77% | 84686.0664 | 67.04% | 9.496 | 4220.9014 | 3.341% | 7545.7271 | 5.973% | 48808.125 | 38.64% | 42851.7461 | 33.92% | 46819.9766 | 37.06% | 79502.4375 | 30044.0957 | 23.78% | 96278.3184 | 63134.1875 | 49.98% | 63188.2266 | 83394.8672 | 66.02% | 42927.5469 | 59293.6211 | 46.94% | 67028.793 | 11761.4258 | 9.311% | 114560.9883
224 | Coolwater | GREATER KRAMER | {'Tortilla': [10.0, 11018.0], 'Calcite': [23.9, 7.0], 'Pisgah': [27.3, 31108.0], 'Lugo - Pisgah (Proposed)': [34.4, 0.0], 'Roadway': [37.5, 249.0], 'Victor': [39.2, 0.0]} | 153109.4219 | 38825.2344 | 25.36% | 114284.1875 | 74.64% | 16906.0684 | 11.04% | 77268.0957 | 50.47% | 21.5399 | 1328.3738 | 0.8676% | 3713.6292 | 2.425% | 0 | 0% | 0 | 0% | 80326.5 | 52.46% | 72782.9219 | 43066.793 | 28.13% | 110042.6289 | 27752.4336 | 18.13% | 125356.9883 | 90736.0625 | 59.26% | 62373.3594 | 61574.7031 | 40.22% | 91534.7188 | 4266.3257 | 2.786% | 148843.0962
225 | San Onofre | GREATER LA METRO | {'Talega': [5.8, 4572.0], 'Capistrano': [11.8, 1153.0], 'Margarita': [13.1, 3131.0], 'Trabuco': [15.0, 1147.0], 'San Luis Rey': [16.8, 2212.0], 'Encina': [20.4, 784.0], 'Viejo': [21.1, 1320.0], 'Palomar Airport': [23.0, 780.0], 'Santiago': [23.8, 1128.0], 'Lee Lake (Proposed)': [26.9, 2909.0], 'Johanna': [29.3, 375.0], 'Escondido': [30.4, 773.0], 'Huntington Beach': [31.0, 39.0], 'Ellis': [31.3, 48.0], 'Valley': [34.3, 3399.0], 'Serrano': [34.4, 128.0], 'Villa Park': [34.7, 88.0], 'Lewis': [36.2, 19.0], 'Penasquitos': [36.6, 6.0], 'Barre': [39.0, 4.0]} | 55108.6719 | 5322.1265 | 9.658% | 49786.5454 | 90.34% | 8334.3545 | 15.12% | 16593.1104 | 30.11% | 32.6545 | 8712.5898 | 15.81% | 618.4607 | 1.122% | 31100.4668 | 56.43% | 21494.0195 | 39% | 30359.2402 | 55.09% | 24749.4316 | 26135.5664 | 47.43% | 28973.1055 | 27025.1426 | 49.04% | 28083.5293 | 47095.1172 | 85.46% | 8013.5547 | 15725.0381 | 28.53% | 39383.6338 | 3330.1367 | 6.043% | 51778.5352
226 | Woodland | NORTHERN CALIFORNIA | {'Davis': [9.3, 20356.0], 'Madison': [11.3, 21130.0], 'Putah Creek': [16.7, 19119.0], 'Vaca-Dixon & Gc Yard': [21.0, 14548.0], 'Rio Oso': [23.7, 11392.0], 'Pleasant Grove': [26.4, 9016.0], 'Peabody': [29.5, 8958.0], 'Olivehurst': [30.9, 3723.0], 'Grand Island': [32.2, 2665.0], 'Gold Hill': [33.7, 5098.0], 'Pease': [34.4, 26.0], 'East Marysville': [35.2, 103.0], 'Shiloh III': [35.5, 4367.0], 'Birds Landing': [38.5, 781.0], 'Cortina': [39.4, 0.0]} | 543949.5625 | 31074.7891 | 5.713% | 512874.7734 | 94.29% | 57728.2461 | 10.61% | 448989.6289 | 82.54% | 8.9212 | 102749.625 | 18.89% | 323267.25 | 59.43% | 21749.8926 | 3.999% | 0 | 0% | 251885.3281 | 46.31% | 292064.2344 | 57400.0781 | 10.55% | 486549.4844 | 209971.9688 | 38.6% | 333977.5938 | 368777.0312 | 67.8% | 175172.5312 | 24525.6523 | 4.509% | 519423.9102 | 27974.5918 | 5.143% | 515974.9707
227 | Donnells | NORTHERN CALIFORNIA | {'Curtis': [24.4, 25051.0], 'New Melones': [34.0, 1988.0], 'Peoria': [34.6, 256.0], 'Chinese Station': [35.3, 89.0]} | 291548.3438 | 81959.8672 | 28.11% | 209588.4766 | 71.89% | 163614.6094 | 56.12% | 102507.3594 | 35.16% | 10.6909 | 26.6637 | 0.009146% | 0 | 0% | 162190.9688 | 55.63% | 68276.4141 | 23.42% | 35631.8945 | 12.22% | 255916.4492 | 28353.8105 | 9.725% | 263194.5332 | 56795.9375 | 19.48% | 234752.4062 | 86819.1562 | 29.78% | 204729.1875 | 164895.6406 | 56.56% | 126652.7031 | 7122.521 | 2.443% | 284425.8228
228 | Mandalay | GREATER LA METRO | {'Santa Clara': [7.5, 51506.0], 'Moorpark': [20.4, 36094.0]} | 151254.7812 | 51553.6562 | 34.08% | 99701.125 | 65.92% | 25492.7129 | 16.85% | 105272.4434 | 69.6% | 7.91 | 16857.4199 | 11.15% | 25030.6973 | 16.55% | 7217.0005 | 4.771% | 101106.0625 | 66.84% | 42727.9141 | 28.25% | 108526.8672 | 8435.7949 | 5.577% | 142818.9863 | 19419.0684 | 12.84% | 131835.7129 | 57524.8281 | 38.03% | 93729.9531 | 37242.4531 | 24.62% | 114012.3281 | 10628.0527 | 7.027% | 140626.7285
229 | North Gila | ARIZONA MINOR | {} | 77238.0703 | 10790.9629 | 13.97% | 66447.1074 | 86.03% | 50009.6289 | 64.75% | 24449.3398 | 31.65% | 3.6682 | 3229.9534 | 4.182% | 11970.8311 | 15.5% | 0 | 0% | 0 | 0% | 381.9376 | 0.4945% | 76856.1328 | 40359.2852 | 52.25% | 36878.7852 | 35096.7656 | 45.44% | 42141.3047 | 40416.6094 | 52.33% | 36821.4609 | 40037.8477 | 51.84% | 37200.2227 | 3361.6489 | 4.352% | 73876.4214
230 | Eight Mile | NORTHERN CALIFORNIA | {'Stagg': [4.8, 52512.0], 'Weber': [12.2, 41093.0], 'Lockeford': [12.5, 58155.0], 'Grand Island': [16.6, 18016.0], 'Vierra': [18.9, 20113.0], 'Brentwood': [19.0, 1007.0], 'Bellota': [20.0, 46211.0], 'Rancho Seco - Bellota (Proposed)': [21.3, 46778.0], 'Kelso': [21.9, 414.0], 'Camanche': [22.0, 42585.0], 'Delta Pumps': [22.3, 186.0], 'Lone Tree': [22.3, 1007.0], 'Contra Costa': [22.5, 1007.0], 'Ripon': [24.4, 18304.0], 'Birds Landing': [25.1, 1007.0], 'Midway Green Ridge Services': [25.7, 186.0], 'Tesla': [26.0, 273.0], 'Shiloh III': [26.7, 1007.0], 'Pittsburg': [28.4, 1007.0], 'Kirker': [28.9, 1007.0], 'Cayetano': [30.9, 0.0], 'Riverbank': [32.5, 15826.0], 'Clayton': [33.2, 882.0], 'Westley': [34.4, 3991.0], 'Peabody': [35.9, 1007.0], 'Vaca-Dixon & Gc Yard': [37.8, 9.0], 'Warnerville': [38.2, 2564.0], 'Davis': [38.8, 16.0]} | 536431.1875 | 61359.7148 | 11.44% | 475071.4727 | 88.56% | 78524.625 | 14.64% | 345556.3125 | 64.42% | 13.2391 | 132929.875 | 24.78% | 309778.3125 | 57.75% | 0 | 0% | 0 | 0% | 65259.4727 | 12.17% | 471171.7148 | 73889.0547 | 13.77% | 462542.1328 | 119381.4297 | 22.25% | 417049.7578 | 166872.6562 | 31.11% | 369558.5312 | 4531.2388 | 0.8447% | 531899.9487 | 47713.3438 | 8.895% | 488717.8438
231 | Kern Power | SPGE | {'Rosedale': [1.1, 90611.0], 'West Park': [3.2, 85967.0], 'Renfro': [3.8, 86503.0], '7th Standard': [4.5, 74934.0], 'Tevis': [4.5, 82329.0], 'Stockdale': [4.7, 82472.0], 'Bakersfield': [5.3, 80356.0], 'Kern Oil': [6.0, 75797.0], 'Sycamore': [7.8, 70475.0], 'Lerdo': [8.9, 61613.0], 'Columbus': [9.0, 69553.0], 'Tupman': [9.9, 62489.0], 'Magunden': [10.0, 69314.0], 'Rio Bravo': [10.2, 59809.0], 'Cal Water': [11.5, 64334.0], 'Norco': [13.6, 45026.0], 'Unknown - 3327': [14.4, 51045.0], 'Lamont': [14.5, 50552.0], 'Poso Mt.': [14.7, 46879.0], 'Shafter': [15.5, 44534.0], 'Grimmway-Malaga': [16.2, 40319.0], 'Elk Hills': [19.0, 34872.0], 'Midway': [20.1, 18787.0], 'Midway - Wheeler Ridge (Proposed)': [20.3, 32472.0], 'Charca': [20.3, 43195.0], 'Wheeler Ridge': [21.2, 39125.0], 'Semitropic': [24.5, 18383.0], 'Taft': [27.5, 15169.0], 'Smyrna': [30.8, 6169.0], 'Goose Lake': [31.2, 10534.0], 'Vestal': [31.9, 16848.0], 'Temblor': [33.8, 4116.0], 'Pastoria': [33.9, 8922.0], 'Kernridge': [36.5, 2238.0]} | 595068.9375 | 91934.9922 | 15.45% | 503133.9453 | 84.55% | 108132.2969 | 18.17% | 450752.3281 | 75.75% | 9.3261 | 84986.6562 | 14.28% | 274924.625 | 46.2% | 62799.1406 | 10.55% | 0 | 0% | 183224.2188 | 30.79% | 411844.7188 | 130263.9922 | 21.89% | 464804.9453 | 229075.4062 | 38.5% | 365993.5312 | 319773.8125 | 53.74% | 275295.125 | 52431.7773 | 8.811% | 542637.1602 | 26604.5781 | 4.471% | 568464.3594
232 | Renfro | SPGE | {'Kern Power': [3.8, 86503.0], '7th Standard': [4.0, 78008.0], 'Rosedale': [4.9, 85179.0], 'Tevis': [5.1, 79862.0], 'Tupman': [6.4, 70637.0], 'Rio Bravo': [6.6, 66298.0], 'West Park': [7.0, 80537.0], 'Stockdale': [7.3, 79850.0], 'Lerdo': [7.8, 66980.0], 'Kern Oil': [8.9, 72226.0], 'Bakersfield': [9.0, 75056.0], 'Norco': [10.8, 51782.0], 'Sycamore': [10.8, 67474.0], 'Shafter': [12.3, 51023.0], 'Columbus': [12.7, 64288.0], 'Magunden': [13.8, 64014.0], 'Cal Water': [15.0, 59100.0], 'Midway': [16.3, 25018.0], 'Elk Hills': [16.4, 39811.0], 'Poso Mt.': [16.6, 45021.0], 'Charca': [17.7, 49660.0], 'Unknown - 3327': [18.1, 46515.0], 'Lamont': [18.2, 46025.0], 'Midway - Wheeler Ridge (Proposed)': [19.3, 33137.0], 'Grimmway-Malaga': [19.7, 35662.0], 'Semitropic': [21.3, 24855.0], 'Wheeler Ridge': [23.2, 37445.0], 'Taft': [25.0, 17245.0], 'Goose Lake': [27.7, 16810.0], 'Smyrna': [28.1, 12503.0], 'Temblor': [30.0, 8519.0], 'Vestal': [31.7, 16331.0], 'Kernridge': [32.7, 6643.0], 'Pastoria': [36.1, 5884.0], 'Olive': [38.6, 15.0]} | 588452.8125 | 95027.0703 | 16.15% | 493425.7422 | 83.85% | 104136.5078 | 17.7% | 446861.6797 | 75.94% | 9.5333 | 95793.8125 | 16.28% | 277945.4062 | 47.23% | 33179.5039 | 5.638% | 0 | 0% | 159610.5312 | 27.12% | 428842.2812 | 126757.2891 | 21.54% | 461695.5234 | 233473.1719 | 39.68% | 354979.6406 | 318408.6875 | 54.11% | 270044.125 | 25196.8555 | 4.282% | 563255.957 | 26503.0566 | 4.504% | 561949.7559
233 | Highwind | GREATER TEHACHAPI | {'Windhub': [7.1, 98100.0], 'Whirlwind': [16.9, 74483.0], 'Pastoria': [28.7, 9976.0], 'Antelope': [28.8, 48422.0], 'Grimmway-Malaga': [29.1, 7816.0], 'Lamont': [30.5, 4648.0], 'Unknown - 3327': [30.6, 4560.0], 'Bailey': [31.7, 14952.0], 'Wheeler Ridge': [33.9, 382.0], 'Magunden': [35.6, 0.0], 'Cal Water': [37.0, 0.0], 'Columbus': [37.9, 0.0]} | 370079.375 | 103936.3125 | 28.08% | 266143.0625 | 71.92% | 79534.7109 | 21.49% | 130234.5234 | 35.19% | 29.3333 | 728.8181 | 0.1969% | 5066.3823 | 1.369% | 157701.0625 | 42.61% | 50885.7461 | 13.75% | 149052.0938 | 40.28% | 221027.2812 | 69321.9922 | 18.73% | 300757.3828 | 98023.7734 | 26.49% | 272055.6016 | 222257.0781 | 60.06% | 147822.2969 | 140446.7188 | 37.95% | 229632.6562 | 4445.3784 | 1.201% | 365633.9966
234 | Sylmar | GREATER LA METRO | {'Saugus': [9.1, 23077.0], 'Pardee': [10.4, 22495.0], 'Gould': [18.8, 7075.0], 'La Cienega': [22.1, 2552.0], 'Moorpark': [23.1, 4213.0], 'Vincent': [25.1, 13556.0], 'Goodrich': [25.9, 2286.0], 'El Segundo': [27.7, 2072.0], 'Chevmain': [28.3, 1423.0], 'Antelope': [28.7, 15458.0], 'Mesa': [29.0, 712.0], 'El Nido': [29.2, 1378.0], 'Laguna Bell': [30.4, 352.0], 'La Fresa': [31.5, 641.0], 'Redondo': [32.2, 597.0], 'Rio Hondo': [32.8, 637.0], 'Center': [34.4, 195.0], 'Lighthipe': [34.7, 106.0], 'Bailey': [36.1, 871.0], 'Arcogen': [36.7, 0.0], 'Hinson': [37.1, 0.0], 'Walnut': [37.6, 44.0], 'Whirlwind': [38.4, 72.0], 'Del Amo': [39.1, 0.0], 'Santa Clara': [39.1, 0.0], 'Harborgen': [39.5, 0.0]} | 163204.1719 | 26787.293 | 16.41% | 136416.8789 | 83.59% | 58324.8594 | 35.74% | 71105.1328 | 43.57% | 17.6667 | 900.5598 | 0.5518% | 4019.426 | 2.463% | 6780.7539 | 4.155% | 156291.4219 | 95.76% | 79246.2031 | 48.56% | 83957.9688 | 7188.873 | 4.405% | 156015.2988 | 15672.8906 | 9.603% | 147531.2812 | 91185.3281 | 55.87% | 72018.8438 | 77836.3906 | 47.69% | 85367.7812 | 18873.375 | 11.56% | 144330.7969
235 | Westley | SPGE | {'Ripon': [12.6, 25223.0], 'Crow Creek': [14.7, 27250.0], 'Fink (Proposed)': [14.9, 27014.0], 'Vierra': [15.5, 17656.0], 'Riverbank': [20.9, 22271.0], 'Tesla': [21.7, 4175.0], 'Miller': [23.1, 22953.0], 'Midway Green Ridge Services': [23.2, 3710.0], 'Weber': [23.6, 14575.0], 'Warnerville': [24.8, 16961.0], 'Kelso': [26.4, 2905.0], 'Delta Pumps': [27.4, 2531.0], 'Stagg': [29.6, 11572.0], 'Bellota': [31.9, 11652.0], 'Quinto': [32.6, 4477.0], 'Cayetano': [32.8, 1632.0], 'Eight Mile': [34.4, 3991.0], 'Brentwood': [34.8, 1632.0], 'Lockeford': [37.3, 7472.0], 'Los Banos': [37.7, 504.0], 'Metcalf 1': [38.3, 0.0], 'Metcalf Energy Center': [38.7, 0.0], 'Lone Tree': [39.5, 0.0], 'Rancho Seco - Bellota (Proposed)': [39.9, 197.0]} | 505839.5625 | 45696.5547 | 9.034% | 460143.0078 | 90.97% | 102902.0078 | 20.34% | 303862.9297 | 60.07% | 14.8696 | 60706.7734 | 12% | 248253.3438 | 49.08% | 63803.7852 | 12.61% | 0 | 0% | 264134.7812 | 52.22% | 241704.7812 | 84890.1953 | 16.78% | 420949.3672 | 106094.2188 | 20.97% | 399745.3438 | 288831.8438 | 57.1% | 217007.7188 | 133008 | 26.29% | 372831.5625 | 15889.626 | 3.141% | 489949.9365
236 | GWF Hanford Sw Sta | SPGE | {'Waukena': [9.9, 210761.0], 'Leprino': [10.6, 229448.0], 'Corcoran': [12.2, 199114.0], 'Henrietta': [14.4, 195250.0], 'Mustang': [15.4, 185194.0], 'Kingsburg': [15.5, 115669.0], 'Rector': [22.6, 49695.0], 'McCall': [23.6, 65167.0], 'Alpaugh': [23.7, 92763.0], 'Wahtoke': [26.2, 50567.0], 'Reedley': [27.6, 38071.0], 'Olive': [28.0, 57779.0], 'Gates': [28.1, 55987.0], 'Schindler': [28.9, 27864.0], 'Mc Mullin': [29.3, 31062.0], 'Malaga': [29.6, 37559.0], 'Sanger': [30.3, 38951.0], 'California Ave': [31.7, 28725.0], 'West Fresno': [32.4, 26009.0], 'Kearney (New)': [32.8, 23156.0], 'Avenal': [33.1, 35841.0], 'Excelsior': [33.7, 5529.0], 'Gates-Midway (Proposed)': [34.5, 33134.0], 'Helm': [36.9, 4062.0], 'Arco': [37.2, 7124.0], 'Smyrna': [39.6, 1152.0]} | 636760.8125 | 275245.0312 | 43.23% | 361515.7812 | 56.77% | 115287.3984 | 18.11% | 443548.7266 | 69.66% | 10.75 | 306162.6562 | 48.08% | 268246.8125 | 42.13% | 0 | 0% | 0 | 0% | 57026.6133 | 8.956% | 579734.1992 | 30943.793 | 4.86% | 605817.0195 | 56159.8398 | 8.82% | 580600.9727 | 106852.9531 | 16.78% | 529907.8594 | 0 | 0% | 636760.8125 | 19412.6738 | 3.049% | 617348.1387
237 | Tevis | SPGE | {'Stockdale': [3.5, 84503.0], 'Kern Power': [4.5, 82329.0], 'Rosedale': [4.9, 81687.0], 'Renfro': [5.1, 79862.0], 'West Park': [6.3, 77367.0], '7th Standard': [8.3, 65484.0], 'Tupman': [8.3, 66206.0], 'Bakersfield': [8.4, 71630.0], 'Kern Oil': [10.3, 66489.0], 'Norco': [10.4, 49278.0], 'Rio Bravo': [11.3, 52532.0], 'Columbus': [12.0, 61022.0], 'Sycamore': [12.0, 61221.0], 'Magunden': [12.0, 62224.0], 'Lerdo': [12.5, 52163.0], 'Cal Water': [14.7, 55664.0], 'Unknown - 3327': [15.1, 51447.0], 'Lamont': [15.2, 50979.0], 'Elk Hills': [15.4, 39356.0], 'Midway - Wheeler Ridge (Proposed)': [15.8, 37632.0], 'Grimmway-Malaga': [15.9, 41251.0], 'Shafter': [17.1, 39001.0], 'Wheeler Ridge': [18.1, 44486.0], 'Midway': [19.1, 18521.0], 'Poso Mt.': [19.2, 37666.0], 'Charca': [22.8, 37007.0], 'Taft': [23.6, 19412.0], 'Semitropic': [26.1, 16345.0], 'Pastoria': [31.1, 10081.0], 'Goose Lake': [32.0, 10268.0], 'Temblor': [32.3, 3999.0], 'Smyrna': [33.1, 5271.0], 'Kernridge': [35.5, 2121.0], 'Vestal': [36.1, 7693.0]} | 580696.875 | 87818.6016 | 15.12% | 492878.2734 | 84.88% | 85748.6016 | 14.77% | 457770.3984 | 78.83% | 9.4583 | 87305.9922 | 15.03% | 300251.8125 | 51.71% | 20374.4883 | 3.509% | 0 | 0% | 129122.8984 | 22.24% | 451573.9766 | 124183.375 | 21.39% | 456513.5 | 227558.9531 | 39.19% | 353137.9219 | 290315.9688 | 49.99% | 290380.9062 | 17615.1582 | 3.033% | 563081.7168 | 25743.2109 | 4.433% | 554953.6641
238 | Otay Mesa | SAN DIEGO | {'Miguel': [8.3, 4183.0], 'Bay Boulevard': [11.0, 1442.0], 'Silvergate': [15.9, 1781.0], 'Mission': [19.6, 2251.0], 'Suncrest': [21.0, 4929.0], 'Old Town': [21.1, 874.0], 'Kearny': [22.0, 2232.0], 'Sycamore Canyon': [24.6, 3318.0], 'Penasquitos': [29.7, 778.0], 'Suncrest - Ocotillo (Proposed)': [31.1, 3308.0], 'Boulevard': [37.8, 1279.0], 'Escondido': [39.8, 0.0]} | 67159.1172 | 5777.2593 | 8.602% | 61381.8579 | 91.4% | 8286.334 | 12.34% | 33402.1777 | 49.74% | 19.5619 | 120.142 | 0.1789% | 67.2157 | 0.1001% | 6266.8667 | 9.331% | 55888.4922 | 83.22% | 9343.4619 | 13.91% | 57815.6553 | 28850.9551 | 42.96% | 38308.1621 | 53553.0312 | 79.74% | 13606.0859 | 54221.6914 | 80.74% | 12937.4258 | 32319.1289 | 48.12% | 34839.9883 | 2383.9558 | 3.55% | 64775.1614
239 | Redondo | GREATER LA METRO | {'El Nido': [3.4, 2903.0], 'La Fresa': [3.5, 2747.0], 'Chevmain': [3.8, 2899.0], 'El Segundo': [4.6, 2886.0], 'Arcogen': [8.6, 2301.0], 'Hinson': [9.7, 2300.0], 'Harborgen': [10.4, 2284.0], 'La Cienega': [10.5, 2095.0], 'Long Beach': [11.0, 2277.0], 'Lighthipe': [12.4, 2300.0], 'Laguna Bell': [16.4, 2228.0], 'Del Amo': [16.7, 2263.0], 'Center': [17.1, 2205.0], 'Alamitos': [17.6, 2251.0], 'Mesa': [20.6, 606.0], 'Barre': [23.5, 2114.0], 'Goodrich': [27.1, 0.0], 'Huntington Beach': [27.4, 2115.0], 'Walnut': [27.5, 0.0], 'Olinda': [27.6, 72.0], 'Ellis': [28.0, 2111.0], 'Gould': [28.2, 275.0], 'Lewis': [28.2, 1970.0], 'Rio Hondo': [29.3, 0.0], 'Villa Park': [31.9, 39.0], 'Johanna': [32.2, 548.0], 'Sylmar-Pac Intertie': [32.2, 597.0], 'Serrano': [34.4, 19.0], 'Santiago': [37.9, 9.0]} | 7464.9775 | 2909.9551 | 38.98% | 4555.0225 | 61.02% | 1174.8964 | 15.74% | 3573.8121 | 47.87% | 22 | 0 | 0% | 0 | 0% | 1223.0173 | 16.38% | 496.7212 | 6.654% | 352.3443 | 4.72% | 7112.6333 | 468.9365 | 6.282% | 6996.041 | 3505.5547 | 46.96% | 3959.4229 | 3857.8989 | 51.68% | 3607.0786 | 569.2048 | 7.625% | 6895.7727 | 310.7697 | 4.163% | 7154.2078
240 | Arkansas | GREATER IMPERIAL | {'Sonora': [2.7, 77508.0], 'Bannister': [7.8, 69815.0], 'El Centro': [23.2, 43411.0], 'Highline': [27.5, 32129.0], 'North Gila - IV (Proposed)': [31.1, 12090.0], 'Imperial Valley': [32.1, 15968.0], 'Red Bluff': [39.9, 0.0]} | 366055.3438 | 86869.2578 | 23.73% | 279186.0859 | 76.27% | 57316.7031 | 15.66% | 302268.7344 | 82.57% | 8 | 79845.5391 | 21.81% | 181133.0469 | 49.48% | 0 | 0% | 0 | 0% | 22597.2949 | 6.173% | 343458.0488 | 82025.9141 | 22.41% | 284029.4297 | 98701.3125 | 26.96% | 267354.0312 | 118375.9375 | 32.34% | 247679.4062 | 20981.6191 | 5.732% | 345073.7246 | 22295.6465 | 6.091% | 343759.6973
241 | California Water | SPGE | {'Columbus': [2.7, 65634.0], 'Magunden': [4.4, 64149.0], 'Sycamore': [5.5, 62668.0], 'Bakersfield': [6.3, 65695.0], 'Kern Oil': [6.9, 64116.0], 'West Park': [8.5, 65642.0], 'Lamont': [8.9, 44954.0], 'Unknown - 3327': [8.9, 45298.0], 'Poso Mt.': [10.0, 46314.0], 'Rosedale': [10.5, 65115.0], 'Kern Power': [11.5, 64334.0], 'Stockdale': [11.9, 59069.0], 'Grimmway-Malaga': [12.3, 31817.0], '7th Standard': [13.0, 58596.0], 'Tevis': [14.7, 55664.0], 'Renfro': [15.0, 59100.0], 'Lerdo': [15.1, 48818.0], 'Rio Bravo': [20.3, 42410.0], 'Tupman': [21.4, 35528.0], 'Wheeler Ridge': [23.4, 25714.0], 'Shafter': [24.3, 32305.0], 'Norco': [24.9, 17986.0], 'Charca': [27.1, 31534.0], 'Midway - Wheeler Ridge (Proposed)': [29.3, 16267.0], 'Elk Hills': [30.1, 8557.0], 'Vestal': [30.8, 17659.0], 'Midway': [31.1, 4102.0], 'Semitropic': [32.6, 5567.0], 'Pastoria': [33.7, 9269.0], 'Highwind': [37.0, 0.0], 'Smyrna': [37.3, 733.0], 'Taft': [38.3, 934.0]} | 495313.4375 | 67446.7266 | 13.62% | 427866.7109 | 86.38% | 102333.7656 | 20.66% | 363597.0781 | 73.41% | 8.6524 | 25973.5996 | 5.244% | 161841.6875 | 32.67% | 173161.9219 | 34.96% | 5330.7402 | 1.076% | 260243.125 | 52.54% | 235070.3125 | 94288.4922 | 19.04% | 401024.9453 | 155179.4062 | 31.33% | 340134.0312 | 299670.9062 | 60.5% | 195642.5312 | 158051.5312 | 31.91% | 337261.9062 | 14021.8506 | 2.831% | 481291.5869
242 | Grimway | SPGE | {'Lamont': [3.4, 45020.0], 'Unknown - 3327': [3.4, 45080.0], 'Magunden': [8.6, 38310.0], 'Columbus': [11.3, 35617.0], 'Cal Water': [12.3, 31817.0], 'Bakersfield': [12.6, 40360.0], 'Stockdale': [12.6, 42535.0], 'Wheeler Ridge': [12.7, 38421.0], 'West Park': [13.4, 41780.0], 'Rosedale': [15.2, 41164.0], 'Sycamore': [15.9, 29565.0], 'Tevis': [15.9, 41251.0], 'Kern Oil': [16.1, 32555.0], 'Kern Power': [16.2, 40319.0], 'Renfro': [19.7, 35662.0], '7th Standard': [20.2, 28228.0], 'Pastoria': [21.6, 15459.0], 'Poso Mt.': [22.2, 10685.0], 'Lerdo': [24.0, 14907.0], 'Tupman': [24.3, 25473.0], 'Midway - Wheeler Ridge (Proposed)': [24.6, 27115.0], 'Norco': [25.5, 21832.0], 'Rio Bravo': [26.3, 13877.0], 'Highwind': [29.1, 7816.0], 'Elk Hills': [29.2, 16602.0], 'Shafter': [31.7, 2574.0], 'Bailey': [32.8, 1117.0], 'Midway': [35.1, 1741.0], 'Windhub': [35.9, 5313.0], 'Whirlwind': [36.0, 3010.0], 'Taft': [36.0, 8481.0], 'Charca': [36.1, 1529.0]} | 465654.8438 | 51957.5977 | 11.16% | 413697.2461 | 88.84% | 85052.8516 | 18.27% | 339908.5234 | 73% | 9.9889 | 44876.1406 | 9.637% | 196774.4219 | 42.26% | 88802.4062 | 19.07% | 37605.7852 | 8.076% | 195636.2656 | 42.01% | 270018.5781 | 99409.4062 | 21.35% | 366245.4375 | 153665.3281 | 33% | 311989.5156 | 261916.5312 | 56.25% | 203738.3125 | 96320.7266 | 20.69% | 369334.1172 | 10898.6758 | 2.341% | 454756.168
243 | Viejo | GREATER LA METRO | {'Santiago': [7.2, 2150.0], 'Trabuco': [7.4, 1887.0], 'Margarita': [8.1, 2365.0], 'Capistrano': [10.7, 1846.0], 'Johanna': [12.5, 1518.0], 'Lee Lake (Proposed)': [12.5, 5556.0], 'Serrano': [14.0, 1666.0], 'Villa Park': [15.1, 1623.0], 'Talega': [15.3, 2048.0], 'Ellis': [17.4, 617.0], 'Lewis': [17.7, 1478.0], 'Huntington Beach': [19.4, 609.0], 'San Onofre': [21.1, 1320.0], 'Barre': [21.9, 968.0], 'Chino': [22.9, 1113.0], 'Mira Loma': [23.9, 2470.0], 'Olinda': [25.1, 1052.0], 'Alamitos': [27.2, 155.0], 'Valley': [28.5, 3614.0], 'Del Amo': [29.0, 99.0], 'Walnut': [29.4, 918.0], 'Rancho Vista': [29.7, 943.0], 'Etiwanda': [29.8, 943.0], 'Padua': [31.2, 889.0], 'Vista': [31.8, 2518.0], 'Center': [32.2, 0.0], 'Lighthipe': [34.0, 12.0], 'Long Beach': [34.3, 65.0], 'Harborgen': [34.6, 52.0], 'Hinson': [35.0, 32.0], 'Rio Hondo': [35.9, 394.0], 'Laguna Bell': [36.0, 0.0], 'San Luis Rey': [36.1, 7.0], 'Arcogen': [36.1, 23.0], 'San Bernardino': [36.7, 0.0], 'Mesa': [37.1, 0.0], 'El Casco': [38.5, 0.0]} | 78220.4531 | 6281.439 | 8.03% | 71939.0142 | 91.97% | 15321.1104 | 19.59% | 34166.1748 | 43.68% | 32.5928 | 1063.702 | 1.36% | 738.2139 | 0.9438% | 29077.7793 | 37.17% | 38794.9922 | 49.6% | 26386.8711 | 33.73% | 51833.582 | 33485.043 | 42.81% | 44735.4102 | 46087.5977 | 58.92% | 32132.8555 | 65178.9375 | 83.33% | 13041.5156 | 31575.4512 | 40.37% | 46645.002 | 8378.998 | 10.71% | 69841.4551
244 | Kelso | NORTHERN CALIFORNIA | {'Delta Pumps': [1.0, 8234.0], 'Midway Green Ridge Services': [5.0, 8490.0], 'Tesla': [6.2, 8158.0], 'Brentwood': [9.3, 5033.0], 'Cayetano': [10.0, 7238.0], 'Lone Tree': [13.4, 3430.0], 'Contra Costa': [17.1, 3256.0], 'Vierra': [18.0, 3137.0], 'Stagg': [19.3, 713.0], 'Weber': [21.5, 1651.0], 'Eight Mile': [21.9, 414.0], 'Clayton': [22.4, 3430.0], 'Kirker': [22.6, 2394.0], 'Pittsburg': [23.0, 2394.0], 'Ripon': [25.1, 3131.0], 'Birds Landing': [25.8, 1876.0], 'Westley': [26.4, 2905.0], 'Shiloh III': [28.9, 1876.0], 'Newark': [29.3, 3164.0], 'Grand Island': [30.0, 0.0], 'Eastshore': [30.5, 3280.0], 'Los Esteros': [31.3, 2176.0], 'Martinez': [31.8, 1409.0], 'Lockeford': [32.7, 409.0], 'Scott': [34.8, 2176.0], 'Bellota': [35.5, 414.0], 'Riverbank': [38.1, 287.0], 'Fink (Proposed)': [38.9, 0.0], 'Crow Creek': [38.9, 0.0], 'Peabody': [39.2, 0.0]} | 408358.0312 | 8742.9502 | 2.141% | 399615.0811 | 97.86% | 116486.5547 | 28.53% | 246605.4766 | 60.39% | 12 | 28320.5469 | 6.935% | 163529.875 | 40.05% | 69417.25 | 17% | 6995.6797 | 1.713% | 184085.5938 | 45.08% | 224272.4375 | 151596.7656 | 37.12% | 256761.2656 | 159895.6562 | 39.16% | 248462.375 | 242609.8906 | 59.41% | 165748.1406 | 83297.3281 | 20.4% | 325060.7031 | 29006.3945 | 7.103% | 379351.6367
245 | BlytheSC 161 kV | RIVERSIDE | {'Colorado River': [12.6, 51045.0]} | 245580.4844 | 51295.082 | 20.89% | 194285.4023 | 79.11% | 93270.2734 | 37.98% | 138905.8047 | 56.56% | 8.0177 | 37449.3359 | 15.25% | 52776.1602 | 21.49% | 0 | 0% | 0 | 0% | 88679.9844 | 36.11% | 156900.5 | 98076.5 | 39.94% | 147503.9844 | 72149.1562 | 29.38% | 173431.3281 | 129810.9297 | 52.86% | 115769.5547 | 89899.8281 | 36.61% | 155680.6562 | 5456.5239 | 2.222% | 240123.9604
246 | Windhub | GREATER TEHACHAPI | {'Highwind': [7.1, 98100.0], 'Whirlwind': [15.0, 101892.0], 'Antelope': [24.0, 75830.0], 'Pastoria': [32.6, 8927.0], 'Bailey': [33.2, 18422.0], 'Grimmway-Malaga': [35.9, 5313.0], 'Lamont': [37.5, 2145.0], 'Unknown - 3327': [37.6, 2057.0], 'Vincent': [39.0, 749.0], 'Wheeler Ridge': [39.6, 0.0]} | 398076.8125 | 134655.7031 | 33.83% | 263421.1094 | 66.17% | 66382.7109 | 16.68% | 120756.7891 | 30.34% | 38 | 1214.9755 | 0.3052% | 5850.9092 | 1.47% | 123598.2578 | 31.05% | 27690.166 | 6.956% | 134158.75 | 33.7% | 263918.0625 | 87171.8047 | 21.9% | 310905.0078 | 99258.4219 | 24.93% | 298818.3906 | 225172.7812 | 56.57% | 172904.0312 | 118350.0547 | 29.73% | 279726.7578 | 5099.8843 | 1.281% | 392976.9282
247 | Camanche | NORTHERN CALIFORNIA | {'Rancho Seco - Bellota (Proposed)': [5.8, 42533.0], 'Lockeford': [9.9, 46573.0], 'Bellota': [13.7, 36125.0], 'Eight Mile': [22.0, 42585.0], 'Stagg': [23.3, 41188.0], 'Weber': [23.4, 30635.0], 'Grand Island': [30.8, 12946.0], 'Gold Hill': [31.3, 6850.0], 'Riverbank': [31.4, 6553.0], 'Vierra': [31.8, 9288.0], 'Ripon': [32.3, 8110.0], 'New Melones': [32.6, 220.0], 'Warnerville': [34.8, 2613.0], 'Peoria': [35.8, 31.0], 'Chinese Station': [37.8, 0.0], 'Placerville': [38.0, 0.0]} | 477243.1562 | 54117.6836 | 11.34% | 423125.4727 | 88.66% | 55687.6016 | 11.67% | 290332.6797 | 60.84% | 16 | 94880.6406 | 19.88% | 103899.9453 | 21.77% | 111285.625 | 23.32% | 0 | 0% | 254105.4531 | 53.24% | 223137.7031 | 109503.7891 | 22.95% | 367739.3672 | 203948.6719 | 42.73% | 273294.4844 | 326844.625 | 68.49% | 150398.5312 | 158346.125 | 33.18% | 318897.0312 | 74234.6562 | 15.55% | 403008.5
248 | Whirlwind | GREATER TEHACHAPI | {'Antelope': [14.1, 107988.0], 'Windhub': [15.0, 101892.0], 'Highwind': [16.9, 74483.0], 'Bailey': [20.1, 28380.0], 'Pastoria': [23.7, 12879.0], 'Pardee': [30.2, 7523.0], 'Saugus': [31.2, 5263.0], 'Vincent': [31.4, 19422.0], 'Wheeler Ridge': [34.5, 0.0], 'Grimmway-Malaga': [36.0, 3010.0], 'Sylmar-Pac Intertie': [38.4, 72.0], 'Lamont': [38.6, 82.0], 'Unknown - 3327': [38.7, 58.0]} | 396187.1562 | 135689.5469 | 34.25% | 260497.6094 | 65.75% | 48435.9961 | 12.23% | 129632.582 | 32.72% | 38.125 | 4522.1709 | 1.141% | 7231.6885 | 1.825% | 150183.9844 | 37.91% | 52207.9453 | 13.18% | 99100.875 | 25.01% | 297086.2812 | 138746.7812 | 35.02% | 257440.375 | 129877.6328 | 32.78% | 266309.5234 | 229708.9531 | 57.98% | 166478.2031 | 83038.6406 | 20.96% | 313148.5156 | 9871.3662 | 2.492% | 386315.79
249 | El Casco | RIVERSIDE | {'San Bernardino': [12.1, 12200.0], 'Vista': [14.8, 9489.0], 'Valley': [16.3, 20316.0], 'Lee Lake (Proposed)': [26.1, 4471.0], 'Etiwanda': [27.2, 359.0], 'Rancho Vista': [27.6, 359.0], 'Mira Loma': [28.1, 1276.0], 'Devers': [28.8, 5732.0], 'Lugo': [32.2, 1690.0], 'Padua': [34.0, 0.0], 'Chino': [34.6, 0.0], 'Viejo': [38.5, 0.0], 'Lugo - Pisgah (Proposed)': [39.0, 0.0], 'Calcite': [39.3, 0.0]} | 189871.2188 | 28561.1582 | 15.04% | 161310.0605 | 84.96% | 39796.6562 | 20.96% | 92676.5781 | 48.81% | 24 | 9716.4141 | 5.117% | 4195.2202 | 2.21% | 45692.8789 | 24.07% | 129258.2344 | 68.08% | 54323.0234 | 28.61% | 135548.1953 | 68187.5234 | 35.91% | 121683.6953 | 110846.0391 | 58.38% | 79025.1797 | 137974.5625 | 72.67% | 51896.6562 | 80467.7656 | 42.38% | 109403.4531 | 9409.6494 | 4.956% | 180461.5693
250 | Suncrest | SAN DIEGO | {'Suncrest - Ocotillo (Proposed)': [13.8, 14941.0], 'Miguel': [19.7, 3860.0], 'Otay Mesa': [21.0, 4929.0], 'Sycamore Canyon': [21.6, 7561.0], 'Boulevard': [26.0, 10898.0], 'Kearny': [26.2, 2095.0], 'Mission': [26.5, 1453.0], 'Bay Boulevard': [27.7, 594.0], 'Silvergate': [28.0, 933.0], 'Old Town': [29.8, 69.0], 'Penasquitos': [32.1, 0.0], 'Escondido': [33.3, 2488.0], 'East County': [34.9, 6334.0], 'Ocotillo Express': [37.6, 2365.0]} | 232331.0625 | 20916.082 | 9.003% | 211414.9805 | 91% | 58359.9766 | 25.12% | 117556.4922 | 50.6% | 13.2168 | 671.4389 | 0.289% | 603.6052 | 0.2598% | 5964.2891 | 2.567% | 224831.5781 | 96.77% | 57619.0977 | 24.8% | 174711.9648 | 76858.6016 | 33.08% | 155472.4609 | 124571.3047 | 53.62% | 107759.7578 | 158322.9844 | 68.15% | 74008.0781 | 139995.4844 | 60.26% | 92335.5781 | 9986.6348 | 4.298% | 222344.4277
251 | Colorado River | RIVERSIDE | {'Blythe': [12.6, 51045.0], 'Red Bluff': [29.8, 0.0]} | 251876.6719 | 51570.9336 | 20.47% | 200305.7383 | 79.53% | 93947.7188 | 37.3% | 145429.5 | 57.74% | 7.4777 | 37286.3477 | 14.8% | 52557.6602 | 20.87% | 0 | 0% | 0 | 0% | 101592.3516 | 40.33% | 150284.3203 | 102756.625 | 40.8% | 149120.0469 | 79173.9844 | 31.43% | 172702.6875 | 141428.3594 | 56.15% | 110448.3125 | 89073.1094 | 35.36% | 162803.5625 | 3609.5356 | 1.433% | 248267.1362
252 | Redbluff | RIVERSIDE | {'Kem': [15.1, 17302.0], 'Julian Hinds': [18.1, 13627.0], 'Colorado River': [29.8, 0.0], 'Bannister': [37.1, 0.0], 'Sonora': [37.2, 0.0], 'Arkansas': [39.9, 0.0]} | 64301.832 | 17331.7539 | 26.95% | 46970.0781 | 73.05% | 33845.2266 | 52.63% | 29623 | 46.07% | 3.7838 | 928.5963 | 1.444% | 0 | 0% | 0 | 0% | 0 | 0% | 25076.2754 | 39% | 39225.5566 | 17327.8574 | 26.95% | 46973.9746 | 10566.0352 | 16.43% | 53735.7969 | 32848.4414 | 51.08% | 31453.3906 | 19720.1016 | 30.67% | 44581.7305 | 932.6053 | 1.45% | 63369.2267
253 | Ocotillo | GREATER IMPERIAL | {'East County': [9.2, 21833.0], 'Boulevard': [14.6, 20262.0], 'Imperial Valley': [19.2, 14049.0], 'Suncrest - Ocotillo (Proposed)': [23.8, 13423.0], 'El Centro': [29.8, 7764.0], 'Suncrest': [37.6, 2365.0]} | 122268.8516 | 29437.9004 | 24.08% | 92830.9512 | 75.92% | 43462.6445 | 35.55% | 65604.418 | 53.66% | 8.1789 | 2428.6975 | 1.986% | 10584.3174 | 8.657% | 39022.1562 | 31.92% | 9999.6934 | 8.178% | 13983.0195 | 11.44% | 108285.832 | 18820.7598 | 15.39% | 103448.0918 | 31943.7461 | 26.13% | 90325.1055 | 48220.5547 | 39.44% | 74048.2969 | 54659.0078 | 44.7% | 67609.8438 | 4612.2998 | 3.772% | 117656.5518
254 | Ivanpah | SNV ELDORADO DESERT | {'Primm': [9.5, 407.0], 'Eldorado': [31.2, 0.0], 'Sandy Valley': [33.3, 399.0], 'Sloan Canyon': [33.8, 0.0]} | 10557.6738 | 406.7357 | 3.853% | 10150.9381 | 96.15% | 6715.6768 | 63.61% | 3743.4395 | 35.46% | 2.873 | 0 | 0% | 0 | 0% | 0 | 0% | 0 | 0% | 1413.175 | 13.39% | 9144.4988 | 2513.7307 | 23.81% | 8043.9431 | 719.4821 | 6.815% | 9838.1917 | 2548.9451 | 24.14% | 8008.7288 | 8996.709 | 85.21% | 1560.9648 | 40.8242 | 0.3867% | 10516.8497
255 | Alamitos | GREATER LA METRO | {'Del Amo': [5.7, 2597.0], 'Long Beach': [7.3, 2368.0], 'Barre': [7.4, 2516.0], 'Harborgen': [7.5, 2356.0], 'Hinson': [8.0, 2335.0], 'Arcogen': [9.1, 2326.0], 'Lighthipe': [9.1, 2509.0], 'Ellis': [10.5, 2513.0], 'Huntington Beach': [10.8, 2322.0], 'Center': [11.3, 2430.0], 'Lewis': [11.9, 2372.0], 'Johanna': [14.6, 950.0], 'Laguna Bell': [14.8, 2390.0], 'La Fresa': [15.3, 2267.0], 'Villa Park': [15.6, 441.0], 'Olinda': [16.1, 330.0], 'Redondo': [17.6, 2251.0], 'El Nido': [18.2, 2244.0], 'Serrano': [18.3, 420.0], 'Walnut': [18.8, 226.0], 'Mesa': [18.8, 801.0], 'Chevmain': [19.9, 2240.0], 'Santiago': [20.3, 217.0], 'El Segundo': [21.1, 2227.0], 'La Cienega': [22.9, 1436.0], 'Rio Hondo': [24.4, 195.0], 'Goodrich': [26.6, 193.0], 'Viejo': [27.2, 155.0], 'Trabuco': [28.2, 165.0], 'Chino': [29.0, 226.0], 'Capistrano': [30.4, 139.0], 'Margarita': [30.9, 123.0], 'Gould': [31.9, 0.0], 'Mira Loma': [35.0, 226.0], 'Padua': [36.0, 195.0], 'Talega': [37.2, 0.0], 'Lee Lake (Proposed)': [37.4, 31.0], 'Rancho Vista': [39.4, 18.0], 'Etiwanda': [39.7, 0.0]} | 11925.7412 | 2652.7739 | 22.24% | 9272.9673 | 77.76% | 1076.0189 | 9.023% | 3894.0865 | 32.65% | 47 | 0 | 0% | 0 | 0% | 136.4639 | 1.144% | 1105.379 | 9.269% | 152.7271 | 1.281% | 11773.0141 | 1492.1733 | 12.51% | 10433.5679 | 8329.335 | 69.84% | 3596.4062 | 8482.0615 | 71.12% | 3443.6797 | 0 | 0% | 11925.7412 | 571.5706 | 4.793% | 11354.1706
256 | Shilo III | NORTHERN CALIFORNIA | {'Birds Landing': [3.2, 44591.0], 'Pittsburg': [9.6, 37719.0], 'Peabody': [10.5, 48163.0], 'Kirker': [10.8, 37503.0], 'Contra Costa': [12.2, 34483.0], 'Grand Island': [14.6, 35460.0], 'Lone Tree': [16.1, 33541.0], 'Vaca-Dixon & Gc Yard': [16.5, 33183.0], 'Clayton': [16.9, 29163.0], 'Martinez': [18.1, 21181.0], 'Brentwood': [19.6, 27930.0], 'Carquinez': [22.5, 7536.0], 'Tulucay': [23.5, 7691.0], 'Putah Creek': [25.7, 13577.0], 'Eight Mile': [26.7, 1007.0], 'Davis': [26.7, 10928.0], 'Delta Pumps': [28.3, 2089.0], 'Kelso': [28.9, 1876.0], 'Stagg': [29.8, 0.0], 'Cayetano': [30.1, 2732.0], 'Midway Green Ridge Services': [33.7, 1876.0], 'Tesla': [35.1, 1466.0], 'Madison': [35.2, 7228.0], 'Woodland': [35.5, 4367.0], 'Weber': [37.3, 0.0], 'Lockeford': [37.5, 0.0], 'Ignacio': [38.3, 0.0]} | 372180.5312 | 50966.0234 | 13.69% | 321214.5078 | 86.31% | 67617.4297 | 18.17% | 258620.7891 | 69.49% | 12.25 | 93870.7188 | 25.22% | 123115.1016 | 33.08% | 31515.4355 | 8.468% | 1572.4899 | 0.4225% | 65732.5469 | 17.66% | 306447.9844 | 92115.9219 | 24.75% | 280064.6094 | 96432.3047 | 25.91% | 275748.2266 | 152511.5625 | 40.98% | 219668.9688 | 25540.6113 | 6.862% | 346639.9199 | 60238.3984 | 16.19% | 311942.1328
257 | ECO | GREATER IMPERIAL | {'Boulevard': [9.0, 25408.0], 'Ocotillo Express': [9.2, 21833.0], 'Suncrest - Ocotillo (Proposed)': [22.1, 18569.0], 'Imperial Valley': [24.6, 6689.0], 'Suncrest': [34.9, 6334.0], 'El Centro': [36.3, 405.0]} | 102420.1406 | 26978.9219 | 26.34% | 75441.2188 | 73.66% | 28087.6641 | 27.42% | 59192.2031 | 57.79% | 8.928 | 170.881 | 0.1668% | 277.1082 | 0.2706% | 44750.5234 | 43.69% | 28517.7148 | 27.84% | 16837.1133 | 16.44% | 85583.0273 | 13452.2441 | 13.13% | 88967.8965 | 22511.4531 | 21.98% | 79908.6875 | 43994.4648 | 42.95% | 58425.6758 | 49177.1953 | 48.02% | 53242.9453 | 1451.011 | 1.417% | 100969.1296
258 | IID System | GREATER IMPERIAL | #N/A | 322585.7812 | 88051.3047 | 27.3% | 234534.4766 | 72.7% | 52631.4297 | 16.32% | 258219.6328 | 80.05% | 8.0771 | 68188.8438 | 21.14% | 134397.3438 | 41.66% | 0 | 0% | 0 | 0% | 12288.5938 | 3.809% | 310297.1875 | 83686.1562 | 25.94% | 238899.625 | 103970.9766 | 32.23% | 218614.8047 | 116026.5781 | 35.97% | 206559.2031 | 21417.8945 | 6.639% | 301167.8867 | 20246.1074 | 6.276% | 302339.6738
259 | Sonora | GREATER IMPERIAL | {'Arkansas': [2.7, 77508.0], 'Bannister': [7.6, 67437.0], 'El Centro': [25.8, 36052.0], 'Highline': [29.4, 26101.0], 'North Gila - IV (Proposed)': [32.9, 7842.0], 'Imperial Valley': [34.8, 10428.0], 'Red Bluff': [37.2, 0.0], 'Julian Hinds': [38.2, 0.0]} | 329209.7188 | 77509.8516 | 23.54% | 251699.8672 | 76.46% | 52898.8477 | 16.07% | 269727.7461 | 81.93% | 7.9503 | 73893.7266 | 22.45% | 157816.7969 | 47.94% | 0 | 0% | 0 | 0% | 18270.6797 | 5.55% | 310939.0391 | 83865.9375 | 25.47% | 245343.7812 | 101622.3594 | 30.87% | 227587.3594 | 116854.4141 | 35.5% | 212355.3047 | 17927.1836 | 5.446% | 311282.5352 | 20664.3125 | 6.277% | 308545.4062
260 | Caliente | SPGE | {'Carrizo Plains': [6.9, 52581.0], 'Solar': [8.1, 45900.0], 'Kernridge': [10.9, 55015.0], 'Temblor': [12.5, 50356.0], 'Goose Lake': [24.4, 27201.0], 'Midway': [26.3, 26661.0], 'Arco': [27.4, 11885.0], 'Gates-Midway (Proposed)': [28.9, 11176.0], 'Taft': [29.8, 12788.0], 'Semitropic': [31.0, 4766.0], 'Cholame': [31.7, 3564.0], 'Elk Hills': [32.3, 9939.0], 'Norco': [34.9, 831.0], 'Shafter': [35.0, 410.0], 'Smyrna': [35.0, 895.0], 'Tupman': [36.5, 0.0], 'Charca': [36.9, 144.0], 'Rio Bravo': [37.3, 91.0], 'Mesa': [39.6, 0.0]} | 487255.6875 | 67785.1797 | 13.91% | 419470.5078 | 86.09% | 206628.4062 | 42.41% | 258393.9375 | 53.03% | 7.2483 | 16793.6484 | 3.447% | 56414.8633 | 11.58% | 52399.6602 | 10.75% | 0 | 0% | 226661.125 | 46.52% | 260594.5625 | 68688.7969 | 14.1% | 418566.8906 | 120405.3672 | 24.71% | 366850.3203 | 316723.9062 | 65% | 170531.7812 | 192122.7969 | 39.43% | 295132.8906 | 10884.9258 | 2.234% | 476370.7617
261 | Regulus | SPGE | {'Lamont': [0.1, 58068.0], 'Grimmway-Malaga': [3.4, 45080.0], 'Magunden': [5.5, 51775.0], 'Columbus': [8.2, 49097.0], 'Cal Water': [8.9, 45298.0], 'Bakersfield': [10.1, 52450.0], 'West Park': [11.3, 52507.0], 'Stockdale': [11.6, 52914.0], 'Sycamore': [12.9, 43045.0], 'Kern Oil': [13.3, 46036.0], 'Rosedale': [13.3, 51890.0], 'Kern Power': [14.4, 51045.0], 'Tevis': [15.1, 51447.0], 'Wheeler Ridge': [15.7, 34799.0], '7th Standard': [18.0, 41306.0], 'Renfro': [18.1, 46515.0], 'Poso Mt.': [18.9, 24165.0], 'Lerdo': [21.5, 28387.0], 'Tupman': [23.3, 33597.0], 'Rio Bravo': [24.6, 27252.0], 'Pastoria': [25.0, 12423.0], 'Norco': [25.2, 22087.0], 'Midway - Wheeler Ridge (Proposed)': [25.9, 24013.0], 'Elk Hills': [29.4, 13733.0], 'Shafter': [29.7, 15112.0], 'Highwind': [30.6, 4560.0], 'Charca': [33.8, 13134.0], 'Midway': [34.1, 2427.0], 'Bailey': [36.3, 598.0], 'Taft': [36.7, 5827.0], 'Windhub': [37.6, 2057.0], 'Semitropic': [38.6, 639.0], 'Whirlwind': [38.7, 58.0], 'Vestal': [39.6, 418.0]} | 467672.9688 | 58560.6328 | 12.52% | 409112.3359 | 87.48% | 94349.7031 | 20.17% | 333245.2656 | 71.26% | 10.1807 | 39305.3047 | 8.404% | 185560.7656 | 39.68% | 113821.9922 | 24.34% | 31561.3828 | 6.749% | 204598.4219 | 43.75% | 263074.5469 | 99394.3047 | 21.25% | 368278.6641 | 151127.25 | 32.31% | 316545.7188 | 260810.25 | 55.77% | 206862.7188 | 111062.2578 | 23.75% | 356610.7109 | 12838.043 | 2.745% | 454834.9258
262 | Geysers | NORTHERN CALIFORNIA | {'Eagle Rock': [6.0, 17588.0], 'Cloverdale': [14.1, 12216.0], 'Fulton': [17.7, 7317.0], 'Hopland': [23.2, 10368.0], 'Bellevue': [26.0, 1194.0], 'Penngrove': [30.6, 552.0], 'Ukiah': [35.7, 1445.0], 'Lakeville': [36.0, 0.0], 'Cortina': [38.2, 0.0], 'Calpella': [38.6, 285.0]} | 379900.5312 | 18550.7246 | 4.883% | 361349.8066 | 95.12% | 40448.9336 | 10.65% | 271221.1289 | 71.39% | 11.2864 | 24057.125 | 6.332% | 26514.2031 | 6.979% | 162004.5 | 42.64% | 159206.0469 | 41.91% | 225872.9219 | 59.46% | 154027.6094 | 165224.4375 | 43.49% | 214676.0938 | 282856.4688 | 74.46% | 97044.0625 | 348189.4375 | 91.65% | 31711.0938 | 164886.5781 | 43.4% | 215013.9531 | 8773.4023 | 2.309% | 371127.1289
263 | Solar SS | SPGE | {'Carrizo Plains': [1.1, 58666.0], 'Caliente': [8.1, 45900.0], 'Kernridge': [18.5, 33130.0], 'Temblor': [20.5, 30182.0], 'Cholame': [26.1, 11896.0], 'Arco': [28.4, 6573.0], 'Goose Lake': [31.0, 11827.0], 'Gates-Midway (Proposed)': [32.1, 3194.0], 'San Luis Obispo': [33.5, 5194.0], 'Mesa': [34.0, 462.0], 'Midway': [34.3, 12759.0], 'Oceano': [35.2, 2965.0], 'Taft': [36.8, 1937.0], 'Cal Flats': [36.8, 2573.0], 'Templeton': [36.9, 1038.0], 'Sisquoc': [38.0, 250.0], 'Semitropic': [38.2, 1622.0]} | 508398.6562 | 59849.3516 | 11.77% | 448549.3047 | 88.23% | 247562.7344 | 48.69% | 240189.2344 | 47.24% | 6.6496 | 15415.415 | 3.032% | 14625.1318 | 2.877% | 93594.75 | 18.41% | 10311.7734 | 2.028% | 237875.1562 | 46.79% | 270523.5 | 68092.9141 | 13.39% | 440305.7422 | 124822.1484 | 24.55% | 383576.5078 | 333132.6875 | 65.53% | 175265.9688 | 253673.6094 | 49.9% | 254725.0469 | 13359.6846 | 2.628% | 495038.9717
264 | Olive | SPGE | {'Alpaugh': [4.6, 163056.0], 'Smyrna': [12.5, 104605.0], 'Corcoran': [15.9, 119897.0], 'Waukena': [18.2, 118197.0], 'Gates-Midway (Proposed)': [19.4, 112293.0], 'Semitropic': [20.5, 46164.0], 'Vestal': [20.6, 38017.0], 'Charca': [21.1, 39489.0], 'Goose Lake': [21.8, 48452.0], 'Shafter': [27.5, 18358.0], 'Arco': [27.6, 36543.0], 'GWF Hanford': [28.0, 57779.0], 'Rector': [30.2, 9456.0], 'Springville': [31.9, 15434.0], 'Lerdo': [32.0, 11968.0], 'Leprino': [32.1, 43489.0], 'Rio Bravo': [33.1, 5803.0], 'Midway': [34.1, 4155.0], 'Henrietta': [34.9, 28572.0], 'Mustang': [35.1, 27382.0], 'Kernridge': [35.5, 3135.0], 'Poso Mt.': [36.0, 7469.0], '7th Standard': [36.2, 704.0], 'Avenal': [38.0, 1963.0], 'Temblor': [38.3, 868.0], 'Renfro': [38.6, 15.0], 'Tupman': [38.8, 8.0], 'Kern Oil': [39.6, 2.0], 'Sycamore': [40.0, 0.0]} | 640650.25 | 188797.6094 | 29.47% | 451852.6406 | 70.53% | 146935.0625 | 22.94% | 458939.4375 | 71.64% | 8.4839 | 226136.2812 | 35.3% | 283284.75 | 44.22% | 0 | 0% | 0 | 0% | 195393.9375 | 30.5% | 445256.3125 | 38261.0664 | 5.972% | 602389.1836 | 106655.0859 | 16.65% | 533995.1641 | 267694.9375 | 41.78% | 372955.3125 | 394.447 | 0.06157% | 640255.803 | 32905.2422 | 5.136% | 607745.0078
265 | 7th Standard | SPGE | {'Renfro': [4.0, 78008.0], 'Lerdo': [4.3, 75244.0], 'Kern Power': [4.5, 74934.0], 'Rosedale': [5.3, 74483.0], 'Kern Oil': [6.2, 78524.0], 'West Park': [6.8, 71869.0], 'Rio Bravo': [7.3, 65787.0], 'Bakersfield': [8.0, 69661.0], 'Sycamore': [8.0, 74811.0], 'Tevis': [8.3, 65484.0], 'Stockdale': [9.2, 65472.0], 'Tupman': [9.8, 57363.0], 'Columbus': [11.2, 62422.0], 'Shafter': [11.7, 55194.0], 'Poso Mt.': [12.8, 55017.0], 'Cal Water': [13.0, 58596.0], 'Magunden': [13.0, 60475.0], 'Norco': [14.6, 37617.0], 'Charca': [16.0, 56825.0], 'Unknown - 3327': [18.0, 41306.0], 'Lamont': [18.1, 40928.0], 'Midway': [18.3, 22378.0], 'Elk Hills': [20.2, 26461.0], 'Grimmway-Malaga': [20.2, 28228.0], 'Semitropic': [20.5, 25330.0], 'Midway - Wheeler Ridge (Proposed)': [23.3, 18549.0], 'Wheeler Ridge': [25.8, 22370.0], 'Smyrna': [26.5, 12940.0], 'Goose Lake': [27.6, 15967.0], 'Vestal': [27.9, 25399.0], 'Taft': [28.8, 6539.0], 'Temblor': [32.1, 7130.0], 'Kernridge': [34.3, 5410.0], 'Olive': [36.2, 704.0], 'Pastoria': [38.4, 2352.0]} | 599350.5625 | 88564.7109 | 14.78% | 510785.8516 | 85.22% | 102678.1406 | 17.13% | 458139.3594 | 76.44% | 9.75 | 66987.3828 | 11.18% | 285378.125 | 47.61% | 73914.2734 | 12.33% | 0 | 0% | 203619.8594 | 33.97% | 395730.7031 | 111718.5625 | 18.64% | 487632 | 214623.6719 | 35.81% | 384726.8906 | 323498.875 | 53.97% | 275851.6875 | 61810.7578 | 10.31% | 537539.8047 | 25242.5156 | 4.212% | 574108.0469
266 | Delevan | NORTHERN CALIFORNIA | {'Logan Creek': [11.8, 85328.0], 'Cortina': [17.3, 26106.0], 'Glenn': [29.1, 36042.0], 'Pease': [35.3, 6413.0], 'Thermalito': [35.5, 4268.0], 'Table Mt.': [35.8, 1479.0], 'Honcut': [36.2, 6570.0], 'Wyandotte': [39.9, 0.0]} | 638142.3125 | 100279.8672 | 15.71% | 537862.4453 | 84.29% | 209770.9375 | 32.87% | 411323.6875 | 64.46% | 6.6724 | 159110.75 | 24.93% | 177311.6406 | 27.79% | 161134.875 | 25.25% | 0 | 0% | 193598.8438 | 30.34% | 444543.4688 | 83002.6172 | 13.01% | 555139.6953 | 200557.9688 | 31.43% | 437584.3438 | 347042.25 | 54.38% | 291100.0625 | 201012.75 | 31.5% | 437129.5625 | 27505.1914 | 4.31% | 610637.1211
267 | Mustang | SPGE | {'Henrietta': [1.1, 280012.0], 'Leprino': [4.8, 255106.0], 'Gates': [13.1, 128866.0], 'GWF Hanford': [15.4, 185194.0], 'Schindler': [16.9, 83991.0], 'Waukena': [20.2, 168083.0], 'Avenal': [20.7, 81903.0], 'Excelsior': [20.9, 61151.0], 'Corcoran': [21.9, 158706.0], 'Mc Mullin': [25.2, 70201.0], 'Kingsburg': [25.8, 61953.0], 'Cantua': [27.2, 48358.0], 'Helm': [28.6, 53389.0], 'McCall': [30.4, 27565.0], 'Arco': [31.5, 38778.0], 'Alpaugh': [31.8, 61389.0], 'Gates-Midway (Proposed)': [32.6, 38984.0], 'Kearney (New)': [32.8, 26066.0], 'Malaga': [33.6, 21569.0], 'Cal Flats': [33.7, 10016.0], 'West Fresno': [34.0, 20223.0], 'California Ave': [34.7, 18630.0], 'Olive': [35.1, 27382.0], 'Tranquility': [36.6, 20347.0], 'Sanger': [37.0, 8931.0], 'Wahtoke': [37.1, 6059.0], 'Rector': [37.9, 4890.0], 'Reedley': [39.7, 41.0]} | 662299.75 | 285358.5938 | 43.09% | 376941.1562 | 56.91% | 169359.875 | 25.57% | 440881 | 66.57% | 8.6667 | 306352.8438 | 46.26% | 276640.5 | 41.77% | 0 | 0% | 0 | 0% | 86408.3047 | 13.05% | 575891.4453 | 12616.1289 | 1.905% | 649683.6211 | 44957.3164 | 6.788% | 617342.4336 | 120982.4375 | 18.27% | 541317.3125 | 1413.4606 | 0.2134% | 660886.2894 | 10607.46 | 1.602% | 651692.29
268 | Tranquility | SPGE | {'Cheney': [7.6, 127235.0], 'Mendota': [9.5, 136454.0], 'Panoche': [10.7, 113586.0], 'Cantua': [11.6, 137559.0], 'Helm': [12.7, 160602.0], 'Excelsior': [16.3, 121875.0], 'Newhall': [19.6, 113508.0], 'Schindler': [19.7, 108828.0], 'Mc Mullin': [23.1, 102400.0], 'Oro Loma': [24.8, 57783.0], 'Kearney (New)': [30.1, 26399.0], 'Dairyland': [32.5, 25716.0], 'Gregg': [32.6, 22604.0], 'Borden': [32.7, 16028.0], 'West Fresno': [33.7, 16460.0], 'Gates': [34.7, 19240.0], 'Mustang': [36.6, 20347.0], 'California Ave': [36.7, 10035.0], 'Henrietta': [36.8, 18836.0], 'Malaga': [38.3, 3753.0], 'Leprino': [40.0, 11.0]} | 654647.75 | 201008.2031 | 30.7% | 453639.5469 | 69.3% | 172531.0312 | 26.35% | 467431.2812 | 71.4% | 6.2973 | 280887.2812 | 42.91% | 214676.9062 | 32.79% | 3588.387 | 0.5481% | 0 | 0% | 247264.5781 | 37.77% | 407383.1719 | 67437.5 | 10.3% | 587210.25 | 120195.5312 | 18.36% | 534452.2188 | 298560.0312 | 45.61% | 356087.7188 | 101416.0703 | 15.49% | 553231.6797 | 16140.3467 | 2.466% | 638507.4033
269 | Calcite | GREATER KRAMER | {'Lugo - Pisgah (Proposed)': [18.2, 29063.0], 'Cool Water': [23.9, 7.0], 'Tortilla': [24.5, 3629.0], 'Victor': [26.9, 13012.0], 'Lugo': [27.8, 9910.0], 'Roadway': [28.5, 12761.0], 'Pisgah': [35.3, 0.0], 'San Bernardino': [35.5, 0.0], 'El Casco': [39.3, 0.0]} | 175699.8125 | 43528.4102 | 24.77% | 132171.4023 | 75.23% | 28503.3711 | 16.22% | 49729.9961 | 28.3% | 32 | 1759.401 | 1.001% | 657.0425 | 0.374% | 29004.8027 | 16.51% | 370.3011 | 0.2108% | 60825.7148 | 34.62% | 114874.0977 | 51722.9883 | 29.44% | 123976.8242 | 50884.3203 | 28.96% | 124815.4922 | 104023.2656 | 59.21% | 71676.5469 | 66387.5312 | 37.78% | 109312.2812 | 908.0651 | 0.5168% | 174791.7474
270 | Trout Canyon (fka Crazy Eyes) | SNV ELDORADO DESERT | {'Gamebird': [9.1, 137.0], 'Sandy Valley': [9.4, 2247.0], 'Pahrump': [13.6, 137.0], 'Vista 2': [20.7, 0.0], 'Desert View': [28.7, 0.0], 'Innovation': [35.1, 0.0], 'Primm': [39.0, 0.0]} | 32371.8926 | 2261.2429 | 6.985% | 30110.6497 | 93.01% | 18707.3887 | 57.79% | 5225.5684 | 16.14% | 71.9714 | 265.5446 | 0.8203% | 0 | 0% | 0 | 0% | 0 | 0% | 3101.9744 | 9.582% | 29269.9182 | 49.4641 | 0.1528% | 32322.4285 | 21474.3164 | 66.34% | 10897.5762 | 23074.3262 | 71.28% | 9297.5664 | 15748.9785 | 48.65% | 16622.9141 | 71.7718 | 0.2217% | 32300.1208
271 | Delaney | ARIZONA MINOR | {'Palo Verde': [12.1, 0.0], 'Hassayampa': [14.1, 0.0]} | 0 | 0 | 0% | 0 | 0% | 0 | 0% | 0 | 0% | 0 | 0 | 0% | 0 | 0% | 0 | 0% | 0 | 0% | 0 | 0% | 0 | 0 | 0% | 0 | 0 | 0% | 0 | 0 | 0% | 0 | 0 | 0% | 0 | 0 | 0% | 0
272 | Desert View | SNV ELDORADO DESERT | {'Harry Allen': [26.7, 0.0], 'Crazy Eyes': [28.7, 0.0], 'Sandy Valley': [29.3, 0.0], 'Gamebird': [32.7, 0.0], 'Innovation': [34.4, 0.0], 'Pahrump': [35.1, 0.0], 'Vista 2': [35.3, 0.0]} | 0 | 0 | 0% | 0 | 0% | 0 | 0% | 0 | 0% | 0 | 0 | 0% | 0 | 0% | 0 | 0% | 0 | 0% | 0 | 0% | 0 | 0 | 0% | 0 | 0 | 0% | 0 | 0 | 0% | 0 | 0 | 0% | 0 | 0 | 0% | 0
273 | Carpenter Canyon (fka Gamebird) | SNV ELDORADO DESERT | {'Pahrump': [4.5, 145.0], 'Crazy Eyes': [9.1, 137.0], 'Vista 2': [12.4, 8.0], 'Sandy Valley': [18.4, 123.0], 'Innovation': [29.2, 0.0], 'Desert View': [32.7, 0.0]} | 31730.9844 | 145.4702 | 0.4584% | 31585.5142 | 99.54% | 18269.1445 | 57.58% | 4495.4707 | 14.17% | 48 | 0 | 0% | 0 | 0% | 0 | 0% | 0 | 0% | 3101.9744 | 9.776% | 28629.01 | 800.5825 | 2.523% | 30930.4019 | 23005.3633 | 72.5% | 8725.6211 | 24605.373 | 77.54% | 7125.6113 | 16611.8574 | 52.35% | 15119.127 | 130.6547 | 0.4118% | 31600.3297
274 | Hassayampa | ARIZONA MINOR | {'Palo Verde': [2.7, 0.0], 'Delaney': [14.1, 0.0]} | 0 | 0 | 0% | 0 | 0% | 0 | 0% | 0 | 0% | 0 | 0 | 0% | 0 | 0% | 0 | 0% | 0 | 0% | 0 | 0% | 0 | 0 | 0% | 0 | 0 | 0% | 0 | 0 | 0% | 0 | 0 | 0% | 0 | 0 | 0% | 0
275 | Hoodoo Wash | ARIZONA MINOR | {} | 0 | 0 | 0% | 0 | 0% | 0 | 0% | 0 | 0% | 0 | 0 | 0% | 0 | 0% | 0 | 0% | 0 | 0% | 0 | 0% | 0 | 0 | 0% | 0 | 0 | 0% | 0 | 0 | 0% | 0 | 0 | 0% | 0 | 0 | 0% | 0
276 | Innovation | SNV ELDORADO DESERT | {'Vista 2': [18.6, 0.0], 'Lathrop': [24.0, 0.0], 'Pahrump': [26.6, 0.0], 'Gamebird': [29.2, 0.0], 'Valley (VEA)': [30.2, 0.0], 'Desert View': [34.4, 0.0], 'Crazy Eyes': [35.1, 0.0]} | 0 | 0 | 0% | 0 | 0% | 0 | 0% | 0 | 0% | 0 | 0 | 0% | 0 | 0% | 0 | 0% | 0 | 0% | 0 | 0% | 0 | 0 | 0% | 0 | 0 | 0% | 0 | 0 | 0% | 0 | 0 | 0% | 0 | 0 | 0% | 0
277 | Lathrop | SNV ELDORADO DESERT | {'Valley (VEA)': [11.3, 0.0], 'Innovation': [24.0, 0.0], 'Beatty': [27.5, 0.0], 'Vista 2': [31.4, 0.0], 'Pahrump': [39.4, 0.0]} | 2871.6292 | 0 | 0% | 2871.6292 | 100% | 2869.8672 | 99.94% | 0 | 0% | 1.0887 | 0 | 0% | 0 | 0% | 0 | 0% | 0 | 0% | 0 | 0% | 2871.6292 | 0 | 0% | 2871.6292 | 0 | 0% | 2871.6292 | 0 | 0% | 2871.6292 | 2871.6292 | 100% | 0 | 13.0398 | 0.4541% | 2858.5893
278 | Mohave | SNV ELDORADO DESERT | {} | 15367.4014 | 500.4001 | 3.256% | 14867.0013 | 96.74% | 8352.6836 | 54.35% | 5576.4629 | 36.29% | 5.137 | 3569.6597 | 23.23% | 0 | 0% | 0 | 0% | 0 | 0% | 5995.3872 | 39.01% | 9372.0142 | 12438.999 | 80.94% | 2928.4023 | 0 | 0% | 15367.4014 | 13025.6963 | 84.76% | 2341.7051 | 5240.5884 | 34.1% | 10126.813 | 1757.1974 | 11.43% | 13610.204
279 | Pahrump | SNV ELDORADO DESERT | {'Gamebird': [4.5, 145.0], 'Vista 2': [8.6, 8.0], 'Crazy Eyes': [13.6, 137.0], 'Sandy Valley': [22.9, 123.0], 'Innovation': [26.6, 0.0], 'Desert View': [35.1, 0.0], 'Valley (VEA)': [37.4, 0.0], 'Lathrop': [39.4, 0.0]} | 32102.0801 | 403.8836 | 1.258% | 31698.1964 | 98.74% | 18494.791 | 57.61% | 4495.4688 | 14% | 47.9 | 0 | 0% | 0 | 0% | 0 | 0% | 0 | 0% | 3102.9014 | 9.666% | 28999.1787 | 800.5825 | 2.494% | 31301.4976 | 22979.3066 | 71.58% | 9122.7734 | 24580.2441 | 76.57% | 7521.8359 | 16721.8301 | 52.09% | 15380.25 | 135.222 | 0.4212% | 31966.8581
280 | Palo Verde | ARIZONA MINOR | {'Hassayampa': [2.7, 0.0], 'Delaney': [12.1, 0.0]} | 0 | 0 | 0% | 0 | 0% | 0 | 0% | 0 | 0% | 0 | 0 | 0% | 0 | 0% | 0 | 0% | 0 | 0% | 0 | 0% | 0 | 0 | 0% | 0 | 0 | 0% | 0 | 0 | 0% | 0 | 0 | 0% | 0 | 0 | 0% | 0
281 | Primm | SNV ELDORADO DESERT | {'Ivanpah': [9.5, 407.0], 'Eldorado': [22.0, 0.0], 'Sloan Canyon': [24.3, 0.0], 'Sandy Valley': [29.9, 399.0], 'Mead': [35.0, 0.0], 'Crazy Eyes': [39.0, 0.0]} | 5064.5845 | 406.7357 | 8.031% | 4657.8488 | 91.97% | 2382.4053 | 47.04% | 2611.5508 | 51.56% | 2.726 | 0 | 0% | 0 | 0% | 0 | 0% | 0 | 0% | 1413.175 | 27.9% | 3651.4094 | 2099.5725 | 41.46% | 2965.012 | 654.7959 | 12.93% | 4409.7886 | 2134.7871 | 42.15% | 2929.7974 | 3915.7759 | 77.32% | 1148.8086 | 40.8242 | 0.8061% | 5023.7603
282 | Sloan Canyon (fka Bob) | SNV ELDORADO DESERT | {'Eldorado': [5.2, 0.0], 'Mead': [11.1, 0.0], 'Primm': [24.3, 0.0], 'Ivanpah': [33.8, 0.0], 'Sandy Valley': [35.4, 0.0], 'Harry Allen': [38.8, 0.0]} | 0 | 0 | 0% | 0 | 0% | 0 | 0% | 0 | 0% | 0 | 0 | 0% | 0 | 0% | 0 | 0% | 0 | 0% | 0 | 0% | 0 | 0 | 0% | 0 | 0 | 0% | 0 | 0 | 0% | 0 | 0 | 0% | 0 | 0 | 0% | 0
283 | Valley (VEA) | SNV ELDORADO DESERT | {'Lathrop': [11.3, 0.0], 'Beatty': [29.5, 0.0], 'Innovation': [30.2, 0.0], 'Vista 2': [30.7, 0.0], 'Pahrump': [37.4, 0.0]} | 3058.5085 | 0 | 0% | 3058.5085 | 100% | 2988.3293 | 97.71% | 68.4167 | 2.237% | 1.1783 | 0 | 0% | 0 | 0% | 0 | 0% | 0 | 0% | 0 | 0% | 3058.5085 | 0 | 0% | 3058.5085 | 186.8793 | 6.11% | 2871.6292 | 186.8793 | 6.11% | 2871.6292 | 3058.5085 | 100% | 0 | 13.0398 | 0.4263% | 3045.4687
284 | Vista (VEA) | SNV ELDORADO DESERT | {'Pahrump': [8.6, 8.0], 'Gamebird': [12.4, 8.0], 'Innovation': [18.6, 0.0], 'Crazy Eyes': [20.7, 0.0], 'Sandy Valley': [30.1, 0.0], 'Valley (VEA)': [30.7, 0.0], 'Lathrop': [31.4, 0.0], 'Desert View': [35.3, 0.0]} | 5156.2729 | 8.076 | 0.1566% | 5148.1969 | 99.84% | 4608.3765 | 89.37% | 18.1118 | 0.3513% | 1.4375 | 0 | 0% | 0 | 0% | 0 | 0% | 0 | 0% | 626.5051 | 12.15% | 4529.7679 | 800.5825 | 15.53% | 4355.6905 | 1581.0145 | 30.66% | 3575.2584 | 2207.5195 | 42.81% | 2948.7534 | 4485.3594 | 86.99% | 670.9136 | 109.909 | 2.132% | 5046.3639
285 | Bay Boulevard | SAN DIEGO | {'Silvergate': [6.6, 1615.0], 'Miguel': [8.1, 1680.0], 'Otay Mesa': [11.0, 1442.0], 'Old Town': [12.3, 1167.0], 'Mission': [12.3, 1572.0], 'Kearny': [15.6, 1553.0], 'Sycamore Canyon': [21.6, 1492.0], 'Penasquitos': [22.6, 1070.0], 'Suncrest': [27.7, 594.0], 'Escondido': [35.6, 4.0], 'Palomar Airport': [37.2, 40.0], 'Encina': [39.0, 9.0], 'Suncrest - Ocotillo (Proposed)': [39.9, 0.0]} | 28383.75 | 1734.7168 | 6.112% | 26649.0332 | 93.89% | 4313.5908 | 15.2% | 11748.6484 | 41.39% | 23 | 47.4492 | 0.1672% | 20.8266 | 0.07338% | 6933.9224 | 24.43% | 15312.4307 | 53.95% | 6986.8833 | 24.62% | 21396.8667 | 19181.1992 | 67.58% | 9202.5508 | 25210.7383 | 88.82% | 3173.0117 | 26354.2695 | 92.85% | 2029.4805 | 9295.3379 | 32.75% | 19088.4121 | 1380.4343 | 4.863% | 27003.3157
286 | Beatty | SNV ELDORADO DESERT | {'Lathrop': [27.5, 0.0], 'Valley (VEA)': [29.5, 0.0]} | 2.8841 | 0 | 0% | 2.8841 | 100% | 0 | 0% | 0 | 0% | 0 | 0 | 0% | 0 | 0% | 0 | 0% | 0 | 0% | 0 | 0% | 2.8841 | 0 | 0% | 2.8841 | 0 | 0% | 2.8841 | 0 | 0% | 2.8841 | 2.8841 | 100% | 0 | 0 | 0% | 2.8841
287 | Lee Lake (Proposed) | RIVERSIDE | {'Viejo': [12.5, 5556.0], 'Valley': [16.9, 13059.0], 'Margarita': [17.2, 4532.0], 'Trabuco': [18.2, 1556.0], 'Mira Loma': [19.0, 5538.0], 'Santiago': [19.2, 1432.0], 'Serrano': [20.3, 3317.0], 'Capistrano': [20.5, 1532.0], 'Vista': [21.5, 7157.0], 'Chino': [21.6, 2905.0], 'Talega': [21.6, 4306.0], 'Villa Park': [22.6, 3094.0], 'Johanna': [23.3, 925.0], 'Etiwanda': [23.8, 2976.0], 'Rancho Vista': [23.8, 2976.0], 'San Bernardino': [25.8, 2386.0], 'El Casco': [26.1, 4471.0], 'Lewis': [26.2, 1154.0], 'San Onofre': [26.9, 2909.0], 'Padua': [27.7, 2681.0], 'Ellis': [28.8, 456.0], 'Olinda': [30.4, 2462.0], 'Barre': [30.9, 446.0], 'Huntington Beach': [31.2, 446.0], 'Walnut': [33.8, 1868.0], 'Alamitos': [37.4, 31.0], 'San Luis Rey': [37.7, 0.0], 'Del Amo': [37.8, 0.0], 'Rio Hondo': [39.1, 0.0], 'Center': [39.7, 0.0]} | 105181.8203 | 17414.4629 | 16.56% | 87767.3574 | 83.44% | 15170.1758 | 14.42% | 39758.1328 | 37.8% | 32.9048 | 3917.8552 | 3.725% | 2111.9773 | 2.008% | 42433.8945 | 40.34% | 49992.6523 | 47.53% | 30245.8145 | 28.76% | 74936.0059 | 44248.4102 | 42.07% | 60933.4102 | 59171.6719 | 56.26% | 46010.1484 | 78624.3047 | 74.75% | 26557.5156 | 33155.8438 | 31.52% | 72025.9766 | 8911.6318 | 8.473% | 96270.1885
288 | Leprino Jct | SPGE | {'Henrietta': [3.9, 265072.0], 'Mustang': [4.8, 255106.0], 'GWF Hanford': [10.6, 229448.0], 'Waukena': [15.9, 202972.0], 'Gates': [17.7, 108516.0], 'Corcoran': [17.9, 191799.0], 'Schindler': [20.4, 59660.0], 'Kingsburg': [22.1, 90164.0], 'Avenal': [24.0, 76349.0], 'Excelsior': [24.8, 36244.0], 'Mc Mullin': [25.9, 55361.0], 'McCall': [27.8, 46371.0], 'Alpaugh': [28.4, 78743.0], 'Helm': [30.9, 29484.0], 'Cantua': [31.2, 24041.0], 'Malaga': [31.9, 30919.0], 'Olive': [32.1, 43489.0], 'Gates-Midway (Proposed)': [32.2, 46234.0], 'Kearney (New)': [32.3, 28825.0], 'Arco': [32.4, 37439.0], 'West Fresno': [33.0, 27063.0], 'Rector': [33.1, 22871.0], 'California Ave': [33.4, 27313.0], 'Wahtoke': [33.5, 24105.0], 'Sanger': [34.6, 18944.0], 'Reedley': [35.8, 12444.0], 'Cal Flats': [37.4, 6161.0], 'Tranquility': [40.0, 11.0]} | 676571.9375 | 299784.25 | 44.31% | 376787.6875 | 55.69% | 162619.375 | 24.04% | 456877.375 | 67.53% | 9.2057 | 327028.75 | 48.34% | 284052.1875 | 41.98% | 0 | 0% | 0 | 0% | 70559.5938 | 10.43% | 606012.3438 | 10878.6924 | 1.608% | 665693.2451 | 43839.5664 | 6.48% | 632732.3711 | 109394.3672 | 16.17% | 567177.5703 | 0 | 0% | 676571.9375 | 12637.3906 | 1.868% | 663934.5469
289 | Mead | SNV ELDORADO DESERT | {'Sloan Canyon': [11.1, 0.0], 'Eldorado': [13.3, 0.0], 'Harry Allen': [34.6, 0.0], 'Primm': [35.0, 0.0]} | 0 | 0 | 0% | 0 | 0% | 0 | 0% | 0 | 0% | 0 | 0 | 0% | 0 | 0% | 0 | 0% | 0 | 0% | 0 | 0% | 0 | 0 | 0% | 0 | 0 | 0% | 0 | 0 | 0% | 0 | 0 | 0% | 0 | 0 | 0% | 0
290 | Quinto | SPGE | {'Los Banos': [5.3, 34331.0], 'Miller': [9.6, 33283.0], 'Fink (Proposed)': [17.7, 23525.0], 'Crow Creek': [17.9, 23479.0], 'Hollister': [25.7, 89.0], 'Oro Loma': [28.0, 14105.0], 'Llagas': [28.1, 80.0], 'Westley': [32.6, 4477.0], 'Merced': [33.7, 5330.0], 'Metcalf 1': [37.8, 0.0], 'Metcalf Energy Center': [38.0, 0.0], 'Wilson': [38.4, 0.0]} | 426663.9062 | 43169.707 | 10.12% | 383494.1992 | 89.88% | 172857.0156 | 40.51% | 232501.7969 | 54.49% | 6.343 | 62195.3398 | 14.58% | 93014.7656 | 21.8% | 58852.4766 | 13.79% | 0 | 0% | 246366.9531 | 57.74% | 180296.9531 | 62691.3555 | 14.69% | 363972.5508 | 100668.25 | 23.59% | 325995.6562 | 277573.5 | 65.06% | 149090.4062 | 183867.9062 | 43.09% | 242796 | 28292.0664 | 6.631% | 398371.8398
291 | Sandy | SNV ELDORADO DESERT | {'Crazy Eyes': [9.4, 2247.0], 'Gamebird': [18.4, 123.0], 'Pahrump': [22.9, 123.0], 'Desert View': [29.3, 0.0], 'Primm': [29.9, 399.0], 'Vista 2': [30.1, 0.0], 'Ivanpah': [33.3, 399.0], 'Sloan Canyon': [35.4, 0.0], 'Eldorado': [37.8, 0.0]} | 32609.7188 | 3389.0193 | 10.39% | 29220.6995 | 89.61% | 17872.7324 | 54.81% | 6303.6445 | 19.33% | 51.5 | 422.5146 | 1.296% | 0 | 0% | 0 | 0% | 0 | 0% | 3101.9744 | 9.512% | 29507.7444 | 16.344 | 0.05012% | 32593.3748 | 21243.9785 | 65.15% | 11365.7402 | 22843.9883 | 70.05% | 9765.7305 | 14970.0723 | 45.91% | 17639.6465 | 124.1109 | 0.3806% | 32485.6078
292 | Eldorado | SNV ELDORADO DESERT | {'Sloan Canyon': [5.2, 0.0], 'Mead': [13.3, 0.0], 'Primm': [22.0, 0.0], 'Ivanpah': [31.2, 0.0], 'Sandy Valley': [37.8, 0.0]} | 0 | 0 | 0% | 0 | 0% | 0 | 0% | 0 | 0% | 0 | 0 | 0% | 0 | 0% | 0 | 0% | 0 | 0% | 0 | 0% | 0 | 0 | 0% | 0 | 0 | 0% | 0 | 0 | 0% | 0 | 0 | 0% | 0 | 0 | 0% | 0
293 | Fink (Proposed) |  | {'Crow Creek': [0.4, 60756.0], 'Miller': [8.1, 53827.0], 'Westley': [14.9, 27014.0], 'Quinto': [17.7, 23525.0], 'Los Banos': [22.8, 14959.0], 'Ripon': [26.7, 6721.0], 'Riverbank': [30.4, 6214.0], 'Vierra': [30.5, 1242.0], 'Warnerville': [31.7, 5552.0], 'Tesla': [33.2, 776.0], 'Llagas': [33.9, 0.0], 'Metcalf 1': [34.5, 0.0], 'Midway Green Ridge Services': [34.7, 708.0], 'Metcalf Energy Center': [34.8, 0.0], 'Merced': [36.6, 6210.0], 'Hollister': [37.9, 0.0], 'Weber': [38.4, 85.0], 'Kelso': [38.9, 0.0], 'Delta Pumps': [39.7, 0.0]} | 460963.1562 | 60879.2344 | 13.21% | 400083.9219 | 86.79% | 120122.125 | 26.06% | 278839.3438 | 60.49% | 10.4926 | 66233.3281 | 14.37% | 186937.8125 | 40.55% | 74037.7969 | 16.06% | 0 | 0% | 209426.4062 | 45.43% | 251536.75 | 58416.7383 | 12.67% | 402546.418 | 85424.8906 | 18.53% | 375538.2656 | 243180.5469 | 52.75% | 217782.6094 | 137595.2969 | 29.85% | 323367.8594 | 20369.5547 | 4.419% | 440593.6016
294 | Gates-Midway (Proposed) | SPGE | {'Arco': [8.7, 106341.0], 'Goose Lake': [15.8, 68772.0], 'Smyrna': [17.5, 93732.0], 'Olive': [19.4, 112293.0], 'Alpaugh': [21.2, 107291.0], 'Semitropic': [21.8, 41296.0], 'Kernridge': [23.2, 26598.0], 'Avenal': [24.4, 44036.0], 'Corcoran': [25.5, 97345.0], 'Waukena': [26.9, 96812.0], 'Charca': [27.0, 20411.0], 'Temblor': [27.5, 12098.0], 'Caliente': [28.9, 11176.0], 'Shafter': [30.7, 6362.0], 'Midway': [31.0, 2588.0], 'Carrizo Plains': [31.7, 4785.0], 'Solar': [32.1, 3194.0], 'Leprino': [32.2, 46234.0], 'Cal Flats': [32.3, 7555.0], 'Gates': [32.4, 25166.0], 'Mustang': [32.6, 38984.0], 'Cholame': [33.0, 7483.0], 'Henrietta': [33.1, 37778.0], 'GWF Hanford': [34.5, 33134.0], 'Rio Bravo': [36.3, 2560.0], 'Vestal': [38.0, 655.0], 'Lerdo': [39.1, 739.0]} | 641600.6875 | 184409.3125 | 28.74% | 457191.375 | 71.26% | 211152.1719 | 32.91% | 405361.0156 | 63.18% | 7 | 220806.75 | 34.41% | 118019.4297 | 18.39% | 3597.1497 | 0.5607% | 0 | 0% | 355305.1875 | 55.38% | 286295.5 | 29926.877 | 4.664% | 611673.8105 | 109163.6484 | 17.01% | 532437.0391 | 409192.2188 | 63.78% | 232408.4688 | 18178.5996 | 2.833% | 623422.0879 | 24985.1797 | 3.894% | 616615.5078
295 | Rancho Seco - Bellota (Proposed) | NORTHERN CALIFORNIA | {'Camanche': [5.8, 42533.0], 'Bellota': [8.2, 52213.0], 'Lockeford': [9.0, 56265.0], 'Weber': [19.8, 45685.0], 'Eight Mile': [21.3, 46778.0], 'Stagg': [21.5, 50600.0], 'Riverbank': [25.6, 22061.0], 'Ripon': [27.3, 23546.0], 'Vierra': [27.7, 23540.0], 'New Melones': [28.5, 1240.0], 'Warnerville': [29.0, 12225.0], 'Peoria': [31.5, 387.0], 'Grand Island': [33.0, 8360.0], 'Chinese Station': [33.4, 0.0], 'Gold Hill': [37.0, 0.0], 'Curtis': [38.5, 0.0], 'Brentwood': [39.9, 0.0], 'Westley': [39.9, 197.0]} | 498301.125 | 58620.7148 | 11.76% | 439680.4102 | 88.24% | 67465.4922 | 13.54% | 313551.3516 | 62.92% | 14.5918 | 113883.2422 | 22.85% | 114754.375 | 23.03% | 106964.5234 | 21.47% | 0 | 0% | 259465.7812 | 52.07% | 238835.3438 | 99287.625 | 19.93% | 399013.5 | 211703.0156 | 42.48% | 286598.1094 | 333914.1562 | 67.01% | 164386.9688 | 161728.2031 | 32.46% | 336572.9219 | 65030.8711 | 13.05% | 433270.2539
296 | Midway - Wheeler Ridge (Proposed) | SPGE | {'Elk Hills': [9.4, 31371.0], 'Norco': [11.6, 32486.0], 'Taft': [12.1, 23384.0], 'Tevis': [15.8, 37632.0], 'Tupman': [16.0, 30857.0], 'Wheeler Ridge': [16.7, 37773.0], 'Stockdale': [17.6, 36662.0], 'Renfro': [19.3, 33137.0], 'Kern Power': [20.3, 32472.0], 'Rosedale': [20.7, 31629.0], 'West Park': [21.7, 29428.0], 'Midway': [22.1, 4565.0], 'Rio Bravo': [22.1, 12840.0], '7th Standard': [23.3, 18549.0], 'Bakersfield': [23.6, 25996.0], 'Grimmway-Malaga': [24.6, 27115.0], 'Magunden': [25.6, 22675.0], 'Unknown - 3327': [25.9, 24013.0], 'Lamont': [26.0, 23864.0], 'Kern Oil': [26.1, 19609.0], 'Columbus': [26.6, 20143.0], 'Lerdo': [27.0, 8516.0], 'Shafter': [27.2, 1682.0], 'Pastoria': [27.3, 8458.0], 'Sycamore': [27.7, 16664.0], 'Cal Water': [29.3, 16267.0], 'Temblor': [30.1, 239.0], 'Charca': [33.7, 1441.0], 'Semitropic': [34.4, 1441.0], 'Kernridge': [34.6, 224.0], 'Poso Mt.': [34.9, 54.0], 'Bailey': [36.8, 13.0], 'Goose Lake': [37.5, 582.0]} | 389818.0625 | 44536.5 | 11.42% | 345281.5625 | 88.58% | 91518.0391 | 23.48% | 278421.1797 | 71.42% | 8.1915 | 68217.1172 | 17.5% | 167787.9844 | 43.04% | 7713.0981 | 1.979% | 675.3998 | 0.1733% | 84040.1484 | 21.56% | 305777.9141 | 117185.2656 | 30.06% | 272632.7969 | 211403.1406 | 54.23% | 178414.9219 | 234594.4688 | 60.18% | 155223.5938 | 26953.3887 | 6.914% | 362864.6738 | 21338.8867 | 5.474% | 368479.1758
297 | Suncrest - Ocotillo (Proposed) | GREATER IMPERIAL | {'Boulevard': [13.7, 23133.0], 'Suncrest': [13.8, 14941.0], 'East County': [22.1, 18569.0], 'Ocotillo Express': [23.8, 13423.0], 'Otay Mesa': [31.1, 3308.0], 'Miguel': [32.3, 2136.0], 'Sycamore Canyon': [35.0, 1865.0], 'Bay Boulevard': [39.9, 0.0], 'Kearny': [40.0, 0.0]} | 215856.8438 | 27542.9863 | 12.76% | 188313.8574 | 87.24% | 60214.0312 | 27.9% | 115304.375 | 53.42% | 11.4352 | 439.4172 | 0.2036% | 454.8206 | 0.2107% | 46666.8047 | 21.62% | 165854.9844 | 76.84% | 25744.2754 | 11.93% | 190112.5684 | 54337.4023 | 25.17% | 161519.4414 | 101872.2188 | 47.19% | 113984.625 | 127443.2812 | 59.04% | 88413.5625 | 131445.9844 | 60.89% | 84410.8594 | 8139.0601 | 3.771% | 207717.7837
298 | North Gila - IV (Proposed) | GREATER IMPERIAL | {'Highline': [4.3, 32804.0], 'El Centro': [19.4, 26743.0], 'Imperial Valley': [29.3, 13824.0], 'Arkansas': [31.1, 12090.0], 'Sonora': [32.9, 7842.0], 'Bannister': [38.5, 992.0]} | 191635.7812 | 32875.0352 | 17.15% | 158760.7461 | 82.85% | 33397.0508 | 17.43% | 152397.9023 | 79.52% | 8.4922 | 24309.623 | 12.69% | 122943.0781 | 64.15% | 0 | 0% | 0 | 0% | 8524.3027 | 4.448% | 183111.4785 | 29234.6621 | 15.26% | 162401.1191 | 29234.6621 | 15.26% | 162401.1191 | 37758.9648 | 19.7% | 153876.8164 | 16957.8633 | 8.849% | 174677.918 | 9701.9131 | 5.063% | 181933.8682
299 | Lugo - Pisgah (Proposed) | GREATER KRAMER | {'Calcite': [18.2, 29063.0], 'Pisgah': [30.1, 1.0], 'Devers': [32.0, 667.0], 'Cool Water': [34.4, 0.0], 'El Casco': [39.0, 0.0], 'Tortilla': [39.2, 0.0]} | 164628.6875 | 51807.5 | 31.47% | 112821.1875 | 68.53% | 25718.5977 | 15.62% | 52711.9648 | 32.02% | 38 | 1700.6519 | 1.033% | 606.147 | 0.3682% | 29566.0742 | 17.96% | 929.7078 | 0.5647% | 42440.8164 | 25.78% | 122187.8711 | 35797.6992 | 21.74% | 128830.9883 | 44684.2773 | 27.14% | 119944.4102 | 79464.2266 | 48.27% | 85164.4609 | 68124.0312 | 41.38% | 96504.6562 | 906.3724 | 0.5506% | 163722.3151
300 | Crow Creek | SPGE | {'Fink (Proposed)': [0.4, 60756.0], 'Miller': [8.4, 54092.0], 'Westley': [14.7, 27250.0], 'Quinto': [17.9, 23479.0], 'Los Banos': [23.0, 14836.0], 'Ripon': [26.4, 6951.0], 'Riverbank': [30.0, 6460.0], 'Vierra': [30.2, 1321.0], 'Warnerville': [31.3, 6044.0], 'Tesla': [33.1, 782.0], 'Llagas': [34.3, 0.0], 'Midway Green Ridge Services': [34.7, 709.0], 'Metcalf 1': [34.9, 0.0], 'Metcalf Energy Center': [35.2, 0.0], 'Merced': [36.4, 6629.0], 'Weber': [38.1, 164.0], 'Hollister': [38.3, 0.0], 'Kelso': [38.9, 0.0], 'Delta Pumps': [39.7, 0.0]} | 462494.5312 | 61696.3125 | 13.34% | 400798.2188 | 86.66% | 119523.3438 | 25.84% | 278315.2812 | 60.18% | 10.6674 | 66990.5625 | 14.48% | 190755.3438 | 41.24% | 71057.2578 | 15.36% | 0 | 0% | 207699.7188 | 44.91% | 254794.8125 | 57811.0508 | 12.5% | 404683.4805 | 84738.7422 | 18.32% | 377755.7891 | 241619.4062 | 52.24% | 220875.125 | 134541.4219 | 29.09% | 327953.1094 | 20395.0273 | 4.41% | 442099.5039
301 | Harry Allen | NEVADA MAJOR | {'Desert View': [26.7, 0.0], 'Mead': [34.6, 0.0], 'Sloan Canyon': [38.8, 0.0]} | 0 | 0 | 0% | 0 | 0% | 0 | 0% | 0 | 0% | 0 | 0 | 0% | 0 | 0% | 0 | 0% | 0 | 0% | 0 | 0% | 0 | 0 | 0% | 0 | 0 | 0% | 0 | 0 | 0% | 0 | 0 | 0% | 0 | 0 | 0% | 0
302 | Kirker | NORTHERN CALIFORNIA | {'Pittsburg': [1.2, 42039.0], 'Clayton': [6.3, 34150.0], 'Contra Costa': [6.9, 35016.0], 'Birds Landing': [8.3, 38019.0], 'Lone Tree': [9.5, 34059.0], 'Shiloh III': [10.8, 37503.0], 'Martinez': [11.5, 24370.0], 'Brentwood': [14.3, 28449.0], 'Peabody': [18.6, 34714.0], 'Carquinez': [19.3, 9486.0], 'Cayetano': [20.8, 3250.0], 'Delta Pumps': [21.8, 2608.0], 'Grand Island': [22.5, 30622.0], 'Kelso': [22.6, 2394.0], 'Tulucay': [25.2, 8513.0], 'Vaca-Dixon & Gc Yard': [26.3, 19720.0], 'Midway Green Ridge Services': [26.8, 2394.0], 'Tesla': [28.3, 1985.0], 'Eight Mile': [28.9, 1007.0], 'Eastshore': [29.7, 316.0], 'Stagg': [30.4, 0.0], 'Ignacio': [34.8, 3930.0], 'Putah Creek': [35.0, 159.0], 'Martin': [35.2, 0.0], 'Newark': [36.2, 0.0], 'Weber': [37.0, 0.0], 'Davis': [37.4, 0.0], 'Vierra': [37.8, 0.0]} | 272022.5 | 42490.5508 | 15.62% | 229531.9492 | 84.38% | 58070.7305 | 21.35% | 177938.457 | 65.41% | 19.3333 | 54032.3594 | 19.86% | 44102.2656 | 16.21% | 51437.3633 | 18.91% | 20816.0137 | 7.652% | 65859.6797 | 24.21% | 206162.8203 | 114100.9922 | 41.95% | 157921.5078 | 129290.7891 | 47.53% | 142731.7109 | 164955.4219 | 60.64% | 107067.0781 | 36122.6094 | 13.28% | 235899.8906 | 49163.6602 | 18.07% | 222858.8398
304 | Logan Creek | NORTHERN CALIFORNIA | {'Delevan': [11.8, 85328.0], 'Glenn': [17.7, 62269.0], 'Cortina': [29.0, 17514.0], 'Table Mt.': [33.0, 1952.0], 'Thermalito': [33.7, 2256.0], 'Wyandotte': [38.7, 0.0], 'Honcut': [38.8, 450.0]} | 665441.1875 | 111909.0703 | 16.82% | 553532.1172 | 83.18% | 232055.875 | 34.87% | 409346.125 | 61.51% | 6.8916 | 133590.0781 | 20.08% | 199988.8125 | 30.05% | 125678.7969 | 18.89% | 0 | 0% | 245489.75 | 36.89% | 419951.4375 | 62727.6484 | 9.426% | 602713.5391 | 120055.4531 | 18.04% | 545385.7344 | 328538 | 49.37% | 336903.1875 | 208350.6406 | 31.31% | 457090.5469 | 35656.0781 | 5.358% | 629785.1094
305 | Julian Hinds | RIVERSIDE | {'Kem': [13.4, 13630.0], 'Red Bluff': [18.1, 13627.0], 'Bannister': [34.6, 876.0], 'Sonora': [38.2, 0.0]} | 40463.4492 | 14578.5879 | 36.03% | 25884.8613 | 63.97% | 14023.5996 | 34.66% | 25220.7363 | 62.33% | 5.1958 | 321.1845 | 0.7938% | 0 | 0% | 0 | 0% | 0 | 0% | 4446.6621 | 10.99% | 36016.7871 | 9174.0156 | 22.67% | 31289.4336 | 2997.2744 | 7.407% | 37466.1748 | 13766.4912 | 34.02% | 26696.958 | 14698.75 | 36.33% | 25764.6992 | 233.3474 | 0.5767% | 40230.1018
306 | Hollister | SPGE | {'Llagas': [13.0, 40002.0], 'Moss Landing': [20.8, 36435.0], 'Los Banos': [25.0, 91.0], 'Quinto': [25.7, 89.0], 'Metcalf 1': [31.1, 6056.0], 'Metcalf Energy Center': [31.1, 6084.0], 'Miller': [31.3, 9.0], 'Hicks': [37.5, 2361.0], 'Fink (Proposed)': [37.9, 0.0], 'Crow Creek': [38.3, 0.0]} | 437517.0625 | 52069.2305 | 11.9% | 385447.832 | 88.1% | 172810.8906 | 39.5% | 212752.5469 | 48.63% | 8.4851 | 27284.2266 | 6.236% | 59595.9141 | 13.62% | 155459.2969 | 35.53% | 10513.5547 | 2.403% | 264230.375 | 60.39% | 173286.6875 | 56495.1055 | 12.91% | 381021.957 | 108294.9141 | 24.75% | 329222.1484 | 305366.75 | 69.8% | 132150.3125 | 223748.3438 | 51.14% | 213768.7188 | 16347.5361 | 3.736% | 421169.5264
307 | Boulevard | GREATER IMPERIAL | {'East County': [9.0, 25408.0], 'Suncrest - Ocotillo (Proposed)': [13.7, 23133.0], 'Ocotillo Express': [14.6, 20262.0], 'Suncrest': [26.0, 10898.0], 'Imperial Valley': [32.8, 5118.0], 'Otay Mesa': [37.8, 1279.0]} | 161349.8281 | 29971.6016 | 18.58% | 131378.2266 | 81.42% | 52009.1992 | 32.23% | 85848.2695 | 53.21% | 9 | 258.2102 | 0.16% | 416.7486 | 0.2583% | 45335.875 | 28.1% | 92315.4531 | 57.21% | 20881.0449 | 12.94% | 140468.7832 | 36879.7578 | 22.86% | 124470.0703 | 53069.2188 | 32.89% | 108280.6094 | 86227.7109 | 53.44% | 75122.1172 | 87647.7578 | 54.32% | 73702.0703 | 4349.2275 | 2.696% | 157000.6006
308 | Llagas | NORTHERN CALIFORNIA | {'Hollister': [13.0, 40002.0], 'Metcalf 1': [18.1, 10279.0], 'Metcalf Energy Center': [18.1, 10317.0], 'Moss Landing': [18.4, 32989.0], 'Hicks': [24.6, 6600.0], 'Quinto': [28.1, 80.0], 'Miller': [29.6, 0.0], 'Los Banos': [29.8, 82.0], 'Scott': [33.6, 0.0], 'Fink (Proposed)': [33.9, 0.0], 'Crow Creek': [34.3, 0.0], 'Los Esteros': [35.6, 0.0]} | 322241.75 | 44698.3164 | 13.87% | 277543.4336 | 86.13% | 85633.1172 | 26.57% | 167079.1484 | 51.85% | 14.8014 | 24586.0488 | 7.63% | 42738.1875 | 13.26% | 121119.0469 | 37.59% | 30166.4219 | 9.361% | 172627.5312 | 53.57% | 149614.2188 | 52018.1719 | 16.14% | 270223.5781 | 77255.4531 | 23.97% | 244986.2969 | 216901.6406 | 67.31% | 105340.1094 | 145565.8594 | 45.17% | 176675.8906 | 14177.3857 | 4.4% | 308064.3643
309 | Miller | SPGE | {'Fink (Proposed)': [8.1, 53827.0], 'Crow Creek': [8.4, 54092.0], 'Quinto': [9.6, 33283.0], 'Los Banos': [14.8, 24452.0], 'Westley': [23.1, 22953.0], 'Llagas': [29.6, 0.0], 'Hollister': [31.3, 9.0], 'Metcalf 1': [34.4, 0.0], 'Metcalf Energy Center': [34.7, 0.0], 'Ripon': [34.8, 3164.0], 'Merced': [34.8, 7607.0], 'Oro Loma': [36.0, 4299.0], 'Riverbank': [37.5, 2910.0], 'Warnerville': [37.9, 1952.0], 'Vierra': [38.6, 35.0], 'Wilson': [39.2, 513.0]} | 433075.0938 | 65324.4766 | 15.08% | 367750.6172 | 84.92% | 136457.1562 | 31.51% | 250822.125 | 57.92% | 8.8908 | 77541.8438 | 17.9% | 125625.2578 | 29.01% | 87411.4766 | 20.18% | 0 | 0% | 204366.0469 | 47.19% | 228709.0469 | 47490.7539 | 10.97% | 385584.3398 | 79096.0625 | 18.26% | 353979.0312 | 235415.4531 | 54.36% | 197659.6406 | 149593.8594 | 34.54% | 283481.2344 | 24512.7988 | 5.66% | 408562.2949
310 | Madison | NORTHERN CALIFORNIA | {'Putah Creek': [10.3, 24342.0], 'Woodland': [11.3, 21130.0], 'Davis': [15.4, 24001.0], 'Vaca-Dixon & Gc Yard': [18.8, 19208.0], 'Peabody': [26.6, 13412.0], 'Rio Oso': [32.7, 2519.0], 'Tulucay': [33.4, 2965.0], 'Cortina': [33.9, 2278.0], 'Shiloh III': [35.2, 7228.0], 'Grand Island': [36.6, 2412.0], 'Olivehurst': [37.1, 22.0], 'Pleasant Grove': [37.3, 169.0], 'Pease': [38.3, 0.0], 'Birds Landing': [38.5, 2343.0]} | 529648.875 | 31239.9902 | 5.898% | 498408.8848 | 94.1% | 81665.8203 | 15.42% | 407777.9609 | 76.99% | 8.5358 | 62159.2422 | 11.74% | 261991.875 | 49.47% | 114150.3359 | 21.55% | 0 | 0% | 306007.7812 | 57.78% | 223641.0938 | 61995.9531 | 11.71% | 467652.9219 | 133043.125 | 25.12% | 396605.75 | 368178.1562 | 69.51% | 161470.7188 | 100044.4062 | 18.89% | 429604.4688 | 19412.8789 | 3.665% | 510235.9961
311 | New Melones | NORTHERN CALIFORNIA | {'Peoria': [3.4, 14352.0], 'Chinese Station': [5.7, 13287.0], 'Curtis': [11.6, 12155.0], 'Warnerville': [20.5, 6928.0], 'Riverbank': [24.0, 6242.0], 'Bellota': [26.8, 2997.0], 'Rancho Seco - Bellota (Proposed)': [28.5, 1240.0], 'Camanche': [32.6, 220.0], 'Donnells-Curtis': [34.0, 1988.0], 'Ripon': [36.1, 2608.0], 'Lockeford': [36.3, 668.0], 'Weber': [38.8, 443.0]} | 402450.3438 | 19203.1758 | 4.772% | 383247.168 | 95.23% | 106546.3047 | 26.47% | 248844.3828 | 61.83% | 11.4006 | 41328.4648 | 10.27% | 10753.1885 | 2.672% | 178568.9219 | 44.37% | 18134.1172 | 4.506% | 286684.25 | 71.23% | 115766.0938 | 91425.5312 | 22.72% | 311024.8125 | 151224.7812 | 37.58% | 251225.5625 | 342456.1875 | 85.09% | 59994.1562 | 263386.1875 | 65.45% | 139064.1562 | 33108.5977 | 8.227% | 369341.7461
312 | Waukena | SPGE | {'Corcoran': [2.3, 275464.0], 'GWF Hanford': [9.9, 210761.0], 'Alpaugh': [13.8, 156429.0], 'Leprino': [15.9, 202972.0], 'Olive': [18.2, 118197.0], 'Henrietta': [19.6, 173556.0], 'Mustang': [20.2, 168083.0], 'Rector': [21.8, 40738.0], 'Kingsburg': [24.2, 62024.0], 'Gates-Midway (Proposed)': [26.9, 96812.0], 'Smyrna': [29.8, 49613.0], 'Gates': [30.6, 57350.0], 'Arco': [31.3, 39297.0], 'Avenal': [32.2, 44077.0], 'McCall': [32.8, 14466.0], 'Wahtoke': [33.7, 14244.0], 'Reedley': [34.1, 10573.0], 'Vestal': [34.3, 3768.0], 'Springville': [35.8, 4583.0], 'Schindler': [36.2, 6284.0], 'Goose Lake': [37.1, 5738.0], 'Semitropic': [37.9, 3716.0], 'Mc Mullin': [38.9, 285.0], 'Malaga': [39.2, 263.0], 'Charca': [39.2, 1070.0], 'Sanger': [39.3, 564.0]} | 657135 | 289040.9062 | 43.99% | 368094.0938 | 56.01% | 177798.6875 | 27.06% | 431207.5 | 65.62% | 8.825 | 324627.75 | 49.4% | 236054.8281 | 35.92% | 0 | 0% | 0 | 0% | 110116.4766 | 16.76% | 547018.5234 | 24603.0098 | 3.744% | 632531.9902 | 57714.1016 | 8.783% | 599420.8984 | 162192.4688 | 24.68% | 494942.5312 | 42.06 | 0.006401% | 657092.94 | 18294.4062 | 2.784% | 638840.5938
313 | Colgate | NORTHERN CALIFORNIA | {'Brunswick': [10.8, 38175.0], 'Palermo': [19.5, 11669.0], 'Higgins': [20.5, 11203.0], 'Honcut': [21.7, 8566.0], 'Wyandotte': [21.8, 9950.0], 'East Marysville': [23.0, 4718.0], 'Drum 1': [23.2, 26305.0], 'Olivehurst': [25.1, 4665.0], 'Thermalito': [26.8, 5372.0], 'Pease': [27.6, 4665.0], 'Table Mt.': [28.8, 4743.0], 'Rio Oso': [31.1, 1635.0], 'Pleasant Grove': [35.7, 0.0]} | 392952.7188 | 49877.9023 | 12.69% | 343074.8164 | 87.31% | 37584.957 | 9.565% | 201150.8086 | 51.19% | 19.5495 | 15125.2256 | 3.849% | 7506.7363 | 1.91% | 191047.0625 | 48.62% | 150855.9062 | 38.39% | 267283.7188 | 68.02% | 125669 | 51926.25 | 13.21% | 341026.4688 | 72763.5938 | 18.52% | 320189.125 | 307536.5312 | 78.26% | 85416.1875 | 147022.625 | 37.41% | 245930.0938 | 21226.5996 | 5.402% | 371726.1191
314 | New Sub - Pit 1 - Cottonwood (Proposed) | NORTHERN CALIFORNIA | {'Round Mt.': [6.1, 37211.0], 'Cove Road': [6.8, 42238.0], 'Pit 1': [20.5, 27433.0], 'Jessup': [36.5, 1058.0], 'Cottonwood': [37.5, 989.0]} | 473392.8438 | 47237.1562 | 9.978% | 426155.6875 | 90.02% | 259815.4531 | 54.88% | 198750.8281 | 41.98% | 5.0262 | 10707.1016 | 2.262% | 807.2924 | 0.1705% | 431833.9375 | 91.22% | 29326.3789 | 6.195% | 232618.7344 | 49.14% | 240774.1094 | 112275.7344 | 23.72% | 361117.1094 | 123135.8203 | 26.01% | 350257.0234 | 293334.4688 | 61.96% | 180058.375 | 318438.8125 | 67.27% | 154954.0312 | 30255.6074 | 6.391% | 443137.2363
315 | Excelsior | SPGE | {'Schindler': [5.2, 168277.0], 'Cantua': [6.5, 153911.0], 'Helm': [13.6, 169725.0], 'Tranquility': [16.3, 121875.0], 'Gates': [18.8, 45515.0], 'Mc Mullin': [19.0, 144998.0], 'Mustang': [20.9, 61151.0], 'Henrietta': [21.3, 59852.0], 'Cheney': [23.2, 55852.0], 'Leprino': [24.8, 36244.0], 'Mendota': [25.5, 58717.0], 'Panoche': [26.2, 44897.0], 'Kearney (New)': [28.7, 49332.0], 'Avenal': [29.8, 2672.0], 'West Fresno': [31.8, 36350.0], 'Newhall': [32.7, 38137.0], 'GWF Hanford': [33.7, 5529.0], 'California Ave': [34.1, 29258.0], 'Malaga': [34.6, 24927.0], 'Gregg': [35.8, 20442.0], 'McCall': [36.0, 12844.0], 'Kingsburg': [36.6, 5350.0], 'Cal Flats': [36.9, 2.0], 'Borden': [38.6, 4454.0]} | 655872.75 | 184926.9688 | 28.2% | 470945.7812 | 71.8% | 184149.6719 | 28.08% | 459202.2031 | 70.01% | 6.5944 | 224864.9375 | 34.28% | 272250.1875 | 41.51% | 0 | 0% | 0 | 0% | 210891.9844 | 32.15% | 444980.7656 | 32513.1992 | 4.957% | 623359.5508 | 85217.1328 | 12.99% | 570655.6172 | 241162.5156 | 36.77% | 414710.2344 | 78538.1953 | 11.97% | 577334.5547 | 7200.457 | 1.098% | 648672.293
316 | Cal Flats | SPGE | {'Cholame': [12.7, 82951.0], 'Avenal': [13.7, 42416.0], 'Gates': [21.7, 21103.0], 'Arco': [23.8, 19712.0], 'Templeton': [29.6, 44008.0], 'Gates-Midway (Proposed)': [32.3, 7555.0], 'Mustang': [33.7, 10016.0], 'Henrietta': [34.8, 8364.0], 'Solar': [36.8, 2573.0], 'Excelsior': [36.9, 2.0], 'Carrizo Plains': [37.3, 1998.0], 'Leprino': [37.4, 6161.0], 'Schindler': [38.1, 0.0], 'Cantua': [38.6, 0.0]} | 625318.9375 | 109496.9062 | 17.51% | 515822.0312 | 82.49% | 256356.6094 | 41% | 353759.6406 | 56.57% | 5.6788 | 56042.0352 | 8.962% | 34271.0781 | 5.481% | 119315.1094 | 19.08% | 0 | 0% | 294609.9375 | 47.11% | 330709 | 47705.6719 | 7.629% | 577613.2656 | 143259.375 | 22.91% | 482059.5625 | 360969.0625 | 57.73% | 264349.875 | 305131.3125 | 48.8% | 320187.625 | 7352.7344 | 1.176% | 617966.2031

## Wind Data Dictionary
Column |  | Name | Description | Notes
A |  | OBJECTID | Numeric identifier from the GIS source data of substation locations
B |  | IRP_Substation_Name | Substation name from the GIS source data of substation locations used in the analysis
C |  | RESOLVE_Wind_Area | Name of zone used in the RESOLVE model for onshore wind resources
D |  | Distance in miles to nearby substations | Substations whose buffers overlap with the substation buffer being analyzed. Distance (miles) away from overlapping substations are listed in miles in ascending order. For buffer radius of 10 miles and greater, data includes both distance from substations with an overlapping buffer (first item in the list, denoted by brackets), and also the total area (acres) of overlapping technical resource potential (second item in the list, denoted by brackets).
E | Land Use Implications and Feasibility | Res. Potential Base (after techno-economic & protected areas exclusisons) | Acreage of intersection of total resource potential and buffer circle around substation | Also known as the resource potential basemap or RPB
F |  | Res. Potential after Core Land Use Screen (Lower Implications Land) | Acreage of intersection of resource potential under the Core screen (erased by existing solar footprints) and buffer around substation (for wind, Core screen is reduced further by CPUC). | Also known as lower-environmental implication area, the CEC-Core Suitability Screen acreage, or the Core TRP (technical resource potential)
G |  | Percentage of Base Potential w/ Lower Implications | Column F divided by column E; the percentage of the total resource potential area that is outside of the Core Screen.
H |  | Res. Potential excluded by Core screen (Higher Implications Land) | Acreage of total resource potential (within the substation buffer) that is within the Core Screen | Also known as 'higher-implication area'
I |  | Percentage of Base Potential w/ Higher Implications | Column H divided by column E; the percentage of the total resource potential area that is excluded by the Core Screen.
Q |  | Base Res. Potential w/ Low Cropland Index Values | Acreage of low cropland index model within the total resource potential area (within the substation buffer)
R |  | Percentage of Base Potential w/ Low Cropland Index Values | Column Q divided by column E; the percentage of the total resource potential area with low cropland index values
S |  | Base Res. Potential w/ High Cropland Index Values | Acreage of high cropland index model within the total resource potential area (within the substation buffer)
T |  | Percentage of Base Potential w/ High Cropland Index Values | Column S divided by column E; the percentage of the total resource potential area with low cropland index values
W |  | Base Res. Potential w/ Tier 2 Fire Threat | Acreage of Tier 2 Fire Threat within the total resource potential area (within the substation buffer) | CPUC Fire Threat Map is available at https://caenergy.maps.arcgis.com/home/item.html?id=5a0aac0357c64ec48a6dc42e1a6bc3ca
X |  | Percentage of Base Potential w/ Tier 2 Fire Threat | Column W divided by column E; the percentage of the total resource potential area within Tier 2 Fire Threat areas
Y |  | Base Res. Potential w/ Tier 3 Fire Threat | Acreage of Tier 3 Fire Threat within the total resource potential area (within the substation buffer) | CPUC Fire Threat Map is available at https://caenergy.maps.arcgis.com/home/item.html?id=5a0aac0357c64ec48a6dc42e1a6bc3ca
Z |  | Percentage of Base Potential w/ Tier 3 Fire Threat | Column Y divided by column E; the percentage of the total resource potential area within Tier 3 Fire Threat areas
AB | Environmental (Conservation and Biological) Impact Factors | Base Res. Potential w/ ACE Terrestrial Connectivity, 4 or 5, (High Implications) | Acreage of high ACE terrestrial connectivity (ranks 4 and 5) within the total resource potential area (within the substation buffer) | ACE stands for the Area of Conservation Emphasis, a set of geospatial datasets developed by CDFW and used heavily in the construction of CEC land use screens. More information is available at https://wildlife.ca.gov/Data/Analysis/Ace to learn more.
AC |  | Percentage of Base Potential w/ Terrestrial Connectivity High Implications | Column AB divided by column E; the percentage of the total resource potential area with high connectivity
AD |  | Base Res. Potential w/ Terrestrial Connectivity Low Implications | Acreage of low ACE terrestrial connectivity (ranks 1, 2 and 3) within the total resource potential area (within the substation buffer) | Available at https://caenergy.maps.arcgis.com/home/item.html?id=6379aba13aa5405b86ea4bb8de0e0abb
AE |  | Base Res. Potential w/ ACE Biodiversity, 5, (High Implications) | Acreage of high ACE terrestrial biodiversity (rank 5) within the total resource potential area (within the substation buffer) | Available at https://caenergy.maps.arcgis.com/home/item.html?id=d0bf5ee8dd0945f4aaaa98c5d8b3ecb5
AF |  | Percentage of Base Potential w/ Biodiversity High Implications | Column AE divided by column E; the percentage of the total resource potential area with high biodiversity
AG |  | Base Res. Potential w/ Biodiversity Low Implications | Acreage of low ACE terrestrial biodiversity (ranks 1, 2, 3 and 4) within the total resource potential area (within the substation buffer)
AH |  | Base Res. Potential w/ ACE Irreplaceability, 4 or 5, (High Implications) | Acreage of high ACE terrestrial irreplaceability (ranks 4 and 5) within the total resource potential area (within the substation buffer) | Available at https://caenergy.maps.arcgis.com/home/item.html?id=3f94d0384f7542dcba2216635e8d103e
AI |  | Percentage of Base Potential w/ Irreplaceability High Implications | Column AH divided by column E; the percentage of the total resource potential area with high irreplaceability
AJ |  | Base Res. Potential w/ Irreplaceability Low Implications | Acreage of low ACE terrestrial irreplaceability (ranks 1, 2 and 3) within the total resource potential area (within the substation buffer)
AK |  | Base Res. Potential w/ Any of the three ACE datasets High Implications | Acreage of the combined footprint of all ACE screens (high biodiversity, high connectivity, high irreplaceability) within the total resource potential area
AL |  | Percentage of Base Potential w/ Any of the three ACE datasets High Implications | Column AK divided by column E; the percentage of the total resource potential area with any high ACE factors present
AM |  | Base Res. Potential w/ Any of the three ACE datasets Low Implications | The difference between column E and column AK
AN |  | Base Res. Potential w/ High Terrestrial Landscape Intactness | Acreage of high landscape intactness within the total resource potential area (within the substation buffer) | Terrestrial Landscape Intactness, produced by Conservation Biology Institute, is available at https://caenergy.maps.arcgis.com/home/item.html?id=4311305423d847189205b8245dd435fb
AO |  | Percentage of Base Potential w/ High Terrestrial Landscape Intactness | Column AN divided by column E; the percentage of total resource potential area with high landscale intactness
AP |  | Base Res. Potential w/ Low Terrestrial Landscape Intactness | The difference between columns E and AN
AQ |  | Base Res. Potential w/ Classified as Wetlands | Acreage of wetlands within the total resource potential area (within the substation buffer) | The Wetlands dataset used in CEC Land Use Screens and IRP Busbar Mapping is available at https://caenergy.maps.arcgis.com/home/item.html?id=c6c39af5da024ceabb3753de344a7acf
AR |  | Percentage of Base Potential w/ Classified as Wetlands | Column AQ divided by column E; the percentage of the total resource potential area that is a wetland
AS |  | Base Res. Potential w/ Not Classified as Wetlands | Difference between column E and column AQ

## LandEnv_Wind_Data_10mi
CEC provided land-use and environmental data criteria for in-state substations at a 10 mile radius for onshore wind resource potential. Note theseare based on a techno-economic resource potential base using a 20% CF factor.
[9 empty] | Parcel info not applied for onshore wind mapping |  |  |  |  | Cropland Index not applied for onshore wind mappping
|  |  |  | Res. Potential Base (after techno-economic & protected areas exclusisons) | Res. Potential after Core Land Use Screen (Lower Implications Land) | Percentage of Base Potential w/ Lower Implications | Res. Potential excluded by Core screen (Higher Implications Land) | Percentage of Base Potential w/ Higher Implications | [5 empty] | Base Res. Potential w/ Low Cropland Index Values | Percentage of Base Potential w/ Low Cropland Index Values | Base Res. Potential w/ High Cropland Index Values | Percentage of Base Potential w/ High Cropland Index Values | Base Res. Potential w/ Tier 2 Fire Threat | Percentage of Base Potential w/ Tier 2 Fire Threat | Base Res. Potential w/ Tier 3 Fire Threat | Percentage of Base Potential w/ Tier 3 Fire Threat | Base Res. Potential w/ ACE Terrestrial Connectivity, 4 or 5, (High Implications) | Percentage of Base Potential w/ Terrestrial Connectivity High Implications | Base Res. Potential w/ Terrestrial Connectivity Low Implications | Base Res. Potential w/ ACE Biodiversity, 5, (High Implications) | Percentage of Base Potential w/ Biodiversity High Implications | Base Res. Potential w/ Biodiversity Low Implications | Base Res. Potential w/ ACE Irreplaceability, 4 or 5, (High Implications) | Percentage of Base Potential w/ Irreplaceability High Implications | Base Res. Potential w/ Irreplaceability Low Implications | Base Res. Potential w/ Any of the three ACE datasets High Implications | Percentage of Base Potential w/ Any of the three ACE datasets High Implications | Base Res. Potential w/ Any of the three ACE datasets Low Implications | Base Res. Potential w/ High Terrestrial Landscape Intactness | Percentage of Base Potential w/ High Terrestrial Landscape Intactness | Base Res. Potential w/ Low Terrestrial Landscape Intactness | Base Res. Potential w/ Classified as Wetlands | Percentage of Base Potential w/ Classified as Wetlands | Base Res. Potential w/ Not Classified as Wetlands
Blue columns indicate additional data calculate/added by CPUC staff in dashboard.
Distance in miles to nearby substations
OBJECTID | IRP_Substation_Name | RESOLVE_Wind_Area | Overlaps | RPB_Acres | TRP_Acres | Perc_TRP | High_Implication_Acres | Perc_HighImplication | Parcels_LT_6 | Perc_ParcLT6 | Parcels_LT_30_GT6 | Perc_ParcLT30GT6 | 10th Percentile Parcelization | LowCrop_Acres | Perc_LowCrop | HighCrop_Acres | Perc_HighCrop | FT_Tier2_Acres | Perc_FT_Tier2 | FT_Tier3_Acres | Perc_FT_Tier3 | Conn45_Acres | Perc_Conn45 | Low Conn Acres | Bio5_Acres | Perc_Bio5 | Low Bio Acres | Irr45_Acres | Perc_Irr45 | Low Irr Acres | ACE_All_Acres | Perc_AllACE | Low AllACE Acres | High_Intact_Acres | Perc_HighIntact | LowIntact Acres | Wetlands_Acres | Perc_Wetlands | Not Wetlands Acres
0 | East Shore | Solano | {'Newark': 11.2, 'Martin (San Francisco H)': 16.9, 'Los Esteros': 17.0, 'Schulte Switching Station': 19.3} | 10543.707 | 1964.4153 | 18.63% | 8579.2917 | 81.37% | [5 empty] | 0 | 0% | 0 | 0% | 0 | 0% | 4072.9299 | 38.63% | 3154.0486 | 29.91% | 7389.6584 | 2081.6326 | 19.74% | 8462.0745 | 6861.0083 | 65.07% | 3682.6987 | 8139.9141 | 77.2% | 2403.793 | 3691.6501 | 35.01% | 6852.0569 | 1430.4487 | 13.57% | 9113.2583
1 | Newark | Solano | {'Los Esteros': 5.9, 'Schulte Switching Station': 8.7, 'East Shore': 11.2, 'Hicks': 19.0} | 3625.4219 | 53.2621 | 1.469% | 3572.1598 | 98.53% | [5 empty] | 0 | 0% | 0 | 0% | 794.8741 | 21.93% | 1557.1577 | 42.95% | 1962.1932 | 54.12% | 1663.2286 | 754.4169 | 20.81% | 2871.005 | 1792.7756 | 49.45% | 1832.6462 | 3000.552 | 82.76% | 624.8699 | 1927.1149 | 53.16% | 1698.307 | 1158.8553 | 31.96% | 2466.5665
2 | Tesla | Solano | {'Green Ridge Midway': 1.6, 'Kelso': 6.2, 'Delta Switching Yard': 6.8, 'Cayetano': 11.4, 'Brentwood': 15.5, 'Vierra': 17.0, 'Lone Tree': 19.3} | 70311.6719 | 489.2596 | 0.6958% | 69822.4123 | 99.3% | [5 empty] | 3282.7056 | 4.669% | 17569.8594 | 24.99% | 4353.6494 | 6.192% | 0 | 0% | 50801.3203 | 72.25% | 19510.3516 | 39642.8203 | 56.38% | 30668.8516 | 41495.0664 | 59.02% | 28816.6055 | 55980.7461 | 79.62% | 14330.9258 | 24817.8535 | 35.3% | 45493.8184 | 3168.4897 | 4.506% | 67143.1821
3 | Cabrillo | Kern_Greater_Carrizo | {'Sisquoc': 17.3} | 48710.8516 | 4131.1147 | 8.481% | 44579.7368 | 91.52% | [5 empty] | 2293.3965 | 4.708% | 2002.8677 | 4.112% | 45044.5156 | 92.47% | 0 | 0% | 31149.3203 | 63.95% | 17561.5312 | 2721.0337 | 5.586% | 45989.8179 | 15484.6719 | 31.79% | 33226.1797 | 37971.1758 | 77.95% | 10739.6758 | 28646.75 | 58.81% | 20064.1016 | 3080.7683 | 6.325% | 45630.0833
4 | Honcut | Northern_California | {'Palermo': 10.1, 'Pease': 11.0, 'East Marysville': 11.0, 'Wyandotte': 12.2, 'Thermalito': 13.5, 'Olivehurst': 16.0, 'Table Mountain': 16.4} | 111293.3359 | 16292.1045 | 14.64% | 95001.2314 | 85.36% | [5 empty] | 38374.1484 | 34.48% | 39328.1445 | 35.34% | 1686.4856 | 1.515% | 0 | 0% | 86417.5859 | 77.65% | 24875.75 | 8621.252 | 7.746% | 102672.084 | 24281.7051 | 21.82% | 87011.6309 | 93392.6953 | 83.92% | 17900.6406 | 2656.3796 | 2.387% | 108636.9563 | 16776.5293 | 15.07% | 94516.8066
5 | Palermo | Northern_California | {'Wyandotte': 2.9, 'Thermalito': 7.4, 'Table Mountain': 9.7, 'Honcut': 10.1} | 43346.2305 | 1958.0276 | 4.517% | 41388.2029 | 95.48% | [5 empty] | 9685.9121 | 22.35% | 6175.645 | 14.25% | 8150.0449 | 18.8% | 1138.0803 | 2.626% | 39018.7305 | 90.02% | 4327.5 | 4336.5801 | 10% | 39009.6504 | 3109.72 | 7.174% | 40236.5105 | 41062.6992 | 94.73% | 2283.5312 | 5157.2314 | 11.9% | 38188.999 | 12183.8906 | 28.11% | 31162.3398
6 | Table Mountain | Northern_California | {'Thermalito': 2.9, 'Wyandotte': 7.1, 'Palermo': 9.7, 'Honcut': 16.4} | 62748.1055 | 2753.0691 | 4.387% | 59995.0364 | 95.61% | [5 empty] | 29495.5098 | 47.01% | 5855.1021 | 9.331% | 8021.6431 | 12.78% | 15.9323 | 0.02539% | 51929.2969 | 82.76% | 10818.8086 | 16154.0283 | 25.74% | 46594.0771 | 29657.4258 | 47.26% | 33090.6797 | 59977.3867 | 95.58% | 2770.7188 | 6950.5894 | 11.08% | 55797.5161 | 16642.459 | 26.52% | 46105.6465
7 | Wyandotte | Northern_California | {'Palermo': 2.9, 'Thermalito': 5.1, 'Table Mountain': 7.1, 'Honcut': 12.2} | 46843.6445 | 730.492 | 1.559% | 46113.1525 | 98.44% | [5 empty] | 13138.6436 | 28.05% | 3820.75 | 8.156% | 11220.7764 | 23.95% | 201.4593 | 0.4301% | 42172.5508 | 90.03% | 4671.0938 | 8722.1904 | 18.62% | 38121.4541 | 7570.0356 | 16.16% | 39273.6089 | 45893.7734 | 97.97% | 949.8711 | 7127.7358 | 15.22% | 39715.9087 | 14676.8672 | 31.33% | 32166.7773
8 | Cortina | Northern_California | {'Delevan': 17.3} | 121579.1094 | 19713.3203 | 16.21% | 101865.7891 | 83.79% | [5 empty] | 22158.7598 | 18.23% | 47217.5703 | 38.84% | 31708.6328 | 26.08% | 0 | 0% | 45021.5938 | 37.03% | 76557.5156 | 15745.458 | 12.95% | 105833.6514 | 47474.8164 | 39.05% | 74104.293 | 82563.6953 | 67.91% | 39015.4141 | 36628.9219 | 30.13% | 84950.1875 | 1280.7108 | 1.053% | 120298.3986
9 | Etiwanda | Greater_Kramer | {'Rancho Vista': 0.4, 'Mira Loma': 6.0, 'Padua': 6.8, 'Chino': 10.7, 'Vista': 12.4, 'San Bernardino': 16.6} | 1378.8256 | 0 | 0% | 1378.8256 | 100% | [5 empty] | 0 | 0% | 0 | 0% | 250.941 | 18.2% | 1127.8759 | 81.8% | 1378.8256 | 100% | 0 | 1013.8559 | 73.53% | 364.9697 | 1062.5029 | 77.06% | 316.3226 | 1378.8256 | 100% | 0 | 982.9573 | 71.29% | 395.8683 | 53.7716 | 3.9% | 1325.054
10 | Brentwood | Solano | {'Lone Tree': 4.9, 'Contra Costa': 8.0, 'Delta Switching Yard': 8.7, 'Kelso': 9.3, 'Cayetano': 13.5, 'Green Ridge Midway': 14.2, 'Pittsburg': 14.5, 'Tesla': 15.5, 'Clayton': 16.0, 'Birds Landing': 16.5, 'Stagg': 18.6, 'Eight Mile': 19.0, 'Shilo III': 19.6} | 43361.1133 | 1356.7557 | 3.129% | 42004.3575 | 96.87% | [5 empty] | 5661.6606 | 13.06% | 13835.6631 | 31.91% | 13619.2783 | 31.41% | 2576.7756 | 5.943% | 19200.3086 | 44.28% | 24160.8047 | 19441.9219 | 44.84% | 23919.1914 | 19221.2676 | 44.33% | 24139.8457 | 26667.9512 | 61.5% | 16693.1621 | 7043.4287 | 16.24% | 36317.6846 | 5718.7368 | 13.19% | 37642.3765
11 | Clayton | Solano | {'Pittsburg': 7.5, 'Martinez': 9.4, 'Contra Costa': 10.9, 'Lone Tree': 11.4, 'Birds Landing': 14.6, 'Brentwood': 16.0, 'Shilo III': 16.9, 'Cayetano': 17.8, 'Carquinez': 18.3} | 15407.9248 | 401.6344 | 2.607% | 15006.2904 | 97.39% | [5 empty] | 24.2623 | 0.1575% | 0.096905 | 0.0006289% | 5441.1704 | 35.31% | 3914.3999 | 25.41% | 8395.1885 | 54.49% | 7012.7363 | 12179.4707 | 79.05% | 3228.4541 | 9820.7539 | 63.74% | 5587.1709 | 12799.1992 | 83.07% | 2608.7256 | 5543.4814 | 35.98% | 9864.4434 | 5785.2212 | 37.55% | 9622.7036
12 | Contra Costa | Solano | {'Lone Tree': 3.9, 'Pittsburg': 6.7, 'Brentwood': 8.0, 'Birds Landing': 9.0, 'Clayton': 10.9, 'Shilo III': 12.2, 'Delta Switching Yard': 16.3, 'Kelso': 17.1, 'Cayetano': 18.0, 'Martinez': 18.2, 'Grand Island': 19.1} | 30996.1992 | 1591.0107 | 5.133% | 29405.1885 | 94.87% | [5 empty] | 5152.7764 | 16.62% | 1257.1591 | 4.056% | 10068.5293 | 32.48% | 3015.3354 | 9.728% | 12378.4492 | 39.94% | 18617.75 | 25628.8887 | 82.68% | 5367.3105 | 22904.3516 | 73.89% | 8091.8477 | 25835.4707 | 83.35% | 5160.7285 | 7200.2046 | 23.23% | 23795.9946 | 8701.666 | 28.07% | 22294.5332
13 | Pittsburg | Solano | {'Contra Costa': 6.7, 'Birds Landing': 7.1, 'Clayton': 7.5, 'Shilo III': 9.6, 'Lone Tree': 9.7, 'Martinez': 12.0, 'Brentwood': 14.5, 'Peabody': 17.6, 'Carquinez': 19.5} | 22295.4414 | 891.6293 | 3.999% | 21403.8121 | 96% | [5 empty] | 1955.5625 | 8.771% | 5.3235 | 0.02388% | 3419.7649 | 15.34% | 175.2845 | 0.7862% | 10180.249 | 45.66% | 12115.1924 | 15564.2666 | 69.81% | 6731.1748 | 9468.1875 | 42.47% | 12827.2539 | 17793.8965 | 79.81% | 4501.5449 | 2635.6631 | 11.82% | 19659.7783 | 13249.2939 | 59.43% | 9046.1475
14 | San Bernardino | Greater_Kramer | {'Vista': 5.3, 'El Casco': 12.1, 'Etiwanda': 16.6, 'Rancho Vista': 17.0, 'Mira Loma': 19.3} | 67.5063 | 0 | 0% | 67.5063 | 100% | [5 empty] | 0 | 0% | 0 | 0% | 0 | 0% | 67.5063 | 100% | 67.5063 | 100% | 0 | 2.7392 | 4.058% | 64.7671 | 67.5063 | 100% | 0 | 67.5063 | 100% | 0 | 5.9021 | 8.743% | 61.6042 | 7.2338 | 10.72% | 60.2725
15 | Placerville | El_Dorado_Mariposa | {'Gold Hill': 19.7} | 0 | 0 | 0% | 0 | 0% | [5 empty] | 0 | 0% | 0 | 0% | 0 | 0% | 0 | 0% | 0 | 0% | 0 | 0 | 0% | 0 | 0 | 0% | 0 | 0 | 0% | 0 | 0 | 0% | 0 | 0 | 0% | 0
16 | Cantua | Central_Valley_North_Los_Banos | {'Schindler': 11.4, 'Tranquility': 11.6, 'Helm': 14.5, 'Cheney': 17.6} | 113986.3047 | 87851.0703 | 77.07% | 26135.2344 | 22.93% | [5 empty] | 37144.8398 | 32.59% | 60453.2773 | 53.04% | 0 | 0% | 0 | 0% | 22882.8691 | 20.08% | 91103.4355 | 0 | 0% | 113986.3047 | 7184.8535 | 6.303% | 106801.4512 | 25967.166 | 22.78% | 88019.1387 | 6250.0513 | 5.483% | 107736.2534 | 245.6678 | 0.2155% | 113740.6369
17 | Cheney | Central_Valley_North_Los_Banos | {'Panoche': 3.1, 'Mendota': 7.3, 'Tranquility': 7.6, 'Cantua': 17.6, 'Oro Loma': 18.8, 'Newhall': 19.7, 'Helm': 20.0} | 53494.8281 | 39339.8555 | 73.54% | 14154.9727 | 26.46% | [5 empty] | 30602.8398 | 57.21% | 17838.0508 | 33.35% | 0 | 0% | 0 | 0% | 7180.3613 | 13.42% | 46314.4668 | 0 | 0% | 53494.8281 | 7844.4551 | 14.66% | 45650.373 | 14122.0645 | 26.4% | 39372.7637 | 0 | 0% | 53494.8281 | 78.8653 | 0.1474% | 53415.9629
18 | Gates | Central_Valley_North_Los_Banos | {'Avenal': 11.2, 'Mustang': 13.1, 'Henrietta': 14.2, 'Leprino Jct': 17.7, 'Schindler': 18.1} | 46208.5352 | 36510.4766 | 79.01% | 9698.0586 | 20.99% | [5 empty] | 2719.8816 | 5.886% | 42388.3047 | 91.73% | 0 | 0% | 0 | 0% | 0 | 0% | 46208.5352 | 3653.5952 | 7.907% | 42554.9399 | 9551.3408 | 20.67% | 36657.1943 | 9551.3408 | 20.67% | 36657.1943 | 0 | 0% | 46208.5352 | 174.0998 | 0.3768% | 46034.4354
19 | Helm | Central_Valley_North_Los_Banos | {'Mc Mullin': 10.4, 'Tranquility': 12.7, 'Schindler': 13.2, 'Cantua': 14.5, 'Mendota': 18.0, 'Kearney': 18.1, 'Cheney': 20.0} | 154223.3906 | 99364.8203 | 64.43% | 54858.5703 | 35.57% | [5 empty] | 110231.3906 | 71.48% | 32504.2539 | 21.08% | 0 | 0% | 0 | 0% | 37597.4414 | 24.38% | 116625.9492 | 21651.5703 | 14.04% | 132571.8203 | 23024.0273 | 14.93% | 131199.3633 | 51961.2148 | 33.69% | 102262.1758 | 0 | 0% | 154223.3906 | 4652.5571 | 3.017% | 149570.8335
20 | Kearney | Central_Valley_North_Los_Banos | {'West Fresno': 3.6, 'Cal Ave': 6.6, 'Malaga': 8.7, 'Mc Mullin': 9.7, 'Gregg': 10.3, 'McCall': 15.0, 'Sanger': 15.1, 'Borden': 16.0, 'Helm': 18.1} | 104198.9297 | 101350.0625 | 97.27% | 2848.8672 | 2.734% | [5 empty] | 26634.6504 | 25.56% | 72415.9688 | 69.5% | 0 | 0% | 0 | 0% | 2432.7632 | 2.335% | 101766.1665 | 208.0597 | 0.1997% | 103990.87 | 208.0597 | 0.1997% | 103990.87 | 2640.823 | 2.534% | 101558.1067 | 0 | 0% | 104198.9297 | 352.9665 | 0.3387% | 103845.9632
21 | Kingsburg | Central_Valley_North_Los_Banos | {'McCall': 9.0, 'Wahtoke': 11.4, 'Reedley': 14.0, 'Sanger': 15.2, 'GWF Hanford Sw Sta': 15.5, 'Malaga': 16.2, 'Cal Ave': 18.9} | 24795.3535 | 24040.0625 | 96.95% | 755.291 | 3.046% | [5 empty] | 8785.4629 | 35.43% | 14096.4697 | 56.85% | 0 | 0% | 0 | 0% | 0 | 0% | 24795.3535 | 0 | 0% | 24795.3535 | 0 | 0% | 24795.3535 | 0 | 0% | 24795.3535 | 0 | 0% | 24795.3535 | 755.2916 | 3.046% | 24040.0619
22 | Malaga | Central_Valley_North_Los_Banos | {'Cal Ave': 2.8, 'West Fresno': 5.4, 'Sanger': 6.5, 'McCall': 7.5, 'Kearney': 8.7, 'Gregg': 15.3, 'Mc Mullin': 16.1, 'Wahtoke': 16.1, 'Kingsburg': 16.2} | 38659.8398 | 38598.8906 | 99.84% | 60.9492 | 0.1577% | [5 empty] | 6723.3975 | 17.39% | 29883.541 | 77.3% | 0 | 0% | 0 | 0% | 0 | 0% | 38659.8398 | 0 | 0% | 38659.8398 | 0 | 0% | 38659.8398 | 0 | 0% | 38659.8398 | 0 | 0% | 38659.8398 | 60.9461 | 0.1576% | 38598.8937
23 | McCall | Central_Valley_North_Los_Banos | {'Sanger': 6.8, 'Malaga': 7.5, 'Kingsburg': 9.0, 'Cal Ave': 10.2, 'Wahtoke': 10.4, 'West Fresno': 12.4, 'Reedley': 14.6, 'Kearney': 15.0, 'Mc Mullin': 19.4} | 20541.793 | 20501.7129 | 99.8% | 40.0801 | 0.1951% | [5 empty] | 4062.8123 | 19.78% | 15488.1836 | 75.4% | 0 | 0% | 0 | 0% | 0 | 0% | 20541.793 | 0 | 0% | 20541.793 | 0 | 0% | 20541.793 | 0 | 0% | 20541.793 | 0 | 0% | 20541.793 | 40.0804 | 0.1951% | 20501.7126
24 | Mc Mullin | Central_Valley_North_Los_Banos | {'Kearney': 9.7, 'Helm': 10.4, 'West Fresno': 12.8, 'Cal Ave': 15.2, 'Schindler': 15.6, 'Malaga': 16.1, 'Gregg': 18.4, 'McCall': 19.4} | 169899.4219 | 138790.1562 | 81.69% | 31109.2656 | 18.31% | [5 empty] | 77808.0703 | 45.8% | 81426.0625 | 47.93% | 0 | 0% | 0 | 0% | 24564.5664 | 14.46% | 145334.8555 | 12956.123 | 7.626% | 156943.2988 | 12956.123 | 7.626% | 156943.2988 | 29640.2812 | 17.45% | 140259.1406 | 0 | 0% | 169899.4219 | 2386.4331 | 1.405% | 167512.9888
25 | Mendota | Central_Valley_North_Los_Banos | {'Cheney': 7.3, 'Panoche': 8.2, 'Tranquility': 9.5, 'Newhall': 12.4, 'Oro Loma': 15.8, 'Helm': 18.0} | 83302.0781 | 63497.2734 | 76.23% | 19804.8047 | 23.77% | [5 empty] | 56026.5625 | 67.26% | 20084.334 | 24.11% | 0 | 0% | 0 | 0% | 11657.5557 | 13.99% | 71644.5225 | 1438.3358 | 1.727% | 81863.7423 | 8999.498 | 10.8% | 74302.5801 | 19632.209 | 23.57% | 63669.8691 | 317.7649 | 0.3815% | 82984.3133 | 2172.8806 | 2.608% | 81129.1975
26 | Oro Loma | Central_Valley_North_Los_Banos | {'Mendota': 15.8, 'Panoche': 16.6, 'Newhall': 18.1, 'Cheney': 18.8} | 55167.0156 | 53502.9766 | 96.98% | 1664.0391 | 3.016% | [5 empty] | 42806.75 | 77.59% | 9789.6221 | 17.75% | 0 | 0% | 0 | 0% | 678.4767 | 1.23% | 54488.5389 | 0 | 0% | 55167.0156 | 22.3101 | 0.04044% | 55144.7056 | 700.7869 | 1.27% | 54466.2288 | 0 | 0% | 55167.0156 | 1300.6052 | 2.358% | 53866.4104
27 | Panoche | Central_Valley_North_Los_Banos | {'Cheney': 3.1, 'Mendota': 8.2, 'Tranquility': 10.7, 'Oro Loma': 16.6} | 29910.8398 | 22339.3477 | 74.69% | 7571.4922 | 25.31% | [5 empty] | 16955.2773 | 56.69% | 12210.9395 | 40.82% | 0 | 0% | 0 | 0% | 0 | 0% | 29910.8398 | 0 | 0% | 29910.8398 | 7538.5869 | 25.2% | 22372.2529 | 7538.5869 | 25.2% | 22372.2529 | 0 | 0% | 29910.8398 | 60.7671 | 0.2032% | 29850.0727
28 | Reedley | Central_Valley_North_Los_Banos | {'Wahtoke': 4.3, 'Kingsburg': 14.0, 'McCall': 14.6, 'Sanger': 14.8} | 0 | 0 | 0% | 0 | 0% | [5 empty] | 0 | 0% | 0 | 0% | 0 | 0% | 0 | 0% | 0 | 0% | 0 | 0 | 0% | 0 | 0 | 0% | 0 | 0 | 0% | 0 | 0 | 0% | 0 | 0 | 0% | 0
29 | Sanger | Central_Valley_North_Los_Banos | {'Malaga': 6.5, 'McCall': 6.8, 'Cal Ave': 8.5, 'Wahtoke': 10.8, 'West Fresno': 11.6, 'Reedley': 14.8, 'Kearney': 15.1, 'Kingsburg': 15.2, 'Gregg': 19.7} | 3044.4128 | 3044.4128 | 100% | 0 | 0% | [5 empty] | 225.6776 | 7.413% | 2711.0874 | 89.05% | 0 | 0% | 0 | 0% | 0 | 0% | 3044.4128 | 0 | 0% | 3044.4128 | 0 | 0% | 3044.4128 | 0 | 0% | 3044.4128 | 0 | 0% | 3044.4128 | 0 | 0% | 3044.4128
30 | Schindler | Central_Valley_North_Los_Banos | {'Cantua': 11.4, 'Helm': 13.2, 'Mc Mullin': 15.6, 'Mustang': 16.9, 'Henrietta': 17.2, 'Gates': 18.1, 'Tranquility': 19.7} | 161432.8281 | 144939.4062 | 89.78% | 16493.4219 | 10.22% | [5 empty] | 85906.0078 | 53.21% | 69257.7734 | 42.9% | 0 | 0% | 0 | 0% | 13585.6934 | 8.416% | 147847.1348 | 480.2905 | 0.2975% | 160952.5376 | 2809.3525 | 1.74% | 158623.4756 | 16373.6045 | 10.14% | 145059.2236 | 0 | 0% | 161432.8281 | 798.8541 | 0.4949% | 160633.9741
31 | Wahtoke | Central_Valley_North_Los_Banos | {'Reedley': 4.3, 'McCall': 10.4, 'Sanger': 10.8, 'Kingsburg': 11.4, 'Malaga': 16.1, 'Cal Ave': 18.7} | 0 | 0 | 0% | 0 | 0% | [5 empty] | 0 | 0% | 0 | 0% | 0 | 0% | 0 | 0% | 0 | 0% | 0 | 0 | 0% | 0 | 0 | 0% | 0 | 0 | 0% | 0 | 0 | 0% | 0 | 0 | 0% | 0
32 | West Fresno | Central_Valley_North_Los_Banos | {'Cal Ave': 3.0, 'Kearney': 3.6, 'Malaga': 5.4, 'Gregg': 10.8, 'Sanger': 11.6, 'McCall': 12.4, 'Mc Mullin': 12.8, 'Borden': 16.8} | 68787.8047 | 68733.0078 | 99.92% | 54.7969 | 0.07966% | [5 empty] | 15246.9336 | 22.17% | 50252.3555 | 73.05% | 0 | 0% | 0 | 0% | 0 | 0% | 68787.8047 | 0 | 0% | 68787.8047 | 0 | 0% | 68787.8047 | 0 | 0% | 68787.8047 | 0 | 0% | 68787.8047 | 54.7926 | 0.07965% | 68733.0121
33 | Glenn | Northern_California | {} | 141356.1719 | 55989.4492 | 39.61% | 85366.7227 | 60.39% | [5 empty] | 27334.9297 | 19.34% | 76977.1328 | 54.46% | 0 | 0% | 0 | 0% | 76727 | 54.28% | 64629.1719 | 864.9085 | 0.6119% | 140491.2634 | 1676.1381 | 1.186% | 139680.0338 | 77557.5234 | 54.87% | 63798.6484 | 5040.2793 | 3.566% | 136315.8926 | 23642.5586 | 16.73% | 117713.6133
34 | Bridgeville | Humboldt | {} | 52006.2852 | 3673.2788 | 7.063% | 48333.0063 | 92.94% | [5 empty] | 239.4292 | 0.4604% | 0 | 0% | 18221.2676 | 35.04% | 8881.499 | 17.08% | 12299.2773 | 23.65% | 39707.0078 | 11309.5439 | 21.75% | 40696.7412 | 12243.0947 | 23.54% | 39763.1904 | 21438.5488 | 41.22% | 30567.7363 | 42828.3789 | 82.35% | 9177.9062 | 181.4458 | 0.3489% | 51824.8393
35 | Humboldt | Humboldt | {} | 19340.3555 | 3250.3638 | 16.81% | 16089.9917 | 83.19% | [5 empty] | 2963.6941 | 15.32% | 0 | 0% | 10051.5508 | 51.97% | 0 | 0% | 1418.0409 | 7.332% | 17922.3146 | 8224.0732 | 42.52% | 11116.2822 | 10201.166 | 52.75% | 9139.1895 | 10646.377 | 55.05% | 8693.9785 | 5688.8193 | 29.41% | 13651.5361 | 4073.6086 | 21.06% | 15266.7468
36 | El Centro | Greater_Imperial | {'Imperial Valley': 11.9, 'High Line': 15.5, 'North Gila - IV (Proposed)': 19.4} | 75062.8438 | 65443.543 | 87.19% | 9619.3008 | 12.81% | [5 empty] | 13922.8057 | 18.55% | 51643.793 | 68.8% | 0 | 0% | 0 | 0% | 1902.5854 | 2.535% | 73160.2583 | 3100.9866 | 4.131% | 71961.8572 | 3100.9866 | 4.131% | 71961.8572 | 5003.5718 | 6.666% | 70059.272 | 0 | 0% | 75062.8438 | 4848.5708 | 6.459% | 70214.2729
37 | High Line | Greater_Imperial | {'North Gila - IV (Proposed)': 4.3, 'El Centro': 15.5} | 75135.2734 | 50874.0977 | 67.71% | 24261.1758 | 32.29% | [5 empty] | 8264.165 | 11% | 50000.625 | 66.55% | 0 | 0% | 0 | 0% | 0 | 0% | 75135.2734 | 21853.6465 | 29.09% | 53281.627 | 21853.6465 | 29.09% | 53281.627 | 21853.6465 | 29.09% | 53281.627 | 5803.3057 | 7.724% | 69331.9678 | 4765.7158 | 6.343% | 70369.5576
38 | Imperial Valley | Greater_Imperial | {'El Centro': 11.9, 'Ocotillo': 19.2} | 15214.0469 | 9072.7793 | 59.63% | 6141.2676 | 40.37% | [5 empty] | 1544.5973 | 10.15% | 5951.5576 | 39.12% | 0 | 0% | 0 | 0% | 0 | 0% | 15214.0469 | 2751.927 | 18.09% | 12462.1199 | 4679.8252 | 30.76% | 10534.2217 | 4679.8252 | 30.76% | 10534.2217 | 543.407 | 3.572% | 14670.6398 | 1219.734 | 8.017% | 13994.3129
39 | El Segundo | Greater_LA | {'Chevmain': 1.2, 'El Nido': 3.0, 'Redondo': 4.6, 'La Fresa': 5.8, 'La Cienega': 6.9, 'Arcogen': 12.1, 'Hinson': 13.1, 'Harborgen': 14.4, 'Lighthipe': 14.4, 'Long Beach': 15.0, 'Laguna Bell': 16.5, 'Center': 18.3, 'Del Amo': 19.2} | 370.344 | 143.2205 | 38.67% | 227.1235 | 61.33% | [5 empty] | 0 | 0% | 0 | 0% | 67.9068 | 18.34% | 0 | 0% | 10.7529 | 2.903% | 359.5911 | 113.7204 | 30.71% | 256.6236 | 204.9119 | 55.33% | 165.4321 | 215.6648 | 58.23% | 154.6792 | 0 | 0% | 370.344 | 0.64248 | 0.1735% | 369.7015
40 | Arco | Central_Valley_North_Los_Banos | {'Gates-Midway (Proposed)': 8.7, 'Avenal': 18.0} | 0 | 0 | 0% | 0 | 0% | [5 empty] | 0 | 0% | 0 | 0% | 0 | 0% | 0 | 0% | 0 | 0% | 0 | 0 | 0% | 0 | 0 | 0% | 0 | 0 | 0% | 0 | 0 | 0% | 0 | 0 | 0% | 0
41 | Bakersfield | Central_Valley_North_Los_Banos | {'Westpark': 2.2, 'Columbus': 3.7, 'Kern Oil': 3.8, 'Rosedale': 4.2, 'Sycamore': 4.6, 'Magunden': 5.0, 'Kern Power': 5.3, 'Stockdale': 6.0, 'California Water': 6.3, '7th Standard': 8.0, 'Tevis': 8.4, 'Renfro': 9.0, 'Regulus': 10.1, 'Lamont': 10.2, 'Lerdo': 11.4, 'Poso Mountain': 12.2, 'Grimway': 12.6, 'Rio Bravo': 14.9, 'Tupman': 15.2, 'Norco': 18.6, 'Shafter': 19.7} | 0 | 0 | 0% | 0 | 0% | [5 empty] | 0 | 0% | 0 | 0% | 0 | 0% | 0 | 0% | 0 | 0% | 0 | 0 | 0% | 0 | 0 | 0% | 0 | 0 | 0% | 0 | 0 | 0% | 0 | 0 | 0% | 0
42 | Charca | Central_Valley_North_Los_Banos | {'Semitropic': 6.3, 'Shafter': 6.5, 'Smyrna': 10.5, 'Rio Bravo': 12.0, 'Lerdo': 12.3, 'Goose Lake': 14.3, 'Midway': 15.8, '7th Standard': 16.0, 'Renfro': 17.7, 'Tupman': 17.8} | 0 | 0 | 0% | 0 | 0% | [5 empty] | 0 | 0% | 0 | 0% | 0 | 0% | 0 | 0% | 0 | 0% | 0 | 0 | 0% | 0 | 0 | 0% | 0 | 0 | 0% | 0 | 0 | 0% | 0 | 0 | 0% | 0
43 | Columbus | Central_Valley_North_Los_Banos | {'California Water': 2.7, 'Magunden': 2.8, 'Bakersfield': 3.7, 'Sycamore': 4.7, 'Kern Oil': 5.4, 'Westpark': 5.9, 'Rosedale': 7.9, 'Regulus': 8.2, 'Lamont': 8.3, 'Kern Power': 9.0, 'Stockdale': 9.1, 'Poso Mountain': 11.1, '7th Standard': 11.2, 'Grimway': 11.3, 'Tevis': 12.0, 'Renfro': 12.7, 'Lerdo': 13.9, 'Rio Bravo': 18.3, 'Tupman': 18.9} | 0 | 0 | 0% | 0 | 0% | [5 empty] | 0 | 0% | 0 | 0% | 0 | 0% | 0 | 0% | 0 | 0% | 0 | 0 | 0% | 0 | 0 | 0% | 0 | 0 | 0% | 0 | 0 | 0% | 0 | 0 | 0% | 0
44 | Elk Hills | Central_Valley_North_Los_Banos | {'Norco': 5.6, 'Taft': 8.6, 'Midway - Wheeler Ridge (Proposed)': 9.4, 'Tupman': 10.7, 'Midway': 13.0, 'Tevis': 15.4, 'Rio Bravo': 16.3, 'Renfro': 16.4, 'Stockdale': 18.5, 'Kern Power': 19.0, 'Rosedale': 19.8} | 0 | 0 | 0% | 0 | 0% | [5 empty] | 0 | 0% | 0 | 0% | 0 | 0% | 0 | 0% | 0 | 0% | 0 | 0 | 0% | 0 | 0 | 0% | 0 | 0 | 0% | 0 | 0 | 0% | 0 | 0 | 0% | 0
45 | Goose Lake | Central_Valley_North_Los_Banos | {'Semitropic': 8.0, 'Smyrna': 10.6, 'Kernridge': 14.2, 'Charca': 14.3, 'Midway': 15.4, 'Gates-Midway (Proposed)': 15.8, 'Shafter': 15.9, 'Temblor': 16.5} | 0 | 0 | 0% | 0 | 0% | [5 empty] | 0 | 0% | 0 | 0% | 0 | 0% | 0 | 0% | 0 | 0% | 0 | 0 | 0% | 0 | 0 | 0% | 0 | 0 | 0% | 0 | 0 | 0% | 0 | 0 | 0% | 0
46 | Kernridge | Central_Valley_North_Los_Banos | {'Temblor': 4.8, 'Caliente': 10.9, 'Goose Lake': 14.2, 'Midway': 16.4, 'Carrizo Plains': 17.5, 'Solar SS': 18.5} | 4583.6226 | 3500.9397 | 76.38% | 1082.6829 | 23.62% | [5 empty] | 0 | 0% | 0 | 0% | 0 | 0% | 0 | 0% | 430.2666 | 9.387% | 4153.3559 | 462.7895 | 10.1% | 4120.833 | 462.7895 | 10.1% | 4120.833 | 893.0562 | 19.48% | 3690.5664 | 351.6435 | 7.672% | 4231.9791 | 0 | 0% | 4583.6226
47 | Lamont | Central_Valley_North_Los_Banos | {'Regulus': 0.1, 'Grimway': 3.4, 'Magunden': 5.6, 'Columbus': 8.3, 'California Water': 8.9, 'Bakersfield': 10.2, 'Westpark': 11.4, 'Stockdale': 11.7, 'Sycamore': 13.0, 'Rosedale': 13.4, 'Kern Oil': 13.4, 'Kern Power': 14.5, 'Tevis': 15.2, 'Wheeler Ridge': 15.7, '7th Standard': 18.1, 'Renfro': 18.2, 'Poso Mountain': 18.9} | 0 | 0 | 0% | 0 | 0% | [5 empty] | 0 | 0% | 0 | 0% | 0 | 0% | 0 | 0% | 0 | 0% | 0 | 0 | 0% | 0 | 0 | 0% | 0 | 0 | 0% | 0 | 0 | 0% | 0 | 0 | 0% | 0
48 | Lerdo | Central_Valley_North_Los_Banos | {'7th Standard': 4.3, 'Rio Bravo': 7.3, 'Renfro': 7.8, 'Kern Oil': 8.5, 'Kern Power': 8.9, 'Shafter': 9.4, 'Rosedale': 9.5, 'Sycamore': 9.7, 'Westpark': 10.8, 'Bakersfield': 11.4, 'Poso Mountain': 11.7, 'Tupman': 12.1, 'Charca': 12.3, 'Tevis': 12.5, 'Stockdale': 13.5, 'Columbus': 13.9, 'California Water': 15.1, 'Magunden': 16.1, 'Norco': 17.2, 'Semitropic': 17.5, 'Midway': 18.2} | 0 | 0 | 0% | 0 | 0% | [5 empty] | 0 | 0% | 0 | 0% | 0 | 0% | 0 | 0% | 0 | 0% | 0 | 0 | 0% | 0 | 0 | 0% | 0 | 0 | 0% | 0 | 0 | 0% | 0 | 0 | 0% | 0
49 | Magunden | Central_Valley_North_Los_Banos | {'Columbus': 2.8, 'California Water': 4.4, 'Bakersfield': 5.0, 'Regulus': 5.5, 'Lamont': 5.6, 'Westpark': 6.7, 'Sycamore': 7.4, 'Kern Oil': 7.8, 'Grimway': 8.6, 'Stockdale': 8.8, 'Rosedale': 8.9, 'Kern Power': 10.0, 'Tevis': 12.0, '7th Standard': 13.0, 'Poso Mountain': 13.8, 'Renfro': 13.8, 'Lerdo': 16.1, 'Wheeler Ridge': 19.0, 'Tupman': 19.7, 'Rio Bravo': 19.9} | 0 | 0 | 0% | 0 | 0% | [5 empty] | 0 | 0% | 0 | 0% | 0 | 0% | 0 | 0% | 0 | 0% | 0 | 0 | 0% | 0 | 0 | 0% | 0 | 0 | 0% | 0 | 0 | 0% | 0 | 0 | 0% | 0
50 | Midway | Central_Valley_North_Los_Banos | {'Shafter': 10.7, 'Tupman': 10.8, 'Rio Bravo': 11.1, 'Norco': 11.5, 'Elk Hills': 13.0, 'Semitropic': 13.6, 'Temblor': 13.8, 'Goose Lake': 15.4, 'Charca': 15.8, 'Renfro': 16.3, 'Kernridge': 16.4, 'Lerdo': 18.2, '7th Standard': 18.3, 'Taft': 18.6, 'Tevis': 19.1} | 0 | 0 | 0% | 0 | 0% | [5 empty] | 0 | 0% | 0 | 0% | 0 | 0% | 0 | 0% | 0 | 0% | 0 | 0 | 0% | 0 | 0 | 0% | 0 | 0 | 0% | 0 | 0 | 0% | 0 | 0 | 0% | 0
51 | Norco | Central_Valley_North_Los_Banos | {'Tupman': 5.2, 'Elk Hills': 5.6, 'Tevis': 10.4, 'Renfro': 10.8, 'Rio Bravo': 11.1, 'Midway': 11.5, 'Midway - Wheeler Ridge (Proposed)': 11.6, 'Kern Power': 13.6, 'Stockdale': 13.8, 'Taft': 14.2, 'Rosedale': 14.5, '7th Standard': 14.6, 'Shafter': 15.7, 'Westpark': 16.3, 'Lerdo': 17.2, 'Bakersfield': 18.6, 'Kern Oil': 19.5} | 0 | 0 | 0% | 0 | 0% | [5 empty] | 0 | 0% | 0 | 0% | 0 | 0% | 0 | 0% | 0 | 0% | 0 | 0 | 0% | 0 | 0 | 0% | 0 | 0 | 0% | 0 | 0 | 0% | 0 | 0 | 0% | 0
52 | Rio Bravo | Central_Valley_North_Los_Banos | {'Shafter': 5.9, 'Tupman': 6.1, 'Renfro': 6.6, 'Lerdo': 7.3, '7th Standard': 7.3, 'Kern Power': 10.2, 'Midway': 11.1, 'Norco': 11.1, 'Rosedale': 11.2, 'Tevis': 11.3, 'Charca': 12.0, 'Westpark': 13.3, 'Kern Oil': 13.5, 'Stockdale': 13.9, 'Semitropic': 14.8, 'Bakersfield': 14.9, 'Sycamore': 15.2, 'Elk Hills': 16.3, 'Columbus': 18.3, 'Poso Mountain': 18.9, 'Magunden': 19.9} | 0 | 0 | 0% | 0 | 0% | [5 empty] | 0 | 0% | 0 | 0% | 0 | 0% | 0 | 0% | 0 | 0% | 0 | 0 | 0% | 0 | 0 | 0% | 0 | 0 | 0% | 0 | 0 | 0% | 0 | 0 | 0% | 0
53 | Rosedale | Central_Valley_North_Los_Banos | {'Kern Power': 1.1, 'Westpark': 2.1, 'Bakersfield': 4.2, 'Stockdale': 4.2, 'Renfro': 4.9, 'Tevis': 4.9, '7th Standard': 5.3, 'Kern Oil': 5.4, 'Sycamore': 7.2, 'Columbus': 7.9, 'Magunden': 8.9, 'Lerdo': 9.5, 'California Water': 10.5, 'Tupman': 11.0, 'Rio Bravo': 11.2, 'Regulus': 13.3, 'Lamont': 13.4, 'Poso Mountain': 14.3, 'Norco': 14.5, 'Grimway': 15.2, 'Shafter': 16.5, 'Elk Hills': 19.8} | 0 | 0 | 0% | 0 | 0% | [5 empty] | 0 | 0% | 0 | 0% | 0 | 0% | 0 | 0% | 0 | 0% | 0 | 0 | 0% | 0 | 0 | 0% | 0 | 0 | 0% | 0 | 0 | 0% | 0 | 0 | 0% | 0
54 | Semitropic | Central_Valley_North_Los_Banos | {'Charca': 6.3, 'Goose Lake': 8.0, 'Smyrna': 8.1, 'Shafter': 9.0, 'Midway': 13.6, 'Rio Bravo': 14.8, 'Lerdo': 17.5, 'Tupman': 19.4} | 0 | 0 | 0% | 0 | 0% | [5 empty] | 0 | 0% | 0 | 0% | 0 | 0% | 0 | 0% | 0 | 0% | 0 | 0 | 0% | 0 | 0 | 0% | 0 | 0 | 0% | 0 | 0 | 0% | 0 | 0 | 0% | 0
55 | Shafter | Central_Valley_North_Los_Banos | {'Rio Bravo': 5.9, 'Charca': 6.5, 'Semitropic': 9.0, 'Lerdo': 9.4, 'Midway': 10.7, 'Tupman': 11.3, '7th Standard': 11.7, 'Renfro': 12.3, 'Kern Power': 15.5, 'Norco': 15.7, 'Goose Lake': 15.9, 'Smyrna': 16.1, 'Rosedale': 16.5, 'Tevis': 17.1, 'Kern Oil': 17.5, 'Westpark': 18.4, 'Sycamore': 18.9, 'Stockdale': 19.6, 'Bakersfield': 19.7} | 0 | 0 | 0% | 0 | 0% | [5 empty] | 0 | 0% | 0 | 0% | 0 | 0% | 0 | 0% | 0 | 0% | 0 | 0 | 0% | 0 | 0 | 0% | 0 | 0 | 0% | 0 | 0 | 0% | 0 | 0 | 0% | 0
56 | Smyrna | Central_Valley_North_Los_Banos | {'Semitropic': 8.1, 'Charca': 10.5, 'Goose Lake': 10.6, 'Olive': 12.5, 'Shafter': 16.1, 'Alpaugh': 17.0, 'Gates-Midway (Proposed)': 17.5} | 0 | 0 | 0% | 0 | 0% | [5 empty] | 0 | 0% | 0 | 0% | 0 | 0% | 0 | 0% | 0 | 0% | 0 | 0 | 0% | 0 | 0 | 0% | 0 | 0 | 0% | 0 | 0 | 0% | 0 | 0 | 0% | 0
57 | Stockdale | Central_Valley_North_Los_Banos | {'Tevis': 3.5, 'Rosedale': 4.2, 'Westpark': 4.2, 'Kern Power': 4.7, 'Bakersfield': 6.0, 'Renfro': 7.3, 'Magunden': 8.8, 'Kern Oil': 8.9, 'Columbus': 9.1, '7th Standard': 9.2, 'Sycamore': 10.3, 'Regulus': 11.6, 'Lamont': 11.7, 'Tupman': 11.7, 'California Water': 11.9, 'Grimway': 12.6, 'Lerdo': 13.5, 'Norco': 13.8, 'Rio Bravo': 13.9, 'Wheeler Ridge': 16.6, 'Midway - Wheeler Ridge (Proposed)': 17.6, 'Poso Mountain': 17.8, 'Elk Hills': 18.5, 'Shafter': 19.6} | 0 | 0 | 0% | 0 | 0% | [5 empty] | 0 | 0% | 0 | 0% | 0 | 0% | 0 | 0% | 0 | 0% | 0 | 0 | 0% | 0 | 0 | 0% | 0 | 0 | 0% | 0 | 0 | 0% | 0 | 0 | 0% | 0
58 | Taft | Central_Valley_North_Los_Banos | {'Elk Hills': 8.6, 'Midway - Wheeler Ridge (Proposed)': 12.1, 'Norco': 14.2, 'Midway': 18.6, 'Tupman': 19.2} | 0 | 0 | 0% | 0 | 0% | [5 empty] | 0 | 0% | 0 | 0% | 0 | 0% | 0 | 0% | 0 | 0% | 0 | 0 | 0% | 0 | 0 | 0% | 0 | 0 | 0% | 0 | 0 | 0% | 0 | 0 | 0% | 0
59 | Temblor | Central_Valley_North_Los_Banos | {'Kernridge': 4.8, 'Caliente': 12.5, 'Midway': 13.8, 'Goose Lake': 16.5, 'Carrizo Plains': 19.4} | 2182.0049 | 1404.9053 | 64.39% | 777.0996 | 35.61% | [5 empty] | 0 | 0% | 0 | 0% | 0 | 0% | 0 | 0% | 297.2914 | 13.62% | 1884.7135 | 610.702 | 27.99% | 1571.3029 | 610.702 | 27.99% | 1571.3029 | 763.9196 | 35.01% | 1418.0853 | 13.18 | 0.604% | 2168.8249 | 0 | 0% | 2182.0049
60 | Tupman | Central_Valley_North_Los_Banos | {'Norco': 5.2, 'Rio Bravo': 6.1, 'Renfro': 6.4, 'Tevis': 8.3, '7th Standard': 9.8, 'Kern Power': 9.9, 'Elk Hills': 10.7, 'Midway': 10.8, 'Rosedale': 11.0, 'Shafter': 11.3, 'Stockdale': 11.7, 'Lerdo': 12.1, 'Westpark': 13.1, 'Bakersfield': 15.2, 'Kern Oil': 15.3, 'Midway - Wheeler Ridge (Proposed)': 16.0, 'Sycamore': 17.2, 'Charca': 17.8, 'Columbus': 18.9, 'Taft': 19.2, 'Semitropic': 19.4, 'Magunden': 19.7} | 0 | 0 | 0% | 0 | 0% | [5 empty] | 0 | 0% | 0 | 0% | 0 | 0% | 0 | 0% | 0 | 0% | 0 | 0 | 0% | 0 | 0 | 0% | 0 | 0 | 0% | 0 | 0 | 0% | 0 | 0 | 0% | 0
61 | Westpark | Central_Valley_North_Los_Banos | {'Rosedale': 2.1, 'Bakersfield': 2.2, 'Kern Power': 3.2, 'Stockdale': 4.2, 'Kern Oil': 4.7, 'Columbus': 5.9, 'Sycamore': 6.1, 'Tevis': 6.3, 'Magunden': 6.7, '7th Standard': 6.8, 'Renfro': 7.0, 'California Water': 8.5, 'Lerdo': 10.8, 'Regulus': 11.3, 'Lamont': 11.4, 'Tupman': 13.1, 'Rio Bravo': 13.3, 'Grimway': 13.4, 'Poso Mountain': 13.6, 'Norco': 16.3, 'Shafter': 18.4, 'Wheeler Ridge': 20.0} | 0 | 0 | 0% | 0 | 0% | [5 empty] | 0 | 0% | 0 | 0% | 0 | 0% | 0 | 0% | 0 | 0% | 0 | 0 | 0% | 0 | 0 | 0% | 0 | 0 | 0% | 0 | 0 | 0% | 0 | 0 | 0% | 0
62 | Wheeler Ridge | Central_Valley_North_Los_Banos | {'Grimway': 12.7, 'Pastoria': 13.0, 'Lamont': 15.7, 'Regulus': 15.7, 'Stockdale': 16.6, 'Midway - Wheeler Ridge (Proposed)': 16.7, 'Tevis': 18.1, 'Magunden': 19.0, 'Westpark': 20.0} | 0 | 0 | 0% | 0 | 0% | [5 empty] | 0 | 0% | 0 | 0% | 0 | 0% | 0 | 0% | 0 | 0% | 0 | 0 | 0% | 0 | 0 | 0% | 0 | 0 | 0% | 0 | 0 | 0% | 0 | 0 | 0% | 0
63 | Kern Oil | Central_Valley_North_Los_Banos | {'Sycamore': 1.9, 'Bakersfield': 3.8, 'Westpark': 4.7, 'Columbus': 5.4, 'Rosedale': 5.4, 'Kern Power': 6.0, '7th Standard': 6.2, 'California Water': 6.9, 'Magunden': 7.8, 'Lerdo': 8.5, 'Stockdale': 8.9, 'Poso Mountain': 8.9, 'Renfro': 8.9, 'Tevis': 10.3, 'Regulus': 13.3, 'Lamont': 13.4, 'Rio Bravo': 13.5, 'Tupman': 15.3, 'Grimway': 16.1, 'Shafter': 17.5, 'Norco': 19.5} | 0 | 0 | 0% | 0 | 0% | [5 empty] | 0 | 0% | 0 | 0% | 0 | 0% | 0 | 0% | 0 | 0% | 0 | 0 | 0% | 0 | 0 | 0% | 0 | 0 | 0% | 0 | 0 | 0% | 0 | 0 | 0% | 0
64 | Inyokern | Greater_Kramer (Exclude) | {} | 10635.4609 | 3166.5044 | 29.77% | 7468.9565 | 70.23% | [5 empty] | 283.086 | 2.662% | 0 | 0% | 0 | 0% | 0 | 0% | 6150.6968 | 57.83% | 4484.7642 | 2795.6726 | 26.29% | 7839.7883 | 917.5756 | 8.628% | 9717.8854 | 6618.5645 | 62.23% | 4016.8965 | 3987.1055 | 37.49% | 6648.3555 | 0.23208 | 0.002182% | 10635.2289
65 | Pastoria | Central_Valley_North_Los_Banos | {'Bailey': 11.6, 'Wheeler Ridge': 13.0} | 22998.0527 | 0 | 0% | 22998.0527 | 100% | [5 empty] | 162.6806 | 0.7074% | 0.11305 | 0.0004916% | 16203.5576 | 70.46% | 0 | 0% | 19783.2793 | 86.02% | 3214.7734 | 15399.1855 | 66.96% | 7598.8672 | 18267.3164 | 79.43% | 4730.7363 | 22998.0527 | 100% | 0 | 15474.5098 | 67.29% | 7523.543 | 692.6696 | 3.012% | 22305.3832
66 | Ransburg | Greater_Kramer (Exclude) | {} | 5161.7681 | 1832.0874 | 35.49% | 3329.6807 | 64.51% | [5 empty] | 0 | 0% | 0 | 0% | 0 | 0% | 0 | 0% | 2223.895 | 43.08% | 2937.873 | 1.325 | 0.02567% | 5160.4431 | 0 | 0% | 5161.7681 | 2225.2202 | 43.11% | 2936.5479 | 2949.2273 | 57.14% | 2212.5408 | 0 | 0% | 5161.7681
67 | Sycamore | Central_Valley_North_Los_Banos | {'Kern Oil': 1.9, 'Bakersfield': 4.6, 'Columbus': 4.7, 'California Water': 5.5, 'Westpark': 6.1, 'Rosedale': 7.2, 'Magunden': 7.4, 'Poso Mountain': 7.6, 'Kern Power': 7.8, '7th Standard': 8.0, 'Lerdo': 9.7, 'Stockdale': 10.3, 'Renfro': 10.8, 'Tevis': 12.0, 'Regulus': 12.9, 'Lamont': 13.0, 'Rio Bravo': 15.2, 'Grimway': 15.9, 'Tupman': 17.2, 'Shafter': 18.9} | 0 | 0 | 0% | 0 | 0% | [5 empty] | 0 | 0% | 0 | 0% | 0 | 0% | 0 | 0% | 0 | 0% | 0 | 0 | 0% | 0 | 0 | 0% | 0 | 0 | 0% | 0 | 0 | 0% | 0 | 0 | 0% | 0
68 | Avenal | Central_Valley_North_Los_Banos | {'Gates': 11.2, 'Arco': 18.0} | 10731.1045 | 1244.1357 | 11.59% | 9486.9688 | 88.41% | [5 empty] | 0 | 0% | 0 | 0% | 21.8782 | 0.2039% | 0 | 0% | 6777.5488 | 63.16% | 3953.5557 | 0 | 0% | 10731.1045 | 3478.7913 | 32.42% | 7252.3132 | 8404.7314 | 78.32% | 2326.373 | 5637.9688 | 52.54% | 5093.1357 | 28.0905 | 0.2618% | 10703.014
69 | Corcoran | Central_Valley_North_Los_Banos | {'Alpaugh': 11.5, 'GWF Hanford Sw Sta': 12.2, 'Olive': 15.9, 'Leprino Jct': 17.9} | 18058.5879 | 17727.3457 | 98.17% | 331.2422 | 1.834% | [5 empty] | 14274.6641 | 79.05% | 588.4778 | 3.259% | 0 | 0% | 0 | 0% | 0 | 0% | 18058.5879 | 0 | 0% | 18058.5879 | 0 | 0% | 18058.5879 | 0 | 0% | 18058.5879 | 0 | 0% | 18058.5879 | 331.2426 | 1.834% | 17727.3453
70 | Henrietta | Central_Valley_North_Los_Banos | {'Mustang': 1.1, 'Leprino Jct': 3.9, 'Gates': 14.2, 'GWF Hanford Sw Sta': 14.4, 'Schindler': 17.2} | 64135.3633 | 60256.1836 | 93.95% | 3879.1797 | 6.048% | [5 empty] | 24463.0254 | 38.14% | 34931.0664 | 54.46% | 0 | 0% | 0 | 0% | 1080.7006 | 1.685% | 63054.6627 | 1052.3625 | 1.641% | 63083.0007 | 1144.7996 | 1.785% | 62990.5637 | 2114.9915 | 3.298% | 62020.3718 | 0 | 0% | 64135.3633 | 1984.9391 | 3.095% | 62150.4242
71 | Eagle Rock | Mendocino_Marin | {'Geysers': 6.0, 'Cloverdale': 11.0, 'Hopland': 17.6} | 57746.8477 | 0 | 0% | 57746.8477 | 100% | [5 empty] | 2510.4949 | 4.347% | 1551.6986 | 2.687% | 6442.5933 | 11.16% | 48522.3047 | 84.03% | 39857.2422 | 69.02% | 17889.6055 | 35411.6055 | 61.32% | 22335.2422 | 45604.0977 | 78.97% | 12142.75 | 57746.8477 | 100% | 0 | 20704.0488 | 35.85% | 37042.7988 | 708.4277 | 1.227% | 57038.42
72 | Leavitt | Northern_California | {'Richmond': 7.1} | 32114.1172 | 1818.0919 | 5.661% | 30296.0253 | 94.34% | [5 empty] | 690.6593 | 2.151% | 0 | 0% | 30507.0566 | 95% | 0 | 0% | 17763.4688 | 55.31% | 14350.6484 | 7622.4404 | 23.74% | 24491.6768 | 8275.2236 | 25.77% | 23838.8936 | 24700.8203 | 76.92% | 7413.2969 | 22393.9707 | 69.73% | 9720.1465 | 2655.7375 | 8.27% | 29458.3796
73 | Madeline | Northern_California | {} | 147148.7344 | 8390.5986 | 5.702% | 138758.1357 | 94.3% | [5 empty] | 11219.6338 | 7.625% | 0 | 0% | 107077.9609 | 72.77% | 0 | 0% | 29432.0488 | 20% | 117716.6855 | 8568.7139 | 5.823% | 138580.0205 | 9095.9795 | 6.181% | 138052.7549 | 38917.707 | 26.45% | 108231.0273 | 117880.2969 | 80.11% | 29268.4375 | 35816.9062 | 24.34% | 111331.8281
74 | Antelope | Tehachapi | {'Whirlwind': 14.1, 'Vincent': 17.3} | 69525.6953 | 28837.9043 | 41.48% | 40687.791 | 58.52% | [5 empty] | 1950.0568 | 2.805% | 676.631 | 0.9732% | 12219.9824 | 17.58% | 32732.1699 | 47.08% | 2062.873 | 2.967% | 67462.8223 | 22605.9609 | 32.51% | 46919.7344 | 23765.5898 | 34.18% | 45760.1055 | 27910.668 | 40.14% | 41615.0273 | 17582.8945 | 25.29% | 51942.8008 | 2740.8142 | 3.942% | 66784.8811
75 | Arcogen | Greater_LA | {'Hinson': 1.2, 'Harborgen': 2.8, 'Long Beach': 3.7, 'Lighthipe': 5.9, 'La Fresa': 6.3, 'Redondo': 8.6, 'Del Amo': 8.7, 'Alamitos': 9.1, 'El Nido': 9.2, 'Chevmain': 10.9, 'Center': 11.0, 'El Segundo': 12.1, 'Laguna Bell': 12.2, 'La Cienega': 14.8, 'Barre': 15.1, 'Mesa (SCE)': 17.0, 'Huntington Beach': 19.3, 'Ellis': 19.5, 'Lewis': 19.8} | 5346.019 | 2169.5127 | 40.58% | 3176.5063 | 59.42% | [5 empty] | 0 | 0% | 0 | 0% | 42.7324 | 0.7993% | 0 | 0% | 0.87922 | 0.01645% | 5345.1398 | 147.0464 | 2.751% | 5198.9727 | 3167.2759 | 59.25% | 2178.7432 | 3168.155 | 59.26% | 2177.864 | 0 | 0% | 5346.019 | 11.27 | 0.2108% | 5334.749
76 | Bailey | Tehachapi | {'Pastoria': 11.6} | 58862.6992 | 1952.9484 | 3.318% | 56909.7509 | 96.68% | [5 empty] | 1045.2118 | 1.776% | 854.9182 | 1.452% | 50660.9453 | 86.07% | 0 | 0% | 36093.9141 | 61.32% | 22768.7852 | 31384.3438 | 53.32% | 27478.3555 | 26893.8555 | 45.69% | 31968.8438 | 55018.3086 | 93.47% | 3844.3906 | 28602.1309 | 48.59% | 30260.5684 | 1524.2487 | 2.589% | 57338.4506
77 | Center | Greater_LA | {'Laguna Bell': 4.0, 'Lighthipe': 5.2, 'Del Amo': 5.6, 'Mesa (SCE)': 7.5, 'Hinson': 10.1, 'Walnut': 10.5, 'Olinda': 10.6, 'Barre': 10.9, 'Arcogen': 11.0, 'Alamitos': 11.3, 'Harborgen': 12.5, 'Long Beach': 13.2, 'La Fresa': 13.7, 'Rio Hondo': 14.1, 'Lewis': 14.5, 'Goodrich': 15.4, 'El Nido': 15.5, 'La Cienega': 16.4, 'Redondo': 17.1, 'Chevmain': 17.2, 'Villa Park': 17.4, 'El Segundo': 18.3, 'Ellis': 19.2, 'Serrano': 19.4} | 0 | 0 | 0% | 0 | 0% | [5 empty] | 0 | 0% | 0 | 0% | 0 | 0% | 0 | 0% | 0 | 0% | 0 | 0 | 0% | 0 | 0 | 0% | 0 | 0 | 0% | 0 | 0 | 0% | 0 | 0 | 0% | 0
78 | Del Amo | Greater_LA | {'Lighthipe': 5.0, 'Center': 5.6, 'Alamitos': 5.7, 'Barre': 7.1, 'Hinson': 7.5, 'Arcogen': 8.7, 'Harborgen': 8.9, 'Laguna Bell': 9.3, 'Long Beach': 9.3, 'Lewis': 11.7, 'Olinda': 12.1, 'Mesa (SCE)': 13.1, 'La Fresa': 13.7, 'Walnut': 13.9, 'Ellis': 14.3, 'Villa Park': 15.3, 'Huntington Beach': 15.5, 'El Nido': 16.2, 'Redondo': 16.7, 'Johanna': 16.8, 'Serrano': 17.7, 'Chevmain': 18.0, 'Rio Hondo': 19.0, 'El Segundo': 19.2, 'La Cienega': 19.3} | 3242.4927 | 1916.4767 | 59.11% | 1326.016 | 40.89% | [5 empty] | 0 | 0% | 0 | 0% | 0 | 0% | 0 | 0% | 0 | 0% | 3242.4927 | 665.6759 | 20.53% | 2576.8168 | 1316.0387 | 40.59% | 1926.454 | 1316.0387 | 40.59% | 1926.454 | 0 | 0% | 3242.4927 | 25.9391 | 0.8% | 3216.5535
79 | El Nido | Greater_LA | {'Chevmain': 1.8, 'La Fresa': 2.9, 'El Segundo': 3.0, 'Redondo': 3.4, 'La Cienega': 7.2, 'Arcogen': 9.2, 'Hinson': 10.1, 'Lighthipe': 11.4, 'Harborgen': 11.6, 'Long Beach': 12.4, 'Laguna Bell': 14.1, 'Center': 15.5, 'Del Amo': 16.2, 'Mesa (SCE)': 18.0, 'Alamitos': 18.2} | 375.5963 | 153.9781 | 41% | 221.6181 | 59% | [5 empty] | 0 | 0% | 0 | 0% | 81.5373 | 21.71% | 0 | 0% | 10.7529 | 2.863% | 364.8434 | 113.7204 | 30.28% | 261.8759 | 204.9119 | 54.56% | 170.6844 | 215.6648 | 57.42% | 159.9315 | 0 | 0% | 375.5963 | 0.64248 | 0.1711% | 374.9538
80 | Goodrich | Greater_LA | {'Rio Hondo': 6.9, 'Gould': 7.5, 'Mesa (SCE)': 8.0, 'Laguna Bell': 12.6, 'Walnut': 12.6, 'Center': 15.4, 'Olinda': 17.0, 'Lighthipe': 19.3, 'La Cienega': 19.6} | 0 | 0 | 0% | 0 | 0% | [5 empty] | 0 | 0% | 0 | 0% | 0 | 0% | 0 | 0% | 0 | 0% | 0 | 0 | 0% | 0 | 0 | 0% | 0 | 0 | 0% | 0 | 0 | 0% | 0 | 0 | 0% | 0
81 | Gould | Greater_LA | {'Goodrich': 7.5, 'Mesa (SCE)': 13.4, 'Rio Hondo': 14.3, 'Laguna Bell': 17.1, 'Vincent': 18.7, 'La Cienega': 18.8, 'Sylmar': 18.8} | 2779.7666 | 25.7842 | 0.9276% | 2753.9825 | 99.07% | [5 empty] | 0 | 0% | 0 | 0% | 0 | 0% | 2779.7666 | 100% | 661.4628 | 23.8% | 2118.3038 | 2.762 | 0.09936% | 2777.0046 | 1003.7569 | 36.11% | 1776.0097 | 1003.7569 | 36.11% | 1776.0097 | 2752.9065 | 99.03% | 26.8601 | 738.9963 | 26.58% | 2040.7703
82 | Harborgen | Greater_LA | {'Long Beach': 0.9, 'Arcogen': 2.8, 'Hinson': 2.8, 'Alamitos': 7.5, 'Lighthipe': 7.6, 'La Fresa': 8.7, 'Del Amo': 8.9, 'Redondo': 10.4, 'El Nido': 11.6, 'Center': 12.5, 'Chevmain': 13.2, 'Laguna Bell': 14.3, 'Barre': 14.3, 'El Segundo': 14.4, 'Huntington Beach': 17.0, 'La Cienega': 17.6, 'Ellis': 17.6, 'Mesa (SCE)': 19.0, 'Lewis': 19.0} | 5594.1831 | 2148.3337 | 38.4% | 3445.8494 | 61.6% | [5 empty] | 0 | 0% | 0 | 0% | 8.6063 | 0.1538% | 0 | 0% | 0 | 0% | 5594.1831 | 459.8083 | 8.219% | 5134.3748 | 3438.0051 | 61.46% | 2156.178 | 3438.0051 | 61.46% | 2156.178 | 0 | 0% | 5594.1831 | 24.2063 | 0.4327% | 5569.9768
83 | Hinson | Greater_LA | {'Arcogen': 1.2, 'Harborgen': 2.8, 'Long Beach': 3.7, 'Lighthipe': 5.0, 'La Fresa': 7.2, 'Del Amo': 7.5, 'Alamitos': 8.0, 'Redondo': 9.7, 'Center': 10.1, 'El Nido': 10.1, 'Laguna Bell': 11.6, 'Chevmain': 11.9, 'El Segundo': 13.1, 'Barre': 13.9, 'La Cienega': 15.4, 'Mesa (SCE)': 16.3, 'Huntington Beach': 18.5, 'Ellis': 18.6, 'Lewis': 18.6, 'Olinda': 19.4} | 5378.9902 | 2147.167 | 39.92% | 3231.8232 | 60.08% | [5 empty] | 0 | 0% | 0 | 0% | 4.5859 | 0.08526% | 0 | 0% | 0 | 0% | 5378.9902 | 240.3738 | 4.469% | 5138.6164 | 3225.4126 | 59.96% | 2153.5776 | 3225.4126 | 59.96% | 2153.5776 | 0 | 0% | 5378.9902 | 14.3315 | 0.2664% | 5364.6587
84 | La Cienega | Greater_LA | {'El Segundo': 6.9, 'Chevmain': 6.9, 'El Nido': 7.2, 'La Fresa': 9.4, 'Redondo': 10.5, 'Laguna Bell': 13.3, 'Lighthipe': 14.3, 'Arcogen': 14.8, 'Hinson': 15.4, 'Mesa (SCE)': 15.6, 'Center': 16.4, 'Harborgen': 17.6, 'Long Beach': 18.4, 'Gould': 18.8, 'Del Amo': 19.3, 'Goodrich': 19.6} | 219.973 | 79.8095 | 36.28% | 140.1635 | 63.72% | [5 empty] | 0 | 0% | 0 | 0% | 0.29523 | 0.1342% | 0 | 0% | 1.5765 | 0.7167% | 218.3965 | 113.7204 | 51.7% | 106.2526 | 130.1089 | 59.15% | 89.8641 | 131.6854 | 59.86% | 88.2876 | 0 | 0% | 219.973 | 0.64248 | 0.2921% | 219.3305
85 | La Fresa | Greater_LA | {'El Nido': 2.9, 'Redondo': 3.5, 'Chevmain': 4.6, 'El Segundo': 5.8, 'Arcogen': 6.3, 'Hinson': 7.2, 'Harborgen': 8.7, 'Lighthipe': 9.1, 'La Cienega': 9.4, 'Long Beach': 9.5, 'Laguna Bell': 12.9, 'Center': 13.7, 'Del Amo': 13.7, 'Alamitos': 15.3, 'Mesa (SCE)': 17.2} | 2395.7878 | 626.4437 | 26.15% | 1769.3441 | 73.85% | [5 empty] | 0 | 0% | 0 | 0% | 136.4636 | 5.696% | 0 | 0% | 10.7529 | 0.4488% | 2385.0349 | 55.0476 | 2.298% | 2340.7403 | 1726.0098 | 72.04% | 669.7781 | 1736.7626 | 72.49% | 659.0253 | 0 | 0% | 2395.7878 | 0.64248 | 0.02682% | 2395.1454
86 | Laguna Bell | Greater_LA | {'Center': 4.0, 'Mesa (SCE)': 4.7, 'Lighthipe': 6.8, 'Del Amo': 9.3, 'Hinson': 11.6, 'Walnut': 11.6, 'Arcogen': 12.2, 'Goodrich': 12.6, 'La Fresa': 12.9, 'Olinda': 13.1, 'Rio Hondo': 13.1, 'La Cienega': 13.3, 'El Nido': 14.1, 'Harborgen': 14.3, 'Alamitos': 14.8, 'Barre': 15.0, 'Long Beach': 15.2, 'Chevmain': 15.5, 'Redondo': 16.4, 'El Segundo': 16.5, 'Gould': 17.1, 'Lewis': 18.3} | 0 | 0 | 0% | 0 | 0% | [5 empty] | 0 | 0% | 0 | 0% | 0 | 0% | 0 | 0% | 0 | 0% | 0 | 0 | 0% | 0 | 0 | 0% | 0 | 0 | 0% | 0 | 0 | 0% | 0 | 0 | 0% | 0
87 | Lighthipe | Greater_LA | {'Del Amo': 5.0, 'Hinson': 5.0, 'Center': 5.2, 'Arcogen': 5.9, 'Laguna Bell': 6.8, 'Harborgen': 7.6, 'Long Beach': 8.4, 'La Fresa': 9.1, 'Alamitos': 9.1, 'El Nido': 11.4, 'Mesa (SCE)': 11.4, 'Barre': 12.2, 'Redondo': 12.4, 'Chevmain': 13.2, 'La Cienega': 14.3, 'El Segundo': 14.4, 'Olinda': 15.2, 'Walnut': 15.6, 'Lewis': 16.6, 'Ellis': 19.0, 'Rio Hondo': 19.1, 'Goodrich': 19.3, 'Huntington Beach': 19.8} | 3172.3684 | 1818.2908 | 57.32% | 1354.0776 | 42.68% | [5 empty] | 0 | 0% | 0 | 0% | 0 | 0% | 0 | 0% | 0 | 0% | 3172.3684 | 51.4419 | 1.622% | 3120.9265 | 1347.7477 | 42.48% | 1824.6207 | 1347.7477 | 42.48% | 1824.6207 | 0 | 0% | 3172.3684 | 11.1851 | 0.3526% | 3161.1833
88 | Mesa (SCE) | Greater_LA | {'Laguna Bell': 4.7, 'Center': 7.5, 'Goodrich': 8.0, 'Rio Hondo': 8.8, 'Walnut': 9.4, 'Lighthipe': 11.4, 'Olinda': 12.5, 'Del Amo': 13.1, 'Gould': 13.4, 'La Cienega': 15.6, 'Hinson': 16.3, 'Arcogen': 17.0, 'La Fresa': 17.2, 'Barre': 17.4, 'El Nido': 18.0, 'Alamitos': 18.8, 'Harborgen': 19.0, 'Chevmain': 19.2, 'Long Beach': 19.8, 'Lewis': 19.9} | 0 | 0 | 0% | 0 | 0% | [5 empty] | 0 | 0% | 0 | 0% | 0 | 0% | 0 | 0% | 0 | 0% | 0 | 0 | 0% | 0 | 0 | 0% | 0 | 0 | 0% | 0 | 0 | 0% | 0 | 0 | 0% | 0
89 | Olinda | Greater_LA | {'Walnut': 4.6, 'Lewis': 9.5, 'Barre': 10.1, 'Villa Park': 10.3, 'Center': 10.6, 'Serrano': 11.1, 'Rio Hondo': 11.5, 'Del Amo': 12.1, 'Mesa (SCE)': 12.5, 'Laguna Bell': 13.1, 'Chino': 14.5, 'Lighthipe': 15.2, 'Alamitos': 16.1, 'Johanna': 16.5, 'Goodrich': 17.0, 'Ellis': 18.0, 'Hinson': 19.4} | 0 | 0 | 0% | 0 | 0% | [5 empty] | 0 | 0% | 0 | 0% | 0 | 0% | 0 | 0% | 0 | 0% | 0 | 0 | 0% | 0 | 0 | 0% | 0 | 0 | 0% | 0 | 0 | 0% | 0 | 0 | 0% | 0
90 | Pardee | Tehachapi | {'Saugus': 1.3, 'Sylmar': 10.4} | 35756.0039 | 2194.2122 | 6.137% | 33561.7917 | 93.86% | [5 empty] | 92.3284 | 0.2582% | 690.5307 | 1.931% | 3054.4646 | 8.543% | 32667.9727 | 91.36% | 24503.7852 | 68.53% | 11252.2188 | 183.8146 | 0.5141% | 35572.1893 | 2873.6555 | 8.037% | 32882.3484 | 26303.6211 | 73.56% | 9452.3828 | 22017.2695 | 61.58% | 13738.7344 | 3397.0337 | 9.501% | 32358.9702
91 | Rio Hondo | Greater_LA | {'Goodrich': 6.9, 'Walnut': 6.9, 'Mesa (SCE)': 8.8, 'Olinda': 11.5, 'Laguna Bell': 13.1, 'Center': 14.1, 'Gould': 14.3, 'Chino': 18.8, 'Del Amo': 19.0, 'Lighthipe': 19.1, 'Padua': 19.6} | 0 | 0 | 0% | 0 | 0% | [5 empty] | 0 | 0% | 0 | 0% | 0 | 0% | 0 | 0% | 0 | 0% | 0 | 0 | 0% | 0 | 0 | 0% | 0 | 0 | 0% | 0 | 0 | 0% | 0 | 0 | 0% | 0
92 | Saugus | Tehachapi | {'Pardee': 1.3, 'Sylmar': 9.1} | 30881.2656 | 2053.6589 | 6.65% | 28827.6067 | 93.35% | [5 empty] | 66.3557 | 0.2149% | 506.8615 | 1.641% | 1349.4612 | 4.37% | 29521.5684 | 95.6% | 20687.373 | 66.99% | 10193.8926 | 0 | 0% | 30881.2656 | 2873.6555 | 9.305% | 28007.6101 | 22487.2109 | 72.82% | 8394.0547 | 18744.873 | 60.7% | 12136.3926 | 2600.6724 | 8.422% | 28280.5933
93 | Vincent | Tehachapi | {'Antelope': 17.3, 'Gould': 18.7} | 32226.6777 | 11851.1738 | 36.77% | 20375.5039 | 63.23% | [5 empty] | 24.7731 | 0.07687% | 170.286 | 0.5284% | 2221.1511 | 6.892% | 27674.1348 | 85.87% | 2883.0598 | 8.946% | 29343.6179 | 10290.7061 | 31.93% | 21935.9717 | 9981.4766 | 30.97% | 22245.2012 | 13817.1895 | 42.88% | 18409.4883 | 11350.6572 | 35.22% | 20876.0205 | 1273.0107 | 3.95% | 30953.667
94 | Borden | Central_Valley_North_Los_Banos | {'Gregg': 6.1, 'Kearney': 16.0, 'West Fresno': 16.8, 'Cal Ave': 18.6, 'Newhall': 19.4} | 108766.5625 | 51696.3789 | 47.53% | 57070.1836 | 52.47% | [5 empty] | 32777.043 | 30.14% | 53122.0977 | 48.84% | 0 | 0% | 0 | 0% | 25219.0762 | 23.19% | 83547.4863 | 35416.2031 | 32.56% | 73350.3594 | 43716.9297 | 40.19% | 65049.6328 | 55377.1992 | 50.91% | 53389.3633 | 9217.1016 | 8.474% | 99549.4609 | 17708.791 | 16.28% | 91057.7715
95 | Dairyland | Central_Valley_North_Los_Banos | {'Le Grand': 9.3, 'Newhall': 13.0, 'Wilson': 17.2, 'Merced': 17.8} | 135258.9375 | 71164.1719 | 52.61% | 64094.7656 | 47.39% | [5 empty] | 84917.0625 | 62.78% | 37992.8398 | 28.09% | 0 | 0% | 0 | 0% | 54100.0117 | 40% | 81158.9258 | 11088.6543 | 8.198% | 124170.2832 | 15112.1338 | 11.17% | 120146.8037 | 61338.6914 | 45.35% | 73920.2461 | 154.5079 | 0.1142% | 135104.4296 | 7955.4316 | 5.882% | 127303.5059
96 | Gregg | Central_Valley_North_Los_Banos | {'Borden': 6.1, 'Kearney': 10.3, 'West Fresno': 10.8, 'Cal Ave': 12.5, 'Malaga': 15.3, 'Mc Mullin': 18.4, 'Sanger': 19.7} | 95519.3281 | 62423.7969 | 65.35% | 33095.5312 | 34.65% | [5 empty] | 23506.209 | 24.61% | 59761.9922 | 62.57% | 0 | 0% | 0 | 0% | 9758.3262 | 10.22% | 85761.002 | 19528.7891 | 20.44% | 75990.5391 | 22099.7363 | 23.14% | 73419.5918 | 31416.4043 | 32.89% | 64102.9238 | 5870.3672 | 6.146% | 89648.9609 | 9481.917 | 9.927% | 86037.4111
97 | Newhall | Central_Valley_North_Los_Banos | {'Mendota': 12.4, 'Dairyland': 13.0, 'Oro Loma': 18.1, 'Borden': 19.4, 'Tranquility': 19.6, 'Cheney': 19.7} | 145693.5938 | 45162.1406 | 31% | 100531.4531 | 69% | [5 empty] | 96932.0078 | 66.53% | 23988.3848 | 16.46% | 0 | 0% | 0 | 0% | 89076.5156 | 61.14% | 56617.0781 | 18650.2676 | 12.8% | 127043.3262 | 33204.0938 | 22.79% | 112489.5 | 98868.1484 | 67.86% | 46825.4453 | 7865.563 | 5.399% | 137828.0308 | 24769.5469 | 17% | 120924.0469
98 | Ignacio | Mendocino_Marin | {'Lakeville': 12.2, 'Carquinez': 15.9, 'Penngrove': 18.2, 'Tulucay': 18.9} | 19704.6621 | 1178.1792 | 5.979% | 18526.4829 | 94.02% | [5 empty] | 537.7358 | 2.729% | 116.9176 | 0.5933% | 9377.4072 | 47.59% | 7737.4243 | 39.27% | 14179.3848 | 71.96% | 5525.2773 | 8042.2622 | 40.81% | 11662.3999 | 12944.3838 | 65.69% | 6760.2783 | 17834.6465 | 90.51% | 1870.0156 | 11831.0752 | 60.04% | 7873.5869 | 1241.4691 | 6.3% | 18463.193
99 | Calpella | Mendocino_Marin | {'Mendocino': 3.7, 'Ukiah': 3.7, 'Hopland': 16.6} | 30249.9961 | 475.1425 | 1.571% | 29774.8536 | 98.43% | [5 empty] | 79.4931 | 0.2628% | 87.4033 | 0.2889% | 29373.1719 | 97.1% | 876.8339 | 2.899% | 2163.0532 | 7.151% | 28086.9429 | 14609.958 | 48.3% | 15640.0381 | 19091.0195 | 63.11% | 11158.9766 | 20259.3594 | 66.97% | 9990.6367 | 26860.9121 | 88.8% | 3389.084 | 235.4358 | 0.7783% | 30014.5603
100 | Hopland | Mendocino_Marin | {'Cloverdale': 12.7, 'Ukiah': 13.2, 'Calpella': 16.6, 'Eagle Rock': 17.6} | 36305.0586 | 237.6312 | 0.6545% | 36067.4274 | 99.35% | [5 empty] | 477.658 | 1.316% | 205.0971 | 0.5649% | 26480.2578 | 72.94% | 9806.6934 | 27.01% | 27807.8594 | 76.59% | 8497.1992 | 8320.0654 | 22.92% | 27984.9932 | 11773.1543 | 32.43% | 24531.9043 | 30168.7051 | 83.1% | 6136.3535 | 28805.1836 | 79.34% | 7499.875 | 281.8816 | 0.7764% | 36023.177
101 | Mendocino | Mendocino_Marin | {'Calpella': 3.7, 'Ukiah': 7.4} | 33904.8008 | 362.1825 | 1.068% | 33542.6183 | 98.93% | [5 empty] | 140.2911 | 0.4138% | 86.6485 | 0.2556% | 27832.7598 | 82.09% | 6072.0654 | 17.91% | 9306.1973 | 27.45% | 24598.6035 | 15138.6367 | 44.65% | 18766.1641 | 20616.2734 | 60.81% | 13288.5273 | 23614.2148 | 69.65% | 10290.5859 | 28306.7461 | 83.49% | 5598.0547 | 358.7922 | 1.058% | 33546.0086
102 | Ukiah | Mendocino_Marin | {'Calpella': 3.7, 'Mendocino': 7.4, 'Hopland': 13.2} | 33527.1602 | 1064.5433 | 3.175% | 32462.6168 | 96.82% | [5 empty] | 41.9862 | 0.1252% | 57.7687 | 0.1723% | 33525.6523 | 100% | 0 | 0% | 1363.0232 | 4.065% | 32164.137 | 14024.207 | 41.83% | 19502.9531 | 18667.998 | 55.68% | 14859.1621 | 19436.2031 | 57.97% | 14090.957 | 29789.9512 | 88.85% | 3737.209 | 305.8235 | 0.9122% | 33221.3367
103 | Le Grand | Central_Valley_North_Los_Banos | {'Dairyland': 9.3, 'Wilson': 10.5, 'Merced': 13.2} | 119601.5312 | 39785.5 | 33.27% | 79816.0312 | 66.73% | [5 empty] | 47760.7266 | 39.93% | 35639.1562 | 29.8% | 0 | 0% | 0 | 0% | 60738.6797 | 50.78% | 58862.8516 | 56416.6523 | 47.17% | 63184.8789 | 58442.1523 | 48.86% | 61159.3789 | 77729.8594 | 64.99% | 41871.6719 | 16090.7979 | 13.45% | 103510.7334 | 26281.8926 | 21.97% | 93319.6387
104 | Merced | Central_Valley_North_Los_Banos | {'Wilson': 4.6, 'Le Grand': 13.2, 'Dairyland': 17.8} | 81394.1875 | 21288.7129 | 26.16% | 60105.4746 | 73.84% | [5 empty] | 39038.6602 | 47.96% | 26007.7129 | 31.95% | 0 | 0% | 0 | 0% | 44815.7695 | 55.06% | 36578.418 | 27700.6875 | 34.03% | 53693.5 | 37664.6406 | 46.27% | 43729.5469 | 58224.6875 | 71.53% | 23169.5 | 1376.3986 | 1.691% | 80017.7889 | 13685.04 | 16.81% | 67709.1475
105 | Wilson | Central_Valley_North_Los_Banos | {'Merced': 4.6, 'Le Grand': 10.5, 'Dairyland': 17.2} | 74263.4375 | 15656.0459 | 21.08% | 58607.3916 | 78.92% | [5 empty] | 26250.373 | 35.35% | 19728.1094 | 26.57% | 0 | 0% | 0 | 0% | 42160.5234 | 56.77% | 32102.9141 | 37856.6445 | 50.98% | 36406.793 | 40806.0586 | 54.95% | 33457.3789 | 57370.0469 | 77.25% | 16893.3906 | 13473.2646 | 18.14% | 60790.1729 | 19337.4434 | 26.04% | 54925.9941
106 | Los Banos | Central_Valley_North_Los_Banos | {'Quinto': 5.3} | 44412.1758 | 10280.8584 | 23.15% | 34131.3174 | 76.85% | [5 empty] | 12561.4023 | 28.28% | 4338.9985 | 9.77% | 0 | 0% | 0 | 0% | 33293.7773 | 74.97% | 11118.3984 | 739.0601 | 1.664% | 43673.1157 | 4397.2563 | 9.901% | 40014.9194 | 33293.7773 | 74.97% | 11118.3984 | 8178.4448 | 18.41% | 36233.731 | 3519.6912 | 7.925% | 40892.4846
107 | Coburn | Peninsula_Monterey | {} | 71276.5 | 24770.3301 | 34.75% | 46506.1699 | 65.25% | [5 empty] | 2590.7046 | 3.635% | 19132.8711 | 26.84% | 12991.1973 | 18.23% | 0 | 0% | 29211.2969 | 40.98% | 42065.2031 | 1721.4719 | 2.415% | 69555.0281 | 13656.6982 | 19.16% | 57619.8018 | 35817.7695 | 50.25% | 35458.7305 | 21502.5977 | 30.17% | 49773.9023 | 1910.1407 | 2.68% | 69366.3593
108 | Tulucay | Northern_California | {'Carquinez': 10.9, 'Peabody': 16.3, 'Lakeville': 17.0, 'Martinez': 18.1, 'Ignacio': 18.9} | 35553.125 | 4821.6289 | 13.56% | 30731.4961 | 86.44% | [5 empty] | 1715.5339 | 4.825% | 3999.2764 | 11.25% | 22614.5332 | 63.61% | 2080.8931 | 5.853% | 27403.0352 | 77.08% | 8150.0898 | 3476.2942 | 9.778% | 32076.8308 | 11230.25 | 31.59% | 24322.875 | 28946.1992 | 81.42% | 6606.9258 | 20264.7227 | 57% | 15288.4023 | 3368.6721 | 9.475% | 32184.4529
109 | Brunswick | Northern_California | {'Higgins': 13.3, 'Drum': 14.5} | 0 | 0 | 0% | 0 | 0% | [5 empty] | 0 | 0% | 0 | 0% | 0 | 0% | 0 | 0% | 0 | 0% | 0 | 0 | 0% | 0 | 0 | 0% | 0 | 0 | 0% | 0 | 0 | 0% | 0 | 0 | 0% | 0
110 | Higgins | Northern_California | {'Brunswick': 13.3, 'Pleasant Grove': 19.2} | 0 | 0 | 0% | 0 | 0% | [5 empty] | 0 | 0% | 0 | 0% | 0 | 0% | 0 | 0% | 0 | 0% | 0 | 0 | 0% | 0 | 0 | 0% | 0 | 0 | 0% | 0 | 0 | 0% | 0 | 0 | 0% | 0
111 | Barre | Greater_LA | {'Lewis': 4.8, 'Del Amo': 7.1, 'Alamitos': 7.4, 'Villa Park': 8.5, 'Ellis': 8.8, 'Johanna': 9.9, 'Olinda': 10.1, 'Center': 10.9, 'Serrano': 11.1, 'Huntington Beach': 11.2, 'Lighthipe': 12.2, 'Hinson': 13.9, 'Walnut': 13.9, 'Harborgen': 14.3, 'Long Beach': 14.3, 'Laguna Bell': 15.0, 'Arcogen': 15.1, 'Santiago': 15.8, 'Mesa (SCE)': 17.4} | 2345.4561 | 60.148 | 2.564% | 2285.308 | 97.44% | [5 empty] | 0 | 0% | 0 | 0% | 0 | 0% | 0 | 0% | 0 | 0% | 2345.4561 | 688.6575 | 29.36% | 1656.7986 | 2275.0151 | 97% | 70.4409 | 2275.0151 | 97% | 70.4409 | 0 | 0% | 2345.4561 | 26.0866 | 1.112% | 2319.3695
112 | Ellis | Greater_LA | {'Huntington Beach': 3.4, 'Johanna': 5.6, 'Barre': 8.8, 'Lewis': 8.9, 'Santiago': 10.2, 'Alamitos': 10.5, 'Villa Park': 10.9, 'Serrano': 13.3, 'Del Amo': 14.3, 'Long Beach': 17.2, 'Viejo': 17.4, 'Harborgen': 17.6, 'Trabuco': 17.7, 'Olinda': 18.0, 'Hinson': 18.6, 'Lighthipe': 19.0, 'Center': 19.2, 'Arcogen': 19.5, 'Capistrano': 20.0} | 5455.1079 | 185.0512 | 3.392% | 5270.0567 | 96.61% | [5 empty] | 0 | 0% | 0 | 0% | 0 | 0% | 0 | 0% | 3.1489 | 0.05772% | 5451.959 | 1420.6506 | 26.04% | 4034.4573 | 5252.938 | 96.29% | 202.1699 | 5256.0869 | 96.35% | 199.021 | 0 | 0% | 5455.1079 | 359.9801 | 6.599% | 5095.1278
113 | Johanna | Greater_LA | {'Ellis': 5.6, 'Santiago': 5.9, 'Lewis': 7.1, 'Villa Park': 7.1, 'Huntington Beach': 8.6, 'Serrano': 8.7, 'Barre': 9.9, 'Viejo': 12.5, 'Trabuco': 14.6, 'Alamitos': 14.6, 'Olinda': 16.5, 'Del Amo': 16.8, 'Margarita': 17.2, 'Capistrano': 17.6} | 4481.8384 | 142.477 | 3.179% | 4339.3613 | 96.82% | [5 empty] | 0 | 0% | 0 | 0% | 0 | 0% | 0 | 0% | 3.1489 | 0.07026% | 4478.6895 | 792.3571 | 17.68% | 3689.4813 | 4332.5356 | 96.67% | 149.3027 | 4335.6846 | 96.74% | 146.1538 | 0 | 0% | 4481.8384 | 338.7593 | 7.558% | 4143.079
114 | Lewis | Greater_LA | {'Villa Park': 3.7, 'Barre': 4.8, 'Serrano': 6.4, 'Johanna': 7.1, 'Ellis': 8.9, 'Olinda': 9.5, 'Del Amo': 11.7, 'Alamitos': 11.9, 'Huntington Beach': 12.1, 'Santiago': 12.5, 'Walnut': 14.0, 'Center': 14.5, 'Lighthipe': 16.6, 'Viejo': 17.7, 'Chino': 18.2, 'Laguna Bell': 18.3, 'Hinson': 18.6, 'Harborgen': 19.0, 'Long Beach': 19.0, 'Arcogen': 19.8, 'Mesa (SCE)': 19.9} | 0 | 0 | 0% | 0 | 0% | [5 empty] | 0 | 0% | 0 | 0% | 0 | 0% | 0 | 0% | 0 | 0% | 0 | 0 | 0% | 0 | 0 | 0% | 0 | 0 | 0% | 0 | 0 | 0% | 0 | 0 | 0% | 0
115 | Santiago | Greater_LA | {'Johanna': 5.9, 'Viejo': 7.2, 'Trabuco': 8.9, 'Ellis': 10.2, 'Villa Park': 11.1, 'Margarita': 11.3, 'Serrano': 11.4, 'Capistrano': 12.0, 'Huntington Beach': 12.2, 'Lewis': 12.5, 'Barre': 15.8, 'Talega': 18.5, 'Lee Lake (Proposed)': 19.2} | 880.2036 | 62.9319 | 7.15% | 817.2717 | 92.85% | [5 empty] | 0 | 0% | 0 | 0% | 13.4467 | 1.528% | 0 | 0% | 3.1489 | 0.3577% | 877.0547 | 48.9904 | 5.566% | 831.2131 | 810.4458 | 92.07% | 69.7578 | 813.5947 | 92.43% | 66.6089 | 0 | 0% | 880.2036 | 21.0062 | 2.387% | 859.1973
116 | Serrano | Greater_LA | {'Villa Park': 2.7, 'Lewis': 6.4, 'Johanna': 8.7, 'Olinda': 11.1, 'Barre': 11.1, 'Santiago': 11.4, 'Ellis': 13.3, 'Chino': 13.3, 'Viejo': 14.0, 'Walnut': 15.4, 'Huntington Beach': 16.6, 'Del Amo': 17.7, 'Mira Loma': 17.9, 'Alamitos': 18.3, 'Center': 19.4, 'Trabuco': 19.5} | 446.0012 | 0 | 0% | 446.0012 | 100% | [5 empty] | 0 | 0% | 0 | 0% | 0 | 0% | 446.0012 | 100% | 301.9824 | 67.71% | 144.0188 | 144.0188 | 32.29% | 301.9824 | 144.0188 | 32.29% | 301.9824 | 446.0012 | 100% | 0 | 227.1328 | 50.93% | 218.8684 | 5.928 | 1.329% | 440.0732
117 | Villa Park | Greater_LA | {'Serrano': 2.7, 'Lewis': 3.7, 'Johanna': 7.1, 'Barre': 8.5, 'Olinda': 10.3, 'Ellis': 10.9, 'Santiago': 11.1, 'Huntington Beach': 14.3, 'Walnut': 14.9, 'Viejo': 15.1, 'Del Amo': 15.3, 'Chino': 15.5, 'Alamitos': 15.6, 'Center': 17.4, 'Trabuco': 19.7} | 0 | 0 | 0% | 0 | 0% | [5 empty] | 0 | 0% | 0 | 0% | 0 | 0% | 0 | 0% | 0 | 0% | 0 | 0 | 0% | 0 | 0 | 0% | 0 | 0 | 0% | 0 | 0 | 0% | 0 | 0 | 0% | 0
118 | Capistrano | Greater_LA | {'Margarita': 3.4, 'Trabuco': 3.5, 'Talega': 6.8, 'Viejo': 10.7, 'San Onofre': 11.8, 'Santiago': 12.0, 'Johanna': 17.6, 'Ellis': 20.0} | 892.4259 | 115.5441 | 12.95% | 776.8818 | 87.05% | [5 empty] | 0 | 0% | 0 | 0% | 46.0847 | 5.164% | 0 | 0% | 0 | 0% | 892.4259 | 287.3116 | 32.19% | 605.1143 | 775.9077 | 86.94% | 116.5182 | 775.9077 | 86.94% | 116.5182 | 0 | 0% | 892.4259 | 7.456 | 0.8355% | 884.9699
119 | Trabuco | Greater_LA | {'Margarita': 2.8, 'Capistrano': 3.5, 'Viejo': 7.4, 'Santiago': 8.9, 'Talega': 9.6, 'Johanna': 14.6, 'San Onofre': 15.0, 'Ellis': 17.7, 'Lee Lake (Proposed)': 18.2, 'Huntington Beach': 18.5, 'Serrano': 19.5, 'Villa Park': 19.7} | 795.5437 | 106.2623 | 13.36% | 689.2814 | 86.64% | [5 empty] | 0 | 0% | 0 | 0% | 14.8837 | 1.871% | 0 | 0% | 0 | 0% | 795.5437 | 199.7113 | 25.1% | 595.8324 | 688.3073 | 86.52% | 107.2364 | 688.3073 | 86.52% | 107.2364 | 0 | 0% | 795.5437 | 0 | 0% | 795.5437
120 | Pleasant Grove | Northern_California | {'Rio Oso': 11.6, 'Gold Hill': 14.6, 'Higgins': 19.2} | 13071.0322 | 6348.9927 | 48.57% | 6722.0396 | 51.43% | [5 empty] | 7787.8574 | 59.58% | 374.9611 | 2.869% | 0 | 0% | 0 | 0% | 4604.7871 | 35.23% | 8466.2451 | 0 | 0% | 13071.0322 | 7.4361 | 0.05689% | 13063.5961 | 4612.2236 | 35.29% | 8458.8086 | 0 | 0% | 13071.0322 | 3588.7917 | 27.46% | 9482.2405
121 | Summit | Northern_California | {} | 61011.0234 | 4023.9768 | 6.595% | 56987.0466 | 93.4% | [5 empty] | 0 | 0% | 0 | 0% | 19153.8477 | 31.39% | 948.0059 | 1.554% | 8394.459 | 13.76% | 52616.5645 | 5750.0405 | 9.425% | 55260.9829 | 27068.8789 | 44.37% | 33942.1445 | 33274.1133 | 54.54% | 27736.9102 | 43918.7422 | 71.98% | 17092.2812 | 5757.5234 | 9.437% | 55253.5
122 | Devers | Riverside | {'Mirage': 14.4} | 12435.5586 | 4193.104 | 33.72% | 8242.4546 | 66.28% | [5 empty] | 17.5716 | 0.1413% | 0 | 0% | 3256.8767 | 26.19% | 77.1262 | 0.6202% | 5481.5298 | 44.08% | 6954.0288 | 4472.7871 | 35.97% | 7962.7715 | 4141.0918 | 33.3% | 8294.4668 | 6988.0967 | 56.19% | 5447.4619 | 2922.4651 | 23.5% | 9513.0935 | 24.4799 | 0.1969% | 12411.0787
123 | Kern | Riverside (Exclude) | {'Redbluff': 15.1} | 21837.3496 | 7432.3354 | 34.03% | 14405.0142 | 65.97% | [5 empty] | 0 | 0% | 0 | 0% | 0 | 0% | 0 | 0% | 2359.3838 | 10.8% | 19477.9658 | 6866.6089 | 31.44% | 14970.7407 | 0 | 0% | 21837.3496 | 8882.4297 | 40.68% | 12954.9199 | 11384.2461 | 52.13% | 10453.1035 | 0 | 0% | 21837.3496
124 | Mirage | Riverside | {'Devers': 14.4} | 25382.0137 | 12013.6426 | 47.33% | 13368.3711 | 52.67% | [5 empty] | 111.7298 | 0.4402% | 0 | 0% | 4068.9363 | 16.03% | 0 | 0% | 2903.0278 | 11.44% | 22478.9858 | 4592.8853 | 18.1% | 20789.1284 | 3721.3457 | 14.66% | 21660.668 | 7271.3237 | 28.65% | 18110.6899 | 7604.1089 | 29.96% | 17777.9048 | 1.0716 | 0.004222% | 25380.942
125 | Valley | Riverside (Exclude) | {'El Casco': 16.3, 'Lee Lake (Proposed)': 16.9} | 0 | 0 | 0% | 0 | 0% | [5 empty] | 0 | 0% | 0 | 0% | 0 | 0% | 0 | 0% | 0 | 0% | 0 | 0 | 0% | 0 | 0 | 0% | 0 | 0 | 0% | 0 | 0 | 0% | 0 | 0 | 0% | 0
126 | Gold Hill | Solano | {'Pleasant Grove': 14.6, 'Placerville': 19.7} | 0 | 0 | 0% | 0 | 0% | [5 empty] | 0 | 0% | 0 | 0% | 0 | 0% | 0 | 0% | 0 | 0% | 0 | 0 | 0% | 0 | 0 | 0% | 0 | 0 | 0% | 0 | 0 | 0% | 0 | 0 | 0% | 0
127 | Grand Island | Solano | {'Shilo III': 14.6, 'Birds Landing': 15.0, 'Eight Mile': 16.6, 'Contra Costa': 19.1} | 119055.3203 | 1107.1432 | 0.9299% | 117948.1771 | 99.07% | [5 empty] | 33499.8477 | 28.14% | 63410.2539 | 53.26% | 0 | 0% | 0 | 0% | 11988.8076 | 10.07% | 107066.5127 | 18956.334 | 15.92% | 100098.9863 | 21085.373 | 17.71% | 97969.9473 | 30703.8477 | 25.79% | 88351.4727 | 21.3341 | 0.01792% | 119033.9862 | 12391.7227 | 10.41% | 106663.5977
128 | Chino | Greater_Kramer | {'Mira Loma': 6.6, 'Padua': 8.7, 'Rancho Vista': 10.3, 'Etiwanda': 10.7, 'Serrano': 13.3, 'Olinda': 14.5, 'Villa Park': 15.5, 'Walnut': 15.6, 'Lewis': 18.2, 'Rio Hondo': 18.8} | 446.0012 | 0 | 0% | 446.0012 | 100% | [5 empty] | 0 | 0% | 0 | 0% | 0 | 0% | 446.0012 | 100% | 301.9824 | 67.71% | 144.0188 | 144.0188 | 32.29% | 301.9824 | 144.0188 | 32.29% | 301.9824 | 446.0012 | 100% | 0 | 227.1328 | 50.93% | 218.8684 | 5.928 | 1.329% | 440.0732
129 | Kramer | Greater_Kramer (Exclude) | {} | 15340.3535 | 472.0519 | 3.077% | 14868.3016 | 96.92% | [5 empty] | 0 | 0% | 0 | 0% | 0 | 0% | 0 | 0% | 14704.6602 | 95.86% | 635.6934 | 1560.3649 | 10.17% | 13779.9886 | 0 | 0% | 15340.3535 | 14704.6602 | 95.86% | 635.6934 | 10057.3125 | 65.56% | 5283.041 | 0 | 0% | 15340.3535
130 | Lugo | Greater_Kramer | {'Victor': 9.6, 'Roadway': 14.7} | 36362.9102 | 2929.5403 | 8.056% | 33433.3699 | 91.94% | [5 empty] | 27.9315 | 0.07681% | 1.7313 | 0.004761% | 11170.2471 | 30.72% | 22068.7227 | 60.69% | 19485.3086 | 53.59% | 16877.6016 | 24679.5156 | 67.87% | 11683.3945 | 22372.3398 | 61.53% | 13990.5703 | 32749.6328 | 90.06% | 3613.2773 | 18784.1953 | 51.66% | 17578.7148 | 1855.2109 | 5.102% | 34507.6992
131 | Mira Loma | Greater_Kramer | {'Rancho Vista': 5.8, 'Etiwanda': 6.0, 'Chino': 6.6, 'Padua': 8.8, 'Vista': 14.3, 'Serrano': 17.9, 'Lee Lake (Proposed)': 19.0, 'San Bernardino': 19.3} | 366.0379 | 0 | 0% | 366.0379 | 100% | [5 empty] | 0 | 0% | 0 | 0% | 0 | 0% | 366.0379 | 100% | 222.0191 | 60.65% | 144.0188 | 144.0188 | 39.35% | 222.0191 | 144.0188 | 39.35% | 222.0191 | 366.0379 | 100% | 0 | 179.4092 | 49.01% | 186.6286 | 0.7415 | 0.2026% | 365.2964
132 | Padua | Greater_Kramer | {'Rancho Vista': 6.4, 'Etiwanda': 6.8, 'Chino': 8.7, 'Mira Loma': 8.8, 'Vista': 19.2, 'Walnut': 19.4, 'Rio Hondo': 19.6} | 326.0573 | 0 | 0% | 326.0573 | 100% | [5 empty] | 0 | 0% | 0 | 0% | 0 | 0% | 326.0573 | 100% | 326.0573 | 100% | 0 | 9.938 | 3.048% | 316.1194 | 108.2272 | 33.19% | 217.8301 | 326.0573 | 100% | 0 | 324.0972 | 99.4% | 1.9601 | 20.7663 | 6.369% | 305.291
133 | Pisgah | Greater_Kramer | {} | 11654.0771 | 1143.3214 | 9.81% | 10510.7557 | 90.19% | [5 empty] | 0 | 0% | 0 | 0% | 0 | 0% | 0 | 0% | 6531.8179 | 56.05% | 5122.2593 | 8518.9355 | 73.1% | 3135.1416 | 9452.1533 | 81.11% | 2201.9238 | 10003.4053 | 85.84% | 1650.6719 | 4992.2627 | 42.84% | 6661.8145 | 85.5215 | 0.7338% | 11568.5557
134 | Roadway | Greater_Kramer | {'Victor': 5.1, 'Lugo': 14.7} | 30324.6289 | 6805.0532 | 22.44% | 23519.5757 | 77.56% | [5 empty] | 17.6098 | 0.05807% | 39.74 | 0.131% | 0 | 0% | 0 | 0% | 18113.2734 | 59.73% | 12211.3555 | 13837.124 | 45.63% | 16487.5049 | 6417.8496 | 21.16% | 23906.7793 | 21061.8203 | 69.45% | 9262.8086 | 6406.6313 | 21.13% | 23917.9976 | 147.1072 | 0.4851% | 30177.5217
135 | Tortilla | Greater_Kramer | {'Coolwater': 10.0} | 24699.9688 | 3562.8906 | 14.42% | 21137.0781 | 85.58% | [5 empty] | 73.128 | 0.2961% | 1062.0842 | 4.3% | 0 | 0% | 0 | 0% | 15354.3926 | 62.16% | 9345.5762 | 12583.4648 | 50.95% | 12116.5039 | 6924.1235 | 28.03% | 17775.8452 | 19481.2168 | 78.87% | 5218.752 | 10603.2324 | 42.93% | 14096.7363 | 485.646 | 1.966% | 24214.3227
136 | Victor | Greater_Kramer | {'Roadway': 5.1, 'Lugo': 9.6} | 24972.9297 | 6784.0854 | 27.17% | 18188.8442 | 72.83% | [5 empty] | 7.339 | 0.02939% | 11.1197 | 0.04453% | 2904.4868 | 11.63% | 0 | 0% | 12597.6104 | 50.45% | 12375.3193 | 14291.9492 | 57.23% | 10680.9805 | 5566.9761 | 22.29% | 19405.9536 | 18157.7266 | 72.71% | 6815.2031 | 1743.9697 | 6.983% | 23228.96 | 20.3296 | 0.08141% | 24952.6001
137 | Vista | Greater_Kramer | {'San Bernardino': 5.3, 'Etiwanda': 12.4, 'Rancho Vista': 12.8, 'Mira Loma': 14.3, 'El Casco': 14.8, 'Padua': 19.2} | 0 | 0 | 0% | 0 | 0% | [5 empty] | 0 | 0% | 0 | 0% | 0 | 0% | 0 | 0% | 0 | 0% | 0 | 0 | 0% | 0 | 0 | 0% | 0 | 0 | 0% | 0 | 0 | 0% | 0 | 0 | 0% | 0
138 | Encina | Greater_SD | {'Palomar': 2.9, 'San Luis Rey': 5.1, 'Escondido': 12.7, 'Penasquitos': 16.5} | 943.8195 | 51.5181 | 5.458% | 892.3014 | 94.54% | [5 empty] | 110.8009 | 11.74% | 0 | 0% | 0 | 0% | 0 | 0% | 120.9469 | 12.81% | 822.8726 | 862.9453 | 91.43% | 80.8743 | 892.2252 | 94.53% | 51.5944 | 892.2252 | 94.53% | 51.5944 | 0 | 0% | 943.8195 | 226.4108 | 23.99% | 717.4088
139 | Escondido | Greater_SD | {'Palomar': 9.9, 'Encina': 12.7, 'San Luis Rey': 13.9, 'Sycamore Canyon': 15.2, 'Penasquitos': 15.5} | 1.9225 | 0 | 0% | 1.9225 | 100% | [5 empty] | 0 | 0% | 0 | 0% | 0 | 0% | 0 | 0% | 0 | 0% | 1.9225 | 1.9225 | 100% | 0 | 1.9225 | 100% | 0 | 1.9225 | 100% | 0 | 0 | 0% | 1.9225 | 0.65123 | 33.87% | 1.2713
140 | Kearny | Greater_SD | {'Mission': 3.4, 'Old Town': 5.8, 'Penasquitos': 7.8, 'Sycamore Canyon': 8.3, 'Silvergate': 9.5, 'Miguel': 13.7, 'Bay Boulevard': 15.6} | 2414.6858 | 861.9268 | 35.7% | 1552.759 | 64.3% | [5 empty] | 0 | 0% | 0 | 0% | 0 | 0% | 0 | 0% | 30.02 | 1.243% | 2384.6658 | 103.0067 | 4.266% | 2311.6791 | 1551.562 | 64.26% | 863.1238 | 1551.562 | 64.26% | 863.1238 | 0 | 0% | 2414.6858 | 4.5686 | 0.1892% | 2410.1172
141 | Miguel | Greater_SD | {'Bay Boulevard': 8.1, 'Otay Mesa': 8.3, 'Silvergate': 9.4, 'Mission': 11.6, 'Old Town': 13.6, 'Kearny': 13.7, 'Sycamore Canyon': 16.7, 'Suncrest': 19.7} | 1259.662 | 173.106 | 13.74% | 1086.556 | 86.26% | [5 empty] | 0 | 0% | 0 | 0% | 359.8446 | 28.57% | 0 | 0% | 104.0092 | 8.257% | 1155.6528 | 577.0471 | 45.81% | 682.6149 | 1010.6525 | 80.23% | 249.0095 | 1010.6525 | 80.23% | 249.0095 | 19.4186 | 1.542% | 1240.2434 | 142.9707 | 11.35% | 1116.6913
142 | Mission | Greater_SD | {'Kearny': 3.4, 'Old Town': 3.4, 'Silvergate': 6.1, 'Penasquitos': 10.4, 'Sycamore Canyon': 11.1, 'Miguel': 11.6, 'Bay Boulevard': 12.3, 'Otay Mesa': 19.6} | 5224.689 | 1071.4365 | 20.51% | 4153.2524 | 79.49% | [5 empty] | 0 | 0% | 0 | 0% | 0 | 0% | 0 | 0% | 87.9459 | 1.683% | 5136.743 | 842.7667 | 16.13% | 4381.9223 | 4123.6328 | 78.93% | 1101.0562 | 4141.9561 | 79.28% | 1082.7329 | 0 | 0% | 5224.689 | 60.8495 | 1.165% | 5163.8395
143 | Old Town | Greater_SD | {'Mission': 3.4, 'Silvergate': 5.7, 'Kearny': 5.8, 'Penasquitos': 10.6, 'Bay Boulevard': 12.3, 'Miguel': 13.6, 'Sycamore Canyon': 14.0} | 5302.4722 | 1076.434 | 20.3% | 4226.0382 | 79.7% | [5 empty] | 0 | 0% | 0 | 0% | 0 | 0% | 0 | 0% | 88.294 | 1.665% | 5214.1782 | 915.4164 | 17.26% | 4387.0557 | 4196.2822 | 79.14% | 1106.1899 | 4214.606 | 79.48% | 1087.8662 | 0 | 0% | 5302.4722 | 68.775 | 1.297% | 5233.6972
144 | Penasquitos | Greater_SD | {'Kearny': 7.8, 'Mission': 10.4, 'Old Town': 10.6, 'Sycamore Canyon': 10.9, 'Palomar': 14.6, 'Escondido': 15.5, 'Silvergate': 16.0, 'Encina': 16.5} | 227.1567 | 84.2178 | 37.07% | 142.9389 | 62.93% | [5 empty] | 0 | 0% | 0 | 0% | 0 | 0% | 0 | 0% | 3.4289 | 1.51% | 223.7277 | 77.1852 | 33.98% | 149.9715 | 142.8161 | 62.87% | 84.3406 | 142.8161 | 62.87% | 84.3406 | 0 | 0% | 227.1567 | 8.597 | 3.785% | 218.5597
145 | San Luis Rey | Greater_SD | {'Encina': 5.1, 'Palomar': 6.7, 'Escondido': 13.9, 'San Onofre': 16.8} | 964.0648 | 49.455 | 5.13% | 914.6098 | 94.87% | [5 empty] | 110.8009 | 11.49% | 0 | 0% | 0 | 0% | 0 | 0% | 120.9469 | 12.55% | 843.1179 | 905.0493 | 93.88% | 59.0155 | 913.5009 | 94.76% | 50.564 | 913.5009 | 94.76% | 50.564 | 17.318 | 1.796% | 946.7468 | 232.9062 | 24.16% | 731.1586
146 | Sycamore Canyon | Greater_SD | {'Kearny': 8.3, 'Penasquitos': 10.9, 'Mission': 11.1, 'Old Town': 14.0, 'Escondido': 15.2, 'Silvergate': 16.6, 'Miguel': 16.7} | 0 | 0 | 0% | 0 | 0% | [5 empty] | 0 | 0% | 0 | 0% | 0 | 0% | 0 | 0% | 0 | 0% | 0 | 0 | 0% | 0 | 0 | 0% | 0 | 0 | 0% | 0 | 0 | 0% | 0 | 0 | 0% | 0
147 | Talega | Greater_SD | {'San Onofre': 5.8, 'Capistrano': 6.8, 'Margarita': 7.4, 'Trabuco': 9.6, 'Viejo': 15.3, 'Santiago': 18.5} | 861.9464 | 103.6503 | 12.03% | 758.2961 | 87.97% | [5 empty] | 0 | 0% | 0 | 0% | 39.1851 | 4.546% | 0 | 0% | 0 | 0% | 861.9464 | 265.6886 | 30.82% | 596.2578 | 758.1667 | 87.96% | 103.7796 | 758.1667 | 87.96% | 103.7796 | 0.20602 | 0.0239% | 861.7403 | 8.9641 | 1.04% | 852.9823
148 | Martin (San Francisco H) | Peninsula_Monterey | {'East Shore': 16.9} | 8922.8271 | 3715.5364 | 41.64% | 5207.2908 | 58.36% | [5 empty] | 6.2697 | 0.07027% | 0 | 0% | 187.7485 | 2.104% | 1869.8645 | 20.96% | 1914.865 | 21.46% | 7007.9622 | 3219.2412 | 36.08% | 5703.5859 | 4935.6025 | 55.31% | 3987.2246 | 5051.0952 | 56.61% | 3871.7319 | 1666.4366 | 18.68% | 7256.3905 | 380.1909 | 4.261% | 8542.6363
149 | Bellota | Solano | {'Rancho Seco - Bellota (Proposed)': 8.2, 'Lockeford': 10.7, 'Camanche': 13.7, 'Weber': 14.0, 'Riverbank': 18.0, 'Stagg': 18.3, 'Ripon': 19.3} | 13366.1006 | 2848.572 | 21.31% | 10517.5286 | 78.69% | [5 empty] | 5057.1611 | 37.84% | 1694.2759 | 12.68% | 0 | 0% | 0 | 0% | 9318.8633 | 69.72% | 4047.2373 | 217.5504 | 1.628% | 13148.5502 | 2616.3301 | 19.57% | 10749.7705 | 9536.4141 | 71.35% | 3829.6865 | 2780.0574 | 20.8% | 10586.0432 | 838.2148 | 6.271% | 12527.8857
150 | Ripon | Solano | {'Vierra': 7.6, 'Weber': 12.4, 'Westley': 12.6, 'Riverbank': 13.1, 'Warnerville': 18.8, 'Bellota': 19.3, 'Stagg': 19.7} | 76608.7188 | 39414.0312 | 51.45% | 37194.6875 | 48.55% | [5 empty] | 23518.1895 | 30.7% | 47679.3398 | 62.24% | 0 | 0% | 0 | 0% | 29436.8125 | 38.42% | 47171.9062 | 4006.1287 | 5.229% | 72602.5901 | 4740.2759 | 6.188% | 71868.4429 | 31151.1309 | 40.66% | 45457.5879 | 0 | 0% | 76608.7188 | 1896.0287 | 2.475% | 74712.6901
151 | Lockeford | Solano | {'Rancho Seco - Bellota (Proposed)': 9.0, 'Camanche': 9.9, 'Bellota': 10.7, 'Eight Mile': 12.5, 'Stagg': 13.4, 'Weber': 14.3} | 2984.1772 | 2267.1548 | 75.97% | 717.0225 | 24.03% | [5 empty] | 371.9464 | 12.46% | 1960.5173 | 65.7% | 0 | 0% | 0 | 0% | 0 | 0% | 2984.1772 | 0 | 0% | 2984.1772 | 644.8603 | 21.61% | 2339.317 | 644.8603 | 21.61% | 2339.317 | 0 | 0% | 2984.1772 | 90.1806 | 3.022% | 2893.9966
152 | Stagg | Solano | {'Eight Mile': 4.8, 'Weber': 7.7, 'Lockeford': 13.4, 'Vierra': 14.0, 'Bellota': 18.3, 'Brentwood': 18.6, 'Kelso': 19.3, 'Ripon': 19.7, 'Delta Switching Yard': 19.9} | 49167.3477 | 90.966 | 0.185% | 49076.3816 | 99.81% | [5 empty] | 917.8594 | 1.867% | 42304.7422 | 86.04% | 0 | 0% | 0 | 0% | 6502.6919 | 13.23% | 42664.6558 | 11120.5986 | 22.62% | 38046.749 | 11120.5986 | 22.62% | 38046.749 | 14069.0254 | 28.61% | 35098.3223 | 0 | 0% | 49167.3477 | 2863.8186 | 5.825% | 46303.5291
153 | Weber | Solano | {'Stagg': 7.7, 'Vierra': 8.6, 'Eight Mile': 12.2, 'Ripon': 12.4, 'Bellota': 14.0, 'Lockeford': 14.3, 'Rancho Seco - Bellota (Proposed)': 19.8} | 42035.7109 | 16603.2949 | 39.5% | 25432.416 | 60.5% | [5 empty] | 9273.9404 | 22.06% | 30901.0391 | 73.51% | 0 | 0% | 0 | 0% | 0 | 0% | 42035.7109 | 474.5985 | 1.129% | 41561.1124 | 474.5985 | 1.129% | 41561.1124 | 474.5985 | 1.129% | 41561.1124 | 0 | 0% | 42035.7109 | 1038.0211 | 2.469% | 40997.6898
154 | Carrizo Plains | Kern_Greater_Carrizo | {'Solar SS': 1.1, 'Caliente': 6.9, 'Kernridge': 17.5, 'Temblor': 19.4} | 41810.0352 | 8580.5742 | 20.52% | 33229.4609 | 79.48% | [5 empty] | 15.7151 | 0.03759% | 0 | 0% | 0 | 0% | 0 | 0% | 21446.7168 | 51.3% | 20363.3184 | 6.0189 | 0.0144% | 41804.0163 | 4362.5894 | 10.43% | 37447.4458 | 23732.5 | 56.76% | 18077.5352 | 28541.4824 | 68.26% | 13268.5527 | 600.6895 | 1.437% | 41209.3456
155 | Cholame | Kern_Greater_Carrizo | {} | 39056.4844 | 2842.2605 | 7.277% | 36214.2239 | 92.72% | [5 empty] | 3657.2817 | 9.364% | 6.3855 | 0.01635% | 1290.5812 | 3.304% | 0 | 0% | 25333.4629 | 64.86% | 13723.0215 | 4715.0264 | 12.07% | 34341.458 | 12932.4961 | 33.11% | 26123.9883 | 27768.5312 | 71.1% | 11287.9531 | 19206.8594 | 49.18% | 19849.625 | 601.8685 | 1.541% | 38454.6159
156 | Mesa | Kern_Greater_Carrizo | {'Oceano': 9.7, 'Sisquoc': 11.4} | 14070.793 | 2804.8748 | 19.93% | 11265.9182 | 80.07% | [5 empty] | 1425.3779 | 10.13% | 2548.9587 | 18.12% | 1674.7678 | 11.9% | 5115.4927 | 36.36% | 2315.4053 | 16.46% | 11755.3877 | 0.13253 | 0.0009419% | 14070.6604 | 2505.6899 | 17.81% | 11565.103 | 4313.3696 | 30.65% | 9757.4233 | 6368.6055 | 45.26% | 7702.1875 | 952.7289 | 6.771% | 13118.064
157 | Oceano | Kern_Greater_Carrizo | {'Mesa': 9.7, 'San Luis Obispo': 11.5, 'Mustang': 15.2, 'Diablo': 17.0} | 10915.7979 | 2677.4551 | 24.53% | 8238.3428 | 75.47% | [5 empty] | 92.6713 | 0.849% | 406.2422 | 3.722% | 3933.3525 | 36.03% | 3460.3428 | 31.7% | 2730.4929 | 25.01% | 8185.3049 | 125.2711 | 1.148% | 10790.5268 | 2392.9968 | 21.92% | 8522.801 | 3120.8723 | 28.59% | 7794.9255 | 5031.1582 | 46.09% | 5884.6396 | 1230.1343 | 11.27% | 9685.6636
158 | San Luis Obispo | Kern_Greater_Carrizo | {'Mustang': 3.7, 'Oceano': 11.5, 'Diablo': 12.4, 'Morro Bay': 14.7} | 20536.4785 | 2125.2292 | 10.35% | 18411.2493 | 89.65% | [5 empty] | 126.9292 | 0.6181% | 116.3666 | 0.5666% | 8263.7646 | 40.24% | 11814.6777 | 57.53% | 7091.7007 | 34.53% | 13444.7778 | 2532.3462 | 12.33% | 18004.1323 | 10085.5605 | 49.11% | 10450.918 | 12167.7197 | 59.25% | 8368.7588 | 15380.4102 | 74.89% | 5156.0684 | 1921.6729 | 9.357% | 18614.8057
159 | Templeton | Kern_Greater_Carrizo | {'Morro Bay': 15.9, 'Mustang': 16.7} | 70732.0859 | 27944.4492 | 39.51% | 42787.6367 | 60.49% | [5 empty] | 9328.1152 | 13.19% | 1990.9785 | 2.815% | 22016.668 | 31.13% | 24981.1504 | 35.32% | 20284.6523 | 28.68% | 50447.4336 | 16689.0527 | 23.59% | 54043.0332 | 25506.8398 | 36.06% | 45225.2461 | 33229.5469 | 46.98% | 37502.5391 | 24533.8848 | 34.69% | 46198.2012 | 2708.1213 | 3.829% | 68023.9646
160 | Sisquoc | Kern_Greater_Carrizo | {'Mesa': 11.4, 'Cabrillo': 17.3} | 3866.3225 | 0 | 0% | 3866.3225 | 100% | [5 empty] | 78.4323 | 2.029% | 15.8701 | 0.4105% | 28.6674 | 0.7415% | 1113.2534 | 28.79% | 1636.9381 | 42.34% | 2229.3844 | 86.255 | 2.231% | 3780.0675 | 2724.4014 | 70.46% | 1141.9211 | 2724.4014 | 70.46% | 1141.9211 | 2182.4773 | 56.45% | 1683.8452 | 0.81186 | 0.021% | 3865.5107
161 | Goleta | Kern_Greater_Carrizo | {} | 1922.5155 | 1037.64 | 53.97% | 884.8755 | 46.03% | [5 empty] | 20.4184 | 1.062% | 3.2719 | 0.1702% | 386.6251 | 20.11% | 593.9642 | 30.9% | 603.0102 | 31.37% | 1319.5053 | 0 | 0% | 1922.5155 | 57.1313 | 2.972% | 1865.3842 | 660.1414 | 34.34% | 1262.3741 | 654.8237 | 34.06% | 1267.6918 | 133.3279 | 6.935% | 1789.1876
162 | Schulte Switching Station | Peninsula_Monterey | {'Los Esteros': 3.7, 'Newark': 8.7, 'Hicks': 10.3, 'Coyote': 15.7, 'Metcalf': 15.7, 'East Shore': 19.3} | 742.4761 | 52.5658 | 7.08% | 689.9103 | 92.92% | [5 empty] | 0 | 0% | 0 | 0% | 0 | 0% | 0 | 0% | 0 | 0% | 742.4761 | 0 | 0% | 742.4761 | 137.6464 | 18.54% | 604.8297 | 137.6464 | 18.54% | 604.8297 | 0 | 0% | 742.4761 | 689.5377 | 92.87% | 52.9384
163 | Hicks | Peninsula_Monterey | {'Coyote': 8.5, 'Metcalf': 8.8, 'Schulte Switching Station': 10.3, 'Los Esteros': 13.5, 'Newark': 19.0} | 5594.6323 | 447.3089 | 7.995% | 5147.3234 | 92% | [5 empty] | 70.9289 | 1.268% | 9.4994 | 0.1698% | 0 | 0% | 5594.6323 | 100% | 2998.8225 | 53.6% | 2595.8098 | 0 | 0% | 5594.6323 | 3878.8215 | 69.33% | 1715.8108 | 5027.2056 | 89.86% | 567.4268 | 1698.4141 | 30.36% | 3896.2183 | 54.5172 | 0.9745% | 5540.1152
164 | Cottonwood | Northern_California | {'Jessup': 5.5} | 45599.957 | 20075.3809 | 44.02% | 25524.5762 | 55.98% | [5 empty] | 1042.1003 | 2.285% | 957.9424 | 2.101% | 39469.9883 | 86.56% | 0 | 0% | 11910.0928 | 26.12% | 33689.8643 | 3881.7771 | 8.513% | 41718.1799 | 4030.0999 | 8.838% | 41569.8572 | 14811.4834 | 32.48% | 30788.4736 | 12657.1426 | 27.76% | 32942.8145 | 2137.7771 | 4.688% | 43462.1799
165 | Jessup | Northern_California | {'Cottonwood': 5.5} | 35837.8672 | 12425.3848 | 34.67% | 23412.4824 | 65.33% | [5 empty] | 1069.6813 | 2.985% | 1061.6125 | 2.962% | 25929.4766 | 72.35% | 3477.9707 | 9.705% | 15806.0586 | 44.1% | 20031.8086 | 3778.9238 | 10.54% | 32058.9434 | 1957.9146 | 5.463% | 33879.9526 | 18061.498 | 50.4% | 17776.3691 | 8577.626 | 23.93% | 27260.2412 | 1530.1108 | 4.27% | 34307.7563
166 | Round Mountain | Northern_California | {'Cove Rd': 4.9} | 81565.0703 | 6920.2256 | 8.484% | 74644.8447 | 91.52% | [5 empty] | 374.1992 | 0.4588% | 84.4565 | 0.1035% | 73714.3828 | 90.37% | 7407.3462 | 9.082% | 54876.7891 | 67.28% | 26688.2812 | 14606.9375 | 17.91% | 66958.1328 | 18417.6211 | 22.58% | 63147.4492 | 59765.3398 | 73.27% | 21799.7305 | 54125.3203 | 66.36% | 27439.75 | 4206.1255 | 5.157% | 77358.9448
167 | Carquinez | Solano | {'Martinez': 8.9, 'Tulucay': 10.9, 'Ignacio': 15.9, 'Clayton': 18.3, 'Pittsburg': 19.5} | 33584.957 | 8153.0454 | 24.28% | 25431.9116 | 75.72% | [5 empty] | 131.5071 | 0.3916% | 18.1782 | 0.05413% | 10982.7676 | 32.7% | 0 | 0% | 5195.2773 | 15.47% | 28389.6797 | 10964.6143 | 32.65% | 22620.3428 | 16665.0723 | 49.62% | 16919.8848 | 24516.3223 | 73% | 9068.6348 | 6303.1128 | 18.77% | 27281.8442 | 4113.2188 | 12.25% | 29471.7383
168 | Peabody | Solano | {'Vaca Dixon': 8.4, 'Shilo III': 10.5, 'Birds Landing': 13.5, 'Tulucay': 16.3, 'Putah Creek': 16.4, 'Pittsburg': 17.6} | 43826.0078 | 11650.2119 | 26.58% | 32175.7959 | 73.42% | [5 empty] | 6037.5918 | 13.78% | 7236.7812 | 16.51% | 14058.5127 | 32.08% | 0 | 0% | 12970.7656 | 29.6% | 30855.2422 | 15568.9746 | 35.52% | 28257.0332 | 15619.6641 | 35.64% | 28206.3438 | 29678.5273 | 67.72% | 14147.4805 | 9270.6387 | 21.15% | 34555.3691 | 11160.5615 | 25.47% | 32665.4463
169 | Vaca Dixon | Solano | {'Peabody': 8.4, 'Putah Creek': 9.3, 'Davis': 14.2, 'Shilo III': 16.5, 'Birds Landing': 19.7} | 56480.1875 | 35329.8477 | 62.55% | 21150.3398 | 37.45% | [5 empty] | 7182.1782 | 12.72% | 32303.5879 | 57.19% | 6664 | 11.8% | 0 | 0% | 13427.876 | 23.77% | 43052.3115 | 7495.2192 | 13.27% | 48984.9683 | 5819.4443 | 10.3% | 50660.7432 | 20188.4258 | 35.74% | 36291.7617 | 3817.0105 | 6.758% | 52663.177 | 3380.3103 | 5.985% | 53099.8772
170 | Bellevue | Mendocino_Marin | {'Penngrove': 4.7, 'Fulton': 8.6, 'Lakeville': 11.3} | 8303.8545 | 664.5286 | 8.003% | 7639.3259 | 92% | [5 empty] | 1449.9315 | 17.46% | 115.11 | 1.386% | 7202.3696 | 86.74% | 539.1492 | 6.493% | 4761.6675 | 57.34% | 3542.187 | 3243.6958 | 39.06% | 5060.1587 | 5468.7627 | 65.86% | 2835.0918 | 6228.6289 | 75.01% | 2075.2256 | 5697.437 | 68.61% | 2606.4175 | 549.3782 | 6.616% | 7754.4763
171 | Cloverdale | Mendocino_Marin | {'Eagle Rock': 11.0, 'Hopland': 12.7, 'Geysers': 14.1} | 45156.543 | 909.3183 | 2.014% | 44247.2247 | 97.99% | [5 empty] | 1334.7253 | 2.956% | 1136.7046 | 2.517% | 21894.3477 | 48.49% | 20332.4043 | 45.03% | 38332.7578 | 84.89% | 6823.7852 | 15129.8379 | 33.51% | 30026.7051 | 23090.0508 | 51.13% | 22066.4922 | 44065.3398 | 97.58% | 1091.2031 | 30693.2324 | 67.97% | 14463.3105 | 519.0475 | 1.149% | 44637.4955
172 | Fulton | Mendocino_Marin | {'Bellevue': 8.6, 'Penngrove': 13.3, 'Geysers': 17.7, 'Lakeville': 19.6} | 3911.9109 | 70.3922 | 1.799% | 3841.5187 | 98.2% | [5 empty] | 45.2327 | 1.156% | 13.5003 | 0.3451% | 1.8384 | 0.047% | 3910.074 | 99.95% | 3239.8459 | 82.82% | 672.0649 | 505.7493 | 12.93% | 3406.1616 | 3695.6147 | 94.47% | 216.2961 | 3829.4819 | 97.89% | 82.429 | 2041.2521 | 52.18% | 1870.6588 | 75.0717 | 1.919% | 3836.8392
173 | Lakeville | Mendocino_Marin | {'Penngrove': 7.0, 'Bellevue': 11.3, 'Ignacio': 12.2, 'Tulucay': 17.0, 'Fulton': 19.6} | 27688.2246 | 1011.8004 | 3.654% | 26676.4242 | 96.35% | [5 empty] | 2176.7927 | 7.862% | 644.4803 | 2.328% | 22886.2891 | 82.66% | 2545.9102 | 9.195% | 23353.5605 | 84.34% | 4334.6641 | 9584.7363 | 34.62% | 18103.4883 | 15761.9834 | 56.93% | 11926.2412 | 24295.3301 | 87.75% | 3392.8945 | 18380.6836 | 66.38% | 9307.541 | 1188.043 | 4.291% | 26500.1816
174 | Penngrove | Mendocino_Marin | {'Bellevue': 4.7, 'Lakeville': 7.0, 'Fulton': 13.3, 'Ignacio': 18.2} | 27999.6484 | 585.9945 | 2.093% | 27413.6539 | 97.91% | [5 empty] | 3567.9905 | 12.74% | 348.2799 | 1.244% | 26677.8926 | 95.28% | 376.6002 | 1.345% | 17049.8164 | 60.89% | 10949.832 | 7774.3203 | 27.77% | 20225.3281 | 17481.0703 | 62.43% | 10518.5781 | 23022.5391 | 82.22% | 4977.1094 | 21113.2812 | 75.41% | 6886.3672 | 1604.1948 | 5.729% | 26395.4536
175 | Warnerville | Central_Valley_North_Los_Banos | {'Riverbank': 6.1, 'Ripon': 18.8, 'UltraPower Chinese Station': 19.9} | 112259.2891 | 22388.9941 | 19.94% | 89870.2949 | 80.06% | [5 empty] | 52808.5273 | 47.04% | 24397.7324 | 21.73% | 0 | 0% | 0 | 0% | 77429 | 68.97% | 34830.2891 | 14634.4668 | 13.04% | 97624.8223 | 36610.3398 | 32.61% | 75648.9492 | 88837.6875 | 79.14% | 23421.6016 | 22960.6133 | 20.45% | 89298.6758 | 8606.6025 | 7.667% | 103652.6865
176 | Riverbank | Central_Valley_North_Los_Banos | {'Warnerville': 6.1, 'Ripon': 13.1, 'Bellota': 18.0} | 102365.0156 | 22491.4824 | 21.97% | 79873.5332 | 78.03% | [5 empty] | 56443.582 | 55.14% | 23764.1172 | 23.22% | 0 | 0% | 0 | 0% | 71427.8047 | 69.78% | 30937.2109 | 4768.2861 | 4.658% | 97596.7295 | 18272.1758 | 17.85% | 84092.8398 | 79107.4219 | 77.28% | 23257.5938 | 6588.0234 | 6.436% | 95776.9922 | 5082.3574 | 4.965% | 97282.6582
177 | Pease | Northern_California | {'East Marysville': 5.4, 'Olivehurst': 8.3, 'Honcut': 11.0, 'Rio Oso': 19.3} | 94654.7891 | 27047.9844 | 28.58% | 67606.8047 | 71.42% | [5 empty] | 24089.6777 | 25.45% | 42913.2617 | 45.34% | 0 | 0% | 0 | 0% | 42090.7734 | 44.47% | 52564.0156 | 12850.7295 | 13.58% | 81804.0596 | 27391.1836 | 28.94% | 67263.6055 | 65072.8203 | 68.75% | 29581.9688 | 8103.6147 | 8.561% | 86551.1743 | 5614.6943 | 5.932% | 89040.0947
178 | Rio Oso | Northern_California | {'Pleasant Grove': 11.6, 'Olivehurst': 11.6, 'East Marysville': 16.6, 'Pease': 19.3} | 89762.1875 | 28433.5508 | 31.68% | 61328.6367 | 68.32% | [5 empty] | 27897.3027 | 31.08% | 38337.1914 | 42.71% | 58.6336 | 0.06532% | 0 | 0% | 51678.1484 | 57.57% | 38084.0391 | 7569.4077 | 8.433% | 82192.7798 | 20531.707 | 22.87% | 69230.4805 | 58963.1484 | 65.69% | 30799.0391 | 218.2066 | 0.2431% | 89543.9809 | 15672.3135 | 17.46% | 74089.874
179 | Alpaugh | Central_Valley_North_Los_Banos | {'Olive': 4.6, 'Corcoran': 11.5, 'Smyrna': 17.0} | 0 | 0 | 0% | 0 | 0% | [5 empty] | 0 | 0% | 0 | 0% | 0 | 0% | 0 | 0% | 0 | 0% | 0 | 0 | 0% | 0 | 0 | 0% | 0 | 0 | 0% | 0 | 0 | 0% | 0 | 0 | 0% | 0
180 | Rector | Central_Valley_North_Los_Banos | {} | 0 | 0 | 0% | 0 | 0% | [5 empty] | 0 | 0% | 0 | 0% | 0 | 0% | 0 | 0% | 0 | 0% | 0 | 0 | 0% | 0 | 0 | 0% | 0 | 0 | 0% | 0 | 0 | 0% | 0 | 0 | 0% | 0
181 | Springville | Central_Valley_North_Los_Banos | {} | 0 | 0 | 0% | 0 | 0% | [5 empty] | 0 | 0% | 0 | 0% | 0 | 0% | 0 | 0% | 0 | 0% | 0 | 0 | 0% | 0 | 0 | 0% | 0 | 0 | 0% | 0 | 0 | 0% | 0 | 0 | 0% | 0
182 | Vestal | Central_Valley_North_Los_Banos | {} | 0 | 0 | 0% | 0 | 0% | [5 empty] | 0 | 0% | 0 | 0% | 0 | 0% | 0 | 0% | 0 | 0% | 0 | 0 | 0% | 0 | 0 | 0% | 0 | 0 | 0% | 0 | 0 | 0% | 0 | 0 | 0% | 0
183 | UltraPower Chinese Station | El_Dorado_Mariposa | {'Peoria': 2.3, 'Curtis': 11.1, 'Warnerville': 19.9} | 18357.8398 | 57.4703 | 0.3131% | 18300.3696 | 99.69% | [5 empty] | 0 | 0% | 0 | 0% | 3337.4856 | 18.18% | 0 | 0% | 16685.8359 | 90.89% | 1672.0039 | 3714.5295 | 20.23% | 14643.3103 | 6157.3218 | 33.54% | 12200.5181 | 16722.6445 | 91.09% | 1635.1953 | 16652.1367 | 90.71% | 1705.7031 | 1534.7128 | 8.36% | 16823.1271
184 | Curtis | El_Dorado_Mariposa | {'Peoria': 10.9, 'UltraPower Chinese Station': 11.1} | 0 | 0 | 0% | 0 | 0% | [5 empty] | 0 | 0% | 0 | 0% | 0 | 0% | 0 | 0% | 0 | 0% | 0 | 0 | 0% | 0 | 0 | 0% | 0 | 0 | 0% | 0 | 0 | 0% | 0 | 0 | 0% | 0
185 | Peoria | El_Dorado_Mariposa | {'UltraPower Chinese Station': 2.3, 'Curtis': 10.9} | 17981.9531 | 57.4703 | 0.3196% | 17924.4829 | 99.68% | [5 empty] | 0 | 0% | 0 | 0% | 5613.8628 | 31.22% | 0 | 0% | 15430.2988 | 85.81% | 2551.6543 | 3426.7971 | 19.06% | 14555.156 | 6064.894 | 33.73% | 11917.0591 | 15467.1074 | 86.01% | 2514.8457 | 16256.6855 | 90.41% | 1725.2676 | 1110.0667 | 6.173% | 16871.8865
186 | Moorpark | Greater_LA | {'Santa Clara': 16.2} | 11987.4951 | 747.3743 | 6.235% | 11240.1208 | 93.77% | [5 empty] | 28.151 | 0.2348% | 454.5391 | 3.792% | 0 | 0% | 11987.4951 | 100% | 6571.0078 | 54.82% | 5416.4873 | 0 | 0% | 11987.4951 | 0 | 0% | 11987.4951 | 6571.0078 | 54.82% | 5416.4873 | 7843.8066 | 65.43% | 4143.6885 | 1862.7866 | 15.54% | 10124.7085
187 | Santa Clara | Greater_LA | {'Mandalay': 7.5, 'Moorpark': 16.2} | 750.4758 | 92.2709 | 12.29% | 658.2048 | 87.71% | [5 empty] | 0 | 0% | 0 | 0% | 17.9584 | 2.393% | 0 | 0% | 0 | 0% | 750.4758 | 0 | 0% | 750.4758 | 628.7589 | 83.78% | 121.7169 | 628.7589 | 83.78% | 121.7169 | 0 | 0% | 750.4758 | 31.6385 | 4.216% | 718.8373
188 | Davis | Solano | {'Woodland': 9.3, 'Vaca Dixon': 14.2, 'Putah Creek': 14.2} | 53816.0977 | 26294.457 | 48.86% | 27521.6406 | 51.14% | [5 empty] | 9055.7422 | 16.83% | 40576.1016 | 75.4% | 0 | 0% | 0 | 0% | 13096.998 | 24.34% | 40719.0996 | 9705.2891 | 18.03% | 44110.8086 | 18087.748 | 33.61% | 35728.3496 | 19588.2578 | 36.4% | 34227.8398 | 0 | 0% | 53816.0977 | 1322.562 | 2.458% | 52493.5356
189 | Putah Creek | Solano | {'Vaca Dixon': 9.3, 'Davis': 14.2, 'Peabody': 16.4, 'Woodland': 16.7} | 81499.6641 | 38945.8945 | 47.79% | 42553.7695 | 52.21% | [5 empty] | 6756.3525 | 8.29% | 43979.1016 | 53.96% | 17148.5156 | 21.04% | 0 | 0% | 39764.5742 | 48.79% | 41735.0898 | 2656.5049 | 3.26% | 78843.1592 | 0 | 0% | 81499.6641 | 40734.3477 | 49.98% | 40765.3164 | 15446.4248 | 18.95% | 66053.2393 | 2098.0278 | 2.574% | 79401.6362
190 | East Marysville | Northern_California | {'Olivehurst': 5.0, 'Pease': 5.4, 'Honcut': 11.0, 'Rio Oso': 16.6} | 82974.0703 | 25309.3789 | 30.5% | 57664.6914 | 69.5% | [5 empty] | 27095.9297 | 32.66% | 37857.8047 | 45.63% | 53.7977 | 0.06484% | 0 | 0% | 44164.2891 | 53.23% | 38809.7812 | 7299.2485 | 8.797% | 75674.8218 | 15897.4707 | 19.16% | 67076.5996 | 54977.4297 | 66.26% | 27996.6406 | 705.2985 | 0.85% | 82268.7718 | 8574.2939 | 10.33% | 74399.7764
191 | Olivehurst | Northern_California | {'East Marysville': 5.0, 'Pease': 8.3, 'Rio Oso': 11.6, 'Honcut': 16.0} | 77463.1875 | 32465.6465 | 41.91% | 44997.541 | 58.09% | [5 empty] | 20948.1523 | 27.04% | 44450.6562 | 57.38% | 0 | 0% | 0 | 0% | 33978.8477 | 43.86% | 43484.3398 | 526.9794 | 0.6803% | 76936.2081 | 11023.7021 | 14.23% | 66439.4854 | 42369.5156 | 54.7% | 35093.6719 | 0 | 0% | 77463.1875 | 8288.9121 | 10.7% | 69174.2754
192 | Morro Bay | Kern_Greater_Carrizo | {'Diablo': 10.9, 'Mustang': 12.2, 'San Luis Obispo': 14.7, 'Templeton': 15.9} | 30382.7617 | 340.3287 | 1.12% | 30042.433 | 98.88% | [5 empty] | 176.8217 | 0.582% | 207.7985 | 0.6839% | 3805.8088 | 12.53% | 18600.7305 | 61.22% | 22704.6797 | 74.73% | 7678.082 | 9020.2422 | 29.69% | 21362.5195 | 14004.6709 | 46.09% | 16378.0908 | 27058.0332 | 89.06% | 3324.7285 | 20251.4609 | 66.65% | 10131.3008 | 2497.3093 | 8.219% | 27885.4524
193 | Palomar | Greater_SD | {'Encina': 2.9, 'San Luis Rey': 6.7, 'Escondido': 9.9, 'Penasquitos': 14.6} | 562.9739 | 41.0093 | 7.284% | 521.9645 | 92.72% | [5 empty] | 0 | 0% | 0 | 0% | 0 | 0% | 0 | 0% | 120.9469 | 21.48% | 442.027 | 492.6084 | 87.5% | 70.3655 | 521.8883 | 92.7% | 41.0856 | 521.8883 | 92.7% | 41.0856 | 0 | 0% | 562.9739 | 85.3109 | 15.15% | 477.663
194 | Margarita | Greater_LA | {'Trabuco': 2.8, 'Capistrano': 3.4, 'Talega': 7.4, 'Viejo': 8.1, 'Santiago': 11.3, 'San Onofre': 13.1, 'Johanna': 17.2, 'Lee Lake (Proposed)': 17.2} | 792.3839 | 94.4617 | 11.92% | 697.9221 | 88.08% | [5 empty] | 0 | 0% | 0 | 0% | 8.8332 | 1.115% | 0 | 0% | 0 | 0% | 792.3839 | 208.3521 | 26.29% | 584.0318 | 696.9481 | 87.96% | 95.4358 | 696.9481 | 87.96% | 95.4358 | 0 | 0% | 792.3839 | 0 | 0% | 792.3839
195 | Huntington Beach | Greater_LA | {'Ellis': 3.4, 'Johanna': 8.6, 'Alamitos': 10.8, 'Barre': 11.2, 'Lewis': 12.1, 'Santiago': 12.2, 'Villa Park': 14.3, 'Del Amo': 15.5, 'Long Beach': 16.5, 'Serrano': 16.6, 'Harborgen': 17.0, 'Hinson': 18.5, 'Trabuco': 18.5, 'Arcogen': 19.3, 'Viejo': 19.4, 'Lighthipe': 19.8} | 5545.7339 | 186.0605 | 3.355% | 5359.6734 | 96.64% | [5 empty] | 0 | 0% | 0 | 0% | 0 | 0% | 0 | 0% | 3.1489 | 0.05678% | 5542.585 | 1429.2799 | 25.77% | 4116.454 | 5342.5547 | 96.34% | 203.1792 | 5345.7036 | 96.39% | 200.0303 | 0 | 0% | 5545.7339 | 359.9801 | 6.491% | 5185.7538
196 | Los Esteros | Peninsula_Monterey | {'Schulte Switching Station': 3.7, 'Newark': 5.9, 'Hicks': 13.5, 'East Shore': 17.0, 'Coyote': 17.5, 'Metcalf': 17.5} | 861.0164 | 52.5658 | 6.105% | 808.4506 | 93.89% | [5 empty] | 0 | 0% | 0 | 0% | 108.9384 | 12.65% | 0 | 0% | 117.1568 | 13.61% | 743.8595 | 117.1568 | 13.61% | 743.8595 | 256.1561 | 29.75% | 604.8603 | 256.1561 | 29.75% | 604.8603 | 72.6571 | 8.439% | 788.3592 | 716.5135 | 83.22% | 144.5028
197 | Birds Landing | Solano | {'Shilo III': 3.2, 'Pittsburg': 7.1, 'Contra Costa': 9.0, 'Lone Tree': 12.9, 'Peabody': 13.5, 'Clayton': 14.6, 'Grand Island': 15.0, 'Brentwood': 16.5, 'Martinez': 17.3, 'Vaca Dixon': 19.7} | 45200.9375 | 5688.5381 | 12.59% | 39512.3994 | 87.41% | [5 empty] | 9411.1768 | 20.82% | 2467.4829 | 5.459% | 0 | 0% | 0 | 0% | 9102.5537 | 20.14% | 36098.3838 | 23732.0586 | 52.5% | 21468.8789 | 19570.3379 | 43.3% | 25630.5996 | 29195.5137 | 64.59% | 16005.4238 | 1251.7444 | 2.769% | 43949.1931 | 22163.4746 | 49.03% | 23037.4629
198 | Cayetano | Solano | {'Delta Switching Yard': 9.3, 'Kelso': 10.0, 'Green Ridge Midway': 10.1, 'Tesla': 11.4, 'Brentwood': 13.5, 'Lone Tree': 14.4, 'Clayton': 17.8, 'Contra Costa': 18.0} | 23060.9023 | 208.2612 | 0.9031% | 22852.6412 | 99.1% | [5 empty] | 379.2336 | 1.644% | 50.2612 | 0.2179% | 10910.7988 | 47.31% | 3810.8591 | 16.53% | 18245.3555 | 79.12% | 4815.5469 | 18750.4531 | 81.31% | 4310.4492 | 21335.4316 | 92.52% | 1725.4707 | 22237.0215 | 96.43% | 823.8809 | 6919.9902 | 30.01% | 16140.9121 | 1700.5052 | 7.374% | 21360.3971
199 | Silvergate | Greater_SD | {'Old Town': 5.7, 'Mission': 6.1, 'Bay Boulevard': 6.6, 'Miguel': 9.4, 'Kearny': 9.5, 'Otay Mesa': 15.9, 'Penasquitos': 16.0, 'Sycamore Canyon': 16.6} | 5358.1289 | 1021.9861 | 19.07% | 4336.1428 | 80.93% | [5 empty] | 0 | 0% | 0 | 0% | 0 | 0% | 0 | 0% | 89.5067 | 1.67% | 5268.6222 | 1019.634 | 19.03% | 4338.4949 | 4306.4722 | 80.37% | 1051.6567 | 4324.7954 | 80.71% | 1033.3335 | 0 | 0% | 5358.1289 | 79.1755 | 1.478% | 5278.9534
200 | Richmond | Northern_California | {'Leavitt': 7.1} | 82706.1328 | 13515.8945 | 16.34% | 69190.2383 | 83.66% | [5 empty] | 697.417 | 0.8432% | 0 | 0% | 80416.1094 | 97.23% | 0 | 0% | 38617.0117 | 46.69% | 44089.1211 | 8943.8936 | 10.81% | 73762.2393 | 7205.4941 | 8.712% | 75500.6387 | 43290.082 | 52.34% | 39416.0508 | 54093.3711 | 65.4% | 28612.7617 | 5573.3848 | 6.739% | 77132.748
201 | Rancho Vista | Greater_Kramer | {'Etiwanda': 0.4, 'Mira Loma': 5.8, 'Padua': 6.4, 'Chino': 10.3, 'Vista': 12.8, 'San Bernardino': 17.0} | 1072.6304 | 0 | 0% | 1072.6304 | 100% | [5 empty] | 0 | 0% | 0 | 0% | 148.5505 | 13.85% | 924.0767 | 86.15% | 1072.6304 | 100% | 0 | 708.0937 | 66.01% | 364.5367 | 757.8633 | 70.65% | 314.767 | 1072.6304 | 100% | 0 | 785.3354 | 73.22% | 287.2949 | 28.9108 | 2.695% | 1043.7195
202 | Hilltop | Northern_California | {} | 85661 | 4093.1584 | 4.778% | 81567.8416 | 95.22% | [5 empty] | 61.67 | 0.07199% | 213.194 | 0.2489% | 223.7144 | 0.2612% | 0 | 0% | 43746.2891 | 51.07% | 41914.7109 | 3724.6946 | 4.348% | 81936.3054 | 470.1736 | 0.5489% | 85190.8264 | 47000.8086 | 54.87% | 38660.1914 | 78151.5391 | 91.23% | 7509.4609 | 6528.9077 | 7.622% | 79132.0923
203 | Thermalito | Northern_California | {'Table Mountain': 2.9, 'Wyandotte': 5.1, 'Palermo': 7.4, 'Honcut': 13.5} | 66382.4844 | 3101.5479 | 4.672% | 63280.9365 | 95.33% | [5 empty] | 34539.1562 | 52.03% | 5287.5723 | 7.965% | 6537.2153 | 9.848% | 0 | 0% | 53188.4531 | 80.12% | 13194.0312 | 12774.5752 | 19.24% | 53607.9092 | 28239.7129 | 42.54% | 38142.7715 | 63196.9102 | 95.2% | 3185.5742 | 5476.7847 | 8.25% | 60905.6997 | 16580.2988 | 24.98% | 49802.1855
204 | Martinez | Solano | {'Carquinez': 8.9, 'Clayton': 9.4, 'Pittsburg': 12.0, 'Birds Landing': 17.3, 'Tulucay': 18.1, 'Shilo III': 18.1, 'Contra Costa': 18.2} | 30738.0801 | 7973.5195 | 25.94% | 22764.5605 | 74.06% | [5 empty] | 53.9031 | 0.1754% | 17.2886 | 0.05624% | 10228.2393 | 33.28% | 63.5459 | 0.2067% | 3468.6489 | 11.28% | 27269.4312 | 11344.8076 | 36.91% | 19393.2725 | 13267.3262 | 43.16% | 17470.7539 | 20414.8262 | 66.42% | 10323.2539 | 4686.2065 | 15.25% | 26051.8735 | 6991.104 | 22.74% | 23746.9761
205 | Lone Tree | Solano | {'Contra Costa': 3.9, 'Brentwood': 4.9, 'Pittsburg': 9.7, 'Clayton': 11.4, 'Delta Switching Yard': 12.6, 'Birds Landing': 12.9, 'Kelso': 13.4, 'Cayetano': 14.4, 'Shilo III': 16.1, 'Green Ridge Midway': 17.9, 'Tesla': 19.3} | 29216.9531 | 1356.7557 | 4.644% | 27860.1974 | 95.36% | [5 empty] | 4131.9136 | 14.14% | 715.2314 | 2.448% | 15124.0684 | 51.76% | 4954.5615 | 16.96% | 13501.7744 | 46.21% | 15715.1787 | 22862.1465 | 78.25% | 6354.8066 | 22797.0332 | 78.03% | 6419.9199 | 23528.6836 | 80.53% | 5688.2695 | 8744.7959 | 29.93% | 20472.1572 | 4288.0737 | 14.68% | 24928.8794
206 | Delta Switching Yard | Solano | {'Kelso': 1.0, 'Green Ridge Midway': 5.4, 'Tesla': 6.8, 'Brentwood': 8.7, 'Cayetano': 9.3, 'Lone Tree': 12.6, 'Contra Costa': 16.3, 'Vierra': 18.9, 'Stagg': 19.9} | 71000.5234 | 569.7858 | 0.8025% | 70430.7376 | 99.2% | [5 empty] | 5667.6294 | 7.983% | 27926.0312 | 39.33% | 9341.4775 | 13.16% | 1496.1832 | 2.107% | 38140.2773 | 53.72% | 32860.2461 | 33224.2852 | 46.79% | 37776.2383 | 34237.3359 | 48.22% | 36763.1875 | 45733.2031 | 64.41% | 25267.3203 | 6252.8188 | 8.807% | 64747.7046 | 4116.7612 | 5.798% | 66883.7622
207 | Green Ridge Midway | Solano | {'Tesla': 1.6, 'Kelso': 5.0, 'Delta Switching Yard': 5.4, 'Cayetano': 10.1, 'Brentwood': 14.2, 'Vierra': 17.8, 'Lone Tree': 17.9} | 67698.2969 | 489.2596 | 0.7227% | 67209.0373 | 99.28% | [5 empty] | 3392.4639 | 5.011% | 18724.0469 | 27.66% | 5258.5239 | 7.768% | 15.1709 | 0.02241% | 45923.8828 | 67.84% | 21774.4141 | 40454.5547 | 59.76% | 27243.7422 | 41346.0938 | 61.07% | 26352.2031 | 51774.332 | 76.48% | 15923.9648 | 19817.0801 | 29.27% | 47881.2168 | 3238.9771 | 4.784% | 64459.3198
208 | Inyo | Greater_Kramer (Exclude) | {'Control': 2.2} | 5809.4771 | 527.958 | 9.088% | 5281.519 | 90.91% | [5 empty] | 0.12965 | 0.002232% | 0 | 0% | 1590.7979 | 27.38% | 0 | 0% | 0 | 0% | 5809.4771 | 467.2672 | 8.043% | 5342.2098 | 1380.5795 | 23.76% | 4428.8976 | 1380.5795 | 23.76% | 4428.8976 | 4777.0361 | 82.23% | 1032.4409 | 768.6168 | 13.23% | 5040.8602
209 | Control | Greater_Kramer (Exclude) | {'Inyo': 2.2} | 5494.4673 | 330.8295 | 6.021% | 5163.6378 | 93.98% | [5 empty] | 0.10196 | 0.001856% | 0 | 0% | 2016.7986 | 36.71% | 0 | 0% | 0 | 0% | 5494.4673 | 63.0826 | 1.148% | 5431.3846 | 1661.4614 | 30.24% | 3833.0059 | 1661.4614 | 30.24% | 3833.0059 | 4698.3667 | 85.51% | 796.1006 | 987.4369 | 17.97% | 4507.0304
210 | Big Creek Hydro Facilities | Central_Valley_North_Los_Banos | {} | 0 | 0 | 0% | 0 | 0% | [5 empty] | 0 | 0% | 0 | 0% | 0 | 0% | 0 | 0% | 0 | 0% | 0 | 0 | 0% | 0 | 0 | 0% | 0 | 0 | 0% | 0 | 0 | 0% | 0 | 0 | 0% | 0
211 | Moss Landing | Peninsula_Monterey | {} | 9244.4365 | 3230.1187 | 34.94% | 6014.3179 | 65.06% | [5 empty] | 519.5038 | 5.62% | 4557.0918 | 49.3% | 0 | 0% | 0 | 0% | 260.2429 | 2.815% | 8984.1936 | 3739.334 | 40.45% | 5505.1025 | 5257.3467 | 56.87% | 3987.0898 | 5517.5894 | 59.69% | 3726.8472 | 0 | 0% | 9244.4365 | 1066.171 | 11.53% | 8178.2655
212 | Cal Ave | Central_Valley_North_Los_Banos | {'Malaga': 2.8, 'West Fresno': 3.0, 'Kearney': 6.6, 'Sanger': 8.5, 'McCall': 10.2, 'Gregg': 12.5, 'Mc Mullin': 15.2, 'Borden': 18.6, 'Wahtoke': 18.7, 'Kingsburg': 18.9} | 41551.3164 | 41528.875 | 99.95% | 22.4414 | 0.05401% | [5 empty] | 8618.4238 | 20.74% | 30507.0996 | 73.42% | 0 | 0% | 0 | 0% | 0 | 0% | 41551.3164 | 0 | 0% | 41551.3164 | 0 | 0% | 41551.3164 | 0 | 0% | 41551.3164 | 0 | 0% | 41551.3164 | 22.4385 | 0.054% | 41528.8779
213 | Poso Mountain | Central_Valley_North_Los_Banos | {'Sycamore': 7.6, 'Kern Oil': 8.9, 'California Water': 10.0, 'Columbus': 11.1, 'Lerdo': 11.7, 'Bakersfield': 12.2, '7th Standard': 12.8, 'Westpark': 13.6, 'Magunden': 13.8, 'Rosedale': 14.3, 'Kern Power': 14.7, 'Renfro': 16.6, 'Stockdale': 17.8, 'Lamont': 18.9, 'Rio Bravo': 18.9, 'Regulus': 18.9, 'Tevis': 19.2} | 0 | 0 | 0% | 0 | 0% | [5 empty] | 0 | 0% | 0 | 0% | 0 | 0% | 0 | 0% | 0 | 0% | 0 | 0 | 0% | 0 | 0 | 0% | 0 | 0 | 0% | 0 | 0 | 0% | 0 | 0 | 0% | 0
214 | Walnut | Greater_LA | {'Olinda': 4.6, 'Rio Hondo': 6.9, 'Mesa (SCE)': 9.4, 'Center': 10.5, 'Laguna Bell': 11.6, 'Goodrich': 12.6, 'Del Amo': 13.9, 'Barre': 13.9, 'Lewis': 14.0, 'Villa Park': 14.9, 'Serrano': 15.4, 'Lighthipe': 15.6, 'Chino': 15.6, 'Alamitos': 18.8, 'Padua': 19.4} | 0 | 0 | 0% | 0 | 0% | [5 empty] | 0 | 0% | 0 | 0% | 0 | 0% | 0 | 0% | 0 | 0% | 0 | 0 | 0% | 0 | 0 | 0% | 0 | 0 | 0% | 0 | 0 | 0% | 0 | 0 | 0% | 0
215 | Chevmain | Greater_LA | {'El Segundo': 1.2, 'El Nido': 1.8, 'Redondo': 3.8, 'La Fresa': 4.6, 'La Cienega': 6.9, 'Arcogen': 10.9, 'Hinson': 11.9, 'Harborgen': 13.2, 'Lighthipe': 13.2, 'Long Beach': 13.9, 'Laguna Bell': 15.5, 'Center': 17.2, 'Del Amo': 18.0, 'Mesa (SCE)': 19.2, 'Alamitos': 19.9} | 372.1115 | 150.4934 | 40.44% | 221.6181 | 59.56% | [5 empty] | 0 | 0% | 0 | 0% | 77.0914 | 20.72% | 0 | 0% | 10.7529 | 2.89% | 361.3586 | 113.7204 | 30.56% | 258.3912 | 204.9119 | 55.07% | 167.1996 | 215.6648 | 57.96% | 156.4467 | 0 | 0% | 372.1115 | 0.64248 | 0.1727% | 371.469
216 | Long Beach | Greater_LA | {'Harborgen': 0.9, 'Arcogen': 3.7, 'Hinson': 3.7, 'Alamitos': 7.3, 'Lighthipe': 8.4, 'Del Amo': 9.3, 'La Fresa': 9.5, 'Redondo': 11.0, 'El Nido': 12.4, 'Center': 13.2, 'Chevmain': 13.9, 'Barre': 14.3, 'El Segundo': 15.0, 'Laguna Bell': 15.2, 'Huntington Beach': 16.5, 'Ellis': 17.2, 'La Cienega': 18.4, 'Lewis': 19.0, 'Mesa (SCE)': 19.8} | 5693.0889 | 2136.4675 | 37.53% | 3556.6213 | 62.47% | [5 empty] | 0 | 0% | 0 | 0% | 8.555 | 0.1503% | 0 | 0% | 0 | 0% | 5693.0889 | 592.5316 | 10.41% | 5100.5573 | 3548.7766 | 62.33% | 2144.3123 | 3548.7766 | 62.33% | 2144.3123 | 0 | 0% | 5693.0889 | 24.2063 | 0.4252% | 5668.8826
217 | Pit 1 | Northern_California | {} | 8529.2021 | 2121.4998 | 24.87% | 6407.7024 | 75.13% | [5 empty] | 169.7793 | 1.991% | 0 | 0% | 8330.0781 | 97.67% | 0 | 0% | 2528.2847 | 29.64% | 6000.9175 | 2050.7312 | 24.04% | 6478.4709 | 3540.2627 | 41.51% | 4988.9395 | 3744.3501 | 43.9% | 4784.8521 | 4364.3159 | 51.17% | 4164.8862 | 85.8281 | 1.006% | 8443.374
218 | Cove Rd | Northern_California | {'Round Mountain': 4.9} | 93826.0078 | 8755.3545 | 9.331% | 85070.6533 | 90.67% | [5 empty] | 385.9862 | 0.4114% | 84.4565 | 0.09001% | 86863.3359 | 92.58% | 6560.585 | 6.992% | 47671.7383 | 50.81% | 46154.2695 | 20575.6992 | 21.93% | 73250.3086 | 24668.6504 | 26.29% | 69157.3574 | 59681.707 | 63.61% | 34144.3008 | 63643.3477 | 67.83% | 30182.6602 | 4834.6304 | 5.153% | 88991.3774
219 | Drum | Northern_California | {'Brunswick': 14.5} | 21155.9375 | 6228.3799 | 29.44% | 14927.5576 | 70.56% | [5 empty] | 6.2271 | 0.02943% | 0 | 0% | 17365.8203 | 82.08% | 3187.7986 | 15.07% | 1202.8489 | 5.686% | 19953.0886 | 3080.2458 | 14.56% | 18075.6917 | 17.891 | 0.08457% | 21138.0465 | 4300.9854 | 20.33% | 16854.9521 | 11680.1465 | 55.21% | 9475.791 | 528.9429 | 2.5% | 20626.9946
220 | Vierra | Solano | {'Ripon': 7.6, 'Weber': 8.6, 'Stagg': 14.0, 'Westley': 15.5, 'Tesla': 17.0, 'Green Ridge Midway': 17.8, 'Kelso': 18.0, 'Delta Switching Yard': 18.9, 'Eight Mile': 18.9} | 71373.5469 | 22333.377 | 31.29% | 49040.1699 | 68.71% | [5 empty] | 12613.5459 | 17.67% | 52862.7383 | 74.06% | 0 | 0% | 0 | 0% | 12191.9053 | 17.08% | 59181.6416 | 3762.6833 | 5.272% | 67610.8635 | 3762.6833 | 5.272% | 67610.8635 | 13993.1416 | 19.61% | 57380.4053 | 0 | 0% | 71373.5469 | 3190.5645 | 4.47% | 68182.9824
221 | Coyote | Peninsula_Monterey | {'Metcalf': 0.3, 'Hicks': 8.5, 'Schulte Switching Station': 15.7, 'Los Esteros': 17.5} | 3367.219 | 0 | 0% | 3367.219 | 100% | [5 empty] | 0.58794 | 0.01746% | 0 | 0% | 1501.2671 | 44.58% | 1865.952 | 55.42% | 3367.219 | 100% | 0 | 18.8703 | 0.5604% | 3348.3487 | 1056.661 | 31.38% | 2310.558 | 3367.219 | 100% | 0 | 2801.1133 | 83.19% | 566.1057 | 112.7472 | 3.348% | 3254.4718
222 | Metcalf | Peninsula_Monterey | {'Coyote': 0.3, 'Hicks': 8.8, 'Schulte Switching Station': 15.7, 'Los Esteros': 17.5} | 3881.4119 | 0 | 0% | 3881.4119 | 100% | [5 empty] | 0.58794 | 0.01515% | 0 | 0% | 2120.3662 | 54.63% | 1761.0457 | 45.37% | 3881.4119 | 100% | 0 | 38.3769 | 0.9887% | 3843.0349 | 979.9556 | 25.25% | 2901.4562 | 3881.4119 | 100% | 0 | 3335.3926 | 85.93% | 546.0193 | 102.1896 | 2.633% | 3779.2223
223 | Diablo | Kern_Greater_Carrizo | {'Morro Bay': 10.9, 'San Luis Obispo': 12.4, 'Mustang': 12.9, 'Oceano': 17.0} | 14560.6309 | 1988.3934 | 13.66% | 12572.2374 | 86.34% | [5 empty] | 97.0594 | 0.6666% | 18.7059 | 0.1285% | 1678.9592 | 11.53% | 12599.3828 | 86.53% | 1228.0721 | 8.434% | 13332.5587 | 484.6793 | 3.329% | 14075.9516 | 8760.2852 | 60.16% | 5800.3457 | 8760.2852 | 60.16% | 5800.3457 | 9116.6875 | 62.61% | 5443.9434 | 1254.592 | 8.616% | 13306.0388
224 | Coolwater | Greater_Kramer | {'Tortilla': 10.0} | 34228.5312 | 5106.7808 | 14.92% | 29121.7505 | 85.08% | [5 empty] | 304.6261 | 0.89% | 212.359 | 0.6204% | 0 | 0% | 0 | 0% | 26750.3887 | 78.15% | 7478.1426 | 8288.249 | 24.21% | 25940.2822 | 4548.5127 | 13.29% | 29680.0186 | 27484.5098 | 80.3% | 6744.0215 | 17783.6816 | 51.96% | 16444.8496 | 946.844 | 2.766% | 33281.6873
225 | San Onofre | Greater_SD | {'Talega': 5.8, 'Capistrano': 11.8, 'Margarita': 13.1, 'Trabuco': 15.0, 'San Luis Rey': 16.8} | 228.8188 | 58.7073 | 25.66% | 170.1115 | 74.34% | [5 empty] | 0 | 0% | 0 | 0% | 39.1851 | 17.12% | 0 | 0% | 0 | 0% | 228.8188 | 152.0521 | 66.45% | 76.7667 | 168.6741 | 73.72% | 60.1446 | 168.6741 | 73.72% | 60.1446 | 18.0543 | 7.89% | 210.7645 | 18.2351 | 7.969% | 210.5837
226 | Woodland | Solano | {'Davis': 9.3, 'Putah Creek': 16.7} | 72784.8359 | 24131.3047 | 33.15% | 48653.5312 | 66.85% | [5 empty] | 14783.3643 | 20.31% | 45569.9688 | 62.61% | 0 | 0% | 0 | 0% | 39190.9297 | 53.84% | 33593.9062 | 11218.5195 | 15.41% | 61566.3164 | 22104.7246 | 30.37% | 50680.1113 | 47674.832 | 65.5% | 25110.0039 | 0 | 0% | 72784.8359 | 3729.7166 | 5.124% | 69055.1194
227 | Donnells | El_Dorado_Mariposa | {} | 39619.4102 | 7526.1187 | 19% | 32093.2915 | 81% | [5 empty] | 0 | 0% | 0 | 0% | 14070.5811 | 35.51% | 748.6779 | 1.89% | 124.9147 | 0.3153% | 39494.4954 | 1171.8019 | 2.958% | 38447.6083 | 4546.2168 | 11.47% | 35073.1934 | 5465.2466 | 13.79% | 34154.1636 | 29971.3867 | 75.65% | 9648.0234 | 1664.2051 | 4.2% | 37955.2051
228 | Mandalay | Greater_LA | {'Santa Clara': 7.5} | 1837.7898 | 253.5232 | 13.8% | 1584.2666 | 86.2% | [5 empty] | 0 | 0% | 0 | 0% | 22.0969 | 1.202% | 0 | 0% | 373.3519 | 20.32% | 1464.4379 | 898.5141 | 48.89% | 939.2757 | 1527.2729 | 83.1% | 310.5168 | 1527.2729 | 83.1% | 310.5168 | 0 | 0% | 1837.7898 | 746.9586 | 40.64% | 1090.8312
229 | North Gila | Arizona | {} | 26696.6973 | 744.9848 | 2.791% | 25951.7125 | 97.21% | [5 empty] | 1731.278 | 6.485% | 8717.6494 | 32.65% | 0 | 0% | 0 | 0% | 298.9126 | 1.12% | 26397.7847 | 20185.5625 | 75.61% | 6511.1348 | 17879.8105 | 66.97% | 8816.8867 | 20212.0078 | 75.71% | 6484.6895 | 11802.9209 | 44.21% | 14893.7764 | 1215.028 | 4.551% | 25481.6693
230 | Eight Mile | Solano | {'Stagg': 4.8, 'Weber': 12.2, 'Lockeford': 12.5, 'Grand Island': 16.6, 'Vierra': 18.9, 'Brentwood': 19.0} | 66833.4141 | 9165.168 | 13.71% | 57668.2461 | 86.29% | [5 empty] | 4905.188 | 7.339% | 50727.1133 | 75.9% | 0 | 0% | 0 | 0% | 12402.248 | 18.56% | 54431.166 | 18805.4844 | 28.14% | 48027.9297 | 18805.4844 | 28.14% | 48027.9297 | 24013.9023 | 35.93% | 42819.5117 | 0 | 0% | 66833.4141 | 4872.9619 | 7.291% | 61960.4521
231 | Kern Power | Central_Valley_North_Los_Banos | {'Rosedale': 1.1, 'Westpark': 3.2, 'Renfro': 3.8, 'Tevis': 4.5, '7th Standard': 4.5, 'Stockdale': 4.7, 'Bakersfield': 5.3, 'Kern Oil': 6.0, 'Sycamore': 7.8, 'Lerdo': 8.9, 'Columbus': 9.0, 'Tupman': 9.9, 'Magunden': 10.0, 'Rio Bravo': 10.2, 'California Water': 11.5, 'Norco': 13.6, 'Regulus': 14.4, 'Lamont': 14.5, 'Poso Mountain': 14.7, 'Shafter': 15.5, 'Grimway': 16.2, 'Elk Hills': 19.0} | 0 | 0 | 0% | 0 | 0% | [5 empty] | 0 | 0% | 0 | 0% | 0 | 0% | 0 | 0% | 0 | 0% | 0 | 0 | 0% | 0 | 0 | 0% | 0 | 0 | 0% | 0 | 0 | 0% | 0 | 0 | 0% | 0
232 | Renfro | Central_Valley_North_Los_Banos | {'Kern Power': 3.8, '7th Standard': 4.0, 'Rosedale': 4.9, 'Tevis': 5.1, 'Tupman': 6.4, 'Rio Bravo': 6.6, 'Westpark': 7.0, 'Stockdale': 7.3, 'Lerdo': 7.8, 'Kern Oil': 8.9, 'Bakersfield': 9.0, 'Norco': 10.8, 'Sycamore': 10.8, 'Shafter': 12.3, 'Columbus': 12.7, 'Magunden': 13.8, 'California Water': 15.0, 'Midway': 16.3, 'Elk Hills': 16.4, 'Poso Mountain': 16.6, 'Charca': 17.7, 'Regulus': 18.1, 'Lamont': 18.2, 'Midway - Wheeler Ridge (Proposed)': 19.3, 'Grimway': 19.7} | 0 | 0 | 0% | 0 | 0% | [5 empty] | 0 | 0% | 0 | 0% | 0 | 0% | 0 | 0% | 0 | 0% | 0 | 0 | 0% | 0 | 0 | 0% | 0 | 0 | 0% | 0 | 0 | 0% | 0 | 0 | 0% | 0
233 | Highwind | Tehachapi | {'Windhub': 7.1, 'Whirlwind': 16.9} | 39718.1758 | 8276.5742 | 20.84% | 31441.6016 | 79.16% | [5 empty] | 53.6782 | 0.1351% | 112.9916 | 0.2845% | 26897.8047 | 67.72% | 7915.3774 | 19.93% | 16697.0977 | 42.04% | 23021.0781 | 2176.3552 | 5.479% | 37541.8206 | 12738.9004 | 32.07% | 26979.2754 | 25599.1172 | 64.45% | 14119.0586 | 18572.3926 | 46.76% | 21145.7832 | 611.5473 | 1.54% | 39106.6285
234 | Sylmar | Tehachapi | {'Saugus': 9.1, 'Pardee': 10.4, 'Gould': 18.8} | 5380.0176 | 599.8308 | 11.15% | 4780.1868 | 88.85% | [5 empty] | 0 | 0% | 0 | 0% | 0 | 0% | 5380.0176 | 100% | 3458.8025 | 64.29% | 1921.2151 | 0 | 0% | 5380.0176 | 241.2767 | 4.485% | 5138.7409 | 3700.0793 | 68.77% | 1679.9382 | 3577.0413 | 66.49% | 1802.9763 | 734.412 | 13.65% | 4645.6056
235 | Westley | Central_Valley_North_Los_Banos | {'Ripon': 12.6, 'Fink (Proposed)': 14.9, 'Vierra': 15.5} | 77810.2656 | 20690.7637 | 26.59% | 57119.502 | 73.41% | [5 empty] | 5654.2397 | 7.267% | 43597.4883 | 56.03% | 6798.2773 | 8.737% | 0 | 0% | 53991.5391 | 69.39% | 23818.7266 | 11058.3828 | 14.21% | 66751.8828 | 14885.0889 | 19.13% | 62925.1768 | 55637.2617 | 71.5% | 22173.0039 | 20290.0664 | 26.08% | 57520.1992 | 2141.8674 | 2.753% | 75668.3982
236 | GWF Hanford Sw Sta | Central_Valley_North_Los_Banos | {'Leprino Jct': 10.6, 'Corcoran': 12.2, 'Henrietta': 14.4, 'Mustang': 15.4, 'Kingsburg': 15.5} | 58284.3477 | 56143.8672 | 96.33% | 2140.4805 | 3.672% | [5 empty] | 35412.4414 | 60.76% | 13507.0879 | 23.17% | 0 | 0% | 0 | 0% | 0 | 0% | 58284.3477 | 0 | 0% | 58284.3477 | 0 | 0% | 58284.3477 | 0 | 0% | 58284.3477 | 0 | 0% | 58284.3477 | 2140.4788 | 3.672% | 56143.8689
237 | Tevis | Central_Valley_North_Los_Banos | {'Stockdale': 3.5, 'Kern Power': 4.5, 'Rosedale': 4.9, 'Renfro': 5.1, 'Westpark': 6.3, 'Tupman': 8.3, '7th Standard': 8.3, 'Bakersfield': 8.4, 'Kern Oil': 10.3, 'Norco': 10.4, 'Rio Bravo': 11.3, 'Columbus': 12.0, 'Magunden': 12.0, 'Sycamore': 12.0, 'Lerdo': 12.5, 'California Water': 14.7, 'Regulus': 15.1, 'Lamont': 15.2, 'Elk Hills': 15.4, 'Midway - Wheeler Ridge (Proposed)': 15.8, 'Grimway': 15.9, 'Shafter': 17.1, 'Wheeler Ridge': 18.1, 'Midway': 19.1, 'Poso Mountain': 19.2} | 0 | 0 | 0% | 0 | 0% | [5 empty] | 0 | 0% | 0 | 0% | 0 | 0% | 0 | 0% | 0 | 0% | 0 | 0 | 0% | 0 | 0 | 0% | 0 | 0 | 0% | 0 | 0 | 0% | 0 | 0 | 0% | 0
238 | Otay Mesa | Greater_SD | {'Miguel': 8.3, 'Bay Boulevard': 11.0, 'Silvergate': 15.9, 'Mission': 19.6} | 863.1454 | 60.5099 | 7.01% | 802.6355 | 92.99% | [5 empty] | 0 | 0% | 0 | 0% | 441.3843 | 51.14% | 15.595 | 1.807% | 186.5954 | 21.62% | 676.55 | 506.6426 | 58.7% | 356.5028 | 717.3816 | 83.11% | 145.7638 | 717.3816 | 83.11% | 145.7638 | 118.7032 | 13.75% | 744.4422 | 152.412 | 17.66% | 710.7334
239 | Redondo | Greater_LA | {'El Nido': 3.4, 'La Fresa': 3.5, 'Chevmain': 3.8, 'El Segundo': 4.6, 'Arcogen': 8.6, 'Hinson': 9.7, 'Harborgen': 10.4, 'La Cienega': 10.5, 'Long Beach': 11.0, 'Lighthipe': 12.4, 'Laguna Bell': 16.4, 'Del Amo': 16.7, 'Center': 17.1, 'Alamitos': 17.6} | 817.8596 | 165.0435 | 20.18% | 652.816 | 79.82% | [5 empty] | 0 | 0% | 0 | 0% | 136.4639 | 16.69% | 0 | 0% | 10.7529 | 1.315% | 807.1066 | 101.4741 | 12.41% | 716.3855 | 609.4815 | 74.52% | 208.3781 | 620.2344 | 75.84% | 197.6251 | 0 | 0% | 817.8596 | 0.64248 | 0.07856% | 817.2171
240 | Arkansas | Greater_Imperial (Exclude) | {'Sonora': 2.7, 'IID System': 7.8} | 37144.707 | 23407.0801 | 63.02% | 13737.627 | 36.98% | [5 empty] | 10606.7344 | 28.56% | 23155.7871 | 62.34% | 0 | 0% | 0 | 0% | 992.9922 | 2.673% | 36151.7148 | 11942.3418 | 32.15% | 25202.3652 | 11160.1934 | 30.05% | 25984.5137 | 12884.8955 | 34.69% | 24259.8115 | 691.783 | 1.862% | 36452.9241 | 1345.251 | 3.622% | 35799.4561
241 | California Water | Central_Valley_North_Los_Banos | {'Columbus': 2.7, 'Magunden': 4.4, 'Sycamore': 5.5, 'Bakersfield': 6.3, 'Kern Oil': 6.9, 'Westpark': 8.5, 'Lamont': 8.9, 'Regulus': 8.9, 'Poso Mountain': 10.0, 'Rosedale': 10.5, 'Kern Power': 11.5, 'Stockdale': 11.9, 'Grimway': 12.3, '7th Standard': 13.0, 'Tevis': 14.7, 'Renfro': 15.0, 'Lerdo': 15.1} | 0 | 0 | 0% | 0 | 0% | [5 empty] | 0 | 0% | 0 | 0% | 0 | 0% | 0 | 0% | 0 | 0% | 0 | 0 | 0% | 0 | 0 | 0% | 0 | 0 | 0% | 0 | 0 | 0% | 0 | 0 | 0% | 0
242 | Grimway | Central_Valley_North_Los_Banos | {'Lamont': 3.4, 'Regulus': 3.4, 'Magunden': 8.6, 'Columbus': 11.3, 'California Water': 12.3, 'Bakersfield': 12.6, 'Stockdale': 12.6, 'Wheeler Ridge': 12.7, 'Westpark': 13.4, 'Rosedale': 15.2, 'Sycamore': 15.9, 'Tevis': 15.9, 'Kern Oil': 16.1, 'Kern Power': 16.2, 'Renfro': 19.7} | 0 | 0 | 0% | 0 | 0% | [5 empty] | 0 | 0% | 0 | 0% | 0 | 0% | 0 | 0% | 0 | 0% | 0 | 0 | 0% | 0 | 0 | 0% | 0 | 0 | 0% | 0 | 0 | 0% | 0 | 0 | 0% | 0
243 | Viejo | Greater_LA | {'Santiago': 7.2, 'Trabuco': 7.4, 'Margarita': 8.1, 'Capistrano': 10.7, 'Johanna': 12.5, 'Lee Lake (Proposed)': 12.5, 'Serrano': 14.0, 'Villa Park': 15.1, 'Talega': 15.3, 'Ellis': 17.4, 'Lewis': 17.7, 'Huntington Beach': 19.4} | 0 | 0 | 0% | 0 | 0% | [5 empty] | 0 | 0% | 0 | 0% | 0 | 0% | 0 | 0% | 0 | 0% | 0 | 0 | 0% | 0 | 0 | 0% | 0 | 0 | 0% | 0 | 0 | 0% | 0 | 0 | 0% | 0
244 | Kelso | Solano | {'Delta Switching Yard': 1.0, 'Green Ridge Midway': 5.0, 'Tesla': 6.2, 'Brentwood': 9.3, 'Cayetano': 10.0, 'Lone Tree': 13.4, 'Contra Costa': 17.1, 'Vierra': 18.0, 'Stagg': 19.3} | 76001.4922 | 489.2596 | 0.6438% | 75512.2326 | 99.36% | [5 empty] | 5765.813 | 7.586% | 32467.8789 | 42.72% | 7750.585 | 10.2% | 977.6963 | 1.286% | 41608.7539 | 54.75% | 34392.7383 | 33167.7734 | 43.64% | 42833.7188 | 34180.8281 | 44.97% | 41820.6641 | 47900.4531 | 63.03% | 28101.0391 | 7362.6187 | 9.687% | 68638.8735 | 4466.6494 | 5.877% | 71534.8428
245 | BlytheSC 161 kV | Riverside (Exclude) | {'Colorado River': 12.6} | 28454.3223 | 4746.0293 | 16.68% | 23708.293 | 83.32% | [5 empty] | 674.3994 | 2.37% | 1914.5845 | 6.729% | 0 | 0% | 0 | 0% | 7130.6118 | 25.06% | 21323.7104 | 9047.2617 | 31.8% | 19407.0605 | 4677.4575 | 16.44% | 23776.8647 | 13239.0459 | 46.53% | 15215.2764 | 14987.6465 | 52.67% | 13466.6758 | 385.8202 | 1.356% | 28068.5021
246 | Windhub | Tehachapi | {'Highwind': 7.1, 'Whirlwind': 15.0} | 35114.9531 | 8279.2441 | 23.58% | 26835.709 | 76.42% | [5 empty] | 0 | 0% | 0 | 0% | 16783.3926 | 47.8% | 0 | 0% | 14089.2217 | 40.12% | 21025.7314 | 10388.8828 | 29.59% | 24726.0703 | 11860.665 | 33.78% | 23254.2881 | 25306.5762 | 72.07% | 9808.377 | 8255.6191 | 23.51% | 26859.334 | 76.6436 | 0.2183% | 35038.3095
247 | Camanche | Solano | {'Rancho Seco - Bellota (Proposed)': 5.8, 'Lockeford': 9.9, 'Bellota': 13.7} | 2191.3647 | 1543.8983 | 70.45% | 647.4664 | 29.55% | [5 empty] | 353.6777 | 16.14% | 1280.2654 | 58.42% | 0 | 0% | 0 | 0% | 0 | 0% | 2191.3647 | 0 | 0% | 2191.3647 | 644.8603 | 29.43% | 1546.5045 | 644.8603 | 29.43% | 1546.5045 | 0 | 0% | 2191.3647 | 20.6245 | 0.9412% | 2170.7403
248 | Whirlwind | Tehachapi | {'Antelope': 14.1, 'Windhub': 15.0, 'Highwind': 16.9} | 116362.8906 | 39672.4883 | 34.09% | 76690.4023 | 65.91% | [5 empty] | 1457.8386 | 1.253% | 2126.907 | 1.828% | 53596.207 | 46.06% | 0.58921 | 0.0005064% | 34836.1445 | 29.94% | 81526.7461 | 47572.1406 | 40.88% | 68790.75 | 28611.4336 | 24.59% | 87751.457 | 71643.1172 | 61.57% | 44719.7734 | 20550.4492 | 17.66% | 95812.4414 | 375.4909 | 0.3227% | 115987.3997
249 | El Casco | Riverside (Exclude) | {'San Bernardino': 12.1, 'Vista': 14.8, 'Valley': 16.3} | 1605.9047 | 1.3818 | 0.08605% | 1604.5228 | 99.91% | [5 empty] | 1.3344 | 0.08309% | 10.2302 | 0.637% | 0 | 0% | 1605.9047 | 100% | 46.3323 | 2.885% | 1559.5724 | 0.59116 | 0.03681% | 1605.3135 | 1561.2098 | 97.22% | 44.6948 | 1561.2098 | 97.22% | 44.6948 | 814.1768 | 50.7% | 791.7278 | 73.9258 | 4.603% | 1531.9788
250 | Suncrest | Greater_SD | {'Suncrest - Ocotillo (Proposed)': 13.8, 'Miguel': 19.7} | 1210.9688 | 0 | 0% | 1210.9688 | 100% | [5 empty] | 0 | 0% | 0 | 0% | 0 | 0% | 1210.9688 | 100% | 121.6351 | 10.04% | 1089.3336 | 1073.7125 | 88.67% | 137.2562 | 1210.9688 | 100% | 0 | 1210.9688 | 100% | 0 | 1066.543 | 88.07% | 144.4258 | 0.62577 | 0.05168% | 1210.343
251 | Colorado River | Riverside (Exclude) | {'BlytheSC 161 kV': 12.6} | 60561.8867 | 1850.2097 | 3.055% | 58711.677 | 96.94% | [5 empty] | 11.8011 | 0.01949% | 4.0326 | 0.006659% | 0 | 0% | 0 | 0% | 33845.125 | 55.89% | 26716.7617 | 32028.3535 | 52.89% | 28533.5332 | 30161.2559 | 49.8% | 30400.6309 | 43199.5391 | 71.33% | 17362.3477 | 47686.2852 | 78.74% | 12875.6016 | 227.4667 | 0.3756% | 60334.4201
252 | Redbluff | Riverside (Exclude) | {'Kern': 15.1} | 38611.9219 | 19362.7949 | 50.15% | 19249.127 | 49.85% | [5 empty] | 488.6097 | 1.265% | 0 | 0% | 0 | 0% | 0 | 0% | 15120.6025 | 39.16% | 23491.3193 | 47.7055 | 0.1236% | 38564.2164 | 0 | 0% | 38611.9219 | 15168.3086 | 39.28% | 23443.6133 | 5677.0967 | 14.7% | 32934.8252 | 531.6248 | 1.377% | 38080.2971
253 | Ocotillo | Greater_Imperial | {'ECO': 9.2, 'Imperial Valley': 19.2} | 11337.417 | 1772.5719 | 15.63% | 9564.8451 | 84.37% | [5 empty] | 0 | 0% | 0 | 0% | 72.1248 | 0.6362% | 0 | 0% | 5713.4731 | 50.39% | 5623.9438 | 376.8479 | 3.324% | 10960.5691 | 845.4485 | 7.457% | 10491.9684 | 6591.8086 | 58.14% | 4745.6084 | 6842.6182 | 60.35% | 4494.7988 | 5.6276 | 0.04964% | 11331.7894
254 | Ivanpah | Southern_NV_Eldorado | {'Primm': 9.5} | 5150.688 | 17.0342 | 0.3307% | 5133.6538 | 99.67% | [5 empty] | 0 | 0% | 0 | 0% | 0 | 0% | 0 | 0% | 4271.5889 | 82.93% | 879.0991 | 3885.291 | 75.43% | 1265.397 | 538.553 | 10.46% | 4612.135 | 4808.0396 | 93.35% | 342.6484 | 2610.5322 | 50.68% | 2540.1558 | 0.0010862 | 2.109e-05% | 5150.6869
255 | Alamitos | Greater_LA | {'Del Amo': 5.7, 'Long Beach': 7.3, 'Barre': 7.4, 'Harborgen': 7.5, 'Hinson': 8.0, 'Arcogen': 9.1, 'Lighthipe': 9.1, 'Ellis': 10.5, 'Huntington Beach': 10.8, 'Center': 11.3, 'Lewis': 11.9, 'Johanna': 14.6, 'Laguna Bell': 14.8, 'La Fresa': 15.3, 'Villa Park': 15.6, 'Olinda': 16.1, 'Redondo': 17.6, 'El Nido': 18.2, 'Serrano': 18.3, 'Mesa (SCE)': 18.8, 'Walnut': 18.8, 'Chevmain': 19.9} | 7454.8716 | 2147.2495 | 28.8% | 5307.6221 | 71.2% | [5 empty] | 0 | 0% | 0 | 0% | 0 | 0% | 0 | 0% | 0 | 0% | 7454.8716 | 688.6575 | 9.238% | 6766.2141 | 5290.9995 | 70.97% | 2163.8721 | 5290.9995 | 70.97% | 2163.8721 | 0 | 0% | 7454.8716 | 33.2326 | 0.4458% | 7421.639
256 | Shilo III | Solano | {'Birds Landing': 3.2, 'Pittsburg': 9.6, 'Peabody': 10.5, 'Contra Costa': 12.2, 'Grand Island': 14.6, 'Lone Tree': 16.1, 'Vaca Dixon': 16.5, 'Clayton': 16.9, 'Martinez': 18.1, 'Brentwood': 19.6} | 48660.5312 | 5688.5381 | 11.69% | 42971.9932 | 88.31% | [5 empty] | 9309.2188 | 19.13% | 4279.1294 | 8.794% | 0 | 0% | 0 | 0% | 12905.0596 | 26.52% | 35755.4717 | 22897.6992 | 47.06% | 25762.832 | 19693.0742 | 40.47% | 28967.457 | 32703.7207 | 67.21% | 15956.8105 | 2500.6123 | 5.139% | 46159.9189 | 23485.4785 | 48.26% | 25175.0527
257 | ECO | Greater_Imperial | {'Ocotillo': 9.2} | 12674.9141 | 1938.3839 | 15.29% | 10736.5302 | 84.71% | [5 empty] | 0 | 0% | 0 | 0% | 11419.207 | 90.09% | 0 | 0% | 2067.5391 | 16.31% | 10607.375 | 3878.9468 | 30.6% | 8795.9673 | 5156.2344 | 40.68% | 7518.6797 | 8000.3862 | 63.12% | 4674.5278 | 5276.9194 | 41.63% | 7397.9946 | 211.3112 | 1.667% | 12463.6029
258 | IID System | Greater_Imperial (Exclude) | {'Sonora': 7.6, 'Arkansas': 7.8} | 19986.2832 | 11796.8174 | 59.02% | 8189.4658 | 40.98% | [5 empty] | 1224.4795 | 6.127% | 9319.5361 | 46.63% | 0 | 0% | 0 | 0% | 0.0046704 | 2.337e-05% | 19986.2785 | 7245.8618 | 36.25% | 12740.4214 | 7710.9741 | 38.58% | 12275.3091 | 8062.6172 | 40.34% | 11923.666 | 4.5831 | 0.02293% | 19981.7001 | 471.189 | 2.358% | 19515.0942
259 | Sonora | Greater_Imperial (Exclude) | {'Arkansas': 2.7, 'IID System': 7.6} | 19609.5352 | 8594.376 | 43.83% | 11015.1592 | 56.17% | [5 empty] | 5910.8535 | 30.14% | 10148.1523 | 51.75% | 0 | 0% | 0 | 0% | 1439.9725 | 7.343% | 18169.5626 | 8949.1719 | 45.64% | 10660.3633 | 9835.3281 | 50.16% | 9774.207 | 10338.7051 | 52.72% | 9270.8301 | 1136.5344 | 5.796% | 18473.0007 | 1095.2316 | 5.585% | 18514.3036
260 | Caliente | Kern_Greater_Carrizo | {'Carrizo Plains': 6.9, 'Solar SS': 8.1, 'Kernridge': 10.9, 'Temblor': 12.5} | 28640.3438 | 9039.8379 | 31.56% | 19600.5059 | 68.44% | [5 empty] | 15.7151 | 0.05487% | 0 | 0% | 0 | 0% | 0 | 0% | 9790.7324 | 34.19% | 18849.6113 | 731.0173 | 2.552% | 27909.3265 | 5087.5879 | 17.76% | 23552.7559 | 12543.1436 | 43.8% | 16097.2002 | 15068.2607 | 52.61% | 13572.083 | 595.8367 | 2.08% | 28044.507
261 | Regulus | Central_Valley_North_Los_Banos | {'Lamont': 0.1, 'Grimway': 3.4, 'Magunden': 5.5, 'Columbus': 8.2, 'California Water': 8.9, 'Bakersfield': 10.1, 'Westpark': 11.3, 'Stockdale': 11.6, 'Sycamore': 12.9, 'Rosedale': 13.3, 'Kern Oil': 13.3, 'Kern Power': 14.4, 'Tevis': 15.1, 'Wheeler Ridge': 15.7, '7th Standard': 18.0, 'Renfro': 18.1, 'Poso Mountain': 18.9} | 0 | 0 | 0% | 0 | 0% | [5 empty] | 0 | 0% | 0 | 0% | 0 | 0% | 0 | 0% | 0 | 0% | 0 | 0 | 0% | 0 | 0 | 0% | 0 | 0 | 0% | 0 | 0 | 0% | 0 | 0 | 0% | 0
262 | Geysers | Mendocino_Marin | {'Eagle Rock': 6.0, 'Cloverdale': 14.1, 'Fulton': 17.7} | 40927.5586 | 0 | 0% | 40927.5586 | 100% | [5 empty] | 703.2383 | 1.718% | 40.9962 | 0.1002% | 4051.0251 | 9.898% | 36628.957 | 89.5% | 31079.3438 | 75.94% | 9848.2148 | 26855.2324 | 65.62% | 14072.3262 | 38033.3516 | 92.93% | 2894.207 | 40927.5586 | 100% | 0 | 15964.833 | 39.01% | 24962.7256 | 561.6783 | 1.372% | 40365.8802
263 | Solar SS | Kern_Greater_Carrizo | {'Carrizo Plains': 1.1, 'Caliente': 8.1, 'Kernridge': 18.5} | 41556.4414 | 6694.124 | 16.11% | 34862.3174 | 83.89% | [5 empty] | 15.7151 | 0.03782% | 0 | 0% | 0 | 0% | 0 | 0% | 22711.7051 | 54.65% | 18844.7363 | 0 | 0% | 41556.4414 | 4356.5708 | 10.48% | 37199.8706 | 24997.4883 | 60.15% | 16558.9531 | 30059.4883 | 72.33% | 11496.9531 | 604.8096 | 1.455% | 40951.6318
264 | Olive | Central_Valley_North_Los_Banos | {'Alpaugh': 4.6, 'Smyrna': 12.5, 'Corcoran': 15.9, 'Gates-Midway (Proposed)': 19.4} | 0 | 0 | 0% | 0 | 0% | [5 empty] | 0 | 0% | 0 | 0% | 0 | 0% | 0 | 0% | 0 | 0% | 0 | 0 | 0% | 0 | 0 | 0% | 0 | 0 | 0% | 0 | 0 | 0% | 0 | 0 | 0% | 0
265 | 7th Standard | Central_Valley_North_Los_Banos | {'Renfro': 4.0, 'Lerdo': 4.3, 'Kern Power': 4.5, 'Rosedale': 5.3, 'Kern Oil': 6.2, 'Westpark': 6.8, 'Rio Bravo': 7.3, 'Bakersfield': 8.0, 'Sycamore': 8.0, 'Tevis': 8.3, 'Stockdale': 9.2, 'Tupman': 9.8, 'Columbus': 11.2, 'Shafter': 11.7, 'Poso Mountain': 12.8, 'Magunden': 13.0, 'California Water': 13.0, 'Norco': 14.6, 'Charca': 16.0, 'Regulus': 18.0, 'Lamont': 18.1, 'Midway': 18.3} | 0 | 0 | 0% | 0 | 0% | [5 empty] | 0 | 0% | 0 | 0% | 0 | 0% | 0 | 0% | 0 | 0% | 0 | 0 | 0% | 0 | 0 | 0% | 0 | 0 | 0% | 0 | 0 | 0% | 0 | 0 | 0% | 0
266 | Delevan | Northern_California | {'Cortina': 17.3} | 134849.5938 | 30332.8926 | 22.49% | 104516.7012 | 77.51% | [5 empty] | 24118.1504 | 17.89% | 28664.75 | 21.26% | 32594.3926 | 24.17% | 0 | 0% | 51737.0977 | 38.37% | 83112.4961 | 16179.0273 | 12% | 118670.5664 | 35611.7148 | 26.41% | 99237.8789 | 81980.3047 | 60.79% | 52869.2891 | 50560.9766 | 37.49% | 84288.6172 | 4293.6001 | 3.184% | 130555.9937
267 | Mustang | Central_Valley_North_Los_Banos | {'San Luis Obispo': 3.7, 'Morro Bay': 12.2, 'Diablo': 12.9, 'Oceano': 15.2, 'Templeton': 16.7} | 62870.3398 | 58978.2734 | 93.81% | 3892.0664 | 6.191% | [5 empty] | 21757.4746 | 34.61% | 37258.0859 | 59.26% | 0 | 0% | 0 | 0% | 381.1305 | 0.6062% | 62489.2093 | 1882.1788 | 2.994% | 60988.161 | 2449.4685 | 3.896% | 60420.8713 | 2738.1619 | 4.355% | 60132.178 | 0 | 0% | 62870.3398 | 1194.4276 | 1.9% | 61675.9122
268 | Tranquility | Central_Valley_North_Los_Banos | {'Cheney': 7.6, 'Mendota': 9.5, 'Panoche': 10.7, 'Cantua': 11.6, 'Helm': 12.7, 'Newhall': 19.6, 'Schindler': 19.7} | 100863.5156 | 79326.8438 | 78.65% | 21536.6719 | 21.35% | [5 empty] | 51608.457 | 51.17% | 38755.957 | 38.42% | 0 | 0% | 0 | 0% | 17820.3516 | 17.67% | 83043.1641 | 110.2071 | 0.1093% | 100753.3085 | 6361.8711 | 6.307% | 94501.6445 | 21014.8555 | 20.83% | 79848.6602 | 0 | 0% | 100863.5156 | 616.8362 | 0.6116% | 100246.6794
269 | Calcite | Greater_Kramer | {'Lugo - Pisgah (Proposed)': 18.2} | 72335.4297 | 29076.0605 | 40.2% | 43259.3691 | 59.8% | [5 empty] | 1722.6478 | 2.381% | 619.9025 | 0.857% | 0 | 0% | 0 | 0% | 31900.1953 | 44.1% | 40435.2344 | 16823.3496 | 23.26% | 55512.0801 | 14266.8828 | 19.72% | 58068.5469 | 41138.6953 | 56.87% | 31196.7344 | 12887.6914 | 17.82% | 59447.7383 | 431.264 | 0.5962% | 71904.1656
270 | Trout Canyon (fka Crazy Eyes) | Southern_NV_Eldorado | {'Carpenter Canyon (fka Gamebird)': 9.1, 'Sandy': 9.4, 'Pahrump': 13.6} | 0 | 0 | 0% | 0 | 0% | [5 empty] | 0 | 0% | 0 | 0% | 0 | 0% | 0 | 0% | 0 | 0% | 0 | 0 | 0% | 0 | 0 | 0% | 0 | 0 | 0% | 0 | 0 | 0% | 0 | 0 | 0% | 0
271 | Delaney | Arizona | {'Palo Verde': 12.1, 'Hassayampa': 14.1} | 0 | 0 | 0% | 0 | 0% | [5 empty] | 0 | 0% | 0 | 0% | 0 | 0% | 0 | 0% | 0 | 0% | 0 | 0 | 0% | 0 | 0 | 0% | 0 | 0 | 0% | 0 | 0 | 0% | 0 | 0 | 0% | 0
272 | Desert View | Southern_NV_Eldorado | {} | 0 | 0 | 0% | 0 | 0% | [5 empty] | 0 | 0% | 0 | 0% | 0 | 0% | 0 | 0% | 0 | 0% | 0 | 0 | 0% | 0 | 0 | 0% | 0 | 0 | 0% | 0 | 0 | 0% | 0 | 0 | 0% | 0
273 | Carpenter Canyon (fka Gamebird) | Southern_NV_Eldorado | {'Pahrump': 4.5, 'Trout Canyon (fka Crazy Eyes)': 9.1, 'Vista (VEA)': 12.4, 'Sandy': 18.4} | 4428.0845 | 0 | 0% | 4428.0845 | 100% | [5 empty] | 0 | 0% | 0 | 0% | 0 | 0% | 0 | 0% | 1596.6526 | 36.06% | 2831.4319 | 48.9906 | 1.106% | 4379.0939 | 495.4709 | 11.19% | 3932.6136 | 1645.6432 | 37.16% | 2782.4413 | 4428.0845 | 100% | 0 | 0 | 0% | 4428.0845
274 | Hassayampa | Arizona | {'Palo Verde': 2.7, 'Delaney': 14.1} | 0 | 0 | 0% | 0 | 0% | [5 empty] | 0 | 0% | 0 | 0% | 0 | 0% | 0 | 0% | 0 | 0% | 0 | 0 | 0% | 0 | 0 | 0% | 0 | 0 | 0% | 0 | 0 | 0% | 0 | 0 | 0% | 0
275 | Hoodoo Wash | Arizona | {} | 0 | 0 | 0% | 0 | 0% | [5 empty] | 0 | 0% | 0 | 0% | 0 | 0% | 0 | 0% | 0 | 0% | 0 | 0 | 0% | 0 | 0 | 0% | 0 | 0 | 0% | 0 | 0 | 0% | 0 | 0 | 0% | 0
276 | Innovation | Southern_NV_Eldorado | {'Vista (VEA)': 18.6} | 0 | 0 | 0% | 0 | 0% | [5 empty] | 0 | 0% | 0 | 0% | 0 | 0% | 0 | 0% | 0 | 0% | 0 | 0 | 0% | 0 | 0 | 0% | 0 | 0 | 0% | 0 | 0 | 0% | 0 | 0 | 0% | 0
277 | Lathrop | Southern_NV_Eldorado | {'Valley (VEA)': 11.3} | 0 | 0 | 0% | 0 | 0% | [5 empty] | 0 | 0% | 0 | 0% | 0 | 0% | 0 | 0% | 0 | 0% | 0 | 0 | 0% | 0 | 0 | 0% | 0 | 0 | 0% | 0 | 0 | 0% | 0 | 0 | 0% | 0
278 | Mohave | Southern_NV_Eldorado | {} | 1154.2734 | 89.9817 | 7.796% | 1064.2918 | 92.2% | [5 empty] | 0 | 0% | 0 | 0% | 0 | 0% | 0 | 0% | 0 | 0% | 1154.2734 | 510.9015 | 44.26% | 643.372 | 0 | 0% | 1154.2734 | 510.9015 | 44.26% | 643.372 | 860.2139 | 74.52% | 294.0596 | 102.9566 | 8.92% | 1051.3169
279 | Pahrump | Southern_NV_Eldorado | {'Carpenter Canyon (fka Gamebird)': 4.5, 'Vista (VEA)': 8.6, 'Trout Canyon (fka Crazy Eyes)': 13.6} | 2009.5184 | 8.076 | 0.4019% | 2001.4424 | 99.6% | [5 empty] | 0 | 0% | 0 | 0% | 0 | 0% | 0 | 0% | 0 | 0% | 2009.5184 | 791.2912 | 39.38% | 1218.2272 | 902.874 | 44.93% | 1106.6444 | 902.874 | 44.93% | 1106.6444 | 1651.403 | 82.18% | 358.1155 | 109.683 | 5.458% | 1899.8354
280 | Palo Verde | Arizona | {'Hassayampa': 2.7, 'Delaney': 12.1} | 0 | 0 | 0% | 0 | 0% | [5 empty] | 0 | 0% | 0 | 0% | 0 | 0% | 0 | 0% | 0 | 0% | 0 | 0 | 0% | 0 | 0 | 0% | 0 | 0 | 0% | 0 | 0 | 0% | 0 | 0 | 0% | 0
281 | Primm | Southern_NV_Eldorado | {'Ivanpah': 9.5} | 4536.0508 | 17.0342 | 0.3755% | 4519.0166 | 99.62% | [5 empty] | 0 | 0% | 0 | 0% | 0 | 0% | 0 | 0% | 3974.5623 | 87.62% | 561.4885 | 3589.6765 | 79.14% | 946.3743 | 536.3416 | 11.82% | 3999.7092 | 4508.915 | 99.4% | 27.1357 | 2037.191 | 44.91% | 2498.8597 | 0 | 0% | 4536.0508
282 | Sloan Canyon (fka Bob) | Southern_NV_Eldorado | {'Eldorado': 5.2, 'Mead': 11.1} | 0 | 0 | 0% | 0 | 0% | [5 empty] | 0 | 0% | 0 | 0% | 0 | 0% | 0 | 0% | 0 | 0% | 0 | 0 | 0% | 0 | 0 | 0% | 0 | 0 | 0% | 0 | 0 | 0% | 0 | 0 | 0% | 0
283 | Valley (VEA) | Southern_NV_Eldorado | {'Lathrop': 11.3} | 2871.6292 | 0 | 0% | 2871.6292 | 100% | [5 empty] | 0 | 0% | 0 | 0% | 0 | 0% | 0 | 0% | 0 | 0% | 2871.6292 | 0 | 0% | 2871.6292 | 0 | 0% | 2871.6292 | 0 | 0% | 2871.6292 | 2871.6292 | 100% | 0 | 13.0398 | 0.4541% | 2858.5893
284 | Vista (VEA) | Southern_NV_Eldorado | {'Pahrump': 8.6, 'Carpenter Canyon (fka Gamebird)': 12.4, 'Innovation': 18.6} | 0 | 0 | 0% | 0 | 0% | [5 empty] | 0 | 0% | 0 | 0% | 0 | 0% | 0 | 0% | 0 | 0% | 0 | 0 | 0% | 0 | 0 | 0% | 0 | 0 | 0% | 0 | 0 | 0% | 0 | 0 | 0% | 0
285 | Bay Boulevard | Greater_SD | {'Silvergate': 6.6, 'Miguel': 8.1, 'Otay Mesa': 11.0, 'Mission': 12.3, 'Old Town': 12.3, 'Kearny': 15.6} | 5238.1377 | 723.1136 | 13.8% | 4515.024 | 86.2% | [5 empty] | 0 | 0% | 0 | 0% | 178.5178 | 3.408% | 0 | 0% | 111.2725 | 2.124% | 5126.8652 | 1168.2397 | 22.3% | 4069.8979 | 4485.3301 | 85.63% | 752.8076 | 4503.6533 | 85.98% | 734.4844 | 0 | 0% | 5238.1377 | 188.3482 | 3.596% | 5049.7895
286 | Beatty | Southern_NV_Eldorado | {} | 0 | 0 | 0% | 0 | 0% | [5 empty] | 0 | 0% | 0 | 0% | 0 | 0% | 0 | 0% | 0 | 0% | 0 | 0 | 0% | 0 | 0 | 0% | 0 | 0 | 0% | 0 | 0 | 0% | 0 | 0 | 0% | 0
287 | Lee Lake (Proposed) | Riverside (Exclude) | {'Viejo': 12.5, 'Valley': 16.9, 'Margarita': 17.2, 'Trabuco': 18.2, 'Mira Loma': 19.0, 'Santiago': 19.2} | 0 | 0 | 0% | 0 | 0% | [5 empty] | 0 | 0% | 0 | 0% | 0 | 0% | 0 | 0% | 0 | 0% | 0 | 0 | 0% | 0 | 0 | 0% | 0 | 0 | 0% | 0 | 0 | 0% | 0 | 0 | 0% | 0
288 | Leprino Jct | Central_Valley_North_Los_Banos | {'Henrietta': 3.9, 'Mustang': 4.8, 'GWF Hanford Sw Sta': 10.6, 'Gates': 17.7, 'Corcoran': 17.9} | 63002.9961 | 60058.1094 | 95.33% | 2944.8867 | 4.674% | [5 empty] | 35780.668 | 56.79% | 19155.5254 | 30.4% | 0 | 0% | 0 | 0% | 786.331 | 1.248% | 62216.6651 | 0 | 0% | 63002.9961 | 92.437 | 0.1467% | 62910.559 | 786.331 | 1.248% | 62216.6651 | 0 | 0% | 63002.9961 | 2262.6458 | 3.591% | 60740.3503
289 | Mead | Southern_NV_Eldorado | {'Sloan Canyon (fka Bob)': 11.1, 'Eldorado': 13.3} | 0 | 0 | 0% | 0 | 0% | [5 empty] | 0 | 0% | 0 | 0% | 0 | 0% | 0 | 0% | 0 | 0% | 0 | 0 | 0% | 0 | 0 | 0% | 0 | 0 | 0% | 0 | 0 | 0% | 0 | 0 | 0% | 0
290 | Quinto | Central_Valley_North_Los_Banos | {'Los Banos': 5.3, 'Fink (Proposed)': 17.7} | 47346.0234 | 8506.6973 | 17.97% | 38839.3262 | 82.03% | [5 empty] | 11507.0166 | 24.3% | 3687.9641 | 7.789% | 1294.5779 | 2.734% | 0 | 0% | 37350.457 | 78.89% | 9995.5664 | 1624.3109 | 3.431% | 45721.7125 | 5707.8047 | 12.06% | 41638.2188 | 38141.5625 | 80.56% | 9204.4609 | 11396.8691 | 24.07% | 35949.1543 | 3094.9343 | 6.537% | 44251.0891
291 | Sandy | Southern_NV_Eldorado | {'Trout Canyon (fka Crazy Eyes)': 9.4, 'Carpenter Canyon (fka Gamebird)': 18.4} | 0 | 0 | 0% | 0 | 0% | [5 empty] | 0 | 0% | 0 | 0% | 0 | 0% | 0 | 0% | 0 | 0% | 0 | 0 | 0% | 0 | 0 | 0% | 0 | 0 | 0% | 0 | 0 | 0% | 0 | 0 | 0% | 0
292 | Eldorado | Southern_NV_Eldorado | {'Sloan Canyon (fka Bob)': 5.2, 'Mead': 13.3} | 0 | 0 | 0% | 0 | 0% | [5 empty] | 0 | 0% | 0 | 0% | 0 | 0% | 0 | 0% | 0 | 0% | 0 | 0 | 0% | 0 | 0 | 0% | 0 | 0 | 0% | 0 | 0 | 0% | 0 | 0 | 0% | 0
293 | Fink (Proposed) |  | {'Westley': 14.9, 'Quinto': 17.7} | 13181.96 | 312.2563 | 2.369% | 12869.7037 | 97.63% | [5 empty] | 1246.4178 | 9.455% | 662.7543 | 5.028% | 10245.5576 | 77.72% | 0 | 0% | 12491.5566 | 94.76% | 690.4033 | 3881.6152 | 29.45% | 9300.3447 | 8487.9297 | 64.39% | 4694.0303 | 12855.5342 | 97.52% | 326.4258 | 9971.0059 | 75.64% | 3210.9541 | 462.8442 | 3.511% | 12719.1158
294 | Gates-Midway (Proposed) | Central_Valley_North_Los_Banos | {'Arco': 8.7, 'Goose Lake': 15.8, 'Smyrna': 17.5, 'Olive': 19.4} | 0 | 0 | 0% | 0 | 0% | [5 empty] | 0 | 0% | 0 | 0% | 0 | 0% | 0 | 0% | 0 | 0% | 0 | 0 | 0% | 0 | 0 | 0% | 0 | 0 | 0% | 0 | 0 | 0% | 0 | 0 | 0% | 0
295 | Rancho Seco - Bellota (Proposed) | Solano | {'Camanche': 5.8, 'Bellota': 8.2, 'Lockeford': 9.0, 'Weber': 19.8} | 156.6396 | 35.9462 | 22.95% | 120.6934 | 77.05% | [5 empty] | 35.6109 | 22.73% | 94.7863 | 60.51% | 0 | 0% | 0 | 0% | 0 | 0% | 156.6396 | 0 | 0% | 156.6396 | 120.6934 | 77.05% | 35.9462 | 120.6934 | 77.05% | 35.9462 | 0 | 0% | 156.6396 | 18.0183 | 11.5% | 138.6213
296 | Midway - Wheeler Ridge (Proposed) | Central_Valley_North_Los_Banos | {'Elk Hills': 9.4, 'Norco': 11.6, 'Taft': 12.1, 'Tevis': 15.8, 'Tupman': 16.0, 'Wheeler Ridge': 16.7, 'Stockdale': 17.6, 'Renfro': 19.3} | 0 | 0 | 0% | 0 | 0% | [5 empty] | 0 | 0% | 0 | 0% | 0 | 0% | 0 | 0% | 0 | 0% | 0 | 0 | 0% | 0 | 0 | 0% | 0 | 0 | 0% | 0 | 0 | 0% | 0 | 0 | 0% | 0
297 | Suncrest - Ocotillo (Proposed) | Greater_Imperial | {'Suncrest': 13.8} | 48474.9375 | 5431.2993 | 11.2% | 43043.6382 | 88.8% | [5 empty] | 120.2012 | 0.248% | 0 | 0% | 6427.2852 | 13.26% | 42047.6211 | 86.74% | 100.8005 | 0.2079% | 48374.137 | 13842.1738 | 28.56% | 34632.7637 | 21407.1934 | 44.16% | 27067.7441 | 23750.0449 | 48.99% | 24724.8926 | 35665.4414 | 73.58% | 12809.4961 | 1165.4518 | 2.404% | 47309.4857
298 | North Gila - IV (Proposed) | Greater_Imperial | {'High Line': 4.3, 'El Centro': 19.4} | 48397.7539 | 28182.0762 | 58.23% | 20215.6777 | 41.77% | [5 empty] | 3081.3149 | 6.367% | 26880.459 | 55.54% | 0 | 0% | 0 | 0% | 0 | 0% | 48397.7539 | 17526.1816 | 36.21% | 30871.5723 | 17526.1816 | 36.21% | 30871.5723 | 17526.1816 | 36.21% | 30871.5723 | 6010.4307 | 12.42% | 42387.3232 | 4157.3916 | 8.59% | 44240.3623
299 | Lugo - Pisgah (Proposed) | Greater_Kramer | {'Calcite': 18.2} | 32345.582 | 6212.3706 | 19.21% | 26133.2114 | 80.79% | [5 empty] | 40.4759 | 0.1251% | 0 | 0% | 88.8052 | 0.2746% | 0 | 0% | 8216.626 | 25.4% | 24128.9561 | 2683.6008 | 8.297% | 29661.9812 | 2587.1804 | 7.999% | 29758.4016 | 11382.625 | 35.19% | 20962.957 | 21368.627 | 66.06% | 10976.9551 | 27.6535 | 0.08549% | 32317.9286
300 | Crow Creek | Central_Valley_North_Los_Banos |  | 15401.3682 | 1311.7482 | 8.517% | 14089.62 | 91.48% | [5 empty] | 2345.8069 | 15.23% | 1601.7762 | 10.4% | 10257.0508 | 66.6% | 0 | 0% | 13693.6143 | 88.91% | 1707.7539 | 3959.6289 | 25.71% | 11441.7393 | 8517.3682 | 55.3% | 6884 | 14057.5918 | 91.27% | 1343.7764 | 9979.4932 | 64.8% | 5421.875 | 622.4697 | 4.042% | 14778.8985
301 | Harry Allen | Nevada |  | 0 | 0 | 0% | 0 | 0 | [5 empty] | 0 | 0 | 0 | 0 | 0 | 0 | 0 | 0 | 0 | 0 | 0 | 0 | 0 | 0 | 0 | 0 | 0 | 0 | 0 | 0 | 0 | 0 | 0 | 0 | 0% | 0
302 | Kirker | Solano | {'Pittsburg': 1.2, 'Clayton': 6.3, 'Contra Costa': 6.9, 'Birds Landing': 8.3, 'Lone Tree': 9.5, 'Shiloh III': 10.8, 'Martinez': 11.5, 'Brentwood': 14.3, 'Peabody': 18.6, 'Carquinez': 19.3} | 24044.7461 | 1008.6665 | 4.195% | 23036.0796 | 0.95805 | [5 empty] | 1832.6663 | 0.076219 | 1.58 | 6.5709e-05 | 4726.8501 | 0.19659 | 1106.8301 | 0.046032 | 11192.5518 | 0.46549 | 12852.1943 | 17008.0039 | 0.70735 | 7036.7422 | 11189.7949 | 0.46537 | 12854.9512 | 19227.7305 | 0.79966 | 4817.0156 | 3535.8174 | 0.14705 | 20508.9287 | 13285.3975 | 55.25% | 10759.3486
303 | Logan Creek | Northern_California | {'Delevan': 11.8, 'Glenn': 17.7} | 161459.8125 | 76909.2891 | 47.63% | 84550.5234 | 0.52366 | [5 empty] | 36525.0469 | 0.22622 | 50729.0039 | 0.31419 | 10239.6006 | 0.063419 | 0 | 0 | 43594.6016 | 0.27 | 117865.2109 | 4867.5464 | 0.030147 | 156592.2661 | 9672.752 | 0.059908 | 151787.0605 | 50789.7344 | 0.31457 | 110670.0781 | 41657.6016 | 0.25801 | 119802.2109 | 6963.9561 | 4.313% | 154495.8564
304 | Julian Hinds | Riverside (Exclude) | {'Kem': 13.4, 'Red Bluff': 18.1} | 928.5688 | 0 | 0% | 928.5688 | 1 | [5 empty] | 0 | 0 | 0 | 0 | 0 | 0 | 0 | 0 | 928.5688 | 1 | 0 | 155.5909 | 0.16756 | 772.978 | 0 | 0 | 928.5688 | 928.5688 | 1 | 0 | 405.2554 | 0.43643 | 523.3134 | 0 | 0% | 928.5688
305 | Hollister | Peninsula_Monterey | {'Llagas': 13.0} | 226.0271 | 0 | 0% | 226.0271 | 1 | [5 empty] | 0 | 0 | 0 | 0 | 143.326 | 0.63411 | 0 | 0 | 38.1804 | 0.16892 | 187.8468 | 0 | 0 | 226.0271 | 0 | 0 | 226.0271 | 38.1804 | 0.16892 | 187.8468 | 226.0271 | 1 | 0 | 0 | 0% | 226.0271
306 | Boulevard | Greater_Imperial | {'East County': 9.0, 'Suncrest - Ocotillo (Proposed)': 13.7, 'Ocotillo Express': 14.6} | 53168.2852 | 13646.1807 | 25.67% | 39522.1045 | 0.74334 | [5 empty] | 11.4286 | 0.00021495 | 19.048 | 0.00035826 | 37459.543 | 0.70455 | 14908.6719 | 0.28041 | 6064.7783 | 0.11407 | 47103.5068 | 5051.9995 | 0.095019 | 48116.2856 | 16937.4961 | 0.31856 | 36230.7891 | 22779.1074 | 0.42843 | 30389.1777 | 27524.0176 | 0.51768 | 25644.2676 | 728.6483 | 1.37% | 52439.6369
307 | Llagas | Peninsula_Monterey | {'Hollister': 13.0, 'Metcalf Energy Center': 18.1, 'Metcalf 1': 18.1, 'Moss Landing': 18.4} | 586.1984 | 0 | 0% | 586.1984 | 1 | [5 empty] | 0.15696 | 0.00026775 | 0 | 0 | 508.978 | 0.86827 | 15.4441 | 0.026346 | 200.7731 | 0.3425 | 385.4253 | 0 | 0 | 586.1984 | 0 | 0 | 586.1984 | 200.7731 | 0.3425 | 385.4253 | 584.8848 | 0.99776 | 1.3136 | 2.4845 | 0.4238% | 583.7139
308 | Miller | Central_Valley_North_Los_Banos | {'Fink (Proposed)': 8.1, 'Crow Creek': 8.4, 'Quinto': 9.6, 'Los Banos': 14.8} | 17396.8906 | 367.7287 | 2.114% | 17029.1619 | 0.97886 | [5 empty] | 43.2095 | 0.0024837 | 482.871 | 0.027756 | 0 | 0 | 0 | 0 | 13455.5635 | 0.77345 | 3941.3271 | 1845.1349 | 0.10606 | 15551.7557 | 4028.8853 | 0.23159 | 13368.0054 | 15292.8984 | 0.87906 | 2103.9922 | 9775.7266 | 0.56192 | 7621.1641 | 311.2966 | 1.789% | 17085.5941
309 | Madison | Solano | {'Putah Creek': 10.3, 'Woodland': 11.3, 'Davis': 15.4, 'Vaca-Dixon & Gc Yard': 18.8} | 105819.1797 | 27419.0898 | 25.91% | 78400.0898 | 0.74089 | [5 empty] | 15191.4912 | 0.14356 | 48087.1133 | 0.45443 | 15732.4922 | 0.14867 | 0 | 0 | 74850.5859 | 0.70734 | 30968.5938 | 423.06 | 0.003998 | 105396.1197 | 2022.606 | 0.019114 | 103796.5737 | 76450.125 | 0.72246 | 29369.0547 | 19349.5195 | 0.18285 | 86469.6602 | 1726.8976 | 1.632% | 104092.2821
310 | New Melones | El_Dorado_Mariposa | {'Peoria': 3.4, 'Chinese Station': 5.7, 'Curtis': 11.6} | 14290.3291 | 57.4703 | 0.4022% | 14232.8588 | 0.99598 | [5 empty] | 0.44479 | 3.1125e-05 | 0 | 0 | 11284.4414 | 0.78966 | 0 | 0 | 10833.6416 | 0.75811 | 3456.6875 | 3271.7388 | 0.22895 | 11018.5903 | 5486.0581 | 0.3839 | 8804.271 | 10870.4502 | 0.76069 | 3419.8789 | 12370.1875 | 0.86563 | 1920.1416 | 779.752 | 5.457% | 13510.5771
311 | Waukena | Central_Valley_North_Los_Banos | {'Corcoran': 2.3, 'GWF Hanford': 9.9, 'Alpaugh': 13.8, 'Leprino': 15.9, 'Olive': 18.2, 'Henrietta': 19.6} | 28282.7695 | 27849.5098 | 98.47% | 433.2598 | 0.015319 | [5 empty] | 22206.502 | 0.78516 | 1312.4747 | 0.046405 | 0 | 0 | 0 | 0 | 0 | 0 | 28282.7695 | 0 | 0 | 28282.7695 | 0 | 0 | 28282.7695 | 0 | 0 | 28282.7695 | 0 | 0 | 28282.7695 | 433.2593 | 1.532% | 27849.5102
312 | Excelsior | Central_Valley_North_Los_Banos | {'Schindler': 5.2, 'Cantua': 6.5, 'Helm': 13.6, 'Tranquility': 16.3, 'Gates': 18.8, 'Mc Mullin': 19.0} | 149987.2656 | 139452.7812 | 92.98% | 10534.4844 | 0.070236 | [5 empty] | 62863.6484 | 0.41913 | 72663.3125 | 0.48446 | 0 | 0 | 0 | 0 | 10285.8809 | 0.068578 | 139701.3848 | 15.6836 | 0.00010457 | 149971.582 | 1663.4971 | 0.011091 | 148323.7686 | 10286.1367 | 0.06858 | 139701.1289 | 4218.2422 | 0.028124 | 145769.0234 | 280.6892 | 0.1871% | 149706.5764
313 | Colgate | Northern_California | {'Brunswick': 10.8, 'Palermo': 19.5} | 0 | 0 | 0% | 0 | 0 | [5 empty] | 0 | 0 | 0 | 0 | 0 | 0 | 0 | 0 | 0 | 0 | 0 | 0 | 0 | 0 | 0 | 0 | 0 | 0 | 0 | 0 | 0 | 0 | 0 | 0 | 0% | 0
314 | New Sub - Pit 1 - Cottonwood (Proposed) | Northern_California | {'Round Mt.': 6.1, 'Cove Road': 6.8} | 110172.1641 | 10874.248 | 9.87% | 99297.916 | 0.9013 | [5 empty] | 528.5063 | 0.0047971 | 84.4565 | 0.00076659 | 102394.2969 | 0.9294 | 7407.3462 | 0.067234 | 70398.1719 | 0.63898 | 39773.9922 | 10718.8975 | 0.097292 | 99453.2666 | 13085.2148 | 0.11877 | 97086.9492 | 73406.1406 | 0.66629 | 36766.0234 | 71757.9297 | 0.65133 | 38414.2344 | 6585.0693 | 5.977% | 103587.0947
315 | Cal Flats |  | {'Cholame': 12.7, 'Avenal': 13.7} | 24153.1113 | 670.061 | 2.774% | 23483.0503 | 0.97226 | [5 empty] | 109.7712 | 0.0045448 | 2.3824 | 9.8639e-05 | 2874.8494 | 0.11903 | 0 | 0 | 14476.0264 | 0.59934 | 9677.085 | 807.8062 | 0.033445 | 23345.3051 | 4348.3252 | 0.18003 | 19804.7861 | 15106.8369 | 0.62546 | 9046.2744 | 21779.8965 | 0.90174 | 2373.2148 | 208.1024 | 0.8616% | 23945.009

## LandEnv_Wind_Data_15mi
CEC provided land-use and environmental data criteria for in-state substations at a 15 mile radius for onshore wind resource potential. Note theseare based on a techno-economic resource potential base using a 20% CF factor.
[9 empty] | Parcel info not applied for onshore wind mapping |  |  |  |  | Cropland Index not applied for onshore wind mappping
|  |  |  | Res. Potential Base (after techno-economic & protected areas exclusisons) | Res. Potential after Core Land Use Screen (Lower Implications Land) | Percentage of Base Potential w/ Lower Implications | Res. Potential excluded by Core screen (Higher Implications Land) | Percentage of Base Potential w/ Higher Implications | [5 empty] | Base Res. Potential w/ Low Cropland Index Values | Percentage of Base Potential w/ Low Cropland Index Values | Base Res. Potential w/ High Cropland Index Values | Percentage of Base Potential w/ High Cropland Index Values | Base Res. Potential w/ Tier 2 Fire Threat | Percentage of Base Potential w/ Tier 2 Fire Threat | Base Res. Potential w/ Tier 3 Fire Threat | Percentage of Base Potential w/ Tier 3 Fire Threat | Base Res. Potential w/ ACE Terrestrial Connectivity, 4 or 5, (High Implications) | Percentage of Base Potential w/ Terrestrial Connectivity High Implications | Base Res. Potential w/ Terrestrial Connectivity Low Implications | Base Res. Potential w/ ACE Biodiversity, 5, (High Implications) | Percentage of Base Potential w/ Biodiversity High Implications | Base Res. Potential w/ Biodiversity Low Implications | Base Res. Potential w/ ACE Irreplaceability, 4 or 5, (High Implications) | Percentage of Base Potential w/ Irreplaceability High Implications | Base Res. Potential w/ Irreplaceability Low Implications | Base Res. Potential w/ Any of the three ACE datasets High Implications | Percentage of Base Potential w/ Any of the three ACE datasets High Implications | Base Res. Potential w/ Any of the three ACE datasets Low Implications | Base Res. Potential w/ High Terrestrial Landscape Intactness | Percentage of Base Potential w/ High Terrestrial Landscape Intactness | Base Res. Potential w/ Low Terrestrial Landscape Intactness | Base Res. Potential w/ Classified as Wetlands | Percentage of Base Potential w/ Classified as Wetlands | Base Res. Potential w/ Not Classified as Wetlands
Blue columns indicate additional data calculate/added by CPUC staff in dashboard.
Distance in miles to nearby substations
OBJECTID | IRP_Substation_Name | RESOLVE_Wind_Area | Overlaps | RPB_Acres | TRP_Acres | Perc_TRP | High_Implication_Acres | Perc_HighImplication | Parcels_LT_6 | Perc_ParcLT6 | Parcels_LT_30_GT6 | Perc_ParcLT30GT6 | 10th Percentile Parcelization | LowCrop_Acres | Perc_LowCrop | HighCrop_Acres | Perc_HighCrop | FT_Tier2_Acres | Perc_FT_Tier2 | FT_Tier3_Acres | Perc_FT_Tier3 | Conn45_Acres | Perc_Conn45 | Low Conn Acres | Bio5_Acres | Perc_Bio5 | Low Bio Acres | Irr45_Acres | Perc_Irr45 | Low Irr Acres | ACE_All_Acres | Perc_AllACE | Low AllACE Acres | High_Intact_Acres | Perc_HighIntact | LowIntact Acres | Wetlands_Acres | Perc_Wetlands | Not Wetlands Acres
0 | East Shore | Solano | {'Newark': [11.2, 230.0], 'Martin': [16.9, 2414.0], 'Los Esteros': [17.0, 60.0], 'Scott': [19.3, 53.0], 'Cayetano': [20.5, 0.0], 'Clayton': [23.5, 0.0], 'Martinez': [26.9, 0.0], 'Hicks': [29.5, 0.0], 'Lone Tree': [29.5, 0.0], 'Kirker': [29.7, 0.0], 'Delta Pumps': [29.7, 0.0], 'Midway Green Ridge Services': [29.8, 0.0]} | 15868.3887 | 2627.8438 | 16.56% | 13240.5449 | 83.44% | [5 empty] | 5.0557 | 0.03186% | 0 | 0% | 794.8741 | 5.009% | 5652.2729 | 35.62% | 5533.8701 | 34.87% | 10334.5186 | 4683.5391 | 29.51% | 11184.8496 | 9981.8174 | 62.9% | 5886.5713 | 12202.2441 | 76.9% | 3666.1445 | 5645.168 | 35.57% | 10223.2207 | 2344.7114 | 14.78% | 13523.6772
1 | Newark | Solano | {'Los Esteros': [5.9, 60.0], 'Scott': [8.7, 53.0], 'Eastshore': [11.2, 230.0], 'Hicks': [19.0, 0.0], 'Cayetano': [20.2, 5.0], 'Metcalf 1': [23.3, 0.0], 'Metcalf Energy Center': [23.4, 0.0], 'Midway Green Ridge Services': [26.8, 5.0], 'Martin': [27.1, 16.0], 'Tesla': [27.3, 5.0], 'Delta Pumps': [28.8, 0.0], 'Kelso': [29.3, 0.0]} | 8113.4585 | 234.9206 | 2.895% | 7878.5379 | 97.1% | [5 empty] | 0 | 0% | 0 | 0% | 1229.8269 | 15.16% | 4669.2456 | 57.55% | 4986.98 | 61.47% | 3126.4785 | 1687.7181 | 20.8% | 6425.7404 | 5135.7524 | 63.3% | 2977.7061 | 7096.9526 | 87.47% | 1016.5059 | 5232.3052 | 64.49% | 2881.1533 | 1786.8455 | 22.02% | 6326.613
2 | Tesla | Solano | {'Midway Green Ridge Services': [1.6, 1533.0], 'Kelso': [6.2, 668.0], 'Delta Pumps': [6.8, 668.0], 'Cayetano': [11.4, 422.0], 'Brentwood': [15.5, 179.0], 'Vierra': [17.0, 1349.0], 'Lone Tree': [19.3, 179.0], 'Westley': [21.7, 859.0], 'Stagg': [22.7, 0.0], 'Weber': [22.8, 0.0], 'Contra Costa': [23.1, 179.0], 'Ripon': [23.1, 527.0], 'Eight Mile': [26.0, 0.0], 'Newark': [27.3, 5.0], 'Clayton': [27.3, 179.0], 'Los Esteros': [28.2, 0.0], 'Kirker': [28.3, 0.0], 'Pittsburg': [28.8, 0.0]} | 150193.1719 | 1533.1198 | 1.021% | 148660.0521 | 98.98% | [5 empty] | 7841.4907 | 5.221% | 55649.8828 | 37.05% | 20162.4199 | 13.42% | 1774.0179 | 1.181% | 90087.4844 | 59.98% | 60105.6875 | 57507.4258 | 38.29% | 92685.7461 | 59010.7344 | 39.29% | 91182.4375 | 99807.0938 | 66.45% | 50386.0781 | 43514.8203 | 28.97% | 106678.3516 | 7970.7368 | 5.307% | 142222.4351
3 | Cabrillo | Kern_Greater_Carrizo | {'Sisquoc': [17.3, 204.0], 'Mesa': [25.2, 0.0]} | 99545.3203 | 6936.5771 | 6.968% | 92608.7432 | 93.03% | [5 empty] | 2927.7478 | 2.941% | 2302.3535 | 2.313% | 92186.4688 | 92.61% | 441.4192 | 0.4434% | 70389.8984 | 70.71% | 29155.4219 | 3155.8381 | 3.17% | 96389.4822 | 22220.5059 | 22.32% | 77324.8145 | 79351.3984 | 79.71% | 20193.9219 | 63865.8984 | 64.16% | 35679.4219 | 6138.8989 | 6.167% | 93406.4214
4 | Honcut | Northern_California | {'Palermo': [10.1, 7242.0], 'East Marysville': [11.0, 21739.0], 'Pease': [11.0, 21948.0], 'Wyandotte': [12.2, 7582.0], 'Thermalito': [13.5, 8062.0], 'Olivehurst': [16.0, 17365.0], 'Table Mt.': [16.4, 6128.0], 'Colgate': [21.7, 91.0], 'Rio Oso': [27.5, 23.0]} | 175892.6875 | 27393.293 | 15.57% | 148499.3945 | 84.43% | [5 empty] | 65484.75 | 37.23% | 50887.2461 | 28.93% | 2434.0249 | 1.384% | 0 | 0% | 108173.3828 | 61.5% | 67719.3047 | 26035.0879 | 14.8% | 149857.5996 | 63390.4102 | 36.04% | 112502.2773 | 145262 | 82.59% | 30630.6875 | 13040.2695 | 7.414% | 162852.418 | 20104.3457 | 11.43% | 155788.3418
5 | Palermo | Northern_California | {'Wyandotte': [2.9, 8310.0], 'Thermalito': [7.4, 7931.0], 'Table Mt.': [9.7, 6217.0], 'Honcut': [10.1, 7242.0], 'Colgate': [19.5, 0.0], 'East Marysville': [20.2, 3512.0], 'Pease': [21.1, 3735.0], 'Olivehurst': [25.1, 1105.0]} | 130074.1328 | 9414.3438 | 7.238% | 120659.7891 | 92.76% | [5 empty] | 45277.3203 | 34.81% | 24233.8379 | 18.63% | 12246.7314 | 9.415% | 9126.0283 | 7.016% | 104937.8047 | 80.68% | 25136.3281 | 18113.5332 | 13.93% | 111960.5996 | 39443.1328 | 30.32% | 90631 | 119332.4141 | 91.74% | 10741.7188 | 12466.3115 | 9.584% | 117607.8213 | 26669.9863 | 20.5% | 103404.1465
6 | Table Mountain | Northern_California | {'Thermalito': [2.9, 21018.0], 'Wyandotte': [7.1, 7772.0], 'Palermo': [9.7, 6217.0], 'Honcut': [16.4, 6128.0], 'Pease': [26.6, 696.0], 'East Marysville': [27.4, 473.0], 'Colgate': [28.8, 0.0]} | 159162.0156 | 22415.9551 | 14.08% | 136746.0605 | 85.92% | [5 empty] | 82477.0625 | 51.82% | 21312.0469 | 13.39% | 15640.0879 | 9.827% | 10437.1084 | 6.558% | 93428.4375 | 58.7% | 65733.5781 | 32435.2305 | 20.38% | 126726.7852 | 81378.3438 | 51.13% | 77783.6719 | 135924.3906 | 85.4% | 23237.625 | 13496.1357 | 8.479% | 145665.8799 | 24080.9824 | 15.13% | 135081.0332
7 | Wyandotte | Northern_California | {'Palermo': [2.9, 8310.0], 'Thermalito': [5.1, 9477.0], 'Table Mt.': [7.1, 7772.0], 'Honcut': [12.2, 7582.0], 'Colgate': [21.8, 0.0], 'East Marysville': [22.7, 2407.0], 'Pease': [23.1, 2630.0], 'Olivehurst': [27.6, 0.0]} | 134045.6406 | 10444.0664 | 7.791% | 123601.5742 | 92.21% | [5 empty] | 50192.0469 | 37.44% | 19474.9277 | 14.53% | 14123.7607 | 10.54% | 14275.5273 | 10.65% | 104188.2812 | 77.73% | 29857.3594 | 20622.4824 | 15.38% | 113423.1582 | 46721.0234 | 34.85% | 87324.6172 | 122108.1484 | 91.09% | 11937.4922 | 14753.2168 | 11.01% | 119292.4238 | 26877.6934 | 20.05% | 107167.9473
8 | Cortina | Northern_California | {'Delevan': [17.3, 9095.0], 'Logan Creek': [29.0, 1011.0]} | 238058.5 | 38880.3125 | 16.33% | 199178.1875 | 83.67% | [5 empty] | 33430.6172 | 14.04% | 74696.8672 | 31.38% | 93386.1719 | 39.23% | 3.1693 | 0.001331% | 99795.5547 | 41.92% | 138262.9453 | 37626.4805 | 15.81% | 200432.0195 | 87506.7188 | 36.76% | 150551.7812 | 167678.6875 | 70.44% | 70379.8125 | 97168.9375 | 40.82% | 140889.5625 | 4053.1538 | 1.703% | 234005.3462
9 | Etiwanda | Greater_Kramer | {'Rancho Vista': [0.4, 0.0], 'Mira Loma': [6.0, 0.0], 'Padua': [6.8, 0.0], 'Chino': [10.7, 0.0], 'Vista': [12.4, 0.0], 'San Bernardino': [16.6, 0.0], 'Lugo': [21.2, 0.0], 'Serrano': [23.4, 0.0], 'Lee Lake (Proposed)': [23.8, 0.0], 'Olinda': [24.7, 0.0], 'Walnut': [24.9, 0.0], 'Villa Park': [25.8, 0.0], 'Rio Hondo': [26.0, 0.0], 'El Casco': [27.2, 0.0], 'Lewis': [28.8, 0.0], 'Victor': [29.7, 0.0], 'Viejo': [29.8, 0.0]} | 7056.2178 | 0 | 0% | 7056.2178 | 100% | [5 empty] | 9.5614 | 0.1355% | 0 | 0% | 250.941 | 3.556% | 6805.2681 | 96.44% | 6965.0112 | 98.71% | 91.2065 | 4471.4106 | 63.37% | 2584.8071 | 3034.7024 | 43.01% | 4021.5154 | 7056.2178 | 100% | 0 | 3978.5386 | 56.38% | 3077.6792 | 561.0075 | 7.951% | 6495.2103
10 | Brentwood | Solano | {'Lone Tree': [4.9, 1798.0], 'Contra Costa': [8.0, 1798.0], 'Delta Pumps': [8.7, 1560.0], 'Kelso': [9.3, 1560.0], 'Cayetano': [13.5, 1560.0], 'Midway Green Ridge Services': [14.2, 203.0], 'Kirker': [14.3, 1595.0], 'Pittsburg': [14.5, 1595.0], 'Tesla': [15.5, 179.0], 'Clayton': [16.0, 1633.0], 'Birds Landing': [16.5, 1060.0], 'Stagg': [18.6, 0.0], 'Eight Mile': [19.0, 0.0], 'Shiloh III': [19.6, 238.0], 'Grand Island': [22.1, 165.0], 'Vierra': [23.5, 0.0], 'Weber': [23.8, 0.0], 'Martinez': [24.9, 0.0], 'Peabody': [29.9, 6.0]} | 142677.6719 | 1797.7772 | 1.26% | 140879.8947 | 98.74% | [5 empty] | 15428.9443 | 10.81% | 66240.8203 | 46.43% | 18437.6914 | 12.92% | 6442.2969 | 4.515% | 52938.0273 | 37.1% | 89739.6445 | 61835.9453 | 43.34% | 80841.7266 | 61684.3594 | 43.23% | 80993.3125 | 82757.8906 | 58% | 59919.7812 | 10330.6348 | 7.241% | 132347.0371 | 15464.6289 | 10.84% | 127213.043
11 | Clayton | Solano | {'Kirker': [6.3, 5373.0], 'Pittsburg': [7.5, 5130.0], 'Martinez': [9.4, 5292.0], 'Contra Costa': [10.9, 1825.0], 'Lone Tree': [11.4, 1762.0], 'Birds Landing': [14.6, 1088.0], 'Brentwood': [16.0, 1633.0], 'Shiloh III': [16.9, 265.0], 'Cayetano': [17.8, 1560.0], 'Carquinez': [18.3, 5159.0], 'Delta Pumps': [21.4, 1560.0], 'Kelso': [22.4, 1560.0], 'Eastshore': [23.5, 0.0], 'Peabody': [23.6, 198.0], 'Midway Green Ridge Services': [25.7, 203.0], 'Tulucay': [26.5, 3194.0], 'Tesla': [27.3, 179.0], 'Grand Island': [28.6, 0.0], 'Martin': [29.2, 0.0]} | 53935.6953 | 6983.5806 | 12.95% | 46952.1147 | 87.05% | [5 empty] | 2127.9451 | 3.945% | 75.1726 | 0.1394% | 20111.168 | 37.29% | 6940.0615 | 12.87% | 20148.8633 | 37.36% | 33786.832 | 35743.6289 | 66.27% | 18192.0664 | 29976.5391 | 55.58% | 23959.1562 | 41642.5352 | 77.21% | 12293.1602 | 13260.4473 | 24.59% | 40675.248 | 16322.1699 | 30.26% | 37613.5254
12 | Contra Costa | Solano | {'Lone Tree': [3.9, 2127.0], 'Pittsburg': [6.7, 5209.0], 'Kirker': [6.9, 4903.0], 'Brentwood': [8.0, 1798.0], 'Birds Landing': [9.0, 4674.0], 'Clayton': [10.9, 1825.0], 'Shiloh III': [12.2, 3852.0], 'Delta Pumps': [16.3, 1560.0], 'Kelso': [17.1, 1560.0], 'Cayetano': [18.0, 1560.0], 'Martinez': [18.2, 133.0], 'Grand Island': [19.1, 3566.0], 'Midway Green Ridge Services': [21.7, 203.0], 'Peabody': [22.2, 3410.0], 'Eight Mile': [22.5, 0.0], 'Tesla': [23.1, 179.0], 'Stagg': [23.7, 0.0], 'Carquinez': [26.1, 0.0], 'Vaca-Dixon & Gc Yard': [28.7, 848.0]} | 98189.7969 | 5411.9639 | 5.512% | 92777.833 | 94.49% | [5 empty] | 15137.8232 | 15.42% | 23019.2832 | 23.44% | 15658.957 | 15.95% | 6473.4951 | 6.593% | 33473.0078 | 34.09% | 64716.7891 | 53365.0273 | 54.35% | 44824.7695 | 49043.3359 | 49.95% | 49146.4609 | 64739.0195 | 65.93% | 33450.7773 | 9573.9473 | 9.75% | 88615.8496 | 23507.418 | 23.94% | 74682.3789
13 | Pittsburg | Solano | {'Kirker': [1.2, 9115.0], 'Contra Costa': [6.7, 5209.0], 'Birds Landing': [7.1, 6462.0], 'Clayton': [7.5, 5130.0], 'Shiloh III': [9.6, 5639.0], 'Lone Tree': [9.7, 1924.0], 'Martinez': [12.0, 3641.0], 'Brentwood': [14.5, 1595.0], 'Peabody': [17.6, 5198.0], 'Carquinez': [19.5, 3508.0], 'Grand Island': [21.4, 5216.0], 'Cayetano': [21.7, 1357.0], 'Delta Pumps': [22.2, 1357.0], 'Kelso': [23.0, 1357.0], 'Tulucay': [24.9, 2634.0], 'Vaca-Dixon & Gc Yard': [25.2, 2453.0], 'Midway Green Ridge Services': [27.3, 0.0], 'Eight Mile': [28.4, 0.0], 'Tesla': [28.8, 0.0]} | 70775.6406 | 10504.1895 | 14.84% | 60271.4512 | 85.16% | [5 empty] | 9498.9824 | 13.42% | 2988.8286 | 4.223% | 10601.4033 | 14.98% | 4211.9546 | 5.951% | 18546.8066 | 26.21% | 52228.834 | 42709.8281 | 60.35% | 28065.8125 | 36431.9453 | 51.48% | 34343.6953 | 50060.3008 | 70.73% | 20715.3398 | 11385.2441 | 16.09% | 59390.3965 | 24046.0625 | 33.98% | 46729.5781
14 | San Bernardino | Greater_Kramer | {'Vista': [5.3, 0.0], 'El Casco': [12.1, 0.0], 'Etiwanda': [16.6, 0.0], 'Rancho Vista': [17.0, 0.0], 'Mira Loma': [19.3, 0.0], 'Lugo': [21.1, 0.0], 'Padua': [23.1, 0.0], 'Valley': [23.9, 0.0], 'Lee Lake (Proposed)': [25.8, 0.0], 'Chino': [25.9, 0.0]} | 7691.3052 | 523.8973 | 6.812% | 7167.4079 | 93.19% | [5 empty] | 0 | 0% | 0 | 0% | 274.2558 | 3.566% | 7417.0352 | 96.43% | 5065.8315 | 65.86% | 2625.4736 | 1232.4954 | 16.02% | 6458.8098 | 5054.5488 | 65.72% | 2636.7563 | 7073.1875 | 91.96% | 618.1177 | 3644.696 | 47.39% | 4046.6091 | 265.1113 | 3.447% | 7426.1939
15 | Placerville | El_Dorado_Mariposa | {'Gold Hill': [19.7, 0.0], 'Higgins': [27.2, 0.0], 'Pleasant Grove': [28.9, 0.0]} | 215.3593 | 0 | 0% | 215.3593 | 100% | [5 empty] | 0 | 0% | 0 | 0% | 0 | 0% | 215.3593 | 100% | 215.3593 | 100% | 0 | 0 | 0% | 215.3593 | 215.3593 | 100% | 0 | 215.3593 | 100% | 0 | 87.8658 | 40.8% | 127.4935 | 0 | 0% | 215.3593
16 | Cantua | Central_Valley_North_Los_Banos | {'Excelsior': [6.5, 145124.0], 'Schindler': [11.4, 137529.0], 'Tranquility': [11.6, 93908.0], 'Helm': [14.5, 132067.0], 'Cheney': [17.6, 41023.0], 'Panoche': [20.4, 21950.0], 'Mendota': [21.1, 28473.0], 'Mc Mullin': [22.7, 37562.0], 'Gates': [23.3, 17756.0], 'Mustang': [27.2, 14617.0], 'Henrietta': [27.6, 11183.0]} | 211734.0938 | 166099.9062 | 78.45% | 45634.1875 | 21.55% | [5 empty] | 93431.6172 | 44.13% | 85445.5938 | 40.36% | 0 | 0% | 0 | 0% | 41569.6016 | 19.63% | 170164.4922 | 19.7342 | 0.00932% | 211714.3595 | 9952.3281 | 4.7% | 201781.7656 | 44653.8984 | 21.09% | 167080.1953 | 10915.7676 | 5.155% | 200818.3262 | 747.2513 | 0.3529% | 210986.8425
17 | Cheney | Central_Valley_North_Los_Banos | {'Panoche': [3.1, 71241.0], 'Mendota': [7.3, 81006.0], 'Tranquility': [7.6, 78588.0], 'Cantua': [17.6, 41023.0], 'Oro Loma': [18.8, 24213.0], 'Newhall': [19.7, 47169.0], 'Helm': [20.0, 55338.0], 'Excelsior': [23.2, 20070.0], 'Schindler': [27.1, 12475.0]} | 123427.7031 | 93578.3359 | 75.82% | 29849.3672 | 24.18% | [5 empty] | 73223.7812 | 59.33% | 38442.4492 | 31.15% | 0 | 0% | 0 | 0% | 18336.6191 | 14.86% | 105091.084 | 393.2694 | 0.3186% | 123034.4337 | 14206.0957 | 11.51% | 109221.6074 | 29340.832 | 23.77% | 94086.8711 | 0 | 0% | 123427.7031 | 889.5294 | 0.7207% | 122538.1738
18 | Gates | Central_Valley_North_Los_Banos | {'Avenal': [11.2, 10020.0], 'Mustang': [13.1, 77490.0], 'Henrietta': [14.2, 72030.0], 'Leprino': [17.7, 50044.0], 'Schindler': [18.1, 59420.0], 'Excelsior': [18.8, 48893.0], 'Cal Flats': [21.7, 0.0], 'Cantua': [23.3, 17756.0], 'Arco': [27.8, 0.0], 'GWF Hanford': [28.1, 367.0]} | 103836.4453 | 86381.2344 | 83.19% | 17455.2109 | 16.81% | [5 empty] | 14284.0293 | 13.76% | 78826.1953 | 75.91% | 0 | 0% | 0 | 0% | 6173.0264 | 5.945% | 97663.4189 | 3669.2791 | 3.534% | 100167.1663 | 15931.7812 | 15.34% | 87904.6641 | 17282.2598 | 16.64% | 86554.1855 | 369.1176 | 0.3555% | 103467.3277 | 200.336 | 0.1929% | 103636.1094
19 | Helm | Central_Valley_North_Los_Banos | {'Mc Mullin': [10.4, 151808.0], 'Tranquility': [12.7, 110797.0], 'Schindler': [13.2, 147157.0], 'Excelsior': [13.6, 129312.0], 'Cantua': [14.5, 132067.0], 'Mendota': [18.0, 48501.0], 'Kearney (New)': [18.1, 92878.0], 'Cheney': [20.0, 55338.0], 'Newhall': [20.8, 24121.0], 'West Fresno': [21.7, 60410.0], 'Panoche': [22.9, 33667.0], 'Gregg': [23.1, 36801.0], 'California Ave': [24.5, 36479.0], 'Borden': [25.2, 18963.0], 'Malaga': [25.9, 22892.0], 'Henrietta': [28.5, 5382.0], 'Mustang': [28.6, 4995.0], 'McCall': [29.8, 122.0]} | 372031.375 | 269286.5 | 72.38% | 102744.875 | 27.62% | [5 empty] | 213187.0781 | 57.3% | 131433.8438 | 35.33% | 0 | 0% | 0 | 0% | 74055.2969 | 19.91% | 297976.0781 | 34422.8281 | 9.253% | 337608.5469 | 43456.9062 | 11.68% | 328574.4688 | 99404.1953 | 26.72% | 272627.1797 | 356.4774 | 0.09582% | 371674.8976 | 8988.9824 | 2.416% | 363042.3926
20 | Kearney | Central_Valley_North_Los_Banos | {'West Fresno': [3.6, 160718.0], 'California Ave': [6.6, 123148.0], 'Malaga': [8.7, 98520.0], 'Mc Mullin': [9.7, 175820.0], 'Gregg': [10.3, 94560.0], 'McCall': [15.0, 57800.0], 'Sanger': [15.1, 31162.0], 'Borden': [16.0, 62569.0], 'Helm': [18.1, 92878.0], 'Kingsburg': [22.4, 22539.0], 'Wahtoke': [24.7, 1276.0], 'Schindler': [25.3, 25216.0], 'Newhall': [27.1, 8837.0], 'Excelsior': [28.7, 2857.0], 'Reedley': [29.0, 0.0]} | 234051.3438 | 202662.9531 | 86.59% | 31388.3906 | 13.41% | [5 empty] | 76470.3047 | 32.67% | 145234.2344 | 62.05% | 0 | 0% | 0 | 0% | 13580.5664 | 5.802% | 220470.7773 | 17395.7305 | 7.432% | 216655.6133 | 17395.7305 | 7.432% | 216655.6133 | 28946.3418 | 12.37% | 205105.002 | 0 | 0% | 234051.3438 | 3313.6816 | 1.416% | 230737.6621
21 | Kingsburg | Central_Valley_North_Los_Banos | {'McCall': [9.0, 50679.0], 'Wahtoke': [11.4, 4262.0], 'Reedley': [14.0, 0.0], 'Sanger': [15.2, 16705.0], 'GWF Hanford': [15.5, 35954.0], 'Malaga': [16.2, 23372.0], 'California Ave': [18.9, 21318.0], 'West Fresno': [20.6, 21994.0], 'Leprino': [22.1, 22619.0], 'Kearney (New)': [22.4, 22539.0], 'Rector': [22.7, 0.0], 'Mc Mullin': [23.7, 27303.0], 'Waukena': [24.2, 190.0], 'Henrietta': [24.7, 12407.0], 'Mustang': [25.8, 6188.0], 'Corcoran': [26.2, 0.0]} | 65328.5664 | 64239.5 | 98.33% | 1089.0664 | 1.667% | [5 empty] | 15275.1523 | 23.38% | 44616.918 | 68.3% | 0 | 0% | 0 | 0% | 0 | 0% | 65328.5664 | 0 | 0% | 65328.5664 | 0 | 0% | 65328.5664 | 0 | 0% | 65328.5664 | 0 | 0% | 65328.5664 | 1089.0665 | 1.667% | 64239.4999
22 | Malaga | Central_Valley_North_Los_Banos | {'California Ave': [2.8, 96210.0], 'West Fresno': [5.4, 98031.0], 'Sanger': [6.5, 31199.0], 'McCall': [7.5, 58613.0], 'Kearney (New)': [8.7, 98520.0], 'Gregg': [15.3, 39756.0], 'Wahtoke': [16.1, 1313.0], 'Mc Mullin': [16.1, 96567.0], 'Kingsburg': [16.2, 23372.0], 'Reedley': [20.4, 0.0], 'Borden': [21.3, 15856.0], 'Helm': [25.9, 22892.0], 'GWF Hanford': [29.6, 296.0]} | 99518.75 | 99409.0469 | 99.89% | 109.7031 | 0.1102% | [5 empty] | 22296.9609 | 22.4% | 72333.2188 | 72.68% | 0 | 0% | 0 | 0% | 0 | 0% | 99518.75 | 0 | 0% | 99518.75 | 0 | 0% | 99518.75 | 0 | 0% | 99518.75 | 0 | 0% | 99518.75 | 109.7002 | 0.1102% | 99409.0498
23 | McCall | Central_Valley_North_Los_Banos | {'Sanger': [6.8, 31161.0], 'Malaga': [7.5, 58613.0], 'Kingsburg': [9.0, 50679.0], 'California Ave': [10.2, 55789.0], 'Wahtoke': [10.4, 4262.0], 'West Fresno': [12.4, 57255.0], 'Reedley': [14.6, 0.0], 'Kearney (New)': [15.0, 57800.0], 'Mc Mullin': [19.4, 60662.0], 'Gregg': [22.7, 10952.0], 'GWF Hanford': [23.6, 23406.0], 'Leprino': [27.8, 9552.0], 'Borden': [28.8, 0.0], 'Henrietta': [29.4, 1475.0], 'Helm': [29.8, 122.0]} | 86922.9375 | 85939.4844 | 98.87% | 983.4531 | 1.131% | [5 empty] | 20329.9082 | 23.39% | 60577.5117 | 69.69% | 0 | 0% | 0 | 0% | 0 | 0% | 86922.9375 | 0 | 0% | 86922.9375 | 0 | 0% | 86922.9375 | 0 | 0% | 86922.9375 | 0 | 0% | 86922.9375 | 983.4573 | 1.131% | 85939.4802
24 | Mc Mullin | Central_Valley_North_Los_Banos | {'Kearney (New)': [9.7, 175820.0], 'Helm': [10.4, 151808.0], 'West Fresno': [12.8, 143169.0], 'California Ave': [15.2, 113388.0], 'Schindler': [15.6, 88908.0], 'Malaga': [16.1, 96567.0], 'Gregg': [18.4, 69550.0], 'Excelsior': [19.0, 59376.0], 'McCall': [19.4, 60662.0], 'Sanger': [22.4, 29486.0], 'Borden': [22.7, 37559.0], 'Cantua': [22.7, 37562.0], 'Tranquility': [23.1, 16632.0], 'Kingsburg': [23.7, 27303.0], 'Henrietta': [24.7, 15301.0], 'Mustang': [25.2, 13512.0], 'Leprino': [25.9, 7678.0], 'Newhall': [26.7, 5827.0], 'Mendota': [27.5, 789.0], 'GWF Hanford': [29.3, 1585.0], 'Wahtoke': [29.8, 198.0]} | 320040.6562 | 251839.6719 | 78.69% | 68200.9844 | 21.31% | [5 empty] | 151608.6406 | 47.37% | 150136.7188 | 46.91% | 0 | 0% | 0 | 0% | 45941.9297 | 14.36% | 274098.7266 | 27212.0645 | 8.503% | 292828.5918 | 27998.1914 | 8.748% | 292042.4648 | 65368.6172 | 20.43% | 254672.0391 | 0 | 0% | 320040.6562 | 4849.5664 | 1.515% | 315191.0898
25 | Mendota | Central_Valley_North_Los_Banos | {'Cheney': [7.3, 81006.0], 'Panoche': [8.2, 74912.0], 'Tranquility': [9.5, 68737.0], 'Newhall': [12.4, 75239.0], 'Oro Loma': [15.8, 43972.0], 'Helm': [18.0, 48501.0], 'Cantua': [21.1, 28473.0], 'Dairyland': [24.4, 4038.0], 'Excelsior': [25.5, 7497.0], 'Mc Mullin': [27.5, 789.0], 'Schindler': [28.3, 2849.0], 'Borden': [29.7, 218.0]} | 210387.9531 | 112191.4688 | 53.33% | 98196.4844 | 46.67% | [5 empty] | 141939.375 | 67.47% | 43852.2812 | 20.84% | 0 | 0% | 0 | 0% | 78817.0234 | 37.46% | 131570.9297 | 14709.1104 | 6.991% | 195678.8428 | 34669.1719 | 16.48% | 175718.7812 | 96872.7812 | 46.04% | 113515.1719 | 4086.0854 | 1.942% | 206301.8677 | 15409.8877 | 7.325% | 194978.0654
26 | Oro Loma | Central_Valley_North_Los_Banos | {'Mendota': [15.8, 43972.0], 'Panoche': [16.6, 29159.0], 'Newhall': [18.1, 52122.0], 'Cheney': [18.8, 24213.0], 'Dairyland': [22.0, 19060.0], 'Los Banos': [23.3, 2539.0], 'Tranquility': [24.8, 9222.0], 'Quinto': [28.0, 166.0], 'Merced': [28.3, 2667.0], 'Le Grand': [29.4, 0.0]} | 153857.6094 | 99270.6562 | 64.52% | 54586.9531 | 35.48% | [5 empty] | 86013.2734 | 55.9% | 55564.9688 | 36.11% | 0 | 0% | 0 | 0% | 45298.9805 | 29.44% | 108558.6289 | 1598.2557 | 1.039% | 152259.3536 | 15974.9209 | 10.38% | 137882.6885 | 52864.8516 | 34.36% | 100992.7578 | 2914.4038 | 1.894% | 150943.2056 | 9962.5977 | 6.475% | 143895.0117
27 | Panoche | Central_Valley_North_Los_Banos | {'Cheney': [3.1, 71241.0], 'Mendota': [8.2, 74912.0], 'Tranquility': [10.7, 56250.0], 'Oro Loma': [16.6, 29159.0], 'Cantua': [20.4, 21950.0], 'Newhall': [20.4, 48908.0], 'Helm': [22.9, 33667.0], 'Excelsior': [26.2, 3838.0]} | 101925.7109 | 76186.3359 | 74.75% | 25739.375 | 25.25% | [5 empty] | 66321 | 65.07% | 25542.502 | 25.06% | 0 | 0% | 0 | 0% | 16473.5098 | 16.16% | 85452.2012 | 28.4248 | 0.02789% | 101897.2861 | 12167.3145 | 11.94% | 89758.3965 | 25473.457 | 24.99% | 76452.2539 | 0 | 0% | 101925.7109 | 401.4043 | 0.3938% | 101524.3067
28 | Reedley | Central_Valley_North_Los_Banos | {'Wahtoke': [4.3, 0.0], 'Kingsburg': [14.0, 0.0], 'McCall': [14.6, 0.0], 'Sanger': [14.8, 0.0], 'Malaga': [20.4, 0.0], 'Rector': [22.0, 0.0], 'California Ave': [22.9, 0.0], 'West Fresno': [25.8, 0.0], 'GWF Hanford': [27.6, 0.0], 'Kearney (New)': [29.0, 0.0]} | 0 | 0 | 0% | 0 | 0% | [5 empty] | 0 | 0% | 0 | 0% | 0 | 0% | 0 | 0% | 0 | 0% | 0 | 0 | 0% | 0 | 0 | 0% | 0 | 0 | 0% | 0 | 0 | 0% | 0 | 0 | 0% | 0
29 | Sanger | Central_Valley_North_Los_Banos | {'Malaga': [6.5, 31199.0], 'McCall': [6.8, 31161.0], 'California Ave': [8.5, 31162.0], 'Wahtoke': [10.8, 1353.0], 'West Fresno': [11.6, 31162.0], 'Reedley': [14.8, 0.0], 'Kearney (New)': [15.1, 31162.0], 'Kingsburg': [15.2, 16705.0], 'Gregg': [19.7, 7599.0], 'Mc Mullin': [22.4, 29486.0], 'Borden': [25.5, 7.0]} | 31294.4648 | 31239.2383 | 99.82% | 55.2266 | 0.1765% | [5 empty] | 4646.6489 | 14.85% | 25050.6406 | 80.05% | 0 | 0% | 0 | 0% | 0 | 0% | 31294.4648 | 0 | 0% | 31294.4648 | 0 | 0% | 31294.4648 | 0 | 0% | 31294.4648 | 0 | 0% | 31294.4648 | 55.2257 | 0.1765% | 31239.2391
30 | Schindler | Central_Valley_North_Los_Banos | {'Excelsior': [5.2, 195976.0], 'Cantua': [11.4, 137529.0], 'Helm': [13.2, 147157.0], 'Mc Mullin': [15.6, 88908.0], 'Mustang': [16.9, 72298.0], 'Henrietta': [17.2, 67181.0], 'Gates': [18.1, 59420.0], 'Tranquility': [19.7, 65337.0], 'Leprino': [20.4, 34770.0], 'Kearney (New)': [25.3, 25216.0], 'Cheney': [27.1, 12475.0], 'West Fresno': [28.1, 8011.0], 'Mendota': [28.3, 2849.0], 'GWF Hanford': [28.9, 0.0], 'Avenal': [29.3, 786.0]} | 297802.1562 | 236101.5938 | 79.28% | 61700.5625 | 20.72% | [5 empty] | 121961.6875 | 40.95% | 150555.9844 | 50.56% | 0 | 0% | 0 | 0% | 48220.5859 | 16.19% | 249581.5703 | 13596.6152 | 4.566% | 284205.541 | 23338.5957 | 7.837% | 274463.5605 | 60603.2109 | 20.35% | 237198.9453 | 6080.9844 | 2.042% | 291721.1719 | 2488.958 | 0.8358% | 295313.1982
31 | Wahtoke | Central_Valley_North_Los_Banos | {'Reedley': [4.3, 0.0], 'McCall': [10.4, 4262.0], 'Sanger': [10.8, 1353.0], 'Kingsburg': [11.4, 4262.0], 'Malaga': [16.1, 1313.0], 'California Ave': [18.7, 1276.0], 'West Fresno': [21.5, 1276.0], 'Rector': [24.4, 0.0], 'Kearney (New)': [24.7, 1276.0], 'GWF Hanford': [26.2, 2834.0], 'Mc Mullin': [29.8, 198.0]} | 4406.6987 | 4261.5249 | 96.71% | 145.1738 | 3.294% | [5 empty] | 1557.3093 | 35.34% | 2527.8896 | 57.36% | 0 | 0% | 0 | 0% | 0 | 0% | 4406.6987 | 0 | 0% | 4406.6987 | 0 | 0% | 4406.6987 | 0 | 0% | 4406.6987 | 0 | 0% | 4406.6987 | 145.1737 | 3.294% | 4261.5251
32 | West Fresno | Central_Valley_North_Los_Banos | {'California Ave': [3.0, 123246.0], 'Kearney (New)': [3.6, 160718.0], 'Malaga': [5.4, 98031.0], 'Gregg': [10.8, 80650.0], 'Sanger': [11.6, 31162.0], 'McCall': [12.4, 57255.0], 'Mc Mullin': [12.8, 143169.0], 'Borden': [16.8, 48769.0], 'Kingsburg': [20.6, 21994.0], 'Wahtoke': [21.5, 1276.0], 'Helm': [21.7, 60410.0], 'Reedley': [25.8, 0.0], 'Schindler': [28.1, 8011.0]} | 174245.4219 | 160865.1719 | 92.32% | 13380.25 | 7.679% | [5 empty] | 48413.9805 | 27.78% | 116831.9375 | 67.05% | 0 | 0% | 0 | 0% | 8121.2007 | 4.661% | 166124.2212 | 3633.9058 | 2.086% | 170611.5161 | 3633.906 | 2.086% | 170611.5159 | 11755.1064 | 6.746% | 162490.3154 | 0 | 0% | 174245.4219 | 1854.069 | 1.064% | 172391.3529
33 | Glenn | Northern_California | {'Logan Creek': [17.7, 46282.0], 'Delevan': [29.1, 425.0]} | 309201.375 | 107669.125 | 34.82% | 201532.25 | 65.18% | [5 empty] | 57282.5 | 18.53% | 137223.0312 | 44.38% | 1753.5691 | 0.5671% | 0 | 0% | 163515.4688 | 52.88% | 145685.9062 | 5670.1436 | 1.834% | 303531.2314 | 16806.0059 | 5.435% | 292395.3691 | 175809.1719 | 56.86% | 133392.2031 | 31134.6152 | 10.07% | 278066.7598 | 50879.0586 | 16.45% | 258322.3164
34 | Bridgeville | Humboldt | {'Humboldt': [27.2, 418.0]} | 107300.8828 | 6247.2905 | 5.822% | 101053.5923 | 94.18% | [5 empty] | 639.8875 | 0.5963% | 0 | 0% | 64483.6055 | 60.1% | 10487.501 | 9.774% | 22554.3164 | 21.02% | 84746.5664 | 26244.9062 | 24.46% | 81055.9766 | 32173.1367 | 29.98% | 75127.7461 | 45645.8828 | 42.54% | 61655 | 86230.625 | 80.36% | 21070.2578 | 899.0189 | 0.8378% | 106401.864
35 | Humboldt | Humboldt | {'Bridgeville': [27.2, 418.0]} | 47252.7422 | 7014.6782 | 14.85% | 40238.064 | 85.15% | [5 empty] | 7897.207 | 16.71% | 0 | 0% | 22644.6465 | 47.92% | 0 | 0% | 2312.2727 | 4.893% | 44940.4695 | 15889.375 | 33.63% | 31363.3672 | 17912.7012 | 37.91% | 29340.041 | 19103.6973 | 40.43% | 28149.0449 | 19383.1836 | 41.02% | 27869.5586 | 9950.1299 | 21.06% | 37302.6123
36 | El Centro | Greater_Imperial | {'Imperial Valley': [11.9, 24435.0], 'Highline': [15.5, 92337.0], 'North Gila - IV (Proposed)': [19.4, 62147.0], 'Arkansas': [23.2, 22624.0], 'Sonora': [25.8, 9276.0], 'Bannister': [27.8, 3006.0], 'Ocotillo Express': [29.8, 220.0]} | 171284.0469 | 141153.0312 | 82.41% | 30131.0156 | 17.59% | [5 empty] | 25547.0332 | 14.92% | 122148.1016 | 71.31% | 0 | 0% | 0 | 0% | 2155.3674 | 1.258% | 169128.6794 | 17427.0137 | 10.17% | 153857.0332 | 19354.4863 | 11.3% | 151929.5605 | 21510.2793 | 12.56% | 149773.7676 | 1062.6431 | 0.6204% | 170221.4038 | 9123.6455 | 5.327% | 162160.4014
37 | High Line | Greater_Imperial | {'North Gila - IV (Proposed)': [4.3, 71425.0], 'El Centro': [15.5, 92337.0], 'Imperial Valley': [26.0, 7427.0], 'Arkansas': [27.5, 7757.0], 'Sonora': [29.4, 1301.0]} | 150233.9375 | 109209.4688 | 72.69% | 41024.4688 | 27.31% | [5 empty] | 19312.1387 | 12.85% | 96751.4766 | 64.4% | 0 | 0% | 0 | 0% | 6417.9805 | 4.272% | 143815.957 | 27117.0703 | 18.05% | 123116.8672 | 27117.0703 | 18.05% | 123116.8672 | 33535.0508 | 22.32% | 116698.8867 | 11483.4082 | 7.644% | 138750.5293 | 7679.4922 | 5.112% | 142554.4453
38 | Imperial Valley | Greater_Imperial | {'El Centro': [11.9, 24435.0], 'Ocotillo Express': [19.2, 1781.0], 'East County': [24.6, 676.0], 'Highline': [26.0, 7427.0], 'North Gila - IV (Proposed)': [29.3, 1616.0]} | 50961.0898 | 26111.3809 | 51.24% | 24849.709 | 48.76% | [5 empty] | 4637.9473 | 9.101% | 17067.5996 | 33.49% | 0 | 0% | 0 | 0% | 4631.8867 | 9.089% | 46329.2031 | 2751.927 | 5.4% | 48209.1628 | 4679.8252 | 9.183% | 46281.2646 | 9311.7119 | 18.27% | 41649.3779 | 14238.6562 | 27.94% | 36722.4336 | 2695.7852 | 5.29% | 48265.3047
39 | El Segundo | Greater_LA | {'Chevmain': [1.2, 379.0], 'El Nido': [3.0, 356.0], 'Redondo': [4.6, 334.0], 'La Fresa': [5.8, 331.0], 'La Cienega': [6.9, 170.0], 'Arcogen': [12.1, 294.0], 'Hinson': [13.1, 293.0], 'Lighthipe': [14.4, 230.0], 'Harborgen': [14.4, 291.0], 'Long Beach': [15.0, 288.0], 'Laguna Bell': [16.5, 27.0], 'Center': [18.3, 137.0], 'Del Amo': [19.2, 142.0], 'Mesa': [20.0, 0.0], 'Alamitos': [21.1, 150.0], 'Goodrich': [25.5, 0.0], 'Gould': [25.5, 0.0], 'Barre': [26.3, 132.0], 'Sylmar-Pac Intertie': [27.7, 0.0], 'Walnut': [28.0, 0.0], 'Rio Hondo': [28.8, 0.0], 'Olinda': [28.9, 0.0]} | 2125.1401 | 381.2353 | 17.94% | 1743.9048 | 82.06% | [5 empty] | 0 | 0% | 0 | 0% | 192.3452 | 9.051% | 17.7882 | 0.837% | 52.3531 | 2.464% | 2072.787 | 124.8791 | 5.876% | 2000.261 | 1653.4648 | 77.8% | 471.6753 | 1705.818 | 80.27% | 419.3221 | 0 | 0% | 2125.1401 | 1.205 | 0.0567% | 2123.9351
40 | Arco | Central_Valley_North_Los_Banos | {'Gates-Midway (Proposed)': [8.7, 0.0], 'Avenal': [18.0, 3.0], 'Goose Lake': [22.3, 0.0], 'Cal Flats': [23.8, 62.0], 'Cholame': [24.5, 62.0], 'Kernridge': [25.0, 0.0], 'Smyrna': [26.0, 0.0], 'Caliente': [27.4, 0.0], 'Olive': [27.6, 0.0], 'Gates': [27.8, 0.0], 'Carrizo Plains': [28.2, 0.0], 'Solar': [28.4, 0.0], 'Alpaugh': [28.7, 0.0], 'Semitropic': [29.3, 0.0], 'Temblor': [29.7, 0.0]} | 9513.0771 | 62.2805 | 0.6547% | 9450.7966 | 99.35% | [5 empty] | 0 | 0% | 0 | 0% | 3547.4216 | 37.29% | 0 | 0% | 7703.519 | 80.98% | 1809.5581 | 0 | 0% | 9513.0771 | 2348.9492 | 24.69% | 7164.1279 | 8843.2344 | 92.96% | 669.8428 | 6618.6743 | 69.57% | 2894.4028 | 27.7533 | 0.2917% | 9485.3238
41 | Bakersfield | Central_Valley_North_Los_Banos | {'West Park': [2.2, 0.0], 'Columbus': [3.7, 0.0], 'Kern Oil': [3.8, 0.0], 'Rosedale': [4.2, 0.0], 'Sycamore': [4.6, 0.0], 'Magunden': [5.0, 0.0], 'Kern Power': [5.3, 0.0], 'Stockdale': [6.0, 0.0], 'Cal Water': [6.3, 0.0], '7th Standard': [8.0, 0.0], 'Tevis': [8.4, 0.0], 'Renfro': [9.0, 0.0], 'Unknown - 3327': [10.1, 0.0], 'Lamont': [10.2, 0.0], 'Lerdo': [11.4, 0.0], 'Poso Mt.': [12.2, 0.0], 'Grimmway-Malaga': [12.6, 0.0], 'Rio Bravo': [14.9, 0.0], 'Tupman': [15.2, 0.0], 'Norco': [18.6, 0.0], 'Shafter': [19.7, 0.0], 'Wheeler Ridge': [20.7, 0.0], 'Charca': [23.6, 0.0], 'Midway - Wheeler Ridge (Proposed)': [23.6, 0.0], 'Elk Hills': [23.8, 0.0], 'Midway': [25.3, 0.0], 'Semitropic': [28.5, 0.0]} | 0 | 0 | 0% | 0 | 0% | [5 empty] | 0 | 0% | 0 | 0% | 0 | 0% | 0 | 0% | 0 | 0% | 0 | 0 | 0% | 0 | 0 | 0% | 0 | 0 | 0% | 0 | 0 | 0% | 0 | 0 | 0% | 0
42 | Charca | Central_Valley_North_Los_Banos | {'Semitropic': [6.3, 0.0], 'Shafter': [6.5, 0.0], 'Smyrna': [10.5, 0.0], 'Rio Bravo': [12.0, 0.0], 'Lerdo': [12.3, 0.0], 'Goose Lake': [14.3, 0.0], 'Midway': [15.8, 0.0], '7th Standard': [16.0, 0.0], 'Renfro': [17.7, 0.0], 'Tupman': [17.8, 0.0], 'Kern Power': [20.3, 0.0], 'Kern Oil': [20.7, 0.0], 'Vestal': [21.0, 0.0], 'Poso Mt.': [21.0, 0.0], 'Olive': [21.1, 0.0], 'Rosedale': [21.2, 0.0], 'Sycamore': [21.7, 0.0], 'Norco': [22.2, 0.0], 'West Park': [22.8, 0.0], 'Tevis': [22.8, 0.0], 'Bakersfield': [23.6, 0.0], 'Stockdale': [24.8, 0.0], 'Alpaugh': [25.6, 0.0], 'Kernridge': [26.0, 0.0], 'Temblor': [26.0, 0.0], 'Columbus': [26.1, 0.0], 'Elk Hills': [26.5, 0.0], 'Gates-Midway (Proposed)': [27.0, 0.0], 'Cal Water': [27.1, 0.0], 'Magunden': [28.4, 0.0]} | 0 | 0 | 0% | 0 | 0% | [5 empty] | 0 | 0% | 0 | 0% | 0 | 0% | 0 | 0% | 0 | 0% | 0 | 0 | 0% | 0 | 0 | 0% | 0 | 0 | 0% | 0 | 0 | 0% | 0 | 0 | 0% | 0
43 | Columbus | Central_Valley_North_Los_Banos | {'Cal Water': [2.7, 0.0], 'Magunden': [2.8, 0.0], 'Bakersfield': [3.7, 0.0], 'Sycamore': [4.7, 0.0], 'Kern Oil': [5.4, 0.0], 'West Park': [5.9, 0.0], 'Rosedale': [7.9, 0.0], 'Unknown - 3327': [8.2, 0.0], 'Lamont': [8.3, 0.0], 'Kern Power': [9.0, 0.0], 'Stockdale': [9.1, 0.0], 'Poso Mt.': [11.1, 0.0], '7th Standard': [11.2, 0.0], 'Grimmway-Malaga': [11.3, 0.0], 'Tevis': [12.0, 0.0], 'Renfro': [12.7, 0.0], 'Lerdo': [13.9, 0.0], 'Rio Bravo': [18.3, 0.0], 'Tupman': [18.9, 0.0], 'Wheeler Ridge': [21.5, 0.0], 'Norco': [22.2, 0.0], 'Shafter': [22.7, 0.0], 'Charca': [26.1, 0.0], 'Midway - Wheeler Ridge (Proposed)': [26.6, 0.0], 'Elk Hills': [27.4, 0.0], 'Midway': [28.9, 0.0]} | 0 | 0 | 0% | 0 | 0% | [5 empty] | 0 | 0% | 0 | 0% | 0 | 0% | 0 | 0% | 0 | 0% | 0 | 0 | 0% | 0 | 0 | 0% | 0 | 0 | 0% | 0 | 0 | 0% | 0 | 0 | 0% | 0
44 | Elk Hills | Central_Valley_North_Los_Banos | {'Norco': [5.6, 0.0], 'Taft': [8.6, 0.0], 'Midway - Wheeler Ridge (Proposed)': [9.4, 0.0], 'Tupman': [10.7, 0.0], 'Midway': [13.0, 0.0], 'Tevis': [15.4, 0.0], 'Rio Bravo': [16.3, 0.0], 'Renfro': [16.4, 0.0], 'Stockdale': [18.5, 0.0], 'Kern Power': [19.0, 0.0], 'Rosedale': [19.8, 0.0], 'Shafter': [20.1, 0.0], '7th Standard': [20.2, 0.0], 'Temblor': [21.0, 0.0], 'West Park': [21.6, 0.0], 'Lerdo': [22.8, 0.0], 'Bakersfield': [23.8, 0.0], 'Wheeler Ridge': [24.6, 0.0], 'Kern Oil': [25.0, 0.0], 'Kernridge': [25.4, 0.0], 'Semitropic': [26.1, 0.0], 'Charca': [26.5, 0.0], 'Sycamore': [26.8, 0.0], 'Magunden': [27.3, 0.0], 'Columbus': [27.4, 0.0], 'Goose Lake': [28.3, 0.0], 'Grimmway-Malaga': [29.2, 0.0], 'Unknown - 3327': [29.4, 0.0], 'Lamont': [29.5, 0.0]} | 0 | 0 | 0% | 0 | 0% | [5 empty] | 0 | 0% | 0 | 0% | 0 | 0% | 0 | 0% | 0 | 0% | 0 | 0 | 0% | 0 | 0 | 0% | 0 | 0 | 0% | 0 | 0 | 0% | 0 | 0 | 0% | 0
45 | Goose Lake | Central_Valley_North_Los_Banos | {'Semitropic': [8.0, 0.0], 'Smyrna': [10.6, 0.0], 'Kernridge': [14.2, 0.0], 'Charca': [14.3, 0.0], 'Midway': [15.4, 0.0], 'Gates-Midway (Proposed)': [15.8, 0.0], 'Shafter': [15.9, 0.0], 'Temblor': [16.5, 0.0], 'Rio Bravo': [21.1, 0.0], 'Olive': [21.8, 0.0], 'Arco': [22.3, 0.0], 'Tupman': [24.4, 0.0], 'Caliente': [24.4, 0.0], 'Lerdo': [25.1, 0.0], 'Alpaugh': [25.9, 0.0], 'Norco': [26.6, 0.0], '7th Standard': [27.6, 0.0], 'Renfro': [27.7, 0.0], 'Elk Hills': [28.3, 0.0]} | 0 | 0 | 0% | 0 | 0% | [5 empty] | 0 | 0% | 0 | 0% | 0 | 0% | 0 | 0% | 0 | 0% | 0 | 0 | 0% | 0 | 0 | 0% | 0 | 0 | 0% | 0 | 0 | 0% | 0 | 0 | 0% | 0
46 | Kernridge | Central_Valley_North_Los_Banos | {'Temblor': [4.8, 7323.0], 'Caliente': [10.9, 7774.0], 'Goose Lake': [14.2, 0.0], 'Midway': [16.4, 0.0], 'Carrizo Plains': [17.5, 7774.0], 'Solar': [18.5, 7773.0], 'Semitropic': [20.2, 0.0], 'Gates-Midway (Proposed)': [23.2, 0.0], 'Shafter': [24.3, 0.0], 'Smyrna': [24.8, 0.0], 'Arco': [25.0, 0.0], 'Elk Hills': [25.4, 0.0], 'Taft': [25.7, 0.0], 'Charca': [26.0, 0.0], 'Norco': [26.6, 0.0], 'Rio Bravo': [27.0, 0.0], 'Tupman': [27.1, 0.0]} | 21648.877 | 7773.7979 | 35.91% | 13875.0791 | 64.09% | [5 empty] | 0 | 0% | 0 | 0% | 0 | 0% | 0 | 0% | 7849.4595 | 36.26% | 13799.4175 | 731.0173 | 3.377% | 20917.8597 | 5087.5879 | 23.5% | 16561.2891 | 10601.8711 | 48.97% | 11047.0059 | 10164.0947 | 46.95% | 11484.7822 | 316.4485 | 1.462% | 21332.4285
47 | Lamont | Central_Valley_North_Los_Banos | {'Unknown - 3327': [0.1, 0.0], 'Grimmway-Malaga': [3.4, 0.0], 'Magunden': [5.6, 0.0], 'Columbus': [8.3, 0.0], 'Cal Water': [8.9, 0.0], 'Bakersfield': [10.2, 0.0], 'West Park': [11.4, 0.0], 'Stockdale': [11.7, 0.0], 'Sycamore': [13.0, 0.0], 'Rosedale': [13.4, 0.0], 'Kern Oil': [13.4, 0.0], 'Kern Power': [14.5, 0.0], 'Tevis': [15.2, 0.0], 'Wheeler Ridge': [15.7, 0.0], '7th Standard': [18.1, 0.0], 'Renfro': [18.2, 0.0], 'Poso Mt.': [18.9, 0.0], 'Lerdo': [21.6, 0.0], 'Tupman': [23.4, 0.0], 'Rio Bravo': [24.7, 0.0], 'Pastoria': [25.0, 0.0], 'Norco': [25.3, 0.0], 'Midway - Wheeler Ridge (Proposed)': [26.0, 0.0], 'Elk Hills': [29.5, 0.0], 'Shafter': [29.8, 0.0]} | 3021.9319 | 0 | 0% | 3021.9319 | 100% | [5 empty] | 0 | 0% | 0 | 0% | 0 | 0% | 3021.9319 | 100% | 3021.9319 | 100% | 0 | 56.4164 | 1.867% | 2965.5155 | 56.4164 | 1.867% | 2965.5155 | 3021.9319 | 100% | 0 | 882.4282 | 29.2% | 2139.5037 | 42.4343 | 1.404% | 2979.4976
48 | Lerdo | Central_Valley_North_Los_Banos | {'7th Standard': [4.3, 0.0], 'Rio Bravo': [7.3, 0.0], 'Renfro': [7.8, 0.0], 'Kern Oil': [8.5, 0.0], 'Kern Power': [8.9, 0.0], 'Shafter': [9.4, 0.0], 'Rosedale': [9.5, 0.0], 'Sycamore': [9.7, 0.0], 'West Park': [10.8, 0.0], 'Bakersfield': [11.4, 0.0], 'Poso Mt.': [11.7, 0.0], 'Tupman': [12.1, 0.0], 'Charca': [12.3, 0.0], 'Tevis': [12.5, 0.0], 'Stockdale': [13.5, 0.0], 'Columbus': [13.9, 0.0], 'Cal Water': [15.1, 0.0], 'Magunden': [16.1, 0.0], 'Norco': [17.2, 0.0], 'Semitropic': [17.5, 0.0], 'Midway': [18.2, 0.0], 'Unknown - 3327': [21.5, 0.0], 'Lamont': [21.6, 0.0], 'Smyrna': [22.7, 0.0], 'Elk Hills': [22.8, 0.0], 'Vestal': [23.9, 0.0], 'Grimmway-Malaga': [24.0, 0.0], 'Goose Lake': [25.1, 0.0], 'Midway - Wheeler Ridge (Proposed)': [27.0, 0.0]} | 0 | 0 | 0% | 0 | 0% | [5 empty] | 0 | 0% | 0 | 0% | 0 | 0% | 0 | 0% | 0 | 0% | 0 | 0 | 0% | 0 | 0 | 0% | 0 | 0 | 0% | 0 | 0 | 0% | 0 | 0 | 0% | 0
49 | Magunden | Central_Valley_North_Los_Banos | {'Columbus': [2.8, 0.0], 'Cal Water': [4.4, 0.0], 'Bakersfield': [5.0, 0.0], 'Unknown - 3327': [5.5, 0.0], 'Lamont': [5.6, 0.0], 'West Park': [6.7, 0.0], 'Sycamore': [7.4, 0.0], 'Kern Oil': [7.8, 0.0], 'Grimmway-Malaga': [8.6, 0.0], 'Stockdale': [8.8, 0.0], 'Rosedale': [8.9, 0.0], 'Kern Power': [10.0, 0.0], 'Tevis': [12.0, 0.0], '7th Standard': [13.0, 0.0], 'Poso Mt.': [13.8, 0.0], 'Renfro': [13.8, 0.0], 'Lerdo': [16.1, 0.0], 'Wheeler Ridge': [19.0, 0.0], 'Tupman': [19.7, 0.0], 'Rio Bravo': [19.9, 0.0], 'Norco': [22.5, 0.0], 'Shafter': [24.7, 0.0], 'Midway - Wheeler Ridge (Proposed)': [25.6, 0.0], 'Elk Hills': [27.3, 0.0], 'Charca': [28.4, 0.0], 'Pastoria': [29.7, 0.0]} | 0 | 0 | 0% | 0 | 0% | [5 empty] | 0 | 0% | 0 | 0% | 0 | 0% | 0 | 0% | 0 | 0% | 0 | 0 | 0% | 0 | 0 | 0% | 0 | 0 | 0% | 0 | 0 | 0% | 0 | 0 | 0% | 0
50 | Midway | Central_Valley_North_Los_Banos | {'Shafter': [10.7, 0.0], 'Tupman': [10.8, 0.0], 'Rio Bravo': [11.1, 0.0], 'Norco': [11.5, 0.0], 'Elk Hills': [13.0, 0.0], 'Semitropic': [13.6, 0.0], 'Temblor': [13.8, 0.0], 'Goose Lake': [15.4, 0.0], 'Charca': [15.8, 0.0], 'Renfro': [16.3, 0.0], 'Kernridge': [16.4, 0.0], 'Lerdo': [18.2, 0.0], '7th Standard': [18.3, 0.0], 'Taft': [18.6, 0.0], 'Tevis': [19.1, 0.0], 'Kern Power': [20.1, 0.0], 'Rosedale': [21.2, 0.0], 'Smyrna': [21.7, 0.0], 'Midway - Wheeler Ridge (Proposed)': [22.1, 0.0], 'Stockdale': [22.5, 0.0], 'West Park': [23.3, 0.0], 'Kern Oil': [24.5, 0.0], 'Bakersfield': [25.3, 0.0], 'Sycamore': [26.3, 0.0], 'Caliente': [26.3, 0.0], 'Columbus': [28.9, 0.0], 'Poso Mt.': [29.9, 0.0]} | 0 | 0 | 0% | 0 | 0% | [5 empty] | 0 | 0% | 0 | 0% | 0 | 0% | 0 | 0% | 0 | 0% | 0 | 0 | 0% | 0 | 0 | 0% | 0 | 0 | 0% | 0 | 0 | 0% | 0 | 0 | 0% | 0
51 | Norco | Central_Valley_North_Los_Banos | {'Tupman': [5.2, 0.0], 'Elk Hills': [5.6, 0.0], 'Tevis': [10.4, 0.0], 'Renfro': [10.8, 0.0], 'Rio Bravo': [11.1, 0.0], 'Midway': [11.5, 0.0], 'Midway - Wheeler Ridge (Proposed)': [11.6, 0.0], 'Kern Power': [13.6, 0.0], 'Stockdale': [13.8, 0.0], 'Taft': [14.2, 0.0], 'Rosedale': [14.5, 0.0], '7th Standard': [14.6, 0.0], 'Shafter': [15.7, 0.0], 'West Park': [16.3, 0.0], 'Lerdo': [17.2, 0.0], 'Bakersfield': [18.6, 0.0], 'Kern Oil': [19.5, 0.0], 'Sycamore': [21.3, 0.0], 'Charca': [22.2, 0.0], 'Columbus': [22.2, 0.0], 'Magunden': [22.5, 0.0], 'Temblor': [22.8, 0.0], 'Semitropic': [22.9, 0.0], 'Wheeler Ridge': [23.2, 0.0], 'Cal Water': [24.9, 0.0], 'Unknown - 3327': [25.2, 0.0], 'Lamont': [25.3, 0.0], 'Grimmway-Malaga': [25.5, 0.0], 'Goose Lake': [26.6, 0.0], 'Kernridge': [26.6, 0.0], 'Poso Mt.': [27.3, 0.0]} | 0 | 0 | 0% | 0 | 0% | [5 empty] | 0 | 0% | 0 | 0% | 0 | 0% | 0 | 0% | 0 | 0% | 0 | 0 | 0% | 0 | 0 | 0% | 0 | 0 | 0% | 0 | 0 | 0% | 0 | 0 | 0% | 0
52 | Rio Bravo | Central_Valley_North_Los_Banos | {'Shafter': [5.9, 0.0], 'Tupman': [6.1, 0.0], 'Renfro': [6.6, 0.0], 'Lerdo': [7.3, 0.0], '7th Standard': [7.3, 0.0], 'Kern Power': [10.2, 0.0], 'Midway': [11.1, 0.0], 'Norco': [11.1, 0.0], 'Rosedale': [11.2, 0.0], 'Tevis': [11.3, 0.0], 'Charca': [12.0, 0.0], 'West Park': [13.3, 0.0], 'Kern Oil': [13.5, 0.0], 'Stockdale': [13.9, 0.0], 'Semitropic': [14.8, 0.0], 'Bakersfield': [14.9, 0.0], 'Sycamore': [15.2, 0.0], 'Elk Hills': [16.3, 0.0], 'Columbus': [18.3, 0.0], 'Poso Mt.': [18.9, 0.0], 'Magunden': [19.9, 0.0], 'Cal Water': [20.3, 0.0], 'Goose Lake': [21.1, 0.0], 'Smyrna': [22.0, 0.0], 'Midway - Wheeler Ridge (Proposed)': [22.1, 0.0], 'Taft': [24.5, 0.0], 'Unknown - 3327': [24.6, 0.0], 'Lamont': [24.7, 0.0], 'Temblor': [24.9, 0.0], 'Grimmway-Malaga': [26.3, 0.0], 'Kernridge': [27.0, 0.0], 'Wheeler Ridge': [29.2, 0.0], 'Vestal': [29.3, 0.0]} | 0 | 0 | 0% | 0 | 0% | [5 empty] | 0 | 0% | 0 | 0% | 0 | 0% | 0 | 0% | 0 | 0% | 0 | 0 | 0% | 0 | 0 | 0% | 0 | 0 | 0% | 0 | 0 | 0% | 0 | 0 | 0% | 0
53 | Rosedale | Central_Valley_North_Los_Banos | {'Kern Power': [1.1, 0.0], 'West Park': [2.1, 0.0], 'Bakersfield': [4.2, 0.0], 'Stockdale': [4.2, 0.0], 'Renfro': [4.9, 0.0], 'Tevis': [4.9, 0.0], '7th Standard': [5.3, 0.0], 'Kern Oil': [5.4, 0.0], 'Sycamore': [7.2, 0.0], 'Columbus': [7.9, 0.0], 'Magunden': [8.9, 0.0], 'Lerdo': [9.5, 0.0], 'Cal Water': [10.5, 0.0], 'Tupman': [11.0, 0.0], 'Rio Bravo': [11.2, 0.0], 'Unknown - 3327': [13.3, 0.0], 'Lamont': [13.4, 0.0], 'Poso Mt.': [14.3, 0.0], 'Norco': [14.5, 0.0], 'Grimmway-Malaga': [15.2, 0.0], 'Shafter': [16.5, 0.0], 'Elk Hills': [19.8, 0.0], 'Wheeler Ridge': [20.7, 0.0], 'Midway - Wheeler Ridge (Proposed)': [20.7, 0.0], 'Charca': [21.2, 0.0], 'Midway': [21.2, 0.0], 'Semitropic': [25.5, 0.0], 'Taft': [28.3, 0.0]} | 0 | 0 | 0% | 0 | 0% | [5 empty] | 0 | 0% | 0 | 0% | 0 | 0% | 0 | 0% | 0 | 0% | 0 | 0 | 0% | 0 | 0 | 0% | 0 | 0 | 0% | 0 | 0 | 0% | 0 | 0 | 0% | 0
54 | Semitropic | Central_Valley_North_Los_Banos | {'Charca': [6.3, 0.0], 'Goose Lake': [8.0, 0.0], 'Smyrna': [8.1, 0.0], 'Shafter': [9.0, 0.0], 'Midway': [13.6, 0.0], 'Rio Bravo': [14.8, 0.0], 'Lerdo': [17.5, 0.0], 'Tupman': [19.4, 0.0], 'Kernridge': [20.2, 0.0], 'Olive': [20.5, 0.0], '7th Standard': [20.5, 0.0], 'Temblor': [20.9, 0.0], 'Renfro': [21.3, 0.0], 'Gates-Midway (Proposed)': [21.8, 0.0], 'Norco': [22.9, 0.0], 'Kern Power': [24.5, 0.0], 'Alpaugh': [25.1, 0.0], 'Rosedale': [25.5, 0.0], 'Kern Oil': [25.9, 0.0], 'Vestal': [25.9, 0.0], 'Elk Hills': [26.1, 0.0], 'Tevis': [26.1, 0.0], 'Poso Mt.': [27.1, 0.0], 'Sycamore': [27.2, 0.0], 'West Park': [27.3, 0.0], 'Bakersfield': [28.5, 0.0], 'Stockdale': [28.6, 0.0], 'Arco': [29.3, 0.0]} | 0 | 0 | 0% | 0 | 0% | [5 empty] | 0 | 0% | 0 | 0% | 0 | 0% | 0 | 0% | 0 | 0% | 0 | 0 | 0% | 0 | 0 | 0% | 0 | 0 | 0% | 0 | 0 | 0% | 0 | 0 | 0% | 0
55 | Shafter | Central_Valley_North_Los_Banos | {'Rio Bravo': [5.9, 0.0], 'Charca': [6.5, 0.0], 'Semitropic': [9.0, 0.0], 'Lerdo': [9.4, 0.0], 'Midway': [10.7, 0.0], 'Tupman': [11.3, 0.0], '7th Standard': [11.7, 0.0], 'Renfro': [12.3, 0.0], 'Kern Power': [15.5, 0.0], 'Norco': [15.7, 0.0], 'Goose Lake': [15.9, 0.0], 'Smyrna': [16.1, 0.0], 'Rosedale': [16.5, 0.0], 'Tevis': [17.1, 0.0], 'Kern Oil': [17.5, 0.0], 'West Park': [18.4, 0.0], 'Sycamore': [18.9, 0.0], 'Stockdale': [19.6, 0.0], 'Bakersfield': [19.7, 0.0], 'Elk Hills': [20.1, 0.0], 'Poso Mt.': [20.5, 0.0], 'Columbus': [22.7, 0.0], 'Temblor': [23.2, 0.0], 'Kernridge': [24.3, 0.0], 'Cal Water': [24.3, 0.0], 'Magunden': [24.7, 0.0], 'Vestal': [26.1, 0.0], 'Midway - Wheeler Ridge (Proposed)': [27.2, 0.0], 'Olive': [27.5, 0.0], 'Taft': [27.7, 0.0], 'Unknown - 3327': [29.7, 0.0], 'Lamont': [29.8, 0.0]} | 0 | 0 | 0% | 0 | 0% | [5 empty] | 0 | 0% | 0 | 0% | 0 | 0% | 0 | 0% | 0 | 0% | 0 | 0 | 0% | 0 | 0 | 0% | 0 | 0 | 0% | 0 | 0 | 0% | 0 | 0 | 0% | 0
56 | Smyrna | Central_Valley_North_Los_Banos | {'Semitropic': [8.1, 0.0], 'Charca': [10.5, 0.0], 'Goose Lake': [10.6, 0.0], 'Olive': [12.5, 0.0], 'Shafter': [16.1, 0.0], 'Alpaugh': [17.0, 0.0], 'Gates-Midway (Proposed)': [17.5, 0.0], 'Midway': [21.7, 0.0], 'Rio Bravo': [22.0, 0.0], 'Vestal': [22.5, 0.0], 'Lerdo': [22.7, 0.0], 'Kernridge': [24.8, 0.0], 'Arco': [26.0, 0.0], '7th Standard': [26.5, 0.0], 'Temblor': [26.8, 0.0], 'Tupman': [27.2, 0.0], 'Corcoran': [27.6, 0.0], 'Renfro': [28.1, 0.0], 'Waukena': [29.8, 0.0]} | 0 | 0 | 0% | 0 | 0% | [5 empty] | 0 | 0% | 0 | 0% | 0 | 0% | 0 | 0% | 0 | 0% | 0 | 0 | 0% | 0 | 0 | 0% | 0 | 0 | 0% | 0 | 0 | 0% | 0 | 0 | 0% | 0
57 | Stockdale | Central_Valley_North_Los_Banos | {'Tevis': [3.5, 0.0], 'Rosedale': [4.2, 0.0], 'West Park': [4.2, 0.0], 'Kern Power': [4.7, 0.0], 'Bakersfield': [6.0, 0.0], 'Renfro': [7.3, 0.0], 'Magunden': [8.8, 0.0], 'Kern Oil': [8.9, 0.0], 'Columbus': [9.1, 0.0], '7th Standard': [9.2, 0.0], 'Sycamore': [10.3, 0.0], 'Unknown - 3327': [11.6, 0.0], 'Lamont': [11.7, 0.0], 'Tupman': [11.7, 0.0], 'Cal Water': [11.9, 0.0], 'Grimmway-Malaga': [12.6, 0.0], 'Lerdo': [13.5, 0.0], 'Norco': [13.8, 0.0], 'Rio Bravo': [13.9, 0.0], 'Wheeler Ridge': [16.6, 0.0], 'Midway - Wheeler Ridge (Proposed)': [17.6, 0.0], 'Poso Mt.': [17.8, 0.0], 'Elk Hills': [18.5, 0.0], 'Shafter': [19.6, 0.0], 'Midway': [22.5, 0.0], 'Charca': [24.8, 0.0], 'Taft': [26.5, 0.0], 'Semitropic': [28.6, 0.0], 'Pastoria': [29.2, 0.0]} | 0 | 0 | 0% | 0 | 0% | [5 empty] | 0 | 0% | 0 | 0% | 0 | 0% | 0 | 0% | 0 | 0% | 0 | 0 | 0% | 0 | 0 | 0% | 0 | 0 | 0% | 0 | 0 | 0% | 0 | 0 | 0% | 0
58 | Taft | Central_Valley_North_Los_Banos | {'Elk Hills': [8.6, 0.0], 'Midway - Wheeler Ridge (Proposed)': [12.1, 0.0], 'Norco': [14.2, 0.0], 'Midway': [18.6, 0.0], 'Tupman': [19.2, 0.0], 'Temblor': [20.9, 0.0], 'Tevis': [23.6, 0.0], 'Rio Bravo': [24.5, 0.0], 'Renfro': [25.0, 0.0], 'Kernridge': [25.7, 0.0], 'Stockdale': [26.5, 0.0], 'Kern Power': [27.5, 0.0], 'Shafter': [27.7, 0.0], 'Rosedale': [28.3, 0.0], 'Wheeler Ridge': [28.8, 0.0], '7th Standard': [28.8, 0.0], 'Caliente': [29.8, 0.0], 'West Park': [29.9, 0.0]} | 0 | 0 | 0% | 0 | 0% | [5 empty] | 0 | 0% | 0 | 0% | 0 | 0% | 0 | 0% | 0 | 0% | 0 | 0 | 0% | 0 | 0 | 0% | 0 | 0 | 0% | 0 | 0 | 0% | 0 | 0 | 0% | 0
59 | Temblor | Central_Valley_North_Los_Banos | {'Kernridge': [4.8, 7323.0], 'Caliente': [12.5, 7323.0], 'Midway': [13.8, 0.0], 'Goose Lake': [16.5, 0.0], 'Carrizo Plains': [19.4, 7323.0], 'Solar': [20.5, 7322.0], 'Semitropic': [20.9, 0.0], 'Taft': [20.9, 0.0], 'Elk Hills': [21.0, 0.0], 'Norco': [22.8, 0.0], 'Shafter': [23.2, 0.0], 'Tupman': [24.1, 0.0], 'Rio Bravo': [24.9, 0.0], 'Charca': [26.0, 0.0], 'Smyrna': [26.8, 0.0], 'Gates-Midway (Proposed)': [27.5, 0.0], 'Arco': [29.7, 0.0]} | 12191.4453 | 7322.7383 | 60.06% | 4868.707 | 39.94% | [5 empty] | 0 | 0% | 0 | 0% | 0 | 0% | 0 | 0% | 2717.728 | 22.29% | 9473.7173 | 731.0173 | 5.996% | 11460.428 | 2750.8018 | 22.56% | 9440.6436 | 3910.4294 | 32.08% | 8281.0159 | 1952.2861 | 16.01% | 10239.1592 | 41.2747 | 0.3386% | 12150.1706
60 | Tupman | Central_Valley_North_Los_Banos | {'Norco': [5.2, 0.0], 'Rio Bravo': [6.1, 0.0], 'Renfro': [6.4, 0.0], 'Tevis': [8.3, 0.0], '7th Standard': [9.8, 0.0], 'Kern Power': [9.9, 0.0], 'Elk Hills': [10.7, 0.0], 'Midway': [10.8, 0.0], 'Rosedale': [11.0, 0.0], 'Shafter': [11.3, 0.0], 'Stockdale': [11.7, 0.0], 'Lerdo': [12.1, 0.0], 'West Park': [13.1, 0.0], 'Bakersfield': [15.2, 0.0], 'Kern Oil': [15.3, 0.0], 'Midway - Wheeler Ridge (Proposed)': [16.0, 0.0], 'Sycamore': [17.2, 0.0], 'Charca': [17.8, 0.0], 'Columbus': [18.9, 0.0], 'Taft': [19.2, 0.0], 'Semitropic': [19.4, 0.0], 'Magunden': [19.7, 0.0], 'Cal Water': [21.4, 0.0], 'Poso Mt.': [22.6, 0.0], 'Unknown - 3327': [23.3, 0.0], 'Lamont': [23.4, 0.0], 'Temblor': [24.1, 0.0], 'Grimmway-Malaga': [24.3, 0.0], 'Goose Lake': [24.4, 0.0], 'Wheeler Ridge': [24.8, 0.0], 'Kernridge': [27.1, 0.0], 'Smyrna': [27.2, 0.0]} | 0 | 0 | 0% | 0 | 0% | [5 empty] | 0 | 0% | 0 | 0% | 0 | 0% | 0 | 0% | 0 | 0% | 0 | 0 | 0% | 0 | 0 | 0% | 0 | 0 | 0% | 0 | 0 | 0% | 0 | 0 | 0% | 0
61 | Westpark | Central_Valley_North_Los_Banos | {'Rosedale': [2.1, 0.0], 'Bakersfield': [2.2, 0.0], 'Kern Power': [3.2, 0.0], 'Stockdale': [4.2, 0.0], 'Kern Oil': [4.7, 0.0], 'Columbus': [5.9, 0.0], 'Sycamore': [6.1, 0.0], 'Tevis': [6.3, 0.0], 'Magunden': [6.7, 0.0], '7th Standard': [6.8, 0.0], 'Renfro': [7.0, 0.0], 'Cal Water': [8.5, 0.0], 'Lerdo': [10.8, 0.0], 'Unknown - 3327': [11.3, 0.0], 'Lamont': [11.4, 0.0], 'Tupman': [13.1, 0.0], 'Rio Bravo': [13.3, 0.0], 'Grimmway-Malaga': [13.4, 0.0], 'Poso Mt.': [13.6, 0.0], 'Norco': [16.3, 0.0], 'Shafter': [18.4, 0.0], 'Wheeler Ridge': [20.0, 0.0], 'Elk Hills': [21.6, 0.0], 'Midway - Wheeler Ridge (Proposed)': [21.7, 0.0], 'Charca': [22.8, 0.0], 'Midway': [23.3, 0.0], 'Semitropic': [27.3, 0.0], 'Taft': [29.9, 0.0]} | 0 | 0 | 0% | 0 | 0% | [5 empty] | 0 | 0% | 0 | 0% | 0 | 0% | 0 | 0% | 0 | 0% | 0 | 0 | 0% | 0 | 0 | 0% | 0 | 0 | 0% | 0 | 0 | 0% | 0 | 0 | 0% | 0
62 | Wheeler Ridge | Central_Valley_North_Los_Banos | {'Grimmway-Malaga': [12.7, 0.0], 'Pastoria': [13.0, 0.0], 'Lamont': [15.7, 0.0], 'Unknown - 3327': [15.7, 0.0], 'Stockdale': [16.6, 0.0], 'Midway - Wheeler Ridge (Proposed)': [16.7, 0.0], 'Tevis': [18.1, 0.0], 'Magunden': [19.0, 0.0], 'West Park': [20.0, 0.0], 'Bakersfield': [20.7, 0.0], 'Rosedale': [20.7, 0.0], 'Kern Power': [21.2, 0.0], 'Columbus': [21.5, 0.0], 'Norco': [23.2, 0.0], 'Renfro': [23.2, 0.0], 'Cal Water': [23.4, 0.0], 'Kern Oil': [24.4, 0.0], 'Bailey': [24.4, 0.0], 'Elk Hills': [24.6, 0.0], 'Tupman': [24.8, 0.0], 'Sycamore': [25.1, 0.0], '7th Standard': [25.8, 0.0], 'Taft': [28.8, 0.0], 'Rio Bravo': [29.2, 0.0]} | 1036.7156 | 0 | 0% | 1036.7156 | 100% | [5 empty] | 0 | 0% | 0 | 0% | 82.7241 | 7.979% | 0 | 0% | 1036.7156 | 100% | 0 | 885.7834 | 85.44% | 150.9321 | 885.7834 | 85.44% | 150.9321 | 1036.7156 | 100% | 0 | 929.567 | 89.66% | 107.1486 | 31.3628 | 3.025% | 1005.3528
63 | Kern Oil | Central_Valley_North_Los_Banos | {'Sycamore': [1.9, 0.0], 'Bakersfield': [3.8, 0.0], 'West Park': [4.7, 0.0], 'Columbus': [5.4, 0.0], 'Rosedale': [5.4, 0.0], 'Kern Power': [6.0, 0.0], '7th Standard': [6.2, 0.0], 'Cal Water': [6.9, 0.0], 'Magunden': [7.8, 0.0], 'Lerdo': [8.5, 0.0], 'Stockdale': [8.9, 0.0], 'Poso Mt.': [8.9, 0.0], 'Renfro': [8.9, 0.0], 'Tevis': [10.3, 0.0], 'Unknown - 3327': [13.3, 0.0], 'Lamont': [13.4, 0.0], 'Rio Bravo': [13.5, 0.0], 'Tupman': [15.3, 0.0], 'Grimmway-Malaga': [16.1, 0.0], 'Shafter': [17.5, 0.0], 'Norco': [19.5, 0.0], 'Charca': [20.7, 0.0], 'Wheeler Ridge': [24.4, 0.0], 'Midway': [24.5, 0.0], 'Elk Hills': [25.0, 0.0], 'Semitropic': [25.9, 0.0], 'Midway - Wheeler Ridge (Proposed)': [26.1, 0.0], 'Vestal': [27.9, 0.0]} | 0 | 0 | 0% | 0 | 0% | [5 empty] | 0 | 0% | 0 | 0% | 0 | 0% | 0 | 0% | 0 | 0% | 0 | 0 | 0% | 0 | 0 | 0% | 0 | 0 | 0% | 0 | 0 | 0% | 0 | 0 | 0% | 0
64 | Inyokern | Greater_Kramer (Exclude) | {'Randsburg': [21.5, 26.0]} | 12073.2578 | 3206.636 | 26.56% | 8866.6218 | 73.44% | [5 empty] | 283.086 | 2.345% | 0 | 0% | 461.4856 | 3.822% | 0 | 0% | 6974.7397 | 57.77% | 5098.5181 | 3151.2588 | 26.1% | 8921.999 | 1367.5984 | 11.33% | 10705.6594 | 7892.6309 | 65.37% | 4180.627 | 4549.2949 | 37.68% | 7523.9629 | 31.3571 | 0.2597% | 12041.9007
65 | Pastoria | Central_Valley_North_Los_Banos | {'Bailey': [11.6, 859.0], 'Wheeler Ridge': [13.0, 0.0], 'Grimmway-Malaga': [21.6, 0.0], 'Whirlwind': [23.7, 853.0], 'Lamont': [25.0, 0.0], 'Unknown - 3327': [25.0, 0.0], 'Midway - Wheeler Ridge (Proposed)': [27.3, 0.0], 'Highwind': [28.7, 0.0], 'Stockdale': [29.2, 0.0], 'Magunden': [29.7, 0.0]} | 46174.4766 | 1396.8676 | 3.025% | 44777.609 | 96.97% | [5 empty] | 409.2858 | 0.8864% | 649.3577 | 1.406% | 37751.1641 | 81.76% | 149.8 | 0.3244% | 30047.4102 | 65.07% | 16127.0664 | 29938.1191 | 64.84% | 16236.3574 | 31897.4434 | 69.08% | 14277.0332 | 44689.6094 | 96.78% | 1484.8672 | 22567.377 | 48.87% | 23607.0996 | 1331.5953 | 2.884% | 44842.8812
66 | Ransburg | Greater_Kramer (Exclude) | {'Inyokern': [21.5, 26.0], 'Kramer': [26.6, 1599.0]} | 54814.5039 | 7902.8252 | 14.42% | 46911.6787 | 85.58% | [5 empty] | 0 | 0% | 0 | 0% | 0 | 0% | 0 | 0% | 25810.832 | 47.09% | 29003.6719 | 11259.9756 | 20.54% | 43554.5283 | 1956.7201 | 3.57% | 52857.7838 | 36015.5117 | 65.7% | 18798.9922 | 33647.0117 | 61.38% | 21167.4922 | 22.3973 | 0.04086% | 54792.1066
67 | Sycamore | Central_Valley_North_Los_Banos | {'Kern Oil': [1.9, 0.0], 'Bakersfield': [4.6, 0.0], 'Columbus': [4.7, 0.0], 'Cal Water': [5.5, 0.0], 'West Park': [6.1, 0.0], 'Rosedale': [7.2, 0.0], 'Magunden': [7.4, 0.0], 'Poso Mt.': [7.6, 0.0], 'Kern Power': [7.8, 0.0], '7th Standard': [8.0, 0.0], 'Lerdo': [9.7, 0.0], 'Stockdale': [10.3, 0.0], 'Renfro': [10.8, 0.0], 'Tevis': [12.0, 0.0], 'Unknown - 3327': [12.9, 0.0], 'Lamont': [13.0, 0.0], 'Rio Bravo': [15.2, 0.0], 'Grimmway-Malaga': [15.9, 0.0], 'Tupman': [17.2, 0.0], 'Shafter': [18.9, 0.0], 'Norco': [21.3, 0.0], 'Charca': [21.7, 0.0], 'Wheeler Ridge': [25.1, 0.0], 'Midway': [26.3, 0.0], 'Elk Hills': [26.8, 0.0], 'Semitropic': [27.2, 0.0], 'Vestal': [27.4, 0.0], 'Midway - Wheeler Ridge (Proposed)': [27.7, 0.0]} | 0 | 0 | 0% | 0 | 0% | [5 empty] | 0 | 0% | 0 | 0% | 0 | 0% | 0 | 0% | 0 | 0% | 0 | 0 | 0% | 0 | 0 | 0% | 0 | 0 | 0% | 0 | 0 | 0% | 0 | 0 | 0% | 0
68 | Avenal | Central_Valley_North_Los_Banos | {'Gates': [11.2, 10020.0], 'Cal Flats': [13.7, 714.0], 'Arco': [18.0, 3.0], 'Mustang': [20.7, 8769.0], 'Henrietta': [21.8, 8397.0], 'Cholame': [23.6, 653.0], 'Leprino': [24.0, 4644.0], 'Gates-Midway (Proposed)': [24.4, 0.0], 'Schindler': [29.3, 786.0], 'Excelsior': [29.8, 260.0]} | 40282.7461 | 10733.2725 | 26.64% | 29549.4736 | 73.36% | [5 empty] | 419.4229 | 1.041% | 9198.1201 | 22.83% | 2828.5171 | 7.022% | 0 | 0% | 18135.3828 | 45.02% | 22147.3633 | 0 | 0% | 40282.7461 | 7236.8325 | 17.97% | 33045.9136 | 21253.8789 | 52.76% | 19028.8672 | 23317.3145 | 57.88% | 16965.4316 | 247.6748 | 0.6148% | 40035.0713
69 | Corcoran | Central_Valley_North_Los_Banos | {'Waukena': [2.3, 40858.0], 'Alpaugh': [11.5, 0.0], 'GWF Hanford': [12.2, 40858.0], 'Olive': [15.9, 0.0], 'Leprino': [17.9, 40858.0], 'Henrietta': [21.4, 35057.0], 'Mustang': [21.9, 32550.0], 'Rector': [22.0, 0.0], 'Gates-Midway (Proposed)': [25.5, 0.0], 'Kingsburg': [26.2, 0.0], 'Smyrna': [27.6, 0.0]} | 42212.418 | 40858.4805 | 96.79% | 1353.9375 | 3.207% | [5 empty] | 30543.8867 | 72.36% | 4292.1069 | 10.17% | 0 | 0% | 0 | 0% | 0 | 0% | 42212.418 | 0 | 0% | 42212.418 | 0 | 0% | 42212.418 | 0 | 0% | 42212.418 | 0 | 0% | 42212.418 | 1353.9403 | 3.207% | 40858.4777
70 | Henrietta | Central_Valley_North_Los_Banos | {'Mustang': [1.1, 141692.0], 'Leprino': [3.9, 115565.0], 'Gates': [14.2, 72030.0], 'GWF Hanford': [14.4, 57222.0], 'Schindler': [17.2, 67181.0], 'Waukena': [19.6, 40596.0], 'Excelsior': [21.3, 53852.0], 'Corcoran': [21.4, 35057.0], 'Avenal': [21.8, 8397.0], 'Kingsburg': [24.7, 12407.0], 'Mc Mullin': [24.7, 15301.0], 'Cantua': [27.6, 11183.0], 'Helm': [28.5, 5382.0], 'McCall': [29.4, 1475.0]} | 172611.5156 | 151171.5312 | 87.58% | 21439.9844 | 12.42% | [5 empty] | 60342.6797 | 34.96% | 98833.625 | 57.26% | 0 | 0% | 0 | 0% | 9160.8662 | 5.307% | 163450.6494 | 4412.1689 | 2.556% | 168199.3467 | 10402.3516 | 6.026% | 162209.1641 | 18712.207 | 10.84% | 153899.3086 | 0 | 0% | 172611.5156 | 3231.5583 | 1.872% | 169379.9573
71 | Eagle Rock | Mendocino_Marin | {'Geysers Tap 1': [6.0, 1367.0], 'Cloverdale': [11.0, 974.0], 'Hopland': [17.6, 0.0], 'Fulton': [23.0, 31.0], 'Ukiah': [29.9, 0.0]} | 91893.6875 | 1394.4666 | 1.517% | 90499.2209 | 98.48% | [5 empty] | 3899.7478 | 4.244% | 2689.7939 | 2.927% | 27204.957 | 29.6% | 59027.1523 | 64.23% | 62540.332 | 68.06% | 29353.3555 | 45147.0312 | 49.13% | 46746.6562 | 71238.6875 | 77.52% | 20655 | 89598.6562 | 97.5% | 2295.0312 | 37866.4961 | 41.21% | 54027.1914 | 1168.8341 | 1.272% | 90724.8534
72 | Leavitt | Northern_California | {'Richmond': [7.1, 14059.0]} | 115858.3359 | 15059.4326 | 13% | 100798.9033 | 87% | [5 empty] | 1383.624 | 1.194% | 0 | 0% | 112061.0781 | 96.72% | 0 | 0% | 50241.4648 | 43.36% | 65616.8711 | 24975.3398 | 21.56% | 90882.9961 | 22323.1953 | 19.27% | 93535.1406 | 70575.7344 | 60.92% | 45282.6016 | 76960.5078 | 66.43% | 38897.8281 | 9271.3975 | 8.002% | 106586.9385
73 | Madeline | Northern_California | {} | 305454.25 | 15474.249 | 5.066% | 289980.001 | 94.93% | [5 empty] | 12229.1152 | 4.004% | 0 | 0% | 258361.9062 | 84.58% | 0 | 0% | 88541.3672 | 28.99% | 216912.8828 | 16511.0273 | 5.405% | 288943.2227 | 28976.6406 | 9.486% | 276477.6094 | 114741.7266 | 37.56% | 190712.5234 | 260107.3281 | 85.15% | 45346.9219 | 51592.5469 | 16.89% | 253861.7031
74 | Antelope | Tehachapi | {'Whirlwind': [14.1, 34783.0], 'Vincent': [17.3, 13730.0], 'Pardee': [23.5, 968.0], 'Windhub': [24.0, 7260.0], 'Saugus': [24.1, 874.0], 'Bailey': [27.7, 336.0], 'Sylmar-Pac Intertie': [28.7, 0.0], 'Highwind': [28.8, 572.0]} | 124148.5312 | 52386.5156 | 42.2% | 71762.0156 | 57.8% | [5 empty] | 2048.3247 | 1.65% | 1818.3967 | 1.465% | 18511.8008 | 14.91% | 50377.3633 | 40.58% | 14193.2861 | 11.43% | 109955.2451 | 34220.0664 | 27.56% | 89928.4648 | 25904.3242 | 20.87% | 98244.207 | 51213.5977 | 41.25% | 72934.9336 | 30305.7383 | 24.41% | 93842.793 | 4644.5034 | 3.741% | 119504.0278
75 | Arcogen | Greater_LA | {'Hinson': [1.2, 2280.0], 'Harborgen': [2.8, 2279.0], 'Long Beach': [3.7, 2276.0], 'Lighthipe': [5.9, 2218.0], 'La Fresa': [6.3, 2245.0], 'Redondo': [8.6, 2235.0], 'Del Amo': [8.7, 2128.0], 'Alamitos': [9.1, 2138.0], 'El Nido': [9.2, 2084.0], 'Chevmain': [10.9, 973.0], 'Center': [11.0, 1983.0], 'El Segundo': [12.1, 294.0], 'Laguna Bell': [12.2, 217.0], 'La Cienega': [14.8, 82.0], 'Barre': [15.1, 1962.0], 'Mesa': [17.0, 0.0], 'Huntington Beach': [19.3, 900.0], 'Ellis': [19.5, 355.0], 'Lewis': [19.8, 46.0], 'Olinda': [20.5, 0.0], 'Walnut': [21.4, 0.0], 'Villa Park': [23.5, 1.0], 'Johanna': [23.6, 26.0], 'Goodrich': [24.7, 0.0], 'Rio Hondo': [24.9, 0.0], 'Serrano': [26.1, 0.0], 'Gould': [28.0, 0.0], 'Santiago': [29.3, 0.0]} | 6094.8906 | 2281.4988 | 37.43% | 3813.3918 | 62.57% | [5 empty] | 0 | 0% | 0 | 0% | 136.4639 | 2.239% | 0 | 0% | 10.7529 | 0.1764% | 6084.1377 | 699.8162 | 11.48% | 5395.0745 | 3753.3979 | 61.58% | 2341.4927 | 3764.1509 | 61.76% | 2330.7397 | 0 | 0% | 6094.8906 | 26.8557 | 0.4406% | 6068.0349
76 | Bailey | Tehachapi | {'Pastoria': [11.6, 859.0], 'Whirlwind': [20.1, 7920.0], 'Wheeler Ridge': [24.4, 0.0], 'Pardee': [25.7, 87.0], 'Saugus': [26.9, 87.0], 'Antelope': [27.7, 336.0]} | 107173.0859 | 8190.2402 | 7.642% | 98982.8457 | 92.36% | [5 empty] | 1647.4283 | 1.537% | 1660.7601 | 1.55% | 80296.9688 | 74.92% | 3777.377 | 3.525% | 60530.5469 | 56.48% | 46642.5391 | 52822.4648 | 49.29% | 54350.6211 | 38842.793 | 36.24% | 68330.293 | 93334.2188 | 87.09% | 13838.8672 | 43942.2148 | 41% | 63230.8711 | 2452.9443 | 2.289% | 104720.1416
77 | Center | Greater_LA | {'Laguna Bell': [4.0, 217.0], 'Lighthipe': [5.2, 1983.0], 'Del Amo': [5.6, 1983.0], 'Mesa': [7.5, 0.0], 'Hinson': [10.1, 1983.0], 'Walnut': [10.5, 0.0], 'Olinda': [10.6, 0.0], 'Barre': [10.9, 1955.0], 'Arcogen': [11.0, 1983.0], 'Alamitos': [11.3, 1983.0], 'Harborgen': [12.5, 1983.0], 'Long Beach': [13.2, 1983.0], 'La Fresa': [13.7, 1954.0], 'Rio Hondo': [14.1, 0.0], 'Lewis': [14.5, 39.0], 'Goodrich': [15.4, 0.0], 'El Nido': [15.5, 1793.0], 'La Cienega': [16.4, 0.0], 'Redondo': [17.1, 1944.0], 'Chevmain': [17.2, 791.0], 'Villa Park': [17.4, 0.0], 'El Segundo': [18.3, 137.0], 'Ellis': [19.2, 348.0], 'Serrano': [19.4, 0.0], 'Gould': [20.7, 0.0], 'Johanna': [20.8, 19.0], 'Huntington Beach': [20.8, 893.0], 'Chino': [25.0, 0.0], 'Santiago': [26.6, 0.0], 'Padua': [29.8, 0.0]} | 4152.7432 | 1983.4205 | 47.76% | 2169.3226 | 52.24% | [5 empty] | 0 | 0% | 0 | 0% | 0 | 0% | 0 | 0% | 0 | 0% | 4152.7432 | 582.3773 | 14.02% | 3570.3659 | 2162.9927 | 52.09% | 1989.7505 | 2162.9927 | 52.09% | 1989.7505 | 0 | 0% | 4152.7432 | 24.1213 | 0.5809% | 4128.6219
78 | Del Amo | Greater_LA | {'Lighthipe': [5.0, 2128.0], 'Center': [5.6, 1983.0], 'Alamitos': [5.7, 2161.0], 'Barre': [7.1, 1996.0], 'Hinson': [7.5, 2140.0], 'Arcogen': [8.7, 2128.0], 'Harborgen': [8.9, 2153.0], 'Laguna Bell': [9.3, 217.0], 'Long Beach': [9.3, 2154.0], 'Lewis': [11.7, 80.0], 'Olinda': [12.1, 0.0], 'Mesa': [13.1, 0.0], 'La Fresa': [13.7, 2091.0], 'Walnut': [13.9, 0.0], 'Ellis': [14.3, 388.0], 'Villa Park': [15.3, 34.0], 'Huntington Beach': [15.5, 933.0], 'El Nido': [16.2, 1930.0], 'Redondo': [16.7, 2082.0], 'Johanna': [16.8, 60.0], 'Serrano': [17.7, 0.0], 'Chevmain': [18.0, 820.0], 'Rio Hondo': [19.0, 0.0], 'El Segundo': [19.2, 142.0], 'La Cienega': [19.3, 0.0], 'Goodrich': [20.9, 0.0], 'Santiago': [22.7, 21.0], 'Chino': [26.2, 0.0], 'Gould': [26.3, 0.0], 'Viejo': [29.0, 0.0]} | 7903.3105 | 2161.2341 | 27.35% | 5742.0764 | 72.65% | [5 empty] | 0 | 0% | 0 | 0% | 0 | 0% | 0 | 0% | 0 | 0% | 7903.3105 | 688.6574 | 8.714% | 7214.6531 | 5725.3726 | 72.44% | 2177.938 | 5725.3726 | 72.44% | 2177.938 | 0 | 0% | 7903.3105 | 53.1229 | 0.6722% | 7850.1877
79 | El Nido | Greater_LA | {'Chevmain': [1.8, 1036.0], 'La Fresa': [2.9, 2121.0], 'El Segundo': [3.0, 356.0], 'Redondo': [3.4, 2124.0], 'La Cienega': [7.2, 144.0], 'Arcogen': [9.2, 2084.0], 'Hinson': [10.1, 2083.0], 'Lighthipe': [11.4, 2020.0], 'Harborgen': [11.6, 2081.0], 'Long Beach': [12.4, 2078.0], 'Laguna Bell': [14.1, 213.0], 'Center': [15.5, 1793.0], 'Del Amo': [16.2, 1930.0], 'Mesa': [18.0, 0.0], 'Alamitos': [18.2, 1940.0], 'Barre': [23.3, 1764.0], 'Goodrich': [24.1, 0.0], 'Gould': [24.9, 0.0], 'Walnut': [25.5, 0.0], 'Olinda': [26.2, 0.0], 'Rio Hondo': [26.8, 0.0], 'Lewis': [27.9, 0.0], 'Huntington Beach': [28.5, 702.0], 'Ellis': [28.7, 157.0], 'Sylmar-Pac Intertie': [29.2, 0.0]} | 4966.8438 | 2146.0078 | 43.21% | 2820.8359 | 56.79% | [5 empty] | 0 | 0% | 0 | 0% | 144.287 | 2.905% | 0 | 0% | 10.7529 | 0.2165% | 4956.0908 | 124.8791 | 2.514% | 4841.9647 | 2765.585 | 55.68% | 2201.2588 | 2776.3379 | 55.9% | 2190.5059 | 0 | 0% | 4966.8438 | 7.0574 | 0.1421% | 4959.7864
80 | Goodrich | Greater_LA | {'Rio Hondo': [6.9, 0.0], 'Gould': [7.5, 43.0], 'Mesa': [8.0, 0.0], 'Laguna Bell': [12.6, 0.0], 'Walnut': [12.6, 0.0], 'Center': [15.4, 0.0], 'Olinda': [17.0, 0.0], 'Lighthipe': [19.3, 0.0], 'La Cienega': [19.6, 0.0], 'Del Amo': [20.9, 0.0], 'Vincent': [23.1, 43.0], 'La Fresa': [24.0, 0.0], 'El Nido': [24.1, 0.0], 'Hinson': [24.2, 0.0], 'Barre': [24.4, 0.0], 'Arcogen': [24.7, 0.0], 'Chevmain': [24.9, 0.0], 'El Segundo': [25.5, 0.0], 'Chino': [25.7, 0.0], 'Padua': [25.8, 0.0], 'Sylmar-Pac Intertie': [25.9, 0.0], 'Lewis': [26.0, 0.0], 'Alamitos': [26.6, 0.0], 'Harborgen': [26.9, 0.0], 'Redondo': [27.1, 0.0], 'Villa Park': [27.3, 0.0], 'Long Beach': [27.7, 0.0], 'Serrano': [28.1, 0.0]} | 1908.6697 | 42.6652 | 2.235% | 1866.0045 | 97.76% | [5 empty] | 0 | 0% | 0 | 0% | 0 | 0% | 1908.6697 | 100% | 0 | 0% | 1908.6697 | 2.762 | 0.1447% | 1905.9077 | 329.4062 | 17.26% | 1579.2635 | 329.4062 | 17.26% | 1579.2635 | 1840.1589 | 96.41% | 68.5107 | 454.63 | 23.82% | 1454.0397
81 | Gould | Greater_LA | {'Goodrich': [7.5, 43.0], 'Mesa': [13.4, 0.0], 'Rio Hondo': [14.3, 0.0], 'Laguna Bell': [17.1, 0.0], 'Vincent': [18.7, 828.0], 'La Cienega': [18.8, 0.0], 'Sylmar-Pac Intertie': [18.8, 88.0], 'Walnut': [20.0, 0.0], 'Center': [20.7, 0.0], 'Lighthipe': [23.5, 0.0], 'Olinda': [24.3, 0.0], 'El Nido': [24.9, 0.0], 'Chevmain': [25.2, 0.0], 'El Segundo': [25.5, 0.0], 'La Fresa': [25.6, 0.0], 'Saugus': [26.2, 23.0], 'Del Amo': [26.3, 0.0], 'Pardee': [27.2, 0.0], 'Hinson': [27.8, 0.0], 'Arcogen': [28.0, 0.0], 'Redondo': [28.2, 0.0]} | 10974.0674 | 851.1246 | 7.756% | 10122.9428 | 92.24% | [5 empty] | 15.8507 | 0.1444% | 50.4951 | 0.4601% | 0 | 0% | 10974.0674 | 100% | 5348.0103 | 48.73% | 5626.0571 | 2.762 | 0.02517% | 10971.3054 | 2831.373 | 25.8% | 8142.6943 | 6233.7798 | 56.8% | 4740.2876 | 8242.791 | 75.11% | 2731.2764 | 1743.9614 | 15.89% | 9230.106
82 | Harborgen | Greater_LA | {'Long Beach': [0.9, 2301.0], 'Arcogen': [2.8, 2279.0], 'Hinson': [2.8, 2291.0], 'Alamitos': [7.5, 2163.0], 'Lighthipe': [7.6, 2218.0], 'La Fresa': [8.7, 2242.0], 'Del Amo': [8.9, 2153.0], 'Redondo': [10.4, 2232.0], 'El Nido': [11.6, 2081.0], 'Center': [12.5, 1983.0], 'Chevmain': [13.2, 970.0], 'Laguna Bell': [14.3, 217.0], 'Barre': [14.3, 1988.0], 'El Segundo': [14.4, 291.0], 'Huntington Beach': [17.0, 925.0], 'La Cienega': [17.6, 79.0], 'Ellis': [17.6, 380.0], 'Mesa': [19.0, 0.0], 'Lewis': [19.0, 72.0], 'Olinda': [21.0, 0.0], 'Johanna': [22.0, 52.0], 'Walnut': [22.5, 0.0], 'Villa Park': [22.8, 26.0], 'Serrano': [25.4, 0.0], 'Rio Hondo': [26.6, 0.0], 'Goodrich': [26.9, 0.0], 'Santiago': [27.6, 13.0]} | 7151.6123 | 2304.0203 | 32.22% | 4847.592 | 67.78% | [5 empty] | 0 | 0% | 0 | 0% | 136.4639 | 1.908% | 0 | 0% | 10.7529 | 0.1504% | 7140.8594 | 699.8162 | 9.785% | 6451.7961 | 4787.9175 | 66.95% | 2363.6948 | 4798.6704 | 67.1% | 2352.9419 | 0 | 0% | 7151.6123 | 32.5015 | 0.4545% | 7119.1108
83 | Hinson | Greater_LA | {'Arcogen': [1.2, 2280.0], 'Harborgen': [2.8, 2291.0], 'Long Beach': [3.7, 2288.0], 'Lighthipe': [5.0, 2218.0], 'La Fresa': [7.2, 2244.0], 'Del Amo': [7.5, 2140.0], 'Alamitos': [8.0, 2150.0], 'Redondo': [9.7, 2234.0], 'Center': [10.1, 1983.0], 'El Nido': [10.1, 2083.0], 'Laguna Bell': [11.6, 217.0], 'Chevmain': [11.9, 972.0], 'El Segundo': [13.1, 293.0], 'Barre': [13.9, 1975.0], 'La Cienega': [15.4, 81.0], 'Mesa': [16.3, 0.0], 'Huntington Beach': [18.5, 912.0], 'Lewis': [18.6, 59.0], 'Ellis': [18.6, 367.0], 'Olinda': [19.4, 0.0], 'Walnut': [20.4, 0.0], 'Villa Park': [22.3, 13.0], 'Johanna': [22.5, 39.0], 'Rio Hondo': [24.1, 0.0], 'Goodrich': [24.2, 0.0], 'Serrano': [24.9, 0.0], 'Gould': [27.8, 0.0], 'Santiago': [28.3, 0.0]} | 6303.1289 | 2292.9548 | 36.38% | 4010.1741 | 63.62% | [5 empty] | 0 | 0% | 0 | 0% | 136.4639 | 2.165% | 0 | 0% | 10.7529 | 0.1706% | 6292.376 | 699.8162 | 11.1% | 5603.3127 | 3950.1357 | 62.67% | 2352.9932 | 3960.8887 | 62.84% | 2342.2402 | 0 | 0% | 6303.1289 | 32.5015 | 0.5156% | 6270.6274
84 | La Cienega | Greater_LA | {'Chevmain': [6.9, 168.0], 'El Segundo': [6.9, 170.0], 'El Nido': [7.2, 144.0], 'La Fresa': [9.4, 120.0], 'Redondo': [10.5, 122.0], 'Laguna Bell': [13.3, 0.0], 'Lighthipe': [14.3, 79.0], 'Arcogen': [14.8, 82.0], 'Hinson': [15.4, 81.0], 'Mesa': [15.6, 0.0], 'Center': [16.4, 0.0], 'Harborgen': [17.6, 79.0], 'Long Beach': [18.4, 76.0], 'Gould': [18.8, 0.0], 'Del Amo': [19.3, 0.0], 'Goodrich': [19.6, 0.0], 'Sylmar-Pac Intertie': [22.1, 0.0], 'Alamitos': [22.9, 0.0], 'Rio Hondo': [23.9, 0.0], 'Walnut': [24.6, 0.0], 'Barre': [26.3, 0.0], 'Olinda': [26.5, 0.0]} | 433.399 | 169.5874 | 39.13% | 263.8115 | 60.87% | [5 empty] | 0 | 0% | 0 | 0% | 96.1491 | 22.18% | 17.7882 | 4.104% | 50.0291 | 11.54% | 383.3699 | 113.7204 | 26.24% | 319.6786 | 204.9119 | 47.28% | 228.4871 | 254.9409 | 58.82% | 178.458 | 0 | 0% | 433.399 | 1.205 | 0.278% | 432.1939
85 | La Fresa | Greater_LA | {'El Nido': [2.9, 2121.0], 'Redondo': [3.5, 2273.0], 'Chevmain': [4.6, 1011.0], 'El Segundo': [5.8, 331.0], 'Arcogen': [6.3, 2245.0], 'Hinson': [7.2, 2244.0], 'Harborgen': [8.7, 2242.0], 'Lighthipe': [9.1, 2181.0], 'La Cienega': [9.4, 120.0], 'Long Beach': [9.5, 2239.0], 'Laguna Bell': [12.9, 217.0], 'Center': [13.7, 1954.0], 'Del Amo': [13.7, 2091.0], 'Alamitos': [15.3, 2101.0], 'Mesa': [17.2, 0.0], 'Barre': [20.6, 1925.0], 'Goodrich': [24.0, 0.0], 'Walnut': [24.0, 0.0], 'Olinda': [24.2, 0.0], 'Lewis': [25.3, 9.0], 'Gould': [25.6, 0.0], 'Huntington Beach': [25.6, 863.0], 'Ellis': [25.8, 318.0], 'Rio Hondo': [25.9, 0.0], 'Villa Park': [28.9, 0.0], 'Johanna': [29.7, 0.0]} | 5280.5464 | 2282.0918 | 43.22% | 2998.4546 | 56.78% | [5 empty] | 0 | 0% | 0 | 0% | 136.4639 | 2.584% | 0 | 0% | 10.7529 | 0.2036% | 5269.7935 | 176.321 | 3.339% | 5104.2254 | 2946.1873 | 55.79% | 2334.3591 | 2956.9402 | 56% | 2323.6062 | 0 | 0% | 5280.5464 | 11.9125 | 0.2256% | 5268.6339
86 | Laguna Bell | Greater_LA | {'Center': [4.0, 217.0], 'Mesa': [4.7, 0.0], 'Lighthipe': [6.8, 217.0], 'Del Amo': [9.3, 217.0], 'Walnut': [11.6, 0.0], 'Hinson': [11.6, 217.0], 'Arcogen': [12.2, 217.0], 'Goodrich': [12.6, 0.0], 'La Fresa': [12.9, 217.0], 'Olinda': [13.1, 0.0], 'Rio Hondo': [13.1, 0.0], 'La Cienega': [13.3, 0.0], 'El Nido': [14.1, 213.0], 'Harborgen': [14.3, 217.0], 'Alamitos': [14.8, 217.0], 'Barre': [15.0, 217.0], 'Long Beach': [15.2, 217.0], 'Chevmain': [15.5, 148.0], 'Redondo': [16.4, 217.0], 'El Segundo': [16.5, 27.0], 'Gould': [17.1, 0.0], 'Lewis': [18.3, 0.0], 'Villa Park': [21.1, 0.0], 'Serrano': [22.9, 0.0], 'Ellis': [23.2, 12.0], 'Johanna': [24.8, 0.0], 'Huntington Beach': [24.8, 54.0], 'Chino': [27.0, 0.0]} | 324.9189 | 217.1082 | 66.82% | 107.8107 | 33.18% | [5 empty] | 0 | 0% | 0 | 0% | 0 | 0% | 0 | 0% | 0 | 0% | 324.9189 | 41.1206 | 12.66% | 283.7982 | 101.5514 | 31.25% | 223.3675 | 101.5514 | 31.25% | 223.3675 | 0 | 0% | 324.9189 | 11.1144 | 3.421% | 313.8044
87 | Lighthipe | Greater_LA | {'Del Amo': [5.0, 2128.0], 'Hinson': [5.0, 2218.0], 'Center': [5.2, 1983.0], 'Arcogen': [5.9, 2218.0], 'Laguna Bell': [6.8, 217.0], 'Harborgen': [7.6, 2218.0], 'Long Beach': [8.4, 2215.0], 'Alamitos': [9.1, 2138.0], 'La Fresa': [9.1, 2181.0], 'Mesa': [11.4, 0.0], 'El Nido': [11.4, 2020.0], 'Barre': [12.2, 1962.0], 'Redondo': [12.4, 2172.0], 'Chevmain': [13.2, 910.0], 'La Cienega': [14.3, 79.0], 'El Segundo': [14.4, 230.0], 'Olinda': [15.2, 0.0], 'Walnut': [15.6, 0.0], 'Lewis': [16.6, 46.0], 'Ellis': [19.0, 355.0], 'Rio Hondo': [19.1, 0.0], 'Goodrich': [19.3, 0.0], 'Huntington Beach': [19.8, 900.0], 'Villa Park': [20.1, 1.0], 'Johanna': [21.8, 26.0], 'Serrano': [22.4, 0.0], 'Gould': [23.5, 0.0], 'Santiago': [27.7, 0.0], 'Chino': [29.7, 0.0]} | 5975.8979 | 2218.2649 | 37.12% | 3757.6331 | 62.88% | [5 empty] | 0 | 0% | 0 | 0% | 39.3243 | 0.658% | 0 | 0% | 2.2694 | 0.03798% | 5973.6286 | 697.8436 | 11.68% | 5278.0544 | 3735.8879 | 62.52% | 2240.01 | 3738.1575 | 62.55% | 2237.7405 | 0 | 0% | 5975.8979 | 26.8557 | 0.4494% | 5949.0422
88 | Mesa (SCE) | Greater_LA | {'Laguna Bell': 4.7, 'Center': 7.5, 'Goodrich': 8.0, 'Rio Hondo': 8.8, 'Walnut': 9.4, 'Lighthipe': 11.4, 'Olinda': 12.5, 'Del Amo': 13.1, 'Gould': 13.4, 'La Cienega': 15.6, 'Hinson': 16.3, 'Arcogen': 17.0, 'La Fresa': 17.2, 'Barre': 17.4, 'El Nido': 18.0, 'Alamitos': 18.8, 'Harborgen': 19.0, 'Chevmain': 19.2, 'Long Beach': 19.8, 'Lewis': 19.9, 'El Segundo': 20.0, 'Redondo': 20.6, 'Villa Park': 22.0, 'Serrano': 23.4, 'Chino': 24.9, 'Ellis': 26.1, 'Johanna': 26.8, 'Padua': 27.6, 'Huntington Beach': 28.0, 'Sylmar': 29.0} | 0 | 0 | 0% | 0 | 0% | [5 empty] | 0 | 0% | 0 | 0% | 0 | 0% | 0 | 0% | 0 | 0% | 0 | 0 | 0% | 0 | 0 | 0% | 0 | 0 | 0% | 0 | 0 | 0% | 0 | 0 | 0% | 0
89 | Olinda | Greater_LA | {'Walnut': [4.6, 0.0], 'Lewis': [9.5, 0.0], 'Barre': [10.1, 0.0], 'Villa Park': [10.3, 0.0], 'Center': [10.6, 0.0], 'Serrano': [11.1, 0.0], 'Rio Hondo': [11.5, 0.0], 'Del Amo': [12.1, 0.0], 'Mesa': [12.5, 0.0], 'Laguna Bell': [13.1, 0.0], 'Chino': [14.5, 0.0], 'Lighthipe': [15.2, 0.0], 'Alamitos': [16.1, 0.0], 'Johanna': [16.5, 0.0], 'Goodrich': [17.0, 0.0], 'Ellis': [18.0, 0.0], 'Hinson': [19.4, 0.0], 'Padua': [20.2, 0.0], 'Arcogen': [20.5, 0.0], 'Huntington Beach': [20.9, 0.0], 'Harborgen': [21.0, 0.0], 'Mira Loma': [21.0, 0.0], 'Santiago': [21.3, 0.0], 'Long Beach': [21.4, 0.0], 'La Fresa': [24.2, 0.0], 'Gould': [24.3, 0.0], 'Rancho Vista': [24.3, 0.0], 'Etiwanda': [24.7, 0.0], 'Viejo': [25.1, 0.0], 'El Nido': [26.2, 0.0], 'La Cienega': [26.5, 0.0], 'Redondo': [27.6, 0.0], 'Chevmain': [27.8, 0.0], 'El Segundo': [28.9, 0.0]} | 240.0307 | 0 | 0% | 240.0307 | 100% | [5 empty] | 0 | 0% | 0 | 0% | 0 | 0% | 240.0307 | 100% | 218.6322 | 91.09% | 21.3985 | 21.3985 | 8.915% | 218.6322 | 21.3985 | 8.915% | 218.6322 | 240.0307 | 100% | 0 | 133.2201 | 55.5% | 106.8106 | 5.928 | 2.47% | 234.1027
90 | Pardee | Tehachapi | {'Saugus': [1.3, 5011.0], 'Sylmar-Pac Intertie': [10.4, 1233.0], 'Moorpark': [21.3, 1631.0], 'Antelope': [23.5, 968.0], 'Bailey': [25.7, 87.0], 'Vincent': [26.7, 501.0], 'Gould': [27.2, 0.0]} | 74437.8203 | 5104.6924 | 6.858% | 69333.1279 | 93.14% | [5 empty] | 460.3203 | 0.6184% | 2442.0103 | 3.281% | 12581.2998 | 16.9% | 61725.3047 | 82.92% | 49443.0508 | 66.42% | 24994.7695 | 1312.3696 | 1.763% | 73125.4507 | 3090.7097 | 4.152% | 71347.1106 | 51532.75 | 69.23% | 22905.0703 | 42178.6836 | 56.66% | 32259.1367 | 8201.2012 | 11.02% | 66236.6191
91 | Rio Hondo | Greater_LA | {'Goodrich': [6.9, 0.0], 'Walnut': [6.9, 0.0], 'Mesa': [8.8, 0.0], 'Olinda': [11.5, 0.0], 'Laguna Bell': [13.1, 0.0], 'Center': [14.1, 0.0], 'Gould': [14.3, 0.0], 'Chino': [18.8, 0.0], 'Del Amo': [19.0, 0.0], 'Lighthipe': [19.1, 0.0], 'Padua': [19.6, 0.0], 'Barre': [20.4, 0.0], 'Lewis': [20.9, 0.0], 'Villa Park': [21.7, 0.0], 'Serrano': [22.0, 0.0], 'La Cienega': [23.9, 0.0], 'Hinson': [24.1, 0.0], 'Alamitos': [24.4, 0.0], 'Mira Loma': [24.8, 0.0], 'Arcogen': [24.9, 0.0], 'Rancho Vista': [25.6, 0.0], 'La Fresa': [25.9, 0.0], 'Etiwanda': [26.0, 0.0], 'Harborgen': [26.6, 0.0], 'El Nido': [26.8, 0.0], 'Long Beach': [27.3, 0.0], 'Vincent': [27.4, 0.0], 'Johanna': [28.0, 0.0], 'Chevmain': [28.0, 0.0], 'El Segundo': [28.8, 0.0], 'Ellis': [29.0, 0.0], 'Redondo': [29.3, 0.0]} | 7.2031 | 0 | 0% | 7.2031 | 100% | [5 empty] | 0 | 0% | 0 | 0% | 0 | 0% | 7.2031 | 100% | 0 | 0% | 7.2031 | 0 | 0% | 7.2031 | 0 | 0% | 7.2031 | 0 | 0% | 7.2031 | 7.2031 | 100% | 0 | 0 | 0% | 7.2031
92 | Saugus | Tehachapi | {'Pardee': [1.3, 5011.0], 'Sylmar-Pac Intertie': [9.1, 1256.0], 'Moorpark': [21.1, 1631.0], 'Antelope': [24.1, 874.0], 'Gould': [26.2, 23.0], 'Vincent': [26.5, 502.0], 'Bailey': [26.9, 87.0]} | 72651.4453 | 5034.3091 | 6.929% | 67617.1362 | 93.07% | [5 empty] | 460.3203 | 0.6336% | 2442.0103 | 3.361% | 10893.0537 | 14.99% | 61627.1758 | 84.83% | 48437.8242 | 66.67% | 24213.6211 | 1312.3696 | 1.806% | 71339.0757 | 3089.3533 | 4.252% | 69562.092 | 50526.168 | 69.55% | 22125.2773 | 40909.5742 | 56.31% | 31741.8711 | 7987.2329 | 10.99% | 64664.2124
93 | Vincent | Tehachapi | {'Antelope': [17.3, 13730.0], 'Gould': [18.7, 828.0], 'Goodrich': [23.1, 43.0], 'Sylmar-Pac Intertie': [25.1, 66.0], 'Saugus': [26.5, 502.0], 'Pardee': [26.7, 501.0], 'Rio Hondo': [27.4, 0.0]} | 90555.9766 | 25120.5762 | 27.74% | 65435.4004 | 72.26% | [5 empty] | 90.7695 | 0.1002% | 1128.6263 | 1.246% | 7602.0854 | 8.395% | 50836.7148 | 56.14% | 9849.6602 | 10.88% | 80706.3164 | 41020.9648 | 45.3% | 49535.0117 | 32354.5371 | 35.73% | 58201.4395 | 51904.7617 | 57.32% | 38651.2148 | 28886.0723 | 31.9% | 61669.9043 | 3376.5591 | 3.729% | 87179.4175
94 | Borden | Central_Valley_North_Los_Banos | {'Gregg': [6.1, 90205.0], 'Kearney (New)': [16.0, 62569.0], 'West Fresno': [16.8, 48769.0], 'California Ave': [18.6, 34033.0], 'Newhall': [19.4, 48028.0], 'Dairyland': [20.5, 21569.0], 'Malaga': [21.3, 15856.0], 'Mc Mullin': [22.7, 37559.0], 'Le Grand': [24.2, 14706.0], 'Helm': [25.2, 18963.0], 'Sanger': [25.5, 7.0], 'McCall': [28.8, 0.0], 'Mendota': [29.7, 218.0]} | 212734.2031 | 112947.6328 | 53.09% | 99786.5703 | 46.91% | [5 empty] | 72543.1016 | 34.1% | 106192.1875 | 49.92% | 0 | 0% | 0 | 0% | 49464.8711 | 23.25% | 163269.332 | 56291.3867 | 26.46% | 156442.8164 | 71205.7734 | 33.47% | 141528.4297 | 97637.4375 | 45.9% | 115096.7656 | 12678.4697 | 5.96% | 200055.7334 | 25616.5957 | 12.04% | 187117.6074
95 | Dairyland | Central_Valley_North_Los_Banos | {'Le Grand': [9.3, 78447.0], 'Newhall': [13.0, 63973.0], 'Wilson': [17.2, 33966.0], 'Merced': [17.8, 34052.0], 'Borden': [20.5, 21569.0], 'Oro Loma': [22.0, 19060.0], 'Mendota': [24.4, 4038.0], 'Gregg': [26.1, 829.0]} | 300787.0625 | 112407.3984 | 37.37% | 188379.6641 | 62.63% | [5 empty] | 167899.0938 | 55.82% | 82628.8359 | 27.47% | 0 | 0% | 0 | 0% | 153423.0938 | 51.01% | 147363.9688 | 72018.7969 | 23.94% | 228768.2656 | 91456.0078 | 30.41% | 209331.0547 | 184714.1406 | 61.41% | 116072.9219 | 12138.0146 | 4.035% | 288649.0479 | 45873.9141 | 15.25% | 254913.1484
96 | Gregg | Central_Valley_North_Los_Banos | {'Borden': [6.1, 90205.0], 'Kearney (New)': [10.3, 94560.0], 'West Fresno': [10.8, 80650.0], 'California Ave': [12.5, 62668.0], 'Malaga': [15.3, 39756.0], 'Mc Mullin': [18.4, 69550.0], 'Sanger': [19.7, 7599.0], 'McCall': [22.7, 10952.0], 'Newhall': [22.8, 31204.0], 'Helm': [23.1, 36801.0], 'Dairyland': [26.1, 829.0]} | 191067.2812 | 122196.8203 | 63.95% | 68870.4609 | 36.05% | [5 empty] | 53907.1758 | 28.21% | 110958.0391 | 58.07% | 0 | 0% | 0 | 0% | 28680.707 | 15.01% | 162386.5742 | 42052.6641 | 22.01% | 149014.6172 | 51174.4922 | 26.78% | 139892.7891 | 66950.7422 | 35.04% | 124116.5391 | 9379.293 | 4.909% | 181687.9883 | 18856.6855 | 9.869% | 172210.5957
97 | Newhall | Central_Valley_North_Los_Banos | {'Mendota': [12.4, 75239.0], 'Dairyland': [13.0, 63973.0], 'Oro Loma': [18.1, 52122.0], 'Borden': [19.4, 48028.0], 'Tranquility': [19.6, 35091.0], 'Cheney': [19.7, 47169.0], 'Panoche': [20.4, 48908.0], 'Helm': [20.8, 24121.0], 'Le Grand': [22.2, 37664.0], 'Gregg': [22.8, 31204.0], 'Mc Mullin': [26.7, 5827.0], 'Kearney (New)': [27.1, 8837.0], 'Merced': [29.4, 257.0], 'Wilson': [29.8, 0.0]} | 330493.5938 | 170548.4844 | 51.6% | 159945.1094 | 48.4% | [5 empty] | 204586.5469 | 61.9% | 92911.0156 | 28.11% | 0 | 0% | 0 | 0% | 127589.3672 | 38.61% | 202904.2266 | 31615.3594 | 9.566% | 298878.2344 | 56692.8711 | 17.15% | 273800.7227 | 157161.0469 | 47.55% | 173332.5469 | 7865.563 | 2.38% | 322628.0308 | 29337.8555 | 8.877% | 301155.7383
98 | Ignacio | Mendocino_Marin | {'Lakeville': [12.2, 985.0], 'Carquinez': [15.9, 2053.0], 'Penngrove': [18.2, 690.0], 'Tulucay': [18.9, 453.0], 'Bellevue': [22.9, 0.0], 'Martinez': [23.5, 524.0], 'Martin': [26.8, 1576.0]} | 55330.2578 | 4010.752 | 7.249% | 51319.5059 | 92.75% | [5 empty] | 1647.6229 | 2.978% | 401.9751 | 0.7265% | 26764.998 | 48.37% | 10780.2402 | 19.48% | 34799.4102 | 62.89% | 20530.8477 | 22630.3105 | 40.9% | 32699.9473 | 38362.707 | 69.33% | 16967.5508 | 49532.3398 | 89.52% | 5797.918 | 30687.1816 | 55.46% | 24643.0762 | 4784.9185 | 8.648% | 50545.3394
99 | Calpella | Mendocino_Marin | {'Mendocino': [3.7, 1832.0], 'Ukiah': [3.7, 1859.0], 'Hopland': [16.6, 958.0], 'Cloverdale': [29.3, 0.0]} | 63214.8711 | 2317.3386 | 3.666% | 60897.5325 | 96.33% | [5 empty] | 212.3888 | 0.336% | 167.1466 | 0.2644% | 54003.5391 | 85.43% | 9060.6826 | 14.33% | 17446.9824 | 27.6% | 45767.8887 | 22016.2656 | 34.83% | 41198.6055 | 34142.9062 | 54.01% | 29071.9648 | 41660.1367 | 65.9% | 21554.7344 | 52119.0938 | 82.45% | 11095.7773 | 713.8456 | 1.129% | 62501.0255
100 | Hopland | Mendocino_Marin | {'Cloverdale': [12.7, 271.0], 'Ukiah': [13.2, 1098.0], 'Calpella': [16.6, 958.0], 'Eagle Rock': [17.6, 0.0], 'Mendocino': [20.2, 473.0], 'Geysers Tap 1': [23.2, 0.0]} | 79440.1641 | 1234.6273 | 1.554% | 78205.5367 | 98.45% | [5 empty] | 708.8382 | 0.8923% | 205.9303 | 0.2592% | 59846.0078 | 75.33% | 19502.4121 | 24.55% | 47772.7617 | 60.14% | 31667.4023 | 22102.5801 | 27.82% | 57337.584 | 30940.5195 | 38.95% | 48499.6445 | 64168.2227 | 80.78% | 15271.9414 | 63666.9766 | 80.14% | 15773.1875 | 550.2511 | 0.6927% | 78889.913
101 | Mendocino | Mendocino_Marin | {'Calpella': [3.7, 1832.0], 'Ukiah': [7.4, 1374.0], 'Hopland': [20.2, 473.0]} | 58103.2422 | 2297.6602 | 3.954% | 55805.582 | 96.05% | [5 empty] | 209.3873 | 0.3604% | 167.1466 | 0.2877% | 47235.7188 | 81.3% | 10719.9746 | 18.45% | 17239.5957 | 29.67% | 40863.6465 | 21464.2695 | 36.94% | 36638.9727 | 33775.5195 | 58.13% | 24327.7227 | 41089.2109 | 70.72% | 17014.0312 | 46174.0234 | 79.47% | 11929.2188 | 681.7812 | 1.173% | 57421.4609
102 | Ukiah | Mendocino_Marin | {'Calpella': [3.7, 1859.0], 'Mendocino': [7.4, 1374.0], 'Hopland': [13.2, 1098.0], 'Cloverdale': [25.8, 135.0], 'Eagle Rock': [29.9, 0.0]} | 64985.1172 | 1999.1071 | 3.076% | 62986.0101 | 96.92% | [5 empty] | 261.314 | 0.4021% | 178.7112 | 0.275% | 61704.4766 | 94.95% | 3129.0364 | 4.815% | 15695.2227 | 24.15% | 49289.8945 | 24515.5508 | 37.72% | 40469.5664 | 32463.1133 | 49.95% | 32522.0039 | 42815.3711 | 65.88% | 22169.7461 | 55618.043 | 85.59% | 9367.0742 | 628.1167 | 0.9666% | 64357.0005
103 | Le Grand | Central_Valley_North_Los_Banos | {'Dairyland': [9.3, 78447.0], 'Wilson': [10.5, 37045.0], 'Merced': [13.2, 36711.0], 'Newhall': [22.2, 37664.0], 'Borden': [24.2, 14706.0], 'Oro Loma': [29.4, 0.0]} | 241588.0781 | 82598.3906 | 34.19% | 158989.6875 | 65.81% | [5 empty] | 99009.4062 | 40.98% | 60730.2734 | 25.14% | 0 | 0% | 0 | 0% | 120516.4453 | 49.89% | 121071.6328 | 81421.4141 | 33.7% | 160166.6641 | 93824.625 | 38.84% | 147763.4531 | 153129.4531 | 63.38% | 88458.625 | 49744.5781 | 20.59% | 191843.5 | 39838.6211 | 16.49% | 201749.457
104 | Merced | Central_Valley_North_Los_Banos | {'Wilson': [4.6, 47367.0], 'Le Grand': [13.2, 36711.0], 'Dairyland': [17.8, 34052.0], 'Oro Loma': [28.3, 2667.0], 'Newhall': [29.4, 257.0]} | 202661.6719 | 67158.6484 | 33.14% | 135503.0234 | 66.86% | [5 empty] | 69486.9844 | 34.29% | 79765.3516 | 39.36% | 0 | 0% | 0 | 0% | 101662 | 50.16% | 100999.6719 | 75309.2969 | 37.16% | 127352.375 | 90551.8984 | 44.68% | 112109.7734 | 131290.9219 | 64.78% | 71370.75 | 23833.9629 | 11.76% | 178827.709 | 34218.9414 | 16.88% | 168442.7305
105 | Wilson | Central_Valley_North_Los_Banos | {'Merced': [4.6, 47367.0], 'Le Grand': [10.5, 37045.0], 'Dairyland': [17.2, 33966.0], 'Newhall': [29.8, 0.0]} | 203152.2188 | 48572.6719 | 23.91% | 154579.5469 | 76.09% | [5 empty] | 64261.5156 | 31.63% | 51848.6758 | 25.52% | 0 | 0% | 0 | 0% | 113529.3516 | 55.88% | 89622.8672 | 90405.8047 | 44.5% | 112746.4141 | 111165.1016 | 54.72% | 91987.1172 | 148177.1094 | 72.94% | 54975.1094 | 56193.6055 | 27.66% | 146958.6133 | 42614.9375 | 20.98% | 160537.2812
106 | Los Banos | Central_Valley_North_Los_Banos | {'Quinto': [5.3, 11136.0], 'Miller': [14.8, 6988.0], 'Fink (Proposed)': [22.8, 0.0], 'Crow Creek': [23.0, 0.0], 'Oro Loma': [23.3, 2539.0], 'Hollister': [25.0, 0.0], 'Llagas': [29.8, 0.0]} | 77448.3438 | 14628.5303 | 18.89% | 62819.8135 | 81.11% | [5 empty] | 16223.5576 | 20.95% | 8228.2041 | 10.62% | 5507.3818 | 7.111% | 0 | 0% | 58348.6797 | 75.34% | 19099.6641 | 7170.8848 | 9.259% | 70277.459 | 12232.7783 | 15.79% | 65215.5654 | 61022.0312 | 78.79% | 16426.3125 | 26981.2949 | 34.84% | 50467.0488 | 7021.3789 | 9.066% | 70426.9648
107 | Coburn | Peninsula_Monterey | {} | 116050.8828 | 36268.0859 | 31.25% | 79782.7969 | 68.75% | [5 empty] | 4184.7725 | 3.606% | 28852.5527 | 24.86% | 29344.5234 | 25.29% | 0 | 0% | 48111.3516 | 41.46% | 67939.5312 | 5822.061 | 5.017% | 110228.8218 | 27779.4141 | 23.94% | 88271.4688 | 63741.4219 | 54.93% | 52309.4609 | 32524.7305 | 28.03% | 83526.1523 | 4068.3196 | 3.506% | 111982.5632
108 | Tulucay | Northern_California | {'Carquinez': [10.9, 7355.0], 'Peabody': [16.3, 5826.0], 'Lakeville': [17.0, 372.0], 'Martinez': [18.1, 4859.0], 'Ignacio': [18.9, 453.0], 'Vaca-Dixon & Gc Yard': [21.6, 5586.0], 'Penngrove': [22.9, 308.0], 'Shiloh III': [23.5, 317.0], 'Putah Creek': [24.1, 422.0], 'Pittsburg': [24.9, 2634.0], 'Kirker': [25.2, 2661.0], 'Birds Landing': [25.3, 0.0], 'Bellevue': [25.8, 0.0], 'Clayton': [26.5, 3194.0]} | 93730.0391 | 11891.6318 | 12.69% | 81838.4072 | 87.31% | [5 empty] | 5104.6489 | 5.446% | 5772.7808 | 6.159% | 52009.0938 | 55.49% | 10278.374 | 10.97% | 61287.707 | 65.39% | 32442.332 | 15657.5938 | 16.7% | 78072.4453 | 31747.3145 | 33.87% | 61982.7246 | 76632.1016 | 81.76% | 17097.9375 | 47280.7773 | 50.44% | 46449.2617 | 10291.3506 | 10.98% | 83438.6885
109 | Brunswick | Northern_California | {'Colgate': [10.8, 0.0], 'Higgins': [13.3, 0.0], 'Drum 1': [14.5, 1114.0], 'East Marysville': [28.6, 0.0], 'Olivehurst': [28.9, 0.0]} | 2749.9871 | 1113.5238 | 40.49% | 1636.4633 | 59.51% | [5 empty] | 0 | 0% | 0 | 0% | 0 | 0% | 2749.9871 | 100% | 221.4132 | 8.051% | 2528.5738 | 1327.5698 | 48.28% | 1422.4172 | 0 | 0% | 2749.9871 | 1548.983 | 56.33% | 1201.004 | 180.6501 | 6.569% | 2569.337 | 20.1936 | 0.7343% | 2729.7934
110 | Higgins | Northern_California | {'Brunswick': [13.3, 0.0], 'Pleasant Grove': [19.2, 0.0], 'Colgate': [20.5, 0.0], 'Rio Oso': [21.6, 0.0], 'Drum 1': [22.8, 0.0], 'Olivehurst': [24.5, 0.0], 'East Marysville': [26.6, 0.0], 'Gold Hill': [26.8, 0.0], 'Placerville': [27.2, 0.0]} | 8265.7119 | 0 | 0% | 8265.7119 | 100% | [5 empty] | 313.615 | 3.794% | 403.0747 | 4.876% | 600.8057 | 7.269% | 0 | 0% | 8265.7119 | 100% | 0 | 0 | 0% | 8265.7119 | 0 | 0% | 8265.7119 | 8265.7119 | 100% | 0 | 580.3508 | 7.021% | 7685.3611 | 3948.6331 | 47.77% | 4317.0789
111 | Barre | Greater_LA | {'Lewis': [4.8, 192.0], 'Del Amo': [7.1, 1996.0], 'Alamitos': [7.4, 2086.0], 'Villa Park': [8.5, 92.0], 'Ellis': [8.8, 500.0], 'Johanna': [9.9, 172.0], 'Olinda': [10.1, 0.0], 'Center': [10.9, 1955.0], 'Serrano': [11.1, 0.0], 'Huntington Beach': [11.2, 1045.0], 'Lighthipe': [12.2, 1962.0], 'Walnut': [13.9, 0.0], 'Hinson': [13.9, 1975.0], 'Harborgen': [14.3, 1988.0], 'Long Beach': [14.3, 1989.0], 'Laguna Bell': [15.0, 217.0], 'Arcogen': [15.1, 1962.0], 'Santiago': [15.8, 133.0], 'Mesa': [17.4, 0.0], 'Rio Hondo': [20.4, 0.0], 'La Fresa': [20.6, 1925.0], 'Chino': [21.8, 0.0], 'Viejo': [21.9, 0.0], 'El Nido': [23.3, 1764.0], 'Redondo': [23.5, 1916.0], 'Goodrich': [24.4, 0.0], 'Trabuco': [24.6, 31.0], 'Chevmain': [25.1, 763.0], 'La Cienega': [26.3, 0.0], 'El Segundo': [26.3, 132.0], 'Margarita': [27.1, 0.0], 'Capistrano': [27.4, 0.0], 'Mira Loma': [27.6, 0.0], 'Padua': [29.1, 0.0]} | 7880.2725 | 2107.4504 | 26.74% | 5772.822 | 73.26% | [5 empty] | 0 | 0% | 0 | 0% | 0 | 0% | 0 | 0% | 0 | 0% | 7880.2725 | 1481.0145 | 18.79% | 6399.2579 | 5756.1987 | 73.05% | 2124.0737 | 5756.1987 | 73.05% | 2124.0737 | 0 | 0% | 7880.2725 | 369.3603 | 4.687% | 7510.9122
112 | Ellis | Greater_LA | {'Huntington Beach': [3.4, 535.0], 'Johanna': [5.6, 207.0], 'Barre': [8.8, 500.0], 'Lewis': [8.9, 205.0], 'Santiago': [10.2, 168.0], 'Alamitos': [10.5, 478.0], 'Villa Park': [10.9, 92.0], 'Serrano': [13.3, 0.0], 'Del Amo': [14.3, 388.0], 'Long Beach': [17.2, 381.0], 'Viejo': [17.4, 24.0], 'Harborgen': [17.6, 380.0], 'Trabuco': [17.7, 67.0], 'Olinda': [18.0, 0.0], 'Hinson': [18.6, 367.0], 'Lighthipe': [19.0, 355.0], 'Center': [19.2, 348.0], 'Arcogen': [19.5, 355.0], 'Capistrano': [20.0, 33.0], 'Margarita': [20.4, 23.0], 'Walnut': [22.3, 0.0], 'Laguna Bell': [23.2, 12.0], 'La Fresa': [25.8, 318.0], 'Mesa': [26.1, 0.0], 'Chino': [26.4, 0.0], 'Talega': [26.8, 7.0], 'Redondo': [28.0, 309.0], 'El Nido': [28.7, 157.0], 'Lee Lake (Proposed)': [28.8, 0.0], 'Rio Hondo': [29.0, 0.0]} | 6258.1772 | 535.344 | 8.554% | 5722.8333 | 91.45% | [5 empty] | 0 | 0% | 0 | 0% | 6.0506 | 0.09668% | 0 | 0% | 3.1489 | 0.05032% | 6255.0283 | 1489.0125 | 23.79% | 4769.1648 | 5705.7144 | 91.17% | 552.4629 | 5708.8633 | 91.22% | 549.314 | 0 | 0% | 6258.1772 | 364.8352 | 5.83% | 5893.342
113 | Johanna | Greater_LA | {'Ellis': [5.6, 207.0], 'Santiago': [5.9, 170.0], 'Villa Park': [7.1, 92.0], 'Lewis': [7.1, 185.0], 'Huntington Beach': [8.6, 207.0], 'Serrano': [8.7, 0.0], 'Barre': [9.9, 172.0], 'Viejo': [12.5, 26.0], 'Trabuco': [14.6, 68.0], 'Alamitos': [14.6, 150.0], 'Olinda': [16.5, 0.0], 'Del Amo': [16.8, 60.0], 'Margarita': [17.2, 25.0], 'Capistrano': [17.6, 35.0], 'Center': [20.8, 19.0], 'Walnut': [21.1, 0.0], 'Lighthipe': [21.8, 26.0], 'Long Beach': [21.8, 53.0], 'Chino': [22.0, 0.0], 'Harborgen': [22.0, 52.0], 'Hinson': [22.5, 39.0], 'Lee Lake (Proposed)': [23.3, 0.0], 'Arcogen': [23.6, 26.0], 'Talega': [24.2, 9.0], 'Laguna Bell': [24.8, 0.0], 'Mira Loma': [26.2, 0.0], 'Mesa': [26.8, 0.0], 'Rio Hondo': [28.0, 0.0], 'San Onofre': [29.3, 0.0], 'La Fresa': [29.7, 0.0]} | 5654.6016 | 208.4601 | 3.687% | 5446.1414 | 96.31% | [5 empty] | 0 | 0% | 0 | 0% | 14.8837 | 0.2632% | 0 | 0% | 3.1489 | 0.05569% | 5651.4527 | 1446.2262 | 25.58% | 4208.3754 | 5429.0225 | 96.01% | 225.5791 | 5432.1714 | 96.07% | 222.4302 | 0 | 0% | 5654.6016 | 359.9801 | 6.366% | 5294.6215
114 | Lewis | Greater_LA | {'Villa Park': [3.7, 92.0], 'Barre': [4.8, 192.0], 'Serrano': [6.4, 0.0], 'Johanna': [7.1, 185.0], 'Ellis': [8.9, 205.0], 'Olinda': [9.5, 0.0], 'Del Amo': [11.7, 80.0], 'Alamitos': [11.9, 170.0], 'Huntington Beach': [12.1, 205.0], 'Santiago': [12.5, 146.0], 'Walnut': [14.0, 0.0], 'Center': [14.5, 39.0], 'Lighthipe': [16.6, 46.0], 'Viejo': [17.7, 2.0], 'Chino': [18.2, 0.0], 'Laguna Bell': [18.3, 0.0], 'Hinson': [18.6, 59.0], 'Harborgen': [19.0, 72.0], 'Long Beach': [19.0, 73.0], 'Arcogen': [19.8, 46.0], 'Mesa': [19.9, 0.0], 'Rio Hondo': [20.9, 0.0], 'Trabuco': [21.4, 44.0], 'Mira Loma': [23.6, 0.0], 'Margarita': [23.7, 1.0], 'Capistrano': [24.5, 11.0], 'La Fresa': [25.3, 9.0], 'Goodrich': [26.0, 0.0], 'Padua': [26.1, 0.0], 'Lee Lake (Proposed)': [26.2, 0.0], 'El Nido': [27.9, 0.0], 'Redondo': [28.2, 0.0], 'Rancho Vista': [28.4, 0.0], 'Etiwanda': [28.8, 0.0], 'Chevmain': [29.7, 0.0]} | 6267.8643 | 204.5879 | 3.264% | 6063.2764 | 96.74% | [5 empty] | 0 | 0% | 0 | 0% | 0 | 0% | 364.5219 | 5.816% | 302.532 | 4.827% | 5965.3322 | 1543.554 | 24.63% | 4724.3103 | 5746.7744 | 91.69% | 521.0898 | 6049.3062 | 96.51% | 218.5581 | 227.1328 | 3.624% | 6040.7314 | 368.9584 | 5.887% | 5898.9059
115 | Santiago | Greater_LA | {'Johanna': [5.9, 170.0], 'Viejo': [7.2, 78.0], 'Trabuco': [8.9, 120.0], 'Ellis': [10.2, 168.0], 'Villa Park': [11.1, 79.0], 'Margarita': [11.3, 76.0], 'Serrano': [11.4, 0.0], 'Capistrano': [12.0, 87.0], 'Huntington Beach': [12.2, 169.0], 'Lewis': [12.5, 146.0], 'Barre': [15.8, 133.0], 'Talega': [18.5, 61.0], 'Lee Lake (Proposed)': [19.2, 0.0], 'Alamitos': [20.3, 111.0], 'Olinda': [21.3, 0.0], 'Del Amo': [22.7, 21.0], 'Chino': [23.5, 0.0], 'San Onofre': [23.8, 52.0], 'Walnut': [25.9, 0.0], 'Mira Loma': [26.4, 0.0], 'Center': [26.6, 0.0], 'Long Beach': [27.2, 14.0], 'Harborgen': [27.6, 13.0], 'Lighthipe': [27.7, 0.0], 'Hinson': [28.3, 0.0], 'Arcogen': [29.3, 0.0]} | 5428.5103 | 221.8098 | 4.086% | 5206.7005 | 95.91% | [5 empty] | 0 | 0% | 0 | 0% | 14.8837 | 0.2742% | 0 | 0% | 3.1489 | 0.05801% | 5425.3614 | 991.702 | 18.27% | 4436.8083 | 5198.9004 | 95.77% | 229.6099 | 5202.0493 | 95.83% | 226.4609 | 0 | 0% | 5428.5103 | 342.625 | 6.312% | 5085.8853
116 | Serrano | Greater_LA | {'Villa Park': [2.7, 0.0], 'Lewis': [6.4, 0.0], 'Johanna': [8.7, 0.0], 'Olinda': [11.1, 0.0], 'Barre': [11.1, 0.0], 'Santiago': [11.4, 0.0], 'Ellis': [13.3, 0.0], 'Chino': [13.3, 0.0], 'Viejo': [14.0, 0.0], 'Walnut': [15.4, 0.0], 'Huntington Beach': [16.6, 0.0], 'Del Amo': [17.7, 0.0], 'Mira Loma': [17.9, 0.0], 'Alamitos': [18.3, 0.0], 'Center': [19.4, 0.0], 'Trabuco': [19.5, 0.0], 'Lee Lake (Proposed)': [20.3, 0.0], 'Margarita': [21.3, 0.0], 'Padua': [21.9, 0.0], 'Rio Hondo': [22.0, 0.0], 'Lighthipe': [22.4, 0.0], 'Laguna Bell': [22.9, 0.0], 'Capistrano': [22.9, 0.0], 'Rancho Vista': [23.1, 0.0], 'Etiwanda': [23.4, 0.0], 'Mesa': [23.4, 0.0], 'Hinson': [24.9, 0.0], 'Harborgen': [25.4, 0.0], 'Long Beach': [25.4, 0.0], 'Arcogen': [26.1, 0.0], 'Goodrich': [28.1, 0.0], 'Talega': [28.8, 0.0]} | 467.8485 | 0 | 0% | 467.8485 | 100% | [5 empty] | 0 | 0% | 0 | 0% | 0 | 0% | 446.0012 | 95.33% | 301.9824 | 64.55% | 165.8661 | 165.8661 | 35.45% | 301.9824 | 165.8661 | 35.45% | 301.9824 | 467.8485 | 100% | 0 | 227.1328 | 48.55% | 240.7157 | 22.8156 | 4.877% | 445.0329
117 | Villa Park | Greater_LA | {'Serrano': [2.7, 0.0], 'Lewis': [3.7, 92.0], 'Johanna': [7.1, 92.0], 'Barre': [8.5, 92.0], 'Olinda': [10.3, 0.0], 'Ellis': [10.9, 92.0], 'Santiago': [11.1, 79.0], 'Huntington Beach': [14.3, 92.0], 'Walnut': [14.9, 0.0], 'Viejo': [15.1, 0.0], 'Del Amo': [15.3, 34.0], 'Chino': [15.5, 0.0], 'Alamitos': [15.6, 92.0], 'Center': [17.4, 0.0], 'Trabuco': [19.7, 0.0], 'Lighthipe': [20.1, 1.0], 'Mira Loma': [20.4, 0.0], 'Laguna Bell': [21.1, 0.0], 'Rio Hondo': [21.7, 0.0], 'Margarita': [21.8, 0.0], 'Mesa': [22.0, 0.0], 'Hinson': [22.3, 13.0], 'Lee Lake (Proposed)': [22.6, 0.0], 'Harborgen': [22.8, 26.0], 'Long Beach': [22.8, 27.0], 'Capistrano': [23.0, 0.0], 'Arcogen': [23.5, 1.0], 'Padua': [23.8, 0.0], 'Rancho Vista': [25.5, 0.0], 'Etiwanda': [25.8, 0.0], 'Goodrich': [27.3, 0.0], 'La Fresa': [28.9, 0.0], 'Talega': [29.2, 0.0]} | 4983.5371 | 91.9556 | 1.845% | 4891.5816 | 98.15% | [5 empty] | 0 | 0% | 0 | 0% | 0 | 0% | 446.0012 | 8.949% | 301.9824 | 6.06% | 4681.5547 | 1134.5435 | 22.77% | 3848.9937 | 4582.6865 | 91.96% | 400.8506 | 4884.6689 | 98.02% | 98.8682 | 227.1328 | 4.558% | 4756.4043 | 352.2185 | 7.068% | 4631.3186
118 | Capistrano | Greater_LA | {'Margarita': [3.4, 127.0], 'Trabuco': [3.5, 134.0], 'Talega': [6.8, 113.0], 'Viejo': [10.7, 81.0], 'San Onofre': [11.8, 104.0], 'Santiago': [12.0, 87.0], 'Johanna': [17.6, 35.0], 'Ellis': [20.0, 33.0], 'Huntington Beach': [20.2, 34.0], 'Lee Lake (Proposed)': [20.5, 0.0], 'Serrano': [22.9, 0.0], 'Villa Park': [23.0, 0.0], 'Lewis': [24.5, 11.0], 'Barre': [27.4, 0.0], 'San Luis Rey': [28.2, 2.0]} | 1083.3177 | 139.2254 | 12.85% | 944.0924 | 87.15% | [5 empty] | 0 | 0% | 0 | 0% | 54.0688 | 4.991% | 0 | 0% | 3.1489 | 0.2907% | 1080.1689 | 306.5002 | 28.29% | 776.8176 | 936.2864 | 86.43% | 147.0313 | 939.4353 | 86.72% | 143.8824 | 0 | 0% | 1083.3177 | 12.4259 | 1.147% | 1070.8919
119 | Trabuco | Greater_LA | {'Margarita': [2.8, 123.0], 'Capistrano': [3.5, 134.0], 'Viejo': [7.4, 81.0], 'Santiago': [8.9, 120.0], 'Talega': [9.6, 108.0], 'Johanna': [14.6, 68.0], 'San Onofre': [15.0, 99.0], 'Ellis': [17.7, 67.0], 'Lee Lake (Proposed)': [18.2, 0.0], 'Huntington Beach': [18.5, 67.0], 'Serrano': [19.5, 0.0], 'Villa Park': [19.7, 0.0], 'Lewis': [21.4, 44.0], 'Barre': [24.6, 31.0], 'Alamitos': [28.2, 10.0]} | 1550.5726 | 167.2373 | 10.79% | 1383.3353 | 89.21% | [5 empty] | 0 | 0% | 0 | 0% | 54.0688 | 3.487% | 0 | 0% | 3.1489 | 0.2031% | 1547.4237 | 329.6984 | 21.26% | 1220.8742 | 1375.5294 | 88.71% | 175.0432 | 1378.6782 | 88.91% | 171.8944 | 0 | 0% | 1550.5726 | 29.9703 | 1.933% | 1520.6023
120 | Pleasant Grove | Northern_California | {'Rio Oso': [11.6, 20583.0], 'Gold Hill': [14.6, 0.0], 'Higgins': [19.2, 0.0], 'Olivehurst': [22.6, 16658.0], 'Woodland': [26.4, 0.0], 'East Marysville': [27.3, 2564.0], 'Placerville': [28.9, 0.0], 'Davis': [30.0, 0.0]} | 53533.3828 | 20582.877 | 38.45% | 32950.5059 | 61.55% | [5 empty] | 17938.2637 | 33.51% | 18970.8008 | 35.44% | 555.1352 | 1.037% | 0 | 0% | 23893.6035 | 44.63% | 29639.7793 | 0 | 0% | 53533.3828 | 7098.2627 | 13.26% | 46435.1201 | 30246.5977 | 56.5% | 23286.7852 | 488.9272 | 0.9133% | 53044.4556 | 9882.3662 | 18.46% | 43651.0166
121 | Summit | Northern_California | {'Drum 1': [21.2, 3259.0]} | 133767.3906 | 13721.71 | 10.26% | 120045.6807 | 89.74% | [5 empty] | 0 | 0% | 0 | 0% | 72097.4375 | 53.9% | 948.0061 | 0.7087% | 32040.0234 | 23.95% | 101727.3672 | 23972.7305 | 17.92% | 109794.6602 | 46447.793 | 34.72% | 87319.5977 | 70291.5703 | 52.55% | 63475.8203 | 92673.9688 | 69.28% | 41093.4219 | 12503.6055 | 9.347% | 121263.7852
122 | Devers | Riverside | {'Mirage': [14.4, 10573.0], 'El Casco': [28.8, 0.0]} | 37142.125 | 11357.4277 | 30.58% | 25784.6973 | 69.42% | [5 empty] | 75.3943 | 0.203% | 0 | 0% | 12354.2021 | 33.26% | 8460.501 | 22.78% | 10812.835 | 29.11% | 26329.29 | 8681.6299 | 23.37% | 28460.4951 | 11190.792 | 30.13% | 25951.333 | 17101.7168 | 46.04% | 20040.4082 | 15616.0117 | 42.04% | 21526.1133 | 498.1073 | 1.341% | 36644.0177
123 | Kern | Riverside (Exclude) | {'Julian Hinds': [13.4, 4515.0], 'Red Bluff': [15.1, 15591.0]} | 33753.4766 | 16536.4219 | 48.99% | 17217.0547 | 51.01% | [5 empty] | 4.8705 | 0.01443% | 0 | 0% | 0 | 0% | 0 | 0% | 3359.9763 | 9.954% | 30393.5002 | 6914.3145 | 20.48% | 26839.1621 | 0 | 0% | 33753.4766 | 9930.7275 | 29.42% | 23822.749 | 11807.9648 | 34.98% | 21945.5117 | 157.0941 | 0.4654% | 33596.3825
124 | Mirage | Riverside | {'Devers': [14.4, 10573.0]} | 38337.5859 | 13857.2539 | 36.15% | 24480.332 | 63.85% | [5 empty] | 384.8106 | 1.004% | 206.3935 | 0.5384% | 4212.4951 | 10.99% | 0 | 0% | 3469.6104 | 9.05% | 34867.9756 | 11973.6914 | 31.23% | 26363.8945 | 9228.2549 | 24.07% | 29109.3311 | 14918.6777 | 38.91% | 23418.9082 | 11698.1934 | 30.51% | 26639.3926 | 6.8553 | 0.01788% | 38330.7307
125 | Valley | Riverside (Exclude) | {'El Casco': [16.3, 0.0], 'Lee Lake (Proposed)': [16.9, 0.0], 'Vista': [22.8, 0.0], 'San Bernardino': [23.9, 0.0], 'Viejo': [28.5, 0.0], 'Mira Loma': [29.9, 0.0]} | 46.4141 | 0 | 0% | 46.4141 | 100% | [5 empty] | 0 | 0% | 0 | 0% | 0 | 0% | 46.4141 | 100% | 46.3323 | 99.82% | 0.081852 | 0.081853 | 0.1764% | 46.3323 | 46.4141 | 100% | 0 | 46.4141 | 100% | 0 | 2.6272 | 5.66% | 43.7869 | 0.048769 | 0.1051% | 46.3653
126 | Gold Hill | Solano | {'Pleasant Grove': [14.6, 0.0], 'Placerville': [19.7, 0.0], 'Rio Oso': [26.2, 0.0], 'Higgins': [26.8, 0.0]} | 0 | 0 | 0% | 0 | 0% | [5 empty] | 0 | 0% | 0 | 0% | 0 | 0% | 0 | 0% | 0 | 0% | 0 | 0 | 0% | 0 | 0 | 0% | 0 | 0 | 0% | 0 | 0 | 0% | 0 | 0 | 0% | 0
127 | Grand Island | Solano | {'Shiloh III': [14.6, 5279.0], 'Birds Landing': [15.0, 5279.0], 'Eight Mile': [16.6, 13925.0], 'Contra Costa': [19.1, 3566.0], 'Peabody': [21.0, 4952.0], 'Stagg': [21.1, 9663.0], 'Vaca-Dixon & Gc Yard': [21.4, 3007.0], 'Pittsburg': [21.4, 5216.0], 'Lone Tree': [21.8, 364.0], 'Brentwood': [22.1, 165.0], 'Kirker': [22.5, 3827.0], 'Davis': [23.0, 650.0], 'Lockeford': [24.7, 13370.0], 'Clayton': [28.6, 0.0], 'Weber': [28.8, 0.0], 'Putah Creek': [29.8, 0.0], 'Delta Pumps': [29.8, 0.0], 'Kelso': [30.0, 0.0]} | 232954.3281 | 22297.5293 | 9.572% | 210656.7988 | 90.43% | [5 empty] | 57916.6914 | 24.86% | 119862.1719 | 51.45% | 0 | 0% | 0 | 0% | 25677.2988 | 11.02% | 207277.0293 | 59922.3398 | 25.72% | 173031.9883 | 69579.375 | 29.87% | 163374.9531 | 85323.5547 | 36.63% | 147630.7734 | 975.3894 | 0.4187% | 231978.9387 | 31896.0293 | 13.69% | 201058.2988
128 | Chino | Greater_Kramer | {'Mira Loma': [6.6, 0.0], 'Padua': [8.7, 0.0], 'Rancho Vista': [10.3, 0.0], 'Etiwanda': [10.7, 0.0], 'Serrano': [13.3, 0.0], 'Olinda': [14.5, 0.0], 'Villa Park': [15.5, 0.0], 'Walnut': [15.6, 0.0], 'Lewis': [18.2, 0.0], 'Rio Hondo': [18.8, 0.0], 'Vista': [20.8, 0.0], 'Lee Lake (Proposed)': [21.6, 0.0], 'Barre': [21.8, 0.0], 'Johanna': [22.0, 0.0], 'Viejo': [22.9, 0.0], 'Santiago': [23.5, 0.0], 'Mesa': [24.9, 0.0], 'Center': [25.0, 0.0], 'Goodrich': [25.7, 0.0], 'San Bernardino': [25.9, 0.0], 'Del Amo': [26.2, 0.0], 'Ellis': [26.4, 0.0], 'Laguna Bell': [27.0, 0.0], 'Alamitos': [29.0, 0.0], 'Lighthipe': [29.7, 0.0], 'Huntington Beach': [29.8, 0.0]} | 446.0012 | 0 | 0% | 446.0012 | 100% | [5 empty] | 0 | 0% | 0 | 0% | 0 | 0% | 446.0012 | 100% | 301.9824 | 67.71% | 144.0188 | 144.0188 | 32.29% | 301.9824 | 144.0188 | 32.29% | 301.9824 | 446.0012 | 100% | 0 | 227.1328 | 50.93% | 218.8684 | 5.928 | 1.329% | 440.0732
129 | Kramer | Greater_Kramer (Exclude) | {'Randsburg': [26.6, 1599.0], 'Roadway': [29.4, 0.0]} | 57249.1523 | 6222.8662 | 10.87% | 51026.2861 | 89.13% | [5 empty] | 0 | 0% | 0 | 0% | 0 | 0% | 0 | 0% | 30190.1113 | 52.73% | 27059.041 | 12518.2568 | 21.87% | 44730.8955 | 3404.9272 | 5.948% | 53844.2251 | 40644.9766 | 71% | 16604.1758 | 38790.2109 | 67.76% | 18458.9414 | 205.7833 | 0.3595% | 57043.369
130 | Lugo | Greater_Kramer | {'Victor': [9.6, 6128.0], 'Roadway': [14.7, 6120.0], 'San Bernardino': [21.1, 0.0], 'Etiwanda': [21.2, 0.0], 'Rancho Vista': [21.4, 0.0], 'Vista': [22.6, 0.0], 'Padua': [23.0, 0.0], 'Mira Loma': [27.1, 0.0], 'Calcite': [27.8, 0.0]} | 57091.2461 | 6181.9482 | 10.83% | 50909.2979 | 89.17% | [5 empty] | 41.7185 | 0.07307% | 1.7313 | 0.003033% | 12006.4688 | 21.03% | 26673.6094 | 46.72% | 33559.7969 | 58.78% | 23531.4492 | 34498.8594 | 60.43% | 22592.3867 | 29903.8184 | 52.38% | 27187.4277 | 50077.0938 | 87.71% | 7014.1523 | 22862.9688 | 40.05% | 34228.2773 | 2394.4634 | 4.194% | 54696.7827
131 | Mira Loma | Greater_Kramer | {'Rancho Vista': [5.8, 0.0], 'Etiwanda': [6.0, 0.0], 'Chino': [6.6, 0.0], 'Padua': [8.8, 0.0], 'Vista': [14.3, 0.0], 'Serrano': [17.9, 0.0], 'Lee Lake (Proposed)': [19.0, 0.0], 'San Bernardino': [19.3, 0.0], 'Villa Park': [20.4, 0.0], 'Olinda': [21.0, 0.0], 'Walnut': [22.1, 0.0], 'Lewis': [23.6, 0.0], 'Viejo': [23.9, 0.0], 'Rio Hondo': [24.8, 0.0], 'Johanna': [26.2, 0.0], 'Santiago': [26.4, 0.0], 'Lugo': [27.1, 0.0], 'Barre': [27.6, 0.0], 'El Casco': [28.1, 0.0], 'Valley': [29.9, 0.0]} | 1037.8887 | 0 | 0% | 1037.8887 | 100% | [5 empty] | 0 | 0% | 0 | 0% | 30.5995 | 2.948% | 1007.2904 | 97.05% | 893.8699 | 86.12% | 144.0188 | 371.3695 | 35.78% | 666.5191 | 421.1391 | 40.58% | 616.7495 | 1037.8887 | 100% | 0 | 771.8811 | 74.37% | 266.0076 | 8.1008 | 0.7805% | 1029.7879
132 | Padua | Greater_Kramer | {'Rancho Vista': [6.4, 0.0], 'Etiwanda': [6.8, 0.0], 'Chino': [8.7, 0.0], 'Mira Loma': [8.8, 0.0], 'Vista': [19.2, 0.0], 'Walnut': [19.4, 0.0], 'Rio Hondo': [19.6, 0.0], 'Olinda': [20.2, 0.0], 'Serrano': [21.9, 0.0], 'Lugo': [23.0, 0.0], 'San Bernardino': [23.1, 0.0], 'Villa Park': [23.8, 0.0], 'Goodrich': [25.8, 0.0], 'Lewis': [26.1, 0.0], 'Mesa': [27.6, 0.0], 'Lee Lake (Proposed)': [27.7, 0.0], 'Barre': [29.1, 0.0], 'Center': [29.8, 0.0]} | 6463.2153 | 0 | 0% | 6463.2153 | 100% | [5 empty] | 9.5614 | 0.1479% | 0 | 0% | 250.941 | 3.883% | 6212.2656 | 96.12% | 6359.0493 | 98.39% | 104.166 | 3893.4565 | 60.24% | 2569.7588 | 2828.2703 | 43.76% | 3634.9451 | 6463.2153 | 100% | 0 | 3794.2764 | 58.71% | 2668.939 | 632.1474 | 9.781% | 5831.0679
133 | Pisgah | Greater_Kramer | {'Cool Water': [27.3, 7756.0]} | 39012.1719 | 12849.1826 | 32.94% | 26162.9893 | 67.06% | [5 empty] | 360.2739 | 0.9235% | 439.4557 | 1.126% | 0 | 0% | 0 | 0% | 8065.6616 | 20.67% | 30946.5103 | 8566.418 | 21.96% | 30445.7539 | 9723.0703 | 24.92% | 29289.1016 | 11537.25 | 29.57% | 27474.9219 | 20074.6504 | 51.46% | 18937.5215 | 644.204 | 1.651% | 38367.9679
134 | Roadway | Greater_Kramer | {'Victor': [5.1, 16098.0], 'Lugo': [14.7, 6120.0], 'Calcite': [28.5, 153.0], 'Kramer': [29.4, 0.0], 'Tortilla': [29.4, 125.0]} | 65683.0547 | 18744.6094 | 28.54% | 46938.4453 | 71.46% | [5 empty] | 37.1217 | 0.05652% | 57.3092 | 0.08725% | 6711.4194 | 10.22% | 0 | 0% | 22767.623 | 34.66% | 42915.4316 | 28431.5059 | 43.29% | 37251.5488 | 11470.3027 | 17.46% | 54212.752 | 37802.5352 | 57.55% | 27880.5195 | 18042.6953 | 27.47% | 47640.3594 | 429.4063 | 0.6538% | 65253.6484
135 | Tortilla | Greater_Kramer | {'Cool Water': [10.0, 122.0], 'Calcite': [24.5, 7.0], 'Roadway': [29.4, 125.0]} | 69305 | 8639.5039 | 12.47% | 60665.4961 | 87.53% | [5 empty] | 94.5182 | 0.1364% | 1080.785 | 1.559% | 0 | 0% | 0 | 0% | 37408.7461 | 53.98% | 31896.2539 | 29396.1484 | 42.42% | 39908.8516 | 7572.7144 | 10.93% | 61732.2856 | 50907.9961 | 73.46% | 18397.0039 | 36393.6758 | 52.51% | 32911.3242 | 1714.7306 | 2.474% | 67590.2694
136 | Victor | Greater_Kramer | {'Roadway': [5.1, 16098.0], 'Lugo': [9.6, 6128.0], 'Calcite': [26.9, 2371.0], 'Etiwanda': [29.7, 0.0], 'Rancho Vista': [29.9, 0.0]} | 75946.5703 | 18322.918 | 24.13% | 57623.6523 | 75.87% | [5 empty] | 59.7158 | 0.07863% | 59.0406 | 0.07774% | 11384.5508 | 14.99% | 13638.2246 | 17.96% | 32819.7734 | 43.21% | 43126.7969 | 43531.332 | 57.32% | 32415.2383 | 26210.834 | 34.51% | 49735.7363 | 53802.4883 | 70.84% | 22144.082 | 20956.6445 | 27.59% | 54989.9258 | 1695.6824 | 2.233% | 74250.8879
137 | Vista | Greater_Kramer | {'San Bernardino': [5.3, 0.0], 'Etiwanda': [12.4, 0.0], 'Rancho Vista': [12.8, 0.0], 'Mira Loma': [14.3, 0.0], 'El Casco': [14.8, 0.0], 'Padua': [19.2, 0.0], 'Chino': [20.8, 0.0], 'Lee Lake (Proposed)': [21.5, 0.0], 'Lugo': [22.6, 0.0], 'Valley': [22.8, 0.0]} | 1769.7355 | 0 | 0% | 1769.7355 | 100% | [5 empty] | 0 | 0% | 0 | 0% | 250.941 | 14.18% | 1518.7858 | 85.82% | 1769.7355 | 100% | 0 | 1127.8301 | 63.73% | 641.9054 | 1702.722 | 96.21% | 67.0134 | 1769.7355 | 100% | 0 | 1172.6847 | 66.26% | 597.0508 | 68.1733 | 3.852% | 1701.5622
138 | Encina | Greater_SD | {'Palomar Airport': [2.9, 57.0], 'San Luis Rey': [5.1, 53.0], 'Escondido': [12.7, 16.0], 'Penasquitos': [16.5, 7.0], 'San Onofre': [20.4, 27.0], 'Sycamore Canyon': [23.3, 5.0], 'Kearny': [24.0, 5.0], 'Talega': [25.7, 2.0], 'Mission': [26.9, 2.0], 'Old Town': [26.9, 4.0]} | 1082.6796 | 58.1733 | 5.373% | 1024.5063 | 94.63% | [5 empty] | 110.8009 | 10.23% | 0 | 0% | 0 | 0% | 0 | 0% | 123.2469 | 11.38% | 959.4326 | 985.3195 | 91.01% | 97.3601 | 1023.3595 | 94.52% | 59.3201 | 1023.3595 | 94.52% | 59.3201 | 17.318 | 1.6% | 1065.3616 | 243.4583 | 22.49% | 839.2213
139 | Escondido | Greater_SD | {'Palomar Airport': [9.9, 16.0], 'Encina': [12.7, 16.0], 'San Luis Rey': [13.9, 11.0], 'Sycamore Canyon': [15.2, 5.0], 'Penasquitos': [15.5, 7.0], 'Kearny': [20.2, 5.0], 'Mission': [23.6, 2.0], 'Old Town': [25.2, 4.0], 'Silvergate': [29.7, 0.0]} | 229.5949 | 15.5397 | 6.768% | 214.0552 | 93.23% | [5 empty] | 0 | 0% | 0 | 0% | 0 | 0% | 0 | 0% | 19.465 | 8.478% | 210.1299 | 184.9008 | 80.53% | 44.694 | 214.0335 | 93.22% | 15.5614 | 214.0335 | 93.22% | 15.5614 | 0 | 0% | 229.5949 | 24.8184 | 10.81% | 204.7764
140 | Kearny | Greater_SD | {'Mission': [3.4, 1079.0], 'Old Town': [5.8, 1081.0], 'Penasquitos': [7.8, 746.0], 'Sycamore Canyon': [8.3, 27.0], 'Silvergate': [9.5, 1072.0], 'Miguel': [13.7, 908.0], 'Bay Boulevard': [15.6, 1005.0], 'Escondido': [20.2, 5.0], 'Palomar Airport': [21.9, 5.0], 'Otay Mesa': [22.0, 85.0], 'Encina': [24.0, 5.0], 'Suncrest': [26.2, 0.0], 'San Luis Rey': [28.6, 0.0]} | 5490.4355 | 1082.1526 | 19.71% | 4408.283 | 80.29% | [5 empty] | 0 | 0% | 0 | 0% | 0 | 0% | 0 | 0% | 91.8068 | 1.672% | 5398.6288 | 1059.0237 | 19.29% | 4431.4119 | 4378.4893 | 79.75% | 1111.9463 | 4396.8125 | 80.08% | 1093.623 | 0 | 0% | 5490.4355 | 79.5202 | 1.448% | 5410.9154
141 | Miguel | Greater_SD | {'Bay Boulevard': [8.1, 979.0], 'Otay Mesa': [8.3, 155.0], 'Silvergate': [9.4, 936.0], 'Mission': [11.6, 917.0], 'Old Town': [13.6, 917.0], 'Kearny': [13.7, 908.0], 'Sycamore Canyon': [16.7, 0.0], 'Suncrest': [19.7, 0.0], 'Penasquitos': [21.5, 624.0]} | 5864.4678 | 978.5758 | 16.69% | 4885.892 | 83.31% | [5 empty] | 0 | 0% | 0 | 0% | 441.3843 | 7.526% | 5.2302 | 0.08918% | 274.4737 | 4.68% | 5589.9941 | 1285.4165 | 21.92% | 4579.0513 | 4772.7544 | 81.38% | 1091.7134 | 4791.0776 | 81.7% | 1073.3901 | 108.3384 | 1.847% | 5756.1294 | 220.6377 | 3.762% | 5643.83
142 | Mission | Greater_SD | {'Kearny': [3.4, 1079.0], 'Old Town': [3.4, 1088.0], 'Silvergate': [6.1, 1081.0], 'Penasquitos': [10.4, 743.0], 'Sycamore Canyon': [11.1, 24.0], 'Miguel': [11.6, 917.0], 'Bay Boulevard': [12.3, 1014.0], 'Otay Mesa': [19.6, 94.0], 'Escondido': [23.6, 2.0], 'Palomar Airport': [24.9, 2.0], 'Suncrest': [26.5, 0.0], 'Encina': [26.9, 2.0]} | 5508.8218 | 1088.4901 | 19.76% | 4420.3317 | 80.24% | [5 empty] | 0 | 0% | 0 | 0% | 0 | 0% | 0 | 0% | 91.8068 | 1.667% | 5417.015 | 1054.9795 | 19.15% | 4453.8423 | 4390.5381 | 79.7% | 1118.2837 | 4408.8613 | 80.03% | 1099.9604 | 0 | 0% | 5508.8218 | 86.932 | 1.578% | 5421.8898
143 | Old Town | Greater_SD | {'Mission': [3.4, 1088.0], 'Silvergate': [5.7, 1081.0], 'Kearny': [5.8, 1081.0], 'Penasquitos': [10.6, 745.0], 'Bay Boulevard': [12.3, 1014.0], 'Miguel': [13.6, 917.0], 'Sycamore Canyon': [14.0, 26.0], 'Otay Mesa': [21.1, 94.0], 'Escondido': [25.2, 4.0], 'Palomar Airport': [25.2, 4.0], 'Encina': [26.9, 4.0], 'Suncrest': [29.8, 0.0]} | 5514.3452 | 1090.1716 | 19.77% | 4424.1736 | 80.23% | [5 empty] | 0 | 0% | 0 | 0% | 0 | 0% | 0 | 0% | 91.8068 | 1.665% | 5422.5384 | 1058.8218 | 19.2% | 4455.5234 | 4394.3804 | 79.69% | 1119.9648 | 4412.7036 | 80.02% | 1101.6416 | 0 | 0% | 5514.3452 | 87.3034 | 1.583% | 5427.0418
144 | Penasquitos | Greater_SD | {'Kearny': [7.8, 746.0], 'Mission': [10.4, 743.0], 'Old Town': [10.6, 745.0], 'Sycamore Canyon': [10.9, 27.0], 'Palomar Airport': [14.6, 7.0], 'Escondido': [15.5, 7.0], 'Silvergate': [16.0, 736.0], 'Encina': [16.5, 7.0], 'San Luis Rey': [21.2, 3.0], 'Miguel': [21.5, 624.0], 'Bay Boulevard': [22.6, 668.0], 'Otay Mesa': [29.7, 0.0]} | 1971.821 | 748.0465 | 37.94% | 1223.7745 | 62.06% | [5 empty] | 0 | 0% | 0 | 0% | 0 | 0% | 0 | 0% | 51.785 | 2.626% | 1920.0361 | 255.4878 | 12.96% | 1716.3332 | 1222.5181 | 62% | 749.303 | 1222.5181 | 62% | 749.303 | 0 | 0% | 1971.821 | 29.39 | 1.491% | 1942.431
145 | San Luis Rey | Greater_SD | {'Encina': [5.1, 53.0], 'Palomar Airport': [6.7, 52.0], 'Escondido': [13.9, 11.0], 'San Onofre': [16.8, 34.0], 'Penasquitos': [21.2, 3.0], 'Talega': [21.6, 8.0], 'Sycamore Canyon': [26.8, 0.0], 'Capistrano': [28.2, 2.0], 'Kearny': [28.6, 0.0], 'Margarita': [28.8, 0.0]} | 1033.1699 | 59.9713 | 5.805% | 973.1986 | 94.2% | [5 empty] | 110.8009 | 10.72% | 0 | 0% | 0 | 0% | 0 | 0% | 120.9469 | 11.71% | 912.223 | 928.4829 | 89.87% | 104.687 | 971.691 | 94.05% | 61.4789 | 971.691 | 94.05% | 61.4789 | 18.0543 | 1.747% | 1015.1157 | 235.6818 | 22.81% | 797.4881
146 | Sycamore Canyon | Greater_SD | {'Kearny': [8.3, 27.0], 'Penasquitos': [10.9, 27.0], 'Mission': [11.1, 24.0], 'Old Town': [14.0, 26.0], 'Escondido': [15.2, 5.0], 'Silvergate': [16.6, 17.0], 'Miguel': [16.7, 0.0], 'Palomar Airport': [20.6, 5.0], 'Suncrest': [21.6, 0.0], 'Bay Boulevard': [21.6, 0.0], 'Encina': [23.3, 5.0], 'Otay Mesa': [24.6, 0.0], 'San Luis Rey': [26.8, 0.0]} | 111.7165 | 26.604 | 23.81% | 85.1125 | 76.19% | [5 empty] | 0 | 0% | 0 | 0% | 0 | 0% | 0 | 0% | 8.7951 | 7.873% | 102.9215 | 64.8963 | 58.09% | 46.8202 | 84.9897 | 76.08% | 26.7268 | 84.9897 | 76.08% | 26.7268 | 0 | 0% | 111.7165 | 8.5876 | 7.687% | 103.129
147 | Talega | Greater_SD | {'San Onofre': [5.8, 110.0], 'Capistrano': [6.8, 113.0], 'Margarita': [7.4, 111.0], 'Trabuco': [9.6, 108.0], 'Viejo': [15.3, 63.0], 'Santiago': [18.5, 61.0], 'Lee Lake (Proposed)': [21.6, 0.0], 'San Luis Rey': [21.6, 8.0], 'Johanna': [24.2, 9.0], 'Encina': [25.7, 2.0], 'Ellis': [26.8, 7.0], 'Huntington Beach': [27.0, 8.0], 'Palomar Airport': [28.1, 0.0], 'Serrano': [28.8, 0.0], 'Villa Park': [29.2, 0.0]} | 966.397 | 119.039 | 12.32% | 847.358 | 87.68% | [5 empty] | 0 | 0% | 0 | 0% | 48.0182 | 4.969% | 0 | 0% | 0 | 0% | 966.397 | 342.4225 | 35.43% | 623.9745 | 844.9465 | 87.43% | 121.4505 | 844.9465 | 87.43% | 121.4505 | 18.0543 | 1.868% | 948.3427 | 17.747 | 1.836% | 948.65
148 | Martin (San Francisco H) | Peninsula_Monterey | {'Eastshore': [16.9, 2414.0], 'Martinez': [26.8, 289.0], 'Ignacio': [26.8, 1576.0], 'Newark': [27.1, 16.0], 'Carquinez': [28.2, 743.0], 'Clayton': [29.2, 0.0]} | 24335.8242 | 7440.8809 | 30.58% | 16894.9434 | 69.42% | [5 empty] | 70.4572 | 0.2895% | 165.9819 | 0.682% | 508.5446 | 2.09% | 7111.9097 | 29.22% | 6914.9814 | 28.41% | 17420.8428 | 11378.6484 | 46.76% | 12957.1758 | 15742.9893 | 64.69% | 8592.835 | 16446.7676 | 67.58% | 7889.0566 | 5761.5493 | 23.68% | 18574.2749 | 1466.5538 | 6.026% | 22869.2704
149 | Bellota | Solano | {'Rancho Seco - Bellota (Proposed)': [8.2, 1564.0], 'Lockeford': [10.7, 568.0], 'Camanche': [13.7, 568.0], 'Weber': [14.0, 18592.0], 'Riverbank': [18.0, 23888.0], 'Stagg': [18.3, 5136.0], 'Ripon': [19.3, 22487.0], 'Eight Mile': [20.0, 568.0], 'Vierra': [20.7, 18575.0], 'Warnerville': [22.1, 7204.0], 'New Melones': [26.8, 0.0], 'Peoria': [29.2, 0.0]} | 82815.1562 | 26584.4766 | 32.1% | 56230.6797 | 67.9% | [5 empty] | 44606.418 | 53.86% | 11913.2793 | 14.39% | 912.7952 | 1.102% | 0 | 0% | 47840.4688 | 57.77% | 34974.6875 | 2986.4707 | 3.606% | 79828.6855 | 16589.1797 | 20.03% | 66225.9766 | 54520.3438 | 65.83% | 28294.8125 | 11951.7637 | 14.43% | 70863.3926 | 4370.9238 | 5.278% | 78444.2324
150 | Ripon | Solano | {'Vierra': [7.6, 45246.0], 'Weber': [12.4, 31291.0], 'Westley': [12.6, 27789.0], 'Riverbank': [13.1, 44016.0], 'Warnerville': [18.8, 13879.0], 'Bellota': [19.3, 22487.0], 'Stagg': [19.7, 5639.0], 'Tesla': [23.1, 527.0], 'Midway Green Ridge Services': [24.2, 527.0], 'Eight Mile': [24.4, 0.0], 'Lockeford': [25.0, 0.0], 'Kelso': [25.1, 0.0], 'Delta Pumps': [26.1, 0.0], 'Crow Creek': [26.4, 3893.0], 'Fink (Proposed)': [26.7, 3459.0], 'Rancho Seco - Bellota (Proposed)': [27.3, 0.0]} | 154592.1094 | 62520.7031 | 40.44% | 92071.4062 | 59.56% | [5 empty] | 48223.3555 | 31.19% | 93181.9609 | 60.28% | 0 | 0% | 0 | 0% | 67497.6875 | 43.66% | 87094.4219 | 7471.2759 | 4.833% | 147120.8335 | 8865.2598 | 5.735% | 145726.8496 | 69845.3594 | 45.18% | 84746.75 | 0 | 0% | 154592.1094 | 4198.02 | 2.716% | 150394.0894
151 | Lockeford | Solano | {'Rancho Seco - Bellota (Proposed)': [9.0, 1715.0], 'Camanche': [9.9, 1715.0], 'Bellota': [10.7, 568.0], 'Eight Mile': [12.5, 15235.0], 'Stagg': [13.4, 9860.0], 'Weber': [14.3, 0.0], 'Vierra': [22.9, 0.0], 'Grand Island': [24.7, 13370.0], 'Ripon': [25.0, 0.0], 'Riverbank': [27.7, 0.0]} | 26116.4727 | 15255.0215 | 58.41% | 10861.4512 | 41.59% | [5 empty] | 5336.6724 | 20.43% | 17938.748 | 68.69% | 0 | 0% | 0 | 0% | 0 | 0% | 26116.4727 | 4996.8306 | 19.13% | 21119.6421 | 5777.0684 | 22.12% | 20339.4043 | 5777.0684 | 22.12% | 20339.4043 | 0 | 0% | 26116.4727 | 1519.4019 | 5.818% | 24597.0708
152 | Stagg | Solano | {'Eight Mile': [4.8, 9860.0], 'Weber': [7.7, 5639.0], 'Lockeford': [13.4, 9860.0], 'Vierra': [14.0, 5639.0], 'Bellota': [18.3, 5136.0], 'Brentwood': [18.6, 0.0], 'Kelso': [19.3, 0.0], 'Ripon': [19.7, 5639.0], 'Delta Pumps': [19.9, 0.0], 'Grand Island': [21.1, 9663.0], 'Rancho Seco - Bellota (Proposed)': [21.5, 28.0], 'Midway Green Ridge Services': [22.5, 0.0], 'Lone Tree': [22.6, 0.0], 'Tesla': [22.7, 0.0], 'Camanche': [23.3, 28.0], 'Contra Costa': [23.7, 0.0], 'Birds Landing': [27.8, 0.0], 'Riverbank': [28.6, 3103.0], 'Cayetano': [29.0, 0.0], 'Westley': [29.6, 0.0], 'Shiloh III': [29.8, 0.0]} | 150579.1719 | 15499.7969 | 10.29% | 135079.375 | 89.71% | [5 empty] | 12690.5527 | 8.428% | 116706.5156 | 77.51% | 0 | 0% | 0 | 0% | 29787.8184 | 19.78% | 120791.3535 | 22963.1016 | 15.25% | 127616.0703 | 22963.1016 | 15.25% | 127616.0703 | 45049.7695 | 29.92% | 105529.4023 | 0 | 0% | 150579.1719 | 11197.2969 | 7.436% | 139381.875
153 | Weber | Solano | {'Stagg': [7.7, 5639.0], 'Vierra': [8.6, 31274.0], 'Eight Mile': [12.2, 0.0], 'Ripon': [12.4, 31291.0], 'Bellota': [14.0, 18592.0], 'Lockeford': [14.3, 0.0], 'Rancho Seco - Bellota (Proposed)': [19.8, 0.0], 'Riverbank': [20.9, 23462.0], 'Kelso': [21.5, 0.0], 'Delta Pumps': [22.4, 0.0], 'Tesla': [22.8, 0.0], 'Midway Green Ridge Services': [23.2, 0.0], 'Camanche': [23.4, 0.0], 'Westley': [23.6, 8063.0], 'Brentwood': [23.8, 0.0], 'Warnerville': [26.9, 0.0], 'Lone Tree': [28.4, 0.0], 'Grand Island': [28.8, 0.0]} | 133970.4688 | 31290.6992 | 23.36% | 102679.7695 | 76.64% | [5 empty] | 30019.5586 | 22.41% | 93651.4297 | 69.9% | 0 | 0% | 0 | 0% | 36264.7734 | 27.07% | 97705.6953 | 4448.1055 | 3.32% | 129522.3633 | 4654.042 | 3.474% | 129316.4268 | 39413.0117 | 29.42% | 94557.457 | 0 | 0% | 133970.4688 | 4787.751 | 3.574% | 129182.7178
154 | Carrizo Plains | Kern_Greater_Carrizo | {'Solar': [1.1, 12869.0], 'Caliente': [6.9, 9622.0], 'Kernridge': [17.5, 7774.0], 'Temblor': [19.4, 7323.0], 'Cholame': [26.9, 1098.0], 'Arco': [28.2, 0.0]} | 72580.4453 | 12869.749 | 17.73% | 59710.6963 | 82.27% | [5 empty] | 68.7363 | 0.0947% | 0 | 0% | 12388.7021 | 17.07% | 0 | 0% | 30919.5566 | 42.6% | 41660.8887 | 2287.4119 | 3.152% | 70293.0334 | 6643.9829 | 9.154% | 65936.4624 | 35228.3633 | 48.54% | 37352.082 | 50232.625 | 69.21% | 22347.8203 | 1028.9021 | 1.418% | 71551.5432
155 | Cholame | Kern_Greater_Carrizo | {'Cal Flats': [12.7, 1152.0], 'Templeton': [21.4, 4949.0], 'Avenal': [23.6, 653.0], 'Arco': [24.5, 62.0], 'Solar': [26.1, 1098.0], 'Carrizo Plains': [26.9, 1098.0]} | 83312.1875 | 10702.9629 | 12.85% | 72609.2246 | 87.15% | [5 empty] | 4743.7461 | 5.694% | 191.7172 | 0.2301% | 8065.7754 | 9.681% | 0 | 0% | 49088.6406 | 58.92% | 34223.5469 | 5161.6577 | 6.196% | 78150.5298 | 14787.4492 | 17.75% | 68524.7383 | 52205.3672 | 62.66% | 31106.8203 | 49084.043 | 58.92% | 34228.1445 | 801.0189 | 0.9615% | 82511.1686
156 | Mesa | Kern_Greater_Carrizo | {'Oceano': [9.7, 4147.0], 'Sisquoc': [11.4, 1633.0], 'San Luis Obispo': [20.2, 1077.0], 'Cabrillo': [25.2, 0.0], 'Diablo Canyon': [26.5, 64.0]} | 39789.6836 | 4273.0796 | 10.74% | 35516.604 | 89.26% | [5 empty] | 1826.7477 | 4.591% | 2772.3501 | 6.968% | 8223.1084 | 20.67% | 16366.8877 | 41.13% | 9308.2568 | 23.39% | 30481.4268 | 465.5419 | 1.17% | 39324.1417 | 11754.4473 | 29.54% | 28035.2363 | 14661.1143 | 36.85% | 25128.5693 | 25381.4004 | 63.79% | 14408.2832 | 2993.0242 | 7.522% | 36796.6594
157 | Oceano | Kern_Greater_Carrizo | {'Mesa': [9.7, 4147.0], 'San Luis Obispo': [11.5, 3260.0], 'Diablo Canyon': [17.0, 1900.0], 'Sisquoc': [20.9, 1538.0], 'Morro Bay': [24.4, 1543.0]} | 38783.0938 | 6330.0137 | 16.32% | 32453.0801 | 83.68% | [5 empty] | 1880.2588 | 4.848% | 2803.7732 | 7.229% | 9792.4463 | 25.25% | 16561.2734 | 42.7% | 11629.0449 | 29.98% | 27154.0488 | 770.001 | 1.985% | 38013.0927 | 14255.0029 | 36.76% | 24528.0908 | 17624.2305 | 45.44% | 21158.8633 | 22482.7441 | 57.97% | 16300.3496 | 3588.0811 | 9.252% | 35195.0127
158 | San Luis Obispo | Kern_Greater_Carrizo | {'Oceano': [11.5, 3260.0], 'Diablo Canyon': [12.4, 2074.0], 'Morro Bay': [14.7, 1824.0], 'Mesa': [20.2, 1077.0], 'Templeton': [20.4, 613.0]} | 53233.332 | 6132.8086 | 11.52% | 47100.5234 | 88.48% | [5 empty] | 239.8115 | 0.4505% | 116.3666 | 0.2186% | 15175.29 | 28.51% | 36270.0508 | 68.13% | 21287.832 | 39.99% | 31945.5 | 9932.7441 | 18.66% | 43300.5879 | 27875.9102 | 52.37% | 25357.4219 | 34427.4727 | 64.67% | 18805.8594 | 34721.3008 | 65.22% | 18512.0312 | 3663.1821 | 6.881% | 49570.1499
159 | Templeton | Kern_Greater_Carrizo | {'Morro Bay': [15.9, 1675.0], 'San Luis Obispo': [20.4, 613.0], 'Cholame': [21.4, 4949.0], 'Diablo Canyon': [25.2, 18.0], 'Cal Flats': [29.6, 0.0]} | 116782.8047 | 38121.1172 | 32.64% | 78661.6875 | 67.36% | [5 empty] | 10206.9678 | 8.74% | 2561.2522 | 2.193% | 45370.2227 | 38.85% | 32853.457 | 28.13% | 40427.9062 | 34.62% | 76354.8984 | 22312.1758 | 19.11% | 94470.6289 | 38747.5586 | 33.18% | 78035.2461 | 57876.5117 | 49.56% | 58906.293 | 48685.957 | 41.69% | 68096.8477 | 5709.5967 | 4.889% | 111073.208
160 | Sisquoc | Kern_Greater_Carrizo | {'Mesa': [11.4, 1633.0], 'Cabrillo': [17.3, 204.0], 'Oceano': [20.9, 1538.0]} | 36391.3398 | 1879.2528 | 5.164% | 34512.087 | 94.84% | [5 empty] | 1611.1577 | 4.427% | 1999.2719 | 5.494% | 18378.6816 | 50.5% | 9892.7627 | 27.18% | 16309.6592 | 44.82% | 20081.6807 | 1294.2246 | 3.556% | 35097.1152 | 16831.6738 | 46.25% | 19559.666 | 24645.7988 | 67.72% | 11745.541 | 22682.875 | 62.33% | 13708.4648 | 943.9698 | 2.594% | 35447.3701
161 | Goleta | Kern_Greater_Carrizo | {} | 10313.041 | 1825.4426 | 17.7% | 8487.5984 | 82.3% | [5 empty] | 699.3289 | 6.781% | 264.9263 | 2.569% | 4134.4385 | 40.09% | 3297.0044 | 31.97% | 6885.959 | 66.77% | 3427.082 | 148.1811 | 1.437% | 10164.8599 | 868.6819 | 8.423% | 9444.3591 | 7754.6411 | 75.19% | 2558.3999 | 3110.2341 | 30.16% | 7202.8069 | 643.6979 | 6.242% | 9669.3431
162 | Schulte Switching Station | Peninsula_Monterey | {'Los Esteros': [3.7, 53.0], 'Newark': [8.7, 53.0], 'Hicks': [10.3, 437.0], 'Metcalf Energy Center': [15.7, 0.0], 'Metcalf 1': [15.7, 0.0], 'Eastshore': [19.3, 53.0], 'Cayetano': [26.9, 0.0]} | 6601.7212 | 490.5289 | 7.43% | 6111.1923 | 92.57% | [5 empty] | 93.6666 | 1.419% | 8.8494 | 0.134% | 2275.8589 | 34.47% | 3221.6125 | 48.8% | 4709.439 | 71.34% | 1892.2822 | 1225.5347 | 18.56% | 5376.1865 | 4274.2324 | 64.74% | 2327.4888 | 5375.5723 | 81.43% | 1226.1489 | 2310.48 | 35% | 4291.2412 | 1042.2538 | 15.79% | 5559.4674
163 | Hicks | Peninsula_Monterey | {'Metcalf Energy Center': [8.5, 16.0], 'Metcalf 1': [8.8, 16.0], 'Scott': [10.3, 437.0], 'Los Esteros': [13.5, 0.0], 'Newark': [19.0, 0.0], 'Llagas': [24.6, 0.0], 'Eastshore': [29.5, 0.0]} | 9741.2754 | 453.4803 | 4.655% | 9287.795 | 95.34% | [5 empty] | 86.9817 | 0.8929% | 18.1265 | 0.1861% | 1158.2565 | 11.89% | 8583.0322 | 88.11% | 7094.5493 | 72.83% | 2646.7261 | 46.2702 | 0.475% | 9695.0052 | 6634.1143 | 68.1% | 3107.1611 | 9122.9326 | 93.65% | 618.3428 | 4410.7183 | 45.28% | 5330.5571 | 135.7068 | 1.393% | 9605.5685
164 | Cottonwood | Northern_California | {'Jessup': [5.5, 25299.0]} | 116583.7031 | 36285.5469 | 31.12% | 80298.1562 | 68.88% | [5 empty] | 1346.8547 | 1.155% | 1196.0924 | 1.026% | 103546.0469 | 88.82% | 3216.9937 | 2.759% | 43564.0039 | 37.37% | 73019.6992 | 6777.1128 | 5.813% | 109806.5903 | 4991.0264 | 4.281% | 111592.6768 | 47683.9141 | 40.9% | 68899.7891 | 52151.5781 | 44.73% | 64432.125 | 5381.0439 | 4.616% | 111202.6592
165 | Jessup | Northern_California | {'Cottonwood': [5.5, 25299.0]} | 96912.8438 | 28884.3477 | 29.8% | 68028.4961 | 70.2% | [5 empty] | 1105.2867 | 1.14% | 1158.8083 | 1.196% | 81201.7422 | 83.79% | 9275.8975 | 9.571% | 37962.4609 | 39.17% | 58950.3828 | 8043.2026 | 8.299% | 88869.6411 | 6498.2793 | 6.705% | 90414.5645 | 43535.2695 | 44.92% | 53377.5742 | 40646.0117 | 41.94% | 56266.832 | 3308.0481 | 3.413% | 93604.7957
166 | Round Mountain | Northern_California | {'Cove Road': [4.9, 12533.0], 'New Sub - Pit 1 - Cottonwood (Proposed)': [6.1, 15739.0], 'Pit 1': [26.2, 1348.0]} | 177797.6875 | 15738.9336 | 8.852% | 162058.7539 | 91.15% | [5 empty] | 562.7067 | 0.3165% | 84.4565 | 0.0475% | 169066.0312 | 95.09% | 7407.3462 | 4.166% | 93019.3984 | 52.32% | 84778.2891 | 43753.0664 | 24.61% | 134044.6211 | 51811.1445 | 29.14% | 125986.543 | 119057.7734 | 66.96% | 58739.9141 | 126087.5 | 70.92% | 51710.1875 | 8798.4775 | 4.949% | 168999.21
167 | Carquinez | Solano | {'Martinez': [8.9, 8354.0], 'Tulucay': [10.9, 7355.0], 'Ignacio': [15.9, 2053.0], 'Clayton': [18.3, 5159.0], 'Kirker': [19.3, 3751.0], 'Pittsburg': [19.5, 3508.0], 'Peabody': [20.2, 2431.0], 'Lakeville': [21.2, 281.0], 'Shiloh III': [22.5, 317.0], 'Birds Landing': [22.9, 1.0], 'Contra Costa': [26.1, 0.0], 'Vaca-Dixon & Gc Yard': [27.9, 2204.0], 'Penngrove': [28.2, 0.0], 'Martin': [28.2, 743.0], 'Lone Tree': [28.4, 0.0]} | 56051.5938 | 12366.6162 | 22.06% | 43684.9775 | 77.94% | [5 empty] | 1503.9324 | 2.683% | 2515.3582 | 4.488% | 18346.0859 | 32.73% | 133.1611 | 0.2376% | 17127.9629 | 30.56% | 38923.6309 | 16970.7441 | 30.28% | 39080.8496 | 24566.9629 | 43.83% | 31484.6309 | 40856.0078 | 72.89% | 15195.5859 | 12883.8838 | 22.99% | 43167.71 | 10573.3887 | 18.86% | 45478.2051
168 | Peabody | Solano | {'Vaca-Dixon & Gc Yard': [8.4, 28473.0], 'Shiloh III': [10.5, 7583.0], 'Birds Landing': [13.5, 5572.0], 'Tulucay': [16.3, 5826.0], 'Putah Creek': [16.4, 20549.0], 'Pittsburg': [17.6, 5198.0], 'Kirker': [18.6, 3819.0], 'Carquinez': [20.2, 2431.0], 'Martinez': [20.3, 133.0], 'Grand Island': [21.0, 4952.0], 'Davis': [22.0, 18400.0], 'Contra Costa': [22.2, 3410.0], 'Clayton': [23.6, 198.0], 'Lone Tree': [26.1, 136.0], 'Madison': [26.6, 6875.0], 'Woodland': [29.5, 1217.0], 'Brentwood': [29.9, 6.0]} | 136183.0938 | 31458.0332 | 23.1% | 104725.0605 | 76.9% | [5 empty] | 19672.334 | 14.45% | 29392.4375 | 21.58% | 40986.1055 | 30.1% | 0 | 0% | 59781.3438 | 43.9% | 76401.75 | 30225.6172 | 22.19% | 105957.4766 | 29861.2285 | 21.93% | 106321.8652 | 84556.6562 | 62.09% | 51626.4375 | 33292.2344 | 24.45% | 102890.8594 | 28764.8086 | 21.12% | 107418.2852
169 | Vaca Dixon | Solano | {'Peabody': [8.4, 28473.0], 'Putah Creek': [9.3, 49799.0], 'Davis': [14.2, 50928.0], 'Shiloh III': [16.5, 4824.0], 'Madison': [18.8, 27821.0], 'Birds Landing': [19.7, 2828.0], 'Woodland': [21.0, 25742.0], 'Grand Island': [21.4, 3007.0], 'Tulucay': [21.6, 5586.0], 'Pittsburg': [25.2, 2453.0], 'Kirker': [26.3, 1512.0], 'Carquinez': [27.9, 2204.0], 'Martinez': [28.7, 0.0], 'Contra Costa': [28.7, 848.0]} | 165205.6406 | 61585.4492 | 37.28% | 103620.1914 | 62.72% | [5 empty] | 25056.5039 | 15.17% | 71205.875 | 43.1% | 35059.4453 | 21.22% | 0 | 0% | 50854.7969 | 30.78% | 114350.8438 | 23189.8496 | 14.04% | 142015.791 | 23741.0547 | 14.37% | 141464.5859 | 73559.4688 | 44.53% | 91646.1719 | 26830.5625 | 16.24% | 138375.0781 | 20869.377 | 12.63% | 144336.2637
170 | Bellevue | Mendocino_Marin | {'Penngrove': [4.7, 1869.0], 'Fulton': [8.6, 4566.0], 'Lakeville': [11.3, 564.0], 'Ignacio': [22.9, 0.0], 'Tulucay': [25.8, 0.0], 'Geysers Tap 1': [26.0, 0.0]} | 73120.3047 | 4899.4248 | 6.7% | 68220.8799 | 93.3% | [5 empty] | 5951.6328 | 8.14% | 1400.1028 | 1.915% | 37407.6406 | 51.16% | 25898.6484 | 35.42% | 46470.9648 | 63.55% | 26649.3398 | 18873.1074 | 25.81% | 54247.1973 | 43243.7539 | 59.14% | 29876.5508 | 61824.6836 | 84.55% | 11295.6211 | 50647.8398 | 69.27% | 22472.4648 | 4359.52 | 5.962% | 68760.7847
171 | Cloverdale | Mendocino_Marin | {'Eagle Rock': [11.0, 974.0], 'Hopland': [12.7, 271.0], 'Geysers Tap 1': [14.1, 1137.0], 'Fulton': [24.7, 143.0], 'Ukiah': [25.8, 135.0], 'Calpella': [29.3, 0.0]} | 111511.0391 | 1477.3589 | 1.325% | 110033.6802 | 98.68% | [5 empty] | 2060.8198 | 1.848% | 1336.8333 | 1.199% | 65544.0625 | 58.78% | 42946.832 | 38.51% | 84439.8203 | 75.72% | 27071.2188 | 35840.7656 | 32.14% | 75670.2734 | 63717.7695 | 57.14% | 47793.2695 | 100578.3047 | 90.2% | 10932.7344 | 79802.8906 | 71.57% | 31708.1484 | 1058.8346 | 0.9495% | 110452.2045
172 | Fulton | Mendocino_Marin | {'Bellevue': [8.6, 4566.0], 'Penngrove': [13.3, 1536.0], 'Geysers Tap 1': [17.7, 143.0], 'Lakeville': [19.6, 231.0], 'Eagle Rock': [23.0, 31.0], 'Cloverdale': [24.7, 143.0]} | 35584.3828 | 5066.9556 | 14.24% | 30517.4272 | 85.76% | [5 empty] | 1195.1567 | 3.359% | 932.6992 | 2.621% | 3239.5059 | 9.104% | 31222.3965 | 87.74% | 18385.4629 | 51.67% | 17198.9199 | 8054.7339 | 22.64% | 27529.6489 | 18897.748 | 53.11% | 16686.6348 | 27510.1914 | 77.31% | 8074.1914 | 22181.623 | 62.34% | 13402.7598 | 772.2843 | 2.17% | 34812.0985
173 | Lakeville | Mendocino_Marin | {'Penngrove': [7.0, 1254.0], 'Bellevue': [11.3, 564.0], 'Ignacio': [12.2, 985.0], 'Tulucay': [17.0, 372.0], 'Fulton': [19.6, 231.0], 'Carquinez': [21.2, 281.0]} | 64922.5391 | 1549.0239 | 2.386% | 63373.5151 | 97.61% | [5 empty] | 5477.8823 | 8.438% | 855.388 | 1.318% | 45257.4531 | 69.71% | 14553.374 | 22.42% | 49173.9023 | 75.74% | 15748.6367 | 17478.1035 | 26.92% | 47444.4355 | 36308.1406 | 55.93% | 28614.3984 | 57490.3828 | 88.55% | 7432.1562 | 48521.7656 | 74.74% | 16400.7734 | 4298.2588 | 6.621% | 60624.2803
174 | Penngrove | Mendocino_Marin | {'Bellevue': [4.7, 1869.0], 'Lakeville': [7.0, 1254.0], 'Fulton': [13.3, 1536.0], 'Ignacio': [18.2, 690.0], 'Tulucay': [22.9, 308.0], 'Carquinez': [28.2, 0.0]} | 75881.4375 | 2559.7053 | 3.373% | 73321.7322 | 96.63% | [5 empty] | 6105.2554 | 8.046% | 1163.9746 | 1.534% | 49679.6523 | 65.47% | 16413.1816 | 21.63% | 55738.3789 | 73.45% | 20143.0586 | 18484.1074 | 24.36% | 57397.3301 | 43834.0312 | 57.77% | 32047.4062 | 67300.8281 | 88.69% | 8580.6094 | 57830.2422 | 76.21% | 18051.1953 | 4621.9111 | 6.091% | 71259.5264
175 | Warnerville | Central_Valley_North_Los_Banos | {'Riverbank': [6.1, 36451.0], 'Ripon': [18.8, 13879.0], 'Chinese Station': [19.9, 0.0], 'Peoria': [20.0, 0.0], 'New Melones': [20.5, 0.0], 'Bellota': [22.1, 7204.0], 'Westley': [24.8, 2393.0], 'Vierra': [26.1, 2557.0], 'Weber': [26.9, 0.0], 'Rancho Seco - Bellota (Proposed)': [29.0, 775.0]} | 257981.9062 | 54139.5039 | 20.99% | 203842.4023 | 79.01% | [5 empty] | 103335.8828 | 40.06% | 54168.1016 | 21% | 10847.8574 | 4.205% | 0 | 0% | 176164.9062 | 68.29% | 81817 | 41781.7734 | 16.2% | 216200.1328 | 81500.9141 | 31.59% | 176480.9922 | 197643.1562 | 76.61% | 60338.75 | 74758.6562 | 28.98% | 183223.25 | 20973.1934 | 8.13% | 237008.7129
176 | Riverbank | Central_Valley_North_Los_Banos | {'Warnerville': [6.1, 36451.0], 'Ripon': [13.1, 44016.0], 'Bellota': [18.0, 23888.0], 'Vierra': [20.1, 31716.0], 'Westley': [20.9, 12254.0], 'Weber': [20.9, 23462.0], 'New Melones': [24.0, 0.0], 'Peoria': [24.2, 0.0], 'Chinese Station': [24.6, 0.0], 'Rancho Seco - Bellota (Proposed)': [25.6, 996.0], 'Lockeford': [27.7, 0.0], 'Stagg': [28.6, 3103.0]} | 233468.8125 | 67224.5547 | 28.79% | 166244.2578 | 71.21% | [5 empty] | 90153.0078 | 38.61% | 75252.5156 | 32.23% | 3768.7268 | 1.614% | 0 | 0% | 145753.7812 | 62.43% | 87715.0312 | 19222.1895 | 8.233% | 214246.623 | 52371.1445 | 22.43% | 181097.668 | 163197.4844 | 69.9% | 70271.3281 | 43597.7266 | 18.67% | 189871.0859 | 12847.0986 | 5.503% | 220621.7139
177 | Pease | Northern_California | {'East Marysville': [5.4, 46578.0], 'Olivehurst': [8.3, 46574.0], 'Honcut': [11.0, 21948.0], 'Rio Oso': [19.3, 21640.0], 'Palermo': [21.1, 3735.0], 'Wyandotte': [23.1, 2630.0], 'Thermalito': [23.8, 2630.0], 'Table Mt.': [26.6, 696.0], 'Colgate': [27.6, 77.0]} | 229497.6562 | 55823.3555 | 24.32% | 173674.3008 | 75.68% | [5 empty] | 61738.1875 | 26.9% | 101589.6953 | 44.27% | 53.7977 | 0.02344% | 0 | 0% | 118261.2188 | 51.53% | 111236.4375 | 32698.8887 | 14.25% | 196798.7676 | 82782.1641 | 36.07% | 146715.4922 | 168780.6406 | 73.54% | 60717.0156 | 12737.3574 | 5.55% | 216760.2988 | 20501.5098 | 8.933% | 208996.1465
178 | Rio Oso | Northern_California | {'Pleasant Grove': [11.6, 20583.0], 'Olivehurst': [11.6, 38762.0], 'East Marysville': [16.6, 24666.0], 'Pease': [19.3, 21640.0], 'Higgins': [21.6, 0.0], 'Woodland': [23.7, 1013.0], 'Gold Hill': [26.2, 0.0], 'Honcut': [27.5, 23.0]} | 143918.1094 | 43700.0664 | 30.36% | 100218.043 | 69.64% | [5 empty] | 48222.4922 | 33.51% | 64233.418 | 44.63% | 600.8057 | 0.4175% | 0 | 0% | 68146.6719 | 47.35% | 75771.4375 | 9316.665 | 6.474% | 134601.4443 | 52260.4023 | 36.31% | 91657.707 | 95670.7422 | 66.48% | 48247.3672 | 580.3508 | 0.4033% | 143337.7585 | 20131.5352 | 13.99% | 123786.5742
179 | Alpaugh | Central_Valley_North_Los_Banos | {'Olive': [4.6, 0.0], 'Corcoran': [11.5, 0.0], 'Waukena': [13.8, 0.0], 'Smyrna': [17.0, 0.0], 'Gates-Midway (Proposed)': [21.2, 0.0], 'Vestal': [22.5, 0.0], 'GWF Hanford': [23.7, 0.0], 'Semitropic': [25.1, 0.0], 'Charca': [25.6, 0.0], 'Goose Lake': [25.9, 0.0], 'Rector': [26.4, 0.0], 'Leprino': [28.4, 0.0], 'Arco': [28.7, 0.0]} | 0 | 0 | 0% | 0 | 0% | [5 empty] | 0 | 0% | 0 | 0% | 0 | 0% | 0 | 0% | 0 | 0% | 0 | 0 | 0% | 0 | 0 | 0% | 0 | 0 | 0% | 0 | 0 | 0% | 0 | 0 | 0% | 0
180 | Rector | Central_Valley_North_Los_Banos | {'Springville': [21.8, 0.0], 'Waukena': [21.8, 0.0], 'Reedley': [22.0, 0.0], 'Corcoran': [22.0, 0.0], 'GWF Hanford': [22.6, 0.0], 'Kingsburg': [22.7, 0.0], 'Wahtoke': [24.4, 0.0], 'Alpaugh': [26.4, 0.0]} | 0 | 0 | 0% | 0 | 0% | [5 empty] | 0 | 0% | 0 | 0% | 0 | 0% | 0 | 0% | 0 | 0% | 0 | 0 | 0% | 0 | 0 | 0% | 0 | 0 | 0% | 0 | 0 | 0% | 0 | 0 | 0% | 0
181 | Springville | Central_Valley_North_Los_Banos | {'Vestal': [20.1, 0.0], 'Rector': [21.8, 0.0]} | 0 | 0 | 0% | 0 | 0% | [5 empty] | 0 | 0% | 0 | 0% | 0 | 0% | 0 | 0% | 0 | 0% | 0 | 0 | 0% | 0 | 0 | 0% | 0 | 0 | 0% | 0 | 0 | 0% | 0 | 0 | 0% | 0
182 | Vestal | Central_Valley_North_Los_Banos | {'Springville': [20.1, 0.0], 'Olive': [20.6, 0.0], 'Poso Mt.': [20.8, 0.0], 'Charca': [21.0, 0.0], 'Smyrna': [22.5, 0.0], 'Alpaugh': [22.5, 0.0], 'Lerdo': [23.9, 0.0], 'Semitropic': [25.9, 0.0], 'Shafter': [26.1, 0.0], 'Sycamore': [27.4, 0.0], 'Kern Oil': [27.9, 0.0], '7th Standard': [27.9, 0.0], 'Rio Bravo': [29.3, 0.0]} | 0 | 0 | 0% | 0 | 0% | [5 empty] | 0 | 0% | 0 | 0% | 0 | 0% | 0 | 0% | 0 | 0% | 0 | 0 | 0% | 0 | 0 | 0% | 0 | 0 | 0% | 0 | 0 | 0% | 0 | 0 | 0% | 0
183 | UltraPower Chinese Station | El_Dorado_Mariposa | {'Peoria': [2.3, 57.0], 'New Melones': [5.7, 57.0], 'Curtis': [11.1, 0.0], 'Warnerville': [19.9, 0.0], 'Riverbank': [24.6, 0.0]} | 76688.4141 | 57.4703 | 0.07494% | 76630.9438 | 99.93% | [5 empty] | 13570.7803 | 17.7% | 2365.7214 | 3.085% | 13752.3301 | 17.93% | 0 | 0% | 69183.25 | 90.21% | 7505.1641 | 19473.8398 | 25.39% | 57214.5742 | 27877.1094 | 36.35% | 48811.3047 | 70681.0859 | 92.17% | 6007.3281 | 61133.1094 | 79.72% | 15555.3047 | 9794.6787 | 12.77% | 66893.7354
184 | Curtis | El_Dorado_Mariposa | {'Peoria': [10.9, 0.0], 'Chinese Station': [11.1, 0.0], 'New Melones': [11.6, 0.0], 'Donnells-Curtis': [24.4, 0.0]} | 0 | 0 | 0% | 0 | 0% | [5 empty] | 0 | 0% | 0 | 0% | 0 | 0% | 0 | 0% | 0 | 0% | 0 | 0 | 0% | 0 | 0 | 0% | 0 | 0 | 0% | 0 | 0 | 0% | 0 | 0 | 0% | 0
185 | Peoria | El_Dorado_Mariposa | {'Chinese Station': [2.3, 57.0], 'New Melones': [3.4, 57.0], 'Curtis': [10.9, 0.0], 'Warnerville': [20.0, 0.0], 'Riverbank': [24.2, 0.0], 'Bellota': [29.2, 0.0]} | 74022.625 | 57.4703 | 0.07764% | 73965.1547 | 99.92% | [5 empty] | 10495.5947 | 14.18% | 1776.4496 | 2.4% | 16496.7266 | 22.29% | 0 | 0% | 67907.7266 | 91.74% | 6114.8984 | 18431.2754 | 24.9% | 55591.3496 | 26007.4219 | 35.13% | 48015.2031 | 68343.5469 | 92.33% | 5679.0781 | 60652.168 | 81.94% | 13370.457 | 8293.7881 | 11.2% | 65728.8369
186 | Moorpark | Greater_LA | {'Santa Clara': [16.2, 0.0], 'Mandalay': [20.4, 0.0], 'Saugus': [21.1, 1631.0], 'Pardee': [21.3, 1631.0], 'Sylmar-Pac Intertie': [23.1, 27.0]} | 27940.7617 | 1630.9641 | 5.837% | 26309.7976 | 94.16% | [5 empty] | 457.6039 | 1.638% | 2428.2747 | 8.691% | 1130.8591 | 4.047% | 26801.9629 | 95.92% | 21175.9727 | 75.79% | 6764.7891 | 0 | 0% | 27940.7617 | 241.5491 | 0.8645% | 27699.2126 | 21175.9727 | 75.79% | 6764.7891 | 13736.3232 | 49.16% | 14204.4385 | 3939.2952 | 14.1% | 24001.4666
187 | Santa Clara | Greater_LA | {'Mandalay': [7.5, 385.0], 'Moorpark': [16.2, 0.0]} | 2447.6086 | 385.278 | 15.74% | 2062.3307 | 84.26% | [5 empty] | 5.6676 | 0.2316% | 3.041 | 0.1242% | 76.5223 | 3.126% | 0.14551 | 0.005945% | 649.1635 | 26.52% | 1798.4452 | 1376.5107 | 56.24% | 1071.0979 | 2005.2695 | 81.93% | 442.3391 | 2005.2695 | 81.93% | 442.3391 | 0 | 0% | 2447.6086 | 1134.9814 | 46.37% | 1312.6272
188 | Davis | Solano | {'Woodland': [9.3, 34892.0], 'Putah Creek': [14.2, 50729.0], 'Vaca-Dixon & Gc Yard': [14.2, 50928.0], 'Madison': [15.4, 34221.0], 'Peabody': [22.0, 18400.0], 'Grand Island': [23.0, 650.0], 'Shiloh III': [26.7, 707.0], 'Birds Landing': [29.5, 0.0], 'Pleasant Grove': [30.0, 0.0]} | 152205.5156 | 60077.7656 | 39.47% | 92127.75 | 60.53% | [5 empty] | 29502.1426 | 19.38% | 101684.3203 | 66.81% | 243.895 | 0.1602% | 0 | 0% | 49379.3672 | 32.44% | 102826.1484 | 12891.1475 | 8.47% | 139314.3682 | 28588.3496 | 18.78% | 123617.166 | 63034.543 | 41.41% | 89170.9727 | 427.6646 | 0.281% | 151777.851 | 7908.0425 | 5.196% | 144297.4731
189 | Putah Creek | Solano | {'Vaca-Dixon & Gc Yard': [9.3, 49799.0], 'Madison': [10.3, 33514.0], 'Davis': [14.2, 50729.0], 'Peabody': [16.4, 20549.0], 'Woodland': [16.7, 29534.0], 'Tulucay': [24.1, 422.0], 'Shiloh III': [25.7, 1921.0], 'Birds Landing': [28.9, 226.0], 'Grand Island': [29.8, 0.0]} | 146145.1875 | 55639.0508 | 38.07% | 90506.1367 | 61.93% | [5 empty] | 13370.374 | 9.149% | 66302.2188 | 45.37% | 47906.4102 | 32.78% | 0 | 0% | 81995.6953 | 56.11% | 64149.4922 | 10118.9609 | 6.924% | 136026.2266 | 10307.4199 | 7.053% | 135837.7676 | 86160.0156 | 58.96% | 59985.1719 | 39272.7969 | 26.87% | 106872.3906 | 5445.6045 | 3.726% | 140699.583
190 | East Marysville | Northern_California | {'Olivehurst': [5.0, 45409.0], 'Pease': [5.4, 46578.0], 'Honcut': [11.0, 21739.0], 'Rio Oso': [16.6, 24666.0], 'Palermo': [20.2, 3512.0], 'Wyandotte': [22.7, 2407.0], 'Colgate': [23.0, 392.0], 'Thermalito': [24.5, 2407.0], 'Higgins': [26.6, 0.0], 'Pleasant Grove': [27.3, 2564.0], 'Table Mt.': [27.4, 473.0], 'Brunswick': [28.6, 0.0]} | 201126.3125 | 49920.9492 | 24.82% | 151205.3633 | 75.18% | [5 empty] | 54381.2617 | 27.04% | 86548.3906 | 43.03% | 612.8251 | 0.3047% | 0 | 0% | 107869.4141 | 53.63% | 93256.8984 | 17612.7852 | 8.757% | 183513.5273 | 54005.9922 | 26.85% | 147120.3203 | 145931.2969 | 72.56% | 55195.0156 | 10886.2217 | 5.413% | 190240.0908 | 23588.168 | 11.73% | 177538.1445
191 | Olivehurst | Northern_California | {'East Marysville': [5.0, 45409.0], 'Pease': [8.3, 46574.0], 'Rio Oso': [11.6, 38762.0], 'Honcut': [16.0, 17365.0], 'Pleasant Grove': [22.6, 16658.0], 'Higgins': [24.5, 0.0], 'Colgate': [25.1, 392.0], 'Palermo': [25.1, 1105.0], 'Wyandotte': [27.6, 0.0], 'Brunswick': [28.9, 0.0], 'Thermalito': [29.5, 0.0]} | 220340.2812 | 64620.8516 | 29.33% | 155719.4297 | 70.67% | [5 empty] | 62820.1758 | 28.51% | 105748.9062 | 47.99% | 1213.6309 | 0.5508% | 0 | 0% | 102901.9531 | 46.7% | 117438.3281 | 19880.6211 | 9.023% | 200459.6602 | 74327.3594 | 33.73% | 146012.9219 | 149734.9531 | 67.96% | 70605.3281 | 4924.4609 | 2.235% | 215415.8203 | 23699.916 | 10.76% | 196640.3652
192 | Morro Bay | Kern_Greater_Carrizo | {'Diablo Canyon': [10.9, 1768.0], 'San Luis Obispo': [14.7, 1824.0], 'Templeton': [15.9, 1675.0], 'Oceano': [24.4, 1543.0]} | 64121.4961 | 3436.5913 | 5.359% | 60684.9048 | 94.64% | [5 empty] | 389.7694 | 0.6079% | 231.9591 | 0.3617% | 13486.957 | 21.03% | 40466.1406 | 63.11% | 35162.8828 | 54.84% | 28958.6133 | 18295.8828 | 28.53% | 45825.6133 | 30393.4688 | 47.4% | 33728.0273 | 47301.293 | 73.77% | 16820.2031 | 42993.9609 | 67.05% | 21127.5352 | 4624.5156 | 7.212% | 59496.9805
193 | Palomar | Greater_SD | {'Encina': [2.9, 57.0], 'San Luis Rey': [6.7, 52.0], 'Escondido': [9.9, 16.0], 'Penasquitos': [14.6, 7.0], 'Sycamore Canyon': [20.6, 5.0], 'Kearny': [21.9, 5.0], 'San Onofre': [23.0, 26.0], 'Mission': [24.9, 2.0], 'Old Town': [25.2, 4.0], 'Talega': [28.1, 0.0]} | 1055.8424 | 56.8279 | 5.382% | 999.0145 | 94.62% | [5 empty] | 110.8009 | 10.49% | 0 | 0% | 0 | 0% | 0 | 0% | 123.2469 | 11.67% | 932.5955 | 964.6523 | 91.36% | 91.1901 | 998.595 | 94.58% | 57.2474 | 998.595 | 94.58% | 57.2474 | 7.805 | 0.7392% | 1048.0374 | 237.9041 | 22.53% | 817.9383
194 | Margarita | Greater_LA | {'Trabuco': [2.8, 123.0], 'Capistrano': [3.4, 127.0], 'Talega': [7.4, 111.0], 'Viejo': [8.1, 79.0], 'Santiago': [11.3, 76.0], 'San Onofre': [13.1, 102.0], 'Lee Lake (Proposed)': [17.2, 0.0], 'Johanna': [17.2, 25.0], 'Ellis': [20.4, 23.0], 'Huntington Beach': [21.2, 24.0], 'Serrano': [21.3, 0.0], 'Villa Park': [21.8, 0.0], 'Lewis': [23.7, 1.0], 'Barre': [27.1, 0.0], 'San Luis Rey': [28.8, 0.0]} | 921.5906 | 126.5231 | 13.73% | 795.0675 | 86.27% | [5 empty] | 0 | 0% | 0 | 0% | 54.0688 | 5.867% | 0 | 0% | 3.1489 | 0.3417% | 918.4417 | 302.2197 | 32.79% | 619.371 | 790.9385 | 85.82% | 130.6521 | 794.0874 | 86.16% | 127.5032 | 0 | 0% | 921.5906 | 10.7689 | 1.169% | 910.8217
195 | Huntington Beach | Greater_LA | {'Ellis': [3.4, 535.0], 'Johanna': [8.6, 207.0], 'Alamitos': [10.8, 1023.0], 'Barre': [11.2, 1045.0], 'Lewis': [12.1, 205.0], 'Santiago': [12.2, 169.0], 'Villa Park': [14.3, 92.0], 'Del Amo': [15.5, 933.0], 'Long Beach': [16.5, 926.0], 'Serrano': [16.6, 0.0], 'Harborgen': [17.0, 925.0], 'Trabuco': [18.5, 67.0], 'Hinson': [18.5, 912.0], 'Arcogen': [19.3, 900.0], 'Viejo': [19.4, 25.0], 'Lighthipe': [19.8, 900.0], 'Capistrano': [20.2, 34.0], 'Center': [20.8, 893.0], 'Olinda': [20.9, 0.0], 'Margarita': [21.2, 24.0], 'Laguna Bell': [24.8, 54.0], 'Walnut': [25.0, 0.0], 'La Fresa': [25.6, 863.0], 'Talega': [27.0, 8.0], 'Redondo': [27.4, 853.0], 'Mesa': [28.0, 0.0], 'El Nido': [28.5, 702.0], 'Chino': [29.8, 0.0]} | 6810.8379 | 1080.8033 | 15.87% | 5730.0345 | 84.13% | [5 empty] | 0 | 0% | 0 | 0% | 13.3603 | 0.1962% | 0 | 0% | 3.1489 | 0.04623% | 6807.689 | 1496.214 | 21.97% | 5314.6239 | 5712.9155 | 83.88% | 1097.9224 | 5716.0645 | 83.93% | 1094.7734 | 0 | 0% | 6810.8379 | 364.8352 | 5.357% | 6446.0027
196 | Los Esteros | Peninsula_Monterey | {'Scott': [3.7, 53.0], 'Newark': [5.9, 60.0], 'Hicks': [13.5, 0.0], 'Eastshore': [17.0, 60.0], 'Metcalf Energy Center': [17.5, 0.0], 'Metcalf 1': [17.5, 0.0], 'Cayetano': [23.2, 0.0], 'Midway Green Ridge Services': [28.0, 0.0], 'Tesla': [28.2, 0.0]} | 9060.3447 | 60.0213 | 0.6625% | 9000.3235 | 99.34% | [5 empty] | 2.6608 | 0.02937% | 8.627 | 0.09522% | 6198.6011 | 68.41% | 1559.0656 | 17.21% | 7386.127 | 81.52% | 1674.2178 | 2625.8145 | 28.98% | 6434.5303 | 3737.1843 | 41.25% | 5323.1604 | 8393.3584 | 92.64% | 666.9863 | 7264.7886 | 80.18% | 1795.5562 | 1478.7911 | 16.32% | 7581.5536
197 | Birds Landing | Solano | {'Shiloh III': [3.2, 6014.0], 'Pittsburg': [7.1, 6462.0], 'Kirker': [8.3, 5073.0], 'Contra Costa': [9.0, 4674.0], 'Lone Tree': [12.9, 1389.0], 'Peabody': [13.5, 5572.0], 'Clayton': [14.6, 1088.0], 'Grand Island': [15.0, 5279.0], 'Brentwood': [16.5, 1060.0], 'Martinez': [17.3, 134.0], 'Vaca-Dixon & Gc Yard': [19.7, 2828.0], 'Carquinez': [22.9, 1.0], 'Eight Mile': [25.1, 0.0], 'Delta Pumps': [25.1, 822.0], 'Tulucay': [25.3, 0.0], 'Kelso': [25.8, 822.0], 'Cayetano': [26.9, 822.0], 'Stagg': [27.8, 0.0], 'Putah Creek': [28.9, 226.0], 'Davis': [29.5, 0.0]} | 113939.4766 | 6837.1484 | 6.001% | 107102.3281 | 94% | [5 empty] | 24861.0605 | 21.82% | 31444.7324 | 27.6% | 3217.9836 | 2.824% | 94.524 | 0.08296% | 17778.0801 | 15.6% | 96161.3965 | 47882.082 | 42.02% | 66057.3945 | 42925.0039 | 37.67% | 71014.4727 | 60327.6992 | 52.95% | 53611.7773 | 4956.3403 | 4.35% | 108983.1362 | 34556.6484 | 30.33% | 79382.8281
198 | Cayetano | Solano | {'Delta Pumps': [9.3, 1797.0], 'Kelso': [10.0, 1797.0], 'Midway Green Ridge Services': [10.1, 446.0], 'Tesla': [11.4, 422.0], 'Brentwood': [13.5, 1560.0], 'Lone Tree': [14.4, 1560.0], 'Clayton': [17.8, 1560.0], 'Contra Costa': [18.0, 1560.0], 'Newark': [20.2, 5.0], 'Eastshore': [20.5, 0.0], 'Kirker': [20.8, 1357.0], 'Pittsburg': [21.7, 1357.0], 'Los Esteros': [23.2, 0.0], 'Martinez': [26.8, 0.0], 'Scott': [26.9, 0.0], 'Birds Landing': [26.9, 822.0], 'Vierra': [27.5, 237.0], 'Stagg': [29.0, 0.0]} | 75204.8359 | 1802.3883 | 2.397% | 73402.4476 | 97.6% | [5 empty] | 3912.5496 | 5.203% | 7071.3398 | 9.403% | 21768.6074 | 28.95% | 11478.5518 | 15.26% | 52539.3945 | 69.86% | 22665.4414 | 54212.9766 | 72.09% | 20991.8594 | 57629.6211 | 76.63% | 17575.2148 | 65667.3125 | 87.32% | 9537.5234 | 27153.1309 | 36.11% | 48051.7051 | 4424.2363 | 5.883% | 70780.5996
199 | Silvergate | Greater_SD | {'Old Town': [5.7, 1081.0], 'Mission': [6.1, 1081.0], 'Bay Boulevard': [6.6, 1032.0], 'Miguel': [9.4, 936.0], 'Kearny': [9.5, 1072.0], 'Otay Mesa': [15.9, 112.0], 'Penasquitos': [16.0, 736.0], 'Sycamore Canyon': [16.6, 17.0], 'Suncrest': [28.0, 0.0], 'Escondido': [29.7, 0.0]} | 6054.958 | 1099.4969 | 18.16% | 4955.4611 | 81.84% | [5 empty] | 0 | 0% | 0 | 0% | 178.5178 | 2.948% | 0 | 0% | 141.2924 | 2.334% | 5913.6656 | 1489.932 | 24.61% | 4565.026 | 4923.8184 | 81.32% | 1131.1396 | 4942.1416 | 81.62% | 1112.8164 | 0 | 0% | 6054.958 | 192.7757 | 3.184% | 5862.1823
200 | Richmond | Northern_California | {'Leavitt': [7.1, 14059.0]} | 186720.0625 | 36502.4336 | 19.55% | 150217.6289 | 80.45% | [5 empty] | 1449.6506 | 0.7764% | 0 | 0% | 183844.6406 | 98.46% | 0 | 0% | 66826.4766 | 35.79% | 119893.5859 | 24754.1621 | 13.26% | 161965.9004 | 23456.7617 | 12.56% | 163263.3008 | 89887.9062 | 48.14% | 96832.1562 | 117061.7812 | 62.69% | 69658.2812 | 13320.4424 | 7.134% | 173399.6201
201 | Rancho Vista | Greater_Kramer | {'Etiwanda': [0.4, 0.0], 'Mira Loma': [5.8, 0.0], 'Padua': [6.4, 0.0], 'Chino': [10.3, 0.0], 'Vista': [12.8, 0.0], 'San Bernardino': [17.0, 0.0], 'Lugo': [21.4, 0.0], 'Serrano': [23.1, 0.0], 'Lee Lake (Proposed)': [23.8, 0.0], 'Olinda': [24.3, 0.0], 'Walnut': [24.5, 0.0], 'Villa Park': [25.5, 0.0], 'Rio Hondo': [25.6, 0.0], 'El Casco': [27.6, 0.0], 'Lewis': [28.4, 0.0], 'Viejo': [29.7, 0.0], 'Victor': [29.9, 0.0]} | 6831.3872 | 0 | 0% | 6831.3872 | 100% | [5 empty] | 9.5614 | 0.14% | 0 | 0% | 250.941 | 3.673% | 6580.4375 | 96.33% | 6694.1914 | 97.99% | 137.1958 | 4464.5889 | 65.35% | 2366.7983 | 2879.3569 | 42.15% | 3952.0303 | 6831.3872 | 100% | 0 | 3738.3804 | 54.72% | 3093.0068 | 580.694 | 8.5% | 6250.6932
202 | Hilltop | Northern_California | {} | 232746.25 | 10434.4355 | 4.483% | 222311.8145 | 95.52% | [5 empty] | 1019.069 | 0.4378% | 893.9867 | 0.3841% | 59129.2539 | 25.41% | 0 | 0% | 128591.9219 | 55.25% | 104154.3281 | 21569.4863 | 9.267% | 211176.7637 | 17222.0508 | 7.399% | 215524.1992 | 144742 | 62.19% | 88004.25 | 206938.8594 | 88.91% | 25807.3906 | 23798.7422 | 10.23% | 208947.5078
203 | Thermalito | Northern_California | {'Table Mt.': [2.9, 21018.0], 'Wyandotte': [5.1, 9477.0], 'Palermo': [7.4, 7931.0], 'Honcut': [13.5, 8062.0], 'Pease': [23.8, 2630.0], 'East Marysville': [24.5, 2407.0], 'Colgate': [26.8, 0.0], 'Olivehurst': [29.5, 0.0]} | 172875.4375 | 22951.9746 | 13.28% | 149923.4629 | 86.72% | [5 empty] | 90556.1484 | 52.38% | 27300.0801 | 15.79% | 16027.9473 | 9.271% | 5610.5337 | 3.245% | 105595.7656 | 61.08% | 67279.6719 | 29571.8398 | 17.11% | 143303.5977 | 83798.9688 | 48.47% | 89076.4688 | 149102.4844 | 86.25% | 23772.9531 | 12447.3877 | 7.2% | 160428.0498 | 27565.4922 | 15.95% | 145309.9453
204 | Martinez | Solano | {'Carquinez': [8.9, 8354.0], 'Clayton': [9.4, 5292.0], 'Kirker': [11.5, 3884.0], 'Pittsburg': [12.0, 3641.0], 'Birds Landing': [17.3, 134.0], 'Shiloh III': [18.1, 133.0], 'Tulucay': [18.1, 4859.0], 'Contra Costa': [18.2, 133.0], 'Lone Tree': [20.0, 70.0], 'Peabody': [20.3, 133.0], 'Ignacio': [23.5, 524.0], 'Brentwood': [24.9, 0.0], 'Cayetano': [26.8, 0.0], 'Martin': [26.8, 289.0], 'Eastshore': [26.9, 0.0], 'Vaca-Dixon & Gc Yard': [28.7, 0.0]} | 51293.7773 | 8551.7344 | 16.67% | 42742.043 | 83.33% | [5 empty] | 835.0863 | 1.628% | 357.8147 | 0.6976% | 12178.0742 | 23.74% | 980.269 | 1.911% | 14785.3428 | 28.82% | 36508.4346 | 22340.2266 | 43.55% | 28953.5508 | 24976.4062 | 48.69% | 26317.3711 | 39460.0742 | 76.93% | 11833.7031 | 8238.2559 | 16.06% | 43055.5215 | 16464.875 | 32.1% | 34828.9023
205 | Lone Tree | Solano | {'Contra Costa': [3.9, 2127.0], 'Brentwood': [4.9, 1798.0], 'Kirker': [9.5, 1924.0], 'Pittsburg': [9.7, 1924.0], 'Clayton': [11.4, 1762.0], 'Delta Pumps': [12.6, 1560.0], 'Birds Landing': [12.9, 1389.0], 'Kelso': [13.4, 1560.0], 'Cayetano': [14.4, 1560.0], 'Shiloh III': [16.1, 567.0], 'Midway Green Ridge Services': [17.9, 203.0], 'Tesla': [19.3, 179.0], 'Martinez': [20.0, 70.0], 'Grand Island': [21.8, 364.0], 'Eight Mile': [22.3, 0.0], 'Stagg': [22.6, 0.0], 'Peabody': [26.1, 136.0], 'Weber': [28.4, 0.0], 'Carquinez': [28.4, 0.0], 'Vierra': [28.4, 0.0], 'Eastshore': [29.5, 0.0]} | 94475.7812 | 2126.5474 | 2.251% | 92349.2339 | 97.75% | [5 empty] | 13394.7324 | 14.18% | 25582.3301 | 27.08% | 18437.6914 | 19.52% | 6490.4512 | 6.87% | 38004.8008 | 40.23% | 56470.9805 | 53728.2969 | 56.87% | 40747.4844 | 51296.7148 | 54.3% | 43179.0664 | 65282.7773 | 69.1% | 29193.0039 | 10263.8486 | 10.86% | 84211.9326 | 18346.5078 | 19.42% | 76129.2734
206 | Delta Switching Yard | Solano | {'Kelso': [1.0, 2049.0], 'Midway Green Ridge Services': [5.4, 692.0], 'Tesla': [6.8, 668.0], 'Brentwood': [8.7, 1560.0], 'Cayetano': [9.3, 1797.0], 'Lone Tree': [12.6, 1560.0], 'Contra Costa': [16.3, 1560.0], 'Vierra': [18.9, 489.0], 'Stagg': [19.9, 0.0], 'Clayton': [21.4, 1560.0], 'Kirker': [21.8, 1357.0], 'Pittsburg': [22.2, 1357.0], 'Eight Mile': [22.3, 0.0], 'Weber': [22.4, 0.0], 'Birds Landing': [25.1, 822.0], 'Ripon': [26.1, 0.0], 'Westley': [27.4, 0.0], 'Shiloh III': [28.3, 0.0], 'Newark': [28.8, 0.0], 'Eastshore': [29.7, 0.0], 'Grand Island': [29.8, 0.0]} | 147275.9375 | 2049.0188 | 1.391% | 145226.9187 | 98.61% | [5 empty] | 8334.2246 | 5.659% | 66213.7422 | 44.96% | 19872.9199 | 13.49% | 5899.624 | 4.006% | 71447.1875 | 48.51% | 75828.75 | 59417.7266 | 40.34% | 87858.2109 | 60215.5156 | 40.89% | 87060.4219 | 82849.7656 | 56.25% | 64426.1719 | 27462.5371 | 18.65% | 119813.4004 | 9316.0908 | 6.326% | 137959.8467
207 | Green Ridge Midway | Solano | {'Tesla': [1.6, 1533.0], 'Kelso': [5.0, 692.0], 'Delta Pumps': [5.4, 692.0], 'Cayetano': [10.1, 446.0], 'Brentwood': [14.2, 203.0], 'Vierra': [17.8, 1349.0], 'Lone Tree': [17.9, 203.0], 'Contra Costa': [21.7, 203.0], 'Stagg': [22.5, 0.0], 'Weber': [23.2, 0.0], 'Westley': [23.2, 859.0], 'Ripon': [24.2, 527.0], 'Eight Mile': [25.7, 0.0], 'Clayton': [25.7, 203.0], 'Kirker': [26.8, 0.0], 'Newark': [26.8, 5.0], 'Pittsburg': [27.3, 0.0], 'Los Esteros': [28.0, 0.0], 'Eastshore': [29.8, 0.0]} | 145173.375 | 1557.0145 | 1.073% | 143616.3605 | 98.93% | [5 empty] | 7552.5347 | 5.202% | 54688.4922 | 37.67% | 18992.6621 | 13.08% | 2111.2954 | 1.454% | 85064.1875 | 58.59% | 60109.1875 | 57616.7383 | 39.69% | 87556.6367 | 58225.4766 | 40.11% | 86947.8984 | 94916.6328 | 65.38% | 50256.7422 | 40555.2109 | 27.94% | 104618.1641 | 7552.5986 | 5.202% | 137620.7764
208 | Inyo | Greater_Kramer (Exclude) | {'Control': [2.2, 2617.0]} | 20891.8145 | 3639.6997 | 17.42% | 17252.1147 | 82.58% | [5 empty] | 44.1445 | 0.2113% | 0 | 0% | 6715.7188 | 32.15% | 0 | 0% | 0 | 0% | 20891.8145 | 3388.103 | 16.22% | 17503.7114 | 5445.3076 | 26.06% | 15446.5068 | 5849.3354 | 28% | 15042.479 | 16083.0098 | 76.98% | 4808.8047 | 1504.8866 | 7.203% | 19386.9279
209 | Control | Greater_Kramer (Exclude) | {'Inyo': [2.2, 2617.0]} | 17113.3672 | 2900.6196 | 16.95% | 14212.7476 | 83.05% | [5 empty] | 3.9303 | 0.02297% | 0 | 0% | 7318.1362 | 42.76% | 0 | 0% | 0 | 0% | 17113.3672 | 1623.0157 | 9.484% | 15490.3514 | 4028.8953 | 23.54% | 13084.4719 | 4084.2483 | 23.87% | 13029.1189 | 13129.2842 | 76.72% | 3984.083 | 1493.3246 | 8.726% | 15620.0426
210 | Big Creek Hydro Facilities | Central_Valley_North_Los_Banos | {} | 0 | 0 | 0% | 0 | 0% | [5 empty] | 0 | 0% | 0 | 0% | 0 | 0% | 0 | 0% | 0 | 0% | 0 | 0 | 0% | 0 | 0 | 0% | 0 | 0 | 0% | 0 | 0 | 0% | 0 | 0 | 0% | 0
211 | Moss Landing | Peninsula_Monterey | {'Llagas': [18.4, 0.0], 'Hollister': [20.8, 0.0], 'Metcalf Energy Center': [28.7, 0.0], 'Metcalf 1': [28.9, 0.0]} | 10923.1113 | 3287.0054 | 30.09% | 7636.106 | 69.91% | [5 empty] | 522.4167 | 4.783% | 4586.1865 | 41.99% | 185.329 | 1.697% | 15.4441 | 0.1414% | 461.0161 | 4.221% | 10462.0953 | 4468.4336 | 40.91% | 6454.6777 | 6669.0952 | 61.05% | 4254.0161 | 7130.1113 | 65.28% | 3793 | 199.4595 | 1.826% | 10723.6518 | 1081.974 | 9.905% | 9841.1373
212 | Cal Ave | Central_Valley_North_Los_Banos | {'Malaga': [2.8, 96210.0], 'West Fresno': [3.0, 123246.0], 'Kearney (New)': [6.6, 123148.0], 'Sanger': [8.5, 31162.0], 'McCall': [10.2, 55789.0], 'Gregg': [12.5, 62668.0], 'Mc Mullin': [15.2, 113388.0], 'Borden': [18.6, 34033.0], 'Wahtoke': [18.7, 1276.0], 'Kingsburg': [18.9, 21318.0], 'Reedley': [22.9, 0.0], 'Helm': [24.5, 36479.0]} | 129154.7109 | 123245.5312 | 95.42% | 5909.1797 | 4.575% | [5 empty] | 31088.8555 | 24.07% | 91256.0078 | 70.66% | 0 | 0% | 0 | 0% | 4223.7705 | 3.27% | 124930.9404 | 955.1005 | 0.7395% | 128199.6104 | 955.1006 | 0.7395% | 128199.6104 | 5178.8711 | 4.01% | 123975.8398 | 0 | 0% | 129154.7109 | 878.7667 | 0.6804% | 128275.9443
213 | Poso Mountain | Central_Valley_North_Los_Banos | {'Sycamore': [7.6, 0.0], 'Kern Oil': [8.9, 0.0], 'Cal Water': [10.0, 0.0], 'Columbus': [11.1, 0.0], 'Lerdo': [11.7, 0.0], 'Bakersfield': [12.2, 0.0], '7th Standard': [12.8, 0.0], 'West Park': [13.6, 0.0], 'Magunden': [13.8, 0.0], 'Rosedale': [14.3, 0.0], 'Kern Power': [14.7, 0.0], 'Renfro': [16.6, 0.0], 'Stockdale': [17.8, 0.0], 'Lamont': [18.9, 0.0], 'Rio Bravo': [18.9, 0.0], 'Unknown - 3327': [18.9, 0.0], 'Tevis': [19.2, 0.0], 'Shafter': [20.5, 0.0], 'Vestal': [20.8, 0.0], 'Charca': [21.0, 0.0], 'Grimmway-Malaga': [22.2, 0.0], 'Tupman': [22.6, 0.0], 'Semitropic': [27.1, 0.0], 'Norco': [27.3, 0.0], 'Midway': [29.9, 0.0]} | 98.6709 | 0 | 0% | 98.6709 | 100% | [5 empty] | 0 | 0% | 0 | 0% | 98.6709 | 100% | 0 | 0% | 98.6709 | 100% | 0 | 0 | 0% | 98.6709 | 0 | 0% | 98.6709 | 98.6709 | 100% | 0 | 17.9945 | 18.24% | 80.6764 | 0 | 0% | 98.6709
214 | Walnut | Greater_LA | {'Olinda': [4.6, 0.0], 'Rio Hondo': [6.9, 0.0], 'Mesa': [9.4, 0.0], 'Center': [10.5, 0.0], 'Laguna Bell': [11.6, 0.0], 'Goodrich': [12.6, 0.0], 'Del Amo': [13.9, 0.0], 'Barre': [13.9, 0.0], 'Lewis': [14.0, 0.0], 'Villa Park': [14.9, 0.0], 'Serrano': [15.4, 0.0], 'Lighthipe': [15.6, 0.0], 'Chino': [15.6, 0.0], 'Alamitos': [18.8, 0.0], 'Padua': [19.4, 0.0], 'Gould': [20.0, 0.0], 'Hinson': [20.4, 0.0], 'Johanna': [21.1, 0.0], 'Arcogen': [21.4, 0.0], 'Mira Loma': [22.1, 0.0], 'Ellis': [22.3, 0.0], 'Harborgen': [22.5, 0.0], 'Long Beach': [23.0, 0.0], 'La Fresa': [24.0, 0.0], 'Rancho Vista': [24.5, 0.0], 'La Cienega': [24.6, 0.0], 'Etiwanda': [24.9, 0.0], 'Huntington Beach': [25.0, 0.0], 'El Nido': [25.5, 0.0], 'Santiago': [25.9, 0.0], 'Chevmain': [27.0, 0.0], 'Redondo': [27.5, 0.0], 'El Segundo': [28.0, 0.0], 'Viejo': [29.4, 0.0]} | 0 | 0 | 0% | 0 | 0% | [5 empty] | 0 | 0% | 0 | 0% | 0 | 0% | 0 | 0% | 0 | 0% | 0 | 0 | 0% | 0 | 0 | 0% | 0 | 0 | 0% | 0 | 0 | 0% | 0 | 0 | 0% | 0
215 | Chevmain | Greater_LA | {'El Segundo': [1.2, 379.0], 'El Nido': [1.8, 1036.0], 'Redondo': [3.8, 1014.0], 'La Fresa': [4.6, 1011.0], 'La Cienega': [6.9, 168.0], 'Arcogen': [10.9, 973.0], 'Hinson': [11.9, 972.0], 'Lighthipe': [13.2, 910.0], 'Harborgen': [13.2, 970.0], 'Long Beach': [13.9, 968.0], 'Laguna Bell': [15.5, 148.0], 'Center': [17.2, 791.0], 'Del Amo': [18.0, 820.0], 'Mesa': [19.2, 0.0], 'Alamitos': [19.9, 830.0], 'Goodrich': [24.9, 0.0], 'Barre': [25.1, 763.0], 'Gould': [25.2, 0.0], 'Walnut': [27.0, 0.0], 'Olinda': [27.8, 0.0], 'Rio Hondo': [28.0, 0.0], 'Sylmar-Pac Intertie': [28.3, 0.0], 'Lewis': [29.7, 0.0]} | 3673.0103 | 1059.0258 | 28.83% | 2613.9845 | 71.17% | [5 empty] | 0 | 0% | 0 | 0% | 171.3771 | 4.666% | 12.4014 | 0.3376% | 27.8511 | 0.7583% | 3645.1591 | 124.8791 | 3.4% | 3548.1312 | 2541.6357 | 69.2% | 1131.3745 | 2569.4868 | 69.96% | 1103.5234 | 0 | 0% | 3673.0103 | 7.6199 | 0.2075% | 3665.3903
216 | Long Beach | Greater_LA | {'Harborgen': [0.9, 2301.0], 'Arcogen': [3.7, 2276.0], 'Hinson': [3.7, 2288.0], 'Alamitos': [7.3, 2164.0], 'Lighthipe': [8.4, 2215.0], 'Del Amo': [9.3, 2154.0], 'La Fresa': [9.5, 2239.0], 'Redondo': [11.0, 2229.0], 'El Nido': [12.4, 2078.0], 'Center': [13.2, 1983.0], 'Chevmain': [13.9, 968.0], 'Barre': [14.3, 1989.0], 'El Segundo': [15.0, 288.0], 'Laguna Bell': [15.2, 217.0], 'Huntington Beach': [16.5, 926.0], 'Ellis': [17.2, 381.0], 'La Cienega': [18.4, 76.0], 'Lewis': [19.0, 73.0], 'Mesa': [19.8, 0.0], 'Olinda': [21.4, 0.0], 'Johanna': [21.8, 53.0], 'Villa Park': [22.8, 27.0], 'Walnut': [23.0, 0.0], 'Serrano': [25.4, 0.0], 'Santiago': [27.2, 14.0], 'Rio Hondo': [27.3, 0.0], 'Goodrich': [27.7, 0.0]} | 7501.6582 | 2302.2012 | 30.69% | 5199.457 | 69.31% | [5 empty] | 0 | 0% | 0 | 0% | 136.4639 | 1.819% | 0 | 0% | 10.7529 | 0.1433% | 7490.9053 | 699.8162 | 9.329% | 6801.842 | 5142.2021 | 68.55% | 2359.4561 | 5152.9551 | 68.69% | 2348.7031 | 0 | 0% | 7501.6582 | 32.5015 | 0.4333% | 7469.1567
217 | Pit 1 | Northern_California | {'New Sub - Pit 1 - Cottonwood (Proposed)': [20.5, 1897.0], 'Cove Road': [23.9, 1575.0], 'Round Mt.': [26.2, 1348.0]} | 59043.8789 | 10068.249 | 17.05% | 48975.6299 | 82.95% | [5 empty] | 322.8922 | 0.5469% | 0 | 0% | 56555.7383 | 95.79% | 0 | 0% | 17747.418 | 30.06% | 41296.4609 | 5497.4312 | 9.311% | 53546.4478 | 3746.6082 | 6.345% | 55297.2708 | 21225.5059 | 35.95% | 37818.373 | 41299.3477 | 69.95% | 17744.5312 | 1257.8486 | 2.13% | 57786.0303
218 | Cove Rd | Northern_California | {'Round Mt.': [4.9, 12533.0], 'New Sub - Pit 1 - Cottonwood (Proposed)': [6.8, 13435.0], 'Pit 1': [23.9, 1575.0]} | 176448.8125 | 15885.9619 | 9.003% | 160562.8506 | 91% | [5 empty] | 540.2932 | 0.3062% | 84.4565 | 0.04786% | 167828.1094 | 95.11% | 7407.3462 | 4.198% | 86845.4141 | 49.22% | 89603.3984 | 41578.8789 | 23.56% | 134869.9336 | 44756.8789 | 25.37% | 131691.9336 | 113522.1641 | 64.34% | 62926.6484 | 122533.8125 | 69.44% | 53915 | 8292.8086 | 4.7% | 168156.0039
219 | Drum | Northern_California | {'Brunswick': [14.5, 1114.0], 'Summit': [21.2, 3259.0], 'Higgins': [22.8, 0.0], 'Colgate': [23.2, 0.0]} | 50346.8711 | 10602.6064 | 21.06% | 39744.2646 | 78.94% | [5 empty] | 6.2271 | 0.01237% | 0 | 0% | 34839.207 | 69.2% | 4677.125 | 9.29% | 8246.2734 | 16.38% | 42100.5977 | 9230.126 | 18.33% | 41116.7451 | 4659.5674 | 9.255% | 45687.3037 | 18288.0566 | 36.32% | 32058.8145 | 29375.8184 | 58.35% | 20971.0527 | 2349.9641 | 4.668% | 47996.907
220 | Vierra | Solano | {'Ripon': [7.6, 45246.0], 'Weber': [8.6, 31274.0], 'Stagg': [14.0, 5639.0], 'Westley': [15.5, 22181.0], 'Tesla': [17.0, 1349.0], 'Midway Green Ridge Services': [17.8, 1349.0], 'Kelso': [18.0, 489.0], 'Eight Mile': [18.9, 0.0], 'Delta Pumps': [18.9, 489.0], 'Riverbank': [20.1, 31716.0], 'Bellota': [20.7, 18575.0], 'Lockeford': [22.9, 0.0], 'Brentwood': [23.5, 0.0], 'Warnerville': [26.1, 2557.0], 'Cayetano': [27.5, 237.0], 'Rancho Seco - Bellota (Proposed)': [27.7, 0.0], 'Lone Tree': [28.4, 0.0]} | 175771.1719 | 46067.5391 | 26.21% | 129703.6328 | 73.79% | [5 empty] | 29285.0605 | 16.66% | 127660.4141 | 72.63% | 0 | 0% | 0 | 0% | 53482.207 | 30.43% | 122288.9648 | 12222.6484 | 6.954% | 163548.5234 | 9525.0742 | 5.419% | 166246.0977 | 58089 | 33.05% | 117682.1719 | 1533.9137 | 0.8727% | 174237.2582 | 5542.7192 | 3.153% | 170228.4526
221 | Coyote | Peninsula_Monterey | {'Metcalf': 0.3, 'Hicks': 8.5, 'Schulte Switching Station': 15.7, 'Los Esteros': 17.5, 'Newark': 23.4, 'Moss Landing': 28.7} | 21923.3672 | 16.6097 | 0.07576% | 21906.7575 | 99.92% | [5 empty] | 0.58794 | 0.002682% | 0 | 0% | 18475.8086 | 84.27% | 3447.5588 | 15.73% | 18607.3457 | 84.87% | 3316.0215 | 7158.0889 | 32.65% | 14765.2783 | 10458.4795 | 47.7% | 11464.8877 | 20495.5137 | 93.49% | 1427.8535 | 19600.7129 | 89.41% | 2322.6543 | 370.5082 | 1.69% | 21552.859
222 | Metcalf | Peninsula_Monterey | {'Metcalf 1': [0.3, 17.0], 'Hicks': [8.5, 16.0], 'Scott': [15.7, 0.0], 'Los Esteros': [17.5, 0.0], 'Llagas': [18.1, 0.0], 'Newark': [23.4, 0.0], 'Moss Landing': [28.7, 0.0]} | 22702.4863 | 16.6097 | 0.07316% | 22685.8766 | 99.93% | [5 empty] | 0.58794 | 0.00259% | 0 | 0% | 19427.3516 | 85.57% | 3275.1348 | 14.43% | 19558.8887 | 86.15% | 3143.5977 | 7182.2603 | 31.64% | 15520.2261 | 10310.2266 | 45.41% | 12392.2598 | 21274.6328 | 93.71% | 1427.8535 | 20552.2559 | 90.53% | 2150.2305 | 387.1073 | 1.705% | 22315.3791
223 | Diablo | Kern_Greater_Carrizo | {'Morro Bay': [10.9, 1768.0], 'San Luis Obispo': [12.4, 2074.0], 'Oceano': [17.0, 1900.0], 'Templeton': [25.2, 18.0], 'Mesa': [26.5, 64.0]} | 21354.832 | 2124.4192 | 9.948% | 19230.4128 | 90.05% | [5 empty] | 128.2758 | 0.6007% | 25.7776 | 0.1207% | 5562.1895 | 26.05% | 12936.1523 | 60.58% | 4102.7295 | 19.21% | 17252.1025 | 1452.6173 | 6.802% | 19902.2147 | 13080.8291 | 61.25% | 8274.0029 | 13884.6787 | 65.02% | 7470.1533 | 12955.459 | 60.67% | 8399.373 | 1687.4099 | 7.902% | 19667.4221
224 | Coolwater | Greater_Kramer | {'Tortilla': [10.0, 122.0], 'Calcite': [23.9, 0.0], 'Pisgah': [27.3, 7756.0]} | 62647.082 | 24613.1445 | 39.29% | 38033.9375 | 60.71% | [5 empty] | 989.0437 | 1.579% | 1608.5552 | 2.568% | 0 | 0% | 0 | 0% | 33469.582 | 53.43% | 29177.5 | 13548.2549 | 21.63% | 49098.8271 | 6175.3403 | 9.857% | 56471.7417 | 34610.2461 | 55.25% | 28036.8359 | 21071.0977 | 33.63% | 41575.9844 | 1293.1448 | 2.064% | 61353.9373
225 | San Onofre | Greater_SD | {'Talega': [5.8, 110.0], 'Capistrano': [11.8, 104.0], 'Margarita': [13.1, 102.0], 'Trabuco': [15.0, 99.0], 'San Luis Rey': [16.8, 34.0], 'Encina': [20.4, 27.0], 'Viejo': [21.1, 55.0], 'Palomar Airport': [23.0, 26.0], 'Santiago': [23.8, 52.0], 'Lee Lake (Proposed)': [26.9, 0.0], 'Johanna': [29.3, 0.0]} | 1666.196 | 135.5921 | 8.138% | 1530.604 | 91.86% | [5 empty] | 110.8009 | 6.65% | 0 | 0% | 39.1851 | 2.352% | 0 | 0% | 63.9252 | 3.837% | 1602.2708 | 1025.743 | 61.56% | 640.453 | 1528.4146 | 91.73% | 137.7815 | 1528.4146 | 91.73% | 137.7815 | 18.0543 | 1.084% | 1648.1418 | 221.5146 | 13.29% | 1444.6814
226 | Woodland | Solano | {'Davis': [9.3, 34892.0], 'Madison': [11.3, 42357.0], 'Putah Creek': [16.7, 29534.0], 'Vaca-Dixon & Gc Yard': [21.0, 25742.0], 'Rio Oso': [23.7, 1013.0], 'Pleasant Grove': [26.4, 0.0], 'Peabody': [29.5, 1217.0]} | 176401.8125 | 55959.1484 | 31.72% | 120442.6641 | 68.28% | [5 empty] | 29738.0176 | 16.86% | 117118.6562 | 66.39% | 23.4148 | 0.01327% | 0 | 0% | 97058.8516 | 55.02% | 79342.9609 | 14663.043 | 8.312% | 161738.7695 | 54330.6172 | 30.8% | 122071.1953 | 118315.7188 | 67.07% | 58086.0938 | 701.1349 | 0.3975% | 175700.6776 | 6896.3579 | 3.909% | 169505.4546
227 | Donnells | El_Dorado_Mariposa | {'Curtis': [24.4, 0.0]} | 62201.8633 | 14695.623 | 23.63% | 47506.2402 | 76.37% | [5 empty] | 0 | 0% | 0 | 0% | 26681.2344 | 42.89% | 837.6949 | 1.347% | 5459.9897 | 8.778% | 56741.8735 | 2539.6516 | 4.083% | 59662.2117 | 4616.4346 | 7.422% | 57585.4287 | 12238.3887 | 19.68% | 49963.4746 | 41291.9102 | 66.38% | 20909.9531 | 2430.2173 | 3.907% | 59771.646
228 | Mandalay | Greater_LA | {'Santa Clara': [7.5, 385.0], 'Moorpark': [20.4, 0.0]} | 2503.6379 | 414.5609 | 16.56% | 2089.077 | 83.44% | [5 empty] | 5.6676 | 0.2264% | 3.041 | 0.1215% | 100.3646 | 4.009% | 0.14551 | 0.005812% | 649.1635 | 25.93% | 1854.4745 | 1399.3221 | 55.89% | 1104.3158 | 2028.0811 | 81.01% | 475.5569 | 2028.0811 | 81.01% | 475.5569 | 0 | 0% | 2503.6379 | 1144.5587 | 45.72% | 1359.0792
229 | North Gila | Arizona | {} | 53146.9141 | 3036.5583 | 5.714% | 50110.3557 | 94.29% | [5 empty] | 1922.5428 | 3.617% | 9247.6035 | 17.4% | 0 | 0% | 0 | 0% | 329.7903 | 0.6205% | 52817.1237 | 29181.5859 | 54.91% | 23965.3281 | 26875.834 | 50.57% | 26271.0801 | 29238.9102 | 55.02% | 23908.0039 | 31134.9902 | 58.58% | 22011.9238 | 1737.4712 | 3.269% | 51409.4429
230 | Eight Mile | Solano | {'Stagg': [4.8, 9860.0], 'Weber': [12.2, 0.0], 'Lockeford': [12.5, 15235.0], 'Grand Island': [16.6, 13925.0], 'Vierra': [18.9, 0.0], 'Brentwood': [19.0, 0.0], 'Bellota': [20.0, 568.0], 'Rancho Seco - Bellota (Proposed)': [21.3, 1710.0], 'Kelso': [21.9, 0.0], 'Camanche': [22.0, 1710.0], 'Lone Tree': [22.3, 0.0], 'Delta Pumps': [22.3, 0.0], 'Contra Costa': [22.5, 0.0], 'Ripon': [24.4, 0.0], 'Birds Landing': [25.1, 0.0], 'Midway Green Ridge Services': [25.7, 0.0], 'Tesla': [26.0, 0.0], 'Shiloh III': [26.7, 0.0], 'Pittsburg': [28.4, 0.0], 'Kirker': [28.9, 0.0]} | 146801.6094 | 15804.6719 | 10.77% | 130996.9375 | 89.23% | [5 empty] | 15797.4668 | 10.76% | 107119.2891 | 72.97% | 0 | 0% | 0 | 0% | 21022.4219 | 14.32% | 125779.1875 | 30326.5488 | 20.66% | 116475.0605 | 31071.4102 | 21.17% | 115730.1992 | 44392.6836 | 30.24% | 102408.9258 | 0 | 0% | 146801.6094 | 11797.3652 | 8.036% | 135004.2441
231 | Kern Power | Central_Valley_North_Los_Banos | {'Rosedale': [1.1, 0.0], 'West Park': [3.2, 0.0], 'Renfro': [3.8, 0.0], 'Tevis': [4.5, 0.0], '7th Standard': [4.5, 0.0], 'Stockdale': [4.7, 0.0], 'Bakersfield': [5.3, 0.0], 'Kern Oil': [6.0, 0.0], 'Sycamore': [7.8, 0.0], 'Lerdo': [8.9, 0.0], 'Columbus': [9.0, 0.0], 'Tupman': [9.9, 0.0], 'Magunden': [10.0, 0.0], 'Rio Bravo': [10.2, 0.0], 'Cal Water': [11.5, 0.0], 'Norco': [13.6, 0.0], 'Unknown - 3327': [14.4, 0.0], 'Lamont': [14.5, 0.0], 'Poso Mt.': [14.7, 0.0], 'Shafter': [15.5, 0.0], 'Grimmway-Malaga': [16.2, 0.0], 'Elk Hills': [19.0, 0.0], 'Midway': [20.1, 0.0], 'Charca': [20.3, 0.0], 'Midway - Wheeler Ridge (Proposed)': [20.3, 0.0], 'Wheeler Ridge': [21.2, 0.0], 'Semitropic': [24.5, 0.0], 'Taft': [27.5, 0.0]} | 0 | 0 | 0% | 0 | 0% | [5 empty] | 0 | 0% | 0 | 0% | 0 | 0% | 0 | 0% | 0 | 0% | 0 | 0 | 0% | 0 | 0 | 0% | 0 | 0 | 0% | 0 | 0 | 0% | 0 | 0 | 0% | 0
232 | Renfro | Central_Valley_North_Los_Banos | {'Kern Power': [3.8, 0.0], '7th Standard': [4.0, 0.0], 'Rosedale': [4.9, 0.0], 'Tevis': [5.1, 0.0], 'Tupman': [6.4, 0.0], 'Rio Bravo': [6.6, 0.0], 'West Park': [7.0, 0.0], 'Stockdale': [7.3, 0.0], 'Lerdo': [7.8, 0.0], 'Kern Oil': [8.9, 0.0], 'Bakersfield': [9.0, 0.0], 'Norco': [10.8, 0.0], 'Sycamore': [10.8, 0.0], 'Shafter': [12.3, 0.0], 'Columbus': [12.7, 0.0], 'Magunden': [13.8, 0.0], 'Cal Water': [15.0, 0.0], 'Midway': [16.3, 0.0], 'Elk Hills': [16.4, 0.0], 'Poso Mt.': [16.6, 0.0], 'Charca': [17.7, 0.0], 'Unknown - 3327': [18.1, 0.0], 'Lamont': [18.2, 0.0], 'Midway - Wheeler Ridge (Proposed)': [19.3, 0.0], 'Grimmway-Malaga': [19.7, 0.0], 'Semitropic': [21.3, 0.0], 'Wheeler Ridge': [23.2, 0.0], 'Taft': [25.0, 0.0], 'Goose Lake': [27.7, 0.0], 'Smyrna': [28.1, 0.0]} | 0 | 0 | 0% | 0 | 0% | [5 empty] | 0 | 0% | 0 | 0% | 0 | 0% | 0 | 0% | 0 | 0% | 0 | 0 | 0% | 0 | 0 | 0% | 0 | 0 | 0% | 0 | 0 | 0% | 0 | 0 | 0% | 0
233 | Highwind | Tehachapi | {'Windhub': [7.1, 17748.0], 'Whirlwind': [16.9, 7175.0], 'Pastoria': [28.7, 0.0], 'Antelope': [28.8, 572.0], 'Grimmway-Malaga': [29.1, 780.0]} | 102066.3594 | 21516.2324 | 21.08% | 80550.127 | 78.92% | [5 empty] | 69.2458 | 0.06784% | 112.9916 | 0.1107% | 64306.1523 | 63% | 12523.5127 | 12.27% | 37241.3047 | 36.49% | 64825.0547 | 18780.6035 | 18.4% | 83285.7559 | 34524.0195 | 33.83% | 67542.3398 | 64100.4648 | 62.8% | 37965.8945 | 51532.75 | 50.49% | 50533.6094 | 1316.2993 | 1.29% | 100750.0601
234 | Sylmar | Tehachapi | {'Saugus': [9.1, 1256.0], 'Pardee': [10.4, 1233.0], 'Gould': [18.8, 88.0], 'La Cienega': [22.1, 0.0], 'Moorpark': [23.1, 27.0], 'Vincent': [25.1, 66.0], 'Goodrich': [25.9, 0.0], 'El Segundo': [27.7, 0.0], 'Chevmain': [28.3, 0.0], 'Antelope': [28.7, 0.0], 'Mesa': [29.0, 0.0], 'El Nido': [29.2, 0.0]} | 24907.7188 | 1321.3282 | 5.305% | 23586.3905 | 94.7% | [5 empty] | 24.5727 | 0.09866% | 214.9792 | 0.8631% | 0 | 0% | 24907.7188 | 100% | 16232.1348 | 65.17% | 8675.584 | 0 | 0% | 24907.7188 | 2872.5164 | 11.53% | 22035.2024 | 18030.832 | 72.39% | 6876.8867 | 13632.0264 | 54.73% | 11275.6924 | 2434.2617 | 9.773% | 22473.457
235 | Westley | Central_Valley_North_Los_Banos | {'Ripon': [12.6, 27789.0], 'Crow Creek': [14.7, 23961.0], 'Fink (Proposed)': [14.9, 22711.0], 'Vierra': [15.5, 22181.0], 'Riverbank': [20.9, 12254.0], 'Tesla': [21.7, 859.0], 'Miller': [23.1, 0.0], 'Midway Green Ridge Services': [23.2, 859.0], 'Weber': [23.6, 8063.0], 'Warnerville': [24.8, 2393.0], 'Kelso': [26.4, 0.0], 'Delta Pumps': [27.4, 0.0], 'Stagg': [29.6, 0.0]} | 146304.8906 | 50949.5117 | 34.82% | 95355.3789 | 65.18% | [5 empty] | 13388.8623 | 9.151% | 76492.0312 | 52.28% | 12236.876 | 8.364% | 0 | 0% | 86102.5625 | 58.85% | 60202.3281 | 16131.0312 | 11.03% | 130173.8594 | 26204.2031 | 17.91% | 120100.6875 | 88010.6719 | 60.16% | 58294.2188 | 41289.3086 | 28.22% | 105015.582 | 4105.6797 | 2.806% | 142199.2109
236 | GWF Hanford Sw Sta | Central_Valley_North_Los_Banos | {'Waukena': [9.9, 46588.0], 'Leprino': [10.6, 72563.0], 'Corcoran': [12.2, 40858.0], 'Henrietta': [14.4, 57222.0], 'Mustang': [15.4, 49220.0], 'Kingsburg': [15.5, 35954.0], 'Rector': [22.6, 0.0], 'McCall': [23.6, 23406.0], 'Alpaugh': [23.7, 0.0], 'Wahtoke': [26.2, 2834.0], 'Reedley': [27.6, 0.0], 'Olive': [28.0, 0.0], 'Gates': [28.1, 367.0], 'Schindler': [28.9, 0.0], 'Mc Mullin': [29.3, 1585.0], 'Malaga': [29.6, 296.0]} | 91845.4688 | 87551.5156 | 95.32% | 4293.9531 | 4.675% | [5 empty] | 48917.5938 | 53.26% | 30084.9688 | 32.76% | 0 | 0% | 0 | 0% | 1041.7864 | 1.134% | 90803.6824 | 0 | 0% | 91845.4688 | 92.437 | 0.1006% | 91753.0317 | 1041.7864 | 1.134% | 90803.6824 | 0 | 0% | 91845.4688 | 3407.5793 | 3.71% | 88437.8894
237 | Tevis | Central_Valley_North_Los_Banos | {'Stockdale': [3.5, 0.0], 'Kern Power': [4.5, 0.0], 'Rosedale': [4.9, 0.0], 'Renfro': [5.1, 0.0], 'West Park': [6.3, 0.0], 'Tupman': [8.3, 0.0], '7th Standard': [8.3, 0.0], 'Bakersfield': [8.4, 0.0], 'Kern Oil': [10.3, 0.0], 'Norco': [10.4, 0.0], 'Rio Bravo': [11.3, 0.0], 'Columbus': [12.0, 0.0], 'Magunden': [12.0, 0.0], 'Sycamore': [12.0, 0.0], 'Lerdo': [12.5, 0.0], 'Cal Water': [14.7, 0.0], 'Unknown - 3327': [15.1, 0.0], 'Lamont': [15.2, 0.0], 'Elk Hills': [15.4, 0.0], 'Midway - Wheeler Ridge (Proposed)': [15.8, 0.0], 'Grimmway-Malaga': [15.9, 0.0], 'Shafter': [17.1, 0.0], 'Wheeler Ridge': [18.1, 0.0], 'Midway': [19.1, 0.0], 'Poso Mt.': [19.2, 0.0], 'Charca': [22.8, 0.0], 'Taft': [23.6, 0.0], 'Semitropic': [26.1, 0.0]} | 0 | 0 | 0% | 0 | 0% | [5 empty] | 0 | 0% | 0 | 0% | 0 | 0% | 0 | 0% | 0 | 0% | 0 | 0 | 0% | 0 | 0 | 0% | 0 | 0 | 0% | 0 | 0 | 0% | 0 | 0 | 0% | 0
238 | Otay Mesa | Greater_SD | {'Miguel': [8.3, 155.0], 'Bay Boulevard': [11.0, 155.0], 'Silvergate': [15.9, 112.0], 'Mission': [19.6, 94.0], 'Suncrest': [21.0, 0.0], 'Old Town': [21.1, 94.0], 'Kearny': [22.0, 85.0], 'Sycamore Canyon': [24.6, 0.0], 'Penasquitos': [29.7, 0.0]} | 1544.9248 | 155.2744 | 10.05% | 1389.6504 | 89.95% | [5 empty] | 0 | 0% | 0 | 0% | 441.3843 | 28.57% | 148.2326 | 9.595% | 227.7588 | 14.74% | 1317.166 | 905.705 | 58.62% | 639.2198 | 1300.0249 | 84.15% | 244.8999 | 1300.0249 | 84.15% | 244.8999 | 228.6965 | 14.8% | 1316.2283 | 182.1312 | 11.79% | 1362.7936
239 | Redondo | Greater_LA | {'El Nido': [3.4, 2124.0], 'La Fresa': [3.5, 2273.0], 'Chevmain': [3.8, 1014.0], 'El Segundo': [4.6, 334.0], 'Arcogen': [8.6, 2235.0], 'Hinson': [9.7, 2234.0], 'Harborgen': [10.4, 2232.0], 'La Cienega': [10.5, 122.0], 'Long Beach': [11.0, 2229.0], 'Lighthipe': [12.4, 2172.0], 'Laguna Bell': [16.4, 217.0], 'Del Amo': [16.7, 2082.0], 'Center': [17.1, 1944.0], 'Alamitos': [17.6, 2091.0], 'Mesa': [20.6, 0.0], 'Barre': [23.5, 1916.0], 'Goodrich': [27.1, 0.0], 'Huntington Beach': [27.4, 853.0], 'Walnut': [27.5, 0.0], 'Olinda': [27.6, 0.0], 'Ellis': [28.0, 309.0], 'Gould': [28.2, 0.0], 'Lewis': [28.2, 0.0], 'Rio Hondo': [29.3, 0.0]} | 5105.2793 | 2275.4773 | 44.57% | 2829.802 | 55.43% | [5 empty] | 0 | 0% | 0 | 0% | 136.4639 | 2.673% | 0 | 0% | 10.7529 | 0.2106% | 5094.5264 | 124.8791 | 2.446% | 4980.4002 | 2774.5515 | 54.35% | 2330.7278 | 2785.3044 | 54.56% | 2319.9749 | 0 | 0% | 5105.2793 | 7.0574 | 0.1382% | 5098.2219
240 | Arkansas | Greater_Imperial (Exclude) | {'Sonora': [2.7, 47565.0], 'Bannister': [7.8, 27551.0], 'El Centro': [23.2, 22624.0], 'Highline': [27.5, 7757.0]} | 107432.0547 | 69062.4375 | 64.28% | 38369.6172 | 35.72% | [5 empty] | 20706.6953 | 19.27% | 67628.8516 | 62.95% | 0 | 0% | 0 | 0% | 5532.6113 | 5.15% | 101899.4434 | 26476.373 | 24.64% | 80955.6816 | 21904.3477 | 20.39% | 85527.707 | 32760.6074 | 30.49% | 74671.4473 | 6573.6089 | 6.119% | 100858.4458 | 3667.4041 | 3.414% | 103764.6506
241 | California Water | Central_Valley_North_Los_Banos | {'Columbus': [2.7, 0.0], 'Magunden': [4.4, 0.0], 'Sycamore': [5.5, 0.0], 'Bakersfield': [6.3, 0.0], 'Kern Oil': [6.9, 0.0], 'West Park': [8.5, 0.0], 'Lamont': [8.9, 0.0], 'Unknown - 3327': [8.9, 0.0], 'Poso Mt.': [10.0, 0.0], 'Rosedale': [10.5, 0.0], 'Kern Power': [11.5, 0.0], 'Stockdale': [11.9, 0.0], 'Grimmway-Malaga': [12.3, 0.0], '7th Standard': [13.0, 0.0], 'Tevis': [14.7, 0.0], 'Renfro': [15.0, 0.0], 'Lerdo': [15.1, 0.0], 'Rio Bravo': [20.3, 0.0], 'Tupman': [21.4, 0.0], 'Wheeler Ridge': [23.4, 0.0], 'Shafter': [24.3, 0.0], 'Norco': [24.9, 0.0], 'Charca': [27.1, 0.0], 'Midway - Wheeler Ridge (Proposed)': [29.3, 0.0]} | 121.7633 | 0 | 0% | 121.7633 | 100% | [5 empty] | 0 | 0% | 0 | 0% | 121.7633 | 100% | 0 | 0% | 121.7633 | 100% | 0 | 0 | 0% | 121.7633 | 0 | 0% | 121.7633 | 121.7633 | 100% | 0 | 18.0286 | 14.81% | 103.7347 | 0 | 0% | 121.7633
242 | Grimway | Central_Valley_North_Los_Banos | {'Lamont': [3.4, 0.0], 'Unknown - 3327': [3.4, 0.0], 'Magunden': [8.6, 0.0], 'Columbus': [11.3, 0.0], 'Cal Water': [12.3, 0.0], 'Bakersfield': [12.6, 0.0], 'Stockdale': [12.6, 0.0], 'Wheeler Ridge': [12.7, 0.0], 'West Park': [13.4, 0.0], 'Rosedale': [15.2, 0.0], 'Sycamore': [15.9, 0.0], 'Tevis': [15.9, 0.0], 'Kern Oil': [16.1, 0.0], 'Kern Power': [16.2, 0.0], 'Renfro': [19.7, 0.0], '7th Standard': [20.2, 0.0], 'Pastoria': [21.6, 0.0], 'Poso Mt.': [22.2, 0.0], 'Lerdo': [24.0, 0.0], 'Tupman': [24.3, 0.0], 'Midway - Wheeler Ridge (Proposed)': [24.6, 0.0], 'Norco': [25.5, 0.0], 'Rio Bravo': [26.3, 0.0], 'Highwind': [29.1, 780.0], 'Elk Hills': [29.2, 0.0]} | 5914.9839 | 1334.2617 | 22.56% | 4580.7222 | 77.44% | [5 empty] | 19.3483 | 0.3271% | 0 | 0% | 0 | 0% | 5914.9839 | 100% | 4491.4463 | 75.93% | 1423.5376 | 56.4164 | 0.9538% | 5858.5675 | 56.4164 | 0.9538% | 5858.5675 | 4491.4463 | 75.93% | 1423.5376 | 1115.3124 | 18.86% | 4799.6715 | 167.0156 | 2.824% | 5747.9683
243 | Viejo | Greater_LA | {'Santiago': [7.2, 78.0], 'Trabuco': [7.4, 81.0], 'Margarita': [8.1, 79.0], 'Capistrano': [10.7, 81.0], 'Lee Lake (Proposed)': [12.5, 0.0], 'Johanna': [12.5, 26.0], 'Serrano': [14.0, 0.0], 'Villa Park': [15.1, 0.0], 'Talega': [15.3, 63.0], 'Ellis': [17.4, 24.0], 'Lewis': [17.7, 2.0], 'Huntington Beach': [19.4, 25.0], 'San Onofre': [21.1, 55.0], 'Barre': [21.9, 0.0], 'Chino': [22.9, 0.0], 'Mira Loma': [23.9, 0.0], 'Olinda': [25.1, 0.0], 'Alamitos': [27.2, 0.0], 'Valley': [28.5, 0.0], 'Del Amo': [29.0, 0.0], 'Walnut': [29.4, 0.0], 'Rancho Vista': [29.7, 0.0], 'Etiwanda': [29.8, 0.0]} | 844.5223 | 80.6477 | 9.55% | 763.8746 | 90.45% | [5 empty] | 0 | 0% | 0 | 0% | 14.8837 | 1.762% | 0 | 0% | 3.1489 | 0.3729% | 841.3734 | 232.3927 | 27.52% | 612.1296 | 759.7515 | 89.96% | 84.7708 | 762.9005 | 90.34% | 81.6218 | 0 | 0% | 844.5223 | 21.0062 | 2.487% | 823.5161
244 | Kelso | Solano | {'Delta Pumps': [1.0, 2049.0], 'Midway Green Ridge Services': [5.0, 692.0], 'Tesla': [6.2, 668.0], 'Brentwood': [9.3, 1560.0], 'Cayetano': [10.0, 1797.0], 'Lone Tree': [13.4, 1560.0], 'Contra Costa': [17.1, 1560.0], 'Vierra': [18.0, 489.0], 'Stagg': [19.3, 0.0], 'Weber': [21.5, 0.0], 'Eight Mile': [21.9, 0.0], 'Clayton': [22.4, 1560.0], 'Kirker': [22.6, 1357.0], 'Pittsburg': [23.0, 1357.0], 'Ripon': [25.1, 0.0], 'Birds Landing': [25.8, 822.0], 'Westley': [26.4, 0.0], 'Shiloh III': [28.9, 0.0], 'Newark': [29.3, 0.0], 'Grand Island': [30.0, 0.0]} | 154402.0469 | 2049.0188 | 1.327% | 152353.0281 | 98.67% | [5 empty] | 8534.5615 | 5.527% | 72783.2422 | 47.14% | 18898.623 | 12.24% | 4789.5786 | 3.102% | 72543.7109 | 46.98% | 81858.3359 | 57517.2109 | 37.25% | 96884.8359 | 58990.5664 | 38.21% | 95411.4805 | 83425.0156 | 54.03% | 70977.0312 | 27969.8008 | 18.11% | 126432.2461 | 9354.7607 | 6.059% | 145047.2861
245 | BlytheSC 161 kV | Riverside (Exclude) | {'Colorado River': [12.6, 8546.0]} | 83512.6953 | 12463.3691 | 14.92% | 71049.3262 | 85.08% | [5 empty] | 696.9253 | 0.8345% | 1937.2343 | 2.32% | 0 | 0% | 0 | 0% | 35059.9531 | 41.98% | 48452.7422 | 27838.1582 | 33.33% | 55674.5371 | 22355.752 | 26.77% | 61156.9434 | 43786.8008 | 52.43% | 39725.8945 | 55903.8359 | 66.94% | 27608.8594 | 897.6524 | 1.075% | 82615.0429
246 | Windhub | Tehachapi | {'Highwind': [7.1, 17748.0], 'Whirlwind': [15.0, 14899.0], 'Antelope': [24.0, 7260.0]} | 107286.4141 | 29029.1602 | 27.06% | 78257.2539 | 72.94% | [5 empty] | 59.9187 | 0.05585% | 1231.7916 | 1.148% | 41745.0156 | 38.91% | 4852.2847 | 4.523% | 46226.75 | 43.09% | 61059.6641 | 26991.3867 | 25.16% | 80295.0273 | 23597.2285 | 21.99% | 83689.1855 | 70151.3047 | 65.39% | 37135.1094 | 39091.5742 | 36.44% | 68194.8398 | 917.596 | 0.8553% | 106368.8181
247 | Camanche | Solano | {'Rancho Seco - Bellota (Proposed)': [5.8, 1715.0], 'Lockeford': [9.9, 1715.0], 'Bellota': [13.7, 568.0], 'Eight Mile': [22.0, 1710.0], 'Stagg': [23.3, 28.0], 'Weber': [23.4, 0.0]} | 2548.2742 | 1715.4788 | 67.32% | 832.7954 | 32.68% | [5 empty] | 475.088 | 18.64% | 1427.765 | 56.03% | 0 | 0% | 0 | 0% | 0 | 0% | 2548.2742 | 113.1387 | 4.44% | 2435.1355 | 830.1893 | 32.58% | 1718.0848 | 830.1893 | 32.58% | 1718.0848 | 0 | 0% | 2548.2742 | 56.7529 | 2.227% | 2491.5213
248 | Whirlwind | Tehachapi | {'Antelope': [14.1, 34783.0], 'Windhub': [15.0, 14899.0], 'Highwind': [16.9, 7175.0], 'Bailey': [20.1, 7920.0], 'Pastoria': [23.7, 853.0]} | 196853.7031 | 55835.1367 | 28.36% | 141018.5664 | 71.64% | [5 empty] | 3358.2971 | 1.706% | 3373.1775 | 1.714% | 95500.9844 | 48.51% | 15882.7344 | 8.068% | 56914.2891 | 28.91% | 139939.4141 | 83060.2656 | 42.19% | 113793.4375 | 60162.4258 | 30.56% | 136691.2773 | 128288.125 | 65.17% | 68565.5781 | 47465.3555 | 24.11% | 149388.3477 | 2807.0891 | 1.426% | 194046.614
249 | El Casco | Riverside (Exclude) | {'San Bernardino': [12.1, 0.0], 'Vista': [14.8, 0.0], 'Valley': [16.3, 0.0], 'Lee Lake (Proposed)': [26.1, 0.0], 'Etiwanda': [27.2, 0.0], 'Rancho Vista': [27.6, 0.0], 'Mira Loma': [28.1, 0.0], 'Devers': [28.8, 0.0]} | 12154.5195 | 1747.5935 | 14.38% | 10406.926 | 85.62% | [5 empty] | 1.3344 | 0.01098% | 10.2302 | 0.08417% | 652.5178 | 5.369% | 11502.0391 | 94.63% | 5375.8574 | 44.23% | 6778.6621 | 1849.1187 | 15.21% | 10305.4009 | 5416.3438 | 44.56% | 6738.1758 | 8780.6768 | 72.24% | 3373.8428 | 7440.6191 | 61.22% | 4713.9004 | 612.7637 | 5.041% | 11541.7558
250 | Suncrest | Greater_SD | {'Suncrest - Ocotillo (Proposed)': [13.8, 174.0], 'Miguel': [19.7, 0.0], 'Otay Mesa': [21.0, 0.0], 'Sycamore Canyon': [21.6, 0.0], 'Boulevard': [26.0, 174.0], 'Kearny': [26.2, 0.0], 'Mission': [26.5, 0.0], 'Bay Boulevard': [27.7, 0.0], 'Silvergate': [28.0, 0.0], 'Old Town': [29.8, 0.0]} | 23658.709 | 224.7715 | 0.9501% | 23433.9375 | 99.05% | [5 empty] | 34.4321 | 0.1455% | 0 | 0% | 117.0697 | 0.4948% | 23541.6484 | 99.51% | 1593.8918 | 6.737% | 22064.8171 | 13555.1201 | 57.29% | 10103.5889 | 17614.6992 | 74.45% | 6044.0098 | 19957.5527 | 84.36% | 3701.1562 | 17694.6094 | 74.79% | 5964.0996 | 1392.9087 | 5.888% | 22265.8003
251 | Colorado River | Riverside (Exclude) | {'Blythe': [12.6, 8546.0], 'Red Bluff': [29.8, 0.0]} | 99155.8516 | 9545.6855 | 9.627% | 89610.166 | 90.37% | [5 empty] | 476.4256 | 0.4805% | 402.7336 | 0.4062% | 0 | 0% | 0 | 0% | 49571.0117 | 49.99% | 49584.8398 | 43123.125 | 43.49% | 56032.7266 | 38564.1992 | 38.89% | 60591.6523 | 65413.0078 | 65.97% | 33742.8438 | 70108.8828 | 70.71% | 29046.9688 | 514.4854 | 0.5189% | 98641.3661
252 | Redbluff | Riverside (Exclude) | {'Kem': [15.1, 15591.0], 'Julian Hinds': [18.1, 3569.0], 'Colorado River': [29.8, 0.0]} | 49277.9883 | 20143.6953 | 40.88% | 29134.293 | 59.12% | [5 empty] | 488.6097 | 0.9915% | 0 | 0% | 0 | 0% | 0 | 0% | 24210.8125 | 49.13% | 25067.1758 | 5573.7939 | 11.31% | 43704.1943 | 5179.5747 | 10.51% | 44098.4136 | 24293.8145 | 49.3% | 24984.1738 | 8213.4385 | 16.67% | 41064.5498 | 531.6248 | 1.079% | 48746.3635
253 | Ocotillo | Greater_Imperial | {'East County': [9.2, 2807.0], 'Boulevard': [14.6, 1542.0], 'Imperial Valley': [19.2, 1781.0], 'Suncrest - Ocotillo (Proposed)': [23.8, 263.0], 'El Centro': [29.8, 220.0]} | 36990.4492 | 5002.5181 | 13.52% | 31987.9312 | 86.48% | [5 empty] | 0 | 0% | 0 | 0% | 10273.0029 | 27.77% | 55.5359 | 0.1501% | 6170.8994 | 16.68% | 30819.5498 | 4968.4863 | 13.43% | 32021.9629 | 7086.8701 | 19.16% | 29903.5791 | 14066.6729 | 38.03% | 22923.7764 | 25092.8906 | 67.84% | 11897.5586 | 273.5078 | 0.7394% | 36716.9414
254 | Ivanpah | Southern_NV_Eldorado | {'Primm': [9.5, 17.0]} | 9024.4111 | 17.0342 | 0.1888% | 9007.3769 | 99.81% | [5 empty] | 0 | 0% | 0 | 0% | 0 | 0% | 0 | 0% | 4544.3477 | 50.36% | 4480.0635 | 4226.9683 | 46.84% | 4797.4429 | 538.553 | 5.968% | 8485.8582 | 5149.7168 | 57.06% | 3874.6943 | 6443.2422 | 71.4% | 2581.1689 | 0.0010862 | 1.204e-05% | 9024.41
255 | Alamitos | Greater_LA | {'Del Amo': [5.7, 2161.0], 'Long Beach': [7.3, 2164.0], 'Barre': [7.4, 2086.0], 'Harborgen': [7.5, 2163.0], 'Hinson': [8.0, 2150.0], 'Arcogen': [9.1, 2138.0], 'Lighthipe': [9.1, 2138.0], 'Ellis': [10.5, 478.0], 'Huntington Beach': [10.8, 1023.0], 'Center': [11.3, 1983.0], 'Lewis': [11.9, 170.0], 'Johanna': [14.6, 150.0], 'Laguna Bell': [14.8, 217.0], 'La Fresa': [15.3, 2101.0], 'Villa Park': [15.6, 92.0], 'Olinda': [16.1, 0.0], 'Redondo': [17.6, 2091.0], 'El Nido': [18.2, 1940.0], 'Serrano': [18.3, 0.0], 'Mesa': [18.8, 0.0], 'Walnut': [18.8, 0.0], 'Chevmain': [19.9, 830.0], 'Santiago': [20.3, 111.0], 'El Segundo': [21.1, 150.0], 'La Cienega': [22.9, 0.0], 'Rio Hondo': [24.4, 0.0], 'Goodrich': [26.6, 0.0], 'Viejo': [27.2, 0.0], 'Trabuco': [28.2, 10.0], 'Chino': [29.0, 0.0]} | 10135.6299 | 2261.3513 | 22.31% | 7874.2786 | 77.69% | [5 empty] | 0 | 0% | 0 | 0% | 4.585 | 0.04524% | 0 | 0% | 0 | 0% | 10135.6299 | 1464.8727 | 14.45% | 8670.7572 | 7857.5747 | 77.52% | 2278.0552 | 7857.5747 | 77.52% | 2278.0552 | 0 | 0% | 10135.6299 | 359.7454 | 3.549% | 9775.8845
256 | Shilo III | Solano | {'Birds Landing': [3.2, 6014.0], 'Pittsburg': [9.6, 5639.0], 'Peabody': [10.5, 7583.0], 'Kirker': [10.8, 4250.0], 'Contra Costa': [12.2, 3852.0], 'Grand Island': [14.6, 5279.0], 'Lone Tree': [16.1, 567.0], 'Vaca-Dixon & Gc Yard': [16.5, 4824.0], 'Clayton': [16.9, 265.0], 'Martinez': [18.1, 133.0], 'Brentwood': [19.6, 238.0], 'Carquinez': [22.5, 317.0], 'Tulucay': [23.5, 317.0], 'Putah Creek': [25.7, 1921.0], 'Eight Mile': [26.7, 0.0], 'Davis': [26.7, 707.0], 'Delta Pumps': [28.3, 0.0], 'Kelso': [28.9, 0.0], 'Stagg': [29.8, 0.0]} | 117415.75 | 8025.2275 | 6.835% | 109390.5225 | 93.17% | [5 empty] | 26777.2812 | 22.81% | 35183.3438 | 29.96% | 782.8908 | 0.6668% | 0 | 0% | 18105.6602 | 15.42% | 99310.0898 | 43144.0156 | 36.74% | 74271.7344 | 38778.2266 | 33.03% | 78637.5234 | 57367.7031 | 48.86% | 60048.0469 | 3495.5657 | 2.977% | 113920.1843 | 35283.1562 | 30.05% | 82132.5938
257 | ECO | Greater_Imperial | {'Boulevard': [9.0, 9392.0], 'Ocotillo Express': [9.2, 2807.0], 'Suncrest - Ocotillo (Proposed)': [22.1, 7684.0], 'Imperial Valley': [24.6, 676.0]} | 46712.7109 | 10657.6133 | 22.82% | 36055.0977 | 77.18% | [5 empty] | 8.6734 | 0.01857% | 0 | 0% | 35372.4141 | 75.72% | 3387.8333 | 7.252% | 9836.8408 | 21.06% | 36875.8701 | 4985.2476 | 10.67% | 41727.4634 | 16594.0645 | 35.52% | 30118.6465 | 25991.6758 | 55.64% | 20721.0352 | 22252.0078 | 47.64% | 24460.7031 | 589.3523 | 1.262% | 46123.3586
258 | IID System | Greater_Imperial (Exclude) | {'Sonora': 7.6, 'Arkansas': 7.8, 'El Centro': 27.8} | 75614.875 | 41429.8672 | 54.79% | 34185.0078 | 45.21% | [5 empty] | 9996.8164 | 13.22% | 42317.8086 | 55.96% | 0 | 0% | 0 | 0% | 936.5956 | 1.239% | 74678.2794 | 26495.9023 | 35.04% | 49118.9727 | 21648.1016 | 28.63% | 53966.7734 | 28858.5508 | 38.17% | 46756.3242 | 4043.3879 | 5.347% | 71571.4871 | 3115.7449 | 4.121% | 72499.1301
259 | Sonora | Greater_Imperial (Exclude) | {'Arkansas': [2.7, 47565.0], 'Bannister': [7.6, 21946.0], 'El Centro': [25.8, 9276.0], 'Highline': [29.4, 1301.0]} | 78108.5781 | 48018.1445 | 61.48% | 30090.4336 | 38.52% | [5 empty] | 15937.6699 | 20.4% | 44399.0078 | 56.84% | 0 | 0% | 0 | 0% | 5118.7134 | 6.553% | 72989.8647 | 20019.459 | 25.63% | 58089.1191 | 16729.9883 | 21.42% | 61378.5898 | 25890.0234 | 33.15% | 52218.5547 | 5514.0933 | 7.06% | 72594.4849 | 2762.5591 | 3.537% | 75346.019
260 | Caliente | Kern_Greater_Carrizo | {'Carrizo Plains': [6.9, 9622.0], 'Solar': [8.1, 9621.0], 'Kernridge': [10.9, 7774.0], 'Temblor': [12.5, 7323.0], 'Goose Lake': [24.4, 0.0], 'Midway': [26.3, 0.0], 'Arco': [27.4, 0.0], 'Gates-Midway (Proposed)': [28.9, 0.0], 'Taft': [29.8, 0.0]} | 44579.668 | 9622.0303 | 21.58% | 34957.6377 | 78.42% | [5 empty] | 15.7151 | 0.03525% | 0 | 0% | 66.5067 | 0.1492% | 0 | 0% | 22673.8789 | 50.86% | 21905.7891 | 731.0173 | 1.64% | 43848.6507 | 5087.5879 | 11.41% | 39492.0801 | 25426.291 | 57.04% | 19153.377 | 29305.9355 | 65.74% | 15273.7324 | 610.8398 | 1.37% | 43968.8282
261 | Regulus | Central_Valley_North_Los_Banos | {'Lamont': [0.1, 0.0], 'Grimmway-Malaga': [3.4, 0.0], 'Magunden': [5.5, 0.0], 'Columbus': [8.2, 0.0], 'Cal Water': [8.9, 0.0], 'Bakersfield': [10.1, 0.0], 'West Park': [11.3, 0.0], 'Stockdale': [11.6, 0.0], 'Sycamore': [12.9, 0.0], 'Rosedale': [13.3, 0.0], 'Kern Oil': [13.3, 0.0], 'Kern Power': [14.4, 0.0], 'Tevis': [15.1, 0.0], 'Wheeler Ridge': [15.7, 0.0], '7th Standard': [18.0, 0.0], 'Renfro': [18.1, 0.0], 'Poso Mt.': [18.9, 0.0], 'Lerdo': [21.5, 0.0], 'Tupman': [23.3, 0.0], 'Rio Bravo': [24.6, 0.0], 'Pastoria': [25.0, 0.0], 'Norco': [25.2, 0.0], 'Midway - Wheeler Ridge (Proposed)': [25.9, 0.0], 'Elk Hills': [29.4, 0.0], 'Shafter': [29.7, 0.0]} | 2849.7996 | 0 | 0% | 2849.7996 | 100% | [5 empty] | 0 | 0% | 0 | 0% | 0 | 0% | 2849.7996 | 100% | 2849.7996 | 100% | 0 | 56.4164 | 1.98% | 2793.3832 | 56.4164 | 1.98% | 2793.3832 | 2849.7996 | 100% | 0 | 879.8696 | 30.87% | 1969.93 | 41.1484 | 1.444% | 2808.6512
262 | Geysers | Mendocino_Marin | {'Eagle Rock': [6.0, 1367.0], 'Cloverdale': [14.1, 1137.0], 'Fulton': [17.7, 143.0], 'Hopland': [23.2, 0.0], 'Bellevue': [26.0, 0.0]} | 90415.2344 | 2152.5422 | 2.381% | 88262.6921 | 97.62% | [5 empty] | 3938.7839 | 4.356% | 2685.9307 | 2.971% | 26936.2168 | 29.79% | 57832.7891 | 63.96% | 58363.6914 | 64.55% | 32051.543 | 41662.7617 | 46.08% | 48752.4727 | 70523.4141 | 78% | 19891.8203 | 86363.0547 | 95.52% | 4052.1797 | 35834.5312 | 39.63% | 54580.7031 | 1120.5471 | 1.239% | 89294.6873
263 | Solar SS | Kern_Greater_Carrizo | {'Carrizo Plains': [1.1, 12869.0], 'Caliente': [8.1, 9621.0], 'Kernridge': [18.5, 7773.0], 'Temblor': [20.5, 7322.0], 'Cholame': [26.1, 1098.0], 'Arco': [28.4, 0.0]} | 75822.6328 | 13068.0547 | 17.24% | 62754.5781 | 82.76% | [5 empty] | 343.9488 | 0.4536% | 0 | 0% | 13866.9893 | 18.29% | 0 | 0% | 33274.0273 | 43.88% | 42548.6055 | 2396.1218 | 3.16% | 73426.511 | 6752.6929 | 8.906% | 69069.9399 | 37691.543 | 49.71% | 38131.0898 | 51925.6719 | 68.48% | 23896.9609 | 1127.2457 | 1.487% | 74695.3871
264 | Olive | Central_Valley_North_Los_Banos | {'Alpaugh': [4.6, 0.0], 'Smyrna': [12.5, 0.0], 'Corcoran': [15.9, 0.0], 'Waukena': [18.2, 0.0], 'Gates-Midway (Proposed)': [19.4, 0.0], 'Semitropic': [20.5, 0.0], 'Vestal': [20.6, 0.0], 'Charca': [21.1, 0.0], 'Goose Lake': [21.8, 0.0], 'Shafter': [27.5, 0.0], 'Arco': [27.6, 0.0], 'GWF Hanford': [28.0, 0.0]} | 0 | 0 | 0% | 0 | 0% | [5 empty] | 0 | 0% | 0 | 0% | 0 | 0% | 0 | 0% | 0 | 0% | 0 | 0 | 0% | 0 | 0 | 0% | 0 | 0 | 0% | 0 | 0 | 0% | 0 | 0 | 0% | 0
265 | 7th Standard | Central_Valley_North_Los_Banos | {'Renfro': [4.0, 0.0], 'Lerdo': [4.3, 0.0], 'Kern Power': [4.5, 0.0], 'Rosedale': [5.3, 0.0], 'Kern Oil': [6.2, 0.0], 'West Park': [6.8, 0.0], 'Rio Bravo': [7.3, 0.0], 'Bakersfield': [8.0, 0.0], 'Sycamore': [8.0, 0.0], 'Tevis': [8.3, 0.0], 'Stockdale': [9.2, 0.0], 'Tupman': [9.8, 0.0], 'Columbus': [11.2, 0.0], 'Shafter': [11.7, 0.0], 'Poso Mt.': [12.8, 0.0], 'Magunden': [13.0, 0.0], 'Cal Water': [13.0, 0.0], 'Norco': [14.6, 0.0], 'Charca': [16.0, 0.0], 'Unknown - 3327': [18.0, 0.0], 'Lamont': [18.1, 0.0], 'Midway': [18.3, 0.0], 'Elk Hills': [20.2, 0.0], 'Grimmway-Malaga': [20.2, 0.0], 'Semitropic': [20.5, 0.0], 'Midway - Wheeler Ridge (Proposed)': [23.3, 0.0], 'Wheeler Ridge': [25.8, 0.0], 'Smyrna': [26.5, 0.0], 'Goose Lake': [27.6, 0.0], 'Vestal': [27.9, 0.0], 'Taft': [28.8, 0.0]} | 0 | 0 | 0% | 0 | 0% | [5 empty] | 0 | 0% | 0 | 0% | 0 | 0% | 0 | 0% | 0 | 0% | 0 | 0 | 0% | 0 | 0 | 0% | 0 | 0 | 0% | 0 | 0 | 0% | 0 | 0 | 0% | 0
266 | Delevan | Northern_California | {'Logan Creek': [11.8, 67872.0], 'Cortina': [17.3, 9095.0], 'Glenn': [29.1, 425.0]} | 276027.4375 | 84226.4297 | 30.51% | 191801.0078 | 69.49% | [5 empty] | 62794.3594 | 22.75% | 69628.25 | 25.23% | 68852.5703 | 24.94% | 0 | 0% | 79931.3125 | 28.96% | 196096.125 | 26596.832 | 9.636% | 249430.6055 | 69706.2891 | 25.25% | 206321.1484 | 140104.5625 | 50.76% | 135922.875 | 95259.8984 | 34.51% | 180767.5391 | 8873.2305 | 3.215% | 267154.207
267 | Mustang | Central_Valley_North_Los_Banos | {'Henrietta': [1.1, 141692.0], 'Leprino': [4.8, 106840.0], 'Gates': [13.1, 77490.0], 'GWF Hanford': [15.4, 49220.0], 'Schindler': [16.9, 72298.0], 'Waukena': [20.2, 38089.0], 'Avenal': [20.7, 8769.0], 'Excelsior': [20.9, 59070.0], 'Corcoran': [21.9, 32550.0], 'Mc Mullin': [25.2, 13512.0], 'Kingsburg': [25.8, 6188.0], 'Cantua': [27.2, 14617.0], 'Helm': [28.6, 4995.0]} | 168222.7344 | 147733.2969 | 87.82% | 20489.4375 | 12.18% | [5 empty] | 57168.5664 | 33.98% | 98932.0312 | 58.81% | 0 | 0% | 0 | 0% | 8384.7441 | 4.984% | 159837.9902 | 4412.1689 | 2.623% | 163810.5654 | 10402.3516 | 6.184% | 157820.3828 | 17936.084 | 10.66% | 150286.6504 | 0 | 0% | 168222.7344 | 3057.1367 | 1.817% | 165165.5977
268 | Tranquility | Central_Valley_North_Los_Banos | {'Cheney': [7.6, 78588.0], 'Mendota': [9.5, 68737.0], 'Panoche': [10.7, 56250.0], 'Cantua': [11.6, 93908.0], 'Helm': [12.7, 110797.0], 'Excelsior': [16.3, 72931.0], 'Newhall': [19.6, 35091.0], 'Schindler': [19.7, 65337.0], 'Mc Mullin': [23.1, 16632.0], 'Oro Loma': [24.8, 9222.0]} | 201063.6562 | 137479.75 | 68.38% | 63583.9062 | 31.62% | [5 empty] | 104029.2578 | 51.74% | 79195.1797 | 39.39% | 0 | 0% | 0 | 0% | 47751.168 | 23.75% | 153312.4883 | 9131.417 | 4.542% | 191932.2393 | 24262.873 | 12.07% | 176800.7832 | 62378.0234 | 31.02% | 138685.6328 | 356.4774 | 0.1773% | 200707.1788 | 4827.394 | 2.401% | 196236.2622
269 | Calcite | Greater_Kramer | {'Lugo - Pisgah (Proposed)': [18.2, 14550.0], 'Cool Water': [23.9, 0.0], 'Tortilla': [24.5, 7.0], 'Victor': [26.9, 2371.0], 'Lugo': [27.8, 0.0], 'Roadway': [28.5, 153.0]} | 115768.3125 | 33793.5391 | 29.19% | 81974.7734 | 70.81% | [5 empty] | 1754.88 | 1.516% | 657.0425 | 0.5675% | 8101.5605 | 6.998% | 0 | 0% | 50729.2188 | 43.82% | 65039.0938 | 31548.9688 | 27.25% | 84219.3438 | 27968.4922 | 24.16% | 87799.8203 | 71427.0703 | 61.7% | 44341.2422 | 33295.0273 | 28.76% | 82473.2852 | 526.658 | 0.4549% | 115241.6545
270 | Trout Canyon (fka Crazy Eyes) | Southern_NV_Eldorado | {'Gamebird': [9.1, 104.0], 'Sandy Valley': [9.4, 8.0], 'Pahrump': [13.6, 98.0], 'Vista 2': [20.7, 0.0], 'Desert View': [28.7, 0.0]} | 14447.4121 | 104.1813 | 0.7211% | 14343.2308 | 99.28% | [5 empty] | 0 | 0% | 0 | 0% | 0 | 0% | 0 | 0% | 3064.5107 | 21.21% | 11382.9014 | 48.9906 | 0.3391% | 14398.4215 | 6303.2949 | 43.63% | 8144.1172 | 7903.3052 | 54.7% | 6544.1069 | 11633.9199 | 80.53% | 2813.4922 | 0.49819 | 0.003448% | 14446.9139
271 | Delaney | Arizona | {'Palo Verde': [12.1, 0.0], 'Hassayampa': [14.1, 0.0]} | 0 | 0 | 0% | 0 | 0% | [5 empty] | 0 | 0% | 0 | 0% | 0 | 0% | 0 | 0% | 0 | 0% | 0 | 0 | 0% | 0 | 0 | 0% | 0 | 0 | 0% | 0 | 0 | 0% | 0 | 0 | 0% | 0
272 | Desert View | Southern_NV_Eldorado | {'Harry Allen': [26.7, 0.0], 'Crazy Eyes': [28.7, 0.0], 'Sandy Valley': [29.3, 0.0]} | 0 | 0 | 0% | 0 | 0% | [5 empty] | 0 | 0% | 0 | 0% | 0 | 0% | 0 | 0% | 0 | 0% | 0 | 0 | 0% | 0 | 0 | 0% | 0 | 0 | 0% | 0 | 0 | 0% | 0 | 0 | 0% | 0
273 | Carpenter Canyon (fka Gamebird) | Southern_NV_Eldorado | {'Pahrump': [4.5, 131.0], 'Crazy Eyes': [9.1, 104.0], 'Vista 2': [12.4, 8.0], 'Sandy Valley': [18.4, 8.0], 'Innovation': [29.2, 0.0]} | 15958.1777 | 137.7624 | 0.8633% | 15820.4153 | 99.14% | [5 empty] | 0 | 0% | 0 | 0% | 0 | 0% | 0 | 0% | 3064.5107 | 19.2% | 12893.667 | 800.1089 | 5.014% | 15158.0688 | 7627.5933 | 47.8% | 8330.5845 | 9227.6035 | 57.82% | 6730.5742 | 12396.1641 | 77.68% | 3562.0137 | 110.1812 | 0.6904% | 15847.9965
274 | Hassayampa | Arizona | {'Palo Verde': [2.7, 0.0], 'Delaney': [14.1, 0.0]} | 0 | 0 | 0% | 0 | 0% | [5 empty] | 0 | 0% | 0 | 0% | 0 | 0% | 0 | 0% | 0 | 0% | 0 | 0 | 0% | 0 | 0 | 0% | 0 | 0 | 0% | 0 | 0 | 0% | 0 | 0 | 0% | 0
275 | Hoodoo Wash | Arizona | {} | 0 | 0 | 0% | 0 | 0% | [5 empty] | 0 | 0% | 0 | 0% | 0 | 0% | 0 | 0% | 0 | 0% | 0 | 0 | 0% | 0 | 0 | 0% | 0 | 0 | 0% | 0 | 0 | 0% | 0 | 0 | 0% | 0
276 | Innovation | Southern_NV_Eldorado | {'Vista 2': [18.6, 0.0], 'Lathrop': [24.0, 0.0], 'Pahrump': [26.6, 0.0], 'Gamebird': [29.2, 0.0]} | 0 | 0 | 0% | 0 | 0% | [5 empty] | 0 | 0% | 0 | 0% | 0 | 0% | 0 | 0% | 0 | 0% | 0 | 0 | 0% | 0 | 0 | 0% | 0 | 0 | 0% | 0 | 0 | 0% | 0 | 0 | 0% | 0
277 | Lathrop | Southern_NV_Eldorado | {'Valley (VEA)': [11.3, 0.0], 'Innovation': [24.0, 0.0], 'Beatty': [27.5, 0.0]} | 0 | 0 | 0% | 0 | 0% | [5 empty] | 0 | 0% | 0 | 0% | 0 | 0% | 0 | 0% | 0 | 0% | 0 | 0 | 0% | 0 | 0 | 0% | 0 | 0 | 0% | 0 | 0 | 0% | 0 | 0 | 0% | 0
278 | Mohave | Southern_NV_Eldorado | {} | 9041.1641 | 108.7472 | 1.203% | 8932.4168 | 98.8% | [5 empty] | 3527.4307 | 39.02% | 0 | 0% | 0 | 0% | 0 | 0% | 1259.5812 | 13.93% | 7781.5829 | 8040.7104 | 88.93% | 1000.4536 | 0 | 0% | 9041.1641 | 8040.7104 | 88.93% | 1000.4536 | 2260.0127 | 25% | 6781.1514 | 1399.355 | 15.48% | 7641.8091
279 | Pahrump | Southern_NV_Eldorado | {'Gamebird': [4.5, 131.0], 'Vista 2': [8.6, 8.0], 'Crazy Eyes': [13.6, 98.0], 'Sandy Valley': [22.9, 2.0], 'Innovation': [26.6, 0.0]} | 12812.5283 | 131.473 | 1.026% | 12681.0553 | 98.97% | [5 empty] | 0 | 0% | 0 | 0% | 0 | 0% | 0 | 0% | 3064.5107 | 23.92% | 9748.0176 | 800.1089 | 6.245% | 12012.4194 | 4483.1436 | 34.99% | 8329.3848 | 6083.1533 | 47.48% | 6729.375 | 11094.8779 | 86.59% | 1717.6504 | 109.909 | 0.8578% | 12702.6193
280 | Palo Verde | Arizona | {'Hassayampa': [2.7, 0.0], 'Delaney': [12.1, 0.0]} | 0 | 0 | 0% | 0 | 0% | [5 empty] | 0 | 0% | 0 | 0% | 0 | 0% | 0 | 0% | 0 | 0% | 0 | 0 | 0% | 0 | 0 | 0% | 0 | 0 | 0% | 0 | 0 | 0% | 0 | 0 | 0% | 0
281 | Primm | Southern_NV_Eldorado | {'Ivanpah': [9.5, 17.0], 'Eldorado': [22.0, 0.0], 'Sloan Canyon': [24.4, 0.0], 'Sandy Valley': [29.9, 0.0]} | 4877.4604 | 17.0342 | 0.3492% | 4860.4262 | 99.65% | [5 empty] | 0 | 0% | 0 | 0% | 0 | 0% | 0 | 0% | 4019.3782 | 82.41% | 858.0823 | 3630.988 | 74.44% | 1246.4724 | 536.3416 | 11% | 4341.1189 | 4553.731 | 93.36% | 323.7295 | 2348.9587 | 48.16% | 2528.5017 | 0 | 0% | 4877.4604
282 | Sloan Canyon (fka Bob) | Southern_NV_Eldorado | {'Eldorado': [5.2, 0.0], 'Mead': [11.1, 0.0], 'Primm': [24.4, 0.0]} | 0 | 0 | 0% | 0 | 0% | [5 empty] | 0 | 0% | 0 | 0% | 0 | 0% | 0 | 0% | 0 | 0% | 0 | 0 | 0% | 0 | 0 | 0% | 0 | 0 | 0% | 0 | 0 | 0% | 0 | 0 | 0% | 0
283 | Valley (VEA) | Southern_NV_Eldorado | {'Lathrop': [11.3, 0.0], 'Beatty': [29.5, 0.0]} | 2871.6292 | 0 | 0% | 2871.6292 | 100% | [5 empty] | 0 | 0% | 0 | 0% | 0 | 0% | 0 | 0% | 0 | 0% | 2871.6292 | 0 | 0% | 2871.6292 | 0 | 0% | 2871.6292 | 0 | 0% | 2871.6292 | 2871.6292 | 100% | 0 | 13.0398 | 0.4541% | 2858.5893
284 | Vista (VEA) | Southern_NV_Eldorado | {'Pahrump': [8.6, 8.0], 'Gamebird': [12.4, 8.0], 'Innovation': [18.6, 0.0], 'Crazy Eyes': [20.7, 0.0]} | 1048.946 | 8.076 | 0.7699% | 1040.87 | 99.23% | [5 empty] | 0 | 0% | 0 | 0% | 0 | 0% | 0 | 0% | 0.92708 | 0.08838% | 1048.019 | 751.1183 | 71.61% | 297.8278 | 1003.9801 | 95.71% | 44.9659 | 1004.9072 | 95.8% | 44.0388 | 598.3261 | 57.04% | 450.6199 | 109.909 | 10.48% | 939.037
285 | Bay Boulevard | Greater_SD | {'Silvergate': [6.6, 1032.0], 'Miguel': [8.1, 979.0], 'Otay Mesa': [11.0, 155.0], 'Mission': [12.3, 1014.0], 'Old Town': [12.3, 1014.0], 'Kearny': [15.6, 1005.0], 'Sycamore Canyon': [21.6, 0.0], 'Penasquitos': [22.6, 668.0], 'Suncrest': [27.7, 0.0]} | 6304.7812 | 1074.9424 | 17.05% | 5229.8389 | 82.95% | [5 empty] | 0 | 0% | 0 | 0% | 441.3843 | 7.001% | 0 | 0% | 276.1021 | 4.379% | 6028.6791 | 1621.1156 | 25.71% | 4683.6656 | 5114.7012 | 81.12% | 1190.0801 | 5133.0249 | 81.41% | 1171.7563 | 103.1082 | 1.635% | 6201.6731 | 231.1087 | 3.666% | 6073.6726
286 | Beatty | Southern_NV_Eldorado | {'Lathrop': [27.5, 0.0], 'Valley (VEA)': [29.5, 0.0]} | 2.8841 | 0 | 0% | 2.8841 | 100% | [5 empty] | 0 | 0% | 0 | 0% | 0 | 0% | 0 | 0% | 0 | 0% | 2.8841 | 0 | 0% | 2.8841 | 0 | 0% | 2.8841 | 0 | 0% | 2.8841 | 2.8841 | 100% | 0 | 0 | 0% | 2.8841
287 | Lee Lake (Proposed) | Riverside (Exclude) | {'Viejo': [12.5, 0.0], 'Valley': [16.9, 0.0], 'Margarita': [17.2, 0.0], 'Trabuco': [18.2, 0.0], 'Mira Loma': [19.0, 0.0], 'Santiago': [19.2, 0.0], 'Serrano': [20.3, 0.0], 'Capistrano': [20.5, 0.0], 'Vista': [21.5, 0.0], 'Chino': [21.6, 0.0], 'Talega': [21.6, 0.0], 'Villa Park': [22.6, 0.0], 'Johanna': [23.3, 0.0], 'Etiwanda': [23.8, 0.0], 'Rancho Vista': [23.8, 0.0], 'San Bernardino': [25.8, 0.0], 'El Casco': [26.1, 0.0], 'Lewis': [26.2, 0.0], 'San Onofre': [26.9, 0.0], 'Padua': [27.7, 0.0], 'Ellis': [28.8, 0.0]} | 0 | 0 | 0% | 0 | 0% | [5 empty] | 0 | 0% | 0 | 0% | 0 | 0% | 0 | 0% | 0 | 0% | 0 | 0 | 0% | 0 | 0 | 0% | 0 | 0 | 0% | 0 | 0 | 0% | 0 | 0 | 0% | 0
288 | Leprino Jct | Central_Valley_North_Los_Banos | {'Henrietta': [3.9, 115565.0], 'Mustang': [4.8, 106840.0], 'GWF Hanford': [10.6, 72563.0], 'Waukena': [15.9, 46397.0], 'Gates': [17.7, 50044.0], 'Corcoran': [17.9, 40858.0], 'Schindler': [20.4, 34770.0], 'Kingsburg': [22.1, 22619.0], 'Avenal': [24.0, 4644.0], 'Excelsior': [24.8, 22183.0], 'Mc Mullin': [25.9, 7678.0], 'McCall': [27.8, 9552.0], 'Alpaugh': [28.4, 0.0]} | 143206.3906 | 131578.9531 | 91.88% | 11627.4375 | 8.119% | [5 empty] | 57815.8281 | 40.37% | 72119.7656 | 50.36% | 0 | 0% | 0 | 0% | 5887.9199 | 4.111% | 137318.4707 | 2930.511 | 2.046% | 140275.8796 | 3700.2192 | 2.584% | 139506.1714 | 8737.1289 | 6.101% | 134469.2617 | 0 | 0% | 143206.3906 | 3288.8328 | 2.297% | 139917.5579
289 | Mead | Southern_NV_Eldorado | {'Sloan Canyon': [11.1, 0.0], 'Eldorado': [13.3, 0.0]} | 0 | 0 | 0% | 0 | 0% | [5 empty] | 0 | 0% | 0 | 0% | 0 | 0% | 0 | 0% | 0 | 0% | 0 | 0 | 0% | 0 | 0 | 0% | 0 | 0 | 0% | 0 | 0 | 0% | 0 | 0 | 0% | 0
290 | Quinto | Central_Valley_North_Los_Banos | {'Los Banos': [5.3, 11136.0], 'Miller': [9.6, 6988.0], 'Fink (Proposed)': [17.7, 0.0], 'Crow Creek': [17.9, 0.0], 'Hollister': [25.7, 0.0], 'Oro Loma': [28.0, 166.0], 'Llagas': [28.1, 0.0]} | 71306.4141 | 11135.9316 | 15.62% | 60170.4824 | 84.38% | [5 empty] | 14089.1104 | 19.76% | 4978.5537 | 6.982% | 4913.314 | 6.89% | 0 | 0% | 53767.0156 | 75.4% | 17539.3984 | 5008.7305 | 7.024% | 66297.6836 | 10255.9463 | 14.38% | 61050.4678 | 56877.3359 | 79.76% | 14429.0781 | 28010.1523 | 39.28% | 43296.2617 | 5400.4595 | 7.574% | 65905.9546
291 | Sandy | Southern_NV_Eldorado | {'Crazy Eyes': [9.4, 8.0], 'Gamebird': [18.4, 8.0], 'Pahrump': [22.9, 2.0], 'Desert View': [29.3, 0.0], 'Primm': [29.9, 0.0]} | 1796.9999 | 1565.6827 | 87.13% | 231.3171 | 12.87% | [5 empty] | 0.31003 | 0.01725% | 0 | 0% | 0 | 0% | 0 | 0% | 0 | 0% | 1796.9999 | 0 | 0% | 1796.9999 | 114.3139 | 6.361% | 1682.6859 | 114.3139 | 6.361% | 1682.6859 | 162.3846 | 9.036% | 1634.6153 | 19.5458 | 1.088% | 1777.454
292 | Eldorado | Southern_NV_Eldorado | {'Sloan Canyon': [5.2, 0.0], 'Mead': [13.3, 0.0], 'Primm': [22.0, 0.0]} | 0 | 0 | 0% | 0 | 0% | [5 empty] | 0 | 0% | 0 | 0% | 0 | 0% | 0 | 0% | 0 | 0% | 0 | 0 | 0% | 0 | 0 | 0% | 0 | 0 | 0% | 0 | 0 | 0% | 0 | 0 | 0% | 0
293 | Fink (Proposed) |  | {'Crow Creek': [0.4, 28597.0], 'Miller': [8.1, 0.0], 'Westley': [14.9, 22711.0], 'Quinto': [17.7, 0.0], 'Los Banos': [22.8, 0.0], 'Ripon': [26.7, 3459.0]} | 83052.25 | 28597.2402 | 34.43% | 54455.0098 | 65.57% | [5 empty] | 8596.0244 | 10.35% | 27873.5566 | 33.56% | 15693.7676 | 18.9% | 0 | 0% | 50703.1328 | 61.05% | 32349.1172 | 7320.0444 | 8.814% | 75732.2056 | 17798.8379 | 21.43% | 65253.4121 | 52540.4648 | 63.26% | 30511.7852 | 35928.8945 | 43.26% | 47123.3555 | 2439.0293 | 2.937% | 80613.2207
294 | Gates-Midway (Proposed) | Central_Valley_North_Los_Banos | {'Arco': [8.7, 0.0], 'Goose Lake': [15.8, 0.0], 'Smyrna': [17.5, 0.0], 'Olive': [19.4, 0.0], 'Alpaugh': [21.2, 0.0], 'Semitropic': [21.8, 0.0], 'Kernridge': [23.2, 0.0], 'Avenal': [24.4, 0.0], 'Corcoran': [25.5, 0.0], 'Waukena': [26.9, 0.0], 'Charca': [27.0, 0.0], 'Temblor': [27.5, 0.0], 'Caliente': [28.9, 0.0]} | 0 | 0 | 0% | 0 | 0% | [5 empty] | 0 | 0% | 0 | 0% | 0 | 0% | 0 | 0% | 0 | 0% | 0 | 0 | 0% | 0 | 0 | 0% | 0 | 0 | 0% | 0 | 0 | 0% | 0 | 0 | 0% | 0
295 | Rancho Seco - Bellota (Proposed) | Solano | {'Camanche': [5.8, 1715.0], 'Bellota': [8.2, 1564.0], 'Lockeford': [9.0, 1715.0], 'Weber': [19.8, 0.0], 'Eight Mile': [21.3, 1710.0], 'Stagg': [21.5, 28.0], 'Riverbank': [25.6, 996.0], 'Ripon': [27.3, 0.0], 'Vierra': [27.7, 0.0], 'New Melones': [28.5, 0.0], 'Warnerville': [29.0, 775.0]} | 5488.5391 | 2711.4351 | 49.4% | 2777.104 | 50.6% | [5 empty] | 824.5935 | 15.02% | 1674.1873 | 30.5% | 0 | 0% | 0 | 0% | 1424.6766 | 25.96% | 4063.8624 | 217.5504 | 3.964% | 5270.9886 | 1502.7909 | 27.38% | 3985.7482 | 2287.0874 | 41.67% | 3201.4517 | 719.8305 | 13.12% | 4768.7086 | 319.6832 | 5.825% | 5168.8559
296 | Midway - Wheeler Ridge (Proposed) | Central_Valley_North_Los_Banos | {'Elk Hills': [9.4, 0.0], 'Norco': [11.6, 0.0], 'Taft': [12.1, 0.0], 'Tevis': [15.8, 0.0], 'Tupman': [16.0, 0.0], 'Wheeler Ridge': [16.7, 0.0], 'Stockdale': [17.6, 0.0], 'Renfro': [19.3, 0.0], 'Kern Power': [20.3, 0.0], 'Rosedale': [20.7, 0.0], 'West Park': [21.7, 0.0], 'Midway': [22.1, 0.0], 'Rio Bravo': [22.1, 0.0], '7th Standard': [23.3, 0.0], 'Bakersfield': [23.6, 0.0], 'Grimmway-Malaga': [24.6, 0.0], 'Magunden': [25.6, 0.0], 'Unknown - 3327': [25.9, 0.0], 'Lamont': [26.0, 0.0], 'Kern Oil': [26.1, 0.0], 'Columbus': [26.6, 0.0], 'Lerdo': [27.0, 0.0], 'Shafter': [27.2, 0.0], 'Pastoria': [27.3, 0.0], 'Sycamore': [27.7, 0.0], 'Cal Water': [29.3, 0.0]} | 0 | 0 | 0% | 0 | 0% | [5 empty] | 0 | 0% | 0 | 0% | 0 | 0% | 0 | 0% | 0 | 0% | 0 | 0 | 0% | 0 | 0 | 0% | 0 | 0 | 0% | 0 | 0 | 0% | 0 | 0 | 0% | 0
297 | Suncrest - Ocotillo (Proposed) | Greater_Imperial | {'Boulevard': [13.7, 13309.0], 'Suncrest': [13.8, 174.0], 'East County': [22.1, 7684.0], 'Ocotillo Express': [23.8, 263.0]} | 85980.4766 | 13312.5244 | 15.48% | 72667.9521 | 84.52% | [5 empty] | 195.3538 | 0.2272% | 177.0258 | 0.2059% | 32405.2559 | 37.69% | 52271.7305 | 60.79% | 5496.0605 | 6.392% | 80484.416 | 22739.0586 | 26.45% | 63241.418 | 38929.7188 | 45.28% | 47050.7578 | 49147.918 | 57.16% | 36832.5586 | 50413.8828 | 58.63% | 35566.5938 | 2001.056 | 2.327% | 83979.4205
298 | North Gila - IV (Proposed) | Greater_Imperial | {'Highline': [4.3, 71425.0], 'El Centro': [19.4, 62147.0], 'Imperial Valley': [29.3, 1616.0]} | 103714.5078 | 72598.8594 | 70% | 31115.6484 | 30% | [5 empty] | 11117.0078 | 10.72% | 63977.5586 | 61.69% | 0 | 0% | 0 | 0% | 3848.0977 | 3.71% | 99866.4102 | 21881.6387 | 21.1% | 81832.8691 | 21881.6387 | 21.1% | 81832.8691 | 25729.7363 | 24.81% | 77984.7715 | 10868.8633 | 10.48% | 92845.6445 | 6074.8071 | 5.857% | 97639.7007
299 | Lugo - Pisgah (Proposed) | Greater_Kramer | {'Calcite': [18.2, 14550.0]} | 86668.0156 | 26471.0645 | 30.54% | 60196.9512 | 69.46% | [5 empty] | 70.4992 | 0.08134% | 425.3142 | 0.4907% | 14027.9072 | 16.19% | 0 | 0% | 24653.3203 | 28.45% | 62014.6953 | 12778.3535 | 14.74% | 73889.6621 | 18057.1797 | 20.83% | 68610.8359 | 39344.9453 | 45.4% | 47323.0703 | 42610.3359 | 49.17% | 44057.6797 | 140.2681 | 0.1618% | 86527.7476
300 | Crow Creek | Central_Valley_North_Los_Banos | {'Fink (Proposed)': [0.4, 28597.0], 'Miller': [8.4, 0.0], 'Westley': [14.7, 23961.0], 'Quinto': [17.9, 0.0], 'Los Banos': [23.0, 0.0], 'Ripon': [26.4, 3893.0]} | 84374.6094 | 30375.498 | 36% | 53999.1113 | 64% | [5 empty] | 8676.6689 | 10.28% | 30258.5977 | 35.86% | 15234.4414 | 18.06% | 0 | 0% | 50525.1914 | 59.88% | 33849.418 | 7124.9531 | 8.444% | 77249.6562 | 17596.625 | 20.86% | 66777.9844 | 52362.5234 | 62.06% | 32012.0859 | 34750.1758 | 41.19% | 49624.4336 | 2500.9861 | 2.964% | 81873.6233
301 | Harry Allen | Nevada | {'Desert View': [26.7, 0.0]} | 0 | 0 | 0 | 0 | 0 | [5 empty] | 0 | 0 | 0 | 0 | 0 | 0 | 0 | 0 | 0 | 0% | 0 | 0 | 0% | 0 | 0 | 0 | 0 | 0 | 0% | 0 | 0 | 0 | 0 | 0 | 0 | 0
302 | Kirker | Solano | {'Pittsburg': [1.2, 9115.0], 'Clayton': [6.3, 5373.0], 'Contra Costa': [6.9, 4903.0], 'Birds Landing': [8.3, 5073.0], 'Lone Tree': [9.5, 1924.0], 'Shiloh III': [10.8, 4250.0], 'Martinez': [11.5, 3884.0], 'Brentwood': [14.3, 1595.0], 'Peabody': [18.6, 3819.0], 'Carquinez': [19.3, 3751.0], 'Cayetano': [20.8, 1357.0], 'Delta Pumps': [21.8, 1357.0], 'Grand Island': [22.5, 3827.0], 'Kelso': [22.6, 1357.0], 'Tulucay': [25.2, 2661.0], 'Vaca-Dixon & Gc Yard': [26.3, 1512.0], 'Midway Green Ridge Services': [26.8, 0.0], 'Tesla': [28.3, 0.0], 'Eight Mile': [28.9, 0.0], 'Eastshore': [29.7, 0.0]} | 65860.0078 | 9358.4521 | 0.1421 | 56501.5557 | 0.8579 | [5 empty] | 8102.7065 | 0.12303 | 1415.9349 | 0.021499 | 12812.1426 | 0.19454 | 4706.9595 | 0.071469 | 19586.2129 | 29.74% | 46273.7949 | 40578.8516 | 61.61% | 25281.1562 | 35103.8477 | 0.53301 | 30756.1602 | 48559.1836 | 73.73% | 17300.8242 | 12246.5918 | 0.18595 | 53613.416 | 21158.3848 | 0.32126 | 44701.623
303 | Logan Creek | Northern_California | {'Delevan': [11.8, 67872.0], 'Glenn': [17.7, 46282.0], 'Cortina': [29.0, 1011.0]} | 343299.75 | 132728.6094 | 0.38663 | 210571.1406 | 0.61337 | [5 empty] | 79494.5469 | 0.23156 | 97172.7344 | 0.28306 | 42336.5352 | 0.12332 | 0 | 0 | 111129.6719 | 32.37% | 232170.0781 | 17069.3164 | 4.972% | 326230.4336 | 36068.7773 | 0.10506 | 307230.9727 | 137705.7188 | 40.11% | 205594.0312 | 104701.6953 | 0.30499 | 238598.0547 | 12857.6719 | 0.037453 | 330442.0781
304 | Julian Hinds | Riverside (Exclude) | {'Kem': [13.4, 4515.0], 'Red Bluff': [18.1, 3569.0]} | 17815.1855 | 4514.563 | 0.25341 | 13300.6226 | 0.74659 | [5 empty] | 4.8705 | 0.00027339 | 0 | 0 | 0 | 0 | 0 | 0 | 2562.5286 | 14.38% | 15252.657 | 6986.5708 | 39.22% | 10828.6147 | 486.8247 | 0.027326 | 17328.3608 | 9205.5361 | 51.67% | 8609.6494 | 9168.4121 | 0.51464 | 8646.7734 | 0 | 0 | 17815.1855
305 | Hollister | Peninsula_Monterey | {'Llagas': [13.0, 0.0], 'Moss Landing': [20.8, 0.0], 'Los Banos': [25.0, 0.0], 'Quinto': [25.7, 0.0]} | 9751.9102 | 0 | 0 | 9751.9102 | 1 | [5 empty] | 0.15696 | 1.6095e-05 | 0 | 0 | 2592.9324 | 0.26589 | 15.4441 | 0.0015837 | 9544.5479 | 97.87% | 207.3623 | 0 | 0% | 9751.9102 | 0 | 0 | 9751.9102 | 9544.5479 | 97.87% | 207.3623 | 9564.1123 | 0.98074 | 187.7979 | 18.7157 | 0.0019192 | 9733.1945
306 | Boulevard | Greater_Imperial | {'East County': [9.0, 9392.0], 'Suncrest - Ocotillo (Proposed)': [13.7, 13309.0], 'Ocotillo Express': [14.6, 1542.0], 'Suncrest': [26.0, 174.0]} | 74803.3359 | 15016.957 | 0.20075 | 59786.3789 | 0.79925 | [5 empty] | 195.1645 | 0.002609 | 177.0258 | 0.0023665 | 37867.0391 | 0.50622 | 35639.0078 | 0.47644 | 6190.3701 | 8.276% | 68612.9658 | 11313.9736 | 15.12% | 63489.3623 | 22842.0488 | 0.30536 | 51961.2871 | 34141.6875 | 45.64% | 40661.6484 | 42436.9375 | 0.56731 | 32366.3984 | 1280.3136 | 0.017116 | 73523.0223
307 | Llagas | Peninsula_Monterey | {'Hollister': [13.0, 0.0], 'Metcalf Energy Center': [18.1, 0.0], 'Metcalf 1': [18.1, 0.0], 'Moss Landing': [18.4, 0.0], 'Hicks': [24.6, 0.0], 'Quinto': [28.1, 0.0], 'Miller': [29.6, 0.0], 'Los Banos': [29.8, 0.0]} | 2052.3062 | 0 | 0 | 2052.3062 | 1 | [5 empty] | 0.15696 | 7.6477e-05 | 0 | 0 | 1023.8629 | 0.49888 | 966.6668 | 0.47101 | 1458.8282 | 71.08% | 593.4779 | 150.4317 | 7.33% | 1901.8744 | 734.213 | 0.35775 | 1318.0931 | 1458.8282 | 71.08% | 593.4779 | 1741.8346 | 0.84872 | 310.4716 | 24.3463 | 0.011863 | 2027.9599
308 | Miller | Central_Valley_North_Los_Banos | {'Fink (Proposed)': [8.1, 0.0], 'Crow Creek': [8.4, 0.0], 'Quinto': [9.6, 6988.0], 'Los Banos': [14.8, 6988.0], 'Westley': [23.1, 0.0], 'Llagas': [29.6, 0.0]} | 41020.7109 | 6987.5239 | 0.17034 | 34033.187 | 0.82966 | [5 empty] | 6176.4258 | 0.15057 | 2361.4575 | 0.057567 | 9147.3027 | 0.22299 | 0 | 0 | 29773.2246 | 72.58% | 11247.4863 | 2913.2192 | 7.102% | 38107.4917 | 8013.4521 | 0.19535 | 33007.2588 | 31610.5605 | 77.06% | 9410.1504 | 18378.8438 | 0.44804 | 22641.8672 | 2589.6748 | 0.063131 | 38431.0361
309 | Madison | Solano | {'Putah Creek': [10.3, 33514.0], 'Woodland': [11.3, 42357.0], 'Davis': [15.4, 34221.0], 'Vaca-Dixon & Gc Yard': [18.8, 27821.0], 'Peabody': [26.6, 6875.0]} | 219219.6875 | 56382.4609 | 0.2572 | 162837.2266 | 0.7428 | [5 empty] | 26966.7949 | 0.12301 | 103311.9375 | 0.47127 | 36756.9062 | 0.16767 | 0 | 0 | 143384.9219 | 65.41% | 75834.7656 | 9234.459 | 4.212% | 209985.2285 | 32443.1914 | 0.14799 | 186776.4961 | 158027.7188 | 72.09% | 61191.9688 | 40540.957 | 0.18493 | 178678.7305 | 5331.3066 | 0.024319 | 213888.3809
310 | New Melones | El_Dorado_Mariposa | {'Peoria': [3.4, 57.0], 'Chinese Station': [5.7, 57.0], 'Curtis': [11.6, 0.0], 'Warnerville': [20.5, 0.0], 'Riverbank': [24.0, 0.0], 'Bellota': [26.8, 0.0], 'Rancho Seco - Bellota (Proposed)': [28.5, 0.0]} | 69412.1719 | 57.4703 | 0.00082796 | 69354.7016 | 0.99917 | [5 empty] | 4931.458 | 0.071046 | 1134.0544 | 0.016338 | 16725.9316 | 0.24097 | 0 | 0 | 63442.2031 | 91.4% | 5969.9688 | 16568.3301 | 23.87% | 52843.8418 | 22320.5391 | 0.32157 | 47091.6328 | 65003.0078 | 93.65% | 4409.1641 | 59459.1719 | 0.85661 | 9953 | 7654.5952 | 0.11028 | 61757.5767
311 | Waukena | Central_Valley_North_Los_Banos | {'Corcoran': [2.3, 40858.0], 'GWF Hanford': [9.9, 46588.0], 'Alpaugh': [13.8, 0.0], 'Leprino': [15.9, 46397.0], 'Olive': [18.2, 0.0], 'Henrietta': [19.6, 40596.0], 'Mustang': [20.2, 38089.0], 'Rector': [21.8, 0.0], 'Kingsburg': [24.2, 190.0], 'Gates-Midway (Proposed)': [26.9, 0.0], 'Smyrna': [29.8, 0.0]} | 48538.4922 | 46587.7539 | 0.95981 | 1950.7383 | 0.04019 | [5 empty] | 34825.7656 | 0.71749 | 5159.4282 | 0.1063 | 0 | 0 | 0 | 0 | 0 | 0% | 48538.4922 | 0 | 0% | 48538.4922 | 0 | 0 | 48538.4922 | 0 | 0% | 48538.4922 | 0 | 0 | 48538.4922 | 1950.7369 | 0.040189 | 46587.7552
312 | Excelsior | Central_Valley_North_Los_Banos | {'Schindler': [5.2, 195976.0], 'Cantua': [6.5, 145124.0], 'Helm': [13.6, 129312.0], 'Tranquility': [16.3, 72931.0], 'Gates': [18.8, 48893.0], 'Mc Mullin': [19.0, 59376.0], 'Mustang': [20.9, 59070.0], 'Henrietta': [21.3, 53852.0], 'Cheney': [23.2, 20070.0], 'Leprino': [24.8, 22183.0], 'Mendota': [25.5, 7497.0], 'Panoche': [26.2, 3838.0], 'Kearney (New)': [28.7, 2857.0], 'Avenal': [29.8, 260.0]} | 272140.125 | 203570.625 | 0.74804 | 68569.5 | 0.25196 | [5 empty] | 109407.0547 | 0.40202 | 132971.0625 | 0.48861 | 0 | 0 | 0 | 0 | 57482.4961 | 21.12% | 214657.6289 | 7721.4155 | 2.837% | 264418.7095 | 22240.0098 | 0.081723 | 249900.1152 | 68149.4844 | 25.04% | 203990.6406 | 9164.6885 | 0.033676 | 262975.4365 | 1497.6936 | 0.0055034 | 270642.4314
313 | Colgate | Northern_California | {'Brunswick': [10.8, 0.0], 'Palermo': [19.5, 0.0], 'Higgins': [20.5, 0.0], 'Honcut': [21.7, 91.0], 'Wyandotte': [21.8, 0.0], 'East Marysville': [23.0, 392.0], 'Drum 1': [23.2, 0.0], 'Olivehurst': [25.1, 392.0], 'Thermalito': [26.8, 0.0], 'Pease': [27.6, 77.0], 'Table Mt.': [28.8, 0.0]} | 22741.8613 | 1719.2712 | 0.075599 | 21022.5901 | 0.9244 | [5 empty] | 508.9573 | 0.02238 | 0 | 0 | 2307.354 | 0.10146 | 11023.2637 | 0.48471 | 14142.1182 | 62.19% | 8599.7432 | 4753.5488 | 20.9% | 17988.3125 | 7367.23 | 0.32395 | 15374.6313 | 19304.0176 | 84.88% | 3437.8438 | 7847.3833 | 0.34506 | 14894.478 | 969.2628 | 0.04262 | 21772.5986
314 | New Sub - Pit 1 - Cottonwood (Proposed) | Northern_California | {'Round Mt.': [6.1, 15739.0], 'Cove Road': [6.8, 13435.0], 'Pit 1': [20.5, 1897.0]} | 182782.9062 | 18764.3477 | 0.10266 | 164018.5586 | 0.89734 | [5 empty] | 562.7067 | 0.0030786 | 84.4565 | 0.00046206 | 174713.4531 | 0.95585 | 7407.3462 | 0.040525 | 91544.75 | 50.08% | 91238.1562 | 24052.6621 | 13.16% | 158730.2441 | 26344.041 | 0.14413 | 156438.8652 | 102411.0859 | 56.03% | 80371.8203 | 128775.2656 | 0.70453 | 54007.6406 | 9263.498 | 0.05068 | 173519.4082
315 | Cal Flats |  | {'Cholame': [12.7, 1152.0], 'Avenal': [13.7, 714.0], 'Gates': [21.7, 0.0], 'Arco': [23.8, 62.0], 'Templeton': [29.6, 0.0]} | 45070.0586 | 1212.3815 | 0.0269 | 43857.6771 | 0.9731 | [5 empty] | 220.887 | 0.004901 | 2.3824 | 5.2861e-05 | 6503.5371 | 0.1443 | 0 | 0 | 28301.0684 | 62.79% | 16768.9902 | 4552.5884 | 10.1% | 40517.4702 | 8177.9224 | 0.18145 | 36892.1362 | 29371.166 | 65.17% | 15698.8926 | 37131.6055 | 0.82386 | 7938.4531 | 574.6938 | 0.012751 | 44495.3648

## LandEnv_Wind_Data_20mi
CEC provided land-use and environmental data criteria for in-state substations at a 20 mile radius for onshore wind resource potential. Note theseare based on a techno-economic resource potential base using a 20% CF factor.
[9 empty] | Parcel info not applied for onshore wind mapping |  |  |  |  | Cropland Index not applied for onshore wind mappping
|  |  |  | Res. Potential Base (after techno-economic & protected areas exclusisons) | Res. Potential after Core Land Use Screen (Lower Implications Land) | Percentage of Base Potential w/ Lower Implications | Res. Potential excluded by Core screen (Higher Implications Land) | Percentage of Base Potential w/ Higher Implications | [5 empty] | Base Res. Potential w/ Low Cropland Index Values | Percentage of Base Potential w/ Low Cropland Index Values | Base Res. Potential w/ High Cropland Index Values | Percentage of Base Potential w/ High Cropland Index Values | Base Res. Potential w/ Tier 2 Fire Threat | Percentage of Base Potential w/ Tier 2 Fire Threat | Base Res. Potential w/ Tier 3 Fire Threat | Percentage of Base Potential w/ Tier 3 Fire Threat | Base Res. Potential w/ ACE Terrestrial Connectivity, 4 or 5, (High Implications) | Percentage of Base Potential w/ Terrestrial Connectivity High Implications | Base Res. Potential w/ Terrestrial Connectivity Low Implications | Base Res. Potential w/ ACE Biodiversity, 5, (High Implications) | Percentage of Base Potential w/ Biodiversity High Implications | Base Res. Potential w/ Biodiversity Low Implications | Base Res. Potential w/ ACE Irreplaceability, 4 or 5, (High Implications) | Percentage of Base Potential w/ Irreplaceability High Implications | Base Res. Potential w/ Irreplaceability Low Implications | Base Res. Potential w/ Any of the three ACE datasets High Implications | Percentage of Base Potential w/ Any of the three ACE datasets High Implications | Base Res. Potential w/ Any of the three ACE datasets Low Implications | Base Res. Potential w/ High Terrestrial Landscape Intactness | Percentage of Base Potential w/ High Terrestrial Landscape Intactness | Base Res. Potential w/ Low Terrestrial Landscape Intactness | Base Res. Potential w/ Classified as Wetlands | Percentage of Base Potential w/ Classified as Wetlands | Base Res. Potential w/ Not Classified as Wetlands
Blue columns indicate additional data calculate/added by CPUC staff in dashboard.
Distance in miles to nearby substations
OBJECTID | IRP_Substation_Name | RESOLVE_Wind_Area | Overlaps | RPB_Acres | TRP_Acres | Perc_TRP | High_Implication_Acres | Perc_HighImplication | Parcels_LT_6 | Perc_ParcLT6 | Parcels_LT_30_GT6 | Perc_ParcLT30GT6 | 10th Percentile Parcelization | LowCrop_Acres | Perc_LowCrop | HighCrop_Acres | Perc_HighCrop | FT_Tier2_Acres | Perc_FT_Tier2 | FT_Tier3_Acres | Perc_FT_Tier3 | Conn45_Acres | Perc_Conn45 | Low Conn Acres | Bio5_Acres | Perc_Bio5 | Low Bio Acres | Irr45_Acres | Perc_Irr45 | Low Irr Acres | ACE_All_Acres | Perc_AllACE | Low AllACE Acres | High_Intact_Acres | Perc_HighIntact | LowIntact Acres | Wetlands_Acres | Perc_Wetlands | Not Wetlands Acres
0 | East Shore | Solano | {'Newark': [11.2, 1919.0], 'Martin': [16.9, 4592.0], 'Los Esteros': [17.0, 227.0], 'Scott': [19.3, 209.0], 'Cayetano': [20.5, 5.0], 'Clayton': [23.5, 293.0], 'Martinez': [26.9, 2127.0], 'Lone Tree': [29.5, 0.0], 'Hicks': [29.5, 53.0], 'Kirker': [29.7, 0.0], 'Delta Pumps': [29.7, 5.0], 'Midway Green Ridge Services': [29.8, 5.0], 'Kelso': [30.5, 5.0], 'Tesla': [30.8, 5.0], 'Pittsburg': [30.9, 0.0], 'Brentwood': [31.5, 0.0], 'Contra Costa': [31.6, 0.0], 'Carquinez': [33.0, 588.0], 'Metcalf Energy Center': [34.5, 0.0], 'Metcalf 1': [34.5, 0.0], 'Birds Landing': [37.9, 0.0], 'Ignacio': [38.9, 350.0]} | 31149.3887 | 4650.6035 | 14.93% | 26498.7852 | 85.07% | [5 empty] | 20.9994 | 0.06742% | 32.4412 | 0.1041% | 2665.8643 | 8.558% | 16273.0371 | 52.24% | 17911.9414 | 57.5% | 13237.4473 | 14182.3896 | 45.53% | 16966.999 | 20992.3652 | 67.39% | 10157.0234 | 25363.8828 | 81.43% | 5785.5059 | 15207.4678 | 48.82% | 15941.9209 | 3552.0461 | 11.4% | 27597.3425
1 | Newark | Solano | {'Los Esteros': [5.9, 227.0], 'Scott': [8.7, 209.0], 'Eastshore': [11.2, 1919.0], 'Hicks': [19.0, 53.0], 'Cayetano': [20.2, 5.0], 'Metcalf 1': [23.3, 0.0], 'Metcalf Energy Center': [23.4, 0.0], 'Midway Green Ridge Services': [26.8, 5.0], 'Martin': [27.1, 1860.0], 'Tesla': [27.3, 5.0], 'Delta Pumps': [28.8, 5.0], 'Kelso': [29.3, 5.0], 'Clayton': [30.6, 142.0], 'Lone Tree': [33.2, 0.0], 'Brentwood': [33.5, 0.0], 'Contra Costa': [36.2, 0.0], 'Kirker': [36.2, 0.0], 'Martinez': [36.2, 0.0], 'Pittsburg': [37.3, 0.0]} | 28944.5273 | 1918.5347 | 6.628% | 27025.9927 | 93.37% | [5 empty] | 64.7512 | 0.2237% | 8.8494 | 0.03057% | 13997.7109 | 48.36% | 8596.5176 | 29.7% | 21985.2266 | 75.96% | 6959.3008 | 8118.0439 | 28.05% | 20826.4834 | 13959.5576 | 48.23% | 14984.9697 | 26050.5176 | 90% | 2894.0098 | 18755.2363 | 64.8% | 10189.291 | 3088.7883 | 10.67% | 25855.739
2 | Tesla | Solano | {'Midway Green Ridge Services': [1.6, 9789.0], 'Kelso': [6.2, 3347.0], 'Delta Pumps': [6.8, 2707.0], 'Cayetano': [11.4, 1847.0], 'Brentwood': [15.5, 1842.0], 'Vierra': [17.0, 12046.0], 'Lone Tree': [19.3, 1353.0], 'Westley': [21.7, 12046.0], 'Stagg': [22.7, 3498.0], 'Weber': [22.8, 4145.0], 'Contra Costa': [23.1, 1353.0], 'Ripon': [23.1, 12046.0], 'Eight Mile': [26.0, 0.0], 'Newark': [27.3, 5.0], 'Clayton': [27.3, 1353.0], 'Los Esteros': [28.2, 5.0], 'Kirker': [28.3, 1353.0], 'Pittsburg': [28.8, 1353.0], 'Eastshore': [30.8, 5.0], 'Scott': [31.5, 5.0], 'Birds Landing': [31.9, 1150.0], 'Crow Creek': [33.1, 7171.0], 'Fink (Proposed)': [33.2, 7171.0], 'Metcalf 1': [35.1, 0.0], 'Shiloh III': [35.1, 1150.0], 'Metcalf Energy Center': [35.4, 0.0], 'Lockeford': [35.6, 0.0], 'Grand Island': [35.9, 0.0], 'Riverbank': [36.1, 3526.0], 'Martinez': [36.6, 853.0], 'Bellota': [36.7, 0.0], 'Hicks': [37.9, 0.0]} | 246350.4219 | 13403.7852 | 5.441% | 232946.6367 | 94.56% | [5 empty] | 12228.4453 | 4.964% | 100258.5938 | 40.7% | 38863.6406 | 15.78% | 5287.0059 | 2.146% | 137427.3281 | 55.79% | 108923.0938 | 77636.9609 | 31.51% | 168713.4609 | 83336.7266 | 33.83% | 163013.6953 | 151086.2812 | 61.33% | 95264.1406 | 79781.8047 | 32.39% | 166568.6172 | 11451.5176 | 4.648% | 234898.9043
3 | Cabrillo | Kern_Greater_Carrizo | {'Sisquoc': [17.3, 3206.0], 'Mesa': [25.2, 77.0], 'Oceano': [32.7, 77.0], 'Goleta': [33.7, 876.0]} | 109381.3594 | 8501.3057 | 7.772% | 100880.0537 | 92.23% | [5 empty] | 3558.7808 | 3.254% | 2707.4973 | 2.475% | 96812.2109 | 88.51% | 3029.3281 | 2.77% | 75909.4297 | 69.4% | 33471.9297 | 3155.8381 | 2.885% | 106225.5212 | 23907.4121 | 21.86% | 85473.9473 | 86528.5547 | 79.11% | 22852.8047 | 68483.8984 | 62.61% | 40897.4609 | 6631.605 | 6.063% | 102749.7544
4 | Honcut | Northern_California | {'Palermo': [10.1, 25115.0], 'East Marysville': [11.0, 37678.0], 'Pease': [11.0, 41997.0], 'Wyandotte': [12.2, 19657.0], 'Thermalito': [13.5, 20238.0], 'Olivehurst': [16.0, 35363.0], 'Table Mt.': [16.4, 14919.0], 'Colgate': [21.7, 1410.0], 'Rio Oso': [27.5, 17048.0], 'Brunswick': [30.6, 392.0], 'Higgins': [33.1, 392.0], 'Delevan': [36.2, 3714.0], 'Cortina': [36.4, 2440.0], 'Pleasant Grove': [37.8, 2968.0], 'Logan Creek': [38.8, 2371.0]} | 277068.2188 | 49229.2812 | 17.77% | 227838.9375 | 82.23% | [5 empty] | 109508.4688 | 39.52% | 72149.0781 | 26.04% | 9499.0684 | 3.428% | 1936.4113 | 0.6989% | 154224.5 | 55.66% | 122843.7188 | 50844.3359 | 18.35% | 226223.8828 | 108074.2109 | 39.01% | 168994.0078 | 222234.625 | 80.21% | 54833.5938 | 20010.8301 | 7.222% | 257057.3887 | 33333.1445 | 12.03% | 243735.0742
5 | Palermo | Northern_California | {'Wyandotte': [2.9, 27482.0], 'Thermalito': [7.4, 23177.0], 'Table Mt.': [9.7, 17954.0], 'Honcut': [10.1, 25115.0], 'Colgate': [19.5, 2506.0], 'East Marysville': [20.2, 17302.0], 'Pease': [21.1, 20996.0], 'Olivehurst': [25.1, 16804.0], 'Brunswick': [30.1, 296.0], 'Rio Oso': [36.0, 4490.0], 'Higgins': [36.4, 296.0]} | 265860.6875 | 32940.5742 | 12.39% | 232920.1133 | 87.61% | [5 empty] | 104219.9844 | 39.2% | 51630.9492 | 19.42% | 18792.1602 | 7.068% | 33186.2227 | 12.48% | 165788.1094 | 62.36% | 100072.5781 | 57262.3086 | 21.54% | 208598.3789 | 110401.5 | 41.53% | 155459.1875 | 228622.1094 | 85.99% | 37238.5781 | 29984.6367 | 11.28% | 235876.0508 | 36764.2734 | 13.83% | 229096.4141
6 | Table Mountain | Northern_California | {'Thermalito': [2.9, 37825.0], 'Wyandotte': [7.1, 24992.0], 'Palermo': [9.7, 17954.0], 'Honcut': [16.4, 14919.0], 'Pease': [26.6, 7782.0], 'East Marysville': [27.4, 4086.0], 'Colgate': [28.8, 469.0], 'Glenn': [30.7, 12436.0], 'Olivehurst': [32.4, 3588.0], 'Logan Creek': [33.0, 14100.0], 'Delevan': [35.8, 10624.0], 'Brunswick': [39.6, 0.0]} | 267708.0625 | 40512.0352 | 15.13% | 227196.0273 | 84.87% | [5 empty] | 105882.8281 | 39.55% | 61421.0195 | 22.94% | 25423.8574 | 9.497% | 28878.4707 | 10.79% | 135077.7969 | 50.46% | 132630.2656 | 60696.7656 | 22.67% | 207011.2969 | 138416.8594 | 51.7% | 129291.2031 | 220869.3125 | 82.5% | 46838.75 | 27960.1895 | 10.44% | 239747.873 | 39189.582 | 14.64% | 228518.4805
7 | Wyandotte | Northern_California | {'Palermo': [2.9, 27482.0], 'Thermalito': [5.1, 30213.0], 'Table Mt.': [7.1, 24992.0], 'Honcut': [12.2, 19657.0], 'Colgate': [21.8, 2209.0], 'East Marysville': [22.7, 11843.0], 'Pease': [23.1, 15537.0], 'Olivehurst': [27.6, 11346.0], 'Brunswick': [32.5, 0.0], 'Glenn': [37.7, 6007.0], 'Rio Oso': [38.6, 969.0], 'Logan Creek': [38.7, 0.0], 'Higgins': [39.2, 0.0], 'Delevan': [39.9, 0.0]} | 270147.25 | 34856.7891 | 12.9% | 235290.4609 | 87.1% | [5 empty] | 109987.5703 | 40.71% | 48804.0352 | 18.07% | 21177.3438 | 7.839% | 37456.0703 | 13.87% | 160893.7812 | 59.56% | 109253.4688 | 60015.3281 | 22.22% | 210131.9219 | 122351.2891 | 45.29% | 147795.9609 | 231606.9062 | 85.73% | 38540.3438 | 31336.4863 | 11.6% | 238810.7637 | 36197.7969 | 13.4% | 233949.4531
8 | Cortina | Northern_California | {'Delevan': [17.3, 37050.0], 'Logan Creek': [29.0, 14962.0], 'Pease': [30.4, 18485.0], 'Madison': [33.9, 10347.0], 'East Marysville': [35.7, 3395.0], 'Honcut': [36.4, 2440.0], 'Olivehurst': [36.6, 2533.0], 'Eagle Rock': [37.4, 169.0], 'Geysers Tap 1': [38.2, 0.0], 'Woodland': [39.4, 0.0]} | 398275.6875 | 80653.6719 | 20.25% | 317622.0156 | 79.75% | [5 empty] | 56985.6016 | 14.31% | 124484.8594 | 31.26% | 147632.25 | 37.07% | 731.4143 | 0.1836% | 168512.75 | 42.31% | 229762.9375 | 66840.1719 | 16.78% | 331435.5156 | 136047.3594 | 34.16% | 262228.3281 | 268179.1875 | 67.34% | 130096.5 | 154340.6094 | 38.75% | 243935.0781 | 10438.6709 | 2.621% | 387837.0166
9 | Etiwanda | Greater_Kramer | {'Rancho Vista': [0.4, 8.0], 'Mira Loma': [6.0, 0.0], 'Padua': [6.8, 8.0], 'Chino': [10.7, 0.0], 'Vista': [12.4, 3.0], 'San Bernardino': [16.6, 8.0], 'Lugo': [21.2, 8.0], 'Serrano': [23.4, 0.0], 'Lee Lake (Proposed)': [23.8, 0.0], 'Olinda': [24.7, 0.0], 'Walnut': [24.9, 0.0], 'Villa Park': [25.8, 0.0], 'Rio Hondo': [26.0, 0.0], 'El Casco': [27.2, 0.0], 'Lewis': [28.8, 0.0], 'Victor': [29.7, 8.0], 'Viejo': [29.8, 0.0], 'Johanna': [31.9, 0.0], 'Valley': [32.1, 0.0], 'Goodrich': [32.4, 0.0], 'Santiago': [32.4, 0.0], 'Barre': [32.5, 0.0], 'Mesa': [33.7, 0.0], 'Roadway': [34.2, 8.0], 'Center': [35.0, 0.0], 'Laguna Bell': [36.5, 0.0], 'Del Amo': [36.7, 0.0], 'Ellis': [36.7, 0.0], 'Trabuco': [37.2, 0.0], 'Margarita': [37.6, 0.0], 'Gould': [38.9, 0.0], 'Alamitos': [39.7, 0.0], 'Lighthipe': [39.9, 0.0]} | 25960.1953 | 7.6831 | 0.0296% | 25952.5122 | 99.97% | [5 empty] | 32.1555 | 0.1239% | 1.7313 | 0.006669% | 4655.5405 | 17.93% | 21304.8281 | 82.07% | 17216.3594 | 66.32% | 8743.8359 | 17750.9121 | 68.38% | 8209.2832 | 17051.75 | 65.68% | 8908.4453 | 25347.2129 | 97.64% | 612.9824 | 14859.1875 | 57.24% | 11101.0078 | 1507.8877 | 5.808% | 24452.3076
10 | Brentwood | Solano | {'Lone Tree': [4.9, 3002.0], 'Contra Costa': [8.0, 3002.0], 'Delta Pumps': [8.7, 2049.0], 'Kelso': [9.3, 2049.0], 'Cayetano': [13.5, 2049.0], 'Midway Green Ridge Services': [14.2, 2049.0], 'Kirker': [14.3, 3002.0], 'Pittsburg': [14.5, 3002.0], 'Tesla': [15.5, 1842.0], 'Clayton': [16.0, 2678.0], 'Birds Landing': [16.5, 2799.0], 'Stagg': [18.6, 96.0], 'Eight Mile': [19.0, 301.0], 'Shiloh III': [19.6, 2799.0], 'Grand Island': [22.1, 1442.0], 'Vierra': [23.5, 489.0], 'Weber': [23.8, 476.0], 'Martinez': [24.9, 1325.0], 'Peabody': [29.9, 1442.0], 'Ripon': [31.1, 489.0], 'Lockeford': [31.3, 0.0], 'Eastshore': [31.5, 0.0], 'Carquinez': [33.3, 120.0], 'Newark': [33.5, 0.0], 'Westley': [34.8, 489.0], 'Vaca-Dixon & Gc Yard': [35.8, 936.0], 'Los Esteros': [36.7, 0.0], 'Bellota': [36.8, 0.0], 'Tulucay': [39.4, 0.0], 'Rancho Seco - Bellota (Proposed)': [39.9, 0.0]} | 236066.6562 | 3491.1091 | 1.479% | 232575.5471 | 98.52% | [5 empty] | 22280.3691 | 9.438% | 121229.5703 | 51.35% | 18650.1016 | 7.9% | 6490.4512 | 2.749% | 78852.5703 | 33.4% | 157214.0859 | 90828.3672 | 38.48% | 145238.2891 | 88438.4062 | 37.46% | 147628.25 | 119251.8516 | 50.52% | 116814.8047 | 18559.002 | 7.862% | 217507.6543 | 25348.8535 | 10.74% | 210717.8027
11 | Clayton | Solano | {'Kirker': [6.3, 11211.0], 'Pittsburg': [7.5, 10759.0], 'Martinez': [9.4, 10077.0], 'Contra Costa': [10.9, 4554.0], 'Lone Tree': [11.4, 3640.0], 'Birds Landing': [14.6, 7069.0], 'Brentwood': [16.0, 2678.0], 'Shiloh III': [16.9, 6756.0], 'Cayetano': [17.8, 1560.0], 'Carquinez': [18.3, 8548.0], 'Delta Pumps': [21.4, 1560.0], 'Kelso': [22.4, 1560.0], 'Eastshore': [23.5, 293.0], 'Peabody': [23.6, 5388.0], 'Midway Green Ridge Services': [25.7, 1560.0], 'Tulucay': [26.5, 8105.0], 'Tesla': [27.3, 1353.0], 'Grand Island': [28.6, 2050.0], 'Martin': [29.2, 530.0], 'Newark': [30.6, 142.0], 'Vaca-Dixon & Gc Yard': [31.7, 1578.0], 'Ignacio': [32.5, 4729.0], 'Eight Mile': [33.2, 268.0], 'Stagg': [34.0, 0.0], 'Los Esteros': [35.7, 0.0], 'Scott': [39.2, 0.0], 'Vierra': [39.3, 0.0], 'Lakeville': [39.5, 1.0], 'Weber': [39.8, 0.0], 'Putah Creek': [40.0, 0.0]} | 93462.6484 | 12261.7158 | 13.12% | 81200.9326 | 86.88% | [5 empty] | 7441.3359 | 7.962% | 1099.0791 | 1.176% | 28665.9316 | 30.67% | 9979.6104 | 10.68% | 31795.2793 | 34.02% | 61667.3691 | 54020.3672 | 57.8% | 39442.2812 | 58508.875 | 62.6% | 34953.7734 | 73962.7422 | 79.14% | 19499.9062 | 19141.3867 | 20.48% | 74321.2617 | 21740.6875 | 23.26% | 71721.9609
12 | Contra Costa | Solano | {'Lone Tree': [3.9, 7271.0], 'Pittsburg': [6.7, 8193.0], 'Kirker': [6.9, 8193.0], 'Brentwood': [8.0, 3002.0], 'Birds Landing': [9.0, 7990.0], 'Clayton': [10.9, 4554.0], 'Shiloh III': [12.2, 7990.0], 'Delta Pumps': [16.3, 1560.0], 'Kelso': [17.1, 1560.0], 'Cayetano': [18.0, 1560.0], 'Martinez': [18.2, 2513.0], 'Grand Island': [19.1, 5689.0], 'Midway Green Ridge Services': [21.7, 1560.0], 'Peabody': [22.2, 6622.0], 'Eight Mile': [22.5, 301.0], 'Tesla': [23.1, 1353.0], 'Stagg': [23.7, 0.0], 'Carquinez': [26.1, 1064.0], 'Vaca-Dixon & Gc Yard': [28.7, 5182.0], 'Weber': [30.1, 0.0], 'Vierra': [31.1, 0.0], 'Tulucay': [31.5, 928.0], 'Eastshore': [31.6, 0.0], 'Lockeford': [34.9, 0.0], 'Newark': [36.2, 0.0], 'Davis': [37.8, 0.0], 'Putah Creek': [37.9, 0.0], 'Ripon': [38.6, 0.0], 'Martin': [39.9, 0.0]} | 205236.8438 | 8192.6104 | 3.992% | 197044.2334 | 96.01% | [5 empty] | 27013.0879 | 13.16% | 79876.9062 | 38.92% | 18496.0449 | 9.012% | 6629.167 | 3.23% | 60779.2852 | 29.61% | 144457.5586 | 81876.4766 | 39.89% | 123360.3672 | 76056.7734 | 37.06% | 129180.0703 | 112190.625 | 54.66% | 93046.2188 | 12765.3789 | 6.22% | 192471.4648 | 40582.8203 | 19.77% | 164654.0234
13 | Pittsburg | Solano | {'Kirker': [1.2, 15505.0], 'Contra Costa': [6.7, 8193.0], 'Birds Landing': [7.1, 12497.0], 'Clayton': [7.5, 10759.0], 'Shiloh III': [9.6, 12183.0], 'Lone Tree': [9.7, 7271.0], 'Martinez': [12.0, 10506.0], 'Brentwood': [14.5, 3002.0], 'Peabody': [17.6, 10815.0], 'Carquinez': [19.5, 9058.0], 'Grand Island': [21.4, 5689.0], 'Cayetano': [21.7, 1560.0], 'Delta Pumps': [22.2, 1560.0], 'Kelso': [23.0, 1560.0], 'Tulucay': [24.9, 8922.0], 'Vaca-Dixon & Gc Yard': [25.2, 6972.0], 'Midway Green Ridge Services': [27.3, 1560.0], 'Eight Mile': [28.4, 301.0], 'Tesla': [28.8, 1353.0], 'Stagg': [30.0, 0.0], 'Eastshore': [30.9, 0.0], 'Putah Creek': [34.0, 1474.0], 'Ignacio': [35.2, 3463.0], 'Martin': [36.2, 0.0], 'Davis': [36.2, 0.0], 'Weber': [36.7, 0.0], 'Newark': [37.3, 0.0], 'Vierra': [37.8, 0.0]} | 163207.2188 | 16186.3271 | 9.918% | 147020.8916 | 90.08% | [5 empty] | 24619.7148 | 15.08% | 33485.1055 | 20.52% | 27787.3809 | 17.03% | 6955.1255 | 4.262% | 41858.8906 | 25.65% | 121348.3281 | 75821.9844 | 46.46% | 87385.2344 | 75973.1797 | 46.55% | 87234.0391 | 103646.4922 | 63.51% | 59560.7266 | 18240.6211 | 11.18% | 144966.5977 | 37913.1602 | 23.23% | 125294.0586
14 | San Bernardino | Greater_Kramer | {'Vista': [5.3, 480.0], 'El Casco': [12.1, 615.0], 'Etiwanda': [16.6, 8.0], 'Rancho Vista': [17.0, 8.0], 'Mira Loma': [19.3, 0.0], 'Lugo': [21.1, 388.0], 'Padua': [23.1, 8.0], 'Valley': [23.9, 0.0], 'Lee Lake (Proposed)': [25.8, 0.0], 'Chino': [25.9, 0.0], 'Victor': [30.5, 62.0], 'Calcite': [35.5, 0.0], 'Roadway': [35.7, 8.0], 'Serrano': [36.1, 0.0], 'Viejo': [36.7, 0.0], 'Villa Park': [38.8, 0.0], 'Devers': [39.2, 0.0]} | 35013.5898 | 677.3198 | 1.934% | 34336.2701 | 98.07% | [5 empty] | 9.5614 | 0.02731% | 1.7313 | 0.004945% | 9295.0156 | 26.55% | 25718.6602 | 73.45% | 24449.0078 | 69.83% | 10564.582 | 12184.0176 | 34.8% | 22829.5723 | 21657.7988 | 61.86% | 13355.791 | 31613.3633 | 90.29% | 3400.2266 | 22616.4668 | 64.59% | 12397.123 | 2179.3677 | 6.224% | 32834.2222
15 | Placerville | El_Dorado_Mariposa | {'Gold Hill': [19.7, 0.0], 'Higgins': [27.2, 0.0], 'Pleasant Grove': [28.9, 0.0], 'Drum 1': [36.3, 0.0], 'Brunswick': [37.1, 0.0], 'Camanche': [38.0, 0.0], 'Rio Oso': [39.4, 0.0]} | 10391.9746 | 1132.2087 | 10.9% | 9259.7659 | 89.1% | [5 empty] | 0 | 0% | 0 | 0% | 5499.6421 | 52.92% | 4892.4233 | 47.08% | 5955.4863 | 57.31% | 4436.4883 | 2790.8542 | 26.86% | 7601.1204 | 324.2921 | 3.121% | 10067.6826 | 6063.561 | 58.35% | 4328.4136 | 7663.8027 | 73.75% | 2728.1719 | 6.2344 | 0.05999% | 10385.7403
16 | Cantua | Central_Valley_North_Los_Banos | {'Excelsior': [6.5, 242153.0], 'Schindler': [11.4, 227673.0], 'Tranquility': [11.6, 171034.0], 'Helm': [14.5, 230562.0], 'Cheney': [17.6, 100906.0], 'Panoche': [20.4, 76000.0], 'Mendota': [21.1, 91286.0], 'Mc Mullin': [22.7, 158986.0], 'Gates': [23.3, 90033.0], 'Mustang': [27.2, 98855.0], 'Henrietta': [27.6, 98286.0], 'Newhall': [30.2, 47350.0], 'Leprino': [31.2, 71949.0], 'Kearney (New)': [31.8, 29406.0], 'Avenal': [33.6, 9273.0], 'West Fresno': [35.2, 16169.0], 'Oro Loma': [36.1, 8242.0], 'Gregg': [37.6, 9215.0], 'California Ave': [37.8, 9731.0], 'Cal Flats': [38.6, 0.0], 'Malaga': [38.7, 4959.0], 'Borden': [39.4, 1382.0]} | 349446.5938 | 257194.4375 | 73.6% | 92252.1562 | 26.4% | [5 empty] | 169677.7031 | 48.56% | 139193.5938 | 39.83% | 0 | 0% | 0 | 0% | 75853.6172 | 21.71% | 273592.9766 | 14451.7793 | 4.136% | 334994.8145 | 29188.457 | 8.353% | 320258.1367 | 90205.0234 | 25.81% | 259241.5703 | 11008.4316 | 3.15% | 338438.1621 | 3376.7974 | 0.9663% | 346069.7964
17 | Cheney | Central_Valley_North_Los_Banos | {'Panoche': [3.1, 129201.0], 'Mendota': [7.3, 142560.0], 'Tranquility': [7.6, 138571.0], 'Cantua': [17.6, 100906.0], 'Oro Loma': [18.8, 59339.0], 'Newhall': [19.7, 98624.0], 'Helm': [20.0, 118493.0], 'Excelsior': [23.2, 85872.0], 'Schindler': [27.1, 71397.0], 'Mc Mullin': [30.3, 44983.0], 'Dairyland': [31.5, 30679.0], 'Borden': [36.3, 4767.0], 'Kearney (New)': [36.4, 2412.0], 'Gregg': [37.3, 4173.0], 'Los Banos': [39.7, 0.0]} | 241985.6094 | 156798.0312 | 64.8% | 85187.5781 | 35.2% | [5 empty] | 138006.7969 | 57.03% | 81834.75 | 33.82% | 0 | 0% | 0 | 0% | 68506.8047 | 28.31% | 173478.8047 | 8812.5518 | 3.642% | 233173.0576 | 24728.3711 | 10.22% | 217257.2383 | 83788.1641 | 34.63% | 158197.4453 | 1310.1399 | 0.5414% | 240675.4695 | 8794.1533 | 3.634% | 233191.4561
18 | Gates | Central_Valley_North_Los_Banos | {'Avenal': [11.2, 45218.0], 'Mustang': [13.1, 124225.0], 'Henrietta': [14.2, 123294.0], 'Leprino': [17.7, 106976.0], 'Schindler': [18.1, 129465.0], 'Excelsior': [18.8, 118683.0], 'Cal Flats': [21.7, 1323.0], 'Cantua': [23.3, 90033.0], 'Arco': [27.8, 1244.0], 'GWF Hanford': [28.1, 21270.0], 'Waukena': [30.6, 7767.0], 'Helm': [31.3, 63401.0], 'Corcoran': [31.8, 3857.0], 'Mc Mullin': [32.2, 51527.0], 'Gates-Midway (Proposed)': [32.4, 36.0], 'Cholame': [33.5, 212.0], 'Tranquility': [34.7, 21174.0], 'Kingsburg': [38.6, 736.0], 'Alpaugh': [39.3, 0.0]} | 177423.4219 | 134785.0938 | 75.97% | 42638.3281 | 24.03% | [5 empty] | 40561.0078 | 22.86% | 98958.7188 | 55.78% | 2869.0369 | 1.617% | 0 | 0% | 26729.2734 | 15.07% | 150694.1484 | 3669.2791 | 2.068% | 173754.1428 | 16726.7461 | 9.428% | 160696.6758 | 37907.7969 | 21.37% | 139515.625 | 19281.6387 | 10.87% | 158141.7832 | 955.1608 | 0.5384% | 176468.2611
19 | Helm | Central_Valley_North_Los_Banos | {'Mc Mullin': [10.4, 328505.0], 'Tranquility': [12.7, 204152.0], 'Schindler': [13.2, 275225.0], 'Excelsior': [13.6, 252866.0], 'Cantua': [14.5, 230562.0], 'Mendota': [18.0, 128821.0], 'Kearney (New)': [18.1, 202815.0], 'Cheney': [20.0, 118493.0], 'Newhall': [20.8, 117493.0], 'West Fresno': [21.7, 181115.0], 'Panoche': [22.9, 90896.0], 'Gregg': [23.1, 152913.0], 'California Ave': [24.5, 159672.0], 'Borden': [25.2, 107424.0], 'Malaga': [25.9, 141707.0], 'Henrietta': [28.5, 88821.0], 'Mustang': [28.6, 85359.0], 'McCall': [29.8, 87144.0], 'Leprino': [30.9, 60593.0], 'Gates': [31.3, 63401.0], 'Sanger': [32.4, 62566.0], 'Dairyland': [32.9, 26395.0], 'Oro Loma': [33.5, 21034.0], 'Kingsburg': [33.7, 40067.0], 'GWF Hanford': [36.9, 1909.0]} | 573448.9375 | 424416.7188 | 74.01% | 149032.2188 | 25.99% | [5 empty] | 274564.4375 | 47.88% | 257999.2812 | 44.99% | 0 | 0% | 0 | 0% | 109193.5156 | 19.04% | 464255.4219 | 39203.6836 | 6.836% | 534245.2539 | 55440.25 | 9.668% | 518008.6875 | 144923.3281 | 25.27% | 428525.6094 | 1751.7572 | 0.3055% | 571697.1803 | 13749.0645 | 2.398% | 559699.873
20 | Kearney | Central_Valley_North_Los_Banos | {'West Fresno': [3.6, 244960.0], 'California Ave': [6.6, 217073.0], 'Malaga': [8.7, 194744.0], 'Mc Mullin': [9.7, 247164.0], 'Gregg': [10.3, 190043.0], 'McCall': [15.0, 124988.0], 'Sanger': [15.1, 96282.0], 'Borden': [16.0, 132265.0], 'Helm': [18.1, 202815.0], 'Kingsburg': [22.4, 77467.0], 'Wahtoke': [24.7, 21835.0], 'Schindler': [25.3, 111122.0], 'Newhall': [27.1, 75357.0], 'Excelsior': [28.7, 65869.0], 'Reedley': [29.0, 5198.0], 'Tranquility': [30.1, 31653.0], 'Cantua': [31.8, 29406.0], 'Mendota': [31.9, 24371.0], 'Henrietta': [32.0, 39998.0], 'Leprino': [32.3, 33197.0], 'GWF Hanford': [32.8, 18409.0], 'Mustang': [32.8, 33671.0], 'Dairyland': [34.0, 29549.0], 'Cheney': [36.4, 2412.0], 'Panoche': [38.9, 451.0], 'Le Grand': [39.5, 18.0]} | 384445.5 | 271289.75 | 70.57% | 113155.75 | 29.43% | [5 empty] | 157144.9375 | 40.88% | 196431.625 | 51.09% | 0 | 0% | 0 | 0% | 64651.9766 | 16.82% | 319793.5234 | 50619.1562 | 13.17% | 333826.3438 | 56187 | 14.62% | 328258.5 | 108430.9609 | 28.2% | 276014.5391 | 5679.0249 | 1.477% | 378766.4751 | 15429.082 | 4.013% | 369016.418
21 | Kingsburg | Central_Valley_North_Los_Banos | {'McCall': [9.0, 107038.0], 'Wahtoke': [11.4, 34405.0], 'Reedley': [14.0, 11511.0], 'Sanger': [15.2, 73912.0], 'GWF Hanford': [15.5, 68075.0], 'Malaga': [16.2, 93090.0], 'California Ave': [18.9, 82920.0], 'West Fresno': [20.6, 79168.0], 'Leprino': [22.1, 72642.0], 'Kearney (New)': [22.4, 77467.0], 'Rector': [22.7, 494.0], 'Mc Mullin': [23.7, 92382.0], 'Waukena': [24.2, 28143.0], 'Henrietta': [24.7, 69563.0], 'Mustang': [25.8, 62686.0], 'Corcoran': [26.2, 22817.0], 'Gregg': [31.3, 33020.0], 'Schindler': [31.5, 39143.0], 'Helm': [33.7, 40067.0], 'Excelsior': [36.6, 6458.0], 'Alpaugh': [36.9, 1114.0], 'Borden': [37.3, 3851.0], 'Gates': [38.6, 736.0]} | 132782.4688 | 127133.0312 | 95.75% | 5649.4375 | 4.255% | [5 empty] | 36098.4922 | 27.19% | 85305.6562 | 64.24% | 0 | 0% | 0 | 0% | 3320.751 | 2.501% | 129461.7178 | 758.5737 | 0.5713% | 132023.8951 | 851.0107 | 0.6409% | 131931.458 | 3320.751 | 2.501% | 129461.7178 | 0 | 0% | 132782.4688 | 2597.9824 | 1.957% | 130184.4863
22 | Malaga | Central_Valley_North_Los_Banos | {'California Ave': [2.8, 200835.0], 'West Fresno': [5.4, 197327.0], 'Sanger': [6.5, 105699.0], 'McCall': [7.5, 140711.0], 'Kearney (New)': [8.7, 194744.0], 'Gregg': [15.3, 132903.0], 'Wahtoke': [16.1, 33245.0], 'Mc Mullin': [16.1, 195273.0], 'Kingsburg': [16.2, 93090.0], 'Reedley': [20.4, 11487.0], 'Borden': [21.3, 81888.0], 'Helm': [25.9, 141707.0], 'GWF Hanford': [29.6, 34112.0], 'Schindler': [30.5, 80233.0], 'Leprino': [31.9, 42432.0], 'Henrietta': [32.7, 42415.0], 'Mustang': [33.6, 34713.0], 'Excelsior': [34.6, 36216.0], 'Newhall': [35.4, 20584.0], 'Rector': [37.9, 0.0], 'Tranquility': [38.3, 4434.0], 'Cantua': [38.7, 4959.0], 'Waukena': [39.2, 852.0]} | 230586.6406 | 211325.1719 | 91.65% | 19261.4688 | 8.353% | [5 empty] | 72716.2969 | 31.54% | 142049.1406 | 61.6% | 0 | 0% | 0 | 0% | 7765.7935 | 3.368% | 222820.8472 | 8547.5703 | 3.707% | 222039.0703 | 8547.5703 | 3.707% | 222039.0703 | 16313.3643 | 7.075% | 214273.2764 | 2269.239 | 0.9841% | 228317.4016 | 6130.3452 | 2.659% | 224456.2954
23 | McCall | Central_Valley_North_Los_Banos | {'Sanger': [6.8, 100235.0], 'Malaga': [7.5, 140711.0], 'Kingsburg': [9.0, 107038.0], 'California Ave': [10.2, 130372.0], 'Wahtoke': [10.4, 34405.0], 'West Fresno': [12.4, 126867.0], 'Reedley': [14.6, 11511.0], 'Kearney (New)': [15.0, 124988.0], 'Mc Mullin': [19.4, 139000.0], 'Gregg': [22.7, 71217.0], 'GWF Hanford': [23.6, 48019.0], 'Leprino': [27.8, 55330.0], 'Borden': [28.8, 29096.0], 'Henrietta': [29.4, 53905.0], 'Helm': [29.8, 87144.0], 'Mustang': [30.4, 46202.0], 'Rector': [30.5, 494.0], 'Schindler': [31.3, 61672.0], 'Waukena': [32.8, 9164.0], 'Corcoran': [34.9, 3838.0], 'Excelsior': [36.0, 19534.0]} | 156315.2188 | 154771.9375 | 99.01% | 1543.2812 | 0.9873% | [5 empty] | 42722.8789 | 27.33% | 103815.5859 | 66.41% | 0 | 0% | 0 | 0% | 217.1506 | 0.1389% | 156098.0682 | 0 | 0% | 156315.2188 | 0 | 0% | 156315.2188 | 217.1506 | 0.1389% | 156098.0682 | 0 | 0% | 156315.2188 | 1327.4294 | 0.8492% | 154987.7893
24 | Mc Mullin | Central_Valley_North_Los_Banos | {'Kearney (New)': [9.7, 247164.0], 'Helm': [10.4, 328505.0], 'West Fresno': [12.8, 228857.0], 'California Ave': [15.2, 209049.0], 'Schindler': [15.6, 245336.0], 'Malaga': [16.1, 195273.0], 'Gregg': [18.4, 166838.0], 'Excelsior': [19.0, 196556.0], 'McCall': [19.4, 139000.0], 'Sanger': [22.4, 97521.0], 'Borden': [22.7, 109082.0], 'Cantua': [22.7, 158986.0], 'Tranquility': [23.1, 119190.0], 'Kingsburg': [23.7, 92382.0], 'Henrietta': [24.7, 113872.0], 'Mustang': [25.2, 108136.0], 'Leprino': [25.9, 88907.0], 'Newhall': [26.7, 73589.0], 'Mendota': [27.5, 59391.0], 'GWF Hanford': [29.3, 33324.0], 'Wahtoke': [29.8, 25624.0], 'Cheney': [30.3, 44983.0], 'Gates': [32.2, 51527.0], 'Panoche': [33.2, 26673.0], 'Reedley': [34.0, 5950.0], 'Dairyland': [36.7, 15549.0], 'Waukena': [38.9, 371.0]} | 501156.6875 | 393021.0625 | 78.42% | 108135.625 | 21.58% | [5 empty] | 229861.9375 | 45.87% | 239799.5 | 47.85% | 0 | 0% | 0 | 0% | 81676.6016 | 16.3% | 419480.0859 | 34668.0234 | 6.918% | 466488.6641 | 37731.0742 | 7.529% | 463425.6133 | 103960.7812 | 20.74% | 397195.9062 | 292.935 | 0.05845% | 500863.7525 | 10122.8389 | 2.02% | 491033.8486
25 | Mendota | Central_Valley_North_Los_Banos | {'Cheney': [7.3, 142560.0], 'Panoche': [8.2, 132986.0], 'Tranquility': [9.5, 139414.0], 'Newhall': [12.4, 146979.0], 'Oro Loma': [15.8, 77044.0], 'Helm': [18.0, 128821.0], 'Cantua': [21.1, 91286.0], 'Dairyland': [24.4, 66276.0], 'Excelsior': [25.5, 77782.0], 'Mc Mullin': [27.5, 59391.0], 'Schindler': [28.3, 64773.0], 'Borden': [29.7, 35037.0], 'Gregg': [31.4, 30352.0], 'Kearney (New)': [31.9, 24371.0], 'Le Grand': [33.7, 10955.0], 'West Fresno': [35.5, 14898.0], 'Merced': [38.2, 1396.0], 'California Ave': [38.5, 3254.0], 'Los Banos': [38.7, 25.0], 'Wilson': [39.7, 0.0]} | 375104.4062 | 191279.25 | 50.99% | 183825.1562 | 49.01% | [5 empty] | 235547.3906 | 62.8% | 97438.5469 | 25.98% | 0 | 0% | 0 | 0% | 144142.1562 | 38.43% | 230962.25 | 38162.9844 | 10.17% | 336941.4219 | 69492.1562 | 18.53% | 305612.25 | 180341.2188 | 48.08% | 194763.1875 | 7865.563 | 2.097% | 367238.8433 | 29592.8281 | 7.889% | 345511.5781
26 | Oro Loma | Central_Valley_North_Los_Banos | {'Mendota': [15.8, 77044.0], 'Panoche': [16.6, 64033.0], 'Newhall': [18.1, 94873.0], 'Cheney': [18.8, 59339.0], 'Dairyland': [22.0, 82172.0], 'Los Banos': [23.3, 27792.0], 'Tranquility': [24.8, 41113.0], 'Quinto': [28.0, 13283.0], 'Merced': [28.3, 52816.0], 'Le Grand': [29.4, 21807.0], 'Wilson': [31.2, 21488.0], 'Helm': [33.5, 21034.0], 'Miller': [36.0, 1739.0], 'Cantua': [36.1, 8242.0], 'Borden': [37.1, 2980.0]} | 280984.8125 | 139162.0625 | 49.53% | 141822.75 | 50.47% | [5 empty] | 151916.2656 | 54.07% | 97023.9141 | 34.53% | 0 | 0% | 0 | 0% | 127002.8984 | 45.2% | 153981.9141 | 24666.9297 | 8.779% | 256317.8828 | 42787.2227 | 15.23% | 238197.5898 | 139297.0312 | 49.57% | 141687.7812 | 8508.5459 | 3.028% | 272476.2666 | 21111.6387 | 7.513% | 259873.1738
27 | Panoche | Central_Valley_North_Los_Banos | {'Cheney': [3.1, 129201.0], 'Mendota': [8.2, 132986.0], 'Tranquility': [10.7, 110974.0], 'Oro Loma': [16.6, 64033.0], 'Cantua': [20.4, 76000.0], 'Newhall': [20.4, 98724.0], 'Helm': [22.9, 90896.0], 'Excelsior': [26.2, 61040.0], 'Schindler': [30.1, 46505.0], 'Dairyland': [31.4, 32740.0], 'Mc Mullin': [33.2, 26673.0], 'Los Banos': [36.8, 0.0], 'Borden': [37.9, 1840.0], 'Kearney (New)': [38.9, 451.0], 'Gregg': [39.3, 257.0]} | 200155.9062 | 133894.5938 | 66.9% | 66261.3125 | 33.1% | [5 empty] | 117261.6797 | 58.59% | 62758.8867 | 31.36% | 67.7483 | 0.03385% | 0 | 0% | 54026.7031 | 26.99% | 146129.2031 | 3794.6909 | 1.896% | 196361.2153 | 17882.207 | 8.934% | 182273.6992 | 65371.7852 | 32.66% | 134784.1211 | 1844.0881 | 0.9213% | 198311.8181 | 7510.1401 | 3.752% | 192645.7661
28 | Reedley | Central_Valley_North_Los_Banos | {'Wahtoke': [4.3, 11511.0], 'Kingsburg': [14.0, 11511.0], 'McCall': [14.6, 11511.0], 'Sanger': [14.8, 11487.0], 'Malaga': [20.4, 11487.0], 'Rector': [22.0, 23.0], 'California Ave': [22.9, 10223.0], 'West Fresno': [25.8, 7427.0], 'GWF Hanford': [27.6, 7491.0], 'Kearney (New)': [29.0, 5198.0], 'Mc Mullin': [34.0, 5950.0], 'Waukena': [34.1, 23.0], 'Gregg': [34.5, 1136.0], 'Corcoran': [35.6, 23.0], 'Leprino': [35.8, 6447.0], 'Henrietta': [38.6, 2291.0], 'Mustang': [39.7, 145.0]} | 11783.9102 | 11510.6123 | 97.68% | 273.2979 | 2.319% | [5 empty] | 5012.4434 | 42.54% | 6227.2881 | 52.85% | 0 | 0% | 0 | 0% | 0 | 0% | 11783.9102 | 0 | 0% | 11783.9102 | 0 | 0% | 11783.9102 | 0 | 0% | 11783.9102 | 0 | 0% | 11783.9102 | 273.2985 | 2.319% | 11510.6116
29 | Sanger | Central_Valley_North_Los_Banos | {'Malaga': [6.5, 105699.0], 'McCall': [6.8, 100235.0], 'California Ave': [8.5, 103490.0], 'Wahtoke': [10.8, 31202.0], 'West Fresno': [11.6, 99585.0], 'Reedley': [14.8, 11487.0], 'Kearney (New)': [15.1, 96282.0], 'Kingsburg': [15.2, 73912.0], 'Gregg': [19.7, 64753.0], 'Mc Mullin': [22.4, 97521.0], 'Borden': [25.5, 30729.0], 'GWF Hanford': [30.3, 20822.0], 'Helm': [32.4, 62566.0], 'Rector': [34.5, 0.0], 'Leprino': [34.6, 22362.0], 'Henrietta': [36.0, 18217.0], 'Schindler': [36.1, 25039.0], 'Mustang': [37.0, 12902.0], 'Waukena': [39.3, 0.0], 'Big Creek 1': [39.9, 0.0]} | 108735.7109 | 105699.2266 | 97.21% | 3036.4844 | 2.793% | [5 empty] | 31167.3262 | 28.66% | 71107.7344 | 65.4% | 0 | 0% | 0 | 0% | 0 | 0% | 108735.7109 | 2142.498 | 1.97% | 106593.2129 | 2142.498 | 1.97% | 106593.2129 | 2142.498 | 1.97% | 106593.2129 | 26.6262 | 0.02449% | 108709.0847 | 879.1872 | 0.8086% | 107856.5237
30 | Schindler | Central_Valley_North_Los_Banos | {'Excelsior': [5.2, 294860.0], 'Cantua': [11.4, 227673.0], 'Helm': [13.2, 275225.0], 'Mc Mullin': [15.6, 245336.0], 'Mustang': [16.9, 165612.0], 'Henrietta': [17.2, 169347.0], 'Gates': [18.1, 129465.0], 'Tranquility': [19.7, 149362.0], 'Leprino': [20.4, 139244.0], 'Kearney (New)': [25.3, 111122.0], 'Cheney': [27.1, 71397.0], 'West Fresno': [28.1, 96561.0], 'Mendota': [28.3, 64773.0], 'GWF Hanford': [28.9, 33744.0], 'Avenal': [29.3, 42236.0], 'Panoche': [30.1, 46505.0], 'California Ave': [30.2, 85667.0], 'Malaga': [30.5, 80233.0], 'McCall': [31.3, 61672.0], 'Kingsburg': [31.5, 39143.0], 'Gregg': [33.5, 49293.0], 'Newhall': [33.8, 25837.0], 'Sanger': [36.1, 25039.0], 'Waukena': [36.2, 4052.0], 'Borden': [36.9, 15020.0], 'Cal Flats': [38.1, 0.0], 'Corcoran': [38.2, 1187.0]} | 457098.7812 | 355962.4688 | 77.87% | 101136.3125 | 22.13% | [5 empty] | 193144.3281 | 42.25% | 218526.4531 | 47.81% | 0 | 0% | 0 | 0% | 81641.9844 | 17.86% | 375456.7969 | 15680.4316 | 3.43% | 441418.3496 | 31603.209 | 6.914% | 425495.5723 | 97649.7969 | 21.36% | 359448.9844 | 9257.7012 | 2.025% | 447841.0801 | 5361.145 | 1.173% | 451737.6362
31 | Wahtoke | Central_Valley_North_Los_Banos | {'Reedley': [4.3, 11511.0], 'McCall': [10.4, 34405.0], 'Sanger': [10.8, 31202.0], 'Kingsburg': [11.4, 34405.0], 'Malaga': [16.1, 33245.0], 'California Ave': [18.7, 29030.0], 'West Fresno': [21.5, 25093.0], 'Rector': [24.4, 489.0], 'Kearney (New)': [24.7, 21835.0], 'GWF Hanford': [26.2, 18007.0], 'Mc Mullin': [29.8, 25624.0], 'Gregg': [30.5, 8588.0], 'Leprino': [33.5, 16951.0], 'Waukena': [33.7, 1840.0], 'Corcoran': [35.4, 494.0], 'Henrietta': [36.0, 12756.0], 'Borden': [36.3, 75.0], 'Mustang': [37.1, 9055.0]} | 35100.4922 | 34405.2227 | 98.02% | 695.2695 | 1.981% | [5 empty] | 10480.585 | 29.86% | 22382.9551 | 63.77% | 0 | 0% | 0 | 0% | 0 | 0% | 35100.4922 | 0 | 0% | 35100.4922 | 0 | 0% | 35100.4922 | 0 | 0% | 35100.4922 | 0 | 0% | 35100.4922 | 695.2662 | 1.981% | 34405.226
32 | West Fresno | Central_Valley_North_Los_Banos | {'California Ave': [3.0, 220482.0], 'Kearney (New)': [3.6, 244960.0], 'Malaga': [5.4, 197327.0], 'Gregg': [10.8, 177139.0], 'Sanger': [11.6, 99585.0], 'McCall': [12.4, 126867.0], 'Mc Mullin': [12.8, 228857.0], 'Borden': [16.8, 120745.0], 'Kingsburg': [20.6, 79168.0], 'Wahtoke': [21.5, 25093.0], 'Helm': [21.7, 181115.0], 'Reedley': [25.8, 7427.0], 'Schindler': [28.1, 96561.0], 'Newhall': [30.0, 61966.0], 'Excelsior': [31.8, 52246.0], 'GWF Hanford': [32.4, 20116.0], 'Leprino': [33.0, 31065.0], 'Henrietta': [33.2, 34201.0], 'Tranquility': [33.7, 20842.0], 'Mustang': [34.0, 27454.0], 'Cantua': [35.2, 16169.0], 'Mendota': [35.5, 14898.0], 'Dairyland': [36.0, 18388.0]} | 321658.8125 | 248386.2812 | 77.22% | 73272.5312 | 22.78% | [5 empty] | 112906.0156 | 35.1% | 182602.7656 | 56.77% | 0 | 0% | 0 | 0% | 30282.6719 | 9.415% | 291376.1406 | 43375.3281 | 13.48% | 278283.4844 | 46170.8828 | 14.35% | 275487.9297 | 69001.6797 | 21.45% | 252657.1328 | 5853.2593 | 1.82% | 315805.5532 | 13768.6963 | 4.281% | 307890.1162
33 | Glenn | Northern_California | {'Logan Creek': [17.7, 114938.0], 'Delevan': [29.1, 55027.0], 'Table Mt.': [30.7, 12436.0], 'Thermalito': [32.7, 9788.0], 'Wyandotte': [37.7, 6007.0]} | 524843.5625 | 161386.5 | 30.75% | 363457.0625 | 69.25% | [5 empty] | 85649.2266 | 16.32% | 168601.9688 | 32.12% | 44474.125 | 8.474% | 0 | 0% | 254504.9844 | 48.49% | 270338.5781 | 17200.2988 | 3.277% | 507643.2637 | 36208.875 | 6.899% | 488634.6875 | 279218.3438 | 53.2% | 245625.2188 | 136327.0312 | 25.97% | 388516.5312 | 82583.3906 | 15.73% | 442260.1719
34 | Bridgeville | Humboldt | {'Humboldt': [27.2, 3265.0]} | 162251 | 10105.8496 | 6.229% | 152145.1504 | 93.77% | [5 empty] | 1122.4769 | 0.6918% | 0 | 0% | 113202.9844 | 69.77% | 10487.501 | 6.464% | 27581.1074 | 17% | 134669.8926 | 32667.6172 | 20.13% | 129583.3828 | 43658.168 | 26.91% | 118592.832 | 59587.1172 | 36.73% | 102663.8828 | 132700.6875 | 81.79% | 29550.3125 | 1761.316 | 1.086% | 160489.684
35 | Humboldt | Humboldt | {'Bridgeville': [27.2, 3265.0]} | 101547.2578 | 18808.4512 | 18.52% | 82738.8066 | 81.48% | [5 empty] | 10067.6895 | 9.914% | 0 | 0% | 53365.7266 | 52.55% | 343.4681 | 0.3382% | 4119.5195 | 4.057% | 97427.7383 | 25043.8555 | 24.66% | 76503.4023 | 28999.7891 | 28.56% | 72547.4688 | 31645.7441 | 31.16% | 69901.5137 | 51466.5352 | 50.68% | 50080.7227 | 15171.582 | 14.94% | 86375.6758
36 | El Centro | Greater_Imperial | {'Imperial Valley': [11.9, 83355.0], 'Highline': [15.5, 142305.0], 'North Gila - IV (Proposed)': [19.4, 114356.0], 'Arkansas': [23.2, 120172.0], 'Sonora': [25.8, 97049.0], 'Bannister': [27.8, 63962.0], 'Ocotillo Express': [29.8, 9474.0], 'East County': [36.3, 263.0]} | 260549.5469 | 194772.875 | 74.75% | 65776.6719 | 25.25% | [5 empty] | 43465.5898 | 16.68% | 172802.3281 | 66.32% | 0 | 0% | 0 | 0% | 2997.8369 | 1.151% | 257551.71 | 38671.043 | 14.84% | 221878.5039 | 33670.6797 | 12.92% | 226878.8672 | 43652.0273 | 16.75% | 216897.5195 | 13984.2852 | 5.367% | 246565.2617 | 12107.543 | 4.647% | 248442.0039
37 | High Line | Greater_Imperial | {'North Gila - IV (Proposed)': [4.3, 120296.0], 'El Centro': [15.5, 142305.0], 'Imperial Valley': [26.0, 55697.0], 'Arkansas': [27.5, 81708.0], 'Sonora': [29.4, 62086.0], 'Bannister': [34.6, 28181.0]} | 202670.7969 | 149499.0156 | 73.76% | 53171.7812 | 26.24% | [5 empty] | 31178.1074 | 15.38% | 120072.2109 | 59.24% | 0 | 0% | 0 | 0% | 10727.4141 | 5.293% | 191943.3828 | 27719.5293 | 13.68% | 174951.2676 | 27929.1309 | 13.78% | 174741.666 | 38446.9453 | 18.97% | 164223.8516 | 18918.5859 | 9.335% | 183752.2109 | 10639.9775 | 5.25% | 192030.8193
38 | Imperial Valley | Greater_Imperial | {'El Centro': [11.9, 83355.0], 'Ocotillo Express': [19.2, 11911.0], 'East County': [24.6, 2700.0], 'Highline': [26.0, 55697.0], 'North Gila - IV (Proposed)': [29.3, 48211.0], 'Arkansas': [32.1, 35305.0], 'Boulevard': [32.8, 1272.0], 'Bannister': [34.5, 13339.0], 'Sonora': [34.8, 21193.0]} | 127631.6094 | 85792.4688 | 67.22% | 41839.1406 | 32.78% | [5 empty] | 15217.9727 | 11.92% | 63265.5703 | 49.57% | 0 | 0% | 0 | 0% | 7213.5396 | 5.652% | 120418.0698 | 5678.8628 | 4.449% | 121952.7466 | 7656.3818 | 5.999% | 119975.2275 | 14902.8447 | 11.68% | 112728.7646 | 24114.8379 | 18.89% | 103516.7715 | 7060.1167 | 5.532% | 120571.4927
39 | El Segundo | Greater_LA | {'Chevmain': [1.2, 2368.0], 'El Nido': [3.0, 2348.0], 'Redondo': [4.6, 2342.0], 'La Fresa': [5.8, 2328.0], 'La Cienega': [6.9, 1595.0], 'Arcogen': [12.1, 2277.0], 'Hinson': [13.1, 2276.0], 'Harborgen': [14.4, 2261.0], 'Lighthipe': [14.4, 2276.0], 'Long Beach': [15.0, 2253.0], 'Laguna Bell': [16.5, 2205.0], 'Center': [18.3, 2181.0], 'Del Amo': [19.2, 2239.0], 'Mesa': [20.0, 604.0], 'Alamitos': [21.1, 2227.0], 'Goodrich': [25.5, 0.0], 'Gould': [25.5, 0.0], 'Barre': [26.3, 2091.0], 'Sylmar-Pac Intertie': [27.7, 52.0], 'Walnut': [28.0, 0.0], 'Rio Hondo': [28.8, 0.0], 'Olinda': [28.9, 49.0], 'Lewis': [30.9, 1946.0], 'Huntington Beach': [31.4, 2091.0], 'Ellis': [31.6, 2088.0], 'Villa Park': [34.5, 16.0], 'Johanna': [35.5, 525.0], 'Saugus': [36.5, 0.0], 'Serrano': [36.8, 0.0], 'Moorpark': [37.6, 6.0], 'Pardee': [37.7, 0.0]} | 5313.7974 | 2390.7639 | 44.99% | 2923.0334 | 55.01% | [5 empty] | 0 | 0% | 0 | 0% | 195.0095 | 3.67% | 82.8842 | 1.56% | 59.5315 | 1.12% | 5254.2658 | 142.1085 | 2.674% | 5171.6889 | 2818.2578 | 53.04% | 2495.5396 | 2877.7893 | 54.16% | 2436.0081 | 0 | 0% | 5313.7974 | 8.3865 | 0.1578% | 5305.4109
40 | Arco | Central_Valley_North_Los_Banos | {'Gates-Midway (Proposed)': [8.7, 36.0], 'Avenal': [18.0, 2206.0], 'Goose Lake': [22.3, 0.0], 'Cal Flats': [23.8, 4894.0], 'Cholame': [24.5, 4238.0], 'Kernridge': [25.0, 21.0], 'Smyrna': [26.0, 0.0], 'Caliente': [27.4, 383.0], 'Olive': [27.6, 0.0], 'Gates': [27.8, 1244.0], 'Carrizo Plains': [28.2, 1885.0], 'Solar': [28.4, 2304.0], 'Alpaugh': [28.7, 0.0], 'Semitropic': [29.3, 0.0], 'Temblor': [29.7, 0.0], 'Corcoran': [30.5, 0.0], 'Waukena': [31.3, 0.0], 'Mustang': [31.5, 1244.0], 'Henrietta': [32.2, 1244.0], 'Leprino': [32.4, 1173.0], 'Charca': [35.0, 0.0], 'Midway': [36.5, 0.0], 'GWF Hanford': [37.2, 0.0], 'Shafter': [38.0, 0.0]} | 60625.3555 | 5482.1768 | 9.043% | 55143.1787 | 90.96% | [5 empty] | 2346.874 | 3.871% | 2.3824 | 0.00393% | 4679.9072 | 7.719% | 0 | 0% | 38098.375 | 62.84% | 22526.9805 | 4262.5571 | 7.031% | 56362.7983 | 11218.7666 | 18.51% | 49406.5889 | 40647.7383 | 67.05% | 19977.6172 | 36234.168 | 59.77% | 24391.1875 | 683.9833 | 1.128% | 59941.3721
41 | Bakersfield | Central_Valley_North_Los_Banos | {'West Park': [2.2, 0.0], 'Columbus': [3.7, 0.0], 'Kern Oil': [3.8, 0.0], 'Rosedale': [4.2, 0.0], 'Sycamore': [4.6, 0.0], 'Magunden': [5.0, 0.0], 'Kern Power': [5.3, 0.0], 'Stockdale': [6.0, 0.0], 'Cal Water': [6.3, 0.0], '7th Standard': [8.0, 0.0], 'Tevis': [8.4, 0.0], 'Renfro': [9.0, 0.0], 'Unknown - 3327': [10.1, 0.0], 'Lamont': [10.2, 0.0], 'Lerdo': [11.4, 0.0], 'Poso Mt.': [12.2, 0.0], 'Grimmway-Malaga': [12.6, 0.0], 'Rio Bravo': [14.9, 0.0], 'Tupman': [15.2, 0.0], 'Norco': [18.6, 0.0], 'Shafter': [19.7, 0.0], 'Wheeler Ridge': [20.7, 0.0], 'Charca': [23.6, 0.0], 'Midway - Wheeler Ridge (Proposed)': [23.6, 0.0], 'Elk Hills': [23.8, 0.0], 'Midway': [25.3, 0.0], 'Semitropic': [28.5, 0.0], 'Vestal': [31.7, 0.0], 'Taft': [32.1, 0.0], 'Pastoria': [32.5, 0.0], 'Smyrna': [34.1, 0.0], 'Goose Lake': [35.6, 0.0], 'Temblor': [39.0, 0.0]} | 0 | 0 | 0% | 0 | 0% | [5 empty] | 0 | 0% | 0 | 0% | 0 | 0% | 0 | 0% | 0 | 0% | 0 | 0 | 0% | 0 | 0 | 0% | 0 | 0 | 0% | 0 | 0 | 0% | 0 | 0 | 0% | 0
42 | Charca | Central_Valley_North_Los_Banos | {'Semitropic': [6.3, 0.0], 'Shafter': [6.5, 0.0], 'Smyrna': [10.5, 0.0], 'Rio Bravo': [12.0, 0.0], 'Lerdo': [12.3, 0.0], 'Goose Lake': [14.3, 0.0], 'Midway': [15.8, 0.0], '7th Standard': [16.0, 0.0], 'Renfro': [17.7, 0.0], 'Tupman': [17.8, 0.0], 'Kern Power': [20.3, 0.0], 'Kern Oil': [20.7, 0.0], 'Vestal': [21.0, 0.0], 'Poso Mt.': [21.0, 0.0], 'Olive': [21.1, 0.0], 'Rosedale': [21.2, 0.0], 'Sycamore': [21.7, 0.0], 'Norco': [22.2, 0.0], 'West Park': [22.8, 0.0], 'Tevis': [22.8, 0.0], 'Bakersfield': [23.6, 0.0], 'Stockdale': [24.8, 0.0], 'Alpaugh': [25.6, 0.0], 'Kernridge': [26.0, 0.0], 'Temblor': [26.0, 0.0], 'Columbus': [26.1, 0.0], 'Elk Hills': [26.5, 0.0], 'Gates-Midway (Proposed)': [27.0, 0.0], 'Cal Water': [27.1, 0.0], 'Magunden': [28.4, 0.0], 'Midway - Wheeler Ridge (Proposed)': [33.7, 0.0], 'Lamont': [33.8, 0.0], 'Taft': [33.8, 0.0], 'Unknown - 3327': [33.8, 0.0], 'Arco': [35.0, 0.0], 'Grimmway-Malaga': [36.1, 0.0], 'Caliente': [36.9, 0.0], 'Corcoran': [37.0, 0.0], 'Waukena': [39.2, 0.0]} | 0 | 0 | 0% | 0 | 0% | [5 empty] | 0 | 0% | 0 | 0% | 0 | 0% | 0 | 0% | 0 | 0% | 0 | 0 | 0% | 0 | 0 | 0% | 0 | 0 | 0% | 0 | 0 | 0% | 0 | 0 | 0% | 0
43 | Columbus | Central_Valley_North_Los_Banos | {'Cal Water': [2.7, 25.0], 'Magunden': [2.8, 0.0], 'Bakersfield': [3.7, 0.0], 'Sycamore': [4.7, 0.0], 'Kern Oil': [5.4, 0.0], 'West Park': [5.9, 0.0], 'Rosedale': [7.9, 0.0], 'Unknown - 3327': [8.2, 0.0], 'Lamont': [8.3, 0.0], 'Kern Power': [9.0, 0.0], 'Stockdale': [9.1, 0.0], 'Poso Mt.': [11.1, 25.0], '7th Standard': [11.2, 0.0], 'Grimmway-Malaga': [11.3, 0.0], 'Tevis': [12.0, 0.0], 'Renfro': [12.7, 0.0], 'Lerdo': [13.9, 0.0], 'Rio Bravo': [18.3, 0.0], 'Tupman': [18.9, 0.0], 'Wheeler Ridge': [21.5, 0.0], 'Norco': [22.2, 0.0], 'Shafter': [22.7, 0.0], 'Charca': [26.1, 0.0], 'Midway - Wheeler Ridge (Proposed)': [26.6, 0.0], 'Elk Hills': [27.4, 0.0], 'Midway': [28.9, 0.0], 'Semitropic': [31.3, 0.0], 'Vestal': [31.7, 0.0], 'Pastoria': [32.4, 0.0], 'Taft': [35.6, 0.0], 'Smyrna': [36.4, 0.0], 'Highwind': [37.9, 0.0], 'Goose Lake': [38.7, 0.0]} | 2382.3496 | 24.7113 | 1.037% | 2357.6383 | 98.96% | [5 empty] | 0 | 0% | 0 | 0% | 1692.3694 | 71.04% | 689.9858 | 28.96% | 1756.9371 | 73.75% | 625.4125 | 850.7493 | 35.71% | 1531.6003 | 1709.5361 | 71.76% | 672.8135 | 2230.3123 | 93.62% | 152.0374 | 1299.6128 | 54.55% | 1082.7368 | 73.2175 | 3.073% | 2309.1321
44 | Elk Hills | Central_Valley_North_Los_Banos | {'Norco': [5.6, 0.0], 'Taft': [8.6, 0.0], 'Midway - Wheeler Ridge (Proposed)': [9.4, 0.0], 'Tupman': [10.7, 0.0], 'Midway': [13.0, 0.0], 'Tevis': [15.4, 0.0], 'Rio Bravo': [16.3, 0.0], 'Renfro': [16.4, 0.0], 'Stockdale': [18.5, 0.0], 'Kern Power': [19.0, 0.0], 'Rosedale': [19.8, 0.0], 'Shafter': [20.1, 0.0], '7th Standard': [20.2, 0.0], 'Temblor': [21.0, 0.0], 'West Park': [21.6, 0.0], 'Lerdo': [22.8, 0.0], 'Bakersfield': [23.8, 0.0], 'Wheeler Ridge': [24.6, 0.0], 'Kern Oil': [25.0, 0.0], 'Kernridge': [25.4, 0.0], 'Semitropic': [26.1, 0.0], 'Charca': [26.5, 0.0], 'Sycamore': [26.8, 0.0], 'Magunden': [27.3, 0.0], 'Columbus': [27.4, 0.0], 'Goose Lake': [28.3, 0.0], 'Grimmway-Malaga': [29.2, 0.0], 'Unknown - 3327': [29.4, 0.0], 'Lamont': [29.5, 0.0], 'Cal Water': [30.1, 0.0], 'Caliente': [32.3, 0.0], 'Poso Mt.': [33.0, 0.0], 'Smyrna': [34.2, 0.0], 'Pastoria': [36.3, 0.0], 'Carrizo Plains': [39.0, 0.0]} | 0 | 0 | 0% | 0 | 0% | [5 empty] | 0 | 0% | 0 | 0% | 0 | 0% | 0 | 0% | 0 | 0% | 0 | 0 | 0% | 0 | 0 | 0% | 0 | 0 | 0% | 0 | 0 | 0% | 0 | 0 | 0% | 0
45 | Goose Lake | Central_Valley_North_Los_Banos | {'Semitropic': [8.0, 0.0], 'Smyrna': [10.6, 0.0], 'Kernridge': [14.2, 0.0], 'Charca': [14.3, 0.0], 'Midway': [15.4, 0.0], 'Gates-Midway (Proposed)': [15.8, 0.0], 'Shafter': [15.9, 0.0], 'Temblor': [16.5, 0.0], 'Rio Bravo': [21.1, 0.0], 'Olive': [21.8, 0.0], 'Arco': [22.3, 0.0], 'Tupman': [24.4, 0.0], 'Caliente': [24.4, 0.0], 'Lerdo': [25.1, 0.0], 'Alpaugh': [25.9, 0.0], 'Norco': [26.6, 0.0], '7th Standard': [27.6, 0.0], 'Renfro': [27.7, 0.0], 'Elk Hills': [28.3, 0.0], 'Carrizo Plains': [30.1, 0.0], 'Solar': [31.0, 0.0], 'Kern Power': [31.2, 0.0], 'Tevis': [32.0, 0.0], 'Rosedale': [32.2, 0.0], 'Vestal': [32.4, 0.0], 'Taft': [32.6, 0.0], 'Kern Oil': [33.4, 0.0], 'West Park': [34.2, 0.0], 'Sycamore': [34.7, 0.0], 'Stockdale': [34.9, 0.0], 'Corcoran': [35.1, 0.0], 'Poso Mt.': [35.1, 0.0], 'Bakersfield': [35.6, 0.0], 'Waukena': [37.1, 0.0], 'Midway - Wheeler Ridge (Proposed)': [37.5, 0.0], 'Columbus': [38.7, 0.0], 'Avenal': [39.8, 0.0]} | 0 | 0 | 0% | 0 | 0% | [5 empty] | 0 | 0% | 0 | 0% | 0 | 0% | 0 | 0% | 0 | 0% | 0 | 0 | 0% | 0 | 0 | 0% | 0 | 0 | 0% | 0 | 0 | 0% | 0 | 0 | 0% | 0
46 | Kernridge | Central_Valley_North_Los_Banos | {'Temblor': [4.8, 8336.0], 'Caliente': [10.9, 9518.0], 'Goose Lake': [14.2, 0.0], 'Midway': [16.4, 0.0], 'Carrizo Plains': [17.5, 9518.0], 'Solar': [18.5, 9518.0], 'Semitropic': [20.2, 0.0], 'Gates-Midway (Proposed)': [23.2, 0.0], 'Shafter': [24.3, 0.0], 'Smyrna': [24.8, 0.0], 'Arco': [25.0, 21.0], 'Elk Hills': [25.4, 0.0], 'Taft': [25.7, 0.0], 'Charca': [26.0, 0.0], 'Norco': [26.6, 0.0], 'Rio Bravo': [27.0, 0.0], 'Tupman': [27.1, 0.0], 'Renfro': [32.7, 0.0], 'Lerdo': [33.4, 0.0], '7th Standard': [34.3, 0.0], 'Midway - Wheeler Ridge (Proposed)': [34.6, 0.0], 'Tevis': [35.5, 0.0], 'Olive': [35.5, 0.0], 'Kern Power': [36.5, 0.0], 'Rosedale': [37.6, 0.0], 'Cholame': [37.6, 23.0], 'Stockdale': [38.9, 0.0], 'Alpaugh': [39.3, 0.0], 'West Park': [39.7, 0.0]} | 36254.625 | 9518.1758 | 26.25% | 26736.4492 | 73.75% | [5 empty] | 15.7151 | 0.04335% | 0 | 0% | 0 | 0% | 0 | 0% | 14800.7861 | 40.82% | 21453.8389 | 731.0173 | 2.016% | 35523.6077 | 5087.5879 | 14.03% | 31167.0371 | 17553.1973 | 48.42% | 18701.4277 | 21760.2129 | 60.02% | 14494.4121 | 599.0723 | 1.652% | 35655.5527
47 | Lamont | Central_Valley_North_Los_Banos | {'Unknown - 3327': [0.1, 2303.0], 'Grimmway-Malaga': [3.4, 2303.0], 'Magunden': [5.6, 0.0], 'Columbus': [8.3, 0.0], 'Cal Water': [8.9, 0.0], 'Bakersfield': [10.2, 0.0], 'West Park': [11.4, 0.0], 'Stockdale': [11.7, 0.0], 'Sycamore': [13.0, 0.0], 'Rosedale': [13.4, 0.0], 'Kern Oil': [13.4, 0.0], 'Kern Power': [14.5, 0.0], 'Tevis': [15.2, 0.0], 'Wheeler Ridge': [15.7, 382.0], '7th Standard': [18.1, 0.0], 'Renfro': [18.2, 0.0], 'Poso Mt.': [18.9, 0.0], 'Lerdo': [21.6, 0.0], 'Tupman': [23.4, 0.0], 'Rio Bravo': [24.7, 0.0], 'Pastoria': [25.0, 721.0], 'Norco': [25.3, 0.0], 'Midway - Wheeler Ridge (Proposed)': [26.0, 0.0], 'Elk Hills': [29.5, 0.0], 'Shafter': [29.8, 0.0], 'Highwind': [30.5, 2303.0], 'Charca': [33.8, 0.0], 'Midway': [34.1, 0.0], 'Bailey': [36.2, 0.0], 'Taft': [36.8, 0.0], 'Windhub': [37.5, 240.0], 'Whirlwind': [38.6, 0.0], 'Semitropic': [38.7, 0.0], 'Vestal': [39.7, 0.0]} | 12302.0898 | 2302.7283 | 18.72% | 9999.3616 | 81.28% | [5 empty] | 19.3483 | 0.1573% | 0 | 0% | 2139.093 | 17.39% | 10163 | 82.61% | 7750.688 | 63% | 4551.4019 | 1833.349 | 14.9% | 10468.7408 | 2127.4019 | 17.29% | 10174.688 | 8478.7432 | 68.92% | 3823.3467 | 5751.7227 | 46.75% | 6550.3672 | 350.5472 | 2.849% | 11951.5426
48 | Lerdo | Central_Valley_North_Los_Banos | {'7th Standard': [4.3, 0.0], 'Rio Bravo': [7.3, 0.0], 'Renfro': [7.8, 0.0], 'Kern Oil': [8.5, 0.0], 'Kern Power': [8.9, 0.0], 'Shafter': [9.4, 0.0], 'Rosedale': [9.5, 0.0], 'Sycamore': [9.7, 0.0], 'West Park': [10.8, 0.0], 'Bakersfield': [11.4, 0.0], 'Poso Mt.': [11.7, 0.0], 'Tupman': [12.1, 0.0], 'Charca': [12.3, 0.0], 'Tevis': [12.5, 0.0], 'Stockdale': [13.5, 0.0], 'Columbus': [13.9, 0.0], 'Cal Water': [15.1, 0.0], 'Magunden': [16.1, 0.0], 'Norco': [17.2, 0.0], 'Semitropic': [17.5, 0.0], 'Midway': [18.2, 0.0], 'Unknown - 3327': [21.5, 0.0], 'Lamont': [21.6, 0.0], 'Smyrna': [22.7, 0.0], 'Elk Hills': [22.8, 0.0], 'Vestal': [23.9, 0.0], 'Grimmway-Malaga': [24.0, 0.0], 'Goose Lake': [25.1, 0.0], 'Midway - Wheeler Ridge (Proposed)': [27.0, 0.0], 'Wheeler Ridge': [30.1, 0.0], 'Taft': [31.3, 0.0], 'Temblor': [31.7, 0.0], 'Olive': [32.0, 0.0], 'Kernridge': [33.4, 0.0], 'Alpaugh': [36.3, 0.0], 'Gates-Midway (Proposed)': [39.1, 0.0]} | 0 | 0 | 0% | 0 | 0% | [5 empty] | 0 | 0% | 0 | 0% | 0 | 0% | 0 | 0% | 0 | 0% | 0 | 0 | 0% | 0 | 0 | 0% | 0 | 0 | 0% | 0 | 0 | 0% | 0 | 0 | 0% | 0
49 | Magunden | Central_Valley_North_Los_Banos | {'Columbus': [2.8, 0.0], 'Cal Water': [4.4, 0.0], 'Bakersfield': [5.0, 0.0], 'Unknown - 3327': [5.5, 0.0], 'Lamont': [5.6, 0.0], 'West Park': [6.7, 0.0], 'Sycamore': [7.4, 0.0], 'Kern Oil': [7.8, 0.0], 'Grimmway-Malaga': [8.6, 0.0], 'Stockdale': [8.8, 0.0], 'Rosedale': [8.9, 0.0], 'Kern Power': [10.0, 0.0], 'Tevis': [12.0, 0.0], '7th Standard': [13.0, 0.0], 'Poso Mt.': [13.8, 0.0], 'Renfro': [13.8, 0.0], 'Lerdo': [16.1, 0.0], 'Wheeler Ridge': [19.0, 0.0], 'Tupman': [19.7, 0.0], 'Rio Bravo': [19.9, 0.0], 'Norco': [22.5, 0.0], 'Shafter': [24.7, 0.0], 'Midway - Wheeler Ridge (Proposed)': [25.6, 0.0], 'Elk Hills': [27.3, 0.0], 'Charca': [28.4, 0.0], 'Pastoria': [29.7, 0.0], 'Midway': [30.1, 0.0], 'Semitropic': [33.4, 0.0], 'Vestal': [34.4, 0.0], 'Taft': [35.3, 0.0], 'Highwind': [35.6, 0.0], 'Smyrna': [38.8, 0.0]} | 5118.9395 | 0 | 0% | 5118.9395 | 100% | [5 empty] | 0 | 0% | 0 | 0% | 1550.8602 | 30.3% | 3568.0847 | 69.7% | 4764.6196 | 93.08% | 354.3198 | 1096.9375 | 21.43% | 4022.002 | 1496.7885 | 29.24% | 3622.151 | 5118.9395 | 100% | 0 | 2476.9392 | 48.39% | 2642.0002 | 100.6964 | 1.967% | 5018.2431
50 | Midway | Central_Valley_North_Los_Banos | {'Shafter': [10.7, 0.0], 'Tupman': [10.8, 0.0], 'Rio Bravo': [11.1, 0.0], 'Norco': [11.5, 0.0], 'Elk Hills': [13.0, 0.0], 'Semitropic': [13.6, 0.0], 'Temblor': [13.8, 0.0], 'Goose Lake': [15.4, 0.0], 'Charca': [15.8, 0.0], 'Renfro': [16.3, 0.0], 'Kernridge': [16.4, 0.0], 'Lerdo': [18.2, 0.0], '7th Standard': [18.3, 0.0], 'Taft': [18.6, 0.0], 'Tevis': [19.1, 0.0], 'Kern Power': [20.1, 0.0], 'Rosedale': [21.2, 0.0], 'Smyrna': [21.7, 0.0], 'Midway - Wheeler Ridge (Proposed)': [22.1, 0.0], 'Stockdale': [22.5, 0.0], 'West Park': [23.3, 0.0], 'Kern Oil': [24.5, 0.0], 'Bakersfield': [25.3, 0.0], 'Sycamore': [26.3, 0.0], 'Caliente': [26.3, 0.0], 'Columbus': [28.9, 0.0], 'Poso Mt.': [29.9, 0.0], 'Magunden': [30.1, 0.0], 'Gates-Midway (Proposed)': [31.0, 0.0], 'Cal Water': [31.1, 0.0], 'Carrizo Plains': [33.2, 0.0], 'Lamont': [34.1, 0.0], 'Unknown - 3327': [34.1, 0.0], 'Olive': [34.1, 0.0], 'Solar': [34.3, 0.0], 'Wheeler Ridge': [34.6, 0.0], 'Grimmway-Malaga': [35.1, 0.0], 'Arco': [36.5, 0.0], 'Vestal': [36.6, 0.0], 'Alpaugh': [38.6, 0.0]} | 0 | 0 | 0% | 0 | 0% | [5 empty] | 0 | 0% | 0 | 0% | 0 | 0% | 0 | 0% | 0 | 0% | 0 | 0 | 0% | 0 | 0 | 0% | 0 | 0 | 0% | 0 | 0 | 0% | 0 | 0 | 0% | 0
51 | Norco | Central_Valley_North_Los_Banos | {'Tupman': [5.2, 0.0], 'Elk Hills': [5.6, 0.0], 'Tevis': [10.4, 0.0], 'Renfro': [10.8, 0.0], 'Rio Bravo': [11.1, 0.0], 'Midway': [11.5, 0.0], 'Midway - Wheeler Ridge (Proposed)': [11.6, 0.0], 'Kern Power': [13.6, 0.0], 'Stockdale': [13.8, 0.0], 'Taft': [14.2, 0.0], 'Rosedale': [14.5, 0.0], '7th Standard': [14.6, 0.0], 'Shafter': [15.7, 0.0], 'West Park': [16.3, 0.0], 'Lerdo': [17.2, 0.0], 'Bakersfield': [18.6, 0.0], 'Kern Oil': [19.5, 0.0], 'Sycamore': [21.3, 0.0], 'Charca': [22.2, 0.0], 'Columbus': [22.2, 0.0], 'Magunden': [22.5, 0.0], 'Temblor': [22.8, 0.0], 'Semitropic': [22.9, 0.0], 'Wheeler Ridge': [23.2, 0.0], 'Cal Water': [24.9, 0.0], 'Unknown - 3327': [25.2, 0.0], 'Lamont': [25.3, 0.0], 'Grimmway-Malaga': [25.5, 0.0], 'Goose Lake': [26.6, 0.0], 'Kernridge': [26.6, 0.0], 'Poso Mt.': [27.3, 0.0], 'Smyrna': [30.9, 0.0], 'Caliente': [34.9, 0.0], 'Pastoria': [35.8, 0.0]} | 0 | 0 | 0% | 0 | 0% | [5 empty] | 0 | 0% | 0 | 0% | 0 | 0% | 0 | 0% | 0 | 0% | 0 | 0 | 0% | 0 | 0 | 0% | 0 | 0 | 0% | 0 | 0 | 0% | 0 | 0 | 0% | 0
52 | Rio Bravo | Central_Valley_North_Los_Banos | {'Shafter': [5.9, 0.0], 'Tupman': [6.1, 0.0], 'Renfro': [6.6, 0.0], 'Lerdo': [7.3, 0.0], '7th Standard': [7.3, 0.0], 'Kern Power': [10.2, 0.0], 'Midway': [11.1, 0.0], 'Norco': [11.1, 0.0], 'Rosedale': [11.2, 0.0], 'Tevis': [11.3, 0.0], 'Charca': [12.0, 0.0], 'West Park': [13.3, 0.0], 'Kern Oil': [13.5, 0.0], 'Stockdale': [13.9, 0.0], 'Semitropic': [14.8, 0.0], 'Bakersfield': [14.9, 0.0], 'Sycamore': [15.2, 0.0], 'Elk Hills': [16.3, 0.0], 'Columbus': [18.3, 0.0], 'Poso Mt.': [18.9, 0.0], 'Magunden': [19.9, 0.0], 'Cal Water': [20.3, 0.0], 'Goose Lake': [21.1, 0.0], 'Smyrna': [22.0, 0.0], 'Midway - Wheeler Ridge (Proposed)': [22.1, 0.0], 'Taft': [24.5, 0.0], 'Unknown - 3327': [24.6, 0.0], 'Lamont': [24.7, 0.0], 'Temblor': [24.9, 0.0], 'Grimmway-Malaga': [26.3, 0.0], 'Kernridge': [27.0, 0.0], 'Wheeler Ridge': [29.2, 0.0], 'Vestal': [29.3, 0.0], 'Olive': [33.1, 0.0], 'Gates-Midway (Proposed)': [36.3, 0.0], 'Caliente': [37.3, 0.0], 'Alpaugh': [37.6, 0.0]} | 0 | 0 | 0% | 0 | 0% | [5 empty] | 0 | 0% | 0 | 0% | 0 | 0% | 0 | 0% | 0 | 0% | 0 | 0 | 0% | 0 | 0 | 0% | 0 | 0 | 0% | 0 | 0 | 0% | 0 | 0 | 0% | 0
53 | Rosedale | Central_Valley_North_Los_Banos | {'Kern Power': [1.1, 0.0], 'West Park': [2.1, 0.0], 'Bakersfield': [4.2, 0.0], 'Stockdale': [4.2, 0.0], 'Renfro': [4.9, 0.0], 'Tevis': [4.9, 0.0], '7th Standard': [5.3, 0.0], 'Kern Oil': [5.4, 0.0], 'Sycamore': [7.2, 0.0], 'Columbus': [7.9, 0.0], 'Magunden': [8.9, 0.0], 'Lerdo': [9.5, 0.0], 'Cal Water': [10.5, 0.0], 'Tupman': [11.0, 0.0], 'Rio Bravo': [11.2, 0.0], 'Unknown - 3327': [13.3, 0.0], 'Lamont': [13.4, 0.0], 'Poso Mt.': [14.3, 0.0], 'Norco': [14.5, 0.0], 'Grimmway-Malaga': [15.2, 0.0], 'Shafter': [16.5, 0.0], 'Elk Hills': [19.8, 0.0], 'Wheeler Ridge': [20.7, 0.0], 'Midway - Wheeler Ridge (Proposed)': [20.7, 0.0], 'Charca': [21.2, 0.0], 'Midway': [21.2, 0.0], 'Semitropic': [25.5, 0.0], 'Taft': [28.3, 0.0], 'Smyrna': [31.7, 0.0], 'Vestal': [32.1, 0.0], 'Goose Lake': [32.2, 0.0], 'Pastoria': [33.3, 0.0], 'Temblor': [34.9, 0.0], 'Kernridge': [37.6, 0.0]} | 0 | 0 | 0% | 0 | 0% | [5 empty] | 0 | 0% | 0 | 0% | 0 | 0% | 0 | 0% | 0 | 0% | 0 | 0 | 0% | 0 | 0 | 0% | 0 | 0 | 0% | 0 | 0 | 0% | 0 | 0 | 0% | 0
54 | Semitropic | Central_Valley_North_Los_Banos | {'Charca': [6.3, 0.0], 'Goose Lake': [8.0, 0.0], 'Smyrna': [8.1, 0.0], 'Shafter': [9.0, 0.0], 'Midway': [13.6, 0.0], 'Rio Bravo': [14.8, 0.0], 'Lerdo': [17.5, 0.0], 'Tupman': [19.4, 0.0], 'Kernridge': [20.2, 0.0], 'Olive': [20.5, 0.0], '7th Standard': [20.5, 0.0], 'Temblor': [20.9, 0.0], 'Renfro': [21.3, 0.0], 'Gates-Midway (Proposed)': [21.8, 0.0], 'Norco': [22.9, 0.0], 'Kern Power': [24.5, 0.0], 'Alpaugh': [25.1, 0.0], 'Rosedale': [25.5, 0.0], 'Kern Oil': [25.9, 0.0], 'Vestal': [25.9, 0.0], 'Elk Hills': [26.1, 0.0], 'Tevis': [26.1, 0.0], 'Poso Mt.': [27.1, 0.0], 'Sycamore': [27.2, 0.0], 'West Park': [27.3, 0.0], 'Bakersfield': [28.5, 0.0], 'Stockdale': [28.6, 0.0], 'Arco': [29.3, 0.0], 'Caliente': [31.0, 0.0], 'Columbus': [31.3, 0.0], 'Taft': [32.2, 0.0], 'Cal Water': [32.6, 0.0], 'Magunden': [33.4, 0.0], 'Midway - Wheeler Ridge (Proposed)': [34.4, 0.0], 'Corcoran': [35.7, 0.0], 'Carrizo Plains': [37.2, 0.0], 'Waukena': [37.9, 0.0], 'Solar': [38.2, 0.0], 'Unknown - 3327': [38.6, 0.0], 'Lamont': [38.7, 0.0]} | 0 | 0 | 0% | 0 | 0% | [5 empty] | 0 | 0% | 0 | 0% | 0 | 0% | 0 | 0% | 0 | 0% | 0 | 0 | 0% | 0 | 0 | 0% | 0 | 0 | 0% | 0 | 0 | 0% | 0 | 0 | 0% | 0
55 | Shafter | Central_Valley_North_Los_Banos | {'Rio Bravo': [5.9, 0.0], 'Charca': [6.5, 0.0], 'Semitropic': [9.0, 0.0], 'Lerdo': [9.4, 0.0], 'Midway': [10.7, 0.0], 'Tupman': [11.3, 0.0], '7th Standard': [11.7, 0.0], 'Renfro': [12.3, 0.0], 'Kern Power': [15.5, 0.0], 'Norco': [15.7, 0.0], 'Goose Lake': [15.9, 0.0], 'Smyrna': [16.1, 0.0], 'Rosedale': [16.5, 0.0], 'Tevis': [17.1, 0.0], 'Kern Oil': [17.5, 0.0], 'West Park': [18.4, 0.0], 'Sycamore': [18.9, 0.0], 'Stockdale': [19.6, 0.0], 'Bakersfield': [19.7, 0.0], 'Elk Hills': [20.1, 0.0], 'Poso Mt.': [20.5, 0.0], 'Columbus': [22.7, 0.0], 'Temblor': [23.2, 0.0], 'Kernridge': [24.3, 0.0], 'Cal Water': [24.3, 0.0], 'Magunden': [24.7, 0.0], 'Vestal': [26.1, 0.0], 'Midway - Wheeler Ridge (Proposed)': [27.2, 0.0], 'Olive': [27.5, 0.0], 'Taft': [27.7, 0.0], 'Unknown - 3327': [29.7, 0.0], 'Lamont': [29.8, 0.0], 'Gates-Midway (Proposed)': [30.7, 0.0], 'Grimmway-Malaga': [31.7, 0.0], 'Alpaugh': [32.0, 0.0], 'Caliente': [35.0, 0.0], 'Wheeler Ridge': [35.1, 0.0], 'Arco': [38.0, 0.0]} | 0 | 0 | 0% | 0 | 0% | [5 empty] | 0 | 0% | 0 | 0% | 0 | 0% | 0 | 0% | 0 | 0% | 0 | 0 | 0% | 0 | 0 | 0% | 0 | 0 | 0% | 0 | 0 | 0% | 0 | 0 | 0% | 0
56 | Smyrna | Central_Valley_North_Los_Banos | {'Semitropic': [8.1, 0.0], 'Charca': [10.5, 0.0], 'Goose Lake': [10.6, 0.0], 'Olive': [12.5, 0.0], 'Shafter': [16.1, 0.0], 'Alpaugh': [17.0, 0.0], 'Gates-Midway (Proposed)': [17.5, 0.0], 'Midway': [21.7, 0.0], 'Rio Bravo': [22.0, 0.0], 'Vestal': [22.5, 0.0], 'Lerdo': [22.7, 0.0], 'Kernridge': [24.8, 0.0], 'Arco': [26.0, 0.0], '7th Standard': [26.5, 0.0], 'Temblor': [26.8, 0.0], 'Tupman': [27.2, 0.0], 'Corcoran': [27.6, 0.0], 'Renfro': [28.1, 0.0], 'Waukena': [29.8, 0.0], 'Poso Mt.': [30.0, 0.0], 'Kern Power': [30.8, 0.0], 'Norco': [30.9, 0.0], 'Kern Oil': [31.0, 0.0], 'Rosedale': [31.7, 0.0], 'Sycamore': [31.9, 0.0], 'Tevis': [33.1, 0.0], 'West Park': [33.3, 0.0], 'Bakersfield': [34.1, 0.0], 'Elk Hills': [34.2, 0.0], 'Caliente': [35.0, 0.0], 'Stockdale': [35.2, 0.0], 'Columbus': [36.4, 0.0], 'Cal Water': [37.3, 0.0], 'Magunden': [38.8, 0.0], 'Springville': [39.6, 0.0], 'GWF Hanford': [39.6, 0.0]} | 0 | 0 | 0% | 0 | 0% | [5 empty] | 0 | 0% | 0 | 0% | 0 | 0% | 0 | 0% | 0 | 0% | 0 | 0 | 0% | 0 | 0 | 0% | 0 | 0 | 0% | 0 | 0 | 0% | 0 | 0 | 0% | 0
57 | Stockdale | Central_Valley_North_Los_Banos | {'Tevis': [3.5, 0.0], 'Rosedale': [4.2, 0.0], 'West Park': [4.2, 0.0], 'Kern Power': [4.7, 0.0], 'Bakersfield': [6.0, 0.0], 'Renfro': [7.3, 0.0], 'Magunden': [8.8, 0.0], 'Kern Oil': [8.9, 0.0], 'Columbus': [9.1, 0.0], '7th Standard': [9.2, 0.0], 'Sycamore': [10.3, 0.0], 'Unknown - 3327': [11.6, 0.0], 'Lamont': [11.7, 0.0], 'Tupman': [11.7, 0.0], 'Cal Water': [11.9, 0.0], 'Grimmway-Malaga': [12.6, 0.0], 'Lerdo': [13.5, 0.0], 'Norco': [13.8, 0.0], 'Rio Bravo': [13.9, 0.0], 'Wheeler Ridge': [16.6, 0.0], 'Midway - Wheeler Ridge (Proposed)': [17.6, 0.0], 'Poso Mt.': [17.8, 0.0], 'Elk Hills': [18.5, 0.0], 'Shafter': [19.6, 0.0], 'Midway': [22.5, 0.0], 'Charca': [24.8, 0.0], 'Taft': [26.5, 0.0], 'Semitropic': [28.6, 0.0], 'Pastoria': [29.2, 0.0], 'Goose Lake': [34.9, 0.0], 'Smyrna': [35.2, 0.0], 'Temblor': [35.8, 0.0], 'Vestal': [36.2, 0.0], 'Kernridge': [38.9, 0.0]} | 0 | 0 | 0% | 0 | 0% | [5 empty] | 0 | 0% | 0 | 0% | 0 | 0% | 0 | 0% | 0 | 0% | 0 | 0 | 0% | 0 | 0 | 0% | 0 | 0 | 0% | 0 | 0 | 0% | 0 | 0 | 0% | 0
58 | Taft | Central_Valley_North_Los_Banos | {'Elk Hills': [8.6, 0.0], 'Midway - Wheeler Ridge (Proposed)': [12.1, 168.0], 'Norco': [14.2, 0.0], 'Midway': [18.6, 0.0], 'Tupman': [19.2, 0.0], 'Temblor': [20.9, 0.0], 'Tevis': [23.6, 0.0], 'Rio Bravo': [24.5, 0.0], 'Renfro': [25.0, 0.0], 'Kernridge': [25.7, 0.0], 'Stockdale': [26.5, 0.0], 'Kern Power': [27.5, 0.0], 'Shafter': [27.7, 0.0], 'Rosedale': [28.3, 0.0], 'Wheeler Ridge': [28.8, 0.0], '7th Standard': [28.8, 0.0], 'Caliente': [29.8, 0.0], 'West Park': [29.9, 0.0], 'Lerdo': [31.3, 0.0], 'Bakersfield': [32.1, 0.0], 'Semitropic': [32.2, 0.0], 'Goose Lake': [32.6, 0.0], 'Kern Oil': [33.5, 0.0], 'Charca': [33.8, 0.0], 'Magunden': [35.3, 0.0], 'Sycamore': [35.3, 0.0], 'Columbus': [35.6, 0.0], 'Carrizo Plains': [35.8, 0.0], 'Grimmway-Malaga': [36.0, 0.0], 'Unknown - 3327': [36.7, 0.0], 'Lamont': [36.8, 0.0], 'Solar': [36.8, 0.0], 'Cal Water': [38.3, 0.0], 'Pastoria': [38.8, 0.0]} | 1588.6243 | 167.8204 | 10.56% | 1420.8038 | 89.44% | [5 empty] | 0 | 0% | 0 | 0% | 1408.9475 | 88.69% | 0 | 0% | 0 | 0% | 1588.6243 | 0 | 0% | 1588.6243 | 0 | 0% | 1588.6243 | 0 | 0% | 1588.6243 | 1420.8038 | 89.44% | 167.8204 | 34.7868 | 2.19% | 1553.8375
59 | Temblor | Central_Valley_North_Los_Banos | {'Kernridge': [4.8, 8336.0], 'Caliente': [12.5, 8336.0], 'Midway': [13.8, 0.0], 'Goose Lake': [16.5, 0.0], 'Carrizo Plains': [19.4, 8336.0], 'Solar': [20.5, 8336.0], 'Semitropic': [20.9, 0.0], 'Taft': [20.9, 0.0], 'Elk Hills': [21.0, 0.0], 'Norco': [22.8, 0.0], 'Shafter': [23.2, 0.0], 'Tupman': [24.1, 0.0], 'Rio Bravo': [24.9, 0.0], 'Charca': [26.0, 0.0], 'Smyrna': [26.8, 0.0], 'Gates-Midway (Proposed)': [27.5, 0.0], 'Arco': [29.7, 0.0], 'Renfro': [30.0, 0.0], 'Midway - Wheeler Ridge (Proposed)': [30.1, 0.0], 'Lerdo': [31.7, 0.0], '7th Standard': [32.1, 0.0], 'Tevis': [32.3, 0.0], 'Kern Power': [33.8, 0.0], 'Rosedale': [34.9, 0.0], 'Stockdale': [35.8, 0.0], 'West Park': [37.0, 0.0], 'Kern Oil': [38.3, 0.0], 'Olive': [38.3, 0.0], 'Bakersfield': [39.0, 0.0]} | 26806.0703 | 8335.6758 | 31.1% | 18470.3945 | 68.9% | [5 empty] | 10.615 | 0.0396% | 0 | 0% | 0 | 0% | 0 | 0% | 9903.584 | 36.95% | 16902.4863 | 731.0173 | 2.727% | 26075.053 | 5087.5879 | 18.98% | 21718.4824 | 12655.9961 | 47.21% | 14150.0742 | 14057.043 | 52.44% | 12749.0273 | 594.659 | 2.218% | 26211.4113
60 | Tupman | Central_Valley_North_Los_Banos | {'Norco': [5.2, 0.0], 'Rio Bravo': [6.1, 0.0], 'Renfro': [6.4, 0.0], 'Tevis': [8.3, 0.0], '7th Standard': [9.8, 0.0], 'Kern Power': [9.9, 0.0], 'Elk Hills': [10.7, 0.0], 'Midway': [10.8, 0.0], 'Rosedale': [11.0, 0.0], 'Shafter': [11.3, 0.0], 'Stockdale': [11.7, 0.0], 'Lerdo': [12.1, 0.0], 'West Park': [13.1, 0.0], 'Bakersfield': [15.2, 0.0], 'Kern Oil': [15.3, 0.0], 'Midway - Wheeler Ridge (Proposed)': [16.0, 0.0], 'Sycamore': [17.2, 0.0], 'Charca': [17.8, 0.0], 'Columbus': [18.9, 0.0], 'Taft': [19.2, 0.0], 'Semitropic': [19.4, 0.0], 'Magunden': [19.7, 0.0], 'Cal Water': [21.4, 0.0], 'Poso Mt.': [22.6, 0.0], 'Unknown - 3327': [23.3, 0.0], 'Lamont': [23.4, 0.0], 'Temblor': [24.1, 0.0], 'Grimmway-Malaga': [24.3, 0.0], 'Goose Lake': [24.4, 0.0], 'Wheeler Ridge': [24.8, 0.0], 'Kernridge': [27.1, 0.0], 'Smyrna': [27.2, 0.0], 'Vestal': [35.2, 0.0], 'Caliente': [36.5, 0.0], 'Pastoria': [37.7, 0.0], 'Olive': [38.8, 0.0]} | 0 | 0 | 0% | 0 | 0% | [5 empty] | 0 | 0% | 0 | 0% | 0 | 0% | 0 | 0% | 0 | 0% | 0 | 0 | 0% | 0 | 0 | 0% | 0 | 0 | 0% | 0 | 0 | 0% | 0 | 0 | 0% | 0
61 | Westpark | Central_Valley_North_Los_Banos | {'Rosedale': [2.1, 0.0], 'Bakersfield': [2.2, 0.0], 'Kern Power': [3.2, 0.0], 'Stockdale': [4.2, 0.0], 'Kern Oil': [4.7, 0.0], 'Columbus': [5.9, 0.0], 'Sycamore': [6.1, 0.0], 'Tevis': [6.3, 0.0], 'Magunden': [6.7, 0.0], '7th Standard': [6.8, 0.0], 'Renfro': [7.0, 0.0], 'Cal Water': [8.5, 0.0], 'Lerdo': [10.8, 0.0], 'Unknown - 3327': [11.3, 0.0], 'Lamont': [11.4, 0.0], 'Tupman': [13.1, 0.0], 'Rio Bravo': [13.3, 0.0], 'Grimmway-Malaga': [13.4, 0.0], 'Poso Mt.': [13.6, 0.0], 'Norco': [16.3, 0.0], 'Shafter': [18.4, 0.0], 'Wheeler Ridge': [20.0, 0.0], 'Elk Hills': [21.6, 0.0], 'Midway - Wheeler Ridge (Proposed)': [21.7, 0.0], 'Charca': [22.8, 0.0], 'Midway': [23.3, 0.0], 'Semitropic': [27.3, 0.0], 'Taft': [29.9, 0.0], 'Pastoria': [32.3, 0.0], 'Vestal': [32.4, 0.0], 'Smyrna': [33.3, 0.0], 'Goose Lake': [34.2, 0.0], 'Temblor': [37.0, 0.0], 'Kernridge': [39.7, 0.0]} | 0 | 0 | 0% | 0 | 0% | [5 empty] | 0 | 0% | 0 | 0% | 0 | 0% | 0 | 0% | 0 | 0% | 0 | 0 | 0% | 0 | 0 | 0% | 0 | 0 | 0% | 0 | 0 | 0% | 0 | 0 | 0% | 0
62 | Wheeler Ridge | Central_Valley_North_Los_Banos | {'Grimmway-Malaga': [12.7, 382.0], 'Pastoria': [13.0, 1326.0], 'Lamont': [15.7, 382.0], 'Unknown - 3327': [15.7, 382.0], 'Stockdale': [16.6, 0.0], 'Midway - Wheeler Ridge (Proposed)': [16.7, 0.0], 'Tevis': [18.1, 0.0], 'Magunden': [19.0, 0.0], 'West Park': [20.0, 0.0], 'Bakersfield': [20.7, 0.0], 'Rosedale': [20.7, 0.0], 'Kern Power': [21.2, 0.0], 'Columbus': [21.5, 0.0], 'Norco': [23.2, 0.0], 'Renfro': [23.2, 0.0], 'Cal Water': [23.4, 0.0], 'Kern Oil': [24.4, 0.0], 'Bailey': [24.4, 957.0], 'Elk Hills': [24.6, 0.0], 'Tupman': [24.8, 0.0], 'Sycamore': [25.1, 0.0], '7th Standard': [25.8, 0.0], 'Taft': [28.8, 0.0], 'Rio Bravo': [29.2, 0.0], 'Lerdo': [30.1, 0.0], 'Poso Mt.': [32.5, 0.0], 'Highwind': [33.9, 382.0], 'Whirlwind': [34.5, 0.0], 'Midway': [34.6, 0.0], 'Shafter': [35.1, 0.0], 'Windhub': [39.6, 0.0]} | 22634.7559 | 1338.7419 | 5.915% | 21296.0139 | 94.09% | [5 empty] | 170.242 | 0.7521% | 0.11305 | 0.0004995% | 13987.5537 | 61.8% | 2213.1907 | 9.778% | 16031.5889 | 70.83% | 6603.167 | 10685.3418 | 47.21% | 11949.4141 | 15148.7354 | 66.93% | 7486.0205 | 21014.7812 | 92.84% | 1619.9746 | 13255.124 | 58.56% | 9379.6318 | 849.4824 | 3.753% | 21785.2734
63 | Kern Oil | Central_Valley_North_Los_Banos | {'Sycamore': [1.9, 0.0], 'Bakersfield': [3.8, 0.0], 'West Park': [4.7, 0.0], 'Columbus': [5.4, 0.0], 'Rosedale': [5.4, 0.0], 'Kern Power': [6.0, 0.0], '7th Standard': [6.2, 0.0], 'Cal Water': [6.9, 0.0], 'Magunden': [7.8, 0.0], 'Lerdo': [8.5, 0.0], 'Stockdale': [8.9, 0.0], 'Poso Mt.': [8.9, 0.0], 'Renfro': [8.9, 0.0], 'Tevis': [10.3, 0.0], 'Unknown - 3327': [13.3, 0.0], 'Lamont': [13.4, 0.0], 'Rio Bravo': [13.5, 0.0], 'Tupman': [15.3, 0.0], 'Grimmway-Malaga': [16.1, 0.0], 'Shafter': [17.5, 0.0], 'Norco': [19.5, 0.0], 'Charca': [20.7, 0.0], 'Wheeler Ridge': [24.4, 0.0], 'Midway': [24.5, 0.0], 'Elk Hills': [25.0, 0.0], 'Semitropic': [25.9, 0.0], 'Midway - Wheeler Ridge (Proposed)': [26.1, 0.0], 'Vestal': [27.9, 0.0], 'Smyrna': [31.0, 0.0], 'Goose Lake': [33.4, 0.0], 'Taft': [33.5, 0.0], 'Pastoria': [36.3, 0.0], 'Temblor': [38.3, 0.0], 'Olive': [39.6, 0.0]} | 112.2628 | 0 | 0% | 112.2628 | 100% | [5 empty] | 0 | 0% | 0 | 0% | 112.2628 | 100% | 0 | 0% | 112.2628 | 100% | 0 | 0 | 0% | 112.2628 | 0 | 0% | 112.2628 | 112.2628 | 100% | 0 | 17.1567 | 15.28% | 95.1062 | 0 | 0% | 112.2628
64 | Inyokern | Greater_Kramer (Exclude) | {'Randsburg': [21.5, 1495.0]} | 15976.0918 | 3606.8823 | 22.58% | 12369.2095 | 77.42% | [5 empty] | 303.1234 | 1.897% | 6.7272 | 0.04211% | 2997.8706 | 18.76% | 0 | 0% | 8280.1348 | 51.83% | 7695.957 | 5084.7607 | 31.83% | 10891.3311 | 3331.6406 | 20.85% | 12644.4512 | 11033.1758 | 69.06% | 4942.916 | 5972.8003 | 37.39% | 10003.2915 | 53.5748 | 0.3353% | 15922.517
65 | Pastoria | Central_Valley_North_Los_Banos | {'Bailey': [11.6, 12565.0], 'Wheeler Ridge': [13.0, 1326.0], 'Grimmway-Malaga': [21.6, 721.0], 'Whirlwind': [23.7, 11895.0], 'Lamont': [25.0, 721.0], 'Unknown - 3327': [25.0, 721.0], 'Midway - Wheeler Ridge (Proposed)': [27.3, 0.0], 'Highwind': [28.7, 7243.0], 'Stockdale': [29.2, 0.0], 'Magunden': [29.7, 0.0], 'Tevis': [31.1, 0.0], 'West Park': [32.3, 0.0], 'Columbus': [32.4, 0.0], 'Bakersfield': [32.5, 0.0], 'Windhub': [32.6, 6681.0], 'Rosedale': [33.3, 0.0], 'Cal Water': [33.7, 0.0], 'Kern Power': [33.9, 0.0], 'Antelope': [35.2, 9633.0], 'Norco': [35.8, 0.0], 'Renfro': [36.1, 0.0], 'Elk Hills': [36.3, 0.0], 'Kern Oil': [36.3, 0.0], 'Sycamore': [36.6, 0.0], 'Pardee': [37.3, 0.0], 'Tupman': [37.7, 0.0], '7th Standard': [38.4, 0.0], 'Saugus': [38.5, 0.0], 'Taft': [38.8, 0.0]} | 118687.0781 | 13746.5898 | 11.58% | 104940.4883 | 88.42% | [5 empty] | 1629.7213 | 1.373% | 1439.5601 | 1.213% | 95104.2734 | 80.13% | 3408.7266 | 2.872% | 68108.7344 | 57.39% | 50578.3438 | 56842.5508 | 47.89% | 61844.5273 | 47842.875 | 40.31% | 70844.2031 | 101185.2109 | 85.25% | 17501.8672 | 50697.9844 | 42.72% | 67989.0938 | 2311.7 | 1.948% | 116375.3782
66 | Ransburg | Greater_Kramer (Exclude) | {'Inyokern': [21.5, 1495.0], 'Kramer': [26.6, 22672.0]} | 130463.0391 | 30123.0762 | 23.09% | 100339.9629 | 76.91% | [5 empty] | 278.0078 | 0.2131% | 4.6703 | 0.00358% | 0 | 0% | 0 | 0% | 48181.6094 | 36.93% | 82281.4297 | 30993.0098 | 23.76% | 99470.0293 | 5738.4834 | 4.399% | 124724.5557 | 75243.4219 | 57.67% | 55219.6172 | 70408.9922 | 53.97% | 60054.0469 | 747.4964 | 0.573% | 129715.5427
67 | Sycamore | Central_Valley_North_Los_Banos | {'Kern Oil': [1.9, 0.0], 'Bakersfield': [4.6, 0.0], 'Columbus': [4.7, 0.0], 'Cal Water': [5.5, 0.0], 'West Park': [6.1, 0.0], 'Rosedale': [7.2, 0.0], 'Magunden': [7.4, 0.0], 'Poso Mt.': [7.6, 0.0], 'Kern Power': [7.8, 0.0], '7th Standard': [8.0, 0.0], 'Lerdo': [9.7, 0.0], 'Stockdale': [10.3, 0.0], 'Renfro': [10.8, 0.0], 'Tevis': [12.0, 0.0], 'Unknown - 3327': [12.9, 0.0], 'Lamont': [13.0, 0.0], 'Rio Bravo': [15.2, 0.0], 'Grimmway-Malaga': [15.9, 0.0], 'Tupman': [17.2, 0.0], 'Shafter': [18.9, 0.0], 'Norco': [21.3, 0.0], 'Charca': [21.7, 0.0], 'Wheeler Ridge': [25.1, 0.0], 'Midway': [26.3, 0.0], 'Elk Hills': [26.8, 0.0], 'Semitropic': [27.2, 0.0], 'Vestal': [27.4, 0.0], 'Midway - Wheeler Ridge (Proposed)': [27.7, 0.0], 'Smyrna': [31.9, 0.0], 'Goose Lake': [34.7, 0.0], 'Taft': [35.3, 0.0], 'Pastoria': [36.6, 0.0], 'Olive': [40.0, 0.0]} | 777.5231 | 0 | 0% | 777.5231 | 100% | [5 empty] | 0 | 0% | 0 | 0% | 777.5231 | 100% | 0 | 0% | 688.1484 | 88.51% | 89.3748 | 0 | 0% | 777.5231 | 655.7599 | 84.34% | 121.7632 | 777.5231 | 100% | 0 | 318.5395 | 40.97% | 458.9837 | 0.88081 | 0.1133% | 776.6423
68 | Avenal | Central_Valley_North_Los_Banos | {'Gates': [11.2, 45218.0], 'Cal Flats': [13.7, 2291.0], 'Arco': [18.0, 2206.0], 'Mustang': [20.7, 45006.0], 'Henrietta': [21.8, 45006.0], 'Cholame': [23.6, 1180.0], 'Leprino': [24.0, 44433.0], 'Gates-Midway (Proposed)': [24.4, 36.0], 'Schindler': [29.3, 42236.0], 'Excelsior': [29.8, 32680.0], 'Waukena': [32.2, 4319.0], 'Corcoran': [32.6, 478.0], 'GWF Hanford': [33.1, 15769.0], 'Cantua': [33.6, 9273.0], 'Alpaugh': [37.0, 0.0], 'Olive': [38.0, 0.0], 'Goose Lake': [39.8, 0.0]} | 95584.1328 | 46186.4023 | 48.32% | 49397.7305 | 51.68% | [5 empty] | 8516.4248 | 8.91% | 42602.9258 | 44.57% | 7524.7607 | 7.872% | 0 | 0% | 25161.4258 | 26.32% | 70422.707 | 6445.0679 | 6.743% | 89139.0649 | 18373.1699 | 19.22% | 77210.9629 | 36137.3438 | 37.81% | 59446.7891 | 33750.1328 | 35.31% | 61834 | 491.0005 | 0.5137% | 95093.1323
69 | Corcoran | Central_Valley_North_Los_Banos | {'Waukena': [2.3, 53494.0], 'Alpaugh': [11.5, 13047.0], 'GWF Hanford': [12.2, 53494.0], 'Olive': [15.9, 68.0], 'Leprino': [17.9, 53494.0], 'Henrietta': [21.4, 53477.0], 'Mustang': [21.9, 53001.0], 'Rector': [22.0, 494.0], 'Gates-Midway (Proposed)': [25.5, 0.0], 'Kingsburg': [26.2, 22817.0], 'Smyrna': [27.6, 0.0], 'Arco': [30.5, 0.0], 'Gates': [31.8, 3857.0], 'Vestal': [32.2, 0.0], 'Avenal': [32.6, 478.0], 'Springville': [34.6, 0.0], 'McCall': [34.9, 3838.0], 'Goose Lake': [35.1, 0.0], 'Wahtoke': [35.4, 494.0], 'Reedley': [35.6, 23.0], 'Semitropic': [35.7, 0.0], 'Charca': [37.0, 0.0], 'Schindler': [38.2, 1187.0]} | 55758.8047 | 53494.0586 | 95.94% | 2264.7461 | 4.062% | [5 empty] | 37506.3633 | 67.27% | 8899.001 | 15.96% | 0 | 0% | 0 | 0% | 29.8064 | 0.05346% | 55728.9983 | 0 | 0% | 55758.8047 | 0 | 0% | 55758.8047 | 29.8064 | 0.05346% | 55728.9983 | 0 | 0% | 55758.8047 | 2248.5635 | 4.033% | 53510.2412
70 | Henrietta | Central_Valley_North_Los_Banos | {'Mustang': [1.1, 239057.0], 'Leprino': [3.9, 217313.0], 'Gates': [14.2, 123294.0], 'GWF Hanford': [14.4, 110910.0], 'Schindler': [17.2, 169347.0], 'Waukena': [19.6, 62713.0], 'Excelsior': [21.3, 141030.0], 'Corcoran': [21.4, 53477.0], 'Avenal': [21.8, 45006.0], 'Kingsburg': [24.7, 69563.0], 'Mc Mullin': [24.7, 113872.0], 'Cantua': [27.6, 98286.0], 'Helm': [28.5, 88821.0], 'McCall': [29.4, 53905.0], 'Alpaugh': [31.5, 13047.0], 'Kearney (New)': [32.0, 39998.0], 'Arco': [32.2, 1244.0], 'Malaga': [32.7, 42415.0], 'Gates-Midway (Proposed)': [33.1, 36.0], 'West Fresno': [33.2, 34201.0], 'California Ave': [33.9, 32969.0], 'Cal Flats': [34.8, 1111.0], 'Olive': [34.9, 68.0], 'Wahtoke': [36.0, 12756.0], 'Sanger': [36.0, 18217.0], 'Tranquility': [36.8, 17281.0], 'Rector': [37.0, 477.0], 'Reedley': [38.6, 2291.0]} | 280588.3125 | 247762.0938 | 88.3% | 32826.2188 | 11.7% | [5 empty] | 110907.9062 | 39.53% | 145030.1875 | 51.69% | 0 | 0% | 0 | 0% | 18117.8223 | 6.457% | 262470.4902 | 4412.1689 | 1.572% | 276176.1436 | 13586.4434 | 4.842% | 267001.8691 | 29245.9141 | 10.42% | 251342.3984 | 342.9154 | 0.1222% | 280245.3971 | 4519.7388 | 1.611% | 276068.5737
71 | Eagle Rock | Mendocino_Marin | {'Geysers Tap 1': [6.0, 4620.0], 'Cloverdale': [11.0, 1272.0], 'Hopland': [17.6, 1053.0], 'Fulton': [23.0, 1137.0], 'Ukiah': [29.9, 135.0], 'Bellevue': [31.5, 0.0], 'Calpella': [32.7, 135.0], 'Mendocino': [35.7, 0.0], 'Penngrove': [36.1, 0.0], 'Cortina': [37.4, 169.0]} | 159481.9375 | 9301.1729 | 5.832% | 150180.7646 | 94.17% | [5 empty] | 5360.4624 | 3.361% | 3501.7373 | 2.196% | 79249.8906 | 49.69% | 71445.7109 | 44.8% | 104787.8359 | 65.71% | 54694.1016 | 54881.8242 | 34.41% | 104600.1133 | 105223.3203 | 65.98% | 54258.6172 | 142278.0156 | 89.21% | 17203.9219 | 83004.8516 | 52.05% | 76477.0859 | 1998.5554 | 1.253% | 157483.3821
72 | Leavitt | Northern_California | {'Richmond': [7.1, 35114.0], 'Madeline': [38.9, 0.0]} | 234410.1875 | 38240.9883 | 16.31% | 196169.1992 | 83.69% | [5 empty] | 2291.7944 | 0.9777% | 0 | 0% | 227376.7812 | 97% | 0 | 0% | 96662.3594 | 41.24% | 137747.8281 | 33136.3711 | 14.14% | 201273.8164 | 33017.4102 | 14.09% | 201392.7773 | 126102.4297 | 53.8% | 108307.7578 | 148725.1875 | 63.45% | 85685 | 19131.0996 | 8.161% | 215279.0879
73 | Madeline | Northern_California | {'Richmond': [38.7, 0.0], 'Hilltop': [38.7, 17.0], 'Leavitt': [38.9, 0.0]} | 515747.1562 | 23184.1348 | 4.495% | 492563.0215 | 95.5% | [5 empty] | 15703.8281 | 3.045% | 8.0245 | 0.001556% | 451418.875 | 87.53% | 0 | 0% | 199386.1562 | 38.66% | 316361 | 42033.3789 | 8.15% | 473713.7773 | 60538.1094 | 11.74% | 455209.0469 | 245298.75 | 47.56% | 270448.4062 | 437855.1562 | 84.9% | 77892 | 73460.7969 | 14.24% | 442286.3594
74 | Antelope | Tehachapi | {'Whirlwind': [14.1, 61716.0], 'Vincent': [17.3, 37972.0], 'Pardee': [23.5, 10523.0], 'Windhub': [24.0, 37684.0], 'Saugus': [24.1, 8648.0], 'Bailey': [27.7, 26194.0], 'Sylmar-Pac Intertie': [28.7, 4106.0], 'Highwind': [28.8, 25453.0], 'Gould': [32.8, 6772.0], 'Pastoria': [35.2, 9633.0], 'Goodrich': [38.9, 96.0]} | 232182.0938 | 92080.875 | 39.66% | 140101.2188 | 60.34% | [5 empty] | 3699.5491 | 1.593% | 5966.8994 | 2.57% | 56565.0469 | 24.36% | 69900.1094 | 30.11% | 32089.4336 | 13.82% | 200092.6602 | 73173.8359 | 31.52% | 159008.2578 | 46560.3477 | 20.05% | 185621.7461 | 106946.9375 | 46.06% | 125235.1562 | 49308.543 | 21.24% | 182873.5508 | 6466.46 | 2.785% | 225715.6338
75 | Arcogen | Greater_LA | {'Hinson': [1.2, 2375.0], 'Harborgen': [2.8, 2359.0], 'Long Beach': [3.7, 2352.0], 'Lighthipe': [5.9, 2364.0], 'La Fresa': [6.3, 2317.0], 'Redondo': [8.6, 2301.0], 'Del Amo': [8.7, 2338.0], 'Alamitos': [9.1, 2326.0], 'El Nido': [9.2, 2294.0], 'Chevmain': [10.9, 2289.0], 'Center': [11.0, 2250.0], 'El Segundo': [12.1, 2277.0], 'Laguna Bell': [12.2, 2244.0], 'La Cienega': [14.8, 1485.0], 'Barre': [15.1, 2189.0], 'Mesa': [17.0, 606.0], 'Huntington Beach': [19.3, 2190.0], 'Ellis': [19.5, 2187.0], 'Lewis': [19.8, 2045.0], 'Olinda': [20.5, 104.0], 'Walnut': [21.4, 0.0], 'Villa Park': [23.5, 114.0], 'Johanna': [23.6, 624.0], 'Goodrich': [24.7, 0.0], 'Rio Hondo': [24.9, 0.0], 'Serrano': [26.1, 94.0], 'Gould': [28.0, 0.0], 'Santiago': [29.3, 84.0], 'Chino': [34.8, 0.0], 'Viejo': [36.1, 23.0], 'Sylmar-Pac Intertie': [36.7, 0.0], 'Trabuco': [37.2, 33.0], 'Capistrano': [39.4, 7.0], 'Margarita': [40.0, 0.0]} | 8965.3887 | 2375.6497 | 26.5% | 6589.739 | 73.5% | [5 empty] | 0 | 0% | 0 | 0% | 136.4639 | 1.522% | 0 | 0% | 10.7529 | 0.1199% | 8954.6358 | 1204.7504 | 13.44% | 7760.6383 | 6529.7007 | 72.83% | 2435.688 | 6540.4536 | 72.95% | 2424.9351 | 0 | 0% | 8965.3887 | 115.5856 | 1.289% | 8849.8031
76 | Bailey | Tehachapi | {'Pastoria': [11.6, 12565.0], 'Whirlwind': [20.1, 27786.0], 'Wheeler Ridge': [24.4, 957.0], 'Pardee': [25.7, 2303.0], 'Saugus': [26.9, 1500.0], 'Antelope': [27.7, 26194.0], 'Highwind': [31.7, 12903.0], 'Grimmway-Malaga': [32.8, 0.0], 'Windhub': [33.2, 16617.0], 'Moorpark': [35.0, 0.0], 'Sylmar-Pac Intertie': [36.1, 266.0], 'Lamont': [36.2, 0.0], 'Unknown - 3327': [36.3, 0.0], 'Midway - Wheeler Ridge (Proposed)': [36.8, 0.0]} | 186584.8281 | 29183.2324 | 15.64% | 157401.5957 | 84.36% | [5 empty] | 1906.7406 | 1.022% | 1750.163 | 0.938% | 124136.9297 | 66.53% | 19134.6172 | 10.26% | 96857.4766 | 51.91% | 89727.3516 | 68005.6172 | 36.45% | 118579.2109 | 51990.7383 | 27.86% | 134594.0898 | 141579.1562 | 75.88% | 45005.6719 | 79341.9062 | 42.52% | 107242.9219 | 6095.2222 | 3.267% | 180489.606
77 | Center | Greater_LA | {'Laguna Bell': [4.0, 2210.0], 'Lighthipe': [5.2, 2250.0], 'Del Amo': [5.6, 2247.0], 'Mesa': [7.5, 606.0], 'Hinson': [10.1, 2250.0], 'Walnut': [10.5, 0.0], 'Olinda': [10.6, 104.0], 'Barre': [10.9, 2159.0], 'Arcogen': [11.0, 2250.0], 'Alamitos': [11.3, 2235.0], 'Harborgen': [12.5, 2250.0], 'Long Beach': [13.2, 2250.0], 'La Fresa': [13.7, 2221.0], 'Rio Hondo': [14.1, 0.0], 'Lewis': [14.5, 2014.0], 'Goodrich': [15.4, 0.0], 'El Nido': [15.5, 2198.0], 'La Cienega': [16.4, 1390.0], 'Redondo': [17.1, 2205.0], 'Chevmain': [17.2, 2194.0], 'Villa Park': [17.4, 84.0], 'El Segundo': [18.3, 2181.0], 'Ellis': [19.2, 2156.0], 'Serrano': [19.4, 63.0], 'Gould': [20.7, 0.0], 'Johanna': [20.8, 593.0], 'Huntington Beach': [20.8, 2159.0], 'Chino': [25.0, 0.0], 'Santiago': [26.6, 53.0], 'Padua': [29.8, 0.0], 'Mira Loma': [31.6, 0.0], 'Viejo': [32.2, 0.0], 'Sylmar-Pac Intertie': [34.4, 0.0], 'Rancho Vista': [34.6, 0.0], 'Etiwanda': [35.0, 0.0], 'Trabuco': [35.4, 3.0], 'Margarita': [37.9, 0.0], 'Capistrano': [38.3, 0.0], 'Vincent': [38.4, 0.0], 'Lee Lake (Proposed)': [39.7, 0.0]} | 7873.6372 | 2249.509 | 28.57% | 5624.1282 | 71.43% | [5 empty] | 0 | 0% | 0 | 0% | 38.6828 | 0.4913% | 0 | 0% | 2.2694 | 0.02882% | 7871.3679 | 726.0238 | 9.221% | 7147.6134 | 5601.7935 | 71.15% | 2271.8438 | 5604.0625 | 71.18% | 2269.5747 | 0 | 0% | 7873.6372 | 33.1439 | 0.4209% | 7840.4933
78 | Del Amo | Greater_LA | {'Lighthipe': [5.0, 2327.0], 'Center': [5.6, 2247.0], 'Alamitos': [5.7, 2402.0], 'Barre': [7.1, 2265.0], 'Hinson': [7.5, 2347.0], 'Arcogen': [8.7, 2338.0], 'Harborgen': [8.9, 2368.0], 'Laguna Bell': [9.3, 2207.0], 'Long Beach': [9.3, 2380.0], 'Lewis': [11.7, 2121.0], 'Olinda': [12.1, 104.0], 'Mesa': [13.1, 606.0], 'La Fresa': [13.7, 2279.0], 'Walnut': [13.9, 0.0], 'Ellis': [14.3, 2263.0], 'Villa Park': [15.3, 190.0], 'Huntington Beach': [15.5, 2266.0], 'El Nido': [16.2, 2256.0], 'Redondo': [16.7, 2263.0], 'Johanna': [16.8, 700.0], 'Serrano': [17.7, 170.0], 'Chevmain': [18.0, 2252.0], 'Rio Hondo': [19.0, 0.0], 'El Segundo': [19.2, 2239.0], 'La Cienega': [19.3, 1448.0], 'Goodrich': [20.9, 0.0], 'Santiago': [22.7, 160.0], 'Chino': [26.2, 0.0], 'Gould': [26.3, 0.0], 'Viejo': [29.0, 99.0], 'Trabuco': [31.3, 109.0], 'Padua': [32.3, 0.0], 'Mira Loma': [32.5, 0.0], 'Margarita': [33.9, 67.0], 'Capistrano': [33.9, 83.0], 'Rancho Vista': [36.3, 0.0], 'Etiwanda': [36.7, 0.0], 'Lee Lake (Proposed)': [37.8, 0.0], 'Sylmar-Pac Intertie': [39.1, 0.0]} | 10611.415 | 2414.2266 | 22.75% | 8197.1885 | 77.25% | [5 empty] | 0 | 0% | 0 | 0% | 136.4639 | 1.286% | 0 | 0% | 10.7529 | 0.1013% | 10600.6621 | 1492.1733 | 14.06% | 9119.2417 | 8137.188 | 76.68% | 2474.2271 | 8147.9409 | 76.78% | 2463.4741 | 0 | 0% | 10611.415 | 369.4453 | 3.482% | 10241.9698
79 | El Nido | Greater_LA | {'Chevmain': [1.8, 2360.0], 'La Fresa': [2.9, 2345.0], 'El Segundo': [3.0, 2348.0], 'Redondo': [3.4, 2358.0], 'La Cienega': [7.2, 1556.0], 'Arcogen': [9.2, 2294.0], 'Hinson': [10.1, 2293.0], 'Lighthipe': [11.4, 2293.0], 'Harborgen': [11.6, 2277.0], 'Long Beach': [12.4, 2270.0], 'Laguna Bell': [14.1, 2222.0], 'Center': [15.5, 2198.0], 'Del Amo': [16.2, 2256.0], 'Mesa': [18.0, 606.0], 'Alamitos': [18.2, 2244.0], 'Barre': [23.3, 2107.0], 'Goodrich': [24.1, 0.0], 'Gould': [24.9, 0.0], 'Walnut': [25.5, 0.0], 'Olinda': [26.2, 65.0], 'Rio Hondo': [26.8, 0.0], 'Lewis': [27.9, 1963.0], 'Huntington Beach': [28.5, 2108.0], 'Ellis': [28.7, 2105.0], 'Sylmar-Pac Intertie': [29.2, 52.0], 'Villa Park': [31.5, 32.0], 'Johanna': [32.5, 542.0], 'Serrano': [33.9, 12.0], 'Saugus': [38.1, 0.0], 'Santiago': [38.3, 2.0], 'Pardee': [39.3, 0.0]} | 5847.438 | 2364.8438 | 40.44% | 3482.5942 | 59.56% | [5 empty] | 0 | 0% | 0 | 0% | 192.3452 | 3.289% | 42.7481 | 0.7311% | 58.5759 | 1.002% | 5788.8621 | 342.8372 | 5.863% | 5504.6008 | 3379.4553 | 57.79% | 2467.9827 | 3438.0312 | 58.8% | 2409.4067 | 0 | 0% | 5847.438 | 12.5608 | 0.2148% | 5834.8772
80 | Goodrich | Greater_LA | {'Rio Hondo': [6.9, 37.0], 'Gould': [7.5, 465.0], 'Mesa': [8.0, 0.0], 'Laguna Bell': [12.6, 0.0], 'Walnut': [12.6, 0.0], 'Center': [15.4, 0.0], 'Olinda': [17.0, 0.0], 'Lighthipe': [19.3, 0.0], 'La Cienega': [19.6, 0.0], 'Del Amo': [20.9, 0.0], 'Vincent': [23.1, 465.0], 'La Fresa': [24.0, 0.0], 'El Nido': [24.1, 0.0], 'Hinson': [24.2, 0.0], 'Barre': [24.4, 0.0], 'Arcogen': [24.7, 0.0], 'Chevmain': [24.9, 0.0], 'El Segundo': [25.5, 0.0], 'Chino': [25.7, 0.0], 'Padua': [25.8, 0.0], 'Sylmar-Pac Intertie': [25.9, 135.0], 'Lewis': [26.0, 0.0], 'Alamitos': [26.6, 0.0], 'Harborgen': [26.9, 0.0], 'Redondo': [27.1, 0.0], 'Villa Park': [27.3, 0.0], 'Long Beach': [27.7, 0.0], 'Serrano': [28.1, 0.0], 'Mira Loma': [31.6, 0.0], 'Rancho Vista': [32.0, 0.0], 'Etiwanda': [32.4, 0.0], 'Johanna': [33.1, 0.0], 'Ellis': [33.2, 0.0], 'Saugus': [33.6, 88.0], 'Pardee': [34.6, 88.0], 'Huntington Beach': [35.4, 0.0], 'Santiago': [38.2, 0.0], 'Antelope': [38.9, 96.0]} | 9186.21 | 464.6675 | 5.058% | 8721.5425 | 94.94% | [5 empty] | 7.3358 | 0.07986% | 25.896 | 0.2819% | 0 | 0% | 9186.21 | 100% | 4178.9907 | 45.49% | 5007.2192 | 2.762 | 0.03007% | 9183.4479 | 2834.8882 | 30.86% | 6351.3218 | 5068.2754 | 55.17% | 4117.9346 | 7498.7246 | 81.63% | 1687.4854 | 1759.8495 | 19.16% | 7426.3605
81 | Gould | Greater_LA | {'Goodrich': [7.5, 465.0], 'Mesa': [13.4, 0.0], 'Rio Hondo': [14.3, 37.0], 'Laguna Bell': [17.1, 0.0], 'Vincent': [18.7, 7142.0], 'La Cienega': [18.8, 0.0], 'Sylmar-Pac Intertie': [18.8, 2152.0], 'Walnut': [20.0, 0.0], 'Center': [20.7, 0.0], 'Lighthipe': [23.5, 0.0], 'Olinda': [24.3, 0.0], 'El Nido': [24.9, 0.0], 'Chevmain': [25.2, 0.0], 'El Segundo': [25.5, 0.0], 'La Fresa': [25.6, 0.0], 'Saugus': [26.2, 1438.0], 'Del Amo': [26.3, 0.0], 'Pardee': [27.2, 1008.0], 'Hinson': [27.8, 0.0], 'Arcogen': [28.0, 0.0], 'Redondo': [28.2, 0.0], 'Harborgen': [30.6, 0.0], 'Barre': [30.8, 0.0], 'Long Beach': [31.5, 0.0], 'Alamitos': [31.9, 0.0], 'Padua': [32.1, 0.0], 'Antelope': [32.8, 6772.0], 'Lewis': [32.9, 0.0], 'Chino': [33.0, 0.0], 'Villa Park': [34.5, 0.0], 'Serrano': [35.4, 0.0], 'Rancho Vista': [38.5, 0.0], 'Mira Loma': [38.6, 0.0], 'Etiwanda': [38.9, 0.0], 'Ellis': [39.5, 0.0], 'Johanna': [39.9, 0.0]} | 21129.8887 | 7230.7495 | 34.22% | 13899.1392 | 65.78% | [5 empty] | 23.2111 | 0.1098% | 50.4951 | 0.239% | 0 | 0% | 21129.8887 | 100% | 6655.8223 | 31.5% | 14474.0664 | 2.762 | 0.01307% | 21127.1266 | 2834.8882 | 13.42% | 18295.0005 | 7545.1069 | 35.71% | 13584.7817 | 10319.3018 | 48.84% | 10810.5869 | 2146.3628 | 10.16% | 18983.5259
82 | Harborgen | Greater_LA | {'Long Beach': [0.9, 2381.0], 'Arcogen': [2.8, 2359.0], 'Hinson': [2.8, 2368.0], 'Alamitos': [7.5, 2356.0], 'Lighthipe': [7.6, 2348.0], 'La Fresa': [8.7, 2300.0], 'Del Amo': [8.9, 2368.0], 'Redondo': [10.4, 2284.0], 'El Nido': [11.6, 2277.0], 'Center': [12.5, 2250.0], 'Chevmain': [13.2, 2273.0], 'Barre': [14.3, 2219.0], 'Laguna Bell': [14.3, 2228.0], 'El Segundo': [14.4, 2261.0], 'Huntington Beach': [17.0, 2219.0], 'La Cienega': [17.6, 1469.0], 'Ellis': [17.6, 2216.0], 'Mesa': [19.0, 606.0], 'Lewis': [19.0, 2074.0], 'Olinda': [21.0, 104.0], 'Johanna': [22.0, 653.0], 'Walnut': [22.5, 0.0], 'Villa Park': [22.8, 144.0], 'Serrano': [25.4, 123.0], 'Rio Hondo': [26.6, 0.0], 'Goodrich': [26.9, 0.0], 'Santiago': [27.6, 113.0], 'Gould': [30.6, 0.0], 'Viejo': [34.6, 52.0], 'Chino': [35.0, 0.0], 'Trabuco': [35.2, 63.0], 'Capistrano': [37.2, 36.0], 'Margarita': [38.0, 20.0], 'Sylmar-Pac Intertie': [39.5, 0.0]} | 9995.9395 | 2388.7188 | 23.9% | 7607.2207 | 76.1% | [5 empty] | 0 | 0% | 0 | 0% | 136.4639 | 1.365% | 0 | 0% | 10.7529 | 0.1076% | 9985.1865 | 1572.3059 | 15.73% | 8423.6335 | 7547.1826 | 75.5% | 2448.7568 | 7557.9355 | 75.61% | 2438.0039 | 0 | 0% | 9995.9395 | 350.8864 | 3.51% | 9645.0531
83 | Hinson | Greater_LA | {'Arcogen': [1.2, 2375.0], 'Harborgen': [2.8, 2368.0], 'Long Beach': [3.7, 2361.0], 'Lighthipe': [5.0, 2364.0], 'La Fresa': [7.2, 2316.0], 'Del Amo': [7.5, 2347.0], 'Alamitos': [8.0, 2335.0], 'Redondo': [9.7, 2300.0], 'Center': [10.1, 2250.0], 'El Nido': [10.1, 2293.0], 'Laguna Bell': [11.6, 2244.0], 'Chevmain': [11.9, 2289.0], 'El Segundo': [13.1, 2276.0], 'Barre': [13.9, 2198.0], 'La Cienega': [15.4, 1485.0], 'Mesa': [16.3, 606.0], 'Huntington Beach': [18.5, 2199.0], 'Lewis': [18.6, 2054.0], 'Ellis': [18.6, 2196.0], 'Olinda': [19.4, 104.0], 'Walnut': [20.4, 0.0], 'Villa Park': [22.3, 123.0], 'Johanna': [22.5, 633.0], 'Rio Hondo': [24.1, 0.0], 'Goodrich': [24.2, 0.0], 'Serrano': [24.9, 103.0], 'Gould': [27.8, 0.0], 'Santiago': [28.3, 93.0], 'Chino': [33.6, 0.0], 'Viejo': [35.0, 32.0], 'Trabuco': [36.2, 42.0], 'Sylmar-Pac Intertie': [37.1, 0.0], 'Capistrano': [38.4, 16.0], 'Margarita': [39.0, 0.0], 'Padua': [39.4, 0.0]} | 9357.3955 | 2384.2478 | 25.48% | 6973.1477 | 74.52% | [5 empty] | 0 | 0% | 0 | 0% | 136.4639 | 1.458% | 0 | 0% | 10.7529 | 0.1149% | 9346.6426 | 1571.3511 | 16.79% | 7786.0444 | 6913.1099 | 73.88% | 2444.2856 | 6923.8628 | 73.99% | 2433.5327 | 0 | 0% | 9357.3955 | 171.2244 | 1.83% | 9186.1711
84 | La Cienega | Greater_LA | {'Chevmain': [6.9, 1576.0], 'El Segundo': [6.9, 1595.0], 'El Nido': [7.2, 1556.0], 'La Fresa': [9.4, 1537.0], 'Redondo': [10.5, 1550.0], 'Laguna Bell': [13.3, 1417.0], 'Lighthipe': [14.3, 1485.0], 'Arcogen': [14.8, 1485.0], 'Hinson': [15.4, 1485.0], 'Mesa': [15.6, 588.0], 'Center': [16.4, 1390.0], 'Harborgen': [17.6, 1469.0], 'Long Beach': [18.4, 1461.0], 'Gould': [18.8, 0.0], 'Del Amo': [19.3, 1448.0], 'Goodrich': [19.6, 0.0], 'Sylmar-Pac Intertie': [22.1, 52.0], 'Alamitos': [22.9, 1436.0], 'Rio Hondo': [23.9, 0.0], 'Walnut': [24.6, 0.0], 'Barre': [26.3, 1300.0], 'Olinda': [26.5, 29.0], 'Lewis': [30.5, 1275.0], 'Saugus': [31.2, 0.0], 'Pardee': [32.4, 0.0], 'Ellis': [33.2, 1300.0], 'Huntington Beach': [33.6, 1300.0], 'Villa Park': [33.8, 0.0], 'Moorpark': [35.7, 2.0], 'Serrano': [35.8, 0.0], 'Johanna': [36.1, 63.0], 'Vincent': [36.6, 0.0]} | 3892.7246 | 1594.9095 | 40.97% | 2297.8151 | 59.03% | [5 empty] | 0 | 0% | 0 | 0% | 195.0095 | 5.01% | 78.5644 | 2.018% | 59.5315 | 1.529% | 3833.1931 | 124.8791 | 3.208% | 3767.8455 | 2193.3381 | 56.34% | 1699.3865 | 2252.8696 | 57.87% | 1639.855 | 0 | 0% | 3892.7246 | 8.084 | 0.2077% | 3884.6406
85 | La Fresa | Greater_LA | {'El Nido': [2.9, 2345.0], 'Redondo': [3.5, 2352.0], 'Chevmain': [4.6, 2341.0], 'El Segundo': [5.8, 2328.0], 'Arcogen': [6.3, 2317.0], 'Hinson': [7.2, 2316.0], 'Harborgen': [8.7, 2300.0], 'Lighthipe': [9.1, 2316.0], 'La Cienega': [9.4, 1537.0], 'Long Beach': [9.5, 2293.0], 'Laguna Bell': [12.9, 2244.0], 'Center': [13.7, 2221.0], 'Del Amo': [13.7, 2279.0], 'Alamitos': [15.3, 2267.0], 'Mesa': [17.2, 606.0], 'Barre': [20.6, 2130.0], 'Goodrich': [24.0, 0.0], 'Walnut': [24.0, 0.0], 'Olinda': [24.2, 88.0], 'Lewis': [25.3, 1986.0], 'Gould': [25.6, 0.0], 'Huntington Beach': [25.6, 2131.0], 'Ellis': [25.8, 2128.0], 'Rio Hondo': [25.9, 0.0], 'Villa Park': [28.9, 55.0], 'Johanna': [29.7, 565.0], 'Serrano': [31.4, 35.0], 'Sylmar-Pac Intertie': [31.5, 51.0], 'Santiago': [35.5, 25.0], 'Chino': [38.6, 0.0]} | 6294.8657 | 2368.1387 | 37.62% | 3926.7271 | 62.38% | [5 empty] | 0 | 0% | 0 | 0% | 180.8089 | 2.872% | 12.4014 | 0.197% | 36.3026 | 0.5767% | 6258.5631 | 799.8782 | 12.71% | 5494.9875 | 3836.4963 | 60.95% | 2458.3694 | 3872.7988 | 61.52% | 2422.0669 | 0 | 0% | 6294.8657 | 28.0608 | 0.4458% | 6266.805
86 | Laguna Bell | Greater_LA | {'Center': [4.0, 2210.0], 'Mesa': [4.7, 606.0], 'Lighthipe': [6.8, 2244.0], 'Del Amo': [9.3, 2207.0], 'Walnut': [11.6, 0.0], 'Hinson': [11.6, 2244.0], 'Arcogen': [12.2, 2244.0], 'Goodrich': [12.6, 0.0], 'La Fresa': [12.9, 2244.0], 'Rio Hondo': [13.1, 0.0], 'Olinda': [13.1, 88.0], 'La Cienega': [13.3, 1417.0], 'El Nido': [14.1, 2222.0], 'Harborgen': [14.3, 2228.0], 'Alamitos': [14.8, 2195.0], 'Barre': [15.0, 2128.0], 'Long Beach': [15.2, 2221.0], 'Chevmain': [15.5, 2217.0], 'Redondo': [16.4, 2228.0], 'El Segundo': [16.5, 2205.0], 'Gould': [17.1, 0.0], 'Lewis': [18.3, 1986.0], 'Villa Park': [21.1, 55.0], 'Serrano': [22.9, 35.0], 'Ellis': [23.2, 2128.0], 'Johanna': [24.8, 565.0], 'Huntington Beach': [24.8, 2128.0], 'Chino': [27.0, 0.0], 'Sylmar-Pac Intertie': [30.4, 0.0], 'Santiago': [30.6, 25.0], 'Padua': [30.8, 0.0], 'Mira Loma': [33.6, 0.0], 'Vincent': [35.2, 0.0], 'Rancho Vista': [36.0, 0.0], 'Viejo': [36.0, 0.0], 'Etiwanda': [36.5, 0.0], 'Saugus': [39.3, 0.0], 'Trabuco': [39.4, 0.0]} | 6068.6475 | 2244.4756 | 36.98% | 3824.1719 | 63.02% | [5 empty] | 0 | 0% | 0 | 0% | 34.0969 | 0.5619% | 0 | 0% | 2.2694 | 0.03739% | 6066.3781 | 791.5397 | 13.04% | 5277.1078 | 3802.5449 | 62.66% | 2266.1025 | 3804.8142 | 62.7% | 2263.8333 | 0 | 0% | 6068.6475 | 27.4982 | 0.4531% | 6041.1493
87 | Lighthipe | Greater_LA | {'Del Amo': [5.0, 2327.0], 'Hinson': [5.0, 2364.0], 'Center': [5.2, 2250.0], 'Arcogen': [5.9, 2364.0], 'Laguna Bell': [6.8, 2244.0], 'Harborgen': [7.6, 2348.0], 'Long Beach': [8.4, 2341.0], 'Alamitos': [9.1, 2315.0], 'La Fresa': [9.1, 2316.0], 'Mesa': [11.4, 606.0], 'El Nido': [11.4, 2293.0], 'Barre': [12.2, 2178.0], 'Redondo': [12.4, 2300.0], 'Chevmain': [13.2, 2289.0], 'La Cienega': [14.3, 1485.0], 'El Segundo': [14.4, 2276.0], 'Olinda': [15.2, 104.0], 'Walnut': [15.6, 0.0], 'Lewis': [16.6, 2034.0], 'Ellis': [19.0, 2176.0], 'Rio Hondo': [19.1, 0.0], 'Goodrich': [19.3, 0.0], 'Huntington Beach': [19.8, 2179.0], 'Villa Park': [20.1, 103.0], 'Johanna': [21.8, 613.0], 'Serrano': [22.4, 83.0], 'Gould': [23.5, 0.0], 'Santiago': [27.7, 73.0], 'Chino': [29.7, 0.0], 'Viejo': [34.0, 12.0], 'Sylmar-Pac Intertie': [34.7, 0.0], 'Padua': [34.9, 0.0], 'Mira Loma': [36.2, 0.0], 'Trabuco': [36.2, 22.0], 'Capistrano': [38.8, 0.0], 'Margarita': [38.9, 0.0], 'Rancho Vista': [39.5, 0.0], 'Etiwanda': [39.9, 0.0]} | 8801.3691 | 2364.2354 | 26.86% | 6437.1338 | 73.14% | [5 empty] | 0 | 0% | 0 | 0% | 136.4639 | 1.55% | 0 | 0% | 10.7529 | 0.1222% | 8790.6162 | 1052.1448 | 11.95% | 7749.2244 | 6377.0952 | 72.46% | 2424.2739 | 6387.8481 | 72.58% | 2413.521 | 0 | 0% | 8801.3691 | 109.4348 | 1.243% | 8691.9344
88 | Mesa (SCE) | Greater_LA | {'Laguna Bell': 4.7, 'Center': 7.5, 'Goodrich': 8.0, 'Rio Hondo': 8.8, 'Walnut': 9.4, 'Lighthipe': 11.4, 'Olinda': 12.5, 'Del Amo': 13.1, 'Gould': 13.4, 'La Cienega': 15.6, 'Hinson': 16.3, 'Arcogen': 17.0, 'La Fresa': 17.2, 'Barre': 17.4, 'El Nido': 18.0, 'Alamitos': 18.8, 'Harborgen': 19.0, 'Chevmain': 19.2, 'Long Beach': 19.8, 'Lewis': 19.9, 'El Segundo': 20.0, 'Redondo': 20.6, 'Villa Park': 22.0, 'Serrano': 23.4, 'Chino': 24.9, 'Ellis': 26.1, 'Johanna': 26.8, 'Padua': 27.6, 'Huntington Beach': 28.0, 'Sylmar': 29.0, 'Vincent': 30.9, 'Mira Loma': 31.4, 'Santiago': 32.3, 'Rancho Vista': 33.2, 'Etiwanda': 33.7, 'Viejo': 37.1, 'Saugus': 37.6, 'Pardee': 38.7} | 1014.1513 | 606.0558 | 59.76% | 408.0955 | 40.24% | [5 empty] | 0 | 0% | 0 | 0% | 0 | 0% | 7.2031 | 0.7103% | 0 | 0% | 1014.1513 | 95.923 | 9.458% | 918.2283 | 394.5624 | 38.91% | 619.5889 | 394.5624 | 38.91% | 619.5889 | 7.2031 | 0.7103% | 1006.9482 | 11.8275 | 1.166% | 1002.3238
89 | Olinda | Greater_LA | {'Walnut': [4.6, 0.0], 'Lewis': [9.5, 104.0], 'Barre': [10.1, 104.0], 'Villa Park': [10.3, 71.0], 'Center': [10.6, 104.0], 'Serrano': [11.1, 51.0], 'Rio Hondo': [11.5, 0.0], 'Del Amo': [12.1, 104.0], 'Mesa': [12.5, 46.0], 'Laguna Bell': [13.1, 88.0], 'Chino': [14.5, 0.0], 'Lighthipe': [15.2, 104.0], 'Alamitos': [16.1, 104.0], 'Johanna': [16.5, 104.0], 'Goodrich': [17.0, 0.0], 'Ellis': [18.0, 104.0], 'Hinson': [19.4, 104.0], 'Padua': [20.2, 0.0], 'Arcogen': [20.5, 104.0], 'Huntington Beach': [20.9, 104.0], 'Mira Loma': [21.0, 0.0], 'Harborgen': [21.0, 104.0], 'Santiago': [21.3, 41.0], 'Long Beach': [21.4, 104.0], 'La Fresa': [24.2, 88.0], 'Gould': [24.3, 0.0], 'Rancho Vista': [24.3, 0.0], 'Etiwanda': [24.7, 0.0], 'Viejo': [25.1, 0.0], 'El Nido': [26.2, 65.0], 'La Cienega': [26.5, 29.0], 'Redondo': [27.6, 72.0], 'Chevmain': [27.8, 61.0], 'El Segundo': [28.9, 49.0], 'Trabuco': [30.0, 0.0], 'Lee Lake (Proposed)': [30.4, 0.0], 'Margarita': [32.1, 0.0], 'Capistrano': [33.3, 0.0], 'Vista': [35.2, 0.0], 'Vincent': [38.9, 0.0], 'Talega': [39.5, 0.0]} | 2975.9641 | 104.3808 | 3.507% | 2871.5833 | 96.49% | [5 empty] | 0 | 0% | 0 | 0% | 0 | 0% | 446.0012 | 14.99% | 301.9824 | 10.15% | 2673.9817 | 832.6763 | 27.98% | 2143.2878 | 2559.3079 | 86% | 416.6562 | 2861.2903 | 96.15% | 114.6738 | 227.1328 | 7.632% | 2748.8313 | 32.0146 | 1.076% | 2943.9495
90 | Pardee | Tehachapi | {'Saugus': [1.3, 10811.0], 'Sylmar-Pac Intertie': [10.4, 5569.0], 'Moorpark': [21.3, 2337.0], 'Antelope': [23.5, 10523.0], 'Bailey': [25.7, 2303.0], 'Vincent': [26.7, 7174.0], 'Gould': [27.2, 1008.0], 'Whirlwind': [30.2, 7411.0], 'La Cienega': [32.4, 0.0], 'Goodrich': [34.6, 88.0], 'Santa Clara': [35.7, 0.0], 'Pastoria': [37.3, 0.0], 'El Segundo': [37.7, 0.0], 'Chevmain': [38.4, 0.0], 'Mesa': [38.7, 0.0], 'El Nido': [39.3, 0.0]} | 118730.7266 | 13122.3037 | 11.05% | 105608.4229 | 88.95% | [5 empty] | 606.8611 | 0.5111% | 2476.5273 | 2.086% | 23189.0801 | 19.53% | 95405.5312 | 80.35% | 64328.2969 | 54.18% | 54402.4297 | 6840.9268 | 5.762% | 111889.7998 | 10910.21 | 9.189% | 107820.5166 | 74650.875 | 62.87% | 44079.8516 | 65561.9609 | 55.22% | 53168.7656 | 11312.7314 | 9.528% | 107417.9951
91 | Rio Hondo | Greater_LA | {'Walnut': [6.9, 0.0], 'Goodrich': [6.9, 37.0], 'Mesa': [8.8, 0.0], 'Olinda': [11.5, 0.0], 'Laguna Bell': [13.1, 0.0], 'Center': [14.1, 0.0], 'Gould': [14.3, 37.0], 'Chino': [18.8, 0.0], 'Del Amo': [19.0, 0.0], 'Lighthipe': [19.1, 0.0], 'Padua': [19.6, 0.0], 'Barre': [20.4, 0.0], 'Lewis': [20.9, 0.0], 'Villa Park': [21.7, 0.0], 'Serrano': [22.0, 0.0], 'La Cienega': [23.9, 0.0], 'Hinson': [24.1, 0.0], 'Alamitos': [24.4, 0.0], 'Mira Loma': [24.8, 0.0], 'Arcogen': [24.9, 0.0], 'Rancho Vista': [25.6, 0.0], 'La Fresa': [25.9, 0.0], 'Etiwanda': [26.0, 0.0], 'Harborgen': [26.6, 0.0], 'El Nido': [26.8, 0.0], 'Long Beach': [27.3, 0.0], 'Vincent': [27.4, 37.0], 'Johanna': [28.0, 0.0], 'Chevmain': [28.0, 0.0], 'El Segundo': [28.8, 0.0], 'Ellis': [29.0, 0.0], 'Redondo': [29.3, 0.0], 'Huntington Beach': [31.6, 0.0], 'Santiago': [32.7, 0.0], 'Sylmar-Pac Intertie': [32.8, 14.0], 'Viejo': [35.9, 0.0], 'Vista': [38.2, 0.0], 'Lee Lake (Proposed)': [39.1, 0.0], 'Lugo': [39.4, 0.0]} | 1391.1477 | 36.8482 | 2.649% | 1354.2995 | 97.35% | [5 empty] | 0 | 0% | 0 | 0% | 0 | 0% | 1391.1477 | 100% | 0.26724 | 0.01921% | 1390.8805 | 2.762 | 0.1985% | 1388.3857 | 222.1404 | 15.97% | 1169.0073 | 222.4076 | 15.99% | 1168.7401 | 1327.0436 | 95.39% | 64.1041 | 267.0924 | 19.2% | 1124.0553
92 | Saugus | Tehachapi | {'Pardee': [1.3, 10811.0], 'Sylmar-Pac Intertie': [9.1, 5983.0], 'Moorpark': [21.1, 2337.0], 'Antelope': [24.1, 8648.0], 'Gould': [26.2, 1438.0], 'Vincent': [26.5, 6101.0], 'Bailey': [26.9, 1500.0], 'La Cienega': [31.2, 0.0], 'Whirlwind': [31.2, 5135.0], 'Goodrich': [33.6, 88.0], 'Santa Clara': [35.8, 0.0], 'El Segundo': [36.5, 0.0], 'Chevmain': [37.2, 0.0], 'Mesa': [37.6, 0.0], 'El Nido': [38.1, 0.0], 'Pastoria': [38.5, 0.0], 'Laguna Bell': [39.3, 0.0]} | 107572.8672 | 11246.4912 | 10.45% | 96326.376 | 89.55% | [5 empty] | 583.6503 | 0.5426% | 2453.5403 | 2.281% | 17175.7285 | 15.97% | 90265.9219 | 83.91% | 61667.9062 | 57.33% | 45904.9609 | 4338.7588 | 4.033% | 103234.1084 | 8926.9551 | 8.299% | 98645.9121 | 69372.4062 | 64.49% | 38200.4609 | 58857.5625 | 54.71% | 48715.3047 | 10998.751 | 10.22% | 96574.1162
93 | Vincent | Tehachapi | {'Antelope': [17.3, 37972.0], 'Gould': [18.7, 7142.0], 'Goodrich': [23.1, 465.0], 'Sylmar-Pac Intertie': [25.1, 2984.0], 'Saugus': [26.5, 6101.0], 'Pardee': [26.7, 7174.0], 'Rio Hondo': [27.4, 37.0], 'Mesa': [30.9, 0.0], 'Whirlwind': [31.4, 9039.0], 'Walnut': [34.3, 0.0], 'Laguna Bell': [35.2, 0.0], 'La Cienega': [36.6, 0.0], 'Padua': [37.2, 0.0], 'Center': [38.4, 0.0], 'Olinda': [38.9, 0.0], 'Windhub': [39.0, 0.0]} | 148593.5625 | 47426.6797 | 31.92% | 101166.8828 | 68.08% | [5 empty] | 815.6782 | 0.5489% | 5187.583 | 3.491% | 10250.9551 | 6.899% | 68491.2891 | 46.09% | 13610.293 | 9.159% | 134983.2695 | 62080.2734 | 41.78% | 86513.2891 | 42322.5312 | 28.48% | 106271.0312 | 78133.4531 | 52.58% | 70460.1094 | 45507.2109 | 30.63% | 103086.3516 | 5403.5806 | 3.636% | 143189.9819
94 | Borden | Central_Valley_North_Los_Banos | {'Gregg': [6.1, 155378.0], 'Kearney (New)': [16.0, 132265.0], 'West Fresno': [16.8, 120745.0], 'California Ave': [18.6, 100937.0], 'Newhall': [19.4, 124871.0], 'Dairyland': [20.5, 87193.0], 'Malaga': [21.3, 81888.0], 'Mc Mullin': [22.7, 109082.0], 'Le Grand': [24.2, 50815.0], 'Helm': [25.2, 107424.0], 'Sanger': [25.5, 30729.0], 'McCall': [28.8, 29096.0], 'Mendota': [29.7, 35037.0], 'Tranquility': [32.7, 19796.0], 'Wilson': [34.6, 11017.0], 'Wahtoke': [36.3, 75.0], 'Cheney': [36.3, 4767.0], 'Merced': [36.8, 5533.0], 'Schindler': [36.9, 15020.0], 'Oro Loma': [37.1, 2980.0], 'Kingsburg': [37.3, 3851.0], 'Panoche': [37.9, 1840.0], 'Excelsior': [38.6, 4976.0], 'Cantua': [39.4, 1382.0]} | 377266.0312 | 189908.3906 | 50.34% | 187357.6406 | 49.66% | [5 empty] | 169190.1562 | 44.85% | 144490.4844 | 38.3% | 0 | 0% | 0 | 0% | 112529.7812 | 29.83% | 264736.25 | 100155.6406 | 26.55% | 277110.3906 | 124104.4375 | 32.9% | 253161.5938 | 182040.8594 | 48.25% | 195225.1719 | 21088.8789 | 5.59% | 356177.1523 | 50248.8242 | 13.32% | 327017.207
95 | Dairyland | Central_Valley_North_Los_Banos | {'Le Grand': [9.3, 105010.0], 'Newhall': [13.0, 160547.0], 'Wilson': [17.2, 66693.0], 'Merced': [17.8, 78651.0], 'Borden': [20.5, 87193.0], 'Oro Loma': [22.0, 82172.0], 'Mendota': [24.4, 66276.0], 'Gregg': [26.1, 52662.0], 'Panoche': [31.4, 32740.0], 'Cheney': [31.5, 30679.0], 'Tranquility': [32.5, 19754.0], 'Helm': [32.9, 26395.0], 'Kearney (New)': [34.0, 29549.0], 'West Fresno': [36.0, 18388.0], 'Mc Mullin': [36.7, 15549.0], 'California Ave': [38.3, 5024.0], 'Los Banos': [38.9, 4044.0]} | 503626.625 | 201777.2812 | 40.06% | 301849.3438 | 59.94% | [5 empty] | 250298.4375 | 49.7% | 150617.0781 | 29.91% | 0 | 0% | 0 | 0% | 248359.6875 | 49.31% | 255266.9375 | 123299.3281 | 24.48% | 380327.2969 | 152411.3594 | 30.26% | 351215.2656 | 296008.3438 | 58.78% | 207618.2812 | 42950.4766 | 8.528% | 460676.1484 | 67916.4062 | 13.49% | 435710.2188
96 | Gregg | Central_Valley_North_Los_Banos | {'Borden': [6.1, 155378.0], 'Kearney (New)': [10.3, 190043.0], 'West Fresno': [10.8, 177139.0], 'California Ave': [12.5, 154001.0], 'Malaga': [15.3, 132903.0], 'Mc Mullin': [18.4, 166838.0], 'Sanger': [19.7, 64753.0], 'McCall': [22.7, 71217.0], 'Newhall': [22.8, 96289.0], 'Helm': [23.1, 152913.0], 'Dairyland': [26.1, 52662.0], 'Le Grand': [30.2, 18169.0], 'Wahtoke': [30.5, 8588.0], 'Kingsburg': [31.3, 33020.0], 'Mendota': [31.4, 30352.0], 'Tranquility': [32.6, 27206.0], 'Schindler': [33.5, 49293.0], 'Reedley': [34.5, 1136.0], 'Excelsior': [35.8, 24664.0], 'Cheney': [37.3, 4173.0], 'Cantua': [37.6, 9215.0], 'Panoche': [39.3, 257.0]} | 345699.9688 | 213155.9062 | 61.66% | 132544.0625 | 38.34% | [5 empty] | 139994.8438 | 40.5% | 161434.2969 | 46.7% | 0 | 0% | 0 | 0% | 60511.7109 | 17.5% | 285188.2578 | 78467.7344 | 22.7% | 267232.2344 | 96448.0391 | 27.9% | 249251.9297 | 127773.75 | 36.96% | 217926.2188 | 13446.3564 | 3.89% | 332253.6123 | 31837.7246 | 9.21% | 313862.2441
97 | Newhall | Central_Valley_North_Los_Banos | {'Mendota': [12.4, 146979.0], 'Dairyland': [13.0, 160547.0], 'Oro Loma': [18.1, 94873.0], 'Borden': [19.4, 124871.0], 'Tranquility': [19.6, 98346.0], 'Cheney': [19.7, 98624.0], 'Panoche': [20.4, 98724.0], 'Helm': [20.8, 117493.0], 'Le Grand': [22.2, 79365.0], 'Gregg': [22.8, 96289.0], 'Mc Mullin': [26.7, 73589.0], 'Kearney (New)': [27.1, 75357.0], 'Merced': [29.4, 42085.0], 'Wilson': [29.8, 37679.0], 'West Fresno': [30.0, 61966.0], 'Cantua': [30.2, 47350.0], 'Excelsior': [32.7, 35053.0], 'California Ave': [32.8, 39705.0], 'Schindler': [33.8, 25837.0], 'Malaga': [35.4, 20584.0]} | 491229.2812 | 272751.0938 | 55.52% | 218478.1875 | 44.48% | [5 empty] | 281287.5312 | 57.26% | 161423.7969 | 32.86% | 0 | 0% | 0 | 0% | 166005.3906 | 33.79% | 325223.8906 | 50630.9258 | 10.31% | 440598.3555 | 77246.1328 | 15.73% | 413983.1484 | 212469.1094 | 43.25% | 278760.1719 | 7865.563 | 1.601% | 483363.7183 | 35091.7852 | 7.144% | 456137.4961
98 | Ignacio | Mendocino_Marin | {'Lakeville': [12.2, 1744.0], 'Carquinez': [15.9, 8228.0], 'Penngrove': [18.2, 1522.0], 'Tulucay': [18.9, 5090.0], 'Bellevue': [22.9, 1243.0], 'Martinez': [23.5, 6442.0], 'Martin': [26.8, 3284.0], 'Fulton': [31.4, 353.0], 'Clayton': [32.5, 4729.0], 'Peabody': [34.2, 14.0], 'Kirker': [34.8, 3915.0], 'Pittsburg': [35.2, 3463.0], 'Shiloh III': [38.3, 0.0], 'Birds Landing': [38.8, 77.0], 'Eastshore': [38.9, 350.0]} | 101042.8359 | 9565.5342 | 9.467% | 91477.3018 | 90.53% | [5 empty] | 4343.2256 | 4.298% | 685.2375 | 0.6782% | 57598.3867 | 57% | 15742.5645 | 15.58% | 53504.4883 | 52.95% | 47538.3477 | 34567.5156 | 34.21% | 66475.3203 | 64939.7969 | 64.27% | 36103.0391 | 85346.2109 | 84.47% | 15696.625 | 55657.4336 | 55.08% | 45385.4023 | 8199.7842 | 8.115% | 92843.0518
99 | Calpella | Mendocino_Marin | {'Mendocino': [3.7, 2947.0], 'Ukiah': [3.7, 4499.0], 'Hopland': [16.6, 1930.0], 'Cloverdale': [29.3, 167.0], 'Eagle Rock': [32.7, 135.0], 'Geysers Tap 1': [38.6, 0.0]} | 93862.0391 | 4499.019 | 4.793% | 89363.02 | 95.21% | [5 empty] | 413.2184 | 0.4402% | 184.2246 | 0.1963% | 82990.4688 | 88.42% | 10719.9746 | 11.42% | 29793.8965 | 31.74% | 64068.1426 | 31640.6543 | 33.71% | 62221.3848 | 47993.6641 | 51.13% | 45868.375 | 64882.043 | 69.12% | 28979.9961 | 74186.6875 | 79.04% | 19675.3516 | 875.2183 | 0.9325% | 92986.8208
100 | Hopland | Mendocino_Marin | {'Cloverdale': [12.7, 1118.0], 'Ukiah': [13.2, 1944.0], 'Calpella': [16.6, 1930.0], 'Eagle Rock': [17.6, 1053.0], 'Mendocino': [20.2, 1545.0], 'Geysers Tap 1': [23.2, 918.0], 'Fulton': [37.1, 745.0]} | 140477.6406 | 3369.4707 | 2.399% | 137108.1699 | 97.6% | [5 empty] | 2532.5098 | 1.803% | 1953.6405 | 1.391% | 101554.9219 | 72.29% | 35158.6016 | 25.03% | 72272.0859 | 51.45% | 68205.5547 | 48603.668 | 34.6% | 91873.9727 | 70122.9609 | 49.92% | 70354.6797 | 110729.0391 | 78.82% | 29748.6016 | 103358.9609 | 73.58% | 37118.6797 | 1183.181 | 0.8423% | 139294.4596
101 | Mendocino | Mendocino_Marin | {'Calpella': [3.7, 2947.0], 'Ukiah': [7.4, 2947.0], 'Hopland': [20.2, 1545.0], 'Cloverdale': [32.9, 32.0], 'Eagle Rock': [35.7, 0.0]} | 83304.1562 | 3373.7769 | 4.05% | 79930.3794 | 95.95% | [5 empty] | 233.4743 | 0.2803% | 167.1466 | 0.2006% | 72061.7812 | 86.5% | 11090.7793 | 13.31% | 28670.6797 | 34.42% | 54633.4766 | 26032.4688 | 31.25% | 57271.6875 | 41479.0781 | 49.79% | 41825.0781 | 58921.6953 | 70.73% | 24382.4609 | 66048.6016 | 79.29% | 17255.5547 | 892.8145 | 1.072% | 82411.3417
102 | Ukiah | Mendocino_Marin | {'Calpella': [3.7, 4499.0], 'Mendocino': [7.4, 2947.0], 'Hopland': [13.2, 1944.0], 'Cloverdale': [25.8, 167.0], 'Eagle Rock': [29.9, 135.0], 'Geysers Tap 1': [35.7, 0.0]} | 115522.1406 | 6183.1992 | 5.352% | 109338.9414 | 94.65% | [5 empty] | 652.8365 | 0.5651% | 295.6512 | 0.2559% | 101366.3047 | 87.75% | 14004.2422 | 12.12% | 40805.5703 | 35.32% | 74716.5703 | 36191.3555 | 31.33% | 79330.7852 | 57477.5195 | 49.75% | 58044.6211 | 79454.1328 | 68.78% | 36068.0078 | 92727.7578 | 80.27% | 22794.3828 | 989.0319 | 0.8561% | 114533.1087
103 | Le Grand | Central_Valley_North_Los_Banos | {'Dairyland': [9.3, 105010.0], 'Wilson': [10.5, 61066.0], 'Merced': [13.2, 58538.0], 'Newhall': [22.2, 79365.0], 'Borden': [24.2, 50815.0], 'Oro Loma': [29.4, 21807.0], 'Gregg': [30.2, 18169.0], 'Mendota': [33.7, 10955.0], 'Kearney (New)': [39.5, 18.0]} | 391932.3125 | 105217.2188 | 26.85% | 286715.0938 | 73.15% | [5 empty] | 165435.9844 | 42.21% | 94059.2578 | 24% | 0 | 0% | 0 | 0% | 237337.5 | 60.56% | 154594.8125 | 132270.6875 | 33.75% | 259661.625 | 162522.6719 | 41.47% | 229409.6406 | 279420.5938 | 71.29% | 112511.7188 | 80626.0859 | 20.57% | 311306.2266 | 68663.5234 | 17.52% | 323268.7891
104 | Merced | Central_Valley_North_Los_Banos | {'Wilson': [4.6, 102608.0], 'Le Grand': [13.2, 58538.0], 'Dairyland': [17.8, 78651.0], 'Oro Loma': [28.3, 52816.0], 'Newhall': [29.4, 42085.0], 'Los Banos': [33.1, 18411.0], 'Quinto': [33.7, 7857.0], 'Miller': [34.8, 246.0], 'Crow Creek': [36.4, 1539.0], 'Fink (Proposed)': [36.6, 1189.0], 'Warnerville': [36.7, 5220.0], 'Borden': [36.8, 5533.0], 'Mendota': [38.2, 1396.0]} | 381178.0312 | 140380.1406 | 36.83% | 240797.8906 | 63.17% | [5 empty] | 120703.5625 | 31.67% | 153816.3438 | 40.35% | 0 | 0% | 0 | 0% | 185143.1562 | 48.57% | 196034.875 | 112438.0625 | 29.5% | 268739.9688 | 140003.4688 | 36.73% | 241174.5625 | 230681.6406 | 60.52% | 150496.3906 | 60628.9883 | 15.91% | 320549.043 | 52465.0352 | 13.76% | 328712.9961
105 | Wilson | Central_Valley_North_Los_Banos | {'Merced': [4.6, 102608.0], 'Le Grand': [10.5, 61066.0], 'Dairyland': [17.2, 66693.0], 'Newhall': [29.8, 37679.0], 'Oro Loma': [31.2, 21488.0], 'Borden': [34.6, 11017.0], 'Los Banos': [37.7, 1645.0], 'Warnerville': [37.8, 3575.0], 'Quinto': [38.4, 0.0], 'Miller': [39.2, 0.0], 'Mendota': [39.7, 0.0]} | 366817.4062 | 108122.3828 | 29.48% | 258695.0234 | 70.52% | [5 empty] | 117047.4844 | 31.91% | 123446.3281 | 33.65% | 0 | 0% | 0 | 0% | 204596.8438 | 55.78% | 162220.5625 | 125940.9062 | 34.33% | 240876.5 | 152787.8281 | 41.65% | 214029.5781 | 248441.625 | 67.73% | 118375.7812 | 78599.0078 | 21.43% | 288218.3984 | 59342.9883 | 16.18% | 307474.418
106 | Los Banos | Central_Valley_North_Los_Banos | {'Quinto': [5.3, 22214.0], 'Miller': [14.8, 10670.0], 'Fink (Proposed)': [22.8, 2981.0], 'Crow Creek': [23.0, 2810.0], 'Oro Loma': [23.3, 27792.0], 'Hollister': [25.0, 0.0], 'Llagas': [29.8, 0.0], 'Merced': [33.1, 18411.0], 'Panoche': [36.8, 0.0], 'Westley': [37.7, 0.0], 'Wilson': [37.7, 1645.0], 'Mendota': [38.7, 25.0], 'Dairyland': [38.9, 4044.0], 'Cheney': [39.7, 0.0]} | 120549.8047 | 36723 | 30.46% | 83826.8047 | 69.54% | [5 empty] | 26045.5488 | 21.61% | 28874.0059 | 23.95% | 5937.9536 | 4.926% | 0 | 0% | 73939.8516 | 61.34% | 46609.9531 | 11302.6699 | 9.376% | 109247.1348 | 17095.4004 | 14.18% | 103454.4043 | 79040.4766 | 65.57% | 41509.3281 | 36777.1211 | 30.51% | 83772.6836 | 9449.5723 | 7.839% | 111100.2324
107 | Coburn | Peninsula_Monterey | {} | 167626.2812 | 45437.8594 | 27.11% | 122188.4219 | 72.89% | [5 empty] | 5081.7451 | 3.032% | 37051.6562 | 22.1% | 63391.3828 | 37.82% | 0 | 0% | 79024.8594 | 47.14% | 88601.4219 | 19497.9062 | 11.63% | 148128.375 | 46846.875 | 27.95% | 120779.4062 | 100055.6719 | 59.69% | 67570.6094 | 62267.2188 | 37.15% | 105359.0625 | 6523.8486 | 3.892% | 161102.4326
108 | Tulucay | Northern_California | {'Carquinez': [10.9, 14174.0], 'Peabody': [16.3, 10212.0], 'Lakeville': [17.0, 878.0], 'Martinez': [18.1, 12142.0], 'Ignacio': [18.9, 5090.0], 'Vaca-Dixon & Gc Yard': [21.6, 7091.0], 'Penngrove': [22.9, 860.0], 'Shiloh III': [23.5, 9437.0], 'Putah Creek': [24.1, 7264.0], 'Pittsburg': [24.9, 8922.0], 'Kirker': [25.2, 8693.0], 'Birds Landing': [25.3, 8031.0], 'Bellevue': [25.8, 581.0], 'Clayton': [26.5, 8105.0], 'Contra Costa': [31.5, 928.0], 'Fulton': [31.8, 231.0], 'Madison': [33.4, 789.0], 'Lone Tree': [34.6, 18.0], 'Davis': [35.5, 673.0], 'Grand Island': [36.8, 0.0], 'Martin': [38.4, 2.0], 'Brentwood': [39.4, 0.0]} | 137146.625 | 16549.3984 | 12.07% | 120597.2266 | 87.93% | [5 empty] | 6036.4277 | 4.401% | 6864.9326 | 5.006% | 77397.9688 | 56.43% | 16064.2734 | 11.71% | 87109.4297 | 63.52% | 50037.1953 | 29809.3164 | 21.74% | 107337.3086 | 49096.1719 | 35.8% | 88050.4531 | 112604.4766 | 82.11% | 24542.1484 | 65465.6172 | 47.73% | 71681.0078 | 18164.7754 | 13.24% | 118981.8496
109 | Brunswick | Northern_California | {'Colgate': [10.8, 4295.0], 'Higgins': [13.3, 498.0], 'Drum 1': [14.5, 5571.0], 'East Marysville': [28.6, 392.0], 'Olivehurst': [28.9, 392.0], 'Palermo': [30.1, 296.0], 'Honcut': [30.6, 392.0], 'Rio Oso': [30.9, 392.0], 'Pleasant Grove': [31.8, 0.0], 'Wyandotte': [32.5, 0.0], 'Pease': [33.8, 392.0], 'Summit': [35.7, 702.0], 'Placerville': [37.1, 0.0], 'Thermalito': [37.5, 0.0], 'Table Mt.': [39.6, 0.0], 'Gold Hill': [40.0, 0.0]} | 14506.1436 | 6570.7959 | 45.3% | 7935.3477 | 54.7% | [5 empty] | 0 | 0% | 0 | 0% | 2601.9675 | 17.94% | 11078.4238 | 76.37% | 1356.4595 | 9.351% | 13149.6841 | 1350.9341 | 9.313% | 13155.2095 | 17.891 | 0.1233% | 14488.2526 | 2725.2847 | 18.79% | 11780.8589 | 5745.3354 | 39.61% | 8760.8081 | 66.6617 | 0.4595% | 14439.4818
110 | Higgins | Northern_California | {'Brunswick': [13.3, 498.0], 'Pleasant Grove': [19.2, 4949.0], 'Colgate': [20.5, 392.0], 'Rio Oso': [21.6, 5341.0], 'Drum 1': [22.8, 106.0], 'Olivehurst': [24.5, 5341.0], 'East Marysville': [26.6, 5261.0], 'Gold Hill': [26.8, 80.0], 'Placerville': [27.2, 0.0], 'Pease': [31.8, 3267.0], 'Honcut': [33.1, 392.0], 'Palermo': [36.4, 296.0], 'Wyandotte': [39.2, 0.0]} | 27550.7402 | 5446.8721 | 19.77% | 22103.8682 | 80.23% | [5 empty] | 6451.5801 | 23.42% | 7102.0132 | 25.78% | 1283.3859 | 4.658% | 0 | 0% | 20997.1387 | 76.21% | 6553.6016 | 0 | 0% | 27550.7402 | 17.891 | 0.06494% | 27532.8493 | 21015.0312 | 76.28% | 6535.709 | 1279.858 | 4.645% | 26270.8822 | 7941.3135 | 28.82% | 19609.4268
111 | Barre | Greater_LA | {'Lewis': [4.8, 2150.0], 'Del Amo': [7.1, 2265.0], 'Alamitos': [7.4, 2290.0], 'Villa Park': [8.5, 219.0], 'Ellis': [8.8, 2291.0], 'Johanna': [9.9, 728.0], 'Olinda': [10.1, 104.0], 'Center': [10.9, 2159.0], 'Serrano': [11.1, 199.0], 'Huntington Beach': [11.2, 2294.0], 'Lighthipe': [12.2, 2178.0], 'Walnut': [13.9, 0.0], 'Hinson': [13.9, 2198.0], 'Harborgen': [14.3, 2219.0], 'Long Beach': [14.3, 2231.0], 'Laguna Bell': [15.0, 2128.0], 'Arcogen': [15.1, 2189.0], 'Santiago': [15.8, 189.0], 'Mesa': [17.4, 606.0], 'Rio Hondo': [20.4, 0.0], 'La Fresa': [20.6, 2130.0], 'Chino': [21.8, 0.0], 'Viejo': [21.9, 128.0], 'El Nido': [23.3, 2107.0], 'Redondo': [23.5, 2114.0], 'Goodrich': [24.4, 0.0], 'Trabuco': [24.6, 138.0], 'Chevmain': [25.1, 2103.0], 'La Cienega': [26.3, 1300.0], 'El Segundo': [26.3, 2091.0], 'Margarita': [27.1, 96.0], 'Capistrano': [27.4, 112.0], 'Mira Loma': [27.6, 0.0], 'Padua': [29.1, 0.0], 'Gould': [30.8, 0.0], 'Lee Lake (Proposed)': [30.9, 0.0], 'Rancho Vista': [32.1, 0.0], 'Etiwanda': [32.5, 0.0], 'Talega': [34.1, 4.0], 'San Onofre': [39.0, 4.0]} | 10992.2568 | 2294.2437 | 20.87% | 8698.0132 | 79.13% | [5 empty] | 0 | 0% | 0 | 0% | 3.5481 | 0.03228% | 446.0012 | 4.057% | 305.1313 | 2.776% | 10687.1255 | 1625.0334 | 14.78% | 9367.2234 | 8372.501 | 76.17% | 2619.7559 | 8677.6318 | 78.94% | 2314.625 | 227.1328 | 2.066% | 10765.124 | 377.1781 | 3.431% | 10615.0787
112 | Ellis | Greater_LA | {'Huntington Beach': [3.4, 2324.0], 'Johanna': [5.6, 761.0], 'Barre': [8.8, 2291.0], 'Lewis': [8.9, 2164.0], 'Santiago': [10.2, 222.0], 'Alamitos': [10.5, 2287.0], 'Villa Park': [10.9, 235.0], 'Serrano': [13.3, 212.0], 'Del Amo': [14.3, 2263.0], 'Long Beach': [17.2, 2228.0], 'Viejo': [17.4, 161.0], 'Harborgen': [17.6, 2216.0], 'Trabuco': [17.7, 171.0], 'Olinda': [18.0, 104.0], 'Hinson': [18.6, 2196.0], 'Lighthipe': [19.0, 2176.0], 'Center': [19.2, 2156.0], 'Arcogen': [19.5, 2187.0], 'Capistrano': [20.0, 145.0], 'Margarita': [20.4, 129.0], 'Walnut': [22.3, 0.0], 'Laguna Bell': [23.2, 2128.0], 'La Fresa': [25.8, 2128.0], 'Mesa': [26.1, 606.0], 'Chino': [26.4, 0.0], 'Talega': [26.8, 37.0], 'Redondo': [28.0, 2111.0], 'El Nido': [28.7, 2105.0], 'Lee Lake (Proposed)': [28.8, 0.0], 'Rio Hondo': [29.0, 0.0], 'Chevmain': [30.4, 2100.0], 'Mira Loma': [31.1, 0.0], 'San Onofre': [31.3, 37.0], 'El Segundo': [31.6, 2088.0], 'Goodrich': [33.2, 0.0], 'La Cienega': [33.2, 1300.0], 'Padua': [34.7, 0.0], 'Rancho Vista': [36.4, 0.0], 'Etiwanda': [36.7, 0.0], 'Gould': [39.5, 0.0]} | 10937.5938 | 2324.4951 | 21.25% | 8613.0986 | 78.75% | [5 empty] | 0 | 0% | 0 | 0% | 14.8837 | 0.1361% | 0 | 0% | 3.1489 | 0.02879% | 10934.4449 | 1650.4795 | 15.09% | 9287.1143 | 8588.5957 | 78.52% | 2348.998 | 8591.7441 | 78.55% | 2345.8496 | 0 | 0% | 10937.5938 | 371.2501 | 3.394% | 10566.3437
113 | Johanna | Greater_LA | {'Ellis': [5.6, 761.0], 'Santiago': [5.9, 260.0], 'Villa Park': [7.1, 235.0], 'Lewis': [7.1, 743.0], 'Huntington Beach': [8.6, 763.0], 'Serrano': [8.7, 212.0], 'Barre': [9.9, 728.0], 'Viejo': [12.5, 199.0], 'Trabuco': [14.6, 209.0], 'Alamitos': [14.6, 724.0], 'Olinda': [16.5, 104.0], 'Del Amo': [16.8, 700.0], 'Margarita': [17.2, 167.0], 'Capistrano': [17.6, 183.0], 'Center': [20.8, 593.0], 'Walnut': [21.1, 0.0], 'Lighthipe': [21.8, 613.0], 'Long Beach': [21.8, 665.0], 'Chino': [22.0, 0.0], 'Harborgen': [22.0, 653.0], 'Hinson': [22.5, 633.0], 'Lee Lake (Proposed)': [23.3, 0.0], 'Arcogen': [23.6, 624.0], 'Talega': [24.2, 75.0], 'Laguna Bell': [24.8, 565.0], 'Mira Loma': [26.2, 0.0], 'Mesa': [26.8, 78.0], 'Rio Hondo': [28.0, 0.0], 'San Onofre': [29.3, 75.0], 'La Fresa': [29.7, 565.0], 'Padua': [30.6, 0.0], 'Rancho Vista': [31.7, 0.0], 'Etiwanda': [31.9, 0.0], 'Redondo': [32.2, 548.0], 'El Nido': [32.5, 542.0], 'Goodrich': [33.1, 0.0], 'Chevmain': [34.2, 537.0], 'El Segundo': [35.5, 525.0], 'La Cienega': [36.1, 63.0], 'Vista': [38.1, 0.0], 'Gould': [39.9, 0.0]} | 7646.6611 | 799.2426 | 10.45% | 6847.4185 | 89.55% | [5 empty] | 0 | 0% | 0 | 0% | 14.8837 | 0.1946% | 446.0012 | 5.833% | 305.1313 | 3.99% | 7341.5298 | 1824.3783 | 23.86% | 5822.2828 | 6527.3433 | 85.36% | 1119.3179 | 6832.4746 | 89.35% | 814.1865 | 227.1328 | 2.97% | 7419.5283 | 370.7632 | 4.849% | 7275.8979
114 | Lewis | Greater_LA | {'Villa Park': [3.7, 234.0], 'Barre': [4.8, 2150.0], 'Serrano': [6.4, 212.0], 'Johanna': [7.1, 743.0], 'Ellis': [8.9, 2164.0], 'Olinda': [9.5, 104.0], 'Del Amo': [11.7, 2121.0], 'Alamitos': [11.9, 2146.0], 'Huntington Beach': [12.1, 2164.0], 'Santiago': [12.5, 204.0], 'Walnut': [14.0, 0.0], 'Center': [14.5, 2014.0], 'Lighthipe': [16.6, 2034.0], 'Viejo': [17.7, 142.0], 'Chino': [18.2, 0.0], 'Laguna Bell': [18.3, 1986.0], 'Hinson': [18.6, 2054.0], 'Harborgen': [19.0, 2074.0], 'Long Beach': [19.0, 2087.0], 'Arcogen': [19.8, 2045.0], 'Mesa': [19.9, 606.0], 'Rio Hondo': [20.9, 0.0], 'Trabuco': [21.4, 153.0], 'Mira Loma': [23.6, 0.0], 'Margarita': [23.7, 110.0], 'Capistrano': [24.5, 126.0], 'La Fresa': [25.3, 1986.0], 'Goodrich': [26.0, 0.0], 'Padua': [26.1, 0.0], 'Lee Lake (Proposed)': [26.2, 0.0], 'El Nido': [27.9, 1963.0], 'Redondo': [28.2, 1970.0], 'Rancho Vista': [28.4, 0.0], 'Etiwanda': [28.8, 0.0], 'Chevmain': [29.7, 1959.0], 'La Cienega': [30.5, 1275.0], 'El Segundo': [30.9, 1946.0], 'Talega': [31.0, 19.0], 'Gould': [32.9, 0.0], 'San Onofre': [36.2, 19.0], 'Vista': [37.0, 0.0]} | 8774.7158 | 2164.4246 | 24.67% | 6610.2913 | 75.33% | [5 empty] | 0 | 0% | 0 | 0% | 6.0506 | 0.06895% | 446.0012 | 5.083% | 305.1313 | 3.477% | 8469.5845 | 1629.5287 | 18.57% | 7145.1871 | 6284.8599 | 71.62% | 2489.856 | 6589.9912 | 75.1% | 2184.7246 | 227.1328 | 2.588% | 8547.583 | 377.0932 | 4.297% | 8397.6227
115 | Santiago | Greater_LA | {'Johanna': [5.9, 260.0], 'Viejo': [7.2, 235.0], 'Trabuco': [8.9, 245.0], 'Ellis': [10.2, 222.0], 'Villa Park': [11.1, 205.0], 'Margarita': [11.3, 203.0], 'Serrano': [11.4, 203.0], 'Capistrano': [12.0, 219.0], 'Huntington Beach': [12.2, 224.0], 'Lewis': [12.5, 204.0], 'Barre': [15.8, 189.0], 'Talega': [18.5, 111.0], 'Lee Lake (Proposed)': [19.2, 0.0], 'Alamitos': [20.3, 185.0], 'Olinda': [21.3, 41.0], 'Del Amo': [22.7, 160.0], 'Chino': [23.5, 0.0], 'San Onofre': [23.8, 111.0], 'Walnut': [25.9, 0.0], 'Mira Loma': [26.4, 0.0], 'Center': [26.6, 53.0], 'Long Beach': [27.2, 126.0], 'Harborgen': [27.6, 113.0], 'Lighthipe': [27.7, 73.0], 'Hinson': [28.3, 93.0], 'Arcogen': [29.3, 84.0], 'Laguna Bell': [30.6, 25.0], 'Rancho Vista': [32.1, 0.0], 'Padua': [32.2, 0.0], 'Mesa': [32.3, 0.0], 'Etiwanda': [32.4, 0.0], 'Rio Hondo': [32.7, 0.0], 'La Fresa': [35.5, 25.0], 'Valley': [35.6, 0.0], 'Vista': [36.6, 0.0], 'Redondo': [37.9, 9.0], 'Goodrich': [38.2, 0.0], 'El Nido': [38.3, 2.0]} | 6708.7324 | 295.743 | 4.408% | 6412.9894 | 95.59% | [5 empty] | 0 | 0% | 0 | 0% | 14.8837 | 0.2219% | 446.0012 | 6.648% | 305.1313 | 4.548% | 6403.6011 | 1777.4335 | 26.49% | 4931.299 | 6092.9141 | 90.82% | 615.8184 | 6398.0454 | 95.37% | 310.687 | 227.1328 | 3.386% | 6481.5996 | 365.9081 | 5.454% | 6342.8243
116 | Serrano | Greater_LA | {'Villa Park': [2.7, 212.0], 'Lewis': [6.4, 212.0], 'Johanna': [8.7, 212.0], 'Olinda': [11.1, 51.0], 'Barre': [11.1, 199.0], 'Santiago': [11.4, 203.0], 'Chino': [13.3, 0.0], 'Ellis': [13.3, 212.0], 'Viejo': [14.0, 141.0], 'Walnut': [15.4, 0.0], 'Huntington Beach': [16.6, 212.0], 'Del Amo': [17.7, 170.0], 'Mira Loma': [17.9, 0.0], 'Alamitos': [18.3, 195.0], 'Center': [19.4, 63.0], 'Trabuco': [19.5, 152.0], 'Lee Lake (Proposed)': [20.3, 0.0], 'Margarita': [21.3, 110.0], 'Padua': [21.9, 0.0], 'Rio Hondo': [22.0, 0.0], 'Lighthipe': [22.4, 83.0], 'Laguna Bell': [22.9, 35.0], 'Capistrano': [22.9, 126.0], 'Rancho Vista': [23.1, 0.0], 'Etiwanda': [23.4, 0.0], 'Mesa': [23.4, 0.0], 'Hinson': [24.9, 103.0], 'Harborgen': [25.4, 123.0], 'Long Beach': [25.4, 136.0], 'Arcogen': [26.1, 94.0], 'Goodrich': [28.1, 0.0], 'Talega': [28.8, 18.0], 'Vista': [30.7, 0.0], 'La Fresa': [31.4, 35.0], 'El Nido': [33.9, 12.0], 'San Onofre': [34.4, 18.0], 'Redondo': [34.4, 19.0], 'Gould': [35.4, 0.0], 'Chevmain': [35.6, 8.0], 'La Cienega': [35.8, 0.0], 'San Bernardino': [36.1, 0.0], 'El Segundo': [36.8, 0.0], 'Valley': [37.0, 0.0]} | 6291.0957 | 212.4032 | 3.376% | 6078.6925 | 96.62% | [5 empty] | 0 | 0% | 0 | 0% | 6.0506 | 0.09618% | 446.0012 | 7.089% | 305.1313 | 4.85% | 5985.9644 | 1625.1133 | 25.83% | 4665.9824 | 5759.5913 | 91.55% | 531.5044 | 6064.7227 | 96.4% | 226.373 | 227.1328 | 3.61% | 6063.9629 | 370.7632 | 5.893% | 5920.3325
117 | Villa Park | Greater_LA | {'Serrano': [2.7, 212.0], 'Lewis': [3.7, 234.0], 'Johanna': [7.1, 235.0], 'Barre': [8.5, 219.0], 'Olinda': [10.3, 71.0], 'Ellis': [10.9, 235.0], 'Santiago': [11.1, 205.0], 'Huntington Beach': [14.3, 235.0], 'Walnut': [14.9, 0.0], 'Viejo': [15.1, 144.0], 'Del Amo': [15.3, 190.0], 'Chino': [15.5, 0.0], 'Alamitos': [15.6, 215.0], 'Center': [17.4, 84.0], 'Trabuco': [19.7, 154.0], 'Lighthipe': [20.1, 103.0], 'Mira Loma': [20.4, 0.0], 'Laguna Bell': [21.1, 55.0], 'Rio Hondo': [21.7, 0.0], 'Margarita': [21.8, 112.0], 'Mesa': [22.0, 13.0], 'Hinson': [22.3, 123.0], 'Lee Lake (Proposed)': [22.6, 0.0], 'Harborgen': [22.8, 144.0], 'Long Beach': [22.8, 156.0], 'Capistrano': [23.0, 128.0], 'Arcogen': [23.5, 114.0], 'Padua': [23.8, 0.0], 'Rancho Vista': [25.5, 0.0], 'Etiwanda': [25.8, 0.0], 'Goodrich': [27.3, 0.0], 'La Fresa': [28.9, 55.0], 'Talega': [29.2, 20.0], 'El Nido': [31.5, 32.0], 'Redondo': [31.9, 39.0], 'Chevmain': [33.2, 28.0], 'Vista': [33.4, 0.0], 'La Cienega': [33.8, 0.0], 'Gould': [34.5, 0.0], 'El Segundo': [34.5, 16.0], 'San Onofre': [34.7, 20.0], 'San Bernardino': [38.8, 0.0], 'Valley': [39.4, 0.0]} | 6403.46 | 235.3827 | 3.676% | 6168.0773 | 96.32% | [5 empty] | 0 | 0% | 0 | 0% | 6.0506 | 0.09449% | 446.0012 | 6.965% | 305.1313 | 4.765% | 6098.3286 | 1632.988 | 25.5% | 4770.4719 | 5848.9761 | 91.34% | 554.4839 | 6154.1074 | 96.11% | 249.3525 | 227.1328 | 3.547% | 6176.3271 | 370.7632 | 5.79% | 6032.6967
118 | Capistrano | Greater_LA | {'Margarita': [3.4, 224.0], 'Trabuco': [3.5, 238.0], 'Talega': [6.8, 133.0], 'Viejo': [10.7, 226.0], 'San Onofre': [11.8, 133.0], 'Santiago': [12.0, 219.0], 'Johanna': [17.6, 183.0], 'Ellis': [20.0, 145.0], 'Huntington Beach': [20.2, 147.0], 'Lee Lake (Proposed)': [20.5, 0.0], 'Serrano': [22.9, 126.0], 'Villa Park': [23.0, 128.0], 'Lewis': [24.5, 126.0], 'Barre': [27.4, 112.0], 'San Luis Rey': [28.2, 21.0], 'Alamitos': [30.4, 108.0], 'Encina': [32.2, 10.0], 'Olinda': [33.3, 0.0], 'Valley': [33.3, 0.0], 'Chino': [33.5, 0.0], 'Del Amo': [33.9, 83.0], 'Mira Loma': [34.6, 0.0], 'Palomar Airport': [34.6, 7.0], 'Long Beach': [36.7, 49.0], 'Harborgen': [37.2, 36.0], 'Walnut': [37.9, 0.0], 'Center': [38.3, 0.0], 'Hinson': [38.4, 16.0], 'Lighthipe': [38.8, 0.0], 'Arcogen': [39.4, 7.0]} | 3216.0042 | 240.3478 | 7.473% | 2975.6563 | 92.53% | [5 empty] | 0 | 0% | 0 | 0% | 54.0688 | 1.681% | 0 | 0% | 3.1489 | 0.09791% | 3212.8553 | 936.0052 | 29.1% | 2279.9989 | 2966.4509 | 92.24% | 249.5532 | 2969.5999 | 92.34% | 246.4043 | 11.1289 | 0.346% | 3204.8753 | 277.1161 | 8.617% | 2938.888
119 | Trabuco | Greater_LA | {'Margarita': [2.8, 222.0], 'Capistrano': [3.5, 238.0], 'Viejo': [7.4, 242.0], 'Santiago': [8.9, 245.0], 'Talega': [9.6, 130.0], 'Johanna': [14.6, 209.0], 'San Onofre': [15.0, 130.0], 'Ellis': [17.7, 171.0], 'Lee Lake (Proposed)': [18.2, 0.0], 'Huntington Beach': [18.5, 173.0], 'Serrano': [19.5, 152.0], 'Villa Park': [19.7, 154.0], 'Lewis': [21.4, 153.0], 'Barre': [24.6, 138.0], 'Alamitos': [28.2, 134.0], 'Olinda': [30.0, 0.0], 'Chino': [30.0, 0.0], 'San Luis Rey': [31.2, 19.0], 'Mira Loma': [31.3, 0.0], 'Del Amo': [31.3, 109.0], 'Valley': [32.2, 0.0], 'Walnut': [34.6, 0.0], 'Long Beach': [34.7, 75.0], 'Harborgen': [35.2, 63.0], 'Encina': [35.3, 8.0], 'Center': [35.4, 3.0], 'Lighthipe': [36.2, 22.0], 'Hinson': [36.2, 42.0], 'Rancho Vista': [37.1, 0.0], 'Etiwanda': [37.2, 0.0], 'Arcogen': [37.2, 33.0], 'Palomar Airport': [37.6, 4.0], 'Padua': [38.5, 0.0], 'Vista': [38.8, 0.0], 'Laguna Bell': [39.4, 0.0]} | 4387.4199 | 264.1261 | 6.02% | 4123.2939 | 93.98% | [5 empty] | 0 | 0% | 0 | 0% | 54.0688 | 1.232% | 0 | 0% | 3.1489 | 0.07177% | 4384.271 | 1094.5769 | 24.95% | 3292.843 | 4115.0894 | 93.79% | 272.3306 | 4118.2383 | 93.86% | 269.1816 | 0.73626 | 0.01678% | 4386.6837 | 347.7127 | 7.925% | 4039.7072
120 | Pleasant Grove | Northern_California | {'Rio Oso': [11.6, 28250.0], 'Gold Hill': [14.6, 3396.0], 'Higgins': [19.2, 4949.0], 'Olivehurst': [22.6, 23708.0], 'Woodland': [26.4, 5039.0], 'East Marysville': [27.3, 22966.0], 'Placerville': [28.9, 0.0], 'Davis': [30.0, 1363.0], 'Pease': [30.7, 17769.0], 'Brunswick': [31.8, 0.0], 'Colgate': [35.7, 0.0], 'Madison': [37.3, 1362.0], 'Honcut': [37.8, 2968.0]} | 105350.1172 | 28250.1973 | 26.82% | 77099.9199 | 73.18% | [5 empty] | 36685.3516 | 34.82% | 40029.043 | 38% | 600.8057 | 0.5703% | 0 | 0% | 62907.2109 | 59.71% | 42442.9062 | 6939.1606 | 6.587% | 98410.9565 | 29147.2617 | 27.67% | 76202.8555 | 73734.9141 | 69.99% | 31615.2031 | 580.3508 | 0.5509% | 104769.7664 | 18424.543 | 17.49% | 86925.5742
121 | Summit | Northern_California | {'Drum 1': [21.2, 11531.0], 'Brunswick': [35.7, 702.0]} | 236599.0156 | 25429.2363 | 10.75% | 211169.7793 | 89.25% | [5 empty] | 8.1456 | 0.003443% | 94.7676 | 0.04005% | 139473.0625 | 58.95% | 6999.4595 | 2.958% | 80356.6875 | 33.96% | 156242.3281 | 29304.2852 | 12.39% | 207294.7305 | 57943 | 24.49% | 178656.0156 | 124806.6328 | 52.75% | 111792.3828 | 163561.8125 | 69.13% | 73037.2031 | 21336.8633 | 9.018% | 215262.1523
122 | Devers | Riverside | {'Mirage': [14.4, 11494.0], 'El Casco': [28.8, 4912.0], 'Lugo - Pisgah (Proposed)': [32.0, 667.0], 'Valley': [36.0, 2666.0], 'San Bernardino': [39.2, 0.0]} | 68852.6641 | 17072.7578 | 24.8% | 51779.9062 | 75.2% | [5 empty] | 101.0572 | 0.1468% | 10.2302 | 0.01486% | 22755.1602 | 33.05% | 26926.1562 | 39.11% | 25255.7363 | 36.68% | 43596.9277 | 15557.2422 | 22.59% | 53295.4219 | 27632.9863 | 40.13% | 41219.6777 | 38856.6875 | 56.43% | 29995.9766 | 35203.8711 | 51.13% | 33648.793 | 1376.1569 | 1.999% | 67476.5072
123 | Kern | Riverside (Exclude) | {'Julian Hinds': [13.4, 15433.0], 'Red Bluff': [15.1, 21085.0]} | 51916.8359 | 21088.5566 | 40.62% | 30828.2793 | 59.38% | [5 empty] | 488.6097 | 0.9411% | 0 | 0% | 0 | 0% | 0 | 0% | 14535.2393 | 28% | 37381.5967 | 7628.9736 | 14.69% | 44287.8623 | 714.6594 | 1.377% | 51202.1766 | 21193.6758 | 40.82% | 30723.1602 | 16336.6309 | 31.47% | 35580.2051 | 519.037 | 0.9997% | 51397.7989
124 | Mirage | Riverside | {'Devers': [14.4, 11494.0]} | 69717.0469 | 16444.0391 | 23.59% | 53273.0078 | 76.41% | [5 empty] | 789.7257 | 1.133% | 1155.9026 | 1.658% | 13306.3672 | 19.09% | 6675.5684 | 9.575% | 14157.4707 | 20.31% | 55559.5762 | 25931.4844 | 37.2% | 43785.5625 | 23525.7852 | 33.74% | 46191.2617 | 37800.4844 | 54.22% | 31916.5625 | 30026.4336 | 43.07% | 39690.6133 | 518.2122 | 0.7433% | 69198.8347
125 | Valley | Riverside (Exclude) | {'El Casco': [16.3, 2666.0], 'Lee Lake (Proposed)': [16.9, 0.0], 'Vista': [22.8, 0.0], 'San Bernardino': [23.9, 0.0], 'Viejo': [28.5, 0.0], 'Mira Loma': [29.9, 0.0], 'Margarita': [30.2, 0.0], 'Talega': [31.1, 0.0], 'Etiwanda': [32.1, 0.0], 'Trabuco': [32.2, 0.0], 'Rancho Vista': [32.4, 0.0], 'Capistrano': [33.3, 0.0], 'San Onofre': [34.3, 0.0], 'Chino': [34.9, 0.0], 'Santiago': [35.6, 0.0], 'Devers': [36.0, 2666.0], 'Serrano': [37.0, 0.0], 'San Luis Rey': [37.8, 0.0], 'Padua': [38.2, 0.0], 'Villa Park': [39.4, 0.0]} | 5191.293 | 2665.8972 | 51.35% | 2525.3958 | 48.65% | [5 empty] | 0 | 0% | 0 | 0% | 0 | 0% | 5191.293 | 100% | 120.6758 | 2.325% | 5070.6171 | 1029.2676 | 19.83% | 4162.0254 | 1194.4539 | 23.01% | 3996.8391 | 1194.4539 | 23.01% | 3996.8391 | 2086.1174 | 40.18% | 3105.1755 | 94.0955 | 1.813% | 5097.1975
126 | Gold Hill | Solano | {'Pleasant Grove': [14.6, 3396.0], 'Placerville': [19.7, 0.0], 'Rio Oso': [26.2, 3396.0], 'Higgins': [26.8, 80.0], 'Camanche': [31.3, 0.0], 'Davis': [33.2, 1.0], 'Woodland': [33.7, 3100.0], 'Rancho Seco - Bellota (Proposed)': [37.0, 0.0], 'Olivehurst': [37.1, 289.0], 'Lockeford': [37.3, 0.0], 'Grand Island': [38.3, 0.0], 'Brunswick': [40.0, 0.0]} | 7472.9839 | 3396.4546 | 45.45% | 4076.5293 | 54.55% | [5 empty] | 3792.5276 | 50.75% | 85.8933 | 1.149% | 0 | 0% | 0 | 0% | 1757.7091 | 23.52% | 5715.2748 | 0 | 0% | 7472.9839 | 797.2826 | 10.67% | 6675.7013 | 2554.9917 | 34.19% | 4917.9922 | 0 | 0% | 7472.9839 | 2207.895 | 29.55% | 5265.0889
127 | Grand Island | Solano | {'Shiloh III': [14.6, 16304.0], 'Birds Landing': [15.0, 8735.0], 'Eight Mile': [16.6, 15338.0], 'Contra Costa': [19.1, 5689.0], 'Peabody': [21.0, 23288.0], 'Stagg': [21.1, 14394.0], 'Pittsburg': [21.4, 5689.0], 'Vaca-Dixon & Gc Yard': [21.4, 22782.0], 'Lone Tree': [21.8, 5677.0], 'Brentwood': [22.1, 1442.0], 'Kirker': [22.5, 5689.0], 'Davis': [23.0, 17599.0], 'Lockeford': [24.7, 15528.0], 'Clayton': [28.6, 2050.0], 'Weber': [28.8, 7391.0], 'Delta Pumps': [29.8, 0.0], 'Putah Creek': [29.8, 17599.0], 'Kelso': [30.0, 0.0], 'Camanche': [30.8, 13745.0], 'Woodland': [32.2, 14812.0], 'Martinez': [32.3, 508.0], 'Rancho Seco - Bellota (Proposed)': [33.0, 5794.0], 'Vierra': [34.6, 0.0], 'Bellota': [34.7, 353.0], 'Midway Green Ridge Services': [34.9, 0.0], 'Cayetano': [35.4, 0.0], 'Tesla': [35.9, 0.0], 'Madison': [36.6, 10982.0], 'Tulucay': [36.8, 0.0], 'Carquinez': [37.1, 120.0], 'Gold Hill': [38.3, 0.0]} | 284818.0625 | 40516.6055 | 14.23% | 244301.457 | 85.77% | [5 empty] | 66120.9219 | 23.22% | 146121.1875 | 51.3% | 0 | 0% | 0 | 0% | 35031.875 | 12.3% | 249786.1875 | 74717.9453 | 26.23% | 210100.1172 | 80866.0547 | 28.39% | 203952.0078 | 105380.6328 | 37% | 179437.4297 | 1541.9307 | 0.5414% | 283276.1318 | 42109.1367 | 14.78% | 242708.9258
128 | Chino | Greater_Kramer | {'Mira Loma': [6.6, 0.0], 'Padua': [8.7, 0.0], 'Rancho Vista': [10.3, 0.0], 'Etiwanda': [10.7, 0.0], 'Serrano': [13.3, 0.0], 'Olinda': [14.5, 0.0], 'Villa Park': [15.5, 0.0], 'Walnut': [15.6, 0.0], 'Lewis': [18.2, 0.0], 'Rio Hondo': [18.8, 0.0], 'Vista': [20.8, 0.0], 'Lee Lake (Proposed)': [21.6, 0.0], 'Barre': [21.8, 0.0], 'Johanna': [22.0, 0.0], 'Viejo': [22.9, 0.0], 'Santiago': [23.5, 0.0], 'Mesa': [24.9, 0.0], 'Center': [25.0, 0.0], 'Goodrich': [25.7, 0.0], 'San Bernardino': [25.9, 0.0], 'Del Amo': [26.2, 0.0], 'Ellis': [26.4, 0.0], 'Laguna Bell': [27.0, 0.0], 'Alamitos': [29.0, 0.0], 'Lighthipe': [29.7, 0.0], 'Huntington Beach': [29.8, 0.0], 'Trabuco': [30.0, 0.0], 'Lugo': [31.0, 0.0], 'Margarita': [31.0, 0.0], 'Gould': [33.0, 0.0], 'Capistrano': [33.5, 0.0], 'Hinson': [33.6, 0.0], 'El Casco': [34.6, 0.0], 'Arcogen': [34.8, 0.0], 'Valley': [34.9, 0.0], 'Harborgen': [35.0, 0.0], 'Long Beach': [35.3, 0.0], 'Talega': [38.1, 0.0], 'La Fresa': [38.6, 0.0], 'Victor': [38.7, 0.0]} | 1758.5729 | 0 | 0% | 1758.5729 | 100% | [5 empty] | 0 | 0% | 0 | 0% | 64.8812 | 3.689% | 1693.6885 | 96.31% | 1614.5541 | 91.81% | 144.0188 | 939.9659 | 53.45% | 818.6069 | 740.6205 | 42.11% | 1017.9523 | 1758.5729 | 100% | 0 | 1041.4152 | 59.22% | 717.1577 | 66.8107 | 3.799% | 1691.7622
129 | Kramer | Greater_Kramer (Exclude) | {'Randsburg': [26.6, 22672.0], 'Roadway': [29.4, 893.0], 'Tortilla': [30.3, 2034.0], 'Victor': [34.5, 648.0]} | 122191.4531 | 35395.0586 | 28.97% | 86796.3945 | 71.03% | [5 empty] | 53.5962 | 0.04386% | 13.1213 | 0.01074% | 0 | 0% | 0 | 0% | 48512.7539 | 39.7% | 73678.6992 | 22344.4023 | 18.29% | 99847.0508 | 4205.0562 | 3.441% | 117986.397 | 68067.9375 | 55.71% | 54123.5156 | 60406.6211 | 49.44% | 61784.832 | 361.354 | 0.2957% | 121830.0991
130 | Lugo | Greater_Kramer | {'Victor': [9.6, 18211.0], 'Roadway': [14.7, 17906.0], 'San Bernardino': [21.1, 388.0], 'Etiwanda': [21.2, 8.0], 'Rancho Vista': [21.4, 8.0], 'Vista': [22.6, 329.0], 'Padua': [23.0, 8.0], 'Mira Loma': [27.1, 0.0], 'Calcite': [27.8, 3210.0], 'Chino': [31.0, 0.0], 'El Casco': [32.2, 326.0], 'Tortilla': [39.3, 16.0], 'Rio Hondo': [39.4, 0.0]} | 118020.8828 | 18657.0879 | 15.81% | 99363.7949 | 84.19% | [5 empty] | 91.862 | 0.07784% | 81.2198 | 0.06882% | 24606.6113 | 20.85% | 30858.9355 | 26.15% | 65113.4961 | 55.17% | 52907.3867 | 59163.8047 | 50.13% | 58857.0781 | 48612.2969 | 41.19% | 69408.5859 | 94771.6406 | 80.3% | 23249.2422 | 39797.6328 | 33.72% | 78223.25 | 2668.0232 | 2.261% | 115352.8596
131 | Mira Loma | Greater_Kramer | {'Rancho Vista': [5.8, 0.0], 'Etiwanda': [6.0, 0.0], 'Chino': [6.6, 0.0], 'Padua': [8.8, 0.0], 'Vista': [14.3, 0.0], 'Serrano': [17.9, 0.0], 'Lee Lake (Proposed)': [19.0, 0.0], 'San Bernardino': [19.3, 0.0], 'Villa Park': [20.4, 0.0], 'Olinda': [21.0, 0.0], 'Walnut': [22.1, 0.0], 'Lewis': [23.6, 0.0], 'Viejo': [23.9, 0.0], 'Rio Hondo': [24.8, 0.0], 'Johanna': [26.2, 0.0], 'Santiago': [26.4, 0.0], 'Lugo': [27.1, 0.0], 'Barre': [27.6, 0.0], 'El Casco': [28.1, 0.0], 'Valley': [29.9, 0.0], 'Ellis': [31.1, 0.0], 'Trabuco': [31.3, 0.0], 'Mesa': [31.4, 0.0], 'Center': [31.6, 0.0], 'Goodrich': [31.6, 0.0], 'Margarita': [31.8, 0.0], 'Del Amo': [32.5, 0.0], 'Laguna Bell': [33.6, 0.0], 'Huntington Beach': [34.5, 0.0], 'Capistrano': [34.6, 0.0], 'Alamitos': [35.0, 0.0], 'Victor': [35.7, 0.0], 'Lighthipe': [36.2, 0.0], 'Talega': [38.2, 0.0], 'Gould': [38.6, 0.0]} | 5883.0767 | 0 | 0% | 5883.0767 | 100% | [5 empty] | 9.5614 | 0.1625% | 0 | 0% | 250.941 | 4.265% | 5632.127 | 95.73% | 5739.0581 | 97.55% | 144.0186 | 3826.8987 | 65.05% | 2056.178 | 2052.8618 | 34.89% | 3830.2148 | 5883.0767 | 100% | 0 | 3058.9136 | 52% | 2824.1631 | 475.3389 | 8.08% | 5407.7378
132 | Padua | Greater_Kramer | {'Rancho Vista': [6.4, 8.0], 'Etiwanda': [6.8, 8.0], 'Chino': [8.7, 0.0], 'Mira Loma': [8.8, 0.0], 'Vista': [19.2, 3.0], 'Walnut': [19.4, 0.0], 'Rio Hondo': [19.6, 0.0], 'Olinda': [20.2, 0.0], 'Serrano': [21.9, 0.0], 'Lugo': [23.0, 8.0], 'San Bernardino': [23.1, 8.0], 'Villa Park': [23.8, 0.0], 'Goodrich': [25.8, 0.0], 'Lewis': [26.1, 0.0], 'Mesa': [27.6, 0.0], 'Lee Lake (Proposed)': [27.7, 0.0], 'Barre': [29.1, 0.0], 'Center': [29.8, 0.0], 'Victor': [30.2, 8.0], 'Johanna': [30.6, 0.0], 'Laguna Bell': [30.8, 0.0], 'Viejo': [31.2, 0.0], 'Gould': [32.1, 0.0], 'Santiago': [32.2, 0.0], 'Del Amo': [32.3, 0.0], 'El Casco': [34.0, 0.0], 'Roadway': [34.0, 8.0], 'Ellis': [34.7, 0.0], 'Lighthipe': [34.9, 0.0], 'Alamitos': [36.0, 0.0], 'Vincent': [37.2, 0.0], 'Huntington Beach': [38.0, 0.0], 'Valley': [38.2, 0.0], 'Trabuco': [38.5, 0.0], 'Margarita': [39.3, 0.0], 'Hinson': [39.4, 0.0]} | 25133.8281 | 7.6831 | 0.03057% | 25126.145 | 99.97% | [5 empty] | 32.1555 | 0.1279% | 0 | 0% | 6620.9731 | 26.34% | 18513.082 | 73.66% | 15086.2715 | 60.02% | 10047.5566 | 18963.3828 | 75.45% | 6170.4453 | 18427.0684 | 73.32% | 6706.7598 | 24520.8457 | 97.56% | 612.9824 | 13567.6445 | 53.98% | 11566.1836 | 1050.9948 | 4.182% | 24082.8334
133 | Pisgah | Greater_Kramer | {'Cool Water': [27.3, 29754.0], 'Lugo - Pisgah (Proposed)': [30.1, 1.0], 'Calcite': [35.3, 0.0], 'Tortilla': [37.1, 3910.0]} | 73135.4062 | 30917.7852 | 42.27% | 42217.6211 | 57.73% | [5 empty] | 1014.8731 | 1.388% | 1617.1062 | 2.211% | 0 | 0% | 0 | 0% | 19030.4863 | 26.02% | 54104.9199 | 13324.7549 | 18.22% | 59810.6514 | 15392.835 | 21.05% | 57742.5713 | 24102.082 | 32.96% | 49033.3242 | 26410.5762 | 36.11% | 46724.8301 | 1358.0807 | 1.857% | 71777.3256
134 | Roadway | Greater_Kramer | {'Victor': [5.1, 24547.0], 'Lugo': [14.7, 17906.0], 'Calcite': [28.5, 4722.0], 'Kramer': [29.4, 893.0], 'Tortilla': [29.4, 3557.0], 'Padua': [34.0, 8.0], 'Etiwanda': [34.2, 8.0], 'Rancho Vista': [34.3, 8.0], 'San Bernardino': [35.7, 8.0], 'Vista': [37.3, 3.0], 'Cool Water': [37.5, 249.0]} | 162129.6094 | 30459.7344 | 18.79% | 131669.875 | 81.21% | [5 empty] | 171.3289 | 0.1057% | 72.1619 | 0.04451% | 15512.7305 | 9.568% | 14634.2676 | 9.026% | 79639.6016 | 49.12% | 82490.0078 | 74929.625 | 46.22% | 87199.9844 | 36240.7695 | 22.35% | 125888.8398 | 111538.2578 | 68.8% | 50591.3516 | 58061.1562 | 35.81% | 104068.4531 | 3283.5359 | 2.025% | 158846.0735
135 | Tortilla | Greater_Kramer | {'Cool Water': [10.0, 10229.0], 'Calcite': [24.5, 1783.0], 'Roadway': [29.4, 3557.0], 'Kramer': [30.3, 2034.0], 'Victor': [32.0, 3022.0], 'Pisgah': [37.1, 3910.0], 'Lugo - Pisgah (Proposed)': [39.2, 0.0], 'Lugo': [39.3, 16.0]} | 105198.6719 | 16070.6377 | 15.28% | 89128.0342 | 84.72% | [5 empty] | 495.3898 | 0.4709% | 1285.9677 | 1.222% | 0 | 0% | 0 | 0% | 56674.4805 | 53.87% | 48524.1914 | 34848.8867 | 33.13% | 70349.7852 | 11199.8457 | 10.65% | 93998.8262 | 73150.6484 | 69.54% | 32048.0234 | 52871.918 | 50.26% | 52326.7539 | 3041.3479 | 2.891% | 102157.324
136 | Victor | Greater_Kramer | {'Roadway': [5.1, 24547.0], 'Lugo': [9.6, 18211.0], 'Calcite': [26.9, 4973.0], 'Etiwanda': [29.7, 8.0], 'Rancho Vista': [29.9, 8.0], 'Padua': [30.2, 8.0], 'San Bernardino': [30.5, 62.0], 'Tortilla': [32.0, 3022.0], 'Vista': [32.2, 3.0], 'Kramer': [34.5, 648.0], 'Mira Loma': [35.7, 0.0], 'Chino': [38.7, 0.0], 'Cool Water': [39.2, 0.0]} | 145803.7969 | 24851.9297 | 17.04% | 120951.8672 | 82.96% | [5 empty] | 78.5647 | 0.05388% | 96.1805 | 0.06597% | 16879.0449 | 11.58% | 25877.3438 | 17.75% | 78017.5703 | 53.51% | 67786.2266 | 70939.1562 | 48.65% | 74864.6406 | 41885.4961 | 28.73% | 103918.3008 | 104463.1641 | 71.65% | 41340.6328 | 50986.5469 | 34.97% | 94817.25 | 3046.9036 | 2.09% | 142756.8933
137 | Vista | Greater_Kramer | {'San Bernardino': [5.3, 480.0], 'Etiwanda': [12.4, 3.0], 'Rancho Vista': [12.8, 3.0], 'Mira Loma': [14.3, 0.0], 'El Casco': [14.8, 476.0], 'Padua': [19.2, 3.0], 'Chino': [20.8, 0.0], 'Lee Lake (Proposed)': [21.5, 0.0], 'Lugo': [22.6, 329.0], 'Valley': [22.8, 0.0], 'Serrano': [30.7, 0.0], 'Viejo': [31.8, 0.0], 'Victor': [32.2, 3.0], 'Villa Park': [33.4, 0.0], 'Olinda': [35.2, 0.0], 'Walnut': [36.3, 0.0], 'Santiago': [36.6, 0.0], 'Lewis': [37.0, 0.0], 'Roadway': [37.3, 3.0], 'Johanna': [38.1, 0.0], 'Rio Hondo': [38.2, 0.0], 'Margarita': [38.2, 0.0], 'Trabuco': [38.8, 0.0]} | 20659.9746 | 479.5544 | 2.321% | 20180.4203 | 97.68% | [5 empty] | 9.5614 | 0.04628% | 1.7313 | 0.00838% | 570.8624 | 2.763% | 20089.1699 | 97.24% | 17696.6016 | 85.66% | 2963.373 | 7783.9551 | 37.68% | 12876.0195 | 9553.3643 | 46.24% | 11106.6104 | 19479.6074 | 94.29% | 1180.3672 | 12445.4521 | 60.24% | 8214.5225 | 1765.8531 | 8.547% | 18894.1215
138 | Encina | Greater_SD | {'Palomar Airport': [2.9, 79.0], 'San Luis Rey': [5.1, 66.0], 'Escondido': [12.7, 67.0], 'Penasquitos': [16.5, 33.0], 'San Onofre': [20.4, 56.0], 'Sycamore Canyon': [23.3, 24.0], 'Kearny': [24.0, 24.0], 'Talega': [25.7, 34.0], 'Mission': [26.9, 21.0], 'Old Town': [26.9, 21.0], 'Capistrano': [32.2, 10.0], 'Silvergate': [32.4, 18.0], 'Margarita': [33.1, 10.0], 'Trabuco': [35.3, 8.0], 'Miguel': [37.7, 0.0], 'Bay Boulevard': [39.0, 9.0]} | 1125.9828 | 82.6558 | 7.341% | 1043.327 | 92.66% | [5 empty] | 110.8009 | 9.84% | 0 | 0% | 0 | 0% | 0 | 0% | 123.2469 | 10.95% | 1002.7358 | 985.3743 | 87.51% | 140.6085 | 1041.6965 | 92.51% | 84.2863 | 1041.6965 | 92.51% | 84.2863 | 18.0543 | 1.603% | 1107.9285 | 243.8098 | 21.65% | 882.173
139 | Escondido | Greater_SD | {'Palomar Airport': [9.9, 67.0], 'Encina': [12.7, 67.0], 'San Luis Rey': [13.9, 56.0], 'Sycamore Canyon': [15.2, 18.0], 'Penasquitos': [15.5, 27.0], 'Kearny': [20.2, 18.0], 'Mission': [23.6, 16.0], 'Old Town': [25.2, 16.0], 'Silvergate': [29.7, 13.0], 'San Onofre': [30.4, 46.0], 'Miguel': [31.8, 0.0], 'Suncrest': [33.3, 0.0], 'Talega': [34.7, 23.0], 'Bay Boulevard': [35.6, 4.0], 'Otay Mesa': [39.8, 0.0]} | 1432.9753 | 66.9415 | 4.672% | 1366.0339 | 95.33% | [5 empty] | 110.8009 | 7.732% | 0 | 0% | 0 | 0% | 447.0985 | 31.2% | 570.3455 | 39.8% | 862.6299 | 882.2582 | 61.57% | 550.7171 | 1365.8348 | 95.31% | 67.1405 | 1365.8348 | 95.31% | 67.1405 | 391.6929 | 27.33% | 1041.2824 | 240.3485 | 16.77% | 1192.6268
140 | Kearny | Greater_SD | {'Mission': [3.4, 1091.0], 'Old Town': [5.8, 1091.0], 'Penasquitos': [7.8, 1085.0], 'Sycamore Canyon': [8.3, 1033.0], 'Silvergate': [9.5, 1088.0], 'Miguel': [13.7, 1024.0], 'Bay Boulevard': [15.6, 1079.0], 'Escondido': [20.2, 18.0], 'Palomar Airport': [21.9, 55.0], 'Otay Mesa': [22.0, 787.0], 'Encina': [24.0, 24.0], 'Suncrest': [26.2, 0.0], 'San Luis Rey': [28.6, 7.0], 'Suncrest - Ocotillo (Proposed)': [40.0, 0.0]} | 5581.0576 | 1093.7401 | 19.6% | 4487.3175 | 80.4% | [5 empty] | 0 | 0% | 0 | 0% | 0 | 0% | 0 | 0% | 94.2832 | 1.689% | 5486.7744 | 1101.1375 | 19.73% | 4479.9202 | 4457.5239 | 79.87% | 1123.5337 | 4475.8472 | 80.2% | 1105.2104 | 0 | 0% | 5581.0576 | 91.0307 | 1.631% | 5490.0269
141 | Miguel | Greater_SD | {'Bay Boulevard': [8.1, 1085.0], 'Otay Mesa': [8.3, 848.0], 'Silvergate': [9.4, 1085.0], 'Mission': [11.6, 1043.0], 'Old Town': [13.6, 1042.0], 'Kearny': [13.7, 1024.0], 'Sycamore Canyon': [16.7, 963.0], 'Suncrest': [19.7, 0.0], 'Penasquitos': [21.5, 1015.0], 'Escondido': [31.8, 0.0], 'Suncrest - Ocotillo (Proposed)': [32.3, 0.0], 'Palomar Airport': [35.4, 0.0], 'Encina': [37.7, 0.0]} | 6466.5493 | 1085.1549 | 16.78% | 5381.3944 | 83.22% | [5 empty] | 0 | 0% | 0 | 0% | 441.3843 | 6.826% | 116.2182 | 1.797% | 276.1021 | 4.27% | 6190.4472 | 1677.4304 | 25.94% | 4789.1189 | 5262.3447 | 81.38% | 1204.2046 | 5280.668 | 81.66% | 1185.8813 | 196.6821 | 3.042% | 6269.8672 | 238.7802 | 3.693% | 6227.7691
142 | Mission | Greater_SD | {'Kearny': [3.4, 1091.0], 'Old Town': [3.4, 1109.0], 'Silvergate': [6.1, 1107.0], 'Penasquitos': [10.4, 1082.0], 'Sycamore Canyon': [11.1, 1030.0], 'Miguel': [11.6, 1043.0], 'Bay Boulevard': [12.3, 1098.0], 'Otay Mesa': [19.6, 805.0], 'Escondido': [23.6, 16.0], 'Palomar Airport': [24.9, 52.0], 'Suncrest': [26.5, 0.0], 'Encina': [26.9, 21.0], 'San Luis Rey': [31.6, 5.0]} | 6213.4072 | 1109.8572 | 17.86% | 5103.55 | 82.14% | [5 empty] | 0 | 0% | 0 | 0% | 178.5178 | 2.873% | 0 | 0% | 143.5925 | 2.311% | 6069.8147 | 1555.1545 | 25.03% | 4658.2527 | 5071.853 | 81.63% | 1141.5542 | 5090.1763 | 81.92% | 1123.231 | 0 | 0% | 6213.4072 | 200.8417 | 3.232% | 6012.5655
143 | Old Town | Greater_SD | {'Mission': [3.4, 1109.0], 'Silvergate': [5.7, 1107.0], 'Kearny': [5.8, 1091.0], 'Penasquitos': [10.6, 1082.0], 'Bay Boulevard': [12.3, 1097.0], 'Miguel': [13.6, 1042.0], 'Sycamore Canyon': [14.0, 1030.0], 'Otay Mesa': [21.1, 805.0], 'Escondido': [25.2, 16.0], 'Palomar Airport': [25.2, 52.0], 'Encina': [26.9, 21.0], 'Suncrest': [29.8, 0.0], 'San Luis Rey': [31.8, 5.0]} | 6092.9575 | 1109.416 | 18.21% | 4983.5415 | 81.79% | [5 empty] | 0 | 0% | 0 | 0% | 178.5178 | 2.93% | 0 | 0% | 143.5925 | 2.357% | 5949.365 | 1555.1545 | 25.52% | 4537.803 | 4951.8447 | 81.27% | 1141.1128 | 4970.168 | 81.57% | 1122.7896 | 0 | 0% | 6092.9575 | 189.4647 | 3.11% | 5903.4928
144 | Penasquitos | Greater_SD | {'Kearny': [7.8, 1085.0], 'Mission': [10.4, 1082.0], 'Old Town': [10.6, 1082.0], 'Sycamore Canyon': [10.9, 1033.0], 'Palomar Airport': [14.6, 64.0], 'Escondido': [15.5, 27.0], 'Silvergate': [16.0, 1079.0], 'Encina': [16.5, 33.0], 'San Luis Rey': [21.2, 17.0], 'Miguel': [21.5, 1015.0], 'Bay Boulevard': [22.6, 1070.0], 'Otay Mesa': [29.7, 778.0], 'Suncrest': [32.1, 0.0], 'San Onofre': [36.6, 6.0]} | 5518.1177 | 1093.7902 | 19.82% | 4424.3275 | 80.18% | [5 empty] | 0 | 0% | 0 | 0% | 0 | 0% | 0 | 0% | 109.7109 | 1.988% | 5408.4067 | 1079.8514 | 19.57% | 4438.2662 | 4394.5122 | 79.64% | 1123.6055 | 4412.8354 | 79.97% | 1105.2822 | 0 | 0% | 5518.1177 | 96.8877 | 1.756% | 5421.23
145 | San Luis Rey | Greater_SD | {'Encina': [5.1, 66.0], 'Palomar Airport': [6.7, 63.0], 'Escondido': [13.9, 56.0], 'San Onofre': [16.8, 68.0], 'Penasquitos': [21.2, 17.0], 'Talega': [21.6, 45.0], 'Sycamore Canyon': [26.8, 7.0], 'Capistrano': [28.2, 21.0], 'Kearny': [28.6, 7.0], 'Margarita': [28.8, 21.0], 'Trabuco': [31.2, 19.0], 'Mission': [31.6, 5.0], 'Old Town': [31.8, 5.0], 'Viejo': [36.1, 7.0], 'Silvergate': [37.3, 2.0], 'Lee Lake (Proposed)': [37.7, 0.0], 'Valley': [37.8, 0.0]} | 1201.915 | 77.9359 | 6.484% | 1123.9791 | 93.52% | [5 empty] | 110.8009 | 9.219% | 0 | 0% | 39.1851 | 3.26% | 0 | 0% | 123.2469 | 10.25% | 1078.6681 | 1074.5574 | 89.4% | 127.3577 | 1122.4276 | 93.39% | 79.4874 | 1122.4276 | 93.39% | 79.4874 | 18.0543 | 1.502% | 1183.8608 | 252.6864 | 21.02% | 949.2287
146 | Sycamore Canyon | Greater_SD | {'Kearny': [8.3, 1033.0], 'Penasquitos': [10.9, 1033.0], 'Mission': [11.1, 1030.0], 'Old Town': [14.0, 1030.0], 'Escondido': [15.2, 18.0], 'Silvergate': [16.6, 1028.0], 'Miguel': [16.7, 963.0], 'Palomar Airport': [20.6, 55.0], 'Suncrest': [21.6, 0.0], 'Bay Boulevard': [21.6, 1018.0], 'Encina': [23.3, 24.0], 'Otay Mesa': [24.6, 778.0], 'San Luis Rey': [26.8, 7.0], 'Suncrest - Ocotillo (Proposed)': [35.0, 0.0]} | 4999.229 | 1032.9229 | 20.66% | 3966.3062 | 79.34% | [5 empty] | 0 | 0% | 0 | 0% | 0 | 0% | 0 | 0% | 111.2157 | 2.225% | 4888.0133 | 631.068 | 12.62% | 4368.161 | 3937.4248 | 78.76% | 1061.8042 | 3955.7483 | 79.13% | 1043.4807 | 0 | 0% | 4999.229 | 79.0011 | 1.58% | 4920.2279
147 | Talega | Greater_SD | {'San Onofre': [5.8, 156.0], 'Capistrano': [6.8, 133.0], 'Margarita': [7.4, 132.0], 'Trabuco': [9.6, 130.0], 'Viejo': [15.3, 118.0], 'Santiago': [18.5, 111.0], 'Lee Lake (Proposed)': [21.6, 0.0], 'San Luis Rey': [21.6, 45.0], 'Johanna': [24.2, 75.0], 'Encina': [25.7, 34.0], 'Ellis': [26.8, 37.0], 'Huntington Beach': [27.0, 39.0], 'Palomar Airport': [28.1, 30.0], 'Serrano': [28.8, 18.0], 'Villa Park': [29.2, 20.0], 'Lewis': [31.0, 19.0], 'Valley': [31.1, 0.0], 'Barre': [34.1, 4.0], 'Escondido': [34.7, 23.0], 'Alamitos': [37.2, 0.0], 'Chino': [38.1, 0.0], 'Mira Loma': [38.2, 0.0], 'Olinda': [39.5, 0.0]} | 1688.1361 | 156.6107 | 9.277% | 1531.5255 | 90.72% | [5 empty] | 110.8009 | 6.564% | 0 | 0% | 54.0688 | 3.203% | 0 | 0% | 47.857 | 2.835% | 1640.2791 | 1023.5869 | 60.63% | 664.5492 | 1526.2582 | 90.41% | 161.8779 | 1529.114 | 90.58% | 159.0221 | 18.0543 | 1.069% | 1670.0818 | 217.349 | 12.88% | 1470.7871
148 | Martin (San Francisco H) | Peninsula_Monterey | {'Eastshore': [16.9, 4592.0], 'Ignacio': [26.8, 3284.0], 'Martinez': [26.8, 3563.0], 'Newark': [27.1, 1860.0], 'Carquinez': [28.2, 3242.0], 'Clayton': [29.2, 530.0], 'Los Esteros': [32.3, 169.0], 'Scott': [33.6, 151.0], 'Cayetano': [35.0, 0.0], 'Kirker': [35.2, 0.0], 'Pittsburg': [36.2, 0.0], 'Tulucay': [38.4, 2.0], 'Lakeville': [39.0, 64.0], 'Lone Tree': [39.2, 0.0], 'Contra Costa': [39.9, 0.0]} | 37449.4141 | 9356.3584 | 24.98% | 28093.0557 | 75.02% | [5 empty] | 301.2061 | 0.8043% | 196.1706 | 0.5238% | 2037.1688 | 5.44% | 11714.8809 | 31.28% | 12099.6787 | 32.31% | 25349.7354 | 19388.1387 | 51.77% | 18061.2754 | 25882.459 | 69.11% | 11566.9551 | 27309.5195 | 72.92% | 10139.8945 | 9432.6689 | 25.19% | 28016.7451 | 3517.0559 | 9.391% | 33932.3582
149 | Bellota | Solano | {'Rancho Seco - Bellota (Proposed)': [8.2, 12811.0], 'Lockeford': [10.7, 19131.0], 'Camanche': [13.7, 2520.0], 'Weber': [14.0, 39861.0], 'Riverbank': [18.0, 45006.0], 'Stagg': [18.3, 27536.0], 'Ripon': [19.3, 44392.0], 'Eight Mile': [20.0, 10508.0], 'Vierra': [20.7, 34655.0], 'Warnerville': [22.1, 38451.0], 'New Melones': [26.8, 3090.0], 'Peoria': [29.2, 1601.0], 'Chinese Station': [30.8, 734.0], 'Westley': [31.9, 20378.0], 'Grand Island': [34.7, 353.0], 'Kelso': [35.5, 0.0], 'Delta Pumps': [36.3, 0.0], 'Tesla': [36.7, 0.0], 'Brentwood': [36.8, 0.0], 'Midway Green Ridge Services': [37.1, 0.0], 'Curtis': [37.9, 0.0]} | 153139.6094 | 47074.8984 | 30.74% | 106064.7109 | 69.26% | [5 empty] | 61240.8789 | 39.99% | 34897.2773 | 22.79% | 11150.3213 | 7.281% | 0 | 0% | 88092.9766 | 57.52% | 65046.6328 | 7600.5186 | 4.963% | 145539.0908 | 30910.6113 | 20.18% | 122228.998 | 100833.6094 | 65.84% | 52306 | 36585.5859 | 23.89% | 116554.0234 | 8193.8633 | 5.351% | 144945.7461
150 | Ripon | Solano | {'Vierra': [7.6, 57853.0], 'Weber': [12.4, 50641.0], 'Westley': [12.6, 66513.0], 'Riverbank': [13.1, 81576.0], 'Warnerville': [18.8, 66563.0], 'Bellota': [19.3, 44392.0], 'Stagg': [19.7, 31150.0], 'Tesla': [23.1, 12046.0], 'Midway Green Ridge Services': [24.2, 8431.0], 'Eight Mile': [24.4, 8439.0], 'Lockeford': [25.0, 17012.0], 'Kelso': [25.1, 1989.0], 'Delta Pumps': [26.1, 1349.0], 'Crow Creek': [26.4, 32302.0], 'Fink (Proposed)': [26.7, 31302.0], 'Rancho Seco - Bellota (Proposed)': [27.3, 10247.0], 'Brentwood': [31.1, 489.0], 'Camanche': [32.3, 442.0], 'Cayetano': [34.2, 489.0], 'Miller': [34.8, 8979.0], 'Lone Tree': [36.0, 0.0], 'New Melones': [36.1, 2475.0], 'Peoria': [36.9, 1126.0], 'Chinese Station': [37.4, 615.0], 'Contra Costa': [38.6, 0.0]} | 291056.3125 | 91922.7188 | 31.58% | 199133.5938 | 68.42% | [5 empty] | 77088 | 26.49% | 157224.5469 | 54.02% | 1818.6676 | 0.6249% | 0 | 0% | 134071.5469 | 46.06% | 156984.7656 | 16354.665 | 5.619% | 274701.6475 | 26519.2168 | 9.111% | 264537.0957 | 142630.25 | 49% | 148426.0625 | 21170.0566 | 7.274% | 269886.2559 | 10146.752 | 3.486% | 280909.5605
151 | Lockeford | Solano | {'Rancho Seco - Bellota (Proposed)': [9.0, 16918.0], 'Camanche': [9.9, 15861.0], 'Bellota': [10.7, 19131.0], 'Eight Mile': [12.5, 25011.0], 'Stagg': [13.4, 32221.0], 'Weber': [14.3, 26000.0], 'Vierra': [22.9, 16111.0], 'Grand Island': [24.7, 15528.0], 'Ripon': [25.0, 17012.0], 'Riverbank': [27.7, 17063.0], 'Brentwood': [31.3, 0.0], 'Warnerville': [32.5, 11860.0], 'Kelso': [32.7, 0.0], 'Delta Pumps': [33.3, 0.0], 'Lone Tree': [34.7, 0.0], 'Contra Costa': [34.9, 0.0], 'Tesla': [35.6, 0.0], 'Midway Green Ridge Services': [35.7, 0.0], 'New Melones': [36.3, 762.0], 'Birds Landing': [36.4, 0.0], 'Gold Hill': [37.3, 0.0], 'Westley': [37.3, 7402.0], 'Shiloh III': [37.5, 0.0], 'Peoria': [39.0, 0.0]} | 109871.5625 | 34306.0039 | 31.22% | 75565.5586 | 68.78% | [5 empty] | 26724.2148 | 24.32% | 67933.3125 | 61.83% | 0 | 0% | 0 | 0% | 17329.7637 | 15.77% | 92541.7988 | 17423.7832 | 15.86% | 92447.7793 | 20200.8574 | 18.39% | 89670.7051 | 31886.5371 | 29.02% | 77985.0254 | 1567.4537 | 1.427% | 108304.1088 | 6402.3818 | 5.827% | 103469.1807
152 | Stagg | Solano | {'Eight Mile': [4.8, 24549.0], 'Weber': [7.7, 40248.0], 'Lockeford': [13.4, 32221.0], 'Vierra': [14.0, 31150.0], 'Bellota': [18.3, 27536.0], 'Brentwood': [18.6, 96.0], 'Kelso': [19.3, 736.0], 'Ripon': [19.7, 31150.0], 'Delta Pumps': [19.9, 96.0], 'Grand Island': [21.1, 14394.0], 'Rancho Seco - Bellota (Proposed)': [21.5, 15966.0], 'Midway Green Ridge Services': [22.5, 1951.0], 'Lone Tree': [22.6, 0.0], 'Tesla': [22.7, 3498.0], 'Camanche': [23.3, 14999.0], 'Contra Costa': [23.7, 0.0], 'Birds Landing': [27.8, 0.0], 'Riverbank': [28.6, 31054.0], 'Cayetano': [29.0, 96.0], 'Westley': [29.6, 22441.0], 'Shiloh III': [29.8, 0.0], 'Pittsburg': [30.0, 0.0], 'Kirker': [30.4, 0.0], 'Clayton': [34.0, 0.0], 'Warnerville': [34.5, 19088.0], 'Peabody': [39.4, 0.0]} | 250739.4062 | 47259.7812 | 18.85% | 203479.625 | 81.15% | [5 empty] | 44158.8086 | 17.61% | 170027.625 | 67.81% | 63.6636 | 0.02539% | 0 | 0% | 41564.3281 | 16.58% | 209175.0781 | 39707.6289 | 15.84% | 211031.7773 | 39560.207 | 15.78% | 211179.1992 | 73050.7969 | 29.13% | 177688.6094 | 0 | 0% | 250739.4062 | 17049.8574 | 6.8% | 233689.5488
153 | Weber | Solano | {'Stagg': [7.7, 40248.0], 'Vierra': [8.6, 47066.0], 'Eight Mile': [12.2, 17537.0], 'Ripon': [12.4, 50641.0], 'Bellota': [14.0, 39861.0], 'Lockeford': [14.3, 26000.0], 'Rancho Seco - Bellota (Proposed)': [19.8, 16209.0], 'Riverbank': [20.9, 50023.0], 'Kelso': [21.5, 1259.0], 'Delta Pumps': [22.4, 619.0], 'Tesla': [22.8, 4145.0], 'Midway Green Ridge Services': [23.2, 2474.0], 'Camanche': [23.4, 9096.0], 'Westley': [23.6, 33220.0], 'Brentwood': [23.8, 476.0], 'Warnerville': [26.9, 37830.0], 'Lone Tree': [28.4, 0.0], 'Grand Island': [28.8, 7391.0], 'Contra Costa': [30.1, 0.0], 'Cayetano': [31.6, 476.0], 'Birds Landing': [35.1, 0.0], 'Pittsburg': [36.7, 0.0], 'Kirker': [37.0, 0.0], 'Shiloh III': [37.3, 0.0], 'Crow Creek': [38.1, 363.0], 'Fink (Proposed)': [38.4, 51.0], 'New Melones': [38.8, 601.0], 'Clayton': [39.8, 0.0]} | 253395.8594 | 59740.6836 | 23.58% | 193655.1758 | 76.42% | [5 empty] | 56258.8633 | 22.2% | 161340.125 | 63.67% | 0 | 0% | 0 | 0% | 83021 | 32.76% | 170374.8594 | 24295.4492 | 9.588% | 229100.4102 | 28410.0469 | 11.21% | 224985.8125 | 98616.5078 | 38.92% | 154779.3516 | 3059.2891 | 1.207% | 250336.5703 | 13316.6016 | 5.255% | 240079.2578
154 | Carrizo Plains | Kern_Greater_Carrizo | {'Solar': [1.1, 16077.0], 'Caliente': [6.9, 12817.0], 'Kernridge': [17.5, 9518.0], 'Temblor': [19.4, 8336.0], 'Cholame': [26.9, 2969.0], 'Arco': [28.2, 1885.0], 'Goose Lake': [30.1, 0.0], 'Gates-Midway (Proposed)': [31.7, 0.0], 'Midway': [33.2, 0.0], 'San Luis Obispo': [34.6, 1042.0], 'Mesa': [34.7, 456.0], 'Taft': [35.8, 0.0], 'Oceano': [36.1, 377.0], 'Semitropic': [37.2, 0.0], 'Cal Flats': [37.3, 1430.0], 'Templeton': [38.0, 0.0], 'Sisquoc': [38.3, 227.0], 'Elk Hills': [39.0, 0.0]} | 112126.3594 | 16077.249 | 14.34% | 96049.1104 | 85.66% | [5 empty] | 2064.687 | 1.841% | 0 | 0% | 25497.0215 | 22.74% | 3473.7742 | 3.098% | 49893.582 | 44.5% | 62232.7773 | 6512.7827 | 5.808% | 105613.5767 | 15890.3359 | 14.17% | 96236.0234 | 62150.4883 | 55.43% | 49975.8711 | 75027.6016 | 66.91% | 37098.7578 | 2224.4922 | 1.984% | 109901.8672
155 | Cholame | Kern_Greater_Carrizo | {'Cal Flats': [12.7, 4001.0], 'Templeton': [21.4, 25192.0], 'Avenal': [23.6, 1180.0], 'Arco': [24.5, 4238.0], 'Solar': [26.1, 3752.0], 'Carrizo Plains': [26.9, 2969.0], 'Caliente': [31.7, 1467.0], 'Gates-Midway (Proposed)': [33.0, 0.0], 'Gates': [33.5, 212.0], 'San Luis Obispo': [33.8, 18956.0], 'Morro Bay': [36.3, 11163.0], 'Kernridge': [37.6, 23.0]} | 152284.0625 | 30731.2793 | 20.18% | 121552.7832 | 79.82% | [5 empty] | 10362.2119 | 6.805% | 1959.4792 | 1.287% | 34014.0586 | 22.34% | 1473.5863 | 0.9677% | 73770.3672 | 48.44% | 78513.6953 | 7553.2285 | 4.96% | 144730.834 | 29413.8477 | 19.32% | 122870.2148 | 87873.2969 | 57.7% | 64410.7656 | 81777.7812 | 53.7% | 70506.2812 | 2988.0676 | 1.962% | 149295.9949
156 | Mesa | Kern_Greater_Carrizo | {'Oceano': [9.7, 5041.0], 'Sisquoc': [11.4, 3878.0], 'San Luis Obispo': [20.2, 2652.0], 'Cabrillo': [25.2, 77.0], 'Diablo Canyon': [26.5, 1383.0], 'Morro Bay': [34.0, 427.0], 'Solar': [34.0, 462.0], 'Carrizo Plains': [34.7, 456.0], 'Caliente': [39.6, 0.0], 'Templeton': [39.8, 0.0]} | 63101.6172 | 5804.459 | 9.199% | 57297.1582 | 90.8% | [5 empty] | 1917.8826 | 3.039% | 2797.1194 | 4.433% | 20544.9609 | 32.56% | 26548.5918 | 42.07% | 19091.9004 | 30.26% | 44009.7168 | 728.2296 | 1.154% | 62373.3876 | 16717.6309 | 26.49% | 46383.9863 | 26352.8223 | 41.76% | 36748.7949 | 45322.2891 | 71.82% | 17779.3281 | 4369.0854 | 6.924% | 58732.5317
157 | Oceano | Kern_Greater_Carrizo | {'Mesa': [9.7, 5041.0], 'San Luis Obispo': [11.5, 4855.0], 'Diablo Canyon': [17.0, 3309.0], 'Sisquoc': [20.9, 3165.0], 'Morro Bay': [24.4, 2353.0], 'Templeton': [31.8, 277.0], 'Cabrillo': [32.7, 77.0], 'Solar': [35.2, 379.0], 'Carrizo Plains': [36.1, 377.0]} | 64492.3438 | 7244.7153 | 11.23% | 57247.6284 | 88.77% | [5 empty] | 1963.3423 | 3.044% | 2803.8772 | 4.348% | 20187.0645 | 31.3% | 30950.5137 | 47.99% | 17665.0312 | 27.39% | 46827.3125 | 2024.0811 | 3.138% | 62468.2627 | 23302.8359 | 36.13% | 41189.5078 | 29932.1914 | 46.41% | 34560.1523 | 43302.4961 | 67.14% | 21189.8477 | 5169.4971 | 8.016% | 59322.8467
158 | San Luis Obispo | Kern_Greater_Carrizo | {'Oceano': [11.5, 4855.0], 'Diablo Canyon': [12.4, 4395.0], 'Morro Bay': [14.7, 15962.0], 'Mesa': [20.2, 2652.0], 'Templeton': [20.4, 25809.0], 'Sisquoc': [31.5, 1154.0], 'Solar': [33.5, 1406.0], 'Cholame': [33.8, 18956.0], 'Carrizo Plains': [34.6, 1042.0]} | 126521.5391 | 31432.2207 | 24.84% | 95089.3184 | 75.16% | [5 empty] | 3203.5586 | 2.532% | 968.933 | 0.7658% | 50648.0039 | 40.03% | 54118.7695 | 42.77% | 43683.668 | 34.53% | 82837.8711 | 18021.8457 | 14.24% | 108499.6934 | 49742.2227 | 39.32% | 76779.3164 | 68768.4922 | 54.35% | 57753.0469 | 63520.9102 | 50.21% | 63000.6289 | 7790.3247 | 6.157% | 118731.2144
159 | Templeton | Kern_Greater_Carrizo | {'Morro Bay': [15.9, 24345.0], 'San Luis Obispo': [20.4, 25809.0], 'Cholame': [21.4, 25192.0], 'Diablo Canyon': [25.2, 1088.0], 'Cal Flats': [29.6, 0.0], 'Oceano': [31.8, 277.0], 'Solar': [36.9, 409.0], 'Carrizo Plains': [38.0, 0.0], 'Mesa': [39.8, 0.0]} | 141339.0625 | 42426.6172 | 30.02% | 98912.4453 | 69.98% | [5 empty] | 10520.2051 | 7.443% | 2588.3103 | 1.831% | 61504.3789 | 43.52% | 39675.4414 | 28.07% | 50133.6016 | 35.47% | 91205.4609 | 25517.1719 | 18.05% | 115821.8906 | 45709.7812 | 32.34% | 95629.2812 | 72875.8516 | 51.56% | 68463.2109 | 62913.2383 | 44.51% | 78425.8242 | 6286.7041 | 4.448% | 135052.3584
160 | Sisquoc | Kern_Greater_Carrizo | {'Mesa': [11.4, 3878.0], 'Cabrillo': [17.3, 3206.0], 'Oceano': [20.9, 3165.0], 'San Luis Obispo': [31.5, 1154.0], 'Diablo Canyon': [37.4, 8.0], 'Goleta': [38.0, 0.0], 'Solar': [38.0, 250.0], 'Carrizo Plains': [38.3, 227.0]} | 84887.6172 | 7975.9419 | 9.396% | 76911.6753 | 90.6% | [5 empty] | 3564.6367 | 4.199% | 4797.0542 | 5.651% | 39643.2539 | 46.7% | 26405.123 | 31.11% | 32502.5586 | 38.29% | 52385.0586 | 2920.48 | 3.44% | 81967.1372 | 29891.6973 | 35.21% | 54995.9199 | 44951.0781 | 52.95% | 39936.5391 | 50880.1055 | 59.94% | 34007.5117 | 4530.769 | 5.337% | 80356.8481
161 | Goleta | Kern_Greater_Carrizo | {'Cabrillo': [33.7, 876.0], 'Sisquoc': [38.0, 0.0]} | 19888.0352 | 2740.8308 | 13.78% | 17147.2043 | 86.22% | [5 empty] | 810.7528 | 4.077% | 461.374 | 2.32% | 9370.958 | 47.12% | 7424.3799 | 37.33% | 11147.0029 | 56.05% | 8741.0322 | 175.8524 | 0.8842% | 19712.1827 | 1688.9254 | 8.492% | 18199.1097 | 12823.8984 | 64.48% | 7064.1367 | 9827.3701 | 49.41% | 10060.665 | 1414.5237 | 7.112% | 18473.5115
162 | Schulte Switching Station | Peninsula_Monterey | {'Los Esteros': [3.7, 662.0], 'Newark': [8.7, 209.0], 'Hicks': [10.3, 506.0], 'Metcalf Energy Center': [15.7, 454.0], 'Metcalf 1': [15.7, 454.0], 'Eastshore': [19.3, 209.0], 'Cayetano': [26.9, 5.0], 'Midway Green Ridge Services': [31.4, 5.0], 'Tesla': [31.5, 5.0], 'Llagas': [33.6, 0.0], 'Martin': [33.6, 151.0], 'Delta Pumps': [34.5, 5.0], 'Kelso': [34.8, 5.0], 'Clayton': [39.2, 0.0]} | 37787.4688 | 662.6687 | 1.754% | 37124.8 | 98.25% | [5 empty] | 132.8904 | 0.3517% | 18.3489 | 0.04856% | 23833.1992 | 63.07% | 11858.7354 | 31.38% | 30637.4199 | 81.08% | 7150.0488 | 7555.0972 | 19.99% | 30232.3716 | 17299.0176 | 45.78% | 20488.4512 | 35070.3398 | 92.81% | 2717.1289 | 27822.3613 | 73.63% | 9965.1074 | 2486.7239 | 6.581% | 35300.7449
163 | Hicks | Peninsula_Monterey | {'Metcalf Energy Center': [8.5, 468.0], 'Metcalf 1': [8.8, 458.0], 'Scott': [10.3, 506.0], 'Los Esteros': [13.5, 505.0], 'Newark': [19.0, 53.0], 'Llagas': [24.6, 18.0], 'Eastshore': [29.5, 53.0], 'Moss Landing': [30.3, 83.0], 'Cayetano': [35.6, 0.0], 'Hollister': [37.5, 0.0], 'Tesla': [37.9, 0.0], 'Midway Green Ridge Services': [38.1, 0.0]} | 34692.7266 | 589.6399 | 1.7% | 34103.0867 | 98.3% | [5 empty] | 139.3047 | 0.4015% | 20.843 | 0.06008% | 22723.0137 | 65.5% | 10859.1631 | 31.3% | 27000.7539 | 77.83% | 7691.9727 | 6176.2676 | 17.8% | 28516.459 | 19638.1484 | 56.61% | 15054.5781 | 32174.4082 | 92.74% | 2518.3184 | 25617.9004 | 73.84% | 9074.8262 | 1248.0325 | 3.597% | 33444.6941
164 | Cottonwood | Northern_California | {'Jessup': [5.5, 43618.0], 'Round Mt.': [33.1, 1028.0], 'Cove Road': [37.5, 0.0], 'New Sub - Pit 1 - Cottonwood (Proposed)': [37.5, 0.0]} | 216127.5469 | 55831.1719 | 25.83% | 160296.375 | 74.17% | [5 empty] | 3548.3779 | 1.642% | 8575.4316 | 3.968% | 180029.3594 | 83.3% | 11752.6387 | 5.438% | 63750.8359 | 29.5% | 152376.7109 | 15307.8711 | 7.083% | 200819.6758 | 15034.3994 | 6.956% | 201093.1475 | 75899.3516 | 35.12% | 140228.1953 | 113901.5 | 52.7% | 102226.0469 | 10238.9473 | 4.737% | 205888.5996
165 | Jessup | Northern_California | {'Cottonwood': [5.5, 43618.0], 'Round Mt.': [31.5, 1176.0], 'Cove Road': [35.5, 148.0], 'New Sub - Pit 1 - Cottonwood (Proposed)': [36.5, 0.0]} | 185843.7656 | 44475.9297 | 23.93% | 141367.8359 | 76.07% | [5 empty] | 1309.5214 | 0.7046% | 1176.4863 | 0.6331% | 167216.9219 | 89.98% | 9279.3135 | 4.993% | 67089.0078 | 36.1% | 118754.7578 | 18325.8965 | 9.861% | 167517.8691 | 23584.041 | 12.69% | 162259.7246 | 79620.875 | 42.84% | 106222.8906 | 98765.5469 | 53.14% | 87078.2188 | 5577.8613 | 3.001% | 180265.9043
166 | Round Mountain | Northern_California | {'Cove Road': [4.9, 20942.0], 'New Sub - Pit 1 - Cottonwood (Proposed)': [6.1, 21092.0], 'Pit 1': [26.2, 6373.0], 'Jessup': [31.5, 1176.0], 'Cottonwood': [33.1, 1028.0]} | 275197.4062 | 22420.6914 | 8.147% | 252776.7148 | 91.85% | [5 empty] | 922.8687 | 0.3353% | 109.9526 | 0.03995% | 262440.9688 | 95.36% | 10845.2334 | 3.941% | 133601.2812 | 48.55% | 141596.125 | 62721.0664 | 22.79% | 212476.3398 | 73517.1875 | 26.71% | 201680.2188 | 168581.7812 | 61.26% | 106615.625 | 197849.1562 | 71.89% | 77348.25 | 11944.7217 | 4.34% | 263252.6846
167 | Carquinez | Solano | {'Martinez': [8.9, 14457.0], 'Tulucay': [10.9, 14174.0], 'Ignacio': [15.9, 8228.0], 'Clayton': [18.3, 8548.0], 'Kirker': [19.3, 8829.0], 'Pittsburg': [19.5, 9058.0], 'Peabody': [20.2, 8891.0], 'Lakeville': [21.2, 851.0], 'Shiloh III': [22.5, 8900.0], 'Birds Landing': [22.9, 8167.0], 'Contra Costa': [26.1, 1064.0], 'Vaca-Dixon & Gc Yard': [27.9, 5554.0], 'Penngrove': [28.2, 629.0], 'Martin': [28.2, 3242.0], 'Lone Tree': [28.4, 154.0], 'Bellevue': [32.1, 351.0], 'Putah Creek': [32.9, 5119.0], 'Eastshore': [33.0, 588.0], 'Brentwood': [33.3, 120.0], 'Cayetano': [35.6, 0.0], 'Grand Island': [37.1, 120.0], 'Fulton': [39.5, 0.0], 'Delta Pumps': [39.7, 0.0]} | 96298.3672 | 17705.6309 | 18.39% | 78592.7363 | 81.61% | [5 empty] | 3368.3667 | 3.498% | 4823.8115 | 5.009% | 39301.8281 | 40.81% | 4327.3936 | 4.494% | 45159.125 | 46.9% | 51139.2422 | 26002.8281 | 27% | 70295.5391 | 36978.4648 | 38.4% | 59319.9023 | 73681.9688 | 76.51% | 22616.3984 | 30956.6191 | 32.15% | 65341.748 | 18340.9941 | 19.05% | 77957.373
168 | Peabody | Solano | {'Vaca-Dixon & Gc Yard': [8.4, 57870.0], 'Shiloh III': [10.5, 31217.0], 'Birds Landing': [13.5, 17108.0], 'Tulucay': [16.3, 10212.0], 'Putah Creek': [16.4, 52396.0], 'Pittsburg': [17.6, 10815.0], 'Kirker': [18.6, 10134.0], 'Carquinez': [20.2, 8891.0], 'Martinez': [20.3, 7816.0], 'Grand Island': [21.0, 23288.0], 'Davis': [22.0, 46505.0], 'Contra Costa': [22.2, 6622.0], 'Clayton': [23.6, 5388.0], 'Lone Tree': [26.1, 5701.0], 'Madison': [26.6, 39909.0], 'Woodland': [29.5, 42418.0], 'Brentwood': [29.9, 1442.0], 'Lakeville': [33.3, 3.0], 'Ignacio': [34.2, 14.0], 'Eight Mile': [35.9, 301.0], 'Delta Pumps': [38.5, 0.0], 'Penngrove': [38.6, 0.0], 'Kelso': [39.2, 0.0], 'Cayetano': [39.3, 0.0], 'Stagg': [39.4, 0.0]} | 242845.75 | 61737.1914 | 25.42% | 181108.5586 | 74.58% | [5 empty] | 32474.7188 | 13.37% | 81044.8125 | 33.37% | 54296.6094 | 22.36% | 0 | 0% | 82559.2344 | 34% | 160286.5156 | 44498.9844 | 18.32% | 198346.7656 | 50224.5469 | 20.68% | 192621.2031 | 121960.8359 | 50.22% | 120884.9141 | 44939.0859 | 18.51% | 197906.6641 | 43129.207 | 17.76% | 199716.543
169 | Vaca Dixon | Solano | {'Peabody': [8.4, 57870.0], 'Putah Creek': [9.3, 63429.0], 'Davis': [14.2, 57307.0], 'Shiloh III': [16.5, 27387.0], 'Madison': [18.8, 50825.0], 'Birds Landing': [19.7, 13278.0], 'Woodland': [21.0, 53221.0], 'Grand Island': [21.4, 22782.0], 'Tulucay': [21.6, 7091.0], 'Pittsburg': [25.2, 6972.0], 'Kirker': [26.3, 6291.0], 'Carquinez': [27.9, 5554.0], 'Martinez': [28.7, 4333.0], 'Contra Costa': [28.7, 5182.0], 'Clayton': [31.7, 1578.0], 'Lone Tree': [32.6, 5171.0], 'Brentwood': [35.8, 936.0], 'Lakeville': [37.3, 0.0], 'Eight Mile': [37.8, 0.0]} | 278904.3438 | 68926.0547 | 24.71% | 209978.2891 | 75.29% | [5 empty] | 38330.1953 | 13.74% | 118569.0703 | 42.51% | 66275.3594 | 23.76% | 0 | 0% | 105101.7031 | 37.68% | 173802.6406 | 35363.1055 | 12.68% | 243541.2383 | 54450.8438 | 19.52% | 224453.5 | 142622.5625 | 51.14% | 136281.7812 | 54615.9961 | 19.58% | 224288.3477 | 30554.9238 | 10.96% | 248349.4199
170 | Bellevue | Mendocino_Marin | {'Penngrove': [4.7, 5950.0], 'Fulton': [8.6, 5260.0], 'Lakeville': [11.3, 1702.0], 'Ignacio': [22.9, 1243.0], 'Tulucay': [25.8, 581.0], 'Geysers Tap 1': [26.0, 358.0], 'Eagle Rock': [31.5, 0.0], 'Carquinez': [32.1, 351.0], 'Cloverdale': [33.1, 358.0]} | 121380.5312 | 6312.5796 | 5.201% | 115067.9517 | 94.8% | [5 empty] | 7348.9219 | 6.054% | 1608.2037 | 1.325% | 55289.9062 | 45.55% | 43929.0273 | 36.19% | 86952.8281 | 71.64% | 34427.7031 | 36777.4453 | 30.3% | 84603.0859 | 70638.6484 | 58.2% | 50741.8828 | 107285.4141 | 88.39% | 14095.1172 | 86699.4219 | 71.43% | 34681.1094 | 7301.2593 | 6.015% | 114079.272
171 | Cloverdale | Mendocino_Marin | {'Eagle Rock': [11.0, 1272.0], 'Hopland': [12.7, 1118.0], 'Geysers Tap 1': [14.1, 1494.0], 'Fulton': [24.7, 1572.0], 'Ukiah': [25.8, 167.0], 'Calpella': [29.3, 167.0], 'Mendocino': [32.9, 32.0], 'Bellevue': [33.1, 358.0], 'Penngrove': [37.7, 0.0]} | 189568.0156 | 3504.5691 | 1.849% | 186063.4465 | 98.15% | [5 empty] | 4131.2441 | 2.179% | 3062.6084 | 1.616% | 115323.4297 | 60.83% | 69173.1406 | 36.49% | 109029.3984 | 57.51% | 80538.6172 | 61621.6211 | 32.51% | 127946.3945 | 118099.5703 | 62.3% | 71468.4453 | 165692.8125 | 87.41% | 23875.2031 | 130739.1641 | 68.97% | 58828.8516 | 1597.6786 | 0.8428% | 187970.337
172 | Fulton | Mendocino_Marin | {'Bellevue': [8.6, 5260.0], 'Penngrove': [13.3, 4902.0], 'Geysers Tap 1': [17.7, 1494.0], 'Lakeville': [19.6, 665.0], 'Eagle Rock': [23.0, 1137.0], 'Cloverdale': [24.7, 1572.0], 'Ignacio': [31.4, 353.0], 'Tulucay': [31.8, 231.0], 'Hopland': [37.1, 745.0], 'Carquinez': [39.5, 0.0]} | 125261.1406 | 6926.9985 | 5.53% | 118334.1421 | 94.47% | [5 empty] | 6753.6284 | 5.392% | 2356.2317 | 1.881% | 44290.3242 | 35.36% | 62159.1797 | 49.62% | 83190.2578 | 66.41% | 42070.8828 | 40659.3125 | 32.46% | 84601.8281 | 84674.4766 | 67.6% | 40586.6641 | 110755.375 | 88.42% | 14505.7656 | 87525.8203 | 69.87% | 37735.3203 | 5272.2739 | 4.209% | 119988.8667
173 | Lakeville | Mendocino_Marin | {'Penngrove': [7.0, 1981.0], 'Bellevue': [11.3, 1702.0], 'Ignacio': [12.2, 1744.0], 'Tulucay': [17.0, 878.0], 'Fulton': [19.6, 665.0], 'Carquinez': [21.2, 851.0], 'Martinez': [30.1, 273.0], 'Peabody': [33.3, 3.0], 'Geysers Tap 1': [36.0, 0.0], 'Putah Creek': [36.9, 16.0], 'Vaca-Dixon & Gc Yard': [37.3, 0.0], 'Martin': [39.0, 64.0], 'Clayton': [39.5, 1.0]} | 100283.6953 | 2219.4229 | 2.213% | 98064.2725 | 97.79% | [5 empty] | 6759.9839 | 6.741% | 907.7332 | 0.9052% | 59462.4297 | 59.29% | 25420.5156 | 25.35% | 73706.6797 | 73.5% | 26577.0156 | 26115.959 | 26.04% | 74167.7363 | 60809.5039 | 60.64% | 39474.1914 | 91266.1953 | 91.01% | 9017.5 | 71407.8125 | 71.21% | 28875.8828 | 8022.106 | 7.999% | 92261.5894
174 | Penngrove | Mendocino_Marin | {'Bellevue': [4.7, 5950.0], 'Lakeville': [7.0, 1981.0], 'Fulton': [13.3, 4902.0], 'Ignacio': [18.2, 1522.0], 'Tulucay': [22.9, 860.0], 'Carquinez': [28.2, 629.0], 'Geysers Tap 1': [30.6, 0.0], 'Eagle Rock': [36.1, 0.0], 'Martinez': [37.1, 61.0], 'Cloverdale': [37.7, 0.0], 'Peabody': [38.6, 0.0], 'Putah Creek': [39.8, 0.0]} | 120978.0078 | 6228.7163 | 5.149% | 114749.2915 | 94.85% | [5 empty] | 7526.3877 | 6.221% | 1653.9666 | 1.367% | 58443.9297 | 48.31% | 39345.168 | 32.52% | 88192.2109 | 72.9% | 32785.7969 | 40012.5352 | 33.07% | 80965.4727 | 69923.1484 | 57.8% | 51054.8594 | 106958.5547 | 88.41% | 14019.4531 | 85114.2344 | 70.36% | 35863.7734 | 7987.1353 | 6.602% | 112990.8726
175 | Warnerville | Central_Valley_North_Los_Banos | {'Riverbank': [6.1, 105270.0], 'Ripon': [18.8, 66563.0], 'Chinese Station': [19.9, 1768.0], 'Peoria': [20.0, 2526.0], 'New Melones': [20.5, 3626.0], 'Bellota': [22.1, 38451.0], 'Westley': [24.8, 51030.0], 'Vierra': [26.1, 36617.0], 'Weber': [26.9, 37830.0], 'Rancho Seco - Bellota (Proposed)': [29.0, 8780.0], 'Curtis': [30.9, 57.0], 'Crow Creek': [31.3, 27052.0], 'Fink (Proposed)': [31.7, 25752.0], 'Lockeford': [32.5, 11860.0], 'Stagg': [34.5, 19088.0], 'Camanche': [34.8, 451.0], 'Merced': [36.7, 5220.0], 'Wilson': [37.8, 3575.0], 'Miller': [37.9, 8178.0], 'Eight Mile': [38.2, 3062.0]} | 379818.8438 | 117427.6797 | 30.92% | 262391.1641 | 69.08% | [5 empty] | 140795.4062 | 37.07% | 114192.7031 | 30.07% | 16725.9316 | 4.404% | 0 | 0% | 219763.6875 | 57.86% | 160055.1562 | 56628.7344 | 14.91% | 323190.1094 | 107503.5234 | 28.3% | 272315.3203 | 252947.9844 | 66.6% | 126870.8594 | 89605.0938 | 23.59% | 290213.75 | 24592.6992 | 6.475% | 355226.1445
176 | Riverbank | Central_Valley_North_Los_Banos | {'Warnerville': [6.1, 105270.0], 'Ripon': [13.1, 81576.0], 'Bellota': [18.0, 45006.0], 'Vierra': [20.1, 49057.0], 'Weber': [20.9, 50023.0], 'Westley': [20.9, 63041.0], 'New Melones': [24.0, 3569.0], 'Peoria': [24.2, 2468.0], 'Chinese Station': [24.6, 1710.0], 'Rancho Seco - Bellota (Proposed)': [25.6, 10742.0], 'Lockeford': [27.7, 17063.0], 'Stagg': [28.6, 31054.0], 'Crow Creek': [30.0, 29124.0], 'Fink (Proposed)': [30.4, 27840.0], 'Camanche': [31.4, 451.0], 'Eight Mile': [32.5, 8439.0], 'Curtis': [35.1, 0.0], 'Tesla': [36.1, 3526.0], 'Midway Green Ridge Services': [37.3, 1855.0], 'Miller': [37.5, 10010.0], 'Kelso': [38.1, 640.0], 'Delta Pumps': [39.0, 0.0]} | 359619.875 | 120582.6406 | 33.53% | 239037.2344 | 66.47% | [5 empty] | 127734.5234 | 35.52% | 121075.4219 | 33.67% | 16725.9316 | 4.651% | 0 | 0% | 206762.6875 | 57.49% | 152857.1875 | 43676.9805 | 12.15% | 315942.8945 | 84476.0781 | 23.49% | 275143.7969 | 229011.9375 | 63.68% | 130607.9375 | 77594.2812 | 21.58% | 282025.5938 | 22839.2305 | 6.351% | 336780.6445
177 | Pease | Northern_California | {'East Marysville': [5.4, 74141.0], 'Olivehurst': [8.3, 73366.0], 'Honcut': [11.0, 41997.0], 'Rio Oso': [19.3, 49703.0], 'Palermo': [21.1, 20996.0], 'Wyandotte': [23.1, 15537.0], 'Thermalito': [23.8, 13005.0], 'Table Mt.': [26.6, 7782.0], 'Colgate': [27.6, 941.0], 'Cortina': [30.4, 18485.0], 'Pleasant Grove': [30.7, 17769.0], 'Higgins': [31.8, 3267.0], 'Brunswick': [33.8, 392.0], 'Woodland': [34.4, 3546.0], 'Delevan': [35.3, 5293.0], 'Madison': [38.3, 0.0]} | 386640.0312 | 93532.0781 | 24.19% | 293107.9531 | 75.81% | [5 empty] | 112555.4844 | 29.11% | 181074.7656 | 46.83% | 1878.6006 | 0.4859% | 0 | 0% | 201748.0938 | 52.18% | 184891.9375 | 51392.0273 | 13.29% | 335248.0039 | 158773.4062 | 41.06% | 227866.625 | 285780.2812 | 73.91% | 100859.75 | 14665.9824 | 3.793% | 371974.0488 | 36098.8164 | 9.337% | 350541.2148
178 | Rio Oso | Northern_California | {'Pleasant Grove': [11.6, 28250.0], 'Olivehurst': [11.6, 56722.0], 'East Marysville': [16.6, 54744.0], 'Pease': [19.3, 49703.0], 'Higgins': [21.6, 5341.0], 'Woodland': [23.7, 20466.0], 'Gold Hill': [26.2, 3396.0], 'Honcut': [27.5, 17048.0], 'Davis': [30.6, 11680.0], 'Brunswick': [30.9, 392.0], 'Colgate': [31.1, 878.0], 'Madison': [32.7, 13283.0], 'Palermo': [36.0, 4490.0], 'Wyandotte': [38.6, 969.0], 'Placerville': [39.4, 0.0]} | 223720.3125 | 72105.8281 | 32.23% | 151614.4844 | 67.77% | [5 empty] | 58581.2812 | 26.19% | 124652.1953 | 55.72% | 1181.5793 | 0.5282% | 0 | 0% | 96517.0938 | 43.14% | 127203.2188 | 10951.2959 | 4.895% | 212769.0166 | 85003.6719 | 38% | 138716.6406 | 145310.9844 | 64.95% | 78409.3281 | 1279.858 | 0.5721% | 222440.4545 | 24613.1641 | 11% | 199107.1484
179 | Alpaugh | Central_Valley_North_Los_Banos | {'Olive': [4.6, 68.0], 'Corcoran': [11.5, 13047.0], 'Waukena': [13.8, 13047.0], 'Smyrna': [17.0, 0.0], 'Gates-Midway (Proposed)': [21.2, 0.0], 'Vestal': [22.5, 0.0], 'GWF Hanford': [23.7, 13047.0], 'Semitropic': [25.1, 0.0], 'Charca': [25.6, 0.0], 'Goose Lake': [25.9, 0.0], 'Rector': [26.4, 0.0], 'Leprino': [28.4, 13047.0], 'Arco': [28.7, 0.0], 'Springville': [30.7, 0.0], 'Henrietta': [31.5, 13047.0], 'Mustang': [31.8, 13047.0], 'Shafter': [32.0, 0.0], 'Lerdo': [36.3, 0.0], 'Kingsburg': [36.9, 1114.0], 'Avenal': [37.0, 0.0], 'Rio Bravo': [37.6, 0.0], 'Midway': [38.6, 0.0], 'Gates': [39.3, 0.0], 'Kernridge': [39.3, 0.0], 'Poso Mt.': [39.5, 0.0]} | 13317.5049 | 13047.1416 | 97.97% | 270.3633 | 2.03% | [5 empty] | 11001.8096 | 82.61% | 259.969 | 1.952% | 0 | 0% | 0 | 0% | 0 | 0% | 13317.5049 | 0 | 0% | 13317.5049 | 0 | 0% | 13317.5049 | 0 | 0% | 13317.5049 | 0 | 0% | 13317.5049 | 270.3629 | 2.03% | 13047.1419
180 | Rector | Central_Valley_North_Los_Banos | {'Springville': [21.8, 0.0], 'Waukena': [21.8, 494.0], 'Reedley': [22.0, 23.0], 'Corcoran': [22.0, 494.0], 'GWF Hanford': [22.6, 494.0], 'Kingsburg': [22.7, 494.0], 'Wahtoke': [24.4, 489.0], 'Alpaugh': [26.4, 0.0], 'Olive': [30.2, 0.0], 'McCall': [30.5, 494.0], 'Leprino': [33.1, 494.0], 'Vestal': [33.2, 0.0], 'Sanger': [34.5, 0.0], 'Henrietta': [37.0, 477.0], 'Malaga': [37.9, 0.0], 'Mustang': [37.9, 1.0]} | 494.2108 | 494.2108 | 100% | 0 | 0% | [5 empty] | 303.6252 | 61.44% | 143.0319 | 28.94% | 0 | 0% | 0 | 0% | 0 | 0% | 494.2108 | 0 | 0% | 494.2108 | 0 | 0% | 494.2108 | 0 | 0% | 494.2108 | 0 | 0% | 494.2108 | 0 | 0% | 494.2108
181 | Springville | Central_Valley_North_Los_Banos | {'Vestal': [20.1, 0.0], 'Rector': [21.8, 0.0], 'Alpaugh': [30.7, 0.0], 'Olive': [31.9, 0.0], 'Corcoran': [34.6, 0.0], 'Waukena': [35.8, 0.0], 'Poso Mt.': [37.9, 0.0], 'Smyrna': [39.6, 0.0]} | 0 | 0 | 0% | 0 | 0% | [5 empty] | 0 | 0% | 0 | 0% | 0 | 0% | 0 | 0% | 0 | 0% | 0 | 0 | 0% | 0 | 0 | 0% | 0 | 0 | 0% | 0 | 0 | 0% | 0 | 0 | 0% | 0
182 | Vestal | Central_Valley_North_Los_Banos | {'Springville': [20.1, 0.0], 'Olive': [20.6, 0.0], 'Poso Mt.': [20.8, 0.0], 'Charca': [21.0, 0.0], 'Smyrna': [22.5, 0.0], 'Alpaugh': [22.5, 0.0], 'Lerdo': [23.9, 0.0], 'Semitropic': [25.9, 0.0], 'Shafter': [26.1, 0.0], 'Sycamore': [27.4, 0.0], 'Kern Oil': [27.9, 0.0], '7th Standard': [27.9, 0.0], 'Rio Bravo': [29.3, 0.0], 'Cal Water': [30.8, 0.0], 'Bakersfield': [31.7, 0.0], 'Columbus': [31.7, 0.0], 'Renfro': [31.7, 0.0], 'Kern Power': [31.9, 0.0], 'Rosedale': [32.1, 0.0], 'Corcoran': [32.2, 0.0], 'Goose Lake': [32.4, 0.0], 'West Park': [32.4, 0.0], 'Rector': [33.2, 0.0], 'Waukena': [34.3, 0.0], 'Magunden': [34.4, 0.0], 'Tupman': [35.2, 0.0], 'Tevis': [36.1, 0.0], 'Stockdale': [36.2, 0.0], 'Midway': [36.6, 0.0], 'Gates-Midway (Proposed)': [38.0, 0.0], 'Unknown - 3327': [39.6, 0.0], 'Lamont': [39.7, 0.0]} | 0 | 0 | 0% | 0 | 0% | [5 empty] | 0 | 0% | 0 | 0% | 0 | 0% | 0 | 0% | 0 | 0% | 0 | 0 | 0% | 0 | 0 | 0% | 0 | 0 | 0% | 0 | 0 | 0% | 0 | 0 | 0% | 0
183 | UltraPower Chinese Station | El_Dorado_Mariposa | {'Peoria': [2.3, 1659.0], 'New Melones': [5.7, 1271.0], 'Curtis': [11.1, 57.0], 'Warnerville': [19.9, 1768.0], 'Riverbank': [24.6, 1710.0], 'Bellota': [30.8, 734.0], 'Rancho Seco - Bellota (Proposed)': [33.4, 0.0], 'Donnells-Curtis': [35.3, 0.0], 'Ripon': [37.4, 615.0], 'Camanche': [37.8, 0.0]} | 152927.4531 | 1767.6759 | 1.156% | 151159.7772 | 98.84% | [5 empty] | 38755.9062 | 25.34% | 13183.3848 | 8.621% | 16725.9316 | 10.94% | 0 | 0% | 129891.5469 | 84.94% | 23035.9062 | 41535.1133 | 27.16% | 111392.3398 | 74567.5391 | 48.76% | 78359.9141 | 144840.1875 | 94.71% | 8087.2656 | 90915.6953 | 59.45% | 62011.7578 | 20006.7324 | 13.08% | 132920.7207
184 | Curtis | El_Dorado_Mariposa | {'Peoria': [10.9, 57.0], 'Chinese Station': [11.1, 57.0], 'New Melones': [11.6, 57.0], 'Donnells-Curtis': [24.4, 0.0], 'Warnerville': [30.9, 57.0], 'Riverbank': [35.1, 0.0], 'Bellota': [37.9, 0.0], 'Rancho Seco - Bellota (Proposed)': [38.5, 0.0]} | 16460.998 | 57.4703 | 0.3491% | 16403.5278 | 99.65% | [5 empty] | 0.44479 | 0.002702% | 0 | 0% | 4971.666 | 30.2% | 0 | 0% | 14022.1318 | 85.18% | 2438.8662 | 2933.2891 | 17.82% | 13527.709 | 5072.1689 | 30.81% | 11388.8291 | 14058.9404 | 85.41% | 2402.0576 | 14647.3779 | 88.98% | 1813.6201 | 1024.8635 | 6.226% | 15436.1345
185 | Peoria | El_Dorado_Mariposa | {'Chinese Station': [2.3, 1659.0], 'New Melones': [3.4, 2137.0], 'Curtis': [10.9, 57.0], 'Warnerville': [20.0, 2526.0], 'Riverbank': [24.2, 2468.0], 'Bellota': [29.2, 1601.0], 'Rancho Seco - Bellota (Proposed)': [31.5, 356.0], 'Donnells-Curtis': [34.6, 0.0], 'Camanche': [35.8, 0.0], 'Ripon': [36.9, 1126.0], 'Lockeford': [39.0, 0.0]} | 143182.1719 | 2525.6162 | 1.764% | 140656.5557 | 98.24% | [5 empty] | 35874.4961 | 25.06% | 10586.3691 | 7.394% | 16725.9316 | 11.68% | 0 | 0% | 118074.2109 | 82.46% | 25107.9609 | 33023.4805 | 23.06% | 110158.6914 | 66449.4141 | 46.41% | 76732.7578 | 134301.2188 | 93.8% | 8880.9531 | 85304.7266 | 59.58% | 57877.4453 | 18107.0078 | 12.65% | 125075.1641
186 | Moorpark | Greater_LA | {'Santa Clara': [16.2, 193.0], 'Mandalay': [20.4, 204.0], 'Saugus': [21.1, 2337.0], 'Pardee': [21.3, 2337.0], 'Sylmar-Pac Intertie': [23.1, 2337.0], 'Bailey': [35.0, 0.0], 'La Cienega': [35.7, 2.0], 'El Segundo': [37.6, 6.0], 'Chevmain': [38.8, 0.0]} | 46496.4922 | 3655.3884 | 7.862% | 42841.1038 | 92.14% | [5 empty] | 458.5411 | 0.9862% | 2442.0103 | 5.252% | 4276.3154 | 9.197% | 40466.7773 | 87.03% | 33224.1289 | 71.46% | 13272.3633 | 2639.7698 | 5.677% | 43856.7224 | 4035.9751 | 8.68% | 42460.5171 | 35645.6797 | 76.66% | 10850.8125 | 24912.7793 | 53.58% | 21583.7129 | 6436.8452 | 13.84% | 40059.647
187 | Santa Clara | Greater_LA | {'Mandalay': [7.5, 483.0], 'Moorpark': [16.2, 193.0], 'Pardee': [35.7, 0.0], 'Saugus': [35.8, 0.0], 'Sylmar-Pac Intertie': [39.1, 0.0]} | 3553.2683 | 530.6833 | 14.94% | 3022.585 | 85.06% | [5 empty] | 5.6676 | 0.1595% | 3.8814 | 0.1092% | 309.0275 | 8.697% | 808.9712 | 22.77% | 1489.2238 | 41.91% | 2064.0446 | 1401.5884 | 39.45% | 2151.6799 | 2035.3738 | 57.28% | 1517.8945 | 2875.4341 | 80.92% | 677.8342 | 620.6719 | 17.47% | 2932.5964 | 1188.3367 | 33.44% | 2364.9316
188 | Davis | Solano | {'Woodland': [9.3, 76128.0], 'Vaca-Dixon & Gc Yard': [14.2, 57307.0], 'Putah Creek': [14.2, 64717.0], 'Madison': [15.4, 73596.0], 'Peabody': [22.0, 46505.0], 'Grand Island': [23.0, 17599.0], 'Shiloh III': [26.7, 16774.0], 'Birds Landing': [29.5, 3712.0], 'Pleasant Grove': [30.0, 1363.0], 'Rio Oso': [30.6, 11680.0], 'Gold Hill': [33.2, 1.0], 'Tulucay': [35.5, 673.0], 'Pittsburg': [36.2, 0.0], 'Kirker': [37.4, 0.0], 'Contra Costa': [37.8, 0.0], 'Eight Mile': [38.8, 0.0], 'Olivehurst': [39.2, 0.0]} | 284670.5 | 80214.3906 | 28.18% | 204456.1094 | 71.82% | [5 empty] | 56294.4375 | 19.78% | 163306.6875 | 57.37% | 11532.1191 | 4.051% | 0 | 0% | 104889.3438 | 36.85% | 179781.1562 | 32032.9082 | 11.25% | 252637.5918 | 57082.8125 | 20.05% | 227587.6875 | 144109.6406 | 50.62% | 140560.8594 | 12469.6055 | 4.38% | 272200.8945 | 19455.0234 | 6.834% | 265215.4766
189 | Putah Creek | Solano | {'Vaca-Dixon & Gc Yard': [9.3, 63429.0], 'Madison': [10.3, 66393.0], 'Davis': [14.2, 64717.0], 'Peabody': [16.4, 52396.0], 'Woodland': [16.7, 67762.0], 'Tulucay': [24.1, 7264.0], 'Shiloh III': [25.7, 21890.0], 'Birds Landing': [28.9, 7781.0], 'Grand Island': [29.8, 17599.0], 'Carquinez': [32.9, 5119.0], 'Pittsburg': [34.0, 1474.0], 'Kirker': [35.0, 839.0], 'Martinez': [35.7, 3655.0], 'Lakeville': [36.9, 16.0], 'Contra Costa': [37.9, 0.0], 'Penngrove': [39.8, 0.0], 'Clayton': [40.0, 0.0]} | 286592.375 | 79534.7031 | 27.75% | 207057.6719 | 72.25% | [5 empty] | 35734.8438 | 12.47% | 120664.2031 | 42.1% | 84207.4453 | 29.38% | 3026.5728 | 1.056% | 161436.5781 | 56.33% | 125155.7969 | 27788.9043 | 9.696% | 258803.4707 | 43376.2109 | 15.14% | 243216.1641 | 181549.875 | 63.35% | 105042.5 | 74320.0703 | 25.93% | 212272.3047 | 13697.457 | 4.779% | 272894.918
190 | East Marysville | Northern_California | {'Olivehurst': [5.0, 76563.0], 'Pease': [5.4, 74141.0], 'Honcut': [11.0, 37678.0], 'Rio Oso': [16.6, 54744.0], 'Palermo': [20.2, 17302.0], 'Wyandotte': [22.7, 11843.0], 'Colgate': [23.0, 941.0], 'Thermalito': [24.5, 9309.0], 'Higgins': [26.6, 5261.0], 'Pleasant Grove': [27.3, 22966.0], 'Table Mt.': [27.4, 4086.0], 'Brunswick': [28.6, 392.0], 'Woodland': [35.2, 3409.0], 'Cortina': [35.7, 3395.0]} | 341992.9062 | 79338.0234 | 23.2% | 262654.8828 | 76.8% | [5 empty] | 94996.2891 | 27.78% | 149187.8438 | 43.62% | 2888.144 | 0.8445% | 0 | 0% | 186266.3281 | 54.46% | 155726.5781 | 43950.2344 | 12.85% | 298042.6719 | 124162.4219 | 36.31% | 217830.4844 | 256121.1094 | 74.89% | 85871.7969 | 15154.9102 | 4.431% | 326837.9961 | 37291.6992 | 10.9% | 304701.207
191 | Olivehurst | Northern_California | {'East Marysville': [5.0, 76563.0], 'Pease': [8.3, 73366.0], 'Rio Oso': [11.6, 56722.0], 'Honcut': [16.0, 35363.0], 'Pleasant Grove': [22.6, 23708.0], 'Higgins': [24.5, 5341.0], 'Colgate': [25.1, 941.0], 'Palermo': [25.1, 16804.0], 'Wyandotte': [27.6, 11346.0], 'Brunswick': [28.9, 392.0], 'Thermalito': [29.5, 8812.0], 'Woodland': [30.9, 5090.0], 'Table Mt.': [32.4, 3588.0], 'Cortina': [36.6, 2533.0], 'Gold Hill': [37.1, 289.0], 'Madison': [37.1, 1080.0], 'Davis': [39.2, 0.0]} | 324714.25 | 80384.3594 | 24.76% | 244329.8906 | 75.24% | [5 empty] | 77997.8125 | 24.02% | 158546.9062 | 48.83% | 1213.6309 | 0.3738% | 0 | 0% | 175156.8438 | 53.94% | 149557.4062 | 33520.1133 | 10.32% | 291194.1367 | 118336.5078 | 36.44% | 206377.7422 | 237884.5625 | 73.26% | 86829.6875 | 14135.5195 | 4.353% | 310578.7305 | 35346.1367 | 10.89% | 289368.1133
192 | Morro Bay | Kern_Greater_Carrizo | {'Diablo Canyon': [10.9, 3444.0], 'San Luis Obispo': [14.7, 15962.0], 'Templeton': [15.9, 24345.0], 'Oceano': [24.4, 2353.0], 'Mesa': [34.0, 427.0], 'Cholame': [36.3, 11163.0]} | 120150.4375 | 26722.7715 | 22.24% | 93427.666 | 77.76% | [5 empty] | 7503.8877 | 6.245% | 1731.2029 | 1.441% | 41929.1016 | 34.9% | 47272.1602 | 39.34% | 42725.0195 | 35.56% | 77425.418 | 23839.5117 | 19.84% | 96310.9258 | 45803.4883 | 38.12% | 74346.9492 | 66998.1797 | 55.76% | 53152.2578 | 63952.6836 | 53.23% | 56197.7539 | 6283.0703 | 5.229% | 113867.3672
193 | Palomar | Greater_SD | {'Encina': [2.9, 79.0], 'San Luis Rey': [6.7, 63.0], 'Escondido': [9.9, 67.0], 'Penasquitos': [14.6, 64.0], 'Sycamore Canyon': [20.6, 55.0], 'Kearny': [21.9, 55.0], 'San Onofre': [23.0, 53.0], 'Mission': [24.9, 52.0], 'Old Town': [25.2, 52.0], 'Talega': [28.1, 30.0], 'Silvergate': [30.6, 49.0], 'Capistrano': [34.6, 7.0], 'Miguel': [35.4, 0.0], 'Margarita': [35.4, 6.0], 'Bay Boulevard': [37.2, 40.0], 'Trabuco': [37.6, 4.0]} | 1160.4213 | 110.1155 | 9.489% | 1050.3058 | 90.51% | [5 empty] | 110.8009 | 9.548% | 0 | 0% | 0 | 0% | 0 | 0% | 123.2469 | 10.62% | 1037.1743 | 985.3743 | 84.92% | 175.047 | 1048.6754 | 90.37% | 111.7458 | 1048.6754 | 90.37% | 111.7458 | 18.0543 | 1.556% | 1142.367 | 243.8098 | 21.01% | 916.6115
194 | Margarita | Greater_LA | {'Trabuco': [2.8, 222.0], 'Capistrano': [3.4, 224.0], 'Talega': [7.4, 132.0], 'Viejo': [8.1, 210.0], 'Santiago': [11.3, 203.0], 'San Onofre': [13.1, 132.0], 'Lee Lake (Proposed)': [17.2, 0.0], 'Johanna': [17.2, 167.0], 'Ellis': [20.4, 129.0], 'Huntington Beach': [21.2, 131.0], 'Serrano': [21.3, 110.0], 'Villa Park': [21.8, 112.0], 'Lewis': [23.7, 110.0], 'Barre': [27.1, 96.0], 'San Luis Rey': [28.8, 21.0], 'Valley': [30.2, 0.0], 'Alamitos': [30.9, 92.0], 'Chino': [31.0, 0.0], 'Mira Loma': [31.8, 0.0], 'Olinda': [32.1, 0.0], 'Encina': [33.1, 10.0], 'Del Amo': [33.9, 67.0], 'Palomar Airport': [35.4, 6.0], 'Walnut': [36.6, 0.0], 'Rancho Vista': [37.5, 0.0], 'Long Beach': [37.5, 33.0], 'Etiwanda': [37.6, 0.0], 'Center': [37.9, 0.0], 'Harborgen': [38.0, 20.0], 'Vista': [38.2, 0.0], 'Lighthipe': [38.9, 0.0], 'Hinson': [39.0, 0.0], 'Padua': [39.3, 0.0], 'Arcogen': [40.0, 0.0]} | 2724.8948 | 223.9814 | 8.22% | 2500.9134 | 91.78% | [5 empty] | 0 | 0% | 0 | 0% | 54.0688 | 1.984% | 0 | 0% | 3.1489 | 0.1156% | 2721.7459 | 462.2631 | 16.96% | 2262.6317 | 2492.7087 | 91.48% | 232.186 | 2495.8577 | 91.59% | 229.0371 | 0.73626 | 0.02702% | 2724.1585 | 252.791 | 9.277% | 2472.1038
195 | Huntington Beach | Greater_LA | {'Ellis': [3.4, 2324.0], 'Johanna': [8.6, 763.0], 'Alamitos': [10.8, 2291.0], 'Barre': [11.2, 2294.0], 'Lewis': [12.1, 2164.0], 'Santiago': [12.2, 224.0], 'Villa Park': [14.3, 235.0], 'Del Amo': [15.5, 2266.0], 'Long Beach': [16.5, 2232.0], 'Serrano': [16.6, 212.0], 'Harborgen': [17.0, 2219.0], 'Trabuco': [18.5, 173.0], 'Hinson': [18.5, 2199.0], 'Arcogen': [19.3, 2190.0], 'Viejo': [19.4, 163.0], 'Lighthipe': [19.8, 2179.0], 'Capistrano': [20.2, 147.0], 'Center': [20.8, 2159.0], 'Olinda': [20.9, 104.0], 'Margarita': [21.2, 131.0], 'Laguna Bell': [24.8, 2128.0], 'Walnut': [25.0, 0.0], 'La Fresa': [25.6, 2131.0], 'Talega': [27.0, 39.0], 'Redondo': [27.4, 2115.0], 'Mesa': [28.0, 606.0], 'El Nido': [28.5, 2108.0], 'Chino': [29.8, 0.0], 'Chevmain': [30.2, 2104.0], 'San Onofre': [31.0, 39.0], 'Lee Lake (Proposed)': [31.2, 0.0], 'El Segundo': [31.4, 2091.0], 'Rio Hondo': [31.6, 0.0], 'La Cienega': [33.6, 1300.0], 'Mira Loma': [34.5, 0.0], 'Goodrich': [35.4, 0.0], 'Padua': [38.0, 0.0], 'Rancho Vista': [39.7, 0.0]} | 11115.9443 | 2329.7783 | 20.96% | 8786.166 | 79.04% | [5 empty] | 0 | 0% | 0 | 0% | 14.8837 | 0.1339% | 0 | 0% | 3.1489 | 0.02833% | 11112.7954 | 1650.4795 | 14.85% | 9465.4648 | 8761.6621 | 78.82% | 2354.2822 | 8764.8105 | 78.85% | 2351.1338 | 0 | 0% | 11115.9443 | 371.2501 | 3.34% | 10744.6942
196 | Los Esteros | Peninsula_Monterey | {'Scott': [3.7, 662.0], 'Newark': [5.9, 227.0], 'Hicks': [13.5, 505.0], 'Eastshore': [17.0, 227.0], 'Metcalf Energy Center': [17.5, 453.0], 'Metcalf 1': [17.5, 453.0], 'Cayetano': [23.2, 5.0], 'Midway Green Ridge Services': [28.0, 5.0], 'Tesla': [28.2, 5.0], 'Delta Pumps': [30.9, 5.0], 'Kelso': [31.3, 5.0], 'Martin': [32.3, 169.0], 'Llagas': [35.6, 0.0], 'Clayton': [35.7, 0.0], 'Brentwood': [36.7, 0.0], 'Lone Tree': [37.1, 0.0]} | 34984.6758 | 679.9059 | 1.943% | 34304.7699 | 98.06% | [5 empty] | 132.8904 | 0.3799% | 18.3489 | 0.05245% | 22119.498 | 63.23% | 10343.9766 | 29.57% | 28334.793 | 80.99% | 6649.8828 | 7936.7695 | 22.69% | 27047.9062 | 15630.2656 | 44.68% | 19354.4102 | 32236.8789 | 92.15% | 2747.7969 | 25989.2266 | 74.29% | 8995.4492 | 2603.4099 | 7.442% | 32381.2659
197 | Birds Landing | Solano | {'Shiloh III': [3.2, 18490.0], 'Pittsburg': [7.1, 12497.0], 'Kirker': [8.3, 11816.0], 'Contra Costa': [9.0, 7990.0], 'Lone Tree': [12.9, 7068.0], 'Peabody': [13.5, 17108.0], 'Clayton': [14.6, 7069.0], 'Grand Island': [15.0, 8735.0], 'Brentwood': [16.5, 2799.0], 'Martinez': [17.3, 8790.0], 'Vaca-Dixon & Gc Yard': [19.7, 13278.0], 'Carquinez': [22.9, 8167.0], 'Eight Mile': [25.1, 301.0], 'Delta Pumps': [25.1, 1357.0], 'Tulucay': [25.3, 8031.0], 'Kelso': [25.8, 1357.0], 'Cayetano': [26.9, 1357.0], 'Stagg': [27.8, 0.0], 'Putah Creek': [28.9, 7781.0], 'Davis': [29.5, 3712.0], 'Midway Green Ridge Services': [30.5, 1357.0], 'Tesla': [31.9, 1150.0], 'Weber': [35.1, 0.0], 'Lockeford': [36.4, 0.0], 'Vierra': [37.8, 0.0], 'Eastshore': [37.9, 0.0], 'Woodland': [38.5, 386.0], 'Madison': [38.5, 1514.0], 'Ignacio': [38.8, 77.0]} | 223595.1094 | 18803.623 | 8.41% | 204791.4863 | 91.59% | [5 empty] | 42788.3125 | 19.14% | 76552.0312 | 34.24% | 16471.0625 | 7.366% | 4158.6997 | 1.86% | 52463.7617 | 23.46% | 171131.3477 | 74613.3516 | 33.37% | 148981.7578 | 71542.7578 | 32% | 152052.3516 | 107205.8203 | 47.95% | 116389.2891 | 15657.4746 | 7.003% | 207937.6348 | 47230.1914 | 21.12% | 176364.918
198 | Cayetano | Solano | {'Delta Pumps': [9.3, 2054.0], 'Kelso': [10.0, 2054.0], 'Midway Green Ridge Services': [10.1, 2054.0], 'Tesla': [11.4, 1847.0], 'Brentwood': [13.5, 2049.0], 'Lone Tree': [14.4, 1560.0], 'Clayton': [17.8, 1560.0], 'Contra Costa': [18.0, 1560.0], 'Newark': [20.2, 5.0], 'Eastshore': [20.5, 5.0], 'Kirker': [20.8, 1560.0], 'Pittsburg': [21.7, 1560.0], 'Los Esteros': [23.2, 5.0], 'Martinez': [26.8, 1060.0], 'Scott': [26.9, 5.0], 'Birds Landing': [26.9, 1357.0], 'Vierra': [27.5, 489.0], 'Stagg': [29.0, 96.0], 'Shiloh III': [30.1, 1357.0], 'Eight Mile': [30.9, 0.0], 'Weber': [31.6, 476.0], 'Westley': [32.8, 489.0], 'Ripon': [34.2, 489.0], 'Martin': [35.0, 0.0], 'Grand Island': [35.4, 0.0], 'Hicks': [35.6, 0.0], 'Carquinez': [35.6, 0.0], 'Metcalf 1': [35.6, 0.0], 'Metcalf Energy Center': [35.7, 0.0], 'Peabody': [39.3, 0.0]} | 137335.8125 | 2054.2764 | 1.496% | 135281.5361 | 98.5% | [5 empty] | 6909.7017 | 5.031% | 33995.2891 | 24.75% | 32218.2402 | 23.46% | 11950.0684 | 8.701% | 89022.1953 | 64.82% | 48313.6172 | 68333.8125 | 49.76% | 69002 | 73380.1484 | 53.43% | 63955.6641 | 104209.4453 | 75.88% | 33126.3672 | 51842.7109 | 37.75% | 85493.1016 | 7781.3501 | 5.666% | 129554.4624
199 | Silvergate | Greater_SD | {'Old Town': [5.7, 1107.0], 'Mission': [6.1, 1107.0], 'Bay Boulevard': [6.6, 1140.0], 'Miguel': [9.4, 1085.0], 'Kearny': [9.5, 1088.0], 'Otay Mesa': [15.9, 848.0], 'Penasquitos': [16.0, 1079.0], 'Sycamore Canyon': [16.6, 1028.0], 'Suncrest': [28.0, 0.0], 'Escondido': [29.7, 13.0], 'Palomar Airport': [30.6, 49.0], 'Encina': [32.4, 18.0], 'San Luis Rey': [37.3, 2.0]} | 6456.897 | 1149.5306 | 17.8% | 5307.3663 | 82.2% | [5 empty] | 0 | 0% | 0 | 0% | 441.3843 | 6.836% | 0 | 0% | 278.4022 | 4.312% | 6178.4948 | 1645.8086 | 25.49% | 4811.0884 | 5192.106 | 80.41% | 1264.791 | 5210.4292 | 80.7% | 1246.4678 | 103.1082 | 1.597% | 6353.7888 | 237.108 | 3.672% | 6219.789
200 | Richmond | Northern_California | {'Leavitt': [7.1, 35114.0], 'Madeline': [38.7, 0.0]} | 301221.2188 | 60971.2656 | 20.24% | 240249.9531 | 79.76% | [5 empty] | 3891.8274 | 1.292% | 0 | 0% | 279254.6875 | 92.71% | 0 | 0% | 93757.6797 | 31.13% | 207463.5391 | 35150.9648 | 11.67% | 266070.2539 | 45764.457 | 15.19% | 255456.7617 | 136991.9062 | 45.48% | 164229.3125 | 191007.9844 | 63.41% | 110213.2344 | 23541.9316 | 7.815% | 277679.2871
201 | Rancho Vista | Greater_Kramer | {'Etiwanda': [0.4, 8.0], 'Mira Loma': [5.8, 0.0], 'Padua': [6.4, 8.0], 'Chino': [10.3, 0.0], 'Vista': [12.8, 3.0], 'San Bernardino': [17.0, 8.0], 'Lugo': [21.4, 8.0], 'Serrano': [23.1, 0.0], 'Lee Lake (Proposed)': [23.8, 0.0], 'Olinda': [24.3, 0.0], 'Walnut': [24.5, 0.0], 'Villa Park': [25.5, 0.0], 'Rio Hondo': [25.6, 0.0], 'El Casco': [27.6, 0.0], 'Lewis': [28.4, 0.0], 'Viejo': [29.7, 0.0], 'Victor': [29.9, 8.0], 'Johanna': [31.7, 0.0], 'Goodrich': [32.0, 0.0], 'Barre': [32.1, 0.0], 'Santiago': [32.1, 0.0], 'Valley': [32.4, 0.0], 'Mesa': [33.2, 0.0], 'Roadway': [34.3, 8.0], 'Center': [34.6, 0.0], 'Laguna Bell': [36.0, 0.0], 'Del Amo': [36.3, 0.0], 'Ellis': [36.4, 0.0], 'Trabuco': [37.1, 0.0], 'Margarita': [37.5, 0.0], 'Gould': [38.5, 0.0], 'Alamitos': [39.4, 0.0], 'Lighthipe': [39.5, 0.0], 'Huntington Beach': [39.7, 0.0]} | 24940.8555 | 7.6831 | 0.03081% | 24933.1724 | 99.97% | [5 empty] | 32.1555 | 0.1289% | 1.7313 | 0.006942% | 4368.1685 | 17.51% | 20572.8535 | 82.49% | 16434.875 | 65.9% | 8505.9805 | 17148.1758 | 68.76% | 7792.6797 | 16486.6777 | 66.1% | 8454.1777 | 24327.8711 | 97.54% | 612.9844 | 14042.9189 | 56.3% | 10897.9365 | 1389.5913 | 5.572% | 23551.2642
202 | Hilltop | Northern_California | {'Madeline': [38.7, 17.0]} | 454472.9375 | 29033.1836 | 6.388% | 425439.7539 | 93.61% | [5 empty] | 3687.0632 | 0.8113% | 1552.8569 | 0.3417% | 207408.8281 | 45.64% | 0 | 0% | 274098.2812 | 60.31% | 180374.6562 | 65997.7031 | 14.52% | 388475.2344 | 51494.5703 | 11.33% | 402978.3672 | 305272.6562 | 67.17% | 149200.2812 | 380799.6875 | 83.79% | 73673.25 | 44853.4688 | 9.869% | 409619.4688
203 | Thermalito | Northern_California | {'Table Mt.': [2.9, 37825.0], 'Wyandotte': [5.1, 30213.0], 'Palermo': [7.4, 23177.0], 'Honcut': [13.5, 20238.0], 'Pease': [23.8, 13005.0], 'East Marysville': [24.5, 9309.0], 'Colgate': [26.8, 469.0], 'Olivehurst': [29.5, 8812.0], 'Glenn': [32.7, 9788.0], 'Logan Creek': [33.7, 12949.0], 'Delevan': [35.5, 10959.0], 'Brunswick': [37.5, 0.0]} | 285247.875 | 44462.0391 | 15.59% | 240785.8359 | 84.41% | [5 empty] | 114617.6094 | 40.18% | 67713.7734 | 23.74% | 19543.7754 | 6.852% | 26264.6406 | 9.208% | 155238.75 | 54.42% | 130009.125 | 60425.6641 | 21.18% | 224822.2109 | 136088.6719 | 47.71% | 149159.2031 | 236068.6719 | 82.76% | 49179.2031 | 25186.5566 | 8.83% | 260061.3184 | 40577.7422 | 14.23% | 244670.1328
204 | Martinez | Solano | {'Carquinez': [8.9, 14457.0], 'Clayton': [9.4, 10077.0], 'Kirker': [11.5, 10277.0], 'Pittsburg': [12.0, 10506.0], 'Birds Landing': [17.3, 8790.0], 'Shiloh III': [18.1, 8887.0], 'Tulucay': [18.1, 12142.0], 'Contra Costa': [18.2, 2513.0], 'Lone Tree': [20.0, 1598.0], 'Peabody': [20.3, 7816.0], 'Ignacio': [23.5, 6442.0], 'Brentwood': [24.9, 1325.0], 'Cayetano': [26.8, 1060.0], 'Martin': [26.8, 3563.0], 'Eastshore': [26.9, 2127.0], 'Vaca-Dixon & Gc Yard': [28.7, 4333.0], 'Lakeville': [30.1, 273.0], 'Delta Pumps': [30.8, 1060.0], 'Kelso': [31.8, 1060.0], 'Grand Island': [32.3, 508.0], 'Midway Green Ridge Services': [35.1, 1060.0], 'Putah Creek': [35.7, 3655.0], 'Newark': [36.2, 0.0], 'Tesla': [36.6, 853.0], 'Penngrove': [37.1, 61.0]} | 90351.6094 | 17443.5234 | 19.31% | 72908.0859 | 80.69% | [5 empty] | 3555.926 | 3.936% | 3261.1375 | 3.609% | 25564.8438 | 28.29% | 4943.1255 | 5.471% | 30114.4277 | 33.33% | 60237.1816 | 38423.0547 | 42.53% | 51928.5547 | 44192.7383 | 48.91% | 46158.8711 | 66908.2656 | 74.05% | 23443.3438 | 20763.3848 | 22.98% | 69588.2246 | 21662.4043 | 23.98% | 68689.2051
205 | Lone Tree | Solano | {'Contra Costa': [3.9, 7271.0], 'Brentwood': [4.9, 3002.0], 'Kirker': [9.5, 7271.0], 'Pittsburg': [9.7, 7271.0], 'Clayton': [11.4, 3640.0], 'Delta Pumps': [12.6, 1560.0], 'Birds Landing': [12.9, 7068.0], 'Kelso': [13.4, 1560.0], 'Cayetano': [14.4, 1560.0], 'Shiloh III': [16.1, 7068.0], 'Midway Green Ridge Services': [17.9, 1560.0], 'Tesla': [19.3, 1353.0], 'Martinez': [20.0, 1598.0], 'Grand Island': [21.8, 5677.0], 'Eight Mile': [22.3, 301.0], 'Stagg': [22.6, 0.0], 'Peabody': [26.1, 5701.0], 'Weber': [28.4, 0.0], 'Vierra': [28.4, 0.0], 'Carquinez': [28.4, 154.0], 'Eastshore': [29.5, 0.0], 'Vaca-Dixon & Gc Yard': [32.6, 5171.0], 'Newark': [33.2, 0.0], 'Tulucay': [34.6, 18.0], 'Lockeford': [34.7, 0.0], 'Ripon': [36.0, 0.0], 'Los Esteros': [37.1, 0.0], 'Martin': [39.2, 0.0], 'Westley': [39.5, 0.0]} | 204854.6875 | 7271.3027 | 3.549% | 197583.3848 | 96.45% | [5 empty] | 22911.0527 | 11.18% | 89437.3984 | 43.66% | 18437.6914 | 9% | 7223.4077 | 3.526% | 66304.6641 | 32.37% | 138550.0234 | 78829.5781 | 38.48% | 126025.1094 | 75852.0234 | 37.03% | 129002.6641 | 108041.0703 | 52.74% | 96813.6172 | 12292.5029 | 6.001% | 192562.1846 | 31848.2168 | 15.55% | 173006.4707
206 | Delta Switching Yard | Solano | {'Kelso': [1.0, 2914.0], 'Midway Green Ridge Services': [5.4, 2914.0], 'Tesla': [6.8, 2707.0], 'Brentwood': [8.7, 2049.0], 'Cayetano': [9.3, 2054.0], 'Lone Tree': [12.6, 1560.0], 'Contra Costa': [16.3, 1560.0], 'Vierra': [18.9, 1349.0], 'Stagg': [19.9, 96.0], 'Clayton': [21.4, 1560.0], 'Kirker': [21.8, 1560.0], 'Pittsburg': [22.2, 1560.0], 'Eight Mile': [22.3, 0.0], 'Weber': [22.4, 619.0], 'Birds Landing': [25.1, 1357.0], 'Ripon': [26.1, 1349.0], 'Westley': [27.4, 1349.0], 'Shiloh III': [28.3, 1357.0], 'Newark': [28.8, 5.0], 'Eastshore': [29.7, 5.0], 'Grand Island': [29.8, 0.0], 'Martinez': [30.8, 1060.0], 'Los Esteros': [30.9, 5.0], 'Lockeford': [33.3, 0.0], 'Scott': [34.5, 5.0], 'Bellota': [36.3, 0.0], 'Peabody': [38.5, 0.0], 'Riverbank': [39.0, 0.0], 'Carquinez': [39.7, 0.0], 'Fink (Proposed)': [39.7, 0.0], 'Crow Creek': [39.7, 0.0]} | 220620.9219 | 2913.7703 | 1.321% | 217707.1516 | 98.68% | [5 empty] | 13947.9307 | 6.322% | 94935.7656 | 43.03% | 26877.3691 | 12.18% | 6904.916 | 3.13% | 106510.7578 | 48.28% | 114110.1641 | 86481.8828 | 39.2% | 134139.0391 | 86873.7031 | 39.38% | 133747.2188 | 132616.625 | 60.11% | 88004.2969 | 47013.2969 | 21.31% | 173607.625 | 16736.4727 | 7.586% | 203884.4492
207 | Green Ridge Midway | Solano | {'Tesla': [1.6, 9789.0], 'Kelso': [5.0, 3554.0], 'Delta Pumps': [5.4, 2914.0], 'Cayetano': [10.1, 2054.0], 'Brentwood': [14.2, 2049.0], 'Vierra': [17.8, 8431.0], 'Lone Tree': [17.9, 1560.0], 'Contra Costa': [21.7, 1560.0], 'Stagg': [22.5, 1951.0], 'Weber': [23.2, 2474.0], 'Westley': [23.2, 8431.0], 'Ripon': [24.2, 8431.0], 'Eight Mile': [25.7, 0.0], 'Clayton': [25.7, 1560.0], 'Newark': [26.8, 5.0], 'Kirker': [26.8, 1560.0], 'Pittsburg': [27.3, 1560.0], 'Los Esteros': [28.0, 5.0], 'Eastshore': [29.8, 5.0], 'Birds Landing': [30.5, 1357.0], 'Scott': [31.4, 5.0], 'Shiloh III': [33.7, 1357.0], 'Fink (Proposed)': [34.7, 5227.0], 'Crow Creek': [34.7, 5227.0], 'Grand Island': [34.9, 0.0], 'Martinez': [35.1, 1060.0], 'Lockeford': [35.7, 0.0], 'Metcalf 1': [35.7, 0.0], 'Metcalf Energy Center': [36.0, 0.0], 'Bellota': [37.1, 0.0], 'Riverbank': [37.3, 1855.0], 'Hicks': [38.1, 0.0]} | 236857.1875 | 9995.7119 | 4.22% | 226861.4756 | 95.78% | [5 empty] | 12142.5049 | 5.127% | 95710.4453 | 40.41% | 38685.1992 | 16.33% | 6963.606 | 2.94% | 130655.1484 | 55.16% | 106202.0391 | 79284.5 | 33.47% | 157572.6875 | 82549.0625 | 34.85% | 154308.125 | 144299.2344 | 60.92% | 92557.9531 | 72890.9141 | 30.77% | 163966.2734 | 12583.1719 | 5.313% | 224274.0156
208 | Inyo | Greater_Kramer (Exclude) | {'Control': [2.2, 8419.0]} | 46681.9375 | 8543.1572 | 18.3% | 38138.7803 | 81.7% | [5 empty] | 147.9028 | 0.3168% | 0 | 0% | 22336.6191 | 47.85% | 0 | 0% | 0 | 0% | 46681.9375 | 8659.6631 | 18.55% | 38022.2744 | 8524.501 | 18.26% | 38157.4365 | 12787.2305 | 27.39% | 33894.707 | 35692.2969 | 76.46% | 10989.6406 | 2832.4954 | 6.068% | 43849.4421
209 | Control | Greater_Kramer (Exclude) | {'Inyo': [2.2, 8419.0]} | 46012.5625 | 9184.0518 | 19.96% | 36828.5107 | 80.04% | [5 empty] | 147.9028 | 0.3214% | 0 | 0% | 23812.127 | 51.75% | 0 | 0% | 0 | 0% | 46012.5625 | 8149.7285 | 17.71% | 37862.834 | 7455.0093 | 16.2% | 38557.5532 | 11207.8047 | 24.36% | 34804.7578 | 34137.4648 | 74.19% | 11875.0977 | 2809.2612 | 6.105% | 43203.3013
210 | Big Creek Hydro Facilities | Central_Valley_North_Los_Banos | {'Sanger': [39.9, 0.0]} | 0 | 0 | 0% | 0 | 0% | [5 empty] | 0 | 0% | 0 | 0% | 0 | 0% | 0 | 0% | 0 | 0% | 0 | 0 | 0% | 0 | 0 | 0% | 0 | 0 | 0% | 0 | 0 | 0% | 0 | 0 | 0% | 0
211 | Moss Landing | Peninsula_Monterey | {'Llagas': [18.4, 1071.0], 'Hollister': [20.8, 2737.0], 'Metcalf Energy Center': [28.7, 14.0], 'Metcalf 1': [28.9, 4.0], 'Hicks': [30.3, 83.0]} | 21052.8867 | 9644.0195 | 45.81% | 11408.8672 | 54.19% | [5 empty] | 737.6075 | 3.504% | 10299.6201 | 48.92% | 491.9972 | 2.337% | 586.9359 | 2.788% | 1032.5078 | 4.904% | 20020.3789 | 7022.6655 | 33.36% | 14030.2212 | 9716.9619 | 46.16% | 11335.9248 | 10300.9512 | 48.93% | 10751.9355 | 683.0144 | 3.244% | 20369.8723 | 1638.0134 | 7.78% | 19414.8733
212 | Cal Ave | Central_Valley_North_Los_Banos | {'Malaga': [2.8, 200835.0], 'West Fresno': [3.0, 220482.0], 'Kearney (New)': [6.6, 217073.0], 'Sanger': [8.5, 103490.0], 'McCall': [10.2, 130372.0], 'Gregg': [12.5, 154001.0], 'Mc Mullin': [15.2, 209049.0], 'Borden': [18.6, 100937.0], 'Wahtoke': [18.7, 29030.0], 'Kingsburg': [18.9, 82920.0], 'Reedley': [22.9, 10223.0], 'Helm': [24.5, 159672.0], 'Schindler': [30.2, 85667.0], 'GWF Hanford': [31.7, 23960.0], 'Newhall': [32.8, 39705.0], 'Leprino': [33.4, 31985.0], 'Henrietta': [33.9, 32969.0], 'Excelsior': [34.1, 42509.0], 'Mustang': [34.7, 25579.0], 'Tranquility': [36.7, 11958.0], 'Cantua': [37.8, 9731.0], 'Dairyland': [38.3, 5024.0], 'Mendota': [38.5, 3254.0]} | 262570.0938 | 224773.7188 | 85.61% | 37796.375 | 14.39% | [5 empty] | 87657.4766 | 33.38% | 156123.9844 | 59.46% | 0 | 0% | 0 | 0% | 10347.0264 | 3.941% | 252223.0674 | 25144.9688 | 9.576% | 237425.125 | 25144.9688 | 9.576% | 237425.125 | 35254.1836 | 13.43% | 227315.9102 | 4314.459 | 1.643% | 258255.6348 | 8324.4854 | 3.17% | 254245.6084
213 | Poso Mountain | Central_Valley_North_Los_Banos | {'Sycamore': [7.6, 0.0], 'Kern Oil': [8.9, 0.0], 'Cal Water': [10.0, 141.0], 'Columbus': [11.1, 25.0], 'Lerdo': [11.7, 0.0], 'Bakersfield': [12.2, 0.0], '7th Standard': [12.8, 0.0], 'West Park': [13.6, 0.0], 'Magunden': [13.8, 0.0], 'Rosedale': [14.3, 0.0], 'Kern Power': [14.7, 0.0], 'Renfro': [16.6, 0.0], 'Stockdale': [17.8, 0.0], 'Lamont': [18.9, 0.0], 'Rio Bravo': [18.9, 0.0], 'Unknown - 3327': [18.9, 0.0], 'Tevis': [19.2, 0.0], 'Shafter': [20.5, 0.0], 'Vestal': [20.8, 0.0], 'Charca': [21.0, 0.0], 'Grimmway-Malaga': [22.2, 0.0], 'Tupman': [22.6, 0.0], 'Semitropic': [27.1, 0.0], 'Norco': [27.3, 0.0], 'Midway': [29.9, 0.0], 'Smyrna': [30.0, 0.0], 'Wheeler Ridge': [32.5, 0.0], 'Elk Hills': [33.0, 0.0], 'Midway - Wheeler Ridge (Proposed)': [34.9, 0.0], 'Goose Lake': [35.1, 0.0], 'Olive': [36.0, 0.0], 'Springville': [37.9, 0.0], 'Alpaugh': [39.5, 0.0]} | 3234.4746 | 248.3817 | 7.679% | 2986.0929 | 92.32% | [5 empty] | 0 | 0% | 0 | 0% | 3234.4746 | 100% | 0 | 0% | 714.9423 | 22.1% | 2519.5323 | 1.4039 | 0.0434% | 3233.0707 | 1343.5078 | 41.54% | 1890.9668 | 1465.2711 | 45.3% | 1769.2035 | 2328.2126 | 71.98% | 906.262 | 55.8693 | 1.727% | 3178.6053
214 | Walnut | Greater_LA | {'Olinda': [4.6, 0.0], 'Rio Hondo': [6.9, 0.0], 'Mesa': [9.4, 0.0], 'Center': [10.5, 0.0], 'Laguna Bell': [11.6, 0.0], 'Goodrich': [12.6, 0.0], 'Del Amo': [13.9, 0.0], 'Barre': [13.9, 0.0], 'Lewis': [14.0, 0.0], 'Villa Park': [14.9, 0.0], 'Serrano': [15.4, 0.0], 'Lighthipe': [15.6, 0.0], 'Chino': [15.6, 0.0], 'Alamitos': [18.8, 0.0], 'Padua': [19.4, 0.0], 'Gould': [20.0, 0.0], 'Hinson': [20.4, 0.0], 'Johanna': [21.1, 0.0], 'Arcogen': [21.4, 0.0], 'Mira Loma': [22.1, 0.0], 'Ellis': [22.3, 0.0], 'Harborgen': [22.5, 0.0], 'Long Beach': [23.0, 0.0], 'La Fresa': [24.0, 0.0], 'Rancho Vista': [24.5, 0.0], 'La Cienega': [24.6, 0.0], 'Etiwanda': [24.9, 0.0], 'Huntington Beach': [25.0, 0.0], 'El Nido': [25.5, 0.0], 'Santiago': [25.9, 0.0], 'Chevmain': [27.0, 0.0], 'Redondo': [27.5, 0.0], 'El Segundo': [28.0, 0.0], 'Viejo': [29.4, 0.0], 'Lee Lake (Proposed)': [33.8, 0.0], 'Vincent': [34.3, 0.0], 'Trabuco': [34.6, 0.0], 'Vista': [36.3, 0.0], 'Margarita': [36.6, 0.0], 'Sylmar-Pac Intertie': [37.6, 0.0], 'Capistrano': [37.9, 0.0]} | 505.9072 | 0 | 0% | 505.9072 | 100% | [5 empty] | 0 | 0% | 0 | 0% | 0 | 0% | 446.0012 | 88.16% | 301.9824 | 59.69% | 203.9248 | 194.4831 | 38.44% | 311.4241 | 203.9248 | 40.31% | 301.9824 | 505.9072 | 100% | 0 | 227.1328 | 44.9% | 278.7744 | 10.7832 | 2.131% | 495.124
215 | Chevmain | Greater_LA | {'El Segundo': [1.2, 2368.0], 'El Nido': [1.8, 2360.0], 'Redondo': [3.8, 2354.0], 'La Fresa': [4.6, 2341.0], 'La Cienega': [6.9, 1576.0], 'Arcogen': [10.9, 2289.0], 'Hinson': [11.9, 2289.0], 'Harborgen': [13.2, 2273.0], 'Lighthipe': [13.2, 2289.0], 'Long Beach': [13.9, 2265.0], 'Laguna Bell': [15.5, 2217.0], 'Center': [17.2, 2194.0], 'Del Amo': [18.0, 2252.0], 'Mesa': [19.2, 606.0], 'Alamitos': [19.9, 2240.0], 'Goodrich': [24.9, 0.0], 'Barre': [25.1, 2103.0], 'Gould': [25.2, 0.0], 'Walnut': [27.0, 0.0], 'Olinda': [27.8, 61.0], 'Rio Hondo': [28.0, 0.0], 'Sylmar-Pac Intertie': [28.3, 52.0], 'Lewis': [29.7, 1959.0], 'Huntington Beach': [30.2, 2104.0], 'Ellis': [30.4, 2100.0], 'Villa Park': [33.2, 28.0], 'Johanna': [34.2, 537.0], 'Serrano': [35.6, 8.0], 'Saugus': [37.2, 0.0], 'Pardee': [38.4, 0.0], 'Moorpark': [38.8, 0.0]} | 5504.3022 | 2380.551 | 43.25% | 3123.7512 | 56.75% | [5 empty] | 0 | 0% | 0 | 0% | 195.0095 | 3.543% | 59.7233 | 1.085% | 59.5315 | 1.082% | 5444.7707 | 176.321 | 3.203% | 5327.9813 | 3019.3875 | 54.86% | 2484.9148 | 3078.9189 | 55.94% | 2425.3833 | 0 | 0% | 5504.3022 | 12.8296 | 0.2331% | 5491.4726
216 | Long Beach | Greater_LA | {'Harborgen': [0.9, 2381.0], 'Arcogen': [3.7, 2352.0], 'Hinson': [3.7, 2361.0], 'Alamitos': [7.3, 2368.0], 'Lighthipe': [8.4, 2341.0], 'Del Amo': [9.3, 2380.0], 'La Fresa': [9.5, 2293.0], 'Redondo': [11.0, 2277.0], 'El Nido': [12.4, 2270.0], 'Center': [13.2, 2250.0], 'Chevmain': [13.9, 2265.0], 'Barre': [14.3, 2231.0], 'El Segundo': [15.0, 2253.0], 'Laguna Bell': [15.2, 2221.0], 'Huntington Beach': [16.5, 2232.0], 'Ellis': [17.2, 2228.0], 'La Cienega': [18.4, 1461.0], 'Lewis': [19.0, 2087.0], 'Mesa': [19.8, 606.0], 'Olinda': [21.4, 104.0], 'Johanna': [21.8, 665.0], 'Villa Park': [22.8, 156.0], 'Walnut': [23.0, 0.0], 'Serrano': [25.4, 136.0], 'Santiago': [27.2, 126.0], 'Rio Hondo': [27.3, 0.0], 'Goodrich': [27.7, 0.0], 'Gould': [31.5, 0.0], 'Viejo': [34.3, 65.0], 'Trabuco': [34.7, 75.0], 'Chino': [35.3, 0.0], 'Capistrano': [36.7, 49.0], 'Margarita': [37.5, 33.0]} | 10242.1963 | 2393.5627 | 23.37% | 7848.6335 | 76.63% | [5 empty] | 0 | 0% | 0 | 0% | 136.4639 | 1.332% | 0 | 0% | 10.7529 | 0.105% | 10231.4434 | 1553.6212 | 15.17% | 8688.5751 | 7788.5947 | 76.04% | 2453.6016 | 7799.3477 | 76.15% | 2442.8486 | 0 | 0% | 10242.1963 | 350.8864 | 3.426% | 9891.3099
217 | Pit 1 | Northern_California | {'New Sub - Pit 1 - Cottonwood (Proposed)': [20.5, 9816.0], 'Cove Road': [23.9, 10951.0], 'Round Mt.': [26.2, 6373.0]} | 206044.1719 | 28123.0254 | 13.65% | 177921.1465 | 86.35% | [5 empty] | 876.9169 | 0.4256% | 235.1703 | 0.1141% | 201590.4375 | 97.84% | 0 | 0% | 81694.1094 | 39.65% | 124350.0625 | 20851.2891 | 10.12% | 185192.8828 | 11676.1211 | 5.667% | 194368.0508 | 94925.4141 | 46.07% | 111118.7578 | 145902.0781 | 70.81% | 60142.0938 | 7543.6919 | 3.661% | 198500.48
218 | Cove Rd | Northern_California | {'Round Mt.': [4.9, 20942.0], 'New Sub - Pit 1 - Cottonwood (Proposed)': [6.8, 23813.0], 'Pit 1': [23.9, 10951.0], 'Jessup': [35.5, 148.0], 'Cottonwood': [37.5, 0.0]} | 272386.25 | 25701.8398 | 9.436% | 246684.4102 | 90.56% | [5 empty] | 562.7067 | 0.2066% | 84.4565 | 0.03101% | 263199.9375 | 96.63% | 7407.3462 | 2.719% | 112481.3828 | 41.29% | 159904.8672 | 59154.2031 | 21.72% | 213232.0469 | 66146.1797 | 24.28% | 206240.0703 | 152272.5938 | 55.9% | 120113.6562 | 197210.6094 | 72.4% | 75175.6406 | 11516.792 | 4.228% | 260869.458
219 | Drum | Northern_California | {'Brunswick': [14.5, 5571.0], 'Summit': [21.2, 11531.0], 'Higgins': [22.8, 106.0], 'Colgate': [23.2, 3337.0], 'Placerville': [36.3, 0.0]} | 100041.8047 | 19333.1113 | 19.33% | 80708.6934 | 80.67% | [5 empty] | 6.2271 | 0.006224% | 0 | 0% | 48546.9727 | 48.53% | 15526.1201 | 15.52% | 11705.8066 | 11.7% | 88335.998 | 9230.291 | 9.226% | 90811.5137 | 12832.5879 | 12.83% | 87209.2168 | 29588.6934 | 29.58% | 70453.1113 | 66465.7891 | 66.44% | 33576.0156 | 4814.5845 | 4.813% | 95227.2202
220 | Vierra | Solano | {'Ripon': [7.6, 57853.0], 'Weber': [8.6, 47066.0], 'Stagg': [14.0, 31150.0], 'Westley': [15.5, 43576.0], 'Tesla': [17.0, 12046.0], 'Midway Green Ridge Services': [17.8, 8431.0], 'Kelso': [18.0, 1989.0], 'Delta Pumps': [18.9, 1349.0], 'Eight Mile': [18.9, 8439.0], 'Riverbank': [20.1, 49057.0], 'Bellota': [20.7, 34655.0], 'Lockeford': [22.9, 16111.0], 'Brentwood': [23.5, 489.0], 'Warnerville': [26.1, 36617.0], 'Cayetano': [27.5, 489.0], 'Rancho Seco - Bellota (Proposed)': [27.7, 8460.0], 'Lone Tree': [28.4, 0.0], 'Crow Creek': [30.2, 9965.0], 'Fink (Proposed)': [30.5, 9562.0], 'Contra Costa': [31.1, 0.0], 'Camanche': [31.8, 0.0], 'Grand Island': [34.6, 0.0], 'Kirker': [37.8, 0.0], 'Pittsburg': [37.8, 0.0], 'Birds Landing': [37.8, 0.0], 'Miller': [38.6, 276.0], 'Clayton': [39.3, 0.0]} | 276099.3125 | 57853.25 | 20.95% | 218246.0625 | 79.05% | [5 empty] | 50310.6094 | 18.22% | 155932.4531 | 56.48% | 0 | 0% | 0 | 0% | 130329.8438 | 47.2% | 145769.4688 | 41313.6328 | 14.96% | 234785.6797 | 41487.7461 | 15.03% | 234611.5664 | 136835.0312 | 49.56% | 139264.2812 | 28306.6836 | 10.25% | 247792.6289 | 9773.6689 | 3.54% | 266325.6436
221 | Coyote | Peninsula_Monterey | {'Metcalf': 0.3, 'Hicks': 8.5, 'Schulte Switching Station': 15.7, 'Los Esteros': 17.5, 'Newark': 23.4, 'Moss Landing': 28.7, 'East Shore': 34.5, 'Fink (Proposed)': 34.8, 'Tesla': 35.4, 'Cayetano': 35.7, 'Green Ridge Midway': 36.0, 'Quinto': 38.0, 'Westley': 38.7} | 37522.3867 | 468.0979 | 1.248% | 37054.2888 | 98.75% | [5 empty] | 80.7282 | 0.2151% | 9.4994 | 0.02532% | 29064.2812 | 77.46% | 8103.5981 | 21.6% | 30702.0273 | 81.82% | 6820.3594 | 9203.2881 | 24.53% | 28319.0986 | 15670.2305 | 41.76% | 21852.1562 | 35198.0547 | 93.81% | 2324.332 | 31618.9902 | 84.27% | 5903.3965 | 745.2518 | 1.986% | 36777.1349
222 | Metcalf | Peninsula_Monterey | {'Metcalf 1': [0.3, 458.0], 'Hicks': [8.5, 468.0], 'Scott': [15.7, 454.0], 'Los Esteros': [17.5, 453.0], 'Llagas': [18.1, 13.0], 'Newark': [23.4, 0.0], 'Moss Landing': [28.7, 14.0], 'Hollister': [31.1, 0.0], 'Eastshore': [34.5, 0.0], 'Miller': [34.7, 0.0], 'Fink (Proposed)': [34.8, 0.0], 'Crow Creek': [35.2, 0.0], 'Tesla': [35.4, 0.0], 'Cayetano': [35.7, 0.0], 'Midway Green Ridge Services': [36.0, 0.0], 'Quinto': [38.0, 0.0], 'Westley': [38.7, 0.0]} | 38581.3008 | 457.8941 | 1.187% | 38123.4067 | 98.81% | [5 empty] | 80.7282 | 0.2092% | 9.4994 | 0.02462% | 30180.7207 | 78.23% | 7986.2646 | 20.7% | 31746.3652 | 82.28% | 6834.9355 | 9651.2354 | 25.02% | 28930.0654 | 16073.583 | 41.66% | 22507.7178 | 36133.6523 | 93.66% | 2447.6484 | 32767.6113 | 84.93% | 5813.6895 | 749.5322 | 1.943% | 37831.7686
223 | Diablo | Kern_Greater_Carrizo | {'Morro Bay': [10.9, 3444.0], 'San Luis Obispo': [12.4, 4395.0], 'Oceano': [17.0, 3309.0], 'Templeton': [25.2, 1088.0], 'Mesa': [26.5, 1383.0], 'Sisquoc': [37.4, 8.0]} | 54487.9688 | 4399.9526 | 8.075% | 50088.0161 | 91.92% | [5 empty] | 396.6566 | 0.728% | 321.0469 | 0.5892% | 12781.4414 | 23.46% | 33442.9062 | 61.38% | 28865.6426 | 52.98% | 25622.3262 | 10762.0254 | 19.75% | 43725.9434 | 25334.7656 | 46.5% | 29153.2031 | 39327.0117 | 72.18% | 15160.957 | 34933.8555 | 64.11% | 19554.1133 | 4611.4531 | 8.463% | 49876.5156
224 | Coolwater | Greater_Kramer | {'Tortilla': [10.0, 10229.0], 'Calcite': [23.9, 7.0], 'Pisgah': [27.3, 29754.0], 'Lugo - Pisgah (Proposed)': [34.4, 0.0], 'Roadway': [37.5, 249.0], 'Victor': [39.2, 0.0]} | 116175.1406 | 36073.0312 | 31.05% | 80102.1094 | 68.95% | [5 empty] | 1098.1621 | 0.9453% | 2685.4028 | 2.312% | 0 | 0% | 0 | 0% | 52029.0234 | 44.78% | 64146.1172 | 22584.3926 | 19.44% | 93590.748 | 15230.0557 | 13.11% | 100945.085 | 58547.6758 | 50.4% | 57627.4648 | 52134.4375 | 44.88% | 64040.7031 | 2478.469 | 2.133% | 113696.6716
225 | San Onofre | Greater_SD | {'Talega': [5.8, 156.0], 'Capistrano': [11.8, 133.0], 'Margarita': [13.1, 132.0], 'Trabuco': [15.0, 130.0], 'San Luis Rey': [16.8, 68.0], 'Encina': [20.4, 56.0], 'Viejo': [21.1, 118.0], 'Palomar Airport': [23.0, 53.0], 'Santiago': [23.8, 111.0], 'Lee Lake (Proposed)': [26.9, 0.0], 'Johanna': [29.3, 75.0], 'Escondido': [30.4, 46.0], 'Huntington Beach': [31.0, 39.0], 'Ellis': [31.3, 37.0], 'Valley': [34.3, 0.0], 'Serrano': [34.4, 18.0], 'Villa Park': [34.7, 20.0], 'Lewis': [36.2, 19.0], 'Penasquitos': [36.6, 6.0], 'Barre': [39.0, 4.0]} | 1831.3043 | 178.9219 | 9.77% | 1652.3824 | 90.23% | [5 empty] | 110.8009 | 6.05% | 0 | 0% | 54.0688 | 2.952% | 0 | 0% | 101.4819 | 5.542% | 1729.8224 | 1147.2451 | 62.65% | 684.0592 | 1649.9164 | 90.1% | 181.3879 | 1649.9164 | 90.1% | 181.3879 | 18.0543 | 0.9859% | 1813.2501 | 226.6097 | 12.37% | 1604.6946
226 | Woodland | Solano | {'Davis': [9.3, 76128.0], 'Madison': [11.3, 80474.0], 'Putah Creek': [16.7, 67762.0], 'Vaca-Dixon & Gc Yard': [21.0, 53221.0], 'Rio Oso': [23.7, 20466.0], 'Pleasant Grove': [26.4, 5039.0], 'Peabody': [29.5, 42418.0], 'Olivehurst': [30.9, 5090.0], 'Grand Island': [32.2, 14812.0], 'Gold Hill': [33.7, 3100.0], 'Pease': [34.4, 3546.0], 'East Marysville': [35.2, 3409.0], 'Shiloh III': [35.5, 12687.0], 'Birds Landing': [38.5, 386.0], 'Cortina': [39.4, 0.0]} | 350848.7188 | 92099.4922 | 26.25% | 258749.2266 | 73.75% | [5 empty] | 61285.5195 | 17.47% | 203880.7969 | 58.11% | 17368.4453 | 4.95% | 0 | 0% | 196178.1406 | 55.92% | 154670.5781 | 26695.9473 | 7.609% | 324152.7715 | 120038.4219 | 34.21% | 230810.2969 | 241182.2656 | 68.74% | 109666.4531 | 21554.3516 | 6.143% | 329294.3672 | 15222.5098 | 4.339% | 335626.209
227 | Donnells | El_Dorado_Mariposa | {'Curtis': [24.4, 0.0], 'New Melones': [34.0, 0.0], 'Peoria': [34.6, 0.0], 'Chinese Station': [35.3, 0.0]} | 84856.5156 | 29611.5273 | 34.9% | 55244.9883 | 65.1% | [5 empty] | 0 | 0% | 0 | 0% | 43130.3359 | 50.83% | 837.6949 | 0.9872% | 5505.0835 | 6.488% | 79351.4321 | 4485.0815 | 5.285% | 80371.4341 | 7237.3774 | 8.529% | 77619.1382 | 15538.667 | 18.31% | 69317.8486 | 46203.8945 | 54.45% | 38652.6211 | 3035.6733 | 3.577% | 81820.8423
228 | Mandalay | Greater_LA | {'Santa Clara': [7.5, 483.0], 'Moorpark': [20.4, 204.0]} | 2655.2739 | 516.3206 | 19.45% | 2138.9534 | 80.55% | [5 empty] | 5.6676 | 0.2134% | 3.8814 | 0.1462% | 152.7767 | 5.754% | 23.159 | 0.8722% | 671.8058 | 25.3% | 1983.4681 | 1401.5884 | 52.79% | 1253.6855 | 2035.4801 | 76.66% | 619.7938 | 2058.1226 | 77.51% | 597.1514 | 18.2588 | 0.6876% | 2637.0151 | 1147.9722 | 43.23% | 1507.3018
229 | North Gila | Arizona | {} | 69132.9219 | 10102.6953 | 14.61% | 59030.2266 | 85.39% | [5 empty] | 2648.1433 | 3.831% | 9247.6035 | 13.38% | 0 | 0% | 0 | 0% | 355.4437 | 0.5141% | 68777.4781 | 33077.4414 | 47.85% | 36055.4805 | 27814.9219 | 40.23% | 41318 | 33134.7656 | 47.93% | 35998.1562 | 38190.1406 | 55.24% | 30942.7812 | 1747.4341 | 2.528% | 67385.4878
230 | Eight Mile | Solano | {'Stagg': [4.8, 24549.0], 'Weber': [12.2, 17537.0], 'Lockeford': [12.5, 25011.0], 'Grand Island': [16.6, 15338.0], 'Vierra': [18.9, 8439.0], 'Brentwood': [19.0, 301.0], 'Bellota': [20.0, 10508.0], 'Rancho Seco - Bellota (Proposed)': [21.3, 11527.0], 'Kelso': [21.9, 0.0], 'Camanche': [22.0, 15350.0], 'Delta Pumps': [22.3, 0.0], 'Lone Tree': [22.3, 301.0], 'Contra Costa': [22.5, 301.0], 'Ripon': [24.4, 8439.0], 'Birds Landing': [25.1, 301.0], 'Midway Green Ridge Services': [25.7, 0.0], 'Tesla': [26.0, 0.0], 'Shiloh III': [26.7, 301.0], 'Pittsburg': [28.4, 301.0], 'Kirker': [28.9, 301.0], 'Cayetano': [30.9, 0.0], 'Riverbank': [32.5, 8439.0], 'Clayton': [33.2, 268.0], 'Westley': [34.4, 4167.0], 'Peabody': [35.9, 301.0], 'Vaca-Dixon & Gc Yard': [37.8, 0.0], 'Warnerville': [38.2, 3062.0], 'Davis': [38.8, 0.0]} | 240619.4219 | 25493.125 | 10.59% | 215126.2969 | 89.41% | [5 empty] | 42436.7812 | 17.64% | 163262.625 | 67.85% | 0 | 0% | 0 | 0% | 34120.3359 | 14.18% | 206499.0859 | 45074.4922 | 18.73% | 195544.9297 | 45597.0078 | 18.95% | 195022.4141 | 71156.6562 | 29.57% | 169462.7656 | 0 | 0% | 240619.4219 | 18068.0059 | 7.509% | 222551.416
231 | Kern Power | Central_Valley_North_Los_Banos | {'Rosedale': [1.1, 0.0], 'West Park': [3.2, 0.0], 'Renfro': [3.8, 0.0], 'Tevis': [4.5, 0.0], '7th Standard': [4.5, 0.0], 'Stockdale': [4.7, 0.0], 'Bakersfield': [5.3, 0.0], 'Kern Oil': [6.0, 0.0], 'Sycamore': [7.8, 0.0], 'Lerdo': [8.9, 0.0], 'Columbus': [9.0, 0.0], 'Tupman': [9.9, 0.0], 'Magunden': [10.0, 0.0], 'Rio Bravo': [10.2, 0.0], 'Cal Water': [11.5, 0.0], 'Norco': [13.6, 0.0], 'Unknown - 3327': [14.4, 0.0], 'Lamont': [14.5, 0.0], 'Poso Mt.': [14.7, 0.0], 'Shafter': [15.5, 0.0], 'Grimmway-Malaga': [16.2, 0.0], 'Elk Hills': [19.0, 0.0], 'Midway': [20.1, 0.0], 'Charca': [20.3, 0.0], 'Midway - Wheeler Ridge (Proposed)': [20.3, 0.0], 'Wheeler Ridge': [21.2, 0.0], 'Semitropic': [24.5, 0.0], 'Taft': [27.5, 0.0], 'Smyrna': [30.8, 0.0], 'Goose Lake': [31.2, 0.0], 'Vestal': [31.9, 0.0], 'Temblor': [33.8, 0.0], 'Pastoria': [33.9, 0.0], 'Kernridge': [36.5, 0.0]} | 0 | 0 | 0% | 0 | 0% | [5 empty] | 0 | 0% | 0 | 0% | 0 | 0% | 0 | 0% | 0 | 0% | 0 | 0 | 0% | 0 | 0 | 0% | 0 | 0 | 0% | 0 | 0 | 0% | 0 | 0 | 0% | 0
232 | Renfro | Central_Valley_North_Los_Banos | {'Kern Power': [3.8, 0.0], '7th Standard': [4.0, 0.0], 'Rosedale': [4.9, 0.0], 'Tevis': [5.1, 0.0], 'Tupman': [6.4, 0.0], 'Rio Bravo': [6.6, 0.0], 'West Park': [7.0, 0.0], 'Stockdale': [7.3, 0.0], 'Lerdo': [7.8, 0.0], 'Kern Oil': [8.9, 0.0], 'Bakersfield': [9.0, 0.0], 'Norco': [10.8, 0.0], 'Sycamore': [10.8, 0.0], 'Shafter': [12.3, 0.0], 'Columbus': [12.7, 0.0], 'Magunden': [13.8, 0.0], 'Cal Water': [15.0, 0.0], 'Midway': [16.3, 0.0], 'Elk Hills': [16.4, 0.0], 'Poso Mt.': [16.6, 0.0], 'Charca': [17.7, 0.0], 'Unknown - 3327': [18.1, 0.0], 'Lamont': [18.2, 0.0], 'Midway - Wheeler Ridge (Proposed)': [19.3, 0.0], 'Grimmway-Malaga': [19.7, 0.0], 'Semitropic': [21.3, 0.0], 'Wheeler Ridge': [23.2, 0.0], 'Taft': [25.0, 0.0], 'Goose Lake': [27.7, 0.0], 'Smyrna': [28.1, 0.0], 'Temblor': [30.0, 0.0], 'Vestal': [31.7, 0.0], 'Kernridge': [32.7, 0.0], 'Pastoria': [36.1, 0.0], 'Olive': [38.6, 0.0]} | 0 | 0 | 0% | 0 | 0% | [5 empty] | 0 | 0% | 0 | 0% | 0 | 0% | 0 | 0% | 0 | 0% | 0 | 0 | 0% | 0 | 0 | 0% | 0 | 0 | 0% | 0 | 0 | 0% | 0 | 0 | 0% | 0
233 | Highwind | Tehachapi | {'Windhub': [7.1, 41196.0], 'Whirlwind': [16.9, 32163.0], 'Pastoria': [28.7, 7243.0], 'Antelope': [28.8, 25453.0], 'Grimmway-Malaga': [29.1, 2410.0], 'Lamont': [30.5, 2303.0], 'Unknown - 3327': [30.6, 2303.0], 'Bailey': [31.7, 12903.0], 'Wheeler Ridge': [33.9, 382.0], 'Magunden': [35.6, 0.0], 'Cal Water': [37.0, 0.0], 'Columbus': [37.9, 0.0]} | 196363 | 45206.4727 | 23.02% | 151156.5273 | 76.98% | [5 empty] | 103.6413 | 0.05278% | 1255.9398 | 0.6396% | 102839.6719 | 52.37% | 17400.9824 | 8.862% | 89486.25 | 45.57% | 106876.75 | 37260.0469 | 18.98% | 159102.9531 | 49357.0469 | 25.14% | 147005.9531 | 124697.6641 | 63.5% | 71665.3359 | 93414.1328 | 47.57% | 102948.8672 | 2151.304 | 1.096% | 194211.696
234 | Sylmar | Tehachapi | {'Saugus': [9.1, 5983.0], 'Pardee': [10.4, 5569.0], 'Gould': [18.8, 2152.0], 'La Cienega': [22.1, 52.0], 'Moorpark': [23.1, 2337.0], 'Vincent': [25.1, 2984.0], 'Goodrich': [25.9, 135.0], 'El Segundo': [27.7, 52.0], 'Chevmain': [28.3, 52.0], 'Antelope': [28.7, 4106.0], 'Mesa': [29.0, 0.0], 'El Nido': [29.2, 52.0], 'Laguna Bell': [30.4, 0.0], 'La Fresa': [31.5, 51.0], 'Redondo': [32.2, 52.0], 'Rio Hondo': [32.8, 14.0], 'Center': [34.4, 0.0], 'Lighthipe': [34.7, 0.0], 'Bailey': [36.1, 266.0], 'Arcogen': [36.7, 0.0], 'Hinson': [37.1, 0.0], 'Walnut': [37.6, 0.0], 'Whirlwind': [38.4, 31.0], 'Del Amo': [39.1, 0.0], 'Santa Clara': [39.1, 0.0], 'Harborgen': [39.5, 0.0]} | 75351.5234 | 6770.7554 | 8.986% | 68580.7681 | 91.01% | [5 empty] | 476.4147 | 0.6323% | 2492.5054 | 3.308% | 3930.9861 | 5.217% | 71361.3047 | 94.7% | 47808.1719 | 63.45% | 27543.3516 | 329.0074 | 0.4366% | 75022.516 | 5158.791 | 6.846% | 70192.7324 | 49947.5391 | 66.29% | 25403.9844 | 43853.7773 | 58.2% | 31497.7461 | 8529.5391 | 11.32% | 66821.9844
235 | Westley | Central_Valley_North_Los_Banos | {'Ripon': [12.6, 66513.0], 'Crow Creek': [14.7, 45216.0], 'Fink (Proposed)': [14.9, 43932.0], 'Vierra': [15.5, 43576.0], 'Riverbank': [20.9, 63041.0], 'Tesla': [21.7, 12046.0], 'Miller': [23.1, 18931.0], 'Midway Green Ridge Services': [23.2, 8431.0], 'Weber': [23.6, 33220.0], 'Warnerville': [24.8, 51030.0], 'Kelso': [26.4, 1989.0], 'Delta Pumps': [27.4, 1349.0], 'Stagg': [29.6, 22441.0], 'Bellota': [31.9, 20378.0], 'Quinto': [32.6, 0.0], 'Cayetano': [32.8, 489.0], 'Eight Mile': [34.4, 4167.0], 'Brentwood': [34.8, 489.0], 'Lockeford': [37.3, 7402.0], 'Los Banos': [37.7, 0.0], 'Metcalf 1': [38.3, 0.0], 'Metcalf Energy Center': [38.7, 0.0], 'Lone Tree': [39.5, 0.0], 'Rancho Seco - Bellota (Proposed)': [39.9, 178.0]} | 247858.0312 | 80481.875 | 32.47% | 167376.1562 | 67.53% | [5 empty] | 28887.1035 | 11.65% | 116160.1953 | 46.87% | 23405.9258 | 9.443% | 0 | 0% | 144550.6562 | 58.32% | 103307.375 | 39551.0508 | 15.96% | 208306.9805 | 51970.3594 | 20.97% | 195887.6719 | 148129.75 | 59.76% | 99728.2812 | 78750.8281 | 31.77% | 169107.2031 | 7239.3179 | 2.921% | 240618.7134
236 | GWF Hanford Sw Sta | Central_Valley_North_Los_Banos | {'Waukena': [9.9, 62730.0], 'Leprino': [10.6, 115109.0], 'Corcoran': [12.2, 53494.0], 'Henrietta': [14.4, 110910.0], 'Mustang': [15.4, 106881.0], 'Kingsburg': [15.5, 68075.0], 'Rector': [22.6, 494.0], 'McCall': [23.6, 48019.0], 'Alpaugh': [23.7, 13047.0], 'Wahtoke': [26.2, 18007.0], 'Reedley': [27.6, 7491.0], 'Olive': [28.0, 68.0], 'Gates': [28.1, 21270.0], 'Schindler': [28.9, 33744.0], 'Mc Mullin': [29.3, 33324.0], 'Malaga': [29.6, 34112.0], 'Sanger': [30.3, 20822.0], 'California Ave': [31.7, 23960.0], 'West Fresno': [32.4, 20116.0], 'Kearney (New)': [32.8, 18409.0], 'Avenal': [33.1, 15769.0], 'Excelsior': [33.7, 9509.0], 'Gates-Midway (Proposed)': [34.5, 0.0], 'Helm': [36.9, 1909.0], 'Arco': [37.2, 0.0], 'Smyrna': [39.6, 0.0]} | 124394.75 | 116165.0156 | 93.38% | 8229.7344 | 6.616% | [5 empty] | 60761 | 48.85% | 48698.4375 | 39.15% | 0 | 0% | 0 | 0% | 4775.8203 | 3.839% | 119618.9297 | 758.5737 | 0.6098% | 123636.1763 | 851.0107 | 0.6841% | 123543.7393 | 4775.8203 | 3.839% | 119618.9297 | 0 | 0% | 124394.75 | 3823.9124 | 3.074% | 120570.8376
237 | Tevis | Central_Valley_North_Los_Banos | {'Stockdale': [3.5, 0.0], 'Kern Power': [4.5, 0.0], 'Rosedale': [4.9, 0.0], 'Renfro': [5.1, 0.0], 'West Park': [6.3, 0.0], 'Tupman': [8.3, 0.0], '7th Standard': [8.3, 0.0], 'Bakersfield': [8.4, 0.0], 'Kern Oil': [10.3, 0.0], 'Norco': [10.4, 0.0], 'Rio Bravo': [11.3, 0.0], 'Columbus': [12.0, 0.0], 'Magunden': [12.0, 0.0], 'Sycamore': [12.0, 0.0], 'Lerdo': [12.5, 0.0], 'Cal Water': [14.7, 0.0], 'Unknown - 3327': [15.1, 0.0], 'Lamont': [15.2, 0.0], 'Elk Hills': [15.4, 0.0], 'Midway - Wheeler Ridge (Proposed)': [15.8, 0.0], 'Grimmway-Malaga': [15.9, 0.0], 'Shafter': [17.1, 0.0], 'Wheeler Ridge': [18.1, 0.0], 'Midway': [19.1, 0.0], 'Poso Mt.': [19.2, 0.0], 'Charca': [22.8, 0.0], 'Taft': [23.6, 0.0], 'Semitropic': [26.1, 0.0], 'Pastoria': [31.1, 0.0], 'Goose Lake': [32.0, 0.0], 'Temblor': [32.3, 0.0], 'Smyrna': [33.1, 0.0], 'Kernridge': [35.5, 0.0], 'Vestal': [36.1, 0.0]} | 0 | 0 | 0% | 0 | 0% | [5 empty] | 0 | 0% | 0 | 0% | 0 | 0% | 0 | 0% | 0 | 0% | 0 | 0 | 0% | 0 | 0 | 0% | 0 | 0 | 0% | 0 | 0 | 0% | 0 | 0 | 0% | 0
238 | Otay Mesa | Greater_SD | {'Miguel': [8.3, 848.0], 'Bay Boulevard': [11.0, 848.0], 'Silvergate': [15.9, 848.0], 'Mission': [19.6, 805.0], 'Suncrest': [21.0, 89.0], 'Old Town': [21.1, 805.0], 'Kearny': [22.0, 787.0], 'Sycamore Canyon': [24.6, 778.0], 'Penasquitos': [29.7, 778.0], 'Suncrest - Ocotillo (Proposed)': [31.1, 89.0], 'Boulevard': [37.8, 13.0], 'Escondido': [39.8, 0.0]} | 5686.814 | 937.2119 | 16.48% | 4749.6021 | 83.52% | [5 empty] | 0 | 0% | 0 | 0% | 441.3843 | 7.762% | 401.842 | 7.066% | 246.0822 | 4.327% | 5440.7318 | 1070.3706 | 18.82% | 4616.4434 | 4596.5786 | 80.83% | 1090.2354 | 4614.9019 | 81.15% | 1071.9121 | 298.8548 | 5.255% | 5387.9592 | 218.5747 | 3.844% | 5468.2393
239 | Redondo | Greater_LA | {'El Nido': [3.4, 2358.0], 'La Fresa': [3.5, 2352.0], 'Chevmain': [3.8, 2354.0], 'El Segundo': [4.6, 2342.0], 'Arcogen': [8.6, 2301.0], 'Hinson': [9.7, 2300.0], 'Harborgen': [10.4, 2284.0], 'La Cienega': [10.5, 1550.0], 'Long Beach': [11.0, 2277.0], 'Lighthipe': [12.4, 2300.0], 'Laguna Bell': [16.4, 2228.0], 'Del Amo': [16.7, 2263.0], 'Center': [17.1, 2205.0], 'Alamitos': [17.6, 2251.0], 'Mesa': [20.6, 606.0], 'Barre': [23.5, 2114.0], 'Goodrich': [27.1, 0.0], 'Huntington Beach': [27.4, 2115.0], 'Walnut': [27.5, 0.0], 'Olinda': [27.6, 72.0], 'Ellis': [28.0, 2111.0], 'Gould': [28.2, 0.0], 'Lewis': [28.2, 1970.0], 'Rio Hondo': [29.3, 0.0], 'Villa Park': [31.9, 39.0], 'Sylmar-Pac Intertie': [32.2, 52.0], 'Johanna': [32.2, 548.0], 'Serrano': [34.4, 19.0], 'Santiago': [37.9, 9.0]} | 5967.6191 | 2365.2136 | 39.63% | 3602.4055 | 60.37% | [5 empty] | 0 | 0% | 0 | 0% | 192.3452 | 3.223% | 30.0351 | 0.5033% | 52.3531 | 0.8773% | 5915.266 | 468.9365 | 7.858% | 5498.6826 | 3505.5547 | 58.74% | 2462.0645 | 3557.9077 | 59.62% | 2409.7114 | 0 | 0% | 5967.6191 | 25.1324 | 0.4211% | 5942.4867
240 | Arkansas | Greater_Imperial (Exclude) | {'Sonora': [2.7, 110496.0], 'Bannister': [7.8, 80635.0], 'El Centro': [23.2, 120172.0], 'Highline': [27.5, 81708.0], 'North Gila - IV (Proposed)': [31.1, 52818.0], 'Imperial Valley': [32.1, 35305.0], 'Red Bluff': [39.9, 0.0]} | 205520.1406 | 137707.0781 | 67% | 67813.0625 | 33% | [5 empty] | 32493.8398 | 15.81% | 115150.4219 | 56.03% | 0 | 0% | 0 | 0% | 14043.9131 | 6.833% | 191476.2275 | 32227.7871 | 15.68% | 173292.3535 | 28296.7656 | 13.77% | 177223.375 | 47780.2812 | 23.25% | 157739.8594 | 19963.666 | 9.714% | 185556.4746 | 8779.8252 | 4.272% | 196740.3154
241 | California Water | Central_Valley_North_Los_Banos | {'Columbus': [2.7, 25.0], 'Magunden': [4.4, 0.0], 'Sycamore': [5.5, 0.0], 'Bakersfield': [6.3, 0.0], 'Kern Oil': [6.9, 0.0], 'West Park': [8.5, 0.0], 'Lamont': [8.9, 0.0], 'Unknown - 3327': [8.9, 0.0], 'Poso Mt.': [10.0, 141.0], 'Rosedale': [10.5, 0.0], 'Kern Power': [11.5, 0.0], 'Stockdale': [11.9, 0.0], 'Grimmway-Malaga': [12.3, 0.0], '7th Standard': [13.0, 0.0], 'Tevis': [14.7, 0.0], 'Renfro': [15.0, 0.0], 'Lerdo': [15.1, 0.0], 'Rio Bravo': [20.3, 0.0], 'Tupman': [21.4, 0.0], 'Wheeler Ridge': [23.4, 0.0], 'Shafter': [24.3, 0.0], 'Norco': [24.9, 0.0], 'Charca': [27.1, 0.0], 'Midway - Wheeler Ridge (Proposed)': [29.3, 0.0], 'Elk Hills': [30.1, 0.0], 'Vestal': [30.8, 0.0], 'Midway': [31.1, 0.0], 'Semitropic': [32.6, 0.0], 'Pastoria': [33.7, 0.0], 'Highwind': [37.0, 0.0], 'Smyrna': [37.3, 0.0], 'Taft': [38.3, 0.0]} | 6038.1768 | 141.1096 | 2.337% | 5897.0672 | 97.66% | [5 empty] | 0 | 0% | 0 | 0% | 3351.3926 | 55.5% | 2686.7874 | 44.5% | 3720.5012 | 61.62% | 2317.6755 | 1973.7252 | 32.69% | 4064.4515 | 3297.6553 | 54.61% | 2740.5215 | 5293.1216 | 87.66% | 745.0552 | 4076.2434 | 67.51% | 1961.9333 | 151.4541 | 2.508% | 5886.7227
242 | Grimway | Central_Valley_North_Los_Banos | {'Lamont': [3.4, 2303.0], 'Unknown - 3327': [3.4, 2303.0], 'Magunden': [8.6, 0.0], 'Columbus': [11.3, 0.0], 'Cal Water': [12.3, 0.0], 'Bakersfield': [12.6, 0.0], 'Stockdale': [12.6, 0.0], 'Wheeler Ridge': [12.7, 382.0], 'West Park': [13.4, 0.0], 'Rosedale': [15.2, 0.0], 'Sycamore': [15.9, 0.0], 'Tevis': [15.9, 0.0], 'Kern Oil': [16.1, 0.0], 'Kern Power': [16.2, 0.0], 'Renfro': [19.7, 0.0], '7th Standard': [20.2, 0.0], 'Pastoria': [21.6, 721.0], 'Poso Mt.': [22.2, 0.0], 'Lerdo': [24.0, 0.0], 'Tupman': [24.3, 0.0], 'Midway - Wheeler Ridge (Proposed)': [24.6, 0.0], 'Norco': [25.5, 0.0], 'Rio Bravo': [26.3, 0.0], 'Highwind': [29.1, 2410.0], 'Elk Hills': [29.2, 0.0], 'Shafter': [31.7, 0.0], 'Bailey': [32.8, 0.0], 'Midway': [35.1, 0.0], 'Windhub': [35.9, 347.0], 'Taft': [36.0, 0.0], 'Whirlwind': [36.0, 74.0], 'Charca': [36.1, 0.0]} | 11522.3203 | 2409.6128 | 20.91% | 9112.7075 | 79.09% | [5 empty] | 20.5975 | 0.1788% | 0 | 0% | 1725.2883 | 14.97% | 9797.0322 | 85.03% | 6531.3716 | 56.68% | 4990.9487 | 259.2485 | 2.25% | 11263.0718 | 553.2823 | 4.802% | 10969.038 | 6594.7222 | 57.23% | 4927.5981 | 5574.1787 | 48.38% | 5948.1416 | 278.5329 | 2.417% | 11243.7874
243 | Viejo | Greater_LA | {'Santiago': [7.2, 235.0], 'Trabuco': [7.4, 242.0], 'Margarita': [8.1, 210.0], 'Capistrano': [10.7, 226.0], 'Lee Lake (Proposed)': [12.5, 0.0], 'Johanna': [12.5, 199.0], 'Serrano': [14.0, 141.0], 'Villa Park': [15.1, 144.0], 'Talega': [15.3, 118.0], 'Ellis': [17.4, 161.0], 'Lewis': [17.7, 142.0], 'Huntington Beach': [19.4, 163.0], 'San Onofre': [21.1, 118.0], 'Barre': [21.9, 128.0], 'Chino': [22.9, 0.0], 'Mira Loma': [23.9, 0.0], 'Olinda': [25.1, 0.0], 'Alamitos': [27.2, 124.0], 'Valley': [28.5, 0.0], 'Del Amo': [29.0, 99.0], 'Walnut': [29.4, 0.0], 'Rancho Vista': [29.7, 0.0], 'Etiwanda': [29.8, 0.0], 'Padua': [31.2, 0.0], 'Vista': [31.8, 0.0], 'Center': [32.2, 0.0], 'Lighthipe': [34.0, 12.0], 'Long Beach': [34.3, 65.0], 'Harborgen': [34.6, 52.0], 'Hinson': [35.0, 32.0], 'Rio Hondo': [35.9, 0.0], 'Laguna Bell': [36.0, 0.0], 'San Luis Rey': [36.1, 7.0], 'Arcogen': [36.1, 23.0], 'San Bernardino': [36.7, 0.0], 'Mesa': [37.1, 0.0], 'El Casco': [38.5, 0.0]} | 4294.7168 | 241.7166 | 5.628% | 4053.0002 | 94.37% | [5 empty] | 0 | 0% | 0 | 0% | 51.5075 | 1.199% | 446.0012 | 10.38% | 305.1313 | 7.105% | 3989.5855 | 1228.5063 | 28.61% | 3066.2104 | 3743.218 | 87.16% | 551.4988 | 4048.3494 | 94.26% | 246.3674 | 227.1328 | 5.289% | 4067.584 | 353.6348 | 8.234% | 3941.082
244 | Kelso | Solano | {'Delta Pumps': [1.0, 2914.0], 'Midway Green Ridge Services': [5.0, 3554.0], 'Tesla': [6.2, 3347.0], 'Brentwood': [9.3, 2049.0], 'Cayetano': [10.0, 2054.0], 'Lone Tree': [13.4, 1560.0], 'Contra Costa': [17.1, 1560.0], 'Vierra': [18.0, 1989.0], 'Stagg': [19.3, 736.0], 'Weber': [21.5, 1259.0], 'Eight Mile': [21.9, 0.0], 'Clayton': [22.4, 1560.0], 'Kirker': [22.6, 1560.0], 'Pittsburg': [23.0, 1560.0], 'Ripon': [25.1, 1989.0], 'Birds Landing': [25.8, 1357.0], 'Westley': [26.4, 1989.0], 'Shiloh III': [28.9, 1357.0], 'Newark': [29.3, 5.0], 'Grand Island': [30.0, 0.0], 'Eastshore': [30.5, 5.0], 'Los Esteros': [31.3, 5.0], 'Martinez': [31.8, 1060.0], 'Lockeford': [32.7, 0.0], 'Scott': [34.8, 5.0], 'Bellota': [35.5, 0.0], 'Riverbank': [38.1, 640.0], 'Fink (Proposed)': [38.9, 0.0], 'Crow Creek': [38.9, 0.0], 'Peabody': [39.2, 0.0]} | 223597.2812 | 3553.7178 | 1.589% | 220043.5635 | 98.41% | [5 empty] | 14489.4746 | 6.48% | 96562.75 | 43.19% | 27362.7559 | 12.24% | 6446.3091 | 2.883% | 108244.1875 | 48.41% | 115353.0938 | 86014.5078 | 38.47% | 137582.7734 | 86654.6562 | 38.75% | 136942.625 | 133595.8281 | 59.75% | 90001.4531 | 48076.5742 | 21.5% | 175520.707 | 16749.748 | 7.491% | 206847.5332
245 | BlytheSC 161 kV | Riverside (Exclude) | {'Colorado River': [12.6, 22399.0]} | 139652.6562 | 22647.8848 | 16.22% | 117004.7715 | 83.78% | [5 empty] | 1213.9731 | 0.8693% | 2323.8215 | 1.664% | 0 | 0% | 0 | 0% | 53923.9219 | 38.61% | 85728.7344 | 50319.6641 | 36.03% | 89332.9922 | 41228.5508 | 29.52% | 98424.1055 | 72221.125 | 51.71% | 67431.5312 | 94177.0234 | 67.44% | 45475.6328 | 2625.3083 | 1.88% | 137027.3479
246 | Windhub | Tehachapi | {'Highwind': [7.1, 41196.0], 'Whirlwind': [15.0, 44394.0], 'Antelope': [24.0, 37684.0], 'Pastoria': [32.6, 6681.0], 'Bailey': [33.2, 16617.0], 'Grimmway-Malaga': [35.9, 347.0], 'Lamont': [37.5, 240.0], 'Unknown - 3327': [37.6, 240.0], 'Vincent': [39.0, 0.0], 'Wheeler Ridge': [39.6, 0.0]} | 215243.4688 | 60099.9961 | 27.92% | 155143.4727 | 72.08% | [5 empty] | 174.4701 | 0.08106% | 1412.9093 | 0.6564% | 86748.6172 | 40.3% | 10204.248 | 4.741% | 93401.5078 | 43.39% | 121841.9609 | 43985.7109 | 20.44% | 171257.7578 | 48606.5273 | 22.58% | 166636.9414 | 132778.9844 | 61.69% | 82464.4844 | 85812.1562 | 39.87% | 129431.3125 | 2117.1145 | 0.9836% | 213126.3542
247 | Camanche | Solano | {'Rancho Seco - Bellota (Proposed)': [5.8, 7961.0], 'Lockeford': [9.9, 15861.0], 'Bellota': [13.7, 2520.0], 'Eight Mile': [22.0, 15350.0], 'Stagg': [23.3, 14999.0], 'Weber': [23.4, 9096.0], 'Grand Island': [30.8, 13745.0], 'Gold Hill': [31.3, 0.0], 'Riverbank': [31.4, 451.0], 'Vierra': [31.8, 0.0], 'Ripon': [32.3, 442.0], 'New Melones': [32.6, 275.0], 'Warnerville': [34.8, 451.0], 'Peoria': [35.8, 0.0], 'Chinese Station': [37.8, 0.0], 'Placerville': [38.0, 0.0]} | 20954.8477 | 15911.1133 | 75.93% | 5043.7344 | 24.07% | [5 empty] | 5293.6631 | 25.26% | 12129.3545 | 57.88% | 0 | 0% | 0 | 0% | 746.0288 | 3.56% | 20208.8188 | 1753.4312 | 8.368% | 19201.4165 | 2655.4878 | 12.67% | 18299.3599 | 2907.7029 | 13.88% | 18047.1448 | 622.1561 | 2.969% | 20332.6915 | 2291.3916 | 10.93% | 18663.4561
248 | Whirlwind | Tehachapi | {'Antelope': [14.1, 61716.0], 'Windhub': [15.0, 44394.0], 'Highwind': [16.9, 32163.0], 'Bailey': [20.1, 27786.0], 'Pastoria': [23.7, 11895.0], 'Pardee': [30.2, 7411.0], 'Saugus': [31.2, 5135.0], 'Vincent': [31.4, 9039.0], 'Wheeler Ridge': [34.5, 0.0], 'Grimmway-Malaga': [36.0, 74.0], 'Sylmar-Pac Intertie': [38.4, 31.0], 'Lamont': [38.6, 0.0], 'Unknown - 3327': [38.7, 0.0]} | 238585.0938 | 70065.6797 | 29.37% | 168519.4141 | 70.63% | [5 empty] | 3558.0984 | 1.491% | 3521.0852 | 1.476% | 108836.3984 | 45.62% | 38668.7188 | 16.21% | 69412.7891 | 29.09% | 169172.3047 | 89218.0078 | 37.39% | 149367.0859 | 69956.1641 | 29.32% | 168628.9297 | 145392.1875 | 60.94% | 93192.9062 | 65669.7266 | 27.52% | 172915.3672 | 5639.3125 | 2.364% | 232945.7812
249 | El Casco | Riverside (Exclude) | {'San Bernardino': [12.1, 615.0], 'Vista': [14.8, 476.0], 'Valley': [16.3, 2666.0], 'Lee Lake (Proposed)': [26.1, 0.0], 'Etiwanda': [27.2, 0.0], 'Rancho Vista': [27.6, 0.0], 'Mira Loma': [28.1, 0.0], 'Devers': [28.8, 4912.0], 'Lugo': [32.2, 326.0], 'Padua': [34.0, 0.0], 'Chino': [34.6, 0.0], 'Viejo': [38.5, 0.0], 'Lugo - Pisgah (Proposed)': [39.0, 0.0], 'Calcite': [39.3, 0.0]} | 34588.7695 | 5527.3052 | 15.98% | 29061.4644 | 84.02% | [5 empty] | 3.5583 | 0.01029% | 10.2302 | 0.02958% | 6844.606 | 19.79% | 27744.0938 | 80.21% | 12102.0635 | 34.99% | 22486.7061 | 6962.4692 | 20.13% | 27626.3003 | 17000.0156 | 49.15% | 17588.7539 | 22270.8691 | 64.39% | 12317.9004 | 17394.1895 | 50.29% | 17194.5801 | 1052.552 | 3.043% | 33536.2175
250 | Suncrest | Greater_SD | {'Suncrest - Ocotillo (Proposed)': [13.8, 5610.0], 'Miguel': [19.7, 0.0], 'Otay Mesa': [21.0, 89.0], 'Sycamore Canyon': [21.6, 0.0], 'Boulevard': [26.0, 5482.0], 'Kearny': [26.2, 0.0], 'Mission': [26.5, 0.0], 'Bay Boulevard': [27.7, 0.0], 'Silvergate': [28.0, 0.0], 'Old Town': [29.8, 0.0], 'Penasquitos': [32.1, 0.0], 'Escondido': [33.3, 0.0], 'East County': [34.9, 4030.0], 'Ocotillo Express': [37.6, 2307.0]} | 63848.4297 | 5610 | 8.786% | 58238.4297 | 91.21% | [5 empty] | 264.5765 | 0.4144% | 211.7193 | 0.3316% | 1732.1282 | 2.713% | 61297.3828 | 96% | 12215.1611 | 19.13% | 51633.2686 | 23066.4199 | 36.13% | 40782.0098 | 36343.4844 | 56.92% | 27504.9453 | 42536.25 | 66.62% | 21312.1797 | 38993.6562 | 61.07% | 24854.7734 | 3798.0159 | 5.948% | 60050.4138
251 | Colorado River | Riverside (Exclude) | {'Blythe': [12.6, 22399.0], 'Red Bluff': [29.8, 0.0]} | 146683.0938 | 22924.1582 | 15.63% | 123758.9355 | 84.37% | [5 empty] | 1134.9839 | 0.7738% | 2322.3 | 1.583% | 0 | 0% | 0 | 0% | 66942.7891 | 45.64% | 79740.3047 | 55889.1016 | 38.1% | 90793.9922 | 48200.5586 | 32.86% | 98482.5352 | 84568.6406 | 57.65% | 62114.4531 | 92450 | 63.03% | 54233.0938 | 1076.8744 | 0.7342% | 145606.2194
252 | Redbluff | Riverside (Exclude) | {'Kem': [15.1, 21085.0], 'Julian Hinds': [18.1, 15430.0], 'Colorado River': [29.8, 0.0], 'Bannister': [37.1, 0.0], 'Sonora': [37.2, 0.0], 'Arkansas': [39.9, 0.0]} | 67048.6719 | 21114.707 | 31.49% | 45933.9648 | 68.51% | [5 empty] | 488.6097 | 0.7287% | 0 | 0% | 0 | 0% | 0 | 0% | 27895.1777 | 41.6% | 39153.4941 | 17071.5332 | 25.46% | 49977.1387 | 10438.7334 | 15.57% | 56609.9385 | 36232.9727 | 54.04% | 30815.6992 | 19396.1758 | 28.93% | 47652.4961 | 575.2018 | 0.8579% | 66473.47
253 | Ocotillo | Greater_Imperial | {'East County': [9.2, 13972.0], 'Boulevard': [14.6, 12543.0], 'Imperial Valley': [19.2, 11911.0], 'Suncrest - Ocotillo (Proposed)': [23.8, 11122.0], 'El Centro': [29.8, 9474.0], 'Suncrest': [37.6, 2307.0]} | 89694.625 | 23348.3027 | 26.03% | 66346.3223 | 73.97% | [5 empty] | 1179.7737 | 1.315% | 5488.4468 | 6.119% | 32787.1289 | 36.55% | 9483.1309 | 10.57% | 9721.6426 | 10.84% | 79972.9824 | 7900.2578 | 8.808% | 81794.3672 | 20246.127 | 22.57% | 69448.498 | 30375.2539 | 33.87% | 59319.3711 | 46599.543 | 51.95% | 43095.082 | 2665.5564 | 2.972% | 87029.0686
254 | Ivanpah | Southern_NV_Eldorado | {'Primm': [9.5, 416.0], 'Eldorado': [31.2, 0.0], 'Sandy Valley': [33.3, 399.0], 'Sloan Canyon': [33.8, 0.0]} | 13255.3984 | 415.7475 | 3.136% | 12839.6509 | 96.86% | [5 empty] | 0 | 0% | 0 | 0% | 0 | 0% | 0 | 0% | 4544.3477 | 34.28% | 8711.0508 | 4707.4341 | 35.51% | 8547.9644 | 719.4821 | 5.428% | 12535.9164 | 5630.1831 | 42.47% | 7625.2153 | 9875.5986 | 74.5% | 3379.7998 | 40.8242 | 0.308% | 13214.5742
255 | Alamitos | Greater_LA | {'Del Amo': [5.7, 2402.0], 'Long Beach': [7.3, 2368.0], 'Barre': [7.4, 2290.0], 'Harborgen': [7.5, 2356.0], 'Hinson': [8.0, 2335.0], 'Lighthipe': [9.1, 2315.0], 'Arcogen': [9.1, 2326.0], 'Ellis': [10.5, 2287.0], 'Huntington Beach': [10.8, 2291.0], 'Center': [11.3, 2235.0], 'Lewis': [11.9, 2146.0], 'Johanna': [14.6, 724.0], 'Laguna Bell': [14.8, 2195.0], 'La Fresa': [15.3, 2267.0], 'Villa Park': [15.6, 215.0], 'Olinda': [16.1, 104.0], 'Redondo': [17.6, 2251.0], 'El Nido': [18.2, 2244.0], 'Serrano': [18.3, 195.0], 'Walnut': [18.8, 0.0], 'Mesa': [18.8, 606.0], 'Chevmain': [19.9, 2240.0], 'Santiago': [20.3, 185.0], 'El Segundo': [21.1, 2227.0], 'La Cienega': [22.9, 1436.0], 'Rio Hondo': [24.4, 0.0], 'Goodrich': [26.6, 0.0], 'Viejo': [27.2, 124.0], 'Trabuco': [28.2, 134.0], 'Chino': [29.0, 0.0], 'Capistrano': [30.4, 108.0], 'Margarita': [30.9, 92.0], 'Gould': [31.9, 0.0], 'Mira Loma': [35.0, 0.0], 'Padua': [36.0, 0.0], 'Talega': [37.2, 0.0], 'Lee Lake (Proposed)': [37.4, 0.0], 'Rancho Vista': [39.4, 0.0], 'Etiwanda': [39.7, 0.0]} | 10820.3613 | 2426.9465 | 22.43% | 8393.4148 | 77.57% | [5 empty] | 0 | 0% | 0 | 0% | 136.4639 | 1.261% | 0 | 0% | 13.9018 | 0.1285% | 10806.4595 | 1492.1733 | 13.79% | 9328.188 | 8329.335 | 76.98% | 2491.0264 | 8343.2363 | 77.11% | 2477.125 | 0 | 0% | 10820.3613 | 371.2501 | 3.431% | 10449.1112
256 | Shilo III | Solano | {'Birds Landing': [3.2, 18490.0], 'Pittsburg': [9.6, 12183.0], 'Peabody': [10.5, 31217.0], 'Kirker': [10.8, 11502.0], 'Contra Costa': [12.2, 7990.0], 'Grand Island': [14.6, 16304.0], 'Lone Tree': [16.1, 7068.0], 'Vaca-Dixon & Gc Yard': [16.5, 27387.0], 'Clayton': [16.9, 6756.0], 'Martinez': [18.1, 8887.0], 'Brentwood': [19.6, 2799.0], 'Carquinez': [22.5, 8900.0], 'Tulucay': [23.5, 9437.0], 'Putah Creek': [25.7, 21890.0], 'Eight Mile': [26.7, 301.0], 'Davis': [26.7, 16774.0], 'Delta Pumps': [28.3, 1357.0], 'Kelso': [28.9, 1357.0], 'Stagg': [29.8, 0.0], 'Cayetano': [30.1, 1357.0], 'Midway Green Ridge Services': [33.7, 1357.0], 'Tesla': [35.1, 1150.0], 'Madison': [35.2, 10829.0], 'Woodland': [35.5, 12687.0], 'Weber': [37.3, 0.0], 'Lockeford': [37.5, 0.0], 'Ignacio': [38.3, 0.0]} | 247970.8125 | 32598.9219 | 13.15% | 215371.8906 | 86.85% | [5 empty] | 49346.4766 | 19.9% | 87235.6562 | 35.18% | 25813.875 | 10.41% | 1390.2012 | 0.5606% | 55266.4961 | 22.29% | 192704.3164 | 66800.5781 | 26.94% | 181170.2344 | 67320.6953 | 27.15% | 180650.1172 | 115018.9844 | 46.38% | 132951.8281 | 20871.5879 | 8.417% | 227099.2246 | 47056.9961 | 18.98% | 200913.8164
257 | ECO | Greater_Imperial | {'Boulevard': [9.0, 15204.0], 'Ocotillo Express': [9.2, 13972.0], 'Suncrest - Ocotillo (Proposed)': [22.1, 13783.0], 'Imperial Valley': [24.6, 2700.0], 'Suncrest': [34.9, 4030.0], 'El Centro': [36.3, 263.0]} | 71728.3594 | 16633.1895 | 23.19% | 55095.1699 | 76.81% | [5 empty] | 115.4997 | 0.161% | 107.2488 | 0.1495% | 37514.6484 | 52.3% | 19748.5859 | 27.53% | 11778.251 | 16.42% | 59950.1084 | 7200.5005 | 10.04% | 64527.8589 | 17448.9668 | 24.33% | 54279.3926 | 31003.2051 | 43.22% | 40725.1543 | 39010.0352 | 54.39% | 32718.3242 | 997.4495 | 1.391% | 70730.9099
258 | IID System | Greater_Imperial (Exclude) | {'Sonora': 7.6, 'Arkansas': 7.8, 'El Centro': 27.8, 'Imperial Valley': 34.5, 'High Line': 34.6, 'Redbluff': 37.1, 'North Gila - IV (Proposed)': 38.5} | 140651.5469 | 89858.8438 | 63.89% | 50792.7031 | 36.11% | [5 empty] | 21600.0137 | 15.36% | 71594.0625 | 50.9% | 0 | 0% | 0 | 0% | 3942.8323 | 2.803% | 136708.7146 | 30133.6016 | 21.42% | 110517.9453 | 23831.3574 | 16.94% | 116820.1895 | 35903.4688 | 25.53% | 104748.0781 | 13131.4727 | 9.336% | 127520.0742 | 5254.875 | 3.736% | 135396.6719
259 | Sonora | Greater_Imperial (Exclude) | {'Arkansas': [2.7, 110496.0], 'Bannister': [7.6, 76063.0], 'El Centro': [25.8, 97049.0], 'Highline': [29.4, 62086.0], 'North Gila - IV (Proposed)': [32.9, 35636.0], 'Imperial Valley': [34.8, 21193.0], 'Red Bluff': [37.2, 0.0], 'Julian Hinds': [38.2, 0.0]} | 170644.3281 | 110495.8047 | 64.75% | 60148.5234 | 35.25% | [5 empty] | 27481.332 | 16.1% | 95106.8672 | 55.73% | 0 | 0% | 0 | 0% | 9924.918 | 5.816% | 160719.4102 | 32111.834 | 18.82% | 138532.4941 | 28436.418 | 16.66% | 142207.9102 | 43684.9844 | 25.6% | 126959.3438 | 16909.2305 | 9.909% | 153735.0977 | 6888.813 | 4.037% | 163755.5151
260 | Caliente | Kern_Greater_Carrizo | {'Carrizo Plains': [6.9, 12817.0], 'Solar': [8.1, 12817.0], 'Kernridge': [10.9, 9518.0], 'Temblor': [12.5, 8336.0], 'Goose Lake': [24.4, 0.0], 'Midway': [26.3, 0.0], 'Arco': [27.4, 383.0], 'Gates-Midway (Proposed)': [28.9, 0.0], 'Taft': [29.8, 0.0], 'Semitropic': [31.0, 0.0], 'Cholame': [31.7, 1467.0], 'Elk Hills': [32.3, 0.0], 'Norco': [34.9, 0.0], 'Shafter': [35.0, 0.0], 'Smyrna': [35.0, 0.0], 'Tupman': [36.5, 0.0], 'Charca': [36.9, 0.0], 'Rio Bravo': [37.3, 0.0], 'Mesa': [39.6, 0.0]} | 75615.9844 | 12817.0576 | 16.95% | 62798.9268 | 83.05% | [5 empty] | 667.4443 | 0.8827% | 0 | 0% | 10024.0713 | 13.26% | 0 | 0% | 32880.3633 | 43.48% | 42735.6211 | 1786.3049 | 2.362% | 73829.6794 | 6137.0527 | 8.116% | 69478.9316 | 36688.0625 | 48.52% | 38927.9219 | 52259.5625 | 69.11% | 23356.4219 | 995.5941 | 1.317% | 74620.3903
261 | Regulus | Central_Valley_North_Los_Banos | {'Lamont': [0.1, 2303.0], 'Grimmway-Malaga': [3.4, 2303.0], 'Magunden': [5.5, 0.0], 'Columbus': [8.2, 0.0], 'Cal Water': [8.9, 0.0], 'Bakersfield': [10.1, 0.0], 'West Park': [11.3, 0.0], 'Stockdale': [11.6, 0.0], 'Sycamore': [12.9, 0.0], 'Rosedale': [13.3, 0.0], 'Kern Oil': [13.3, 0.0], 'Kern Power': [14.4, 0.0], 'Tevis': [15.1, 0.0], 'Wheeler Ridge': [15.7, 382.0], '7th Standard': [18.0, 0.0], 'Renfro': [18.1, 0.0], 'Poso Mt.': [18.9, 0.0], 'Lerdo': [21.5, 0.0], 'Tupman': [23.3, 0.0], 'Rio Bravo': [24.6, 0.0], 'Pastoria': [25.0, 721.0], 'Norco': [25.2, 0.0], 'Midway - Wheeler Ridge (Proposed)': [25.9, 0.0], 'Elk Hills': [29.4, 0.0], 'Shafter': [29.7, 0.0], 'Highwind': [30.6, 2303.0], 'Charca': [33.8, 0.0], 'Midway': [34.1, 0.0], 'Bailey': [36.3, 0.0], 'Taft': [36.7, 0.0], 'Windhub': [37.6, 240.0], 'Semitropic': [38.6, 0.0], 'Whirlwind': [38.7, 0.0], 'Vestal': [39.6, 0.0]} | 12118.8848 | 2302.7283 | 19% | 9816.1565 | 81% | [5 empty] | 19.3483 | 0.1597% | 0 | 0% | 2081.4678 | 17.18% | 10037.4209 | 82.82% | 7683.2104 | 63.4% | 4435.6743 | 1787.0449 | 14.75% | 10331.8398 | 2081.0977 | 17.17% | 10037.7871 | 8386.8984 | 69.21% | 3731.9863 | 5577.2007 | 46.02% | 6541.6841 | 347.4166 | 2.867% | 11771.4681
262 | Geysers | Mendocino_Marin | {'Eagle Rock': [6.0, 4620.0], 'Cloverdale': [14.1, 1494.0], 'Fulton': [17.7, 1494.0], 'Hopland': [23.2, 918.0], 'Bellevue': [26.0, 358.0], 'Penngrove': [30.6, 0.0], 'Ukiah': [35.7, 0.0], 'Lakeville': [36.0, 0.0], 'Cortina': [38.2, 0.0], 'Calpella': [38.6, 0.0]} | 150033.0938 | 4977.7935 | 3.318% | 145055.3003 | 96.68% | [5 empty] | 5001.8813 | 3.334% | 3034.9067 | 2.023% | 65810.6953 | 43.86% | 77634.1953 | 51.74% | 102609.2266 | 68.39% | 47423.8672 | 57912.3125 | 38.6% | 92120.7812 | 112497.8281 | 74.98% | 37535.2656 | 140685.6719 | 93.77% | 9347.4219 | 78207.5391 | 52.13% | 71825.5547 | 2162.1921 | 1.441% | 147870.9016
263 | Solar SS | Kern_Greater_Carrizo | {'Carrizo Plains': [1.1, 16077.0], 'Caliente': [8.1, 12817.0], 'Kernridge': [18.5, 9518.0], 'Temblor': [20.5, 8336.0], 'Cholame': [26.1, 3752.0], 'Arco': [28.4, 2304.0], 'Goose Lake': [31.0, 0.0], 'Gates-Midway (Proposed)': [32.1, 0.0], 'San Luis Obispo': [33.5, 1406.0], 'Mesa': [34.0, 462.0], 'Midway': [34.3, 0.0], 'Oceano': [35.2, 379.0], 'Taft': [36.8, 0.0], 'Cal Flats': [36.8, 1849.0], 'Templeton': [36.9, 409.0], 'Sisquoc': [38.0, 250.0], 'Semitropic': [38.2, 0.0]} | 120229.8125 | 16930.7793 | 14.08% | 103299.0332 | 85.92% | [5 empty] | 2695.0332 | 2.242% | 23.136 | 0.01924% | 29061.5898 | 24.17% | 5617.0605 | 4.672% | 53037.9062 | 44.11% | 67191.9062 | 7139.6309 | 5.938% | 113090.1816 | 20004.6094 | 16.64% | 100225.2031 | 67463.2109 | 56.11% | 52766.6016 | 79107.5547 | 65.8% | 41122.2578 | 2429.0515 | 2.02% | 117800.761
264 | Olive | Central_Valley_North_Los_Banos | {'Alpaugh': [4.6, 68.0], 'Smyrna': [12.5, 0.0], 'Corcoran': [15.9, 68.0], 'Waukena': [18.2, 68.0], 'Gates-Midway (Proposed)': [19.4, 0.0], 'Semitropic': [20.5, 0.0], 'Vestal': [20.6, 0.0], 'Charca': [21.1, 0.0], 'Goose Lake': [21.8, 0.0], 'Shafter': [27.5, 0.0], 'Arco': [27.6, 0.0], 'GWF Hanford': [28.0, 68.0], 'Rector': [30.2, 0.0], 'Springville': [31.9, 0.0], 'Lerdo': [32.0, 0.0], 'Leprino': [32.1, 68.0], 'Rio Bravo': [33.1, 0.0], 'Midway': [34.1, 0.0], 'Henrietta': [34.9, 68.0], 'Mustang': [35.1, 68.0], 'Kernridge': [35.5, 0.0], 'Poso Mt.': [36.0, 0.0], '7th Standard': [36.2, 0.0], 'Avenal': [38.0, 0.0], 'Temblor': [38.3, 0.0], 'Renfro': [38.6, 0.0], 'Tupman': [38.8, 0.0], 'Kern Oil': [39.6, 0.0], 'Sycamore': [40.0, 0.0]} | 67.6535 | 67.6535 | 100% | 0 | 0% | [5 empty] | 67.6535 | 100% | 0 | 0% | 0 | 0% | 0 | 0% | 0 | 0% | 67.6535 | 0 | 0% | 67.6535 | 0 | 0% | 67.6535 | 0 | 0% | 67.6535 | 0 | 0% | 67.6535 | 0 | 0% | 67.6535
265 | 7th Standard | Central_Valley_North_Los_Banos | {'Renfro': [4.0, 0.0], 'Lerdo': [4.3, 0.0], 'Kern Power': [4.5, 0.0], 'Rosedale': [5.3, 0.0], 'Kern Oil': [6.2, 0.0], 'West Park': [6.8, 0.0], 'Rio Bravo': [7.3, 0.0], 'Bakersfield': [8.0, 0.0], 'Sycamore': [8.0, 0.0], 'Tevis': [8.3, 0.0], 'Stockdale': [9.2, 0.0], 'Tupman': [9.8, 0.0], 'Columbus': [11.2, 0.0], 'Shafter': [11.7, 0.0], 'Poso Mt.': [12.8, 0.0], 'Magunden': [13.0, 0.0], 'Cal Water': [13.0, 0.0], 'Norco': [14.6, 0.0], 'Charca': [16.0, 0.0], 'Unknown - 3327': [18.0, 0.0], 'Lamont': [18.1, 0.0], 'Midway': [18.3, 0.0], 'Elk Hills': [20.2, 0.0], 'Grimmway-Malaga': [20.2, 0.0], 'Semitropic': [20.5, 0.0], 'Midway - Wheeler Ridge (Proposed)': [23.3, 0.0], 'Wheeler Ridge': [25.8, 0.0], 'Smyrna': [26.5, 0.0], 'Goose Lake': [27.6, 0.0], 'Vestal': [27.9, 0.0], 'Taft': [28.8, 0.0], 'Temblor': [32.1, 0.0], 'Kernridge': [34.3, 0.0], 'Olive': [36.2, 0.0], 'Pastoria': [38.4, 0.0]} | 0 | 0 | 0% | 0 | 0% | [5 empty] | 0 | 0% | 0 | 0% | 0 | 0% | 0 | 0% | 0 | 0% | 0 | 0 | 0% | 0 | 0 | 0% | 0 | 0 | 0% | 0 | 0 | 0% | 0 | 0 | 0% | 0
266 | Delevan | Northern_California | {'Logan Creek': [11.8, 124554.0], 'Cortina': [17.3, 37050.0], 'Glenn': [29.1, 55027.0], 'Pease': [35.3, 5293.0], 'Thermalito': [35.5, 10959.0], 'Table Mt.': [35.8, 10624.0], 'Honcut': [36.2, 3714.0], 'Wyandotte': [39.9, 0.0]} | 454522.375 | 147510.0469 | 32.45% | 307012.3281 | 67.55% | [5 empty] | 100322.5156 | 22.07% | 138865.5469 | 30.55% | 99205.5781 | 21.83% | 0 | 0% | 131413.5312 | 28.91% | 323108.8438 | 45437.7031 | 9.997% | 409084.6719 | 112607.6953 | 24.77% | 341914.6797 | 226247.0938 | 49.78% | 228275.2812 | 139849.0781 | 30.77% | 314673.2969 | 19601.5234 | 4.313% | 434920.8516
267 | Mustang | Central_Valley_North_Los_Banos | {'Henrietta': [1.1, 239057.0], 'Leprino': [4.8, 211673.0], 'Gates': [13.1, 124225.0], 'GWF Hanford': [15.4, 106881.0], 'Schindler': [16.9, 165612.0], 'Waukena': [20.2, 62237.0], 'Avenal': [20.7, 45006.0], 'Excelsior': [20.9, 139794.0], 'Corcoran': [21.9, 53001.0], 'Mc Mullin': [25.2, 108136.0], 'Kingsburg': [25.8, 62686.0], 'Cantua': [27.2, 98855.0], 'Helm': [28.6, 85359.0], 'McCall': [30.4, 46202.0], 'Arco': [31.5, 1244.0], 'Alpaugh': [31.8, 13047.0], 'Gates-Midway (Proposed)': [32.6, 36.0], 'Kearney (New)': [32.8, 33671.0], 'Malaga': [33.6, 34713.0], 'Cal Flats': [33.7, 1111.0], 'West Fresno': [34.0, 27454.0], 'California Ave': [34.7, 25579.0], 'Olive': [35.1, 68.0], 'Tranquility': [36.6, 18288.0], 'Sanger': [37.0, 12902.0], 'Wahtoke': [37.1, 9055.0], 'Rector': [37.9, 1.0], 'Reedley': [39.7, 145.0]} | 273137.8438 | 240320.375 | 87.99% | 32817.4688 | 12.01% | [5 empty] | 108369.3672 | 39.68% | 140137.0312 | 51.31% | 0 | 0% | 0 | 0% | 18119.9785 | 6.634% | 255017.8652 | 4412.1689 | 1.615% | 268725.6748 | 13881.1426 | 5.082% | 259256.7012 | 29298.502 | 10.73% | 243839.3418 | 364.8891 | 0.1336% | 272772.9547 | 4420.4009 | 1.618% | 268717.4429
268 | Tranquility | Central_Valley_North_Los_Banos | {'Cheney': [7.6, 138571.0], 'Mendota': [9.5, 139414.0], 'Panoche': [10.7, 110974.0], 'Cantua': [11.6, 171034.0], 'Helm': [12.7, 204152.0], 'Excelsior': [16.3, 160837.0], 'Newhall': [19.6, 98346.0], 'Schindler': [19.7, 149362.0], 'Mc Mullin': [23.1, 119190.0], 'Oro Loma': [24.8, 41113.0], 'Kearney (New)': [30.1, 31653.0], 'Dairyland': [32.5, 19754.0], 'Gregg': [32.6, 27206.0], 'Borden': [32.7, 19796.0], 'West Fresno': [33.7, 20842.0], 'Gates': [34.7, 21174.0], 'Mustang': [36.6, 18288.0], 'California Ave': [36.7, 11958.0], 'Henrietta': [36.8, 17281.0], 'Malaga': [38.3, 4434.0], 'Leprino': [40.0, 11.0]} | 360852.375 | 224230.3594 | 62.14% | 136622.0156 | 37.86% | [5 empty] | 216163.2812 | 59.9% | 108341.0312 | 30.02% | 0 | 0% | 0 | 0% | 98175.8359 | 27.21% | 262676.5391 | 33606.1055 | 9.313% | 327246.2695 | 53911.1133 | 14.94% | 306941.2617 | 133164.9531 | 36.9% | 227687.4219 | 6150.6904 | 1.704% | 354701.6846 | 10585.4443 | 2.933% | 350266.9307
269 | Calcite | Greater_Kramer | {'Lugo - Pisgah (Proposed)': [18.2, 29427.0], 'Cool Water': [23.9, 7.0], 'Tortilla': [24.5, 1783.0], 'Victor': [26.9, 4973.0], 'Lugo': [27.8, 3210.0], 'Roadway': [28.5, 4722.0], 'Pisgah': [35.3, 0.0], 'San Bernardino': [35.5, 0.0], 'El Casco': [39.3, 0.0]} | 148962.6875 | 35853.6211 | 24.07% | 113109.0664 | 75.93% | [5 empty] | 1757.201 | 1.18% | 657.0425 | 0.4411% | 25776.9414 | 17.3% | 370.3011 | 0.2486% | 55965.0117 | 37.57% | 92997.6758 | 42538.9883 | 28.56% | 106423.6992 | 44672.832 | 29.99% | 104289.8555 | 91133.2422 | 61.18% | 57829.4453 | 57748.7344 | 38.77% | 91213.9531 | 795.8828 | 0.5343% | 148166.8047
270 | Trout Canyon (fka Crazy Eyes) | Southern_NV_Eldorado | {'Gamebird': [9.1, 130.0], 'Sandy Valley': [9.4, 1470.0], 'Pahrump': [13.6, 130.0], 'Vista 2': [20.7, 0.0], 'Desert View': [28.7, 0.0], 'Innovation': [35.1, 0.0], 'Primm': [39.0, 0.0]} | 17406.7031 | 1484.129 | 8.526% | 15922.5741 | 91.47% | [5 empty] | 0.13079 | 0.0007514% | 0 | 0% | 0 | 0% | 0 | 0% | 3064.5107 | 17.61% | 14342.1924 | 48.9906 | 0.2814% | 17357.7125 | 7615.1772 | 43.75% | 9791.5259 | 9215.1875 | 52.94% | 8191.5156 | 12828.2549 | 73.7% | 4578.4482 | 19.6682 | 0.113% | 17387.0349
271 | Delaney | Arizona | {'Palo Verde': [12.1, 0.0], 'Hassayampa': [14.1, 0.0]} | 0 | 0 | 0% | 0 | 0% | [5 empty] | 0 | 0% | 0 | 0% | 0 | 0% | 0 | 0% | 0 | 0% | 0 | 0 | 0% | 0 | 0 | 0% | 0 | 0 | 0% | 0 | 0 | 0% | 0 | 0 | 0% | 0
272 | Desert View | Southern_NV_Eldorado | {'Harry Allen': [26.7, 0.0], 'Crazy Eyes': [28.7, 0.0], 'Sandy Valley': [29.3, 0.0], 'Gamebird': [32.7, 0.0], 'Innovation': [34.4, 0.0], 'Pahrump': [35.1, 0.0], 'Vista 2': [35.3, 0.0]} | 0 | 0 | 0% | 0 | 0% | [5 empty] | 0 | 0% | 0 | 0% | 0 | 0% | 0 | 0% | 0 | 0% | 0 | 0 | 0% | 0 | 0 | 0% | 0 | 0 | 0% | 0 | 0 | 0% | 0 | 0 | 0% | 0
273 | Carpenter Canyon (fka Gamebird) | Southern_NV_Eldorado | {'Pahrump': [4.5, 138.0], 'Crazy Eyes': [9.1, 130.0], 'Vista 2': [12.4, 8.0], 'Sandy Valley': [18.4, 116.0], 'Innovation': [29.2, 0.0], 'Desert View': [32.7, 0.0]} | 17636.6152 | 137.7624 | 0.7811% | 17498.8528 | 99.22% | [5 empty] | 0 | 0% | 0 | 0% | 0 | 0% | 0 | 0% | 3064.5107 | 17.38% | 14572.1045 | 800.1089 | 4.537% | 16836.5063 | 9146.2236 | 51.86% | 8490.3916 | 10746.2344 | 60.93% | 6890.3809 | 13760.6914 | 78.02% | 3875.9238 | 110.4072 | 0.626% | 17526.208
274 | Hassayampa | Arizona | {'Palo Verde': [2.7, 0.0], 'Delaney': [14.1, 0.0]} | 0 | 0 | 0% | 0 | 0% | [5 empty] | 0 | 0% | 0 | 0% | 0 | 0% | 0 | 0% | 0 | 0% | 0 | 0 | 0% | 0 | 0 | 0% | 0 | 0 | 0% | 0 | 0 | 0% | 0 | 0 | 0% | 0
275 | Hoodoo Wash | Arizona | {} | 0 | 0 | 0% | 0 | 0% | [5 empty] | 0 | 0% | 0 | 0% | 0 | 0% | 0 | 0% | 0 | 0% | 0 | 0 | 0% | 0 | 0 | 0% | 0 | 0 | 0% | 0 | 0 | 0% | 0 | 0 | 0% | 0
276 | Innovation | Southern_NV_Eldorado | {'Vista 2': [18.6, 0.0], 'Lathrop': [24.0, 0.0], 'Pahrump': [26.6, 0.0], 'Gamebird': [29.2, 0.0], 'Valley (VEA)': [30.2, 0.0], 'Desert View': [34.4, 0.0], 'Crazy Eyes': [35.1, 0.0]} | 0 | 0 | 0% | 0 | 0% | [5 empty] | 0 | 0% | 0 | 0% | 0 | 0% | 0 | 0% | 0 | 0% | 0 | 0 | 0% | 0 | 0 | 0% | 0 | 0 | 0% | 0 | 0 | 0% | 0 | 0 | 0% | 0
277 | Lathrop | Southern_NV_Eldorado | {'Valley (VEA)': [11.3, 0.0], 'Innovation': [24.0, 0.0], 'Beatty': [27.5, 0.0], 'Vista 2': [31.4, 0.0], 'Pahrump': [39.4, 0.0]} | 2871.6292 | 0 | 0% | 2871.6292 | 100% | [5 empty] | 0 | 0% | 0 | 0% | 0 | 0% | 0 | 0% | 0 | 0% | 2871.6292 | 0 | 0% | 2871.6292 | 0 | 0% | 2871.6292 | 0 | 0% | 2871.6292 | 2871.6292 | 100% | 0 | 13.0398 | 0.4541% | 2858.5893
278 | Mohave | Southern_NV_Eldorado | {} | 11160.1113 | 454.1173 | 4.069% | 10705.994 | 95.93% | [5 empty] | 3569.1091 | 31.98% | 0 | 0% | 0 | 0% | 0 | 0% | 2621.7031 | 23.49% | 8538.4082 | 8821.1055 | 79.04% | 2339.0059 | 0 | 0% | 11160.1113 | 9407.8018 | 84.3% | 1752.3096 | 3205.0566 | 28.72% | 7955.0547 | 1409.2682 | 12.63% | 9750.8431
279 | Pahrump | Southern_NV_Eldorado | {'Gamebird': [4.5, 138.0], 'Vista 2': [8.6, 8.0], 'Crazy Eyes': [13.6, 130.0], 'Sandy Valley': [22.9, 116.0], 'Innovation': [26.6, 0.0], 'Desert View': [35.1, 0.0], 'Valley (VEA)': [37.4, 0.0], 'Lathrop': [39.4, 0.0]} | 18027.8984 | 396.1759 | 2.198% | 17631.7226 | 97.8% | [5 empty] | 0 | 0% | 0 | 0% | 0 | 0% | 0 | 0% | 3065.4377 | 17% | 14962.4607 | 800.1089 | 4.438% | 17227.7896 | 9138.8525 | 50.69% | 8889.0459 | 10739.79 | 59.57% | 7288.1084 | 13890.8496 | 77.05% | 4137.0488 | 114.9745 | 0.6378% | 17912.924
280 | Palo Verde | Arizona | {'Hassayampa': [2.7, 0.0], 'Delaney': [12.1, 0.0]} | 0 | 0 | 0% | 0 | 0% | [5 empty] | 0 | 0% | 0 | 0% | 0 | 0% | 0 | 0% | 0 | 0% | 0 | 0 | 0% | 0 | 0 | 0% | 0 | 0 | 0% | 0 | 0 | 0% | 0 | 0 | 0% | 0
281 | Primm | Southern_NV_Eldorado | {'Ivanpah': [9.5, 416.0], 'Eldorado': [22.0, 0.0], 'Sloan Canyon': [24.3, 0.0], 'Sandy Valley': [29.9, 399.0], 'Mead': [35.0, 0.0], 'Crazy Eyes': [39.0, 0.0]} | 7820.8516 | 415.7475 | 5.316% | 7405.104 | 94.68% | [5 empty] | 0 | 0% | 0 | 0% | 0 | 0% | 0 | 0% | 4544.3477 | 58.11% | 3276.5039 | 4343.2109 | 55.53% | 3477.6406 | 654.7958 | 8.372% | 7166.0557 | 5265.9595 | 67.33% | 2554.8921 | 4853.207 | 62.05% | 2967.6445 | 40.8242 | 0.522% | 7780.0273
282 | Sloan Canyon (fka Bob) | Southern_NV_Eldorado | {'Eldorado': [5.2, 0.0], 'Mead': [11.1, 0.0], 'Primm': [24.3, 0.0], 'Ivanpah': [33.8, 0.0], 'Sandy Valley': [35.4, 0.0], 'Harry Allen': [38.8, 0.0]} | 0 | 0 | 0% | 0 | 0% | [5 empty] | 0 | 0% | 0 | 0% | 0 | 0% | 0 | 0% | 0 | 0% | 0 | 0 | 0% | 0 | 0 | 0% | 0 | 0 | 0% | 0 | 0 | 0% | 0 | 0 | 0% | 0
283 | Valley (VEA) | Southern_NV_Eldorado | {'Lathrop': [11.3, 0.0], 'Beatty': [29.5, 0.0], 'Innovation': [30.2, 0.0], 'Vista 2': [30.7, 0.0], 'Pahrump': [37.4, 0.0]} | 3058.5085 | 0 | 0% | 3058.5085 | 100% | [5 empty] | 0 | 0% | 0 | 0% | 0 | 0% | 0 | 0% | 0 | 0% | 3058.5085 | 0 | 0% | 3058.5085 | 186.8793 | 6.11% | 2871.6292 | 186.8793 | 6.11% | 2871.6292 | 3058.5085 | 100% | 0 | 13.0398 | 0.4263% | 3045.4687
284 | Vista (VEA) | Southern_NV_Eldorado | {'Pahrump': [8.6, 8.0], 'Gamebird': [12.4, 8.0], 'Innovation': [18.6, 0.0], 'Crazy Eyes': [20.7, 0.0], 'Sandy Valley': [30.1, 0.0], 'Valley (VEA)': [30.7, 0.0], 'Lathrop': [31.4, 0.0], 'Desert View': [35.3, 0.0]} | 5154.8423 | 8.076 | 0.1567% | 5146.7663 | 99.84% | [5 empty] | 0 | 0% | 0 | 0% | 0 | 0% | 0 | 0% | 626.5051 | 12.15% | 4528.3372 | 800.1089 | 15.52% | 4354.7334 | 1580.5411 | 30.66% | 3574.3011 | 2207.0461 | 42.82% | 2947.7961 | 4483.9292 | 86.98% | 670.9131 | 109.909 | 2.132% | 5044.9333
285 | Bay Boulevard | Greater_SD | {'Silvergate': [6.6, 1140.0], 'Miguel': [8.1, 1085.0], 'Otay Mesa': [11.0, 848.0], 'Old Town': [12.3, 1097.0], 'Mission': [12.3, 1098.0], 'Kearny': [15.6, 1079.0], 'Sycamore Canyon': [21.6, 1018.0], 'Penasquitos': [22.6, 1070.0], 'Suncrest': [27.7, 0.0], 'Escondido': [35.6, 4.0], 'Palomar Airport': [37.2, 40.0], 'Encina': [39.0, 9.0], 'Suncrest - Ocotillo (Proposed)': [39.9, 0.0]} | 6426.2012 | 1140.2483 | 17.74% | 5285.9529 | 82.26% | [5 empty] | 0 | 0% | 0 | 0% | 441.3843 | 6.869% | 7.3736 | 0.1147% | 276.1021 | 4.297% | 6150.099 | 1632.1154 | 25.4% | 4794.0858 | 5170.8154 | 80.46% | 1255.3857 | 5189.1387 | 80.75% | 1237.0625 | 110.4818 | 1.719% | 6315.7194 | 233.8835 | 3.64% | 6192.3177
286 | Beatty | Southern_NV_Eldorado | {'Lathrop': [27.5, 0.0], 'Valley (VEA)': [29.5, 0.0]} | 2.8841 | 0 | 0% | 2.8841 | 100% | [5 empty] | 0 | 0% | 0 | 0% | 0 | 0% | 0 | 0% | 0 | 0% | 2.8841 | 0 | 0% | 2.8841 | 0 | 0% | 2.8841 | 0 | 0% | 2.8841 | 2.8841 | 100% | 0 | 0 | 0% | 2.8841
287 | Lee Lake (Proposed) | Riverside (Exclude) | {'Viejo': [12.5, 0.0], 'Valley': [16.9, 0.0], 'Margarita': [17.2, 0.0], 'Trabuco': [18.2, 0.0], 'Mira Loma': [19.0, 0.0], 'Santiago': [19.2, 0.0], 'Serrano': [20.3, 0.0], 'Capistrano': [20.5, 0.0], 'Vista': [21.5, 0.0], 'Chino': [21.6, 0.0], 'Talega': [21.6, 0.0], 'Villa Park': [22.6, 0.0], 'Johanna': [23.3, 0.0], 'Etiwanda': [23.8, 0.0], 'Rancho Vista': [23.8, 0.0], 'San Bernardino': [25.8, 0.0], 'El Casco': [26.1, 0.0], 'Lewis': [26.2, 0.0], 'San Onofre': [26.9, 0.0], 'Padua': [27.7, 0.0], 'Ellis': [28.8, 0.0], 'Olinda': [30.4, 0.0], 'Barre': [30.9, 0.0], 'Huntington Beach': [31.2, 0.0], 'Walnut': [33.8, 0.0], 'Alamitos': [37.4, 0.0], 'San Luis Rey': [37.7, 0.0], 'Del Amo': [37.8, 0.0], 'Rio Hondo': [39.1, 0.0], 'Center': [39.7, 0.0]} | 446.0012 | 0 | 0% | 446.0012 | 100% | [5 empty] | 0 | 0% | 0 | 0% | 0 | 0% | 446.0012 | 100% | 301.9824 | 67.71% | 144.0188 | 144.0188 | 32.29% | 301.9824 | 144.0188 | 32.29% | 301.9824 | 446.0012 | 100% | 0 | 227.1328 | 50.93% | 218.8684 | 5.928 | 1.329% | 440.0732
288 | Leprino Jct | Central_Valley_North_Los_Banos | {'Henrietta': [3.9, 217313.0], 'Mustang': [4.8, 211673.0], 'GWF Hanford': [10.6, 115109.0], 'Waukena': [15.9, 62730.0], 'Gates': [17.7, 106976.0], 'Corcoran': [17.9, 53494.0], 'Schindler': [20.4, 139244.0], 'Kingsburg': [22.1, 72642.0], 'Avenal': [24.0, 44433.0], 'Excelsior': [24.8, 111234.0], 'Mc Mullin': [25.9, 88907.0], 'McCall': [27.8, 55330.0], 'Alpaugh': [28.4, 13047.0], 'Helm': [30.9, 60593.0], 'Cantua': [31.2, 71949.0], 'Malaga': [31.9, 42432.0], 'Olive': [32.1, 68.0], 'Gates-Midway (Proposed)': [32.2, 36.0], 'Kearney (New)': [32.3, 33197.0], 'Arco': [32.4, 1173.0], 'West Fresno': [33.0, 31065.0], 'Rector': [33.1, 494.0], 'California Ave': [33.4, 31985.0], 'Wahtoke': [33.5, 16951.0], 'Sanger': [34.6, 22362.0], 'Reedley': [35.8, 6447.0], 'Cal Flats': [37.4, 1040.0], 'Tranquility': [40.0, 11.0]} | 249492.7656 | 221782.7344 | 88.89% | 27710.0312 | 11.11% | [5 empty] | 91670.8125 | 36.74% | 136851.2656 | 54.85% | 0 | 0% | 0 | 0% | 13633.29 | 5.464% | 235859.4756 | 4412.1689 | 1.768% | 245080.5967 | 11312.502 | 4.534% | 238180.2637 | 24015.9961 | 9.626% | 225476.7695 | 0 | 0% | 249492.7656 | 4425.8618 | 1.774% | 245066.9038
289 | Mead | Southern_NV_Eldorado | {'Sloan Canyon': [11.1, 0.0], 'Eldorado': [13.3, 0.0], 'Harry Allen': [34.6, 0.0], 'Primm': [35.0, 0.0]} | 0 | 0 | 0% | 0 | 0% | [5 empty] | 0 | 0% | 0 | 0% | 0 | 0% | 0 | 0% | 0 | 0% | 0 | 0 | 0% | 0 | 0 | 0% | 0 | 0 | 0% | 0 | 0 | 0% | 0 | 0 | 0% | 0
290 | Quinto | Central_Valley_North_Los_Banos | {'Los Banos': [5.3, 22214.0], 'Miller': [9.6, 10670.0], 'Fink (Proposed)': [17.7, 2981.0], 'Crow Creek': [17.9, 2810.0], 'Hollister': [25.7, 0.0], 'Oro Loma': [28.0, 13283.0], 'Llagas': [28.1, 0.0], 'Westley': [32.6, 0.0], 'Merced': [33.7, 7857.0], 'Metcalf 1': [37.8, 0.0], 'Metcalf Energy Center': [38.0, 0.0], 'Wilson': [38.4, 0.0]} | 96428.6953 | 22214.0605 | 23.04% | 74214.6348 | 76.96% | [5 empty] | 20481.1211 | 21.24% | 16578.3184 | 17.19% | 5880.2485 | 6.098% | 0 | 0% | 65207.7227 | 67.62% | 31220.9727 | 11093.9658 | 11.5% | 85334.7295 | 16886.6973 | 17.51% | 79541.998 | 70308.3438 | 72.91% | 26120.3516 | 32189.6445 | 33.38% | 64239.0508 | 7991.8491 | 8.288% | 88436.8462
291 | Sandy | Southern_NV_Eldorado | {'Crazy Eyes': [9.4, 1470.0], 'Gamebird': [18.4, 116.0], 'Pahrump': [22.9, 116.0], 'Desert View': [29.3, 0.0], 'Primm': [29.9, 399.0], 'Vista 2': [30.1, 0.0], 'Ivanpah': [33.3, 399.0], 'Sloan Canyon': [35.4, 0.0], 'Eldorado': [37.8, 0.0]} | 17094.2539 | 2071.8381 | 12.12% | 15022.4158 | 87.88% | [5 empty] | 0.31003 | 0.001814% | 0 | 0% | 0 | 0% | 0 | 0% | 3064.5107 | 17.93% | 14029.7432 | 16.344 | 0.09561% | 17077.9099 | 7385.312 | 43.2% | 9708.9419 | 8985.3223 | 52.56% | 8108.9316 | 12050.7793 | 70.5% | 5043.4746 | 60.369 | 0.3532% | 17033.8849
292 | Eldorado | Southern_NV_Eldorado | {'Sloan Canyon': [5.2, 0.0], 'Mead': [13.3, 0.0], 'Primm': [22.0, 0.0], 'Ivanpah': [31.2, 0.0], 'Sandy Valley': [37.8, 0.0]} | 0 | 0 | 0% | 0 | 0% | [5 empty] | 0 | 0% | 0 | 0% | 0 | 0% | 0 | 0% | 0 | 0% | 0 | 0 | 0% | 0 | 0 | 0% | 0 | 0 | 0% | 0 | 0 | 0% | 0 | 0 | 0% | 0
293 | Fink (Proposed) |  | {'Crow Creek': [0.4, 48804.0], 'Miller': [8.1, 22256.0], 'Westley': [14.9, 43932.0], 'Quinto': [17.7, 2981.0], 'Los Banos': [22.8, 2981.0], 'Ripon': [26.7, 31302.0], 'Riverbank': [30.4, 27840.0], 'Vierra': [30.5, 9562.0], 'Warnerville': [31.7, 25752.0], 'Tesla': [33.2, 7171.0], 'Llagas': [33.9, 0.0], 'Metcalf 1': [34.5, 0.0], 'Midway Green Ridge Services': [34.7, 5227.0], 'Metcalf Energy Center': [34.8, 0.0], 'Merced': [36.6, 1189.0], 'Hollister': [37.9, 0.0], 'Weber': [38.4, 51.0], 'Kelso': [38.9, 0.0], 'Delta Pumps': [39.7, 0.0]} | 143648.0312 | 48975.2031 | 34.09% | 94672.8281 | 65.91% | [5 empty] | 12495.6543 | 8.699% | 59492.5938 | 41.42% | 17314.6133 | 12.05% | 0 | 0% | 89153.0156 | 62.06% | 54495.0156 | 14557.8799 | 10.13% | 129090.1514 | 28370.2578 | 19.75% | 115277.7734 | 91930.5859 | 64% | 51717.4453 | 52801.3672 | 36.76% | 90846.6641 | 3581.8511 | 2.493% | 140066.1802
294 | Gates-Midway (Proposed) | Central_Valley_North_Los_Banos | {'Arco': [8.7, 36.0], 'Goose Lake': [15.8, 0.0], 'Smyrna': [17.5, 0.0], 'Olive': [19.4, 0.0], 'Alpaugh': [21.2, 0.0], 'Semitropic': [21.8, 0.0], 'Kernridge': [23.2, 0.0], 'Avenal': [24.4, 36.0], 'Corcoran': [25.5, 0.0], 'Waukena': [26.9, 0.0], 'Charca': [27.0, 0.0], 'Temblor': [27.5, 0.0], 'Caliente': [28.9, 0.0], 'Shafter': [30.7, 0.0], 'Midway': [31.0, 0.0], 'Carrizo Plains': [31.7, 0.0], 'Solar': [32.1, 0.0], 'Leprino': [32.2, 36.0], 'Cal Flats': [32.3, 28.0], 'Gates': [32.4, 36.0], 'Mustang': [32.6, 36.0], 'Cholame': [33.0, 0.0], 'Henrietta': [33.1, 36.0], 'GWF Hanford': [34.5, 0.0], 'Rio Bravo': [36.3, 0.0], 'Vestal': [38.0, 0.0], 'Lerdo': [39.1, 0.0]} | 3030.1514 | 36.0396 | 1.189% | 2994.1118 | 98.81% | [5 empty] | 0 | 0% | 0 | 0% | 46.3856 | 1.531% | 0 | 0% | 1377.4236 | 45.46% | 1652.7278 | 0 | 0% | 3030.1514 | 2947.7263 | 97.28% | 82.425 | 2994.1118 | 98.81% | 36.0396 | 61.8731 | 2.042% | 2968.2783 | 0 | 0% | 3030.1514
295 | Rancho Seco - Bellota (Proposed) | Solano | {'Camanche': [5.8, 7961.0], 'Bellota': [8.2, 12811.0], 'Lockeford': [9.0, 16918.0], 'Weber': [19.8, 16209.0], 'Eight Mile': [21.3, 11527.0], 'Stagg': [21.5, 15966.0], 'Riverbank': [25.6, 10742.0], 'Ripon': [27.3, 10247.0], 'Vierra': [27.7, 8460.0], 'New Melones': [28.5, 1312.0], 'Warnerville': [29.0, 8780.0], 'Peoria': [31.5, 356.0], 'Grand Island': [33.0, 5794.0], 'Chinese Station': [33.4, 0.0], 'Gold Hill': [37.0, 0.0], 'Curtis': [38.5, 0.0], 'Brentwood': [39.9, 0.0], 'Westley': [39.9, 178.0]} | 66229.3984 | 18251.8906 | 27.56% | 47977.5078 | 72.44% | [5 empty] | 24624.9727 | 37.18% | 12749.6777 | 19.25% | 5104.1812 | 7.707% | 0 | 0% | 39183.6055 | 59.16% | 27045.793 | 3099.6094 | 4.68% | 63129.7891 | 16648.3691 | 25.14% | 49581.0293 | 46111.9961 | 69.62% | 20117.4023 | 16258.2773 | 24.55% | 49971.1211 | 4420.8892 | 6.675% | 61808.5093
296 | Midway - Wheeler Ridge (Proposed) | Central_Valley_North_Los_Banos | {'Elk Hills': [9.4, 0.0], 'Norco': [11.6, 0.0], 'Taft': [12.1, 168.0], 'Tevis': [15.8, 0.0], 'Tupman': [16.0, 0.0], 'Wheeler Ridge': [16.7, 0.0], 'Stockdale': [17.6, 0.0], 'Renfro': [19.3, 0.0], 'Kern Power': [20.3, 0.0], 'Rosedale': [20.7, 0.0], 'West Park': [21.7, 0.0], 'Midway': [22.1, 0.0], 'Rio Bravo': [22.1, 0.0], '7th Standard': [23.3, 0.0], 'Bakersfield': [23.6, 0.0], 'Grimmway-Malaga': [24.6, 0.0], 'Magunden': [25.6, 0.0], 'Unknown - 3327': [25.9, 0.0], 'Lamont': [26.0, 0.0], 'Kern Oil': [26.1, 0.0], 'Columbus': [26.6, 0.0], 'Lerdo': [27.0, 0.0], 'Shafter': [27.2, 0.0], 'Pastoria': [27.3, 0.0], 'Sycamore': [27.7, 0.0], 'Cal Water': [29.3, 0.0], 'Temblor': [30.1, 0.0], 'Charca': [33.7, 0.0], 'Semitropic': [34.4, 0.0], 'Kernridge': [34.6, 0.0], 'Poso Mt.': [34.9, 0.0], 'Bailey': [36.8, 0.0], 'Goose Lake': [37.5, 0.0]} | 2307.9087 | 358.6647 | 15.54% | 1949.244 | 84.46% | [5 empty] | 0 | 0% | 0 | 0% | 2120.8354 | 91.89% | 7.3967 | 0.3205% | 11.3394 | 0.4913% | 2296.5693 | 0 | 0% | 2307.9087 | 0 | 0% | 2307.9087 | 11.3394 | 0.4913% | 2296.5693 | 1941.5038 | 84.12% | 366.4049 | 88.1241 | 3.818% | 2219.7846
297 | Suncrest - Ocotillo (Proposed) | Greater_Imperial | {'Boulevard': [13.7, 15236.0], 'Suncrest': [13.8, 5610.0], 'East County': [22.1, 13783.0], 'Ocotillo Express': [23.8, 11122.0], 'Otay Mesa': [31.1, 89.0], 'Miguel': [32.3, 0.0], 'Sycamore Canyon': [35.0, 0.0], 'Bay Boulevard': [39.9, 0.0], 'Kearny': [40.0, 0.0]} | 101386.2344 | 15363.3936 | 15.15% | 86022.8408 | 84.85% | [5 empty] | 237.9644 | 0.2347% | 177.0258 | 0.1746% | 39095.7578 | 38.56% | 60759.6406 | 59.93% | 12465.2373 | 12.29% | 88920.9971 | 25829.3223 | 25.48% | 75556.9121 | 46896.8867 | 46.26% | 54489.3477 | 59143.7461 | 58.34% | 42242.4883 | 58036.332 | 57.24% | 43349.9023 | 3746.4019 | 3.695% | 97639.8325
298 | North Gila - IV (Proposed) | Greater_Imperial | {'Highline': [4.3, 120296.0], 'El Centro': [19.4, 114356.0], 'Imperial Valley': [29.3, 48211.0], 'Arkansas': [31.1, 52818.0], 'Sonora': [32.9, 35636.0], 'Bannister': [38.5, 5374.0]} | 166900.9688 | 120367.2578 | 72.12% | 46533.7109 | 27.88% | [5 empty] | 21460.2168 | 12.86% | 104657.8203 | 62.71% | 0 | 0% | 0 | 0% | 8061.7134 | 4.83% | 158839.2554 | 27719.5293 | 16.61% | 139181.4395 | 27719.5293 | 16.61% | 139181.4395 | 35781.2422 | 21.44% | 131119.7266 | 15733.8418 | 9.427% | 151167.127 | 8329.3135 | 4.991% | 158571.6553
299 | Lugo - Pisgah (Proposed) | Greater_Kramer | {'Calcite': [18.2, 29427.0], 'Pisgah': [30.1, 1.0], 'Devers': [32.0, 667.0], 'Cool Water': [34.4, 0.0], 'El Casco': [39.0, 0.0], 'Tortilla': [39.2, 0.0]} | 140260.5625 | 46243.0703 | 32.97% | 94017.4922 | 67.03% | [5 empty] | 1700.6519 | 1.212% | 606.147 | 0.4322% | 22873.1562 | 16.31% | 0.25186 | 0.0001796% | 41507.7773 | 29.59% | 98752.7852 | 27795.7344 | 19.82% | 112464.8281 | 35644.9492 | 25.41% | 104615.6133 | 69491.8594 | 49.54% | 70768.7031 | 54646.6719 | 38.96% | 85613.8906 | 744.8578 | 0.5311% | 139515.7047
300 | Crow Creek | Central_Valley_North_Los_Banos | {'Fink (Proposed)': [0.4, 48804.0], 'Miller': [8.4, 22088.0], 'Westley': [14.7, 45216.0], 'Quinto': [17.9, 2810.0], 'Los Banos': [23.0, 2810.0], 'Ripon': [26.4, 32302.0], 'Riverbank': [30.0, 29124.0], 'Vierra': [30.2, 9965.0], 'Warnerville': [31.3, 27052.0], 'Tesla': [33.1, 7171.0], 'Llagas': [34.3, 0.0], 'Midway Green Ridge Services': [34.7, 5227.0], 'Metcalf 1': [34.9, 0.0], 'Metcalf Energy Center': [35.2, 0.0], 'Merced': [36.4, 1539.0], 'Weber': [38.1, 363.0], 'Hollister': [38.3, 0.0], 'Kelso': [38.9, 0.0], 'Delta Pumps': [39.7, 0.0]} | 144906.4375 | 50454.2461 | 34.82% | 94452.1914 | 65.18% | [5 empty] | 12461.6553 | 8.6% | 61387.9062 | 42.36% | 17020.1211 | 11.75% | 0 | 0% | 89036.1953 | 61.44% | 55870.2422 | 14334.0996 | 9.892% | 130572.3379 | 28146.4766 | 19.42% | 116759.9609 | 91739.4141 | 63.31% | 53167.0234 | 52218.3828 | 36.04% | 92688.0547 | 3504.3367 | 2.418% | 141402.1008
301 | Harry Allen | Nevada | {'Desert View': [26.7, 0.0], 'Mead': [34.6, 0.0], 'Sloan Canyon': [38.8, 0.0]} | 0 | 0 | 0 | 0 | 0 | [5 empty] | 0 | 0 | 0 | 0 | 0 | 0 | 0 | 0 | 0 | 0% | 0 | 0 | 0% | 0 | 0 | 0 | 0 | 0 | 0% | 0 | 0 | 0 | 0 | 0 | 0 | 0
302 | Kirker | Solano | {'Pittsburg': [1.2, 15505.0], 'Clayton': [6.3, 11211.0], 'Contra Costa': [6.9, 8193.0], 'Birds Landing': [8.3, 11816.0], 'Lone Tree': [9.5, 7271.0], 'Shiloh III': [10.8, 11502.0], 'Martinez': [11.5, 10277.0], 'Brentwood': [14.3, 3002.0], 'Peabody': [18.6, 10134.0], 'Carquinez': [19.3, 8829.0], 'Cayetano': [20.8, 1560.0], 'Delta Pumps': [21.8, 1560.0], 'Grand Island': [22.5, 5689.0], 'Kelso': [22.6, 1560.0], 'Tulucay': [25.2, 8693.0], 'Vaca-Dixon & Gc Yard': [26.3, 6291.0], 'Midway Green Ridge Services': [26.8, 1560.0], 'Tesla': [28.3, 1353.0], 'Eight Mile': [28.9, 301.0], 'Eastshore': [29.7, 0.0], 'Stagg': [30.4, 0.0], 'Ignacio': [34.8, 3915.0], 'Putah Creek': [35.0, 839.0], 'Martin': [35.2, 0.0], 'Newark': [36.2, 0.0], 'Weber': [37.0, 0.0], 'Davis': [37.4, 0.0], 'Vierra': [37.8, 0.0]} | 147456.8281 | 15957.3076 | 0.10822 | 131499.5205 | 0.89178 | [5 empty] | 20986.6777 | 0.14232 | 24977.377 | 0.16939 | 28479.1895 | 0.19314 | 7169.5181 | 0.048621 | 38430.8398 | 26.06% | 109025.9883 | 71004.5859 | 48.15% | 76452.2422 | 71619.75 | 0.4857 | 75837.0781 | 96575.5859 | 65.49% | 50881.2422 | 17800.0352 | 0.12071 | 129656.793 | 35528.0352 | 0.24094 | 111928.793
303 | Logan Creek | Northern_California | {'Delevan': [11.8, 124554.0], 'Glenn': [17.7, 114938.0], 'Cortina': [29.0, 14962.0], 'Table Mt.': [33.0, 14100.0], 'Thermalito': [33.7, 12949.0], 'Wyandotte': [38.7, 0.0], 'Honcut': [38.8, 2371.0]} | 509572.2812 | 184649.2031 | 0.36236 | 324923.0781 | 0.63764 | [5 empty] | 103035.3828 | 0.2022 | 159844.9375 | 0.31368 | 62514.8633 | 0.12268 | 0 | 0 | 172677.9219 | 33.89% | 336894.3594 | 32780.7617 | 6.433% | 476791.5195 | 76443.4609 | 0.15001 | 433128.8203 | 232665.0469 | 45.66% | 276907.2344 | 149406.6094 | 0.2932 | 360165.6719 | 29556.4297 | 0.058002 | 480015.8516
304 | Julian Hinds | Riverside (Exclude) | {'Kem': [13.4, 15433.0], 'Red Bluff': [18.1, 15430.0], 'Bannister': [34.6, 0.0], 'Sonora': [38.2, 0.0]} | 34508.7461 | 15433.1895 | 0.44723 | 19075.5566 | 0.55277 | [5 empty] | 4.8705 | 0.00014114 | 0 | 0 | 0 | 0 | 0 | 0 | 3952.4854 | 11.45% | 30556.2607 | 7428.8721 | 21.53% | 27079.874 | 665.6269 | 0.019289 | 33843.1192 | 11216.5967 | 32.5% | 23292.1494 | 12632.3574 | 0.36606 | 21876.3887 | 34.6084 | 0.0010029 | 34474.1377
305 | Hollister | Peninsula_Monterey | {'Llagas': [13.0, 0.0], 'Moss Landing': [20.8, 2737.0], 'Los Banos': [25.0, 0.0], 'Quinto': [25.7, 0.0], 'Metcalf Energy Center': [31.1, 0.0], 'Metcalf 1': [31.1, 0.0], 'Miller': [31.3, 0.0], 'Hicks': [37.5, 0.0], 'Fink (Proposed)': [37.9, 0.0], 'Crow Creek': [38.3, 0.0]} | 36440.3086 | 6024.02 | 0.16531 | 30416.2886 | 0.83469 | [5 empty] | 64.2244 | 0.0017625 | 5850.4048 | 0.16055 | 10849.8174 | 0.29774 | 15.4441 | 0.00042382 | 29726.3789 | 81.58% | 6713.9297 | 34.8855 | 0.09573% | 36405.4231 | 723.8474 | 0.019864 | 35716.4612 | 29761.2637 | 81.67% | 6679.0449 | 28052.459 | 0.76982 | 8387.8496 | 701.0245 | 0.019238 | 35739.2841
306 | Boulevard | Greater_Imperial | {'East County': [9.0, 15204.0], 'Suncrest - Ocotillo (Proposed)': [13.7, 15236.0], 'Ocotillo Express': [14.6, 12543.0], 'Suncrest': [26.0, 5482.0], 'Imperial Valley': [32.8, 1272.0], 'Otay Mesa': [37.8, 13.0]} | 96817.1094 | 16656.9531 | 0.17205 | 80160.1562 | 0.82795 | [5 empty] | 195.3538 | 0.0020178 | 177.0258 | 0.0018285 | 38100 | 0.39353 | 49531.0352 | 0.51159 | 10905.3271 | 11.26% | 85911.7822 | 20641.6465 | 21.32% | 76175.4629 | 34958.8125 | 0.36108 | 61858.2969 | 51594.7305 | 53.29% | 45222.3789 | 55191.9492 | 0.57006 | 41625.1602 | 1914.2432 | 0.019772 | 94902.8662
307 | Llagas | Peninsula_Monterey | {'Hollister': [13.0, 0.0], 'Metcalf 1': [18.1, 3.0], 'Metcalf Energy Center': [18.1, 13.0], 'Moss Landing': [18.4, 1071.0], 'Hicks': [24.6, 18.0], 'Quinto': [28.1, 0.0], 'Miller': [29.6, 0.0], 'Los Banos': [29.8, 0.0], 'Scott': [33.6, 0.0], 'Fink (Proposed)': [33.9, 0.0], 'Crow Creek': [34.3, 0.0], 'Los Esteros': [35.6, 0.0]} | 24560.25 | 1070.6052 | 0.043591 | 23489.6448 | 0.95641 | [5 empty] | 371.546 | 0.015128 | 2518.0244 | 0.10252 | 12262.7646 | 0.49929 | 2553.8152 | 0.10398 | 17013.8203 | 69.27% | 7546.4297 | 6563.6631 | 26.72% | 17996.5869 | 8180.6309 | 0.33308 | 16379.6191 | 22363.25 | 91.05% | 2197 | 17410.0625 | 0.70887 | 7150.1875 | 1106.1743 | 0.045039 | 23454.0757
308 | Miller | Central_Valley_North_Los_Banos | {'Fink (Proposed)': [8.1, 22256.0], 'Crow Creek': [8.4, 22088.0], 'Quinto': [9.6, 10670.0], 'Los Banos': [14.8, 10670.0], 'Westley': [23.1, 18931.0], 'Llagas': [29.6, 0.0], 'Hollister': [31.3, 0.0], 'Metcalf 1': [34.4, 0.0], 'Metcalf Energy Center': [34.7, 0.0], 'Merced': [34.8, 246.0], 'Ripon': [34.8, 8979.0], 'Oro Loma': [36.0, 1739.0], 'Riverbank': [37.5, 10010.0], 'Warnerville': [37.9, 8178.0], 'Vierra': [38.6, 276.0], 'Wilson': [39.2, 0.0]} | 116846.7969 | 29951.9688 | 0.25634 | 86894.8281 | 0.74366 | [5 empty] | 21192.6836 | 0.18137 | 20526.7441 | 0.17567 | 21602.873 | 0.18488 | 0 | 0 | 80080.8594 | 68.53% | 36765.9375 | 10253.5801 | 8.775% | 106593.2168 | 23257.3496 | 0.19904 | 93589.4473 | 83270.2969 | 71.26% | 33576.5 | 47266.8906 | 0.40452 | 69579.9062 | 6496.9541 | 0.055602 | 110349.8428
309 | Madison | Solano | {'Putah Creek': [10.3, 66393.0], 'Woodland': [11.3, 80474.0], 'Davis': [15.4, 73596.0], 'Vaca-Dixon & Gc Yard': [18.8, 50825.0], 'Peabody': [26.6, 39909.0], 'Rio Oso': [32.7, 13283.0], 'Tulucay': [33.4, 789.0], 'Cortina': [33.9, 10347.0], 'Shiloh III': [35.2, 10829.0], 'Grand Island': [36.6, 10982.0], 'Olivehurst': [37.1, 1080.0], 'Pleasant Grove': [37.3, 1362.0], 'Pease': [38.3, 0.0], 'Birds Landing': [38.5, 1514.0]} | 372753.6562 | 96076.3438 | 0.25775 | 276677.3125 | 0.74225 | [5 empty] | 45381.0781 | 0.12175 | 181786.5625 | 0.48769 | 75453.9922 | 0.20242 | 0 | 0 | 227673.8125 | 61.08% | 145079.8438 | 31636.7227 | 8.487% | 341116.9336 | 92316.0156 | 0.24766 | 280437.6406 | 264144.7812 | 70.86% | 108608.875 | 72699.0391 | 0.19503 | 300054.6172 | 10971.3369 | 0.029433 | 361782.3193
310 | New Melones | El_Dorado_Mariposa | {'Peoria': [3.4, 2137.0], 'Chinese Station': [5.7, 1271.0], 'Curtis': [11.6, 57.0], 'Warnerville': [20.5, 3626.0], 'Riverbank': [24.0, 3569.0], 'Bellota': [26.8, 3090.0], 'Rancho Seco - Bellota (Proposed)': [28.5, 1312.0], 'Camanche': [32.6, 275.0], 'Donnells-Curtis': [34.0, 0.0], 'Ripon': [36.1, 2475.0], 'Lockeford': [36.3, 762.0], 'Weber': [38.8, 601.0]} | 138628.6562 | 3626.4268 | 0.026159 | 135002.2295 | 0.97384 | [5 empty] | 35349.9609 | 0.255 | 7627.5107 | 0.055021 | 16725.9316 | 0.12065 | 0 | 0 | 112065.875 | 80.84% | 26562.7812 | 27660.3691 | 19.95% | 110968.2871 | 61961.1523 | 0.44696 | 76667.5039 | 127991.7812 | 92.33% | 10636.875 | 85772.625 | 0.61872 | 52856.0312 | 17125.2715 | 0.12353 | 121503.3848
311 | Waukena | Central_Valley_North_Los_Banos | {'Corcoran': [2.3, 53494.0], 'GWF Hanford': [9.9, 62730.0], 'Alpaugh': [13.8, 13047.0], 'Leprino': [15.9, 62730.0], 'Olive': [18.2, 68.0], 'Henrietta': [19.6, 62713.0], 'Mustang': [20.2, 62237.0], 'Rector': [21.8, 494.0], 'Kingsburg': [24.2, 28143.0], 'Gates-Midway (Proposed)': [26.9, 0.0], 'Smyrna': [29.8, 0.0], 'Gates': [30.6, 7767.0], 'Arco': [31.3, 0.0], 'Avenal': [32.2, 4319.0], 'McCall': [32.8, 9164.0], 'Wahtoke': [33.7, 1840.0], 'Reedley': [34.1, 23.0], 'Vestal': [34.3, 0.0], 'Springville': [35.8, 0.0], 'Schindler': [36.2, 4052.0], 'Goose Lake': [37.1, 0.0], 'Semitropic': [37.9, 0.0], 'Mc Mullin': [38.9, 371.0], 'Charca': [39.2, 0.0], 'Malaga': [39.2, 852.0], 'Sanger': [39.3, 0.0]} | 65238.3477 | 62730.2461 | 0.96155 | 2508.1016 | 0.038445 | [5 empty] | 41086.3633 | 0.62979 | 14290.5703 | 0.21905 | 0 | 0 | 0 | 0 | 222.3382 | 0.3408% | 65016.0095 | 0 | 0% | 65238.3477 | 0 | 0 | 65238.3477 | 222.3382 | 0.3408% | 65016.0095 | 0 | 0 | 65238.3477 | 2318.188 | 0.035534 | 62920.1597
312 | Excelsior | Central_Valley_North_Los_Banos | {'Schindler': [5.2, 294860.0], 'Cantua': [6.5, 242153.0], 'Helm': [13.6, 252866.0], 'Tranquility': [16.3, 160837.0], 'Gates': [18.8, 118683.0], 'Mc Mullin': [19.0, 196556.0], 'Mustang': [20.9, 139794.0], 'Henrietta': [21.3, 141030.0], 'Cheney': [23.2, 85872.0], 'Leprino': [24.8, 111234.0], 'Mendota': [25.5, 77782.0], 'Panoche': [26.2, 61040.0], 'Kearney (New)': [28.7, 65869.0], 'Avenal': [29.8, 32680.0], 'West Fresno': [31.8, 52246.0], 'Newhall': [32.7, 35053.0], 'GWF Hanford': [33.7, 9509.0], 'California Ave': [34.1, 42509.0], 'Malaga': [34.6, 36216.0], 'Gregg': [35.8, 24664.0], 'McCall': [36.0, 19534.0], 'Kingsburg': [36.6, 6458.0], 'Cal Flats': [36.9, 0.0], 'Borden': [38.6, 4976.0]} | 411181.3125 | 309408.75 | 0.75249 | 101772.5625 | 0.24751 | [5 empty] | 179378.4062 | 0.43625 | 187890.1719 | 0.45695 | 0 | 0 | 0 | 0 | 83004.6719 | 20.19% | 328176.6406 | 15508.2568 | 3.772% | 395673.0557 | 31338.5957 | 0.076216 | 379842.7168 | 98840.3047 | 24.04% | 312341.0078 | 10915.7676 | 0.026547 | 400265.5449 | 4389.5117 | 0.010675 | 406791.8008
313 | Colgate | Northern_California | {'Brunswick': [10.8, 4295.0], 'Palermo': [19.5, 2506.0], 'Higgins': [20.5, 392.0], 'Honcut': [21.7, 1410.0], 'Wyandotte': [21.8, 2209.0], 'East Marysville': [23.0, 941.0], 'Drum 1': [23.2, 3337.0], 'Olivehurst': [25.1, 941.0], 'Thermalito': [26.8, 469.0], 'Pease': [27.6, 941.0], 'Table Mt.': [28.8, 469.0], 'Rio Oso': [31.1, 878.0], 'Pleasant Grove': [35.7, 0.0]} | 81243.4453 | 8761.9062 | 0.10785 | 72481.5391 | 0.89215 | [5 empty] | 10152.1865 | 0.12496 | 6165.0459 | 0.075884 | 15577.0059 | 0.19173 | 26999.4863 | 0.33233 | 47449.2891 | 58.4% | 33794.1562 | 17472.9258 | 21.51% | 63770.5195 | 20556.4883 | 0.25302 | 60686.957 | 65331.5547 | 80.41% | 15911.8906 | 20245.416 | 0.24919 | 60998.0293 | 10191.1748 | 0.12544 | 71052.2705
314 | New Sub - Pit 1 - Cottonwood (Proposed) | Northern_California | {'Round Mt.': [6.1, 21092.0], 'Cove Road': [6.8, 23813.0], 'Pit 1': [20.5, 9816.0], 'Jessup': [36.5, 0.0], 'Cottonwood': [37.5, 0.0]} | 283538.5 | 25119.7031 | 0.088594 | 258418.7969 | 0.91141 | [5 empty] | 1124.9442 | 0.0039675 | 261.038 | 0.00092064 | 271996 | 0.95929 | 10161.0801 | 0.035837 | 124687.9062 | 43.98% | 158850.5938 | 62236.8438 | 21.95% | 221301.6562 | 60576.3477 | 0.21364 | 222962.1523 | 157719.9375 | 55.63% | 125818.5625 | 209245.1406 | 0.73798 | 74293.3594 | 12941.0537 | 0.045641 | 270597.4463
315 | Cal Flats |  | {'Cholame': [12.7, 4001.0], 'Avenal': [13.7, 2291.0], 'Gates': [21.7, 1323.0], 'Arco': [23.8, 4894.0], 'Templeton': [29.6, 0.0], 'Gates-Midway (Proposed)': [32.3, 28.0], 'Mustang': [33.7, 1111.0], 'Henrietta': [34.8, 1111.0], 'Solar': [36.8, 1849.0], 'Excelsior': [36.9, 0.0], 'Carrizo Plains': [37.3, 1430.0], 'Leprino': [37.4, 1040.0], 'Schindler': [38.1, 0.0], 'Cantua': [38.6, 0.0]} | 70740.9844 | 5112.2402 | 0.072267 | 65628.7441 | 0.92773 | [5 empty] | 3676.7437 | 0.051975 | 6.3855 | 9.0266e-05 | 7524.7607 | 0.10637 | 0 | 0 | 44864.1133 | 63.42% | 25876.8711 | 4715.0264 | 6.665% | 66025.958 | 16521.6309 | 0.23355 | 54219.3535 | 47863.4102 | 67.66% | 22877.5742 | 45127.4648 | 0.63793 | 25613.5195 | 808.4691 | 0.011429 | 69932.5153

## LandEnv_Wind_Data_30mi
CEC provided land-use and environmental data criteria for in-state substations at a 30mile radius for onshore wind resource potential. Note theseare based on a techno-economic resource potential base using a 20% CF factor.
[9 empty] | Parcel info not applied for onshore wind mapping |  |  |  |  | Cropland Index not applied for onshore wind mappping
|  |  |  | Res. Potential Base (after techno-economic & protected areas exclusisons) | Res. Potential after Core Land Use Screen (Lower Implications Land) | Percentage of Base Potential w/ Lower Implications | Res. Potential excluded by Core screen (Higher Implications Land) | Percentage of Base Potential w/ Higher Implications | [5 empty] | Base Res. Potential w/ Low Cropland Index Values | Percentage of Base Potential w/ Low Cropland Index Values | Base Res. Potential w/ High Cropland Index Values | Percentage of Base Potential w/ High Cropland Index Values | Base Res. Potential w/ Tier 2 Fire Threat | Percentage of Base Potential w/ Tier 2 Fire Threat | Base Res. Potential w/ Tier 3 Fire Threat | Percentage of Base Potential w/ Tier 3 Fire Threat | Base Res. Potential w/ ACE Terrestrial Connectivity, 4 or 5, (High Implications) | Percentage of Base Potential w/ Terrestrial Connectivity High Implications | Base Res. Potential w/ Terrestrial Connectivity Low Implications | Base Res. Potential w/ ACE Biodiversity, 5, (High Implications) | Percentage of Base Potential w/ Biodiversity High Implications | Base Res. Potential w/ Biodiversity Low Implications | Base Res. Potential w/ ACE Irreplaceability, 4 or 5, (High Implications) | Percentage of Base Potential w/ Irreplaceability High Implications | Base Res. Potential w/ Irreplaceability Low Implications | Base Res. Potential w/ Any of the three ACE datasets High Implications | Percentage of Base Potential w/ Any of the three ACE datasets High Implications | Base Res. Potential w/ Any of the three ACE datasets Low Implications | Base Res. Potential w/ High Terrestrial Landscape Intactness | Percentage of Base Potential w/ High Terrestrial Landscape Intactness | Base Res. Potential w/ Low Terrestrial Landscape Intactness | Base Res. Potential w/ Classified as Wetlands | Percentage of Base Potential w/ Classified as Wetlands | Base Res. Potential w/ Not Classified as Wetlands
Blue columns indicate additional data calculate/added by CPUC staff in dashboard.
Distance in miles to nearby substations
OBJECTID | IRP_Substation_Name | RESOLVE_Wind_Area | Overlaps | RPB_Acres | TRP_Acres | Perc_TRP | High_Implication_Acres | Perc_HighImplication | Parcels_LT_6 | Perc_ParcLT6 | Parcels_LT_30_GT6 | Perc_ParcLT30GT6 | 10th Percentile Parcelization | LowCrop_Acres | Perc_LowCrop | HighCrop_Acres | Perc_HighCrop | FT_Tier2_Acres | Perc_FT_Tier2 | FT_Tier3_Acres | Perc_FT_Tier3 | Conn45_Acres | Perc_Conn45 | Low Conn Acres | Bio5_Acres | Perc_Bio5 | Low Bio Acres | Irr45_Acres | Perc_Irr45 | Low Irr Acres | ACE_All_Acres | Perc_AllACE | Low AllACE Acres | High_Intact_Acres | Perc_HighIntact | LowIntact Acres | Wetlands_Acres | Perc_Wetlands | Not Wetlands Acres
0 | East Shore | Solano | {'Newark': [11.2, 6404.0], 'Martin': [16.9, 15103.0], 'Los Esteros': [17.0, 4334.0], 'Scott': [19.3, 4016.0], 'Cayetano': [20.5, 5133.0], 'Clayton': [23.5, 13944.0], 'Martinez': [26.9, 14716.0], 'Hicks': [29.5, 686.0], 'Lone Tree': [29.5, 8145.0], 'Delta Pumps': [29.7, 1599.0], 'Kirker': [29.7, 12324.0], 'Midway Green Ridge Services': [29.8, 1586.0], 'Kelso': [30.5, 1593.0], 'Tesla': [30.8, 1568.0], 'Pittsburg': [30.9, 12176.0], 'Brentwood': [31.5, 4431.0], 'Contra Costa': [31.6, 7609.0], 'Carquinez': [33.0, 14438.0], 'Metcalf Energy Center': [34.5, 411.0], 'Metcalf 1': [34.5, 411.0], 'Birds Landing': [37.9, 7103.0], 'Ignacio': [38.9, 11692.0], 'Shiloh III': [40.4, 7103.0], 'Tulucay': [43.8, 8512.0], 'Peabody': [46.3, 6903.0], 'Vierra': [47.6, 1389.0], 'Stagg': [49.0, 1560.0], 'Westley': [50.0, 0.0], 'Lakeville': [50.1, 8059.0], 'Eight Mile': [50.3, 1560.0], 'Grand Island': [50.8, 1359.0], 'Weber': [52.0, 947.0], 'Llagas': [52.6, 0.0], 'Ripon': [53.8, 0.0], 'Vaca-Dixon & Gc Yard': [54.7, 2952.0], 'Fink (Proposed)': [56.3, 0.0], 'Crow Creek': [56.5, 0.0], 'Penngrove': [56.8, 1059.0], 'Moss Landing': [59.6, 0.0]} | 123102.6953 | 17021.5547 | 13.83% | 106081.1406 | 86.17% | [5 empty] | 1690.6274 | 1.373% | 278.1438 | 0.2259% | 52536.1523 | 42.68% | 25971.5742 | 21.1% | 66481.8203 | 54.01% | 56620.875 | 67721.375 | 55.01% | 55381.3203 | 85105.4141 | 69.13% | 37997.2812 | 102576.1797 | 83.33% | 20526.5156 | 50677.8164 | 41.17% | 72424.8789 | 9155.21 | 7.437% | 113947.4854
1 | Newark | Solano | {'Los Esteros': [5.9, 4437.0], 'Scott': [8.7, 4120.0], 'Eastshore': [11.2, 6404.0], 'Hicks': [19.0, 789.0], 'Cayetano': [20.2, 2901.0], 'Metcalf 1': [23.3, 512.0], 'Metcalf Energy Center': [23.4, 512.0], 'Midway Green Ridge Services': [26.8, 554.0], 'Martin': [27.1, 5521.0], 'Tesla': [27.3, 537.0], 'Delta Pumps': [28.8, 533.0], 'Kelso': [29.3, 533.0], 'Clayton': [30.6, 4094.0], 'Lone Tree': [33.2, 1715.0], 'Brentwood': [33.5, 533.0], 'Contra Costa': [36.2, 879.0], 'Kirker': [36.2, 3893.0], 'Martinez': [36.2, 4112.0], 'Pittsburg': [37.3, 3830.0], 'Llagas': [41.5, 17.0], 'Westley': [43.1, 4.0], 'Carquinez': [43.2, 3833.0], 'Birds Landing': [43.9, 524.0], 'Vierra': [44.1, 528.0], 'Shiloh III': [46.8, 524.0], 'Fink (Proposed)': [47.3, 0.0], 'Crow Creek': [47.5, 0.0], 'Stagg': [48.7, 528.0], 'Ripon': [49.2, 4.0], 'Moss Landing': [49.4, 16.0], 'Weber': [50.0, 176.0], 'Ignacio': [50.0, 2115.0], 'Miller': [50.7, 0.0], 'Eight Mile': [50.9, 528.0], 'Tulucay': [53.8, 14.0], 'Peabody': [54.2, 321.0], 'Hollister': [54.4, 0.0], 'Grand Island': [54.9, 321.0], 'Quinto': [56.9, 0.0]} | 177611.7969 | 6510.4238 | 3.666% | 171101.373 | 96.33% | [5 empty] | 2028.6038 | 1.142% | 791.2732 | 0.4455% | 70134.2734 | 39.49% | 33856.0859 | 19.06% | 137146.1719 | 77.22% | 40465.625 | 96079.3047 | 54.1% | 81532.4922 | 123124.8516 | 69.32% | 54486.9453 | 167230.6562 | 94.16% | 10381.1406 | 110072.3906 | 61.97% | 67539.4062 | 9529.5068 | 5.365% | 168082.29
2 | Tesla | Solano | {'Midway Green Ridge Services': [1.6, 48149.0], 'Kelso': [6.2, 44922.0], 'Delta Pumps': [6.8, 42151.0], 'Cayetano': [11.4, 10992.0], 'Brentwood': [15.5, 16556.0], 'Vierra': [17.0, 52235.0], 'Lone Tree': [19.3, 2891.0], 'Westley': [21.7, 50846.0], 'Stagg': [22.7, 48629.0], 'Weber': [22.8, 51855.0], 'Contra Costa': [23.1, 2200.0], 'Ripon': [23.1, 50845.0], 'Eight Mile': [26.0, 39305.0], 'Newark': [27.3, 537.0], 'Clayton': [27.3, 1975.0], 'Los Esteros': [28.2, 212.0], 'Kirker': [28.3, 1794.0], 'Pittsburg': [28.8, 1711.0], 'Eastshore': [30.8, 1568.0], 'Scott': [31.5, 63.0], 'Birds Landing': [31.9, 1706.0], 'Crow Creek': [33.1, 30448.0], 'Fink (Proposed)': [33.2, 29658.0], 'Metcalf 1': [35.1, 9.0], 'Shiloh III': [35.1, 1706.0], 'Metcalf Energy Center': [35.3, 9.0], 'Lockeford': [35.6, 35471.0], 'Grand Island': [35.9, 1503.0], 'Riverbank': [36.1, 50356.0], 'Martinez': [36.6, 1706.0], 'Bellota': [36.7, 39098.0], 'Hicks': [37.9, 9.0], 'Miller': [40.1, 14664.0], 'Warnerville': [41.7, 49054.0], 'Rancho Seco - Bellota (Proposed)': [42.5, 32498.0], 'Peabody': [45.3, 1503.0], 'Camanche': [45.5, 22528.0], 'Carquinez': [45.6, 1498.0], 'Martin': [46.2, 3.0], 'Llagas': [48.7, 0.0], 'Quinto': [49.2, 1458.0], 'Vaca-Dixon & Gc Yard': [51.4, 146.0], 'Tulucay': [53.3, 84.0], 'Los Banos': [54.4, 0.0], 'Davis': [58.3, 110.0], 'New Melones': [58.8, 1875.0], 'Ignacio': [58.9, 0.0], 'Hollister': [59.3, 0.0], 'Peoria': [59.8, 0.0]} | 443191.75 | 52560.0117 | 11.86% | 390631.7383 | 88.14% | [5 empty] | 39708.8398 | 8.96% | 189140.5 | 42.68% | 75722.7734 | 17.09% | 11948.7559 | 2.696% | 236860.3906 | 53.44% | 206331.3594 | 133474.6875 | 30.12% | 309717.0625 | 149995.875 | 33.84% | 293195.875 | 282368 | 63.71% | 160823.75 | 129289.9688 | 29.17% | 313901.7812 | 25924.9824 | 5.85% | 417266.7676
3 | Cabrillo | Kern_Greater_Carrizo | {'Sisquoc': [17.3, 11419.0], 'Mesa': [25.2, 6716.0], 'Oceano': [32.7, 2844.0], 'Goleta': [33.7, 6277.0], 'San Luis Obispo': [44.1, 2619.0], 'Diablo Canyon': [45.9, 2619.0], 'Solar': [55.3, 15.0], 'Carrizo Plains': [55.6, 10.0], 'Morro Bay': [55.7, 12.0], 'Caliente': [58.7, 0.0]} | 138174.8125 | 11840.5283 | 8.569% | 126334.2842 | 91.43% | [5 empty] | 5404.1318 | 3.911% | 5401.8472 | 3.909% | 102541.2656 | 74.21% | 15034.0205 | 10.88% | 88485.4062 | 64.04% | 49689.4062 | 3178.365 | 2.3% | 134996.4475 | 30093.2539 | 21.78% | 108081.5586 | 100786 | 72.94% | 37388.8125 | 82714.4766 | 59.86% | 55460.3359 | 9188.7695 | 6.65% | 128986.043
4 | Honcut | Northern_California | {'Palermo': [10.1, 107731.0], 'East Marysville': [11.0, 123083.0], 'Pease': [11.0, 138002.0], 'Wyandotte': [12.2, 104324.0], 'Thermalito': [13.5, 106430.0], 'Olivehurst': [16.0, 105007.0], 'Table Mt.': [16.4, 105021.0], 'Colgate': [21.7, 34351.0], 'Rio Oso': [27.5, 87363.0], 'Brunswick': [30.6, 20434.0], 'Higgins': [33.1, 39605.0], 'Delevan': [36.2, 84041.0], 'Cortina': [36.4, 87531.0], 'Pleasant Grove': [37.8, 51674.0], 'Logan Creek': [38.8, 76209.0], 'Glenn': [43.0, 60481.0], 'Drum 1': [44.6, 0.0], 'Woodland': [45.2, 59349.0], 'Madison': [49.2, 31778.0], 'Gold Hill': [52.0, 16238.0], 'Davis': [54.1, 10789.0], 'Putah Creek': [59.1, 0.0], 'Placerville': [59.7, 0.0]} | 649673.8125 | 169531.7188 | 26.09% | 480142.0938 | 73.91% | [5 empty] | 212167.9219 | 32.66% | 252049.7031 | 38.8% | 23525.2617 | 3.621% | 35436.3633 | 5.454% | 292970.375 | 45.09% | 356703.4375 | 115326.1172 | 17.75% | 534347.6953 | 279813.6562 | 43.07% | 369860.1562 | 463524.2188 | 71.35% | 186149.5938 | 43198.7031 | 6.649% | 606475.1094 | 68928.0859 | 10.61% | 580745.7266
5 | Palermo | Northern_California | {'Wyandotte': [2.9, 114029.0], 'Thermalito': [7.4, 104479.0], 'Table Mt.': [9.7, 103783.0], 'Honcut': [10.1, 107731.0], 'Colgate': [19.5, 40968.0], 'East Marysville': [20.2, 70479.0], 'Pease': [21.1, 82050.0], 'Olivehurst': [25.1, 52457.0], 'Brunswick': [30.1, 19605.0], 'Rio Oso': [36.0, 37267.0], 'Higgins': [36.4, 17057.0], 'Glenn': [40.1, 54775.0], 'Logan Creek': [40.2, 67751.0], 'Delevan': [40.6, 71264.0], 'Drum 1': [42.4, 4162.0], 'Cortina': [44.3, 51256.0], 'Pleasant Grove': [45.1, 16747.0], 'Woodland': [55.1, 9215.0], 'Gold Hill': [58.7, 0.0], 'Madison': [59.3, 207.0]} | 562911.5625 | 123943.8594 | 22.02% | 438967.7031 | 77.98% | [5 empty] | 162886.25 | 28.94% | 138673.2031 | 24.63% | 75765.0312 | 13.46% | 76812.9609 | 13.65% | 232607.4219 | 41.32% | 330304.1406 | 140247.9688 | 24.91% | 422663.5938 | 249519.3438 | 44.33% | 313392.2188 | 413988.3125 | 73.54% | 148923.25 | 89556.4219 | 15.91% | 473355.1406 | 59148.3281 | 10.51% | 503763.2344
6 | Table Mountain | Northern_California | {'Thermalito': [2.9, 153057.0], 'Wyandotte': [7.1, 121564.0], 'Palermo': [9.7, 103783.0], 'Honcut': [16.4, 105021.0], 'Pease': [26.6, 73491.0], 'East Marysville': [27.4, 59220.0], 'Colgate': [28.8, 26840.0], 'Glenn': [30.7, 109781.0], 'Olivehurst': [32.4, 41144.0], 'Logan Creek': [33.0, 124536.0], 'Delevan': [35.8, 118834.0], 'Brunswick': [39.6, 9266.0], 'Cortina': [43.1, 66945.0], 'Rio Oso': [43.9, 24150.0], 'Higgins': [46.1, 6966.0], 'Drum 1': [51.3, 7.0], 'Pleasant Grove': [53.8, 3888.0]} | 702379.4375 | 162947.4062 | 23.2% | 539432.0312 | 76.8% | [5 empty] | 179644.5625 | 25.58% | 216574.5156 | 30.83% | 106673.7812 | 15.19% | 74372.6562 | 10.59% | 322835.375 | 45.96% | 379544.0625 | 150111.6875 | 21.37% | 552267.75 | 274137.2188 | 39.03% | 428242.2188 | 505497.9375 | 71.97% | 196881.5 | 131459.75 | 18.72% | 570919.6875 | 76860.9219 | 10.94% | 625518.5156
7 | Wyandotte | Northern_California | {'Palermo': [2.9, 114029.0], 'Thermalito': [5.1, 122088.0], 'Table Mt.': [7.1, 121564.0], 'Honcut': [12.2, 104324.0], 'Colgate': [21.8, 36992.0], 'East Marysville': [22.7, 61319.0], 'Pease': [23.1, 74976.0], 'Olivehurst': [27.6, 43243.0], 'Brunswick': [32.5, 17217.0], 'Glenn': [37.7, 72537.0], 'Rio Oso': [38.6, 28258.0], 'Logan Creek': [38.7, 85382.0], 'Higgins': [39.2, 11052.0], 'Delevan': [39.9, 86347.0], 'Drum 1': [44.5, 3461.0], 'Cortina': [44.6, 56034.0], 'Pleasant Grove': [47.9, 7889.0], 'Woodland': [57.4, 663.0]} | 588994.125 | 132251 | 22.45% | 456743.125 | 77.55% | [5 empty] | 166779.9531 | 28.32% | 147345.0312 | 25.02% | 86541.5391 | 14.69% | 82928.0391 | 14.08% | 242601 | 41.19% | 346393.125 | 150635.8125 | 25.58% | 438358.3125 | 264029.5 | 44.83% | 324964.625 | 429853.2188 | 72.98% | 159140.9062 | 103691.6016 | 17.6% | 485302.5234 | 58692.7344 | 9.965% | 530301.3906
8 | Cortina | Northern_California | {'Delevan': [17.3, 135213.0], 'Logan Creek': [29.0, 104165.0], 'Pease': [30.4, 115185.0], 'Madison': [33.9, 65247.0], 'East Marysville': [35.7, 82366.0], 'Honcut': [36.4, 87531.0], 'Olivehurst': [36.6, 69133.0], 'Eagle Rock': [37.4, 8608.0], 'Geysers Tap 1': [38.2, 9248.0], 'Woodland': [39.4, 63067.0], 'Thermalito': [41.7, 67656.0], 'Rio Oso': [42.6, 46735.0], 'Putah Creek': [43.1, 24358.0], 'Table Mt.': [43.1, 66945.0], 'Palermo': [44.3, 51256.0], 'Wyandotte': [44.6, 56034.0], 'Glenn': [45.6, 75553.0], 'Hopland': [47.2, 8128.0], 'Davis': [47.7, 18098.0], 'Cloverdale': [47.9, 8235.0], 'Fulton': [51.9, 1048.0], 'Ukiah': [52.0, 4986.0], 'Calpella': [52.3, 5083.0], 'Vaca-Dixon & Gc Yard': [52.3, 10244.0], 'Mendocino': [52.9, 3207.0], 'Pleasant Grove': [53.4, 12685.0], 'Colgate': [57.3, 377.0], 'Bellevue': [57.6, 0.0], 'Peabody': [59.3, 37.0]} | 881491.0625 | 195903.7656 | 22.22% | 685587.2969 | 77.78% | [5 empty] | 148786.4844 | 16.88% | 299784.0938 | 34.01% | 249504.2188 | 28.3% | 8005.1382 | 0.9081% | 364958.0938 | 41.4% | 516532.9688 | 124906.2969 | 14.17% | 756584.7656 | 334087.9688 | 37.9% | 547403.0938 | 581485.625 | 65.97% | 300005.4375 | 270304.6875 | 30.66% | 611186.375 | 28326.0801 | 3.213% | 853164.9824
9 | Etiwanda | Greater_Kramer | {'Rancho Vista': [0.4, 9521.0], 'Mira Loma': [6.0, 1771.0], 'Padua': [6.8, 9047.0], 'Chino': [10.7, 8.0], 'Vista': [12.4, 2973.0], 'San Bernardino': [16.6, 3104.0], 'Lugo': [21.2, 9644.0], 'Serrano': [23.4, 0.0], 'Lee Lake (Proposed)': [23.8, 0.0], 'Olinda': [24.7, 0.0], 'Walnut': [24.9, 0.0], 'Villa Park': [25.8, 0.0], 'Rio Hondo': [26.0, 0.0], 'El Casco': [27.2, 651.0], 'Lewis': [28.8, 0.0], 'Victor': [29.7, 9644.0], 'Viejo': [29.8, 0.0], 'Johanna': [31.9, 0.0], 'Valley': [32.1, 0.0], 'Goodrich': [32.4, 0.0], 'Santiago': [32.4, 0.0], 'Barre': [32.5, 0.0], 'Mesa': [33.7, 0.0], 'Roadway': [34.2, 9049.0], 'Center': [35.0, 0.0], 'Laguna Bell': [36.5, 0.0], 'Del Amo': [36.7, 0.0], 'Ellis': [36.7, 0.0], 'Trabuco': [37.2, 0.0], 'Margarita': [37.6, 0.0], 'Gould': [38.9, 0.0], 'Alamitos': [39.7, 0.0], 'Lighthipe': [39.9, 0.0], 'Huntington Beach': [40.1, 0.0], 'Capistrano': [40.5, 0.0], 'Vincent': [43.5, 3233.0], 'Talega': [43.9, 0.0], 'Hinson': [44.1, 0.0], 'Arcogen': [45.2, 0.0], 'Harborgen': [45.6, 0.0], 'Calcite': [45.8, 892.0], 'Long Beach': [45.9, 0.0], 'La Fresa': [48.7, 0.0], 'La Cienega': [49.2, 0.0], 'San Onofre': [49.6, 0.0], 'El Nido': [50.4, 0.0], 'Chevmain': [51.9, 0.0], 'Redondo': [52.1, 0.0], 'El Segundo': [52.9, 0.0], 'Lugo - Pisgah (Proposed)': [55.3, 597.0], 'Devers': [55.5, 0.0], 'Sylmar-Pac Intertie': [57.7, 0.0]} | 82591 | 9644.2324 | 11.68% | 72946.7676 | 88.32% | [5 empty] | 56.6189 | 0.06855% | 19.3005 | 0.02337% | 18461.7012 | 22.35% | 33588.0156 | 40.67% | 48560.1836 | 58.8% | 34030.8164 | 50825.0742 | 61.54% | 31765.9258 | 45224.1328 | 54.76% | 37366.8672 | 71666.8438 | 86.77% | 10924.1562 | 29000.8691 | 35.11% | 53590.1309 | 2638.1692 | 3.194% | 79952.8308
10 | Brentwood | Solano | {'Lone Tree': [4.9, 25723.0], 'Contra Costa': [8.0, 26791.0], 'Delta Pumps': [8.7, 26060.0], 'Kelso': [9.3, 25924.0], 'Cayetano': [13.5, 6861.0], 'Midway Green Ridge Services': [14.2, 16901.0], 'Kirker': [14.3, 12887.0], 'Pittsburg': [14.5, 14812.0], 'Tesla': [15.5, 16556.0], 'Clayton': [16.0, 12494.0], 'Birds Landing': [16.5, 26296.0], 'Stagg': [18.6, 35190.0], 'Eight Mile': [19.0, 36025.0], 'Shiloh III': [19.6, 26296.0], 'Grand Island': [22.1, 21139.0], 'Vierra': [23.5, 27324.0], 'Weber': [23.8, 30164.0], 'Martinez': [24.9, 12225.0], 'Peabody': [29.9, 12022.0], 'Ripon': [31.1, 16937.0], 'Lockeford': [31.3, 27700.0], 'Eastshore': [31.5, 4431.0], 'Carquinez': [33.3, 11940.0], 'Newark': [33.5, 533.0], 'Westley': [34.8, 14844.0], 'Vaca-Dixon & Gc Yard': [35.8, 10548.0], 'Los Esteros': [36.7, 208.0], 'Bellota': [36.8, 27428.0], 'Tulucay': [39.4, 10364.0], 'Rancho Seco - Bellota (Proposed)': [39.9, 26861.0], 'Scott': [40.4, 59.0], 'Camanche': [40.9, 21231.0], 'Martin': [42.7, 4413.0], 'Riverbank': [43.2, 14355.0], 'Davis': [43.4, 8431.0], 'Putah Creek': [45.1, 5217.0], 'Crow Creek': [47.9, 7788.0], 'Fink (Proposed)': [48.0, 7579.0], 'Metcalf 1': [48.1, 5.0], 'Metcalf Energy Center': [48.3, 5.0], 'Ignacio': [48.3, 4956.0], 'Hicks': [48.9, 5.0], 'Warnerville': [49.3, 13496.0], 'Woodland': [52.7, 21.0], 'Madison': [54.3, 21.0], 'Lakeville': [54.3, 4922.0], 'Miller': [55.2, 307.0], 'Gold Hill': [58.8, 328.0]} | 465435.75 | 41145.8008 | 8.84% | 424289.9492 | 91.16% | [5 empty] | 64291.5938 | 13.81% | 197552.0625 | 42.44% | 39580.4102 | 8.504% | 12158.6201 | 2.612% | 145999.5 | 31.37% | 319436.25 | 153876.375 | 33.06% | 311559.375 | 154299.0938 | 33.15% | 311136.6562 | 232739.125 | 50% | 232696.625 | 66053.3906 | 14.19% | 399382.3594 | 58384.4219 | 12.54% | 407051.3281
11 | Clayton | Solano | {'Kirker': [6.3, 27896.0], 'Pittsburg': [7.5, 27645.0], 'Martinez': [9.4, 29694.0], 'Contra Costa': [10.9, 23281.0], 'Lone Tree': [11.4, 20457.0], 'Birds Landing': [14.6, 22511.0], 'Brentwood': [16.0, 12494.0], 'Shiloh III': [16.9, 22511.0], 'Cayetano': [17.8, 6009.0], 'Carquinez': [18.3, 29359.0], 'Delta Pumps': [21.4, 5365.0], 'Kelso': [22.4, 4492.0], 'Eastshore': [23.5, 13944.0], 'Peabody': [23.6, 22372.0], 'Midway Green Ridge Services': [25.7, 2320.0], 'Tulucay': [26.5, 23947.0], 'Tesla': [27.3, 1975.0], 'Grand Island': [28.6, 14096.0], 'Martin': [29.2, 14726.0], 'Newark': [30.6, 4094.0], 'Vaca-Dixon & Gc Yard': [31.7, 18129.0], 'Ignacio': [32.5, 19288.0], 'Eight Mile': [33.2, 7512.0], 'Stagg': [34.0, 6538.0], 'Los Esteros': [35.7, 2108.0], 'Scott': [39.2, 1803.0], 'Vierra': [39.3, 1653.0], 'Lakeville': [39.5, 16394.0], 'Weber': [39.8, 1512.0], 'Putah Creek': [40.0, 12337.0], 'Davis': [43.4, 12683.0], 'Lockeford': [45.6, 272.0], 'Penngrove': [46.5, 2149.0], 'Ripon': [46.8, 264.0], 'Westley': [48.7, 264.0], 'Hicks': [49.2, 27.0], 'Madison': [50.2, 6669.0], 'Bellevue': [50.4, 209.0], 'Metcalf 1': [51.2, 5.0], 'Metcalf Energy Center': [51.4, 5.0], 'Woodland': [52.0, 1709.0], 'Bellota': [52.3, 0.0], 'Rancho Seco - Bellota (Proposed)': [54.5, 0.0], 'Camanche': [54.7, 0.0], 'Fulton': [57.6, 0.0], 'Riverbank': [59.2, 0.0]} | 336340.0938 | 29965.2285 | 8.909% | 306374.8652 | 91.09% | [5 empty] | 35628.293 | 10.59% | 101885.7812 | 30.29% | 54059.7461 | 16.07% | 12291.7812 | 3.655% | 114317.5469 | 33.99% | 222022.5469 | 120863.7188 | 35.93% | 215476.375 | 133800.2812 | 39.78% | 202539.8125 | 199672.3438 | 59.37% | 136667.75 | 46975.168 | 13.97% | 289364.9258 | 53167.6953 | 15.81% | 283172.3984
12 | Contra Costa | Solano | {'Lone Tree': [3.9, 32158.0], 'Pittsburg': [6.7, 33048.0], 'Kirker': [6.9, 31086.0], 'Brentwood': [8.0, 26791.0], 'Birds Landing': [9.0, 44140.0], 'Clayton': [10.9, 23281.0], 'Shiloh III': [12.2, 44140.0], 'Delta Pumps': [16.3, 11705.0], 'Kelso': [17.1, 11568.0], 'Cayetano': [18.0, 4362.0], 'Martinez': [18.2, 25189.0], 'Grand Island': [19.1, 35725.0], 'Midway Green Ridge Services': [21.7, 2546.0], 'Peabody': [22.2, 29758.0], 'Eight Mile': [22.5, 21919.0], 'Tesla': [23.1, 2200.0], 'Stagg': [23.7, 20943.0], 'Carquinez': [26.1, 25507.0], 'Vaca-Dixon & Gc Yard': [28.7, 25579.0], 'Weber': [30.1, 15917.0], 'Vierra': [31.1, 12969.0], 'Tulucay': [31.5, 25739.0], 'Eastshore': [31.6, 7609.0], 'Lockeford': [34.9, 14451.0], 'Newark': [36.2, 879.0], 'Davis': [37.8, 23109.0], 'Putah Creek': [37.9, 19787.0], 'Ripon': [38.6, 2582.0], 'Martin': [39.9, 8080.0], 'Los Esteros': [40.4, 535.0], 'Ignacio': [41.6, 13771.0], 'Bellota': [41.9, 14179.0], 'Westley': [42.8, 489.0], 'Rancho Seco - Bellota (Proposed)': [43.8, 14179.0], 'Camanche': [43.8, 14179.0], 'Scott': [44.0, 344.0], 'Lakeville': [46.8, 13669.0], 'Woodland': [46.9, 9159.0], 'Madison': [47.4, 14119.0], 'Riverbank': [50.3, 0.0], 'Hicks': [53.3, 5.0], 'Penngrove': [53.5, 1696.0], 'Metcalf 1': [53.6, 5.0], 'Metcalf Energy Center': [53.8, 5.0], 'Crow Creek': [55.8, 0.0], 'Fink (Proposed)': [55.9, 0.0], 'Warnerville': [56.4, 0.0], 'Bellevue': [56.9, 0.0], 'Gold Hill': [57.4, 436.0]} | 478359.3438 | 45135 | 9.435% | 433224.3438 | 90.56% | [5 empty] | 68857.5469 | 14.39% | 207263.4375 | 43.33% | 47566.9531 | 9.944% | 12291.7812 | 2.57% | 126146.3438 | 26.37% | 352213 | 145375.8125 | 30.39% | 332983.5312 | 161270.4531 | 33.71% | 317088.8906 | 228136.5938 | 47.69% | 250222.75 | 48912.2227 | 10.22% | 429447.1211 | 61404.418 | 12.84% | 416954.9258
13 | Pittsburg | Solano | {'Kirker': [1.2, 41275.0], 'Contra Costa': [6.7, 33048.0], 'Birds Landing': [7.1, 44413.0], 'Clayton': [7.5, 27645.0], 'Shiloh III': [9.6, 44413.0], 'Lone Tree': [9.7, 22767.0], 'Martinez': [12.0, 30911.0], 'Brentwood': [14.5, 14812.0], 'Peabody': [17.6, 41692.0], 'Carquinez': [19.5, 32315.0], 'Grand Island': [21.4, 35603.0], 'Cayetano': [21.7, 5704.0], 'Delta Pumps': [22.2, 7292.0], 'Kelso': [23.0, 6551.0], 'Tulucay': [24.9, 36153.0], 'Vaca-Dixon & Gc Yard': [25.2, 37449.0], 'Midway Green Ridge Services': [27.3, 2057.0], 'Eight Mile': [28.4, 9832.0], 'Tesla': [28.8, 1711.0], 'Stagg': [30.0, 8856.0], 'Eastshore': [30.9, 12176.0], 'Putah Creek': [34.0, 31656.0], 'Ignacio': [35.2, 17676.0], 'Martin': [36.2, 12670.0], 'Davis': [36.2, 32241.0], 'Weber': [36.7, 3830.0], 'Newark': [37.3, 3830.0], 'Vierra': [37.8, 3971.0], 'Lakeville': [40.1, 15301.0], 'Lockeford': [40.5, 2853.0], 'Los Esteros': [42.1, 2052.0], 'Madison': [44.0, 25989.0], 'Woodland': [44.9, 20634.0], 'Ripon': [45.3, 343.0], 'Scott': [45.7, 1762.0], 'Penngrove': [46.8, 2210.0], 'Bellota': [48.1, 2581.0], 'Camanche': [49.0, 2581.0], 'Westley': [49.2, 0.0], 'Rancho Seco - Bellota (Proposed)': [49.4, 2581.0], 'Bellevue': [50.2, 457.0], 'Hicks': [55.5, 5.0], 'Fulton': [56.7, 0.0], 'Metcalf 1': [56.8, 5.0], 'Metcalf Energy Center': [56.9, 5.0], 'Riverbank': [57.0, 0.0], 'Gold Hill': [59.5, 0.0]} | 468555.5938 | 49546.1914 | 10.57% | 419009.4023 | 89.43% | [5 empty] | 66351.4453 | 14.16% | 185084.2656 | 39.5% | 66712.3125 | 14.24% | 12291.7812 | 2.623% | 127236.3203 | 27.16% | 341319.2734 | 134318 | 28.67% | 334237.5938 | 152803.7031 | 32.61% | 315751.8906 | 235362.9062 | 50.23% | 233192.6875 | 51836.0977 | 11.06% | 416719.4961 | 62130.8008 | 13.26% | 406424.793
14 | San Bernardino | Greater_Kramer | {'Vista': [5.3, 5587.0], 'El Casco': [12.1, 6001.0], 'Etiwanda': [16.6, 3104.0], 'Rancho Vista': [17.0, 3046.0], 'Mira Loma': [19.3, 1771.0], 'Lugo': [21.1, 9476.0], 'Padua': [23.1, 2507.0], 'Valley': [23.9, 4884.0], 'Lee Lake (Proposed)': [25.8, 0.0], 'Chino': [25.9, 8.0], 'Victor': [30.5, 9476.0], 'Calcite': [35.5, 7145.0], 'Roadway': [35.7, 8194.0], 'Serrano': [36.1, 0.0], 'Viejo': [36.7, 0.0], 'Villa Park': [38.8, 0.0], 'Devers': [39.2, 4884.0], 'Olinda': [40.3, 0.0], 'Lugo - Pisgah (Proposed)': [40.9, 6992.0], 'Walnut': [41.1, 0.0], 'Santiago': [41.8, 0.0], 'Lewis': [42.3, 0.0], 'Rio Hondo': [42.6, 0.0], 'Margarita': [42.8, 0.0], 'Johanna': [43.4, 0.0], 'Trabuco': [43.5, 0.0], 'Capistrano': [46.2, 0.0], 'Barre': [46.6, 0.0], 'Talega': [47.2, 0.0], 'Ellis': [48.8, 0.0], 'Goodrich': [48.9, 0.0], 'Mesa': [50.1, 0.0], 'Center': [50.8, 0.0], 'Del Amo': [51.8, 0.0], 'Huntington Beach': [52.0, 0.0], 'San Onofre': [52.2, 0.0], 'Laguna Bell': [52.7, 0.0], 'Mirage': [53.0, 4704.0], 'Alamitos': [54.0, 0.0], 'Gould': [55.2, 0.0], 'Tortilla': [55.3, 645.0], 'Lighthipe': [55.5, 0.0], 'Vincent': [57.6, 0.0], 'Cool Water': [58.3, 344.0], 'Hinson': [59.3, 0.0]} | 133764.8281 | 14359.8447 | 10.74% | 119404.9834 | 89.26% | [5 empty] | 117.5631 | 0.08789% | 130.3691 | 0.09746% | 46445.3008 | 34.72% | 53704.8242 | 40.15% | 54985.0312 | 41.11% | 78779.7969 | 62629.0938 | 46.82% | 71135.7344 | 77326.875 | 57.81% | 56437.9531 | 109541.6875 | 81.89% | 24223.1406 | 61189.2266 | 45.74% | 72575.6016 | 3745.2935 | 2.8% | 130019.5347
15 | Placerville | El_Dorado_Mariposa | {'Gold Hill': [19.7, 0.0], 'Higgins': [27.2, 2900.0], 'Pleasant Grove': [28.9, 0.0], 'Drum 1': [36.3, 5822.0], 'Brunswick': [37.1, 2893.0], 'Camanche': [38.0, 0.0], 'Rio Oso': [39.4, 0.0], 'Rancho Seco - Bellota (Proposed)': [42.9, 0.0], 'Summit': [46.1, 6425.0], 'Colgate': [46.8, 198.0], 'Lockeford': [47.0, 0.0], 'Olivehurst': [47.9, 0.0], 'Bellota': [51.0, 0.0], 'East Marysville': [51.4, 0.0], 'Donnells-Curtis': [52.6, 2529.0], 'Woodland': [52.8, 0.0], 'Davis': [52.9, 0.0], 'Grand Island': [55.6, 0.0], 'New Melones': [55.9, 0.0], 'Pease': [56.1, 0.0], 'Eight Mile': [56.5, 0.0], 'Curtis': [58.0, 0.0], 'Peoria': [59.2, 0.0], 'Stagg': [59.5, 0.0], 'Honcut': [59.7, 0.0]} | 100862.8047 | 15505.2637 | 15.37% | 85357.541 | 84.63% | [5 empty] | 6.2271 | 0.006174% | 0 | 0% | 89516.5 | 88.75% | 10815.3418 | 10.72% | 8682.376 | 8.608% | 92180.4287 | 16125.9502 | 15.99% | 84736.8545 | 5037.9526 | 4.995% | 95824.8521 | 26518.1934 | 26.29% | 74344.6113 | 76544.6172 | 75.89% | 24318.1875 | 2702.6128 | 2.679% | 98160.1919
16 | Cantua | Central_Valley_North_Los_Banos | {'Excelsior': [6.5, 456760.0], 'Schindler': [11.4, 450697.0], 'Tranquility': [11.6, 408322.0], 'Helm': [14.5, 462460.0], 'Cheney': [17.6, 284905.0], 'Panoche': [20.4, 230499.0], 'Mendota': [21.1, 303922.0], 'Mc Mullin': [22.7, 456821.0], 'Gates': [23.3, 268710.0], 'Mustang': [27.2, 320568.0], 'Henrietta': [27.6, 322442.0], 'Newhall': [30.2, 260668.0], 'Leprino': [31.2, 293939.0], 'Kearney (New)': [31.8, 341383.0], 'Avenal': [33.6, 119001.0], 'West Fresno': [35.2, 272054.0], 'Oro Loma': [36.1, 96585.0], 'Gregg': [37.6, 226784.0], 'California Ave': [37.8, 230986.0], 'Cal Flats': [38.6, 31718.0], 'Malaga': [38.7, 217670.0], 'Borden': [39.4, 201481.0], 'GWF Hanford': [40.2, 202115.0], 'McCall': [41.0, 193732.0], 'Kingsburg': [42.4, 186632.0], 'Dairyland': [43.2, 109107.0], 'Sanger': [44.9, 152876.0], 'Coburn': [46.2, 0.0], 'Waukena': [47.1, 64284.0], 'Corcoran': [49.0, 50550.0], 'Wahtoke': [51.0, 78671.0], 'Arco': [51.1, 19288.0], 'Cholame': [51.3, 0.0], 'Le Grand': [52.3, 33802.0], 'Reedley': [55.0, 35377.0], 'Gates-Midway (Proposed)': [55.5, 4242.0], 'Los Banos': [57.2, 529.0], 'Merced': [58.8, 29.0], 'Alpaugh': [58.9, 2224.0], 'Wilson': [59.8, 0.0]} | 657349.4375 | 472379 | 71.86% | 184970.4375 | 28.14% | [5 empty] | 300321.625 | 45.69% | 293004.625 | 44.57% | 462.3881 | 0.07034% | 0 | 0% | 131156.875 | 19.95% | 526192.5625 | 44217.1328 | 6.727% | 613132.3047 | 75762.4609 | 11.53% | 581586.9766 | 180081.125 | 27.4% | 477268.3125 | 16177.3213 | 2.461% | 641172.1162 | 13456.2568 | 2.047% | 643893.1807
17 | Cheney | Central_Valley_North_Los_Banos | {'Panoche': [3.1, 322063.0], 'Mendota': [7.3, 374796.0], 'Tranquility': [7.6, 361400.0], 'Cantua': [17.6, 284905.0], 'Oro Loma': [18.8, 189633.0], 'Newhall': [19.7, 322128.0], 'Helm': [20.0, 338208.0], 'Excelsior': [23.2, 270145.0], 'Schindler': [27.1, 265376.0], 'Mc Mullin': [30.3, 296766.0], 'Dairyland': [31.5, 205175.0], 'Borden': [36.3, 177005.0], 'Kearney (New)': [36.4, 247356.0], 'Gregg': [37.3, 179298.0], 'Los Banos': [39.7, 54190.0], 'West Fresno': [40.0, 181159.0], 'Le Grand': [40.7, 133880.0], 'Gates': [40.9, 138593.0], 'Coburn': [42.5, 0.0], 'California Ave': [43.0, 138912.0], 'Mustang': [43.9, 146021.0], 'Henrietta': [44.2, 145799.0], 'Merced': [44.3, 84237.0], 'Quinto': [44.9, 25354.0], 'Malaga': [44.9, 122046.0], 'Wilson': [46.1, 75970.0], 'Leprino': [47.4, 119662.0], 'McCall': [49.6, 84407.0], 'Avenal': [50.8, 30086.0], 'Hollister': [51.0, 0.0], 'Sanger': [51.3, 65117.0], 'Miller': [53.7, 6567.0], 'Kingsburg': [53.7, 47249.0], 'Cal Flats': [53.9, 311.0], 'GWF Hanford': [55.2, 36643.0]} | 657412.25 | 385545.7812 | 58.65% | 271866.4688 | 41.35% | [5 empty] | 354322.4688 | 53.9% | 203890.9531 | 31.01% | 10950.1729 | 1.666% | 0 | 0% | 222117.5 | 33.79% | 435294.75 | 55986.7031 | 8.516% | 601425.5469 | 92508.5625 | 14.07% | 564903.6875 | 264832.7812 | 40.28% | 392579.4688 | 42259.4922 | 6.428% | 615152.7578 | 35292.2812 | 5.368% | 622119.9688
18 | Gates | Central_Valley_North_Los_Banos | {'Avenal': [11.2, 160862.0], 'Mustang': [13.1, 326916.0], 'Henrietta': [14.2, 325183.0], 'Leprino': [17.7, 304038.0], 'Schindler': [18.1, 325226.0], 'Excelsior': [18.8, 301037.0], 'Cal Flats': [21.7, 34087.0], 'Cantua': [23.3, 268710.0], 'Arco': [27.8, 32045.0], 'GWF Hanford': [28.1, 230479.0], 'Waukena': [30.6, 131098.0], 'Helm': [31.3, 273894.0], 'Corcoran': [31.8, 118485.0], 'Mc Mullin': [32.2, 303740.0], 'Gates-Midway (Proposed)': [32.4, 30930.0], 'Cholame': [33.5, 2357.0], 'Tranquility': [34.7, 214459.0], 'Kingsburg': [38.6, 172096.0], 'Alpaugh': [39.3, 51700.0], 'Cheney': [40.9, 138593.0], 'Kearney (New)': [41.3, 196682.0], 'Olive': [41.6, 40045.0], 'McCall': [42.3, 139343.0], 'West Fresno': [43.4, 150117.0], 'Panoche': [43.6, 106909.0], 'Malaga': [44.2, 121284.0], 'Mendota': [44.2, 132969.0], 'California Ave': [44.8, 119996.0], 'Smyrna': [47.5, 0.0], 'Goose Lake': [48.1, 0.0], 'Sanger': [48.5, 66178.0], 'Wahtoke': [49.8, 57513.0], 'Rector': [50.4, 53467.0], 'Gregg': [50.6, 73170.0], 'Templeton': [51.0, 190.0], 'Newhall': [51.4, 78161.0], 'Solar': [52.5, 499.0], 'Carrizo Plains': [52.6, 499.0], 'Reedley': [52.6, 31711.0], 'Kernridge': [52.8, 0.0], 'Semitropic': [53.6, 0.0], 'Caliente': [53.8, 398.0], 'Borden': [54.6, 31191.0], 'Temblor': [57.6, 0.0], 'Coburn': [57.6, 0.0], 'Charca': [58.0, 0.0], 'Oro Loma': [59.4, 866.0]} | 441280.9062 | 337758.4062 | 76.54% | 103522.5 | 23.46% | [5 empty] | 159903.6719 | 36.24% | 196544.9375 | 44.54% | 7524.7607 | 1.705% | 0 | 0% | 73577.7734 | 16.67% | 367703.1328 | 9814.8838 | 2.224% | 431466.0225 | 28997.4336 | 6.571% | 412283.4727 | 88018.2344 | 19.95% | 353262.6719 | 43186.4648 | 9.787% | 398094.4414 | 5171.2891 | 1.172% | 436109.6172
19 | Helm | Central_Valley_North_Los_Banos | {'Mc Mullin': [10.4, 584441.0], 'Tranquility': [12.7, 498404.0], 'Schindler': [13.2, 521028.0], 'Excelsior': [13.6, 508218.0], 'Cantua': [14.5, 462460.0], 'Mendota': [18.0, 400579.0], 'Kearney (New)': [18.1, 489430.0], 'Cheney': [20.0, 338208.0], 'Newhall': [20.8, 375990.0], 'West Fresno': [21.7, 409712.0], 'Panoche': [22.9, 274803.0], 'Gregg': [23.1, 364711.0], 'California Ave': [24.5, 357267.0], 'Borden': [25.2, 334187.0], 'Malaga': [25.9, 341037.0], 'Henrietta': [28.5, 369284.0], 'Mustang': [28.6, 364927.0], 'McCall': [29.8, 298782.0], 'Leprino': [30.9, 340813.0], 'Gates': [31.3, 273894.0], 'Sanger': [32.4, 266824.0], 'Dairyland': [32.9, 214714.0], 'Oro Loma': [33.5, 150384.0], 'Kingsburg': [33.7, 253614.0], 'GWF Hanford': [36.9, 248674.0], 'Wahtoke': [40.2, 147225.0], 'Le Grand': [41.3, 124321.0], 'Avenal': [42.5, 110218.0], 'Reedley': [44.4, 95676.0], 'Waukena': [45.7, 80744.0], 'Corcoran': [47.9, 66613.0], 'Wilson': [50.1, 38847.0], 'Merced': [50.1, 44435.0], 'Cal Flats': [50.5, 26735.0], 'Rector': [55.5, 17910.0], 'Los Banos': [56.6, 12543.0], 'Arco': [58.2, 9453.0], 'Coburn': [58.5, 0.0], 'Alpaugh': [59.1, 807.0]} | 899584.5 | 632996.1875 | 70.37% | 266588.3125 | 29.63% | [5 empty] | 404749.6875 | 44.99% | 405358.7812 | 45.06% | 0 | 0% | 0 | 0% | 192983.8594 | 21.45% | 706600.6406 | 66640.3203 | 7.408% | 832944.1797 | 109517.9297 | 12.17% | 790066.5703 | 258087.2969 | 28.69% | 641497.2031 | 19281.4746 | 2.143% | 880303.0254 | 37117.4102 | 4.126% | 862467.0898
20 | Kearney | Central_Valley_North_Los_Banos | {'West Fresno': [3.6, 424949.0], 'California Ave': [6.6, 369963.0], 'Malaga': [8.7, 352731.0], 'Mc Mullin': [9.7, 488791.0], 'Gregg': [10.3, 363130.0], 'McCall': [15.0, 310264.0], 'Sanger': [15.1, 278729.0], 'Borden': [16.0, 315251.0], 'Helm': [18.1, 489430.0], 'Kingsburg': [22.4, 250670.0], 'Wahtoke': [24.7, 158897.0], 'Schindler': [25.3, 429362.0], 'Newhall': [27.1, 310203.0], 'Excelsior': [28.7, 403502.0], 'Reedley': [29.0, 107142.0], 'Tranquility': [30.1, 386475.0], 'Cantua': [31.8, 341383.0], 'Mendota': [31.9, 317854.0], 'Henrietta': [32.0, 306411.0], 'Leprino': [32.3, 285260.0], 'GWF Hanford': [32.8, 208666.0], 'Mustang': [32.8, 301174.0], 'Dairyland': [34.0, 168333.0], 'Cheney': [36.4, 247356.0], 'Panoche': [38.9, 188204.0], 'Le Grand': [39.5, 99027.0], 'Gates': [41.3, 196682.0], 'Waukena': [42.7, 61799.0], 'Oro Loma': [44.5, 90928.0], 'Rector': [45.0, 29582.0], 'Corcoran': [45.0, 51452.0], 'Big Creek 1': [49.3, 0.0], 'Wilson': [49.9, 33305.0], 'Merced': [51.5, 32964.0], 'Avenal': [51.9, 48904.0], 'Alpaugh': [56.5, 2176.0]} | 744070.5625 | 509407.8438 | 68.46% | 234662.7188 | 31.54% | [5 empty] | 353485.0938 | 47.51% | 312993.375 | 42.07% | 0 | 0% | 0 | 0% | 154598.5312 | 20.78% | 589472.0312 | 96955.7891 | 13.03% | 647114.7734 | 120865.9766 | 16.24% | 623204.5859 | 226542.7969 | 30.45% | 517527.7656 | 14206.4482 | 1.909% | 729864.1143 | 46553.8242 | 6.257% | 697516.7383
21 | Kingsburg | Central_Valley_North_Los_Banos | {'McCall': [9.0, 277629.0], 'Wahtoke': [11.4, 170399.0], 'Reedley': [14.0, 110144.0], 'Sanger': [15.2, 212695.0], 'GWF Hanford': [15.5, 257239.0], 'Malaga': [16.2, 245962.0], 'California Ave': [18.9, 239125.0], 'West Fresno': [20.6, 244087.0], 'Leprino': [22.1, 278913.0], 'Kearney (New)': [22.4, 250670.0], 'Rector': [22.7, 70751.0], 'Mc Mullin': [23.7, 289937.0], 'Waukena': [24.2, 129619.0], 'Henrietta': [24.7, 284801.0], 'Mustang': [25.8, 279155.0], 'Corcoran': [26.2, 118997.0], 'Gregg': [31.3, 186920.0], 'Schindler': [31.5, 306540.0], 'Helm': [33.7, 253614.0], 'Excelsior': [36.6, 261584.0], 'Alpaugh': [36.9, 52020.0], 'Borden': [37.3, 154446.0], 'Gates': [38.6, 172096.0], 'Olive': [41.5, 40045.0], 'Cantua': [42.4, 186632.0], 'Springville': [44.5, 0.0], 'Avenal': [46.2, 83147.0], 'Tranquility': [46.3, 157415.0], 'Newhall': [48.9, 92238.0], 'Gates-Midway (Proposed)': [50.0, 28139.0], 'Mendota': [51.2, 84285.0], 'Vestal': [52.6, 0.0], 'Arco': [52.6, 18356.0], 'Big Creek 1': [52.9, 0.0], 'Smyrna': [53.7, 0.0], 'Cheney': [53.7, 47249.0], 'Dairyland': [56.4, 16719.0], 'Panoche': [56.7, 12371.0], 'Cal Flats': [59.4, 1873.0]} | 349563.8125 | 318613.0625 | 91.15% | 30950.75 | 8.854% | [5 empty] | 148861.8281 | 42.59% | 175248.0938 | 50.13% | 0 | 0% | 0 | 0% | 24753.5664 | 7.081% | 324810.2461 | 5196.2275 | 1.486% | 344367.585 | 5288.665 | 1.513% | 344275.1475 | 26301.873 | 7.524% | 323261.9395 | 0 | 0% | 349563.8125 | 5993.8018 | 1.715% | 343570.0107
22 | Malaga | Central_Valley_North_Los_Banos | {'California Ave': [2.8, 351641.0], 'West Fresno': [5.4, 352166.0], 'Sanger': [6.5, 279614.0], 'McCall': [7.5, 312845.0], 'Kearney (New)': [8.7, 352731.0], 'Gregg': [15.3, 293074.0], 'Wahtoke': [16.1, 163943.0], 'Mc Mullin': [16.1, 358483.0], 'Kingsburg': [16.2, 245962.0], 'Reedley': [20.4, 109359.0], 'Borden': [21.3, 250153.0], 'Helm': [25.9, 341037.0], 'GWF Hanford': [29.6, 188514.0], 'Schindler': [30.5, 313775.0], 'Leprino': [31.9, 227917.0], 'Henrietta': [32.7, 235437.0], 'Mustang': [33.6, 229347.0], 'Excelsior': [34.6, 284923.0], 'Newhall': [35.4, 199253.0], 'Rector': [37.9, 34717.0], 'Tranquility': [38.3, 243634.0], 'Cantua': [38.7, 217670.0], 'Waukena': [39.2, 60672.0], 'Mendota': [40.6, 186023.0], 'Dairyland': [41.1, 104548.0], 'Corcoran': [41.4, 54211.0], 'Gates': [44.2, 121284.0], 'Big Creek 1': [44.3, 0.0], 'Cheney': [44.9, 122046.0], 'Le Grand': [45.5, 59395.0], 'Panoche': [47.5, 74207.0], 'Alpaugh': [52.6, 7928.0], 'Oro Loma': [53.1, 20153.0], 'Avenal': [54.0, 18368.0], 'Wilson': [56.0, 341.0], 'Olive': [57.1, 1563.0], 'Merced': [58.1, 0.0], 'Springville': [59.7, 0.0]} | 513632.4062 | 358482.7812 | 69.79% | 155149.625 | 30.21% | [5 empty] | 223308.3438 | 43.48% | 239875.5938 | 46.7% | 0 | 0% | 0 | 0% | 93241.6328 | 18.15% | 420390.7734 | 70301.8594 | 13.69% | 443330.5469 | 84783.0469 | 16.51% | 428849.3594 | 148961.8906 | 29% | 364670.5156 | 9643.8516 | 1.878% | 503988.5547 | 28437.8652 | 5.537% | 485194.541
23 | McCall | Central_Valley_North_Los_Banos | {'Sanger': [6.8, 268995.0], 'Malaga': [7.5, 312845.0], 'Kingsburg': [9.0, 277629.0], 'California Ave': [10.2, 306012.0], 'Wahtoke': [10.4, 170834.0], 'West Fresno': [12.4, 308752.0], 'Reedley': [14.6, 110144.0], 'Kearney (New)': [15.0, 310264.0], 'Mc Mullin': [19.4, 329169.0], 'Gregg': [22.7, 252434.0], 'GWF Hanford': [23.6, 218159.0], 'Leprino': [27.8, 246169.0], 'Borden': [28.8, 215792.0], 'Henrietta': [29.4, 253496.0], 'Helm': [29.8, 298782.0], 'Mustang': [30.4, 247406.0], 'Rector': [30.5, 59148.0], 'Schindler': [31.3, 312722.0], 'Waukena': [32.8, 91806.0], 'Corcoran': [34.9, 84092.0], 'Excelsior': [36.0, 271423.0], 'Cantua': [41.0, 193732.0], 'Newhall': [42.1, 157277.0], 'Gates': [42.3, 139343.0], 'Tranquility': [42.6, 202561.0], 'Alpaugh': [45.8, 36575.0], 'Mendota': [46.1, 141868.0], 'Big Creek 1': [46.5, 0.0], 'Dairyland': [48.4, 72669.0], 'Cheney': [49.6, 84407.0], 'Olive': [50.4, 27078.0], 'Avenal': [51.2, 43104.0], 'Springville': [52.3, 0.0], 'Panoche': [52.4, 41210.0], 'Le Grand': [53.0, 31419.0], 'Gates-Midway (Proposed)': [57.9, 11154.0], 'Oro Loma': [59.4, 526.0], 'Arco': [59.7, 542.0]} | 429192.75 | 344662.7812 | 80.3% | 84529.9688 | 19.7% | [5 empty] | 177365.9688 | 41.33% | 215255.0781 | 50.15% | 0 | 0% | 0 | 0% | 46338.6172 | 10.8% | 382854.1328 | 40443.2812 | 9.423% | 388749.4688 | 40535.7188 | 9.445% | 388657.0312 | 78142.9141 | 18.21% | 351049.8359 | 4428.187 | 1.032% | 424764.563 | 13993.5938 | 3.26% | 415199.1562
24 | Mc Mullin | Central_Valley_North_Los_Banos | {'Kearney (New)': [9.7, 488791.0], 'Helm': [10.4, 584441.0], 'West Fresno': [12.8, 417412.0], 'California Ave': [15.2, 369635.0], 'Schindler': [15.6, 557652.0], 'Malaga': [16.1, 358483.0], 'Gregg': [18.4, 347772.0], 'Excelsior': [19.0, 530874.0], 'McCall': [19.4, 329169.0], 'Sanger': [22.4, 279614.0], 'Borden': [22.7, 307988.0], 'Cantua': [22.7, 456821.0], 'Tranquility': [23.1, 456566.0], 'Kingsburg': [23.7, 289937.0], 'Henrietta': [24.7, 406430.0], 'Mustang': [25.2, 402073.0], 'Leprino': [25.9, 377959.0], 'Newhall': [26.7, 329337.0], 'Mendota': [27.5, 353540.0], 'GWF Hanford': [29.3, 285821.0], 'Wahtoke': [29.8, 167307.0], 'Cheney': [30.3, 296766.0], 'Gates': [32.2, 303740.0], 'Panoche': [33.2, 234293.0], 'Reedley': [34.0, 109494.0], 'Dairyland': [36.7, 168061.0], 'Waukena': [38.9, 119047.0], 'Corcoran': [41.2, 105268.0], 'Oro Loma': [42.1, 103345.0], 'Avenal': [43.1, 133158.0], 'Le Grand': [43.8, 82750.0], 'Rector': [46.0, 43819.0], 'Alpaugh': [52.6, 23344.0], 'Cal Flats': [53.3, 28620.0], 'Wilson': [53.6, 12689.0], 'Merced': [54.4, 12348.0], 'Arco': [56.6, 17043.0], 'Olive': [56.8, 11584.0], 'Gates-Midway (Proposed)': [57.8, 5732.0], 'Big Creek 1': [59.0, 0.0]} | 867197.25 | 623489.3125 | 71.9% | 243707.9375 | 28.1% | [5 empty] | 367043.75 | 42.33% | 408743.2812 | 47.13% | 0 | 0% | 0 | 0% | 162730.2812 | 18.77% | 704466.9688 | 76527.5391 | 8.825% | 790669.7109 | 113533.0938 | 13.09% | 753664.1562 | 234071.7031 | 26.99% | 633125.5469 | 18480.3496 | 2.131% | 848716.9004 | 41844.082 | 4.825% | 825353.168
25 | Mendota | Central_Valley_North_Los_Banos | {'Cheney': [7.3, 374796.0], 'Panoche': [8.2, 334563.0], 'Tranquility': [9.5, 413842.0], 'Newhall': [12.4, 453379.0], 'Oro Loma': [15.8, 256949.0], 'Helm': [18.0, 400579.0], 'Cantua': [21.1, 303922.0], 'Dairyland': [24.4, 311626.0], 'Excelsior': [25.5, 297544.0], 'Mc Mullin': [27.5, 353540.0], 'Schindler': [28.3, 298969.0], 'Borden': [29.7, 282760.0], 'Gregg': [31.4, 273659.0], 'Kearney (New)': [31.9, 317854.0], 'Le Grand': [33.7, 220619.0], 'West Fresno': [35.5, 250208.0], 'Merced': [38.2, 152135.0], 'California Ave': [38.5, 204609.0], 'Los Banos': [38.7, 79461.0], 'Wilson': [39.7, 144162.0], 'Malaga': [40.6, 186023.0], 'Quinto': [43.6, 49117.0], 'Gates': [44.2, 132969.0], 'Mustang': [45.1, 153005.0], 'Henrietta': [45.2, 154206.0], 'McCall': [46.1, 141868.0], 'Sanger': [47.0, 128453.0], 'Leprino': [48.1, 126111.0], 'Coburn': [49.5, 0.0], 'Kingsburg': [51.2, 84285.0], 'Miller': [51.8, 25987.0], 'Hollister': [53.4, 0.0], 'Avenal': [54.7, 19661.0], 'GWF Hanford': [54.8, 40951.0], 'Wahtoke': [56.3, 25795.0], 'Fink (Proposed)': [58.5, 2867.0], 'Crow Creek': [58.6, 2805.0], 'Cal Flats': [59.2, 0.0]} | 791567.8125 | 508278.8125 | 64.21% | 283289 | 35.79% | [5 empty] | 405757.5938 | 51.26% | 299001.4062 | 37.77% | 2469.6028 | 0.312% | 0 | 0% | 225686.8125 | 28.51% | 565881 | 61534.5703 | 7.774% | 730033.2422 | 94301.1094 | 11.91% | 697266.7031 | 274087.9062 | 34.63% | 517479.9062 | 24312.7227 | 3.071% | 767255.0898 | 39748.3984 | 5.021% | 751819.4141
26 | Oro Loma | Central_Valley_North_Los_Banos | {'Mendota': [15.8, 256949.0], 'Panoche': [16.6, 199044.0], 'Newhall': [18.1, 274210.0], 'Cheney': [18.8, 189633.0], 'Dairyland': [22.0, 257319.0], 'Los Banos': [23.3, 98375.0], 'Tranquility': [24.8, 168060.0], 'Quinto': [28.0, 67933.0], 'Merced': [28.3, 177433.0], 'Le Grand': [29.4, 206490.0], 'Wilson': [31.2, 164989.0], 'Helm': [33.5, 150384.0], 'Miller': [36.0, 44802.0], 'Cantua': [36.1, 96585.0], 'Borden': [37.1, 148858.0], 'Gregg': [40.9, 112298.0], 'Excelsior': [41.0, 80970.0], 'Hollister': [41.6, 7924.0], 'Mc Mullin': [42.1, 103345.0], 'Fink (Proposed)': [42.8, 20914.0], 'Crow Creek': [42.9, 20871.0], 'Schindler': [44.1, 75385.0], 'Kearney (New)': [44.5, 90928.0], 'West Fresno': [47.7, 54480.0], 'Llagas': [50.6, 105.0], 'California Ave': [50.6, 32596.0], 'Coburn': [50.9, 0.0], 'Malaga': [53.1, 20153.0], 'Westley': [56.7, 0.0], 'Sanger': [59.1, 1748.0], 'McCall': [59.4, 526.0], 'Gates': [59.4, 866.0], 'Warnerville': [59.6, 802.0]} | 611473.8125 | 287488.9688 | 47.02% | 323984.8438 | 52.98% | [5 empty] | 327651.8438 | 53.58% | 177309.75 | 29% | 4580.1992 | 0.749% | 0 | 0% | 267669.0312 | 43.77% | 343804.7812 | 75012.5312 | 12.27% | 536461.2812 | 120134.3516 | 19.65% | 491339.4609 | 315296.2188 | 51.56% | 296177.5938 | 33231.2773 | 5.435% | 578242.5352 | 52234.7852 | 8.542% | 559239.0273
27 | Panoche | Central_Valley_North_Los_Banos | {'Cheney': [3.1, 322063.0], 'Mendota': [8.2, 334563.0], 'Tranquility': [10.7, 298146.0], 'Oro Loma': [16.6, 199044.0], 'Cantua': [20.4, 230499.0], 'Newhall': [20.4, 295828.0], 'Helm': [22.9, 274803.0], 'Excelsior': [26.2, 214899.0], 'Schindler': [30.1, 209779.0], 'Dairyland': [31.4, 199701.0], 'Mc Mullin': [33.2, 234293.0], 'Los Banos': [36.8, 66113.0], 'Borden': [37.9, 139186.0], 'Kearney (New)': [38.9, 188204.0], 'Gregg': [39.3, 135968.0], 'Le Grand': [40.5, 135321.0], 'Coburn': [41.3, 0.0], 'Quinto': [42.0, 37278.0], 'West Fresno': [42.5, 127790.0], 'Merced': [43.1, 94419.0], 'Gates': [43.6, 106909.0], 'Wilson': [45.2, 86105.0], 'California Ave': [45.6, 90052.0], 'Mustang': [47.0, 103796.0], 'Henrietta': [47.2, 102825.0], 'Malaga': [47.5, 74207.0], 'Hollister': [47.9, 0.0], 'Leprino': [50.5, 78731.0], 'Miller': [50.9, 16128.0], 'McCall': [52.4, 41210.0], 'Avenal': [53.3, 13800.0], 'Sanger': [54.0, 28929.0], 'Cal Flats': [56.0, 0.0], 'Kingsburg': [56.7, 12371.0], 'Fink (Proposed)': [58.3, 1077.0], 'GWF Hanford': [58.3, 6709.0], 'Crow Creek': [58.4, 1000.0], 'Llagas': [59.3, 0.0]} | 604350.625 | 334563 | 55.36% | 269787.625 | 44.64% | [5 empty] | 325349 | 53.83% | 179739.5312 | 29.74% | 14841.4092 | 2.456% | 0 | 0% | 217670.1406 | 36.02% | 386680.4844 | 56969.375 | 9.427% | 547381.25 | 92872.9844 | 15.37% | 511477.6406 | 261557.2031 | 43.28% | 342793.4219 | 46456.6797 | 7.687% | 557893.9453 | 35251.7969 | 5.833% | 569098.8281
28 | Reedley | Central_Valley_North_Los_Banos | {'Wahtoke': [4.3, 110144.0], 'Kingsburg': [14.0, 110144.0], 'McCall': [14.6, 110144.0], 'Sanger': [14.8, 108027.0], 'Malaga': [20.4, 109359.0], 'Rector': [22.0, 32377.0], 'California Ave': [22.9, 107517.0], 'West Fresno': [25.8, 107115.0], 'GWF Hanford': [27.6, 103938.0], 'Kearney (New)': [29.0, 107142.0], 'Mc Mullin': [34.0, 109494.0], 'Waukena': [34.1, 49269.0], 'Gregg': [34.5, 78675.0], 'Corcoran': [35.6, 46170.0], 'Leprino': [35.8, 105223.0], 'Henrietta': [38.6, 105375.0], 'Mustang': [39.7, 102516.0], 'Borden': [40.2, 62840.0], 'Springville': [42.1, 0.0], 'Big Creek 1': [42.1, 0.0], 'Helm': [44.4, 95676.0], 'Alpaugh': [44.5, 4767.0], 'Schindler': [44.6, 108988.0], 'Olive': [48.9, 1705.0], 'Excelsior': [49.6, 88930.0], 'Gates': [52.6, 31711.0], 'Cantua': [55.0, 35377.0], 'Vestal': [55.1, 0.0], 'Newhall': [55.8, 12228.0], 'Tranquility': [57.2, 18648.0], 'Avenal': [59.8, 176.0]} | 111358.1094 | 110143.5 | 98.91% | 1214.6094 | 1.091% | [5 empty] | 24617.8184 | 22.11% | 78683.4844 | 70.66% | 0 | 0% | 0 | 0% | 0 | 0% | 111358.1094 | 0 | 0% | 111358.1094 | 0 | 0% | 111358.1094 | 0 | 0% | 111358.1094 | 0 | 0% | 111358.1094 | 1214.6101 | 1.091% | 110143.4993
29 | Sanger | Central_Valley_North_Los_Banos | {'Malaga': [6.5, 279614.0], 'McCall': [6.8, 268995.0], 'California Ave': [8.5, 279103.0], 'Wahtoke': [10.8, 159629.0], 'West Fresno': [11.6, 278690.0], 'Reedley': [14.8, 108027.0], 'Kearney (New)': [15.1, 278729.0], 'Kingsburg': [15.2, 212695.0], 'Gregg': [19.7, 245306.0], 'Mc Mullin': [22.4, 279614.0], 'Borden': [25.5, 220051.0], 'GWF Hanford': [30.3, 153104.0], 'Helm': [32.4, 266824.0], 'Rector': [34.5, 30313.0], 'Leprino': [34.6, 173005.0], 'Henrietta': [36.0, 180331.0], 'Schindler': [36.1, 243638.0], 'Mustang': [37.0, 174241.0], 'Waukena': [39.3, 52229.0], 'Big Creek 1': [39.9, 0.0], 'Excelsior': [40.5, 216869.0], 'Newhall': [41.2, 155604.0], 'Corcoran': [41.4, 48595.0], 'Tranquility': [44.8, 170350.0], 'Cantua': [44.9, 152876.0], 'Dairyland': [45.8, 80816.0], 'Mendota': [47.0, 128453.0], 'Gates': [48.5, 66178.0], 'Le Grand': [49.3, 42038.0], 'Cheney': [51.3, 65117.0], 'Alpaugh': [52.1, 2703.0], 'Panoche': [54.0, 28929.0], 'Springville': [55.8, 0.0], 'Olive': [56.6, 56.0], 'Avenal': [57.7, 102.0], 'Oro Loma': [59.1, 1748.0], 'Wilson': [59.8, 0.0]} | 370291.5938 | 279614.375 | 75.51% | 90677.2188 | 24.49% | [5 empty] | 126743.3047 | 34.23% | 206431.0938 | 55.75% | 0 | 0% | 0 | 0% | 46093.043 | 12.45% | 324198.5508 | 45130.2344 | 12.19% | 325161.3594 | 53483.9102 | 14.44% | 316807.6836 | 85935.2734 | 23.21% | 284356.3203 | 9011.0547 | 2.434% | 361280.5391 | 20268.8281 | 5.474% | 350022.7656
30 | Schindler | Central_Valley_North_Los_Banos | {'Excelsior': [5.2, 528536.0], 'Cantua': [11.4, 450697.0], 'Helm': [13.2, 521028.0], 'Mc Mullin': [15.6, 557652.0], 'Mustang': [16.9, 423037.0], 'Henrietta': [17.2, 427394.0], 'Gates': [18.1, 325226.0], 'Tranquility': [19.7, 406981.0], 'Leprino': [20.4, 398923.0], 'Kearney (New)': [25.3, 429362.0], 'Cheney': [27.1, 265376.0], 'West Fresno': [28.1, 361093.0], 'Mendota': [28.3, 298969.0], 'GWF Hanford': [28.9, 306784.0], 'Avenal': [29.3, 153184.0], 'Panoche': [30.1, 209779.0], 'California Ave': [30.2, 320638.0], 'Malaga': [30.5, 313775.0], 'McCall': [31.3, 312722.0], 'Kingsburg': [31.5, 306540.0], 'Gregg': [33.5, 285433.0], 'Newhall': [33.8, 264021.0], 'Sanger': [36.1, 243638.0], 'Waukena': [36.2, 138852.0], 'Borden': [36.9, 242672.0], 'Cal Flats': [38.1, 32974.0], 'Corcoran': [38.2, 124524.0], 'Wahtoke': [40.9, 168088.0], 'Oro Loma': [44.1, 75385.0], 'Reedley': [44.6, 108988.0], 'Arco': [45.0, 28061.0], 'Dairyland': [46.2, 102746.0], 'Gates-Midway (Proposed)': [48.1, 20873.0], 'Alpaugh': [48.6, 40280.0], 'Rector': [50.3, 58810.0], 'Cholame': [50.6, 1244.0], 'Olive': [52.1, 28626.0], 'Le Grand': [54.6, 21354.0], 'Coburn': [56.9, 0.0]} | 740360.5 | 579138 | 78.22% | 161222.5 | 21.78% | [5 empty] | 311602.5 | 42.09% | 356026.2188 | 48.09% | 0 | 0% | 0 | 0% | 116783.6719 | 15.77% | 623576.8281 | 38850.6797 | 5.248% | 701509.8203 | 59888.5859 | 8.089% | 680471.9141 | 153330.6406 | 20.71% | 587029.8594 | 11531.001 | 1.557% | 728829.499 | 14616.0664 | 1.974% | 725744.4336
31 | Wahtoke | Central_Valley_North_Los_Banos | {'Reedley': [4.3, 110144.0], 'McCall': [10.4, 170834.0], 'Sanger': [10.8, 159629.0], 'Kingsburg': [11.4, 170399.0], 'Malaga': [16.1, 163943.0], 'California Ave': [18.7, 159210.0], 'West Fresno': [21.5, 158719.0], 'Rector': [24.4, 41519.0], 'Kearney (New)': [24.7, 158897.0], 'GWF Hanford': [26.2, 143327.0], 'Mc Mullin': [29.8, 167307.0], 'Gregg': [30.5, 126312.0], 'Leprino': [33.5, 149974.0], 'Waukena': [33.7, 63151.0], 'Corcoran': [35.4, 59801.0], 'Henrietta': [36.0, 152230.0], 'Borden': [36.3, 107878.0], 'Mustang': [37.1, 147673.0], 'Helm': [40.2, 147225.0], 'Schindler': [40.9, 168088.0], 'Big Creek 1': [42.3, 0.0], 'Alpaugh': [45.0, 13909.0], 'Springville': [45.3, 0.0], 'Excelsior': [45.8, 141207.0], 'Olive': [49.5, 8366.0], 'Gates': [49.8, 57513.0], 'Cantua': [51.0, 78671.0], 'Newhall': [51.5, 45885.0], 'Tranquility': [52.9, 65078.0], 'Mendota': [56.3, 25795.0], 'Dairyland': [56.6, 5315.0], 'Vestal': [57.2, 0.0], 'Avenal': [57.5, 6295.0]} | 177609.875 | 170834.3125 | 96.19% | 6775.5625 | 3.815% | [5 empty] | 54520.4883 | 30.7% | 111457.5156 | 62.75% | 0 | 0% | 0 | 0% | 3911.7461 | 2.202% | 173698.1289 | 2142.5359 | 1.206% | 175467.3391 | 2234.9731 | 1.258% | 175374.9019 | 5295.7085 | 2.982% | 172314.1665 | 0 | 0% | 177609.875 | 1841.0649 | 1.037% | 175768.8101
32 | West Fresno | Central_Valley_North_Los_Banos | {'California Ave': [3.0, 369851.0], 'Kearney (New)': [3.6, 424949.0], 'Malaga': [5.4, 352166.0], 'Gregg': [10.8, 335663.0], 'Sanger': [11.6, 278690.0], 'McCall': [12.4, 308752.0], 'Mc Mullin': [12.8, 417412.0], 'Borden': [16.8, 286354.0], 'Kingsburg': [20.6, 244087.0], 'Wahtoke': [21.5, 158719.0], 'Helm': [21.7, 409712.0], 'Reedley': [25.8, 107115.0], 'Schindler': [28.1, 361093.0], 'Newhall': [30.0, 255370.0], 'Excelsior': [31.8, 334428.0], 'GWF Hanford': [32.4, 192325.0], 'Leprino': [33.0, 250302.0], 'Henrietta': [33.2, 263437.0], 'Tranquility': [33.7, 309620.0], 'Mustang': [34.0, 257531.0], 'Cantua': [35.2, 272054.0], 'Mendota': [35.5, 250208.0], 'Dairyland': [36.0, 138323.0], 'Cheney': [40.0, 181159.0], 'Le Grand': [40.9, 82861.0], 'Waukena': [42.2, 56065.0], 'Panoche': [42.5, 127790.0], 'Rector': [42.8, 29403.0], 'Gates': [43.4, 150117.0], 'Corcoran': [44.5, 48273.0], 'Big Creek 1': [46.2, 0.0], 'Oro Loma': [47.7, 54480.0], 'Wilson': [51.3, 18765.0], 'Merced': [53.2, 18424.0], 'Avenal': [53.7, 25445.0], 'Alpaugh': [55.9, 1795.0]} | 630878.8125 | 424973 | 67.36% | 205905.8125 | 32.64% | [5 empty] | 292913.75 | 46.43% | 270853.3125 | 42.93% | 0 | 0% | 0 | 0% | 128211.2031 | 20.32% | 502667.6094 | 94608.8125 | 15% | 536270 | 114105.3359 | 18.09% | 516773.4766 | 198239.7031 | 31.42% | 432639.1094 | 14043.1641 | 2.226% | 616835.6484 | 41732.5508 | 6.615% | 589146.2617
33 | Glenn | Northern_California | {'Logan Creek': [17.7, 229854.0], 'Delevan': [29.1, 184667.0], 'Table Mt.': [30.7, 109781.0], 'Thermalito': [32.7, 102499.0], 'Wyandotte': [37.7, 72537.0], 'Palermo': [40.1, 54775.0], 'Honcut': [43.0, 60481.0], 'Cottonwood': [43.3, 25426.0], 'Cortina': [45.6, 75553.0], 'Jessup': [48.2, 20599.0], 'Pease': [49.2, 34099.0], 'East Marysville': [52.6, 19014.0], 'Olivehurst': [57.2, 2410.0], 'Colgate': [59.5, 0.0]} | 992588.4375 | 257973.7656 | 25.99% | 734614.6719 | 74.01% | [5 empty] | 181859.9688 | 18.32% | 243847.5 | 24.57% | 243131.7969 | 24.49% | 3347.2795 | 0.3372% | 411737.9375 | 41.48% | 580850.5 | 57162.0547 | 5.759% | 935426.3828 | 135486.7031 | 13.65% | 857101.7344 | 499345.3125 | 50.31% | 493243.125 | 362390.2188 | 36.51% | 630198.2188 | 118703.4609 | 11.96% | 873884.9766
34 | Bridgeville | Humboldt | {'Humboldt': [27.2, 15881.0]} | 377633.0625 | 30447.373 | 8.063% | 347185.6895 | 91.94% | [5 empty] | 9735.2412 | 2.578% | 0 | 0% | 299187.1875 | 79.23% | 11530.2998 | 3.053% | 38084.2852 | 10.08% | 339548.7773 | 89710.6406 | 23.76% | 287922.4219 | 111618.9766 | 29.56% | 266014.0859 | 135416.9688 | 35.86% | 242216.0938 | 283430.625 | 75.05% | 94202.4375 | 15265.4492 | 4.042% | 362367.6133
35 | Humboldt | Humboldt | {'Bridgeville': [27.2, 15881.0]} | 244501.3281 | 51076.3555 | 20.89% | 193424.9727 | 79.11% | [5 empty] | 10560.4814 | 4.319% | 0 | 0% | 136954.5 | 56.01% | 6608.2168 | 2.703% | 30705.8125 | 12.56% | 213795.5156 | 46330.0273 | 18.95% | 198171.3008 | 57380.4102 | 23.47% | 187120.918 | 77689.5938 | 31.77% | 166811.7344 | 148906.3438 | 60.9% | 95594.9844 | 22218.1367 | 9.087% | 222283.1914
36 | El Centro | Greater_Imperial | {'Imperial Valley': [11.9, 201760.0], 'Highline': [15.5, 196814.0], 'North Gila - IV (Proposed)': [19.4, 173410.0], 'Arkansas': [23.2, 195613.0], 'Sonora': [25.8, 174296.0], 'Bannister': [27.8, 151339.0], 'Ocotillo Express': [29.8, 41224.0], 'East County': [36.3, 12893.0], 'Boulevard': [44.0, 4803.0], 'Suncrest - Ocotillo (Proposed)': [53.0, 2280.0]} | 342623.625 | 211915.3125 | 61.85% | 130708.3125 | 38.15% | [5 empty] | 45809.9648 | 13.37% | 183120.7188 | 53.45% | 0 | 0% | 0 | 0% | 22422.4297 | 6.544% | 320201.1953 | 58401.8711 | 17.05% | 284221.7539 | 52195.4648 | 15.23% | 290428.1602 | 82780.0938 | 24.16% | 259843.5312 | 53599.2695 | 15.64% | 289024.3555 | 17143.9395 | 5.004% | 325479.6855
37 | High Line | Greater_Imperial | {'North Gila - IV (Proposed)': [4.3, 184857.0], 'El Centro': [15.5, 196814.0], 'Imperial Valley': [26.0, 187994.0], 'Arkansas': [27.5, 187100.0], 'Sonora': [29.4, 166871.0], 'Bannister': [34.6, 139951.0], 'Ocotillo Express': [44.9, 30118.0], 'North Gila': [45.7, 7029.0], 'East County': [50.6, 8653.0], 'Boulevard': [58.8, 971.0]} | 308451.4688 | 208260.9219 | 67.52% | 100190.5469 | 32.48% | [5 empty] | 43719.7969 | 14.17% | 170465.6562 | 55.26% | 0 | 0% | 0 | 0% | 20884.7617 | 6.771% | 287566.707 | 50773.1914 | 16.46% | 257678.2773 | 44365.4531 | 14.38% | 264086.0156 | 73530.8047 | 23.84% | 234920.6641 | 34298.8867 | 11.12% | 274152.582 | 15103.5771 | 4.897% | 293347.8916
38 | Imperial Valley | Greater_Imperial | {'El Centro': [11.9, 201760.0], 'Ocotillo Express': [19.2, 41777.0], 'East County': [24.6, 13446.0], 'Highline': [26.0, 187994.0], 'North Gila - IV (Proposed)': [29.3, 164594.0], 'Arkansas': [32.1, 189234.0], 'Boulevard': [32.8, 5291.0], 'Bannister': [34.5, 145038.0], 'Sonora': [34.8, 167917.0], 'Suncrest - Ocotillo (Proposed)': [43.0, 2761.0], 'Suncrest': [56.7, 27.0]} | 308970.75 | 202312.6094 | 65.48% | 106658.1406 | 34.52% | [5 empty] | 45132.5039 | 14.61% | 180967.9062 | 58.57% | 890.0016 | 0.2881% | 0 | 0% | 8606.4199 | 2.786% | 300364.3301 | 50233.8281 | 16.26% | 258736.9219 | 42696.2891 | 13.82% | 266274.4609 | 61416.1055 | 19.88% | 247554.6445 | 41084.6367 | 13.3% | 267886.1133 | 13779.3096 | 4.46% | 295191.4404
39 | El Segundo | Greater_LA | {'Chevmain': [1.2, 3624.0], 'El Nido': [3.0, 3541.0], 'Redondo': [4.6, 3530.0], 'La Fresa': [5.8, 3422.0], 'La Cienega': [6.9, 3810.0], 'Arcogen': [12.1, 2424.0], 'Hinson': [13.1, 2415.0], 'Harborgen': [14.4, 2403.0], 'Lighthipe': [14.4, 2414.0], 'Long Beach': [15.0, 2396.0], 'Laguna Bell': [16.5, 2414.0], 'Center': [18.3, 2395.0], 'Del Amo': [19.2, 2369.0], 'Mesa': [20.0, 2396.0], 'Alamitos': [21.1, 2347.0], 'Gould': [25.5, 450.0], 'Goodrich': [25.5, 2352.0], 'Barre': [26.3, 2319.0], 'Sylmar-Pac Intertie': [27.7, 1545.0], 'Walnut': [28.0, 2256.0], 'Rio Hondo': [28.8, 2096.0], 'Olinda': [28.9, 2248.0], 'Lewis': [30.9, 2263.0], 'Huntington Beach': [31.4, 2293.0], 'Ellis': [31.6, 2290.0], 'Villa Park': [34.5, 2161.0], 'Johanna': [35.5, 2166.0], 'Saugus': [36.5, 422.0], 'Serrano': [36.8, 2155.0], 'Moorpark': [37.6, 1489.0], 'Pardee': [37.7, 398.0], 'Santiago': [41.3, 2155.0], 'Chino': [43.2, 34.0], 'Vincent': [43.5, 279.0], 'Padua': [47.3, 0.0], 'Viejo': [47.9, 74.0], 'Trabuco': [49.3, 71.0], 'Mira Loma': [49.8, 0.0], 'Santa Clara': [51.4, 1010.0], 'Capistrano': [51.5, 54.0], 'Mandalay': [51.7, 1076.0], 'Margarita': [52.0, 52.0], 'Rancho Vista': [52.5, 0.0], 'Etiwanda': [52.9, 0.0], 'Antelope': [54.2, 253.0], 'Lee Lake (Proposed)': [57.0, 0.0], 'Talega': [58.3, 13.0]} | 10173.7441 | 3832.824 | 37.67% | 6340.9202 | 62.33% | [5 empty] | 0 | 0% | 0 | 0% | 195.0095 | 1.917% | 2324.9517 | 22.85% | 307.7504 | 3.025% | 9865.9938 | 813.5366 | 7.996% | 9360.2076 | 5572.6353 | 54.77% | 4601.1089 | 5880.3853 | 57.8% | 4293.3589 | 379.0091 | 3.725% | 9794.7351 | 315.8859 | 3.105% | 9857.8583
40 | Arco | Central_Valley_North_Los_Banos | {'Gates-Midway (Proposed)': [8.7, 29684.0], 'Avenal': [18.0, 35659.0], 'Goose Lake': [22.3, 9437.0], 'Cal Flats': [23.8, 19818.0], 'Cholame': [24.5, 9302.0], 'Kernridge': [25.0, 13741.0], 'Smyrna': [26.0, 0.0], 'Caliente': [27.4, 14238.0], 'Olive': [27.6, 9973.0], 'Gates': [27.8, 32045.0], 'Carrizo Plains': [28.2, 14340.0], 'Solar': [28.4, 14340.0], 'Alpaugh': [28.7, 12610.0], 'Semitropic': [29.3, 3140.0], 'Temblor': [29.7, 10691.0], 'Corcoran': [30.5, 29071.0], 'Waukena': [31.3, 30038.0], 'Mustang': [31.5, 30932.0], 'Henrietta': [32.2, 30932.0], 'Leprino': [32.4, 30932.0], 'Charca': [35.0, 0.0], 'Midway': [36.5, 7241.0], 'GWF Hanford': [37.2, 30932.0], 'Shafter': [38.0, 0.0], 'Rio Bravo': [43.3, 0.0], 'Schindler': [45.0, 28061.0], 'Templeton': [45.7, 3559.0], 'Tupman': [46.4, 0.0], 'Excelsior': [46.6, 20395.0], 'Vestal': [46.7, 0.0], 'Lerdo': [46.8, 0.0], 'Norco': [48.0, 0.0], 'Elk Hills': [48.5, 2153.0], '7th Standard': [49.7, 0.0], 'Renfro': [49.9, 0.0], 'Taft': [50.4, 5817.0], 'Cantua': [51.1, 19288.0], 'Rector': [52.3, 8444.0], 'Kingsburg': [52.6, 18356.0], 'Kern Power': [53.4, 0.0], 'San Luis Obispo': [53.9, 0.0], 'Tevis': [54.2, 0.0], 'Rosedale': [54.5, 0.0], 'Kern Oil': [55.3, 0.0], 'Poso Mt.': [55.8, 0.0], 'West Park': [56.4, 0.0], 'Sycamore': [56.5, 0.0], 'Mc Mullin': [56.6, 17043.0], 'Stockdale': [57.2, 0.0], 'Bakersfield': [57.7, 0.0], 'Midway - Wheeler Ridge (Proposed)': [57.9, 0.0], 'Helm': [58.2, 9453.0], 'Springville': [59.2, 0.0], 'McCall': [59.7, 542.0], 'Oceano': [59.8, 0.0], 'Morro Bay': [59.8, 0.0]} | 168971.3906 | 45885.3086 | 27.16% | 123086.082 | 72.84% | [5 empty] | 19691.5938 | 11.65% | 13771.3848 | 8.15% | 7524.7607 | 4.453% | 0 | 0% | 81022.7656 | 47.95% | 87948.625 | 5327.0371 | 3.153% | 163644.3535 | 23724.4648 | 14.04% | 145246.9258 | 89154.1094 | 52.76% | 79817.2812 | 89465.2188 | 52.95% | 79506.1719 | 1754.4524 | 1.038% | 167216.9382
41 | Bakersfield | Central_Valley_North_Los_Banos | {'West Park': [2.2, 2566.0], 'Columbus': [3.7, 3040.0], 'Kern Oil': [3.8, 2373.0], 'Rosedale': [4.2, 1546.0], 'Sycamore': [4.6, 2929.0], 'Magunden': [5.0, 3040.0], 'Kern Power': [5.3, 388.0], 'Stockdale': [6.0, 2325.0], 'Cal Water': [6.3, 3040.0], '7th Standard': [8.0, 90.0], 'Tevis': [8.4, 439.0], 'Renfro': [9.0, 0.0], 'Unknown - 3327': [10.1, 3040.0], 'Lamont': [10.2, 3040.0], 'Lerdo': [11.4, 135.0], 'Poso Mt.': [12.2, 738.0], 'Grimmway-Malaga': [12.6, 2580.0], 'Rio Bravo': [14.9, 0.0], 'Tupman': [15.2, 0.0], 'Norco': [18.6, 0.0], 'Shafter': [19.7, 0.0], 'Wheeler Ridge': [20.7, 2303.0], 'Charca': [23.6, 0.0], 'Midway - Wheeler Ridge (Proposed)': [23.6, 0.0], 'Elk Hills': [23.8, 0.0], 'Midway': [25.3, 0.0], 'Semitropic': [28.5, 0.0], 'Vestal': [31.7, 151.0], 'Taft': [32.1, 0.0], 'Pastoria': [32.5, 2303.0], 'Smyrna': [34.1, 0.0], 'Goose Lake': [35.6, 0.0], 'Temblor': [39.0, 0.0], 'Highwind': [40.6, 2318.0], 'Kernridge': [41.6, 0.0], 'Olive': [43.1, 0.0], 'Bailey': [44.1, 2266.0], 'Alpaugh': [47.2, 0.0], 'Windhub': [47.6, 2303.0], 'Whirlwind': [48.6, 2303.0], 'Springville': [49.9, 0.0], 'Gates-Midway (Proposed)': [50.3, 0.0], 'Caliente': [51.5, 0.0], 'Arco': [57.7, 0.0], 'Carrizo Plains': [58.4, 0.0], 'Corcoran': [58.7, 0.0], 'Solar': [59.5, 0.0]} | 19184.625 | 3040.3726 | 15.85% | 16144.2524 | 84.15% | [5 empty] | 19.3483 | 0.1009% | 0 | 0% | 8327.3271 | 43.41% | 10857.292 | 56.59% | 10247.0967 | 53.41% | 8937.5283 | 2682.2505 | 13.98% | 16502.3745 | 4817.1509 | 25.11% | 14367.4741 | 12229.3721 | 63.75% | 6955.2529 | 10623.8037 | 55.38% | 8560.8213 | 559.9023 | 2.918% | 18624.7227
42 | Charca | Central_Valley_North_Los_Banos | {'Semitropic': [6.3, 0.0], 'Shafter': [6.5, 0.0], 'Smyrna': [10.5, 0.0], 'Rio Bravo': [12.0, 0.0], 'Lerdo': [12.3, 0.0], 'Goose Lake': [14.3, 0.0], 'Midway': [15.8, 0.0], '7th Standard': [16.0, 0.0], 'Renfro': [17.7, 0.0], 'Tupman': [17.8, 0.0], 'Kern Power': [20.3, 0.0], 'Kern Oil': [20.7, 0.0], 'Vestal': [21.0, 0.0], 'Poso Mt.': [21.0, 0.0], 'Olive': [21.1, 0.0], 'Rosedale': [21.2, 0.0], 'Sycamore': [21.7, 0.0], 'Norco': [22.2, 0.0], 'West Park': [22.8, 0.0], 'Tevis': [22.8, 0.0], 'Bakersfield': [23.6, 0.0], 'Stockdale': [24.8, 0.0], 'Alpaugh': [25.6, 0.0], 'Kernridge': [26.0, 0.0], 'Temblor': [26.0, 0.0], 'Columbus': [26.1, 0.0], 'Elk Hills': [26.5, 0.0], 'Gates-Midway (Proposed)': [27.0, 0.0], 'Cal Water': [27.1, 0.0], 'Magunden': [28.4, 0.0], 'Midway - Wheeler Ridge (Proposed)': [33.7, 0.0], 'Lamont': [33.8, 0.0], 'Taft': [33.8, 0.0], 'Unknown - 3327': [33.8, 0.0], 'Arco': [35.0, 0.0], 'Grimmway-Malaga': [36.1, 0.0], 'Caliente': [36.9, 0.0], 'Corcoran': [37.0, 0.0], 'Waukena': [39.2, 0.0], 'Springville': [40.8, 0.0], 'Wheeler Ridge': [40.9, 0.0], 'Carrizo Plains': [43.2, 0.0], 'Solar': [44.2, 0.0], 'Rector': [48.3, 0.0], 'GWF Hanford': [49.1, 0.0], 'Avenal': [51.2, 0.0], 'Leprino': [52.1, 0.0], 'Pastoria': [53.8, 0.0], 'Henrietta': [54.4, 0.0], 'Mustang': [54.4, 0.0], 'Cholame': [57.1, 0.0], 'Gates': [58.0, 0.0], 'Cal Flats': [58.8, 0.0]} | 0 | 0 | 0% | 0 | 0% | [5 empty] | 0 | 0% | 0 | 0% | 0 | 0% | 0 | 0% | 0 | 0% | 0 | 0 | 0% | 0 | 0 | 0% | 0 | 0 | 0% | 0 | 0 | 0% | 0 | 0 | 0% | 0
43 | Columbus | Central_Valley_North_Los_Banos | {'Cal Water': [2.7, 3525.0], 'Magunden': [2.8, 3525.0], 'Bakersfield': [3.7, 3040.0], 'Sycamore': [4.7, 2974.0], 'Kern Oil': [5.4, 2418.0], 'West Park': [5.9, 2566.0], 'Rosedale': [7.9, 1546.0], 'Unknown - 3327': [8.2, 3525.0], 'Lamont': [8.3, 3525.0], 'Kern Power': [9.0, 388.0], 'Stockdale': [9.1, 2325.0], 'Poso Mt.': [11.1, 783.0], '7th Standard': [11.2, 90.0], 'Grimmway-Malaga': [11.3, 3019.0], 'Tevis': [12.0, 439.0], 'Renfro': [12.7, 0.0], 'Lerdo': [13.9, 135.0], 'Rio Bravo': [18.3, 0.0], 'Tupman': [18.9, 0.0], 'Wheeler Ridge': [21.5, 2733.0], 'Norco': [22.2, 0.0], 'Shafter': [22.7, 0.0], 'Charca': [26.1, 0.0], 'Midway - Wheeler Ridge (Proposed)': [26.6, 0.0], 'Elk Hills': [27.4, 0.0], 'Midway': [28.9, 0.0], 'Semitropic': [31.3, 0.0], 'Vestal': [31.7, 151.0], 'Pastoria': [32.4, 2733.0], 'Taft': [35.6, 0.0], 'Smyrna': [36.4, 0.0], 'Highwind': [37.9, 2758.0], 'Goose Lake': [38.7, 0.0], 'Temblor': [42.7, 0.0], 'Bailey': [43.9, 2646.0], 'Olive': [44.7, 0.0], 'Windhub': [44.9, 2733.0], 'Kernridge': [45.2, 0.0], 'Whirlwind': [46.9, 2733.0], 'Alpaugh': [48.6, 0.0], 'Springville': [49.0, 0.0], 'Gates-Midway (Proposed)': [53.0, 0.0], 'Caliente': [55.1, 0.0]} | 32075.5684 | 3524.8589 | 10.99% | 28550.7095 | 89.01% | [5 empty] | 23.5744 | 0.0735% | 15.557 | 0.0485% | 16337.8818 | 50.94% | 15737.6953 | 49.06% | 13809.8916 | 43.05% | 18265.6768 | 4911.3271 | 15.31% | 27164.2412 | 10349.2998 | 32.27% | 21726.2686 | 19966.5996 | 62.25% | 12108.9688 | 21057.252 | 65.65% | 11018.3164 | 777.8251 | 2.425% | 31297.7432
44 | Elk Hills | Central_Valley_North_Los_Banos | {'Norco': [5.6, 353.0], 'Taft': [8.6, 2593.0], 'Midway - Wheeler Ridge (Proposed)': [9.4, 359.0], 'Tupman': [10.7, 1.0], 'Midway': [13.0, 2234.0], 'Tevis': [15.4, 0.0], 'Rio Bravo': [16.3, 0.0], 'Renfro': [16.4, 0.0], 'Stockdale': [18.5, 0.0], 'Kern Power': [19.0, 0.0], 'Rosedale': [19.8, 0.0], 'Shafter': [20.1, 0.0], '7th Standard': [20.2, 0.0], 'Temblor': [21.0, 2234.0], 'West Park': [21.6, 0.0], 'Lerdo': [22.8, 0.0], 'Bakersfield': [23.8, 0.0], 'Wheeler Ridge': [24.6, 359.0], 'Kern Oil': [25.0, 0.0], 'Kernridge': [25.4, 2234.0], 'Semitropic': [26.1, 1771.0], 'Charca': [26.5, 0.0], 'Sycamore': [26.8, 0.0], 'Magunden': [27.3, 0.0], 'Columbus': [27.4, 0.0], 'Goose Lake': [28.3, 2234.0], 'Grimmway-Malaga': [29.2, 0.0], 'Unknown - 3327': [29.4, 0.0], 'Lamont': [29.5, 0.0], 'Cal Water': [30.1, 0.0], 'Caliente': [32.3, 2234.0], 'Poso Mt.': [33.0, 0.0], 'Smyrna': [34.2, 0.0], 'Pastoria': [36.3, 185.0], 'Carrizo Plains': [39.0, 2234.0], 'Solar': [40.1, 2234.0], 'Gates-Midway (Proposed)': [43.7, 1591.0], 'Vestal': [45.6, 0.0], 'Bailey': [46.1, 184.0], 'Olive': [46.5, 0.0], 'Arco': [48.5, 2153.0], 'Alpaugh': [51.1, 0.0], 'Highwind': [57.1, 0.0], 'Whirlwind': [59.0, 0.0], 'Sisquoc': [59.1, 0.0], 'Goleta': [59.7, 0.0]} | 5541.3062 | 2593.0742 | 46.8% | 2948.2319 | 53.2% | [5 empty] | 0 | 0% | 0 | 0% | 2235.4324 | 40.34% | 7.3967 | 0.1335% | 453.7253 | 8.188% | 5087.5809 | 731.0173 | 13.19% | 4810.2889 | 731.0173 | 13.19% | 4810.2889 | 920.3535 | 16.61% | 4620.9527 | 2056.2568 | 37.11% | 3485.0493 | 89.0865 | 1.608% | 5452.2197
45 | Goose Lake | Central_Valley_North_Los_Banos | {'Semitropic': [8.0, 3141.0], 'Smyrna': [10.6, 0.0], 'Kernridge': [14.2, 9518.0], 'Charca': [14.3, 0.0], 'Midway': [15.4, 7323.0], 'Gates-Midway (Proposed)': [15.8, 8519.0], 'Shafter': [15.9, 0.0], 'Temblor': [16.5, 9518.0], 'Rio Bravo': [21.1, 0.0], 'Olive': [21.8, 0.0], 'Arco': [22.3, 9437.0], 'Tupman': [24.4, 1.0], 'Caliente': [24.4, 9518.0], 'Lerdo': [25.1, 0.0], 'Alpaugh': [25.9, 0.0], 'Norco': [26.6, 1.0], '7th Standard': [27.6, 0.0], 'Renfro': [27.7, 0.0], 'Elk Hills': [28.3, 2234.0], 'Carrizo Plains': [30.1, 9518.0], 'Solar': [31.0, 9518.0], 'Kern Power': [31.2, 0.0], 'Tevis': [32.0, 0.0], 'Rosedale': [32.2, 0.0], 'Vestal': [32.4, 0.0], 'Taft': [32.6, 5899.0], 'Kern Oil': [33.4, 0.0], 'West Park': [34.2, 0.0], 'Sycamore': [34.7, 0.0], 'Stockdale': [34.9, 0.0], 'Corcoran': [35.1, 0.0], 'Poso Mt.': [35.1, 0.0], 'Bakersfield': [35.6, 0.0], 'Waukena': [37.1, 0.0], 'Midway - Wheeler Ridge (Proposed)': [37.5, 0.0], 'Columbus': [38.7, 0.0], 'Avenal': [39.8, 0.0], 'Cal Water': [40.2, 0.0], 'Magunden': [40.6, 0.0], 'Cholame': [42.9, 2541.0], 'Unknown - 3327': [45.5, 0.0], 'Lamont': [45.6, 0.0], 'Cal Flats': [45.6, 56.0], 'GWF Hanford': [46.3, 0.0], 'Leprino': [46.3, 0.0], 'Grimmway-Malaga': [47.3, 0.0], 'Mustang': [47.5, 0.0], 'Henrietta': [47.8, 0.0], 'Gates': [48.1, 0.0], 'Wheeler Ridge': [49.1, 0.0], 'Springville': [50.2, 0.0], 'Rector': [52.0, 0.0]} | 38009.0859 | 9518.1758 | 25.04% | 28490.9102 | 74.96% | [5 empty] | 15.7151 | 0.04135% | 0 | 0% | 0 | 0% | 0 | 0% | 16631.7422 | 43.76% | 21377.3438 | 731.0173 | 1.923% | 37278.0687 | 5087.5879 | 13.39% | 32921.498 | 19384.1543 | 51% | 18624.9316 | 22579.791 | 59.41% | 15429.2949 | 609.0759 | 1.602% | 37400.0101
46 | Kernridge | Central_Valley_North_Los_Banos | {'Temblor': [4.8, 12617.0], 'Caliente': [10.9, 15677.0], 'Goose Lake': [14.2, 9518.0], 'Midway': [16.4, 7323.0], 'Carrizo Plains': [17.5, 15677.0], 'Solar': [18.5, 15677.0], 'Semitropic': [20.2, 3141.0], 'Gates-Midway (Proposed)': [23.2, 12803.0], 'Shafter': [24.3, 0.0], 'Smyrna': [24.8, 0.0], 'Arco': [25.0, 13741.0], 'Elk Hills': [25.4, 2234.0], 'Taft': [25.7, 5899.0], 'Charca': [26.0, 0.0], 'Norco': [26.6, 1.0], 'Rio Bravo': [27.0, 0.0], 'Tupman': [27.1, 1.0], 'Renfro': [32.7, 0.0], 'Lerdo': [33.4, 0.0], '7th Standard': [34.3, 0.0], 'Midway - Wheeler Ridge (Proposed)': [34.6, 0.0], 'Tevis': [35.5, 0.0], 'Olive': [35.5, 0.0], 'Kern Power': [36.5, 0.0], 'Rosedale': [37.6, 0.0], 'Cholame': [37.6, 6850.0], 'Stockdale': [38.9, 0.0], 'Alpaugh': [39.3, 0.0], 'West Park': [39.7, 0.0], 'Kern Oil': [40.5, 0.0], 'Bakersfield': [41.6, 0.0], 'Sycamore': [42.2, 0.0], 'Avenal': [42.6, 3515.0], 'Cal Flats': [44.1, 4360.0], 'Poso Mt.': [44.8, 0.0], 'Columbus': [45.2, 0.0], 'Vestal': [46.0, 0.0], 'Magunden': [46.5, 0.0], 'Corcoran': [47.2, 0.0], 'Cal Water': [47.3, 0.0], 'Waukena': [48.9, 0.0], 'Wheeler Ridge': [49.6, 0.0], 'Mesa': [50.2, 1855.0], 'Lamont': [50.5, 0.0], 'Unknown - 3327': [50.5, 0.0], 'Sisquoc': [51.3, 1851.0], 'Grimmway-Malaga': [51.4, 0.0], 'San Luis Obispo': [52.0, 860.0], 'Gates': [52.8, 0.0], 'Oceano': [53.0, 1401.0], 'Templeton': [53.5, 3273.0], 'Leprino': [55.3, 0.0], 'Mustang': [55.4, 0.0], 'Henrietta': [55.9, 0.0], 'GWF Hanford': [57.3, 0.0]} | 94438.7422 | 15677.4746 | 16.6% | 78761.2676 | 83.4% | [5 empty] | 1933.9926 | 2.048% | 0 | 0% | 10182.6953 | 10.78% | 0 | 0% | 44121.957 | 46.72% | 50316.7852 | 4500.7959 | 4.766% | 89937.9463 | 8851.5439 | 9.373% | 85587.1982 | 50644.1484 | 53.63% | 43794.5938 | 61304.3477 | 64.91% | 33134.3945 | 1371.4716 | 1.452% | 93067.2706
47 | Lamont | Central_Valley_North_Los_Banos | {'Unknown - 3327': [0.1, 10822.0], 'Grimmway-Malaga': [3.4, 10430.0], 'Magunden': [5.6, 7469.0], 'Columbus': [8.3, 3525.0], 'Cal Water': [8.9, 4531.0], 'Bakersfield': [10.2, 3040.0], 'West Park': [11.4, 2566.0], 'Stockdale': [11.7, 2325.0], 'Sycamore': [13.0, 2974.0], 'Rosedale': [13.4, 1546.0], 'Kern Oil': [13.4, 2418.0], 'Kern Power': [14.5, 388.0], 'Tevis': [15.2, 439.0], 'Wheeler Ridge': [15.7, 6652.0], '7th Standard': [18.1, 90.0], 'Renfro': [18.2, 0.0], 'Poso Mt.': [18.9, 783.0], 'Lerdo': [21.6, 135.0], 'Tupman': [23.4, 0.0], 'Rio Bravo': [24.7, 0.0], 'Pastoria': [25.0, 6948.0], 'Norco': [25.3, 0.0], 'Midway - Wheeler Ridge (Proposed)': [26.0, 0.0], 'Elk Hills': [29.5, 0.0], 'Shafter': [29.8, 0.0], 'Highwind': [30.5, 10169.0], 'Charca': [33.8, 0.0], 'Midway': [34.1, 0.0], 'Bailey': [36.2, 6565.0], 'Taft': [36.8, 0.0], 'Windhub': [37.5, 10144.0], 'Whirlwind': [38.6, 8442.0], 'Semitropic': [38.7, 0.0], 'Vestal': [39.7, 151.0], 'Smyrna': [44.3, 0.0], 'Goose Lake': [45.6, 0.0], 'Temblor': [47.5, 0.0], 'Kernridge': [50.5, 0.0], 'Antelope': [52.7, 78.0], 'Olive': [52.9, 0.0], 'Springville': [56.2, 0.0], 'Alpaugh': [56.9, 0.0], 'Caliente': [59.8, 0.0]} | 81950.9688 | 10935.959 | 13.34% | 71015.0098 | 86.66% | [5 empty] | 73.0517 | 0.08914% | 112.9916 | 0.1379% | 55476.7656 | 67.7% | 20134.4648 | 24.57% | 38925.5938 | 47.5% | 43025.375 | 11654.3672 | 14.22% | 70296.6016 | 30961.0664 | 37.78% | 50989.9023 | 52444.5547 | 64% | 29506.4141 | 58056.2617 | 70.84% | 23894.707 | 2063.4321 | 2.518% | 79887.5366
48 | Lerdo | Central_Valley_North_Los_Banos | {'7th Standard': [4.3, 90.0], 'Rio Bravo': [7.3, 0.0], 'Renfro': [7.8, 0.0], 'Kern Oil': [8.5, 135.0], 'Kern Power': [8.9, 69.0], 'Shafter': [9.4, 0.0], 'Rosedale': [9.5, 135.0], 'Sycamore': [9.7, 135.0], 'West Park': [10.8, 135.0], 'Bakersfield': [11.4, 135.0], 'Poso Mt.': [11.7, 135.0], 'Tupman': [12.1, 0.0], 'Charca': [12.3, 0.0], 'Tevis': [12.5, 0.0], 'Stockdale': [13.5, 25.0], 'Columbus': [13.9, 135.0], 'Cal Water': [15.1, 135.0], 'Magunden': [16.1, 135.0], 'Norco': [17.2, 0.0], 'Semitropic': [17.5, 0.0], 'Midway': [18.2, 0.0], 'Unknown - 3327': [21.5, 135.0], 'Lamont': [21.6, 135.0], 'Smyrna': [22.7, 0.0], 'Elk Hills': [22.8, 0.0], 'Vestal': [23.9, 101.0], 'Grimmway-Malaga': [24.0, 135.0], 'Goose Lake': [25.1, 0.0], 'Midway - Wheeler Ridge (Proposed)': [27.0, 0.0], 'Wheeler Ridge': [30.1, 0.0], 'Taft': [31.3, 0.0], 'Temblor': [31.7, 0.0], 'Olive': [32.0, 0.0], 'Kernridge': [33.4, 0.0], 'Alpaugh': [36.3, 0.0], 'Gates-Midway (Proposed)': [39.1, 0.0], 'Pastoria': [42.7, 0.0], 'Springville': [43.6, 0.0], 'Caliente': [43.9, 0.0], 'Arco': [46.8, 0.0], 'Corcoran': [47.8, 0.0], 'Waukena': [50.1, 0.0], 'Carrizo Plains': [50.7, 0.0], 'Highwind': [51.7, 0.0], 'Solar': [51.8, 0.0], 'Bailey': [54.3, 0.0], 'Rector': [55.7, 0.0], 'Windhub': [58.8, 0.0], 'GWF Hanford': [59.9, 0.0], 'Whirlwind': [60.0, 0.0]} | 1987.3234 | 134.986 | 6.792% | 1852.3374 | 93.21% | [5 empty] | 0 | 0% | 0 | 0% | 1987.3234 | 100% | 0 | 0% | 713.6866 | 35.91% | 1273.6368 | 0.14822 | 0.007458% | 1987.1751 | 1141.9209 | 57.46% | 845.4025 | 1263.6842 | 63.59% | 723.6392 | 1199.1661 | 60.34% | 788.1572 | 31.9706 | 1.609% | 1955.3527
49 | Magunden | Central_Valley_North_Los_Banos | {'Columbus': [2.8, 3525.0], 'Cal Water': [4.4, 4303.0], 'Bakersfield': [5.0, 3040.0], 'Unknown - 3327': [5.5, 7469.0], 'Lamont': [5.6, 7469.0], 'West Park': [6.7, 2566.0], 'Sycamore': [7.4, 2974.0], 'Kern Oil': [7.8, 2418.0], 'Grimmway-Malaga': [8.6, 6964.0], 'Stockdale': [8.8, 2325.0], 'Rosedale': [8.9, 1546.0], 'Kern Power': [10.0, 388.0], 'Tevis': [12.0, 439.0], '7th Standard': [13.0, 90.0], 'Renfro': [13.8, 0.0], 'Poso Mt.': [13.8, 783.0], 'Lerdo': [16.1, 135.0], 'Wheeler Ridge': [19.0, 6354.0], 'Tupman': [19.7, 0.0], 'Rio Bravo': [19.9, 0.0], 'Norco': [22.5, 0.0], 'Shafter': [24.7, 0.0], 'Midway - Wheeler Ridge (Proposed)': [25.6, 0.0], 'Elk Hills': [27.3, 0.0], 'Charca': [28.4, 0.0], 'Pastoria': [29.7, 6354.0], 'Midway': [30.1, 0.0], 'Semitropic': [33.4, 0.0], 'Vestal': [34.4, 151.0], 'Taft': [35.3, 0.0], 'Highwind': [35.6, 6702.0], 'Smyrna': [38.8, 0.0], 'Goose Lake': [40.6, 0.0], 'Bailey': [41.2, 6267.0], 'Windhub': [42.7, 6678.0], 'Temblor': [43.7, 0.0], 'Whirlwind': [44.2, 6386.0], 'Kernridge': [46.5, 0.0], 'Olive': [47.3, 0.0], 'Alpaugh': [51.3, 0.0], 'Springville': [51.6, 0.0], 'Gates-Midway (Proposed)': [55.2, 0.0], 'Caliente': [56.2, 0.0], 'Antelope': [58.3, 78.0]} | 42118.6797 | 7469.4209 | 17.73% | 34649.2588 | 82.27% | [5 empty] | 73.0517 | 0.1734% | 112.9916 | 0.2683% | 22784.1211 | 54.1% | 19334.541 | 45.9% | 15852.21 | 37.64% | 26266.4697 | 4150.0752 | 9.853% | 37968.6045 | 10992.8018 | 26.1% | 31125.8779 | 22506.2988 | 53.44% | 19612.3809 | 26258.4355 | 62.34% | 15860.2441 | 1101.6163 | 2.616% | 41017.0634
50 | Midway | Central_Valley_North_Los_Banos | {'Shafter': [10.7, 0.0], 'Tupman': [10.8, 1.0], 'Rio Bravo': [11.1, 0.0], 'Norco': [11.5, 1.0], 'Elk Hills': [13.0, 2234.0], 'Semitropic': [13.6, 3141.0], 'Temblor': [13.8, 7323.0], 'Goose Lake': [15.4, 7323.0], 'Charca': [15.8, 0.0], 'Renfro': [16.3, 0.0], 'Kernridge': [16.4, 7323.0], 'Lerdo': [18.2, 0.0], '7th Standard': [18.3, 0.0], 'Taft': [18.6, 5899.0], 'Tevis': [19.1, 0.0], 'Kern Power': [20.1, 0.0], 'Rosedale': [21.2, 0.0], 'Smyrna': [21.7, 0.0], 'Midway - Wheeler Ridge (Proposed)': [22.1, 0.0], 'Stockdale': [22.5, 0.0], 'West Park': [23.3, 0.0], 'Kern Oil': [24.5, 0.0], 'Bakersfield': [25.3, 0.0], 'Sycamore': [26.3, 0.0], 'Caliente': [26.3, 7323.0], 'Columbus': [28.9, 0.0], 'Poso Mt.': [29.9, 0.0], 'Magunden': [30.1, 0.0], 'Gates-Midway (Proposed)': [31.0, 6324.0], 'Cal Water': [31.1, 0.0], 'Carrizo Plains': [33.2, 7323.0], 'Lamont': [34.1, 0.0], 'Unknown - 3327': [34.1, 0.0], 'Olive': [34.1, 0.0], 'Solar': [34.3, 7323.0], 'Wheeler Ridge': [34.6, 0.0], 'Grimmway-Malaga': [35.1, 0.0], 'Arco': [36.5, 7241.0], 'Vestal': [36.6, 0.0], 'Alpaugh': [38.6, 0.0], 'Pastoria': [47.2, 0.0], 'Corcoran': [49.1, 0.0], 'Waukena': [51.2, 0.0], 'Cholame': [53.4, 345.0], 'Avenal': [54.5, 0.0], 'Springville': [56.5, 0.0], 'Bailey': [57.8, 0.0], 'Cal Flats': [58.6, 0.0]} | 16556.957 | 7322.7383 | 44.23% | 9234.2188 | 55.77% | [5 empty] | 0 | 0% | 0 | 0% | 0 | 0% | 0 | 0% | 5519.1353 | 33.33% | 11037.8218 | 731.0173 | 4.415% | 15825.9398 | 4343.0488 | 26.23% | 12213.9082 | 7527.0078 | 45.46% | 9029.9492 | 5547.2075 | 33.5% | 11009.7495 | 124.5472 | 0.7522% | 16432.4098
51 | Norco | Central_Valley_North_Los_Banos | {'Tupman': [5.2, 1.0], 'Elk Hills': [5.6, 353.0], 'Tevis': [10.4, 0.0], 'Renfro': [10.8, 0.0], 'Rio Bravo': [11.1, 0.0], 'Midway': [11.5, 1.0], 'Midway - Wheeler Ridge (Proposed)': [11.6, 352.0], 'Kern Power': [13.6, 0.0], 'Stockdale': [13.8, 0.0], 'Taft': [14.2, 353.0], 'Rosedale': [14.5, 0.0], '7th Standard': [14.6, 0.0], 'Shafter': [15.7, 0.0], 'West Park': [16.3, 0.0], 'Lerdo': [17.2, 0.0], 'Bakersfield': [18.6, 0.0], 'Kern Oil': [19.5, 0.0], 'Sycamore': [21.3, 0.0], 'Charca': [22.2, 0.0], 'Columbus': [22.2, 0.0], 'Magunden': [22.5, 0.0], 'Temblor': [22.8, 1.0], 'Semitropic': [22.9, 1.0], 'Wheeler Ridge': [23.2, 352.0], 'Cal Water': [24.9, 0.0], 'Unknown - 3327': [25.2, 0.0], 'Lamont': [25.3, 0.0], 'Grimmway-Malaga': [25.5, 0.0], 'Goose Lake': [26.6, 1.0], 'Kernridge': [26.6, 1.0], 'Poso Mt.': [27.3, 0.0], 'Smyrna': [30.9, 0.0], 'Caliente': [34.9, 1.0], 'Pastoria': [35.8, 184.0], 'Vestal': [40.4, 0.0], 'Carrizo Plains': [41.8, 1.0], 'Gates-Midway (Proposed)': [42.3, 0.0], 'Olive': [42.9, 0.0], 'Solar': [42.9, 1.0], 'Bailey': [46.4, 184.0], 'Alpaugh': [47.5, 0.0], 'Arco': [48.0, 0.0], 'Highwind': [54.2, 0.0], 'Whirlwind': [57.6, 0.0], 'Corcoran': [58.5, 0.0]} | 2139.7476 | 352.9921 | 16.5% | 1786.7554 | 83.5% | [5 empty] | 0 | 0% | 0 | 0% | 1850.087 | 86.46% | 1.1869 | 0.05547% | 109.261 | 5.106% | 2030.4866 | 0 | 0% | 2139.7476 | 0 | 0% | 2139.7476 | 109.261 | 5.106% | 2030.4866 | 1674.9397 | 78.28% | 464.8079 | 70.4937 | 3.294% | 2069.2538
52 | Rio Bravo | Central_Valley_North_Los_Banos | {'Shafter': [5.9, 0.0], 'Tupman': [6.1, 0.0], 'Renfro': [6.6, 0.0], 'Lerdo': [7.3, 0.0], '7th Standard': [7.3, 0.0], 'Kern Power': [10.2, 0.0], 'Midway': [11.1, 0.0], 'Norco': [11.1, 0.0], 'Rosedale': [11.2, 0.0], 'Tevis': [11.3, 0.0], 'Charca': [12.0, 0.0], 'West Park': [13.3, 0.0], 'Kern Oil': [13.5, 0.0], 'Stockdale': [13.9, 0.0], 'Semitropic': [14.8, 0.0], 'Bakersfield': [14.9, 0.0], 'Sycamore': [15.2, 0.0], 'Elk Hills': [16.3, 0.0], 'Columbus': [18.3, 0.0], 'Poso Mt.': [18.9, 0.0], 'Magunden': [19.9, 0.0], 'Cal Water': [20.3, 0.0], 'Goose Lake': [21.1, 0.0], 'Smyrna': [22.0, 0.0], 'Midway - Wheeler Ridge (Proposed)': [22.1, 0.0], 'Taft': [24.5, 0.0], 'Unknown - 3327': [24.6, 0.0], 'Lamont': [24.7, 0.0], 'Temblor': [24.9, 0.0], 'Grimmway-Malaga': [26.3, 0.0], 'Kernridge': [27.0, 0.0], 'Wheeler Ridge': [29.2, 0.0], 'Vestal': [29.3, 0.0], 'Olive': [33.1, 0.0], 'Gates-Midway (Proposed)': [36.3, 0.0], 'Caliente': [37.3, 0.0], 'Alpaugh': [37.6, 0.0], 'Pastoria': [42.2, 0.0], 'Arco': [43.3, 0.0], 'Carrizo Plains': [44.1, 0.0], 'Solar': [45.2, 0.0], 'Corcoran': [49.0, 0.0], 'Springville': [49.4, 0.0], 'Waukena': [51.2, 0.0], 'Bailey': [53.5, 0.0], 'Highwind': [55.2, 0.0], 'Rector': [59.5, 0.0]} | 0 | 0 | 0% | 0 | 0% | [5 empty] | 0 | 0% | 0 | 0% | 0 | 0% | 0 | 0% | 0 | 0% | 0 | 0 | 0% | 0 | 0 | 0% | 0 | 0 | 0% | 0 | 0 | 0% | 0 | 0 | 0% | 0
53 | Rosedale | Central_Valley_North_Los_Banos | {'Kern Power': [1.1, 388.0], 'West Park': [2.1, 1546.0], 'Stockdale': [4.2, 1430.0], 'Bakersfield': [4.2, 1546.0], 'Renfro': [4.9, 0.0], 'Tevis': [4.9, 439.0], '7th Standard': [5.3, 90.0], 'Kern Oil': [5.4, 1546.0], 'Sycamore': [7.2, 1546.0], 'Columbus': [7.9, 1546.0], 'Magunden': [8.9, 1546.0], 'Lerdo': [9.5, 135.0], 'Cal Water': [10.5, 1546.0], 'Tupman': [11.0, 0.0], 'Rio Bravo': [11.2, 0.0], 'Unknown - 3327': [13.3, 1546.0], 'Lamont': [13.4, 1546.0], 'Poso Mt.': [14.3, 141.0], 'Norco': [14.5, 0.0], 'Grimmway-Malaga': [15.2, 1546.0], 'Shafter': [16.5, 0.0], 'Elk Hills': [19.8, 0.0], 'Midway - Wheeler Ridge (Proposed)': [20.7, 0.0], 'Wheeler Ridge': [20.7, 1405.0], 'Charca': [21.2, 0.0], 'Midway': [21.2, 0.0], 'Semitropic': [25.5, 0.0], 'Taft': [28.3, 0.0], 'Smyrna': [31.7, 0.0], 'Vestal': [32.1, 107.0], 'Goose Lake': [32.2, 0.0], 'Pastoria': [33.3, 1405.0], 'Temblor': [34.9, 0.0], 'Kernridge': [37.6, 0.0], 'Olive': [41.5, 0.0], 'Highwind': [43.9, 1405.0], 'Bailey': [44.9, 1368.0], 'Alpaugh': [45.7, 0.0], 'Gates-Midway (Proposed)': [47.2, 0.0], 'Caliente': [47.3, 0.0], 'Windhub': [50.9, 1405.0], 'Whirlwind': [51.0, 1405.0], 'Springville': [51.1, 0.0], 'Carrizo Plains': [54.3, 0.0], 'Arco': [54.5, 0.0], 'Solar': [55.4, 0.0], 'Corcoran': [57.3, 0.0], 'Waukena': [59.6, 0.0]} | 11463.334 | 1546.455 | 13.49% | 9916.879 | 86.51% | [5 empty] | 19.3483 | 0.1688% | 0 | 0% | 3362.835 | 29.34% | 8100.502 | 70.66% | 7608.6162 | 66.37% | 3854.7178 | 1923.2808 | 16.78% | 9540.0532 | 3201.365 | 27.93% | 8261.969 | 9117.4189 | 79.54% | 2345.915 | 5033.9009 | 43.91% | 6429.4331 | 323.6176 | 2.823% | 11139.7164
54 | Semitropic | Central_Valley_North_Los_Banos | {'Charca': [6.3, 0.0], 'Goose Lake': [8.0, 3141.0], 'Smyrna': [8.1, 0.0], 'Shafter': [9.0, 0.0], 'Midway': [13.6, 3141.0], 'Rio Bravo': [14.8, 0.0], 'Lerdo': [17.5, 0.0], 'Tupman': [19.4, 1.0], 'Kernridge': [20.2, 3141.0], 'Olive': [20.5, 0.0], '7th Standard': [20.5, 0.0], 'Temblor': [20.9, 3141.0], 'Renfro': [21.3, 0.0], 'Gates-Midway (Proposed)': [21.8, 2911.0], 'Norco': [22.9, 1.0], 'Kern Power': [24.5, 0.0], 'Alpaugh': [25.1, 0.0], 'Rosedale': [25.5, 0.0], 'Kern Oil': [25.9, 0.0], 'Vestal': [25.9, 0.0], 'Tevis': [26.1, 0.0], 'Elk Hills': [26.1, 1771.0], 'Poso Mt.': [27.1, 0.0], 'Sycamore': [27.2, 0.0], 'West Park': [27.3, 0.0], 'Bakersfield': [28.5, 0.0], 'Stockdale': [28.6, 0.0], 'Arco': [29.3, 3140.0], 'Caliente': [31.0, 3141.0], 'Columbus': [31.3, 0.0], 'Taft': [32.2, 3140.0], 'Cal Water': [32.6, 0.0], 'Magunden': [33.4, 0.0], 'Midway - Wheeler Ridge (Proposed)': [34.4, 0.0], 'Corcoran': [35.7, 0.0], 'Carrizo Plains': [37.2, 3141.0], 'Waukena': [37.9, 0.0], 'Solar': [38.2, 3141.0], 'Unknown - 3327': [38.6, 0.0], 'Lamont': [38.7, 0.0], 'Grimmway-Malaga': [40.6, 0.0], 'Wheeler Ridge': [43.9, 0.0], 'Springville': [44.8, 0.0], 'Avenal': [46.2, 0.0], 'GWF Hanford': [47.7, 0.0], 'Leprino': [49.4, 0.0], 'Rector': [49.8, 0.0], 'Cholame': [50.9, 0.0], 'Mustang': [51.3, 0.0], 'Henrietta': [51.4, 0.0], 'Cal Flats': [53.1, 0.0], 'Gates': [53.6, 0.0], 'Pastoria': [56.9, 0.0]} | 4282.6328 | 3141.1226 | 73.35% | 1141.5103 | 26.65% | [5 empty] | 0 | 0% | 0 | 0% | 0 | 0% | 0 | 0% | 493.4843 | 11.52% | 3789.1485 | 458.3996 | 10.7% | 3824.2332 | 464.2382 | 10.84% | 3818.3947 | 951.884 | 22.23% | 3330.7488 | 359.1715 | 8.387% | 3923.4613 | 0 | 0% | 4282.6328
55 | Shafter | Central_Valley_North_Los_Banos | {'Rio Bravo': [5.9, 0.0], 'Charca': [6.5, 0.0], 'Semitropic': [9.0, 0.0], 'Lerdo': [9.4, 0.0], 'Midway': [10.7, 0.0], 'Tupman': [11.3, 0.0], '7th Standard': [11.7, 0.0], 'Renfro': [12.3, 0.0], 'Kern Power': [15.5, 0.0], 'Norco': [15.7, 0.0], 'Goose Lake': [15.9, 0.0], 'Smyrna': [16.1, 0.0], 'Rosedale': [16.5, 0.0], 'Tevis': [17.1, 0.0], 'Kern Oil': [17.5, 0.0], 'West Park': [18.4, 0.0], 'Sycamore': [18.9, 0.0], 'Stockdale': [19.6, 0.0], 'Bakersfield': [19.7, 0.0], 'Elk Hills': [20.1, 0.0], 'Poso Mt.': [20.5, 0.0], 'Columbus': [22.7, 0.0], 'Temblor': [23.2, 0.0], 'Kernridge': [24.3, 0.0], 'Cal Water': [24.3, 0.0], 'Magunden': [24.7, 0.0], 'Vestal': [26.1, 0.0], 'Midway - Wheeler Ridge (Proposed)': [27.2, 0.0], 'Olive': [27.5, 0.0], 'Taft': [27.7, 0.0], 'Unknown - 3327': [29.7, 0.0], 'Lamont': [29.8, 0.0], 'Gates-Midway (Proposed)': [30.7, 0.0], 'Grimmway-Malaga': [31.7, 0.0], 'Alpaugh': [32.0, 0.0], 'Caliente': [35.0, 0.0], 'Wheeler Ridge': [35.1, 0.0], 'Arco': [38.0, 0.0], 'Carrizo Plains': [41.7, 0.0], 'Solar': [42.8, 0.0], 'Corcoran': [43.2, 0.0], 'Waukena': [45.5, 0.0], 'Springville': [46.2, 0.0], 'Pastoria': [48.1, 0.0], 'Rector': [54.7, 0.0], 'Avenal': [55.1, 0.0], 'GWF Hanford': [55.3, 0.0], 'Leprino': [57.8, 0.0], 'Cholame': [58.5, 0.0], 'Bailey': [59.4, 0.0], 'Henrietta': [60.0, 0.0], 'Mustang': [60.0, 0.0]} | 0 | 0 | 0% | 0 | 0% | [5 empty] | 0 | 0% | 0 | 0% | 0 | 0% | 0 | 0% | 0 | 0% | 0 | 0 | 0% | 0 | 0 | 0% | 0 | 0 | 0% | 0 | 0 | 0% | 0 | 0 | 0% | 0
56 | Smyrna | Central_Valley_North_Los_Banos | {'Semitropic': [8.1, 0.0], 'Charca': [10.5, 0.0], 'Goose Lake': [10.6, 0.0], 'Olive': [12.5, 0.0], 'Shafter': [16.1, 0.0], 'Alpaugh': [17.0, 0.0], 'Gates-Midway (Proposed)': [17.5, 0.0], 'Midway': [21.7, 0.0], 'Rio Bravo': [22.0, 0.0], 'Vestal': [22.5, 0.0], 'Lerdo': [22.7, 0.0], 'Kernridge': [24.8, 0.0], 'Arco': [26.0, 0.0], '7th Standard': [26.5, 0.0], 'Temblor': [26.8, 0.0], 'Tupman': [27.2, 0.0], 'Corcoran': [27.6, 0.0], 'Renfro': [28.1, 0.0], 'Waukena': [29.8, 0.0], 'Poso Mt.': [30.0, 0.0], 'Kern Power': [30.8, 0.0], 'Norco': [30.9, 0.0], 'Kern Oil': [31.0, 0.0], 'Rosedale': [31.7, 0.0], 'Sycamore': [31.9, 0.0], 'Tevis': [33.1, 0.0], 'West Park': [33.3, 0.0], 'Bakersfield': [34.1, 0.0], 'Elk Hills': [34.2, 0.0], 'Caliente': [35.0, 0.0], 'Stockdale': [35.2, 0.0], 'Columbus': [36.4, 0.0], 'Cal Water': [37.3, 0.0], 'Magunden': [38.8, 0.0], 'Springville': [39.6, 0.0], 'GWF Hanford': [39.6, 0.0], 'Taft': [40.2, 0.0], 'Carrizo Plains': [40.3, 0.0], 'Avenal': [41.2, 0.0], 'Solar': [41.2, 0.0], 'Leprino': [41.8, 0.0], 'Rector': [42.2, 0.0], 'Midway - Wheeler Ridge (Proposed)': [42.5, 0.0], 'Henrietta': [44.0, 0.0], 'Mustang': [44.0, 0.0], 'Unknown - 3327': [44.2, 0.0], 'Lamont': [44.3, 0.0], 'Grimmway-Malaga': [46.6, 0.0], 'Gates': [47.5, 0.0], 'Cholame': [49.5, 0.0], 'Cal Flats': [49.8, 0.0], 'Wheeler Ridge': [51.1, 0.0], 'Kingsburg': [53.7, 0.0]} | 0 | 0 | 0% | 0 | 0% | [5 empty] | 0 | 0% | 0 | 0% | 0 | 0% | 0 | 0% | 0 | 0% | 0 | 0 | 0% | 0 | 0 | 0% | 0 | 0 | 0% | 0 | 0 | 0% | 0 | 0 | 0% | 0
57 | Stockdale | Central_Valley_North_Los_Banos | {'Tevis': [3.5, 439.0], 'Rosedale': [4.2, 1430.0], 'West Park': [4.2, 2321.0], 'Kern Power': [4.7, 344.0], 'Bakersfield': [6.0, 2325.0], 'Renfro': [7.3, 0.0], 'Magunden': [8.8, 2325.0], 'Kern Oil': [8.9, 1660.0], 'Columbus': [9.1, 2325.0], '7th Standard': [9.2, 25.0], 'Sycamore': [10.3, 2216.0], 'Unknown - 3327': [11.6, 2325.0], 'Tupman': [11.7, 0.0], 'Lamont': [11.7, 2325.0], 'Cal Water': [11.9, 2325.0], 'Grimmway-Malaga': [12.6, 2325.0], 'Lerdo': [13.5, 25.0], 'Norco': [13.8, 0.0], 'Rio Bravo': [13.9, 0.0], 'Wheeler Ridge': [16.6, 2300.0], 'Midway - Wheeler Ridge (Proposed)': [17.6, 0.0], 'Poso Mt.': [17.8, 25.0], 'Elk Hills': [18.5, 0.0], 'Shafter': [19.6, 0.0], 'Midway': [22.5, 0.0], 'Charca': [24.8, 0.0], 'Taft': [26.5, 0.0], 'Semitropic': [28.6, 0.0], 'Pastoria': [29.2, 2300.0], 'Goose Lake': [34.9, 0.0], 'Smyrna': [35.2, 0.0], 'Temblor': [35.8, 0.0], 'Vestal': [36.2, 15.0], 'Kernridge': [38.9, 0.0], 'Bailey': [40.8, 2263.0], 'Highwind': [41.8, 2300.0], 'Olive': [45.4, 0.0], 'Whirlwind': [47.7, 2300.0], 'Caliente': [48.1, 0.0], 'Windhub': [48.6, 2300.0], 'Alpaugh': [49.7, 0.0], 'Gates-Midway (Proposed)': [50.2, 0.0], 'Carrizo Plains': [55.1, 0.0], 'Springville': [55.1, 0.0], 'Solar': [56.2, 0.0], 'Arco': [57.2, 0.0]} | 12027.4375 | 2324.7695 | 19.33% | 9702.668 | 80.67% | [5 empty] | 19.3483 | 0.1609% | 0 | 0% | 2782.8264 | 23.14% | 9204.1504 | 76.53% | 7664.9873 | 63.73% | 4362.4502 | 1919.3826 | 15.96% | 10108.0549 | 3080.1257 | 25.61% | 8947.3118 | 9020.9336 | 75% | 3006.5039 | 4774.123 | 39.69% | 7253.3145 | 329.0533 | 2.736% | 11698.3842
58 | Taft | Central_Valley_North_Los_Banos | {'Elk Hills': [8.6, 2593.0], 'Midway - Wheeler Ridge (Proposed)': [12.1, 359.0], 'Norco': [14.2, 353.0], 'Midway': [18.6, 5899.0], 'Tupman': [19.2, 1.0], 'Temblor': [20.9, 5899.0], 'Tevis': [23.6, 0.0], 'Rio Bravo': [24.5, 0.0], 'Renfro': [25.0, 0.0], 'Kernridge': [25.7, 5899.0], 'Stockdale': [26.5, 0.0], 'Kern Power': [27.5, 0.0], 'Shafter': [27.7, 0.0], 'Rosedale': [28.3, 0.0], '7th Standard': [28.8, 0.0], 'Wheeler Ridge': [28.8, 359.0], 'Caliente': [29.8, 5899.0], 'West Park': [29.9, 0.0], 'Lerdo': [31.3, 0.0], 'Bakersfield': [32.1, 0.0], 'Semitropic': [32.2, 3140.0], 'Goose Lake': [32.6, 5899.0], 'Kern Oil': [33.5, 0.0], 'Charca': [33.8, 0.0], 'Magunden': [35.3, 0.0], 'Sycamore': [35.3, 0.0], 'Columbus': [35.6, 0.0], 'Carrizo Plains': [35.8, 5899.0], 'Grimmway-Malaga': [36.0, 0.0], 'Unknown - 3327': [36.7, 0.0], 'Lamont': [36.8, 0.0], 'Solar': [36.8, 5899.0], 'Cal Water': [38.3, 0.0], 'Pastoria': [38.8, 185.0], 'Smyrna': [40.2, 0.0], 'Poso Mt.': [41.6, 0.0], 'Gates-Midway (Proposed)': [47.0, 4900.0], 'Bailey': [47.2, 184.0], 'Arco': [50.4, 5817.0], 'Sisquoc': [51.3, 0.0], 'Goleta': [51.4, 65.0], 'Olive': [52.6, 0.0], 'Vestal': [53.6, 0.0], 'Mesa': [55.7, 0.0], 'Alpaugh': [57.1, 0.0], 'Santa Clara': [59.9, 0.0]} | 16421.8477 | 6322.1338 | 38.5% | 10099.7139 | 61.5% | [5 empty] | 0 | 0% | 0 | 0% | 3174.7617 | 19.33% | 77.525 | 0.4721% | 614.4157 | 3.741% | 15807.4319 | 1368.687 | 8.335% | 15053.1606 | 2649.9243 | 16.14% | 13771.9233 | 2991.99 | 18.22% | 13429.8577 | 8951.0684 | 54.51% | 7470.7793 | 133.5216 | 0.8131% | 16288.3261
59 | Temblor | Central_Valley_North_Los_Banos | {'Kernridge': [4.8, 12617.0], 'Caliente': [12.5, 12686.0], 'Midway': [13.8, 7323.0], 'Goose Lake': [16.5, 9518.0], 'Carrizo Plains': [19.4, 12686.0], 'Solar': [20.5, 12686.0], 'Semitropic': [20.9, 3141.0], 'Taft': [20.9, 5899.0], 'Elk Hills': [21.0, 2234.0], 'Norco': [22.8, 1.0], 'Shafter': [23.2, 0.0], 'Tupman': [24.1, 1.0], 'Rio Bravo': [24.9, 0.0], 'Charca': [26.0, 0.0], 'Smyrna': [26.8, 0.0], 'Gates-Midway (Proposed)': [27.5, 9773.0], 'Arco': [29.7, 10691.0], 'Renfro': [30.0, 0.0], 'Midway - Wheeler Ridge (Proposed)': [30.1, 0.0], 'Lerdo': [31.7, 0.0], '7th Standard': [32.1, 0.0], 'Tevis': [32.3, 0.0], 'Kern Power': [33.8, 0.0], 'Rosedale': [34.9, 0.0], 'Stockdale': [35.8, 0.0], 'West Park': [37.0, 0.0], 'Kern Oil': [38.3, 0.0], 'Olive': [38.3, 0.0], 'Bakersfield': [39.0, 0.0], 'Sycamore': [40.1, 0.0], 'Cholame': [41.7, 3795.0], 'Alpaugh': [42.3, 0.0], 'Columbus': [42.7, 0.0], 'Poso Mt.': [43.4, 0.0], 'Magunden': [43.7, 0.0], 'Cal Water': [44.9, 0.0], 'Wheeler Ridge': [45.5, 0.0], 'Vestal': [46.7, 0.0], 'Unknown - 3327': [47.4, 0.0], 'Avenal': [47.4, 726.0], 'Lamont': [47.5, 0.0], 'Grimmway-Malaga': [48.1, 0.0], 'Cal Flats': [48.7, 1310.0], 'Mesa': [50.0, 1914.0], 'Sisquoc': [50.0, 1914.0], 'Corcoran': [50.8, 0.0], 'Waukena': [52.6, 0.0], 'San Luis Obispo': [53.6, 850.0], 'Oceano': [53.6, 1461.0], 'Templeton': [56.7, 231.0], 'Pastoria': [57.3, 0.0], 'Gates': [57.6, 0.0], 'Leprino': [59.7, 0.0], 'Mustang': [60.0, 0.0]} | 78095.6797 | 12686.2031 | 16.24% | 65409.4766 | 83.76% | [5 empty] | 670.2438 | 0.8582% | 0 | 0% | 8633.1406 | 11.05% | 478.9499 | 0.6133% | 32410.0078 | 41.5% | 45685.6719 | 6053.8618 | 7.752% | 72041.8179 | 10792.541 | 13.82% | 67303.1387 | 40873.1953 | 52.34% | 37222.4844 | 53399.7344 | 68.38% | 24695.9453 | 1501.8186 | 1.923% | 76593.8611
60 | Tupman | Central_Valley_North_Los_Banos | {'Norco': [5.2, 1.0], 'Rio Bravo': [6.1, 0.0], 'Renfro': [6.4, 0.0], 'Tevis': [8.3, 0.0], '7th Standard': [9.8, 0.0], 'Kern Power': [9.9, 0.0], 'Elk Hills': [10.7, 1.0], 'Midway': [10.8, 1.0], 'Rosedale': [11.0, 0.0], 'Shafter': [11.3, 0.0], 'Stockdale': [11.7, 0.0], 'Lerdo': [12.1, 0.0], 'West Park': [13.1, 0.0], 'Bakersfield': [15.2, 0.0], 'Kern Oil': [15.3, 0.0], 'Midway - Wheeler Ridge (Proposed)': [16.0, 0.0], 'Sycamore': [17.2, 0.0], 'Charca': [17.8, 0.0], 'Columbus': [18.9, 0.0], 'Taft': [19.2, 1.0], 'Semitropic': [19.4, 1.0], 'Magunden': [19.7, 0.0], 'Cal Water': [21.4, 0.0], 'Poso Mt.': [22.6, 0.0], 'Unknown - 3327': [23.3, 0.0], 'Lamont': [23.4, 0.0], 'Temblor': [24.1, 1.0], 'Grimmway-Malaga': [24.3, 0.0], 'Goose Lake': [24.4, 1.0], 'Wheeler Ridge': [24.8, 0.0], 'Kernridge': [27.1, 1.0], 'Smyrna': [27.2, 0.0], 'Vestal': [35.2, 0.0], 'Caliente': [36.5, 1.0], 'Pastoria': [37.7, 0.0], 'Olive': [38.8, 0.0], 'Gates-Midway (Proposed)': [40.1, 0.0], 'Alpaugh': [43.3, 0.0], 'Carrizo Plains': [43.4, 1.0], 'Solar': [44.6, 1.0], 'Arco': [46.4, 0.0], 'Bailey': [48.8, 0.0], 'Highwind': [53.4, 0.0], 'Corcoran': [54.6, 0.0], 'Springville': [55.3, 0.0], 'Waukena': [56.8, 0.0], 'Whirlwind': [58.3, 0.0]} | 0.72289 | 0.72289 | 100% | 0 | 0% | [5 empty] | 0 | 0% | 0 | 0% | 0 | 0% | 0 | 0% | 0 | 0% | 0.72289 | 0 | 0% | 0.72289 | 0 | 0% | 0.72289 | 0 | 0% | 0.72289 | 0 | 0% | 0.72289 | 0 | 0% | 0.72289
61 | Westpark | Central_Valley_North_Los_Banos | {'Rosedale': [2.1, 1546.0], 'Bakersfield': [2.2, 2566.0], 'Kern Power': [3.2, 388.0], 'Stockdale': [4.2, 2321.0], 'Kern Oil': [4.7, 1905.0], 'Columbus': [5.9, 2566.0], 'Sycamore': [6.1, 2461.0], 'Tevis': [6.3, 439.0], 'Magunden': [6.7, 2566.0], '7th Standard': [6.8, 90.0], 'Renfro': [7.0, 0.0], 'Cal Water': [8.5, 2566.0], 'Lerdo': [10.8, 135.0], 'Unknown - 3327': [11.3, 2566.0], 'Lamont': [11.4, 2566.0], 'Tupman': [13.1, 0.0], 'Rio Bravo': [13.3, 0.0], 'Grimmway-Malaga': [13.4, 2540.0], 'Poso Mt.': [13.6, 269.0], 'Norco': [16.3, 0.0], 'Shafter': [18.4, 0.0], 'Wheeler Ridge': [20.0, 2297.0], 'Elk Hills': [21.6, 0.0], 'Midway - Wheeler Ridge (Proposed)': [21.7, 0.0], 'Charca': [22.8, 0.0], 'Midway': [23.3, 0.0], 'Semitropic': [27.3, 0.0], 'Taft': [29.9, 0.0], 'Pastoria': [32.3, 2297.0], 'Vestal': [32.4, 144.0], 'Smyrna': [33.3, 0.0], 'Goose Lake': [34.2, 0.0], 'Temblor': [37.0, 0.0], 'Kernridge': [39.7, 0.0], 'Highwind': [41.9, 2297.0], 'Olive': [42.7, 0.0], 'Bailey': [43.9, 2260.0], 'Alpaugh': [46.9, 0.0], 'Windhub': [48.9, 2297.0], 'Gates-Midway (Proposed)': [49.1, 0.0], 'Whirlwind': [49.3, 2297.0], 'Caliente': [49.5, 0.0], 'Springville': [51.0, 0.0], 'Arco': [56.4, 0.0], 'Carrizo Plains': [56.4, 0.0], 'Solar': [57.5, 0.0], 'Corcoran': [58.5, 0.0]} | 14366.1074 | 2566.2229 | 17.86% | 11799.8845 | 82.14% | [5 empty] | 19.3483 | 0.1347% | 0 | 0% | 4845.8794 | 33.73% | 9520.2217 | 66.27% | 8383.2021 | 58.35% | 5982.9053 | 2379.0181 | 16.56% | 11987.0894 | 4022.937 | 28% | 10343.1704 | 10113.3291 | 70.4% | 4252.7783 | 6703.4326 | 46.66% | 7662.6748 | 400.2883 | 2.786% | 13965.8191
62 | Wheeler Ridge | Central_Valley_North_Los_Banos | {'Grimmway-Malaga': [12.7, 6783.0], 'Pastoria': [13.0, 16013.0], 'Lamont': [15.7, 6652.0], 'Unknown - 3327': [15.7, 6652.0], 'Stockdale': [16.6, 2300.0], 'Midway - Wheeler Ridge (Proposed)': [16.7, 1484.0], 'Tevis': [18.1, 439.0], 'Magunden': [19.0, 6354.0], 'West Park': [20.0, 2297.0], 'Rosedale': [20.7, 1405.0], 'Bakersfield': [20.7, 2303.0], 'Kern Power': [21.2, 319.0], 'Columbus': [21.5, 2733.0], 'Renfro': [23.2, 0.0], 'Norco': [23.2, 352.0], 'Cal Water': [23.4, 3188.0], 'Kern Oil': [24.4, 1635.0], 'Bailey': [24.4, 15925.0], 'Elk Hills': [24.6, 359.0], 'Tupman': [24.8, 0.0], 'Sycamore': [25.1, 2191.0], '7th Standard': [25.8, 0.0], 'Taft': [28.8, 359.0], 'Rio Bravo': [29.2, 0.0], 'Lerdo': [30.1, 0.0], 'Poso Mt.': [32.5, 0.0], 'Highwind': [33.9, 14697.0], 'Whirlwind': [34.5, 14703.0], 'Midway': [34.6, 0.0], 'Shafter': [35.1, 0.0], 'Windhub': [39.6, 14695.0], 'Charca': [40.9, 0.0], 'Semitropic': [43.9, 0.0], 'Temblor': [45.5, 0.0], 'Antelope': [47.3, 8123.0], 'Goose Lake': [49.1, 0.0], 'Kernridge': [49.6, 0.0], 'Pardee': [50.1, 4964.0], 'Smyrna': [51.1, 0.0], 'Saugus': [51.3, 4266.0], 'Vestal': [52.3, 0.0], 'Santa Clara': [55.5, 0.0], 'Moorpark': [55.9, 0.0], 'Caliente': [56.8, 0.0]} | 123204.4062 | 16187.1729 | 13.14% | 107017.2334 | 86.86% | [5 empty] | 1203.4709 | 0.9768% | 958.5692 | 0.778% | 92804.3438 | 75.33% | 17805.2227 | 14.45% | 71024.4609 | 57.65% | 52179.9453 | 49411.7695 | 40.11% | 73792.6367 | 49883.6406 | 40.49% | 73320.7656 | 98675.9688 | 80.09% | 24528.4375 | 57859.2344 | 46.96% | 65345.1719 | 2917.5176 | 2.368% | 120286.8887
63 | Kern Oil | Central_Valley_North_Los_Banos | {'Sycamore': [1.9, 2418.0], 'Bakersfield': [3.8, 2373.0], 'West Park': [4.7, 1905.0], 'Rosedale': [5.4, 1546.0], 'Columbus': [5.4, 2418.0], 'Kern Power': [6.0, 388.0], '7th Standard': [6.2, 90.0], 'Cal Water': [6.9, 2418.0], 'Magunden': [7.8, 2418.0], 'Lerdo': [8.5, 135.0], 'Renfro': [8.9, 0.0], 'Poso Mt.': [8.9, 783.0], 'Stockdale': [8.9, 1660.0], 'Tevis': [10.3, 439.0], 'Unknown - 3327': [13.3, 2418.0], 'Lamont': [13.4, 2418.0], 'Rio Bravo': [13.5, 0.0], 'Tupman': [15.3, 0.0], 'Grimmway-Malaga': [16.1, 1913.0], 'Shafter': [17.5, 0.0], 'Norco': [19.5, 0.0], 'Charca': [20.7, 0.0], 'Wheeler Ridge': [24.4, 1635.0], 'Midway': [24.5, 0.0], 'Elk Hills': [25.0, 0.0], 'Semitropic': [25.9, 0.0], 'Midway - Wheeler Ridge (Proposed)': [26.1, 0.0], 'Vestal': [27.9, 151.0], 'Smyrna': [31.0, 0.0], 'Goose Lake': [33.4, 0.0], 'Taft': [33.5, 0.0], 'Pastoria': [36.3, 1635.0], 'Temblor': [38.3, 0.0], 'Olive': [39.6, 0.0], 'Kernridge': [40.5, 0.0], 'Highwind': [43.3, 1651.0], 'Alpaugh': [43.6, 0.0], 'Springville': [46.3, 0.0], 'Gates-Midway (Proposed)': [47.6, 0.0], 'Bailey': [47.9, 1598.0], 'Windhub': [50.3, 1635.0], 'Caliente': [50.7, 0.0], 'Whirlwind': [52.0, 1635.0], 'Corcoran': [55.1, 0.0], 'Arco': [55.3, 0.0], 'Waukena': [57.4, 0.0], 'Carrizo Plains': [57.6, 0.0], 'Solar': [58.7, 0.0]} | 16598.5371 | 2418.0901 | 14.57% | 14180.447 | 85.43% | [5 empty] | 19.3483 | 0.1166% | 0 | 0% | 7124.313 | 42.92% | 9474.2256 | 57.08% | 8664.8779 | 52.2% | 7933.6592 | 2813.7263 | 16.95% | 13784.8108 | 5264.5483 | 31.72% | 11333.9888 | 11428.6279 | 68.85% | 5169.9092 | 8526.2793 | 51.37% | 8072.2578 | 479.4901 | 2.889% | 16119.047
64 | Inyokern | Greater_Kramer (Exclude) | {'Randsburg': [21.5, 14899.0], 'Kramer': [47.9, 2742.0], 'Highwind': [50.4, 3.0], 'Windhub': [50.7, 305.0]} | 113916.1953 | 25933.1797 | 22.77% | 87983.0156 | 77.23% | [5 empty] | 1528.3536 | 1.342% | 1412.4993 | 1.24% | 15541.1523 | 13.64% | 9512.6748 | 8.351% | 18619.3008 | 16.34% | 95296.8945 | 36158.3867 | 31.74% | 77757.8086 | 22996.1855 | 20.19% | 90920.0098 | 54860.6992 | 48.16% | 59055.4961 | 55697.8281 | 48.89% | 58218.3672 | 3141.988 | 2.758% | 110774.2073
65 | Pastoria | Central_Valley_North_Los_Banos | {'Bailey': [11.6, 44763.0], 'Wheeler Ridge': [13.0, 16013.0], 'Grimmway-Malaga': [21.6, 7078.0], 'Whirlwind': [23.7, 43869.0], 'Lamont': [25.0, 6948.0], 'Unknown - 3327': [25.0, 6948.0], 'Midway - Wheeler Ridge (Proposed)': [27.3, 1309.0], 'Highwind': [28.7, 43184.0], 'Stockdale': [29.2, 2300.0], 'Magunden': [29.7, 6354.0], 'Tevis': [31.1, 439.0], 'West Park': [32.3, 2297.0], 'Columbus': [32.4, 2733.0], 'Bakersfield': [32.5, 2303.0], 'Windhub': [32.6, 43368.0], 'Rosedale': [33.3, 1405.0], 'Cal Water': [33.7, 3188.0], 'Kern Power': [33.9, 319.0], 'Antelope': [35.2, 36993.0], 'Norco': [35.8, 184.0], 'Renfro': [36.1, 0.0], 'Elk Hills': [36.3, 185.0], 'Kern Oil': [36.3, 1635.0], 'Sycamore': [36.6, 2191.0], 'Pardee': [37.3, 24232.0], 'Tupman': [37.7, 0.0], '7th Standard': [38.4, 0.0], 'Saugus': [38.5, 22240.0], 'Taft': [38.8, 185.0], 'Rio Bravo': [42.2, 0.0], 'Lerdo': [42.7, 0.0], 'Poso Mt.': [43.5, 0.0], 'Moorpark': [45.3, 466.0], 'Midway': [47.2, 0.0], 'Sylmar-Pac Intertie': [47.6, 2413.0], 'Santa Clara': [47.8, 0.0], 'Shafter': [48.1, 0.0], 'Vincent': [51.6, 14070.0], 'Charca': [53.8, 0.0], 'Mandalay': [55.3, 0.0], 'Semitropic': [56.9, 0.0], 'Temblor': [57.3, 0.0]} | 255063.8906 | 45178.168 | 17.71% | 209885.7227 | 82.29% | [5 empty] | 2347.385 | 0.9203% | 2705.2671 | 1.061% | 155590.8594 | 61% | 35205.2266 | 13.8% | 118329.1094 | 46.39% | 136734.7812 | 89760.9375 | 35.19% | 165302.9531 | 77839.6094 | 30.52% | 177224.2812 | 185537.0625 | 72.74% | 69526.8281 | 100247.1875 | 39.3% | 154816.7031 | 6893.3721 | 2.703% | 248170.5186
66 | Ransburg | Greater_Kramer (Exclude) | {'Inyokern': [21.5, 14899.0], 'Kramer': [26.6, 50544.0], 'Windhub': [42.4, 40100.0], 'Highwind': [45.2, 19038.0], 'Tortilla': [49.2, 3.0], 'Roadway': [56.0, 3.0], 'Whirlwind': [56.6, 417.0], 'Cool Water': [56.7, 0.0], 'Antelope': [59.6, 0.0]} | 251774.2344 | 65359.1914 | 25.96% | 186415.043 | 74.04% | [5 empty] | 561.0938 | 0.2229% | 4.6703 | 0.001855% | 80.4639 | 0.03196% | 0 | 0% | 92945.8906 | 36.92% | 158828.3438 | 61449.8438 | 24.41% | 190324.3906 | 16503.6133 | 6.555% | 235270.6211 | 142596.1719 | 56.64% | 109178.0625 | 120455.4766 | 47.84% | 131318.7578 | 1317.9937 | 0.5235% | 250456.2407
67 | Sycamore | Central_Valley_North_Los_Banos | {'Kern Oil': [1.9, 2418.0], 'Bakersfield': [4.6, 2929.0], 'Columbus': [4.7, 2974.0], 'Cal Water': [5.5, 2974.0], 'West Park': [6.1, 2461.0], 'Rosedale': [7.2, 1546.0], 'Magunden': [7.4, 2974.0], 'Poso Mt.': [7.6, 783.0], 'Kern Power': [7.8, 388.0], '7th Standard': [8.0, 90.0], 'Lerdo': [9.7, 135.0], 'Stockdale': [10.3, 2216.0], 'Renfro': [10.8, 0.0], 'Tevis': [12.0, 439.0], 'Unknown - 3327': [12.9, 2974.0], 'Lamont': [13.0, 2974.0], 'Rio Bravo': [15.2, 0.0], 'Grimmway-Malaga': [15.9, 2468.0], 'Tupman': [17.2, 0.0], 'Shafter': [18.9, 0.0], 'Norco': [21.3, 0.0], 'Charca': [21.7, 0.0], 'Wheeler Ridge': [25.1, 2191.0], 'Midway': [26.3, 0.0], 'Elk Hills': [26.8, 0.0], 'Semitropic': [27.2, 0.0], 'Vestal': [27.4, 151.0], 'Midway - Wheeler Ridge (Proposed)': [27.7, 0.0], 'Smyrna': [31.9, 0.0], 'Goose Lake': [34.7, 0.0], 'Taft': [35.3, 0.0], 'Pastoria': [36.6, 2191.0], 'Olive': [40.0, 0.0], 'Temblor': [40.1, 0.0], 'Kernridge': [42.2, 0.0], 'Highwind': [42.3, 2207.0], 'Alpaugh': [43.9, 0.0], 'Springville': [45.4, 0.0], 'Bailey': [48.2, 2154.0], 'Gates-Midway (Proposed)': [48.7, 0.0], 'Windhub': [49.4, 2191.0], 'Whirlwind': [51.6, 2191.0], 'Caliente': [52.5, 0.0], 'Corcoran': [55.4, 0.0], 'Arco': [56.5, 0.0], 'Waukena': [57.7, 0.0], 'Carrizo Plains': [59.4, 0.0]} | 20327.3262 | 2973.7085 | 14.63% | 17353.6177 | 85.37% | [5 empty] | 19.3483 | 0.09518% | 0 | 0% | 8263.9502 | 40.65% | 12063.3779 | 59.35% | 9846.5479 | 48.44% | 10480.7783 | 4139.7881 | 20.37% | 16187.5381 | 7568.812 | 37.23% | 12758.5142 | 14524.1201 | 71.45% | 5803.2061 | 11077.5146 | 54.5% | 9249.8115 | 613.6432 | 3.019% | 19713.683
68 | Avenal | Central_Valley_North_Los_Banos | {'Gates': [11.2, 160862.0], 'Cal Flats': [13.7, 37702.0], 'Arco': [18.0, 35659.0], 'Mustang': [20.7, 159749.0], 'Henrietta': [21.8, 159749.0], 'Cholame': [23.6, 5972.0], 'Leprino': [24.0, 159749.0], 'Gates-Midway (Proposed)': [24.4, 31947.0], 'Schindler': [29.3, 153184.0], 'Excelsior': [29.8, 133356.0], 'Waukena': [32.2, 90445.0], 'Corcoran': [32.6, 79753.0], 'GWF Hanford': [33.1, 141367.0], 'Cantua': [33.6, 119001.0], 'Alpaugh': [37.0, 41373.0], 'Olive': [38.0, 32118.0], 'Goose Lake': [39.8, 0.0], 'Smyrna': [41.2, 0.0], 'Solar': [41.3, 4114.0], 'Carrizo Plains': [41.5, 4114.0], 'Helm': [42.5, 110218.0], 'Kernridge': [42.6, 3515.0], 'Caliente': [42.9, 4012.0], 'Templeton': [43.0, 3106.0], 'Mc Mullin': [43.1, 133158.0], 'Tranquility': [45.2, 77880.0], 'Semitropic': [46.2, 0.0], 'Kingsburg': [46.2, 83147.0], 'Temblor': [47.4, 726.0], 'Cheney': [50.8, 30086.0], 'Charca': [51.2, 0.0], 'McCall': [51.2, 43104.0], 'Kearney (New)': [51.9, 48904.0], 'Panoche': [53.3, 13800.0], 'West Fresno': [53.7, 25445.0], 'Rector': [53.7, 32321.0], 'Malaga': [54.0, 18368.0], 'Midway': [54.5, 0.0], 'Mendota': [54.7, 19661.0], 'California Ave': [54.8, 13616.0], 'Shafter': [55.1, 0.0], 'San Luis Obispo': [57.4, 0.0], 'Wahtoke': [57.5, 6295.0], 'Sanger': [57.7, 102.0], 'Vestal': [58.6, 0.0], 'Morro Bay': [58.8, 0.0], 'Reedley': [59.8, 176.0]} | 274426.1875 | 164476.7656 | 59.93% | 109949.4219 | 40.07% | [5 empty] | 65641.1719 | 23.92% | 98311.9141 | 35.82% | 7524.7607 | 2.742% | 0 | 0% | 74965.6016 | 27.32% | 199460.5859 | 8384.3057 | 3.055% | 266041.8818 | 31094.7051 | 11.33% | 243331.4824 | 88814.2188 | 32.36% | 185611.9688 | 62290.5039 | 22.7% | 212135.6836 | 3272.1011 | 1.192% | 271154.0864
69 | Corcoran | Central_Valley_North_Los_Banos | {'Waukena': [2.3, 136466.0], 'Alpaugh': [11.5, 52194.0], 'GWF Hanford': [12.2, 136466.0], 'Olive': [15.9, 40045.0], 'Leprino': [17.9, 136466.0], 'Henrietta': [21.4, 136466.0], 'Mustang': [21.9, 136466.0], 'Rector': [22.0, 70751.0], 'Gates-Midway (Proposed)': [25.5, 30035.0], 'Kingsburg': [26.2, 118997.0], 'Smyrna': [27.6, 0.0], 'Arco': [30.5, 29071.0], 'Gates': [31.8, 118485.0], 'Vestal': [32.2, 0.0], 'Avenal': [32.6, 79753.0], 'Springville': [34.6, 0.0], 'McCall': [34.9, 84092.0], 'Goose Lake': [35.1, 0.0], 'Wahtoke': [35.4, 59801.0], 'Reedley': [35.6, 46170.0], 'Semitropic': [35.7, 0.0], 'Charca': [37.0, 0.0], 'Schindler': [38.2, 124524.0], 'Mc Mullin': [41.2, 105268.0], 'Sanger': [41.4, 48595.0], 'Malaga': [41.4, 54211.0], 'Excelsior': [42.6, 89773.0], 'Shafter': [43.2, 0.0], 'California Ave': [43.7, 48205.0], 'West Fresno': [44.5, 48273.0], 'Kearney (New)': [45.0, 51452.0], 'Cal Flats': [45.9, 17615.0], 'Kernridge': [47.2, 0.0], 'Lerdo': [47.8, 0.0], 'Helm': [47.9, 66613.0], 'Rio Bravo': [49.0, 0.0], 'Cantua': [49.0, 50550.0], 'Midway': [49.1, 0.0], 'Poso Mt.': [50.7, 0.0], 'Temblor': [50.8, 0.0], '7th Standard': [52.0, 0.0], 'Cholame': [52.5, 1244.0], 'Caliente': [54.3, 0.0], 'Renfro': [54.5, 0.0], 'Tupman': [54.6, 0.0], 'Kern Oil': [55.1, 0.0], 'Gregg': [55.1, 15279.0], 'Sycamore': [55.4, 0.0], 'Kern Power': [56.6, 0.0], 'Carrizo Plains': [57.1, 0.0], 'Rosedale': [57.3, 0.0], 'Solar': [57.6, 0.0], 'Tranquility': [57.7, 4060.0], 'Norco': [58.5, 0.0], 'West Park': [58.5, 0.0], 'Bakersfield': [58.7, 0.0], 'Tevis': [59.6, 0.0]} | 148508.625 | 136465.7969 | 91.89% | 12042.8281 | 8.109% | [5 empty] | 61134.2305 | 41.17% | 67721.2891 | 45.6% | 0 | 0% | 0 | 0% | 5697.4512 | 3.836% | 142811.1738 | 1499.9475 | 1.01% | 147008.6775 | 5563.1011 | 3.746% | 142945.5239 | 8557.9326 | 5.763% | 139950.6924 | 364.8891 | 0.2457% | 148143.7359 | 3787.9175 | 2.551% | 144720.7075
70 | Henrietta | Central_Valley_North_Los_Banos | {'Mustang': [1.1, 433246.0], 'Leprino': [3.9, 410533.0], 'Gates': [14.2, 325183.0], 'GWF Hanford': [14.4, 317947.0], 'Schindler': [17.2, 427394.0], 'Waukena': [19.6, 150793.0], 'Excelsior': [21.3, 385946.0], 'Corcoran': [21.4, 136466.0], 'Avenal': [21.8, 159749.0], 'Kingsburg': [24.7, 284801.0], 'Mc Mullin': [24.7, 406430.0], 'Cantua': [27.6, 322442.0], 'Helm': [28.5, 369284.0], 'McCall': [29.4, 253496.0], 'Alpaugh': [31.5, 52194.0], 'Kearney (New)': [32.0, 306411.0], 'Arco': [32.2, 30932.0], 'Malaga': [32.7, 235437.0], 'Gates-Midway (Proposed)': [33.1, 30035.0], 'West Fresno': [33.2, 263437.0], 'California Ave': [33.9, 234149.0], 'Cal Flats': [34.8, 32974.0], 'Olive': [34.9, 40045.0], 'Wahtoke': [36.0, 152230.0], 'Sanger': [36.0, 180331.0], 'Tranquility': [36.8, 259353.0], 'Rector': [37.0, 70751.0], 'Reedley': [38.6, 105375.0], 'Gregg': [42.2, 174950.0], 'Smyrna': [44.0, 0.0], 'Cheney': [44.2, 145799.0], 'Mendota': [45.2, 154206.0], 'Cholame': [45.4, 1244.0], 'Panoche': [47.2, 102825.0], 'Borden': [47.2, 127157.0], 'Goose Lake': [47.8, 0.0], 'Newhall': [49.2, 113312.0], 'Semitropic': [51.4, 0.0], 'Vestal': [53.4, 0.0], 'Charca': [54.4, 0.0], 'Springville': [54.7, 0.0], 'Kernridge': [55.9, 0.0], 'Caliente': [59.6, 0.0], 'Carrizo Plains': [59.9, 0.0], 'Shafter': [60.0, 0.0], 'Solar': [60.0, 0.0]} | 518726.1562 | 439336.1875 | 84.7% | 79389.9688 | 15.3% | [5 empty] | 210662.5781 | 40.61% | 250843.3281 | 48.36% | 0 | 0% | 0 | 0% | 60074.1836 | 11.58% | 458651.9727 | 15018.8311 | 2.895% | 503707.3252 | 28168.7344 | 5.43% | 490557.4219 | 74452.7031 | 14.35% | 444273.4531 | 13249.7705 | 2.554% | 505476.3857 | 6460.8604 | 1.246% | 512265.2959
71 | Eagle Rock | Mendocino_Marin | {'Geysers Tap 1': [6.0, 12701.0], 'Cloverdale': [11.0, 15168.0], 'Hopland': [17.6, 12343.0], 'Fulton': [23.0, 5122.0], 'Ukiah': [29.9, 6092.0], 'Bellevue': [31.5, 3748.0], 'Calpella': [32.7, 5777.0], 'Mendocino': [35.7, 3794.0], 'Penngrove': [36.1, 2954.0], 'Cortina': [37.4, 8608.0], 'Lakeville': [41.8, 2085.0], 'Madison': [46.7, 0.0], 'Delevan': [47.2, 2497.0], 'Putah Creek': [48.8, 0.0], 'Tulucay': [49.7, 0.0], 'Ignacio': [54.0, 0.0], 'Vaca-Dixon & Gc Yard': [56.4, 0.0], 'Logan Creek': [57.2, 247.0], 'Woodland': [57.6, 0.0], 'Peabody': [58.9, 0.0], 'Carquinez': [59.4, 0.0]} | 300206.2812 | 15605.8428 | 5.198% | 284600.4385 | 94.8% | [5 empty] | 7080.2236 | 2.358% | 4620.8467 | 1.539% | 193160.6875 | 64.34% | 96889.5234 | 32.27% | 157193.5469 | 52.36% | 143012.7344 | 93864.5781 | 31.27% | 206341.7031 | 180967.1719 | 60.28% | 119239.1094 | 248824.4062 | 82.88% | 51381.875 | 199514.1719 | 66.46% | 100692.1094 | 3452.3721 | 1.15% | 296753.9092
72 | Leavitt | Northern_California | {'Richmond': [7.1, 81355.0], 'Madeline': [38.9, 6526.0]} | 576596.625 | 82959.0469 | 14.39% | 493637.5781 | 85.61% | [5 empty] | 6514.4102 | 1.13% | 0 | 0% | 545701.5 | 94.64% | 0 | 0% | 207539.8281 | 35.99% | 369056.7969 | 60713.418 | 10.53% | 515883.207 | 89941.6328 | 15.6% | 486654.9922 | 283176.5312 | 49.11% | 293420.0938 | 406129.5 | 70.44% | 170467.125 | 47636.1953 | 8.262% | 528960.4297
73 | Madeline | Northern_California | {'Richmond': [38.7, 7912.0], 'Hilltop': [38.7, 18768.0], 'Leavitt': [38.9, 6526.0], 'Pit 1': [52.1, 8271.0]} | 860861.125 | 57181.8594 | 6.642% | 803679.2656 | 93.36% | [5 empty] | 18242.8906 | 2.119% | 51.8082 | 0.006018% | 790377.9375 | 91.81% | 0 | 0% | 385911.8125 | 44.83% | 474949.3125 | 95913.6406 | 11.14% | 764947.4844 | 105176.25 | 12.22% | 755684.875 | 447281.5625 | 51.96% | 413579.5625 | 708758.3125 | 82.33% | 152102.8125 | 96902.0312 | 11.26% | 763959.0938
74 | Antelope | Tehachapi | {'Whirlwind': [14.1, 96314.0], 'Vincent': [17.3, 78449.0], 'Pardee': [23.5, 59555.0], 'Windhub': [24.0, 80444.0], 'Saugus': [24.1, 57268.0], 'Bailey': [27.7, 59438.0], 'Sylmar-Pac Intertie': [28.7, 29773.0], 'Highwind': [28.8, 59678.0], 'Gould': [32.8, 24009.0], 'Pastoria': [35.2, 36993.0], 'Goodrich': [38.9, 11361.0], 'Rio Hondo': [44.1, 6863.0], 'Moorpark': [44.4, 2438.0], 'Mesa': [46.1, 2382.0], 'Wheeler Ridge': [47.3, 8123.0], 'La Cienega': [47.6, 772.0], 'Kramer': [47.8, 5320.0], 'Laguna Bell': [49.8, 254.0], 'Grimmway-Malaga': [50.0, 209.0], 'Walnut': [50.9, 354.0], 'Roadway': [51.1, 3412.0], 'Lamont': [52.7, 78.0], 'Unknown - 3327': [52.8, 78.0], 'Center': [53.5, 29.0], 'Victor': [53.5, 396.0], 'El Segundo': [54.2, 253.0], 'Chevmain': [54.4, 49.0], 'Padua': [54.4, 204.0], 'El Nido': [54.8, 0.0], 'Olinda': [55.5, 0.0], 'Lighthipe': [56.1, 0.0], 'La Fresa': [56.4, 0.0], 'Santa Clara': [57.0, 10.0], 'Lugo': [57.6, 22.0], 'Redondo': [58.1, 0.0], 'Magunden': [58.3, 78.0], 'Del Amo': [59.1, 0.0], 'Chino': [59.3, 0.0], 'Randsburg': [59.6, 0.0]} | 436467.7812 | 109488.7266 | 25.09% | 326979.0547 | 74.91% | [5 empty] | 4125.3003 | 0.9452% | 8607.3457 | 1.972% | 140827.1406 | 32.27% | 110150.1484 | 25.24% | 129816.5625 | 29.74% | 306651.2188 | 167282.1094 | 38.33% | 269185.6719 | 116719.4766 | 26.74% | 319748.3047 | 278047.8438 | 63.7% | 158419.9375 | 146720.3281 | 33.62% | 289747.4531 | 13400.4521 | 3.07% | 423067.3291
75 | Arcogen | Greater_LA | {'Hinson': [1.2, 2585.0], 'Harborgen': [2.8, 2690.0], 'Long Beach': [3.7, 2684.0], 'Lighthipe': [5.9, 2547.0], 'La Fresa': [6.3, 2520.0], 'Redondo': [8.6, 2634.0], 'Del Amo': [8.7, 2501.0], 'Alamitos': [9.1, 2479.0], 'El Nido': [9.2, 2464.0], 'Chevmain': [10.9, 2438.0], 'Center': [11.0, 2527.0], 'El Segundo': [12.1, 2424.0], 'Laguna Bell': [12.2, 2540.0], 'La Cienega': [14.8, 2405.0], 'Barre': [15.1, 2451.0], 'Mesa': [17.0, 2447.0], 'Huntington Beach': [19.3, 2426.0], 'Ellis': [19.5, 2422.0], 'Lewis': [19.8, 2395.0], 'Olinda': [20.5, 2380.0], 'Walnut': [21.4, 2389.0], 'Villa Park': [23.5, 2294.0], 'Johanna': [23.6, 2299.0], 'Goodrich': [24.7, 2150.0], 'Rio Hondo': [24.9, 2096.0], 'Serrano': [26.1, 2287.0], 'Gould': [28.0, 172.0], 'Santiago': [29.3, 2287.0], 'Chino': [34.8, 34.0], 'Viejo': [36.1, 206.0], 'Sylmar-Pac Intertie': [36.7, 136.0], 'Trabuco': [37.2, 203.0], 'Capistrano': [39.4, 186.0], 'Margarita': [40.0, 184.0], 'Padua': [40.5, 0.0], 'Mira Loma': [41.2, 0.0], 'Rancho Vista': [44.8, 0.0], 'Etiwanda': [45.2, 0.0], 'Saugus': [45.8, 87.0], 'Lee Lake (Proposed)': [45.9, 82.0], 'Talega': [46.2, 146.0], 'Vincent': [46.6, 0.0], 'Pardee': [47.1, 80.0], 'Moorpark': [49.5, 80.0], 'San Onofre': [50.3, 94.0], 'Vista': [55.3, 0.0]} | 11516.0586 | 2711.5229 | 23.55% | 8804.5356 | 76.45% | [5 empty] | 0 | 0% | 0 | 0% | 192.6476 | 1.673% | 405.6346 | 3.522% | 62.6804 | 0.5443% | 11453.3782 | 1605.8937 | 13.94% | 9910.1649 | 8458.7666 | 73.45% | 3057.292 | 8521.4463 | 74% | 2994.6123 | 224.5556 | 1.95% | 11291.503 | 372.5408 | 3.235% | 11143.5178
76 | Bailey | Tehachapi | {'Pastoria': [11.6, 44763.0], 'Whirlwind': [20.1, 65872.0], 'Wheeler Ridge': [24.4, 15925.0], 'Pardee': [25.7, 45246.0], 'Saugus': [26.9, 42953.0], 'Antelope': [27.7, 59438.0], 'Highwind': [31.7, 56090.0], 'Grimmway-Malaga': [32.8, 6695.0], 'Windhub': [33.2, 62066.0], 'Moorpark': [34.9, 3491.0], 'Sylmar-Pac Intertie': [36.1, 15425.0], 'Lamont': [36.2, 6565.0], 'Unknown - 3327': [36.3, 6565.0], 'Midway - Wheeler Ridge (Proposed)': [36.8, 1309.0], 'Santa Clara': [40.2, 1614.0], 'Stockdale': [40.8, 2263.0], 'Magunden': [41.2, 6267.0], 'Vincent': [42.4, 36266.0], 'Tevis': [42.5, 439.0], 'West Park': [43.9, 2260.0], 'Columbus': [43.9, 2646.0], 'Bakersfield': [44.1, 2266.0], 'Rosedale': [44.9, 1368.0], 'Cal Water': [45.1, 3101.0], 'Kern Power': [45.5, 319.0], 'Elk Hills': [46.1, 184.0], 'Norco': [46.4, 184.0], 'Taft': [47.2, 184.0], 'Renfro': [47.6, 0.0], 'Mandalay': [47.7, 1589.0], 'Kern Oil': [47.9, 1598.0], 'Sycamore': [48.2, 2154.0], 'Tupman': [48.8, 0.0], '7th Standard': [50.0, 0.0], 'Gould': [50.9, 5890.0], 'Rio Bravo': [53.5, 0.0], 'Lerdo': [54.3, 0.0], 'Poso Mt.': [55.0, 0.0], 'Midway': [57.8, 0.0], 'La Cienega': [58.1, 0.0], 'Goodrich': [58.3, 101.0], 'Shafter': [59.4, 0.0]} | 327101.1562 | 68844.0859 | 21.05% | 258257.0703 | 78.95% | [5 empty] | 4138.1758 | 1.265% | 5788.6597 | 1.77% | 158016.9844 | 48.31% | 88710.8906 | 27.12% | 143909.1094 | 44% | 183192.0469 | 101348.3594 | 30.98% | 225752.7969 | 86816.6406 | 26.54% | 240284.5156 | 223033.8906 | 68.18% | 104067.2656 | 123380.9453 | 37.72% | 203720.2109 | 12570.1455 | 3.843% | 314531.0107
77 | Center | Greater_LA | {'Laguna Bell': [4.0, 2549.0], 'Lighthipe': [5.2, 2527.0], 'Del Amo': [5.6, 2501.0], 'Mesa': [7.5, 2474.0], 'Hinson': [10.1, 2527.0], 'Walnut': [10.5, 2417.0], 'Olinda': [10.6, 2380.0], 'Barre': [10.9, 2451.0], 'Arcogen': [11.0, 2527.0], 'Alamitos': [11.3, 2479.0], 'Harborgen': [12.5, 2527.0], 'Long Beach': [13.2, 2527.0], 'La Fresa': [13.7, 2491.0], 'Rio Hondo': [14.1, 2125.0], 'Lewis': [14.5, 2395.0], 'Goodrich': [15.4, 2178.0], 'El Nido': [15.5, 2435.0], 'La Cienega': [16.4, 2405.0], 'Redondo': [17.1, 2449.0], 'Chevmain': [17.2, 2409.0], 'Villa Park': [17.4, 2294.0], 'El Segundo': [18.3, 2395.0], 'Ellis': [19.2, 2422.0], 'Serrano': [19.4, 2287.0], 'Gould': [20.7, 181.0], 'Johanna': [20.8, 2299.0], 'Huntington Beach': [20.8, 2426.0], 'Chino': [25.0, 34.0], 'Santiago': [26.6, 2287.0], 'Padua': [29.8, 0.0], 'Mira Loma': [31.6, 0.0], 'Viejo': [32.2, 206.0], 'Sylmar-Pac Intertie': [34.4, 136.0], 'Rancho Vista': [34.6, 0.0], 'Etiwanda': [35.0, 0.0], 'Trabuco': [35.4, 203.0], 'Margarita': [37.9, 184.0], 'Capistrano': [38.3, 186.0], 'Vincent': [38.4, 29.0], 'Lee Lake (Proposed)': [39.7, 82.0], 'Saugus': [43.4, 87.0], 'Pardee': [44.6, 79.0], 'Talega': [45.0, 146.0], 'Vista': [45.8, 0.0], 'San Onofre': [50.0, 94.0], 'San Bernardino': [50.8, 0.0], 'Moorpark': [51.7, 51.0], 'Lugo': [51.9, 0.0], 'Antelope': [53.5, 29.0], 'Valley': [56.2, 0.0], 'Victor': [57.1, 0.0], 'El Casco': [59.1, 0.0], 'Roadway': [59.7, 0.0]} | 13888.5586 | 2555.5979 | 18.4% | 11332.9607 | 81.6% | [5 empty] | 0 | 0% | 0 | 0% | 172.8721 | 1.245% | 2824.3284 | 20.34% | 550.001 | 3.96% | 13338.5576 | 1752.6746 | 12.62% | 12135.884 | 9166.6982 | 66% | 4721.8604 | 9501.1182 | 68.41% | 4387.4404 | 2554.5767 | 18.39% | 11333.9819 | 962.6658 | 6.931% | 12925.8928
78 | Del Amo | Greater_LA | {'Lighthipe': [5.0, 2501.0], 'Center': [5.6, 2501.0], 'Alamitos': [5.7, 2501.0], 'Barre': [7.1, 2473.0], 'Hinson': [7.5, 2508.0], 'Arcogen': [8.7, 2501.0], 'Harborgen': [8.9, 2518.0], 'Laguna Bell': [9.3, 2495.0], 'Long Beach': [9.3, 2519.0], 'Lewis': [11.7, 2417.0], 'Olinda': [12.1, 2400.0], 'Mesa': [13.1, 2419.0], 'La Fresa': [13.7, 2465.0], 'Walnut': [13.9, 2389.0], 'Ellis': [14.3, 2444.0], 'Villa Park': [15.3, 2316.0], 'Huntington Beach': [15.5, 2448.0], 'El Nido': [16.2, 2409.0], 'Redondo': [16.7, 2423.0], 'Johanna': [16.8, 2321.0], 'Serrano': [17.7, 2309.0], 'Chevmain': [18.0, 2383.0], 'Rio Hondo': [19.0, 2096.0], 'El Segundo': [19.2, 2369.0], 'La Cienega': [19.3, 2350.0], 'Goodrich': [20.9, 2127.0], 'Santiago': [22.7, 2309.0], 'Chino': [26.2, 34.0], 'Gould': [26.3, 126.0], 'Viejo': [29.0, 228.0], 'Trabuco': [31.3, 225.0], 'Padua': [32.3, 0.0], 'Mira Loma': [32.5, 0.0], 'Margarita': [33.9, 206.0], 'Capistrano': [33.9, 208.0], 'Rancho Vista': [36.3, 0.0], 'Etiwanda': [36.7, 0.0], 'Lee Lake (Proposed)': [37.8, 104.0], 'Sylmar-Pac Intertie': [39.1, 81.0], 'Talega': [40.7, 168.0], 'Vincent': [44.0, 0.0], 'San Onofre': [45.4, 116.0], 'Vista': [46.6, 0.0], 'Saugus': [48.2, 32.0], 'Pardee': [49.4, 25.0], 'San Bernardino': [51.8, 0.0], 'Valley': [54.7, 0.0], 'Lugo': [55.0, 0.0], 'Moorpark': [55.0, 25.0], 'Antelope': [59.1, 0.0], 'El Casco': [59.2, 0.0]} | 11516.2041 | 2523.022 | 21.91% | 8993.1821 | 78.09% | [5 empty] | 0 | 0% | 0 | 0% | 156.6389 | 1.36% | 446.0012 | 3.873% | 315.8842 | 2.743% | 11200.3199 | 1765.9572 | 15.33% | 9750.2469 | 8618.8291 | 74.84% | 2897.375 | 8934.7139 | 77.58% | 2581.4902 | 227.1328 | 1.972% | 11289.0713 | 377.8206 | 3.281% | 11138.3835
79 | El Nido | Greater_LA | {'Chevmain': [1.8, 3555.0], 'La Fresa': [2.9, 3462.0], 'El Segundo': [3.0, 3541.0], 'Redondo': [3.4, 3571.0], 'La Cienega': [7.2, 3523.0], 'Arcogen': [9.2, 2464.0], 'Hinson': [10.1, 2455.0], 'Lighthipe': [11.4, 2455.0], 'Harborgen': [11.6, 2443.0], 'Long Beach': [12.4, 2437.0], 'Laguna Bell': [14.1, 2455.0], 'Center': [15.5, 2435.0], 'Del Amo': [16.2, 2409.0], 'Mesa': [18.0, 2437.0], 'Alamitos': [18.2, 2387.0], 'Barre': [23.3, 2359.0], 'Goodrich': [24.1, 2150.0], 'Gould': [24.9, 172.0], 'Walnut': [25.5, 2297.0], 'Olinda': [26.2, 2288.0], 'Rio Hondo': [26.8, 2096.0], 'Lewis': [27.9, 2303.0], 'Huntington Beach': [28.5, 2334.0], 'Ellis': [28.7, 2330.0], 'Sylmar-Pac Intertie': [29.2, 1254.0], 'Villa Park': [31.5, 2202.0], 'Johanna': [32.5, 2207.0], 'Serrano': [33.9, 2196.0], 'Saugus': [38.1, 144.0], 'Santiago': [38.3, 2196.0], 'Pardee': [39.3, 119.0], 'Moorpark': [40.3, 1197.0], 'Chino': [40.5, 34.0], 'Vincent': [43.2, 0.0], 'Padua': [44.9, 0.0], 'Viejo': [44.9, 114.0], 'Trabuco': [46.4, 111.0], 'Mira Loma': [47.1, 0.0], 'Capistrano': [48.6, 94.0], 'Margarita': [49.1, 93.0], 'Rancho Vista': [50.0, 0.0], 'Etiwanda': [50.4, 0.0], 'Lee Lake (Proposed)': [54.1, 0.0], 'Santa Clara': [54.3, 997.0], 'Mandalay': [54.6, 1063.0], 'Antelope': [54.8, 0.0], 'Talega': [55.4, 54.0], 'San Onofre': [59.5, 3.0]} | 10711.3633 | 3581.7966 | 33.44% | 7129.5667 | 66.56% | [5 empty] | 0 | 0% | 0 | 0% | 195.0095 | 1.821% | 1294.9308 | 12.09% | 72.0436 | 0.6726% | 10639.3197 | 1557.0941 | 14.54% | 9154.2692 | 6885.3179 | 64.28% | 3826.0454 | 6957.3613 | 64.95% | 3754.002 | 0 | 0% | 10711.3633 | 261.3429 | 2.44% | 10450.0204
80 | Goodrich | Greater_LA | {'Rio Hondo': [6.9, 8932.0], 'Gould': [7.5, 11535.0], 'Mesa': [8.0, 4532.0], 'Laguna Bell': [12.6, 2404.0], 'Walnut': [12.6, 2436.0], 'Center': [15.4, 2178.0], 'Olinda': [17.0, 2067.0], 'Lighthipe': [19.3, 2150.0], 'La Cienega': [19.6, 2714.0], 'Del Amo': [20.9, 2127.0], 'Vincent': [23.1, 11386.0], 'La Fresa': [24.0, 2150.0], 'El Nido': [24.1, 2150.0], 'Hinson': [24.2, 2150.0], 'Barre': [24.4, 2077.0], 'Arcogen': [24.7, 2150.0], 'Chevmain': [24.9, 2224.0], 'El Segundo': [25.5, 2352.0], 'Chino': [25.7, 11.0], 'Padua': [25.8, 204.0], 'Sylmar-Pac Intertie': [25.9, 10670.0], 'Lewis': [26.0, 2052.0], 'Alamitos': [26.6, 2105.0], 'Harborgen': [26.9, 2150.0], 'Redondo': [27.1, 2150.0], 'Villa Park': [27.3, 1988.0], 'Long Beach': [27.7, 2150.0], 'Serrano': [28.1, 1988.0], 'Mira Loma': [31.6, 0.0], 'Rancho Vista': [32.0, 0.0], 'Etiwanda': [32.4, 0.0], 'Johanna': [33.1, 1988.0], 'Ellis': [33.2, 2048.0], 'Saugus': [33.6, 10594.0], 'Pardee': [34.6, 10580.0], 'Huntington Beach': [35.4, 2052.0], 'Santiago': [38.2, 1988.0], 'Antelope': [38.9, 11361.0], 'Viejo': [42.1, 35.0], 'Lugo': [43.7, 0.0], 'Vista': [44.7, 0.0], 'Lee Lake (Proposed)': [45.9, 0.0], 'Victor': [46.8, 374.0], 'Trabuco': [47.0, 32.0], 'Moorpark': [47.5, 450.0], 'Roadway': [48.4, 374.0], 'San Bernardino': [48.9, 0.0], 'Margarita': [49.2, 13.0], 'Capistrano': [50.3, 15.0], 'Whirlwind': [52.7, 7537.0], 'Talega': [56.6, 0.0], 'Bailey': [58.3, 101.0], 'El Casco': [59.4, 0.0]} | 73609.3203 | 13535.9795 | 18.39% | 60073.3408 | 81.61% | [5 empty] | 42.6336 | 0.05792% | 67.6516 | 0.09191% | 10416.375 | 14.15% | 42782.8438 | 58.12% | 16997.7305 | 23.09% | 56611.5898 | 36117.0781 | 49.07% | 37492.2422 | 36439.5 | 49.5% | 37169.8203 | 51210.2539 | 69.57% | 22399.0664 | 23538.9727 | 31.98% | 50070.3477 | 2834.7688 | 3.851% | 70774.5515
81 | Gould | Greater_LA | {'Goodrich': [7.5, 11535.0], 'Mesa': [13.4, 2536.0], 'Rio Hondo': [14.3, 6944.0], 'Laguna Bell': [17.1, 426.0], 'Vincent': [18.7, 24035.0], 'La Cienega': [18.8, 969.0], 'Sylmar-Pac Intertie': [18.8, 21995.0], 'Walnut': [20.0, 435.0], 'Center': [20.7, 181.0], 'Lighthipe': [23.5, 172.0], 'Olinda': [24.3, 66.0], 'El Nido': [24.9, 172.0], 'Chevmain': [25.2, 246.0], 'El Segundo': [25.5, 450.0], 'La Fresa': [25.6, 172.0], 'Saugus': [26.2, 21918.0], 'Del Amo': [26.3, 126.0], 'Pardee': [27.2, 21905.0], 'Hinson': [27.8, 172.0], 'Arcogen': [28.0, 172.0], 'Redondo': [28.2, 172.0], 'Harborgen': [30.6, 160.0], 'Barre': [30.8, 76.0], 'Long Beach': [31.5, 154.0], 'Alamitos': [31.9, 104.0], 'Padua': [32.1, 204.0], 'Antelope': [32.8, 24009.0], 'Lewis': [32.9, 51.0], 'Chino': [33.0, 0.0], 'Villa Park': [34.5, 0.0], 'Serrano': [35.4, 0.0], 'Rancho Vista': [38.5, 0.0], 'Mira Loma': [38.6, 0.0], 'Etiwanda': [38.9, 0.0], 'Ellis': [39.5, 47.0], 'Johanna': [39.9, 0.0], 'Moorpark': [41.2, 1372.0], 'Huntington Beach': [41.4, 51.0], 'Santiago': [45.3, 0.0], 'Whirlwind': [46.2, 18889.0], 'Lugo': [47.9, 13.0], 'Viejo': [49.4, 0.0], 'Victor': [49.6, 387.0], 'Roadway': [50.5, 404.0], 'Bailey': [50.9, 5890.0], 'Vista': [51.3, 0.0], 'Lee Lake (Proposed)': [53.4, 0.0], 'Trabuco': [54.1, 0.0], 'San Bernardino': [55.2, 0.0], 'Margarita': [56.3, 0.0], 'Windhub': [56.3, 5534.0], 'Capistrano': [57.3, 0.0], 'Santa Clara': [57.4, 0.0]} | 106184.6562 | 24206.5078 | 22.8% | 81978.1484 | 77.2% | [5 empty] | 135.5397 | 0.1276% | 444.4848 | 0.4186% | 9106.9863 | 8.577% | 73081.6406 | 68.83% | 21135.666 | 19.9% | 85048.9902 | 39265.3906 | 36.98% | 66919.2656 | 35629.3203 | 33.55% | 70555.3359 | 60622.0195 | 57.09% | 45562.6367 | 41634.8555 | 39.21% | 64549.8008 | 5642.0903 | 5.313% | 100542.5659
82 | Harborgen | Greater_LA | {'Long Beach': [0.9, 2717.0], 'Hinson': [2.8, 2580.0], 'Arcogen': [2.8, 2690.0], 'Alamitos': [7.5, 2496.0], 'Lighthipe': [7.6, 2535.0], 'La Fresa': [8.7, 2499.0], 'Del Amo': [8.9, 2518.0], 'Redondo': [10.4, 2624.0], 'El Nido': [11.6, 2443.0], 'Center': [12.5, 2527.0], 'Chevmain': [13.2, 2416.0], 'Barre': [14.3, 2468.0], 'Laguna Bell': [14.3, 2529.0], 'El Segundo': [14.4, 2403.0], 'Huntington Beach': [17.0, 2448.0], 'La Cienega': [17.6, 2384.0], 'Ellis': [17.6, 2439.0], 'Lewis': [19.0, 2412.0], 'Mesa': [19.0, 2447.0], 'Olinda': [21.0, 2397.0], 'Johanna': [22.0, 2316.0], 'Walnut': [22.5, 2389.0], 'Villa Park': [22.8, 2311.0], 'Serrano': [25.4, 2305.0], 'Rio Hondo': [26.6, 2096.0], 'Goodrich': [26.9, 2150.0], 'Santiago': [27.6, 2305.0], 'Gould': [30.6, 160.0], 'Viejo': [34.6, 223.0], 'Chino': [35.0, 34.0], 'Trabuco': [35.2, 220.0], 'Capistrano': [37.2, 203.0], 'Margarita': [38.0, 202.0], 'Sylmar-Pac Intertie': [39.5, 115.0], 'Padua': [41.1, 0.0], 'Mira Loma': [41.3, 0.0], 'Talega': [44.0, 163.0], 'Lee Lake (Proposed)': [44.8, 99.0], 'Rancho Vista': [45.2, 0.0], 'Etiwanda': [45.6, 0.0], 'San Onofre': [48.0, 112.0], 'Saugus': [48.6, 66.0], 'Vincent': [49.1, 0.0], 'Pardee': [49.9, 58.0], 'Moorpark': [52.0, 59.0], 'Vista': [55.2, 0.0]} | 11610.7705 | 2723.533 | 23.46% | 8887.2375 | 76.54% | [5 empty] | 0 | 0% | 0 | 0% | 198.3958 | 1.709% | 456.3651 | 3.931% | 55.502 | 0.478% | 11555.2685 | 1609.567 | 13.86% | 10001.2035 | 8462.4395 | 72.88% | 3148.3311 | 8517.9414 | 73.36% | 3092.8291 | 310.8283 | 2.677% | 11299.9422 | 372.4551 | 3.208% | 11238.3154
83 | Hinson | Greater_LA | {'Arcogen': [1.2, 2585.0], 'Harborgen': [2.8, 2580.0], 'Long Beach': [3.7, 2574.0], 'Lighthipe': [5.0, 2547.0], 'La Fresa': [7.2, 2511.0], 'Del Amo': [7.5, 2508.0], 'Alamitos': [8.0, 2486.0], 'Redondo': [9.7, 2507.0], 'El Nido': [10.1, 2455.0], 'Center': [10.1, 2527.0], 'Laguna Bell': [11.6, 2540.0], 'Chevmain': [11.9, 2429.0], 'El Segundo': [13.1, 2415.0], 'Barre': [13.9, 2458.0], 'La Cienega': [15.4, 2396.0], 'Mesa': [16.3, 2447.0], 'Ellis': [18.5, 2429.0], 'Huntington Beach': [18.5, 2433.0], 'Lewis': [18.6, 2402.0], 'Olinda': [19.4, 2387.0], 'Walnut': [20.4, 2389.0], 'Villa Park': [22.3, 2301.0], 'Johanna': [22.5, 2306.0], 'Rio Hondo': [24.1, 2096.0], 'Goodrich': [24.2, 2150.0], 'Serrano': [24.9, 2294.0], 'Gould': [27.8, 172.0], 'Santiago': [28.3, 2294.0], 'Chino': [33.6, 34.0], 'Viejo': [35.0, 213.0], 'Trabuco': [36.2, 210.0], 'Sylmar-Pac Intertie': [37.1, 127.0], 'Capistrano': [38.4, 193.0], 'Margarita': [39.0, 191.0], 'Padua': [39.4, 0.0], 'Mira Loma': [40.0, 0.0], 'Rancho Vista': [43.7, 0.0], 'Etiwanda': [44.1, 0.0], 'Lee Lake (Proposed)': [44.7, 89.0], 'Talega': [45.2, 153.0], 'Saugus': [46.2, 78.0], 'Vincent': [46.3, 0.0], 'Pardee': [47.5, 71.0], 'San Onofre': [49.5, 101.0], 'Moorpark': [50.4, 71.0], 'Vista': [54.1, 0.0], 'San Bernardino': [59.3, 0.0]} | 11250.2324 | 2591.9548 | 23.04% | 8658.2776 | 76.96% | [5 empty] | 0 | 0% | 0 | 0% | 198.3958 | 1.763% | 142.6133 | 1.268% | 56.6937 | 0.5039% | 11193.5387 | 1605.8937 | 14.27% | 9644.3387 | 8458.7666 | 75.19% | 2791.4658 | 8515.46 | 75.69% | 2734.7725 | 84.3496 | 0.7498% | 11165.8828 | 372.4551 | 3.311% | 10877.7773
84 | La Cienega | Greater_LA | {'Chevmain': [6.9, 3606.0], 'El Segundo': [6.9, 3810.0], 'El Nido': [7.2, 3523.0], 'La Fresa': [9.4, 3403.0], 'Redondo': [10.5, 3511.0], 'Laguna Bell': [13.3, 2615.0], 'Lighthipe': [14.3, 2396.0], 'Arcogen': [14.8, 2405.0], 'Hinson': [15.4, 2396.0], 'Mesa': [15.6, 2598.0], 'Center': [16.4, 2405.0], 'Harborgen': [17.6, 2384.0], 'Long Beach': [18.4, 2378.0], 'Gould': [18.8, 969.0], 'Del Amo': [19.3, 2350.0], 'Goodrich': [19.6, 2714.0], 'Sylmar-Pac Intertie': [22.1, 2059.0], 'Alamitos': [22.9, 2328.0], 'Rio Hondo': [23.9, 2312.0], 'Walnut': [24.6, 2370.0], 'Barre': [26.3, 2300.0], 'Olinda': [26.5, 2229.0], 'Lewis': [30.5, 2244.0], 'Saugus': [31.2, 941.0], 'Pardee': [32.4, 917.0], 'Ellis': [33.2, 2271.0], 'Huntington Beach': [33.6, 2275.0], 'Villa Park': [33.8, 2143.0], 'Moorpark': [35.7, 1783.0], 'Serrano': [35.8, 2136.0], 'Johanna': [36.1, 2148.0], 'Vincent': [36.6, 797.0], 'Chino': [40.2, 31.0], 'Santiago': [42.0, 2136.0], 'Padua': [43.2, 0.0], 'Mira Loma': [46.7, 0.0], 'Antelope': [47.6, 772.0], 'Viejo': [48.2, 55.0], 'Rancho Vista': [48.8, 0.0], 'Etiwanda': [49.2, 0.0], 'Trabuco': [50.6, 52.0], 'Santa Clara': [50.7, 1006.0], 'Mandalay': [51.9, 1072.0], 'Capistrano': [53.1, 35.0], 'Margarita': [53.2, 34.0], 'Lee Lake (Proposed)': [56.1, 0.0], 'Bailey': [58.1, 0.0], 'Whirlwind': [59.3, 0.0], 'Talega': [59.9, 0.0]} | 24065.6582 | 4328.3008 | 17.99% | 19737.3574 | 82.01% | [5 empty] | 5.8747 | 0.02441% | 19.2373 | 0.07994% | 195.0095 | 0.8103% | 17590.6484 | 73.09% | 10571.8584 | 43.93% | 13493.7998 | 816.2986 | 3.392% | 23249.3596 | 6509.9092 | 27.05% | 17555.749 | 15136.1641 | 62.9% | 8929.4941 | 12248.6338 | 50.9% | 11817.0244 | 2619.6924 | 10.89% | 21445.9658
85 | La Fresa | Greater_LA | {'El Nido': [2.9, 3462.0], 'Redondo': [3.5, 3476.0], 'Chevmain': [4.6, 3436.0], 'El Segundo': [5.8, 3422.0], 'Arcogen': [6.3, 2520.0], 'Hinson': [7.2, 2511.0], 'Harborgen': [8.7, 2499.0], 'Lighthipe': [9.1, 2511.0], 'La Cienega': [9.4, 3403.0], 'Long Beach': [9.5, 2493.0], 'Laguna Bell': [12.9, 2511.0], 'Del Amo': [13.7, 2465.0], 'Center': [13.7, 2491.0], 'Alamitos': [15.3, 2443.0], 'Mesa': [17.2, 2447.0], 'Barre': [20.6, 2415.0], 'Goodrich': [24.0, 2150.0], 'Walnut': [24.0, 2353.0], 'Olinda': [24.2, 2344.0], 'Lewis': [25.3, 2359.0], 'Gould': [25.6, 172.0], 'Huntington Beach': [25.6, 2390.0], 'Ellis': [25.8, 2386.0], 'Rio Hondo': [25.9, 2096.0], 'Villa Park': [28.9, 2258.0], 'Johanna': [29.7, 2263.0], 'Serrano': [31.4, 2251.0], 'Sylmar-Pac Intertie': [31.5, 1134.0], 'Santiago': [35.5, 2251.0], 'Chino': [38.6, 34.0], 'Saugus': [40.5, 144.0], 'Pardee': [41.8, 119.0], 'Viejo': [42.1, 170.0], 'Moorpark': [43.3, 1078.0], 'Padua': [43.4, 0.0], 'Trabuco': [43.5, 167.0], 'Vincent': [44.2, 0.0], 'Mira Loma': [45.2, 0.0], 'Capistrano': [45.7, 150.0], 'Margarita': [46.2, 148.0], 'Rancho Vista': [48.3, 0.0], 'Etiwanda': [48.7, 0.0], 'Lee Lake (Proposed)': [51.5, 46.0], 'Talega': [52.4, 110.0], 'Antelope': [56.4, 0.0], 'San Onofre': [56.6, 58.0], 'Santa Clara': [57.2, 878.0], 'Mandalay': [57.5, 944.0], 'Vista': [59.4, 0.0]} | 11893.0762 | 3518.0278 | 29.58% | 8375.0483 | 70.42% | [5 empty] | 0 | 0% | 0 | 0% | 195.0095 | 1.64% | 1224.024 | 10.29% | 72.0436 | 0.6058% | 11821.0326 | 1573.212 | 13.23% | 10319.8641 | 8070.5542 | 67.86% | 3822.522 | 8142.5977 | 68.47% | 3750.4785 | 63.9668 | 0.5378% | 11829.1094 | 464.7414 | 3.908% | 11428.3347
86 | Laguna Bell | Greater_LA | {'Center': [4.0, 2549.0], 'Mesa': [4.7, 2701.0], 'Lighthipe': [6.8, 2540.0], 'Del Amo': [9.3, 2495.0], 'Hinson': [11.6, 2540.0], 'Walnut': [11.6, 2549.0], 'Arcogen': [12.2, 2540.0], 'Goodrich': [12.6, 2404.0], 'La Fresa': [12.9, 2511.0], 'Rio Hondo': [13.1, 2350.0], 'Olinda': [13.1, 2374.0], 'La Cienega': [13.3, 2615.0], 'El Nido': [14.1, 2455.0], 'Harborgen': [14.3, 2529.0], 'Alamitos': [14.8, 2473.0], 'Barre': [15.0, 2445.0], 'Long Beach': [15.2, 2522.0], 'Chevmain': [15.5, 2428.0], 'Redondo': [16.4, 2469.0], 'El Segundo': [16.5, 2414.0], 'Gould': [17.1, 426.0], 'Lewis': [18.3, 2389.0], 'Villa Park': [21.1, 2287.0], 'Serrano': [22.9, 2281.0], 'Ellis': [23.2, 2416.0], 'Johanna': [24.8, 2292.0], 'Huntington Beach': [24.8, 2419.0], 'Chino': [27.0, 34.0], 'Sylmar-Pac Intertie': [30.4, 381.0], 'Santiago': [30.6, 2281.0], 'Padua': [30.8, 0.0], 'Mira Loma': [33.6, 0.0], 'Vincent': [35.2, 254.0], 'Rancho Vista': [36.0, 0.0], 'Viejo': [36.0, 200.0], 'Etiwanda': [36.5, 0.0], 'Saugus': [39.3, 332.0], 'Trabuco': [39.4, 197.0], 'Pardee': [40.5, 324.0], 'Margarita': [41.9, 178.0], 'Capistrano': [42.3, 180.0], 'Lee Lake (Proposed)': [43.0, 75.0], 'Vista': [47.8, 0.0], 'Moorpark': [48.1, 70.0], 'Talega': [49.0, 139.0], 'Antelope': [49.8, 254.0], 'Lugo': [52.1, 0.0], 'San Bernardino': [52.7, 0.0], 'San Onofre': [54.0, 88.0], 'Victor': [56.7, 0.0], 'Roadway': [59.0, 0.0], 'Valley': [59.3, 0.0]} | 20631.1973 | 2794.4189 | 13.54% | 17836.7783 | 86.46% | [5 empty] | 0 | 0% | 0 | 0% | 192.3452 | 0.9323% | 9570.0068 | 46.39% | 4911.1978 | 23.8% | 15719.9995 | 1752.6746 | 8.495% | 18878.5227 | 11315.0371 | 54.84% | 9316.1602 | 14280.6309 | 69.22% | 6350.5664 | 8075.6631 | 39.14% | 12555.5342 | 1885.6342 | 9.14% | 18745.5631
87 | Lighthipe | Greater_LA | {'Del Amo': [5.0, 2501.0], 'Hinson': [5.0, 2547.0], 'Center': [5.2, 2527.0], 'Arcogen': [5.9, 2547.0], 'Laguna Bell': [6.8, 2540.0], 'Harborgen': [7.6, 2535.0], 'Long Beach': [8.4, 2529.0], 'Alamitos': [9.1, 2479.0], 'La Fresa': [9.1, 2511.0], 'Mesa': [11.4, 2447.0], 'El Nido': [11.4, 2455.0], 'Barre': [12.2, 2451.0], 'Redondo': [12.4, 2469.0], 'Chevmain': [13.2, 2428.0], 'La Cienega': [14.3, 2396.0], 'El Segundo': [14.4, 2414.0], 'Olinda': [15.2, 2380.0], 'Walnut': [15.6, 2389.0], 'Lewis': [16.6, 2395.0], 'Ellis': [19.0, 2422.0], 'Rio Hondo': [19.1, 2096.0], 'Goodrich': [19.3, 2150.0], 'Huntington Beach': [19.8, 2426.0], 'Villa Park': [20.1, 2294.0], 'Johanna': [21.8, 2299.0], 'Serrano': [22.4, 2287.0], 'Gould': [23.5, 172.0], 'Santiago': [27.7, 2287.0], 'Chino': [29.7, 34.0], 'Viejo': [34.0, 206.0], 'Sylmar-Pac Intertie': [34.7, 127.0], 'Padua': [34.9, 0.0], 'Mira Loma': [36.2, 0.0], 'Trabuco': [36.2, 203.0], 'Capistrano': [38.8, 186.0], 'Margarita': [38.9, 184.0], 'Rancho Vista': [39.5, 0.0], 'Etiwanda': [39.9, 0.0], 'Vincent': [41.9, 0.0], 'Lee Lake (Proposed)': [42.7, 82.0], 'Saugus': [43.8, 78.0], 'Pardee': [45.0, 70.0], 'Talega': [45.6, 146.0], 'Moorpark': [50.0, 70.0], 'San Onofre': [50.2, 94.0], 'Vista': [50.4, 0.0], 'San Bernardino': [55.5, 0.0], 'Antelope': [56.1, 0.0], 'Lugo': [57.1, 0.0], 'Valley': [59.4, 0.0]} | 11565.2686 | 2546.5312 | 22.02% | 9018.7373 | 77.98% | [5 empty] | 0 | 0% | 0 | 0% | 192.3452 | 1.663% | 481.5002 | 4.163% | 357.4845 | 3.091% | 11207.7841 | 1749.9125 | 15.13% | 9815.3561 | 8602.7852 | 74.38% | 2962.4834 | 8960.2695 | 77.48% | 2604.999 | 227.1328 | 1.964% | 11338.1357 | 378.3832 | 3.272% | 11186.8854
88 | Mesa (SCE) | Greater_LA | {'Laguna Bell': 4.7, 'Center': 7.5, 'Goodrich': 8.0, 'Rio Hondo': 8.8, 'Walnut': 9.4, 'Lighthipe': 11.4, 'Olinda': 12.5, 'Del Amo': 13.1, 'Gould': 13.4, 'La Cienega': 15.6, 'Hinson': 16.3, 'Arcogen': 17.0, 'La Fresa': 17.2, 'Barre': 17.4, 'El Nido': 18.0, 'Alamitos': 18.8, 'Harborgen': 19.0, 'Chevmain': 19.2, 'Long Beach': 19.8, 'Lewis': 19.9, 'El Segundo': 20.0, 'Redondo': 20.6, 'Villa Park': 22.0, 'Serrano': 23.4, 'Chino': 24.9, 'Ellis': 26.1, 'Johanna': 26.8, 'Padua': 27.6, 'Huntington Beach': 28.0, 'Sylmar': 29.0, 'Vincent': 30.9, 'Mira Loma': 31.4, 'Santiago': 32.3, 'Rancho Vista': 33.2, 'Etiwanda': 33.7, 'Viejo': 37.1, 'Saugus': 37.6, 'Pardee': 38.7, 'Trabuco': 41.2, 'Lee Lake (Proposed)': 42.8, 'Margarita': 43.6, 'Capistrano': 44.3, 'Vista': 45.4, 'Antelope': 46.1, 'Lugo': 48.2, 'Moorpark': 48.4, 'San Bernardino': 50.1, 'Talega': 50.8, 'Victor': 52.4, 'Roadway': 54.5, 'San Onofre': 56.1, 'Valley': 58.6, 'El Casco': 59.5, 'Whirlwind': 59.6} | 26442.5039 | 4829.4146 | 18.26% | 21613.0894 | 81.74% | [5 empty] | 24.9689 | 0.09443% | 50.4951 | 0.191% | 192.3452 | 0.7274% | 16487.8945 | 62.35% | 5864.4961 | 22.18% | 20578.0078 | 3840.9248 | 14.53% | 22601.5791 | 12594.3633 | 47.63% | 13848.1406 | 16494.2207 | 62.38% | 9948.2832 | 9907.584 | 37.47% | 16534.9199 | 2358.8508 | 8.921% | 24083.6531
89 | Olinda | Greater_LA | {'Walnut': [4.6, 2374.0], 'Lewis': [9.5, 2386.0], 'Barre': [10.1, 2400.0], 'Villa Park': [10.3, 2314.0], 'Center': [10.6, 2380.0], 'Serrano': [11.1, 2308.0], 'Rio Hondo': [11.5, 2063.0], 'Del Amo': [12.1, 2400.0], 'Mesa': [12.5, 2298.0], 'Laguna Bell': [13.1, 2374.0], 'Chino': [14.5, 34.0], 'Lighthipe': [15.2, 2380.0], 'Alamitos': [16.1, 2400.0], 'Johanna': [16.5, 2319.0], 'Goodrich': [17.0, 2067.0], 'Ellis': [18.0, 2382.0], 'Hinson': [19.4, 2387.0], 'Padua': [20.2, 0.0], 'Arcogen': [20.5, 2380.0], 'Huntington Beach': [20.9, 2386.0], 'Mira Loma': [21.0, 0.0], 'Harborgen': [21.0, 2397.0], 'Santiago': [21.3, 2308.0], 'Long Beach': [21.4, 2398.0], 'La Fresa': [24.2, 2344.0], 'Rancho Vista': [24.3, 0.0], 'Gould': [24.3, 66.0], 'Etiwanda': [24.7, 0.0], 'Viejo': [25.1, 226.0], 'El Nido': [26.2, 2288.0], 'La Cienega': [26.5, 2229.0], 'Redondo': [27.6, 2302.0], 'Chevmain': [27.8, 2262.0], 'El Segundo': [28.9, 2248.0], 'Trabuco': [30.0, 223.0], 'Lee Lake (Proposed)': [30.4, 102.0], 'Margarita': [32.1, 205.0], 'Capistrano': [33.3, 206.0], 'Vista': [35.2, 0.0], 'Vincent': [38.9, 0.0], 'Talega': [39.5, 166.0], 'San Bernardino': [40.3, 0.0], 'Sylmar-Pac Intertie': [41.4, 21.0], 'Lugo': [43.0, 0.0], 'San Onofre': [45.0, 115.0], 'Valley': [46.3, 0.0], 'El Casco': [48.6, 0.0], 'Victor': [49.2, 0.0], 'Saugus': [49.8, 0.0], 'Pardee': [50.9, 0.0], 'Roadway': [52.3, 0.0], 'Antelope': [55.5, 0.0]} | 11688.54 | 2400.2947 | 20.54% | 9288.2454 | 79.46% | [5 empty] | 0 | 0% | 0 | 0% | 45.656 | 0.3906% | 886.5693 | 7.585% | 648.7545 | 5.55% | 11039.7855 | 1676.1213 | 14.34% | 10012.4187 | 8637.1504 | 73.89% | 3051.3896 | 9177.1699 | 78.51% | 2511.3701 | 612.9156 | 5.244% | 11075.6245 | 420.8224 | 3.6% | 11267.7176
90 | Pardee | Tehachapi | {'Saugus': [1.3, 59044.0], 'Sylmar-Pac Intertie': [10.4, 31516.0], 'Moorpark': [21.3, 4214.0], 'Antelope': [23.5, 59555.0], 'Bailey': [25.7, 45246.0], 'Vincent': [26.7, 46863.0], 'Gould': [27.2, 21905.0], 'Whirlwind': [30.2, 56300.0], 'La Cienega': [32.4, 917.0], 'Goodrich': [34.6, 10580.0], 'Santa Clara': [35.7, 1641.0], 'Pastoria': [37.3, 24232.0], 'El Segundo': [37.7, 398.0], 'Chevmain': [38.4, 194.0], 'Mesa': [38.7, 2248.0], 'El Nido': [39.3, 119.0], 'Laguna Bell': [40.5, 324.0], 'Mandalay': [41.3, 1589.0], 'Rio Hondo': [41.4, 6009.0], 'La Fresa': [41.8, 119.0], 'Redondo': [42.2, 119.0], 'Windhub': [44.5, 42088.0], 'Center': [44.6, 79.0], 'Lighthipe': [45.0, 70.0], 'Walnut': [46.9, 167.0], 'Highwind': [47.0, 33802.0], 'Arcogen': [47.1, 80.0], 'Hinson': [47.5, 71.0], 'Del Amo': [49.4, 25.0], 'Harborgen': [49.9, 58.0], 'Wheeler Ridge': [50.1, 4964.0], 'Long Beach': [50.8, 52.0], 'Olinda': [50.9, 0.0], 'Alamitos': [54.1, 3.0], 'Barre': [55.5, 0.0], 'Grimmway-Malaga': [57.9, 0.0], 'Padua': [58.3, 0.0], 'Lewis': [58.5, 0.0]} | 267249.4062 | 61336.9727 | 22.95% | 205912.4336 | 77.05% | [5 empty] | 3904.6624 | 1.461% | 4670.9478 | 1.748% | 88170.8359 | 32.99% | 124414.2578 | 46.55% | 101567.1484 | 38% | 165682.2578 | 64313.5156 | 24.06% | 202935.8906 | 48902.3281 | 18.3% | 218347.0781 | 162517.9219 | 60.81% | 104731.4844 | 100290.7344 | 37.53% | 166958.6719 | 15106.6484 | 5.653% | 252142.7578
91 | Rio Hondo | Greater_LA | {'Walnut': [6.9, 2432.0], 'Goodrich': [6.9, 8932.0], 'Mesa': [8.8, 4478.0], 'Olinda': [11.5, 2063.0], 'Laguna Bell': [13.1, 2350.0], 'Center': [14.1, 2125.0], 'Gould': [14.3, 6944.0], 'Chino': [18.8, 34.0], 'Del Amo': [19.0, 2096.0], 'Lighthipe': [19.1, 2096.0], 'Padua': [19.6, 204.0], 'Barre': [20.4, 2073.0], 'Lewis': [20.9, 2048.0], 'Villa Park': [21.7, 2015.0], 'Serrano': [22.0, 2015.0], 'La Cienega': [23.9, 2312.0], 'Hinson': [24.1, 2096.0], 'Alamitos': [24.4, 2096.0], 'Mira Loma': [24.8, 0.0], 'Arcogen': [24.9, 2096.0], 'Rancho Vista': [25.6, 0.0], 'La Fresa': [25.9, 2096.0], 'Etiwanda': [26.0, 0.0], 'Harborgen': [26.6, 2096.0], 'El Nido': [26.8, 2096.0], 'Long Beach': [27.3, 2096.0], 'Vincent': [27.4, 6863.0], 'Johanna': [28.0, 2015.0], 'Chevmain': [28.0, 2096.0], 'El Segundo': [28.8, 2096.0], 'Ellis': [29.0, 2044.0], 'Redondo': [29.3, 2096.0], 'Huntington Beach': [31.6, 2048.0], 'Santiago': [32.7, 2015.0], 'Sylmar-Pac Intertie': [32.8, 6097.0], 'Viejo': [35.9, 60.0], 'Vista': [38.2, 0.0], 'Lee Lake (Proposed)': [39.1, 0.0], 'Lugo': [39.4, 0.0], 'Saugus': [40.4, 6021.0], 'Trabuco': [41.3, 57.0], 'Pardee': [41.4, 6009.0], 'San Bernardino': [42.6, 0.0], 'Margarita': [43.3, 38.0], 'Victor': [43.7, 374.0], 'Antelope': [44.1, 6863.0], 'Capistrano': [44.7, 40.0], 'Roadway': [45.9, 374.0], 'Talega': [50.7, 0.0], 'El Casco': [52.7, 0.0], 'Valley': [53.7, 0.0], 'Moorpark': [54.2, 0.0], 'San Onofre': [56.3, 0.0], 'Whirlwind': [58.1, 3357.0]} | 69491.1797 | 8958.8232 | 12.89% | 60532.3564 | 87.11% | [5 empty] | 48.5703 | 0.06989% | 66.7396 | 0.09604% | 13401.335 | 19.28% | 34208.5938 | 49.23% | 21116.0898 | 30.39% | 48375.0898 | 40675.0156 | 58.53% | 28816.1641 | 42686.707 | 61.43% | 26804.4727 | 53803.7383 | 77.43% | 15687.4414 | 23312.8613 | 33.55% | 46178.3184 | 2880.7563 | 4.145% | 66610.4233
92 | Saugus | Tehachapi | {'Pardee': [1.3, 59044.0], 'Sylmar-Pac Intertie': [9.1, 31546.0], 'Moorpark': [21.1, 4231.0], 'Antelope': [24.1, 57268.0], 'Gould': [26.2, 21918.0], 'Vincent': [26.5, 46400.0], 'Bailey': [26.9, 42953.0], 'La Cienega': [31.2, 941.0], 'Whirlwind': [31.2, 54007.0], 'Goodrich': [33.6, 10594.0], 'Santa Clara': [35.8, 1641.0], 'El Segundo': [36.5, 422.0], 'Chevmain': [37.2, 218.0], 'Mesa': [37.6, 2255.0], 'El Nido': [38.1, 144.0], 'Pastoria': [38.5, 22240.0], 'Laguna Bell': [39.3, 332.0], 'Rio Hondo': [40.4, 6021.0], 'La Fresa': [40.5, 144.0], 'Redondo': [41.0, 144.0], 'Mandalay': [41.2, 1592.0], 'Center': [43.4, 87.0], 'Lighthipe': [43.8, 78.0], 'Windhub': [45.5, 39795.0], 'Arcogen': [45.8, 87.0], 'Walnut': [45.8, 167.0], 'Hinson': [46.2, 78.0], 'Highwind': [48.1, 31509.0], 'Del Amo': [48.2, 32.0], 'Harborgen': [48.6, 66.0], 'Long Beach': [49.5, 60.0], 'Olinda': [49.8, 0.0], 'Wheeler Ridge': [51.3, 4266.0], 'Alamitos': [52.9, 10.0], 'Barre': [54.3, 0.0], 'Lewis': [57.3, 0.0], 'Padua': [57.5, 0.0], 'Chino': [59.1, 0.0], 'Grimmway-Malaga': [59.2, 0.0], 'Villa Park': [59.6, 0.0]} | 257255.2344 | 59074.7617 | 22.96% | 198180.4727 | 77.04% | [5 empty] | 3904.6624 | 1.518% | 4670.9478 | 1.816% | 79408.7031 | 30.87% | 124558.2734 | 48.42% | 95029.1016 | 36.94% | 162226.1328 | 61008.0352 | 23.71% | 196247.1992 | 45396.6836 | 17.65% | 211858.5508 | 155152.1875 | 60.31% | 102103.0469 | 96935.7422 | 37.68% | 160319.4922 | 14759.6426 | 5.737% | 242495.5918
93 | Vincent | Tehachapi | {'Antelope': [17.3, 78449.0], 'Gould': [18.7, 24035.0], 'Goodrich': [23.1, 11386.0], 'Sylmar-Pac Intertie': [25.1, 29030.0], 'Saugus': [26.5, 46400.0], 'Pardee': [26.7, 46863.0], 'Rio Hondo': [27.4, 6863.0], 'Mesa': [30.9, 2382.0], 'Whirlwind': [31.4, 65333.0], 'Walnut': [34.3, 354.0], 'Laguna Bell': [35.2, 254.0], 'La Cienega': [36.6, 797.0], 'Padua': [37.2, 6452.0], 'Center': [38.4, 29.0], 'Olinda': [38.9, 0.0], 'Windhub': [39.0, 49689.0], 'Roadway': [40.7, 17828.0], 'Victor': [41.7, 14812.0], 'Lighthipe': [41.9, 0.0], 'Chino': [42.0, 0.0], 'Bailey': [42.4, 36266.0], 'El Nido': [43.2, 0.0], 'Rancho Vista': [43.2, 3283.0], 'Chevmain': [43.4, 75.0], 'El Segundo': [43.5, 279.0], 'Etiwanda': [43.5, 3233.0], 'Lugo': [43.6, 13047.0], 'Del Amo': [44.0, 0.0], 'La Fresa': [44.2, 0.0], 'Highwind': [44.8, 28920.0], 'Mira Loma': [45.7, 0.0], 'Hinson': [46.3, 0.0], 'Arcogen': [46.6, 0.0], 'Redondo': [46.6, 0.0], 'Moorpark': [47.0, 2183.0], 'Barre': [47.3, 0.0], 'Kramer': [47.7, 9316.0], 'Lewis': [48.3, 0.0], 'Villa Park': [49.0, 0.0], 'Harborgen': [49.1, 0.0], 'Serrano': [49.1, 0.0], 'Alamitos': [49.7, 0.0], 'Long Beach': [50.0, 0.0], 'Pastoria': [51.6, 14070.0], 'Vista': [55.1, 0.0], 'Johanna': [55.4, 0.0], 'Ellis': [56.1, 0.0], 'San Bernardino': [57.6, 0.0], 'Huntington Beach': [58.5, 0.0]} | 306257.8125 | 92890.5781 | 30.33% | 213367.2344 | 69.67% | [5 empty] | 2663.958 | 0.8698% | 6846.6812 | 2.236% | 32944.7461 | 10.76% | 92874.7109 | 30.33% | 53456.7383 | 17.45% | 252801.0742 | 126847.1641 | 41.42% | 179410.6484 | 82708.3906 | 27.01% | 223549.4219 | 169677.1094 | 55.4% | 136580.7031 | 95907.2812 | 31.32% | 210350.5312 | 9614.8926 | 3.139% | 296642.9199
94 | Borden | Central_Valley_North_Los_Banos | {'Gregg': [6.1, 347304.0], 'Kearney (New)': [16.0, 315251.0], 'West Fresno': [16.8, 286354.0], 'California Ave': [18.6, 263350.0], 'Newhall': [19.4, 321339.0], 'Dairyland': [20.5, 237585.0], 'Malaga': [21.3, 250153.0], 'Mc Mullin': [22.7, 307988.0], 'Le Grand': [24.2, 160329.0], 'Helm': [25.2, 334187.0], 'Sanger': [25.5, 220051.0], 'McCall': [28.8, 215792.0], 'Mendota': [29.7, 282760.0], 'Tranquility': [32.7, 273869.0], 'Wilson': [34.6, 86760.0], 'Wahtoke': [36.3, 107878.0], 'Cheney': [36.3, 177005.0], 'Merced': [36.8, 86433.0], 'Schindler': [36.9, 242672.0], 'Oro Loma': [37.1, 148858.0], 'Kingsburg': [37.3, 154446.0], 'Panoche': [37.9, 139186.0], 'Excelsior': [38.6, 233619.0], 'Cantua': [39.4, 201481.0], 'Reedley': [40.2, 62840.0], 'Big Creek 1': [45.3, 0.0], 'Henrietta': [47.2, 127157.0], 'Mustang': [47.8, 121066.0], 'Leprino': [47.9, 119588.0], 'GWF Hanford': [48.8, 93556.0], 'Gates': [54.6, 31191.0], 'Los Banos': [58.0, 4613.0], 'Waukena': [58.7, 1966.0], 'Rector': [59.2, 0.0]} | 760128.375 | 386079.3438 | 50.79% | 374049.0312 | 49.21% | [5 empty] | 362060.1562 | 47.63% | 264695.3438 | 34.82% | 0 | 0% | 0 | 0% | 276790.4375 | 36.41% | 483337.9375 | 156324.2031 | 20.57% | 603804.1719 | 189970.8281 | 24.99% | 570157.5469 | 365145.4062 | 48.04% | 394982.9688 | 56130.7578 | 7.384% | 703997.6172 | 83009.3828 | 10.92% | 677118.9922
95 | Dairyland | Central_Valley_North_Los_Banos | {'Le Grand': [9.3, 272817.0], 'Newhall': [13.0, 350791.0], 'Wilson': [17.2, 186791.0], 'Merced': [17.8, 194763.0], 'Borden': [20.5, 237585.0], 'Oro Loma': [22.0, 257319.0], 'Mendota': [24.4, 311626.0], 'Gregg': [26.1, 198813.0], 'Panoche': [31.4, 199701.0], 'Cheney': [31.5, 205175.0], 'Tranquility': [32.5, 217221.0], 'Helm': [32.9, 214714.0], 'Kearney (New)': [34.0, 168333.0], 'West Fresno': [36.0, 138323.0], 'Mc Mullin': [36.7, 168061.0], 'California Ave': [38.3, 117666.0], 'Los Banos': [38.9, 97044.0], 'Malaga': [41.1, 104548.0], 'Quinto': [41.7, 67518.0], 'Cantua': [43.2, 109107.0], 'Excelsior': [45.5, 100891.0], 'Sanger': [45.8, 80816.0], 'Miller': [46.2, 44387.0], 'Schindler': [46.2, 102746.0], 'McCall': [48.4, 72669.0], 'Crow Creek': [50.2, 20456.0], 'Fink (Proposed)': [50.3, 20499.0], 'Warnerville': [54.4, 12018.0], 'Kingsburg': [56.4, 16719.0], 'Wahtoke': [56.6, 5315.0], 'Chinese Station': [57.3, 875.0], 'Riverbank': [59.1, 1327.0], 'Peoria': [59.5, 0.0]} | 859367.5 | 365429.0312 | 42.52% | 493938.4688 | 57.48% | [5 empty] | 388865.6875 | 45.25% | 276340.375 | 32.16% | 0 | 0% | 0 | 0% | 362237.125 | 42.15% | 497130.375 | 217922.5312 | 25.36% | 641444.9688 | 279610.25 | 32.54% | 579757.25 | 479641.3438 | 55.81% | 379726.1562 | 98739.0156 | 11.49% | 760628.4844 | 114856.3047 | 13.37% | 744511.1953
96 | Gregg | Central_Valley_North_Los_Banos | {'Borden': [6.1, 347304.0], 'Kearney (New)': [10.3, 363130.0], 'West Fresno': [10.8, 335663.0], 'California Ave': [12.5, 308863.0], 'Malaga': [15.3, 293074.0], 'Mc Mullin': [18.4, 347772.0], 'Sanger': [19.7, 245306.0], 'McCall': [22.7, 252434.0], 'Newhall': [22.8, 301563.0], 'Helm': [23.1, 364711.0], 'Dairyland': [26.1, 198813.0], 'Le Grand': [30.2, 130496.0], 'Wahtoke': [30.5, 126312.0], 'Kingsburg': [31.3, 186920.0], 'Mendota': [31.4, 273659.0], 'Tranquility': [32.6, 285506.0], 'Schindler': [33.5, 285433.0], 'Reedley': [34.5, 78675.0], 'Excelsior': [35.8, 271608.0], 'Cheney': [37.3, 179298.0], 'Cantua': [37.6, 226784.0], 'Panoche': [39.3, 135968.0], 'Wilson': [40.7, 61636.0], 'Oro Loma': [40.9, 112298.0], 'Henrietta': [42.2, 174950.0], 'Leprino': [42.6, 164944.0], 'Merced': [42.8, 61295.0], 'Mustang': [42.9, 168930.0], 'GWF Hanford': [43.0, 126038.0], 'Big Creek 1': [44.4, 0.0], 'Gates': [50.6, 73170.0], 'Waukena': [52.8, 18629.0], 'Rector': [53.2, 5514.0], 'Corcoran': [55.1, 15279.0]} | 715038.5625 | 396719.7188 | 55.48% | 318318.8438 | 44.52% | [5 empty] | 354070.8125 | 49.52% | 251078.2188 | 35.11% | 0 | 0% | 0 | 0% | 235569.3125 | 32.94% | 479469.25 | 130557.2734 | 18.26% | 584481.2891 | 159155.1406 | 22.26% | 555883.4219 | 310370.9688 | 43.41% | 404667.5938 | 40245.5703 | 5.628% | 674792.9922 | 71156.1641 | 9.951% | 643882.3984
97 | Newhall | Central_Valley_North_Los_Banos | {'Mendota': [12.4, 453379.0], 'Dairyland': [13.0, 350791.0], 'Oro Loma': [18.1, 274210.0], 'Borden': [19.4, 321339.0], 'Tranquility': [19.6, 374204.0], 'Cheney': [19.7, 322128.0], 'Panoche': [20.4, 295828.0], 'Helm': [20.8, 375990.0], 'Le Grand': [22.2, 258658.0], 'Gregg': [22.8, 301563.0], 'Mc Mullin': [26.7, 329337.0], 'Kearney (New)': [27.1, 310203.0], 'Merced': [29.4, 180126.0], 'Wilson': [29.8, 172166.0], 'West Fresno': [30.0, 255370.0], 'Cantua': [30.2, 260668.0], 'Excelsior': [32.7, 262075.0], 'California Ave': [32.8, 216649.0], 'Schindler': [33.8, 264021.0], 'Malaga': [35.4, 199253.0], 'Los Banos': [40.4, 85095.0], 'Sanger': [41.2, 155604.0], 'McCall': [42.1, 157277.0], 'Quinto': [44.5, 54653.0], 'Kingsburg': [48.9, 92238.0], 'Henrietta': [49.2, 113312.0], 'Mustang': [49.4, 110198.0], 'Miller': [51.1, 31523.0], 'Leprino': [51.3, 86895.0], 'Gates': [51.4, 78161.0], 'Wahtoke': [51.5, 45885.0], 'Reedley': [55.8, 12228.0], 'GWF Hanford': [55.9, 31249.0], 'Crow Creek': [56.7, 7592.0], 'Fink (Proposed)': [56.7, 7635.0], 'Hollister': [59.6, 0.0]} | 959801.5625 | 512066.9062 | 53.35% | 447734.6562 | 46.65% | [5 empty] | 475927.4688 | 49.59% | 342308.375 | 35.66% | 0 | 0% | 0 | 0% | 332860.1875 | 34.68% | 626941.375 | 183358.3906 | 19.1% | 776443.1719 | 233812.3594 | 24.36% | 725989.2031 | 436396.0625 | 45.47% | 523405.5 | 44803.6797 | 4.668% | 914997.8828 | 93104.0703 | 9.7% | 866697.4922
98 | Ignacio | Mendocino_Marin | {'Lakeville': [12.2, 19760.0], 'Carquinez': [15.9, 22936.0], 'Penngrove': [18.2, 5485.0], 'Tulucay': [18.9, 19574.0], 'Bellevue': [22.9, 3348.0], 'Martinez': [23.5, 21056.0], 'Martin': [26.8, 14413.0], 'Fulton': [31.4, 2683.0], 'Clayton': [32.5, 19288.0], 'Peabody': [34.2, 14930.0], 'Kirker': [34.8, 17717.0], 'Pittsburg': [35.2, 17676.0], 'Shiloh III': [38.3, 14226.0], 'Birds Landing': [38.8, 13948.0], 'Eastshore': [38.9, 11692.0], 'Vaca-Dixon & Gc Yard': [40.4, 11961.0], 'Contra Costa': [41.6, 13771.0], 'Putah Creek': [42.7, 6660.0], 'Lone Tree': [43.5, 10301.0], 'Cayetano': [48.0, 2100.0], 'Geysers Tap 1': [48.2, 331.0], 'Brentwood': [48.3, 4956.0], 'Newark': [50.0, 2115.0], 'Madison': [51.4, 6188.0], 'Grand Island': [52.8, 5341.0], 'Delta Pumps': [53.7, 34.0], 'Eagle Rock': [54.0, 0.0], 'Davis': [54.4, 5826.0], 'Kelso': [54.6, 28.0], 'Los Esteros': [55.8, 449.0], 'Cloverdale': [55.9, 0.0], 'Midway Green Ridge Services': [57.4, 0.0], 'Scott': [58.0, 302.0], 'Tesla': [58.9, 0.0], 'Woodland': [59.3, 0.0]} | 200995.4844 | 23392.3926 | 11.64% | 177603.0918 | 88.36% | [5 empty] | 10666.873 | 5.307% | 6160.4961 | 3.065% | 101098.1797 | 50.3% | 29073.5977 | 14.46% | 114622.9688 | 57.03% | 86372.5156 | 55114.4531 | 27.42% | 145881.0312 | 103615.4688 | 51.55% | 97380.0156 | 164887.5625 | 82.04% | 36107.9219 | 109634.0391 | 54.55% | 91361.4453 | 19225.3242 | 9.565% | 181770.1602
99 | Calpella | Mendocino_Marin | {'Mendocino': [3.7, 19823.0], 'Ukiah': [3.7, 20193.0], 'Hopland': [16.6, 12100.0], 'Cloverdale': [29.3, 7312.0], 'Eagle Rock': [32.7, 5777.0], 'Geysers Tap 1': [38.6, 4131.0], 'Delevan': [50.8, 1794.0], 'Cortina': [52.3, 5083.0], 'Fulton': [53.6, 0.0], 'Logan Creek': [55.0, 1265.0]} | 251315.1875 | 22256.0859 | 8.856% | 229059.1016 | 91.14% | [5 empty] | 3031.5305 | 1.206% | 795.8071 | 0.3167% | 207801.7344 | 82.69% | 38486.332 | 15.31% | 108809.1875 | 43.3% | 142506 | 50278.5625 | 20.01% | 201036.625 | 92328.2656 | 36.74% | 158986.9219 | 165013.6719 | 65.66% | 86301.5156 | 180717.0938 | 71.91% | 70598.0938 | 4166.5225 | 1.658% | 247148.665
100 | Hopland | Mendocino_Marin | {'Cloverdale': [12.7, 15190.0], 'Ukiah': [13.2, 13062.0], 'Calpella': [16.6, 12100.0], 'Eagle Rock': [17.6, 12343.0], 'Mendocino': [20.2, 9802.0], 'Geysers Tap 1': [23.2, 9483.0], 'Fulton': [37.1, 2097.0], 'Bellevue': [45.6, 1204.0], 'Cortina': [47.2, 8128.0], 'Penngrove': [50.3, 410.0], 'Delevan': [51.4, 2624.0], 'Lakeville': [56.7, 67.0], 'Logan Creek': [58.8, 468.0]} | 338977.7812 | 20895.6426 | 6.164% | 318082.1387 | 93.84% | [5 empty] | 6433.6118 | 1.898% | 4263.4824 | 1.258% | 249794.8906 | 73.69% | 79333.6719 | 23.4% | 150806.1875 | 44.49% | 188171.5938 | 87869.0078 | 25.92% | 251108.7734 | 180464.3594 | 53.24% | 158513.4219 | 251287.1094 | 74.13% | 87690.6719 | 234660.4375 | 69.23% | 104317.3438 | 2938.1743 | 0.8668% | 336039.6069
101 | Mendocino | Mendocino_Marin | {'Calpella': [3.7, 19823.0], 'Ukiah': [7.4, 17843.0], 'Hopland': [20.2, 9802.0], 'Cloverdale': [32.9, 5223.0], 'Eagle Rock': [35.7, 3794.0], 'Geysers Tap 1': [41.7, 2150.0], 'Delevan': [50.3, 1726.0], 'Cortina': [52.9, 3207.0], 'Logan Creek': [53.8, 1316.0], 'Fulton': [57.0, 0.0]} | 244715.4844 | 23037.8594 | 9.414% | 221677.625 | 90.59% | [5 empty] | 2049.343 | 0.8374% | 614.9674 | 0.2513% | 212342.0156 | 86.77% | 29642.9043 | 12.11% | 98639.5312 | 40.31% | 146075.9531 | 47316.0273 | 19.34% | 197399.457 | 88112.9766 | 36.01% | 156602.5078 | 153800.2188 | 62.85% | 90915.2656 | 180474.4062 | 73.75% | 64241.0781 | 3179.2927 | 1.299% | 241536.1917
102 | Ukiah | Mendocino_Marin | {'Calpella': [3.7, 20193.0], 'Mendocino': [7.4, 17843.0], 'Hopland': [13.2, 13062.0], 'Cloverdale': [25.8, 7938.0], 'Eagle Rock': [29.9, 6092.0], 'Geysers Tap 1': [35.7, 4352.0], 'Fulton': [50.3, 0.0], 'Delevan': [51.8, 1520.0], 'Cortina': [52.0, 4986.0], 'Logan Creek': [56.7, 959.0], 'Bellevue': [58.8, 0.0]} | 266700.9062 | 21859.9238 | 8.196% | 244840.9824 | 91.8% | [5 empty] | 5141.7812 | 1.928% | 1875.1002 | 0.7031% | 212743.9844 | 79.77% | 44884.0117 | 16.83% | 119406.7812 | 44.77% | 147294.125 | 55906.8984 | 20.96% | 210794.0078 | 103571.7734 | 38.83% | 163129.1328 | 179797.9219 | 67.42% | 86902.9844 | 184938.6406 | 69.34% | 81762.2656 | 5155.1655 | 1.933% | 261545.7407
103 | Le Grand | Central_Valley_North_Los_Banos | {'Dairyland': [9.3, 272817.0], 'Wilson': [10.5, 211040.0], 'Merced': [13.2, 218965.0], 'Newhall': [22.2, 258658.0], 'Borden': [24.2, 160329.0], 'Oro Loma': [29.4, 206490.0], 'Gregg': [30.2, 130496.0], 'Mendota': [33.7, 220619.0], 'Kearney (New)': [39.5, 99027.0], 'Panoche': [40.5, 135321.0], 'Cheney': [40.7, 133880.0], 'West Fresno': [40.9, 82861.0], 'Helm': [41.3, 124321.0], 'Tranquility': [41.8, 128319.0], 'Los Banos': [42.2, 98930.0], 'California Ave': [42.7, 68556.0], 'Mc Mullin': [43.8, 82750.0], 'Quinto': [44.0, 73996.0], 'Malaga': [45.5, 59395.0], 'Miller': [46.7, 52345.0], 'Warnerville': [48.2, 38439.0], 'Chinese Station': [48.9, 15766.0], 'Crow Creek': [49.2, 32215.0], 'Sanger': [49.3, 42038.0], 'Fink (Proposed)': [49.4, 31367.0], 'Peoria': [51.1, 11540.0], 'Cantua': [52.3, 33802.0], 'McCall': [53.0, 31419.0], 'Riverbank': [53.3, 24892.0], 'Excelsior': [54.3, 23397.0], 'New Melones': [54.4, 3621.0], 'Curtis': [54.6, 0.0], 'Schindler': [54.6, 21354.0], 'Big Creek 1': [56.8, 0.0], 'Westley': [58.0, 3806.0]} | 774660.6875 | 299237.5938 | 38.63% | 475423.0938 | 61.37% | [5 empty] | 325681.625 | 42.04% | 252490.6719 | 32.59% | 0 | 0% | 0 | 0% | 367125.9688 | 47.39% | 407534.7188 | 198652.7969 | 25.64% | 576007.8906 | 255153.6406 | 32.94% | 519507.0469 | 459876.7812 | 59.36% | 314783.9062 | 105559.3125 | 13.63% | 669101.375 | 114542.5625 | 14.79% | 660118.125
104 | Merced | Central_Valley_North_Los_Banos | {'Wilson': [4.6, 253449.0], 'Le Grand': [13.2, 218965.0], 'Dairyland': [17.8, 194763.0], 'Oro Loma': [28.3, 177433.0], 'Newhall': [29.4, 180126.0], 'Los Banos': [33.1, 112675.0], 'Quinto': [33.7, 98024.0], 'Miller': [34.8, 96508.0], 'Crow Creek': [36.4, 92289.0], 'Fink (Proposed)': [36.6, 90869.0], 'Warnerville': [36.7, 90873.0], 'Borden': [36.8, 86433.0], 'Mendota': [38.2, 152135.0], 'Riverbank': [41.3, 77326.0], 'Chinese Station': [41.5, 50202.0], 'Gregg': [42.8, 61295.0], 'Panoche': [43.1, 94419.0], 'Peoria': [43.6, 43653.0], 'Cheney': [44.3, 84237.0], 'Westley': [44.8, 52929.0], 'New Melones': [46.6, 27597.0], 'Tranquility': [47.5, 62111.0], 'Ripon': [49.2, 44579.0], 'Curtis': [49.3, 0.0], 'Helm': [50.1, 44435.0], 'Kearney (New)': [51.5, 32964.0], 'West Fresno': [53.2, 18424.0], 'Mc Mullin': [54.4, 12348.0], 'California Ave': [55.3, 4513.0], 'Vierra': [56.3, 14162.0], 'Malaga': [58.1, 0.0], 'Hollister': [58.1, 3817.0], 'Cantua': [58.8, 29.0], 'Bellota': [58.8, 496.0]} | 726599 | 280002.5625 | 38.54% | 446596.4375 | 61.46% | [5 empty] | 303423.375 | 41.76% | 228448.5312 | 31.44% | 0 | 0% | 0 | 0% | 359349.2188 | 49.46% | 367249.7812 | 193788 | 26.67% | 532811 | 243431.375 | 33.5% | 483167.625 | 429814.3438 | 59.15% | 296784.6562 | 113244.3672 | 15.59% | 613354.6328 | 100161.8359 | 13.79% | 626437.1641
105 | Wilson | Central_Valley_North_Los_Banos | {'Merced': [4.6, 253449.0], 'Le Grand': [10.5, 211040.0], 'Dairyland': [17.2, 186791.0], 'Newhall': [29.8, 172166.0], 'Oro Loma': [31.2, 164989.0], 'Borden': [34.6, 86760.0], 'Los Banos': [37.7, 96755.0], 'Warnerville': [37.8, 77104.0], 'Quinto': [38.4, 85593.0], 'Miller': [39.2, 78712.0], 'Mendota': [39.7, 144162.0], 'Chinese Station': [40.3, 45711.0], 'Crow Creek': [40.5, 74005.0], 'Gregg': [40.7, 61636.0], 'Fink (Proposed)': [40.7, 72742.0], 'Peoria': [42.5, 40231.0], 'Riverbank': [42.8, 63557.0], 'Panoche': [45.2, 86105.0], 'New Melones': [45.6, 25211.0], 'Cheney': [46.1, 75970.0], 'Curtis': [47.3, 0.0], 'Westley': [48.1, 39160.0], 'Tranquility': [48.6, 54186.0], 'Kearney (New)': [49.9, 33305.0], 'Helm': [50.1, 38847.0], 'West Fresno': [51.3, 18765.0], 'Ripon': [51.6, 30810.0], 'California Ave': [53.2, 4854.0], 'Mc Mullin': [53.6, 12689.0], 'Malaga': [56.0, 341.0], 'Vierra': [58.9, 1545.0], 'Cantua': [59.8, 0.0], 'Sanger': [59.8, 0.0], 'Bellota': [59.9, 1.0]} | 699313.25 | 253789.9219 | 36.29% | 445523.3281 | 63.71% | [5 empty] | 291546.6562 | 41.69% | 212478.8594 | 30.38% | 0 | 0% | 0 | 0% | 357155.0312 | 51.07% | 342158.2188 | 203406.4375 | 29.09% | 495906.8125 | 253045.625 | 36.18% | 446267.625 | 429548.3438 | 61.42% | 269764.9062 | 114649.1094 | 16.39% | 584664.1406 | 101262.1328 | 14.48% | 598051.1172
106 | Los Banos | Central_Valley_North_Los_Banos | {'Quinto': [5.3, 92353.0], 'Miller': [14.8, 69223.0], 'Fink (Proposed)': [22.8, 45335.0], 'Crow Creek': [23.0, 45292.0], 'Oro Loma': [23.3, 98375.0], 'Hollister': [25.0, 7924.0], 'Llagas': [29.8, 105.0], 'Merced': [33.1, 112675.0], 'Panoche': [36.8, 66113.0], 'Westley': [37.7, 12872.0], 'Wilson': [37.7, 96755.0], 'Mendota': [38.7, 79461.0], 'Dairyland': [38.9, 97044.0], 'Cheney': [39.7, 54190.0], 'Newhall': [40.4, 85095.0], 'Metcalf 1': [41.4, 0.0], 'Metcalf Energy Center': [41.6, 0.0], 'Le Grand': [42.2, 98930.0], 'Moss Landing': [45.1, 0.0], 'Tranquility': [46.8, 34004.0], 'Ripon': [49.0, 8620.0], 'Warnerville': [49.0, 24947.0], 'Riverbank': [49.8, 12958.0], 'Hicks': [50.1, 0.0], 'Vierra': [53.3, 7049.0], 'Tesla': [54.4, 0.0], 'Coburn': [54.9, 0.0], 'Midway Green Ridge Services': [55.9, 0.0], 'Scott': [56.0, 0.0], 'Los Esteros': [56.4, 0.0], 'Helm': [56.6, 12543.0], 'Cantua': [57.2, 529.0], 'Borden': [58.0, 4613.0]} | 290876.1875 | 122795.3359 | 42.22% | 168080.8516 | 57.78% | [5 empty] | 99589.1562 | 34.24% | 96156.8281 | 33.06% | 18739.2363 | 6.442% | 0 | 0% | 148146.4844 | 50.93% | 142729.7031 | 35731.6289 | 12.28% | 255144.5586 | 55344.168 | 19.03% | 235532.0195 | 161515 | 55.53% | 129361.1875 | 53829.0586 | 18.51% | 237047.1289 | 17279.8477 | 5.941% | 273596.3398
107 | Coburn | Peninsula_Monterey | {'Panoche': [41.3, 0.0], 'Cheney': [42.5, 0.0], 'Hollister': [43.7, 23937.0], 'Cantua': [46.2, 0.0], 'Tranquility': [46.9, 0.0], 'Mendota': [49.5, 0.0], 'Oro Loma': [50.9, 0.0], 'Moss Landing': [51.2, 21117.0], 'Excelsior': [51.8, 0.0], 'Cal Flats': [53.5, 0.0], 'Los Banos': [54.9, 0.0], 'Templeton': [55.5, 18.0], 'Llagas': [56.1, 1987.0], 'Schindler': [56.9, 0.0], 'Gates': [57.6, 0.0], 'Helm': [58.5, 0.0], 'Quinto': [59.2, 0.0]} | 254892.4531 | 72885.3906 | 28.59% | 182007.0625 | 71.41% | [5 empty] | 6963.8579 | 2.732% | 56393.2461 | 22.12% | 114630.5391 | 44.97% | 0 | 0% | 120063.0938 | 47.1% | 134829.3594 | 26589.4023 | 10.43% | 228303.0508 | 67653.9453 | 26.54% | 187238.5078 | 149837.8906 | 58.78% | 105054.5625 | 102231.875 | 40.11% | 152660.5781 | 8930.3887 | 3.504% | 245962.0645
108 | Tulucay | Northern_California | {'Carquinez': [10.9, 31394.0], 'Peabody': [16.3, 60000.0], 'Lakeville': [17.0, 19427.0], 'Martinez': [18.1, 27839.0], 'Ignacio': [18.9, 19574.0], 'Vaca-Dixon & Gc Yard': [21.6, 57031.0], 'Penngrove': [22.9, 5165.0], 'Shiloh III': [23.5, 57534.0], 'Putah Creek': [24.1, 51534.0], 'Pittsburg': [24.9, 36153.0], 'Kirker': [25.2, 32629.0], 'Birds Landing': [25.3, 50486.0], 'Bellevue': [25.8, 3217.0], 'Clayton': [26.5, 23947.0], 'Contra Costa': [31.5, 25739.0], 'Fulton': [31.8, 2533.0], 'Madison': [33.4, 45871.0], 'Lone Tree': [34.6, 17145.0], 'Davis': [35.5, 50571.0], 'Grand Island': [36.8, 43397.0], 'Martin': [38.4, 11040.0], 'Brentwood': [39.4, 10364.0], 'Woodland': [40.5, 39503.0], 'Geysers Tap 1': [43.8, 377.0], 'Eastshore': [43.8, 8512.0], 'Cayetano': [44.4, 1669.0], 'Delta Pumps': [46.9, 3235.0], 'Kelso': [47.7, 2362.0], 'Eagle Rock': [49.7, 0.0], 'Eight Mile': [50.2, 5387.0], 'Midway Green Ridge Services': [51.7, 205.0], 'Stagg': [53.0, 4413.0], 'Tesla': [53.3, 84.0], 'Newark': [53.8, 14.0], 'Cloverdale': [55.3, 0.0], 'Los Esteros': [59.5, 0.0]} | 320843.5625 | 64643.793 | 20.15% | 256199.7695 | 79.85% | [5 empty] | 27596.0176 | 8.601% | 49725.6016 | 15.5% | 126573.2812 | 39.45% | 36804.2109 | 11.47% | 165885.25 | 51.7% | 154958.3125 | 76565.8672 | 23.86% | 244277.6953 | 115934.3906 | 36.13% | 204909.1719 | 229922.4375 | 71.66% | 90921.125 | 127335.5859 | 39.69% | 193507.9766 | 43965.4688 | 13.7% | 276878.0938
109 | Brunswick | Northern_California | {'Colgate': [10.8, 40216.0], 'Higgins': [13.3, 25635.0], 'Drum 1': [14.5, 26973.0], 'East Marysville': [28.6, 18506.0], 'Olivehurst': [28.9, 18506.0], 'Palermo': [30.1, 19605.0], 'Honcut': [30.6, 20434.0], 'Rio Oso': [30.9, 18037.0], 'Pleasant Grove': [31.8, 14983.0], 'Wyandotte': [32.5, 17217.0], 'Pease': [33.8, 18506.0], 'Summit': [35.7, 16097.0], 'Placerville': [37.1, 2893.0], 'Thermalito': [37.5, 9988.0], 'Table Mt.': [39.6, 9266.0], 'Gold Hill': [40.0, 6374.0], 'Woodland': [54.6, 8004.0]} | 236181.5469 | 48840.6367 | 20.68% | 187340.9102 | 79.32% | [5 empty] | 29473.6035 | 12.48% | 28634.9922 | 12.12% | 75506.2734 | 31.97% | 43443.3359 | 18.39% | 97077.1172 | 41.1% | 139104.4297 | 38166.418 | 16.16% | 198015.1289 | 34275.0781 | 14.51% | 201906.4688 | 141690.8125 | 59.99% | 94490.7344 | 71950.0391 | 30.46% | 164231.5078 | 24606.9355 | 10.42% | 211574.6113
110 | Higgins | Northern_California | {'Brunswick': [13.3, 25635.0], 'Pleasant Grove': [19.2, 40872.0], 'Colgate': [20.5, 23666.0], 'Rio Oso': [21.6, 43950.0], 'Drum 1': [22.8, 8088.0], 'Olivehurst': [24.5, 43950.0], 'East Marysville': [26.6, 43950.0], 'Gold Hill': [26.8, 20583.0], 'Placerville': [27.2, 2900.0], 'Pease': [31.8, 42857.0], 'Honcut': [33.1, 39605.0], 'Palermo': [36.4, 17057.0], 'Wyandotte': [39.2, 11052.0], 'Summit': [42.6, 7593.0], 'Thermalito': [43.5, 7629.0], 'Woodland': [44.0, 33341.0], 'Table Mt.': [46.1, 6966.0], 'Davis': [48.9, 9607.0], 'Madison': [53.9, 7802.0], 'Camanche': [57.5, 0.0]} | 167879.4375 | 52037.6914 | 31% | 115841.7461 | 69% | [5 empty] | 44917.8555 | 26.76% | 54252.8008 | 32.32% | 18425.5352 | 10.98% | 5663.6895 | 3.374% | 89418.5391 | 53.26% | 78460.8984 | 9698.8359 | 5.777% | 158180.6016 | 27268.543 | 16.24% | 140610.8945 | 101122.2266 | 60.24% | 66757.2109 | 14237.1982 | 8.481% | 153642.2393 | 23621.6719 | 14.07% | 144257.7656
111 | Barre | Greater_LA | {'Lewis': [4.8, 2472.0], 'Del Amo': [7.1, 2473.0], 'Alamitos': [7.4, 2488.0], 'Villa Park': [8.5, 2370.0], 'Ellis': [8.8, 2498.0], 'Johanna': [9.9, 2375.0], 'Olinda': [10.1, 2400.0], 'Center': [10.9, 2451.0], 'Serrano': [11.1, 2364.0], 'Huntington Beach': [11.2, 2502.0], 'Lighthipe': [12.2, 2451.0], 'Walnut': [13.9, 2384.0], 'Hinson': [13.9, 2458.0], 'Harborgen': [14.3, 2468.0], 'Long Beach': [14.3, 2469.0], 'Laguna Bell': [15.0, 2445.0], 'Arcogen': [15.1, 2451.0], 'Santiago': [15.8, 2364.0], 'Mesa': [17.4, 2370.0], 'Rio Hondo': [20.4, 2073.0], 'La Fresa': [20.6, 2415.0], 'Chino': [21.8, 34.0], 'Viejo': [21.9, 283.0], 'El Nido': [23.3, 2359.0], 'Redondo': [23.5, 2373.0], 'Goodrich': [24.4, 2077.0], 'Trabuco': [24.6, 279.0], 'Chevmain': [25.1, 2333.0], 'La Cienega': [26.3, 2300.0], 'El Segundo': [26.3, 2319.0], 'Margarita': [27.1, 261.0], 'Capistrano': [27.4, 263.0], 'Mira Loma': [27.6, 0.0], 'Padua': [29.1, 0.0], 'Gould': [30.8, 76.0], 'Lee Lake (Proposed)': [30.9, 158.0], 'Rancho Vista': [32.1, 0.0], 'Etiwanda': [32.5, 0.0], 'Talega': [34.1, 222.0], 'San Onofre': [39.0, 171.0], 'Vista': [41.3, 0.0], 'Sylmar-Pac Intertie': [45.3, 31.0], 'San Bernardino': [46.6, 0.0], 'Vincent': [47.3, 0.0], 'Valley': [47.8, 0.0], 'Lugo': [52.1, 0.0], 'El Casco': [53.1, 0.0], 'Saugus': [54.3, 0.0], 'Pardee': [55.5, 0.0], 'San Luis Rey': [55.6, 47.0], 'Victor': [58.8, 0.0], 'Encina': [59.5, 0.0]} | 12178.3838 | 2527.6069 | 20.75% | 9650.7769 | 79.25% | [5 empty] | 0 | 0% | 0 | 0% | 151.3476 | 1.243% | 446.0012 | 3.662% | 315.8842 | 2.594% | 11862.4995 | 1941.0186 | 15.94% | 10237.3652 | 9280.9561 | 76.21% | 2897.4277 | 9596.8398 | 78.8% | 2581.5439 | 227.1328 | 1.865% | 11951.251 | 377.8206 | 3.102% | 11800.5632
112 | Ellis | Greater_LA | {'Huntington Beach': [3.4, 2541.0], 'Johanna': [5.6, 2418.0], 'Barre': [8.8, 2498.0], 'Lewis': [8.9, 2479.0], 'Santiago': [10.2, 2407.0], 'Alamitos': [10.5, 2458.0], 'Villa Park': [10.9, 2402.0], 'Serrano': [13.3, 2395.0], 'Del Amo': [14.3, 2444.0], 'Long Beach': [17.2, 2440.0], 'Viejo': [17.4, 326.0], 'Harborgen': [17.6, 2439.0], 'Trabuco': [17.7, 322.0], 'Olinda': [18.0, 2382.0], 'Hinson': [18.5, 2429.0], 'Lighthipe': [19.0, 2422.0], 'Center': [19.2, 2422.0], 'Arcogen': [19.5, 2422.0], 'Capistrano': [20.0, 306.0], 'Margarita': [20.4, 304.0], 'Walnut': [22.3, 2355.0], 'Laguna Bell': [23.2, 2416.0], 'La Fresa': [25.8, 2386.0], 'Mesa': [26.1, 2340.0], 'Chino': [26.4, 34.0], 'Talega': [26.8, 265.0], 'Redondo': [28.0, 2344.0], 'El Nido': [28.7, 2330.0], 'Lee Lake (Proposed)': [28.8, 201.0], 'Rio Hondo': [29.0, 2044.0], 'Chevmain': [30.4, 2304.0], 'Mira Loma': [31.1, 0.0], 'San Onofre': [31.3, 214.0], 'El Segundo': [31.6, 2290.0], 'Goodrich': [33.2, 2048.0], 'La Cienega': [33.2, 2271.0], 'Padua': [34.7, 0.0], 'Rancho Vista': [36.4, 0.0], 'Etiwanda': [36.7, 0.0], 'Gould': [39.5, 47.0], 'Vista': [43.5, 0.0], 'Valley': [45.5, 0.0], 'San Luis Rey': [48.0, 90.0], 'San Bernardino': [48.8, 0.0], 'Encina': [51.6, 43.0], 'Sylmar-Pac Intertie': [53.4, 2.0], 'El Casco': [53.5, 0.0], 'Palomar Airport': [54.2, 32.0], 'Vincent': [56.1, 0.0], 'Lugo': [57.4, 0.0]} | 12162.9629 | 2541.4023 | 20.89% | 9621.5605 | 79.11% | [5 empty] | 0 | 0% | 0 | 0% | 189.3477 | 1.557% | 446.0012 | 3.667% | 315.8842 | 2.597% | 11847.0786 | 1929.4438 | 15.86% | 10233.519 | 9254.5234 | 76.09% | 2908.4395 | 9570.4082 | 78.68% | 2592.5547 | 227.1328 | 1.867% | 11935.8301 | 386.1362 | 3.175% | 11776.8267
113 | Johanna | Greater_LA | {'Ellis': [5.6, 2418.0], 'Santiago': [5.9, 2410.0], 'Lewis': [7.1, 2387.0], 'Villa Park': [7.1, 2402.0], 'Huntington Beach': [8.6, 2419.0], 'Serrano': [8.7, 2395.0], 'Barre': [9.9, 2375.0], 'Viejo': [12.5, 329.0], 'Trabuco': [14.6, 326.0], 'Alamitos': [14.6, 2335.0], 'Olinda': [16.5, 2319.0], 'Del Amo': [16.8, 2321.0], 'Margarita': [17.2, 307.0], 'Capistrano': [17.6, 309.0], 'Center': [20.8, 2299.0], 'Walnut': [21.1, 2294.0], 'Lighthipe': [21.8, 2299.0], 'Long Beach': [21.8, 2316.0], 'Chino': [22.0, 34.0], 'Harborgen': [22.0, 2316.0], 'Hinson': [22.5, 2306.0], 'Lee Lake (Proposed)': [23.3, 204.0], 'Arcogen': [23.6, 2299.0], 'Talega': [24.2, 268.0], 'Laguna Bell': [24.8, 2292.0], 'Mira Loma': [26.2, 0.0], 'Mesa': [26.8, 2217.0], 'Rio Hondo': [28.0, 2015.0], 'San Onofre': [29.3, 217.0], 'La Fresa': [29.7, 2263.0], 'Padua': [30.6, 0.0], 'Rancho Vista': [31.7, 0.0], 'Etiwanda': [31.9, 0.0], 'Redondo': [32.2, 2221.0], 'El Nido': [32.5, 2207.0], 'Goodrich': [33.1, 1988.0], 'Chevmain': [34.2, 2180.0], 'El Segundo': [35.5, 2166.0], 'La Cienega': [36.1, 2148.0], 'Vista': [38.1, 0.0], 'Gould': [39.9, 0.0], 'Valley': [40.2, 0.0], 'San Bernardino': [43.4, 0.0], 'San Luis Rey': [45.7, 93.0], 'El Casco': [47.9, 0.0], 'Encina': [49.7, 46.0], 'Palomar Airport': [52.2, 35.0], 'Lugo': [52.9, 0.0], 'Sylmar-Pac Intertie': [55.2, 0.0], 'Vincent': [55.4, 0.0], 'Escondido': [58.7, 0.0]} | 11934.3916 | 2421.1353 | 20.29% | 9513.2563 | 79.71% | [5 empty] | 0 | 0% | 0 | 0% | 59.3118 | 0.497% | 446.0012 | 3.737% | 305.1313 | 2.557% | 11629.2603 | 1936.4875 | 16.23% | 9997.9041 | 9186.7646 | 76.98% | 2747.627 | 9491.8955 | 79.53% | 2442.4961 | 227.1328 | 1.903% | 11707.2588 | 386.1422 | 3.236% | 11548.2494
114 | Lewis | Greater_LA | {'Villa Park': [3.7, 2382.0], 'Barre': [4.8, 2472.0], 'Serrano': [6.4, 2375.0], 'Johanna': [7.1, 2387.0], 'Ellis': [8.9, 2479.0], 'Olinda': [9.5, 2386.0], 'Del Amo': [11.7, 2417.0], 'Alamitos': [11.9, 2432.0], 'Huntington Beach': [12.1, 2483.0], 'Santiago': [12.5, 2375.0], 'Walnut': [14.0, 2359.0], 'Center': [14.5, 2395.0], 'Lighthipe': [16.6, 2395.0], 'Viejo': [17.7, 294.0], 'Chino': [18.2, 34.0], 'Laguna Bell': [18.3, 2389.0], 'Hinson': [18.6, 2402.0], 'Harborgen': [19.0, 2412.0], 'Long Beach': [19.0, 2413.0], 'Arcogen': [19.8, 2395.0], 'Mesa': [19.9, 2313.0], 'Rio Hondo': [20.9, 2048.0], 'Trabuco': [21.4, 291.0], 'Mira Loma': [23.6, 0.0], 'Margarita': [23.7, 272.0], 'Capistrano': [24.5, 274.0], 'La Fresa': [25.3, 2359.0], 'Goodrich': [26.0, 2052.0], 'Padua': [26.1, 0.0], 'Lee Lake (Proposed)': [26.2, 170.0], 'El Nido': [27.9, 2303.0], 'Redondo': [28.2, 2317.0], 'Rancho Vista': [28.4, 0.0], 'Etiwanda': [28.8, 0.0], 'Chevmain': [29.7, 2277.0], 'La Cienega': [30.5, 2244.0], 'El Segundo': [30.9, 2263.0], 'Talega': [31.0, 234.0], 'Gould': [32.9, 51.0], 'San Onofre': [36.2, 183.0], 'Vista': [37.0, 0.0], 'San Bernardino': [42.3, 0.0], 'Valley': [43.0, 0.0], 'Vincent': [48.3, 0.0], 'El Casco': [48.5, 0.0], 'Sylmar-Pac Intertie': [48.6, 6.0], 'Lugo': [49.0, 0.0], 'San Luis Rey': [52.5, 59.0], 'Victor': [56.2, 0.0], 'Encina': [56.6, 12.0], 'Saugus': [57.3, 0.0], 'Pardee': [58.5, 0.0], 'Palomar Airport': [59.0, 0.0], 'Roadway': [59.7, 0.0]} | 12008.1572 | 2483.0913 | 20.68% | 9525.0659 | 79.32% | [5 empty] | 0 | 0% | 0 | 0% | 118.8265 | 0.9895% | 446.0012 | 3.714% | 315.8842 | 2.631% | 11692.273 | 1835.5371 | 15.29% | 10172.6201 | 9160.6172 | 76.29% | 2847.54 | 9476.501 | 78.92% | 2531.6562 | 227.1328 | 1.891% | 11781.0244 | 377.1781 | 3.141% | 11630.9791
115 | Santiago | Greater_LA | {'Johanna': [5.9, 2410.0], 'Viejo': [7.2, 338.0], 'Trabuco': [8.9, 335.0], 'Ellis': [10.2, 2407.0], 'Villa Park': [11.1, 2395.0], 'Margarita': [11.3, 317.0], 'Serrano': [11.4, 2395.0], 'Capistrano': [12.0, 318.0], 'Huntington Beach': [12.2, 2408.0], 'Lewis': [12.5, 2375.0], 'Barre': [15.8, 2364.0], 'Talega': [18.5, 278.0], 'Lee Lake (Proposed)': [19.2, 212.0], 'Alamitos': [20.3, 2324.0], 'Olinda': [21.3, 2308.0], 'Del Amo': [22.7, 2309.0], 'Chino': [23.5, 34.0], 'San Onofre': [23.8, 227.0], 'Walnut': [25.9, 2287.0], 'Mira Loma': [26.4, 0.0], 'Center': [26.6, 2287.0], 'Long Beach': [27.2, 2305.0], 'Harborgen': [27.6, 2305.0], 'Lighthipe': [27.7, 2287.0], 'Hinson': [28.3, 2294.0], 'Arcogen': [29.3, 2287.0], 'Laguna Bell': [30.6, 2281.0], 'Rancho Vista': [32.1, 0.0], 'Padua': [32.2, 0.0], 'Mesa': [32.3, 2206.0], 'Etiwanda': [32.4, 0.0], 'Rio Hondo': [32.7, 2015.0], 'La Fresa': [35.5, 2251.0], 'Valley': [35.6, 0.0], 'Vista': [36.6, 0.0], 'Redondo': [37.9, 2210.0], 'Goodrich': [38.2, 1988.0], 'El Nido': [38.3, 2196.0], 'San Luis Rey': [40.0, 103.0], 'Chevmain': [40.0, 2169.0], 'El Segundo': [41.3, 2155.0], 'San Bernardino': [41.8, 0.0], 'La Cienega': [42.0, 2136.0], 'Encina': [44.1, 56.0], 'El Casco': [44.9, 0.0], 'Gould': [45.3, 0.0], 'Palomar Airport': [46.5, 44.0], 'Escondido': [52.9, 10.0], 'Lugo': [53.5, 0.0]} | 11882.8555 | 2419.4646 | 20.36% | 9463.3909 | 79.64% | [5 empty] | 0 | 0% | 0 | 0% | 54.0688 | 0.455% | 446.0012 | 3.753% | 305.1313 | 2.568% | 11577.7241 | 1930.0431 | 16.24% | 9952.8124 | 9136.5 | 76.89% | 2746.3555 | 9441.6318 | 79.46% | 2441.2236 | 227.8691 | 1.918% | 11654.9864 | 388.2876 | 3.268% | 11494.5679
116 | Serrano | Greater_LA | {'Villa Park': [2.7, 2395.0], 'Lewis': [6.4, 2375.0], 'Johanna': [8.7, 2395.0], 'Olinda': [11.1, 2308.0], 'Barre': [11.1, 2364.0], 'Santiago': [11.4, 2395.0], 'Chino': [13.3, 34.0], 'Ellis': [13.3, 2395.0], 'Viejo': [14.0, 314.0], 'Walnut': [15.4, 2287.0], 'Huntington Beach': [16.6, 2395.0], 'Del Amo': [17.7, 2309.0], 'Mira Loma': [17.9, 0.0], 'Alamitos': [18.3, 2324.0], 'Center': [19.4, 2287.0], 'Trabuco': [19.5, 311.0], 'Lee Lake (Proposed)': [20.3, 189.0], 'Margarita': [21.3, 292.0], 'Padua': [21.9, 0.0], 'Rio Hondo': [22.0, 2015.0], 'Lighthipe': [22.4, 2287.0], 'Capistrano': [22.9, 294.0], 'Laguna Bell': [22.9, 2281.0], 'Rancho Vista': [23.1, 0.0], 'Etiwanda': [23.4, 0.0], 'Mesa': [23.4, 2206.0], 'Hinson': [24.9, 2294.0], 'Harborgen': [25.4, 2305.0], 'Long Beach': [25.4, 2305.0], 'Arcogen': [26.1, 2287.0], 'Goodrich': [28.1, 1988.0], 'Talega': [28.8, 254.0], 'Vista': [30.7, 0.0], 'La Fresa': [31.4, 2251.0], 'El Nido': [33.9, 2196.0], 'San Onofre': [34.4, 202.0], 'Redondo': [34.4, 2210.0], 'Gould': [35.4, 0.0], 'Chevmain': [35.6, 2169.0], 'La Cienega': [35.8, 2136.0], 'San Bernardino': [36.1, 0.0], 'El Segundo': [36.8, 2155.0], 'Valley': [37.0, 0.0], 'El Casco': [42.0, 0.0], 'Lugo': [44.2, 0.0], 'Vincent': [49.1, 0.0], 'San Luis Rey': [50.0, 79.0], 'Victor': [52.0, 0.0], 'Sylmar-Pac Intertie': [52.4, 0.0], 'Encina': [54.4, 31.0], 'Roadway': [55.8, 0.0], 'Palomar Airport': [56.6, 20.0]} | 11781.834 | 2395.1484 | 20.33% | 9386.6855 | 79.67% | [5 empty] | 0 | 0% | 0 | 0% | 14.8837 | 0.1263% | 451.4694 | 3.832% | 310.5995 | 2.636% | 11471.2345 | 1829.714 | 15.53% | 9952.12 | 9060.1982 | 76.9% | 2721.6357 | 9365.3301 | 79.49% | 2416.5039 | 232.601 | 1.974% | 11549.233 | 377.1781 | 3.201% | 11404.6559
117 | Villa Park | Greater_LA | {'Serrano': [2.7, 2395.0], 'Lewis': [3.7, 2382.0], 'Johanna': [7.1, 2402.0], 'Barre': [8.5, 2370.0], 'Olinda': [10.3, 2314.0], 'Ellis': [10.9, 2402.0], 'Santiago': [11.1, 2395.0], 'Huntington Beach': [14.3, 2402.0], 'Walnut': [14.9, 2294.0], 'Viejo': [15.1, 314.0], 'Del Amo': [15.3, 2316.0], 'Chino': [15.5, 34.0], 'Alamitos': [15.6, 2330.0], 'Center': [17.4, 2294.0], 'Trabuco': [19.7, 311.0], 'Lighthipe': [20.1, 2294.0], 'Mira Loma': [20.4, 0.0], 'Laguna Bell': [21.1, 2287.0], 'Rio Hondo': [21.7, 2015.0], 'Margarita': [21.8, 292.0], 'Mesa': [22.0, 2212.0], 'Hinson': [22.3, 2301.0], 'Lee Lake (Proposed)': [22.6, 189.0], 'Harborgen': [22.8, 2311.0], 'Long Beach': [22.8, 2312.0], 'Capistrano': [23.0, 294.0], 'Arcogen': [23.5, 2294.0], 'Padua': [23.8, 0.0], 'Rancho Vista': [25.5, 0.0], 'Etiwanda': [25.8, 0.0], 'Goodrich': [27.3, 1988.0], 'La Fresa': [28.9, 2258.0], 'Talega': [29.2, 254.0], 'El Nido': [31.5, 2202.0], 'Redondo': [31.9, 2216.0], 'Chevmain': [33.2, 2175.0], 'Vista': [33.4, 0.0], 'La Cienega': [33.8, 2143.0], 'Gould': [34.5, 0.0], 'El Segundo': [34.5, 2161.0], 'San Onofre': [34.7, 202.0], 'San Bernardino': [38.8, 0.0], 'Valley': [39.4, 0.0], 'El Casco': [44.8, 0.0], 'Lugo': [46.4, 0.0], 'Vincent': [49.0, 0.0], 'San Luis Rey': [50.6, 79.0], 'Sylmar-Pac Intertie': [51.0, 0.0], 'Victor': [54.0, 0.0], 'Encina': [54.9, 31.0], 'Palomar Airport': [57.2, 20.0], 'Roadway': [57.7, 0.0], 'Saugus': [59.6, 0.0]} | 11809.2578 | 2401.5928 | 20.34% | 9407.665 | 79.66% | [5 empty] | 0 | 0% | 0 | 0% | 16.072 | 0.1361% | 446.0012 | 3.777% | 305.1313 | 2.584% | 11504.1265 | 1830.902 | 15.5% | 9978.3558 | 9081.1787 | 76.9% | 2728.0791 | 9386.3105 | 79.48% | 2422.9473 | 227.1328 | 1.923% | 11582.125 | 377.1781 | 3.194% | 11432.0797
118 | Capistrano | Greater_LA | {'Margarita': [3.4, 358.0], 'Trabuco': [3.5, 345.0], 'Talega': [6.8, 321.0], 'Viejo': [10.7, 319.0], 'San Onofre': [11.8, 270.0], 'Santiago': [12.0, 318.0], 'Johanna': [17.6, 309.0], 'Ellis': [20.0, 306.0], 'Huntington Beach': [20.2, 306.0], 'Lee Lake (Proposed)': [20.5, 212.0], 'Serrano': [22.9, 294.0], 'Villa Park': [23.0, 294.0], 'Lewis': [24.5, 274.0], 'Barre': [27.4, 263.0], 'San Luis Rey': [28.2, 146.0], 'Alamitos': [30.4, 223.0], 'Encina': [32.2, 99.0], 'Valley': [33.3, 0.0], 'Olinda': [33.3, 206.0], 'Chino': [33.5, 34.0], 'Del Amo': [33.9, 208.0], 'Mira Loma': [34.6, 0.0], 'Palomar Airport': [34.6, 87.0], 'Long Beach': [36.7, 204.0], 'Harborgen': [37.2, 203.0], 'Walnut': [37.9, 186.0], 'Center': [38.3, 186.0], 'Hinson': [38.4, 193.0], 'Lighthipe': [38.8, 186.0], 'Arcogen': [39.4, 186.0], 'Rancho Vista': [40.4, 0.0], 'Etiwanda': [40.5, 0.0], 'Vista': [41.5, 0.0], 'Escondido': [41.5, 53.0], 'Padua': [41.9, 0.0], 'Laguna Bell': [42.3, 180.0], 'Mesa': [44.3, 104.0], 'Rio Hondo': [44.7, 40.0], 'La Fresa': [45.7, 150.0], 'El Casco': [46.1, 0.0], 'San Bernardino': [46.2, 0.0], 'Redondo': [47.6, 108.0], 'Penasquitos': [48.4, 43.0], 'El Nido': [48.6, 94.0], 'Goodrich': [50.3, 15.0], 'Chevmain': [50.3, 68.0], 'El Segundo': [51.5, 54.0], 'La Cienega': [53.1, 35.0], 'Sycamore Canyon': [55.1, 32.0], 'Kearny': [56.1, 23.0], 'Gould': [57.3, 0.0], 'Old Town': [58.3, 2.0], 'Mission': [58.8, 2.0]} | 7789.0342 | 361.2257 | 4.638% | 7427.8085 | 95.36% | [5 empty] | 110.8009 | 1.423% | 0 | 0% | 54.0688 | 0.6942% | 446.0012 | 5.726% | 406.6133 | 5.22% | 7382.4209 | 2687.6729 | 34.51% | 5101.3613 | 7106.2407 | 91.23% | 682.7935 | 7411.3721 | 95.15% | 377.6621 | 245.1871 | 3.148% | 7543.8471 | 592.5178 | 7.607% | 7196.5164
119 | Trabuco | Greater_LA | {'Margarita': [2.8, 343.0], 'Capistrano': [3.5, 345.0], 'Viejo': [7.4, 336.0], 'Santiago': [8.9, 335.0], 'Talega': [9.6, 304.0], 'Johanna': [14.6, 326.0], 'San Onofre': [15.0, 253.0], 'Ellis': [17.7, 322.0], 'Lee Lake (Proposed)': [18.2, 212.0], 'Huntington Beach': [18.5, 323.0], 'Serrano': [19.5, 311.0], 'Villa Park': [19.7, 311.0], 'Lewis': [21.4, 291.0], 'Barre': [24.6, 279.0], 'Alamitos': [28.2, 239.0], 'Chino': [30.0, 34.0], 'Olinda': [30.0, 223.0], 'San Luis Rey': [31.2, 129.0], 'Mira Loma': [31.3, 0.0], 'Del Amo': [31.3, 225.0], 'Valley': [32.2, 0.0], 'Walnut': [34.6, 203.0], 'Long Beach': [34.7, 221.0], 'Harborgen': [35.2, 220.0], 'Encina': [35.3, 82.0], 'Center': [35.4, 203.0], 'Lighthipe': [36.2, 203.0], 'Hinson': [36.2, 210.0], 'Rancho Vista': [37.1, 0.0], 'Etiwanda': [37.2, 0.0], 'Arcogen': [37.2, 203.0], 'Palomar Airport': [37.6, 71.0], 'Padua': [38.4, 0.0], 'Vista': [38.8, 0.0], 'Laguna Bell': [39.4, 197.0], 'Mesa': [41.2, 121.0], 'Rio Hondo': [41.3, 57.0], 'San Bernardino': [43.5, 0.0], 'La Fresa': [43.5, 167.0], 'Escondido': [44.1, 36.0], 'El Casco': [44.2, 0.0], 'Redondo': [45.6, 125.0], 'El Nido': [46.4, 111.0], 'Goodrich': [47.0, 32.0], 'Chevmain': [48.1, 85.0], 'El Segundo': [49.3, 71.0], 'La Cienega': [50.6, 52.0], 'Penasquitos': [51.6, 26.0], 'Gould': [54.1, 0.0], 'Sycamore Canyon': [58.0, 15.0], 'Lugo': [58.1, 0.0], 'Kearny': [59.3, 6.0]} | 8051.3828 | 361.5924 | 4.491% | 7689.7904 | 95.51% | [5 empty] | 110.8009 | 1.376% | 0 | 0% | 54.0688 | 0.6715% | 446.0012 | 5.539% | 372.3537 | 4.625% | 7679.0291 | 2670.8413 | 33.17% | 5380.5415 | 7368.2227 | 91.51% | 683.1602 | 7673.354 | 95.3% | 378.0288 | 245.1871 | 3.045% | 7806.1957 | 593.179 | 7.367% | 7458.2038
120 | Pleasant Grove | Northern_California | {'Rio Oso': [11.6, 76405.0], 'Gold Hill': [14.6, 21188.0], 'Higgins': [19.2, 40872.0], 'Olivehurst': [22.6, 76197.0], 'Woodland': [26.4, 68876.0], 'East Marysville': [27.3, 70277.0], 'Placerville': [28.9, 0.0], 'Davis': [30.0, 35448.0], 'Pease': [30.7, 72936.0], 'Brunswick': [31.8, 14983.0], 'Colgate': [35.7, 17179.0], 'Madison': [37.3, 40160.0], 'Honcut': [37.8, 51674.0], 'Drum 1': [41.7, 0.0], 'Putah Creek': [42.5, 20386.0], 'Grand Island': [43.6, 60.0], 'Vaca-Dixon & Gc Yard': [44.1, 17879.0], 'Camanche': [44.7, 7.0], 'Palermo': [45.1, 16747.0], 'Wyandotte': [47.9, 7889.0], 'Lockeford': [49.3, 7.0], 'Rancho Seco - Bellota (Proposed)': [50.5, 7.0], 'Thermalito': [50.9, 4634.0], 'Peabody': [51.6, 198.0], 'Eight Mile': [52.9, 7.0], 'Cortina': [53.4, 12685.0], 'Shiloh III': [53.7, 3.0], 'Table Mt.': [53.8, 3888.0], 'Birds Landing': [55.9, 0.0], 'Stagg': [57.4, 7.0], 'Bellota': [57.9, 0.0]} | 267697.0625 | 76411.9531 | 28.54% | 191285.1094 | 71.46% | [5 empty] | 68201.7031 | 25.48% | 152094.7812 | 56.82% | 1213.6309 | 0.4534% | 0 | 0% | 127299.9062 | 47.55% | 140397.1562 | 23106.6367 | 8.632% | 244590.4258 | 108737.5 | 40.62% | 158959.5625 | 181704.25 | 67.88% | 85992.8125 | 1291.8358 | 0.4826% | 266405.2267 | 26803.0801 | 10.01% | 240893.9824
121 | Summit | Northern_California | {'Drum 1': [21.2, 32027.0], 'Brunswick': [35.7, 16097.0], 'Higgins': [42.6, 7593.0], 'Colgate': [43.4, 8450.0], 'Placerville': [46.1, 6425.0]} | 372035.5 | 41480.2773 | 11.15% | 330555.2227 | 88.85% | [5 empty] | 205.5787 | 0.05526% | 176.3992 | 0.04741% | 236564 | 63.59% | 16615.1152 | 4.466% | 121659.1016 | 32.7% | 250376.3984 | 42712.6953 | 11.48% | 329322.8047 | 84761.5234 | 22.78% | 287273.9766 | 187063.2188 | 50.28% | 184972.2812 | 262436.625 | 70.54% | 109598.875 | 32254.3867 | 8.67% | 339781.1133
122 | Devers | Riverside | {'Mirage': [14.4, 46008.0], 'El Casco': [28.8, 4913.0], 'Lugo - Pisgah (Proposed)': [32.0, 33642.0], 'Valley': [36.0, 4984.0], 'San Bernardino': [39.2, 4884.0], 'Vista': [43.2, 2226.0], 'Calcite': [44.7, 5413.0], 'Lee Lake (Proposed)': [51.8, 0.0], 'Lugo': [54.2, 0.0], 'Etiwanda': [55.5, 0.0], 'Rancho Vista': [55.9, 0.0], 'Mira Loma': [56.9, 0.0], 'Julian Hinds': [57.0, 126.0], 'Pisgah': [59.3, 373.0]} | 199611.8438 | 61407.9961 | 30.76% | 138203.8477 | 69.24% | [5 empty] | 1122.9111 | 0.5625% | 1773.1824 | 0.8883% | 57928.1523 | 29.02% | 34834.9727 | 17.45% | 58772.9375 | 29.44% | 140838.9062 | 40503.5742 | 20.29% | 159108.2695 | 65431.4062 | 32.78% | 134180.4375 | 104362.8281 | 52.28% | 95249.0156 | 82871.1641 | 41.52% | 116740.6797 | 2469.9856 | 1.237% | 197141.8582
123 | Kern | Riverside (Exclude) | {'Julian Hinds': [13.4, 21090.0], 'Red Bluff': [15.1, 21128.0], 'Colorado River': [43.4, 7437.0], 'Bannister': [45.5, 0.0], 'Sonora': [47.6, 0.0], 'Arkansas': [50.1, 0.0], 'Mirage': [50.8, 0.0], 'Blythe': [54.1, 0.0]} | 69650.4141 | 21429.7617 | 30.77% | 48220.6523 | 69.23% | [5 empty] | 488.6097 | 0.7015% | 0 | 0% | 0 | 0% | 0 | 0% | 27181.125 | 39.03% | 42469.2891 | 15635.4873 | 22.45% | 54014.9268 | 8684.917 | 12.47% | 60965.4971 | 36020.8984 | 51.72% | 33629.5156 | 22997.0469 | 33.02% | 46653.3672 | 531.6248 | 0.7633% | 69118.7892
124 | Mirage | Riverside | {'Devers': [14.4, 46008.0], 'El Casco': [41.9, 4733.0], 'Lugo - Pisgah (Proposed)': [42.8, 18870.0], 'Julian Hinds': [43.5, 12164.0], 'Valley': [45.6, 4804.0], 'Kem': [50.8, 0.0], 'San Bernardino': [53.0, 4704.0], 'Vista': [56.7, 2046.0], 'Calcite': [57.7, 220.0]} | 195206.6562 | 65771.2266 | 33.69% | 129435.4297 | 66.31% | [5 empty] | 4353.0347 | 2.23% | 11583.958 | 5.934% | 54240.0938 | 27.79% | 26926.9043 | 13.79% | 45892.3047 | 23.51% | 149314.3516 | 45360.8828 | 23.24% | 149845.7734 | 56762.2969 | 29.08% | 138444.3594 | 95880.2891 | 49.12% | 99326.3672 | 72207.7734 | 36.99% | 122998.8828 | 3627.5271 | 1.858% | 191579.1292
125 | Valley | Riverside (Exclude) | {'El Casco': [16.3, 4913.0], 'Lee Lake (Proposed)': [16.9, 0.0], 'Vista': [22.8, 2226.0], 'San Bernardino': [23.9, 4884.0], 'Viejo': [28.5, 0.0], 'Mira Loma': [29.9, 0.0], 'Margarita': [30.2, 0.0], 'Talega': [31.1, 0.0], 'Etiwanda': [32.1, 0.0], 'Trabuco': [32.2, 0.0], 'Rancho Vista': [32.4, 0.0], 'Capistrano': [33.3, 0.0], 'San Onofre': [34.3, 0.0], 'Chino': [34.9, 0.0], 'Santiago': [35.6, 0.0], 'Devers': [36.0, 4984.0], 'Serrano': [37.0, 0.0], 'San Luis Rey': [37.8, 0.0], 'Padua': [38.2, 0.0], 'Villa Park': [39.4, 0.0], 'Johanna': [40.2, 0.0], 'Escondido': [42.4, 0.0], 'Encina': [42.8, 0.0], 'Lewis': [43.0, 0.0], 'Palomar Airport': [43.2, 0.0], 'Lugo': [44.9, 0.0], 'Ellis': [45.5, 0.0], 'Mirage': [45.6, 4804.0], 'Olinda': [46.3, 0.0], 'Barre': [47.8, 0.0], 'Huntington Beach': [47.8, 0.0], 'Walnut': [49.2, 0.0], 'Rio Hondo': [53.7, 0.0], 'Alamitos': [54.3, 0.0], 'Lugo - Pisgah (Proposed)': [54.3, 59.0], 'Victor': [54.4, 0.0], 'Del Amo': [54.7, 0.0], 'Calcite': [55.5, 0.0], 'Center': [56.2, 0.0], 'Penasquitos': [56.7, 0.0], 'Sycamore Canyon': [57.1, 0.0], 'Mesa': [58.6, 0.0], 'Laguna Bell': [59.3, 0.0], 'Lighthipe': [59.4, 0.0], 'Roadway': [59.5, 0.0]} | 41146.3477 | 4983.8936 | 12.11% | 36162.4541 | 87.89% | [5 empty] | 415.5414 | 1.01% | 59.4258 | 0.1444% | 10065.6426 | 24.46% | 29253.5156 | 71.1% | 19243.0215 | 46.77% | 21903.3262 | 9751.4404 | 23.7% | 31394.9072 | 20256.0918 | 49.23% | 20890.2559 | 28572.9922 | 69.44% | 12573.3555 | 23952.4766 | 58.21% | 17193.8711 | 1329.7018 | 3.232% | 39816.6459
126 | Gold Hill | Solano | {'Pleasant Grove': [14.6, 21188.0], 'Placerville': [19.7, 0.0], 'Rio Oso': [26.2, 21181.0], 'Higgins': [26.8, 20583.0], 'Camanche': [31.3, 3486.0], 'Davis': [33.2, 13077.0], 'Woodland': [33.7, 22260.0], 'Rancho Seco - Bellota (Proposed)': [37.0, 3486.0], 'Olivehurst': [37.1, 21181.0], 'Lockeford': [37.3, 3486.0], 'Grand Island': [38.3, 3486.0], 'Brunswick': [40.0, 6374.0], 'East Marysville': [41.7, 21111.0], 'Eight Mile': [43.4, 3486.0], 'Bellota': [44.8, 1303.0], 'Madison': [45.0, 4439.0], 'Pease': [45.3, 20019.0], 'Drum 1': [45.9, 0.0], 'Vaca-Dixon & Gc Yard': [46.0, 2160.0], 'Colgate': [46.6, 6106.0], 'Putah Creek': [47.3, 598.0], 'Stagg': [47.4, 3486.0], 'Shiloh III': [51.2, 3304.0], 'Weber': [51.3, 1052.0], 'Peabody': [52.0, 0.0], 'Honcut': [52.0, 16238.0], 'Birds Landing': [52.6, 2995.0], 'Contra Costa': [57.4, 436.0], 'Palermo': [58.7, 0.0], 'Brentwood': [58.8, 328.0], 'New Melones': [59.1, 0.0], 'Pittsburg': [59.5, 0.0], 'Lone Tree': [59.6, 0.0], 'Vierra': [59.8, 0.0]} | 111215.1016 | 24666.7402 | 22.18% | 86548.3613 | 77.82% | [5 empty] | 35371.3867 | 31.8% | 47287.5508 | 42.52% | 600.8057 | 0.5402% | 0 | 0% | 56712.625 | 50.99% | 54502.4766 | 12564.0244 | 11.3% | 98651.0771 | 36212.6836 | 32.56% | 75002.418 | 72945.3359 | 65.59% | 38269.7656 | 580.3508 | 0.5218% | 110634.7507 | 17545.5586 | 15.78% | 93669.543
127 | Grand Island | Solano | {'Shiloh III': [14.6, 73683.0], 'Birds Landing': [15.0, 71155.0], 'Eight Mile': [16.6, 25992.0], 'Contra Costa': [19.1, 35725.0], 'Peabody': [21.0, 56689.0], 'Stagg': [21.1, 25015.0], 'Pittsburg': [21.4, 35603.0], 'Vaca-Dixon & Gc Yard': [21.4, 56975.0], 'Lone Tree': [21.8, 23141.0], 'Brentwood': [22.1, 21139.0], 'Kirker': [22.5, 27451.0], 'Davis': [23.0, 61210.0], 'Lockeford': [24.7, 19216.0], 'Clayton': [28.6, 14096.0], 'Weber': [28.8, 17758.0], 'Delta Pumps': [29.8, 10975.0], 'Putah Creek': [29.8, 54838.0], 'Kelso': [30.0, 10845.0], 'Camanche': [30.8, 18944.0], 'Woodland': [32.2, 45381.0], 'Martinez': [32.3, 16973.0], 'Rancho Seco - Bellota (Proposed)': [33.0, 18944.0], 'Vierra': [34.6, 13992.0], 'Bellota': [34.7, 16761.0], 'Midway Green Ridge Services': [34.9, 1848.0], 'Cayetano': [35.4, 1998.0], 'Tesla': [35.9, 1503.0], 'Madison': [36.6, 49170.0], 'Tulucay': [36.8, 43397.0], 'Carquinez': [37.1, 18580.0], 'Gold Hill': [38.3, 3486.0], 'Ripon': [40.8, 3176.0], 'Pleasant Grove': [43.6, 60.0], 'Riverbank': [49.0, 0.0], 'Rio Oso': [49.1, 144.0], 'Westley': [49.7, 0.0], 'Eastshore': [50.8, 1359.0], 'Ignacio': [52.8, 5341.0], 'Lakeville': [53.9, 5340.0], 'Warnerville': [54.7, 0.0], 'Newark': [54.9, 321.0], 'Placerville': [55.6, 0.0], 'Martin': [57.7, 2.0], 'Los Esteros': [58.6, 0.0], 'Olivehurst': [59.5, 0.0], 'Penngrove': [59.5, 248.0]} | 455174.3125 | 75632.9219 | 16.62% | 379541.3906 | 83.38% | [5 empty] | 80470.4141 | 17.68% | 243676.0625 | 53.53% | 27166.2051 | 5.968% | 4089.5242 | 0.8985% | 94147.3984 | 20.68% | 361026.9141 | 109659.4531 | 24.09% | 345514.8594 | 118770.6328 | 26.09% | 336403.6797 | 181679.6094 | 39.91% | 273494.7031 | 17602.7129 | 3.867% | 437571.5996 | 59401.6914 | 13.05% | 395772.6211
128 | Chino | Greater_Kramer | {'Mira Loma': [6.6, 8.0], 'Padua': [8.7, 8.0], 'Rancho Vista': [10.3, 8.0], 'Etiwanda': [10.7, 8.0], 'Serrano': [13.3, 34.0], 'Olinda': [14.5, 34.0], 'Villa Park': [15.5, 34.0], 'Walnut': [15.6, 34.0], 'Lewis': [18.2, 34.0], 'Rio Hondo': [18.8, 34.0], 'Vista': [20.8, 8.0], 'Lee Lake (Proposed)': [21.6, 0.0], 'Barre': [21.8, 34.0], 'Johanna': [22.0, 34.0], 'Viejo': [22.9, 34.0], 'Santiago': [23.5, 34.0], 'Mesa': [24.9, 34.0], 'Center': [25.0, 34.0], 'Goodrich': [25.7, 11.0], 'San Bernardino': [25.9, 8.0], 'Del Amo': [26.2, 34.0], 'Ellis': [26.4, 34.0], 'Laguna Bell': [27.0, 34.0], 'Alamitos': [29.0, 34.0], 'Lighthipe': [29.7, 34.0], 'Huntington Beach': [29.8, 34.0], 'Trabuco': [30.0, 34.0], 'Lugo': [31.0, 8.0], 'Margarita': [31.0, 34.0], 'Gould': [33.0, 0.0], 'Capistrano': [33.5, 34.0], 'Hinson': [33.6, 34.0], 'El Casco': [34.6, 0.0], 'Arcogen': [34.8, 34.0], 'Valley': [34.9, 0.0], 'Harborgen': [35.0, 34.0], 'Long Beach': [35.3, 34.0], 'Talega': [38.1, 0.0], 'La Fresa': [38.6, 34.0], 'Victor': [38.7, 8.0], 'La Cienega': [40.2, 31.0], 'El Nido': [40.5, 34.0], 'Vincent': [42.0, 0.0], 'Redondo': [42.0, 34.0], 'Chevmain': [42.1, 34.0], 'Roadway': [42.6, 8.0], 'El Segundo': [43.2, 34.0], 'San Onofre': [43.9, 0.0], 'Sylmar-Pac Intertie': [51.6, 0.0], 'Calcite': [56.5, 0.0], 'San Luis Rey': [57.7, 0.0], 'Saugus': [59.1, 0.0], 'Antelope': [59.3, 0.0]} | 38883.4492 | 41.684 | 0.1072% | 38841.7653 | 99.89% | [5 empty] | 32.1555 | 0.0827% | 1.7313 | 0.004453% | 13477.0566 | 34.66% | 20959.6309 | 53.9% | 20516.6289 | 52.76% | 18366.8203 | 27715.1797 | 71.28% | 11168.2695 | 27627.9668 | 71.05% | 11255.4824 | 38218.9688 | 98.29% | 664.4805 | 16488.3555 | 42.4% | 22395.0938 | 1773.7039 | 4.562% | 37109.7454
129 | Kramer | Greater_Kramer (Exclude) | {'Randsburg': [26.6, 50544.0], 'Roadway': [29.4, 21979.0], 'Tortilla': [30.3, 9897.0], 'Victor': [34.5, 15082.0], 'Cool Water': [40.0, 9278.0], 'Windhub': [42.0, 41169.0], 'Lugo': [44.1, 11895.0], 'Vincent': [47.7, 9316.0], 'Antelope': [47.8, 5320.0], 'Inyokern': [47.9, 2742.0], 'Highwind': [47.9, 18132.0], 'Calcite': [48.0, 2283.0], 'Whirlwind': [51.4, 3862.0]} | 312074.125 | 76702.0703 | 24.58% | 235372.0547 | 75.42% | [5 empty] | 375.8141 | 0.1204% | 2422.4446 | 0.7762% | 0 | 0% | 0 | 0% | 112993.7891 | 36.21% | 199080.3359 | 103358.7188 | 33.12% | 208715.4062 | 23097.9531 | 7.401% | 288976.1719 | 190935.5938 | 61.18% | 121138.5312 | 136930.6875 | 43.88% | 175143.4375 | 3905.3362 | 1.251% | 308168.7888
130 | Lugo | Greater_Kramer | {'Victor': [9.6, 50562.0], 'Roadway': [14.7, 40280.0], 'San Bernardino': [21.1, 9476.0], 'Etiwanda': [21.2, 9644.0], 'Rancho Vista': [21.4, 9571.0], 'Vista': [22.6, 3361.0], 'Padua': [23.0, 12534.0], 'Mira Loma': [27.1, 1771.0], 'Calcite': [27.8, 28043.0], 'Chino': [31.0, 8.0], 'El Casco': [32.2, 1118.0], 'Tortilla': [39.3, 16469.0], 'Rio Hondo': [39.4, 0.0], 'Walnut': [41.5, 0.0], 'Lugo - Pisgah (Proposed)': [41.9, 22648.0], 'Lee Lake (Proposed)': [42.8, 0.0], 'Olinda': [43.0, 0.0], 'Vincent': [43.6, 13047.0], 'Goodrich': [43.7, 0.0], 'Kramer': [44.1, 11895.0], 'Serrano': [44.2, 0.0], 'Valley': [44.9, 0.0], 'Cool Water': [45.1, 18307.0], 'Villa Park': [46.4, 0.0], 'Gould': [47.9, 13.0], 'Mesa': [48.2, 0.0], 'Lewis': [49.0, 0.0], 'Viejo': [50.7, 0.0], 'Center': [51.9, 0.0], 'Laguna Bell': [52.1, 0.0], 'Barre': [52.1, 0.0], 'Johanna': [52.9, 0.0], 'Santiago': [53.5, 0.0], 'Devers': [54.2, 0.0], 'Del Amo': [55.0, 0.0], 'Lighthipe': [57.1, 0.0], 'Ellis': [57.4, 0.0], 'Antelope': [57.6, 22.0], 'Trabuco': [58.1, 0.0], 'Margarita': [58.2, 0.0], 'Alamitos': [58.9, 0.0]} | 271835.9062 | 52875.957 | 19.45% | 218959.9492 | 80.55% | [5 empty] | 1878.9343 | 0.6912% | 512.6821 | 0.1886% | 41618.0156 | 15.31% | 35230.3359 | 12.96% | 126279.5859 | 46.45% | 145556.3203 | 113769.1875 | 41.85% | 158066.7188 | 90615.7109 | 33.33% | 181220.1953 | 192956.3438 | 70.98% | 78879.5625 | 97662.9453 | 35.93% | 174172.9609 | 4100.7651 | 1.509% | 267735.1411
131 | Mira Loma | Greater_Kramer | {'Rancho Vista': [5.8, 1771.0], 'Etiwanda': [6.0, 1771.0], 'Chino': [6.6, 8.0], 'Padua': [8.8, 1771.0], 'Vista': [14.3, 1771.0], 'Serrano': [17.9, 0.0], 'Lee Lake (Proposed)': [19.0, 0.0], 'San Bernardino': [19.3, 1771.0], 'Villa Park': [20.4, 0.0], 'Olinda': [21.0, 0.0], 'Walnut': [22.1, 0.0], 'Lewis': [23.6, 0.0], 'Viejo': [23.9, 0.0], 'Rio Hondo': [24.8, 0.0], 'Johanna': [26.2, 0.0], 'Santiago': [26.4, 0.0], 'Lugo': [27.1, 1771.0], 'Barre': [27.6, 0.0], 'El Casco': [28.1, 0.0], 'Valley': [29.9, 0.0], 'Ellis': [31.1, 0.0], 'Trabuco': [31.3, 0.0], 'Mesa': [31.4, 0.0], 'Center': [31.6, 0.0], 'Goodrich': [31.6, 0.0], 'Margarita': [31.8, 0.0], 'Del Amo': [32.5, 0.0], 'Laguna Bell': [33.6, 0.0], 'Huntington Beach': [34.5, 0.0], 'Capistrano': [34.6, 0.0], 'Alamitos': [35.0, 0.0], 'Victor': [35.7, 1771.0], 'Lighthipe': [36.2, 0.0], 'Talega': [38.2, 0.0], 'Gould': [38.6, 0.0], 'Hinson': [40.0, 0.0], 'Roadway': [40.1, 1771.0], 'Arcogen': [41.2, 0.0], 'Harborgen': [41.3, 0.0], 'Long Beach': [41.5, 0.0], 'San Onofre': [44.0, 0.0], 'La Fresa': [45.2, 0.0], 'Vincent': [45.7, 0.0], 'La Cienega': [46.7, 0.0], 'El Nido': [47.1, 0.0], 'Redondo': [48.6, 0.0], 'Chevmain': [48.7, 0.0], 'El Segundo': [49.8, 0.0], 'Calcite': [51.2, 0.0], 'San Luis Rey': [56.5, 0.0], 'Devers': [56.9, 0.0], 'Sylmar-Pac Intertie': [57.4, 0.0], 'Lugo - Pisgah (Proposed)': [59.6, 0.0]} | 44114.4375 | 1771.1962 | 4.015% | 42343.2413 | 95.98% | [5 empty] | 32.1555 | 0.07289% | 1.7313 | 0.003925% | 14542.3057 | 32.96% | 27920.2695 | 63.29% | 27533.5898 | 62.41% | 16580.8477 | 30672.1328 | 69.53% | 13442.3047 | 28233.1055 | 64% | 15881.332 | 41655.5 | 94.43% | 2458.9375 | 22820.4199 | 51.73% | 21294.0176 | 2456.9751 | 5.57% | 41657.4624
132 | Padua | Greater_Kramer | {'Rancho Vista': [6.4, 9033.0], 'Etiwanda': [6.8, 9047.0], 'Chino': [8.7, 8.0], 'Mira Loma': [8.8, 1771.0], 'Vista': [19.2, 2376.0], 'Walnut': [19.4, 187.0], 'Rio Hondo': [19.6, 204.0], 'Olinda': [20.2, 0.0], 'Serrano': [21.9, 0.0], 'Lugo': [23.0, 12534.0], 'San Bernardino': [23.1, 2507.0], 'Villa Park': [23.8, 0.0], 'Goodrich': [25.8, 204.0], 'Lewis': [26.1, 0.0], 'Mesa': [27.6, 187.0], 'Lee Lake (Proposed)': [27.7, 0.0], 'Barre': [29.1, 0.0], 'Center': [29.8, 0.0], 'Victor': [30.2, 12552.0], 'Johanna': [30.6, 0.0], 'Laguna Bell': [30.8, 0.0], 'Viejo': [31.2, 0.0], 'Gould': [32.1, 204.0], 'Santiago': [32.2, 0.0], 'Del Amo': [32.3, 0.0], 'El Casco': [34.0, 54.0], 'Roadway': [34.0, 12552.0], 'Ellis': [34.7, 0.0], 'Lighthipe': [34.9, 0.0], 'Alamitos': [36.0, 0.0], 'Vincent': [37.2, 6452.0], 'Huntington Beach': [38.0, 0.0], 'Valley': [38.2, 0.0], 'Trabuco': [38.4, 0.0], 'Margarita': [39.3, 0.0], 'Hinson': [39.4, 0.0], 'Arcogen': [40.5, 0.0], 'Harborgen': [41.1, 0.0], 'Long Beach': [41.6, 0.0], 'Capistrano': [41.9, 0.0], 'La Cienega': [43.2, 0.0], 'La Fresa': [43.4, 0.0], 'El Nido': [44.9, 0.0], 'Talega': [46.1, 0.0], 'Chevmain': [46.3, 0.0], 'Redondo': [46.9, 0.0], 'El Segundo': [47.3, 0.0], 'Calcite': [49.7, 295.0], 'Sylmar-Pac Intertie': [50.9, 0.0], 'San Onofre': [51.9, 0.0], 'Antelope': [54.4, 204.0], 'Saugus': [57.5, 0.0], 'Pardee': [58.3, 0.0]} | 95807.0312 | 12738.5693 | 13.3% | 83068.4619 | 86.7% | [5 empty] | 76.6345 | 0.07999% | 26.4268 | 0.02758% | 22165.3105 | 23.14% | 34878.5352 | 36.4% | 47991.4258 | 50.09% | 47815.6055 | 63638.0508 | 66.42% | 32168.9805 | 52094.3906 | 54.37% | 43712.6406 | 81325.1016 | 84.88% | 14481.9297 | 32717.332 | 34.15% | 63089.6992 | 2632.2419 | 2.747% | 93174.7893
133 | Pisgah | Greater_Kramer | {'Cool Water': [27.3, 31857.0], 'Lugo - Pisgah (Proposed)': [30.1, 7546.0], 'Calcite': [35.3, 24457.0], 'Tortilla': [37.1, 30964.0], 'Devers': [59.3, 373.0]} | 119367.0938 | 35380.457 | 29.64% | 83986.6367 | 70.36% | [5 empty] | 1031.04 | 0.8638% | 1623.3187 | 1.36% | 0 | 0% | 0 | 0% | 48603.7305 | 40.72% | 70763.3633 | 23342.6504 | 19.56% | 96024.4434 | 24467.6816 | 20.5% | 94899.4121 | 56557.543 | 47.38% | 62809.5508 | 55980.0547 | 46.9% | 63387.0391 | 2498.8162 | 2.093% | 116868.2776
134 | Roadway | Greater_Kramer | {'Victor': [5.1, 43841.0], 'Lugo': [14.7, 40280.0], 'Calcite': [28.5, 15989.0], 'Tortilla': [29.4, 17953.0], 'Kramer': [29.4, 21979.0], 'Padua': [34.0, 12552.0], 'Etiwanda': [34.2, 9049.0], 'Rancho Vista': [34.3, 9034.0], 'San Bernardino': [35.7, 8194.0], 'Vista': [37.3, 2749.0], 'Cool Water': [37.5, 17226.0], 'Mira Loma': [40.1, 1771.0], 'Vincent': [40.7, 17828.0], 'Chino': [42.6, 8.0], 'Rio Hondo': [45.9, 374.0], 'Lugo - Pisgah (Proposed)': [46.0, 10052.0], 'El Casco': [46.2, 494.0], 'Goodrich': [48.4, 374.0], 'Walnut': [49.8, 0.0], 'Gould': [50.5, 404.0], 'Antelope': [51.1, 3412.0], 'Olinda': [52.3, 0.0], 'Mesa': [54.5, 0.0], 'Serrano': [55.8, 0.0], 'Randsburg': [56.0, 3.0], 'Lee Lake (Proposed)': [57.0, 0.0], 'Villa Park': [57.7, 0.0], 'Windhub': [58.6, 102.0], 'Laguna Bell': [59.0, 0.0], 'Valley': [59.5, 0.0], 'Center': [59.7, 0.0], 'Lewis': [59.7, 0.0]} | 329098.7188 | 52615.4219 | 15.99% | 276483.2969 | 84.01% | [5 empty] | 1563.1689 | 0.475% | 1336.2637 | 0.406% | 34739.4297 | 10.56% | 31755.5801 | 9.649% | 140557.1875 | 42.71% | 188541.5312 | 158365.7344 | 48.12% | 170732.9844 | 96064.875 | 29.19% | 233033.8438 | 243619.5 | 74.03% | 85479.2188 | 123496 | 37.53% | 205602.7188 | 5885.2803 | 1.788% | 323213.4385
135 | Tortilla | Greater_Kramer | {'Cool Water': [10.0, 60402.0], 'Calcite': [24.5, 45486.0], 'Roadway': [29.4, 17953.0], 'Kramer': [30.3, 9897.0], 'Victor': [32.0, 18545.0], 'Pisgah': [37.1, 30964.0], 'Lugo - Pisgah (Proposed)': [39.2, 22876.0], 'Lugo': [39.3, 16469.0], 'Randsburg': [49.2, 3.0], 'San Bernardino': [55.3, 645.0], 'Vista': [59.0, 0.0]} | 225440.7344 | 61335.9883 | 27.21% | 164104.7461 | 72.79% | [5 empty] | 2861.6482 | 1.269% | 3000.2124 | 1.331% | 0 | 0% | 0 | 0% | 101899.8359 | 45.2% | 123540.8984 | 66410.1797 | 29.46% | 159030.5547 | 31198.0332 | 13.84% | 194242.7012 | 127930.5938 | 56.75% | 97510.1406 | 84488.3906 | 37.48% | 140952.3438 | 4708.1567 | 2.088% | 220732.5776
136 | Victor | Greater_Kramer | {'Roadway': [5.1, 43841.0], 'Lugo': [9.6, 50562.0], 'Calcite': [26.9, 27113.0], 'Etiwanda': [29.7, 9644.0], 'Rancho Vista': [29.9, 9571.0], 'Padua': [30.2, 12552.0], 'San Bernardino': [30.5, 9476.0], 'Tortilla': [32.0, 18545.0], 'Vista': [32.2, 3361.0], 'Kramer': [34.5, 15082.0], 'Mira Loma': [35.7, 1771.0], 'Chino': [38.7, 8.0], 'Cool Water': [39.2, 19411.0], 'El Casco': [41.2, 1118.0], 'Vincent': [41.7, 14812.0], 'Lugo - Pisgah (Proposed)': [43.6, 21176.0], 'Rio Hondo': [43.7, 374.0], 'Goodrich': [46.8, 374.0], 'Walnut': [47.0, 0.0], 'Olinda': [49.2, 0.0], 'Gould': [49.6, 387.0], 'Serrano': [52.0, 0.0], 'Lee Lake (Proposed)': [52.2, 0.0], 'Mesa': [52.4, 0.0], 'Antelope': [53.5, 396.0], 'Villa Park': [54.0, 0.0], 'Valley': [54.4, 0.0], 'Lewis': [56.2, 0.0], 'Laguna Bell': [56.7, 0.0], 'Center': [57.1, 0.0], 'Barre': [58.8, 0.0], 'Viejo': [59.6, 0.0]} | 319860 | 54965.4961 | 17.18% | 264894.5039 | 82.82% | [5 empty] | 1909.2223 | 0.5969% | 358.7168 | 0.1121% | 41907.2656 | 13.1% | 35759.7969 | 11.18% | 141810.5625 | 44.34% | 178049.4375 | 146501.4688 | 45.8% | 173358.5312 | 102465.2109 | 32.03% | 217394.7891 | 236519.5938 | 73.94% | 83340.4062 | 116841.2969 | 36.53% | 203018.7031 | 5552.3921 | 1.736% | 314307.6079
137 | Vista | Greater_Kramer | {'San Bernardino': [5.3, 5587.0], 'Etiwanda': [12.4, 2973.0], 'Rancho Vista': [12.8, 2915.0], 'Mira Loma': [14.3, 1771.0], 'El Casco': [14.8, 3265.0], 'Padua': [19.2, 2376.0], 'Chino': [20.8, 8.0], 'Lee Lake (Proposed)': [21.5, 0.0], 'Lugo': [22.6, 3361.0], 'Valley': [22.8, 2226.0], 'Serrano': [30.7, 0.0], 'Viejo': [31.8, 0.0], 'Victor': [32.2, 3361.0], 'Villa Park': [33.4, 0.0], 'Olinda': [35.2, 0.0], 'Walnut': [36.3, 0.0], 'Santiago': [36.6, 0.0], 'Lewis': [37.0, 0.0], 'Roadway': [37.3, 2749.0], 'Johanna': [38.1, 0.0], 'Rio Hondo': [38.2, 0.0], 'Margarita': [38.2, 0.0], 'Trabuco': [38.8, 0.0], 'Calcite': [40.3, 1039.0], 'Barre': [41.3, 0.0], 'Capistrano': [41.5, 0.0], 'Talega': [43.1, 0.0], 'Devers': [43.2, 2226.0], 'Ellis': [43.5, 0.0], 'Goodrich': [44.7, 0.0], 'Mesa': [45.4, 0.0], 'Center': [45.8, 0.0], 'Lugo - Pisgah (Proposed)': [46.2, 1044.0], 'Del Amo': [46.6, 0.0], 'Huntington Beach': [46.7, 0.0], 'Laguna Bell': [47.8, 0.0], 'San Onofre': [48.2, 0.0], 'Alamitos': [48.7, 0.0], 'Lighthipe': [50.4, 0.0], 'Gould': [51.3, 0.0], 'Hinson': [54.1, 0.0], 'Vincent': [55.1, 0.0], 'Harborgen': [55.2, 0.0], 'Arcogen': [55.3, 0.0], 'Long Beach': [55.4, 0.0], 'Mirage': [56.7, 2046.0], 'San Luis Rey': [57.2, 0.0], 'Tortilla': [59.0, 0.0], 'La Fresa': [59.4, 0.0]} | 89947.1875 | 5587.106 | 6.212% | 84360.0815 | 93.79% | [5 empty] | 38.8273 | 0.04317% | 11.9615 | 0.0133% | 34071.9102 | 37.88% | 46715.0938 | 51.94% | 42557.3125 | 47.31% | 47389.875 | 41025.1484 | 45.61% | 48922.0391 | 56136.0039 | 62.41% | 33811.1836 | 78623.1016 | 87.41% | 11324.0859 | 49408.7109 | 54.93% | 40538.4766 | 3454.9546 | 3.841% | 86492.2329
138 | Encina | Greater_SD | {'Palomar Airport': [2.9, 450.0], 'San Luis Rey': [5.1, 184.0], 'Escondido': [12.7, 415.0], 'Penasquitos': [16.5, 405.0], 'San Onofre': [20.4, 108.0], 'Sycamore Canyon': [23.3, 394.0], 'Kearny': [24.0, 385.0], 'Talega': [25.7, 105.0], 'Mission': [26.9, 364.0], 'Old Town': [26.9, 364.0], 'Capistrano': [32.2, 99.0], 'Silvergate': [32.4, 356.0], 'Margarita': [33.1, 97.0], 'Trabuco': [35.3, 82.0], 'Miguel': [37.7, 354.0], 'Bay Boulevard': [39.0, 354.0], 'Viejo': [40.6, 56.0], 'Lee Lake (Proposed)': [42.7, 54.0], 'Valley': [42.8, 0.0], 'Santiago': [44.1, 56.0], 'Suncrest': [44.2, 0.0], 'Otay Mesa': [45.9, 347.0], 'Johanna': [49.7, 46.0], 'Huntington Beach': [51.1, 44.0], 'Ellis': [51.6, 43.0], 'Serrano': [54.4, 31.0], 'Villa Park': [54.9, 31.0], 'Lewis': [56.6, 12.0], 'Suncrest - Ocotillo (Proposed)': [56.8, 0.0], 'El Casco': [59.1, 0.0], 'Barre': [59.5, 0.0]} | 2918.3503 | 461.1731 | 15.8% | 2457.1772 | 84.2% | [5 empty] | 110.8009 | 3.797% | 0 | 0% | 39.1851 | 1.343% | 984.1943 | 33.72% | 1137.4612 | 38.98% | 1780.8892 | 1534.8829 | 52.59% | 1383.4674 | 2454.429 | 84.1% | 463.9214 | 2454.429 | 84.1% | 463.9214 | 953.2874 | 32.67% | 1965.0629 | 355.205 | 12.17% | 2563.1454
139 | Escondido | Greater_SD | {'Palomar Airport': [9.9, 931.0], 'Encina': [12.7, 415.0], 'San Luis Rey': [13.9, 138.0], 'Sycamore Canyon': [15.2, 961.0], 'Penasquitos': [15.5, 922.0], 'Kearny': [20.2, 901.0], 'Mission': [23.6, 880.0], 'Old Town': [25.2, 881.0], 'Silvergate': [29.7, 872.0], 'San Onofre': [30.4, 62.0], 'Miguel': [31.8, 921.0], 'Suncrest': [33.3, 238.0], 'Talega': [34.7, 59.0], 'Bay Boulevard': [35.6, 870.0], 'Otay Mesa': [39.8, 863.0], 'Capistrano': [41.5, 53.0], 'Margarita': [41.6, 51.0], 'Valley': [42.4, 0.0], 'Trabuco': [44.1, 36.0], 'Suncrest - Ocotillo (Proposed)': [45.1, 51.0], 'Lee Lake (Proposed)': [47.1, 8.0], 'Viejo': [48.1, 10.0], 'Santiago': [52.9, 10.0], 'El Casco': [58.0, 0.0], 'Boulevard': [58.6, 0.0], 'Johanna': [58.7, 0.0]} | 32663.7012 | 982.2325 | 3.007% | 31681.4686 | 96.99% | [5 empty] | 158.1676 | 0.4842% | 45.1197 | 0.1381% | 9491.6621 | 29.06% | 19257.1074 | 58.96% | 27192.6484 | 83.25% | 5471.0527 | 5734.2891 | 17.56% | 26929.4121 | 20270.0996 | 62.06% | 12393.6016 | 31546.7422 | 96.58% | 1116.959 | 20326.625 | 62.23% | 12337.0762 | 5367.5649 | 16.43% | 27296.1362
140 | Kearny | Greater_SD | {'Mission': [3.4, 1163.0], 'Old Town': [5.8, 1163.0], 'Penasquitos': [7.8, 1141.0], 'Sycamore Canyon': [8.3, 1184.0], 'Silvergate': [9.5, 1155.0], 'Miguel': [13.7, 1152.0], 'Bay Boulevard': [15.6, 1152.0], 'Escondido': [20.2, 901.0], 'Palomar Airport': [21.9, 906.0], 'Otay Mesa': [22.0, 1146.0], 'Encina': [24.0, 385.0], 'Suncrest': [26.2, 387.0], 'San Luis Rey': [28.6, 108.0], 'Suncrest - Ocotillo (Proposed)': [40.0, 0.0], 'San Onofre': [44.3, 32.0], 'Talega': [49.7, 29.0], 'Boulevard': [51.4, 0.0], 'Capistrano': [56.1, 23.0], 'Margarita': [57.2, 21.0], 'Trabuco': [59.3, 6.0]} | 6850.3906 | 1184.0071 | 17.28% | 5666.3835 | 82.72% | [5 empty] | 0 | 0% | 0 | 0% | 441.3843 | 6.443% | 52.7629 | 0.7702% | 388.4533 | 5.671% | 6461.9373 | 1975.5416 | 28.84% | 4874.849 | 5551.0469 | 81.03% | 1299.3438 | 5569.3701 | 81.3% | 1281.0205 | 155.8711 | 2.275% | 6694.5195 | 276.0099 | 4.029% | 6574.3808
141 | Miguel | Greater_SD | {'Bay Boulevard': [8.1, 1229.0], 'Otay Mesa': [8.3, 2636.0], 'Silvergate': [9.4, 1152.0], 'Mission': [11.6, 1152.0], 'Old Town': [13.6, 1152.0], 'Kearny': [13.7, 1152.0], 'Sycamore Canyon': [16.7, 1203.0], 'Suncrest': [19.7, 1929.0], 'Penasquitos': [21.5, 1109.0], 'Escondido': [31.8, 921.0], 'Suncrest - Ocotillo (Proposed)': [32.3, 1541.0], 'Palomar Airport': [35.4, 874.0], 'Encina': [37.7, 354.0], 'Boulevard': [41.4, 1490.0], 'San Luis Rey': [42.0, 76.0], 'East County': [50.3, 1475.0], 'Ocotillo Express': [55.0, 1039.0], 'San Onofre': [58.0, 0.0]} | 15899.1621 | 2693.5642 | 16.94% | 13205.5979 | 83.06% | [5 empty] | 79.8541 | 0.5023% | 63.0255 | 0.3964% | 446.4845 | 2.808% | 9395.165 | 59.09% | 929.0135 | 5.843% | 14970.1486 | 4568.2612 | 28.73% | 11330.9009 | 10181.8467 | 64.04% | 5717.3154 | 11799.6621 | 74.22% | 4099.5 | 4978.77 | 31.31% | 10920.3921 | 496.8734 | 3.125% | 15402.2887
142 | Mission | Greater_SD | {'Kearny': [3.4, 1163.0], 'Old Town': [3.4, 1163.0], 'Silvergate': [6.1, 1155.0], 'Penasquitos': [10.4, 1120.0], 'Sycamore Canyon': [11.1, 1163.0], 'Miguel': [11.6, 1152.0], 'Bay Boulevard': [12.3, 1152.0], 'Otay Mesa': [19.6, 1146.0], 'Escondido': [23.6, 880.0], 'Palomar Airport': [24.9, 884.0], 'Suncrest': [26.5, 387.0], 'Encina': [26.9, 364.0], 'San Luis Rey': [31.6, 87.0], 'Suncrest - Ocotillo (Proposed)': [40.3, 0.0], 'San Onofre': [47.0, 11.0], 'Boulevard': [51.1, 0.0], 'Talega': [52.5, 8.0], 'Capistrano': [58.8, 2.0], 'Margarita': [59.9, 0.0]} | 6743.0884 | 1162.9357 | 17.25% | 5580.1527 | 82.75% | [5 empty] | 0 | 0% | 0 | 0% | 441.3843 | 6.546% | 69.9506 | 1.037% | 297.8672 | 4.417% | 6445.2212 | 1872.1794 | 27.76% | 4870.9089 | 5462.4517 | 81.01% | 1280.6367 | 5480.7749 | 81.28% | 1262.3135 | 173.0587 | 2.566% | 6570.0296 | 269.1382 | 3.991% | 6473.9501
143 | Old Town | Greater_SD | {'Mission': [3.4, 1163.0], 'Silvergate': [5.7, 1155.0], 'Kearny': [5.8, 1163.0], 'Penasquitos': [10.6, 1120.0], 'Bay Boulevard': [12.3, 1152.0], 'Miguel': [13.6, 1152.0], 'Sycamore Canyon': [14.0, 1163.0], 'Otay Mesa': [21.1, 1146.0], 'Escondido': [25.2, 881.0], 'Palomar Airport': [25.2, 885.0], 'Encina': [26.9, 364.0], 'Suncrest': [29.8, 387.0], 'San Luis Rey': [31.8, 87.0], 'Suncrest - Ocotillo (Proposed)': [43.5, 0.0], 'San Onofre': [46.6, 11.0], 'Talega': [52.2, 8.0], 'Boulevard': [54.1, 0.0], 'Capistrano': [58.3, 2.0], 'Margarita': [59.6, 0.0]} | 6705.7119 | 1163.1506 | 17.35% | 5542.5613 | 82.65% | [5 empty] | 0 | 0% | 0 | 0% | 441.3843 | 6.582% | 32.3576 | 0.4825% | 297.8672 | 4.442% | 6407.8448 | 1851.8495 | 27.62% | 4853.8624 | 5427.2793 | 80.94% | 1278.4326 | 5445.6025 | 81.21% | 1260.1094 | 135.4658 | 2.02% | 6570.2461 | 269.1382 | 4.014% | 6436.5737
144 | Penasquitos | Greater_SD | {'Kearny': [7.8, 1141.0], 'Mission': [10.4, 1120.0], 'Old Town': [10.6, 1120.0], 'Sycamore Canyon': [10.9, 1150.0], 'Palomar Airport': [14.6, 926.0], 'Escondido': [15.5, 922.0], 'Silvergate': [16.0, 1112.0], 'Encina': [16.5, 405.0], 'San Luis Rey': [21.2, 128.0], 'Miguel': [21.5, 1109.0], 'Bay Boulevard': [22.6, 1109.0], 'Otay Mesa': [29.7, 1103.0], 'Suncrest': [32.1, 344.0], 'San Onofre': [36.6, 52.0], 'Talega': [42.1, 49.0], 'Suncrest - Ocotillo (Proposed)': [45.8, 0.0], 'Capistrano': [48.4, 43.0], 'Margarita': [49.5, 41.0], 'Trabuco': [51.6, 26.0], 'Valley': [56.7, 0.0], 'Viejo': [57.1, 0.0], 'Boulevard': [57.9, 0.0], 'Lee Lake (Proposed)': [58.8, 0.0]} | 7159.1074 | 1161.3005 | 16.22% | 5997.8069 | 83.78% | [5 empty] | 110.8009 | 1.548% | 0 | 0% | 178.5178 | 2.494% | 0 | 0% | 264.5394 | 3.695% | 6894.568 | 2464.3271 | 34.42% | 4694.7803 | 5965.001 | 83.32% | 1194.1064 | 5983.3242 | 83.58% | 1175.7832 | 17.318 | 0.2419% | 7141.7894 | 433.748 | 6.059% | 6725.3594
145 | San Luis Rey | Greater_SD | {'Encina': [5.1, 184.0], 'Palomar Airport': [6.7, 172.0], 'Escondido': [13.9, 138.0], 'San Onofre': [16.8, 155.0], 'Penasquitos': [21.2, 128.0], 'Talega': [21.6, 152.0], 'Sycamore Canyon': [26.8, 117.0], 'Capistrano': [28.2, 146.0], 'Kearny': [28.6, 108.0], 'Margarita': [28.8, 144.0], 'Trabuco': [31.2, 129.0], 'Mission': [31.6, 87.0], 'Old Town': [31.8, 87.0], 'Viejo': [36.1, 103.0], 'Silvergate': [37.3, 79.0], 'Lee Lake (Proposed)': [37.7, 101.0], 'Valley': [37.8, 0.0], 'Santiago': [40.0, 103.0], 'Miguel': [42.0, 76.0], 'Bay Boulevard': [43.8, 76.0], 'Johanna': [45.7, 93.0], 'Suncrest': [46.9, 0.0], 'Huntington Beach': [47.7, 91.0], 'Ellis': [48.0, 90.0], 'Serrano': [50.0, 79.0], 'Otay Mesa': [50.3, 69.0], 'Villa Park': [50.6, 79.0], 'Lewis': [52.5, 59.0], 'El Casco': [54.1, 0.0], 'Barre': [55.6, 47.0], 'Mira Loma': [56.5, 0.0], 'Vista': [57.2, 0.0], 'Chino': [57.7, 0.0], 'Alamitos': [58.3, 7.0], 'Suncrest - Ocotillo (Proposed)': [59.0, 0.0]} | 6550.0181 | 231.0779 | 3.528% | 6318.9402 | 96.47% | [5 empty] | 110.8009 | 1.692% | 0 | 0% | 39.1851 | 0.5982% | 4510.4751 | 68.86% | 4633.7222 | 70.74% | 1916.2959 | 2342.9814 | 35.77% | 4207.0366 | 6317.3037 | 96.45% | 232.7144 | 6317.3037 | 96.45% | 232.7144 | 3169.0691 | 48.38% | 3380.949 | 1046.2762 | 15.97% | 5503.7418
146 | Sycamore Canyon | Greater_SD | {'Kearny': [8.3, 1184.0], 'Penasquitos': [10.9, 1150.0], 'Mission': [11.1, 1163.0], 'Old Town': [14.0, 1163.0], 'Escondido': [15.2, 961.0], 'Silvergate': [16.6, 1155.0], 'Miguel': [16.7, 1203.0], 'Palomar Airport': [20.6, 914.0], 'Suncrest': [21.6, 438.0], 'Bay Boulevard': [21.6, 1152.0], 'Encina': [23.3, 394.0], 'Otay Mesa': [24.6, 1146.0], 'San Luis Rey': [26.8, 117.0], 'Suncrest - Ocotillo (Proposed)': [35.0, 51.0], 'San Onofre': [43.5, 40.0], 'Boulevard': [47.5, 0.0], 'Talega': [48.4, 38.0], 'Capistrano': [55.1, 32.0], 'Margarita': [55.6, 30.0], 'East County': [56.5, 0.0], 'Valley': [57.1, 0.0], 'Trabuco': [58.0, 15.0], 'Ocotillo Express': [58.8, 0.0]} | 32362.9512 | 1243.6738 | 3.843% | 31119.2773 | 96.16% | [5 empty] | 83.0598 | 0.2567% | 56.6603 | 0.1751% | 4310.0166 | 13.32% | 21574.6348 | 66.66% | 22022.7734 | 68.05% | 10340.1777 | 9793.8447 | 30.26% | 22569.1064 | 23768.5137 | 73.44% | 8594.4375 | 30890.2793 | 95.45% | 1472.6719 | 15761.0898 | 48.7% | 16601.8613 | 5576.8076 | 17.23% | 26786.1436
147 | Talega | Greater_SD | {'San Onofre': [5.8, 276.0], 'Capistrano': [6.8, 321.0], 'Margarita': [7.4, 319.0], 'Trabuco': [9.6, 304.0], 'Viejo': [15.3, 278.0], 'Santiago': [18.5, 278.0], 'San Luis Rey': [21.6, 152.0], 'Lee Lake (Proposed)': [21.6, 212.0], 'Johanna': [24.2, 268.0], 'Encina': [25.7, 105.0], 'Ellis': [26.8, 265.0], 'Huntington Beach': [27.0, 266.0], 'Palomar Airport': [28.1, 94.0], 'Serrano': [28.8, 254.0], 'Villa Park': [29.2, 254.0], 'Lewis': [31.0, 234.0], 'Valley': [31.1, 0.0], 'Barre': [34.1, 222.0], 'Escondido': [34.7, 59.0], 'Alamitos': [37.2, 182.0], 'Chino': [38.1, 0.0], 'Mira Loma': [38.2, 0.0], 'Olinda': [39.5, 166.0], 'Del Amo': [40.7, 168.0], 'Penasquitos': [42.1, 49.0], 'Vista': [43.1, 0.0], 'Long Beach': [43.4, 164.0], 'Rancho Vista': [43.8, 0.0], 'Etiwanda': [43.9, 0.0], 'Walnut': [44.0, 146.0], 'Harborgen': [44.0, 163.0], 'Center': [45.0, 146.0], 'Hinson': [45.2, 153.0], 'El Casco': [45.4, 0.0], 'Lighthipe': [45.6, 146.0], 'Padua': [46.1, 0.0], 'Arcogen': [46.2, 146.0], 'San Bernardino': [47.2, 0.0], 'Sycamore Canyon': [48.4, 38.0], 'Laguna Bell': [49.0, 139.0], 'Kearny': [49.7, 29.0], 'Rio Hondo': [50.7, 0.0], 'Mesa': [50.8, 64.0], 'Old Town': [52.2, 8.0], 'La Fresa': [52.4, 110.0], 'Mission': [52.5, 8.0], 'Redondo': [54.4, 68.0], 'El Nido': [55.4, 54.0], 'Goodrich': [56.6, 0.0], 'Chevmain': [57.1, 27.0], 'Silvergate': [57.8, 0.0], 'El Segundo': [58.3, 13.0], 'La Cienega': [59.9, 0.0]} | 6252.3179 | 327.459 | 5.237% | 5924.8589 | 94.76% | [5 empty] | 110.8009 | 1.772% | 0 | 0% | 54.0688 | 0.8648% | 0 | 0% | 122.4327 | 1.958% | 6129.8852 | 2001.1273 | 32.01% | 4251.1906 | 5915.5454 | 94.61% | 336.7725 | 5918.6943 | 94.66% | 333.6235 | 18.0543 | 0.2888% | 6234.2636 | 580.9149 | 9.291% | 5671.403
148 | Martin (San Francisco H) | Peninsula_Monterey | {'Eastshore': [16.9, 15103.0], 'Ignacio': [26.8, 14413.0], 'Martinez': [26.8, 15703.0], 'Newark': [27.1, 5521.0], 'Carquinez': [28.2, 15803.0], 'Clayton': [29.2, 14726.0], 'Los Esteros': [32.3, 3773.0], 'Scott': [33.6, 3604.0], 'Cayetano': [35.0, 3691.0], 'Kirker': [35.2, 12838.0], 'Pittsburg': [36.2, 12670.0], 'Tulucay': [38.4, 11040.0], 'Lakeville': [39.0, 10780.0], 'Lone Tree': [39.2, 8616.0], 'Contra Costa': [39.9, 8080.0], 'Brentwood': [42.7, 4413.0], 'Hicks': [42.8, 328.0], 'Birds Landing': [43.0, 7580.0], 'Delta Pumps': [43.6, 34.0], 'Shiloh III': [44.5, 7580.0], 'Kelso': [44.6, 27.0], 'Penngrove': [44.8, 2140.0], 'Midway Green Ridge Services': [45.0, 21.0], 'Tesla': [46.2, 3.0], 'Peabody': [46.8, 7606.0], 'Metcalf Energy Center': [49.3, 53.0], 'Metcalf 1': [49.4, 53.0], 'Bellevue': [49.5, 343.0], 'Vaca-Dixon & Gc Yard': [55.0, 4757.0], 'Grand Island': [57.7, 2.0], 'Fulton': [58.1, 113.0]} | 88210.2812 | 17824.541 | 20.21% | 70385.7402 | 79.79% | [5 empty] | 913.9266 | 1.036% | 216.153 | 0.245% | 18608.1738 | 21.1% | 28162.4688 | 31.93% | 29319.0176 | 33.24% | 58891.2637 | 36905.0664 | 41.84% | 51305.2148 | 60538.2773 | 68.63% | 27672.0039 | 68440.5 | 77.59% | 19769.7812 | 28897.6172 | 32.76% | 59312.6641 | 8000.2603 | 9.07% | 80210.021
149 | Bellota | Solano | {'Rancho Seco - Bellota (Proposed)': [8.2, 68318.0], 'Lockeford': [10.7, 70836.0], 'Camanche': [13.7, 54764.0], 'Weber': [14.0, 76649.0], 'Riverbank': [18.0, 63095.0], 'Stagg': [18.3, 74003.0], 'Ripon': [19.3, 66213.0], 'Eight Mile': [20.0, 60129.0], 'Vierra': [20.7, 74865.0], 'Warnerville': [22.1, 63095.0], 'New Melones': [26.8, 25480.0], 'Peoria': [29.2, 23109.0], 'Chinese Station': [30.8, 22832.0], 'Westley': [31.9, 61581.0], 'Grand Island': [34.7, 16761.0], 'Kelso': [35.5, 42045.0], 'Delta Pumps': [36.3, 38561.0], 'Tesla': [36.7, 39098.0], 'Brentwood': [36.8, 27428.0], 'Midway Green Ridge Services': [37.1, 36289.0], 'Curtis': [37.9, 1796.0], 'Lone Tree': [40.9, 12313.0], 'Contra Costa': [41.9, 14179.0], 'Gold Hill': [44.8, 1303.0], 'Crow Creek': [44.8, 25336.0], 'Birds Landing': [45.1, 14959.0], 'Fink (Proposed)': [45.1, 23642.0], 'Cayetano': [45.6, 2054.0], 'Shiloh III': [46.6, 15011.0], 'Pittsburg': [48.1, 2581.0], 'Kirker': [48.6, 574.0], 'Placerville': [51.0, 0.0], 'Clayton': [52.3, 0.0], 'Miller': [53.0, 4455.0], 'Davis': [53.6, 3842.0], 'Peabody': [55.3, 0.0], 'Donnells-Curtis': [55.6, 0.0], 'Vaca-Dixon & Gc Yard': [56.0, 20.0], 'Pleasant Grove': [57.9, 0.0], 'Merced': [58.8, 496.0], 'Wilson': [59.9, 1.0]} | 422557.3125 | 79855.7422 | 18.9% | 342701.5703 | 81.1% | [5 empty] | 108203.8203 | 25.61% | 196126.5625 | 46.41% | 16725.9316 | 3.958% | 0 | 0% | 202104.4219 | 47.83% | 220452.8906 | 49831.1406 | 11.79% | 372726.1719 | 89822.6641 | 21.26% | 332734.6484 | 237608.9844 | 56.23% | 184948.3281 | 69351.7109 | 16.41% | 353205.6016 | 28058.8379 | 6.64% | 394498.4746
150 | Ripon | Solano | {'Vierra': [7.6, 115504.0], 'Weber': [12.4, 85129.0], 'Westley': [12.6, 141765.0], 'Riverbank': [13.1, 142744.0], 'Warnerville': [18.8, 141442.0], 'Bellota': [19.3, 66213.0], 'Stagg': [19.7, 68246.0], 'Tesla': [23.1, 50845.0], 'Midway Green Ridge Services': [24.2, 46434.0], 'Eight Mile': [24.4, 47892.0], 'Lockeford': [25.0, 57251.0], 'Kelso': [25.1, 45304.0], 'Delta Pumps': [26.1, 42532.0], 'Crow Creek': [26.4, 105042.0], 'Fink (Proposed)': [26.7, 103213.0], 'Rancho Seco - Bellota (Proposed)': [27.3, 54732.0], 'Brentwood': [31.1, 16937.0], 'Camanche': [32.3, 41179.0], 'Cayetano': [34.2, 9277.0], 'Miller': [34.8, 71106.0], 'Lone Tree': [36.0, 3273.0], 'New Melones': [36.1, 45829.0], 'Peoria': [36.9, 50651.0], 'Chinese Station': [37.4, 52901.0], 'Contra Costa': [38.6, 2582.0], 'Grand Island': [40.8, 3176.0], 'Quinto': [44.1, 32352.0], 'Birds Landing': [45.2, 2093.0], 'Kirker': [45.3, 98.0], 'Pittsburg': [45.3, 343.0], 'Clayton': [46.8, 264.0], 'Curtis': [47.6, 1738.0], 'Shiloh III': [47.7, 2093.0], 'Los Esteros': [48.7, 0.0], 'Los Banos': [49.0, 8620.0], 'Metcalf 1': [49.1, 0.0], 'Newark': [49.2, 4.0], 'Merced': [49.2, 44579.0], 'Metcalf Energy Center': [49.5, 0.0], 'Scott': [51.4, 0.0], 'Wilson': [51.6, 30810.0], 'Eastshore': [53.8, 0.0], 'Hicks': [54.9, 0.0], 'Martinez': [55.9, 0.0], 'Llagas': [56.4, 0.0], 'Peabody': [57.9, 0.0]} | 618602.8125 | 146408.7188 | 23.67% | 472194.0938 | 76.33% | [5 empty] | 141737.3594 | 22.91% | 244275.9375 | 39.49% | 44718.2773 | 7.229% | 0 | 0% | 341124.0312 | 55.14% | 277478.7812 | 112549.0547 | 18.19% | 506053.7578 | 168608.6719 | 27.26% | 449994.1406 | 380564.625 | 61.52% | 238038.1875 | 149990.0625 | 24.25% | 468612.75 | 32954.2344 | 5.327% | 585648.5781
151 | Lockeford | Solano | {'Rancho Seco - Bellota (Proposed)': [9.0, 70109.0], 'Camanche': [9.9, 56947.0], 'Bellota': [10.7, 70836.0], 'Eight Mile': [12.5, 61620.0], 'Stagg': [13.4, 72772.0], 'Weber': [14.3, 70857.0], 'Vierra': [22.9, 66882.0], 'Grand Island': [24.7, 19216.0], 'Ripon': [25.0, 57251.0], 'Riverbank': [27.7, 54075.0], 'Brentwood': [31.3, 27700.0], 'Warnerville': [32.5, 54075.0], 'Kelso': [32.7, 39223.0], 'Delta Pumps': [33.3, 36391.0], 'Lone Tree': [34.7, 12584.0], 'Contra Costa': [34.9, 14451.0], 'Tesla': [35.6, 35471.0], 'Midway Green Ridge Services': [35.7, 32858.0], 'New Melones': [36.3, 20503.0], 'Birds Landing': [36.4, 17009.0], 'Gold Hill': [37.3, 3486.0], 'Westley': [37.3, 52619.0], 'Shiloh III': [37.5, 17318.0], 'Peoria': [39.0, 18133.0], 'Pittsburg': [40.5, 2853.0], 'Chinese Station': [40.8, 17777.0], 'Kirker': [41.1, 845.0], 'Cayetano': [42.4, 2117.0], 'Davis': [42.9, 6297.0], 'Peabody': [45.5, 272.0], 'Clayton': [45.6, 272.0], 'Vaca-Dixon & Gc Yard': [45.7, 1914.0], 'Curtis': [46.8, 1034.0], 'Placerville': [47.0, 0.0], 'Pleasant Grove': [49.3, 7.0], 'Woodland': [50.6, 1079.0], 'Crow Creek': [51.4, 17460.0], 'Fink (Proposed)': [51.7, 16099.0], 'Martinez': [52.5, 272.0], 'Putah Creek': [53.2, 5.0], 'Madison': [58.1, 0.0], 'Rio Oso': [58.8, 0.0], 'Carquinez': [59.2, 190.0], 'Miller': [59.8, 408.0]} | 433447.3125 | 73291.0156 | 16.91% | 360156.2969 | 83.09% | [5 empty] | 108644.375 | 25.07% | 227274.9688 | 52.43% | 10463.7627 | 2.414% | 0 | 0% | 125307.3438 | 28.91% | 308139.9688 | 58177.6836 | 13.42% | 375269.6289 | 83653.6484 | 19.3% | 349793.6641 | 178946.2188 | 41.28% | 254501.0938 | 34695.6367 | 8.005% | 398751.6758 | 30648.5254 | 7.071% | 402798.7871
152 | Stagg | Solano | {'Eight Mile': [4.8, 69935.0], 'Weber': [7.7, 82828.0], 'Lockeford': [13.4, 72772.0], 'Vierra': [14.0, 79265.0], 'Bellota': [18.3, 74003.0], 'Brentwood': [18.6, 35190.0], 'Kelso': [19.3, 53947.0], 'Ripon': [19.7, 68246.0], 'Delta Pumps': [19.9, 51322.0], 'Grand Island': [21.1, 25015.0], 'Rancho Seco - Bellota (Proposed)': [21.5, 69590.0], 'Midway Green Ridge Services': [22.5, 46166.0], 'Lone Tree': [22.6, 19767.0], 'Tesla': [22.7, 48629.0], 'Camanche': [23.3, 56428.0], 'Contra Costa': [23.7, 20943.0], 'Birds Landing': [27.8, 23012.0], 'Riverbank': [28.6, 64581.0], 'Cayetano': [29.0, 11191.0], 'Westley': [29.6, 63614.0], 'Shiloh III': [29.8, 23321.0], 'Pittsburg': [30.0, 8856.0], 'Kirker': [30.4, 6931.0], 'Clayton': [34.0, 6538.0], 'Warnerville': [34.5, 63372.0], 'Peabody': [39.4, 6071.0], 'Martinez': [41.9, 6274.0], 'Vaca-Dixon & Gc Yard': [42.0, 6357.0], 'Davis': [43.6, 10594.0], 'Crow Creek': [44.3, 28485.0], 'Fink (Proposed)': [44.5, 27124.0], 'New Melones': [44.7, 19984.0], 'Peoria': [46.8, 17614.0], 'Gold Hill': [47.4, 3486.0], 'Chinese Station': [48.1, 17258.0], 'Newark': [48.7, 528.0], 'Eastshore': [49.0, 1560.0], 'Carquinez': [49.5, 5990.0], 'Los Esteros': [50.4, 203.0], 'Putah Creek': [50.7, 4222.0], 'Woodland': [52.4, 1079.0], 'Miller': [52.6, 10742.0], 'Tulucay': [53.0, 4413.0], 'Scott': [53.9, 54.0], 'Curtis': [56.1, 739.0], 'Metcalf 1': [57.3, 0.0], 'Pleasant Grove': [57.4, 7.0], 'Metcalf Energy Center': [57.5, 0.0], 'Madison': [57.7, 0.0], 'Placerville': [59.5, 0.0]} | 528695.1875 | 90288.4688 | 17.08% | 438406.7188 | 82.92% | [5 empty] | 112804.9453 | 21.34% | 255394.1875 | 48.31% | 19576.8047 | 3.703% | 5823.3813 | 1.101% | 181829.8906 | 34.39% | 346865.2969 | 125399.7734 | 23.72% | 403295.4141 | 138044.625 | 26.11% | 390650.5625 | 246580.2344 | 46.64% | 282114.9531 | 41629.2695 | 7.874% | 487065.918 | 42471.5312 | 8.033% | 486223.6562
153 | Weber | Solano | {'Stagg': [7.7, 82828.0], 'Vierra': [8.6, 95707.0], 'Eight Mile': [12.2, 62475.0], 'Ripon': [12.4, 85129.0], 'Bellota': [14.0, 76649.0], 'Lockeford': [14.3, 70857.0], 'Rancho Seco - Bellota (Proposed)': [19.8, 68066.0], 'Riverbank': [20.9, 81464.0], 'Kelso': [21.5, 51310.0], 'Delta Pumps': [22.4, 47803.0], 'Tesla': [22.8, 51855.0], 'Midway Green Ridge Services': [23.2, 47668.0], 'Camanche': [23.4, 54513.0], 'Westley': [23.6, 80497.0], 'Brentwood': [23.8, 30164.0], 'Warnerville': [26.9, 80162.0], 'Lone Tree': [28.4, 14741.0], 'Grand Island': [28.8, 17758.0], 'Contra Costa': [30.1, 15917.0], 'Cayetano': [31.6, 10525.0], 'Birds Landing': [35.1, 16043.0], 'Pittsburg': [36.7, 3830.0], 'Kirker': [37.0, 1905.0], 'Shiloh III': [37.3, 16043.0], 'Crow Creek': [38.1, 44031.0], 'Fink (Proposed)': [38.4, 42670.0], 'New Melones': [38.8, 22525.0], 'Clayton': [39.8, 1512.0], 'Peoria': [40.5, 20155.0], 'Chinese Station': [41.7, 19915.0], 'Miller': [46.5, 25084.0], 'Peabody': [47.1, 1248.0], 'Martinez': [48.2, 1248.0], 'Vaca-Dixon & Gc Yard': [49.7, 310.0], 'Newark': [50.0, 176.0], 'Curtis': [50.3, 1571.0], 'Los Esteros': [50.9, 0.0], 'Davis': [50.9, 3892.0], 'Gold Hill': [51.3, 1052.0], 'Eastshore': [52.0, 947.0], 'Scott': [54.2, 0.0], 'Metcalf 1': [55.3, 0.0], 'Metcalf Energy Center': [55.7, 0.0], 'Quinto': [56.0, 7350.0], 'Carquinez': [56.2, 1167.0], 'Putah Creek': [58.5, 5.0], 'Woodland': [59.5, 0.0], 'Hicks': [59.6, 0.0]} | 548561 | 99711.6172 | 18.18% | 448849.3828 | 81.82% | [5 empty] | 116906.9219 | 21.31% | 252239.5156 | 45.98% | 20975.5059 | 3.824% | 376.8617 | 0.0687% | 246493.9844 | 44.93% | 302067.0156 | 111274.3125 | 20.28% | 437286.6875 | 134520.5312 | 24.52% | 414040.4688 | 302905.1562 | 55.22% | 245655.8438 | 82227.3438 | 14.99% | 466333.6562 | 33209.3398 | 6.054% | 515351.6602
154 | Carrizo Plains | Kern_Greater_Carrizo | {'Solar': [1.1, 36162.0], 'Caliente': [6.9, 22653.0], 'Kernridge': [17.5, 15677.0], 'Temblor': [19.4, 12686.0], 'Cholame': [26.9, 25065.0], 'Arco': [28.2, 14340.0], 'Goose Lake': [30.1, 9518.0], 'Gates-Midway (Proposed)': [31.7, 13402.0], 'Midway': [33.2, 7323.0], 'San Luis Obispo': [34.6, 19521.0], 'Mesa': [34.7, 7316.0], 'Taft': [35.8, 5899.0], 'Oceano': [36.1, 19057.0], 'Semitropic': [37.2, 3141.0], 'Cal Flats': [37.3, 18944.0], 'Templeton': [38.0, 21519.0], 'Sisquoc': [38.3, 4120.0], 'Elk Hills': [39.0, 2234.0], 'Smyrna': [40.3, 0.0], 'Avenal': [41.5, 4114.0], 'Shafter': [41.7, 0.0], 'Norco': [41.8, 1.0], 'Charca': [43.2, 0.0], 'Tupman': [43.4, 1.0], 'Rio Bravo': [44.1, 0.0], 'Morro Bay': [46.0, 17498.0], 'Diablo Canyon': [47.0, 12659.0], 'Midway - Wheeler Ridge (Proposed)': [47.1, 0.0], 'Olive': [48.9, 0.0], 'Renfro': [49.4, 0.0], 'Lerdo': [50.7, 0.0], '7th Standard': [51.4, 0.0], 'Tevis': [51.6, 0.0], 'Alpaugh': [51.9, 0.0], 'Gates': [52.6, 499.0], 'Kern Power': [53.2, 0.0], 'Rosedale': [54.3, 0.0], 'Stockdale': [55.1, 0.0], 'Cabrillo': [55.6, 10.0], 'West Park': [56.4, 0.0], 'Corcoran': [57.1, 0.0], 'Kern Oil': [57.6, 0.0], 'Bakersfield': [58.4, 0.0], 'Waukena': [58.4, 0.0], 'Mustang': [59.2, 0.0], 'Sycamore': [59.4, 0.0], 'Henrietta': [59.9, 0.0]} | 221813.1094 | 36161.7812 | 16.3% | 185651.3281 | 83.7% | [5 empty] | 5813.4541 | 2.621% | 565.9957 | 0.2552% | 62527.4844 | 28.19% | 31671.6152 | 14.28% | 90334.2812 | 40.73% | 131478.8281 | 15812.1943 | 7.129% | 206000.915 | 45494.1484 | 20.51% | 176318.9609 | 116576.6641 | 52.56% | 105236.4453 | 137471.1719 | 61.98% | 84341.9375 | 6941.9556 | 3.13% | 214871.1538
155 | Cholame | Kern_Greater_Carrizo | {'Cal Flats': [12.7, 38951.0], 'Templeton': [21.4, 46906.0], 'Avenal': [23.6, 5972.0], 'Arco': [24.5, 9302.0], 'Solar': [26.1, 25855.0], 'Carrizo Plains': [26.9, 25065.0], 'Caliente': [31.7, 11906.0], 'Gates-Midway (Proposed)': [33.0, 9064.0], 'Gates': [33.5, 2357.0], 'San Luis Obispo': [33.8, 43132.0], 'Morro Bay': [36.3, 42715.0], 'Kernridge': [37.6, 6850.0], 'Temblor': [41.7, 3795.0], 'Oceano': [42.7, 24978.0], 'Goose Lake': [42.9, 2541.0], 'Diablo Canyon': [43.4, 34435.0], 'Mustang': [44.3, 1244.0], 'Henrietta': [45.4, 1244.0], 'Mesa': [47.2, 3197.0], 'Leprino': [47.4, 1244.0], 'Smyrna': [49.5, 0.0], 'Excelsior': [49.6, 429.0], 'Schindler': [50.6, 1244.0], 'Semitropic': [50.9, 0.0], 'Cantua': [51.3, 0.0], 'Olive': [52.1, 0.0], 'Corcoran': [52.5, 1244.0], 'Waukena': [52.7, 1244.0], 'Alpaugh': [52.9, 0.0], 'Midway': [53.4, 345.0], 'GWF Hanford': [55.7, 1244.0], 'Sisquoc': [55.8, 1.0], 'Charca': [57.1, 0.0], 'Shafter': [58.5, 0.0]} | 250687.8125 | 52649.3359 | 21% | 198038.4766 | 79% | [5 empty] | 14804.2656 | 5.905% | 2381.4424 | 0.95% | 60128.4219 | 23.99% | 33035.9492 | 13.18% | 116596.3047 | 46.51% | 134091.5078 | 27521.2988 | 10.98% | 223166.5137 | 66322.4922 | 26.46% | 184365.3203 | 147618.7344 | 58.89% | 103069.0781 | 130849.4688 | 52.2% | 119838.3438 | 6277.1689 | 2.504% | 244410.6436
156 | Mesa | Kern_Greater_Carrizo | {'Oceano': [9.7, 13040.0], 'Sisquoc': [11.4, 12405.0], 'San Luis Obispo': [20.2, 11241.0], 'Cabrillo': [25.2, 6716.0], 'Diablo Canyon': [26.5, 8993.0], 'Morro Bay': [34.0, 6290.0], 'Solar': [34.0, 7974.0], 'Carrizo Plains': [34.7, 7316.0], 'Caliente': [39.6, 6224.0], 'Templeton': [39.8, 6586.0], 'Cholame': [47.2, 3197.0], 'Goleta': [49.3, 1728.0], 'Temblor': [50.0, 1914.0], 'Kernridge': [50.2, 1855.0], 'Taft': [55.7, 0.0], 'Cal Flats': [59.9, 0.0]} | 165143.5469 | 17558.2227 | 10.63% | 147585.3242 | 89.37% | [5 empty] | 3995.6631 | 2.42% | 4720.7407 | 2.859% | 82533.2031 | 49.98% | 53467.6953 | 32.38% | 55176.6133 | 33.41% | 109966.9336 | 12835.7998 | 7.773% | 152307.7471 | 61188.2031 | 37.05% | 103955.3438 | 90942.7734 | 55.07% | 74200.7734 | 105072.1016 | 63.62% | 60071.4453 | 8942.7725 | 5.415% | 156200.7744
157 | Oceano | Kern_Greater_Carrizo | {'Mesa': [9.7, 13040.0], 'San Luis Obispo': [11.5, 33092.0], 'Diablo Canyon': [17.0, 28268.0], 'Sisquoc': [20.9, 7886.0], 'Morro Bay': [24.4, 28141.0], 'Templeton': [31.8, 28437.0], 'Cabrillo': [32.7, 2844.0], 'Solar': [35.2, 20506.0], 'Carrizo Plains': [36.1, 19057.0], 'Caliente': [42.1, 7687.0], 'Cholame': [42.7, 24978.0], 'Kernridge': [53.0, 1401.0], 'Temblor': [53.6, 1461.0], 'Cal Flats': [55.0, 17171.0], 'Goleta': [58.9, 0.0], 'Arco': [59.8, 0.0]} | 186658.8906 | 34890.2266 | 18.69% | 151768.6641 | 81.31% | [5 empty] | 4518.8994 | 2.421% | 3453.3735 | 1.85% | 79157.625 | 42.41% | 72595.3984 | 38.89% | 57217.9102 | 30.65% | 129440.9805 | 18566.7676 | 9.947% | 168092.123 | 62503.6328 | 33.49% | 124155.2578 | 90014.2344 | 48.22% | 96644.6562 | 108976.0391 | 58.38% | 77682.8516 | 11283.1572 | 6.045% | 175375.7334
158 | San Luis Obispo | Kern_Greater_Carrizo | {'Oceano': [11.5, 33092.0], 'Diablo Canyon': [12.4, 41267.0], 'Morro Bay': [14.7, 46563.0], 'Mesa': [20.2, 11241.0], 'Templeton': [20.4, 46859.0], 'Sisquoc': [31.5, 6088.0], 'Solar': [33.5, 20969.0], 'Cholame': [33.8, 43132.0], 'Carrizo Plains': [34.6, 19521.0], 'Caliente': [41.3, 6113.0], 'Cabrillo': [44.1, 2619.0], 'Cal Flats': [45.5, 31918.0], 'Kernridge': [52.0, 860.0], 'Temblor': [53.6, 850.0], 'Arco': [53.9, 0.0], 'Avenal': [57.4, 0.0]} | 226554.125 | 51514.082 | 22.74% | 175040.043 | 77.26% | [5 empty] | 12540.1162 | 5.535% | 5388.2656 | 2.378% | 95938.6953 | 42.35% | 75727.2656 | 33.43% | 68115.875 | 30.07% | 158438.25 | 27739.9941 | 12.24% | 198814.1309 | 72753.4844 | 32.11% | 153800.6406 | 109469.5078 | 48.32% | 117084.6172 | 121183.9141 | 53.49% | 105370.2109 | 12339.8398 | 5.447% | 214214.2852
159 | Templeton | Kern_Greater_Carrizo | {'Morro Bay': [15.9, 46482.0], 'San Luis Obispo': [20.4, 46859.0], 'Cholame': [21.4, 46906.0], 'Diablo Canyon': [25.2, 38179.0], 'Cal Flats': [29.6, 35788.0], 'Oceano': [31.8, 28437.0], 'Solar': [36.9, 22723.0], 'Carrizo Plains': [38.0, 21519.0], 'Mesa': [39.8, 6586.0], 'Avenal': [43.0, 3106.0], 'Caliente': [44.7, 8121.0], 'Arco': [45.7, 3559.0], 'Sisquoc': [50.7, 1433.0], 'Gates': [51.0, 190.0], 'Kernridge': [53.5, 3273.0], 'Gates-Midway (Proposed)': [54.0, 3539.0], 'Coburn': [55.5, 18.0], 'Temblor': [56.7, 231.0]} | 253104.8906 | 50786.9219 | 20.07% | 202317.9688 | 79.93% | [5 empty] | 14864.5732 | 5.873% | 4047.3711 | 1.599% | 82124.8047 | 32.45% | 57501.8281 | 22.72% | 111849.2266 | 44.19% | 141255.6641 | 33867.4766 | 13.38% | 219237.4141 | 85150.4453 | 33.64% | 167954.4453 | 153322.4688 | 60.58% | 99782.4219 | 121309.4609 | 47.93% | 131795.4297 | 10054.6982 | 3.973% | 243050.1924
160 | Sisquoc | Kern_Greater_Carrizo | {'Mesa': [11.4, 12405.0], 'Cabrillo': [17.3, 11419.0], 'Oceano': [20.9, 7886.0], 'San Luis Obispo': [31.5, 6088.0], 'Diablo Canyon': [37.4, 4537.0], 'Solar': [38.0, 4778.0], 'Goleta': [38.0, 5881.0], 'Carrizo Plains': [38.3, 4120.0], 'Caliente': [41.7, 3771.0], 'Morro Bay': [45.3, 1598.0], 'Temblor': [50.0, 1914.0], 'Templeton': [50.7, 1433.0], 'Taft': [51.3, 0.0], 'Kernridge': [51.3, 1851.0], 'Cholame': [55.8, 1.0], 'Elk Hills': [59.1, 0.0]} | 199351.9375 | 17107.1035 | 8.581% | 182244.834 | 91.42% | [5 empty] | 5094.8228 | 2.556% | 5255.7852 | 2.636% | 130598.3125 | 65.51% | 38592.7852 | 19.36% | 98023.0234 | 49.17% | 101328.9141 | 8763.373 | 4.396% | 190588.5645 | 41996.6133 | 21.07% | 157355.3242 | 119503.0469 | 59.95% | 79848.8906 | 136933.1875 | 68.69% | 62418.75 | 12547.6084 | 6.294% | 186804.3291
161 | Goleta | Kern_Greater_Carrizo | {'Cabrillo': [33.7, 6277.0], 'Sisquoc': [38.0, 5881.0], 'Mandalay': [40.5, 346.0], 'Santa Clara': [41.6, 194.0], 'Mesa': [49.3, 1728.0], 'Taft': [51.4, 65.0], 'Midway - Wheeler Ridge (Proposed)': [57.0, 0.0], 'Moorpark': [57.5, 43.0], 'Oceano': [58.9, 0.0], 'Elk Hills': [59.7, 0.0]} | 98836.3203 | 7932.7988 | 8.026% | 90903.5215 | 91.97% | [5 empty] | 2934.3699 | 2.969% | 2174.2534 | 2.2% | 77649.9766 | 78.56% | 10922.0547 | 11.05% | 62188.9258 | 62.92% | 36647.3945 | 3423.9185 | 3.464% | 95412.4019 | 16509.791 | 16.7% | 82326.5293 | 70994.2031 | 71.83% | 27842.1172 | 62923.9609 | 63.66% | 35912.3594 | 5379.4575 | 5.443% | 93456.8628
162 | Schulte Switching Station | Peninsula_Monterey | {'Los Esteros': [3.7, 4154.0], 'Newark': [8.7, 4120.0], 'Hicks': [10.3, 997.0], 'Metcalf 1': [15.7, 606.0], 'Metcalf Energy Center': [15.7, 607.0], 'Eastshore': [19.3, 4016.0], 'Cayetano': [26.9, 1953.0], 'Midway Green Ridge Services': [31.4, 81.0], 'Tesla': [31.5, 63.0], 'Llagas': [33.6, 104.0], 'Martin': [33.6, 3604.0], 'Delta Pumps': [34.5, 60.0], 'Kelso': [34.8, 60.0], 'Clayton': [39.2, 1803.0], 'Brentwood': [40.4, 59.0], 'Moss Landing': [40.6, 110.0], 'Lone Tree': [40.7, 1136.0], 'Westley': [43.4, 0.0], 'Contra Costa': [44.0, 344.0], 'Kirker': [44.5, 1770.0], 'Fink (Proposed)': [44.7, 0.0], 'Crow Creek': [44.9, 0.0], 'Martinez': [44.9, 1805.0], 'Pittsburg': [45.7, 1762.0], 'Hollister': [46.6, 18.0], 'Miller': [46.8, 0.0], 'Vierra': [47.3, 54.0], 'Ripon': [51.4, 0.0], 'Quinto': [51.9, 0.0], 'Carquinez': [51.9, 1702.0], 'Birds Landing': [52.1, 54.0], 'Stagg': [53.9, 54.0], 'Weber': [54.2, 0.0], 'Shiloh III': [55.0, 54.0], 'Los Banos': [56.0, 0.0], 'Eight Mile': [56.7, 54.0], 'Ignacio': [58.0, 302.0]} | 142561.9531 | 4327.6685 | 3.036% | 138234.2847 | 96.96% | [5 empty] | 1419.8173 | 0.9959% | 397.1354 | 0.2786% | 66410.1094 | 46.58% | 26182.1562 | 18.37% | 109404.2188 | 76.74% | 33157.7344 | 63437.3828 | 44.5% | 79124.5703 | 90945.0156 | 63.79% | 51616.9375 | 134270.3594 | 94.18% | 8291.5938 | 98913.0781 | 69.38% | 43648.875 | 7422.9556 | 5.207% | 135138.9976
163 | Hicks | Peninsula_Monterey | {'Metcalf Energy Center': [8.5, 1173.0], 'Metcalf 1': [8.8, 1172.0], 'Scott': [10.3, 997.0], 'Los Esteros': [13.5, 825.0], 'Newark': [19.0, 789.0], 'Llagas': [24.6, 670.0], 'Eastshore': [29.5, 686.0], 'Moss Landing': [30.3, 676.0], 'Cayetano': [35.6, 177.0], 'Hollister': [37.5, 582.0], 'Tesla': [37.9, 9.0], 'Midway Green Ridge Services': [38.1, 26.0], 'Delta Pumps': [42.1, 6.0], 'Kelso': [42.2, 6.0], 'Fink (Proposed)': [42.8, 0.0], 'Martin': [42.8, 328.0], 'Miller': [43.1, 0.0], 'Crow Creek': [43.2, 0.0], 'Westley': [45.0, 0.0], 'Quinto': [46.5, 0.0], 'Brentwood': [48.9, 5.0], 'Clayton': [49.2, 27.0], 'Lone Tree': [49.8, 5.0], 'Los Banos': [50.1, 0.0], 'Vierra': [52.0, 0.0], 'Contra Costa': [53.3, 5.0], 'Kirker': [54.4, 5.0], 'Ripon': [54.9, 0.0], 'Martinez': [55.2, 20.0], 'Pittsburg': [55.5, 5.0], 'Weber': [59.6, 0.0]} | 99708.3984 | 1563.0972 | 1.568% | 98145.3013 | 98.43% | [5 empty] | 1048.1746 | 1.051% | 2444.4841 | 2.452% | 62694.5664 | 62.88% | 18076.0684 | 18.13% | 73585.2109 | 73.8% | 26123.1875 | 38838.1211 | 38.95% | 60870.2773 | 62307.7617 | 62.49% | 37400.6367 | 94722.375 | 95% | 4986.0234 | 71759.7578 | 71.97% | 27948.6406 | 4932.1338 | 4.947% | 94776.2646
164 | Cottonwood | Northern_California | {'Jessup': [5.5, 68109.0], 'Round Mt.': [33.1, 4866.0], 'Cove Road': [37.5, 3135.0], 'New Sub - Pit 1 - Cottonwood (Proposed)': [37.5, 5049.0], 'Glenn': [43.3, 25426.0], 'Pit 1': [57.4, 249.0], 'Logan Creek': [59.2, 721.0]} | 513062.4688 | 79172.3516 | 15.43% | 433890.1172 | 84.57% | [5 empty] | 12104.8672 | 2.359% | 28470.3789 | 5.549% | 386948 | 75.42% | 25675.4609 | 5.004% | 190912.1562 | 37.21% | 322150.3125 | 63175.082 | 12.31% | 449887.3867 | 73217.7109 | 14.27% | 439844.7578 | 231867.5938 | 45.19% | 281194.875 | 301741.0312 | 58.81% | 211321.4375 | 45064.6953 | 8.783% | 467997.7734
165 | Jessup | Northern_California | {'Cottonwood': [5.5, 68109.0], 'Round Mt.': [31.5, 3337.0], 'Cove Road': [35.5, 3245.0], 'New Sub - Pit 1 - Cottonwood (Proposed)': [36.5, 2914.0], 'Glenn': [48.2, 20599.0], 'Pit 1': [56.9, 217.0]} | 450184.875 | 70281.7109 | 15.61% | 379903.1641 | 84.39% | [5 empty] | 7956.9346 | 1.767% | 20764.3223 | 4.612% | 363371.25 | 80.72% | 26434.1465 | 5.872% | 149119.7188 | 33.12% | 301065.1562 | 59472.6914 | 13.21% | 390712.1836 | 73883.4688 | 16.41% | 376301.4062 | 192087.25 | 42.67% | 258097.625 | 280435.9688 | 62.29% | 169748.9062 | 24760.9668 | 5.5% | 425423.9082
166 | Round Mountain | Northern_California | {'Cove Road': [4.9, 49709.0], 'New Sub - Pit 1 - Cottonwood (Proposed)': [6.1, 52180.0], 'Pit 1': [26.2, 36974.0], 'Jessup': [31.5, 3337.0], 'Cottonwood': [33.1, 4866.0]} | 505494.4375 | 54671.5547 | 10.82% | 450822.8828 | 89.18% | [5 empty] | 1790.6177 | 0.3542% | 492.9532 | 0.09752% | 477654.6562 | 94.49% | 25262.5879 | 4.998% | 211132.5781 | 41.77% | 294361.8594 | 104614.5312 | 20.7% | 400879.9062 | 120266.2344 | 23.79% | 385228.2031 | 279118.9062 | 55.22% | 226375.5312 | 330790.9062 | 65.44% | 174703.5312 | 21455.416 | 4.244% | 484039.0215
167 | Carquinez | Solano | {'Martinez': [8.9, 34003.0], 'Tulucay': [10.9, 31394.0], 'Ignacio': [15.9, 22936.0], 'Clayton': [18.3, 29359.0], 'Kirker': [19.3, 32356.0], 'Pittsburg': [19.5, 32315.0], 'Peabody': [20.2, 28326.0], 'Lakeville': [21.2, 19472.0], 'Shiloh III': [22.5, 27470.0], 'Birds Landing': [22.9, 27187.0], 'Contra Costa': [26.1, 25507.0], 'Vaca-Dixon & Gc Yard': [27.9, 24001.0], 'Penngrove': [28.2, 5198.0], 'Martin': [28.2, 15803.0], 'Lone Tree': [28.4, 19896.0], 'Bellevue': [32.1, 3061.0], 'Putah Creek': [32.9, 18284.0], 'Eastshore': [33.0, 14438.0], 'Brentwood': [33.3, 11940.0], 'Cayetano': [35.6, 5415.0], 'Grand Island': [37.1, 18580.0], 'Fulton': [39.5, 2377.0], 'Delta Pumps': [39.7, 4811.0], 'Kelso': [40.6, 3938.0], 'Davis': [42.0, 17589.0], 'Madison': [42.8, 12621.0], 'Newark': [43.2, 3833.0], 'Midway Green Ridge Services': [44.0, 1781.0], 'Tesla': [45.6, 1498.0], 'Eight Mile': [47.5, 6964.0], 'Woodland': [48.5, 6302.0], 'Los Esteros': [49.0, 1847.0], 'Stagg': [49.5, 5990.0], 'Scott': [51.9, 1702.0], 'Geysers Tap 1': [53.4, 328.0], 'Weber': [56.2, 1167.0], 'Vierra': [56.9, 1186.0], 'Lockeford': [59.2, 190.0], 'Eagle Rock': [59.4, 0.0]} | 261147.0312 | 37733.1133 | 14.45% | 223413.918 | 85.55% | [5 empty] | 18904.252 | 7.239% | 12647.7012 | 4.843% | 111843.9531 | 42.83% | 32668.1836 | 12.51% | 133112.9219 | 50.97% | 128034.1094 | 89407.2656 | 34.24% | 171739.7656 | 122207.8203 | 46.8% | 138939.2109 | 203131.0938 | 77.78% | 58015.9375 | 106364.6484 | 40.73% | 154782.3828 | 43089.5195 | 16.5% | 218057.5117
168 | Peabody | Solano | {'Vaca-Dixon & Gc Yard': [8.4, 75505.0], 'Shiloh III': [10.5, 71383.0], 'Birds Landing': [13.5, 63610.0], 'Tulucay': [16.3, 60000.0], 'Putah Creek': [16.4, 69711.0], 'Pittsburg': [17.6, 41692.0], 'Kirker': [18.6, 35429.0], 'Carquinez': [20.2, 28326.0], 'Martinez': [20.3, 25772.0], 'Grand Island': [21.0, 56689.0], 'Davis': [22.0, 69045.0], 'Contra Costa': [22.2, 29758.0], 'Clayton': [23.6, 22372.0], 'Lone Tree': [26.1, 18803.0], 'Madison': [26.6, 64044.0], 'Woodland': [29.5, 57676.0], 'Brentwood': [29.9, 12022.0], 'Lakeville': [33.3, 15210.0], 'Ignacio': [34.2, 14930.0], 'Eight Mile': [35.9, 7048.0], 'Delta Pumps': [38.5, 4893.0], 'Penngrove': [38.6, 3386.0], 'Kelso': [39.2, 4020.0], 'Cayetano': [39.3, 3319.0], 'Stagg': [39.4, 6071.0], 'Bellevue': [40.8, 1688.0], 'Midway Green Ridge Services': [43.9, 1848.0], 'Fulton': [45.3, 1210.0], 'Tesla': [45.3, 1503.0], 'Lockeford': [45.5, 272.0], 'Eastshore': [46.3, 6903.0], 'Martin': [46.8, 7606.0], 'Weber': [47.1, 1248.0], 'Vierra': [50.7, 1186.0], 'Camanche': [51.6, 0.0], 'Pleasant Grove': [51.6, 198.0], 'Gold Hill': [52.0, 0.0], 'Rio Oso': [52.5, 288.0], 'Geysers Tap 1': [53.4, 146.0], 'Rancho Seco - Bellota (Proposed)': [53.9, 0.0], 'Newark': [54.2, 321.0], 'Bellota': [55.3, 0.0], 'Ripon': [57.9, 0.0], 'Eagle Rock': [58.9, 0.0], 'Los Esteros': [59.3, 0.0], 'Cortina': [59.3, 37.0]} | 485661.8438 | 79830.3516 | 16.44% | 405831.4922 | 83.56% | [5 empty] | 74206.8984 | 15.28% | 178080.5156 | 36.67% | 96398.2656 | 19.85% | 20971.6504 | 4.318% | 176600.375 | 36.36% | 309061.4688 | 105448.5078 | 21.71% | 380213.3359 | 135963.2969 | 28% | 349698.5469 | 270510.0625 | 55.7% | 215151.7812 | 90812.0938 | 18.7% | 394849.75 | 60600.9922 | 12.48% | 425060.8516
169 | Vaca Dixon | Solano | {'Peabody': [8.4, 75505.0], 'Putah Creek': [9.3, 99914.0], 'Davis': [14.2, 100890.0], 'Shiloh III': [16.5, 68846.0], 'Madison': [18.8, 94246.0], 'Birds Landing': [19.7, 60990.0], 'Woodland': [21.0, 88958.0], 'Grand Island': [21.4, 56975.0], 'Tulucay': [21.6, 57031.0], 'Pittsburg': [25.2, 37449.0], 'Kirker': [26.3, 31186.0], 'Carquinez': [27.9, 24001.0], 'Martinez': [28.7, 21447.0], 'Contra Costa': [28.7, 25579.0], 'Clayton': [31.7, 18129.0], 'Lone Tree': [32.6, 14769.0], 'Brentwood': [35.8, 10548.0], 'Lakeville': [37.3, 12241.0], 'Eight Mile': [37.8, 7333.0], 'Ignacio': [40.4, 11961.0], 'Penngrove': [41.7, 2062.0], 'Stagg': [42.0, 6357.0], 'Bellevue': [42.9, 1545.0], 'Pleasant Grove': [44.1, 17879.0], 'Rio Oso': [44.3, 21471.0], 'Delta Pumps': [44.6, 3536.0], 'Kelso': [45.1, 2663.0], 'Lockeford': [45.7, 1914.0], 'Fulton': [46.0, 1128.0], 'Gold Hill': [46.0, 2160.0], 'Cayetano': [46.5, 1857.0], 'Weber': [49.7, 310.0], 'Midway Green Ridge Services': [50.0, 492.0], 'Camanche': [50.3, 1642.0], 'Geysers Tap 1': [51.2, 146.0], 'Tesla': [51.4, 146.0], 'Olivehurst': [51.9, 20359.0], 'Cortina': [52.3, 10244.0], 'Rancho Seco - Bellota (Proposed)': [53.5, 1642.0], 'Vierra': [54.5, 0.0], 'Eastshore': [54.7, 2952.0], 'Pease': [54.9, 16697.0], 'Martin': [55.0, 4757.0], 'Bellota': [56.0, 20.0], 'East Marysville': [56.1, 11809.0], 'Eagle Rock': [56.4, 0.0]} | 560888.8125 | 107350.2578 | 19.14% | 453538.5547 | 80.86% | [5 empty] | 94334.9141 | 16.82% | 221196.4375 | 39.44% | 96881.625 | 17.27% | 15744.7197 | 2.807% | 237585.4688 | 42.36% | 323303.3438 | 94298.3125 | 16.81% | 466590.5 | 130212.75 | 23.22% | 430676.0625 | 325817.9062 | 58.09% | 235070.9062 | 96540 | 17.21% | 464348.8125 | 60097.4102 | 10.71% | 500791.4023
170 | Bellevue | Mendocino_Marin | {'Penngrove': [4.7, 9144.0], 'Fulton': [8.6, 9252.0], 'Lakeville': [11.3, 8267.0], 'Ignacio': [22.9, 3348.0], 'Tulucay': [25.8, 3217.0], 'Geysers Tap 1': [26.0, 6740.0], 'Eagle Rock': [31.5, 3748.0], 'Carquinez': [32.1, 3061.0], 'Cloverdale': [33.1, 6269.0], 'Putah Creek': [40.1, 1543.0], 'Peabody': [40.8, 1688.0], 'Martinez': [41.0, 1195.0], 'Vaca-Dixon & Gc Yard': [42.9, 1545.0], 'Madison': [45.0, 1543.0], 'Hopland': [45.6, 1204.0], 'Shiloh III': [49.2, 678.0], 'Martin': [49.5, 343.0], 'Pittsburg': [50.2, 457.0], 'Kirker': [50.3, 337.0], 'Clayton': [50.4, 209.0], 'Birds Landing': [51.0, 395.0], 'Davis': [54.2, 530.0], 'Woodland': [55.5, 135.0], 'Contra Costa': [56.9, 0.0], 'Cortina': [57.6, 0.0], 'Ukiah': [58.8, 0.0], 'Lone Tree': [59.8, 0.0]} | 250105.875 | 9937.832 | 3.973% | 240168.043 | 96.03% | [5 empty] | 11464.9434 | 4.584% | 4882.3457 | 1.952% | 130588.7656 | 52.21% | 86974.1484 | 34.77% | 177634.4062 | 71.02% | 72471.4688 | 74090.6172 | 29.62% | 176015.2578 | 160077.3438 | 64% | 90028.5312 | 226507.7969 | 90.56% | 23598.0781 | 177591.25 | 71.01% | 72514.625 | 13747.2939 | 5.497% | 236358.5811
171 | Cloverdale | Mendocino_Marin | {'Eagle Rock': [11.0, 15168.0], 'Hopland': [12.7, 15190.0], 'Geysers Tap 1': [14.1, 15149.0], 'Fulton': [24.7, 9330.0], 'Ukiah': [25.8, 7938.0], 'Calpella': [29.3, 7312.0], 'Mendocino': [32.9, 5223.0], 'Bellevue': [33.1, 6269.0], 'Penngrove': [37.7, 5474.0], 'Lakeville': [44.3, 4598.0], 'Cortina': [47.9, 8235.0], 'Tulucay': [55.3, 0.0], 'Ignacio': [55.9, 0.0], 'Delevan': [56.0, 2124.0], 'Madison': [56.8, 0.0], 'Putah Creek': [58.0, 0.0]} | 323119.25 | 22467.9883 | 6.953% | 300651.2617 | 93.05% | [5 empty] | 6887.3535 | 2.132% | 4970.0317 | 1.538% | 210667.1094 | 65.2% | 102174.1719 | 31.62% | 154415.2969 | 47.79% | 168703.9531 | 86059.625 | 26.63% | 237059.625 | 184533.6094 | 57.11% | 138585.6406 | 250575.5156 | 77.55% | 72543.7344 | 214845.25 | 66.49% | 108274 | 3285.6741 | 1.017% | 319833.5759
172 | Fulton | Mendocino_Marin | {'Bellevue': [8.6, 9252.0], 'Penngrove': [13.3, 8457.0], 'Geysers Tap 1': [17.7, 8034.0], 'Lakeville': [19.6, 7581.0], 'Eagle Rock': [23.0, 5122.0], 'Cloverdale': [24.7, 9330.0], 'Ignacio': [31.4, 2683.0], 'Tulucay': [31.8, 2533.0], 'Hopland': [37.1, 2097.0], 'Carquinez': [39.5, 2377.0], 'Putah Creek': [41.5, 1127.0], 'Madison': [44.4, 1127.0], 'Peabody': [45.3, 1210.0], 'Vaca-Dixon & Gc Yard': [46.0, 1128.0], 'Martinez': [48.3, 532.0], 'Ukiah': [50.3, 0.0], 'Cortina': [51.9, 1048.0], 'Calpella': [53.6, 0.0], 'Shiloh III': [54.5, 277.0], 'Woodland': [55.5, 114.0], 'Davis': [55.6, 114.0], 'Pittsburg': [56.7, 0.0], 'Birds Landing': [56.7, 0.0], 'Kirker': [56.9, 0.0], 'Mendocino': [57.0, 0.0], 'Clayton': [57.6, 0.0], 'Martin': [58.1, 113.0]} | 311358.5938 | 12312.8682 | 3.955% | 299045.7256 | 96.05% | [5 empty] | 13844.4404 | 4.446% | 5987.7271 | 1.923% | 159949.0781 | 51.37% | 118584.7188 | 38.09% | 209757.8594 | 67.37% | 101600.7344 | 97671.6328 | 31.37% | 213686.9609 | 197508.1875 | 63.43% | 113850.4062 | 280213.8438 | 90% | 31144.75 | 203711.2812 | 65.43% | 107647.3125 | 11271.7129 | 3.62% | 300086.8809
173 | Lakeville | Mendocino_Marin | {'Penngrove': [7.0, 10404.0], 'Bellevue': [11.3, 8267.0], 'Ignacio': [12.2, 19760.0], 'Tulucay': [17.0, 19427.0], 'Fulton': [19.6, 7581.0], 'Carquinez': [21.2, 19472.0], 'Martinez': [30.1, 17432.0], 'Peabody': [33.3, 15210.0], 'Geysers Tap 1': [36.0, 5070.0], 'Putah Creek': [36.9, 6974.0], 'Vaca-Dixon & Gc Yard': [37.3, 12241.0], 'Martin': [39.0, 10780.0], 'Clayton': [39.5, 16394.0], 'Kirker': [40.0, 15211.0], 'Pittsburg': [40.1, 15301.0], 'Shiloh III': [40.3, 14197.0], 'Eagle Rock': [41.8, 2085.0], 'Birds Landing': [41.8, 13914.0], 'Madison': [44.0, 6502.0], 'Cloverdale': [44.3, 4598.0], 'Contra Costa': [46.8, 13669.0], 'Lone Tree': [49.4, 10159.0], 'Eastshore': [50.1, 8059.0], 'Davis': [50.2, 5961.0], 'Woodland': [53.4, 135.0], 'Grand Island': [53.9, 5340.0], 'Brentwood': [54.3, 4922.0], 'Cayetano': [56.6, 1289.0], 'Hopland': [56.7, 67.0]} | 255265.7188 | 24678.4902 | 9.668% | 230587.2285 | 90.33% | [5 empty] | 12135.7793 | 4.754% | 7708.0508 | 3.02% | 129444.8125 | 50.71% | 59904.8516 | 23.47% | 161713.1406 | 63.35% | 93552.5781 | 72645.7109 | 28.46% | 182620.0078 | 130487.3828 | 51.12% | 124778.3359 | 215865.0781 | 84.56% | 39400.6406 | 151489.7188 | 59.35% | 103776 | 20749.627 | 8.129% | 234516.0918
174 | Penngrove | Mendocino_Marin | {'Bellevue': [4.7, 9144.0], 'Lakeville': [7.0, 10404.0], 'Fulton': [13.3, 8457.0], 'Ignacio': [18.2, 5485.0], 'Tulucay': [22.9, 5165.0], 'Carquinez': [28.2, 5198.0], 'Geysers Tap 1': [30.6, 5946.0], 'Eagle Rock': [36.1, 2954.0], 'Martinez': [37.1, 3157.0], 'Cloverdale': [37.7, 5474.0], 'Peabody': [38.6, 3386.0], 'Putah Creek': [39.8, 1882.0], 'Vaca-Dixon & Gc Yard': [41.7, 2062.0], 'Martin': [44.8, 2140.0], 'Madison': [45.7, 1882.0], 'Shiloh III': [46.4, 2374.0], 'Clayton': [46.5, 2149.0], 'Kirker': [46.8, 2119.0], 'Pittsburg': [46.8, 2210.0], 'Birds Landing': [48.1, 2091.0], 'Hopland': [50.3, 410.0], 'Contra Costa': [53.5, 1696.0], 'Davis': [53.7, 869.0], 'Woodland': [55.8, 135.0], 'Lone Tree': [56.2, 1211.0], 'Eastshore': [56.8, 1059.0], 'Grand Island': [59.5, 248.0]} | 244489.6562 | 11280.5 | 4.614% | 233209.1562 | 95.39% | [5 empty] | 11135.2246 | 4.554% | 4388.5088 | 1.795% | 121478.6016 | 49.69% | 79003.5156 | 32.31% | 170212.1406 | 69.62% | 74277.5156 | 66657.2891 | 27.26% | 177832.3672 | 142202.0781 | 58.16% | 102287.5781 | 217982.0312 | 89.16% | 26507.625 | 166626.5781 | 68.15% | 77863.0781 | 16594.6816 | 6.787% | 227894.9746
175 | Warnerville | Central_Valley_North_Los_Banos | {'Riverbank': [6.1, 174246.0], 'Ripon': [18.8, 141442.0], 'Chinese Station': [19.9, 72743.0], 'Peoria': [20.0, 66267.0], 'New Melones': [20.5, 52581.0], 'Bellota': [22.1, 63095.0], 'Westley': [24.8, 148335.0], 'Vierra': [26.1, 110537.0], 'Weber': [26.9, 80162.0], 'Rancho Seco - Bellota (Proposed)': [29.0, 51556.0], 'Curtis': [30.9, 1796.0], 'Crow Creek': [31.3, 135215.0], 'Fink (Proposed)': [31.7, 132215.0], 'Lockeford': [32.5, 54075.0], 'Stagg': [34.5, 63372.0], 'Camanche': [34.8, 38003.0], 'Merced': [36.7, 90873.0], 'Wilson': [37.8, 77104.0], 'Miller': [37.9, 95111.0], 'Eight Mile': [38.2, 43368.0], 'Tesla': [41.7, 49054.0], 'Midway Green Ridge Services': [42.9, 44643.0], 'Kelso': [43.9, 41420.0], 'Delta Pumps': [44.9, 38648.0], 'Quinto': [45.4, 55489.0], 'Le Grand': [48.2, 38439.0], 'Los Banos': [49.0, 24947.0], 'Brentwood': [49.3, 13496.0], 'Cayetano': [53.0, 7486.0], 'Lone Tree': [54.1, 0.0], 'Dairyland': [54.4, 12018.0], 'Donnells-Curtis': [54.5, 0.0], 'Grand Island': [54.7, 0.0], 'Contra Costa': [56.4, 0.0], 'Oro Loma': [59.6, 802.0]} | 532874.8125 | 187793.125 | 35.24% | 345081.6875 | 64.76% | [5 empty] | 172774.5156 | 32.42% | 197770.8906 | 37.11% | 18217.6992 | 3.419% | 0 | 0% | 279555.5 | 52.46% | 253319.3125 | 85803.4219 | 16.1% | 447071.3906 | 139316.3281 | 26.14% | 393558.4844 | 322516.5625 | 60.52% | 210358.25 | 106751.2109 | 20.03% | 426123.6016 | 38210.0625 | 7.171% | 494664.75
176 | Riverbank | Central_Valley_North_Los_Banos | {'Warnerville': [6.1, 174246.0], 'Ripon': [13.1, 142744.0], 'Bellota': [18.0, 63095.0], 'Vierra': [20.1, 111839.0], 'Weber': [20.9, 81464.0], 'Westley': [20.9, 148712.0], 'New Melones': [24.0, 52581.0], 'Peoria': [24.2, 66246.0], 'Chinese Station': [24.6, 71835.0], 'Rancho Seco - Bellota (Proposed)': [25.6, 51556.0], 'Lockeford': [27.7, 54075.0], 'Stagg': [28.6, 64581.0], 'Crow Creek': [30.0, 124050.0], 'Fink (Proposed)': [30.4, 121050.0], 'Camanche': [31.3, 38003.0], 'Eight Mile': [32.5, 44227.0], 'Curtis': [35.1, 1796.0], 'Tesla': [36.1, 50356.0], 'Midway Green Ridge Services': [37.3, 45945.0], 'Miller': [37.5, 83255.0], 'Kelso': [38.1, 42722.0], 'Delta Pumps': [39.0, 39950.0], 'Merced': [41.3, 77326.0], 'Wilson': [42.8, 63557.0], 'Brentwood': [43.2, 14355.0], 'Quinto': [45.7, 43022.0], 'Cayetano': [47.2, 8788.0], 'Lone Tree': [48.1, 691.0], 'Grand Island': [49.0, 0.0], 'Los Banos': [49.8, 12958.0], 'Contra Costa': [50.3, 0.0], 'Le Grand': [53.3, 24892.0], 'Birds Landing': [56.0, 0.0], 'Pittsburg': [57.0, 0.0], 'Kirker': [57.2, 0.0], 'Donnells-Curtis': [57.9, 0.0], 'Shiloh III': [58.2, 0.0], 'Dairyland': [59.1, 1327.0], 'Clayton': [59.2, 0.0], 'Metcalf 1': [59.2, 0.0], 'Metcalf Energy Center': [59.6, 0.0]} | 566672.25 | 175547.8594 | 30.98% | 391124.3906 | 69.02% | [5 empty] | 166377.9219 | 29.36% | 220786.5781 | 38.96% | 25518.6074 | 4.503% | 0 | 0% | 299857.125 | 52.92% | 266815.125 | 77657.7109 | 13.7% | 489014.5391 | 133123.9062 | 23.49% | 433548.3438 | 337217.0938 | 59.51% | 229455.1562 | 122592.4609 | 21.63% | 444079.7891 | 35803.9336 | 6.318% | 530868.3164
177 | Pease | Northern_California | {'East Marysville': [5.4, 158504.0], 'Olivehurst': [8.3, 147409.0], 'Honcut': [11.0, 138002.0], 'Rio Oso': [19.3, 118984.0], 'Palermo': [21.1, 82050.0], 'Wyandotte': [23.1, 74976.0], 'Thermalito': [23.8, 74970.0], 'Table Mt.': [26.6, 73491.0], 'Colgate': [27.6, 29910.0], 'Cortina': [30.4, 115185.0], 'Pleasant Grove': [30.7, 72936.0], 'Higgins': [31.8, 42857.0], 'Brunswick': [33.8, 18506.0], 'Woodland': [34.4, 103454.0], 'Delevan': [35.3, 81100.0], 'Madison': [38.3, 77774.0], 'Logan Creek': [41.1, 53024.0], 'Davis': [43.3, 33947.0], 'Gold Hill': [45.3, 20019.0], 'Putah Creek': [48.2, 27806.0], 'Drum 1': [48.3, 0.0], 'Glenn': [49.2, 34099.0], 'Vaca-Dixon & Gc Yard': [54.9, 16697.0], 'Placerville': [56.1, 0.0]} | 745272.875 | 195941.9219 | 26.29% | 549330.9531 | 73.71% | [5 empty] | 222894.6406 | 29.91% | 353585.4062 | 47.44% | 15225.5928 | 2.043% | 1930.7618 | 0.2591% | 350704.5625 | 47.06% | 394568.3125 | 92108.0781 | 12.36% | 653164.7969 | 324604.375 | 43.56% | 420668.5 | 534296.5625 | 71.69% | 210976.3125 | 27482 | 3.688% | 717790.875 | 67061.6875 | 8.998% | 678211.1875
178 | Rio Oso | Northern_California | {'Pleasant Grove': [11.6, 76405.0], 'Olivehurst': [11.6, 123739.0], 'East Marysville': [16.6, 115189.0], 'Pease': [19.3, 118984.0], 'Higgins': [21.6, 43950.0], 'Woodland': [23.7, 96799.0], 'Gold Hill': [26.2, 21181.0], 'Honcut': [27.5, 87363.0], 'Davis': [30.6, 39814.0], 'Brunswick': [30.9, 18037.0], 'Colgate': [31.1, 28915.0], 'Madison': [32.7, 68086.0], 'Palermo': [36.0, 37267.0], 'Wyandotte': [38.6, 28258.0], 'Placerville': [39.4, 0.0], 'Putah Creek': [40.3, 27549.0], 'Thermalito': [41.0, 25154.0], 'Cortina': [42.6, 46735.0], 'Drum 1': [43.7, 0.0], 'Table Mt.': [43.9, 24150.0], 'Vaca-Dixon & Gc Yard': [44.3, 21471.0], 'Grand Island': [49.1, 144.0], 'Delevan': [52.4, 12021.0], 'Peabody': [52.5, 288.0], 'Camanche': [55.3, 0.0], 'Shiloh III': [56.7, 91.0], 'Lockeford': [58.8, 0.0], 'Birds Landing': [59.3, 0.0], 'Logan Creek': [59.7, 89.0]} | 504988 | 124851.1953 | 24.72% | 380136.8047 | 75.28% | [5 empty] | 110339.9297 | 21.85% | 271053.6875 | 53.68% | 1213.6309 | 0.2403% | 0 | 0% | 275575.875 | 54.57% | 229412.125 | 54013.9766 | 10.7% | 450974.0234 | 201417.6875 | 39.89% | 303570.3125 | 370741.5938 | 73.42% | 134246.4062 | 14365.5371 | 2.845% | 490622.4629 | 43152.4961 | 8.545% | 461835.5039
179 | Alpaugh | Central_Valley_North_Los_Banos | {'Olive': [4.6, 40045.0], 'Corcoran': [11.5, 52194.0], 'Waukena': [13.8, 52194.0], 'Smyrna': [17.0, 0.0], 'Gates-Midway (Proposed)': [21.2, 26512.0], 'Vestal': [22.5, 0.0], 'GWF Hanford': [23.7, 52194.0], 'Semitropic': [25.1, 0.0], 'Charca': [25.6, 0.0], 'Goose Lake': [25.9, 0.0], 'Rector': [26.4, 43141.0], 'Leprino': [28.4, 52194.0], 'Arco': [28.7, 12610.0], 'Springville': [30.7, 0.0], 'Henrietta': [31.5, 52194.0], 'Mustang': [31.8, 52194.0], 'Shafter': [32.0, 0.0], 'Lerdo': [36.3, 0.0], 'Kingsburg': [36.9, 52020.0], 'Avenal': [37.0, 41373.0], 'Rio Bravo': [37.6, 0.0], 'Midway': [38.6, 0.0], 'Kernridge': [39.3, 0.0], 'Gates': [39.3, 51700.0], 'Poso Mt.': [39.5, 0.0], '7th Standard': [40.5, 0.0], 'Temblor': [42.3, 0.0], 'Renfro': [43.0, 0.0], 'Tupman': [43.3, 0.0], 'Kern Oil': [43.6, 0.0], 'Sycamore': [43.9, 0.0], 'Reedley': [44.5, 4767.0], 'Kern Power': [45.0, 0.0], 'Wahtoke': [45.0, 13909.0], 'Rosedale': [45.7, 0.0], 'McCall': [45.8, 36575.0], 'West Park': [46.9, 0.0], 'Bakersfield': [47.2, 0.0], 'Norco': [47.5, 0.0], 'Caliente': [47.9, 0.0], 'Tevis': [48.1, 0.0], 'Columbus': [48.6, 0.0], 'Schindler': [48.6, 40280.0], 'Cal Water': [48.7, 0.0], 'Cal Flats': [48.9, 370.0], 'Stockdale': [49.7, 0.0], 'Elk Hills': [51.1, 0.0], 'Magunden': [51.3, 0.0], 'Carrizo Plains': [51.9, 0.0], 'Sanger': [52.1, 2703.0], 'Solar': [52.5, 0.0], 'Malaga': [52.6, 7928.0], 'Mc Mullin': [52.6, 23344.0], 'Excelsior': [52.7, 17809.0], 'Cholame': [52.9, 0.0], 'California Ave': [54.9, 2284.0], 'West Fresno': [55.9, 1795.0], 'Kearney (New)': [56.5, 2176.0], 'Unknown - 3327': [56.8, 0.0], 'Lamont': [56.9, 0.0], 'Taft': [57.1, 0.0], 'Cantua': [58.9, 2224.0], 'Midway - Wheeler Ridge (Proposed)': [59.1, 0.0], 'Helm': [59.1, 807.0], 'Grimmway-Malaga': [59.7, 0.0]} | 55646.7891 | 52193.7422 | 93.79% | 3453.0469 | 6.205% | [5 empty] | 39001.332 | 70.09% | 6230.2827 | 11.2% | 0 | 0% | 0 | 0% | 15.75 | 0.0283% | 55631.0391 | 0 | 0% | 55646.7891 | 1260.1162 | 2.264% | 54386.6729 | 1275.2883 | 2.292% | 54371.5007 | 0 | 0% | 55646.7891 | 2177.7607 | 3.914% | 53469.0283
180 | Rector | Central_Valley_North_Los_Banos | {'Springville': [21.8, 0.0], 'Waukena': [21.8, 70751.0], 'Reedley': [22.0, 32377.0], 'Corcoran': [22.0, 70751.0], 'GWF Hanford': [22.6, 70751.0], 'Kingsburg': [22.7, 70751.0], 'Wahtoke': [24.4, 41519.0], 'Alpaugh': [26.4, 43141.0], 'Olive': [30.2, 36815.0], 'McCall': [30.5, 59148.0], 'Leprino': [33.1, 70751.0], 'Vestal': [33.2, 0.0], 'Sanger': [34.5, 30313.0], 'Henrietta': [37.0, 70751.0], 'Malaga': [37.9, 34717.0], 'Mustang': [37.9, 70751.0], 'California Ave': [40.7, 29894.0], 'Smyrna': [42.2, 0.0], 'West Fresno': [42.8, 29403.0], 'Kearney (New)': [45.0, 29582.0], 'Mc Mullin': [46.0, 43819.0], 'Gates-Midway (Proposed)': [46.3, 21831.0], 'Charca': [48.3, 0.0], 'Semitropic': [49.8, 0.0], 'Schindler': [50.3, 58810.0], 'Gates': [50.4, 53467.0], 'Goose Lake': [52.0, 0.0], 'Arco': [52.3, 8444.0], 'Gregg': [53.2, 5514.0], 'Avenal': [53.7, 32321.0], 'Poso Mt.': [53.9, 0.0], 'Shafter': [54.7, 0.0], 'Excelsior': [55.4, 26184.0], 'Helm': [55.5, 17910.0], 'Lerdo': [55.7, 0.0], 'Borden': [59.2, 0.0], 'Rio Bravo': [59.5, 0.0], '7th Standard': [60.0, 0.0]} | 72942.6719 | 70751.3906 | 97% | 2191.2812 | 3.004% | [5 empty] | 38758.0195 | 53.13% | 24431.9004 | 33.49% | 0 | 0% | 0 | 0% | 0 | 0% | 72942.6719 | 0 | 0% | 72942.6719 | 0 | 0% | 72942.6719 | 0 | 0% | 72942.6719 | 0 | 0% | 72942.6719 | 2191.2764 | 3.004% | 70751.3955
181 | Springville | Central_Valley_North_Los_Banos | {'Vestal': [20.1, 1.0], 'Rector': [21.8, 0.0], 'Alpaugh': [30.7, 0.0], 'Olive': [31.9, 0.0], 'Corcoran': [34.6, 0.0], 'Waukena': [35.8, 0.0], 'Poso Mt.': [37.9, 1.0], 'Smyrna': [39.6, 0.0], 'Charca': [40.8, 0.0], 'GWF Hanford': [41.1, 0.0], 'Reedley': [42.1, 0.0], 'Lerdo': [43.6, 0.0], 'Kingsburg': [44.5, 0.0], 'Semitropic': [44.8, 0.0], 'Wahtoke': [45.3, 0.0], 'Sycamore': [45.4, 0.0], 'Shafter': [46.2, 0.0], 'Kern Oil': [46.3, 0.0], 'Cal Water': [47.4, 0.0], '7th Standard': [47.4, 0.0], 'Columbus': [49.0, 0.0], 'Rio Bravo': [49.4, 0.0], 'Bakersfield': [49.9, 0.0], 'Goose Lake': [50.2, 0.0], 'Leprino': [50.8, 0.0], 'West Park': [51.0, 0.0], 'Kern Power': [51.0, 0.0], 'Rosedale': [51.1, 0.0], 'Renfro': [51.3, 0.0], 'Gates-Midway (Proposed)': [51.3, 0.0], 'Magunden': [51.6, 0.0], 'McCall': [52.3, 0.0], 'Henrietta': [54.7, 0.0], 'Stockdale': [55.1, 0.0], 'Tupman': [55.3, 0.0], 'Mustang': [55.4, 0.0], 'Tevis': [55.5, 0.0], 'Sanger': [55.8, 0.0], 'Unknown - 3327': [56.1, 0.0], 'Lamont': [56.2, 0.0], 'Midway': [56.5, 0.0], 'Arco': [59.2, 0.0], 'Grimmway-Malaga': [59.6, 0.0], 'Malaga': [59.7, 0.0]} | 4998.9102 | 13.7782 | 0.2756% | 4985.1319 | 99.72% | [5 empty] | 0 | 0% | 0 | 0% | 4998.9102 | 100% | 0 | 0% | 0 | 0% | 4998.9102 | 1248.1632 | 24.97% | 3750.7469 | 3378.4497 | 67.58% | 1620.4604 | 3378.4497 | 67.58% | 1620.4604 | 4619.0381 | 92.4% | 379.8721 | 478.199 | 9.566% | 4520.7112
182 | Vestal | Central_Valley_North_Los_Banos | {'Springville': [20.1, 1.0], 'Olive': [20.6, 0.0], 'Poso Mt.': [20.8, 153.0], 'Charca': [21.0, 0.0], 'Smyrna': [22.5, 0.0], 'Alpaugh': [22.5, 0.0], 'Lerdo': [23.9, 101.0], 'Semitropic': [25.9, 0.0], 'Shafter': [26.1, 0.0], 'Sycamore': [27.4, 151.0], '7th Standard': [27.9, 76.0], 'Kern Oil': [27.9, 151.0], 'Rio Bravo': [29.3, 0.0], 'Cal Water': [30.8, 151.0], 'Renfro': [31.7, 0.0], 'Bakersfield': [31.7, 151.0], 'Columbus': [31.7, 151.0], 'Kern Power': [31.9, 59.0], 'Rosedale': [32.1, 107.0], 'Corcoran': [32.2, 0.0], 'Goose Lake': [32.4, 0.0], 'West Park': [32.4, 144.0], 'Rector': [33.2, 0.0], 'Waukena': [34.3, 0.0], 'Magunden': [34.4, 151.0], 'Tupman': [35.2, 0.0], 'Tevis': [36.1, 0.0], 'Stockdale': [36.2, 15.0], 'Midway': [36.6, 0.0], 'Gates-Midway (Proposed)': [38.0, 0.0], 'Unknown - 3327': [39.6, 151.0], 'Lamont': [39.7, 151.0], 'Norco': [40.4, 0.0], 'Grimmway-Malaga': [42.9, 129.0], 'GWF Hanford': [43.1, 0.0], 'Elk Hills': [45.6, 0.0], 'Kernridge': [46.0, 0.0], 'Arco': [46.7, 0.0], 'Temblor': [46.7, 0.0], 'Leprino': [50.1, 0.0], 'Midway - Wheeler Ridge (Proposed)': [50.8, 0.0], 'Wheeler Ridge': [52.3, 0.0], 'Kingsburg': [52.6, 0.0], 'Henrietta': [53.4, 0.0], 'Taft': [53.6, 0.0], 'Mustang': [53.9, 0.0], 'Reedley': [55.1, 0.0], 'Caliente': [56.6, 0.0], 'Wahtoke': [57.2, 0.0], 'Avenal': [58.6, 0.0]} | 6923.7812 | 152.7369 | 2.206% | 6771.0443 | 97.79% | [5 empty] | 0 | 0% | 0 | 0% | 6658.2817 | 96.17% | 265.4684 | 3.834% | 530.8845 | 7.668% | 6392.8968 | 1017.0909 | 14.69% | 5906.6903 | 3586.7698 | 51.8% | 3337.0115 | 3638.177 | 52.55% | 3285.6042 | 6084.5493 | 87.88% | 839.2319 | 284.6409 | 4.111% | 6639.1403
183 | UltraPower Chinese Station | El_Dorado_Mariposa | {'Peoria': [2.3, 65911.0], 'New Melones': [5.7, 49855.0], 'Curtis': [11.1, 1796.0], 'Warnerville': [19.9, 72743.0], 'Riverbank': [24.6, 71835.0], 'Bellota': [30.8, 22832.0], 'Rancho Seco - Bellota (Proposed)': [33.4, 18169.0], 'Donnells-Curtis': [35.3, 0.0], 'Ripon': [37.4, 52901.0], 'Camanche': [37.8, 14659.0], 'Wilson': [40.3, 45711.0], 'Lockeford': [40.8, 17777.0], 'Merced': [41.5, 50202.0], 'Weber': [41.7, 19915.0], 'Vierra': [43.8, 27542.0], 'Westley': [44.7, 52151.0], 'Stagg': [48.1, 17258.0], 'Le Grand': [48.9, 15766.0], 'Crow Creek': [49.9, 42208.0], 'Fink (Proposed)': [50.3, 40215.0], 'Eight Mile': [50.6, 6265.0], 'Miller': [55.4, 17853.0], 'Dairyland': [57.3, 875.0]} | 343460.9375 | 72742.8047 | 21.18% | 270718.1328 | 78.82% | [5 empty] | 131929.5625 | 38.41% | 66973.3828 | 19.5% | 16725.9316 | 4.87% | 0 | 0% | 223163.8281 | 64.98% | 120297.1094 | 72527.2422 | 21.12% | 270933.6953 | 127663.5156 | 37.17% | 215797.4219 | 258981.2031 | 75.4% | 84479.7344 | 109409.5078 | 31.86% | 234051.4297 | 32534.0996 | 9.472% | 310926.8379
184 | Curtis | El_Dorado_Mariposa | {'Peoria': [10.9, 1796.0], 'Chinese Station': [11.1, 1796.0], 'New Melones': [11.6, 1796.0], 'Donnells-Curtis': [24.4, 13401.0], 'Warnerville': [30.9, 1796.0], 'Riverbank': [35.1, 1796.0], 'Bellota': [37.9, 1796.0], 'Rancho Seco - Bellota (Proposed)': [38.5, 1424.0], 'Camanche': [41.8, 1034.0], 'Lockeford': [46.8, 1034.0], 'Wilson': [47.3, 0.0], 'Ripon': [47.6, 1738.0], 'Merced': [49.3, 0.0], 'Weber': [50.3, 1571.0], 'Vierra': [53.5, 1738.0], 'Le Grand': [54.6, 0.0], 'Westley': [55.6, 1222.0], 'Stagg': [56.1, 739.0], 'Eight Mile': [57.9, 384.0], 'Placerville': [58.0, 0.0]} | 203177.9844 | 15196.8438 | 7.48% | 187981.1406 | 92.52% | [5 empty] | 38822.1914 | 19.11% | 12459.293 | 6.132% | 42513.1914 | 20.92% | 837.6949 | 0.4123% | 138488.7812 | 68.16% | 64689.2031 | 43805.8047 | 21.56% | 159372.1797 | 82687.7344 | 40.7% | 120490.25 | 157654.5625 | 77.59% | 45523.4219 | 122845.9766 | 60.46% | 80332.0078 | 22246.5781 | 10.95% | 180931.4062
185 | Peoria | El_Dorado_Mariposa | {'Chinese Station': [2.3, 65911.0], 'New Melones': [3.4, 50211.0], 'Curtis': [10.9, 1796.0], 'Warnerville': [20.0, 66267.0], 'Riverbank': [24.2, 66246.0], 'Bellota': [29.2, 23109.0], 'Rancho Seco - Bellota (Proposed)': [31.5, 18525.0], 'Donnells-Curtis': [34.6, 0.0], 'Camanche': [35.8, 14981.0], 'Ripon': [36.9, 50651.0], 'Lockeford': [39.0, 18133.0], 'Weber': [40.5, 20155.0], 'Wilson': [42.5, 40231.0], 'Vierra': [43.0, 26519.0], 'Merced': [43.6, 43653.0], 'Westley': [44.7, 49901.0], 'Stagg': [46.8, 17614.0], 'Eight Mile': [49.1, 6621.0], 'Crow Creek': [50.6, 39113.0], 'Fink (Proposed)': [51.0, 37235.0], 'Le Grand': [51.1, 11540.0], 'Miller': [56.3, 15239.0], 'Placerville': [59.2, 0.0], 'Dairyland': [59.5, 0.0], 'Tesla': [59.8, 0.0]} | 327623.5938 | 66266.6953 | 20.23% | 261356.8984 | 79.77% | [5 empty] | 130115.0703 | 39.71% | 61894.6523 | 18.89% | 16725.9316 | 5.105% | 0 | 0% | 215776.75 | 65.86% | 111846.8438 | 64505.5391 | 19.69% | 263118.0547 | 118564.7656 | 36.19% | 209058.8281 | 250347.2969 | 76.41% | 77276.2969 | 102409.6875 | 31.26% | 225213.9062 | 29029.5234 | 8.861% | 298594.0703
186 | Moorpark | Greater_LA | {'Santa Clara': [16.2, 3125.0], 'Mandalay': [20.4, 3139.0], 'Saugus': [21.1, 4231.0], 'Pardee': [21.3, 4214.0], 'Sylmar-Pac Intertie': [23.1, 5305.0], 'Bailey': [34.9, 3491.0], 'La Cienega': [35.7, 1783.0], 'El Segundo': [37.6, 1489.0], 'Chevmain': [38.8, 1280.0], 'El Nido': [40.3, 1197.0], 'Gould': [41.2, 1372.0], 'Redondo': [42.0, 1186.0], 'La Fresa': [43.3, 1078.0], 'Antelope': [44.4, 2438.0], 'Pastoria': [45.3, 466.0], 'Vincent': [47.0, 2183.0], 'Goodrich': [47.5, 450.0], 'Whirlwind': [48.0, 1829.0], 'Laguna Bell': [48.1, 70.0], 'Mesa': [48.4, 53.0], 'Arcogen': [49.5, 80.0], 'Lighthipe': [50.0, 70.0], 'Hinson': [50.4, 71.0], 'Center': [51.7, 51.0], 'Harborgen': [52.0, 59.0], 'Long Beach': [52.7, 53.0], 'Rio Hondo': [54.2, 0.0], 'Del Amo': [55.0, 25.0], 'Wheeler Ridge': [55.9, 0.0], 'Goleta': [57.5, 43.0], 'Walnut': [57.8, 0.0], 'Alamitos': [58.3, 3.0]} | 84389.125 | 5778.4126 | 6.847% | 78610.7124 | 93.15% | [5 empty] | 465.9879 | 0.5522% | 2445.0513 | 2.897% | 25696.3809 | 30.45% | 56103.4688 | 66.48% | 60878.1523 | 72.14% | 23510.9727 | 2713.958 | 3.216% | 81675.167 | 4936.0649 | 5.849% | 79453.0601 | 64199.793 | 76.08% | 20189.332 | 48592.1602 | 57.58% | 35796.9648 | 9583.9883 | 11.36% | 74805.1367
187 | Santa Clara | Greater_LA | {'Mandalay': [7.5, 3651.0], 'Moorpark': [16.2, 3125.0], 'Pardee': [35.7, 1641.0], 'Saugus': [35.8, 1641.0], 'Sylmar-Pac Intertie': [39.1, 2651.0], 'Bailey': [40.2, 1614.0], 'Goleta': [41.6, 194.0], 'Pastoria': [47.8, 0.0], 'La Cienega': [50.7, 1006.0], 'El Segundo': [51.4, 1010.0], 'Chevmain': [52.6, 1006.0], 'El Nido': [54.3, 997.0], 'Redondo': [55.4, 986.0], 'Wheeler Ridge': [55.5, 0.0], 'Midway - Wheeler Ridge (Proposed)': [56.7, 0.0], 'Antelope': [57.0, 10.0], 'La Fresa': [57.2, 878.0], 'Gould': [57.4, 0.0], 'Whirlwind': [57.5, 0.0], 'Taft': [59.9, 0.0]} | 46725.0391 | 3702.7566 | 7.925% | 43022.2825 | 92.08% | [5 empty] | 463.764 | 0.9925% | 2444.2507 | 5.231% | 12111.5635 | 25.92% | 31870.1758 | 68.21% | 33588.8086 | 71.89% | 13136.2305 | 2668.7173 | 5.712% | 44056.3218 | 4068.4558 | 8.707% | 42656.5833 | 35974.4102 | 76.99% | 10750.6289 | 25517.7188 | 54.61% | 21207.3203 | 6385.2021 | 13.67% | 40339.8369
188 | Davis | Solano | {'Woodland': [9.3, 107331.0], 'Vaca-Dixon & Gc Yard': [14.2, 100890.0], 'Putah Creek': [14.2, 102211.0], 'Madison': [15.4, 106454.0], 'Peabody': [22.0, 69045.0], 'Grand Island': [23.0, 61210.0], 'Shiloh III': [26.7, 67324.0], 'Birds Landing': [29.5, 59518.0], 'Pleasant Grove': [30.0, 35448.0], 'Rio Oso': [30.6, 39814.0], 'Gold Hill': [33.2, 13077.0], 'Tulucay': [35.5, 50571.0], 'Pittsburg': [36.2, 32241.0], 'Kirker': [37.4, 25763.0], 'Contra Costa': [37.8, 23109.0], 'Eight Mile': [38.8, 11570.0], 'Olivehurst': [39.2, 38702.0], 'Lone Tree': [41.4, 10981.0], 'Carquinez': [42.0, 17589.0], 'Martinez': [42.1, 15954.0], 'Lockeford': [42.9, 6297.0], 'Pease': [43.3, 33947.0], 'Brentwood': [43.4, 8431.0], 'Clayton': [43.4, 12683.0], 'Stagg': [43.6, 10594.0], 'East Marysville': [43.7, 30152.0], 'Camanche': [44.8, 6025.0], 'Cortina': [47.7, 18098.0], 'Higgins': [48.9, 9607.0], 'Rancho Seco - Bellota (Proposed)': [49.1, 6025.0], 'Lakeville': [50.2, 5961.0], 'Weber': [50.9, 3892.0], 'Delta Pumps': [51.8, 3391.0], 'Kelso': [52.1, 2557.0], 'Placerville': [52.9, 0.0], 'Bellota': [53.6, 3842.0], 'Penngrove': [53.7, 869.0], 'Honcut': [54.1, 10789.0], 'Bellevue': [54.2, 530.0], 'Ignacio': [54.4, 5826.0], 'Fulton': [55.6, 114.0], 'Cayetano': [55.8, 493.0], 'Geysers Tap 1': [57.0, 0.0], 'Midway Green Ridge Services': [57.1, 346.0], 'Vierra': [57.4, 270.0], 'Tesla': [58.3, 110.0]} | 627972.1875 | 123645.5938 | 19.69% | 504326.5938 | 80.31% | [5 empty] | 120518.5234 | 19.19% | 298805.25 | 47.58% | 84960.4297 | 13.53% | 0 | 0% | 287820.2188 | 45.83% | 340151.9688 | 78902.0859 | 12.56% | 549070.1016 | 190898.5469 | 30.4% | 437073.6406 | 382784.7188 | 60.96% | 245187.4688 | 75577.3047 | 12.04% | 552394.8828 | 50088.8789 | 7.976% | 577883.3086
189 | Putah Creek | Solano | {'Vaca-Dixon & Gc Yard': [9.3, 99914.0], 'Madison': [10.3, 109272.0], 'Davis': [14.2, 102211.0], 'Peabody': [16.4, 69711.0], 'Woodland': [16.7, 102904.0], 'Tulucay': [24.1, 51534.0], 'Shiloh III': [25.7, 61411.0], 'Birds Landing': [28.9, 53638.0], 'Grand Island': [29.8, 54838.0], 'Carquinez': [32.9, 18284.0], 'Pittsburg': [34.0, 31656.0], 'Kirker': [35.0, 25393.0], 'Martinez': [35.7, 15653.0], 'Lakeville': [36.9, 6974.0], 'Contra Costa': [37.9, 19787.0], 'Penngrove': [39.8, 1882.0], 'Clayton': [40.0, 12337.0], 'Bellevue': [40.1, 1543.0], 'Rio Oso': [40.3, 27549.0], 'Fulton': [41.5, 1127.0], 'Lone Tree': [41.8, 8977.0], 'Pleasant Grove': [42.5, 20386.0], 'Ignacio': [42.7, 6660.0], 'Cortina': [43.1, 24358.0], 'Geysers Tap 1': [44.0, 1092.0], 'Brentwood': [45.1, 5217.0], 'Olivehurst': [46.3, 29815.0], 'Eight Mile': [46.4, 5198.0], 'Gold Hill': [47.3, 598.0], 'Pease': [48.2, 27806.0], 'Eagle Rock': [48.8, 0.0], 'East Marysville': [50.0, 19112.0], 'Stagg': [50.7, 4222.0], 'Lockeford': [53.2, 5.0], 'Delta Pumps': [53.9, 3009.0], 'Kelso': [54.4, 2143.0], 'Cayetano': [55.5, 147.0], 'Camanche': [56.8, 0.0], 'Cloverdale': [58.0, 0.0], 'Weber': [58.5, 5.0], 'Honcut': [59.1, 0.0], 'Midway Green Ridge Services': [59.3, 9.0]} | 617859.8125 | 114939.1484 | 18.6% | 502920.6641 | 81.4% | [5 empty] | 88308.4922 | 14.29% | 253431.8594 | 41.02% | 132867.7969 | 21.5% | 21600.0488 | 3.496% | 324778.4062 | 52.57% | 293081.4062 | 77589.1953 | 12.56% | 540270.6172 | 163458.3438 | 26.46% | 454401.4688 | 405889.1562 | 65.69% | 211970.6562 | 140315.4531 | 22.71% | 477544.3594 | 48348.2812 | 7.825% | 569511.5312
190 | East Marysville | Northern_California | {'Olivehurst': [5.0, 140695.0], 'Pease': [5.4, 158504.0], 'Honcut': [11.0, 123083.0], 'Rio Oso': [16.6, 115189.0], 'Palermo': [20.2, 70479.0], 'Wyandotte': [22.7, 61319.0], 'Colgate': [23.0, 29910.0], 'Thermalito': [24.5, 60577.0], 'Higgins': [26.6, 43950.0], 'Pleasant Grove': [27.3, 70277.0], 'Table Mt.': [27.4, 59220.0], 'Brunswick': [28.6, 18506.0], 'Woodland': [35.2, 94045.0], 'Cortina': [35.7, 82366.0], 'Delevan': [40.5, 53161.0], 'Madison': [40.5, 65458.0], 'Gold Hill': [41.7, 21111.0], 'Drum 1': [43.1, 0.0], 'Davis': [43.7, 30152.0], 'Logan Creek': [45.7, 34217.0], 'Putah Creek': [50.0, 19112.0], 'Placerville': [51.4, 0.0], 'Glenn': [52.6, 19014.0], 'Vaca-Dixon & Gc Yard': [56.1, 11809.0]} | 619436.5625 | 159596.1719 | 25.76% | 459840.3906 | 74.24% | [5 empty] | 179198.2812 | 28.93% | 299582.2812 | 48.36% | 9376.3828 | 1.514% | 5133.1802 | 0.8287% | 298702.75 | 48.22% | 320733.8125 | 76917.9453 | 12.42% | 542518.6172 | 271308.3125 | 43.8% | 348128.25 | 445486.1562 | 71.92% | 173950.4062 | 21592.2637 | 3.486% | 597844.2988 | 60783.0859 | 9.813% | 558653.4766
191 | Olivehurst | Northern_California | {'East Marysville': [5.0, 140695.0], 'Pease': [8.3, 147409.0], 'Rio Oso': [11.6, 123739.0], 'Honcut': [16.0, 105007.0], 'Pleasant Grove': [22.6, 76197.0], 'Higgins': [24.5, 43950.0], 'Colgate': [25.1, 29910.0], 'Palermo': [25.1, 52457.0], 'Wyandotte': [27.6, 43243.0], 'Brunswick': [28.9, 18506.0], 'Thermalito': [29.5, 42502.0], 'Woodland': [30.9, 105514.0], 'Table Mt.': [32.4, 41144.0], 'Cortina': [36.6, 69133.0], 'Gold Hill': [37.1, 21181.0], 'Madison': [37.1, 76846.0], 'Davis': [39.2, 38702.0], 'Drum 1': [43.2, 0.0], 'Delevan': [43.4, 34602.0], 'Putah Creek': [46.3, 29815.0], 'Placerville': [47.9, 0.0], 'Logan Creek': [49.4, 16125.0], 'Vaca-Dixon & Gc Yard': [51.9, 20359.0], 'Glenn': [57.2, 2410.0], 'Grand Island': [59.5, 0.0]} | 599819.0625 | 152164.4844 | 25.37% | 447654.5781 | 74.63% | [5 empty] | 155735.375 | 25.96% | 303966.8438 | 50.68% | 8349.2061 | 1.392% | 894.8691 | 0.1492% | 306888.8438 | 51.16% | 292930.2188 | 69714.125 | 11.62% | 530104.9375 | 255465.4531 | 42.59% | 344353.6094 | 435610.625 | 72.62% | 164208.4375 | 17869.5645 | 2.979% | 581949.498 | 53201.668 | 8.87% | 546617.3945
192 | Morro Bay | Kern_Greater_Carrizo | {'Diablo Canyon': [10.9, 38345.0], 'San Luis Obispo': [14.7, 46563.0], 'Templeton': [15.9, 46482.0], 'Oceano': [24.4, 28141.0], 'Mesa': [34.0, 6290.0], 'Cholame': [36.3, 42715.0], 'Solar': [44.9, 18760.0], 'Sisquoc': [45.3, 1598.0], 'Cal Flats': [45.5, 31963.0], 'Carrizo Plains': [46.0, 17498.0], 'Caliente': [53.0, 4101.0], 'Cabrillo': [55.7, 12.0], 'Avenal': [58.8, 0.0], 'Arco': [59.8, 0.0]} | 178872.7812 | 46649.7617 | 26.08% | 132223.0195 | 73.92% | [5 empty] | 10820.751 | 6.049% | 2700.7549 | 1.51% | 76557.3203 | 42.8% | 57666.7656 | 32.24% | 58702.6992 | 32.82% | 120170.082 | 27387.0957 | 15.31% | 151485.6855 | 66207.9922 | 37.01% | 112664.7891 | 95406.5156 | 53.34% | 83466.2656 | 85257.4453 | 47.66% | 93615.3359 | 9026.4541 | 5.046% | 169846.3271
193 | Palomar | Greater_SD | {'Encina': [2.9, 450.0], 'San Luis Rey': [6.7, 172.0], 'Escondido': [9.9, 931.0], 'Penasquitos': [14.6, 926.0], 'Sycamore Canyon': [20.6, 914.0], 'Kearny': [21.9, 906.0], 'San Onofre': [23.0, 96.0], 'Mission': [24.9, 884.0], 'Old Town': [25.2, 885.0], 'Talega': [28.1, 94.0], 'Silvergate': [30.6, 876.0], 'Capistrano': [34.6, 87.0], 'Margarita': [35.4, 86.0], 'Miguel': [35.4, 874.0], 'Bay Boulevard': [37.2, 874.0], 'Trabuco': [37.6, 71.0], 'Suncrest': [41.3, 187.0], 'Viejo': [42.7, 45.0], 'Valley': [43.2, 0.0], 'Otay Mesa': [43.7, 867.0], 'Lee Lake (Proposed)': [44.2, 43.0], 'Santiago': [46.5, 44.0], 'Johanna': [52.2, 35.0], 'Huntington Beach': [53.8, 33.0], 'Suncrest - Ocotillo (Proposed)': [53.9, 0.0], 'Ellis': [54.2, 32.0], 'Serrano': [56.6, 20.0], 'Villa Park': [57.2, 20.0], 'Lewis': [59.0, 0.0], 'El Casco': [59.4, 0.0]} | 8679.4961 | 970.1654 | 11.18% | 7709.3307 | 88.82% | [5 empty] | 110.8009 | 1.277% | 0 | 0% | 39.1851 | 0.4515% | 4467.1475 | 51.47% | 4620.4146 | 53.23% | 4059.0815 | 2536.8904 | 29.23% | 6142.6057 | 7706.5825 | 88.79% | 972.9136 | 7706.5825 | 88.79% | 972.9136 | 3114.8547 | 35.89% | 5564.6414 | 1092.3599 | 12.59% | 7587.1362
194 | Margarita | Greater_LA | {'Trabuco': [2.8, 343.0], 'Capistrano': [3.4, 358.0], 'Talega': [7.4, 319.0], 'Viejo': [8.1, 317.0], 'Santiago': [11.3, 317.0], 'San Onofre': [13.1, 268.0], 'Lee Lake (Proposed)': [17.2, 212.0], 'Johanna': [17.2, 307.0], 'Ellis': [20.4, 304.0], 'Huntington Beach': [21.2, 305.0], 'Serrano': [21.3, 292.0], 'Villa Park': [21.8, 292.0], 'Lewis': [23.7, 272.0], 'Barre': [27.1, 261.0], 'San Luis Rey': [28.8, 144.0], 'Valley': [30.2, 0.0], 'Alamitos': [30.9, 221.0], 'Chino': [31.0, 34.0], 'Mira Loma': [31.8, 0.0], 'Olinda': [32.1, 205.0], 'Encina': [33.1, 97.0], 'Del Amo': [33.9, 206.0], 'Palomar Airport': [35.4, 86.0], 'Walnut': [36.6, 184.0], 'Rancho Vista': [37.5, 0.0], 'Long Beach': [37.5, 202.0], 'Etiwanda': [37.6, 0.0], 'Center': [37.9, 184.0], 'Harborgen': [38.0, 202.0], 'Vista': [38.2, 0.0], 'Lighthipe': [38.9, 184.0], 'Hinson': [39.0, 191.0], 'Padua': [39.3, 0.0], 'Arcogen': [40.0, 184.0], 'Escondido': [41.6, 51.0], 'Laguna Bell': [41.9, 178.0], 'San Bernardino': [42.8, 0.0], 'El Casco': [42.8, 0.0], 'Rio Hondo': [43.3, 38.0], 'Mesa': [43.6, 103.0], 'La Fresa': [46.2, 148.0], 'Redondo': [48.4, 107.0], 'El Nido': [49.1, 93.0], 'Goodrich': [49.2, 13.0], 'Penasquitos': [49.5, 41.0], 'Chevmain': [50.8, 66.0], 'El Segundo': [52.0, 52.0], 'La Cienega': [53.2, 34.0], 'Sycamore Canyon': [55.6, 30.0], 'Gould': [56.3, 0.0], 'Kearny': [57.2, 21.0], 'Lugo': [58.2, 0.0], 'Old Town': [59.6, 0.0], 'Mission': [59.9, 0.0]} | 7571.3955 | 357.9258 | 4.727% | 7213.4697 | 95.27% | [5 empty] | 110.8009 | 1.463% | 0 | 0% | 54.0688 | 0.7141% | 446.0012 | 5.891% | 406.6133 | 5.37% | 7164.7822 | 2572.9768 | 33.98% | 4998.4187 | 6891.9023 | 91.03% | 679.4932 | 7197.0337 | 95.06% | 374.3618 | 245.1871 | 3.238% | 7326.2084 | 588.3239 | 7.77% | 6983.0717
195 | Huntington Beach | Greater_LA | {'Ellis': [3.4, 2541.0], 'Johanna': [8.6, 2419.0], 'Alamitos': [10.8, 2462.0], 'Barre': [11.2, 2502.0], 'Lewis': [12.1, 2483.0], 'Santiago': [12.2, 2408.0], 'Villa Park': [14.3, 2402.0], 'Del Amo': [15.5, 2448.0], 'Long Beach': [16.5, 2480.0], 'Serrano': [16.6, 2395.0], 'Harborgen': [17.0, 2448.0], 'Trabuco': [18.5, 323.0], 'Hinson': [18.5, 2433.0], 'Arcogen': [19.3, 2426.0], 'Viejo': [19.4, 327.0], 'Lighthipe': [19.8, 2426.0], 'Capistrano': [20.2, 306.0], 'Center': [20.8, 2426.0], 'Olinda': [20.9, 2386.0], 'Margarita': [21.2, 305.0], 'Laguna Bell': [24.8, 2419.0], 'Walnut': [25.0, 2359.0], 'La Fresa': [25.6, 2390.0], 'Talega': [27.0, 266.0], 'Redondo': [27.4, 2348.0], 'Mesa': [28.0, 2344.0], 'El Nido': [28.5, 2334.0], 'Chino': [29.8, 34.0], 'Chevmain': [30.2, 2307.0], 'San Onofre': [31.0, 215.0], 'Lee Lake (Proposed)': [31.2, 202.0], 'El Segundo': [31.4, 2293.0], 'Rio Hondo': [31.6, 2048.0], 'La Cienega': [33.6, 2275.0], 'Mira Loma': [34.5, 0.0], 'Goodrich': [35.4, 2052.0], 'Padua': [38.0, 0.0], 'Rancho Vista': [39.7, 0.0], 'Etiwanda': [40.1, 0.0], 'Gould': [41.4, 51.0], 'Vista': [46.7, 0.0], 'San Luis Rey': [47.7, 91.0], 'Valley': [47.8, 0.0], 'Encina': [51.1, 44.0], 'San Bernardino': [52.0, 0.0], 'Palomar Airport': [53.8, 33.0], 'Sylmar-Pac Intertie': [54.5, 6.0], 'El Casco': [56.3, 0.0], 'Vincent': [58.5, 0.0]} | 12247.4004 | 2608.4373 | 21.3% | 9638.9631 | 78.7% | [5 empty] | 0 | 0% | 0 | 0% | 190.5327 | 1.556% | 462.309 | 3.775% | 315.8842 | 2.579% | 11931.5161 | 1931.0984 | 15.77% | 10316.302 | 9256.1787 | 75.58% | 2991.2217 | 9572.0625 | 78.16% | 2675.3379 | 242.8808 | 1.983% | 12004.5196 | 386.1362 | 3.153% | 11861.2642
196 | Los Esteros | Peninsula_Monterey | {'Scott': [3.7, 4154.0], 'Newark': [5.9, 4437.0], 'Hicks': [13.5, 825.0], 'Eastshore': [17.0, 4334.0], 'Metcalf Energy Center': [17.5, 512.0], 'Metcalf 1': [17.5, 512.0], 'Cayetano': [23.2, 2243.0], 'Midway Green Ridge Services': [28.0, 229.0], 'Tesla': [28.2, 212.0], 'Delta Pumps': [30.9, 209.0], 'Kelso': [31.3, 209.0], 'Martin': [32.3, 3773.0], 'Llagas': [35.6, 17.0], 'Clayton': [35.7, 2108.0], 'Brentwood': [36.7, 208.0], 'Lone Tree': [37.1, 1366.0], 'Contra Costa': [40.4, 535.0], 'Kirker': [41.0, 2060.0], 'Westley': [41.2, 0.0], 'Martinez': [41.8, 2125.0], 'Pittsburg': [42.1, 2052.0], 'Fink (Proposed)': [43.7, 0.0], 'Moss Landing': [43.8, 16.0], 'Crow Creek': [43.9, 0.0], 'Vierra': [44.2, 203.0], 'Miller': [46.4, 0.0], 'Birds Landing': [48.5, 203.0], 'Hollister': [48.6, 0.0], 'Ripon': [48.7, 0.0], 'Carquinez': [49.0, 1847.0], 'Stagg': [50.4, 203.0], 'Weber': [50.9, 0.0], 'Shiloh III': [51.5, 203.0], 'Quinto': [52.1, 0.0], 'Eight Mile': [53.2, 203.0], 'Ignacio': [55.8, 449.0], 'Los Banos': [56.4, 0.0], 'Grand Island': [58.6, 0.0], 'Peabody': [59.3, 0.0], 'Tulucay': [59.5, 0.0]} | 168650.8906 | 4473.6646 | 2.653% | 164177.2261 | 97.35% | [5 empty] | 1251.2262 | 0.7419% | 330.5826 | 0.196% | 66670.8984 | 39.53% | 29449.8457 | 17.46% | 134841.2969 | 79.95% | 33809.5938 | 83229.4766 | 49.35% | 85421.4141 | 113182.6875 | 67.11% | 55468.2031 | 160397.7812 | 95.11% | 8253.1094 | 115363.2969 | 68.4% | 53287.5938 | 8056.3535 | 4.777% | 160594.5371
197 | Birds Landing | Solano | {'Shiloh III': [3.2, 80550.0], 'Pittsburg': [7.1, 44413.0], 'Kirker': [8.3, 36141.0], 'Contra Costa': [9.0, 44140.0], 'Lone Tree': [12.9, 31319.0], 'Peabody': [13.5, 63610.0], 'Clayton': [14.6, 22511.0], 'Grand Island': [15.0, 71155.0], 'Brentwood': [16.5, 26296.0], 'Martinez': [17.3, 25783.0], 'Vaca-Dixon & Gc Yard': [19.7, 60990.0], 'Carquinez': [22.9, 27187.0], 'Delta Pumps': [25.1, 11211.0], 'Eight Mile': [25.1, 23988.0], 'Tulucay': [25.3, 50486.0], 'Kelso': [25.8, 11074.0], 'Cayetano': [26.9, 3522.0], 'Stagg': [27.8, 23012.0], 'Putah Creek': [28.9, 53638.0], 'Davis': [29.5, 59518.0], 'Midway Green Ridge Services': [30.5, 2051.0], 'Tesla': [31.9, 1706.0], 'Weber': [35.1, 16043.0], 'Lockeford': [36.4, 17009.0], 'Vierra': [37.8, 12480.0], 'Eastshore': [37.9, 7103.0], 'Woodland': [38.5, 43615.0], 'Madison': [38.5, 47970.0], 'Ignacio': [38.8, 13948.0], 'Lakeville': [41.8, 13914.0], 'Martin': [43.0, 7580.0], 'Newark': [43.9, 524.0], 'Camanche': [44.2, 16737.0], 'Bellota': [45.1, 14959.0], 'Ripon': [45.2, 2093.0], 'Rancho Seco - Bellota (Proposed)': [45.3, 16737.0], 'Penngrove': [48.1, 2091.0], 'Los Esteros': [48.5, 203.0], 'Westley': [50.8, 0.0], 'Bellevue': [51.0, 395.0], 'Scott': [52.1, 54.0], 'Gold Hill': [52.6, 2995.0], 'Pleasant Grove': [55.9, 0.0], 'Riverbank': [56.0, 0.0], 'Fulton': [56.7, 0.0], 'Rio Oso': [59.3, 0.0]} | 511848.6875 | 80549.9219 | 15.74% | 431298.7656 | 84.26% | [5 empty] | 77921.1797 | 15.22% | 226919.9844 | 44.33% | 74685.25 | 14.59% | 7819.4639 | 1.528% | 131407.9688 | 25.67% | 380440.7188 | 129961.5391 | 25.39% | 381887.1484 | 144367.4844 | 28.21% | 367481.2031 | 234890.3906 | 45.89% | 276958.2969 | 51313.8359 | 10.03% | 460534.8516 | 65300.082 | 12.76% | 446548.6055
198 | Cayetano | Solano | {'Delta Pumps': [9.3, 11516.0], 'Kelso': [10.0, 11509.0], 'Midway Green Ridge Services': [10.1, 11355.0], 'Tesla': [11.4, 10992.0], 'Brentwood': [13.5, 6861.0], 'Lone Tree': [14.4, 5889.0], 'Clayton': [17.8, 6009.0], 'Contra Costa': [18.0, 4362.0], 'Newark': [20.2, 2901.0], 'Eastshore': [20.5, 5133.0], 'Kirker': [20.8, 5795.0], 'Pittsburg': [21.7, 5704.0], 'Los Esteros': [23.2, 2243.0], 'Martinez': [26.8, 5737.0], 'Scott': [26.9, 1953.0], 'Birds Landing': [26.9, 3522.0], 'Vierra': [27.5, 10666.0], 'Stagg': [29.0, 11191.0], 'Shiloh III': [30.1, 3522.0], 'Eight Mile': [30.9, 5394.0], 'Weber': [31.6, 10525.0], 'Westley': [32.8, 9277.0], 'Ripon': [34.2, 9277.0], 'Martin': [35.0, 3691.0], 'Grand Island': [35.4, 1998.0], 'Metcalf 1': [35.6, 59.0], 'Hicks': [35.6, 177.0], 'Carquinez': [35.6, 5415.0], 'Metcalf Energy Center': [35.7, 59.0], 'Peabody': [39.3, 3319.0], 'Lockeford': [42.4, 2117.0], 'Fink (Proposed)': [42.9, 8788.0], 'Crow Creek': [43.0, 8788.0], 'Tulucay': [44.4, 1669.0], 'Bellota': [45.6, 2054.0], 'Vaca-Dixon & Gc Yard': [46.5, 1857.0], 'Riverbank': [47.2, 8788.0], 'Ignacio': [48.0, 2100.0], 'Miller': [49.1, 6251.0], 'Rancho Seco - Bellota (Proposed)': [50.3, 1642.0], 'Llagas': [51.9, 0.0], 'Camanche': [52.3, 0.0], 'Warnerville': [53.0, 7486.0], 'Putah Creek': [55.5, 147.0], 'Davis': [55.8, 493.0], 'Lakeville': [56.6, 1289.0], 'Quinto': [57.6, 0.0]} | 354547.8438 | 15172.3682 | 4.279% | 339375.4756 | 95.72% | [5 empty] | 22540.7539 | 6.358% | 125246.5859 | 35.33% | 59443.2578 | 16.77% | 12268.3584 | 3.46% | 175655.2969 | 49.54% | 178892.5469 | 135845.5156 | 38.32% | 218702.3281 | 142323.2188 | 40.14% | 212224.625 | 229769.625 | 64.81% | 124778.2188 | 103163.3594 | 29.1% | 251384.4844 | 35239.9766 | 9.939% | 319307.8672
199 | Silvergate | Greater_SD | {'Old Town': [5.7, 1155.0], 'Mission': [6.1, 1155.0], 'Bay Boulevard': [6.6, 1152.0], 'Miguel': [9.4, 1152.0], 'Kearny': [9.5, 1155.0], 'Otay Mesa': [15.9, 1146.0], 'Penasquitos': [16.0, 1112.0], 'Sycamore Canyon': [16.6, 1155.0], 'Suncrest': [28.0, 387.0], 'Escondido': [29.7, 872.0], 'Palomar Airport': [30.6, 876.0], 'Encina': [32.4, 356.0], 'San Luis Rey': [37.3, 79.0], 'Suncrest - Ocotillo (Proposed)': [41.2, 0.0], 'Boulevard': [50.8, 0.0], 'San Onofre': [52.2, 2.0], 'Talega': [57.8, 0.0], 'East County': [59.7, 0.0]} | 6745.5674 | 1154.8278 | 17.12% | 5590.7396 | 82.88% | [5 empty] | 0 | 0% | 0 | 0% | 441.3843 | 6.543% | 180.9307 | 2.682% | 297.8672 | 4.416% | 6447.7002 | 1780.1119 | 26.39% | 4965.4554 | 5467.6724 | 81.06% | 1277.895 | 5485.9956 | 81.33% | 1259.5718 | 261.3945 | 3.875% | 6484.1729 | 262.1802 | 3.887% | 6483.3872
200 | Richmond | Northern_California | {'Leavitt': [7.1, 81355.0], 'Madeline': [38.7, 7912.0], 'Pit 1': [59.4, 405.0]} | 674392.5625 | 94237.3828 | 13.97% | 580155.1797 | 86.03% | [5 empty] | 6298.3716 | 0.9339% | 0 | 0% | 643258.125 | 95.38% | 0 | 0% | 241968.5469 | 35.88% | 432424.0156 | 96959.6953 | 14.38% | 577432.8672 | 123858.6094 | 18.37% | 550533.9531 | 354865.6875 | 52.62% | 319526.875 | 473606.75 | 70.23% | 200785.8125 | 59904.8633 | 8.883% | 614487.6992
201 | Rancho Vista | Greater_Kramer | {'Etiwanda': [0.4, 9521.0], 'Mira Loma': [5.8, 1771.0], 'Padua': [6.4, 9033.0], 'Chino': [10.3, 8.0], 'Vista': [12.8, 2915.0], 'San Bernardino': [17.0, 3046.0], 'Lugo': [21.4, 9571.0], 'Serrano': [23.1, 0.0], 'Lee Lake (Proposed)': [23.8, 0.0], 'Olinda': [24.3, 0.0], 'Walnut': [24.5, 0.0], 'Villa Park': [25.5, 0.0], 'Rio Hondo': [25.6, 0.0], 'El Casco': [27.6, 593.0], 'Lewis': [28.4, 0.0], 'Viejo': [29.7, 0.0], 'Victor': [29.9, 9571.0], 'Johanna': [31.7, 0.0], 'Goodrich': [32.0, 0.0], 'Barre': [32.1, 0.0], 'Santiago': [32.1, 0.0], 'Valley': [32.4, 0.0], 'Mesa': [33.2, 0.0], 'Roadway': [34.3, 9034.0], 'Center': [34.6, 0.0], 'Laguna Bell': [36.0, 0.0], 'Del Amo': [36.3, 0.0], 'Ellis': [36.4, 0.0], 'Trabuco': [37.1, 0.0], 'Margarita': [37.5, 0.0], 'Gould': [38.5, 0.0], 'Alamitos': [39.4, 0.0], 'Lighthipe': [39.5, 0.0], 'Huntington Beach': [39.7, 0.0], 'Capistrano': [40.4, 0.0], 'Vincent': [43.2, 3283.0], 'Hinson': [43.7, 0.0], 'Talega': [43.8, 0.0], 'Arcogen': [44.8, 0.0], 'Harborgen': [45.2, 0.0], 'Long Beach': [45.5, 0.0], 'Calcite': [46.2, 834.0], 'La Fresa': [48.3, 0.0], 'La Cienega': [48.8, 0.0], 'San Onofre': [49.5, 0.0], 'El Nido': [50.0, 0.0], 'Chevmain': [51.5, 0.0], 'Redondo': [51.7, 0.0], 'El Segundo': [52.5, 0.0], 'Lugo - Pisgah (Proposed)': [55.7, 539.0], 'Devers': [55.9, 0.0], 'Sylmar-Pac Intertie': [57.3, 0.0]} | 81940.6406 | 9571.4746 | 11.68% | 72369.166 | 88.32% | [5 empty] | 56.6189 | 0.0691% | 19.3005 | 0.02355% | 18053.9688 | 22.03% | 33318.6367 | 40.66% | 48274.3906 | 58.91% | 33666.25 | 50866.3672 | 62.08% | 31074.2734 | 44844.3516 | 54.73% | 37096.2891 | 71337.4141 | 87.06% | 10603.2266 | 28684.9785 | 35.01% | 53255.6621 | 2621.5225 | 3.199% | 79319.1182
202 | Hilltop | Northern_California | {'Madeline': [38.7, 18768.0], 'Pit 1': [57.6, 628.0]} | 958629.6875 | 43382.625 | 4.525% | 915247.0625 | 95.47% | [5 empty] | 15180.8525 | 1.584% | 7379.9146 | 0.7698% | 532704.0625 | 55.57% | 0 | 0% | 592050.0625 | 61.76% | 366579.625 | 185811.5938 | 19.38% | 772818.0938 | 137804.0312 | 14.38% | 820825.6562 | 687654.625 | 71.73% | 270975.0625 | 809538.5 | 84.45% | 149091.1875 | 78613.9219 | 8.201% | 880015.7656
203 | Thermalito | Northern_California | {'Table Mt.': [2.9, 153057.0], 'Wyandotte': [5.1, 122088.0], 'Palermo': [7.4, 104479.0], 'Honcut': [13.5, 106430.0], 'Pease': [23.8, 74970.0], 'East Marysville': [24.5, 60577.0], 'Colgate': [26.8, 27202.0], 'Olivehurst': [29.5, 42502.0], 'Glenn': [32.7, 102499.0], 'Logan Creek': [33.7, 117687.0], 'Delevan': [35.5, 116262.0], 'Brunswick': [37.5, 9988.0], 'Rio Oso': [41.0, 25154.0], 'Cortina': [41.7, 67656.0], 'Higgins': [43.5, 7629.0], 'Drum 1': [49.6, 20.0], 'Pleasant Grove': [50.9, 4634.0], 'Woodland': [58.1, 82.0]} | 651076.6875 | 154596.1406 | 23.74% | 496480.5469 | 76.26% | [5 empty] | 179339.1094 | 27.55% | 205923.7031 | 31.63% | 81680.4297 | 12.55% | 65978.9453 | 10.13% | 294660.1562 | 45.26% | 356416.5312 | 140711.5781 | 21.61% | 510365.1094 | 265203.5938 | 40.73% | 385873.0938 | 471405.6562 | 72.4% | 179671.0312 | 102287.6562 | 15.71% | 548789.0312 | 70509.6953 | 10.83% | 580566.9922
204 | Martinez | Solano | {'Carquinez': [8.9, 34003.0], 'Clayton': [9.4, 29694.0], 'Kirker': [11.5, 30960.0], 'Pittsburg': [12.0, 30911.0], 'Birds Landing': [17.3, 25783.0], 'Shiloh III': [18.1, 25827.0], 'Tulucay': [18.1, 27839.0], 'Contra Costa': [18.2, 25189.0], 'Lone Tree': [20.0, 20188.0], 'Peabody': [20.3, 25772.0], 'Ignacio': [23.5, 21056.0], 'Brentwood': [24.9, 12225.0], 'Cayetano': [26.8, 5737.0], 'Martin': [26.8, 15703.0], 'Eastshore': [26.9, 14716.0], 'Vaca-Dixon & Gc Yard': [28.7, 21447.0], 'Lakeville': [30.1, 17432.0], 'Delta Pumps': [30.8, 5096.0], 'Kelso': [31.8, 4223.0], 'Grand Island': [32.3, 16973.0], 'Midway Green Ridge Services': [35.1, 2051.0], 'Putah Creek': [35.7, 15653.0], 'Newark': [36.2, 4112.0], 'Tesla': [36.6, 1706.0], 'Penngrove': [37.1, 3157.0], 'Eight Mile': [40.4, 7248.0], 'Bellevue': [41.0, 1195.0], 'Los Esteros': [41.8, 2125.0], 'Stagg': [41.9, 6274.0], 'Davis': [42.1, 15954.0], 'Scott': [44.9, 1805.0], 'Madison': [46.0, 9986.0], 'Weber': [48.2, 1248.0], 'Fulton': [48.3, 532.0], 'Vierra': [48.3, 1389.0], 'Woodland': [49.7, 4586.0], 'Lockeford': [52.5, 272.0], 'Hicks': [55.2, 20.0], 'Ripon': [55.9, 0.0], 'Westley': [58.1, 0.0], 'Metcalf 1': [58.3, 0.0], 'Metcalf Energy Center': [58.4, 0.0]} | 261568.0469 | 34362.9219 | 13.14% | 227205.125 | 86.86% | [5 empty] | 28575.0312 | 10.92% | 31239.9941 | 11.94% | 81707.3047 | 31.24% | 25056.25 | 9.579% | 104059.0625 | 39.78% | 157508.9844 | 99234.5 | 37.94% | 162333.5469 | 118797.4453 | 45.42% | 142770.6016 | 186592.3125 | 71.34% | 74975.7344 | 67960.1406 | 25.98% | 193607.9062 | 46853.3164 | 17.91% | 214714.7305
205 | Lone Tree | Solano | {'Contra Costa': [3.9, 32158.0], 'Brentwood': [4.9, 25723.0], 'Kirker': [9.5, 20849.0], 'Pittsburg': [9.7, 22767.0], 'Clayton': [11.4, 20457.0], 'Delta Pumps': [12.6, 12396.0], 'Birds Landing': [12.9, 31319.0], 'Kelso': [13.4, 12259.0], 'Cayetano': [14.4, 5889.0], 'Shiloh III': [16.1, 31319.0], 'Midway Green Ridge Services': [17.9, 3237.0], 'Tesla': [19.3, 2891.0], 'Martinez': [20.0, 20188.0], 'Grand Island': [21.8, 23141.0], 'Eight Mile': [22.3, 20741.0], 'Stagg': [22.6, 19767.0], 'Peabody': [26.1, 18803.0], 'Vierra': [28.4, 13424.0], 'Weber': [28.4, 14741.0], 'Carquinez': [28.4, 19896.0], 'Eastshore': [29.5, 8145.0], 'Vaca-Dixon & Gc Yard': [32.6, 14769.0], 'Newark': [33.2, 1715.0], 'Tulucay': [34.6, 17145.0], 'Lockeford': [34.7, 12584.0], 'Ripon': [36.0, 3273.0], 'Los Esteros': [37.1, 1366.0], 'Martin': [39.2, 8616.0], 'Westley': [39.5, 1180.0], 'Scott': [40.7, 1136.0], 'Bellota': [40.9, 12313.0], 'Davis': [41.4, 10981.0], 'Putah Creek': [41.8, 8977.0], 'Ignacio': [43.5, 10301.0], 'Rancho Seco - Bellota (Proposed)': [43.5, 12313.0], 'Camanche': [44.1, 12313.0], 'Riverbank': [48.1, 691.0], 'Lakeville': [49.4, 10159.0], 'Hicks': [49.8, 5.0], 'Metcalf 1': [49.9, 5.0], 'Metcalf Energy Center': [50.1, 5.0], 'Woodland': [50.6, 1565.0], 'Madison': [51.3, 3310.0], 'Crow Creek': [52.2, 691.0], 'Fink (Proposed)': [52.3, 691.0], 'Warnerville': [54.1, 0.0], 'Penngrove': [56.2, 1211.0], 'Miller': [59.4, 0.0], 'Gold Hill': [59.6, 0.0], 'Bellevue': [59.8, 0.0]} | 452949.125 | 33686.0195 | 7.437% | 419263.1055 | 92.56% | [5 empty] | 59898.9727 | 13.22% | 189916.2656 | 41.93% | 36819.9062 | 8.129% | 12291.7812 | 2.714% | 129874.1172 | 28.67% | 323075.0078 | 149093.5469 | 32.92% | 303855.5781 | 158236.8125 | 34.93% | 294712.3125 | 226256.375 | 49.95% | 226692.75 | 54268.2148 | 11.98% | 398680.9102 | 58817.9648 | 12.99% | 394131.1602
206 | Delta Switching Yard | Solano | {'Kelso': [1.0, 50783.0], 'Midway Green Ridge Services': [5.4, 42496.0], 'Tesla': [6.8, 42151.0], 'Brentwood': [8.7, 26060.0], 'Cayetano': [9.3, 11516.0], 'Lone Tree': [12.6, 12396.0], 'Contra Costa': [16.3, 11705.0], 'Vierra': [18.9, 47944.0], 'Stagg': [19.9, 51322.0], 'Clayton': [21.4, 5365.0], 'Kirker': [21.8, 5757.0], 'Pittsburg': [22.2, 7292.0], 'Eight Mile': [22.3, 43492.0], 'Weber': [22.4, 47803.0], 'Birds Landing': [25.1, 11211.0], 'Ripon': [26.1, 42532.0], 'Westley': [27.4, 40440.0], 'Shiloh III': [28.3, 11211.0], 'Newark': [28.8, 533.0], 'Eastshore': [29.7, 1599.0], 'Grand Island': [29.8, 10975.0], 'Martinez': [30.8, 5096.0], 'Los Esteros': [30.9, 209.0], 'Lockeford': [33.3, 36391.0], 'Scott': [34.5, 60.0], 'Bellota': [36.3, 38561.0], 'Peabody': [38.5, 4893.0], 'Riverbank': [39.0, 39950.0], 'Carquinez': [39.7, 4811.0], 'Fink (Proposed)': [39.7, 22247.0], 'Crow Creek': [39.7, 23037.0], 'Metcalf 1': [40.3, 6.0], 'Metcalf Energy Center': [40.6, 6.0], 'Rancho Seco - Bellota (Proposed)': [41.0, 33208.0], 'Hicks': [42.1, 6.0], 'Camanche': [43.2, 25648.0], 'Martin': [43.6, 34.0], 'Vaca-Dixon & Gc Yard': [44.6, 3536.0], 'Warnerville': [44.9, 38648.0], 'Miller': [46.8, 9663.0], 'Tulucay': [46.9, 3235.0], 'Davis': [51.8, 3391.0], 'Ignacio': [53.7, 34.0], 'Putah Creek': [53.9, 3009.0], 'Llagas': [54.9, 0.0], 'Quinto': [55.9, 0.0]} | 439143.9062 | 51655.5156 | 11.76% | 387488.3906 | 88.24% | [5 empty] | 43731.2617 | 9.958% | 187953.3594 | 42.8% | 53237.3711 | 12.12% | 12084.2979 | 2.752% | 194598.1875 | 44.31% | 244545.7188 | 137551.125 | 31.32% | 301592.7812 | 145185.7188 | 33.06% | 293958.1875 | 246908.2969 | 56.22% | 192235.6094 | 108424.4219 | 24.69% | 330719.4844 | 35575.4375 | 8.101% | 403568.4688
207 | Green Ridge Midway | Solano | {'Tesla': [1.6, 48149.0], 'Kelso': [5.0, 44529.0], 'Delta Pumps': [5.4, 42496.0], 'Cayetano': [10.1, 11355.0], 'Brentwood': [14.2, 16901.0], 'Vierra': [17.8, 47823.0], 'Lone Tree': [17.9, 3237.0], 'Contra Costa': [21.7, 2546.0], 'Stagg': [22.5, 46166.0], 'Westley': [23.2, 46434.0], 'Weber': [23.2, 47668.0], 'Ripon': [24.2, 46434.0], 'Clayton': [25.7, 2320.0], 'Eight Mile': [25.7, 36964.0], 'Newark': [26.8, 554.0], 'Kirker': [26.8, 2139.0], 'Pittsburg': [27.3, 2057.0], 'Los Esteros': [28.0, 229.0], 'Eastshore': [29.8, 1586.0], 'Birds Landing': [30.5, 2051.0], 'Scott': [31.4, 81.0], 'Shiloh III': [33.7, 2051.0], 'Fink (Proposed)': [34.7, 27035.0], 'Crow Creek': [34.7, 27825.0], 'Grand Island': [34.9, 1848.0], 'Martinez': [35.1, 2051.0], 'Metcalf 1': [35.7, 26.0], 'Lockeford': [35.7, 32858.0], 'Metcalf Energy Center': [36.0, 26.0], 'Bellota': [37.1, 36289.0], 'Riverbank': [37.3, 45945.0], 'Hicks': [38.1, 26.0], 'Miller': [41.6, 13061.0], 'Rancho Seco - Bellota (Proposed)': [42.7, 29690.0], 'Warnerville': [42.9, 44643.0], 'Peabody': [43.9, 1848.0], 'Carquinez': [44.0, 1781.0], 'Martin': [45.0, 21.0], 'Camanche': [45.5, 20740.0], 'Llagas': [49.7, 0.0], 'Vaca-Dixon & Gc Yard': [50.0, 492.0], 'Quinto': [50.7, 982.0], 'Tulucay': [51.7, 205.0], 'Los Banos': [55.9, 0.0], 'Davis': [57.1, 346.0], 'Ignacio': [57.4, 0.0], 'Putah Creek': [59.3, 9.0], 'New Melones': [59.7, 199.0]} | 440156.8125 | 48511.8984 | 11.02% | 391644.9141 | 88.98% | [5 empty] | 37813.6289 | 8.591% | 187524.2812 | 42.6% | 73071.8984 | 16.6% | 11950.0684 | 2.715% | 230064.2188 | 52.27% | 210092.5938 | 136928.5938 | 31.11% | 303228.2188 | 152217.4062 | 34.58% | 287939.4062 | 276507.8438 | 62.82% | 163648.9688 | 127052.8672 | 28.87% | 313103.9453 | 28399.5234 | 6.452% | 411757.2891
208 | Inyo | Greater_Kramer (Exclude) | {'Control': [2.2, 19922.0], 'Big Creek 1': [45.1, 0.0]} | 123246.6719 | 20210.0605 | 16.4% | 103036.6113 | 83.6% | [5 empty] | 1014.7448 | 0.8233% | 0 | 0% | 59347.1016 | 48.15% | 0 | 0% | 0 | 0% | 123246.6719 | 29617.2305 | 24.03% | 93629.4414 | 13158.8799 | 10.68% | 110087.792 | 35747.8828 | 29.01% | 87498.7891 | 94896.6016 | 77% | 28350.0703 | 4490.1997 | 3.643% | 118756.4722
209 | Control | Greater_Kramer (Exclude) | {'Inyo': [2.2, 19922.0], 'Big Creek 1': [42.9, 0.0]} | 122452.1484 | 19922.3887 | 16.27% | 102529.7598 | 83.73% | [5 empty] | 1014.7448 | 0.8287% | 0 | 0% | 59572.3008 | 48.65% | 0 | 0% | 0 | 0% | 122452.1484 | 29440.0234 | 24.04% | 93012.125 | 12791.9658 | 10.45% | 109660.1826 | 35439.1484 | 28.94% | 87013 | 94345.9297 | 77.05% | 28106.2188 | 4592.2549 | 3.75% | 117859.8936
210 | Big Creek Hydro Facilities | Central_Valley_North_Los_Banos | {'Sanger': [39.9, 0.0], 'Reedley': [42.1, 0.0], 'Wahtoke': [42.3, 0.0], 'Control': [42.9, 0.0], 'California Ave': [44.1, 0.0], 'Malaga': [44.3, 0.0], 'Gregg': [44.4, 0.0], 'Inyo': [45.1, 0.0], 'Borden': [45.3, 0.0], 'West Fresno': [46.2, 0.0], 'McCall': [46.5, 0.0], 'Kearney (New)': [49.3, 0.0], 'Kingsburg': [52.9, 0.0], 'Le Grand': [56.8, 0.0], 'Mc Mullin': [59.0, 0.0]} | 78.4082 | 0 | 0% | 78.4082 | 100% | [5 empty] | 0 | 0% | 0 | 0% | 0 | 0% | 0 | 0% | 0 | 0% | 78.4082 | 4.1499 | 5.293% | 74.2583 | 19.1597 | 24.44% | 59.2485 | 19.1597 | 24.44% | 59.2485 | 78.4082 | 100% | 0 | 17.4983 | 22.32% | 60.9099
211 | Moss Landing | Peninsula_Monterey | {'Llagas': [18.4, 13995.0], 'Hollister': [20.8, 34419.0], 'Metcalf Energy Center': [28.7, 924.0], 'Metcalf 1': [28.9, 785.0], 'Hicks': [30.3, 676.0], 'Scott': [40.6, 110.0], 'Los Esteros': [43.8, 16.0], 'Quinto': [44.7, 0.0], 'Los Banos': [45.1, 0.0], 'Miller': [47.7, 0.0], 'Newark': [49.4, 16.0], 'Coburn': [51.2, 21117.0], 'Fink (Proposed)': [52.4, 0.0], 'Crow Creek': [52.7, 0.0], 'Eastshore': [59.6, 0.0]} | 64741.4062 | 35184.918 | 54.35% | 29556.4883 | 45.65% | [5 empty] | 1922.8276 | 2.97% | 30584.8184 | 47.24% | 10453.3438 | 16.15% | 8616.5605 | 13.31% | 10040.1191 | 15.51% | 54701.2871 | 7683.2231 | 11.87% | 57058.1831 | 16895.4453 | 26.1% | 47845.9609 | 24293.7637 | 37.52% | 40447.6426 | 9844.8174 | 15.21% | 54896.5889 | 3691.519 | 5.702% | 61049.8872
212 | Cal Ave | Central_Valley_North_Los_Banos | {'Malaga': [2.8, 351641.0], 'West Fresno': [3.0, 369851.0], 'Kearney (New)': [6.6, 369963.0], 'Sanger': [8.5, 279103.0], 'McCall': [10.2, 306012.0], 'Gregg': [12.5, 308863.0], 'Mc Mullin': [15.2, 369635.0], 'Borden': [18.6, 263350.0], 'Wahtoke': [18.7, 159210.0], 'Kingsburg': [18.9, 239125.0], 'Reedley': [22.9, 107517.0], 'Helm': [24.5, 357267.0], 'Schindler': [30.2, 320638.0], 'GWF Hanford': [31.7, 182183.0], 'Newhall': [32.8, 216649.0], 'Leprino': [33.4, 226000.0], 'Henrietta': [33.9, 234149.0], 'Excelsior': [34.1, 293646.0], 'Mustang': [34.7, 228058.0], 'Tranquility': [36.7, 260461.0], 'Cantua': [37.8, 230986.0], 'Dairyland': [38.3, 117666.0], 'Mendota': [38.5, 204609.0], 'Rector': [40.7, 29894.0], 'Waukena': [41.5, 54178.0], 'Le Grand': [42.7, 68556.0], 'Cheney': [43.0, 138912.0], 'Corcoran': [43.7, 48205.0], 'Big Creek 1': [44.1, 0.0], 'Gates': [44.8, 119996.0], 'Panoche': [45.6, 90052.0], 'Oro Loma': [50.6, 32596.0], 'Wilson': [53.2, 4854.0], 'Avenal': [54.8, 13616.0], 'Alpaugh': [54.9, 2284.0], 'Merced': [55.3, 4513.0], 'Olive': [59.4, 0.0]} | 548829.6875 | 370342.5 | 67.48% | 178487.1875 | 32.52% | [5 empty] | 244231.7969 | 44.5% | 246560.875 | 44.92% | 0 | 0% | 0 | 0% | 104829.0781 | 19.1% | 444000.6094 | 85810.4688 | 15.64% | 463019.2188 | 103362.5703 | 18.83% | 445467.1172 | 171965.5 | 31.33% | 376864.1875 | 13050.5186 | 2.378% | 535779.1689 | 35968.6289 | 6.554% | 512861.0586
213 | Poso Mountain | Central_Valley_North_Los_Banos | {'Sycamore': [7.6, 783.0], 'Kern Oil': [8.9, 783.0], 'Cal Water': [10.0, 783.0], 'Columbus': [11.1, 783.0], 'Lerdo': [11.7, 135.0], 'Bakersfield': [12.2, 738.0], '7th Standard': [12.8, 90.0], 'West Park': [13.6, 269.0], 'Magunden': [13.8, 783.0], 'Rosedale': [14.3, 141.0], 'Kern Power': [14.7, 69.0], 'Renfro': [16.6, 0.0], 'Stockdale': [17.8, 25.0], 'Rio Bravo': [18.9, 0.0], 'Lamont': [18.9, 783.0], 'Unknown - 3327': [18.9, 783.0], 'Tevis': [19.2, 0.0], 'Shafter': [20.5, 0.0], 'Vestal': [20.8, 153.0], 'Charca': [21.0, 0.0], 'Grimmway-Malaga': [22.2, 277.0], 'Tupman': [22.6, 0.0], 'Semitropic': [27.1, 0.0], 'Norco': [27.3, 0.0], 'Midway': [29.9, 0.0], 'Smyrna': [30.0, 0.0], 'Wheeler Ridge': [32.5, 0.0], 'Elk Hills': [33.0, 0.0], 'Midway - Wheeler Ridge (Proposed)': [34.9, 0.0], 'Goose Lake': [35.1, 0.0], 'Olive': [36.0, 0.0], 'Springville': [37.9, 1.0], 'Alpaugh': [39.5, 0.0], 'Taft': [41.6, 0.0], 'Temblor': [43.4, 0.0], 'Pastoria': [43.5, 0.0], 'Kernridge': [44.8, 0.0], 'Highwind': [45.6, 15.0], 'Gates-Midway (Proposed)': [47.5, 0.0], 'Corcoran': [50.7, 0.0], 'Windhub': [52.6, 0.0], 'Waukena': [53.0, 0.0], 'Rector': [53.9, 0.0], 'Bailey': [55.0, 0.0], 'Caliente': [55.5, 0.0], 'Arco': [55.8, 0.0], 'Whirlwind': [56.6, 0.0]} | 19415.2227 | 783.907 | 4.038% | 18631.3156 | 95.96% | [5 empty] | 0 | 0% | 0 | 0% | 10142.7324 | 52.24% | 9272.4248 | 47.76% | 5872.0938 | 30.24% | 13543.1289 | 5634.5156 | 29.02% | 13780.707 | 10379.3145 | 53.46% | 9035.9082 | 13844.2744 | 71.31% | 5570.9482 | 13438.0225 | 69.21% | 5977.2002 | 446.1469 | 2.298% | 18969.0758
214 | Walnut | Greater_LA | {'Olinda': [4.6, 2374.0], 'Rio Hondo': [6.9, 2432.0], 'Mesa': [9.4, 2661.0], 'Center': [10.5, 2417.0], 'Laguna Bell': [11.6, 2549.0], 'Goodrich': [12.6, 2436.0], 'Barre': [13.9, 2384.0], 'Del Amo': [13.9, 2389.0], 'Lewis': [14.0, 2359.0], 'Villa Park': [14.9, 2294.0], 'Serrano': [15.4, 2287.0], 'Chino': [15.6, 34.0], 'Lighthipe': [15.6, 2389.0], 'Alamitos': [18.8, 2389.0], 'Padua': [19.4, 187.0], 'Gould': [20.0, 435.0], 'Hinson': [20.4, 2389.0], 'Johanna': [21.1, 2294.0], 'Arcogen': [21.4, 2389.0], 'Mira Loma': [22.1, 0.0], 'Ellis': [22.3, 2355.0], 'Harborgen': [22.5, 2389.0], 'Long Beach': [23.0, 2389.0], 'La Fresa': [24.0, 2353.0], 'Rancho Vista': [24.5, 0.0], 'La Cienega': [24.6, 2370.0], 'Etiwanda': [24.9, 0.0], 'Huntington Beach': [25.0, 2359.0], 'El Nido': [25.5, 2297.0], 'Santiago': [25.9, 2287.0], 'Chevmain': [27.0, 2270.0], 'Redondo': [27.5, 2311.0], 'El Segundo': [28.0, 2256.0], 'Viejo': [29.4, 206.0], 'Lee Lake (Proposed)': [33.8, 82.0], 'Vincent': [34.3, 354.0], 'Trabuco': [34.6, 203.0], 'Vista': [36.3, 0.0], 'Margarita': [36.6, 184.0], 'Sylmar-Pac Intertie': [37.6, 203.0], 'Capistrano': [37.9, 186.0], 'San Bernardino': [41.1, 0.0], 'Lugo': [41.5, 0.0], 'Talega': [44.0, 146.0], 'Saugus': [45.8, 167.0], 'Pardee': [46.9, 167.0], 'Victor': [47.0, 0.0], 'Valley': [49.2, 0.0], 'San Onofre': [49.6, 94.0], 'Roadway': [49.8, 0.0], 'El Casco': [50.2, 0.0], 'Antelope': [50.9, 354.0], 'Moorpark': [57.8, 0.0]} | 22146.9121 | 2743.0122 | 12.39% | 19403.8999 | 87.61% | [5 empty] | 9.1182 | 0.04117% | 0 | 0% | 140.2805 | 0.6334% | 11174.1504 | 50.45% | 4081.2634 | 18.43% | 18065.6487 | 4292.8677 | 19.38% | 17854.0444 | 14704.6934 | 66.4% | 7442.2188 | 16332.1807 | 73.74% | 5814.7314 | 7544.0581 | 34.06% | 14602.854 | 1884.371 | 8.509% | 20262.5411
215 | Chevmain | Greater_LA | {'El Segundo': [1.2, 3624.0], 'El Nido': [1.8, 3555.0], 'Redondo': [3.8, 3544.0], 'La Fresa': [4.6, 3436.0], 'La Cienega': [6.9, 3606.0], 'Arcogen': [10.9, 2438.0], 'Hinson': [11.9, 2429.0], 'Harborgen': [13.2, 2416.0], 'Lighthipe': [13.2, 2428.0], 'Long Beach': [13.9, 2410.0], 'Laguna Bell': [15.5, 2428.0], 'Center': [17.2, 2409.0], 'Del Amo': [18.0, 2383.0], 'Mesa': [19.2, 2410.0], 'Alamitos': [19.9, 2361.0], 'Goodrich': [24.9, 2224.0], 'Barre': [25.1, 2333.0], 'Gould': [25.2, 246.0], 'Walnut': [27.0, 2270.0], 'Olinda': [27.8, 2262.0], 'Rio Hondo': [28.0, 2096.0], 'Sylmar-Pac Intertie': [28.3, 1337.0], 'Lewis': [29.7, 2277.0], 'Huntington Beach': [30.2, 2307.0], 'Ellis': [30.4, 2304.0], 'Villa Park': [33.2, 2175.0], 'Johanna': [34.2, 2180.0], 'Serrano': [35.6, 2169.0], 'Saugus': [37.2, 218.0], 'Pardee': [38.4, 194.0], 'Moorpark': [38.8, 1280.0], 'Santiago': [40.0, 2169.0], 'Chino': [42.1, 34.0], 'Vincent': [43.4, 75.0], 'Padua': [46.3, 0.0], 'Viejo': [46.7, 88.0], 'Trabuco': [48.1, 85.0], 'Mira Loma': [48.7, 0.0], 'Capistrano': [50.3, 68.0], 'Margarita': [50.8, 66.0], 'Rancho Vista': [51.5, 0.0], 'Etiwanda': [51.9, 0.0], 'Santa Clara': [52.6, 1006.0], 'Mandalay': [52.9, 1072.0], 'Antelope': [54.4, 49.0], 'Lee Lake (Proposed)': [55.8, 0.0], 'Talega': [57.1, 27.0]} | 10348.4414 | 3638.0869 | 35.16% | 6710.3545 | 64.84% | [5 empty] | 0 | 0% | 0 | 0% | 195.0095 | 1.884% | 1704.2339 | 16.47% | 133.1259 | 1.286% | 10215.3155 | 817.7601 | 7.902% | 9530.6813 | 6354.127 | 61.4% | 3994.3145 | 6487.2529 | 62.69% | 3861.1885 | 59.0459 | 0.5706% | 10289.3955 | 280.4135 | 2.71% | 10068.0279
216 | Long Beach | Greater_LA | {'Harborgen': [0.9, 2717.0], 'Hinson': [3.7, 2574.0], 'Arcogen': [3.7, 2684.0], 'Alamitos': [7.3, 2497.0], 'Lighthipe': [8.4, 2529.0], 'Del Amo': [9.3, 2519.0], 'La Fresa': [9.5, 2493.0], 'Redondo': [11.0, 2618.0], 'El Nido': [12.4, 2437.0], 'Center': [13.2, 2527.0], 'Chevmain': [13.9, 2410.0], 'Barre': [14.3, 2469.0], 'El Segundo': [15.0, 2396.0], 'Laguna Bell': [15.2, 2522.0], 'Huntington Beach': [16.5, 2480.0], 'Ellis': [17.2, 2440.0], 'La Cienega': [18.4, 2378.0], 'Lewis': [19.0, 2413.0], 'Mesa': [19.8, 2447.0], 'Olinda': [21.4, 2398.0], 'Johanna': [21.8, 2316.0], 'Villa Park': [22.8, 2312.0], 'Walnut': [23.0, 2389.0], 'Serrano': [25.4, 2305.0], 'Santiago': [27.2, 2305.0], 'Rio Hondo': [27.3, 2096.0], 'Goodrich': [27.7, 2150.0], 'Gould': [31.5, 154.0], 'Viejo': [34.3, 224.0], 'Trabuco': [34.7, 221.0], 'Chino': [35.3, 34.0], 'Capistrano': [36.7, 204.0], 'Margarita': [37.5, 202.0], 'Sylmar-Pac Intertie': [40.4, 109.0], 'Mira Loma': [41.5, 0.0], 'Padua': [41.6, 0.0], 'Talega': [43.4, 164.0], 'Lee Lake (Proposed)': [44.6, 99.0], 'Rancho Vista': [45.5, 0.0], 'Etiwanda': [45.9, 0.0], 'San Onofre': [47.4, 112.0], 'Saugus': [49.5, 60.0], 'Vincent': [50.0, 0.0], 'Pardee': [50.8, 52.0], 'Moorpark': [52.7, 53.0], 'Vista': [55.4, 0.0]} | 11680.5215 | 2749.1997 | 23.54% | 8931.3218 | 76.46% | [5 empty] | 0 | 0% | 0 | 0% | 198.3958 | 1.699% | 501.3088 | 4.292% | 55.502 | 0.4752% | 11625.0194 | 1609.567 | 13.78% | 10070.9545 | 8462.4395 | 72.45% | 3218.082 | 8517.9414 | 72.92% | 3162.5801 | 354.9123 | 3.038% | 11325.6092 | 372.4551 | 3.189% | 11308.0663
217 | Pit 1 | Northern_California | {'New Sub - Pit 1 - Cottonwood (Proposed)': [20.5, 45791.0], 'Cove Road': [23.9, 47995.0], 'Round Mt.': [26.2, 36974.0], 'Madeline': [52.1, 8271.0], 'Jessup': [56.9, 217.0], 'Cottonwood': [57.4, 249.0], 'Hilltop': [57.6, 628.0], 'Richmond': [59.4, 405.0]} | 669479.1875 | 96684.8828 | 14.44% | 572794.3047 | 85.56% | [5 empty] | 1626.927 | 0.243% | 348.6095 | 0.05207% | 608472.4375 | 90.89% | 7407.3462 | 1.106% | 260110.6094 | 38.85% | 409368.5781 | 57060.2305 | 8.523% | 612418.957 | 57334.0664 | 8.564% | 612145.1211 | 301874.4062 | 45.09% | 367604.7812 | 459975.625 | 68.71% | 209503.5625 | 26596.4629 | 3.973% | 642882.7246
218 | Cove Rd | Northern_California | {'Round Mt.': [4.9, 49709.0], 'New Sub - Pit 1 - Cottonwood (Proposed)': [6.8, 53147.0], 'Pit 1': [23.9, 47995.0], 'Jessup': [35.5, 3245.0], 'Cottonwood': [37.5, 3135.0]} | 511805.9062 | 64809.918 | 12.66% | 446995.9883 | 87.34% | [5 empty] | 1773.1357 | 0.3464% | 415.4439 | 0.08117% | 483646.7812 | 94.5% | 25774.4551 | 5.036% | 199575.875 | 38.99% | 312230.0312 | 105655.9766 | 20.64% | 406149.9297 | 114906.0469 | 22.45% | 396899.8594 | 273001.6875 | 53.34% | 238804.2188 | 329084.4688 | 64.3% | 182721.4375 | 22030.3066 | 4.304% | 489775.5996
219 | Drum | Northern_California | {'Brunswick': [14.5, 26973.0], 'Summit': [21.2, 32027.0], 'Higgins': [22.8, 8088.0], 'Colgate': [23.2, 20277.0], 'Placerville': [36.3, 5822.0], 'Pleasant Grove': [41.7, 0.0], 'Palermo': [42.4, 4162.0], 'East Marysville': [43.1, 0.0], 'Olivehurst': [43.2, 0.0], 'Rio Oso': [43.7, 0.0], 'Wyandotte': [44.5, 3461.0], 'Honcut': [44.6, 0.0], 'Gold Hill': [45.9, 0.0], 'Pease': [48.3, 0.0], 'Thermalito': [49.6, 20.0], 'Table Mt.': [51.3, 7.0]} | 255127.0469 | 43903.1602 | 17.21% | 211223.8867 | 82.79% | [5 empty] | 6.2271 | 0.002441% | 0 | 0% | 121976.1875 | 47.81% | 31799.6055 | 12.46% | 31714.1094 | 12.43% | 223412.9375 | 38307.0742 | 15.01% | 216819.9727 | 49319.1211 | 19.33% | 205807.9258 | 93099.3359 | 36.49% | 162027.7109 | 171458.9219 | 67.21% | 83668.125 | 18993.4258 | 7.445% | 236133.6211
220 | Vierra | Solano | {'Ripon': [7.6, 115504.0], 'Weber': [8.6, 95707.0], 'Stagg': [14.0, 79265.0], 'Westley': [15.5, 110872.0], 'Tesla': [17.0, 52235.0], 'Midway Green Ridge Services': [17.8, 47823.0], 'Kelso': [18.0, 51451.0], 'Delta Pumps': [18.9, 47944.0], 'Eight Mile': [18.9, 58912.0], 'Riverbank': [20.1, 111839.0], 'Bellota': [20.7, 74865.0], 'Lockeford': [22.9, 66882.0], 'Brentwood': [23.5, 27324.0], 'Warnerville': [26.1, 110537.0], 'Cayetano': [27.5, 10666.0], 'Rancho Seco - Bellota (Proposed)': [27.7, 64363.0], 'Lone Tree': [28.4, 13424.0], 'Crow Creek': [30.2, 74193.0], 'Fink (Proposed)': [30.5, 72832.0], 'Contra Costa': [31.1, 12969.0], 'Camanche': [31.8, 50810.0], 'Grand Island': [34.6, 13992.0], 'Kirker': [37.8, 2045.0], 'Pittsburg': [37.8, 3971.0], 'Birds Landing': [37.8, 12480.0], 'Miller': [38.6, 53545.0], 'Clayton': [39.3, 1653.0], 'Shiloh III': [40.4, 12480.0], 'New Melones': [41.9, 27116.0], 'Peoria': [43.0, 26519.0], 'Chinese Station': [43.8, 27542.0], 'Newark': [44.1, 528.0], 'Los Esteros': [44.2, 203.0], 'Metcalf 1': [47.2, 0.0], 'Scott': [47.3, 54.0], 'Metcalf Energy Center': [47.5, 0.0], 'Eastshore': [47.6, 1389.0], 'Quinto': [48.2, 27923.0], 'Martinez': [48.3, 1389.0], 'Peabody': [50.7, 1186.0], 'Hicks': [52.0, 0.0], 'Los Banos': [53.3, 7049.0], 'Curtis': [53.5, 1738.0], 'Vaca-Dixon & Gc Yard': [54.5, 0.0], 'Merced': [56.3, 14162.0], 'Llagas': [56.8, 0.0], 'Carquinez': [56.9, 1186.0], 'Davis': [57.4, 270.0], 'Wilson': [58.9, 1545.0], 'Gold Hill': [59.8, 0.0]} | 587135.75 | 126523.9844 | 21.55% | 460611.7656 | 78.45% | [5 empty] | 108324.2266 | 18.45% | 260750.0781 | 44.41% | 44075.6758 | 7.507% | 2248.4683 | 0.383% | 287487.5 | 48.96% | 299648.25 | 122740.2812 | 20.9% | 464395.4688 | 159714.0469 | 27.2% | 427421.7031 | 339092.625 | 57.75% | 248043.125 | 117327.2109 | 19.98% | 469808.5391 | 31349.0938 | 5.339% | 555786.6562
221 | Coyote | Peninsula_Monterey | {'Metcalf': 0.3, 'Hicks': 8.5, 'Schulte Switching Station': 15.7, 'Los Esteros': 17.5, 'Newark': 23.4, 'Moss Landing': 28.7, 'East Shore': 34.5, 'Fink (Proposed)': 34.8, 'Tesla': 35.3, 'Cayetano': 35.7, 'Green Ridge Midway': 36.0, 'Quinto': 38.0, 'Westley': 38.7, 'Delta Switching Yard': 40.6, 'Kelso': 40.6, 'Los Banos': 41.6, 'Vierra': 47.5, 'Brentwood': 48.3, 'Martin (San Francisco H)': 49.3, 'Ripon': 49.5, 'Lone Tree': 50.1, 'Clayton': 51.4, 'Contra Costa': 53.8, 'Weber': 55.7, 'Pittsburg': 56.9, 'Stagg': 57.5, 'Martinez': 58.4, 'Riverbank': 59.6} | 119712.75 | 1420.2986 | 1.186% | 118292.4514 | 98.81% | [5 empty] | 590.4713 | 0.4932% | 2375.9751 | 1.985% | 63675.1875 | 53.19% | 11686.1953 | 9.762% | 98160.5078 | 82% | 21552.2422 | 37187.0859 | 31.06% | 82525.6641 | 62716.2461 | 52.39% | 56996.5039 | 113340.8125 | 94.68% | 6371.9375 | 98903.3359 | 82.62% | 20809.4141 | 4550.3784 | 3.801% | 115162.3716
222 | Metcalf | Peninsula_Monterey | {'Metcalf 1': [0.3, 1281.0], 'Hicks': [8.5, 1173.0], 'Scott': [15.7, 607.0], 'Los Esteros': [17.5, 512.0], 'Llagas': [18.1, 918.0], 'Newark': [23.4, 512.0], 'Moss Landing': [28.7, 924.0], 'Hollister': [31.1, 830.0], 'Eastshore': [34.5, 411.0], 'Miller': [34.7, 0.0], 'Fink (Proposed)': [34.8, 0.0], 'Crow Creek': [35.2, 0.0], 'Tesla': [35.3, 9.0], 'Cayetano': [35.7, 59.0], 'Midway Green Ridge Services': [36.0, 26.0], 'Quinto': [38.0, 0.0], 'Westley': [38.7, 0.0], 'Delta Pumps': [40.6, 6.0], 'Kelso': [40.6, 6.0], 'Los Banos': [41.6, 0.0], 'Vierra': [47.5, 0.0], 'Brentwood': [48.3, 5.0], 'Martin': [49.3, 53.0], 'Ripon': [49.5, 0.0], 'Lone Tree': [50.1, 5.0], 'Clayton': [51.4, 5.0], 'Contra Costa': [53.8, 5.0], 'Weber': [55.7, 0.0], 'Kirker': [55.9, 5.0], 'Pittsburg': [56.9, 5.0], 'Stagg': [57.5, 0.0], 'Martinez': [58.4, 0.0], 'Riverbank': [59.6, 0.0]} | 121083.9141 | 1280.7999 | 1.058% | 119803.1141 | 98.94% | [5 empty] | 558.3459 | 0.4611% | 2257.3042 | 1.864% | 63509.6484 | 52.45% | 11680.9824 | 9.647% | 99665.9766 | 82.31% | 21417.9375 | 37303.0547 | 30.81% | 83780.8594 | 63497.3516 | 52.44% | 57586.5625 | 114779.4219 | 94.79% | 6304.4922 | 100993.5781 | 83.41% | 20090.3359 | 4559.6426 | 3.766% | 116524.2715
223 | Diablo | Kern_Greater_Carrizo | {'Morro Bay': [10.9, 38345.0], 'San Luis Obispo': [12.4, 41267.0], 'Oceano': [17.0, 28268.0], 'Templeton': [25.2, 38179.0], 'Mesa': [26.5, 8993.0], 'Sisquoc': [37.4, 4537.0], 'Cholame': [43.4, 34435.0], 'Cabrillo': [45.9, 2619.0], 'Solar': [45.9, 14108.0], 'Carrizo Plains': [47.0, 12659.0], 'Caliente': [53.7, 2319.0], 'Cal Flats': [53.9, 24008.0]} | 180133.6406 | 41283.8906 | 22.92% | 138849.75 | 77.08% | [5 empty] | 10553.5996 | 5.859% | 5095.9634 | 2.829% | 67903.3203 | 37.7% | 62263.1055 | 34.56% | 61029.918 | 33.88% | 119103.7227 | 25091.9121 | 13.93% | 155041.7285 | 68998.3359 | 38.3% | 111135.3047 | 97165.75 | 53.94% | 82967.8906 | 88963.4766 | 49.39% | 91170.1641 | 10469.9375 | 5.812% | 169663.7031
224 | Coolwater | Greater_Kramer | {'Tortilla': [10.0, 60402.0], 'Calcite': [23.9, 49864.0], 'Pisgah': [27.3, 31857.0], 'Lugo - Pisgah (Proposed)': [34.4, 27324.0], 'Roadway': [37.5, 17226.0], 'Victor': [39.2, 19411.0], 'Kramer': [40.0, 9278.0], 'Lugo': [45.1, 18307.0], 'Randsburg': [56.7, 0.0], 'San Bernardino': [58.3, 344.0]} | 228218.6719 | 65983.9531 | 28.91% | 162234.7188 | 71.09% | [5 empty] | 2878.9644 | 1.261% | 3248.8293 | 1.424% | 0 | 0% | 0 | 0% | 98233.4375 | 43.04% | 129985.2344 | 62234.9375 | 27.27% | 165983.7344 | 34855.625 | 15.27% | 193363.0469 | 124564.3906 | 54.58% | 103654.2812 | 89332.8828 | 39.14% | 138885.7891 | 4619.7837 | 2.024% | 223598.8882
225 | San Onofre | Greater_SD | {'Talega': [5.8, 276.0], 'Capistrano': [11.8, 270.0], 'Margarita': [13.1, 268.0], 'Trabuco': [15.0, 253.0], 'San Luis Rey': [16.8, 155.0], 'Encina': [20.4, 108.0], 'Viejo': [21.1, 227.0], 'Palomar Airport': [23.0, 96.0], 'Santiago': [23.8, 227.0], 'Lee Lake (Proposed)': [26.9, 212.0], 'Johanna': [29.3, 217.0], 'Escondido': [30.4, 62.0], 'Huntington Beach': [31.0, 215.0], 'Ellis': [31.3, 214.0], 'Valley': [34.3, 0.0], 'Serrano': [34.4, 202.0], 'Villa Park': [34.7, 202.0], 'Lewis': [36.2, 183.0], 'Penasquitos': [36.6, 52.0], 'Barre': [39.0, 171.0], 'Alamitos': [41.6, 131.0], 'Sycamore Canyon': [43.5, 40.0], 'Chino': [43.9, 0.0], 'Mira Loma': [44.0, 0.0], 'Kearny': [44.3, 32.0], 'Olinda': [45.0, 115.0], 'Del Amo': [45.4, 116.0], 'Old Town': [46.6, 11.0], 'Mission': [47.0, 11.0], 'Long Beach': [47.4, 112.0], 'Harborgen': [48.0, 112.0], 'Vista': [48.2, 0.0], 'Rancho Vista': [49.5, 0.0], 'El Casco': [49.5, 0.0], 'Hinson': [49.5, 101.0], 'Etiwanda': [49.6, 0.0], 'Walnut': [49.6, 94.0], 'Center': [50.0, 94.0], 'Lighthipe': [50.2, 94.0], 'Arcogen': [50.3, 94.0], 'Padua': [51.9, 0.0], 'San Bernardino': [52.2, 0.0], 'Silvergate': [52.2, 2.0], 'Laguna Bell': [54.0, 88.0], 'Mesa': [56.1, 13.0], 'Rio Hondo': [56.3, 0.0], 'La Fresa': [56.6, 58.0], 'Miguel': [58.0, 0.0], 'Redondo': [58.3, 17.0], 'Bay Boulevard': [58.8, 0.0], 'El Nido': [59.5, 3.0]} | 3822.5317 | 278.5836 | 7.288% | 3543.9481 | 92.71% | [5 empty] | 110.8009 | 2.899% | 0 | 0% | 54.0688 | 1.414% | 0 | 0% | 124.0958 | 3.246% | 3698.436 | 1474.9089 | 38.58% | 2347.6228 | 3534.6345 | 92.47% | 287.8972 | 3537.7834 | 92.55% | 284.7483 | 18.0543 | 0.4723% | 3804.4775 | 498.4253 | 13.04% | 3324.1064
226 | Woodland | Solano | {'Davis': [9.3, 107331.0], 'Madison': [11.3, 150931.0], 'Putah Creek': [16.7, 102904.0], 'Vaca-Dixon & Gc Yard': [21.0, 88958.0], 'Rio Oso': [23.7, 96799.0], 'Pleasant Grove': [26.4, 68876.0], 'Peabody': [29.5, 57676.0], 'Olivehurst': [30.9, 105514.0], 'Grand Island': [32.2, 45381.0], 'Gold Hill': [33.7, 22260.0], 'Pease': [34.4, 103454.0], 'East Marysville': [35.2, 94045.0], 'Shiloh III': [35.5, 51191.0], 'Birds Landing': [38.5, 43615.0], 'Cortina': [39.4, 63067.0], 'Tulucay': [40.5, 39503.0], 'Higgins': [44.0, 33341.0], 'Pittsburg': [44.9, 20634.0], 'Honcut': [45.2, 59349.0], 'Kirker': [46.1, 14490.0], 'Contra Costa': [46.9, 9159.0], 'Eight Mile': [47.6, 1082.0], 'Carquinez': [48.5, 6302.0], 'Martinez': [49.7, 4586.0], 'Lockeford': [50.6, 1079.0], 'Lone Tree': [50.6, 1565.0], 'Camanche': [51.2, 1079.0], 'Clayton': [52.0, 1709.0], 'Stagg': [52.4, 1079.0], 'Brentwood': [52.7, 21.0], 'Placerville': [52.8, 0.0], 'Lakeville': [53.4, 135.0], 'Geysers Tap 1': [53.9, 945.0], 'Colgate': [54.5, 9647.0], 'Brunswick': [54.6, 8004.0], 'Delevan': [54.9, 11343.0], 'Palermo': [55.1, 9215.0], 'Fulton': [55.5, 114.0], 'Bellevue': [55.5, 135.0], 'Penngrove': [55.8, 135.0], 'Rancho Seco - Bellota (Proposed)': [55.9, 1079.0], 'Wyandotte': [57.4, 663.0], 'Eagle Rock': [57.6, 0.0], 'Thermalito': [58.1, 82.0], 'Ignacio': [59.3, 0.0], 'Weber': [59.5, 0.0]} | 711264.625 | 180723.875 | 25.41% | 530540.75 | 74.59% | [5 empty] | 127460.0781 | 17.92% | 366689.3438 | 51.55% | 99235.4219 | 13.95% | 0 | 0% | 338776.2812 | 47.63% | 372488.3438 | 67529.1953 | 9.494% | 643735.4297 | 207525.4219 | 29.18% | 503739.2031 | 448280.6562 | 63.03% | 262983.9688 | 94660.8594 | 13.31% | 616603.7656 | 43294.4961 | 6.087% | 667970.1289
227 | Donnells | El_Dorado_Mariposa | {'Curtis': [24.4, 13401.0], 'New Melones': [34.0, 0.0], 'Peoria': [34.6, 0.0], 'Chinese Station': [35.3, 0.0], 'Placerville': [52.6, 2529.0], 'Rancho Seco - Bellota (Proposed)': [52.9, 0.0], 'Camanche': [53.9, 0.0], 'Warnerville': [54.5, 0.0], 'Bellota': [55.6, 0.0], 'Riverbank': [57.9, 0.0]} | 121170.7578 | 32787.4922 | 27.06% | 88383.2656 | 72.94% | [5 empty] | 39.3305 | 0.03246% | 0 | 0% | 58321.5703 | 48.13% | 837.6949 | 0.6913% | 7174.2437 | 5.921% | 113996.5142 | 9305.7861 | 7.68% | 111864.9717 | 13365.9072 | 11.03% | 107804.8506 | 27592.7676 | 22.77% | 93577.9902 | 74645.2422 | 61.6% | 46525.5156 | 6399.3535 | 5.281% | 114771.4043
228 | Mandalay | Greater_LA | {'Santa Clara': [7.5, 3651.0], 'Moorpark': [20.4, 3139.0], 'Goleta': [40.5, 346.0], 'Saugus': [41.2, 1592.0], 'Pardee': [41.3, 1589.0], 'Sylmar-Pac Intertie': [43.4, 2665.0], 'Bailey': [47.7, 1589.0], 'El Segundo': [51.7, 1076.0], 'La Cienega': [51.9, 1072.0], 'Chevmain': [52.9, 1072.0], 'El Nido': [54.6, 1063.0], 'Pastoria': [55.3, 0.0], 'Redondo': [55.3, 1052.0], 'La Fresa': [57.5, 944.0]} | 20567.4941 | 3868.739 | 18.81% | 16698.7551 | 81.19% | [5 empty] | 143.2841 | 0.6967% | 990.2446 | 4.815% | 2667.1787 | 12.97% | 14486.2109 | 70.43% | 8977.9141 | 43.65% | 11589.5801 | 1554.1744 | 7.556% | 19013.3197 | 2994.728 | 14.56% | 17572.7661 | 11217.0527 | 54.54% | 9350.4414 | 9557.7773 | 46.47% | 11009.7168 | 3375.4253 | 16.41% | 17192.0688
229 | North Gila | Arizona | {'North Gila - IV (Proposed)': [42.2, 9110.0], 'Highline': [45.7, 7029.0], 'Blythe': [59.5, 0.0], 'Hoodoo Wash': [60.1, 0.0]} | 71216.6328 | 11341.9707 | 15.93% | 59874.6621 | 84.07% | [5 empty] | 2648.1433 | 3.718% | 9247.6035 | 12.99% | 0 | 0% | 0 | 0% | 446.0421 | 0.6263% | 70770.5907 | 33168.0391 | 46.57% | 38048.5938 | 27867.8164 | 39.13% | 43348.8164 | 33225.3633 | 46.65% | 37991.2695 | 39033.6016 | 54.81% | 32183.0312 | 1748.3363 | 2.455% | 69468.2965
230 | Eight Mile | Solano | {'Stagg': [4.8, 69935.0], 'Weber': [12.2, 62475.0], 'Lockeford': [12.5, 61620.0], 'Grand Island': [16.6, 25992.0], 'Vierra': [18.9, 58912.0], 'Brentwood': [19.0, 36025.0], 'Bellota': [20.0, 60129.0], 'Rancho Seco - Bellota (Proposed)': [21.3, 58438.0], 'Kelso': [21.9, 45459.0], 'Camanche': [22.0, 47954.0], 'Lone Tree': [22.3, 20741.0], 'Delta Pumps': [22.3, 43492.0], 'Contra Costa': [22.5, 21919.0], 'Ripon': [24.4, 47892.0], 'Birds Landing': [25.1, 23988.0], 'Midway Green Ridge Services': [25.7, 36964.0], 'Tesla': [26.0, 39305.0], 'Shiloh III': [26.7, 24297.0], 'Pittsburg': [28.4, 9832.0], 'Kirker': [28.9, 7907.0], 'Cayetano': [30.9, 5394.0], 'Riverbank': [32.5, 44227.0], 'Clayton': [33.2, 7512.0], 'Westley': [34.4, 43393.0], 'Peabody': [35.9, 7048.0], 'Vaca-Dixon & Gc Yard': [37.8, 7333.0], 'Warnerville': [38.2, 43368.0], 'Davis': [38.8, 11570.0], 'Martinez': [40.4, 7248.0], 'Gold Hill': [43.4, 3486.0], 'Putah Creek': [46.4, 5198.0], 'New Melones': [46.8, 8991.0], 'Carquinez': [47.5, 6964.0], 'Woodland': [47.6, 1082.0], 'Peoria': [49.1, 6621.0], 'Crow Creek': [49.1, 17963.0], 'Fink (Proposed)': [49.3, 17015.0], 'Tulucay': [50.2, 5387.0], 'Eastshore': [50.3, 1560.0], 'Chinese Station': [50.6, 6265.0], 'Newark': [50.9, 528.0], 'Pleasant Grove': [52.9, 7.0], 'Madison': [53.1, 2.0], 'Los Esteros': [53.2, 203.0], 'Placerville': [56.5, 0.0], 'Scott': [56.7, 54.0], 'Miller': [57.4, 1540.0], 'Curtis': [57.9, 384.0]} | 509730.6562 | 70911.0859 | 13.91% | 438819.5703 | 86.09% | [5 empty] | 114368.1641 | 22.44% | 247520.0625 | 48.56% | 17117.1992 | 3.358% | 5424.9092 | 1.064% | 147576.8906 | 28.95% | 362153.7656 | 125246.0078 | 24.57% | 384484.6484 | 137618.7969 | 27% | 372111.8594 | 227454.2344 | 44.62% | 282276.4219 | 24045.0801 | 4.717% | 485685.5762 | 52057.8203 | 10.21% | 457672.8359
231 | Kern Power | Central_Valley_North_Los_Banos | {'Rosedale': [1.1, 388.0], 'West Park': [3.2, 388.0], 'Renfro': [3.8, 0.0], '7th Standard': [4.5, 69.0], 'Tevis': [4.5, 319.0], 'Stockdale': [4.7, 344.0], 'Bakersfield': [5.3, 388.0], 'Kern Oil': [6.0, 388.0], 'Sycamore': [7.8, 388.0], 'Lerdo': [8.9, 69.0], 'Columbus': [9.0, 388.0], 'Tupman': [9.9, 0.0], 'Magunden': [10.0, 388.0], 'Rio Bravo': [10.2, 0.0], 'Cal Water': [11.5, 388.0], 'Norco': [13.6, 0.0], 'Unknown - 3327': [14.4, 388.0], 'Lamont': [14.5, 388.0], 'Poso Mt.': [14.7, 69.0], 'Shafter': [15.5, 0.0], 'Grimmway-Malaga': [16.2, 388.0], 'Elk Hills': [19.0, 0.0], 'Midway': [20.1, 0.0], 'Charca': [20.3, 0.0], 'Midway - Wheeler Ridge (Proposed)': [20.3, 0.0], 'Wheeler Ridge': [21.2, 319.0], 'Semitropic': [24.5, 0.0], 'Taft': [27.5, 0.0], 'Smyrna': [30.8, 0.0], 'Goose Lake': [31.2, 0.0], 'Vestal': [31.9, 59.0], 'Temblor': [33.8, 0.0], 'Pastoria': [33.9, 319.0], 'Kernridge': [36.5, 0.0], 'Olive': [40.8, 0.0], 'Alpaugh': [45.0, 0.0], 'Highwind': [45.0, 319.0], 'Bailey': [45.5, 319.0], 'Caliente': [46.2, 0.0], 'Gates-Midway (Proposed)': [46.2, 0.0], 'Springville': [51.0, 0.0], 'Windhub': [51.9, 319.0], 'Whirlwind': [51.9, 319.0], 'Carrizo Plains': [53.2, 0.0], 'Arco': [53.4, 0.0], 'Solar': [54.3, 0.0], 'Corcoran': [56.6, 0.0], 'Waukena': [58.9, 0.0]} | 8865.4375 | 388.2463 | 4.379% | 8477.1912 | 95.62% | [5 empty] | 3.7807 | 0.04265% | 0 | 0% | 3019.8345 | 34.06% | 5845.606 | 65.94% | 6638.917 | 74.89% | 2226.5205 | 1707.7616 | 19.26% | 7157.6759 | 2849.5342 | 32.14% | 6015.9033 | 7920.1099 | 89.34% | 945.3276 | 4193.0991 | 47.3% | 4672.3384 | 206.4165 | 2.328% | 8659.021
232 | Renfro | Central_Valley_North_Los_Banos | {'Kern Power': [3.8, 0.0], '7th Standard': [4.0, 0.0], 'Rosedale': [4.9, 0.0], 'Tevis': [5.1, 0.0], 'Tupman': [6.4, 0.0], 'Rio Bravo': [6.6, 0.0], 'West Park': [7.0, 0.0], 'Stockdale': [7.3, 0.0], 'Lerdo': [7.8, 0.0], 'Kern Oil': [8.9, 0.0], 'Bakersfield': [9.0, 0.0], 'Norco': [10.8, 0.0], 'Sycamore': [10.8, 0.0], 'Shafter': [12.3, 0.0], 'Columbus': [12.7, 0.0], 'Magunden': [13.8, 0.0], 'Cal Water': [15.0, 0.0], 'Midway': [16.3, 0.0], 'Elk Hills': [16.4, 0.0], 'Poso Mt.': [16.6, 0.0], 'Charca': [17.7, 0.0], 'Unknown - 3327': [18.1, 0.0], 'Lamont': [18.2, 0.0], 'Midway - Wheeler Ridge (Proposed)': [19.3, 0.0], 'Grimmway-Malaga': [19.7, 0.0], 'Semitropic': [21.3, 0.0], 'Wheeler Ridge': [23.2, 0.0], 'Taft': [25.0, 0.0], 'Goose Lake': [27.7, 0.0], 'Smyrna': [28.1, 0.0], 'Temblor': [30.0, 0.0], 'Vestal': [31.7, 0.0], 'Kernridge': [32.7, 0.0], 'Pastoria': [36.1, 0.0], 'Olive': [38.6, 0.0], 'Caliente': [42.5, 0.0], 'Gates-Midway (Proposed)': [42.9, 0.0], 'Alpaugh': [43.0, 0.0], 'Bailey': [47.6, 0.0], 'Highwind': [48.7, 0.0], 'Carrizo Plains': [49.4, 0.0], 'Arco': [49.9, 0.0], 'Solar': [50.5, 0.0], 'Springville': [51.3, 0.0], 'Corcoran': [54.5, 0.0], 'Whirlwind': [55.1, 0.0], 'Windhub': [55.6, 0.0], 'Waukena': [56.8, 0.0]} | 394.5791 | 0 | 0% | 394.5791 | 100% | [5 empty] | 0 | 0% | 0 | 0% | 394.5791 | 100% | 0 | 0% | 394.5791 | 100% | 0 | 0 | 0% | 394.5791 | 272.8158 | 69.14% | 121.7633 | 394.5791 | 100% | 0 | 132.5466 | 33.59% | 262.0325 | 0 | 0% | 394.5791
233 | Highwind | Tehachapi | {'Windhub': [7.1, 94241.0], 'Whirlwind': [16.9, 73830.0], 'Pastoria': [28.7, 43184.0], 'Antelope': [28.8, 59678.0], 'Grimmway-Malaga': [29.1, 11331.0], 'Lamont': [30.5, 10169.0], 'Unknown - 3327': [30.6, 10055.0], 'Bailey': [31.7, 56090.0], 'Wheeler Ridge': [33.9, 14697.0], 'Magunden': [35.6, 6702.0], 'Cal Water': [37.0, 3763.0], 'Columbus': [37.9, 2758.0], 'Bakersfield': [40.6, 2318.0], 'Stockdale': [41.8, 2300.0], 'West Park': [41.9, 2297.0], 'Sycamore': [42.3, 2207.0], 'Kern Oil': [43.3, 1651.0], 'Rosedale': [43.9, 1405.0], 'Vincent': [44.8, 28920.0], 'Kern Power': [45.0, 319.0], 'Tevis': [45.1, 439.0], 'Randsburg': [45.2, 19038.0], 'Poso Mt.': [45.6, 15.0], 'Pardee': [47.0, 33802.0], 'Kramer': [47.9, 18132.0], 'Saugus': [48.1, 31509.0], '7th Standard': [48.6, 0.0], 'Renfro': [48.7, 0.0], 'Midway - Wheeler Ridge (Proposed)': [50.4, 0.0], 'Inyokern': [50.4, 3.0], 'Lerdo': [51.7, 0.0], 'Tupman': [53.4, 0.0], 'Norco': [54.2, 0.0], 'Rio Bravo': [55.2, 0.0], 'Sylmar-Pac Intertie': [55.2, 3986.0], 'Elk Hills': [57.1, 0.0]} | 399633.7188 | 94267.9531 | 23.59% | 305365.7656 | 76.41% | [5 empty] | 3697.9792 | 0.9253% | 3490.707 | 0.8735% | 161262.625 | 40.35% | 30307.377 | 7.584% | 135530.2812 | 33.91% | 264103.4375 | 133624.6875 | 33.44% | 266009.0312 | 106202.7031 | 26.58% | 293431.0156 | 260687.8125 | 65.23% | 138945.9062 | 156578.6719 | 39.18% | 243055.0469 | 5306.3037 | 1.328% | 394327.415
234 | Sylmar | Tehachapi | {'Saugus': [9.1, 31546.0], 'Pardee': [10.4, 31516.0], 'Gould': [18.8, 21995.0], 'La Cienega': [22.1, 2059.0], 'Moorpark': [23.1, 5305.0], 'Vincent': [25.1, 29030.0], 'Goodrich': [25.9, 10670.0], 'El Segundo': [27.7, 1545.0], 'Chevmain': [28.3, 1337.0], 'Antelope': [28.7, 29773.0], 'Mesa': [29.0, 2304.0], 'El Nido': [29.2, 1254.0], 'Laguna Bell': [30.4, 381.0], 'La Fresa': [31.5, 1134.0], 'Redondo': [32.2, 1243.0], 'Rio Hondo': [32.8, 6097.0], 'Center': [34.4, 136.0], 'Lighthipe': [34.7, 127.0], 'Bailey': [36.1, 15425.0], 'Arcogen': [36.7, 136.0], 'Hinson': [37.1, 127.0], 'Walnut': [37.6, 203.0], 'Whirlwind': [38.4, 26478.0], 'Del Amo': [39.1, 81.0], 'Santa Clara': [39.1, 2651.0], 'Harborgen': [39.5, 115.0], 'Long Beach': [40.4, 109.0], 'Olinda': [41.4, 21.0], 'Mandalay': [43.4, 2665.0], 'Alamitos': [43.8, 59.0], 'Barre': [45.3, 31.0], 'Pastoria': [47.6, 2413.0], 'Lewis': [48.6, 6.0], 'Padua': [50.9, 0.0], 'Villa Park': [51.0, 0.0], 'Chino': [51.6, 0.0], 'Windhub': [51.8, 12275.0], 'Serrano': [52.4, 0.0], 'Ellis': [53.4, 2.0], 'Huntington Beach': [54.5, 6.0], 'Johanna': [55.2, 0.0], 'Highwind': [55.2, 3986.0], 'Rancho Vista': [57.3, 0.0], 'Mira Loma': [57.4, 0.0], 'Etiwanda': [57.7, 0.0]} | 166709.0781 | 32696.2051 | 19.61% | 134012.873 | 80.39% | [5 empty] | 1604.3412 | 0.9624% | 2921.0066 | 1.752% | 36941.4258 | 22.16% | 127147.4141 | 76.27% | 67033.4844 | 40.21% | 99675.5938 | 23002.4805 | 13.8% | 143706.5977 | 24947.7207 | 14.96% | 141761.3574 | 94418.0625 | 56.64% | 72291.0156 | 79243.4766 | 47.53% | 87465.6016 | 14076.1885 | 8.444% | 152632.8896
235 | Westley | Central_Valley_North_Los_Banos | {'Ripon': [12.6, 141765.0], 'Crow Creek': [14.7, 113392.0], 'Fink (Proposed)': [14.9, 111563.0], 'Vierra': [15.5, 110872.0], 'Riverbank': [20.9, 148712.0], 'Tesla': [21.7, 50846.0], 'Miller': [23.1, 78750.0], 'Midway Green Ridge Services': [23.2, 46434.0], 'Weber': [23.6, 80497.0], 'Warnerville': [24.8, 148335.0], 'Kelso': [26.4, 43211.0], 'Delta Pumps': [27.4, 40440.0], 'Stagg': [29.6, 63614.0], 'Bellota': [31.9, 61581.0], 'Quinto': [32.6, 39980.0], 'Cayetano': [32.8, 9277.0], 'Eight Mile': [34.4, 43393.0], 'Brentwood': [34.8, 14844.0], 'Lockeford': [37.3, 52619.0], 'Los Banos': [37.7, 12872.0], 'Metcalf 1': [38.3, 0.0], 'Metcalf Energy Center': [38.7, 0.0], 'Lone Tree': [39.5, 1180.0], 'Rancho Seco - Bellota (Proposed)': [39.9, 50100.0], 'Los Esteros': [41.2, 0.0], 'Contra Costa': [42.8, 489.0], 'Newark': [43.1, 4.0], 'Scott': [43.4, 0.0], 'Llagas': [44.0, 0.0], 'Peoria': [44.7, 49901.0], 'Chinese Station': [44.7, 52151.0], 'New Melones': [44.8, 45002.0], 'Merced': [44.8, 52929.0], 'Camanche': [44.9, 36547.0], 'Hicks': [45.0, 0.0], 'Wilson': [48.1, 39160.0], 'Clayton': [48.7, 264.0], 'Kirker': [48.9, 83.0], 'Pittsburg': [49.2, 0.0], 'Grand Island': [49.7, 0.0], 'Eastshore': [50.0, 0.0], 'Hollister': [50.7, 0.0], 'Birds Landing': [50.8, 0.0], 'Shiloh III': [53.7, 0.0], 'Curtis': [55.6, 1222.0], 'Oro Loma': [56.7, 0.0], 'Le Grand': [58.0, 3806.0], 'Martinez': [58.1, 0.0]} | 553253.9375 | 150126.7344 | 27.14% | 403127.2031 | 72.86% | [5 empty] | 122123.3438 | 22.07% | 224158.7969 | 40.52% | 59769.7227 | 10.8% | 0 | 0% | 294804.4062 | 53.29% | 258449.5312 | 87489.7422 | 15.81% | 465764.1953 | 125660.4609 | 22.71% | 427593.4766 | 320163.0312 | 57.87% | 233090.9062 | 132788.5312 | 24% | 420465.4062 | 18969.6191 | 3.429% | 534284.3184
236 | GWF Hanford Sw Sta | Central_Valley_North_Los_Banos | {'Waukena': [9.9, 150793.0], 'Leprino': [10.6, 318278.0], 'Corcoran': [12.2, 136466.0], 'Henrietta': [14.4, 317947.0], 'Mustang': [15.4, 316386.0], 'Kingsburg': [15.5, 257239.0], 'Rector': [22.6, 70751.0], 'McCall': [23.6, 218159.0], 'Alpaugh': [23.7, 52194.0], 'Wahtoke': [26.2, 143327.0], 'Reedley': [27.6, 103938.0], 'Olive': [28.0, 40045.0], 'Gates': [28.1, 230479.0], 'Schindler': [28.9, 306784.0], 'Mc Mullin': [29.3, 285821.0], 'Malaga': [29.6, 188514.0], 'Sanger': [30.3, 153104.0], 'California Ave': [31.7, 182183.0], 'West Fresno': [32.4, 192325.0], 'Kearney (New)': [32.8, 208666.0], 'Avenal': [33.1, 141367.0], 'Excelsior': [33.7, 264954.0], 'Gates-Midway (Proposed)': [34.5, 30035.0], 'Helm': [36.9, 248674.0], 'Arco': [37.2, 30932.0], 'Smyrna': [39.6, 0.0], 'Cantua': [40.2, 202115.0], 'Springville': [41.1, 0.0], 'Gregg': [43.0, 126038.0], 'Vestal': [43.1, 0.0], 'Goose Lake': [46.3, 0.0], 'Cal Flats': [46.7, 30446.0], 'Tranquility': [47.6, 138583.0], 'Semitropic': [47.7, 0.0], 'Borden': [48.8, 93556.0], 'Charca': [49.1, 0.0], 'Mendota': [54.8, 40951.0], 'Cheney': [55.2, 36643.0], 'Shafter': [55.3, 0.0], 'Cholame': [55.7, 1244.0], 'Newhall': [55.9, 31249.0], 'Kernridge': [57.3, 0.0], 'Panoche': [58.3, 6709.0], 'Lerdo': [59.9, 0.0]} | 356441.5625 | 318725.7188 | 89.42% | 37715.8438 | 10.58% | [5 empty] | 132460.9219 | 37.16% | 194934.5938 | 54.69% | 0 | 0% | 0 | 0% | 22377.5605 | 6.278% | 334064.002 | 4412.1689 | 1.238% | 352029.3936 | 13866.4443 | 3.89% | 342575.1182 | 33556.0859 | 9.414% | 322885.4766 | 363.2485 | 0.1019% | 356078.314 | 5307.4238 | 1.489% | 351134.1387
237 | Tevis | Central_Valley_North_Los_Banos | {'Stockdale': [3.5, 439.0], 'Kern Power': [4.5, 319.0], 'Rosedale': [4.9, 439.0], 'Renfro': [5.1, 0.0], 'West Park': [6.3, 439.0], 'Tupman': [8.3, 0.0], '7th Standard': [8.3, 0.0], 'Bakersfield': [8.4, 439.0], 'Kern Oil': [10.3, 439.0], 'Norco': [10.4, 0.0], 'Rio Bravo': [11.3, 0.0], 'Columbus': [12.0, 439.0], 'Magunden': [12.0, 439.0], 'Sycamore': [12.0, 439.0], 'Lerdo': [12.5, 0.0], 'Cal Water': [14.7, 439.0], 'Unknown - 3327': [15.1, 439.0], 'Lamont': [15.2, 439.0], 'Elk Hills': [15.4, 0.0], 'Midway - Wheeler Ridge (Proposed)': [15.8, 0.0], 'Grimmway-Malaga': [15.9, 439.0], 'Shafter': [17.1, 0.0], 'Wheeler Ridge': [18.1, 439.0], 'Midway': [19.1, 0.0], 'Poso Mt.': [19.2, 0.0], 'Charca': [22.8, 0.0], 'Taft': [23.6, 0.0], 'Semitropic': [26.1, 0.0], 'Pastoria': [31.1, 439.0], 'Goose Lake': [32.0, 0.0], 'Temblor': [32.3, 0.0], 'Smyrna': [33.1, 0.0], 'Kernridge': [35.5, 0.0], 'Vestal': [36.1, 0.0], 'Bailey': [42.5, 439.0], 'Olive': [43.7, 0.0], 'Caliente': [44.7, 0.0], 'Highwind': [45.1, 439.0], 'Gates-Midway (Proposed)': [47.5, 0.0], 'Alpaugh': [48.1, 0.0], 'Whirlwind': [50.5, 439.0], 'Carrizo Plains': [51.6, 0.0], 'Windhub': [51.8, 439.0], 'Solar': [52.7, 0.0], 'Arco': [54.2, 0.0], 'Springville': [55.5, 0.0], 'Corcoran': [59.6, 0.0]} | 4160.1167 | 439.0453 | 10.55% | 3721.0714 | 89.45% | [5 empty] | 3.7807 | 0.09088% | 0 | 0% | 191.6242 | 4.606% | 3968.4924 | 95.39% | 3701.676 | 88.98% | 458.4407 | 56.4164 | 1.356% | 4103.7003 | 101.2503 | 2.434% | 4058.8664 | 3701.676 | 88.98% | 458.4407 | 971.2202 | 23.35% | 3188.8965 | 63.0749 | 1.516% | 4097.0418
238 | Otay Mesa | Greater_SD | {'Miguel': [8.3, 2636.0], 'Bay Boulevard': [11.0, 1223.0], 'Silvergate': [15.9, 1146.0], 'Mission': [19.6, 1146.0], 'Suncrest': [21.0, 2990.0], 'Old Town': [21.1, 1146.0], 'Kearny': [22.0, 1146.0], 'Sycamore Canyon': [24.6, 1146.0], 'Penasquitos': [29.7, 1103.0], 'Suncrest - Ocotillo (Proposed)': [31.1, 2602.0], 'Boulevard': [37.8, 2602.0], 'Escondido': [39.8, 863.0], 'Palomar Airport': [43.7, 867.0], 'Encina': [45.9, 347.0], 'East County': [46.1, 2587.0], 'San Luis Rey': [50.3, 69.0], 'Ocotillo Express': [52.0, 2151.0]} | 20369.6602 | 3747.9607 | 18.4% | 16621.6995 | 81.6% | [5 empty] | 84.3866 | 0.4143% | 177.0258 | 0.8691% | 526.801 | 2.586% | 13856.501 | 68.03% | 1009.414 | 4.955% | 19360.2462 | 7793.0449 | 38.26% | 12576.6152 | 9343.6904 | 45.87% | 11025.9697 | 14652.4727 | 71.93% | 5717.1875 | 5999.043 | 29.45% | 14370.6172 | 575.6217 | 2.826% | 19794.0385
239 | Redondo | Greater_LA | {'El Nido': [3.4, 3571.0], 'La Fresa': [3.5, 3476.0], 'Chevmain': [3.8, 3544.0], 'El Segundo': [4.6, 3530.0], 'Arcogen': [8.6, 2634.0], 'Hinson': [9.7, 2507.0], 'Harborgen': [10.4, 2624.0], 'La Cienega': [10.5, 3511.0], 'Long Beach': [11.0, 2618.0], 'Lighthipe': [12.4, 2469.0], 'Laguna Bell': [16.4, 2469.0], 'Del Amo': [16.7, 2423.0], 'Center': [17.1, 2449.0], 'Alamitos': [17.6, 2401.0], 'Mesa': [20.6, 2447.0], 'Barre': [23.5, 2373.0], 'Goodrich': [27.1, 2150.0], 'Huntington Beach': [27.4, 2348.0], 'Walnut': [27.5, 2311.0], 'Olinda': [27.6, 2302.0], 'Ellis': [28.0, 2344.0], 'Gould': [28.2, 172.0], 'Lewis': [28.2, 2317.0], 'Rio Hondo': [29.3, 2096.0], 'Villa Park': [31.9, 2216.0], 'Sylmar-Pac Intertie': [32.2, 1243.0], 'Johanna': [32.2, 2221.0], 'Serrano': [34.4, 2210.0], 'Santiago': [37.9, 2210.0], 'Saugus': [41.0, 144.0], 'Chino': [42.0, 34.0], 'Moorpark': [42.0, 1186.0], 'Pardee': [42.2, 119.0], 'Viejo': [44.7, 128.0], 'Trabuco': [45.6, 125.0], 'Vincent': [46.6, 0.0], 'Padua': [46.9, 0.0], 'Capistrano': [47.6, 108.0], 'Margarita': [48.4, 107.0], 'Mira Loma': [48.6, 0.0], 'Rancho Vista': [51.7, 0.0], 'Etiwanda': [52.1, 0.0], 'Lee Lake (Proposed)': [54.4, 4.0], 'Talega': [54.4, 68.0], 'Mandalay': [55.3, 1052.0], 'Santa Clara': [55.4, 986.0], 'Antelope': [58.1, 0.0], 'San Onofre': [58.3, 17.0]} | 11692.5635 | 3751.1257 | 32.08% | 7941.4377 | 67.92% | [5 empty] | 0 | 0% | 0 | 0% | 195.0095 | 1.668% | 1685.0831 | 14.41% | 72.0436 | 0.6161% | 11620.5199 | 1572.3059 | 13.45% | 10120.2576 | 7429.7817 | 63.54% | 4262.7817 | 7501.8252 | 64.16% | 4190.7383 | 267.4067 | 2.287% | 11425.1568 | 467.4959 | 3.998% | 11225.0676
240 | Arkansas | Greater_Imperial (Exclude) | {'Sonora': [2.7, 194508.0], 'Bannister': [7.8, 168569.0], 'El Centro': [23.2, 195613.0], 'Highline': [27.5, 187100.0], 'North Gila - IV (Proposed)': [31.1, 165447.0], 'Imperial Valley': [32.1, 189234.0], 'Red Bluff': [39.9, 597.0], 'Julian Hinds': [40.4, 8320.0], 'Ocotillo Express': [43.0, 35772.0], 'Colorado River': [48.6, 0.0], 'Kem': [50.1, 0.0], 'East County': [51.7, 7418.0], 'Boulevard': [57.0, 539.0], 'Blythe': [59.8, 0.0]} | 322545.4375 | 216120.6719 | 67% | 106424.7656 | 33% | [5 empty] | 44345.1875 | 13.75% | 172691.7812 | 53.54% | 0 | 0% | 0 | 0% | 21744.3262 | 6.741% | 300801.1113 | 41074.0508 | 12.73% | 281471.3867 | 36846.1758 | 11.42% | 285699.2617 | 66719.7812 | 20.69% | 255825.6562 | 41207.2031 | 12.78% | 281338.2344 | 12809.9453 | 3.972% | 309735.4922
241 | California Water | Central_Valley_North_Los_Banos | {'Columbus': [2.7, 3525.0], 'Magunden': [4.4, 4303.0], 'Sycamore': [5.5, 2974.0], 'Bakersfield': [6.3, 3040.0], 'Kern Oil': [6.9, 2418.0], 'West Park': [8.5, 2566.0], 'Lamont': [8.9, 4531.0], 'Unknown - 3327': [8.9, 4531.0], 'Poso Mt.': [10.0, 783.0], 'Rosedale': [10.5, 1546.0], 'Kern Power': [11.5, 388.0], 'Stockdale': [11.9, 2325.0], 'Grimmway-Malaga': [12.3, 4025.0], '7th Standard': [13.0, 90.0], 'Tevis': [14.7, 439.0], 'Renfro': [15.0, 0.0], 'Lerdo': [15.1, 135.0], 'Rio Bravo': [20.3, 0.0], 'Tupman': [21.4, 0.0], 'Wheeler Ridge': [23.4, 3188.0], 'Shafter': [24.3, 0.0], 'Norco': [24.9, 0.0], 'Charca': [27.1, 0.0], 'Midway - Wheeler Ridge (Proposed)': [29.3, 0.0], 'Elk Hills': [30.1, 0.0], 'Vestal': [30.8, 151.0], 'Midway': [31.1, 0.0], 'Semitropic': [32.6, 0.0], 'Pastoria': [33.7, 3188.0], 'Highwind': [37.0, 3763.0], 'Smyrna': [37.3, 0.0], 'Taft': [38.3, 0.0], 'Goose Lake': [40.2, 0.0], 'Windhub': [44.1, 3739.0], 'Temblor': [44.9, 0.0], 'Olive': [44.9, 0.0], 'Bailey': [45.1, 3101.0], 'Whirlwind': [46.9, 3220.0], 'Kernridge': [47.3, 0.0], 'Springville': [47.4, 0.0], 'Alpaugh': [48.7, 0.0], 'Gates-Midway (Proposed)': [54.1, 0.0], 'Caliente': [57.4, 0.0]} | 43526.3477 | 4530.6128 | 10.41% | 38995.7349 | 89.59% | [5 empty] | 42.1037 | 0.09673% | 95.1654 | 0.2186% | 25358.5 | 58.26% | 18167.8516 | 41.74% | 15185.9805 | 34.89% | 28340.3672 | 6165.3228 | 14.16% | 37361.0249 | 15546.8721 | 35.72% | 27979.4756 | 26410.8906 | 60.68% | 17115.457 | 30065.6016 | 69.07% | 13460.7461 | 1050.538 | 2.414% | 42475.8097
242 | Grimway | Central_Valley_North_Los_Banos | {'Unknown - 3327': [3.4, 10316.0], 'Lamont': [3.4, 10430.0], 'Magunden': [8.6, 6964.0], 'Columbus': [11.3, 3019.0], 'Cal Water': [12.3, 4025.0], 'Stockdale': [12.6, 2325.0], 'Bakersfield': [12.6, 2580.0], 'Wheeler Ridge': [12.7, 6783.0], 'West Park': [13.4, 2540.0], 'Rosedale': [15.2, 1546.0], 'Tevis': [15.9, 439.0], 'Sycamore': [15.9, 2468.0], 'Kern Oil': [16.1, 1913.0], 'Kern Power': [16.2, 388.0], 'Renfro': [19.7, 0.0], '7th Standard': [20.2, 90.0], 'Pastoria': [21.6, 7078.0], 'Poso Mt.': [22.2, 277.0], 'Lerdo': [24.0, 135.0], 'Tupman': [24.3, 0.0], 'Midway - Wheeler Ridge (Proposed)': [24.6, 0.0], 'Norco': [25.5, 0.0], 'Rio Bravo': [26.3, 0.0], 'Highwind': [29.1, 11331.0], 'Elk Hills': [29.2, 0.0], 'Shafter': [31.7, 0.0], 'Bailey': [32.8, 6695.0], 'Midway': [35.1, 0.0], 'Windhub': [35.9, 11306.0], 'Taft': [36.0, 0.0], 'Whirlwind': [36.0, 9605.0], 'Charca': [36.1, 0.0], 'Semitropic': [40.6, 0.0], 'Vestal': [42.9, 129.0], 'Smyrna': [46.6, 0.0], 'Goose Lake': [47.3, 0.0], 'Temblor': [48.1, 0.0], 'Antelope': [50.0, 209.0], 'Kernridge': [51.4, 0.0], 'Olive': [55.7, 0.0], 'Pardee': [57.9, 0.0], 'Saugus': [59.2, 0.0], 'Springville': [59.6, 0.0], 'Alpaugh': [59.7, 0.0]} | 103216.5312 | 11592.1895 | 11.23% | 91624.3418 | 88.77% | [5 empty] | 240.4987 | 0.233% | 113.1046 | 0.1096% | 76777.1328 | 74.38% | 19624.1211 | 19.01% | 59338.7422 | 57.49% | 43877.7891 | 26711.9668 | 25.88% | 76504.5645 | 44537.0117 | 43.15% | 58679.5195 | 74983.9531 | 72.65% | 28232.5781 | 69363.4062 | 67.2% | 33853.125 | 2460.064 | 2.383% | 100756.4673
243 | Viejo | Greater_LA | {'Santiago': [7.2, 338.0], 'Trabuco': [7.4, 336.0], 'Margarita': [8.1, 317.0], 'Capistrano': [10.7, 319.0], 'Lee Lake (Proposed)': [12.5, 212.0], 'Johanna': [12.5, 329.0], 'Serrano': [14.0, 314.0], 'Villa Park': [15.1, 314.0], 'Talega': [15.3, 278.0], 'Ellis': [17.4, 326.0], 'Lewis': [17.7, 294.0], 'Huntington Beach': [19.4, 327.0], 'San Onofre': [21.1, 227.0], 'Barre': [21.9, 283.0], 'Chino': [22.9, 34.0], 'Mira Loma': [23.9, 0.0], 'Olinda': [25.1, 226.0], 'Alamitos': [27.2, 243.0], 'Valley': [28.5, 0.0], 'Del Amo': [29.0, 228.0], 'Walnut': [29.4, 206.0], 'Rancho Vista': [29.7, 0.0], 'Etiwanda': [29.8, 0.0], 'Padua': [31.2, 0.0], 'Vista': [31.8, 0.0], 'Center': [32.2, 206.0], 'Lighthipe': [34.0, 206.0], 'Long Beach': [34.3, 224.0], 'Harborgen': [34.6, 223.0], 'Hinson': [35.0, 213.0], 'Rio Hondo': [35.9, 60.0], 'Laguna Bell': [36.0, 200.0], 'San Luis Rey': [36.1, 103.0], 'Arcogen': [36.1, 206.0], 'San Bernardino': [36.7, 0.0], 'Mesa': [37.1, 125.0], 'El Casco': [38.5, 0.0], 'Encina': [40.6, 56.0], 'Goodrich': [42.1, 35.0], 'La Fresa': [42.1, 170.0], 'Palomar Airport': [42.7, 45.0], 'Redondo': [44.7, 128.0], 'El Nido': [44.9, 114.0], 'Chevmain': [46.7, 88.0], 'El Segundo': [47.9, 74.0], 'Escondido': [48.1, 10.0], 'La Cienega': [48.2, 55.0], 'Gould': [49.4, 0.0], 'Lugo': [50.7, 0.0], 'Penasquitos': [57.1, 0.0], 'Victor': [59.6, 0.0]} | 7334.0557 | 338.7378 | 4.619% | 6995.3179 | 95.38% | [5 empty] | 0 | 0% | 0 | 0% | 54.0688 | 0.7372% | 446.0012 | 6.081% | 305.1313 | 4.16% | 7028.9243 | 1968.0613 | 26.83% | 5365.9944 | 6673.8052 | 91% | 660.2505 | 6978.9365 | 95.16% | 355.1191 | 245.1871 | 3.343% | 7088.8686 | 388.497 | 5.297% | 6945.5587
244 | Kelso | Solano | {'Delta Pumps': [1.0, 50783.0], 'Midway Green Ridge Services': [5.0, 44529.0], 'Tesla': [6.2, 44922.0], 'Brentwood': [9.3, 25924.0], 'Cayetano': [10.0, 11509.0], 'Lone Tree': [13.4, 12259.0], 'Contra Costa': [17.1, 11568.0], 'Vierra': [18.0, 51451.0], 'Stagg': [19.3, 53947.0], 'Weber': [21.5, 51310.0], 'Eight Mile': [21.9, 45459.0], 'Clayton': [22.4, 4492.0], 'Kirker': [22.6, 4884.0], 'Pittsburg': [23.0, 6551.0], 'Ripon': [25.1, 45304.0], 'Birds Landing': [25.8, 11074.0], 'Westley': [26.4, 43211.0], 'Shiloh III': [28.9, 11074.0], 'Newark': [29.3, 533.0], 'Grand Island': [30.0, 10845.0], 'Eastshore': [30.5, 1593.0], 'Los Esteros': [31.3, 209.0], 'Martinez': [31.8, 4223.0], 'Lockeford': [32.7, 39223.0], 'Scott': [34.8, 60.0], 'Bellota': [35.5, 42045.0], 'Riverbank': [38.1, 42722.0], 'Fink (Proposed)': [38.9, 23074.0], 'Crow Creek': [38.9, 23864.0], 'Peabody': [39.2, 4020.0], 'Metcalf 1': [40.3, 6.0], 'Rancho Seco - Bellota (Proposed)': [40.4, 36041.0], 'Metcalf Energy Center': [40.6, 6.0], 'Carquinez': [40.6, 3938.0], 'Hicks': [42.2, 6.0], 'Camanche': [42.7, 28329.0], 'Warnerville': [43.9, 41420.0], 'Martin': [44.6, 27.0], 'Vaca-Dixon & Gc Yard': [45.1, 2663.0], 'Miller': [46.1, 10338.0], 'Tulucay': [47.7, 2362.0], 'Davis': [52.1, 2557.0], 'Putah Creek': [54.4, 2143.0], 'Llagas': [54.6, 0.0], 'Ignacio': [54.6, 28.0], 'Quinto': [55.2, 0.0], 'New Melones': [59.5, 825.0]} | 446245.4688 | 54290.2227 | 12.17% | 391955.2461 | 87.83% | [5 empty] | 45643.4258 | 10.23% | 193284.3281 | 43.31% | 55445.6562 | 12.42% | 12026.3711 | 2.695% | 201562.6094 | 45.17% | 244682.8594 | 138601.3125 | 31.06% | 307644.1562 | 146846.6562 | 32.91% | 299398.8125 | 252700.125 | 56.63% | 193545.3438 | 110259.1328 | 24.71% | 335986.3359 | 33964.5742 | 7.611% | 412280.8945
245 | BlytheSC 161 kV | Riverside (Exclude) | {'Colorado River': [12.6, 23198.0], 'Red Bluff': [41.6, 163.0], 'Kem': [54.1, 0.0], 'Sonora': [57.5, 0.0], 'North Gila': [59.5, 0.0], 'Julian Hinds': [59.6, 0.0], 'Arkansas': [59.8, 0.0]} | 173308.875 | 23197.8262 | 13.39% | 150111.0488 | 86.61% | [5 empty] | 1352.5251 | 0.7804% | 2323.8215 | 1.341% | 0 | 0% | 0 | 0% | 77929.2344 | 44.97% | 95379.6406 | 73017.9766 | 42.13% | 100290.8984 | 63433.0977 | 36.6% | 109875.7773 | 101366.4141 | 58.49% | 71942.4609 | 111406.5 | 64.28% | 61902.375 | 6790.4941 | 3.918% | 166518.3809
246 | Windhub | Tehachapi | {'Highwind': [7.1, 94241.0], 'Whirlwind': [15.0, 94294.0], 'Antelope': [24.0, 80444.0], 'Pastoria': [32.6, 43368.0], 'Bailey': [33.2, 62066.0], 'Grimmway-Malaga': [35.9, 11306.0], 'Lamont': [37.5, 10144.0], 'Unknown - 3327': [37.6, 10031.0], 'Vincent': [39.0, 49689.0], 'Wheeler Ridge': [39.6, 14695.0], 'Kramer': [42.0, 41169.0], 'Randsburg': [42.4, 40100.0], 'Magunden': [42.7, 6678.0], 'Cal Water': [44.1, 3739.0], 'Pardee': [44.5, 42088.0], 'Columbus': [44.9, 2733.0], 'Saugus': [45.5, 39795.0], 'Bakersfield': [47.6, 2303.0], 'Stockdale': [48.6, 2300.0], 'West Park': [48.9, 2297.0], 'Sycamore': [49.4, 2191.0], 'Kern Oil': [50.3, 1635.0], 'Inyokern': [50.7, 305.0], 'Rosedale': [50.9, 1405.0], 'Tevis': [51.8, 439.0], 'Sylmar-Pac Intertie': [51.8, 12275.0], 'Kern Power': [51.9, 319.0], 'Poso Mt.': [52.6, 0.0], 'Renfro': [55.6, 0.0], '7th Standard': [55.6, 0.0], 'Midway - Wheeler Ridge (Proposed)': [56.3, 0.0], 'Gould': [56.3, 5534.0], 'Roadway': [58.6, 102.0], 'Lerdo': [58.8, 0.0]} | 459435.3438 | 136072.2969 | 29.62% | 323363.0469 | 70.38% | [5 empty] | 4243.8452 | 0.9237% | 5601.7559 | 1.219% | 154686.9531 | 33.67% | 46063.1445 | 10.03% | 128660.3359 | 28% | 330775.0078 | 144550.4062 | 31.46% | 314884.9375 | 106139.8203 | 23.1% | 353295.5234 | 266663.25 | 58.04% | 192772.0938 | 163873.1875 | 35.67% | 295562.1562 | 7652.8408 | 1.666% | 451782.5029
247 | Camanche | Solano | {'Rancho Seco - Bellota (Proposed)': [5.8, 56947.0], 'Lockeford': [9.9, 56947.0], 'Bellota': [13.7, 54764.0], 'Eight Mile': [22.0, 47954.0], 'Stagg': [23.3, 56428.0], 'Weber': [23.4, 54513.0], 'Grand Island': [30.8, 18944.0], 'Gold Hill': [31.3, 3486.0], 'Riverbank': [31.3, 38003.0], 'Vierra': [31.8, 50810.0], 'Ripon': [32.3, 41179.0], 'New Melones': [32.6, 17351.0], 'Warnerville': [34.8, 38003.0], 'Peoria': [35.8, 14981.0], 'Chinese Station': [37.8, 14659.0], 'Placerville': [38.0, 0.0], 'Brentwood': [40.9, 21231.0], 'Curtis': [41.8, 1034.0], 'Kelso': [42.7, 28329.0], 'Delta Pumps': [43.2, 25648.0], 'Contra Costa': [43.8, 14179.0], 'Lone Tree': [44.1, 12313.0], 'Birds Landing': [44.2, 16737.0], 'Pleasant Grove': [44.7, 7.0], 'Davis': [44.8, 6025.0], 'Shiloh III': [44.8, 17047.0], 'Westley': [44.9, 36547.0], 'Midway Green Ridge Services': [45.5, 20740.0], 'Tesla': [45.5, 22528.0], 'Pittsburg': [49.0, 2581.0], 'Kirker': [49.8, 574.0], 'Vaca-Dixon & Gc Yard': [50.3, 1642.0], 'Woodland': [51.2, 1079.0], 'Peabody': [51.6, 0.0], 'Cayetano': [52.3, 0.0], 'Donnells-Curtis': [53.9, 0.0], 'Clayton': [54.7, 0.0], 'Rio Oso': [55.3, 0.0], 'Putah Creek': [56.8, 0.0], 'Higgins': [57.5, 0.0], 'Crow Creek': [58.3, 2750.0], 'Fink (Proposed)': [58.6, 1836.0]} | 242334.7344 | 56947.4258 | 23.5% | 185387.3086 | 76.5% | [5 empty] | 77761.3359 | 32.09% | 93654.4453 | 38.65% | 13682.3447 | 5.646% | 0 | 0% | 91549.5703 | 37.78% | 150785.1641 | 36210.293 | 14.94% | 206124.4414 | 59915.4648 | 24.72% | 182419.2695 | 124438.8672 | 51.35% | 117895.8672 | 37351.082 | 15.41% | 204983.6523 | 15743.3633 | 6.497% | 226591.3711
248 | Whirlwind | Tehachapi | {'Antelope': [14.1, 96314.0], 'Windhub': [15.0, 94294.0], 'Highwind': [16.9, 73830.0], 'Bailey': [20.1, 65872.0], 'Pastoria': [23.7, 43869.0], 'Pardee': [30.2, 56300.0], 'Saugus': [31.2, 54007.0], 'Vincent': [31.4, 65333.0], 'Wheeler Ridge': [34.5, 14703.0], 'Grimmway-Malaga': [36.0, 9605.0], 'Sylmar-Pac Intertie': [38.4, 26478.0], 'Lamont': [38.6, 8442.0], 'Unknown - 3327': [38.7, 8329.0], 'Magunden': [44.2, 6386.0], 'Gould': [46.2, 18889.0], 'Columbus': [46.9, 2733.0], 'Cal Water': [46.9, 3220.0], 'Stockdale': [47.7, 2300.0], 'Moorpark': [48.0, 1829.0], 'Bakersfield': [48.6, 2303.0], 'West Park': [49.3, 2297.0], 'Tevis': [50.5, 439.0], 'Midway - Wheeler Ridge (Proposed)': [50.6, 0.0], 'Rosedale': [51.0, 1405.0], 'Kramer': [51.4, 3862.0], 'Sycamore': [51.6, 2191.0], 'Kern Power': [51.9, 319.0], 'Kern Oil': [52.0, 1635.0], 'Goodrich': [52.7, 7537.0], 'Renfro': [55.1, 0.0], '7th Standard': [56.2, 0.0], 'Poso Mt.': [56.6, 0.0], 'Randsburg': [56.6, 417.0], 'Santa Clara': [57.5, 0.0], 'Norco': [57.6, 0.0], 'Rio Hondo': [58.1, 3357.0], 'Tupman': [58.3, 0.0], 'Elk Hills': [59.0, 0.0], 'La Cienega': [59.3, 0.0], 'Mesa': [59.6, 1.0], 'Lerdo': [60.0, 0.0]} | 418719.3438 | 110472.1797 | 26.38% | 308247.1641 | 73.62% | [5 empty] | 4172.7373 | 0.9965% | 6896.7915 | 1.647% | 172244.6094 | 41.14% | 89922.2656 | 21.48% | 159124.0156 | 38% | 259595.3281 | 120991.4609 | 28.9% | 297727.8828 | 100470.6172 | 23.99% | 318248.7266 | 258964.2031 | 61.85% | 159755.1406 | 152626.2969 | 36.45% | 266093.0469 | 11122.0938 | 2.656% | 407597.25
249 | El Casco | Riverside (Exclude) | {'San Bernardino': [12.1, 6001.0], 'Vista': [14.8, 3265.0], 'Valley': [16.3, 4913.0], 'Lee Lake (Proposed)': [26.1, 0.0], 'Etiwanda': [27.2, 651.0], 'Rancho Vista': [27.6, 593.0], 'Mira Loma': [28.1, 0.0], 'Devers': [28.8, 4913.0], 'Lugo': [32.2, 1118.0], 'Padua': [34.0, 54.0], 'Chino': [34.6, 0.0], 'Viejo': [38.5, 0.0], 'Lugo - Pisgah (Proposed)': [39.0, 1122.0], 'Calcite': [39.3, 1118.0], 'Victor': [41.2, 1118.0], 'Mirage': [41.9, 4733.0], 'Serrano': [42.0, 0.0], 'Margarita': [42.8, 0.0], 'Trabuco': [44.2, 0.0], 'Villa Park': [44.8, 0.0], 'Santiago': [44.9, 0.0], 'Talega': [45.4, 0.0], 'Capistrano': [46.1, 0.0], 'Roadway': [46.2, 494.0], 'Johanna': [47.9, 0.0], 'Lewis': [48.5, 0.0], 'Olinda': [48.6, 0.0], 'San Onofre': [49.5, 0.0], 'Walnut': [50.2, 0.0], 'Rio Hondo': [52.7, 0.0], 'Barre': [53.1, 0.0], 'Ellis': [53.5, 0.0], 'San Luis Rey': [54.1, 0.0], 'Huntington Beach': [56.3, 0.0], 'Escondido': [58.0, 0.0], 'Center': [59.1, 0.0], 'Encina': [59.1, 0.0], 'Del Amo': [59.2, 0.0], 'Goodrich': [59.4, 0.0], 'Palomar Airport': [59.4, 0.0], 'Mesa': [59.5, 0.0]} | 96123.6641 | 6031.0015 | 6.274% | 90092.6626 | 93.73% | [5 empty] | 16.682 | 0.01735% | 11.9615 | 0.01244% | 46083.9727 | 47.94% | 45927.5938 | 47.78% | 40004.2344 | 41.62% | 56119.4297 | 37873.1094 | 39.4% | 58250.5547 | 67215.6016 | 69.93% | 28908.0625 | 80910.9531 | 84.17% | 15212.7109 | 58858.1758 | 61.23% | 37265.4883 | 3249.6567 | 3.381% | 92874.0073
250 | Suncrest | Greater_SD | {'Suncrest - Ocotillo (Proposed)': [13.8, 15237.0], 'Miguel': [19.7, 1929.0], 'Otay Mesa': [21.0, 2990.0], 'Sycamore Canyon': [21.6, 438.0], 'Boulevard': [26.0, 15186.0], 'Kearny': [26.2, 387.0], 'Mission': [26.5, 387.0], 'Bay Boulevard': [27.7, 464.0], 'Silvergate': [28.0, 387.0], 'Old Town': [29.8, 387.0], 'Penasquitos': [32.1, 344.0], 'Escondido': [33.3, 238.0], 'East County': [34.9, 15171.0], 'Ocotillo Express': [37.6, 14735.0], 'Palomar Airport': [41.3, 187.0], 'Encina': [44.2, 0.0], 'San Luis Rey': [46.9, 0.0], 'Imperial Valley': [56.7, 27.0]} | 133875.4062 | 15624.1865 | 11.67% | 118251.2197 | 88.33% | [5 empty] | 288.4213 | 0.2154% | 233.6861 | 0.1746% | 57903.375 | 43.25% | 72252.3125 | 53.97% | 41343.4727 | 30.88% | 92531.9336 | 35176.4219 | 26.28% | 98698.9844 | 65623.125 | 49.02% | 68252.2812 | 91481.8125 | 68.33% | 42393.5938 | 76705.9375 | 57.3% | 57169.4688 | 8032.4653 | 6% | 125842.9409
251 | Colorado River | Riverside (Exclude) | {'Blythe': [12.6, 23198.0], 'Red Bluff': [29.8, 7600.0], 'Kem': [43.4, 7437.0], 'Sonora': [46.2, 0.0], 'Julian Hinds': [47.5, 7399.0], 'Arkansas': [48.6, 0.0], 'Bannister': [50.8, 0.0]} | 196063.6875 | 30635.291 | 15.63% | 165428.3965 | 84.37% | [5 empty] | 1697.7124 | 0.8659% | 2323.8215 | 1.185% | 0 | 0% | 0 | 0% | 89666.6016 | 45.73% | 106397.0859 | 68798.8281 | 35.09% | 127264.8594 | 59707.7148 | 30.45% | 136355.9727 | 112061.7422 | 57.16% | 84001.9453 | 117144.9844 | 59.75% | 78918.7031 | 4109.2563 | 2.096% | 191954.4312
252 | Redbluff | Riverside (Exclude) | {'Kem': [15.1, 21128.0], 'Julian Hinds': [18.1, 21686.0], 'Colorado River': [29.8, 7600.0], 'Bannister': [37.1, 597.0], 'Sonora': [37.2, 597.0], 'Arkansas': [39.9, 597.0], 'Blythe': [41.6, 163.0]} | 109790.9609 | 21887.0254 | 19.94% | 87903.9355 | 80.06% | [5 empty] | 488.6097 | 0.445% | 0 | 0% | 0 | 0% | 0 | 0% | 56255.8828 | 51.24% | 53535.0781 | 35735.2695 | 32.55% | 74055.6914 | 29103.1523 | 26.51% | 80687.8086 | 68883.4062 | 62.74% | 40907.5547 | 56401.3516 | 51.37% | 53389.6094 | 761.5291 | 0.6936% | 109029.4319
253 | Ocotillo | Greater_Imperial | {'East County': [9.2, 29862.0], 'Boulevard': [14.6, 21798.0], 'Imperial Valley': [19.2, 41777.0], 'Suncrest - Ocotillo (Proposed)': [23.8, 22795.0], 'El Centro': [29.8, 41224.0], 'Suncrest': [37.6, 14735.0], 'Bannister': [41.9, 38593.0], 'Arkansas': [43.0, 35772.0], 'Highline': [44.9, 30118.0], 'Sonora': [45.4, 31769.0], 'North Gila - IV (Proposed)': [48.4, 14671.0], 'Otay Mesa': [52.0, 2151.0], 'Miguel': [55.0, 1039.0], 'Sycamore Canyon': [58.8, 0.0]} | 205055.9219 | 67078.7969 | 32.71% | 137977.125 | 67.29% | [5 empty] | 6850.4517 | 3.341% | 30624.0039 | 14.93% | 38391.3242 | 18.72% | 50588.3828 | 24.67% | 15153.915 | 7.39% | 189902.0068 | 32393.9941 | 15.8% | 172661.9277 | 46005.4219 | 22.44% | 159050.5 | 70060.5312 | 34.17% | 134995.3906 | 93943.2344 | 45.81% | 111112.6875 | 6881.3521 | 3.356% | 198174.5698
254 | Ivanpah | Southern_NV_Eldorado | {'Primm': [9.5, 1979.0], 'Eldorado': [31.2, 17.0], 'Sandy Valley': [33.3, 1962.0], 'Sloan Canyon': [33.8, 1.0], 'Crazy Eyes': [41.5, 1962.0], 'Mead': [44.4, 0.0], 'Gamebird': [49.0, 1558.0], 'Pahrump': [53.1, 869.0], 'Mohave': [56.4, 0.0], 'Desert View': [58.0, 0.0]} | 33968.332 | 1987.3905 | 5.851% | 31980.9415 | 94.15% | [5 empty] | 0.31003 | 0.0009127% | 0 | 0% | 0 | 0% | 0 | 0% | 5718.0244 | 16.83% | 28250.3076 | 9228.6123 | 27.17% | 24739.7197 | 2852.6541 | 8.398% | 31115.678 | 11962.0986 | 35.22% | 22006.2334 | 28434.5703 | 83.71% | 5533.7617 | 62.1589 | 0.183% | 33906.1731
255 | Alamitos | Greater_LA | {'Del Amo': [5.7, 2501.0], 'Long Beach': [7.3, 2497.0], 'Barre': [7.4, 2488.0], 'Harborgen': [7.5, 2496.0], 'Hinson': [8.0, 2486.0], 'Arcogen': [9.1, 2479.0], 'Lighthipe': [9.1, 2479.0], 'Ellis': [10.5, 2458.0], 'Huntington Beach': [10.8, 2462.0], 'Center': [11.3, 2479.0], 'Lewis': [11.9, 2432.0], 'Johanna': [14.6, 2335.0], 'Laguna Bell': [14.8, 2473.0], 'La Fresa': [15.3, 2443.0], 'Villa Park': [15.6, 2330.0], 'Olinda': [16.1, 2400.0], 'Redondo': [17.6, 2401.0], 'El Nido': [18.2, 2387.0], 'Serrano': [18.3, 2324.0], 'Walnut': [18.8, 2389.0], 'Mesa': [18.8, 2397.0], 'Chevmain': [19.9, 2361.0], 'Santiago': [20.3, 2324.0], 'El Segundo': [21.1, 2347.0], 'La Cienega': [22.9, 2328.0], 'Rio Hondo': [24.4, 2096.0], 'Goodrich': [26.6, 2105.0], 'Viejo': [27.2, 243.0], 'Trabuco': [28.2, 239.0], 'Chino': [29.0, 34.0], 'Capistrano': [30.4, 223.0], 'Margarita': [30.9, 221.0], 'Gould': [31.9, 104.0], 'Mira Loma': [35.0, 0.0], 'Padua': [36.0, 0.0], 'Talega': [37.2, 182.0], 'Lee Lake (Proposed)': [37.4, 118.0], 'Rancho Vista': [39.4, 0.0], 'Etiwanda': [39.7, 0.0], 'San Onofre': [41.6, 131.0], 'Sylmar-Pac Intertie': [43.8, 59.0], 'Vista': [48.7, 0.0], 'Vincent': [49.7, 0.0], 'Saugus': [52.9, 10.0], 'San Bernardino': [54.0, 0.0], 'Pardee': [54.1, 3.0], 'Valley': [54.3, 0.0], 'Moorpark': [58.3, 3.0], 'San Luis Rey': [58.3, 7.0], 'Lugo': [58.9, 0.0]} | 11815.5127 | 2515.4805 | 21.29% | 9300.0322 | 78.71% | [5 empty] | 0 | 0% | 0 | 0% | 151.3476 | 1.281% | 446.7376 | 3.781% | 315.8842 | 2.673% | 11499.6284 | 1919.3773 | 16.24% | 9896.1354 | 8918.7305 | 75.48% | 2896.7822 | 9234.6152 | 78.16% | 2580.8975 | 234.9507 | 1.988% | 11580.562 | 377.8206 | 3.198% | 11437.6921
256 | Shilo III | Solano | {'Birds Landing': [3.2, 80550.0], 'Pittsburg': [9.6, 44413.0], 'Peabody': [10.5, 71383.0], 'Kirker': [10.8, 36141.0], 'Contra Costa': [12.2, 44140.0], 'Grand Island': [14.6, 73683.0], 'Lone Tree': [16.1, 31319.0], 'Vaca-Dixon & Gc Yard': [16.5, 68846.0], 'Clayton': [16.9, 22511.0], 'Martinez': [18.1, 25827.0], 'Brentwood': [19.6, 26296.0], 'Carquinez': [22.5, 27470.0], 'Tulucay': [23.5, 57534.0], 'Putah Creek': [25.7, 61411.0], 'Eight Mile': [26.7, 24297.0], 'Davis': [26.7, 67324.0], 'Delta Pumps': [28.3, 11211.0], 'Kelso': [28.9, 11074.0], 'Stagg': [29.8, 23321.0], 'Cayetano': [30.1, 3522.0], 'Midway Green Ridge Services': [33.7, 2051.0], 'Tesla': [35.1, 1706.0], 'Madison': [35.2, 55744.0], 'Woodland': [35.5, 51191.0], 'Weber': [37.3, 16043.0], 'Lockeford': [37.5, 17318.0], 'Ignacio': [38.3, 14226.0], 'Lakeville': [40.3, 14197.0], 'Eastshore': [40.4, 7103.0], 'Vierra': [40.4, 12480.0], 'Martin': [44.5, 7580.0], 'Camanche': [44.8, 17047.0], 'Rancho Seco - Bellota (Proposed)': [46.3, 17047.0], 'Penngrove': [46.4, 2374.0], 'Bellota': [46.6, 15011.0], 'Newark': [46.8, 524.0], 'Ripon': [47.7, 2093.0], 'Bellevue': [49.2, 678.0], 'Gold Hill': [51.2, 3304.0], 'Los Esteros': [51.5, 203.0], 'Westley': [53.7, 0.0], 'Pleasant Grove': [53.7, 3.0], 'Fulton': [54.5, 277.0], 'Scott': [55.0, 54.0], 'Rio Oso': [56.7, 91.0], 'Riverbank': [58.2, 0.0]} | 505427.5625 | 88632.8438 | 17.54% | 416794.7188 | 82.46% | [5 empty] | 78341.9219 | 15.5% | 217293.6562 | 42.99% | 83261.5859 | 16.47% | 7297.1265 | 1.444% | 131082.5938 | 25.93% | 374344.9688 | 127929.1328 | 25.31% | 377498.4297 | 145561.5625 | 28.8% | 359866 | 237882.9219 | 47.07% | 267544.6406 | 58082.4805 | 11.49% | 447345.082 | 64998.7305 | 12.86% | 440428.832
257 | ECO | Greater_Imperial | {'Boulevard': [9.0, 22114.0], 'Ocotillo Express': [9.2, 29862.0], 'Suncrest - Ocotillo (Proposed)': [22.1, 19613.0], 'Imperial Valley': [24.6, 13446.0], 'Suncrest': [34.9, 15171.0], 'El Centro': [36.3, 12893.0], 'Otay Mesa': [46.1, 2587.0], 'Miguel': [50.3, 1475.0], 'Highline': [50.6, 8653.0], 'Bannister': [51.1, 6208.0], 'Arkansas': [51.7, 7418.0], 'North Gila - IV (Proposed)': [53.7, 434.0], 'Sonora': [54.2, 4203.0], 'Sycamore Canyon': [56.5, 0.0], 'Bay Boulevard': [56.7, 62.0], 'Silvergate': [59.7, 0.0]} | 142506.5781 | 30298.2969 | 21.26% | 112208.2812 | 78.74% | [5 empty] | 1550.7393 | 1.088% | 6222.6157 | 4.367% | 38289.707 | 26.87% | 51856.5469 | 36.39% | 12333.6357 | 8.655% | 130172.9424 | 25590.0293 | 17.96% | 116916.5488 | 42174.7773 | 29.59% | 100331.8008 | 60212.2891 | 42.25% | 82294.2891 | 80463.0234 | 56.46% | 62043.5547 | 4065.1738 | 2.853% | 138441.4043
258 | IID System | Greater_Imperial (Exclude) | {'Sonora': 7.6, 'Arkansas': 7.8, 'El Centro': 27.8, 'Imperial Valley': 34.5, 'High Line': 34.6, 'Redbluff': 37.1, 'North Gila - IV (Proposed)': 38.5, 'Ocotillo': 41.9, 'Kern': 45.5, 'Colorado River': 50.8, 'ECO': 51.1, 'Suncrest - Ocotillo (Proposed)': 58.1} | 283205.0625 | 175955.7812 | 62.13% | 107249.2812 | 37.87% | [5 empty] | 37536.6719 | 13.25% | 133938.0312 | 47.29% | 0 | 0% | 0 | 0% | 17728.1191 | 6.26% | 265476.9434 | 37958.6758 | 13.4% | 245246.3867 | 33231.3867 | 11.73% | 249973.6758 | 59525.8555 | 21.02% | 223679.207 | 48378.2969 | 17.08% | 234826.7656 | 12049.8467 | 4.255% | 271155.2158
259 | Sonora | Greater_Imperial (Exclude) | {'Arkansas': [2.7, 194508.0], 'Bannister': [7.6, 166422.0], 'El Centro': [25.8, 174296.0], 'Highline': [29.4, 166871.0], 'North Gila - IV (Proposed)': [32.9, 147638.0], 'Imperial Valley': [34.8, 167917.0], 'Red Bluff': [37.2, 597.0], 'Julian Hinds': [38.2, 8320.0], 'Ocotillo Express': [45.4, 31769.0], 'Colorado River': [46.2, 0.0], 'Kem': [47.6, 0.0], 'East County': [54.2, 4203.0], 'Blythe': [57.5, 0.0], 'Boulevard': [59.4, 0.0]} | 291040.625 | 194800.5 | 66.93% | 96240.125 | 33.07% | [5 empty] | 40768.3281 | 14.01% | 154878.1094 | 53.22% | 0 | 0% | 0 | 0% | 22231.5664 | 7.639% | 268809.0586 | 38210.6875 | 13.13% | 252829.9375 | 32776.1328 | 11.26% | 258264.4922 | 63136.9805 | 21.69% | 227903.6445 | 35397.9883 | 12.16% | 255642.6367 | 11738.459 | 4.033% | 279302.166
260 | Caliente | Kern_Greater_Carrizo | {'Carrizo Plains': [6.9, 22653.0], 'Solar': [8.1, 22653.0], 'Kernridge': [10.9, 15677.0], 'Temblor': [12.5, 12686.0], 'Goose Lake': [24.4, 9518.0], 'Midway': [26.3, 7323.0], 'Arco': [27.4, 14238.0], 'Gates-Midway (Proposed)': [28.9, 13301.0], 'Taft': [29.8, 5899.0], 'Semitropic': [31.0, 3141.0], 'Cholame': [31.7, 11906.0], 'Elk Hills': [32.3, 2234.0], 'Norco': [34.9, 1.0], 'Shafter': [35.0, 0.0], 'Smyrna': [35.0, 0.0], 'Tupman': [36.5, 1.0], 'Charca': [36.9, 0.0], 'Rio Bravo': [37.3, 0.0], 'Mesa': [39.6, 6224.0], 'Midway - Wheeler Ridge (Proposed)': [40.7, 0.0], 'Cal Flats': [40.9, 6967.0], 'San Luis Obispo': [41.3, 6113.0], 'Sisquoc': [41.7, 3771.0], 'Oceano': [42.1, 7687.0], 'Renfro': [42.5, 0.0], 'Avenal': [42.9, 4012.0], 'Lerdo': [43.9, 0.0], '7th Standard': [44.5, 0.0], 'Olive': [44.6, 0.0], 'Tevis': [44.7, 0.0], 'Templeton': [44.7, 8121.0], 'Kern Power': [46.2, 0.0], 'Rosedale': [47.3, 0.0], 'Alpaugh': [47.9, 0.0], 'Stockdale': [48.1, 0.0], 'West Park': [49.5, 0.0], 'Kern Oil': [50.7, 0.0], 'Bakersfield': [51.5, 0.0], 'Sycamore': [52.5, 0.0], 'Morro Bay': [53.0, 4101.0], 'Diablo Canyon': [53.7, 2319.0], 'Gates': [53.8, 398.0], 'Corcoran': [54.3, 0.0], 'Columbus': [55.1, 0.0], 'Poso Mt.': [55.5, 0.0], 'Waukena': [55.8, 0.0], 'Magunden': [56.2, 0.0], 'Vestal': [56.6, 0.0], 'Wheeler Ridge': [56.8, 0.0], 'Cal Water': [57.4, 0.0], 'Cabrillo': [58.7, 0.0], 'Mustang': [58.9, 0.0], 'Henrietta': [59.6, 0.0], 'Leprino': [59.6, 0.0], 'Unknown - 3327': [59.7, 0.0], 'Lamont': [59.8, 0.0]} | 180166.625 | 22653.0039 | 12.57% | 157513.6211 | 87.43% | [5 empty] | 4778.6094 | 2.652% | 27.2431 | 0.01512% | 45801.2461 | 25.42% | 23712.6211 | 13.16% | 74372.3906 | 41.28% | 105794.2344 | 12937.9688 | 7.181% | 167228.6562 | 32964.832 | 18.3% | 147201.793 | 95998.3203 | 53.28% | 84168.3047 | 120335.9688 | 66.79% | 59830.6562 | 4619.3267 | 2.564% | 175547.2983
261 | Regulus | Central_Valley_North_Los_Banos | {'Lamont': [0.1, 10822.0], 'Grimmway-Malaga': [3.4, 10316.0], 'Magunden': [5.5, 7469.0], 'Columbus': [8.2, 3525.0], 'Cal Water': [8.9, 4531.0], 'Bakersfield': [10.1, 3040.0], 'West Park': [11.3, 2566.0], 'Stockdale': [11.6, 2325.0], 'Sycamore': [12.9, 2974.0], 'Rosedale': [13.3, 1546.0], 'Kern Oil': [13.3, 2418.0], 'Kern Power': [14.4, 388.0], 'Tevis': [15.1, 439.0], 'Wheeler Ridge': [15.7, 6652.0], '7th Standard': [18.0, 90.0], 'Renfro': [18.1, 0.0], 'Poso Mt.': [18.9, 783.0], 'Lerdo': [21.5, 135.0], 'Tupman': [23.3, 0.0], 'Rio Bravo': [24.6, 0.0], 'Pastoria': [25.0, 6948.0], 'Norco': [25.2, 0.0], 'Midway - Wheeler Ridge (Proposed)': [25.9, 0.0], 'Elk Hills': [29.4, 0.0], 'Shafter': [29.7, 0.0], 'Highwind': [30.6, 10055.0], 'Charca': [33.8, 0.0], 'Midway': [34.1, 0.0], 'Bailey': [36.3, 6565.0], 'Taft': [36.7, 0.0], 'Windhub': [37.6, 10031.0], 'Semitropic': [38.6, 0.0], 'Whirlwind': [38.7, 8329.0], 'Vestal': [39.6, 151.0], 'Smyrna': [44.2, 0.0], 'Goose Lake': [45.5, 0.0], 'Temblor': [47.4, 0.0], 'Kernridge': [50.5, 0.0], 'Olive': [52.8, 0.0], 'Antelope': [52.8, 78.0], 'Springville': [56.1, 0.0], 'Alpaugh': [56.8, 0.0], 'Caliente': [59.7, 0.0]} | 80775.5859 | 10822.1982 | 13.4% | 69953.3877 | 86.6% | [5 empty] | 73.0517 | 0.09044% | 112.9916 | 0.1399% | 54301.7852 | 67.23% | 20134.4648 | 24.93% | 38445.8164 | 47.6% | 42329.7695 | 11452.2412 | 14.18% | 69323.3447 | 30394.2148 | 37.63% | 50381.3711 | 51654.25 | 63.95% | 29121.3359 | 57133.1797 | 70.73% | 23642.4062 | 2052.1052 | 2.541% | 78723.4807
262 | Geysers | Mendocino_Marin | {'Eagle Rock': [6.0, 12701.0], 'Cloverdale': [14.1, 15149.0], 'Fulton': [17.7, 8034.0], 'Hopland': [23.2, 9483.0], 'Bellevue': [26.0, 6740.0], 'Penngrove': [30.6, 5946.0], 'Ukiah': [35.7, 4352.0], 'Lakeville': [36.0, 5070.0], 'Cortina': [38.2, 9248.0], 'Calpella': [38.6, 4131.0], 'Mendocino': [41.7, 2150.0], 'Madison': [42.8, 1092.0], 'Tulucay': [43.8, 377.0], 'Putah Creek': [44.0, 1092.0], 'Ignacio': [48.2, 331.0], 'Delevan': [49.8, 2192.0], 'Vaca-Dixon & Gc Yard': [51.2, 146.0], 'Peabody': [53.4, 146.0], 'Carquinez': [53.4, 328.0], 'Woodland': [53.9, 945.0], 'Davis': [57.0, 0.0]} | 304847.0625 | 16639.5566 | 5.458% | 288207.5059 | 94.54% | [5 empty] | 8139.1616 | 2.67% | 5808.9722 | 1.906% | 175699.4375 | 57.64% | 116014.0859 | 38.06% | 179251.5938 | 58.8% | 125595.4688 | 94858.3594 | 31.12% | 209988.7031 | 173464.9531 | 56.9% | 131382.1094 | 257201.2031 | 84.37% | 47645.8594 | 201799.5 | 66.2% | 103047.5625 | 4575.5713 | 1.501% | 300271.4912
263 | Solar SS | Kern_Greater_Carrizo | {'Carrizo Plains': [1.1, 36162.0], 'Caliente': [8.1, 22653.0], 'Kernridge': [18.5, 15677.0], 'Temblor': [20.5, 12686.0], 'Cholame': [26.1, 25855.0], 'Arco': [28.4, 14340.0], 'Goose Lake': [31.0, 9518.0], 'Gates-Midway (Proposed)': [32.1, 13402.0], 'San Luis Obispo': [33.5, 20969.0], 'Mesa': [34.0, 7974.0], 'Midway': [34.3, 7323.0], 'Oceano': [35.2, 20506.0], 'Taft': [36.8, 5899.0], 'Cal Flats': [36.8, 19694.0], 'Templeton': [36.9, 22723.0], 'Sisquoc': [38.0, 4778.0], 'Semitropic': [38.2, 3141.0], 'Elk Hills': [40.1, 2234.0], 'Smyrna': [41.2, 0.0], 'Avenal': [41.3, 4114.0], 'Shafter': [42.8, 0.0], 'Norco': [42.9, 1.0], 'Charca': [44.2, 0.0], 'Tupman': [44.6, 1.0], 'Morro Bay': [44.9, 18760.0], 'Rio Bravo': [45.2, 0.0], 'Diablo Canyon': [45.9, 14108.0], 'Midway - Wheeler Ridge (Proposed)': [48.2, 0.0], 'Olive': [49.6, 0.0], 'Renfro': [50.5, 0.0], 'Lerdo': [51.8, 0.0], 'Alpaugh': [52.5, 0.0], '7th Standard': [52.5, 0.0], 'Gates': [52.5, 499.0], 'Tevis': [52.7, 0.0], 'Kern Power': [54.3, 0.0], 'Cabrillo': [55.3, 15.0], 'Rosedale': [55.4, 0.0], 'Stockdale': [56.2, 0.0], 'West Park': [57.5, 0.0], 'Corcoran': [57.6, 0.0], 'Kern Oil': [58.7, 0.0], 'Waukena': [58.8, 0.0], 'Mustang': [59.2, 0.0], 'Bakersfield': [59.5, 0.0], 'Henrietta': [60.0, 0.0]} | 231764.2031 | 37610.1914 | 16.23% | 194154.0117 | 83.77% | [5 empty] | 6002.498 | 2.59% | 588.5482 | 0.2539% | 65443.0039 | 28.24% | 36149.4922 | 15.6% | 92360.3906 | 39.85% | 139403.8125 | 16145.9121 | 6.967% | 215618.291 | 46869.8906 | 20.22% | 184894.3125 | 119539.9922 | 51.58% | 112224.2109 | 145697.2656 | 62.86% | 86066.9375 | 7445.4912 | 3.213% | 224318.7119
264 | Olive | Central_Valley_North_Los_Banos | {'Alpaugh': [4.6, 40045.0], 'Smyrna': [12.5, 0.0], 'Corcoran': [15.9, 40045.0], 'Waukena': [18.2, 40045.0], 'Gates-Midway (Proposed)': [19.4, 24121.0], 'Semitropic': [20.5, 0.0], 'Vestal': [20.6, 0.0], 'Charca': [21.1, 0.0], 'Goose Lake': [21.8, 0.0], 'Shafter': [27.5, 0.0], 'Arco': [27.6, 9973.0], 'GWF Hanford': [28.0, 40045.0], 'Rector': [30.2, 36815.0], 'Springville': [31.9, 0.0], 'Lerdo': [32.0, 0.0], 'Leprino': [32.1, 40045.0], 'Rio Bravo': [33.1, 0.0], 'Midway': [34.1, 0.0], 'Henrietta': [34.9, 40045.0], 'Mustang': [35.1, 40045.0], 'Kernridge': [35.5, 0.0], 'Poso Mt.': [36.0, 0.0], '7th Standard': [36.2, 0.0], 'Avenal': [38.0, 32118.0], 'Temblor': [38.3, 0.0], 'Renfro': [38.6, 0.0], 'Tupman': [38.8, 0.0], 'Kern Oil': [39.6, 0.0], 'Sycamore': [40.0, 0.0], 'Kern Power': [40.8, 0.0], 'Rosedale': [41.5, 0.0], 'Kingsburg': [41.5, 40045.0], 'Gates': [41.6, 40045.0], 'West Park': [42.7, 0.0], 'Norco': [42.9, 0.0], 'Bakersfield': [43.1, 0.0], 'Tevis': [43.7, 0.0], 'Caliente': [44.6, 0.0], 'Columbus': [44.7, 0.0], 'Cal Water': [44.9, 0.0], 'Stockdale': [45.4, 0.0], 'Elk Hills': [46.5, 0.0], 'Magunden': [47.3, 0.0], 'Carrizo Plains': [48.9, 0.0], 'Reedley': [48.9, 1705.0], 'Cal Flats': [49.2, 0.0], 'Wahtoke': [49.5, 8366.0], 'Solar': [49.6, 0.0], 'McCall': [50.4, 27078.0], 'Cholame': [52.1, 0.0], 'Schindler': [52.1, 28626.0], 'Taft': [52.6, 0.0], 'Unknown - 3327': [52.8, 0.0], 'Lamont': [52.9, 0.0], 'Midway - Wheeler Ridge (Proposed)': [54.5, 0.0], 'Grimmway-Malaga': [55.7, 0.0], 'Excelsior': [55.9, 6556.0], 'Sanger': [56.6, 56.0], 'Mc Mullin': [56.8, 11584.0], 'Malaga': [57.1, 1563.0], 'California Ave': [59.4, 0.0]} | 41394.3164 | 40045.1172 | 96.74% | 1349.1992 | 3.259% | [5 empty] | 30369.3105 | 73.37% | 3654.4465 | 8.828% | 0 | 0% | 0 | 0% | 0 | 0% | 41394.3164 | 0 | 0% | 41394.3164 | 31.4781 | 0.07604% | 41362.8383 | 31.4781 | 0.07604% | 41362.8383 | 0 | 0% | 41394.3164 | 1317.7198 | 3.183% | 40076.5966
265 | 7th Standard | Central_Valley_North_Los_Banos | {'Renfro': [4.0, 0.0], 'Lerdo': [4.3, 90.0], 'Kern Power': [4.5, 69.0], 'Rosedale': [5.3, 90.0], 'Kern Oil': [6.2, 90.0], 'West Park': [6.8, 90.0], 'Rio Bravo': [7.3, 0.0], 'Bakersfield': [8.0, 90.0], 'Sycamore': [8.0, 90.0], 'Tevis': [8.3, 0.0], 'Stockdale': [9.2, 25.0], 'Tupman': [9.8, 0.0], 'Columbus': [11.2, 90.0], 'Shafter': [11.7, 0.0], 'Poso Mt.': [12.8, 90.0], 'Magunden': [13.0, 90.0], 'Cal Water': [13.0, 90.0], 'Norco': [14.6, 0.0], 'Charca': [16.0, 0.0], 'Unknown - 3327': [18.0, 90.0], 'Lamont': [18.1, 90.0], 'Midway': [18.3, 0.0], 'Elk Hills': [20.2, 0.0], 'Grimmway-Malaga': [20.2, 90.0], 'Semitropic': [20.5, 0.0], 'Midway - Wheeler Ridge (Proposed)': [23.3, 0.0], 'Wheeler Ridge': [25.8, 0.0], 'Smyrna': [26.5, 0.0], 'Goose Lake': [27.6, 0.0], 'Vestal': [27.9, 76.0], 'Taft': [28.8, 0.0], 'Temblor': [32.1, 0.0], 'Kernridge': [34.3, 0.0], 'Olive': [36.2, 0.0], 'Pastoria': [38.4, 0.0], 'Alpaugh': [40.5, 0.0], 'Gates-Midway (Proposed)': [42.3, 0.0], 'Caliente': [44.5, 0.0], 'Springville': [47.4, 0.0], 'Highwind': [48.6, 0.0], 'Arco': [49.7, 0.0], 'Bailey': [50.0, 0.0], 'Carrizo Plains': [51.4, 0.0], 'Corcoran': [52.0, 0.0], 'Solar': [52.5, 0.0], 'Waukena': [54.3, 0.0], 'Windhub': [55.6, 0.0], 'Whirlwind': [56.2, 0.0], 'Rector': [60.0, 0.0]} | 2871.8796 | 90.1183 | 3.138% | 2781.7613 | 96.86% | [5 empty] | 0 | 0% | 0 | 0% | 2338.0991 | 81.41% | 533.7859 | 18.59% | 1544.855 | 53.79% | 1327.0247 | 748.9777 | 26.08% | 2122.9019 | 1890.7504 | 65.84% | 981.1293 | 2233.6475 | 77.78% | 638.2322 | 1801.429 | 62.73% | 1070.4507 | 95.9627 | 3.341% | 2775.917
266 | Delevan | Northern_California | {'Logan Creek': [11.8, 217415.0], 'Cortina': [17.3, 135213.0], 'Glenn': [29.1, 184667.0], 'Pease': [35.3, 81100.0], 'Thermalito': [35.5, 116262.0], 'Table Mt.': [35.8, 118834.0], 'Honcut': [36.2, 84041.0], 'Wyandotte': [39.9, 86347.0], 'East Marysville': [40.5, 53161.0], 'Palermo': [40.6, 71264.0], 'Olivehurst': [43.4, 34602.0], 'Eagle Rock': [47.2, 2497.0], 'Geysers Tap 1': [49.8, 2192.0], 'Mendocino': [50.3, 1726.0], 'Calpella': [50.8, 1794.0], 'Madison': [50.8, 14376.0], 'Hopland': [51.4, 2624.0], 'Ukiah': [51.8, 1520.0], 'Rio Oso': [52.4, 12021.0], 'Woodland': [54.9, 11343.0], 'Cloverdale': [56.0, 2124.0], 'Colgate': [57.8, 41.0]} | 874140.1875 | 248473.125 | 28.42% | 625667.0625 | 71.58% | [5 empty] | 204925.8906 | 23.44% | 252872.625 | 28.93% | 171221.2656 | 19.59% | 2824.5647 | 0.3231% | 310294.125 | 35.5% | 563846.0625 | 106820.3594 | 12.22% | 767319.8281 | 249218.7812 | 28.51% | 624921.4062 | 485579.25 | 55.55% | 388560.9375 | 268183.875 | 30.68% | 605956.3125 | 37250.6289 | 4.261% | 836889.5586
267 | Mustang | Central_Valley_North_Los_Banos | {'Henrietta': [1.1, 433246.0], 'Leprino': [4.8, 408064.0], 'Gates': [13.1, 326916.0], 'GWF Hanford': [15.4, 316386.0], 'Schindler': [16.9, 423037.0], 'Waukena': [20.2, 150793.0], 'Avenal': [20.7, 159749.0], 'Excelsior': [20.9, 381700.0], 'Corcoran': [21.9, 136466.0], 'Mc Mullin': [25.2, 402073.0], 'Kingsburg': [25.8, 279155.0], 'Cantua': [27.2, 320568.0], 'Helm': [28.6, 364927.0], 'McCall': [30.4, 247406.0], 'Arco': [31.5, 30932.0], 'Alpaugh': [31.8, 52194.0], 'Gates-Midway (Proposed)': [32.6, 30035.0], 'Kearney (New)': [32.8, 301174.0], 'Malaga': [33.6, 229347.0], 'Cal Flats': [33.7, 32974.0], 'West Fresno': [34.0, 257531.0], 'California Ave': [34.7, 228058.0], 'Olive': [35.1, 40045.0], 'Tranquility': [36.6, 257008.0], 'Sanger': [37.0, 174241.0], 'Wahtoke': [37.1, 147673.0], 'Rector': [37.9, 70751.0], 'Reedley': [39.7, 102516.0], 'Gregg': [42.9, 168930.0], 'Cheney': [43.9, 146021.0], 'Smyrna': [44.0, 0.0], 'Cholame': [44.3, 1244.0], 'Mendota': [45.1, 153005.0], 'Panoche': [47.0, 103796.0], 'Goose Lake': [47.5, 0.0], 'Borden': [47.8, 121066.0], 'Newhall': [49.4, 110198.0], 'Semitropic': [51.3, 0.0], 'Vestal': [53.9, 0.0], 'Charca': [54.4, 0.0], 'Kernridge': [55.4, 0.0], 'Springville': [55.4, 0.0], 'Caliente': [58.9, 0.0], 'Carrizo Plains': [59.2, 0.0], 'Solar': [59.2, 0.0], 'Shafter': [60.0, 0.0], 'Temblor': [60.0, 0.0]} | 515382.375 | 434978.7188 | 84.4% | 80403.6562 | 15.6% | [5 empty] | 208249.7656 | 40.41% | 248887.4062 | 48.29% | 0 | 0% | 0 | 0% | 60684.9922 | 11.77% | 454697.3828 | 14780.5625 | 2.868% | 500601.8125 | 27930.4668 | 5.419% | 487451.9082 | 75063.5156 | 14.56% | 440318.8594 | 14592.6426 | 2.831% | 500789.7324 | 6469.8184 | 1.255% | 508912.5566
268 | Tranquility | Central_Valley_North_Los_Banos | {'Cheney': [7.6, 361400.0], 'Mendota': [9.5, 413842.0], 'Panoche': [10.7, 298146.0], 'Cantua': [11.6, 408322.0], 'Helm': [12.7, 498404.0], 'Excelsior': [16.3, 405530.0], 'Newhall': [19.6, 374204.0], 'Schindler': [19.7, 406981.0], 'Mc Mullin': [23.1, 456566.0], 'Oro Loma': [24.8, 168060.0], 'Kearney (New)': [30.1, 386475.0], 'Dairyland': [32.5, 217221.0], 'Gregg': [32.6, 285506.0], 'Borden': [32.7, 273869.0], 'West Fresno': [33.7, 309620.0], 'Gates': [34.7, 214459.0], 'Mustang': [36.6, 257008.0], 'California Ave': [36.7, 260461.0], 'Henrietta': [36.8, 259353.0], 'Malaga': [38.3, 243634.0], 'Leprino': [40.0, 230654.0], 'Le Grand': [41.8, 128319.0], 'McCall': [42.6, 202561.0], 'Sanger': [44.8, 170350.0], 'Avenal': [45.2, 77880.0], 'Kingsburg': [46.3, 157415.0], 'Los Banos': [46.8, 34004.0], 'Coburn': [46.9, 0.0], 'Merced': [47.5, 62111.0], 'GWF Hanford': [47.6, 138583.0], 'Wilson': [48.6, 54186.0], 'Cal Flats': [49.9, 9516.0], 'Quinto': [51.9, 5364.0], 'Wahtoke': [52.9, 65078.0], 'Waukena': [55.6, 14060.0], 'Reedley': [57.2, 18648.0], 'Corcoran': [57.7, 4060.0], 'Hollister': [58.6, 0.0]} | 789130.6875 | 521860.0625 | 66.13% | 267270.625 | 33.87% | [5 empty] | 393679.4062 | 49.89% | 310633.5 | 39.36% | 1947.9312 | 0.2468% | 0 | 0% | 211785.9688 | 26.84% | 577344.7188 | 54911.5781 | 6.958% | 734219.1094 | 94778.5547 | 12.01% | 694352.1328 | 261278.1406 | 33.11% | 527852.5469 | 24915.7598 | 3.157% | 764214.9277 | 34174.707 | 4.331% | 754955.9805
269 | Calcite | Greater_Kramer | {'Lugo - Pisgah (Proposed)': [18.2, 45066.0], 'Cool Water': [23.9, 49864.0], 'Tortilla': [24.5, 45486.0], 'Victor': [26.9, 27113.0], 'Lugo': [27.8, 28043.0], 'Roadway': [28.5, 15989.0], 'Pisgah': [35.3, 24457.0], 'San Bernardino': [35.5, 7145.0], 'El Casco': [39.3, 1118.0], 'Vista': [40.3, 1039.0], 'Devers': [44.7, 5413.0], 'Etiwanda': [45.8, 892.0], 'Rancho Vista': [46.2, 834.0], 'Kramer': [48.0, 2283.0], 'Padua': [49.7, 295.0], 'Mira Loma': [51.2, 0.0], 'Valley': [55.5, 0.0], 'Chino': [56.5, 0.0], 'Mirage': [57.7, 220.0]} | 293985.8438 | 67994.0703 | 23.13% | 225991.7734 | 76.87% | [5 empty] | 2913.4875 | 0.991% | 2802.7976 | 0.9534% | 42974.1055 | 14.62% | 16420.0664 | 5.585% | 123525.4375 | 42.02% | 170460.4062 | 86731.7578 | 29.5% | 207254.0859 | 81522.1406 | 27.73% | 212463.7031 | 181913.3594 | 61.88% | 112072.4844 | 123096.4531 | 41.87% | 170889.3906 | 6062.9258 | 2.062% | 287922.918
270 | Trout Canyon (fka Crazy Eyes) | Southern_NV_Eldorado | {'Gamebird': [9.1, 1699.0], 'Sandy Valley': [9.4, 2100.0], 'Pahrump': [13.6, 1011.0], 'Vista 2': [20.7, 141.0], 'Desert View': [28.7, 0.0], 'Innovation': [35.1, 8.0], 'Primm': [39.0, 1962.0], 'Ivanpah': [41.5, 1962.0], 'Sloan Canyon': [44.0, 0.0], 'Eldorado': [46.8, 0.0], 'Valley (VEA)': [50.8, 0.0], 'Lathrop': [52.0, 0.0], 'Harry Allen': [52.7, 0.0], 'Mead': [52.9, 0.0]} | 21388.7246 | 2103.6328 | 9.835% | 19285.0918 | 90.16% | [5 empty] | 0.31003 | 0.001449% | 0 | 0% | 0 | 0% | 0 | 0% | 3065.4377 | 14.33% | 18323.2869 | 981.038 | 4.587% | 20407.6866 | 9742.21 | 45.55% | 11646.5146 | 11343.1475 | 53.03% | 10045.5771 | 15437.6699 | 72.18% | 5951.0547 | 170.278 | 0.7961% | 21218.4466
271 | Delaney | Arizona | {'Palo Verde': [12.1, 0.0], 'Hassayampa': [14.1, 0.0], 'Hoodoo Wash': [44.8, 0.0]} | 0 | 0 | 0% | 0 | 0% | [5 empty] | 0 | 0% | 0 | 0% | 0 | 0% | 0 | 0% | 0 | 0% | 0 | 0 | 0% | 0 | 0 | 0% | 0 | 0 | 0% | 0 | 0 | 0% | 0 | 0 | 0% | 0
272 | Desert View | Southern_NV_Eldorado | {'Harry Allen': [26.7, 0.0], 'Crazy Eyes': [28.7, 0.0], 'Sandy Valley': [29.3, 0.0], 'Gamebird': [32.7, 0.0], 'Innovation': [34.4, 0.0], 'Pahrump': [35.1, 0.0], 'Vista 2': [35.3, 0.0], 'Sloan Canyon': [40.5, 0.0], 'Mead': [43.8, 0.0], 'Eldorado': [45.4, 0.0], 'Primm': [51.2, 0.0], 'Ivanpah': [58.0, 0.0], 'Lathrop': [58.2, 0.0]} | 0 | 0 | 0% | 0 | 0% | [5 empty] | 0 | 0% | 0 | 0% | 0 | 0% | 0 | 0% | 0 | 0% | 0 | 0 | 0% | 0 | 0 | 0% | 0 | 0 | 0% | 0 | 0 | 0% | 0 | 0 | 0% | 0
273 | Carpenter Canyon (fka Gamebird) | Southern_NV_Eldorado | {'Pahrump': [4.5, 1648.0], 'Crazy Eyes': [9.1, 1699.0], 'Vista 2': [12.4, 779.0], 'Sandy Valley': [18.4, 1695.0], 'Innovation': [29.2, 8.0], 'Desert View': [32.7, 0.0], 'Valley (VEA)': [41.9, 430.0], 'Lathrop': [43.7, 0.0], 'Primm': [47.4, 1558.0], 'Ivanpah': [49.0, 1558.0], 'Sloan Canyon': [53.0, 0.0], 'Eldorado': [55.9, 0.0], 'Harry Allen': [58.4, 0.0]} | 20780.7344 | 2336.7212 | 11.24% | 18444.0132 | 88.76% | [5 empty] | 0.31003 | 0.001492% | 0 | 0% | 0 | 0% | 0 | 0% | 3065.4377 | 14.75% | 17715.2966 | 800.1089 | 3.85% | 19980.6254 | 9561.2812 | 46.01% | 11219.4531 | 11162.2188 | 53.71% | 9618.5156 | 14618.6445 | 70.35% | 6162.0898 | 138.7178 | 0.6675% | 20642.0166
274 | Hassayampa | Arizona | {'Palo Verde': [2.7, 0.0], 'Delaney': [14.1, 0.0], 'Hoodoo Wash': [45.7, 0.0]} | 0 | 0 | 0% | 0 | 0% | [5 empty] | 0 | 0% | 0 | 0% | 0 | 0% | 0 | 0% | 0 | 0% | 0 | 0 | 0% | 0 | 0 | 0% | 0 | 0 | 0% | 0 | 0 | 0% | 0 | 0 | 0% | 0
275 | Hoodoo Wash | Arizona | {'Delaney': [44.8, 0.0], 'Hassayampa': [45.7, 0.0], 'Palo Verde': [47.0, 0.0], 'North Gila': [60.1, 0.0]} | 0 | 0 | 0% | 0 | 0% | [5 empty] | 0 | 0% | 0 | 0% | 0 | 0% | 0 | 0% | 0 | 0% | 0 | 0 | 0% | 0 | 0 | 0% | 0 | 0 | 0% | 0 | 0 | 0% | 0 | 0 | 0% | 0
276 | Innovation | Southern_NV_Eldorado | {'Vista 2': [18.6, 8.0], 'Lathrop': [24.0, 0.0], 'Pahrump': [26.6, 8.0], 'Gamebird': [29.2, 8.0], 'Valley (VEA)': [30.2, 0.0], 'Desert View': [34.4, 0.0], 'Crazy Eyes': [35.1, 8.0], 'Sandy Valley': [43.4, 8.0], 'Beatty': [50.6, 0.0], 'Harry Allen': [59.0, 0.0]} | 339.1579 | 8.076 | 2.381% | 331.0819 | 97.62% | [5 empty] | 0 | 0% | 0 | 0% | 0 | 0% | 0 | 0% | 0.92708 | 0.2733% | 338.2309 | 265.6228 | 78.32% | 73.5351 | 295.8794 | 87.24% | 43.2785 | 296.8065 | 87.51% | 42.3514 | 321.3632 | 94.75% | 17.7947 | 3.7439 | 1.104% | 335.414
277 | Lathrop | Southern_NV_Eldorado | {'Valley (VEA)': [11.3, 0.0], 'Innovation': [24.0, 0.0], 'Beatty': [27.5, 0.0], 'Vista 2': [31.4, 0.0], 'Pahrump': [39.4, 0.0], 'Gamebird': [43.7, 0.0], 'Crazy Eyes': [52.0, 0.0], 'Desert View': [58.2, 0.0]} | 2955.3911 | 0 | 0% | 2955.3911 | 100% | [5 empty] | 0 | 0% | 0 | 0% | 0 | 0% | 0 | 0% | 0.92708 | 0.03137% | 2954.464 | 0 | 0% | 2955.3911 | 80.0364 | 2.708% | 2875.3547 | 80.9635 | 2.74% | 2874.4276 | 2955.3911 | 100% | 0 | 13.0398 | 0.4412% | 2942.3513
278 | Mohave | Southern_NV_Eldorado | {'Eldorado': [50.5, 0.0], 'Primm': [54.5, 0.0], 'Sloan Canyon': [55.5, 0.0], 'Mead': [55.5, 0.0], 'Ivanpah': [56.4, 0.0]} | 23170.9375 | 1475.4733 | 6.368% | 21695.4642 | 93.63% | [5 empty] | 3569.1091 | 15.4% | 0 | 0% | 0 | 0% | 0 | 0% | 4061.8623 | 17.53% | 19109.0752 | 12844.3867 | 55.43% | 10326.5508 | 5344.7783 | 23.07% | 17826.1592 | 16149.7715 | 69.7% | 7021.166 | 12482.2871 | 53.87% | 10688.6504 | 1472.4039 | 6.355% | 21698.5336
279 | Pahrump | Southern_NV_Eldorado | {'Gamebird': [4.5, 1648.0], 'Vista 2': [8.6, 779.0], 'Crazy Eyes': [13.6, 1011.0], 'Sandy Valley': [22.9, 1007.0], 'Innovation': [26.6, 8.0], 'Desert View': [35.1, 0.0], 'Valley (VEA)': [37.4, 430.0], 'Lathrop': [39.4, 0.0], 'Primm': [51.7, 869.0], 'Ivanpah': [53.1, 869.0], 'Sloan Canyon': [57.5, 0.0]} | 20009.9453 | 1675.4001 | 8.373% | 18334.5452 | 91.63% | [5 empty] | 0 | 0% | 0 | 0% | 0 | 0% | 0 | 0% | 3065.4377 | 15.32% | 16944.5076 | 800.1089 | 3.999% | 19209.8364 | 9561.2812 | 47.78% | 10448.6641 | 11162.2188 | 55.78% | 8847.7266 | 14519.4746 | 72.56% | 5490.4707 | 128.4216 | 0.6418% | 19881.5237
280 | Palo Verde | Arizona | {'Hassayampa': [2.7, 0.0], 'Delaney': [12.1, 0.0], 'Hoodoo Wash': [47.0, 0.0]} | 0 | 0 | 0% | 0 | 0% | [5 empty] | 0 | 0% | 0 | 0% | 0 | 0% | 0 | 0% | 0 | 0% | 0 | 0 | 0% | 0 | 0 | 0% | 0 | 0 | 0% | 0 | 0 | 0% | 0 | 0 | 0% | 0
281 | Primm | Southern_NV_Eldorado | {'Ivanpah': [9.5, 1979.0], 'Eldorado': [22.0, 17.0], 'Sloan Canyon': [24.3, 1.0], 'Sandy Valley': [29.9, 1962.0], 'Mead': [35.0, 0.0], 'Crazy Eyes': [39.0, 1962.0], 'Gamebird': [47.4, 1558.0], 'Desert View': [51.2, 0.0], 'Pahrump': [51.7, 869.0], 'Mohave': [54.5, 0.0], 'Vista 2': [59.6, 0.0], 'Harry Allen': [59.6, 0.0]} | 19332.957 | 1979.23 | 10.24% | 17353.7271 | 89.76% | [5 empty] | 0.31003 | 0.001604% | 0 | 0% | 0 | 0% | 0 | 0% | 4672.8047 | 24.17% | 14660.1523 | 6559.873 | 33.93% | 12773.084 | 2020.8713 | 10.45% | 17312.0857 | 7634.8423 | 39.49% | 11698.1147 | 13851.2354 | 71.65% | 5481.7217 | 59.8719 | 0.3097% | 19273.0851
282 | Sloan Canyon (fka Bob) | Southern_NV_Eldorado | {'Eldorado': [5.2, 1.0], 'Mead': [11.1, 0.0], 'Primm': [24.3, 1.0], 'Ivanpah': [33.8, 1.0], 'Sandy Valley': [35.4, 0.0], 'Harry Allen': [38.8, 0.0], 'Desert View': [40.5, 0.0], 'Crazy Eyes': [44.0, 0.0], 'Gamebird': [53.0, 0.0], 'Mohave': [55.5, 0.0], 'Pahrump': [57.5, 0.0]} | 302.9185 | 1.2611 | 0.4163% | 301.6574 | 99.58% | [5 empty] | 0 | 0% | 0 | 0% | 0 | 0% | 0 | 0% | 290.2744 | 95.83% | 12.6441 | 221.0407 | 72.97% | 81.8778 | 0.0015363 | 0.0005072% | 302.917 | 290.2747 | 95.83% | 12.6438 | 113.3667 | 37.42% | 189.5518 | 0 | 0% | 302.9185
283 | Valley (VEA) | Southern_NV_Eldorado | {'Lathrop': [11.3, 0.0], 'Beatty': [29.5, 0.0], 'Innovation': [30.2, 0.0], 'Vista 2': [30.7, 430.0], 'Pahrump': [37.4, 430.0], 'Gamebird': [41.9, 430.0], 'Crazy Eyes': [50.8, 0.0]} | 3623.2869 | 430.3742 | 11.88% | 3192.9127 | 88.12% | [5 empty] | 0 | 0% | 0 | 0% | 0 | 0% | 0 | 0% | 0.92708 | 0.02559% | 3622.3598 | 0 | 0% | 3623.2869 | 190.6705 | 5.262% | 3432.6163 | 191.5976 | 5.288% | 3431.6893 | 3190.4004 | 88.05% | 432.8865 | 15.8838 | 0.4384% | 3607.403
284 | Vista (VEA) | Southern_NV_Eldorado | {'Pahrump': [8.6, 779.0], 'Gamebird': [12.4, 779.0], 'Innovation': [18.6, 8.0], 'Crazy Eyes': [20.7, 141.0], 'Sandy Valley': [30.1, 138.0], 'Valley (VEA)': [30.7, 430.0], 'Lathrop': [31.4, 0.0], 'Desert View': [35.3, 0.0], 'Beatty': [58.3, 0.0], 'Primm': [59.6, 0.0]} | 20748.6543 | 779.1465 | 3.755% | 19969.5078 | 96.24% | [5 empty] | 0 | 0% | 0 | 0% | 0 | 0% | 0 | 0% | 3065.4377 | 14.77% | 17683.2166 | 800.1089 | 3.856% | 19948.5453 | 9347.043 | 45.05% | 11401.6113 | 10947.9805 | 52.76% | 9800.6738 | 16224.625 | 78.2% | 4524.0293 | 132.71 | 0.6396% | 20615.9443
285 | Bay Boulevard | Greater_SD | {'Silvergate': [6.6, 1152.0], 'Miguel': [8.1, 1229.0], 'Otay Mesa': [11.0, 1223.0], 'Mission': [12.3, 1152.0], 'Old Town': [12.3, 1152.0], 'Kearny': [15.6, 1152.0], 'Sycamore Canyon': [21.6, 1152.0], 'Penasquitos': [22.6, 1109.0], 'Suncrest': [27.7, 464.0], 'Escondido': [35.6, 870.0], 'Palomar Airport': [37.2, 874.0], 'Encina': [39.0, 354.0], 'Suncrest - Ocotillo (Proposed)': [39.9, 77.0], 'San Luis Rey': [43.8, 76.0], 'Boulevard': [48.1, 77.0], 'East County': [56.7, 62.0], 'San Onofre': [58.8, 0.0]} | 6886.5527 | 1229.2809 | 17.85% | 5657.2719 | 82.15% | [5 empty] | 0 | 0% | 0 | 0% | 441.3843 | 6.409% | 388.2446 | 5.638% | 278.4022 | 4.043% | 6608.1505 | 1736.5123 | 25.22% | 5150.0404 | 5503.1929 | 79.91% | 1383.3599 | 5521.5166 | 80.18% | 1365.0361 | 297.7632 | 4.324% | 6588.7896 | 247.3747 | 3.592% | 6639.1781
286 | Beatty | Southern_NV_Eldorado | {'Lathrop': [27.5, 0.0], 'Valley (VEA)': [29.5, 0.0], 'Innovation': [50.6, 0.0], 'Vista 2': [58.3, 0.0]} | 7.794 | 0 | 0% | 7.794 | 100% | [5 empty] | 0 | 0% | 0 | 0% | 0 | 0% | 0 | 0% | 0 | 0% | 7.794 | 0 | 0% | 7.794 | 0 | 0% | 7.794 | 0 | 0% | 7.794 | 7.794 | 100% | 0 | 0 | 0% | 7.794
287 | Lee Lake (Proposed) | Riverside (Exclude) | {'Viejo': [12.5, 212.0], 'Valley': [16.9, 0.0], 'Margarita': [17.2, 212.0], 'Trabuco': [18.2, 212.0], 'Mira Loma': [19.0, 0.0], 'Santiago': [19.2, 212.0], 'Serrano': [20.3, 189.0], 'Capistrano': [20.5, 212.0], 'Vista': [21.5, 0.0], 'Chino': [21.6, 0.0], 'Talega': [21.6, 212.0], 'Villa Park': [22.6, 189.0], 'Johanna': [23.3, 204.0], 'Etiwanda': [23.8, 0.0], 'Rancho Vista': [23.8, 0.0], 'San Bernardino': [25.8, 0.0], 'El Casco': [26.1, 0.0], 'Lewis': [26.2, 170.0], 'San Onofre': [26.9, 212.0], 'Padua': [27.7, 0.0], 'Ellis': [28.8, 201.0], 'Olinda': [30.4, 102.0], 'Barre': [30.9, 158.0], 'Huntington Beach': [31.2, 202.0], 'Walnut': [33.8, 82.0], 'Alamitos': [37.4, 118.0], 'San Luis Rey': [37.7, 101.0], 'Del Amo': [37.8, 104.0], 'Rio Hondo': [39.1, 0.0], 'Center': [39.7, 82.0], 'Encina': [42.7, 54.0], 'Lighthipe': [42.7, 82.0], 'Mesa': [42.8, 0.0], 'Lugo': [42.8, 0.0], 'Laguna Bell': [43.0, 75.0], 'Palomar Airport': [44.2, 43.0], 'Long Beach': [44.6, 99.0], 'Hinson': [44.7, 89.0], 'Harborgen': [44.8, 99.0], 'Goodrich': [45.9, 0.0], 'Arcogen': [45.9, 82.0], 'Escondido': [47.1, 8.0], 'La Fresa': [51.5, 46.0], 'Devers': [51.8, 0.0], 'Victor': [52.2, 0.0], 'Gould': [53.4, 0.0], 'El Nido': [54.1, 0.0], 'Redondo': [54.4, 4.0], 'Chevmain': [55.8, 0.0], 'La Cienega': [56.1, 0.0], 'El Segundo': [57.0, 0.0], 'Roadway': [57.0, 0.0], 'Penasquitos': [58.8, 0.0]} | 3090.416 | 212.0798 | 6.863% | 2878.3362 | 93.14% | [5 empty] | 0 | 0% | 0 | 0% | 54.0688 | 1.75% | 622.176 | 20.13% | 480.715 | 15.56% | 2609.701 | 634.2057 | 20.52% | 2456.2103 | 2568.1489 | 83.1% | 522.2671 | 2873.2803 | 92.97% | 217.1357 | 359.7477 | 11.64% | 2730.6683 | 185.449 | 6.001% | 2904.967
288 | Leprino Jct | Central_Valley_North_Los_Banos | {'Henrietta': [3.9, 410533.0], 'Mustang': [4.8, 408064.0], 'GWF Hanford': [10.6, 318278.0], 'Waukena': [15.9, 150793.0], 'Gates': [17.7, 304038.0], 'Corcoran': [17.9, 136466.0], 'Schindler': [20.4, 398923.0], 'Kingsburg': [22.1, 278913.0], 'Avenal': [24.0, 159749.0], 'Excelsior': [24.8, 357312.0], 'Mc Mullin': [25.9, 377959.0], 'McCall': [27.8, 246169.0], 'Alpaugh': [28.4, 52194.0], 'Helm': [30.9, 340813.0], 'Cantua': [31.2, 293939.0], 'Malaga': [31.9, 227917.0], 'Olive': [32.1, 40045.0], 'Gates-Midway (Proposed)': [32.2, 30035.0], 'Kearney (New)': [32.3, 285260.0], 'Arco': [32.4, 30932.0], 'West Fresno': [33.0, 250302.0], 'Rector': [33.1, 70751.0], 'California Ave': [33.4, 226000.0], 'Wahtoke': [33.5, 149974.0], 'Sanger': [34.6, 173005.0], 'Reedley': [35.8, 105223.0], 'Cal Flats': [37.4, 32974.0], 'Tranquility': [40.0, 230654.0], 'Smyrna': [41.8, 0.0], 'Gregg': [42.6, 164944.0], 'Goose Lake': [46.3, 0.0], 'Cholame': [47.4, 1244.0], 'Cheney': [47.4, 119662.0], 'Borden': [47.9, 119588.0], 'Mendota': [48.1, 126111.0], 'Semitropic': [49.4, 0.0], 'Vestal': [50.1, 0.0], 'Panoche': [50.5, 78731.0], 'Springville': [50.8, 0.0], 'Newhall': [51.3, 86895.0], 'Charca': [52.1, 0.0], 'Kernridge': [55.3, 0.0], 'Shafter': [57.8, 0.0], 'Caliente': [59.6, 0.0], 'Temblor': [59.7, 0.0]} | 477358.625 | 410864.6875 | 86.07% | 66493.9375 | 13.93% | [5 empty] | 198756.3281 | 41.64% | 229774.875 | 48.13% | 0 | 0% | 0 | 0% | 48438.207 | 10.15% | 428920.418 | 11616.2871 | 2.433% | 465742.3379 | 24766.1914 | 5.188% | 452592.4336 | 61718.7891 | 12.93% | 415639.8359 | 6809.2188 | 1.426% | 470549.4062 | 6184.9043 | 1.296% | 471173.7207
289 | Mead | Southern_NV_Eldorado | {'Sloan Canyon': [11.1, 0.0], 'Eldorado': [13.3, 0.0], 'Harry Allen': [34.6, 0.0], 'Primm': [35.0, 0.0], 'Desert View': [43.8, 0.0], 'Ivanpah': [44.4, 0.0], 'Sandy Valley': [44.9, 0.0], 'Crazy Eyes': [52.9, 0.0], 'Mohave': [55.5, 0.0]} | 0 | 0 | 0% | 0 | 0% | [5 empty] | 0 | 0% | 0 | 0% | 0 | 0% | 0 | 0% | 0 | 0% | 0 | 0 | 0% | 0 | 0 | 0% | 0 | 0 | 0% | 0 | 0 | 0% | 0 | 0 | 0% | 0
290 | Quinto | Central_Valley_North_Los_Banos | {'Los Banos': [5.3, 92353.0], 'Miller': [9.6, 99764.0], 'Fink (Proposed)': [17.7, 75876.0], 'Crow Creek': [17.9, 75833.0], 'Hollister': [25.7, 7924.0], 'Oro Loma': [28.0, 67933.0], 'Llagas': [28.1, 105.0], 'Westley': [32.6, 39980.0], 'Merced': [33.7, 98024.0], 'Metcalf 1': [37.8, 0.0], 'Metcalf Energy Center': [38.0, 0.0], 'Wilson': [38.4, 85593.0], 'Dairyland': [41.7, 67518.0], 'Panoche': [42.0, 37278.0], 'Mendota': [43.6, 49117.0], 'Le Grand': [44.0, 73996.0], 'Ripon': [44.1, 32352.0], 'Newhall': [44.5, 54653.0], 'Moss Landing': [44.7, 0.0], 'Cheney': [44.9, 25354.0], 'Warnerville': [45.4, 55489.0], 'Riverbank': [45.7, 43022.0], 'Hicks': [46.5, 0.0], 'Vierra': [48.2, 27923.0], 'Tesla': [49.2, 1458.0], 'Midway Green Ridge Services': [50.7, 982.0], 'Scott': [51.9, 0.0], 'Tranquility': [51.9, 5364.0], 'Los Esteros': [52.1, 0.0], 'Kelso': [55.2, 0.0], 'Delta Pumps': [55.9, 0.0], 'Weber': [56.0, 7350.0], 'Newark': [56.9, 0.0], 'Cayetano': [57.6, 0.0], 'Coburn': [59.2, 0.0]} | 308594.9375 | 122894.6406 | 39.82% | 185700.2969 | 60.18% | [5 empty] | 71143.9531 | 23.05% | 118008.4297 | 38.24% | 29360.2031 | 9.514% | 0 | 0% | 166039.125 | 53.8% | 142555.8125 | 42399.3633 | 13.74% | 266195.5742 | 66051.9453 | 21.4% | 242542.9922 | 178755.6562 | 57.93% | 129839.2812 | 74968.75 | 24.29% | 233626.1875 | 17665.3496 | 5.724% | 290929.5879
291 | Sandy | Southern_NV_Eldorado | {'Crazy Eyes': [9.4, 2100.0], 'Gamebird': [18.4, 1695.0], 'Pahrump': [22.9, 1007.0], 'Desert View': [29.3, 0.0], 'Primm': [29.9, 1962.0], 'Vista 2': [30.1, 138.0], 'Ivanpah': [33.3, 1962.0], 'Sloan Canyon': [35.4, 0.0], 'Eldorado': [37.8, 0.0], 'Innovation': [43.4, 8.0], 'Mead': [44.9, 0.0], 'Harry Allen': [49.7, 0.0]} | 20954.4102 | 2099.9583 | 10.02% | 18854.4519 | 89.98% | [5 empty] | 0.31003 | 0.00148% | 0 | 0% | 0 | 0% | 0 | 0% | 3066.5 | 14.63% | 17887.9102 | 1163.3053 | 5.552% | 19791.1049 | 9210.7295 | 43.96% | 11743.6807 | 10810.7393 | 51.59% | 10143.6709 | 15500.4258 | 73.97% | 5453.9844 | 118.2312 | 0.5642% | 20836.179
292 | Eldorado | Southern_NV_Eldorado | {'Sloan Canyon': [5.2, 1.0], 'Mead': [13.3, 0.0], 'Primm': [22.0, 17.0], 'Ivanpah': [31.2, 17.0], 'Sandy Valley': [37.8, 0.0], 'Harry Allen': [43.8, 0.0], 'Desert View': [45.4, 0.0], 'Crazy Eyes': [46.8, 0.0], 'Mohave': [50.5, 0.0], 'Gamebird': [55.9, 0.0]} | 1937.8738 | 17.0342 | 0.879% | 1920.8395 | 99.12% | [5 empty] | 0 | 0% | 0 | 0% | 0 | 0% | 0 | 0% | 1696.9808 | 87.57% | 240.8929 | 1003.6668 | 51.79% | 934.207 | 212.4773 | 10.96% | 1725.3965 | 1909.4568 | 98.53% | 28.417 | 1573.5481 | 81.2% | 364.3257 | 0 | 0% | 1937.8738
293 | Fink (Proposed) |  | {'Crow Creek': [0.4, 153820.0], 'Miller': [8.1, 116110.0], 'Westley': [14.9, 111563.0], 'Quinto': [17.7, 75876.0], 'Los Banos': [22.8, 45335.0], 'Ripon': [26.7, 103213.0], 'Riverbank': [30.4, 121050.0], 'Vierra': [30.5, 72832.0], 'Warnerville': [31.7, 132215.0], 'Tesla': [33.2, 29658.0], 'Llagas': [33.9, 106.0], 'Metcalf 1': [34.5, 0.0], 'Midway Green Ridge Services': [34.7, 27035.0], 'Metcalf Energy Center': [34.8, 0.0], 'Merced': [36.6, 90869.0], 'Hollister': [37.9, 7924.0], 'Weber': [38.4, 42670.0], 'Kelso': [38.9, 23074.0], 'Delta Pumps': [39.7, 22247.0], 'Wilson': [40.7, 72742.0], 'Hicks': [42.8, 0.0], 'Oro Loma': [42.8, 20914.0], 'Cayetano': [42.9, 8788.0], 'Los Esteros': [43.7, 0.0], 'Stagg': [44.5, 27124.0], 'Scott': [44.7, 0.0], 'Bellota': [45.1, 23642.0], 'Newark': [47.3, 0.0], 'Brentwood': [48.0, 7579.0], 'Eight Mile': [49.3, 17015.0], 'Le Grand': [49.4, 31367.0], 'Dairyland': [50.3, 20499.0], 'Chinese Station': [50.3, 40215.0], 'Peoria': [51.0, 37235.0], 'Lockeford': [51.7, 16099.0], 'New Melones': [52.0, 27593.0], 'Lone Tree': [52.3, 691.0], 'Moss Landing': [52.4, 0.0], 'Rancho Seco - Bellota (Proposed)': [53.3, 13190.0], 'Contra Costa': [55.9, 0.0], 'Eastshore': [56.3, 0.0], 'Newhall': [56.7, 7635.0], 'Panoche': [58.3, 1077.0], 'Mendota': [58.5, 2867.0], 'Camanche': [58.6, 1836.0]} | 442744 | 153904.8438 | 34.76% | 288839.1562 | 65.24% | [5 empty] | 83385.7734 | 18.83% | 167547.5469 | 37.84% | 60589.0664 | 13.68% | 0 | 0% | 256528.3906 | 57.94% | 186215.6094 | 66424.4766 | 15% | 376319.5234 | 93713.7812 | 21.17% | 349030.2188 | 274596.875 | 62.02% | 168147.125 | 134400.6406 | 30.36% | 308343.3594 | 18275.1328 | 4.128% | 424468.8672
294 | Gates-Midway (Proposed) | Central_Valley_North_Los_Banos | {'Arco': [8.7, 29684.0], 'Goose Lake': [15.8, 8519.0], 'Smyrna': [17.5, 0.0], 'Olive': [19.4, 24121.0], 'Alpaugh': [21.2, 26512.0], 'Semitropic': [21.8, 2911.0], 'Kernridge': [23.2, 12803.0], 'Avenal': [24.4, 31947.0], 'Corcoran': [25.5, 30035.0], 'Waukena': [26.9, 30035.0], 'Charca': [27.0, 0.0], 'Temblor': [27.5, 9773.0], 'Caliente': [28.9, 13301.0], 'Shafter': [30.7, 0.0], 'Midway': [31.0, 6324.0], 'Carrizo Plains': [31.7, 13402.0], 'Solar': [32.1, 13402.0], 'Leprino': [32.2, 30035.0], 'Cal Flats': [32.3, 8101.0], 'Gates': [32.4, 30930.0], 'Mustang': [32.6, 30035.0], 'Cholame': [33.0, 9064.0], 'Henrietta': [33.1, 30035.0], 'GWF Hanford': [34.5, 30035.0], 'Rio Bravo': [36.3, 0.0], 'Vestal': [38.0, 0.0], 'Lerdo': [39.1, 0.0], 'Tupman': [40.1, 0.0], 'Norco': [42.3, 0.0], '7th Standard': [42.3, 0.0], 'Renfro': [42.9, 0.0], 'Elk Hills': [43.7, 1591.0], 'Kern Power': [46.2, 0.0], 'Rector': [46.3, 21831.0], 'Taft': [47.0, 4900.0], 'Rosedale': [47.2, 0.0], 'Poso Mt.': [47.5, 0.0], 'Tevis': [47.5, 0.0], 'Kern Oil': [47.6, 0.0], 'Schindler': [48.1, 20873.0], 'Sycamore': [48.7, 0.0], 'West Park': [49.1, 0.0], 'Kingsburg': [50.0, 28139.0], 'Stockdale': [50.2, 0.0], 'Bakersfield': [50.3, 0.0], 'Excelsior': [50.4, 6843.0], 'Springville': [51.3, 0.0], 'Columbus': [53.0, 0.0], 'Midway - Wheeler Ridge (Proposed)': [53.0, 0.0], 'Templeton': [54.0, 3539.0], 'Cal Water': [54.1, 0.0], 'Magunden': [55.2, 0.0], 'Cantua': [55.5, 4242.0], 'Mc Mullin': [57.8, 5732.0], 'McCall': [57.9, 11154.0]} | 154996.7969 | 43832.7734 | 28.28% | 111164.0234 | 71.72% | [5 empty] | 28683.0664 | 18.51% | 556.743 | 0.3592% | 5482.647 | 3.537% | 0 | 0% | 71843.2734 | 46.35% | 83153.5234 | 4990.0396 | 3.219% | 150006.7573 | 19644.5625 | 12.67% | 135352.2344 | 78863.7812 | 50.88% | 76133.0156 | 79998.9141 | 51.61% | 74997.8828 | 1806.6624 | 1.166% | 153190.1345
295 | Rancho Seco - Bellota (Proposed) | Solano | {'Camanche': [5.8, 56947.0], 'Bellota': [8.2, 68318.0], 'Lockeford': [9.0, 70109.0], 'Weber': [19.8, 68066.0], 'Eight Mile': [21.3, 58438.0], 'Stagg': [21.5, 69590.0], 'Riverbank': [25.6, 51556.0], 'Ripon': [27.3, 54732.0], 'Vierra': [27.7, 64363.0], 'New Melones': [28.5, 20895.0], 'Warnerville': [29.0, 51556.0], 'Peoria': [31.5, 18525.0], 'Grand Island': [33.0, 18944.0], 'Chinese Station': [33.4, 18169.0], 'Gold Hill': [37.0, 3486.0], 'Curtis': [38.5, 1424.0], 'Brentwood': [39.9, 26861.0], 'Westley': [39.9, 50100.0], 'Kelso': [40.4, 36041.0], 'Delta Pumps': [41.0, 33208.0], 'Tesla': [42.5, 32498.0], 'Midway Green Ridge Services': [42.7, 29690.0], 'Placerville': [42.9, 0.0], 'Lone Tree': [43.5, 12313.0], 'Contra Costa': [43.8, 14179.0], 'Birds Landing': [45.3, 16737.0], 'Shiloh III': [46.3, 17047.0], 'Davis': [49.1, 6025.0], 'Pittsburg': [49.4, 2581.0], 'Kirker': [50.1, 574.0], 'Cayetano': [50.3, 1642.0], 'Pleasant Grove': [50.5, 7.0], 'Donnells-Curtis': [52.9, 0.0], 'Crow Creek': [53.0, 14551.0], 'Fink (Proposed)': [53.3, 13190.0], 'Vaca-Dixon & Gc Yard': [53.5, 1642.0], 'Peabody': [53.9, 0.0], 'Clayton': [54.5, 0.0], 'Woodland': [55.9, 1079.0]} | 289291.6562 | 70500.5156 | 24.37% | 218791.1406 | 75.63% | [5 empty] | 80999.3203 | 28% | 124421.1406 | 43.01% | 16725.9316 | 5.782% | 0 | 0% | 115610.9688 | 39.96% | 173680.6875 | 41259.4844 | 14.26% | 248032.1719 | 65957.5391 | 22.8% | 223334.1172 | 145161.9375 | 50.18% | 144129.7188 | 48623.4414 | 16.81% | 240668.2148 | 17591.7754 | 6.081% | 271699.8809
296 | Midway - Wheeler Ridge (Proposed) | Central_Valley_North_Los_Banos | {'Elk Hills': [9.4, 359.0], 'Norco': [11.6, 352.0], 'Taft': [12.1, 359.0], 'Tevis': [15.8, 0.0], 'Tupman': [16.0, 0.0], 'Wheeler Ridge': [16.7, 1484.0], 'Stockdale': [17.6, 0.0], 'Renfro': [19.3, 0.0], 'Kern Power': [20.3, 0.0], 'Rosedale': [20.7, 0.0], 'West Park': [21.7, 0.0], 'Midway': [22.1, 0.0], 'Rio Bravo': [22.1, 0.0], '7th Standard': [23.3, 0.0], 'Bakersfield': [23.6, 0.0], 'Grimmway-Malaga': [24.6, 0.0], 'Magunden': [25.6, 0.0], 'Unknown - 3327': [25.9, 0.0], 'Lamont': [26.0, 0.0], 'Kern Oil': [26.1, 0.0], 'Columbus': [26.6, 0.0], 'Lerdo': [27.0, 0.0], 'Shafter': [27.2, 0.0], 'Pastoria': [27.3, 1309.0], 'Sycamore': [27.7, 0.0], 'Cal Water': [29.3, 0.0], 'Temblor': [30.1, 0.0], 'Charca': [33.7, 0.0], 'Semitropic': [34.4, 0.0], 'Kernridge': [34.6, 0.0], 'Poso Mt.': [34.9, 0.0], 'Bailey': [36.8, 1309.0], 'Goose Lake': [37.5, 0.0], 'Caliente': [40.7, 0.0], 'Smyrna': [42.5, 0.0], 'Carrizo Plains': [47.1, 0.0], 'Solar': [48.2, 0.0], 'Highwind': [50.4, 0.0], 'Whirlwind': [50.6, 0.0], 'Vestal': [50.8, 0.0], 'Gates-Midway (Proposed)': [53.0, 0.0], 'Olive': [54.5, 0.0], 'Windhub': [56.3, 0.0], 'Santa Clara': [56.7, 0.0], 'Goleta': [57.0, 0.0], 'Arco': [57.9, 0.0], 'Alpaugh': [59.1, 0.0]} | 16632.877 | 1483.6787 | 8.92% | 15149.1982 | 91.08% | [5 empty] | 3.7807 | 0.02273% | 0 | 0% | 13196.2031 | 79.34% | 404.2401 | 2.43% | 8632.8164 | 51.9% | 8000.0605 | 5820.6211 | 34.99% | 10812.2559 | 8680.7754 | 52.19% | 7952.1016 | 11759.7891 | 70.7% | 4873.0879 | 10295.4082 | 61.9% | 6337.4688 | 640.6353 | 3.852% | 15992.2416
297 | Suncrest - Ocotillo (Proposed) | Greater_Imperial | {'Boulevard': [13.7, 19718.0], 'Suncrest': [13.8, 15237.0], 'East County': [22.1, 19613.0], 'Ocotillo Express': [23.8, 22795.0], 'Otay Mesa': [31.1, 2602.0], 'Miguel': [32.3, 1541.0], 'Sycamore Canyon': [35.0, 51.0], 'Bay Boulevard': [39.9, 77.0], 'Kearny': [40.0, 0.0], 'Mission': [40.3, 0.0], 'Silvergate': [41.2, 0.0], 'Imperial Valley': [43.0, 2761.0], 'Old Town': [43.5, 0.0], 'Escondido': [45.1, 51.0], 'Penasquitos': [45.8, 0.0], 'El Centro': [53.0, 2280.0], 'Palomar Airport': [53.9, 0.0], 'Encina': [56.8, 0.0], 'Bannister': [58.1, 125.0], 'San Luis Rey': [59.0, 0.0]} | 148041.2344 | 23642.3711 | 15.97% | 124398.8633 | 84.03% | [5 empty] | 288.4213 | 0.1948% | 233.6861 | 0.1579% | 50421.2344 | 34.06% | 71672.3281 | 48.41% | 38270.4141 | 25.85% | 109770.8203 | 35390.1406 | 23.91% | 112651.0938 | 64234.0469 | 43.39% | 83807.1875 | 90551.7656 | 61.17% | 57489.4688 | 80672.1719 | 54.49% | 67369.0625 | 7286.4966 | 4.922% | 140754.7378
298 | North Gila - IV (Proposed) | Greater_Imperial | {'Highline': [4.3, 184857.0], 'El Centro': [19.4, 173410.0], 'Imperial Valley': [29.3, 164594.0], 'Arkansas': [31.1, 165447.0], 'Sonora': [32.9, 147638.0], 'Bannister': [38.5, 119259.0], 'North Gila': [42.2, 9110.0], 'Ocotillo Express': [48.4, 14671.0], 'East County': [53.7, 434.0]} | 280916.3125 | 186937.7344 | 66.55% | 93978.5781 | 33.45% | [5 empty] | 39558.2031 | 14.08% | 145353.9531 | 51.74% | 0 | 0% | 0 | 0% | 20283.6523 | 7.221% | 260632.6602 | 44602.3828 | 15.88% | 236313.9297 | 42284.5 | 15.05% | 238631.8125 | 64565.2188 | 22.98% | 216351.0938 | 39628.9922 | 14.11% | 241287.3203 | 13409.6328 | 4.774% | 267506.6797
299 | Lugo - Pisgah (Proposed) | Greater_Kramer | {'Calcite': [18.2, 45066.0], 'Pisgah': [30.1, 7546.0], 'Devers': [32.0, 33642.0], 'Cool Water': [34.4, 27324.0], 'El Casco': [39.0, 1122.0], 'Tortilla': [39.2, 22876.0], 'San Bernardino': [40.9, 6992.0], 'Lugo': [41.9, 22648.0], 'Mirage': [42.8, 18870.0], 'Victor': [43.6, 21176.0], 'Roadway': [46.0, 10052.0], 'Vista': [46.2, 1044.0], 'Valley': [54.3, 59.0], 'Etiwanda': [55.3, 597.0], 'Rancho Vista': [55.7, 539.0], 'Mira Loma': [59.6, 0.0]} | 250048.0469 | 75822.0469 | 30.32% | 174226 | 69.68% | [5 empty] | 1930.6765 | 0.7721% | 799.0534 | 0.3196% | 45258.9727 | 18.1% | 7267.147 | 2.906% | 84175.4609 | 33.66% | 165872.5859 | 58463.6445 | 23.38% | 191584.4023 | 71965.8438 | 28.78% | 178082.2031 | 136922.0312 | 54.76% | 113126.0156 | 95665.0859 | 38.26% | 154382.9609 | 1601.4423 | 0.6405% | 248446.6046
300 | Crow Creek | Central_Valley_North_Los_Banos | {'Fink (Proposed)': [0.4, 153820.0], 'Miller': [8.4, 116067.0], 'Westley': [14.7, 113392.0], 'Quinto': [17.9, 75833.0], 'Los Banos': [23.0, 45292.0], 'Ripon': [26.4, 105042.0], 'Riverbank': [30.0, 124050.0], 'Vierra': [30.2, 74193.0], 'Warnerville': [31.3, 135215.0], 'Tesla': [33.1, 30448.0], 'Llagas': [34.3, 106.0], 'Midway Green Ridge Services': [34.7, 27825.0], 'Metcalf 1': [34.9, 0.0], 'Metcalf Energy Center': [35.2, 0.0], 'Merced': [36.4, 92289.0], 'Weber': [38.1, 44031.0], 'Hollister': [38.3, 7924.0], 'Kelso': [38.9, 23864.0], 'Delta Pumps': [39.7, 23037.0], 'Wilson': [40.5, 74005.0], 'Oro Loma': [42.9, 20871.0], 'Cayetano': [43.0, 8788.0], 'Hicks': [43.2, 0.0], 'Los Esteros': [43.9, 0.0], 'Stagg': [44.3, 28485.0], 'Bellota': [44.8, 25336.0], 'Scott': [44.9, 0.0], 'Newark': [47.5, 0.0], 'Brentwood': [47.9, 7788.0], 'Eight Mile': [49.1, 17963.0], 'Le Grand': [49.2, 32215.0], 'Chinese Station': [49.9, 42208.0], 'Dairyland': [50.2, 20456.0], 'Peoria': [50.6, 39113.0], 'Lockeford': [51.4, 17460.0], 'New Melones': [51.6, 28984.0], 'Lone Tree': [52.2, 691.0], 'Moss Landing': [52.7, 0.0], 'Rancho Seco - Bellota (Proposed)': [53.0, 14551.0], 'Contra Costa': [55.8, 0.0], 'Eastshore': [56.5, 0.0], 'Newhall': [56.7, 7592.0], 'Camanche': [58.3, 2750.0], 'Panoche': [58.4, 1000.0], 'Mendota': [58.6, 2805.0]} | 448862.8125 | 156862.1875 | 34.95% | 292000.625 | 65.05% | [5 empty] | 86974.2188 | 19.38% | 170557.6562 | 38% | 59983.3477 | 13.36% | 0 | 0% | 258619.75 | 57.62% | 190243.0625 | 67382.7422 | 15.01% | 381480.0703 | 95532.3125 | 21.28% | 353330.5 | 277500.5625 | 61.82% | 171362.25 | 133180.9219 | 29.67% | 315681.8906 | 18524.3105 | 4.127% | 430338.502
301 | Harry Allen | Nevada | {'Desert View': [26.7, 0.0], 'Mead': [34.6, 0.0], 'Sloan Canyon': [38.8, 0.0], 'Eldorado': [43.8, 0.0], 'Sandy Valley': [49.7, 0.0], 'Crazy Eyes': [52.7, 0.0], 'Gamebird': [58.4, 0.0], 'Innovation': [59.0, 0.0], 'Primm': [59.6, 0.0]} | 0 | 0 | 0 | 0 | 0 | [5 empty] | 0 | 0 | 0 | 0 | 0 | 0 | 0 | 0 | 0 | 0 | 0 | 0 | 0 | 0 | 0 | 0 | 0 | 0 | 0 | 0 | 0 | 0 | 0 | 0 | 0 | 0
302 | Kirker | Solano | {'Pittsburg': [1.2, 41275.0], 'Clayton': [6.3, 27896.0], 'Contra Costa': [6.9, 31086.0], 'Birds Landing': [8.3, 36141.0], 'Lone Tree': [9.5, 20849.0], 'Shiloh III': [10.8, 36141.0], 'Martinez': [11.5, 30960.0], 'Brentwood': [14.3, 12887.0], 'Peabody': [18.6, 35429.0], 'Carquinez': [19.3, 32356.0], 'Cayetano': [20.8, 5795.0], 'Delta Pumps': [21.8, 5757.0], 'Grand Island': [22.5, 27451.0], 'Kelso': [22.6, 4884.0], 'Tulucay': [25.2, 32629.0], 'Vaca-Dixon & Gc Yard': [26.3, 31186.0], 'Midway Green Ridge Services': [26.8, 2139.0], 'Tesla': [28.3, 1794.0], 'Eight Mile': [28.9, 7907.0], 'Eastshore': [29.7, 12324.0], 'Stagg': [30.4, 6931.0], 'Ignacio': [34.8, 17717.0], 'Putah Creek': [35.0, 25393.0], 'Martin': [35.2, 12838.0], 'Newark': [36.2, 3893.0], 'Weber': [37.0, 1905.0], 'Davis': [37.4, 25763.0], 'Vierra': [37.8, 2045.0], 'Lakeville': [40.0, 15211.0], 'Los Esteros': [41.0, 2060.0], 'Lockeford': [41.1, 845.0], 'Scott': [44.5, 1770.0], 'Madison': [45.0, 19726.0], 'Ripon': [45.3, 98.0], 'Woodland': [46.1, 14490.0], 'Penngrove': [46.8, 2119.0], 'Bellota': [48.6, 574.0], 'Westley': [48.9, 83.0], 'Camanche': [49.8, 574.0], 'Rancho Seco - Bellota (Proposed)': [50.1, 574.0], 'Bellevue': [50.3, 337.0], 'Hicks': [54.4, 5.0], 'Metcalf 1': [55.7, 5.0], 'Metcalf Energy Center': [55.9, 5.0], 'Fulton': [56.9, 0.0], 'Riverbank': [57.2, 0.0]} | 449557.3125 | 41526.1133 | 0.092371 | 408031.1992 | 0.90763 | [5 empty] | 62274.457 | 0.13852 | 171769.8125 | 0.38209 | 65274.2656 | 0.1452 | 12291.7812 | 0.027342 | 125576.9062 | 0.27933 | 323980.4062 | 132403.7031 | 0.29452 | 317153.6094 | 149592.9219 | 0.33276 | 299964.3906 | 229946.3281 | 0.5115 | 219610.9844 | 51309.6406 | 0.11413 | 398247.6719 | 61277.7422 | 0.13631 | 388279.5703
303 | Logan Creek | Northern_California | {'Delevan': [11.8, 217415.0], 'Glenn': [17.7, 229854.0], 'Cortina': [29.0, 104165.0], 'Table Mt.': [33.0, 124536.0], 'Thermalito': [33.7, 117687.0], 'Wyandotte': [38.7, 85382.0], 'Honcut': [38.8, 76209.0], 'Palermo': [40.2, 67751.0], 'Pease': [41.1, 53024.0], 'East Marysville': [45.7, 34217.0], 'Olivehurst': [49.4, 16125.0], 'Mendocino': [53.8, 1316.0], 'Calpella': [55.0, 1265.0], 'Ukiah': [56.7, 959.0], 'Eagle Rock': [57.2, 247.0], 'Hopland': [58.8, 468.0], 'Colgate': [59.1, 0.0], 'Cottonwood': [59.2, 721.0], 'Rio Oso': [59.7, 89.0]} | 931292.6875 | 264675.7812 | 0.2842 | 666616.9062 | 0.7158 | [5 empty] | 221019.4688 | 0.23733 | 265833.9688 | 0.28545 | 156061.8281 | 0.16758 | 0 | 0 | 356704.7188 | 0.38302 | 574587.9688 | 76032.4609 | 0.081642 | 855260.2266 | 209704.9062 | 0.22518 | 721587.7812 | 518917.4688 | 0.5572 | 412375.2188 | 255196.4219 | 0.27402 | 676096.2656 | 74045.6406 | 0.079508 | 857247.0469
304 | Julian Hinds | Riverside (Exclude) | {'Kem': [13.4, 21090.0], 'Red Bluff': [18.1, 21686.0], 'Bannister': [34.6, 8320.0], 'Sonora': [38.2, 8320.0], 'Arkansas': [40.4, 8320.0], 'Mirage': [43.5, 12164.0], 'Colorado River': [47.5, 7399.0], 'Devers': [57.0, 126.0], 'Blythe': [59.6, 0.0]} | 107920.5703 | 42029.1758 | 0.38945 | 65891.3945 | 0.61055 | [5 empty] | 3640.7783 | 0.033736 | 9921.79 | 0.091936 | 505.4736 | 0.0046838 | 0 | 0 | 21962.7383 | 0.20351 | 85957.832 | 26376.6289 | 0.24441 | 81543.9414 | 13039.791 | 0.12083 | 94880.7793 | 47051.1562 | 0.43598 | 60869.4141 | 28114.2988 | 0.26051 | 79806.2715 | 1756.7169 | 0.016278 | 106163.8534
305 | Hollister | Peninsula_Monterey | {'Llagas': [13.0, 14013.0], 'Moss Landing': [20.8, 34419.0], 'Los Banos': [25.0, 7924.0], 'Quinto': [25.7, 7924.0], 'Metcalf 1': [31.1, 691.0], 'Metcalf Energy Center': [31.1, 830.0], 'Miller': [31.3, 7924.0], 'Hicks': [37.5, 582.0], 'Fink (Proposed)': [37.9, 7924.0], 'Crow Creek': [38.3, 7924.0], 'Oro Loma': [41.6, 7924.0], 'Coburn': [43.7, 23937.0], 'Scott': [46.6, 18.0], 'Panoche': [47.9, 0.0], 'Los Esteros': [48.6, 0.0], 'Westley': [50.7, 0.0], 'Cheney': [51.0, 0.0], 'Mendota': [53.4, 0.0], 'Newark': [54.4, 0.0], 'Merced': [58.1, 3817.0], 'Tranquility': [58.6, 0.0], 'Tesla': [59.3, 0.0], 'Newhall': [59.6, 0.0]} | 165924.9531 | 45162.4219 | 0.27219 | 120762.5312 | 0.72781 | [5 empty] | 10814.0957 | 0.065175 | 36460.0234 | 0.21974 | 51290.6406 | 0.30912 | 2193.2273 | 0.013218 | 98342.0938 | 0.59269 | 67582.8594 | 18934.2539 | 0.11411 | 146990.6992 | 30612.1211 | 0.18449 | 135312.832 | 112082.2109 | 0.6755 | 53842.7422 | 79911.1016 | 0.48161 | 86013.8516 | 6995.8872 | 0.042163 | 158929.0659
306 | Boulevard | Greater_Imperial | {'East County': [9.0, 22114.0], 'Suncrest - Ocotillo (Proposed)': [13.7, 19718.0], 'Ocotillo Express': [14.6, 21798.0], 'Suncrest': [26.0, 15186.0], 'Imperial Valley': [32.8, 5291.0], 'Otay Mesa': [37.8, 2602.0], 'Miguel': [41.4, 1490.0], 'El Centro': [44.0, 4803.0], 'Sycamore Canyon': [47.5, 0.0], 'Bay Boulevard': [48.1, 77.0], 'Silvergate': [50.8, 0.0], 'Mission': [51.1, 0.0], 'Kearny': [51.4, 0.0], 'Old Town': [54.1, 0.0], 'Bannister': [55.3, 206.0], 'Arkansas': [57.0, 539.0], 'Penasquitos': [57.9, 0.0], 'Escondido': [58.6, 0.0], 'Highline': [58.8, 971.0], 'Sonora': [59.4, 0.0]} | 126429.7812 | 22249.123 | 0.17598 | 104180.6582 | 0.82402 | [5 empty] | 195.3538 | 0.0015452 | 177.0258 | 0.0014002 | 38836 | 0.30717 | 54170.6406 | 0.42846 | 13160.1172 | 0.10409 | 113269.6641 | 24721.9531 | 0.19554 | 101707.8281 | 40992.957 | 0.32423 | 85436.8242 | 59030.4688 | 0.4669 | 67399.3125 | 76718.3906 | 0.60681 | 49711.3906 | 3450.186 | 0.027289 | 122979.5952
307 | Llagas | Peninsula_Monterey | {'Hollister': [13.0, 14013.0], 'Metcalf 1': [18.1, 779.0], 'Metcalf Energy Center': [18.1, 918.0], 'Moss Landing': [18.4, 13995.0], 'Hicks': [24.6, 670.0], 'Quinto': [28.1, 105.0], 'Miller': [29.6, 106.0], 'Los Banos': [29.8, 105.0], 'Scott': [33.6, 104.0], 'Fink (Proposed)': [33.9, 106.0], 'Crow Creek': [34.3, 106.0], 'Los Esteros': [35.6, 17.0], 'Newark': [41.5, 17.0], 'Westley': [44.0, 0.0], 'Tesla': [48.7, 0.0], 'Midway Green Ridge Services': [49.7, 0.0], 'Oro Loma': [50.6, 105.0], 'Cayetano': [51.9, 0.0], 'Eastshore': [52.6, 0.0], 'Kelso': [54.6, 0.0], 'Delta Pumps': [54.9, 0.0], 'Coburn': [56.1, 1987.0], 'Ripon': [56.4, 0.0], 'Vierra': [56.8, 0.0], 'Panoche': [59.3, 0.0]} | 103847.1094 | 14100.7383 | 0.13578 | 89746.3711 | 0.86422 | [5 empty] | 1486.4359 | 0.014314 | 14798.8896 | 0.14251 | 33114.8633 | 0.31888 | 6064.5728 | 0.058399 | 71904.1562 | 0.6924 | 31942.9531 | 15972.2412 | 0.15381 | 87874.8682 | 29038.2734 | 0.27963 | 74808.8359 | 84692.875 | 0.81555 | 19154.2344 | 64318.8438 | 0.61936 | 39528.2656 | 2951.9753 | 0.028426 | 100895.134
308 | Miller | Central_Valley_North_Los_Banos | {'Fink (Proposed)': [8.1, 116110.0], 'Crow Creek': [8.4, 116067.0], 'Quinto': [9.6, 99764.0], 'Los Banos': [14.8, 69223.0], 'Westley': [23.1, 78750.0], 'Llagas': [29.6, 106.0], 'Hollister': [31.3, 7924.0], 'Metcalf 1': [34.4, 0.0], 'Metcalf Energy Center': [34.7, 0.0], 'Ripon': [34.8, 71106.0], 'Merced': [34.8, 96508.0], 'Oro Loma': [36.0, 44802.0], 'Riverbank': [37.5, 83255.0], 'Warnerville': [37.9, 95111.0], 'Vierra': [38.6, 53545.0], 'Wilson': [39.2, 78712.0], 'Tesla': [40.1, 14664.0], 'Midway Green Ridge Services': [41.6, 13061.0], 'Hicks': [43.1, 0.0], 'Kelso': [46.1, 10338.0], 'Dairyland': [46.2, 44387.0], 'Los Esteros': [46.4, 0.0], 'Weber': [46.5, 25084.0], 'Le Grand': [46.7, 52345.0], 'Scott': [46.8, 0.0], 'Delta Pumps': [46.8, 9663.0], 'Moss Landing': [47.7, 0.0], 'Cayetano': [49.1, 6251.0], 'Newark': [50.7, 0.0], 'Panoche': [50.9, 16128.0], 'Newhall': [51.1, 31523.0], 'Mendota': [51.8, 25987.0], 'Stagg': [52.6, 10742.0], 'Bellota': [53.0, 4455.0], 'Cheney': [53.7, 6567.0], 'Brentwood': [55.2, 307.0], 'Chinese Station': [55.4, 17853.0], 'Peoria': [56.3, 15239.0], 'Eight Mile': [57.4, 1540.0], 'New Melones': [57.7, 8052.0], 'Lone Tree': [59.4, 0.0], 'Lockeford': [59.8, 408.0]} | 370699.3125 | 139998.3594 | 0.37766 | 230700.9531 | 0.62234 | [5 empty] | 63539.543 | 0.1714 | 147059.5 | 0.39671 | 46921.0898 | 0.12657 | 0 | 0 | 210027.3125 | 0.56657 | 160672 | 51049.5273 | 0.13771 | 319649.7852 | 76212.3672 | 0.20559 | 294486.9453 | 222912.1094 | 0.60133 | 147787.2031 | 109825.5078 | 0.29627 | 260873.8047 | 17700.2715 | 0.047748 | 352999.041
309 | Madison | Solano | {'Putah Creek': [10.3, 109272.0], 'Woodland': [11.3, 150931.0], 'Davis': [15.4, 106454.0], 'Vaca-Dixon & Gc Yard': [18.8, 94246.0], 'Peabody': [26.6, 64044.0], 'Rio Oso': [32.7, 68086.0], 'Tulucay': [33.4, 45871.0], 'Cortina': [33.9, 65247.0], 'Shiloh III': [35.2, 55744.0], 'Grand Island': [36.6, 49170.0], 'Olivehurst': [37.1, 76846.0], 'Pleasant Grove': [37.3, 40160.0], 'Pease': [38.3, 77774.0], 'Birds Landing': [38.5, 47970.0], 'East Marysville': [40.5, 65458.0], 'Geysers Tap 1': [42.8, 1092.0], 'Carquinez': [42.8, 12621.0], 'Lakeville': [44.0, 6502.0], 'Pittsburg': [44.0, 25989.0], 'Fulton': [44.4, 1127.0], 'Bellevue': [45.0, 1543.0], 'Gold Hill': [45.0, 4439.0], 'Kirker': [45.0, 19726.0], 'Penngrove': [45.7, 1882.0], 'Martinez': [46.0, 9986.0], 'Eagle Rock': [46.7, 0.0], 'Contra Costa': [47.4, 14119.0], 'Honcut': [49.2, 31778.0], 'Clayton': [50.2, 6669.0], 'Delevan': [50.8, 14376.0], 'Lone Tree': [51.3, 3310.0], 'Ignacio': [51.4, 6188.0], 'Eight Mile': [53.1, 2.0], 'Higgins': [53.9, 7802.0], 'Brentwood': [54.3, 21.0], 'Cloverdale': [56.8, 0.0], 'Stagg': [57.7, 0.0], 'Lockeford': [58.1, 0.0], 'Palermo': [59.3, 207.0]} | 725580.625 | 160331.7812 | 0.22097 | 565248.8438 | 0.77903 | [5 empty] | 102513.3203 | 0.14128 | 337338.7812 | 0.46492 | 174226.875 | 0.24012 | 7659.5718 | 0.010556 | 374754.5312 | 0.51649 | 350826.0938 | 79163.8359 | 0.1091 | 646416.7891 | 231754.9219 | 0.31941 | 493825.7031 | 487137.25 | 0.67138 | 238443.375 | 168771.4844 | 0.2326 | 556809.1406 | 35883.7305 | 0.049455 | 689696.8945
310 | New Melones | El_Dorado_Mariposa | {'Peoria': [3.4, 50211.0], 'Chinese Station': [5.7, 49855.0], 'Curtis': [11.6, 1796.0], 'Warnerville': [20.5, 52581.0], 'Riverbank': [24.0, 52581.0], 'Bellota': [26.8, 25480.0], 'Rancho Seco - Bellota (Proposed)': [28.5, 20895.0], 'Camanche': [32.6, 17351.0], 'Donnells-Curtis': [34.0, 0.0], 'Ripon': [36.1, 45829.0], 'Lockeford': [36.3, 20503.0], 'Weber': [38.8, 22525.0], 'Vierra': [41.9, 27116.0], 'Stagg': [44.7, 19984.0], 'Westley': [44.8, 45002.0], 'Wilson': [45.6, 25211.0], 'Merced': [46.6, 27597.0], 'Eight Mile': [46.8, 8991.0], 'Crow Creek': [51.6, 28984.0], 'Fink (Proposed)': [52.0, 27593.0], 'Le Grand': [54.4, 3621.0], 'Placerville': [55.9, 0.0], 'Miller': [57.7, 8052.0], 'Tesla': [58.8, 1875.0], 'Gold Hill': [59.1, 0.0], 'Kelso': [59.5, 825.0], 'Midway Green Ridge Services': [59.7, 199.0]} | 309069.9062 | 52580.6758 | 0.17013 | 256489.2305 | 0.82987 | [5 empty] | 124094.9844 | 0.40151 | 53832.7969 | 0.17418 | 16725.9316 | 0.054117 | 0 | 0 | 212601.7344 | 0.68788 | 96468.1719 | 62857.5195 | 0.20338 | 246212.3867 | 116916.75 | 0.37829 | 192153.1562 | 246668.3906 | 0.7981 | 62401.5156 | 100899.1406 | 0.32646 | 208170.7656 | 26962.5527 | 0.087238 | 282107.3535
311 | Waukena | Central_Valley_North_Los_Banos | {'Corcoran': [2.3, 136466.0], 'GWF Hanford': [9.9, 150793.0], 'Alpaugh': [13.8, 52194.0], 'Leprino': [15.9, 150793.0], 'Olive': [18.2, 40045.0], 'Henrietta': [19.6, 150793.0], 'Mustang': [20.2, 150793.0], 'Rector': [21.8, 70751.0], 'Kingsburg': [24.2, 129619.0], 'Gates-Midway (Proposed)': [26.9, 30035.0], 'Smyrna': [29.8, 0.0], 'Gates': [30.6, 131098.0], 'Arco': [31.3, 30038.0], 'Avenal': [32.2, 90445.0], 'McCall': [32.8, 91806.0], 'Wahtoke': [33.7, 63151.0], 'Reedley': [34.1, 49269.0], 'Vestal': [34.3, 0.0], 'Springville': [35.8, 0.0], 'Schindler': [36.2, 138852.0], 'Goose Lake': [37.1, 0.0], 'Semitropic': [37.9, 0.0], 'Mc Mullin': [38.9, 119047.0], 'Charca': [39.2, 0.0], 'Malaga': [39.2, 60672.0], 'Sanger': [39.3, 52229.0], 'Excelsior': [40.7, 103617.0], 'California Ave': [41.5, 54178.0], 'West Fresno': [42.2, 56065.0], 'Kearney (New)': [42.7, 61799.0], 'Shafter': [45.5, 0.0], 'Cal Flats': [45.6, 18987.0], 'Helm': [45.7, 80744.0], 'Cantua': [47.1, 64284.0], 'Kernridge': [48.9, 0.0], 'Lerdo': [50.1, 0.0], 'Midway': [51.2, 0.0], 'Rio Bravo': [51.2, 0.0], 'Temblor': [52.6, 0.0], 'Cholame': [52.7, 1244.0], 'Gregg': [52.8, 18629.0], 'Poso Mt.': [53.0, 0.0], '7th Standard': [54.3, 0.0], 'Tranquility': [55.6, 14060.0], 'Caliente': [55.8, 0.0], 'Tupman': [56.8, 0.0], 'Renfro': [56.8, 0.0], 'Kern Oil': [57.4, 0.0], 'Sycamore': [57.7, 0.0], 'Carrizo Plains': [58.4, 0.0], 'Borden': [58.7, 1966.0], 'Solar': [58.8, 0.0], 'Kern Power': [58.9, 0.0], 'Rosedale': [59.6, 0.0]} | 168181.9688 | 150793.3438 | 0.89661 | 17388.625 | 0.10339 | [5 empty] | 66594.4609 | 0.39597 | 80764.5781 | 0.48022 | 0 | 0 | 0 | 0 | 9357.3281 | 0.055638 | 158824.6406 | 2568.2561 | 0.015271 | 165613.7126 | 7225.7085 | 0.042964 | 160956.2603 | 13880.417 | 0.082532 | 154301.5518 | 364.8891 | 0.0021696 | 167817.0797 | 3928.52 | 0.023359 | 164253.4487
312 | Excelsior | Central_Valley_North_Los_Banos | {'Schindler': [5.2, 528536.0], 'Cantua': [6.5, 456760.0], 'Helm': [13.6, 508218.0], 'Tranquility': [16.3, 405530.0], 'Gates': [18.8, 301037.0], 'Mc Mullin': [19.0, 530874.0], 'Mustang': [20.9, 381700.0], 'Henrietta': [21.3, 385946.0], 'Cheney': [23.2, 270145.0], 'Leprino': [24.8, 357312.0], 'Mendota': [25.5, 297544.0], 'Panoche': [26.2, 214899.0], 'Kearney (New)': [28.7, 403502.0], 'Avenal': [29.8, 133356.0], 'West Fresno': [31.8, 334428.0], 'Newhall': [32.7, 262075.0], 'GWF Hanford': [33.7, 264954.0], 'California Ave': [34.1, 293646.0], 'Malaga': [34.6, 284923.0], 'Gregg': [35.8, 271608.0], 'McCall': [36.0, 271423.0], 'Kingsburg': [36.6, 261584.0], 'Cal Flats': [36.9, 32159.0], 'Borden': [38.6, 233619.0], 'Sanger': [40.5, 216869.0], 'Waukena': [40.7, 103617.0], 'Oro Loma': [41.0, 80970.0], 'Corcoran': [42.6, 89773.0], 'Dairyland': [45.5, 100891.0], 'Wahtoke': [45.8, 141207.0], 'Arco': [46.6, 20395.0], 'Cholame': [49.6, 429.0], 'Reedley': [49.6, 88930.0], 'Gates-Midway (Proposed)': [50.4, 6843.0], 'Coburn': [51.8, 0.0], 'Alpaugh': [52.7, 17809.0], 'Le Grand': [54.3, 23397.0], 'Rector': [55.4, 26184.0], 'Olive': [55.9, 6556.0]} | 700296.625 | 535361.125 | 0.76448 | 164935.5 | 0.23552 | [5 empty] | 297222.1875 | 0.42442 | 337420.0625 | 0.48182 | 0 | 0 | 0 | 0 | 116163.7422 | 0.16588 | 584132.8828 | 38881.5703 | 0.055522 | 661415.0547 | 65057.9258 | 0.092901 | 635238.6992 | 158223.0469 | 0.22594 | 542073.5781 | 11524.5967 | 0.016457 | 688772.0283 | 13593.1084 | 0.019411 | 686703.5166
313 | Colgate | Northern_California | {'Brunswick': [10.8, 40216.0], 'Palermo': [19.5, 40968.0], 'Higgins': [20.5, 23666.0], 'Honcut': [21.7, 34351.0], 'Wyandotte': [21.8, 36992.0], 'East Marysville': [23.0, 29910.0], 'Drum 1': [23.2, 20277.0], 'Olivehurst': [25.1, 29910.0], 'Thermalito': [26.8, 27202.0], 'Pease': [27.6, 29910.0], 'Table Mt.': [28.8, 26840.0], 'Rio Oso': [31.1, 28915.0], 'Pleasant Grove': [35.7, 17179.0], 'Summit': [43.4, 8450.0], 'Gold Hill': [46.6, 6106.0], 'Placerville': [46.8, 198.0], 'Woodland': [54.5, 9647.0], 'Cortina': [57.3, 377.0], 'Delevan': [57.8, 41.0], 'Logan Creek': [59.1, 0.0], 'Glenn': [59.5, 0.0]} | 329698.0625 | 65055.5 | 0.19732 | 264642.5625 | 0.80268 | [5 empty] | 53180.8477 | 0.1613 | 57294.5078 | 0.17378 | 86036.7578 | 0.26096 | 69751.1797 | 0.21156 | 143394.9688 | 0.43493 | 186303.0938 | 76928.8594 | 0.23333 | 252769.2031 | 80853.9375 | 0.24524 | 248844.125 | 229248.0312 | 0.69533 | 100450.0312 | 77586.8672 | 0.23533 | 252111.1953 | 37966.1289 | 0.11515 | 291731.9336
314 | New Sub - Pit 1 - Cottonwood (Proposed) | Northern_California | {'Round Mt.': [6.1, 52180.0], 'Cove Road': [6.8, 53147.0], 'Pit 1': [20.5, 45791.0], 'Jessup': [36.5, 2914.0], 'Cottonwood': [37.5, 5049.0]} | 550402.5625 | 62977.1484 | 0.11442 | 487425.4141 | 0.88558 | [5 empty] | 1672.0953 | 0.0030379 | 415.4439 | 0.0007548 | 523187.125 | 0.95055 | 25008.416 | 0.045437 | 220940.7344 | 0.40142 | 329461.8281 | 101387.1016 | 0.18421 | 449015.4609 | 113553.5859 | 0.20631 | 436848.9766 | 285315.875 | 0.51838 | 265086.6875 | 365824.125 | 0.66465 | 184578.4375 | 23226.4551 | 0.042199 | 527176.1074
315 | Cal Flats |  | {'Cholame': [12.7, 38951.0], 'Avenal': [13.7, 37702.0], 'Gates': [21.7, 34087.0], 'Arco': [23.8, 19818.0], 'Templeton': [29.6, 35788.0], 'Gates-Midway (Proposed)': [32.3, 8101.0], 'Mustang': [33.7, 32974.0], 'Henrietta': [34.8, 32974.0], 'Solar': [36.8, 19694.0], 'Excelsior': [36.9, 32159.0], 'Carrizo Plains': [37.3, 18944.0], 'Leprino': [37.4, 32974.0], 'Schindler': [38.1, 32974.0], 'Cantua': [38.6, 31718.0], 'Caliente': [40.9, 6967.0], 'Kernridge': [44.1, 4360.0], 'San Luis Obispo': [45.5, 31918.0], 'Morro Bay': [45.5, 31963.0], 'Goose Lake': [45.6, 56.0], 'Waukena': [45.6, 18987.0], 'Corcoran': [45.9, 17615.0], 'GWF Hanford': [46.7, 30446.0], 'Temblor': [48.7, 1310.0], 'Alpaugh': [48.9, 370.0], 'Olive': [49.2, 0.0], 'Smyrna': [49.8, 0.0], 'Tranquility': [49.9, 9516.0], 'Helm': [50.5, 26735.0], 'Semitropic': [53.1, 0.0], 'Mc Mullin': [53.3, 28620.0], 'Coburn': [53.5, 0.0], 'Cheney': [53.9, 311.0], 'Diablo Canyon': [53.9, 24008.0], 'Oceano': [55.0, 17171.0], 'Panoche': [56.0, 0.0], 'Midway': [58.6, 0.0], 'Charca': [58.8, 0.0], 'Mendota': [59.2, 0.0], 'Kingsburg': [59.4, 1873.0], 'Mesa': [59.9, 0.0]} | 225264.0781 | 70775.6172 | 0.31419 | 154488.4609 | 0.68581 | [5 empty] | 15408.7148 | 0.068403 | 38778.7266 | 0.17215 | 33866.582 | 0.15034 | 8.5654 | 3.8024e-05 | 97876.7188 | 0.4345 | 127387.3594 | 12394.4922 | 0.055022 | 212869.5859 | 45470.5312 | 0.20185 | 179793.5469 | 122000.6172 | 0.54159 | 103263.4609 | 88813.9688 | 0.39427 | 136450.1094 | 3227.8501 | 0.014329 | 222036.228

## Geo Data Dictionary
Column | Name | Description | Notes
B | Geothermal Field Name | Name of Geothermal Field
C | RESOLVE Region | Area of California represented in RESOLVE capacity expansion modeling.
D | Geothermal Field Potential generation potential (mean estimated MW) | The estimated resource potential (MW) | Data Source: Williams, Colin F., Marshall J. Reed, Robert H. Mariner, Jacob DeAngelo, and S. Peter Galanis, Jr. 2008. “Assessment of Moderate-and High-Temperature Geothermal Resources of the United States.” U.S. Geological Survey Fact Sheet. 2008-3082. https://pubs.usgs.gov/fs/2008/3082/.
E | Geothermal Field Remaining undeveloped MW potential (subtracting existing facilities) | Estimated undeveloped resource potential (MW) after accounting for existing generation facilities at the geothermal field.
F | Geothermal Field is within protected area. | Yes or No indicating whether geothermal field entirely overlaps within the Protected Area Layer. 0 is No, 1 is Yes. | The Protected Area Layer is available at https://caenergy.maps.arcgis.com/home/item.html?id=0e216708f0c44b2984bf9eded1be0c3f
G | Size of Geothermal Field | Total acreage of geothermal field.
H | Geothermal Field Outside of Protected Areas (Lower Implication Lands) | Total acreage of lower implication land that exists within geothermal field. | Core Land Use Screeen is not implemented for geothermal. Instead, the Protected Area Layer is used to define areas of lower and higher implication.
I | Percentage of Field w/ Lower Implications | Percent of geothermal field that has lower implication land.
J | Geothermal Field Excluded by Protected Areas (Higher Implication Lands) | Total acreage of higher implication land that exists within geothermal field.
K | Percentage of Field w/ Higher Implications | Percent of geothermal field that has higher implication land.
M | Geothermal Field within Tier 2 Fire Threat | Acres of land considered Tier 2 Fire Threat that exists within geothermal field. | CPUC Fire Threat Map is available at https://caenergy.maps.arcgis.com/home/item.html?id=5a0aac0357c64ec48a6dc42e1a6bc3ca
N | Percentage of Geothermal Field within Tier 2 Fire Threat | Percent of geothermal field that has Tier 2 Fire Threat land area.
P | Geothermal Field within Tier 3 Fire Threat | Acres of land considered Tier 3 Fire Threat that exists within geothermal field. | CPUC Fire Threat Map is available at https://caenergy.maps.arcgis.com/home/item.html?id=5a0aac0357c64ec48a6dc42e1a6bc3ca
O | Percentage of Geothermal Field within Tier 3 Fire Threat | Percent of geothermal field that has Tier 3 Fire Threat land area.
R | Geothermal Field w/ ACE Terrestrial Connectivity, 4 or 5, (High Implications) | Acres of land considered high implication to energy planning located within geothermal field based on ACE Terrestrial Connectivity. | ACE stands for the Area of Conservation Emphasis, a set of geospatial datasets developed by CDFW and used heavily in the construction of CEC land use screens. More information is available at https://wildlife.ca.gov/Data/Analysis/Ace to learn more.
S | Percentage of Geothermal Field w/ Terrestrial Connectivity High Implications | Percent of geothermal field that has land areas with high implications for terrestrial connectivity.
T | Geothermal Field w/ Terrestrial Connectivity Low Implications | Total acreage of land with low implications for ACE terrestrial connectivity.
U | Geothermal Field w/ ACE Biodiversity, 5, (High Implications) | Total acreage of land with high implications, rank 5, of ACE terrestrial biodiversity. | Available at https://caenergy.maps.arcgis.com/home/item.html?id=d0bf5ee8dd0945f4aaaa98c5d8b3ecb5
V | Percentage of Geothermal Field w/ Biodiversity High Implications | Percent of geothermal field that has land areas with high implications for biodiversity.
W | Geothermal Field w/ Biodiversity Low Implications | Total acreage of land with low implications for biodiversity, ranks 1-4, of ACE biodiversity.
X | Geothermal Field w/ ACE Irreplaceability, 4 or 5, (High Implications) | Total acreage of land with high ACE irreplaceability implications; land area contains rank 4 or 5 of ACE irreplaceability. | Available at https://caenergy.maps.arcgis.com/home/item.html?id=3f94d0384f7542dcba2216635e8d103e
Y | Percentage of Geothermal Field w/ Irreplaceability High Implications | Percent of geothermal field that has land areas with high implications for ACE irreplaceability rank 4 or 5.
Z | Geothermal Field w/ Irreplaceability Low Implications | Total acreage of land with low implications for irreplaceability, rank 1 - 3 ,of ACE irreplaceabilty.
AA | Geothermal Field w/ Any of the three ACE datasets High Implications | Total acreage of land classified as high implication for the three ACE datasets (ACE Biodiversity Rank 5, ACE Irreplacaeability Rank 4 or 5, ACE Terrestrial Connectivity Rank 4 or 5)
AB | Percentage of Geothermal Field w/ Any of the three ACE datasets High Implications | Percent of geothermal field that has land areas within any of the three ACE datasets as high Implications (ACE Biodiversity Rank 5, ACE Irreplaceability Rank 4 or 5, ACE Terrestrial Connectivity Rank 4 or 5)
AC | Geothermal Field w/ Any of the three ACE datasets Low Implications | Total acreage of land NOT classified as any of the higher implication areas of the ACE datasets, (ACE Biodiversity Rank 1-4, ACE Irreplacaeability Rank 1-3, ACE Terrestrial Connectivity Rank 1-3)
AD | Geothermal Field w/ High Terrestrial Landscape Intactness | Total acreage of land with high value terrestrial landscape intactness; land is less disturbed and more intact. | Terrestrial Landscape Intactness, produced by Conservation Biology Institute, is available at https://caenergy.maps.arcgis.com/home/item.html?id=4311305423d847189205b8245dd435fb
AE | Percentage of Geothermal Field w/ High Terrestrial Landscape Intactness | Percent of geothermal field that has land areas with high terrestrial landscape intactness; land that is less disturbed and more intact.
AF | Geothermal Field w/ Low Terrestrial Landscape Intactness | Total acreage of land with low value terrestiral landscape intactness; land is disutrbed and less intact.
AG | Geothermal Field w/ Classified as Wetlands | Total acreage of land that is classified as wetland within geothermal field. | The Wetlands dataset used in CEC Land Use Screens and IRP Busbar Mapping is available at https://caenergy.maps.arcgis.com/home/item.html?id=c6c39af5da024ceabb3753de344a7acf
AH | Percentage of Geothermal Field w/Classified as Wetlands | Percent of geothermal field that has land area classified as wetlands
AI | Geothermal Field w/ Not Classified as Wetlands | Total acreage of land that is not classified as wetland within geothermal field.

## LandEnvData_Geo
|  |  | Geothermal Field Potential generation potential (mean estimated MW) | Geothermal Field remaining undeveloped MW potential (subtracting existing facilities) | Geothermal Field is within protected area | Size of Geothermal Field | Geothermal Field Outside of Protected Areas (Lower Implication Lands) | Percentage of Field w/ Lower Implications | Geothermal Field Excluded by Protected Areas(Higher Implication Lands) | Percentage of Field w/ Higher Implications | Geothermal Field within Tier 2 Fire Threat | Percentage of Geothermal Field within Tier 2 Fire Threat | Geothermal Field within Tier 3 Fire Threat | Percentage of Geothermal Field within Tier 3 Fire Threat | Geothermal Field w/ ACE Terrestrial Connectivity, 4 or 5, (High Implications) | Percentage of Geothermal Field w/ Terrestrial Connectivity High Implications | Geothermal Field w/ Terrestrial Connectivity Low Implications | Geothermal Field w/ ACE Biodiversity, 5, (High Implications) | Percentage of Geothermal Field w/ Biodiversity High Implications | Geothermal Field w/ Biodiversity Low Implications | Geothermal Field w/ ACE Irreplaceability, 4 or 5, (High Implications) | Percentage of Geothermal Field w/ Irreplaceability High Implications | Geothermal Field w/ Irreplaceability Low Implications | Geothermal Field w/ Any of the three ACE datasets High Implications | Percentage of Geothermal Field w/ Any of the three ACE datasets High Implications | Geothermal Field w/ Any of the three ACE datasets Low Implications | Geothermal Field w/ High Terrestrial Landscape Intactness | Percentage of Geothermal Field w/ High Terrestrial Landscape Intactness | Geothermal Field w/ Low Terrestrial Landscape Intactness | Geothermal Field w/ Classified as Wetlands | Percentage of Geothermal Field w/ Classified as Wetlands | Geothermal Field w/ Not Classified as Wetlands
Blue columns indicate additional data calculate/added by CPUC staff in dashboard.
| Geothermal Field Name | RESOLVE Region | Total_MWe_Mean | NetUndevelopedRP | Protected Area Exclusion (1=Yes) | Total Geothermal Field Acres | Low-Implication Acres | Low-Implication Percent | High-Implication Acres | High-Implication Percent | FT_Tier2_Acres | Perc_FT_Tier2 | FT_Tier3_Acres | Perc_FT_Tier3 | Conn45_Acres | Perc_Conn45 | Low Conn Acres | Bio5_Acres | Perc_Bio5 | Low Bio Acres | Irr45_Acres | Perc_Irr45 | Low Irr Acres | ACE_All_Acres | Perc_AllACE | Low AllACE Acres | High_Intact_Acres | Perc_HighIntact | LowIntact Acres | Wetlands_Acres | Perc_Wetlands | Not Wetlands Acres
| Geysers | Northern_California | 1096.1 | 246.1 | 0 | 283216.375 | 31811.6719 | 11.23% | 251404.7031 | 88.77% | 91098.9141 | 32.17% | 160274 | 56.59% | 134908.3438 | 47.63% | 148308.0312 | 114645.9375 | 40.48% | 168570.4375 | 176115.0781 | 62.18% | 107101.2969 | 223679.4844 | 78.98% | 59536.8906 | 118412.8906 | 41.81% | 164803.4844 | 3812.5942 | 1.346% | 279403.7808
| Calistoga | Northern_California | 16.9 | 16.9 | 0 | 9182.2695 | 0.18262 | 0.001989% | 9182.0869 | 100% | 772.2568 | 8.41% | 4644.6201 | 50.58% | 5983.9307 | 65.17% | 3198.3389 | 7606.9062 | 82.84% | 1575.3633 | 8741.9766 | 95.2% | 440.293 | 9182.0869 | 100% | 0.18262 | 973.1588 | 10.6% | 8209.1108 | 644.3005 | 7.017% | 8537.9691
| Lake City - Surprise Valley 1 | Northern_California | 118.5 | 118.5 | 0 | 65355.3164 | 7935.4609 | 12.14% | 57419.8555 | 87.86% | 5182.9976 | 7.93% |  | 0% | 27203.7383 | 41.62% | 38151.5781 | 20875.0723 | 31.94% | 44480.2441 | 4252.729 | 6.507% | 61102.5874 | 37527.8789 | 57.42% | 27827.4375 | 33809.2188 | 51.73% | 31546.0977 | 6821.1987 | 10.44% | 58534.1177
| East Brawley | Greater_Imperial (Exclude) | 358.5 | 358.5 | 0 | 70551.4453 | 18387.5781 | 26.06% | 52163.8672 | 73.94% |  | 0% |  | 0% | 1274.8352 | 1.807% | 69276.6101 | 6399.5103 | 9.071% | 64151.9351 | 6865.2695 | 9.731% | 63686.1758 | 7674.3457 | 10.88% | 62877.0996 | 3071.0449 | 4.353% | 67480.4004 | 2894.1499 | 4.102% | 67657.2954
| East Mesa | Greater_Imperial | 202.7 | 127.8 | 0 | 37802.1094 | 16377.3555 | 43.32% | 21424.7539 | 56.68% |  | 0% |  | 0% | 2928.468 | 7.747% | 34873.6414 | 4633.1455 | 12.26% | 33168.9639 | 4633.1455 | 12.26% | 33168.9639 | 7561.6138 | 20% | 30240.4956 | 14185.2021 | 37.52% | 23616.9072 | 1909.0859 | 5.05% | 35893.0234
| Mono - Long Valley | Greater_Kramer (Exclude) | 64.8 | 24.8 | 0 | 457796.3438 | 77541.5 | 16.94% | 380254.8438 | 83.06% | 346294.75 | 75.64% |  | 0% | 22286.8379 | 4.868% | 435509.5059 | 123164.4219 | 26.9% | 334631.9219 | 88340.1016 | 19.3% | 369456.2422 | 171452.1875 | 37.45% | 286344.1562 | 286245.25 | 62.53% | 171551.0938 | 31601.248 | 6.903% | 426195.0957
| Wendel - Amedee | Northern_California | 19.2 | 19.2 | 0 | 18366.2949 | 2388.2461 | 13% | 15978.0488 | 87% | 6708.6377 | 36.53% |  | 0% | 6381.98 | 34.75% | 11984.3149 | 11181.9883 | 60.88% | 7184.3066 | 9985.1484 | 54.37% | 8381.1465 | 13835.0771 | 75.33% | 4531.2178 | 7047.5786 | 38.37% | 11318.7163 | 1829.5272 | 9.961% | 16536.7677
| Glass Mountain | Northern_California | 365.6 | 365.6 | 0 | 135390.0625 | 5149.3438 | 3.803% | 130240.7188 | 96.2% | 113375.3906 | 83.74% |  | 0% | 112573.9766 | 83.15% | 22816.0859 | 21460.7031 | 15.85% | 113929.3594 | 15060.7354 | 11.12% | 120329.3271 | 116044.3438 | 85.71% | 19345.7188 | 120789.2031 | 89.22% | 14600.8594 | 422.6771 | 0.3122% | 134967.3854
| Coso Hot Springs | Greater_Kramer (Exclude) | 419.2 | 116.79 | 1 | 108004.3906 | 7327.7344 | 6.785% | 100676.6562 | 93.22% | 1.9035 | 0.001762% |  | 0% | 16822.7168 | 15.58% | 91181.6738 | 7601.8877 | 7.038% | 100402.5029 | 3231.3882 | 2.992% | 104773.0024 | 19526.5742 | 18.08% | 88477.8164 | 97722.6719 | 90.48% | 10281.7188 | 509.2904 | 0.4715% | 107495.1003
| Fort Bidwell | Northern_California | 9.1 | 9.1 | 0 | 224.8102 | 2.8763 | 1.279% | 221.9339 | 98.72% | 224.8093 | 100% |  | 0% | 221.2556 | 98.42% | 3.5546 | 25.3961 | 11.3% | 199.4141 |  | 0% | 224.8102 | 221.2556 | 98.42% | 3.5546 |  | 0% | 224.8102 | 93.835 | 41.74% | 130.9752
| Arrowhead HS | Greater_Kramer | 7.1 | 7.1 | 0 | 175.3961 | 0.0007019 | 0.0004002% | 175.3954 | 100% |  | 0% | 175.395 | 100% | 175.3954 | 100% | 0.0007019 | 175.3954 | 100% | 0.0007019 |  | 0% | 175.3961 | 175.3954 | 100% | 0.0007019 | 8.8013 | 5.018% | 166.5949 | 7.9886 | 4.555% | 167.4075
| Salton Sea | Greater_Imperial (Exclude) | 2209.9 | 1779.07 | 0 | 103230.8828 | 32613.1406 | 31.59% | 70617.7422 | 68.41% |  | 0% |  | 0% |  | 0% | 103230.8828 | 58043.082 | 56.23% | 45187.8008 | 65475.2383 | 63.43% | 37755.6445 | 65475.2383 | 63.43% | 37755.6445 | 385.4419 | 0.3734% | 102845.4409 | 11601.6445 | 11.24% | 91629.2383
| Brawley | Greater_Imperial (Exclude) | 138 | 88.1 | 0 | 8932.376 | 1130.9292 | 12.66% | 7801.4468 | 87.34% |  | 0% |  | 0% |  | 0% | 8932.376 | 2768.6316 | 31% | 6163.7444 | 2768.6316 | 31% | 6163.7444 | 2768.6316 | 31% | 6163.7444 |  | 0% | 8932.376 | 489.0354 | 5.475% | 8443.3405
| Heber | Greater_Imperial | 159.6 | 0 | 0 | 59317.0273 | 19619.2227 | 33.08% | 39697.8047 | 66.92% |  | 0% |  | 0% |  | 0% | 59317.0273 | 5511.082 | 9.291% | 53805.9453 | 5511.082 | 9.291% | 53805.9453 | 5511.082 | 9.291% | 53805.9453 |  | 0% | 59317.0273 | 4683.4482 | 7.896% | 54633.5791
| Boyes HS | Mendocino_Marin | 8.4 | 8.4 | 0 | 207.5152 | 0.00083923 | 0.0004044% | 207.5143 | 100% |  | 0% |  | 0% |  | 0% | 207.5152 | 93.3338 | 44.98% | 114.1814 | 109.2234 | 52.63% | 98.2918 | 207.5143 | 100% | 0.00083923 |  | 0% | 207.5152 | 101.3246 | 48.83% | 106.1906
| Sonoma Mission Inn | Mendocino_Marin | 6.3 | 6.3 | 0 | 155.6303 | 0.00062561 | 0.000402% | 155.6296 | 100% |  | 0% |  | 0% |  | 0% | 155.6303 | 24.3109 | 15.62% | 131.3193 | 57.3387 | 36.84% | 98.2916 | 155.6296 | 100% | 0.00062561 |  | 0% | 155.6303 | 40.5149 | 26.03% | 115.1153
| Tecopa HS | Southern_NV_Eldorado | 9 | 9 | 1 | 222.3398 | 0.00088501 | 0.000398% | 222.3389 | 100% |  | 0% |  | 0% |  | 0% | 222.3398 | 222.3389 | 100% | 0.00088501 | 222.3389 | 100% | 0.00088501 | 222.3389 | 100% | 0.00088501 | 105.4374 | 47.42% | 116.9024 | 37.5587 | 16.89% | 184.7811
| Hot Mineral Spa | Greater_Imperial (Exclude) | 3 | 3 | 0 | 4090.1086 | 184.9919 | 4.523% | 3905.1167 | 95.48% |  | 0% |  | 0% |  | 0% | 4090.1086 | 1072.2802 | 26.22% | 3017.8285 | 3717.2842 | 90.88% | 372.8245 | 3791.0703 | 92.69% | 299.0383 | 691.0051 | 16.89% | 3399.1035 | 1002.7427 | 24.52% | 3087.366
| Canby (I'SOT) | Northern_California | 9.4 | 9.4 | 0 | 232.2229 | 0.00093079 | 0.0004008% | 232.222 | 100% | 1.6391 | 0.7058% |  | 0% |  | 0% | 232.2229 | 232.222 | 100% | 0.00093079 |  | 0% | 232.2229 | 232.222 | 100% | 0.00093079 |  | 0% | 232.2229 | 113.0093 | 48.66% | 119.2136
| West Valley Reservoir | Northern_California | 12.6 | 12.6 | 0 | 311.2874 | 0.0012207 | 0.0003921% | 311.2862 | 100% | 218.8412 | 70.3% |  | 0% | 200.3577 | 64.36% | 110.9297 |  | 0% | 311.2874 | 110.9285 | 35.64% | 200.3589 | 311.2862 | 100% | 0.0012207 | 266.1151 | 85.49% | 45.1723 | 10.9112 | 3.505% | 300.3762
| Little Hot Spring (Fall River) | Northern_California | 3.9 | 3.9 | 0 | 96.3347 | 0.00038147 | 0.000396% | 96.3343 | 100% | 96.3343 | 100% |  | 0% | 96.3343 | 100% | 0.00038147 |  | 0% | 96.3347 |  | 0% | 96.3347 | 96.3343 | 100% | 0.00038147 |  | 0% | 96.3347 | 12.7226 | 13.21% | 83.6121
| Sespe Hot Springs | Greater_LA | 10.7 | 10.7 | 1 | 7030.354 | 0.02832 | 0.0004028% | 7030.3257 | 100% | 7030.3257 | 100% |  | 0% | 7030.3257 | 100% | 0.02832 |  | 0% | 7030.354 |  | 0% | 7030.354 | 7030.3257 | 100% | 0.02832 | 7030.3257 | 100% | 0.02832 | 351.4258 | 4.999% | 6678.9282
| Carson River | El_Dorado_Mariposa | 15.7 | 15.7 | 0 | 387.8824 | 0.0015259 | 0.0003934% | 387.8809 | 100% | 387.8809 | 100% |  | 0% | 387.8809 | 100% | 0.0015259 |  | 0% | 387.8824 |  | 0% | 387.8824 | 387.8809 | 100% | 0.0015259 | 387.8809 | 100% | 0.0015259 | 22.2404 | 5.734% | 365.642
| Grovers HS | El_Dorado_Mariposa | 2.9 | 2.9 | 1 | 71.6294 | 0.00028992 | 0.0004047% | 71.6291 | 100% | 71.6291 | 100% |  | 0% | 69.9828 | 97.7% | 1.6466 |  | 0% | 71.6294 |  | 0% | 71.6294 | 69.9828 | 97.7% | 1.6466 | 71.6291 | 100% | 0.00028992 | 35.0446 | 48.92% | 36.5848
| Tasajara HS | Peninsula_Monterey | 3 | 3 | 0 | 74.0999 | 0.00029755 | 0.0004015% | 74.0996 | 100% | 74.0996 | 100% |  | 0% | 74.0996 | 100% | 0.00029755 |  | 0% | 74.0999 |  | 0% | 74.0999 | 74.0996 | 100% | 0.00029755 | 74.0996 | 100% | 0.00029755 | 11.3355 | 15.3% | 62.7644
| Randsburg | Greater_Kramer (Exclude) | 6.6 | 6.6 | 1 | 12957.7432 | 19.0557 | 0.1471% | 12938.6875 | 99.85% |  | 0% |  | 0% | 12489.1143 | 96.38% | 468.6289 |  | 0% | 12957.7432 |  | 0% | 12957.7432 | 12489.1143 | 96.38% | 468.6289 | 12918.9775 | 99.7% | 38.7656 | 11.3558 | 0.08764% | 12946.3874
| Truckhaven | Greater_Imperial (Exclude) | 50 | 50 | 0 | 40872.8828 | 20124.7578 | 49.24% | 20748.125 | 50.76% |  | 0% |  | 0% | 1526.7882 | 3.735% | 39346.0946 |  | 0% | 40872.8828 |  | 0% | 40872.8828 | 1526.7882 | 3.735% | 39346.0946 | 19541.6035 | 47.81% | 21331.2793 | 3.2572 | 0.007969% | 40869.6256
| Dunes | Greater_Imperial (Exclude) | 18.5 | 18.5 | 1 | 7723.0059 | 0.030762 | 0.0003983% | 7722.9751 | 100% |  | 0% |  | 0% | 5056.9043 | 65.48% | 2666.1016 |  | 0% | 7723.0059 |  | 0% | 7723.0059 | 5056.9043 | 65.48% | 2666.1016 | 7722.9751 | 100% | 0.030762 |  | 0% | 7723.0059
| Brockway Hot Springs | Northern_California | 2 | 2 | 0 | 49.3952 | 0.00019836 | 0.0004016% | 49.395 | 100% | 25.2024 | 51.02% |  | 0% |  | 0% | 49.3952 |  | 0% | 49.3952 | 49.395 | 100% | 0.00019836 | 49.395 | 100% | 0.00019836 |  | 0% | 49.3952 |  | 0% | 49.3952
| Marble Hot Well | Northern_California | 3.5 | 3.5 | 0 | 86.4527 | 0.00034332 | 0.0003971% | 86.4523 | 100% |  | 0% |  | 0% |  | 0% | 86.4527 |  | 0% | 86.4527 | 86.4523 | 100% | 0.00034332 | 86.4523 | 100% | 0.00034332 | 18.1748 | 21.02% | 68.2779 | 7.5211 | 8.7% | 78.9316
| Paso Robles | Kern_Greater_Carrizo | 3.4 | 3.4 | 0 | 83.9821 | 0.00033569 | 0.0003997% | 83.9818 | 100% |  | 0% |  | 0% |  | 0% | 83.9821 |  | 0% | 83.9821 | 83.9818 | 100% | 0.00033569 | 83.9818 | 100% | 0.00033569 |  | 0% | 83.9821 | 23.5596 | 28.05% | 60.4225
| South Brawley | Greater_Imperial | 42.3 | 42.3 | 0 | 12782.7979 | 5732.418 | 44.84% | 7050.3799 | 55.16% |  | 0% |  | 0% |  | 0% | 12782.7979 |  | 0% | 12782.7979 |  | 0% | 12782.7979 |  | 0% | 12782.7979 |  | 0% | 12782.7979 | 1788.4484 | 13.99% | 10994.3495
| Sierra Valley | Northern_California | 3.5 | 3.5 | 0 | 86.4527 | 0.00034332 | 0.0003971% | 86.4523 | 100% |  | 0% |  | 0% |  | 0% | 86.4527 |  | 0% | 86.4527 |  | 0% | 86.4527 |  | 0% | 86.4527 | 85.9978 | 99.47% | 0.4549 | 86.4523 | 100% | 0.00034332
| Kelly HS | Northern_California | 9.5 | 9.5 | 0 | 234.6934 | 226.3561 | 96.45% | 8.3373 | 3.552% |  | 0% |  | 0% |  | 0% | 234.6934 |  | 0% | 234.6934 |  | 0% | 234.6934 |  | 0% | 234.6934 |  | 0% | 234.6934 | 8.3373 | 3.552% | 226.3561
| Indian Valley Hot Springs | Northern_California | 3.5 | 3.5 | 0 | 86.4527 | 42.8141 | 49.52% | 43.6386 | 50.48% |  | 0% |  | 0% |  | 0% | 86.4527 |  | 0% | 86.4527 |  | 0% | 86.4527 |  | 0% | 86.4527 |  | 0% | 86.4527 | 43.6386 | 50.48% | 42.8141
| Fales HS | Greater_Kramer (Exclude) | 2.9 | 2.9 | 0 | 71.6294 | 0.00028229 | 0.0003941% | 71.6291 | 100% | 71.6291 | 100% |  | 0% |  | 0% | 71.6294 |  | 0% | 71.6294 |  | 0% | 71.6294 |  | 0% | 71.6294 | 71.6291 | 100% | 0.00028229 | 1.6056 | 2.242% | 70.0238
| Travertine HS | Greater_Kramer (Exclude) | 2.8 | 2.8 | 1 | 69.1589 | 0.00028229 | 0.0004082% | 69.1586 | 100% | 69.1586 | 100% |  | 0% |  | 0% | 69.1589 |  | 0% | 69.1589 |  | 0% | 69.1589 |  | 0% | 69.1589 | 6.548 | 9.468% | 62.6109 | 0.54784 | 0.7922% | 68.6111
| Big Bend HS | Northern_California | 4.9 | 4.9 | 0 | 121.041 | 0.00048065 | 0.0003971% | 121.0405 | 100% | 121.0405 | 100% |  | 0% |  | 0% | 121.041 |  | 0% | 121.041 |  | 0% | 121.041 |  | 0% | 121.041 | 121.0405 | 100% | 0.00048065 | 15.3167 | 12.65% | 105.7243
| Kellog HS | Northern_California | 5.4 | 5.4 | 0 | 133.3946 | 66.0351 | 49.5% | 67.3595 | 50.5% | 79.8638 | 59.87% |  | 0% |  | 0% | 133.3946 |  | 0% | 133.3946 |  | 0% | 133.3946 |  | 0% | 133.3946 |  | 0% | 133.3946 | 67.3595 | 50.5% | 66.0351
| Mt. Signal | Greater_Imperial | 14.7 | 14.7 | 1 | 363.1743 | 0.0014648 | 0.0004033% | 363.1729 | 100% |  | 0% |  | 0% |  | 0% | 363.1743 |  | 0% | 363.1743 |  | 0% | 363.1743 |  | 0% | 363.1743 | 363.1729 | 100% | 0.0014648 | 5.731 | 1.578% | 357.4433

## PSH Data Dictionary
Column | Name |  | Description | Notes
A |  | Potential Pumped Storage Site (FERC Application Name) | Name of potential pumped storage hydro (PSH) location
B |  | Acres (5 mile radius) | The number of acres within a circle with a 5-mile radius. This provides the total acres within 5-miles of each PSH point location. It is used is calculate the percent land cover, by designation, within 5 miles of the PSH location
C | Acres | Protected Area Layer | Acres of land within 5-mile buffer of location that is designated as a protected area layer (PAL). | Protected Area Layer used in the analysis is available at https://caenergy.maps.arcgis.com/home/item.html?id=0e216708f0c44b2984bf9eded1be0c3f
D |  | Terr Biodiversity 5 | Acres of land within 5-mile buffer of location with ACE terrestrial biodiversity rank 5. | ACE stands for the Area of Conservation Emphasis, a set of geospatial datasets developed by CDFW and used heavily in the construction of CEC land use screens. More information is available at https://wildlife.ca.gov/Data/Analysis/Ace to learn more. ACE Biodiversity is available at https://services2.arcgis.com/Uq9r85Potqm3MfRV/arcgis/rest/services/biosds2739_fpu/FeatureServer
E |  | Terr Connectivity 4,5 | Acres of land within 5-mile buffer of location with ACE terrestrial connectivity rank 4 or 5. | More information is available at
F |  | Terr Irreplaceability 4,5 | Acres of land within 5-mile buffer of location with ACE terrestrial irreplaceability rank 4 or 5. | https://wildlife.ca.gov/Data/Analysis/Ace to learn more.
G |  | High Intactness | Acres of land within 5-mile buffer of location with high ACE terrestrial intactness. | ACE Biodiversity is available at https://services2.arcgis.com/Uq9r85Potqm3MfRV/arcgis/rest/services/biosds2739_fpu/FeatureServer
H |  | Aq Rare Species Richness 4,5 | Acres of land within 5-mile buffer of location with ACE aquatic rare species richness rank 4 or 5. | Available at https://services2.arcgis.com/Uq9r85Potqm3MfRV/arcgis/rest/services/biosds2748_fpu/FeatureServer
I |  | Aq Irreplaceability 4,5 | Acres of land within 5-mile buffer of location with ACE aquatic irreplaceability rank 4 or 5. | Available at https://services2.arcgis.com/Uq9r85Potqm3MfRV/arcgis/rest/services/biosds2752_fpu/FeatureServer
J | Percent | Protected Area Layer | Percent of land that is designated as a protected area layer (PAL) within 5-mile buffer of location.
K |  | Terr Biodiversity 5 | Percent of land that has ACE terrestrial biodiversity rank 5 within 5-mile buffer of location.
L |  | Terr Connectivity 4,5 | Percent of land that has ACE terrestrial connectivity rank 4 or 5 within 5-mile buffer.
M |  | Terr Irreplaceability 4,5 | Percent of land that has ACE terrestrial irreplaceability rank 4 or 5 within 5-mile buffer.
N |  | High Intactness | Percent of land with ACE terrestrial intactness rank 5 within 5-mile buffer of location.
O |  | Aq Rare Species Richness 4,5 | Percent of land with aquatic rare species richness rank 4 or 5 within 5-mile buffer of location.
P |  | Aq Irreplaceability 4,5 | Percent of land with aquatic irreplaceability rank 4 or 5 within 5-mile buffer of location.

## LandEnvData_PSH
CEC provided land-use and environmental criteria analysis for potential pumped storage hydro resource locations in California. Locations were identified by CPUC staff using known proposed projects/projects under FERC permitting or licensing and environmental and land-use screen data analysis was conducted on for a 5-mile radius circle centered on a central point of the potential project area as identified in permitting information.
|  | Acres | [6 empty] | Percent
Potential Pumped Storage Site (FERC Application Name) | Acres (5 mile radius) | Protected Area Layer | Terr Biodiversity 5 | Terr Connectivity 4,5 | Terr Irreplaceability 4,5 | High Intactness | Aq Rare Species Richness 4,5 | Aq Irreplaceability 4,5 | Protected Area Layer | Terr Biodiversity 5 | Terr Connectivity 4,5 | Terr Irreplaceability 4,5 | High Intactness | Aq Rare Species Richness 4,5 | Aq Irreplaceability 4,5 | Notes
Eagle_Mountain | 50257.207 | 31796 | 10546.2607 | 20717.8535 | 281.611 | 38728.4453 | 0 | 0 | 63.27% | 20.98% | 41.22% | 0.5603% | 77.06% | 0% | 0%
LEAPS | 50257.207 | 20768 | 13819.2686 | 21592.3145 | 30891.8418 | 23550.1133 | 24398.6016 | 24398.6028 | 41.32% | 27.5% | 42.96% | 61.47% | 46.86% | 48.55% | 48.55%
San_Vicente | 50257.207 | 19840 | 37256.8008 | 38113.542 | 26059.6992 | 19769.4727 | 40213.2876 | 32492.0065 | 39.48% | 74.13% | 75.84% | 51.85% | 39.34% | 80.01% | 64.65%
Mokulumne Pumped Storage | 50257.207 | 8553 | 4800 | 2593 | 6973 | 33441 | 22461 | 29383 | 17.02% | 9.551% | 5.159% | 13.87% | 66.54% | 44.69% | 58.47% | Overlap in 5-mile buffer of Salt Springs
Bison_Peak | 50257.207 | 12391 | 14263.5908 | 43941.5371 | 17052.6948 | 40748.0273 | 0 | 410.469 | 24.66% | 28.38% | 87.43% | 33.93% | 81.08% | 0% | 0.8167%
Tehachapi Pumped Storage | 50257.207 | 8550 | 40404.9305 | 41242.2598 | 44860.42 | 28570.0807 | 11930 | 8845.5395 | 17.01% | 80.4% | 82.06% | 89.26% | 56.85% | 23.74% | 17.6%
Nacimiento Pumped Storage | 50257.207 | 20740 | 1370.9758 | 27986.8203 | 2617.3489 | 30677.1529 | 1720 | 0 | 41.27% | 2.728% | 55.69% | 5.208% | 61.04% | 3.422% | 0%
Twitchell Pumped Storage | 50257.207 | 860 | 636.7851 | 1910.5011 | 636.1804 | 31548.9614 | 35177 | 19741.8729 | 1.711% | 1.267% | 3.801% | 1.266% | 62.77% | 69.99% | 39.28%
Whale Rock Pumped Storage | 50257.207 | 432 | 16284.338 | 37711.685 | 18309.3468 | 29308.2152 | 46733 | 0 | 0.8596% | 32.4% | 75.04% | 36.43% | 58.32% | 92.99% | 0%
Vandenberg Pumped Storage | 50257.207 | 6 | 1504.2202 | 29985.7016 | 14678.3929 | 30064.0963 | 10426 | 8617.4616 | 0.01194% | 2.993% | 59.66% | 29.21% | 59.82% | 20.75% | 17.15%
Haiwee Pumped Storage | 50257.207 | 49067 | 27547.1112 | 17454.3178 | 23649.6795 | 36672.1857 | 0 | 0 | 97.63% | 54.81% | 34.73% | 47.06% | 72.97% | 0% | 0%
MQR Pumped Storage | 50257.207 | 6735 | 42484.5306 | 44327.8994 | 40884.3608 | 19386.2811 | 50259 | 50258.3482 | 13.4% | 84.53% | 88.2% | 81.35% | 38.57% | 100% | 100%
Salt Springs Pumped Storage | 50257.207 | 12536 | 4800 | 1600 | 8000 | 34055 | 10368 | 18507 | 24.94% | 9.551% | 3.184% | 15.92% | 67.76% | 20.63% | 36.82% | Overlap in 5-mile buffer of Mokulumne
Maxwell Pumped Storage | 50257.207 | 12686 | 18535.9996 | 29214.3195 | 18440.4436 | 22407.6069 | 0 | 0 | 25.24% | 36.88% | 58.13% | 36.69% | 44.59% | 0% | 0%
Isabella Pumped Storage (Alt 1&2) | 50257.207 | 23609 | 28494 | 0 | 40266 | 36786 | 0 | 3099 | 46.98% | 56.7% | 0% | 80.1% | 73.2% | 0% | 6.2%
Isabella Pumped Storage (Alt 3) | 50257.207 | 13836 | 28821 | 840 | 32124 | 20818 | 0 | 0 | 27.53% | 57.3% | 1.7% | 63.9% | 41.4% | 0% | 0%