## Control
Control Sheet
Baseload MPR Proxy
Results for current dataset in $/KWh
|  | MPR All-in |  |  | 0.11926
|  | MPR fixed component |  |  | 0.031017
|  | MPR variable component |  |  | 0.088238
|  | Capacity Factor |  |  | 71.27%
|  | GHG Adder (incl in Variable component) |  |  | 0.0097211
Operating Instructions
1. Project Start Date - Input in cell E16 the project start date
| Project Start Date |  | 2020
[7 empty] | Escalate Capital Costs | TRUE | Install_Cap
2.Contract Term - Input in cell E20 the term of contract (years)
[7 empty] | Wtd. Avg. CF Calculation | TRUE | Cap_Fac
| Contract Term |  | 20
[7 empty] | Add FOR to CF Calculation | TRUE | Cap_Fac
3.Click on "Solve"
[7 empty] | Add Collateral Requirements | TRUE | Var_Comp
[7 empty] | Add GHG Adder | TRUE | Var_Comp
Fixed Component
PV of cash flow in operational years using mid-yr convention | [5 empty] | #VALUE!
PV of equity infusion | [5 empty] | -274852760.0388
Total NPV to January 1 of first operational year | [5 empty] | #VALUE!
Levelized Fixed Price $/kWh (MPR fixed component) | [5 empty] | 0.031017
Variable Component
Annual Variable Price $/kWh | [5 empty] | 0.074402
NPV of net energy revenues over 20 years | [5 empty] | #VALUE!
NPV of annual variable price $/kWh | [5 empty] | 0.84514
NPV of levelized annual variable price $/kWh | [5 empty] | 0.84514
Levelized Annual Variable Price $/kWh (MPR variable component ) | [5 empty] | 0.088238
DO NOT DELETE
|  | Years |  | Term
|  | 2008 |  | 10
|  | 2009 |  | 15
|  | 2010 |  | 20
2011
2012
2013
2014
2015
2016
2017
2018
2019
|  | 2020 |  | Var Goal Seek
0
To change the validation lists, which start in row 67 To add or modify the drop down lists, go to Data-->Validation-->Allow List.
-335544.32
Note on B29: January 1 of first operational year at target equity rate
Note on B30: January 1 of first operational year
Enabling EXCEL's MACRO Function
- If, when opening the model, Excel gives you the option, select "Enable Macros."
- If Excel gives you the message that the Macros are disabled, set security level to Medium.
- Under Tools--> Options-->Security-->Macro Security, set security level to Medium
Modifications proposed for the 2007 MPR model
Indicates values effected by 2007 MPR modifications
Solve

## MPR_Matrix
2007 MPR Summary
Current Table | [7 empty] | Table from Previous Run | [6 empty] | Difference
Operation Date | Baseload MPR |  |  | 10 year | 15 year | 20 year |  | Operation Date | Baseload MPR |  |  | 10 year | 15 year | 20 year | 10 year | 15 year | 20 year
2008 | MPR All-in |  |  | 0.092711 | 0.093826 | 0.095721 |  | 2008 | MPR All-in |  |  | 0.089166 | 0.090235 | 0.092051 | 0.003545 | 0.0035906 | 0.0036702
| MPR fixed component |  |  | 0.027204 | 0.026876 | 0.026786 |  |  | MPR fixed component |  |  | 0.026383 | 0.026929 | 0.027398 | 0.00082032 | -5.2572e-05 | -0.00061203
| MPR variable component |  |  | 0.065508 | 0.066949 | 0.068936 |  |  | MPR variable component |  |  | 0.062783 | 0.063306 | 0.064653 | 0.0027247 | 0.0036432 | 0.0042822
| Capacity Factor |  |  | 76% | 76% | 76% |  |  | Capacity Factor |  |  | 76% | 76% | 76% | 0% | 0% | 0%
| GHG Adder |  |  | 0.0027111 | 0.003625 | 0.0042608 |  |  | GHG Adder |  |  | 0 | 0 | 0 | 0.0027111 | 0.003625 | 0.0042608
2009 | MPR All-in |  |  | 0.09302 | 0.094753 | 0.096956 |  | 2009 | MPR All-in |  |  | 0.088904 | 0.090559 | 0.092651 | 0.0041154 | 0.004194 | 0.0043055
| MPR fixed component |  |  | 0.027631 | 0.027444 | 0.027441 |  |  | MPR fixed component |  |  | 0.026917 | 0.027505 | 0.028001 | 0.00071411 | -6.1115e-05 | -0.00055984
| MPR variable component |  |  | 0.065389 | 0.067308 | 0.069516 |  |  | MPR variable component |  |  | 0.061987 | 0.063053 | 0.06465 | 0.0034013 | 0.0042551 | 0.0048654
| Capacity Factor |  |  | 76% | 76% | 76% |  |  | Capacity Factor |  |  | 76% | 76% | 76% | 0% | 0% | 0%
| GHG Adder |  |  | 0.0033843 | 0.0042338 | 0.004841 |  |  | GHG Adder |  |  | 0 | 0 | 0 | 0.0033843 | 0.0042338 | 0.004841
2010 | MPR All-in |  |  | 0.093565 | 0.095913 | 0.098402 |  | 2010 | MPR All-in |  |  | 0.088811 | 0.091034 | 0.093375 | 0.0047542 | 0.0048795 | 0.0050275
| MPR fixed component |  |  | 0.028039 | 0.028023 | 0.028118 |  |  | MPR fixed component |  |  | 0.027444 | 0.028077 | 0.028598 | 0.00059476 | -5.378e-05 | -0.00047998
| MPR variable component |  |  | 0.065527 | 0.06789 | 0.070285 |  |  | MPR variable component |  |  | 0.061367 | 0.062957 | 0.064777 | 0.0041595 | 0.0049333 | 0.0055075
| Capacity Factor |  |  | 76% | 76% | 76% |  |  | Capacity Factor |  |  | 76% | 76% | 76% | 0% | 0% | 0%
| GHG Adder |  |  | 0.0041387 | 0.0049086 | 0.00548 |  |  | GHG Adder |  |  | 0 | 0 | 0 | 0.0041387 | 0.0049086 | 0.00548
2011 | MPR All-in |  |  | 0.094122 | 0.096956 | 0.099688 |  | 2011 | MPR All-in |  |  | 0.088639 | 0.091296 | 0.09384 | 0.0054829 | 0.0056608 | 0.0058481
| MPR fixed component |  |  | 0.027934 | 0.028096 | 0.028287 |  |  | MPR fixed component |  |  | 0.027458 | 0.028119 | 0.028653 | 0.00047579 | -2.3129e-05 | -0.00036554
| MPR variable component |  |  | 0.066188 | 0.068861 | 0.071401 |  |  | MPR variable component |  |  | 0.061181 | 0.063177 | 0.065187 | 0.0050071 | 0.005684 | 0.0062136
| Capacity Factor |  |  | 76% | 76% | 76% |  |  | Capacity Factor |  |  | 76% | 76% | 76% | 0% | 0% | 0%
| GHG Adder |  |  | 0.0049821 | 0.0056555 | 0.0061826 |  |  | GHG Adder |  |  | 0 | 0 | 0 | 0.0049821 | 0.0056555 | 0.0061826
2012 | MPR All-in |  |  | 0.095177 | 0.098445 | 0.10139 |  | 2012 | MPR All-in |  |  | 0.088866 | 0.091896 | 0.094611 | 0.0063104 | 0.0065486 | 0.006777
| MPR fixed component |  |  | 0.027833 | 0.028198 | 0.028495 |  |  | MPR fixed component |  |  | 0.027475 | 0.028162 | 0.028707 | 0.00035805 | 3.5772e-05 | -0.00021175
| MPR variable component |  |  | 0.067344 | 0.070247 | 0.072892 |  |  | MPR variable component |  |  | 0.061392 | 0.063735 | 0.065904 | 0.0059524 | 0.0065128 | 0.0069887
| Capacity Factor |  |  | 76% | 76% | 76% |  |  | Capacity Factor |  |  | 76% | 76% | 76% | 0% | 0% | 0%
| GHG Adder |  |  | 0.0059226 | 0.0064802 | 0.0069538 |  |  | GHG Adder |  |  | 0 | 0 | 0 | 0.0059226 | 0.0064802 | 0.0069538
2013 | MPR All-in |  |  | 0.096054 | 0.099647 | 0.10275 |  | 2013 | MPR All-in |  |  | 0.089467 | 0.092785 | 0.095634 | 0.0065874 | 0.0068622 | 0.0071123
| MPR fixed component |  |  | 0.027836 | 0.028243 | 0.028564 |  |  | MPR fixed component |  |  | 0.027499 | 0.028208 | 0.028761 | 0.00033735 | 3.5966e-05 | -0.00019674
| MPR variable component |  |  | 0.068218 | 0.071404 | 0.074182 |  |  | MPR variable component |  |  | 0.061968 | 0.064577 | 0.066873 | 0.00625 | 0.0068262 | 0.007309
| Capacity Factor |  |  | 76% | 76% | 76% |  |  | Capacity Factor |  |  | 76% | 76% | 76% | 0% | 0% | 0%
| GHG Adder |  |  | 0.0062188 | 0.0067921 | 0.0072725 |  |  | GHG Adder |  |  | 0 | 0 | 0 | 0.0062188 | 0.0067921 | 0.0072725
2014 | MPR All-in |  |  | 0.097224 | 0.10107 | 0.1043 |  | 2014 | MPR All-in |  |  | 0.090343 | 0.093887 | 0.096843 | 0.0068808 | 0.0071873 | 0.0074562
| MPR fixed component |  |  | 0.027847 | 0.028292 | 0.028633 |  |  | MPR fixed component |  |  | 0.027529 | 0.028255 | 0.028816 | 0.00031834 | 3.7327e-05 | -0.00018241
| MPR variable component |  |  | 0.069377 | 0.072782 | 0.075666 |  |  | MPR variable component |  |  | 0.062814 | 0.065632 | 0.068027 | 0.0065625 | 0.00715 | 0.0076386
| Capacity Factor |  |  | 76% | 76% | 76% |  |  | Capacity Factor |  |  | 76% | 76% | 76% | 0% | 0% | 0%
| GHG Adder |  |  | 0.0065297 | 0.0071143 | 0.0076004 |  |  | GHG Adder |  |  | 0 | 0 | 0 | 0.0065297 | 0.0071143 | 0.0076004
2015 | MPR All-in |  |  | 0.098726 | 0.10274 | 0.10602 |  | 2015 | MPR All-in |  |  | 0.09153 | 0.095218 | 0.098215 | 0.007196 | 0.0075263 | 0.0078064
| MPR fixed component |  |  | 0.027878 | 0.028347 | 0.028699 |  |  | MPR fixed component |  |  | 0.027568 | 0.028305 | 0.028869 | 0.00030976 | 4.2632e-05 | -0.00017042
| MPR variable component |  |  | 0.070848 | 0.074397 | 0.077323 |  |  | MPR variable component |  |  | 0.063962 | 0.066914 | 0.069346 | 0.0068863 | 0.0074837 | 0.0079768
| Capacity Factor |  |  | 76% | 76% | 76% |  |  | Capacity Factor |  |  | 76% | 76% | 76% | 0% | 0% | 0%
| GHG Adder |  |  | 0.0068518 | 0.0074463 | 0.0079369 |  |  | GHG Adder |  |  | 0 | 0 | 0 | 0.0068518 | 0.0074463 | 0.0079369
2016 | MPR All-in |  |  | 0.10054 | 0.10466 | 0.10796 |  | 2016 | MPR All-in |  |  | 0.093018 | 0.096792 | 0.0998 | 0.0075241 | 0.0078713 | 0.0081584
| MPR fixed component |  |  | 0.027916 | 0.028401 | 0.028756 |  |  | MPR fixed component |  |  | 0.027613 | 0.028356 | 0.028921 | 0.00030257 | 4.4808e-05 | -0.00016461
| MPR variable component |  |  | 0.072626 | 0.076262 | 0.079202 |  |  | MPR variable component |  |  | 0.065404 | 0.068436 | 0.070879 | 0.0072215 | 0.0078265 | 0.0083231
| Capacity Factor |  |  | 76% | 76% | 76% |  |  | Capacity Factor |  |  | 76% | 76% | 76% | 0% | 0% | 0%
| GHG Adder |  |  | 0.0071854 | 0.0077873 | 0.0082814 |  |  | GHG Adder |  |  | 0 | 0 | 0 | 0.0071854 | 0.0077873 | 0.0082814
2017 | MPR All-in |  |  | 0.1027 | 0.10686 | 0.11131 |  | 2017 | MPR All-in |  |  | 0.094831 | 0.098634 | 0.10161 | 0.0078662 | 0.0082232 | 0.0096934
| MPR fixed component |  |  | 0.027964 | 0.028454 | 0.02979 |  |  | MPR fixed component |  |  | 0.027665 | 0.028408 | 0.02897 | 0.00029905 | 4.5635e-05 | 0.00082032
| MPR variable component |  |  | 0.074732 | 0.078404 | 0.081518 |  |  | MPR variable component |  |  | 0.067165 | 0.070226 | 0.072645 | 0.0075672 | 0.0081775 | 0.008873
| Capacity Factor |  |  | 76% | 76% | 73.64% |  |  | Capacity Factor |  |  | 76% | 76% | 76% | 0% | 0% | -2.365%
| GHG Adder |  |  | 0.0075293 | 0.0081367 | 0.0086326 |  |  | GHG Adder |  |  | 0 | 0 | 0 | 0.0075293 | 0.0081367 | 0.0086326
2018 | MPR All-in |  |  | 0.1048 | 0.11018 | 0.11471 |  | 2018 | MPR All-in |  |  | 0.096581 | 0.10043 | 0.10339 | 0.0082149 | 0.0097453 | 0.011327
| MPR fixed component |  |  | 0.028012 | 0.029449 | 0.030899 |  |  | MPR fixed component |  |  | 0.027719 | 0.028462 | 0.029021 | 0.00029299 | 0.00098615 | 0.0018785
| MPR variable component |  |  | 0.076784 | 0.080727 | 0.083814 |  |  | MPR variable component |  |  | 0.068862 | 0.071968 | 0.074366 | 0.0079219 | 0.0087591 | 0.0094481
| Capacity Factor |  |  | 76% | 73.64% | 71.27% |  |  | Capacity Factor |  |  | 76% | 76% | 76% | 0% | -2.365% | -4.73%
| GHG Adder |  |  | 0.0078823 | 0.0084926 | 0.0089901 |  |  | GHG Adder |  |  | 0 | 0 | 0 | 0.0078823 | 0.0084926 | 0.0089901
2019 | MPR All-in |  |  | 0.1082 | 0.11372 | 0.11697 |  | 2019 | MPR All-in |  |  | 0.098494 | 0.10235 | 0.10526 | 0.0097099 | 0.011368 | 0.01171
| MPR fixed component |  |  | 0.02892 | 0.030515 | 0.030956 |  |  | MPR fixed component |  |  | 0.027779 | 0.028521 | 0.029071 | 0.0011411 | 0.0019936 | 0.0018852
| MPR variable component |  |  | 0.079285 | 0.083206 | 0.086015 |  |  | MPR variable component |  |  | 0.070716 | 0.073831 | 0.07619 | 0.0085689 | 0.0093747 | 0.009825
| Capacity Factor |  |  | 73.64% | 71.27% | 71.27% |  |  | Capacity Factor |  |  | 76% | 76% | 76% | -2.365% | -4.73% | -4.73%
| GHG Adder |  |  | 0.0082422 | 0.0088544 | 0.0093536 |  |  | GHG Adder |  |  | 0 | 0 | 0 | 0.0082422 | 0.0088544 | 0.0093536
2020 | MPR All-in |  |  | 0.11175 | 0.11599 | 0.11926 |  | 2020 | MPR All-in |  |  | 0.10044 | 0.10423 | 0.10715 | 0.011311 | 0.011756 | 0.012104
| MPR fixed component |  |  | 0.02989 | 0.030575 | 0.031017 |  |  | MPR fixed component |  |  | 0.027842 | 0.02858 | 0.029123 | 0.0020485 | 0.0019951 | 0.0018943
| MPR variable component |  |  | 0.081857 | 0.085413 | 0.088238 |  |  | MPR variable component |  |  | 0.072594 | 0.075652 | 0.078029 | 0.0092622 | 0.009761 | 0.01021
| Capacity Factor |  |  | 71.27% | 71.27% | 71.27% |  |  | Capacity Factor |  |  | 76% | 76% | 76% | -4.73% | -4.73% | -4.73%
| GHG Adder |  |  | 0.0086079 | 0.0092216 | 0.0097211 |  |  | GHG Adder |  |  | 0 | 0 | 0 | 0.0086079 | 0.0092216 | 0.0097211
Operation Date | Term | 2007 MPR | 2006 MPR | Var ($/kwh) | Var (%) | 2005 MPR | 2004 MPR |  |  |  |  | GHG Adder $/MWh
2007 | 10 year |  | 0.080797 | -0.080797 | -100% | 0.078935 | [5 empty] | 10 year | 15 year | 20 year
| 15 year |  | 0.082115 | -0.082115 | -100% | 0.079264 |  |  |  | 0 | 2008 | 2.7111 | 3.625 | 4.2608
| 20 year |  | 0.084604 | -0.084604 | -100% | 0.080977 |  |  |  | 5 | 2009 | 3.3843 | 4.2338 | 4.841
2008 | 10 year | 0.092711 | 0.080139 | 0.012573 | 15.69% | 0.076811 |  |  |  | 10 | 2010 | 4.1387 | 4.9086 | 5.48
| 15 year | 0.093826 | 0.082307 | 0.011518 | 13.99% | 0.078167 |  |  |  | 15 | 2011 | 4.9821 | 5.6555 | 6.1826
| 20 year | 0.095721 | 0.085186 | 0.010535 | 12.37% | 0.080402 |  |  |  | 20 | 2012 | 5.9226 | 6.4802 | 6.9538
2009 | 10 year | 0.09302 | 0.079604 | 0.013416 | 16.85% | 0.075939 |  |  |  | 25 | 2013 | 6.2188 | 6.7921 | 7.2725
| 15 year | 0.094753 | 0.082601 | 0.012152 | 14.71% | 0.078105 |  |  |  | 30 | 2014 | 6.5297 | 7.1143 | 7.6004
| 20 year | 0.096956 | 0.085859 | 0.011098 | 12.93% | 0.080741 |  |  |  | 35 | 2015 | 6.8518 | 7.4463 | 7.9369
2010 | 10 year | 0.093565 | 0.078909 | 0.014656 | 18.57% | 0.076043 |  |  |  | 40 | 2016 | 7.1854 | 7.7873 | 8.2814
| 15 year | 0.095913 | 0.083328 | 0.012585 | 15.1% | 0.078818 |  |  |  | 45 | 2017 | 7.5293 | 8.1367 | 8.6326
| 20 year | 0.098402 | 0.086907 | 0.011496 | 13.23% | 0.081762 |  |  |  | 50 | 2018 | 7.8823 | 8.4926 | 8.9901
2011 | 10 year | 0.094122 | 0.078909 | 0.015212 | 19.28% | 0.076481 |  |  |  | 55 | 2019 | 8.2422 | 8.8544 | 9.3536
| 15 year | 0.096956 | 0.083084 | 0.013872 | 16.7% | 0.079732 |  |  |  | 60 | 2020 | 8.6079 | 9.2216 | 9.7211
| 20 year | 0.099688 | 0.086887 | 0.012801 | 14.73% | 0.08292
2012 | 10 year | 0.095177 | 0.079615 | 0.015562 | 19.55% | 0.077278
| 15 year | 0.098445 | 0.087474 | 0.010971 | 12.54% | 0.08095
| 20 year | 0.10139 | 0.088212 | 0.013176 | 14.94% | 0.084295
2013 | 10 year | 0.096054 | 0.080734 | 0.01532 | 18.98%
| 15 year | 0.099647 | 0.08567 | 0.013977 | 16.32%
| 20 year | 0.10275 | 0.089821 | 0.012925 | 14.39%
2014 | 10 year | 0.097224 | 0.082301 | 0.014923 | 18.13%
| 15 year | 0.10107 | 0.087474 | 0.0136 | 15.55%
| 20 year | 0.1043 | 0.091687 | 0.012613 | 13.76%
2015 | 10 year | 0.098726 | 0.084361 | 0.014366 | 17.03%
| 15 year | 0.10274 | 0.089655 | 0.01309 | 14.6%
| 20 year | 0.10602 | 0.093931 | 0.01209 | 12.87%
Note: | 2004 MPR commercial operation date (2005 - 2010)
2005 MPR commercial operation date (2006 - 2012)
2006 MPR commercial operation date (2007 - 2015)
2007 MPR commercial operation date (2008 - 2020)
Create Table

## CF_Inputs
Cash Flow (CF) Inputs
Baseload MPR Proxy
| Capacity | (kW) | 500000
| Total installed capital cost January 1 of 1st operational year | ($) | 549705520.0777
| First operational year |  | 2020
| Final Capacity Factor | (%) | 71.27% | Macro output from Cap_Fac Tab Cell I4
| Scheduled Outage Factor | (%) | 3.84%
| Forced Outage Rate | (%) | 4.57%
| Technical Capacity Factor | (%) | 91.77%
| New & Clean heat rate (LHV) | Btu/kWh | 6040
| Fixed O&M - 1st operational yr. | ($/kW-yr) | 17.6304
| Variable O&M - 1st operational yr. | (mills/kWh) | 3.1264
| Insurance as % of plant cost | (%) | 0.6%
| Property taxes as % of plant cost | (%) | 1.2%
Annual Escaltion Rates
| Installed Capital Costs | (%) | 2.047%
| Insurance | (%) | 1.876%
| Fixed O&M | (%) | 1.876%
| Variable O&M | (%) | 1.876%
| Debt as % of Total Cost | (%) | 50%
| Cost of Debt | (%) | 7.715%
| Cost of Equity | (%) | 13.28%
| Debt Term | Years | 20
| 20-year WACC | (%) | 8.926%
| Transformer Loss Factor | (%) | 0.5%
| GMM to load center | (%) | 98.51%
| Federal Tax Rate | (%) | 35%
| State Tax Rate | (%) | 8.84%
| Total Effective Tax Rate | (%) | 40.75%
Operating Collateral
| Months of Revenue | (Months) | 6
| LOC Fee (annual) | (%) | 1%
Operating Collateral | GHG Adder
| Start Year for GHG Adder |  | 2012
Indicates values effected by 2007 MPR modifications

## Fixed_Comp
Fixed - Capacity Component
Year | 2020 | 2021 | 2022 | 2023 | 2024 | 2025 | 2026 | 2027 | 2028 | 2029 | 2030 | 2031 | 2032 | 2033 | 2034 | 2035 | 2036 | 2037 | 2038 | 2039
| 1 | 2 | 3 | 4 | 5 | 6 | 7 | 8 | 9 | 10 | 11 | 12 | 13 | 14 | 15 | 16 | 17 | 18 | 19 | 20
GENERATION | [20 empty] | Total
Annual Production (kWh) at low side trans | 3121739286.4399 | 3121739286.4399 | 3121739286.4399 | 3121739286.4399 | 3121739286.4399 | 3121739286.4399 | 3121739286.4399 | 3121739286.4399 | 3121739286.4399 | 3121739286.4399 | 3121739286.4399 | 3121739286.4399 | 3121739286.4399 | 3121739286.4399 | 3121739286.4399 | 3121739286.4399 | 3121739286.4399 | 3121739286.4399 | 3121739286.4399 | 3121739286.4399 | 62434785728.7972
Annual Production (kWh) at high side trans | 3106130590.0077 | 3106130590.0077 | 3106130590.0077 | 3106130590.0077 | 3106130590.0077 | 3106130590.0077 | 3106130590.0077 | 3106130590.0077 | 3106130590.0077 | 3106130590.0077 | 3106130590.0077 | 3106130590.0077 | 3106130590.0077 | 3106130590.0077 | 3106130590.0077 | 3106130590.0077 | 3106130590.0077 | 3106130590.0077 | 3106130590.0077 | 3106130590.0077 | 62122611800.1532
Annual Production (kWh) at load center | 3059849244.2165 | 3059849244.2165 | 3059849244.2165 | 3059849244.2165 | 3059849244.2165 | 3059849244.2165 | 3059849244.2165 | 3059849244.2165 | 3059849244.2165 | 3059849244.2165 | 3059849244.2165 | 3059849244.2165 | 3059849244.2165 | 3059849244.2165 | 3059849244.2165 | 3059849244.2165 | 3059849244.2165 | 3059849244.2165 | 3059849244.2165 | 3059849244.2165 | 61196984884.3309
REVENUES
Escalated Fixed Costs Economic Carrying Charge $/kWh | #VALUE! | #VALUE! | #VALUE! | #VALUE! | #VALUE! | #VALUE! | #VALUE! | #VALUE! | #VALUE! | #VALUE! | #VALUE! | #VALUE! | #VALUE! | #VALUE! | #VALUE! | #VALUE! | #VALUE! | #VALUE! | #VALUE! | #VALUE!
Total revenues | #VALUE! | #VALUE! | #VALUE! | #VALUE! | #VALUE! | #VALUE! | #VALUE! | #VALUE! | #VALUE! | #VALUE! | #VALUE! | #VALUE! | #VALUE! | #VALUE! | #VALUE! | #VALUE! | #VALUE! | #VALUE! | #VALUE! | #VALUE! | #VALUE!
VARIABLE COSTS
Variable O&M and Fuel Costs | 235220509.8124 | 228208611.678 | 235719007.0776 | 243317960.4341 | 251126748.8775 | 257395566.4034 | 263616457.9558 | 270489146.3712 | 277891346.8354 | 284962512.3809 | 291518056.0687 | 298677729.5014 | 305715975.5177 | 312870345.3696 | 314460849.8366 | 321580538.8035 | #VALUE! | #VALUE! | #VALUE! | #VALUE!
GROSS MARGIN
Gross Profit/(Loss) | #VALUE! | #VALUE! | #VALUE! | #VALUE! | #VALUE! | #VALUE! | #VALUE! | #VALUE! | #VALUE! | #VALUE! | #VALUE! | #VALUE! | #VALUE! | #VALUE! | #VALUE! | #VALUE! | #VALUE! | #VALUE! | #VALUE! | #VALUE!
OPERATIONAL EXPENSES
Insurance | 3298233.1205 | 3360006.0485 | 3426191.3285 | 3494582.7845 | 3565180.4165 | 3635778.0485 | 3707773.6534 | 3779769.2584 | 3854014.7259 | 3928260.1935 | 4004755.5237 | 4083500.7166 | 4155796.3032 | 4255535.4145 | 4331054.1258 | 4406572.837 | #VALUE! | #VALUE! | #VALUE! | #VALUE! | #VALUE!
Property Taxes | 6266642.9289 | 5936819.6168 | 5606996.3048 | 5277172.9927 | 4947349.6807 | 4617526.3687 | 4287703.0566 | 3957879.7446 | 3628056.4325 | 3298233.1205 | 2968409.8084 | 2638586.4964 | 2308763.1843 | 1978939.8723 | 1649116.5602 | 1319293.2482 | 989469.9361 | 659646.6241 | 329823.312 | 0 | 62666429.2889
Fixed O&M | 8815182.1572 | 8980282.5588 | 9157175.8462 | 9339965.5766 | 9528651.7499 | 9717337.9231 | 9909760.4563 | 10102182.9894 | 10300618.7267 | 10499054.464 | 10703503.4054 | 10913965.551 | 11107189.8447 | 11373762.401 | 11575601.1345 | 11777439.8681 | #VALUE! | #VALUE! | #VALUE! | #VALUE! | #VALUE!
Total Expenses | 18380058.2066 | 18277108.2241 | 18190363.4795 | 18111721.3538 | 18041181.8471 | 17970642.3403 | 17905237.1663 | 17839831.9923 | 17782689.8851 | 17725547.7779 | 17676668.7376 | 17636052.764 | 17571749.3323 | 17608237.6878 | 17555771.8205 | 17503305.9533 | #VALUE! | #VALUE! | #VALUE! | #VALUE! | #VALUE!
OPERATING INCOME
Operating Income | #VALUE! | #VALUE! | #VALUE! | #VALUE! | #VALUE! | #VALUE! | #VALUE! | #VALUE! | #VALUE! | #VALUE! | #VALUE! | #VALUE! | #VALUE! | #VALUE! | #VALUE! | #VALUE! | #VALUE! | #VALUE! | #VALUE! | #VALUE! | #VALUE!
Debt cost | 27403279.3512 | 27403279.3512 | 27403279.3512 | 27403279.3512 | 27403279.3512 | 27403279.3512 | 27403279.3512 | 27403279.3512 | 27403279.3512 | 27403279.3512 | 27403279.3512 | 27403279.3512 | 27403279.3512 | 27403279.3512 | 27403279.3512 | 27403279.3512 | 27403279.3512 | 27403279.3512 | 27403279.3512 | 27403279.3512 | 548065587.0242
Debt coverage ratio | #VALUE! | #VALUE! | #VALUE! | #VALUE! | #VALUE! | #VALUE! | #VALUE! | #VALUE! | #VALUE! | #VALUE! | #VALUE! | #VALUE! | #VALUE! | #VALUE! | #VALUE! | #VALUE! | #VALUE! | #VALUE! | #VALUE! | #VALUE! | #VALUE!
Taxes due | #VALUE! | #VALUE! | #VALUE! | #VALUE! | #VALUE! | #VALUE! | #VALUE! | #VALUE! | #VALUE! | #VALUE! | #VALUE! | #VALUE! | #VALUE! | #VALUE! | #VALUE! | #VALUE! | #VALUE! | #VALUE! | #VALUE! | #VALUE! | #VALUE!
After-Tax Cash Flow | #VALUE! | #VALUE! | #VALUE! | #VALUE! | #VALUE! | #VALUE! | #VALUE! | #VALUE! | #VALUE! | #VALUE! | #VALUE! | #VALUE! | #VALUE! | #VALUE! | #VALUE! | #VALUE! | #VALUE! | #VALUE! | #VALUE! | #VALUE! | #VALUE!
Year | 2020 | 2021 | 2022 | 2023 | 2024 | 2025 | 2026 | 2027 | 2028 | 2029 | 2030 | 2031 | 2032 | 2033 | 2034 | 2035 | 2036 | 2037 | 2038 | 2039
| 1 | 2 | 3 | 4 | 5 | 6 | 7 | 8 | 9 | 10 | 11 | 12 | 13 | 14 | 15 | 16 | 17 | 18 | 19 | 20
DEPRECIATION
State depreciation fractions | 0.0375 | 0.072188 | 0.066773 | 0.061765 | 0.057133 | 0.052848 | 0.048884 | 0.045218 | 0.044615 | 0.044615 | 0.044615 | 0.044615 | 0.044615 | 0.044615 | 0.044615 | 0.044615 | 0.044615 | 0.044615 | 0.044615 | 0.044615 | 97.77%
Federal depreciation fractions | 0.0375 | 0.072188 | 0.066773 | 0.061765 | 0.057133 | 0.052848 | 0.048884 | 0.045218 | 0.044615 | 0.044615 | 0.044615 | 0.044615 | 0.044615 | 0.044615 | 0.044615 | 0.044615 | 0.044615 | 0.044615 | 0.044615 | 0.044615 | 97.77%
State depreciation ($) | 20613957.0029 | 39681867.2306 | 36705727.1883 | 33952797.6492 | 31406337.8255 | 29050862.4886 | 26872047.8019 | 24856644.2168 | 24525222.2939 | 24525222.2939 | 24525222.2939 | 24525222.2939 | 24525222.2939 | 24525222.2939 | 24525222.2939 | 24525222.2939 | 24525222.2939 | 24525222.2939 | 24525222.2939 | 24525222.2939 | 537442908.9307
Federal depreciation ($) | 20613957.0029 | 39681867.2306 | 36705727.1883 | 33952797.6492 | 31406337.8255 | 29050862.4886 | 26872047.8019 | 24856644.2168 | 24525222.2939 | 24525222.2939 | 24525222.2939 | 24525222.2939 | 24525222.2939 | 24525222.2939 | 24525222.2939 | 24525222.2939 | 24525222.2939 | 24525222.2939 | 24525222.2939 | 24525222.2939 | 537442908.9307
LOAN AMORTIZATION
Initial balance ($) | 274852760.0388 | 268654371.1246 | 261977776.5057 | 254786082.6119 | 247039549.5342 | 238695371.4295 | 229707439.9841 | 220026089.6277 | 209597823.0912 | 198365015.7915 | 186265597.4086 | 173232708.8975 | 159194333.0377 | 144072896.4804 | 127784841.0926 | 110240162.2317 | 91341911.3967 | 70985660.5098 | 49058924.8669 | 25440541.5691 | 3541319857.2304
Payment ($) | 27403279.3512 | 27403279.3512 | 27403279.3512 | 27403279.3512 | 27403279.3512 | 27403279.3512 | 27403279.3512 | 27403279.3512 | 27403279.3512 | 27403279.3512 | 27403279.3512 | 27403279.3512 | 27403279.3512 | 27403279.3512 | 27403279.3512 | 27403279.3512 | 27403279.3512 | 27403279.3512 | 27403279.3512 | 27403279.3512 | 548065587.0242
Interest ($) | 21204890.437 | 20726684.7323 | 20211585.4574 | 19656746.2735 | 19059101.2466 | 18415347.9058 | 17721928.9948 | 16975012.8148 | 16170472.0515 | 15303860.9683 | 14370390.8401 | 13364903.4914 | 12281842.7939 | 11115223.9635 | 9858600.4903 | 8505028.5162 | 7047028.4643 | 5476543.7083 | 3784896.0535 | 1962737.7821 | 273212826.9853
Principal ($) | 6198388.9142 | 6676594.6189 | 7191693.8938 | 7746533.0777 | 8344178.1046 | 8987931.4454 | 9681350.3564 | 10428266.5364 | 11232807.2997 | 12099418.3829 | 13032888.5111 | 14038375.8598 | 15121436.5573 | 16288055.3877 | 17544678.8609 | 18898250.835 | 20356250.887 | 21926735.6429 | 23618383.2977 | 25440541.5691 | 274852760.0388
Final balance ($) | 268654371.1246 | 261977776.5057 | 254786082.6119 | 247039549.5342 | 238695371.4295 | 229707439.9841 | 220026089.6277 | 209597823.0912 | 198365015.7915 | 186265597.4086 | 173232708.8975 | 159194333.0377 | 144072896.4804 | 127784841.0926 | 110240162.2317 | 91341911.3967 | 70985660.5098 | 49058924.8669 | 25440541.5691 | 1.3784e-07 | 3266467097.1916
TAXES
Gross taxable income--fixed and variable operating income | #VALUE! | #VALUE! | #VALUE! | #VALUE! | #VALUE! | #VALUE! | #VALUE! | #VALUE! | #VALUE! | #VALUE! | #VALUE! | #VALUE! | #VALUE! | #VALUE! | #VALUE! | #VALUE! | #VALUE! | #VALUE! | #VALUE! | #VALUE! | #VALUE!
Depreciation | 20613957.0029 | 39681867.2306 | 36705727.1883 | 33952797.6492 | 31406337.8255 | 29050862.4886 | 26872047.8019 | 24856644.2168 | 24525222.2939 | 24525222.2939 | 24525222.2939 | 24525222.2939 | 24525222.2939 | 24525222.2939 | 24525222.2939 | 24525222.2939 | 24525222.2939 | 24525222.2939 | 24525222.2939 | 24525222.2939 | 537442908.9307
Interest | 21204890.437 | 20726684.7323 | 20211585.4574 | 19656746.2735 | 19059101.2466 | 18415347.9058 | 17721928.9948 | 16975012.8148 | 16170472.0515 | 15303860.9683 | 14370390.8401 | 13364903.4914 | 12281842.7939 | 11115223.9635 | 9858600.4903 | 8505028.5162 | 7047028.4643 | 5476543.7083 | 3784896.0535 | 1962737.7821 | 273212826.9853
State net taxable income | #VALUE! | #VALUE! | #VALUE! | #VALUE! | #VALUE! | #VALUE! | #VALUE! | #VALUE! | #VALUE! | #VALUE! | #VALUE! | #VALUE! | #VALUE! | #VALUE! | #VALUE! | #VALUE! | #VALUE! | #VALUE! | #VALUE! | #VALUE! | #VALUE!
State Tax | #VALUE! | #VALUE! | #VALUE! | #VALUE! | #VALUE! | #VALUE! | #VALUE! | #VALUE! | #VALUE! | #VALUE! | #VALUE! | #VALUE! | #VALUE! | #VALUE! | #VALUE! | #VALUE! | #VALUE! | #VALUE! | #VALUE! | #VALUE! | #VALUE!
Gross taxable income--fixed and variable operating income | #VALUE! | #VALUE! | #VALUE! | #VALUE! | #VALUE! | #VALUE! | #VALUE! | #VALUE! | #VALUE! | #VALUE! | #VALUE! | #VALUE! | #VALUE! | #VALUE! | #VALUE! | #VALUE! | #VALUE! | #VALUE! | #VALUE! | #VALUE! | #VALUE!
Depreciation | 20613957.0029 | 39681867.2306 | 36705727.1883 | 33952797.6492 | 31406337.8255 | 29050862.4886 | 26872047.8019 | 24856644.2168 | 24525222.2939 | 24525222.2939 | 24525222.2939 | 24525222.2939 | 24525222.2939 | 24525222.2939 | 24525222.2939 | 24525222.2939 | 24525222.2939 | 24525222.2939 | 24525222.2939 | 24525222.2939 | 537442908.9307
Interest | 21204890.437 | 20726684.7323 | 20211585.4574 | 19656746.2735 | 19059101.2466 | 18415347.9058 | 17721928.9948 | 16975012.8148 | 16170472.0515 | 15303860.9683 | 14370390.8401 | 13364903.4914 | 12281842.7939 | 11115223.9635 | 9858600.4903 | 8505028.5162 | 7047028.4643 | 5476543.7083 | 3784896.0535 | 1962737.7821 | 273212826.9853
State Taxes | #VALUE! | #VALUE! | #VALUE! | #VALUE! | #VALUE! | #VALUE! | #VALUE! | #VALUE! | #VALUE! | #VALUE! | #VALUE! | #VALUE! | #VALUE! | #VALUE! | #VALUE! | #VALUE! | #VALUE! | #VALUE! | #VALUE! | #VALUE! | #VALUE!
Federal net taxable income | #VALUE! | #VALUE! | #VALUE! | #VALUE! | #VALUE! | #VALUE! | #VALUE! | #VALUE! | #VALUE! | #VALUE! | #VALUE! | #VALUE! | #VALUE! | #VALUE! | #VALUE! | #VALUE! | #VALUE! | #VALUE! | #VALUE! | #VALUE! | #VALUE!
Federal Taxes | #VALUE! | #VALUE! | #VALUE! | #VALUE! | #VALUE! | #VALUE! | #VALUE! | #VALUE! | #VALUE! | #VALUE! | #VALUE! | #VALUE! | #VALUE! | #VALUE! | #VALUE! | #VALUE! | #VALUE! | #VALUE! | #VALUE! | #VALUE! | #VALUE!
Total Taxes | #VALUE! | #VALUE! | #VALUE! | #VALUE! | #VALUE! | #VALUE! | #VALUE! | #VALUE! | #VALUE! | #VALUE! | #VALUE! | #VALUE! | #VALUE! | #VALUE! | #VALUE! | #VALUE! | #VALUE! | #VALUE! | #VALUE! | #VALUE! | #VALUE!
Check on ROE Result
Equity Investment | Cash Flow
-258239981.711 | #VALUE! | #VALUE! | #VALUE! | #VALUE! | #VALUE! | #VALUE! | #VALUE! | #VALUE! | #VALUE! | #VALUE! | #VALUE! | #VALUE! | #VALUE! | #VALUE! | #VALUE! | #VALUE! | #VALUE! | #VALUE! | #VALUE! | #VALUE! | #VALUE!
#VALUE! | <-- Should = 13.28%
Levelized Payment-Contract years | 1 | 1 | 1 | 1 | 1 | 1 | 1 | 1 | 1 | 1 | 1 | 1 | 1 | 1 | 1 | 1 | 1 | 1 | 1 | 1 | 6.9082
Inflation Adjusted Payment-Contract Years | 1 | 1.0187 | 1.0388 | 1.0595 | 1.0809 | 1.1023 | 1.1242 | 1.146 | 1.1685 | 1.191 | 1.2142 | 1.2381 | 1.26 | 1.2902 | 1.3131 | 1.336 | #VALUE! | #VALUE! | #VALUE! | #VALUE! | #VALUE!
Inflated Fixed Prices | #VALUE! | #VALUE! | #VALUE! | #VALUE! | #VALUE! | #VALUE! | #VALUE! | #VALUE! | #VALUE! | #VALUE! | #VALUE! | #VALUE! | #VALUE! | #VALUE! | #VALUE! | #VALUE! | #VALUE! | #VALUE! | #VALUE! | #VALUE!
Indicates values effected by 2007 MPR modifications

## Var_Comp
Variable Component - 20 Years
Year | 2020 | 2021 | 2022 | 2023 | 2024 | 2025 | 2026 | 2027 | 2028 | 2029 | 2030 | 2031 | 2032 | 2033 | 2034 | 2035 | 2036 | 2037 | 2038 | 2039
| 1 | 2 | 3 | 4 | 5 | 6 | 7 | 8 | 9 | 10 | 11 | 12 | 13 | 14 | 15 | 16 | 17 | 18 | 19 | 20
GENERATION | [20 empty] | Total
Annual Production (kWh) at low side trans | 3121739286.4399 | 3121739286.4399 | 3121739286.4399 | 3121739286.4399 | 3121739286.4399 | 3121739286.4399 | 3121739286.4399 | 3121739286.4399 | 3121739286.4399 | 3121739286.4399 | 3121739286.4399 | 3121739286.4399 | 3121739286.4399 | 3121739286.4399 | 3121739286.4399 | 3121739286.4399 | 3121739286.4399 | 3121739286.4399 | 3121739286.4399 | 3121739286.4399 | 62434785728.7972
Annual Production (kWh) at high side trans | 3106130590.0077 | 3106130590.0077 | 3106130590.0077 | 3106130590.0077 | 3106130590.0077 | 3106130590.0077 | 3106130590.0077 | 3106130590.0077 | 3106130590.0077 | 3106130590.0077 | 3106130590.0077 | 3106130590.0077 | 3106130590.0077 | 3106130590.0077 | 3106130590.0077 | 3106130590.0077 | 3106130590.0077 | 3106130590.0077 | 3106130590.0077 | 3106130590.0077 | 62122611800.1532
Annual Production (kWh) at load center | 3059849244.2165 | 3059849244.2165 | 3059849244.2165 | 3059849244.2165 | 3059849244.2165 | 3059849244.2165 | 3059849244.2165 | 3059849244.2165 | 3059849244.2165 | 3059849244.2165 | 3059849244.2165 | 3059849244.2165 | 3059849244.2165 | 3059849244.2165 | 3059849244.2165 | 3059849244.2165 | 3059849244.2165 | 3059849244.2165 | 3059849244.2165 | 3059849244.2165 | 61196984884.3309
Burnertip Gas Prices ($/MMBtu) | 8.7785 | 8.9475 | 9.2155 | 9.4891 | 9.7809 | 10.0011 | 10.2198 | 10.469 | 10.7424 | 11.0011 | 11.2362 | 11.4987 | 11.7567 | 12.0165 | 12.0258 | 12.2875 | 12.5508 | 12.8159 | 13.0828 | 13.3513
REVENUES
Annual Variable Price $/kWh | 0.074402 | 0.075834 | 0.078105 | 0.080425 | 0.082897 | 0.084764 | 0.086618 | 0.088729 | 0.091047 | 0.093239 | 0.095232 | 0.097457 | 0.099644 | 0.10185 | 0.10192 | 0.10414 | 0.10637 | 0.10862 | 0.11088 | 0.11316
Levelized Annual Variable Price $/kWh | 0.088238 | 0.088238 | 0.088238 | 0.088238 | 0.088238 | 0.088238 | 0.088238 | 0.088238 | 0.088238 | 0.088238 | 0.088238 | 0.088238 | 0.088238 | 0.088238 | 0.088238 | 0.088238 | 0.088238 | 0.088238 | 0.088238 | 0.088238
Total Revenue | 227657470.4355 | 232040009.4408 | 238989980.6014 | 246087646.9799 | 253653222.5707 | 259363790.4423 | 265036805.8484 | 271498114.5576 | 278589846.3844 | 285298029.8592 | 291394580.7079 | 298203271.486 | 304894851.0007 | 311630975.4456 | 311873386.6238 | 318658684.6394 | 325488778.7157 | 332363755.7223 | 339283704.1582 | 346248714.1821 | 5738255619.8018
OPERATIONAL EXPENSES
Variable O&M | 9759733.7063 | 9942524.7055 | 10138372.2046 | 10340747.9537 | 10549651.9528 | 10758555.9518 | 10971596.6638 | 11184637.3757 | 11404335.6098 | 11624033.844 | 11850389.6004 | 12083402.8791 | 12297331.2606 | 12592467.2109 | 12815933.0742 | 13039398.9375 | #VALUE! | #VALUE! | #VALUE! | #VALUE! | #VALUE!
Fuel Cost | 202405089.5919 | 194030342.3288 | 200122108.9849 | 206247348.4077 | 212718624.3036 | 217606591.9635 | 222444627.0443 | 227931840.6483 | 233939700.5318 | 239619141.1426 | 244779891.6067 | 250534967.336 | 256188614.8354 | 261877221.4566 | 262106318.9982 | 267832067.2103 | 273594101.6032 | 279392708.5797 | 285228135.1394 | 291100598.2635 | 4829700039.9765
Collateral | 1138287.3522 | 1160200.0472 | 1194949.903 | 1230438.2349 | 1268266.1129 | 1296818.9522 | 1325184.0292 | 1357490.5728 | 1392949.2319 | 1426490.1493 | 1456972.9035 | 1491016.3574 | 1524474.255 | 1558154.8772 | 1559366.9331 | 1593293.4232 | 1627443.8936 | 1661818.7786 | 1696418.5208 | 1731243.5709 | 28691278.099
CO2 Adder | 21917399.1621 | 23075544.5965 | 24263575.9851 | 25499425.8377 | 26590206.5083 | 27733599.5358 | 28875050.2185 | 30015177.7744 | 31154361.4618 | 32292847.245 | 33430801.958 | 34568342.9288 | 35705555.1666 | 36842501.8248 | 37979230.8311 | 39115779.2325 | 40252176.1282 | 41388444.6988 | 42524603.6421 | 43660668.2092
Total Expenses | 235220509.8124 | 228208611.678 | 235719007.0776 | 243317960.4341 | 251126748.8775 | 257395566.4034 | 263616457.9558 | 270489146.3712 | 277891346.8354 | 284962512.3809 | 291518056.0687 | 298677729.5014 | 305715975.5177 | 312870345.3696 | 314460849.8366 | 321580538.8035 | #VALUE! | #VALUE! | #VALUE! | #VALUE! | #VALUE!
GROSS PROFIT | -7563039.377 | 3831397.7628 | 3270973.5238 | 2769686.5458 | 2526473.6932 | 1968224.0389 | 1420347.8927 | 1008968.1864 | 698499.5489 | 335517.4782 | -123475.3608 | -474458.0153 | -821124.517 | -1239369.924 | -2587463.2128 | -2921854.1642 | #VALUE! | #VALUE! | #VALUE! | #VALUE! | #VALUE!
Check
NPV of operating income over 20 years | #VALUE!
GHG ADDER CALCULATION
MMBtu | 21452467.9263 | 21510519.7681 | 21540930.2255 | 21560098.8984 | 21573444.0649 | 21583340.2261 | 21591008.3694 | 21597146.1137 | 21602183.2828 | 21606400.2261 | 21609988.1516 | 21613082.2517 | 21615780.9958 | 21618157.9159 | 21620269.1007 | 21622158.125 | 21623859.3862 | 21625400.4215 | 21626803.5524 | 21628087.0747
Tons CO2 | 1255076.636 | 1258472.959 | 1260252.1228 | 1261373.5861 | 1262154.345 | 1262733.3199 | 1263181.9447 | 1263541.0334 | 1263835.733 | 1264082.4452 | 1264292.3568 | 1264473.3771 | 1264631.2672 | 1264770.3289 | 1264893.8437 | 1265004.3611 | 1265103.8934 | 1265194.0517 | 1265276.1418 | 1265351.2343
$/Ton | 17.463 | 18.3361 | 19.253 | 20.2156 | 21.0673 | 21.9631 | 22.859 | 23.7548 | 24.6506 | 25.5465 | 26.4423 | 27.3381 | 28.234 | 29.1298 | 30.0256 | 30.9215 | 31.8173 | 32.7131 | 33.609 | 34.5048
$/MWh | 7.1629 | 7.5414 | 7.9297 | 8.3336 | 8.69 | 9.0637 | 9.4368 | 9.8094 | 10.1817 | 10.5537 | 10.9256 | 11.2974 | 11.6691 | 12.0406 | 12.4121 | 12.7836 | 13.155 | 13.5263 | 13.8976 | 14.2689
Levelized $/MWh | 9.7211
Indicates values effected by 2007 MPR modifications

## Fix_Var_OM
Fixed and Variable O&M Costs
| Data Source | Fixed O&M (2008$) | Variable O&M (2008$)
| Palomar | 14.4117 | 3.3114
| CC8 | 15.5571 | 1.916
| EIA Annual Energy Outlook Conven. CC | 11.4648 | 3.4259
| Henwood New CC | 10.84 | 2.1659
| CERA | 16.6713 | 1.1142
| CEC | 16.6713 | 2.6449
| Stone & Webster | N/A | 3.1343
| Average | 14.2694 | 2.5304
Palomar O&M Costs - Used 2007 FOM/VOM (1st year of full operation)
| Fixed O&M Costs (2004$) |  | 7080.4 | Source: Table IV-1 filed in John Yost's testimony (redacted version) in Palomar Application on 11/01/04.
| Updated Fixed O&M Costs (2004$) |  | 7050.3 | Source: Included in updated Palomar revenue requirement filed in Advice Letter 1778-E on 2/28/06. Reflects reduction to labor loader, as adopted in D.05-08-005.
| 2006 Fixed O&M Escalation Factor |  | 1.0894 | Source: 3rd Quarter Global Insight Forecasts, as filed in Advice Letter 1778-E on 2/28/06.
| Updated Fixed O&M Costs (2006$) |  | 7680.5968 | Note: Fixed O&M Cost without $200,000 Annual Payment to City
| Variable O&M Costs (2004$) |  | 10488.3 | Source: Table V-1 filed in John Yost's testimony (redacted version) in Palomar Application on 11/01/04.
| 2006 Variable O&M Escalation Factor |  | 1.1106 | Source: 3rd Quarter Global Insight Forecasts, as filed in Advice Letter 1778-E on 2/28/06.
| Updated Variable O&M Costs (2006$) |  | 11648.306
| 2007 Generation (GWh) |  | 3662.2 | Source: Table II-1 filed in John Yost's testimony (redacted version) in Palomar Application on 11/01/04.
Note on C5: See Staff notes below. Used 2007 F&VOM - 1st year of full operation
Note on C6: PG&E CC8 Application Pg. 5-1, June 17, 2005 Redacted CC8 workpapers
Note on C7: EIA Electricity Market Module: http://www.eia.doe.gov/oiaf/archive/aeo05/assumption/pdf/0554(2005).pdf
Note on C8: see Attachement F, the Testimony of Joseph P. Wharton, to Edison's December 19, 2003 Mountainview Application (FERC Docket ER04-316)
Note on C9: see Attachement F, the Testimony of Joseph P. Wharton, to Edison's December 19, 2003 Mountainview Application (FERC Docket ER04-316)
Note on C10: see Attachement F, the Testimony of Joseph P. Wharton, to Edison's December 19, 2003 Mountainview Application (FERC Docket ER04-316)
Note on C11: see Attachement F, the Testimony of Joseph P. Wharton, to Edison's December 19, 2003 Mountainview Application (FERC Docket ER04-316)
Indicates values effected by 2007 MPR modifications

## Install_Cap
Installed Capital Costs
| Install Capital Cost Inputs (2008$) | Palomar (San Diego) Combined-Cycle 555 MW |  | Cosumnes (SMUD) Combined-Cycle 500 MW
|  | (Million $) | $/kW | (Million $) | $/kW |  |  | Palomar |  | Index | Cosumnes | Index
| Capital Cost Investment - Overnight Costs | 459.752 | 828.3819 | 477.0022 | 954.0044 |  |  | Plant | Adjustment
| Interconnection (natural gas, water, electric) | Included in Instant Capital Costs Shown Above | Included in Instant Capital Costs Shown Above | 22.5641 | 45.1282 |  | $Million | 410.149 | 74.343 |  | 435
| Environmental Review & Permitting |  |  | Included in Instant Capital Costs Shown Above | Included in Instant Capital Costs Shown Above |  | Date of Estimate | 2004-06-01 |  | 534.82 | 2005-09-01 | 565.16
| Emissions offsets | [5 empty] | $Year | 2006-06-01 |  |  | 2005-09-01
| Dry Cooling Adjustment | 34.0778 | 61.4014 | 34.0778 | 68.1556 |  | Estimate ($Nominal) | 396.7608 | 71.9163 |  | 435
| Contingency | - | - | - | - |  | 2007-12-01 | 459.752 | 83.334 | 619.73 | 477.0022 | 619.73
| AFUDC | - | - | - | - |  | Estimate capital costs for December 2007, operational Jan 2008
| EITC | - | - | - | -
| Other or Subtotal | 83.334 | 150.1513 | - | -
| Total "Turn-Key" Capital Costs (2008$) | 577.1637 | 1039.9346 | 533.6441 | 1067.2881
| Average Installed Capital Costs (2008 $/kW) | 1053.6114
|  | 2002 | 2003 | 2004 | 2005 | 2006 | 2007 | 2008
| Dry Cooling Adjustment (2002$) | 26.7 | 27.1467 | 28.7697 | 30.3535 | 32.0811 | 33.2818 | 34.0778
|  | 2002 | 2003 | 2004 | 2005 | 2006 | 2007 | 2008
| US Army Corp Eng. Index | 490.08 | 498.28 | 528.07 | 557.14 | 588.85 | 610.89 | 625.5
| US Army Corp Eng. Index | (%) | 1.673% | 5.979% | 5.505% | 5.692% | 3.743% | 2.392%
Note on C10: “Cost And Value of Water Use at Combined-Cycle Power Plants” (CEC-500-2006-034) - http://www.energy.ca.gov/pier/final_project_reports/CEC-500-2006-034.html Staff selected dry cooling costs for a faciltiy located in a "Valley" geographical location.
Note on C20: “Cost And Value of Water Use at Combined-Cycle Power Plants” (CEC-500-2006-034) - http://www.energy.ca.gov/pier/final_project_reports/CEC-500-2006-034.html Staff selected dry cooling costs for a faciltiy located in a "Valley" geographical location.
Note on C23: CWBS Feature Code 07 (Power Plants). Updated March 30, 2007. http://www.usace.army.mil/inet/usace-docs/eng-manuals/em1110-2-1304/toc.htm
Note on C24: US Army Corp of Engineers Escalation Index CWBS Feature Code 07 (Power Plants). Updated March 30, 2007. http://www.usace.army.mil/inet/usace-docs/eng-manuals/em1110-2-1304/toc.htm
Note on D4: Direct Testimony of Michael Calabrese with Attachments A-C, SDG&E, November 1, 2004, Attachment B, Sheet 1 of 1.
Note on D14: Correcting error in CCC's 2005 MPR comments ($484.343 - 410): Source for the $410 and $484 million figures - Direct Testimony of Michael Calabrese with Attachments A-C, SDG&E, November 1, 2004, Attachment B, Sheet 1 of 1.
Note on F4: SMUD Bond Series document available online at http://www.munios.com/re.asp?ID=%9D%9Dw%81br%8Bi%85%95%87%81%BE%B7%99%93%A5%8F%C3%9A%97%97%87ik%8B%82 or type “Cosumnes” or “Sacramento” in the search box located in the upper left corner of the www.munios.com homepage. Users may have to register with the website, but documents can be downloaded at no cost.
Note on F7: Total Construction Costs does not include interconnection facilities (water, gas, electric). Staff estimated interconnection costs - 5% of overnight costs = $21.75 million
Note on K6: The $74 million includes base purchase price adjustments, other adjustments, general plant, materials and supplies, and working cash. (2005 MPR Resolution E - 3980 and Calabrese Testimony, Attachment B).
Indicates values effected by 2007 MPR modifications

## Heat_Rate
CCGT Heat Rate
| Heat Rate Inputs |  |  |  |  | Degradation Factor Calculation: Inputs
| New/Clean Heat Rate - LHV (Btu/kWh) |  |  | 6040 |  | a | -0.00757
| Higher Heating Value (HHV) Adjustment |  |  | 11% |  | b | 1323.705
| Dry Cooling Heat Rate Adjustment |  |  | 1.5% |  | c | 1.9634
| Minimum # Annual Starts |  |  | 125 |  | d | 0.82394
| Start-up Fuel Cost (MMBtu/MW) |  |  | 2.8 |  | e | 7
| Start-up Fuel Cost (Btu/kWh) |  |  | 56.0585
| Yrs of Operation | HHV Heat Rate | CCGT Fired (Hours) | Heat Rate Degradation Factor | Heat Rate w/ Degradation | Dry Cooling HR Adj. (Btu/kWh) | Adjusted Heat Rate (Btu/kWh)
| 1 | 6704.4 | 6243.4786 | 0.9845% | 6770.4041 | 101.5561 | 6871.9601
| 2 | 6704.4 | 12486.9571 | 1.258% | 6788.7252 | 101.8309 | 6890.5561
| 3 | 6704.4 | 18730.4357 | 1.401% | 6798.3228 | 101.9748 | 6900.2976
| 4 | 6704.4 | 24973.9143 | 1.491% | 6804.3724 | 102.0656 | 6906.438
| 5 | 6704.4 | 31217.3929 | 1.554% | 6808.5842 | 102.1288 | 6910.7129
| 6 | 6704.4 | 37460.8714 | 1.601% | 6811.7074 | 102.1756 | 6913.883
| 7 | 6704.4 | 43704.35 | 1.637% | 6814.1275 | 102.2119 | 6916.3394 | 1 | 2 | 3 | 4 | 5 | 6 | 7 | 8 | 9 | 10 | 11 | 12 | 13 | 14 | 15 | 16 | 17 | 18 | 19 | 20
| 8 | 6704.4 | 49947.8286 | 1.666% | 6816.0645 | 102.241 | 6918.3055 | 6871.9601 | 6890.5561 | 6900.2976 | 6906.438 | 6910.7129 | 6913.883 | 6916.3394 | 6918.3055 | 6919.9191 | 6921.2699 | 6922.4193 | 6923.4104 | 6924.2749 | 6925.0363 | 6925.7126 | 6926.3177 | 6926.8627 | 6927.3563 | 6927.8058 | 6928.217
| 9 | 6704.4 | 56191.3072 | 1.689% | 6817.6543 | 102.2648 | 6919.9191
| 10 | 6704.4 | 62434.7857 | 1.709% | 6818.9851 | 102.2848 | 6921.2699
| 11 | 6704.4 | 68678.2643 | 1.726% | 6820.1175 | 102.3018 | 6922.4193
| 12 | 6704.4 | 74921.7429 | 1.741% | 6821.094 | 102.3164 | 6923.4104
| 13 | 6704.4 | 81165.2214 | 1.753% | 6821.9457 | 102.3292 | 6924.2749
| 14 | 6704.4 | 87408.7 | 1.764% | 6822.6959 | 102.3404 | 6925.0363
| 15 | 6704.4 | 93652.1786 | 1.774% | 6823.3622 | 102.3504 | 6925.7126
| 16 | 6704.4 | 99895.6572 | 1.783% | 6823.9583 | 102.3594 | 6926.3177
| 17 | 6704.4 | 106139.1357 | 1.791% | 6824.4953 | 102.3674 | 6926.8627
| 18 | 6704.4 | 112382.6143 | 1.799% | 6824.9816 | 102.3747 | 6927.3563
| 19 | 6704.4 | 118626.0929 | 1.805% | 6825.4244 | 102.3814 | 6927.8058
| 20 | 6704.4 | 124869.5715 | 1.811% | 6825.8295 | 102.3874 | 6928.217
|  |  | Average | 1.637% |  | Average | 6916.3547
Note on C4: GE S207FA combine cycle gas turbine - http://www.gepower.com/prod_serv/products/tech_docs/en/downloads/ger3574g.pdf
Note on C5: HHV adjustment factor used in the 2004 MPR Cash Flow model and adopted by the CPUC (Res. E-3942)
Note on C6: http://www.gepower.com/prod_serv/products/tech_docs/en/downloads/ger4200.pdf
Note on C7: GE assumes 100- 150 starts with a 85 - 88% capacity factor.
Note on C8: Approximated at 2.8 MMBtu/MW based on CEC production cost modeling data 8/31/05. Same as draft 2006 CEC Cost of Generation Model.
Note on C9: Penalty per year MMBtu/MW-yr divided by number of hours per year then adjusted to convert MMBtu to Btu and MW to kW
Note on F4: The 2005 MPR model used a 6,375 Btu/kWh (LHV) for the new and clean heat of a S207FA CC, the designated CC unit according to MPR Resolution E-3980. However, this value is in the wrong units (kJ/kWhr). The correct value should be 6,040 Btu/kWhr
Note on H3: See GE Tech. Notice - 101HA1567 HR degradation equation - calculates the average degradation over the life of an F class CC. Assumes normal maintenance and off-line compressor water wash of CC turbine. Key assumption: major overhaul every 6 years (45-48,000 hrs) , which brings the CC back to almost "new & clean".
Lower Heating Value vs. Higher Heating Value
HHV stands for Higher Heating Value. Most gas turbine heat rates are quoted in LHV or lower heating value. The difference is about 11%, i.e., LHV * 1.11 = HHV. HHV is used for the cash flow pro forma because it reflects the amount of fuel required (and which must be purchased). The LHV accounts for the thermal energy inherent in the fuel combustion process but ignores the fact that the water produced will be steam at the combustion temperature and this process reduces the usable energy.
Indicates values effected by 2007 MPR modifications

## Cost_Cap
Cost of Capital
Updated: 5/31/2007
| Input | Value | Source | Notes
| Debt (%) | 50% | D.05-12-042, Findings of Fact 22, adopted
| Equity % | 50% | N/A
| Cost of Debt (%) | 7.715% | N/A | Cost of Debt (industrial firms) = risk free rate (20 year T-Bill) + risk premium (mid point between BBB & B+ )
| Cost of Equity (%) | 13.28% | N/A | Cost of Equity = risk free rate (20-yr Tbill) + risk premium (equity) + mid-cap risk premium (equity)
| WACC | 8.926% | N/A | Weight-Average Cost of Capital = (Cost of Equity x Equity %) + (Cost of Debt x (1-tax rate) x Debt %)
Risk Free Rate
| 10-Year Tbill | 5.11% | http://www.bondsonline.com (FT Interactive Data)
| 20-Year Tbill | 5.16% | N/A | Risk Free Rate = Mid point between 10 and 30 yr T-Bill (US Treasury yields)
| 30-Year Tbill | 5.21% | http://www.bondsonline.com (FT Interactive Data)
Risk Premium (Debt)
| BBB/Baa2 | 1.81% | http://www.bondsonline.com (FT Interactive Data)
| Mid Point | 2.555% | N/A | Risk Premium (Large Manufacturer) = Mid point between BBB and B+ rated company
| B+/B1 | 3.3% | http://www.bondsonline.com (FT Interactive Data)
| Risk Premium (Equity) | 7.17% | Ibbotson Associates SBBE Valuation (2005 data)
| Mid-Cap Risk Premium (Equity) | 0.95% | Ibbotson Associates SBBE Valuation (2005 data)
2006 MPR inputs - 11/10/2006
| Debt (%) | 50%
| Equity % | 50%
| Cost of Debt (%) | 7.13%
| Cost of Equity (%) | 12.78%
| WACC | 8.5%
Risk Free Rate
| 10-Year Tbill | 4.61%
| 20-Year Tbill | 4.655%
| 30-Year Tbill | 4.7%
Risk Premium (Debt)
| BBB/Baa2 | 1.55%
| Mid Point | 2.475%
| B+/B1 | 3.4%
| Risk Premium (Equity) | 7.17%
| Mid-Cap Risk Premium (Equity) | 0.95%
Indicates values effected by 2007 MPR modifications

## Cap_Fac
Capacity Factor
|  | MPR |  |  | CF 1 | CF 2 | Avg. |  | Startup Cost Control
|  | Fixed ($/kW-year) | 193.6538 |  | 71.27% | 71.27% | 71.27% |  | Incl. Startup Costs
|  | Initial Capacity Factor | 71.27%
|  | Fixed ($/kWh) | 0.031017 |  | Start-up Fuel Cost (MMBtu/MW) |  | 2.8 |  | Var w/o Startup | 0.0862
|  | Variable ($/kWh) | 0.0862 |  | Levelized Gas Price |  | 9.4473 |  | Var w/ Startup | 0.088238
|  | Total ($/kWh) | 0.11722 |  | Start Up Cost |  | 13226.2774 |  |  | TRUE
|  | Calc. Cap Factor | 71.27%
Utility | Source | TOD Period | TOD Factor | Hours | Hours/Day | MPR | Variable Cost | Operating Revenue per Day | Operating Hours | Start Ups | Economic Cap Factor | Technical Cap Factor | Actual Cap Factor
[6 empty] | $/kWh | $/kWh | $
PG&E | 2007 RFO | Season A Super Peak | 2.037 | 680 | 8 | 0.23877 | 0.0862 | 610283.8612 | 680 | 0
76692370 | MWh | Season A Shoulder | 0.921 | 1272 | 8 | 0.10796 | 0.0862 | 87027.3128 | 1272 | 0
44.48% |  | Season A Night | 0.7 | 976 | 8 | 0.082052 | 0.0862 | -16592.4876 | 0 | 122
|  | Season B Super Peak | 1.203 | 816 | 8 | 0.14101 | 0.0862 | 219248.0535 | 816 | 0
|  | Season B Shoulder | 1.049 | 1600 | 8 | 0.12296 | 0.0862 | 147042.4008 | 1600 | 0
|  | Season B Night | 0.841 | 1208 | 8 | 0.098579 | 0.0862 | 49517.8828 | 1208 | 0
|  | Season C Super Peak | 1.03 | 520 | 8 | 0.12073 | 0.0862 | 138133.9111 | 520 | 0
|  | Season C Shoulder | 0.855 | 952 | 8 | 0.10022 | 0.0862 | 56082.033 | 952 | 0
|  | Season C Night | 0.656 | 736 | 8 | 0.076894 | 0.0862 | -37222.6741 | 0 | 92 | 76.78% | 91.77% | 76.78%
SCE | 2007 RFO | Summer On | 3.28 | 510 | 6 | 0.38447 | 0.0862 | 894814.9723 | 510 | 0
78863139 | MWh | Summer Mid | 1.28 | 765 | 9 | 0.15004 | 0.0862 | 287269.7399 | 765 | 0
45.74% |  | Summer Off | 0.67 | 1653 | 9 | 0.078535 | 0.0862 | -34490.8393 | 0 | 183.6667
|  | Winter Mid | 1.02 | 2171 | 13 | 0.11956 | 0.0862 | 216848.5026 | 2171 | 0
|  | Winter Off | 0.82 | 2203 | 5 | 0.096118 | 0.0862 | 24794.7859 | 2203 | 0
|  | Winter Super | 0.65 | 1458 | 6 | 0.076191 | 0.0862 | -30026.911 | 0 | 243 | 61.54% | 91.77% | 61.54%
SDG&E | 2007 RFO | Summer On-Peak | 1.6411 | 680 | 8 | 0.19236 | 0.0862 | 424659.0695 | 680 | 0
16846888 | MWh | Summer Semi-Peak | 1.04 | 680 | 9 | 0.12191 | 0.0862 | 160675.4136 | 680 | 0
9.772% |  | Summer Off-Peak | 0.8833 | 1592 | 7 | 0.10354 | 0.0862 | 60682.1197 | 1592 | 0
|  | Winter On-Peak | 1.1916 | 1352 | 8 | 0.13968 | 0.0862 | 213902.9597 | 1352 | 0
|  | Winter Semi-Peak | 1.079 | 1352 | 8 | 0.12648 | 0.0862 | 161108.437 | 1352 | 0
|  | Winter Off-Peak | 0.7928 | 3104 | 8 | 0.09293 | 0.0862 | 26918.4512 | 3104 | 0 | 95.43% | 91.77% | 91.77%
[9 empty] | 7152.3333 | 640.6667
Note on B13: Renewables Portfolio Standard Periodic Report of Pacific Gas and Electric (U 39-E), April 3, 2007 (R.06-05-027)
Note on B23: 2006 Compliance Filing of Southern California Edison Company (U 338-E): Reporting Performance Pursuant to the California Renewables Portfolio Standard, April 3, 2007 (R.06-05-027)
Note on B30: April 3, 2007 Compliance Filing of San Diego Gas & Electric: Reporting Performance Pursuant to the California Renewables Portfolio Standard (R.06-05-027)
Note on D12: 2007 Form of Power Purchase and Sale Agreement - Article Four
Note on D22: 2007 Pro Forma Renewable Power Purchase and Sale Agreement, Exhibit K
Note on D29: SDG&E Request for Offers 2007 Eligible Renewable Resources, Issued 03/13/2007
Note on K3: Trigger to Exclude Start Up costs from MPR calc to avoid double counting in Capacity Factor calculation. Used in Solver Macro.
Note on O10: Paul Douglas: Calculated as lower of technical and economic operating hours
Indicates values effected by 2007 MPR modifications

## CF_Data Set
CF Data Set | [6 empty] | 1 | 2 | 3 | 4 | 5 | 6 | 7 | 8 | 9 | 10 | 11 | 12 | 13 | 14 | 15 | 16 | 17 | 18 | 19 | 20 | 21 | 22 | 23 | 24 | 25 | 26 | 27 | 28 | 29 | 30 | 31 | 32
Input | Unit | 2003 | 2004 | 2005 | 2006 | 2007 | 2008 | 2009 | 2010 | 2011 | 2012 | 2013 | 2014 | 2015 | 2016 | 2017 | 2018 | 2019 | 2020 | 2021 | 2022 | 2023 | 2024 | 2025 | 2026 | 2027 | 2028 | 2029 | 2030 | 2031 | 2032 | 2033 | 2034 | 2035 | 2036 | 2037 | 2038 | 2039
CA Burnertip Gas Price | $/MMBtu | [5 empty] | 9.0994 | 8.9742 | 8.6627 | 8.3572 | 8.1545 | 8.0714 | 7.9883 | 7.9054 | 7.8226 | 8.1257 | 8.2325 | 8.4655 | 8.7785 | 8.9475 | 9.2155 | 9.4891 | 9.7809 | 10.0011 | 10.2198 | 10.469 | 10.7424 | 11.0011 | 11.2362 | 11.4987 | 11.7567 | 12.0165 | 12.0258 | 12.2875 | 12.5508 | 12.8159 | 13.0828 | 13.3513
|  |  | 2004 | 2005 | 2006 | 2007 | 2008 | 2009 | 2010 | 2011 | 2012 | 2013 | 2014 | 2015 | 2016 | 2017 | 2018 | 2019 | 2020 | 2021 | 2022 | 2023 | 2024 | 2025 | 2026 | 2027 | 2028 | 2029 | 2030 | 2031 | 2032 | 2033 | 2034 | 2035 | 2036 | 2037 | 2038 | 2039
CO2 Adder ($/ton) |  |  | 8 | 8.4 | 8.82 | 9.261 | 9.7241 | 10.2103 | 10.7208 | 11.2568 | 11.8196 | 12.4106 | 13.0312 | 13.6827 | 14.3669 | 15.0852 | 15.8395 | 16.6314 | 17.463 | 18.3361 | 19.253 | 20.2156 | 21.0673 | 21.9631 | 22.859 | 23.7548 | 24.6506 | 25.5465 | 26.4423 | 27.3381 | 28.234 | 29.1298 | 30.0256 | 30.9215 | 31.8173 | 32.7131 | 33.609 | 34.5048
Tons CO2/MMBtu | 0.058505 |  |  | 5% | 5% | 5% | 5% | 5% | 5% | 5% | 5% | 5% | 5% | 5% | 5% | 5% | 5% | 5% | 5% | 5% | 5% | 5% | 4.213% | 4.252% | 4.079% | 3.919% | 3.771% | 3.634% | 3.507% | 3.388% | 3.277% | 3.173% | 3.075% | 2.984% | 2.897% | 2.816% | 2.738% | 2.665%
[23 empty] | 0.85172 | 0.89583 | 0.89583 | 0.89583 | 0.89583 | 0.89583 | 0.89583 | 0.89583 | 0.89583 | 0.89583 | 0.89583 | 0.89583 | 0.89583 | 0.89583 | 0.89583 | 0.89583
Input | Unit |  |  |  |  | 2007 | 2008 | 2009 | 2010 | 2011 | 2012 | 2013 | 2014 | 2015 | 2016 | 2017 | 2018 | 2019 | 2020 | [10 empty] | Continue straight-line trend after 2030
1st yr capital costs (January 1) | ($) |  |  |  |  | 514500919.5181 | 526805685.4074 | 538402990.4243 | 549705520.0777 | 549705520.0777 | 549705520.0777 | 549705520.0777 | 549705520.0777 | 549705520.0777 | 549705520.0777 | 549705520.0777 | 549705520.0777 | 549705520.0777 | 549705520.0777 | no escalation due to offsetting effect of technological improvements
Fixed O&M | $/kW-yr |  |  |  |  | 14.0099 | 14.2694 | 14.517 | 14.7765 | 15.0477 | 15.319 | 15.5784 | 15.8378 | 16.1091 | 16.3921 | 16.6869 | 16.9935 | 17.312 | 17.6304
Variable O&M | mills/kWh |  |  |  |  | 2.4844 | 2.5304 | 2.5743 | 2.6203 | 2.6684 | 2.7165 | 2.7625 | 2.8085 | 2.8566 | 2.9068 | 2.9591 | 3.0135 | 3.0699 | 3.1264
Input | Unit | 2003 | 2004 | 2005 | 2006 | 2007 | 2008 | 2009 | 2010 | 2011 | 2012 | 2013 | 2014 | 2015 | 2016 | 2017 | 2018 | 2019 | 2020 | 2021 | 2022 | 2023 | 2024 | 2025 | 2026 | 2027 | 2028 | 2029 | 2030 | 2031 | 2032 | 2033 | 2034 | 2035 | 2036 | 2037 | 2038 | 2039 | 2040 | 2041
EIA GDP Price Index | (%) |  |  |  |  | 2.238% | 1.852% | 1.736% | 1.787% | 1.836% | 1.803% | 1.694% | 1.665% | 1.713% | 1.757% | 1.799% | 1.837% | 1.874% | 1.839% | 1.873% | 1.97% | 1.996% | 2.02% | 1.98% | 1.98% | 1.942% | 1.964% | 1.926% | 1.947% | 1.966% | 1.77% | 2.4% | 1.775% | 1.744% | #VALUE! | #VALUE! | #VALUE! | #VALUE! | #VALUE! | #VALUE!
US Army Corp Eng. Index | (%) | 1.673% | 5.979% | 5.505% | 5.692% | 3.743% | 2.392% | 2.201% | 2.099% | 0.4673% | 3.556% | 2% | 2% | 2% | 2.004% | 1.997% | 1.999% | 1.999% | 2.001% | 2% | 2% | 1.999% | 2% | 2% | 2% | 1.822% | 1.851% | 1.818% | 1.785% | 1.754% | 1.724% | 1.694% | 1.666% | 1.639% | #VALUE! | #VALUE! | #VALUE! | #VALUE! | #VALUE! | #VALUE!
Input | Unit | 2003: Average
EIA GDP Price Index | (%) | 2003: 1.876%
US Army Corp Eng. Index | (%) | 2003: 2.047%
Input | 2002 | 2003 | 2004 | 2005 | 2006 | 2007 | 2008 | 2009 | 2010 | 2011 | 2012 | 2013 | 2014 | 2015 | 2016 | 2017 | 2018 | 2019 | 2020 | 2021 | 2022 | 2023 | 2024 | 2025 | 2026 | 2027 | 2028 | 2029 | 2030 | 2031 | 2032 | 2033 | 2034 | 2035 | 2036 | 2037 | 2038 | 2039 | 2040
EIA GDP Price Index Deflator |  |  |  |  | 1.162 | 1.188 | 1.21 | 1.231 | 1.253 | 1.276 | 1.299 | 1.321 | 1.343 | 1.366 | 1.39 | 1.415 | 1.441 | 1.468 | 1.495 | 1.523 | 1.553 | 1.584 | 1.616 | 1.648 | 1.68 | 1.713 | 1.746 | 1.78 | 1.815 | 1.8471 | 1.8805 | 1.9139 | 1.9472 | #VALUE! | #VALUE! | #VALUE! | #VALUE! | #VALUE! | #VALUE!
US Army Corp Eng. Index | 490.08 | 498.28 | 528.07 | 557.14 | 588.85 | 610.89 | 625.5 | 639.27 | 652.69 | 655.74 | 679.06 | 692.64 | 706.49 | 720.62 | 735.06 | 749.74 | 764.73 | 780.02 | 795.63 | 811.54 | 827.77 | 844.32 | 861.21 | 878.43 | 894.4393 | 910.9982 | 927.557 | 944.1159 | 960.6748 | 977.2336 | 993.7925 | 1010.3513 | 1026.9102 | #VALUE! | #VALUE! | #VALUE! | #VALUE! | #VALUE! | #VALUE!
EIA GDP Price Index Deflator 2006 |  |  |  |  | 1.141 | 1.161 | 1.185 | 1.209 | 1.235 | 1.264 | 1.296 | 1.33 | 1.363 | 1.398 | 1.433 | 1.471 | 1.512 | 1.554 | 1.597 | 1.64 | 1.684 | 1.729 | 1.773 | 1.818 | 1.863 | 1.909 | 1.955 | 2 | 2.048 | 2.0929 | 2.1388 | 2.1847 | 2.2306
US Army Corp Eng. Index 2006 |  |  |  |  | 587.04 | 603.28 | 615.95 | 628.89 | 642.09 | 655.58 | 669.34 | 683.4 | 697.75 | 712.4 | 727.37 | 742.64 | 758.24 | 774.16 | 790.42 | 807.01 | 823.96 | 841.26 | 858.93 | 876.97 | 893.6727 | 910.9815 | 928.2904 | 945.5992 | 962.9081 | 980.217 | 997.5258 | 1014.8347 | 1032.1435
Input
US Army Corp Eng. Quarterly Index |  | 2003: Annual Avg.
2002-12-01 | 494.64
2003-03-01 | 496.8
2003-06-01 | 499.15
2003-09-01 | 502.53 | 2003: 498.28
2003-12-01 | 508.32
2004-03-01 | 524.12
2004-06-01 | 534.82
2004-09-01 | 545 | 2003: 528.065
2004-12-01 | 550.58
2005-03-01 | 555.21
2005-06-01 | 557.62
2005-09-01 | 565.16 | 2003: 557.1425
2005-12-01 | 578.01
2006-03-01 | 583.39
2006-06-01 | 591.74
2006-09-01 | 602.27 | 2003: 588.8525
2006-12-01 | 605.44
2007-03-01 | 609.07
2007-06-01 | 612.71
2007-09-01 | 616.34 | 2003: 610.89
2007-12-01 | 619.73
Input |  |  |  |  | 2006 | 2007 | 2008 | 2009 | 2010 | 2011 | 2012 | 2013 | 2014 | 2015 | 2016 | 2017 | 2018 | 2019 | 2020 | 2021 | 2022 | 2023 | 2024 | 2025 | 2026 | 2027 | 2028 | 2029 | 2030 | 2031 | 2032 | 2033 | 2034 | 2035 | 2036 | 2037 | 2038 | 2039 | 2040
Tax Production Deduction Rate |  |  |  |  | 3% | 6% | 6% | 6% | 9% | 9% | 9% | 9% | 9% | 9% | 9% | 9% | 9% | 9% | 9% | 9% | 9% | 9% | 9% | 9% | 9% | 9% | 9% | 9% | 9% | 9% | 9% | 9% | 9% | 9% | 9% | 9% | 9% | 9% | 9%
From CEC Cost of Generation Model
Employees | FTE | Hours/Year | Wage
Managers (Salary, $/Year)) | 4 |  | 96077.29
Plant Operators (Wage, $/Hour) | 12 | 2200 | 25.22
Mechanics (Wage, $/Hour) | 4 | 2300 | 25.83
Laborers (Wage, $/Hour) | 2 | 2200 | 23.09
Support Staff (Wage, $/Hour) | 3 | 2000 | 16.18
Base Year for wage data | 2004
W2 Wages 2004 | 1486429.16
Wages - 1st Operational Year | 2001068.4057
Note on B6: cpucAvoided26-1_update3-20-06.xls http://www.ethree.com/cpuc_avoidedcosts.html $8/ton in 2004, escalated at 5% per year to 2023, straight-line trend 2024 through 2030. MPR model continues straight-line trend to end of latest MPR contract term.
Note on B25: EIA 2007 GDP Chain-Type Price Index (2000=1.000) http://www.eia.doe.gov/oiaf/aeo/pdf/aeotab_19.pdf
Note on B26: CWBS Feature Code 07 (Power Plants). Updated March 30, 2007. http://www.usace.army.mil/inet/usace-docs/eng-manuals/em1110-2-1304/toc.htm
Note on B32: CWBS Feature Code 07 (Power Plants). Updated March 30, 2007. http://www.usace.army.mil/inet/usace-docs/eng-manuals/em1110-2-1304/toc.htm
Note on B56: http://www.treas.gov/press/releases/js2201.htm
Note on B58: http://www.energy.ca.gov/reports/2003-08-08_100-03-001.PDF
Note on C59: Full Time Equivalent employees at 40 hrs per week.
Note on D59: Includes vacations, holidays and other compensation.
Note on E60: BLS, November 2004 National Industry-Specific Occupational Employment and Wage Estimates NAICS 221100 - Electric Power Generation, Transmission and Distribution, http://www.bls.gov/oes/current/naics4_221100.htm, Industrial Production Managers, 11-3051
Note on E61: BLS, November 2004 National Industry-Specific Occupational Employment and Wage Estimates NAICS 221100 - Electric Power Generation, Transmission and Distribution, http://www.bls.gov/oes/current/naics4_221100.htm, Power Plant Operators, 51-8013.
Note on E62: BLS, November 2004 National Industry-Specific Occupational Employment and Wage Estimates NAICS 221100 - Electric Power Generation, Transmission and Distribution, http://www.bls.gov/oes/current/naics4_221100.htm, Electrical and Electronics Repairers, Powerhouse, Substation, and Relay 49-2095.
Note on E63: BLS, November 2004 National Industry-Specific Occupational Employment and Wage Estimates NAICS 221100 - Electric Power Generation, Transmission and Distribution, http://www.bls.gov/oes/current/naics4_221100.htm, Maintenance and Repair Workers, General 49-9042
Note on E64: BLS, November 2004 National Industry-Specific Occupational Employment and Wage Estimates NAICS 221100 - Electric Power Generation, Transmission and Distribution, http://www.bls.gov/oes/current/naics4_221100.htm,Secretaries 43-6014
Indicates values effected by 2007 MPR modifications

## Non-Gas Appendix
Appendix D for 2007 MPR Resolution - Non-Gas Inputs
Row No. | Input Category | Input | Units | Baseload Inputs | Escal. Rates/yr. | Notes
1 | Capital Inputs | Total capital cost January 1 - 1st operational yr. | $/kw | 1053.6114 | 2.047% | Per D.05-12-042, Staff conducted a survey of actual plant costs in CA. Four plants were selected and an average was calculated
2 |  | Fixed O&M | ($/kW-yr) 1st operational yr. | 14.0099 | 1.876% | See Attachement F, Mountainview Application (FERC Docket ER04-316). Highest and lowest values were deleted from Wharton data set, Palomar and CC8 were added, and an average value was calculated
3 |  | Variable O&M | (mills/kWh) 1st operational yr. | 2.4844 | 1.876% | See Attachement F, Mountainview Application (FERC Docket ER04-316). Highest and lowest values were deleted from Wharton data set, Palomar and CC8 were added, and an average value was calculated
4 |  | New & Clean heat rate | Btu/kWh HHV | 6704.4 | n.a. | Per D.05-12-042, Staff used the the "new & clean" heat rate for an F-Series (GE S207FA) CC Turbine, adjusted for Higher Heating Value
5 |  | Heat rate degradation factor | Percent-% | 1.637% | n.a. | Per D.05-12-042, Staff contacted GE for an appropriate heat rate degradation factor for an F-series CC turbine. GE provide a degradtion curve that calculated the average degradation over the life of the project.
6 |  | Average heat rate | Btu/kWh HHV | 6916.3547 | n.a. | Average heat rate over life of plant, taking into account the impact of Higher Heating Value, degradation, dry cooling, and starts/stops
7 |  | 20-year WACC | Percent-% | 8.926% | n.a. | Weight-Average Cost of Capital = (Cost of Equity x Equity %) + (Cost of Debt x (1-tax rate) x Debt %)
8 |  | Cost of LT Debt | Percent-% | 7.715% | n.a. | Per D.05-12-042, Cost of Debt (industrial firms) = risk free rate (20 year T-Bill) + risk premium (mid point between BBB & B+ )
9 |  | Cost of Equity | Percent-% | 13.28% | 2% | Per D.05-12-042, Cost of Equity = risk free rate (20-yr Tbill) + risk premium (equity) + mid-cap risk premium (equity)
10 | Finance Inputs | Debt as % of total cost | Percent-% | 50% | n.a. | Per D.05-12-042, LT debt ratio for BBB rated company
11 |  | Debt Term | Years | 20 | n.a. | Adopted in D.04-06-015 and reaffirmed in D.05-12-042
12 |  | Insurance as % of plant cost | Percent-% | 0.6% | 1.876% | Same value used for 2004 MPR. Energy Division contacted insurance brokers for quotes and calculated an average value.
13 | Power Delivery Inputs | Transformer Loss Factor | Percent-% | 0.5% | n.a. | Loss factor recommended by parties and used in 2004 MPR calculation
14 |  | Generation Meter Multiplier (GMM) to load center | Percent-% | 98.51% | n.a. | Per CCC recommendation (comments, pg. 13) , Staff calculated the 2005 system annual average for GMMs used data provided by CAISO
15 | d | Capacity Factor | Percent-% | 71.27% | n.a. | Per D.05-12-042, Staff developed a methodology, using the average of IOU TODs, to calculate a range of capacity factors. See Cap_Fac Tab in 2007 MPR model
16 | Tax Rate Inputs | Federal Tax Rate | Percent-% | 35% | n.a. | Tax rate proposed by the parties and used in the 2004 MPR calculation
17 |  | State Tax Rate | Percent-% | 8.84% | n.a. | Tax rate proposed by the parties and used in the 2004 MPR calculation
18 |  | Total Effective Tax Rate | Percent-% | 40.75% | n.a. | Effective Tax = Federal Tax * (1 - State Tax) + State Tax
19 |  | Property taxes as % of plant cost | Percent-% | 1.2% | n.a. | Same value used for 2004 MPR. Energy Division averaged the property tax rates for 14 counties in which power plants were constructed (or under construction) in the last 5 years.
20 | Gas Forecast | 20yr gas forecast - 2008 levelized | $/MMBtu | 8.6433 | n.a. | Output from CA_Gas_Forecast Tab (Cell N42) in 2007 MPR model
21 | GHG Adder | CPUC Avoided Cost C02 Ader | $/Ton | 8 | n.a. | cpucAvoided26-1_update3-20-06.xls (http://www.ethree.com/cpuc_avoidedcosts.html) $8/ton in 2004, escalated at 5% per year to 2023, straight-line trend 2024 through 2030. MPR model continues straight-line trend to end of latest MPR contract term.
Notes:

## Description of CF Calculation
Description of Cash Flow Calculation
Cashflow model solves for the revenue needed to generate the cashflow to pay for operating expenses,
interest expense, principal repayments and taxes (federal and state) and to provide investors
with the required IRR.
| Revenues | <-- solve for
minus Fixed Costs
minus Property Taxes
| minus Insurance |  | Operating Expenses
minus Fuel
minus Variable Costs
equals Operating Income
Operating Income
minus Interest Expense (note a)
minus Depreciation (calculated separately for state and federal) (note b)
equals Taxable Income (separate for state and federal)
Operating Income
Minus Interest Expense
Minus Principal Repayments
Minus (state taxes + federal taxes) (note c)
equals After tax cash flow
Summation of the after tax cash flow discounted at the IRR minus equity investment equals 0.
where equity investment = equity % ownership * capital costs of plant
Notes:
Note a: Interest Expense = interest rate * (beginning balance of debt minus cumulative principal
payments) where beginning balance of debt = debt % * capital costs
Note b: State and federal tax codes require two different depreciation schedules. Federal uses 20 year
150% declining balance. State uses 28 year double declining balance. This calculation uses one
depreciation schedule for the entire plant. Typically, certain assets on plants have different schedules
(e.g., land is not depreciable). Each individual particular power plant will have its particular adjustments.
Note c: To calculate taxes:
Taxable Income (minus states taxes for federal tax calculation)
multiplied by tax rate (separate for state and federal)
State and federal taxes

## Gas & Basis Forecasts
Tab Divider for Gas and Basis Forecasts

## CA_Gas_Forecast
Natural Gas Forecast for MPR Baseload Proxy
Year | NYMEX Futures Contract Average | 2012 - 2014 Linear Interpolation | Average HHub Fundamental Forecast | MPR Hhub Forecast (nominal$) | Combined CA Basis Forecast | PG&E/SoCal Average Distribution Rate w/ Escalation | Average Franchise Fee Surcharge | Hedging Transaction Cost | MPR CA Gas Forecast (nominal$)
2008 | 8.9463 |  | 7.8202 | 8.9463 | -0.35204 | 0.3132 | 0.10995 | 0.082 | 9.0994
2009 | 8.6785 |  | 7.4063 | 8.6785 | -0.21364 | 0.31907 | 0.10829 | 0.082 | 8.9742
2010 | 8.32 |  | 7.0991 | 8.32 | -0.16863 | 0.32506 | 0.10428 | 0.082 | 8.6627
2011 | 8.0123 |  | 6.809 | 8.0123 | -0.16863 | 0.33115 | 0.10034 | 0.082 | 8.3572
2012 | 7.8061 |  | 6.7931 | 7.8061 | -0.16863 | 0.33736 | 0.097706 | 0.082 | 8.1545
2013 |  | 7.7177 | 6.8321 | 7.7177 | -0.16863 | 0.34369 | 0.096576 | 0.082 | 8.0714
2014 |  | 7.6294 | 6.992 | 7.6294 | -0.16863 | 0.35014 | 0.095445 | 0.082 | 7.9883
2015 |  | 7.541 | 7.2184 | 7.541 | -0.16863 | 0.35671 | 0.094314 | 0.082 | 7.9054
2016 |  |  | 7.4526 | 7.4526 | -0.16863 | 0.3634 | 0.093184 | 0.082 | 7.8226
2017 |  |  | 7.7452 | 7.7452 | -0.16863 | 0.37021 | 0.096927 | 0.082 | 8.1257
2018 |  |  | 7.8438 | 7.8438 | -0.16863 | 0.37715 | 0.098188 | 0.082 | 8.2325
2019 |  |  | 8.0669 | 8.0669 | -0.16863 | 0.38423 | 0.10104 | 0.082 | 8.4655
2020 |  |  | 8.3688 | 8.3688 | -0.16863 | 0.39143 | 0.1049 | 0.082 | 8.7785
2021 |  |  | 8.5284 | 8.5284 | -0.16863 | 0.39878 | 0.10695 | 0.082 | 8.9475
2022 |  |  | 8.7856 | 8.7856 | -0.16863 | 0.40625 | 0.11024 | 0.082 | 9.2155
2023 |  |  | 9.0483 | 9.0483 | -0.16863 | 0.41387 | 0.1136 | 0.082 | 9.4891
2024 |  |  | 9.3287 | 9.3287 | -0.16863 | 0.42164 | 0.11718 | 0.082 | 9.7809
2025 |  |  | 9.5383 | 9.5383 | -0.16863 | 0.42954 | 0.11987 | 0.082 | 10.0011
2026 |  |  | 9.7463 | 9.7463 | -0.16863 | 0.4376 | 0.12253 | 0.082 | 10.2198
2027 |  |  | 9.9842 | 9.9842 | -0.16863 | 0.44581 | 0.12557 | 0.082 | 10.469
2028 |  |  | 10.246 | 10.246 | -0.16863 | 0.45417 | 0.12892 | 0.082 | 10.7424
2029 |  |  | 10.493 | 10.493 | -0.16863 | 0.46269 | 0.13208 | 0.082 | 11.0011
2030 |  |  | 10.7165 | 10.7165 | -0.16863 | 0.47136 | 0.13494 | 0.082 | 11.2362
2031 |  |  | 10.967 | 10.967 | -0.16863 | 0.48021 | 0.13814 | 0.082 | 11.4987
2032 |  |  | 11.2129 | 11.2129 | -0.16863 | 0.48921 | 0.14129 | 0.082 | 11.7567
2033 |  |  | 11.4603 | 11.4603 | -0.16863 | 0.49839 | 0.14445 | 0.082 | 12.0165
2034 |  |  | 11.4603 | 11.4603 | -0.16863 | 0.50773 | 0.14445 | 0.082 | 12.0258
2035 |  |  | 11.7092 | 11.7092 | -0.16863 | 0.51726 | 0.14764 | 0.082 | 12.2875
2036 |  |  | 11.9597 | 11.9597 | -0.16863 | 0.52696 | 0.15084 | 0.082 | 12.5508
2037 |  |  | 12.2117 | 12.2117 | -0.16863 | 0.53684 | 0.15407 | 0.082 | 12.8159
2038 |  |  | 12.4652 | 12.4652 | -0.16863 | 0.54691 | 0.15731 | 0.082 | 13.0828
2039 |  |  | 12.7202 | 12.7202 | -0.16863 | 0.55717 | 0.16057 | 0.082 | 13.3513
| linear interpolation | -0.088374
Levelized Natural Gas Forecast
[9 empty] | 10 | 15 | 20
[8 empty] | 2008 | 8.4127 | 8.4687 | 8.6433
[8 empty] | 2009 | 8.2942 | 8.4258 | 8.635
[8 empty] | 2010 | 8.1999 | 8.4044 | 8.6446
[8 empty] | 2011 | 8.1662 | 8.4272 | 8.6938
[8 empty] | 2012 | 8.1882 | 8.4973 | 8.7857
[8 empty] | 2013 | 8.2612 | 8.6072 | 8.913
[8 empty] | 2014 | 8.3718 | 8.7465 | 9.0659
[8 empty] | 2015 | 8.5245 | 8.9174 | 9.2417
[8 empty] | 2016 | 8.7182 | 9.1218 | 9.4473
[8 empty] | 2017 | 8.9565 | 9.3637 | 9.6856
[8 empty] | 2018 | 9.1854 | 9.5986 | 9.9172
[8 empty] | 2019 | 9.4362 | 9.8502 | 10.1632
[8 empty] | 2020 | 9.6904 | 10.0958 | 10.411

## NYMEX_Futures
NYMEX Futures - Settlement Prices ( 05/01/07 - 05/31/07)
Contract Period
Effective Date | time axis 2008-01-01 to 2012-12-01
2007-05-01 | 9.865 | 9.855 | 9.615 | 8.275 | 8.147 | 8.217 | 8.302 | 8.372 | 8.412 | 8.507 | 8.982 | 9.452 | 9.717 | 9.702 | 9.452 | 7.942 | 7.814 | 7.889 | 7.969 | 8.039 | 8.089 | 8.187 | 8.637 | 9.082 | 9.302 | 9.292 | 9.042 | 7.632 | 7.504 | 7.579 | 7.659 | 7.719 | 7.769 | 7.869 | 8.314 | 8.754 | 8.964 | 8.954 | 8.714 | 7.364 | 7.236 | 7.311 | 7.391 | 7.446 | 7.496 | 7.601 | 8.041 | 8.481 | 8.701 | 8.696 | 8.466 | 7.216 | 7.096 | 7.171 | 7.246 | 7.301 | 7.351 | 7.456 | 7.871 | 8.286
2007-05-02 | 9.838 | 9.828 | 9.588 | 8.278 | 8.15 | 8.22 | 8.305 | 8.375 | 8.415 | 8.51 | 8.985 | 9.455 | 9.715 | 9.7 | 9.45 | 7.96 | 7.824 | 7.899 | 7.979 | 8.047 | 8.097 | 8.195 | 8.645 | 9.09 | 9.31 | 9.3 | 9.05 | 7.65 | 7.525 | 7.6 | 7.68 | 7.74 | 7.785 | 7.883 | 8.323 | 8.753 | 8.973 | 8.963 | 8.723 | 7.378 | 7.258 | 7.333 | 7.413 | 7.468 | 7.508 | 7.603 | 8.043 | 8.483 | 8.703 | 8.698 | 8.468 | 7.218 | 7.098 | 7.173 | 7.248 | 7.303 | 7.353 | 7.458 | 7.873 | 8.288
2007-05-03 | 10 | 9.99 | 9.745 | 8.42 | 8.29 | 8.36 | 8.445 | 8.515 | 8.555 | 8.65 | 9.125 | 9.595 | 9.855 | 9.84 | 9.585 | 8.075 | 7.942 | 8.017 | 8.097 | 8.165 | 8.215 | 8.313 | 8.763 | 9.208 | 9.428 | 9.418 | 9.163 | 7.743 | 7.613 | 7.688 | 7.768 | 7.828 | 7.873 | 7.971 | 8.411 | 8.841 | 9.061 | 9.051 | 8.811 | 7.446 | 7.326 | 7.401 | 7.481 | 7.536 | 7.576 | 7.671 | 8.111 | 8.551 | 8.771 | 8.766 | 8.536 | 7.286 | 7.166 | 7.241 | 7.316 | 7.371 | 7.421 | 7.526 | 7.941 | 8.356
2007-05-04 | 9.981 | 9.971 | 9.726 | 8.416 | 8.286 | 8.356 | 8.441 | 8.511 | 8.551 | 8.646 | 9.121 | 9.591 | 9.851 | 9.836 | 9.581 | 8.071 | 7.936 | 8.01 | 8.09 | 8.158 | 8.208 | 8.306 | 8.761 | 9.206 | 9.426 | 9.416 | 9.161 | 7.741 | 7.611 | 7.686 | 7.766 | 7.826 | 7.871 | 7.969 | 8.414 | 8.849 | 9.069 | 9.059 | 8.819 | 7.454 | 7.339 | 7.414 | 7.494 | 7.549 | 7.589 | 7.684 | 8.124 | 8.564 | 8.784 | 8.779 | 8.549 | 7.299 | 7.184 | 7.259 | 7.334 | 7.389 | 7.439 | 7.544 | 7.959 | 8.374
2007-05-07 | 9.909 | 9.899 | 9.659 | 8.384 | 8.254 | 8.329 | 8.414 | 8.484 | 8.524 | 8.619 | 9.094 | 9.564 | 9.824 | 9.809 | 9.554 | 8.049 | 7.914 | 7.988 | 8.068 | 8.136 | 8.186 | 8.284 | 8.739 | 9.189 | 9.414 | 9.404 | 9.149 | 7.729 | 7.599 | 7.674 | 7.754 | 7.814 | 7.859 | 7.957 | 8.402 | 8.837 | 9.062 | 9.052 | 8.812 | 7.442 | 7.322 | 7.397 | 7.477 | 7.532 | 7.572 | 7.667 | 8.107 | 8.547 | 8.767 | 8.762 | 8.532 | 7.282 | 7.167 | 7.242 | 7.317 | 7.372 | 7.422 | 7.527 | 7.942 | 8.357
2007-05-08 | 9.805 | 9.795 | 9.559 | 8.314 | 8.189 | 8.264 | 8.349 | 8.419 | 8.459 | 8.554 | 9.019 | 9.494 | 9.759 | 9.744 | 9.489 | 8.009 | 7.874 | 7.947 | 8.026 | 8.093 | 8.142 | 8.239 | 8.694 | 9.144 | 9.359 | 9.349 | 9.094 | 7.679 | 7.549 | 7.624 | 7.704 | 7.764 | 7.809 | 7.907 | 8.347 | 8.777 | 8.997 | 8.987 | 8.747 | 7.387 | 7.267 | 7.342 | 7.422 | 7.477 | 7.517 | 7.612 | 8.052 | 8.492 | 8.712 | 8.707 | 8.477 | 7.247 | 7.132 | 7.207 | 7.282 | 7.337 | 7.387 | 7.492 | 7.907 | 8.322
2007-05-09 | 9.865 | 9.853 | 9.625 | 8.37 | 8.248 | 8.325 | 8.41 | 8.48 | 8.52 | 8.615 | 9.08 | 9.555 | 9.815 | 9.8 | 9.55 | 8.08 | 7.947 | 8.02 | 8.099 | 8.166 | 8.215 | 8.312 | 8.767 | 9.217 | 9.432 | 9.422 | 9.167 | 7.742 | 7.614 | 7.689 | 7.769 | 7.829 | 7.874 | 7.972 | 8.417 | 8.847 | 9.067 | 9.057 | 8.817 | 7.467 | 7.349 | 7.424 | 7.504 | 7.559 | 7.599 | 7.694 | 8.139 | 8.579 | 8.799 | 8.794 | 8.564 | 7.324 | 7.209 | 7.284 | 7.359 | 7.414 | 7.464 | 7.569 | 7.984 | 8.399
2007-05-10 | 9.849 | 9.837 | 9.609 | 8.354 | 8.232 | 8.309 | 8.394 | 8.464 | 8.504 | 8.599 | 9.064 | 9.539 | 9.809 | 9.794 | 9.549 | 8.084 | 7.949 | 8.022 | 8.101 | 8.168 | 8.217 | 8.314 | 8.769 | 9.209 | 9.439 | 9.429 | 9.174 | 7.744 | 7.614 | 7.689 | 7.769 | 7.829 | 7.874 | 7.974 | 8.419 | 8.849 | 9.069 | 9.059 | 8.819 | 7.459 | 7.339 | 7.414 | 7.494 | 7.549 | 7.589 | 7.684 | 8.129 | 8.569 | 8.789 | 8.784 | 8.554 | 7.304 | 7.189 | 7.264 | 7.339 | 7.394 | 7.444 | 7.549 | 7.964 | 8.379
2007-05-11 | 9.968 | 9.953 | 9.723 | 8.413 | 8.288 | 8.363 | 8.448 | 8.513 | 8.553 | 8.643 | 9.108 | 9.583 | 9.851 | 9.834 | 9.589 | 8.114 | 7.979 | 8.052 | 8.134 | 8.201 | 8.25 | 8.347 | 8.802 | 9.242 | 9.467 | 9.457 | 9.202 | 7.772 | 7.642 | 7.717 | 7.797 | 7.857 | 7.902 | 7.997 | 8.442 | 8.872 | 9.092 | 9.082 | 8.842 | 7.482 | 7.369 | 7.444 | 7.524 | 7.579 | 7.619 | 7.714 | 8.159 | 8.599 | 8.819 | 8.814 | 8.584 | 7.324 | 7.214 | 7.289 | 7.369 | 7.424 | 7.474 | 7.579 | 7.994 | 8.409
2007-05-14 | 9.983 | 9.968 | 9.738 | 8.418 | 8.288 | 8.362 | 8.447 | 8.512 | 8.552 | 8.642 | 9.112 | 9.587 | 9.857 | 9.84 | 9.595 | 8.12 | 7.985 | 8.06 | 8.145 | 8.212 | 8.261 | 8.358 | 8.813 | 9.253 | 9.478 | 9.468 | 9.213 | 7.783 | 7.653 | 7.728 | 7.808 | 7.868 | 7.913 | 8.008 | 8.453 | 8.883 | 9.103 | 9.093 | 8.853 | 7.493 | 7.373 | 7.448 | 7.528 | 7.583 | 7.623 | 7.718 | 8.158 | 8.598 | 8.808 | 8.803 | 8.573 | 7.313 | 7.193 | 7.268 | 7.348 | 7.403 | 7.453 | 7.558 | 7.973 | 8.388
2007-05-15 | 9.955 | 9.94 | 9.714 | 8.409 | 8.286 | 8.36 | 8.445 | 8.51 | 8.55 | 8.64 | 9.11 | 9.585 | 9.855 | 9.835 | 9.59 | 8.115 | 7.982 | 8.057 | 8.139 | 8.204 | 8.252 | 8.349 | 8.804 | 9.244 | 9.469 | 9.454 | 9.199 | 7.776 | 7.646 | 7.721 | 7.801 | 7.861 | 7.906 | 8.001 | 8.441 | 8.871 | 9.091 | 9.081 | 8.846 | 7.481 | 7.361 | 7.436 | 7.516 | 7.571 | 7.611 | 7.706 | 8.151 | 8.591 | 8.801 | 8.796 | 8.566 | 7.301 | 7.181 | 7.256 | 7.336 | 7.391 | 7.441 | 7.546 | 7.961 | 8.376
2007-05-16 | 9.995 | 9.98 | 9.754 | 8.429 | 8.306 | 8.38 | 8.465 | 8.525 | 8.56 | 8.648 | 9.118 | 9.593 | 9.863 | 9.843 | 9.598 | 8.123 | 7.988 | 8.063 | 8.145 | 8.21 | 8.258 | 8.355 | 8.805 | 9.25 | 9.475 | 9.455 | 9.2 | 7.777 | 7.647 | 7.722 | 7.802 | 7.862 | 7.907 | 8.002 | 8.442 | 8.872 | 9.092 | 9.072 | 8.832 | 7.467 | 7.357 | 7.432 | 7.512 | 7.567 | 7.607 | 7.697 | 8.142 | 8.582 | 8.792 | 8.787 | 8.557 | 7.282 | 7.162 | 7.237 | 7.317 | 7.372 | 7.422 | 7.517 | 7.932 | 8.347
2007-05-17 | 10.151 | 10.136 | 9.911 | 8.531 | 8.408 | 8.482 | 8.567 | 8.63 | 8.667 | 8.757 | 9.227 | 9.697 | 9.962 | 9.942 | 9.692 | 8.172 | 8.032 | 8.107 | 8.187 | 8.247 | 8.29 | 8.387 | 8.837 | 9.272 | 9.502 | 9.482 | 9.227 | 7.777 | 7.642 | 7.717 | 7.797 | 7.852 | 7.892 | 7.992 | 8.427 | 8.857 | 9.077 | 9.062 | 8.822 | 7.452 | 7.337 | 7.412 | 7.492 | 7.547 | 7.587 | 7.677 | 8.122 | 8.562 | 8.772 | 8.767 | 8.537 | 7.262 | 7.142 | 7.217 | 7.297 | 7.352 | 7.402 | 7.497 | 7.912 | 8.327
2007-05-18 | 10.059 | 10.044 | 9.814 | 8.419 | 8.299 | 8.374 | 8.459 | 8.524 | 8.564 | 8.659 | 9.129 | 9.599 | 9.869 | 9.851 | 9.601 | 8.081 | 7.946 | 8.021 | 8.101 | 8.161 | 8.206 | 8.306 | 8.756 | 9.191 | 9.421 | 9.406 | 9.151 | 7.701 | 7.566 | 7.641 | 7.721 | 7.776 | 7.816 | 7.916 | 8.351 | 8.781 | 9.001 | 8.986 | 8.751 | 7.391 | 7.276 | 7.351 | 7.431 | 7.486 | 7.526 | 7.616 | 8.061 | 8.501 | 8.711 | 8.706 | 8.476 | 7.206 | 7.091 | 7.166 | 7.246 | 7.301 | 7.351 | 7.451 | 7.866 | 8.281
2007-05-21 | 10.052 | 10.037 | 9.807 | 8.422 | 8.304 | 8.382 | 8.467 | 8.532 | 8.572 | 8.667 | 9.137 | 9.612 | 9.887 | 9.867 | 9.617 | 8.097 | 7.965 | 8.04 | 8.12 | 8.185 | 8.23 | 8.327 | 8.777 | 9.217 | 9.447 | 9.429 | 9.174 | 7.744 | 7.616 | 7.693 | 7.773 | 7.831 | 7.872 | 7.967 | 8.397 | 8.822 | 9.047 | 9.032 | 8.797 | 7.437 | 7.317 | 7.394 | 7.474 | 7.529 | 7.569 | 7.659 | 8.104 | 8.544 | 8.759 | 8.754 | 8.519 | 7.239 | 7.124 | 7.201 | 7.281 | 7.336 | 7.386 | 7.486 | 7.901 | 8.316
2007-05-22 | 9.999 | 9.986 | 9.759 | 8.394 | 8.276 | 8.356 | 8.446 | 8.511 | 8.551 | 8.651 | 9.111 | 9.591 | 9.866 | 9.851 | 9.601 | 8.081 | 7.951 | 8.028 | 8.111 | 8.176 | 8.221 | 8.321 | 8.766 | 9.211 | 9.441 | 9.426 | 9.171 | 7.731 | 7.601 | 7.681 | 7.766 | 7.826 | 7.866 | 7.961 | 8.391 | 8.816 | 9.041 | 9.026 | 8.791 | 7.431 | 7.311 | 7.391 | 7.476 | 7.536 | 7.576 | 7.666 | 8.101 | 8.541 | 8.756 | 8.751 | 8.516 | 7.226 | 7.111 | 7.188 | 7.268 | 7.323 | 7.373 | 7.473 | 7.888 | 8.303
2007-05-23 | 9.981 | 9.968 | 9.741 | 8.381 | 8.266 | 8.346 | 8.436 | 8.506 | 8.546 | 8.651 | 9.116 | 9.591 | 9.871 | 9.856 | 9.606 | 8.091 | 7.966 | 8.046 | 8.13 | 8.195 | 8.24 | 8.34 | 8.785 | 9.23 | 9.46 | 9.445 | 9.19 | 7.755 | 7.625 | 7.705 | 7.79 | 7.85 | 7.89 | 7.985 | 8.415 | 8.84 | 9.065 | 9.05 | 8.815 | 7.445 | 7.32 | 7.4 | 7.485 | 7.545 | 7.585 | 7.675 | 8.11 | 8.55 | 8.765 | 8.76 | 8.525 | 7.235 | 7.12 | 7.2 | 7.28 | 7.335 | 7.385 | 7.49 | 7.905 | 8.325
2007-05-24 | 9.915 | 9.905 | 9.68 | 8.36 | 8.25 | 8.33 | 8.425 | 8.495 | 8.54 | 8.65 | 9.115 | 9.585 | 9.865 | 9.85 | 9.6 | 8.09 | 7.965 | 8.045 | 8.135 | 8.2 | 8.245 | 8.35 | 8.795 | 9.24 | 9.47 | 9.455 | 9.2 | 7.77 | 7.645 | 7.725 | 7.81 | 7.87 | 7.91 | 8.01 | 8.44 | 8.865 | 9.09 | 9.075 | 8.84 | 7.48 | 7.355 | 7.435 | 7.52 | 7.58 | 7.62 | 7.715 | 8.15 | 8.59 | 8.805 | 8.8 | 8.56 | 7.27 | 7.15 | 7.23 | 7.31 | 7.365 | 7.415 | 7.52 | 7.935 | 8.355
2007-05-25 | 9.894 | 9.887 | 9.665 | 8.375 | 8.27 | 8.355 | 8.455 | 8.53 | 8.575 | 8.685 | 9.15 | 9.62 | 9.9 | 9.885 | 9.635 | 8.13 | 8.01 | 8.09 | 8.185 | 8.25 | 8.295 | 8.4 | 8.845 | 9.29 | 9.52 | 9.505 | 9.255 | 7.825 | 7.705 | 7.785 | 7.87 | 7.93 | 7.97 | 8.07 | 8.5 | 8.925 | 9.15 | 9.135 | 8.9 | 7.54 | 7.425 | 7.505 | 7.59 | 7.65 | 7.69 | 7.785 | 8.22 | 8.66 | 8.875 | 8.865 | 8.625 | 7.335 | 7.22 | 7.3 | 7.38 | 7.435 | 7.485 | 7.59 | 8.005 | 8.425
2007-05-29 | 9.804 | 9.799 | 9.574 | 8.294 | 8.194 | 8.279 | 8.379 | 8.454 | 8.499 | 8.604 | 9.069 | 9.539 | 9.819 | 9.804 | 9.554 | 8.049 | 7.939 | 8.019 | 8.114 | 8.179 | 8.224 | 8.329 | 8.774 | 9.219 | 9.449 | 9.434 | 9.184 | 7.759 | 7.639 | 7.721 | 7.806 | 7.866 | 7.909 | 8.009 | 8.439 | 8.864 | 9.089 | 9.074 | 8.839 | 7.479 | 7.364 | 7.449 | 7.534 | 7.594 | 7.634 | 7.729 | 8.164 | 8.604 | 8.819 | 8.814 | 8.574 | 7.284 | 7.169 | 7.254 | 7.344 | 7.399 | 7.449 | 7.554 | 7.969 | 8.389
2007-05-30 | 9.943 | 9.938 | 9.708 | 8.388 | 8.285 | 8.368 | 8.468 | 8.543 | 8.588 | 8.693 | 9.158 | 9.628 | 9.908 | 9.893 | 9.643 | 8.103 | 7.993 | 8.075 | 8.17 | 8.233 | 8.278 | 8.383 | 8.828 | 9.263 | 9.498 | 9.483 | 9.233 | 7.793 | 7.676 | 7.758 | 7.843 | 7.903 | 7.943 | 8.04 | 8.47 | 8.895 | 9.12 | 9.105 | 8.87 | 7.51 | 7.395 | 7.48 | 7.565 | 7.625 | 7.665 | 7.76 | 8.19 | 8.625 | 8.84 | 8.835 | 8.595 | 7.295 | 7.18 | 7.265 | 7.355 | 7.41 | 7.46 | 7.565 | 7.98 | 8.4
2007-05-31 | 9.94 | 9.938 | 9.71 | 8.405 | 8.309 | 8.395 | 8.495 | 8.57 | 8.615 | 8.72 | 9.185 | 9.655 | 9.935 | 9.92 | 9.665 | 8.12 | 8.015 | 8.097 | 8.192 | 8.255 | 8.3 | 8.405 | 8.85 | 9.285 | 9.52 | 9.505 | 9.25 | 7.8 | 7.688 | 7.77 | 7.855 | 7.915 | 7.955 | 8.052 | 8.482 | 8.902 | 9.127 | 9.112 | 8.877 | 7.497 | 7.382 | 7.467 | 7.552 | 7.612 | 7.652 | 7.747 | 8.177 | 8.612 | 8.827 | 8.822 | 8.582 | 7.262 | 7.147 | 7.232 | 7.322 | 7.377 | 7.427 | 7.527 | 7.942 | 8.362
Averages | 9.9432 | 9.9321 | 9.7011 | 8.384 | 8.2648 | 8.3415 | 8.4301 | 8.4989 | 8.5396 | 8.6368 | 9.1052 | 9.5777 | 9.8479 | 9.8316 | 9.5816 | 8.0798 | 7.9507 | 8.0269 | 8.1108 | 8.1764 | 8.2236 | 8.323 | 8.7733 | 9.216 | 9.4421 | 9.4288 | 9.175 | 7.7465 | 7.6191 | 7.696 | 7.7776 | 7.8371 | 7.8802 | 7.9778 | 8.4153 | 8.8442 | 9.0658 | 9.053 | 8.8153 | 7.4537 | 7.3354 | 7.4127 | 7.4943 | 7.5509 | 7.5914 | 7.6855 | 8.1252 | 8.5648 | 8.7807 | 8.7755 | 8.5425 | 7.2732 | 7.1566 | 7.2338 | 7.3134 | 7.3684 | 7.4184 | 7.5215 | 7.9365 | 8.3529
[6 empty] | 1 | 2 | 3 | 4 | 5
Contract | 2008-01-01: 22-Day Average Prices; 2008-05-01: 22-Day Ave. NYMEX Closing Prices (05/01/07 - 05/31/07)
2008-01-13 08:00 | 2008-01-01: 9.9432
2008-02-12 18:00 | 2008-01-01: 9.9321; 2008-05-01: Month; 2008-06-01: 2008; 2008-07-01: 2009; 2008-08-01: 2010; 2008-09-01: 2011; 2008-10-01: 2012
2008-03-13 | 2008-01-01: 9.7011; 2008-04-01: 1; 2008-05-01: January; 2008-06-01: 9.9432; 2008-07-01: 9.8479; 2008-08-01: 9.4421; 2008-09-01: 9.0658; 2008-10-01: 8.7807
2008-04-12 | 2008-01-01: 8.384; 2008-04-01: 2; 2008-05-01: February; 2008-06-01: 9.9321; 2008-07-01: 9.8316; 2008-08-01: 9.4288; 2008-09-01: 9.053; 2008-10-01: 8.7755
2008-05-12 | 2008-01-01: 8.2648; 2008-04-01: 3; 2008-05-01: March; 2008-06-01: 9.7011; 2008-07-01: 9.5816; 2008-08-01: 9.175; 2008-09-01: 8.8153; 2008-10-01: 8.5425
2008-06-11 | 2008-01-01: 8.3415; 2008-04-01: 4; 2008-05-01: April; 2008-06-01: 8.384; 2008-07-01: 8.0798; 2008-08-01: 7.7465; 2008-09-01: 7.4537; 2008-10-01: 7.2732
2008-07-11 | 2008-01-01: 8.4301; 2008-04-01: 5; 2008-05-01: May; 2008-06-01: 8.2648; 2008-07-01: 7.9507; 2008-08-01: 7.6191; 2008-09-01: 7.3354; 2008-10-01: 7.1566
2008-08-10 | 2008-01-01: 8.4989; 2008-04-01: 6; 2008-05-01: June; 2008-06-01: 8.3415; 2008-07-01: 8.0269; 2008-08-01: 7.696; 2008-09-01: 7.4127; 2008-10-01: 7.2338
2008-09-09 | 2008-01-01: 8.5396; 2008-04-01: 7; 2008-05-01: July; 2008-06-01: 8.4301; 2008-07-01: 8.1108; 2008-08-01: 7.7776; 2008-09-01: 7.4943; 2008-10-01: 7.3134
2008-10-09 | 2008-01-01: 8.6368; 2008-04-01: 8; 2008-05-01: August; 2008-06-01: 8.4989; 2008-07-01: 8.1764; 2008-08-01: 7.8371; 2008-09-01: 7.5509; 2008-10-01: 7.3684
2008-11-08 | 2008-01-01: 9.1052; 2008-04-01: 9; 2008-05-01: September; 2008-06-01: 8.5396; 2008-07-01: 8.2236; 2008-08-01: 7.8802; 2008-09-01: 7.5914; 2008-10-01: 7.4184
2008-12-08 | 2008-01-01: 9.5777; 2008-04-01: 10; 2008-05-01: October; 2008-06-01: 8.6368; 2008-07-01: 8.323; 2008-08-01: 7.9778; 2008-09-01: 7.6855; 2008-10-01: 7.5215
2009-01-07 | 2008-01-01: 9.8479; 2008-04-01: 11; 2008-05-01: November; 2008-06-01: 9.1052; 2008-07-01: 8.7733; 2008-08-01: 8.4153; 2008-09-01: 8.1252; 2008-10-01: 7.9365
2009-02-06 | 2008-01-01: 9.8316; 2008-04-01: 12; 2008-05-01: December; 2008-06-01: 9.5777; 2008-07-01: 9.216; 2008-08-01: 8.8442; 2008-09-01: 8.5648; 2008-10-01: 8.3529
2009-03-08 | 2008-01-01: 9.5816; 2008-05-01: Average; 2008-06-01: 8.9463; 2008-07-01: 8.6785; 2008-08-01: 8.32; 2008-09-01: 8.0123; 2008-10-01: 7.8061
2009-04-07 | 2008-01-01: 8.0798
2009-05-07 | 2008-01-01: 7.9507
2009-06-06 | 2008-01-01: 8.0269
2009-07-06 | 2008-01-01: 8.1108
2009-08-05 | 2008-01-01: 8.1764
2009-09-04 | 2008-01-01: 8.2236
2009-10-04 | 2008-01-01: 8.323
2009-11-03 | 2008-01-01: 8.7733
2009-12-03 | 2008-01-01: 9.216
2010-01-02 | 2008-01-01: 9.4421
2010-02-01 | 2008-01-01: 9.4288
2010-03-03 | 2008-01-01: 9.175
2010-04-02 | 2008-01-01: 7.7465
2010-05-02 | 2008-01-01: 7.6191
2010-06-01 | 2008-01-01: 7.696
2010-07-01 | 2008-01-01: 7.7776
2010-07-31 | 2008-01-01: 7.8371
2010-08-30 | 2008-01-01: 7.8802
2010-09-29 | 2008-01-01: 7.9778
2010-10-29 | 2008-01-01: 8.4153
2010-11-28 | 2008-01-01: 8.8442
2010-12-28 | 2008-01-01: 9.0658
2011-01-27 | 2008-01-01: 9.053
2011-02-26 | 2008-01-01: 8.8153
2011-03-28 | 2008-01-01: 7.4537
2011-04-27 | 2008-01-01: 7.3354
2011-05-27 | 2008-01-01: 7.4127
2011-06-26 | 2008-01-01: 7.4943
2011-07-26 | 2008-01-01: 7.5509
2011-08-25 | 2008-01-01: 7.5914
2011-09-24 | 2008-01-01: 7.6855
2011-10-24 | 2008-01-01: 8.1252
2011-11-23 | 2008-01-01: 8.5648
2011-12-23 | 2008-01-01: 8.7807
2012-01-22 | 2008-01-01: 8.7755
2012-02-21 | 2008-01-01: 8.5425
2012-03-22 | 2008-01-01: 7.2732
2012-04-21 | 2008-01-01: 7.1566
2012-05-21 | 2008-01-01: 7.2338
2012-06-20 | 2008-01-01: 7.3134
2012-07-20 | 2008-01-01: 7.3684
2012-08-19 | 2008-01-01: 7.4184
2012-09-18 | 2008-01-01: 7.5215
2012-10-18 | 2008-01-01: 7.9365
2012-11-17 | 2008-01-01: 8.3529

## CA_Basis_Adj
California Basis Forecast
Year | Clearport SoCal Average | Clearport PG&E Citygate Average | CA Basis Average
| (a) | (b) | (c)
2008 | -0.56388 | -0.1402 | -0.35204
2009 | -0.43991 | 0.012633 | -0.21364
2010 | -0.37777 | 0.0405 | -0.16863
2011 |  |  | -0.16863
2012 |  |  | -0.16863
2013 |  |  | -0.16863
2014 |  |  | -0.16863
2015 |  |  | -0.16863
2016 |  |  | -0.16863
2017 |  |  | -0.16863
2018 |  |  | -0.16863
2019 |  |  | -0.16863
2020 |  |  | -0.16863
2021 |  |  | -0.16863
2022 |  |  | -0.16863
2023 |  |  | -0.16863
2024 |  |  | -0.16863
2025 |  |  | -0.16863
2026 |  |  | -0.16863
2027 |  |  | -0.16863
2028 |  |  | -0.16863
2029 |  |  | -0.16863
2030 |  |  | -0.16863
2031 |  |  | -0.16863
2032 |  |  | -0.16863
2033 |  |  | -0.16863
2034 |  |  | -0.16863
2035 |  |  | -0.16863
2036 |  |  | -0.16863
2037 |  |  | -0.16863
2038 |  |  | -0.16863
2039 |  |  | -0.16863
Socal Basis Adjustment - 22 Day Average
Source: Nymex Direct (Symbol: XNS) https://www.services.nymex.com/otcsettlement/OTCSettle.jsp
Contract Period
Effective Date | time axis 2008-01-01 to 2011-12-01
2007-05-01 | -0.825 | -0.81 | -0.73 | -0.505 | -0.49 | -0.41 | -0.3 | -0.24 | -0.2975 | -0.54 | -0.6325 | -0.6325 | -0.6325 | -0.6325 | -0.6325 | -0.2575 | -0.2575 | -0.2575 | -0.2575 | -0.2575 | -0.2575 | -0.2575 | -0.48 | -0.48 | -0.48 | -0.48 | -0.48 | -0.2 | -0.2 | -0.2 | -0.2 | -0.2 | -0.2 | -0.2 | -0.4425 | -0.4425 | -0.4425 | -0.4425 | -0.4425 | -0.1975 | -0.1975 | -0.1975 | -0.1975 | -0.1975 | -0.1975 | -0.1975 | -0.205 | -0.205
2007-05-02 | -0.805 | -0.7975 | -0.735 | -0.5025 | -0.485 | -0.415 | -0.305 | -0.245 | -0.3 | -0.5475 | -0.63 | -0.63 | -0.63 | -0.63 | -0.63 | -0.255 | -0.255 | -0.255 | -0.255 | -0.255 | -0.255 | -0.255 | -0.47 | -0.47 | -0.47 | -0.47 | -0.47 | -0.2 | -0.2 | -0.2 | -0.2 | -0.2 | -0.2 | -0.2 | -0.4425 | -0.4425 | -0.4425 | -0.4425 | -0.4425 | -0.1975 | -0.1975 | -0.1975 | -0.1975 | -0.1975 | -0.1975 | -0.1975 | -0.205 | -0.205
2007-05-03 | -0.815 | -0.8075 | -0.74 | -0.505 | -0.49 | -0.41 | -0.3 | -0.24 | -0.2975 | -0.54 | -0.635 | -0.635 | -0.635 | -0.635 | -0.635 | -0.255 | -0.255 | -0.255 | -0.255 | -0.255 | -0.255 | -0.255 | -0.47 | -0.47 | -0.47 | -0.47 | -0.47 | -0.2 | -0.2 | -0.2 | -0.2 | -0.2 | -0.2 | -0.2 | -0.4625 | -0.4625 | -0.4625 | -0.4625 | -0.4625 | -0.1975 | -0.1975 | -0.1975 | -0.1975 | -0.1975 | -0.1975 | -0.1975 | -0.205 | -0.205
2007-05-04 | -0.82 | -0.8175 | -0.7475 | -0.515 | -0.4975 | -0.4275 | -0.3125 | -0.25 | -0.3075 | -0.5625 | -0.6375 | -0.6375 | -0.6375 | -0.6375 | -0.6375 | -0.2575 | -0.2575 | -0.2575 | -0.2575 | -0.2575 | -0.2575 | -0.2575 | -0.47 | -0.47 | -0.47 | -0.47 | -0.47 | -0.2 | -0.2 | -0.2 | -0.2 | -0.2 | -0.2 | -0.2 | -0.4625 | -0.4625 | -0.4625 | -0.4625 | -0.4625 | -0.1975 | -0.1975 | -0.1975 | -0.1975 | -0.1975 | -0.1975 | -0.1975 | -0.205 | -0.205
2007-05-07 | -0.845 | -0.835 | -0.7575 | -0.5275 | -0.51 | -0.4375 | -0.32 | -0.255 | -0.315 | -0.575 | -0.64 | -0.64 | -0.64 | -0.64 | -0.64 | -0.265 | -0.265 | -0.265 | -0.265 | -0.265 | -0.265 | -0.265 | -0.4775 | -0.4775 | -0.4775 | -0.4775 | -0.4775 | -0.2 | -0.2 | -0.2 | -0.2 | -0.2 | -0.2 | -0.2 | -0.45 | -0.45 | -0.45 | -0.45 | -0.45 | -0.1925 | -0.1925 | -0.1925 | -0.1925 | -0.1925 | -0.1925 | -0.1925 | -0.205 | -0.205
2007-05-08 | -0.845 | -0.835 | -0.76 | -0.5375 | -0.52 | -0.4375 | -0.32 | -0.255 | -0.315 | -0.575 | -0.64 | -0.64 | -0.64 | -0.64 | -0.64 | -0.2625 | -0.2625 | -0.2625 | -0.2625 | -0.2625 | -0.2625 | -0.2625 | -0.4775 | -0.4775 | -0.4775 | -0.4775 | -0.4775 | -0.2 | -0.2 | -0.2 | -0.2 | -0.2 | -0.2 | -0.2 | -0.46 | -0.46 | -0.46 | -0.46 | -0.46 | -0.195 | -0.195 | -0.195 | -0.195 | -0.195 | -0.195 | -0.195 | -0.205 | -0.205
2007-05-09 | -0.855 | -0.845 | -0.79 | -0.5475 | -0.53 | -0.4375 | -0.32 | -0.255 | -0.315 | -0.575 | -0.635 | -0.635 | -0.635 | -0.635 | -0.635 | -0.27 | -0.27 | -0.27 | -0.27 | -0.27 | -0.27 | -0.27 | -0.4775 | -0.4775 | -0.4775 | -0.4775 | -0.4775 | -0.26 | -0.26 | -0.26 | -0.26 | -0.26 | -0.26 | -0.26 | -0.46 | -0.46 | -0.46 | -0.46 | -0.46 | -0.195 | -0.195 | -0.195 | -0.195 | -0.195 | -0.195 | -0.195 | -0.205 | -0.205
2007-05-10 | -0.8425 | -0.815 | -0.7575 | -0.52 | -0.4925 | -0.4275 | -0.3125 | -0.25 | -0.3075 | -0.5625 | -0.65 | -0.65 | -0.65 | -0.65 | -0.65 | -0.26 | -0.26 | -0.26 | -0.26 | -0.26 | -0.26 | -0.26 | -0.46 | -0.46 | -0.46 | -0.46 | -0.46 | -0.26 | -0.26 | -0.26 | -0.26 | -0.26 | -0.26 | -0.26 | -0.46 | -0.46 | -0.46 | -0.46 | -0.46 | -0.195 | -0.195 | -0.195 | -0.195 | -0.195 | -0.195 | -0.195 | -0.205 | -0.205
2007-05-11 | -0.8375 | -0.8225 | -0.7675 | -0.515 | -0.5 | -0.42 | -0.3075 | -0.2475 | -0.305 | -0.555 | -0.6475 | -0.6475 | -0.6475 | -0.6475 | -0.6475 | -0.27 | -0.27 | -0.27 | -0.27 | -0.27 | -0.27 | -0.27 | -0.4925 | -0.4925 | -0.4925 | -0.4925 | -0.4925 | -0.26 | -0.26 | -0.26 | -0.26 | -0.26 | -0.26 | -0.26 | -0.45 | -0.45 | -0.45 | -0.45 | -0.45 | -0.2225 | -0.2225 | -0.2225 | -0.2225 | -0.2225 | -0.2225 | -0.2225 | -0.205 | -0.205
2007-05-14 | -0.8375 | -0.8325 | -0.785 | -0.5175 | -0.5025 | -0.425 | -0.28 | -0.22 | -0.2925 | -0.58 | -0.6625 | -0.6625 | -0.6625 | -0.6625 | -0.6625 | -0.28 | -0.28 | -0.28 | -0.28 | -0.28 | -0.28 | -0.28 | -0.5025 | -0.5025 | -0.5025 | -0.5025 | -0.5025 | -0.26 | -0.26 | -0.26 | -0.26 | -0.26 | -0.26 | -0.26 | -0.46 | -0.46 | -0.46 | -0.46 | -0.46 | -0.2225 | -0.2225 | -0.2225 | -0.2225 | -0.2225 | -0.2225 | -0.2225 | -0.205 | -0.205
2007-05-15 | -0.83 | -0.825 | -0.7725 | -0.505 | -0.49 | -0.425 | -0.28 | -0.22 | -0.2925 | -0.58 | -0.665 | -0.665 | -0.665 | -0.665 | -0.665 | -0.3075 | -0.3075 | -0.3075 | -0.3075 | -0.3075 | -0.3075 | -0.3075 | -0.5025 | -0.5025 | -0.5025 | -0.5025 | -0.5025 | -0.2825 | -0.2825 | -0.2825 | -0.2825 | -0.2825 | -0.2825 | -0.2825 | -0.48 | -0.48 | -0.48 | -0.48 | -0.48 | -0.2725 | -0.2725 | -0.2725 | -0.2725 | -0.2725 | -0.2725 | -0.2725 | -0.205 | -0.205
2007-05-16 | -0.85 | -0.845 | -0.7875 | -0.51 | -0.4925 | -0.435 | -0.2875 | -0.225 | -0.3 | -0.595 | -0.68 | -0.68 | -0.68 | -0.68 | -0.68 | -0.3075 | -0.3075 | -0.3075 | -0.3075 | -0.3075 | -0.3075 | -0.3075 | -0.5 | -0.5 | -0.5 | -0.5 | -0.5 | -0.2825 | -0.2825 | -0.2825 | -0.2825 | -0.2825 | -0.2825 | -0.2825 | -0.475 | -0.475 | -0.475 | -0.475 | -0.475 | -0.2725 | -0.2725 | -0.2725 | -0.2725 | -0.2725 | -0.2725 | -0.2725 | -0.205 | -0.205
2007-05-17 | -0.86 | -0.885 | -0.81 | -0.5 | -0.495 | -0.435 | -0.2875 | -0.225 | -0.3 | -0.595 | -0.6925 | -0.6925 | -0.6925 | -0.6925 | -0.6925 | -0.3225 | -0.3225 | -0.3225 | -0.3225 | -0.3225 | -0.3225 | -0.3225 | -0.59 | -0.59 | -0.59 | -0.59 | -0.59 | -0.2825 | -0.2825 | -0.2825 | -0.2825 | -0.2825 | -0.2825 | -0.2825 | -0.505 | -0.505 | -0.505 | -0.505 | -0.505 | -0.2825 | -0.2825 | -0.2825 | -0.2825 | -0.2825 | -0.2825 | -0.2825 | -0.205 | -0.205
2007-05-18 | -0.87 | -0.865 | -0.8025 | -0.5125 | -0.495 | -0.435 | -0.2875 | -0.225 | -0.3 | -0.595 | -0.7 | -0.7 | -0.7 | -0.7 | -0.7 | -0.345 | -0.345 | -0.345 | -0.345 | -0.345 | -0.345 | -0.345 | -0.575 | -0.575 | -0.575 | -0.575 | -0.575 | -0.2825 | -0.2825 | -0.2825 | -0.2825 | -0.2825 | -0.2825 | -0.2825 | -0.505 | -0.505 | -0.505 | -0.505 | -0.505 | -0.2825 | -0.2825 | -0.2825 | -0.2825 | -0.2825 | -0.2825 | -0.2825 | -0.205 | -0.205
2007-05-21 | -0.8675 | -0.865 | -0.7975 | -0.5275 | -0.51 | -0.445 | -0.295 | -0.23 | -0.3075 | -0.61 | -0.725 | -0.725 | -0.725 | -0.725 | -0.725 | -0.36 | -0.36 | -0.36 | -0.36 | -0.36 | -0.36 | -0.36 | -0.5775 | -0.5775 | -0.5775 | -0.5775 | -0.5775 | -0.345 | -0.345 | -0.345 | -0.345 | -0.345 | -0.345 | -0.345 | -0.51 | -0.51 | -0.51 | -0.51 | -0.51 | -0.365 | -0.365 | -0.365 | -0.365 | -0.365 | -0.365 | -0.365 | -0.205 | -0.205
2007-05-22 | -0.88 | -0.875 | -0.8125 | -0.545 | -0.5275 | -0.46 | -0.305 | -0.24 | -0.3175 | -0.63 | -0.755 | -0.755 | -0.755 | -0.755 | -0.755 | -0.3675 | -0.3675 | -0.3675 | -0.3675 | -0.3675 | -0.3675 | -0.3675 | -0.5775 | -0.5775 | -0.5775 | -0.5775 | -0.5775 | -0.375 | -0.375 | -0.375 | -0.375 | -0.375 | -0.375 | -0.375 | -0.51 | -0.51 | -0.51 | -0.51 | -0.51 | -0.365 | -0.365 | -0.365 | -0.365 | -0.365 | -0.365 | -0.365 | -0.205 | -0.205
2007-05-23 | -0.8725 | -0.87 | -0.81 | -0.5325 | -0.515 | -0.45 | -0.2975 | -0.235 | -0.31 | -0.6175 | -0.755 | -0.755 | -0.755 | -0.755 | -0.755 | -0.37 | -0.37 | -0.37 | -0.37 | -0.37 | -0.37 | -0.37 | -0.575 | -0.575 | -0.575 | -0.575 | -0.575 | -0.365 | -0.365 | -0.365 | -0.365 | -0.365 | -0.365 | -0.365 | -0.505 | -0.505 | -0.505 | -0.505 | -0.505 | -0.365 | -0.365 | -0.365 | -0.365 | -0.365 | -0.365 | -0.365 | -0.205 | -0.205
2007-05-24 | -0.8775 | -0.8675 | -0.815 | -0.52 | -0.5025 | -0.44 | -0.29 | -0.2275 | -0.3025 | -0.6025 | -0.7475 | -0.7475 | -0.7475 | -0.7475 | -0.7475 | -0.3625 | -0.3625 | -0.3625 | -0.3625 | -0.3625 | -0.3625 | -0.3625 | -0.575 | -0.575 | -0.575 | -0.575 | -0.575 | -0.365 | -0.365 | -0.365 | -0.365 | -0.365 | -0.365 | -0.365 | -0.505 | -0.505 | -0.505 | -0.505 | -0.505 | -0.365 | -0.365 | -0.365 | -0.365 | -0.365 | -0.365 | -0.365 | -0.205 | -0.205
2007-05-25 | -0.8775 | -0.825 | -0.8 | -0.535 | -0.5075 | -0.44 | -0.29 | -0.2275 | -0.3025 | -0.6025 | -0.75 | -0.75 | -0.75 | -0.75 | -0.75 | -0.3575 | -0.3575 | -0.3575 | -0.3575 | -0.3575 | -0.3575 | -0.3575 | -0.56 | -0.56 | -0.56 | -0.56 | -0.56 | -0.365 | -0.365 | -0.365 | -0.365 | -0.365 | -0.365 | -0.365 | -0.505 | -0.505 | -0.505 | -0.505 | -0.505 | -0.365 | -0.365 | -0.365 | -0.365 | -0.365 | -0.365 | -0.365 | -0.205 | -0.205
2007-05-29 | -0.8875 | -0.8775 | -0.8075 | -0.52 | -0.5025 | -0.44 | -0.29 | -0.2275 | -0.3025 | -0.6025 | -0.7425 | -0.7425 | -0.7425 | -0.7425 | -0.7425 | -0.3525 | -0.3525 | -0.3525 | -0.3525 | -0.3525 | -0.3525 | -0.3525 | -0.565 | -0.565 | -0.565 | -0.565 | -0.565 | -0.365 | -0.365 | -0.365 | -0.365 | -0.365 | -0.365 | -0.365 | -0.485 | -0.485 | -0.485 | -0.485 | -0.485 | -0.365 | -0.365 | -0.365 | -0.365 | -0.365 | -0.365 | -0.365 | -0.205 | -0.205
2007-05-30 | -0.925 | -0.925 | -0.8425 | -0.55 | -0.5325 | -0.4875 | -0.305 | -0.24 | -0.3175 | -0.63 | -0.7575 | -0.7575 | -0.7575 | -0.7575 | -0.7575 | -0.36 | -0.36 | -0.36 | -0.36 | -0.36 | -0.36 | -0.36 | -0.5725 | -0.5725 | -0.5725 | -0.5725 | -0.5725 | -0.365 | -0.365 | -0.365 | -0.365 | -0.365 | -0.365 | -0.365 | -0.495 | -0.495 | -0.495 | -0.495 | -0.495 | -0.365 | -0.365 | -0.365 | -0.365 | -0.365 | -0.365 | -0.365 | -0.205 | -0.205
2007-05-31 | -0.935 | -0.9375 | -0.855 | -0.56 | -0.5425 | -0.495 | -0.3125 | -0.245 | -0.325 | -0.645 | -0.765 | -0.765 | -0.765 | -0.765 | -0.765 | -0.3625 | -0.3625 | -0.3625 | -0.3625 | -0.3625 | -0.3625 | -0.3625 | -0.5775 | -0.5775 | -0.5775 | -0.5775 | -0.5775 | -0.38 | -0.38 | -0.38 | -0.38 | -0.38 | -0.38 | -0.38 | -0.515 | -0.515 | -0.515 | -0.515 | -0.515 | -0.38 | -0.38 | -0.38 | -0.38 | -0.38 | -0.38 | -0.38 | -0.205 | -0.205
22-Day Average | -0.85727 | -0.84909 | -0.78557 | -0.52318 | -0.50591 | -0.43795 | -0.30023 | -0.2375 | -0.30591 | -0.58716 | -0.68841 | -0.68841 | -0.68841 | -0.68841 | -0.68841 | -0.30943 | -0.30943 | -0.30943 | -0.30943 | -0.30943 | -0.30943 | -0.30943 | -0.52386 | -0.52386 | -0.52386 | -0.52386 | -0.52386 | -0.28614 | -0.28614 | -0.28614 | -0.28614 | -0.28614 | -0.28614 | -0.28614 | -0.47932 | -0.47932 | -0.47932 | -0.47932 | -0.47932 | -0.27534 | -0.27534 | -0.27534 | -0.27534 | -0.27534 | -0.27534 | -0.27534 | -0.205 | -0.205
PG&E CityGate Basis Adjustment - 22 Day Average
Source: Nymex Direct (Symbol XPC) https://www.services.nymex.com/otcsettlement/OTCSettle.jsp
Contract Period
Effective Date | time axis 2008-01-01 to 2011-12-01
2007-05-01 | 2008-01-01: -0.495; 2008-02-01: -0.455; 2008-03-01: -0.355; 2008-04-01: -0.045; 2008-05-01: -0.0375; 2008-06-01: 0.0375; 2008-07-01: 0.07; 2008-08-01: 0.0775; 2008-09-01: 0.07; 2008-10-01: -0.0275; 2008-11-01: -0.1825; 2008-12-01: -0.1825; 2009-01-01: -0.1825; 2009-02-01: -0.1825; 2009-03-01: -0.1825; 2009-04-01: 0.1925; 2009-05-01: 0.1925; 2009-06-01: 0.1925; 2009-07-01: 0.1925; 2009-08-01: 0.1925; 2009-09-01: 0.1925; 2009-10-01: 0.1925; 2009-11-01: -0.035; 2009-12-01: -0.035
2007-05-02 | 2008-01-01: -0.475; 2008-02-01: -0.445; 2008-03-01: -0.3475; 2008-04-01: -0.025; 2008-05-01: -0.02; 2008-06-01: 0.0325; 2008-07-01: 0.06; 2008-08-01: 0.065; 2008-09-01: 0.06; 2008-10-01: -0.025; 2008-11-01: -0.1875; 2008-12-01: -0.1875; 2009-01-01: -0.1875; 2009-02-01: -0.1875; 2009-03-01: -0.1875; 2009-04-01: 0.1975; 2009-05-01: 0.1975; 2009-06-01: 0.1975; 2009-07-01: 0.1975; 2009-08-01: 0.1975; 2009-09-01: 0.1975; 2009-10-01: 0.1975; 2009-11-01: -0.025; 2009-12-01: -0.025
2007-05-03 | 2008-01-01: -0.4825; 2008-02-01: -0.45; 2008-03-01: -0.35; 2008-04-01: -0.0325; 2008-05-01: -0.025; 2008-06-01: 0.0375; 2008-07-01: 0.07; 2008-08-01: 0.0775; 2008-09-01: 0.07; 2008-10-01: -0.0275; 2008-11-01: -0.1875; 2008-12-01: -0.1875; 2009-01-01: -0.1875; 2009-02-01: -0.1875; 2009-03-01: -0.1875; 2009-04-01: 0.1975; 2009-05-01: 0.1975; 2009-06-01: 0.1975; 2009-07-01: 0.1975; 2009-08-01: 0.1975; 2009-09-01: 0.1975; 2009-10-01: 0.1975; 2009-11-01: -0.025; 2009-12-01: -0.025
2007-05-04 | 2008-01-01: -0.485; 2008-02-01: -0.4525; 2008-03-01: -0.3525; 2008-04-01: -0.035; 2008-05-01: -0.0275; 2008-06-01: 0.0275; 2008-07-01: 0.05; 2008-08-01: 0.055; 2008-09-01: 0.05; 2008-10-01: -0.02; 2008-11-01: -0.19; 2008-12-01: -0.19; 2009-01-01: -0.19; 2009-02-01: -0.19; 2009-03-01: -0.19; 2009-04-01: 0.1925; 2009-05-01: 0.1925; 2009-06-01: 0.1925; 2009-07-01: 0.1925; 2009-08-01: 0.1925; 2009-09-01: 0.1925; 2009-10-01: 0.1925; 2009-11-01: -0.025; 2009-12-01: -0.025
2007-05-07 | 2008-01-01: -0.5075; 2008-02-01: -0.465; 2008-03-01: -0.3725; 2008-04-01: -0.0525; 2008-05-01: -0.0475; 2008-06-01: 0.0175; 2008-07-01: 0.03; 2008-08-01: 0.0325; 2008-09-01: 0.03; 2008-10-01: -0.0125; 2008-11-01: -0.1925; 2008-12-01: -0.1925; 2009-01-01: -0.1925; 2009-02-01: -0.1925; 2009-03-01: -0.1925; 2009-04-01: 0.1875; 2009-05-01: 0.1875; 2009-06-01: 0.1875; 2009-07-01: 0.1875; 2009-08-01: 0.1875; 2009-09-01: 0.1875; 2009-10-01: 0.1875; 2009-11-01: -0.0325; 2009-12-01: -0.0325
2007-05-08 | 2008-01-01: -0.515; 2008-02-01: -0.475; 2008-03-01: -0.3825; 2008-04-01: -0.0675; 2008-05-01: -0.0625; 2008-06-01: 0.0225; 2008-07-01: 0.04; 2008-08-01: 0.045; 2008-09-01: 0.04; 2008-10-01: -0.015; 2008-11-01: -0.19; 2008-12-01: -0.19; 2009-01-01: -0.19; 2009-02-01: -0.19; 2009-03-01: -0.19; 2009-04-01: 0.1925; 2009-05-01: 0.1925; 2009-06-01: 0.1925; 2009-07-01: 0.1925; 2009-08-01: 0.1925; 2009-09-01: 0.1925; 2009-10-01: 0.1925; 2009-11-01: -0.0325; 2009-12-01: -0.0325
2007-05-09 | 2008-01-01: -0.52; 2008-02-01: -0.4775; 2008-03-01: -0.385; 2008-04-01: -0.045; 2008-05-01: -0.04; 2008-06-01: 0.0225; 2008-07-01: 0.04; 2008-08-01: 0.045; 2008-09-01: 0.04; 2008-10-01: -0.015; 2008-11-01: -0.1975; 2008-12-01: -0.1975; 2009-01-01: -0.1975; 2009-02-01: -0.1975; 2009-03-01: -0.1975; 2009-04-01: 0.1725; 2009-05-01: 0.1725; 2009-06-01: 0.1725; 2009-07-01: 0.1725; 2009-08-01: 0.1725; 2009-09-01: 0.1725; 2009-10-01: 0.1725; 2009-11-01: -0.0325; 2009-12-01: -0.0325
2007-05-10 | -0.5175 | -0.47 | -0.3925 | 0.0025 | 0.0125 | 0.0325 | 0.06 | 0.065 | 0.06 | -0.025 | -0.2 | -0.2 | -0.2 | -0.2 | -0.2 | 0.195 | 0.195 | 0.195 | 0.195 | 0.195 | 0.195 | 0.195 | 0.01 | 0.01 | 0.105 | 0.105 | 0.105 | 0.105 | 0.105 | 0.105 | 0.105 | 0.105 | 0.105 | 0.105 | 0.105 | 0.105
2007-05-11 | -0.49 | -0.45 | -0.3575 | -0.0225 | -0.0125 | 0.05 | 0.09 | 0.1 | 0.09 | -0.035 | -0.1975 | -0.1975 | -0.1975 | -0.1975 | -0.1975 | 0.1725 | 0.1725 | 0.1725 | 0.1725 | 0.1725 | 0.1725 | 0.1725 | -0.0325 | -0.0325 | -0.0325 | -0.0325 | -0.0325 | 0.08 | 0.08 | 0.08 | 0.08 | 0.08 | 0.08 | 0.08 | 0.08 | 0.08
2007-05-14 | -0.49 | -0.46 | -0.3675 | -0.015 | -0.005 | 0.055 | 0.1 | 0.11 | 0.1 | -0.04 | -0.21 | -0.21 | -0.21 | -0.21 | -0.21 | 0.1675 | 0.1675 | 0.1675 | 0.1675 | 0.1675 | 0.1675 | 0.1675 | -0.0375 | -0.0375 | -0.0375 | -0.0375 | -0.0375 | 0.13 | 0.13 | 0.13 | 0.13 | 0.13 | 0.13 | 0.13 | 0.01 | 0.01
2007-05-15 | -0.4825 | -0.45 | -0.3575 | -0.0175 | -0.0075 | 0.055 | 0.1 | 0.11 | 0.1 | -0.04 | -0.2225 | -0.2225 | -0.2225 | -0.2225 | -0.2225 | 0.1425 | 0.1425 | 0.1425 | 0.1425 | 0.1425 | 0.1425 | 0.1425 | -0.0375 | -0.0375 | -0.0375 | -0.0375 | -0.0375 | 0.13 | 0.13 | 0.13 | 0.13 | 0.13 | 0.13 | 0.13 | -0.01 | -0.01
2007-05-16 | -0.4975 | -0.4675 | -0.375 | -0.0125 | -0.005 | 0.045 | 0.08 | 0.0875 | 0.08 | -0.0325 | -0.24 | -0.24 | -0.24 | -0.24 | -0.24 | 0.145 | 0.145 | 0.145 | 0.145 | 0.145 | 0.145 | 0.145 | -0.035 | -0.035 | -0.035 | -0.035 | -0.035 | 0.13 | 0.13 | 0.13 | 0.13 | 0.13 | 0.13 | 0.13 | -0.005 | -0.005
2007-05-17 | -0.48 | -0.465 | -0.355 | -0.04 | -0.035 | 0.045 | 0.08 | 0.0875 | 0.08 | -0.0325 | -0.25 | -0.25 | -0.25 | -0.25 | -0.25 | 0.1375 | 0.1375 | 0.1375 | 0.1375 | 0.1375 | 0.1375 | 0.1375 | -0.13 | -0.13 | -0.13 | -0.13 | -0.13 | 0.1775 | 0.1775 | 0.1775 | 0.1775 | 0.1775 | 0.1775 | 0.1775 | -0.035 | -0.035
2007-05-18 | -0.5075 | -0.4775 | -0.385 | -0.02 | -0.0125 | 0.045 | 0.08 | 0.0875 | 0.08 | -0.0325 | -0.255 | -0.255 | -0.255 | -0.255 | -0.255 | 0.1225 | 0.1225 | 0.1225 | 0.1225 | 0.1225 | 0.1225 | 0.1225 | -0.11 | -0.11 | -0.11 | -0.11 | -0.11 | 0.13 | 0.13 | 0.13 | 0.13 | 0.13 | 0.13 | 0.13 | -0.035 | -0.035
2007-05-21 | -0.535 | -0.4975 | -0.36 | -0.03 | -0.0225 | 0.0325 | 0.06 | 0.065 | 0.06 | -0.025 | -0.28 | -0.28 | -0.28 | -0.28 | -0.28 | 0.0825 | 0.0825 | 0.0825 | 0.0825 | 0.0825 | 0.0825 | 0.0825 | -0.1125 | -0.1125 | -0.1125 | -0.1125 | -0.1125 | 0.0975 | 0.0975 | 0.0975 | 0.0975 | 0.0975 | 0.0975 | 0.0975 | -0.04 | -0.04
2007-05-22 | -0.545 | -0.5075 | -0.3675 | -0.035 | -0.03 | 0.0175 | 0.03 | 0.0325 | 0.03 | -0.0125 | -0.2975 | -0.2975 | -0.2975 | -0.2975 | -0.2975 | 0.07 | 0.07 | 0.07 | 0.07 | 0.07 | 0.07 | 0.07 | -0.1125 | -0.1125 | -0.1125 | -0.1125 | -0.1125 | 0.0825 | 0.0825 | 0.0825 | 0.0825 | 0.0825 | 0.0825 | 0.0825 | -0.04 | -0.04
2007-05-23 | -0.5275 | -0.49 | -0.3525 | -0.02 | -0.0125 | 0.0275 | 0.05 | 0.055 | 0.05 | -0.02 | -0.2925 | -0.2925 | -0.2925 | -0.2925 | -0.2925 | 0.0775 | 0.0775 | 0.0775 | 0.0775 | 0.0775 | 0.0775 | 0.0775 | -0.11 | -0.11 | -0.11 | -0.11 | -0.11 | 0.0875 | 0.0875 | 0.0875 | 0.0875 | 0.0875 | 0.0875 | 0.0875 | -0.035 | -0.035
2007-05-24 | -0.5225 | -0.485 | -0.3525 | -0.02 | -0.0125 | 0.0375 | 0.07 | 0.0775 | 0.07 | -0.0275 | -0.2875 | -0.2875 | -0.2875 | -0.2875 | -0.2875 | 0.0875 | 0.0875 | 0.0875 | 0.0875 | 0.0875 | 0.0875 | 0.0875 | -0.11 | -0.11 | -0.11 | -0.11 | -0.11 | 0.0875 | 0.0875 | 0.0875 | 0.0875 | 0.0875 | 0.0875 | 0.0875 | -0.035 | -0.035
2007-05-25 | -0.5325 | -0.4725 | -0.3275 | 0.0025 | 0.015 | 0.0375 | 0.07 | 0.0775 | 0.07 | -0.0275 | -0.29 | -0.29 | -0.29 | -0.29 | -0.29 | 0.105 | 0.105 | 0.105 | 0.105 | 0.105 | 0.105 | 0.105 | -0.09 | -0.09 | -0.09 | -0.09 | -0.09 | 0.08 | 0.08 | 0.08 | 0.08 | 0.08 | 0.08 | 0.08 | -0.035 | -0.035
2007-05-29 | -0.5175 | -0.48 | -0.345 | -0.02 | -0.0125 | 0.0375 | 0.07 | 0.0775 | 0.07 | -0.0275 | -0.285 | -0.285 | -0.285 | -0.285 | -0.285 | 0.1025 | 0.1025 | 0.1025 | 0.1025 | 0.1025 | 0.1025 | 0.1025 | -0.1 | -0.1 | -0.1 | -0.1 | -0.1 | 0.0875 | 0.0875 | 0.0875 | 0.0875 | 0.0875 | 0.0875 | 0.0875 | -0.015 | -0.015
2007-05-30 | -0.5625 | -0.535 | -0.3775 | -0.04 | -0.035 | -0.02 | 0.03 | 0.0325 | 0.03 | -0.0125 | -0.2875 | -0.2875 | -0.2875 | -0.2875 | -0.2875 | 0.0925 | 0.0925 | 0.0925 | 0.0925 | 0.0925 | 0.0925 | 0.0925 | -0.1075 | -0.1075 | -0.1075 | -0.1075 | -0.1075 | 0.0875 | 0.0875 | 0.0875 | 0.0875 | 0.0875 | 0.0875 | 0.0875 | -0.025 | -0.025
2007-05-31 | -0.5775 | -0.55 | -0.3925 | -0.0425 | -0.04 | -0.0275 | 0.01 | 0.01 | 0.01 | -0.005 | -0.295 | -0.295 | -0.295 | -0.295 | -0.295 | 0.09 | 0.09 | 0.09 | 0.09 | 0.09 | 0.09 | 0.09 | -0.1125 | -0.1125 | -0.1125 | -0.1125 | -0.1125 | 0.08 | 0.08 | 0.08 | 0.08 | 0.08 | 0.08 | 0.08 | -0.045 | -0.045
22-Day Average | -0.51205 | -0.47625 | -0.36409 | -0.02875 | -0.021591 | 0.030341 | 0.060909 | 0.066932 | 0.060909 | -0.024432 | -0.23716 | -0.23716 | -0.23716 | -0.23716 | -0.23716 | 0.14193 | 0.14193 | 0.14193 | 0.14193 | 0.14193 | 0.14193 | 0.14193 | -0.065227 | -0.065227 | -0.0755 | -0.0755 | -0.0755 | 0.10483 | 0.10483 | 0.10483 | 0.10483 | 0.10483 | 0.10483 | 0.10483 | -0.010667 | -0.010667

## Delivery_Tar
Delivery Tariff
PG&E Rate Schedule G-CP
Gas Core Procurement Rates
Row | Gas Inputs - Summary |  |  |  | January 1, 2003, to Present
1 | Average Distribution Rate ($/MMBtu) | 0.3132 | D.04-06-015, p19 "SoCal/PG&E average distribution rate" |  |  |  | ($/therm)
2 | Transaction Cost ($/MMBtu) | 0.082 | D.04-06-015 (p26), reafirmed in D.05-12-042 (A-7) |  | Effect Date | Advice Number | G-CP | G-SUR | G-SUR as % of G-CP
3 | Average Municipal Surcharge (%) | 1.279% | D.04-06-015, p19 "municipal franchise fee" |  |  |  | (All)
4 | Transportation Escalation Rate | 1.876% | D.04-06-015, p19 "with appropriate escalation rate" |  | 2003-01-01 | 2433-G | 0.58101 | 0.00698 | 1.201%
5 | Cost of Capital | 8.926% | Cost Cap Tab - Cell D9 |  | 2003-02-07 | 2443-G | 0.55109 | 0.00737 | 1.337%
[5 empty] | 2003-03-07 | 2446-G | 0.67267 | 0.00965 | 1.435%
[5 empty] | 2003-04-07 | 2450-G | 0.48172 | 0.00715 | 1.484%
Row | Calculation of PG&E Delivery Rate to Electric Generation |  |  |  | 2003-05-07 | 2456-G | 0.45562 | 0.00722 | 1.585%
1 | Customer Access Charge ($/day) | 182.086 | http://www.pge.com/tariffs/pdf/G-EG.pdf | Effective 7/2007 | 2003-06-06 | 2464-G | 0.55351 | 0.00807 | 1.458%
2 | Proxy Plant Capacity (MW) | 500 | CF Input Tab - Cell E4 |  | 2003-07-08 | 2471-G | 0.53824 | 0.00779 | 1.447%
3 | Heat Rate (MMBtu/MWh) | 6.872 | Heat Rate Tab - Cell I13 |  | 2003-08-01 | 2475-G | 0.60024 | 0.00665 | 1.108%
4 | Capacity Factor | 71.27% | Cap Fac Tab - Cell E9 |  | 2003-09-08 | 2479-G | 0.55384 | 0.0069 | 1.246%
5 | Daily Gas Consumption (MMBtu) | 58773.8847 | (Row 2 * Row 3 * Row 4) * 24 |  | 2003-10-07 | 2487-G | 0.62345 | 0.00633 | 1.015%
6 | Unit Cost of Customer Access Charge ($/MMBtu) | 0.0030981 | Row 1 / Row 5 |  | 2003-11-07 | 2495-G | 0.64157 | 0.00649 | 1.012%
7 | Transportation Charge ($/MMBtu) | 0.2341 | http://www.pge.com/tariffs/pdf/G-EG.pdf | Effective 7/2007 | 2003-12-05 | 2501-G | 0.68685 | 0.00669 | 0.974%
8 | Total PG&E Distribution Rate ($/MMBtu) | 0.2372 | Row 6 + Row 7
[5 empty] | 2004-01-01 | 2507-G | 0.71875 | 0.00917 | 1.276%
[5 empty] | 2004-02-06 | 2517-G | 0.54337 | 0.00803 | 1.478%
Row | Calculation of SoCal Gas Delivery Rate to Electric Generation |  |  |  | 2004-03-05 | 2524-G | 0.41052 | 0.00704 | 1.715%
1 | Customer Charge ($/month) | 0 | http://www.socalgas.com/regulatory/tariffs/tm2/pdf/GT-F.pdf | Effective 1/2007 | 2004-04-07 | 2532-G | 0.41335 | 0.00722 | 1.747%
2 | Transmission Charge ($/MMBtu) | 0.3892 | http://www.socalgas.com/regulatory/tariffs/tm2/pdf/GT-F.pdf | Effective 1/2007 | 2004-05-01 | 2539-G | 0.43288 | 0.00755 | 1.744%
3 | Interstate Transition Cost Surcharge ($/MMBtu) | 0 | http://www.socalgas.com/regulatory/tariffs/tm2/pdf/GT-F.pdf | Effective 1/2007 | 2004-06-07 | 2549-G | 0.50495 | 0.00859 | 1.701%
4 | Total SoCal Distribution Rate ($/MMBtu) | 0.3892 | Row 1 + Row 2 + Row 3 |  | 2004-07-01 | 2558-G | 0.46703 | 0.00529 | 1.133%
[5 empty] | 2004-08-06 | 2562-G | 0.61694 | 0.00542 | 0.8785%
[5 empty] | 2004-09-08 | 2569-G | 0.59242 | 0.00488 | 0.8237%
Row | Municipal Surcharge |  |  |  | 2004-10-07 | 2575-G | 0.56183 | 0.00446 | 0.7938%
1 | SoCal Muni Surcharge, Schedule G-MSUR (%) | 1.553% | http://www.socalgas.com/regulatory/tariffs/tm2/pdf/G-MSUR.pdf | Effective 2/1/2005 | 2004-11-01 | 2583-G | 0.74281 | 0.0062 | 0.8347%
2 | PG&E Muni Surcharge, Schedule G-SUR (%) | 1.005% | Cell N70 | Effective 8/2007 | 2004-12-07 | 2593-G | 0.78003 | 0.00632 | 0.8102%
3 | Average Municipal Surcharge (%) | 1.279% | D.04-06-015, p19 "municipal franchise fee"
[5 empty] | 2005-01-01 | 2600-G | 0.77863 | 0.00644 | 0.8271%
[5 empty] | 2005-02-07 | 2606-G | 0.67072 | 0.00547 | 0.8155%
[5 empty] | 2005-03-01 | 2612-G | 0.60164 | 0.00541 | 0.8992%
[5 empty] | 2005-04-07 | 2620-G | 0.64883 | 0.00639 | 0.9848%
[5 empty] | 2005-05-06 | 2628-G | 0.67486 | 0.00636 | 0.9424%
[5 empty] | 2005-06-07 | 2635-G | 0.65844 | 0.00557 | 0.8459%
[5 empty] | 2005-07-01 | 2645-G | 0.7056 | 0.00605 | 0.8574%
[5 empty] | 2005-08-05 | 2650-G | 0.72312 | 0.00617 | 0.8532%
[5 empty] | 2005-09-08 | 2654-G | 0.90465 | 0.00786 | 0.8688%
[5 empty] | 2005-10-07 | 2661-G | 1.2307 | 0.00992 | 0.806%
[5 empty] | 2005-11-01 | 2670-G | 1.2937 | 0.01099 | 0.8495%
[5 empty] | 2005-12-07 | 2682-G | 1.0234 | 0.00902 | 0.8814%
[5 empty] | 2006-01-01 | 2692-G | 1.2678 | 0.01159 | 0.9142%
[5 empty] | 2006-02-07 | 2696-G | 0.89008 | 0.00734 | 0.8246%
[5 empty] | 2006-03-07 | 2710-G | 0.8141 | 0.00637 | 0.7825%
[5 empty] | 2006-04-01 | 2715-G | 0.83971 | 0.00581 | 0.6919%
[5 empty] | 2006-05-05 | 2724-G | 0.75711 | 0.00598 | 0.7898%
[5 empty] | 2006-06-07 | 2730-G | 0.56333 | 0.00501 | 0.8894%
[5 empty] | 2006-07-07 | 2739-G | 0.60408 | 0.00516 | 0.8542%
[5 empty] | 2006-08-07 | 2749-G | 0.70939 | 0.0054 | 0.7612%
[5 empty] | 2006-09-01 | 2757-G | 0.76141 | 0.00576 | 0.7565%
[5 empty] | 2006-10-06 | 2765-G | 0.57856 | 0.00389 | 0.6724%
[5 empty] | 2006-11-01 | 2772-G | 0.79653 | 0.00622 | 0.7809%
[5 empty] | 2006-12-07 | 2785-G | 0.76999 | 0.00681 | 0.8844%
[5 empty] | 2007-01-01 | 2793-G | 0.77761 | 0.00659 | 0.8475%
[5 empty] | 2007-02-07 | 2804-G | 0.76591 | 0.0065 | 0.8487%
[5 empty] | 2007-03-01 | 2810-G | 0.80937 | 0.00671 | 0.829%
[5 empty] | 2007-04-01 | 2818-G | 0.78688 | 0.00605 | 0.7689%
[5 empty] | 2007-05-01 | 2828-G | 0.87632 | 0.00651 | 0.7429%
[5 empty] | 2007-06-07 | 2837-G | 1.0149 | 0.00677 | 0.6671%
[5 empty] | 2007-07-01 | 2845-G | 0.98383 | 0.00641 | 0.6515%
[5 empty] | 2007-08-01 | 2854-G | 0.82607 | 0.0055 | 0.6658%
[8 empty] | Average | 1.005%
Sources:
[5 empty] | G-CP | http://www.pge.com/nots/rates/tariffs/GCP_Current.xls
[5 empty] | G-SUR | http://www.pge.com/nots/rates/tariffs/GSUR_Current.xls
Note on F26: GT F5 - Electric Generation Rate (>= 3 mill therm)
Note on F27: Per discussion w/ SoCal: This surcharge is a credit - Socal over collected when recovering stranded costs associated w/ reserved interstate capacity that was no longer needed - core/noncore unbundling. Surcharge is expected to end 12/07. Socal recommends zeroing out surcharge.

## Gas Appendix
Appendix C for 2007 MPR Resolution - Gas Forecast Inputs
Row No. | Input Category | Input | Units | Baseload Inputs | Escal. Rates/yr. | Notes
1 | Henry Hub Forecasts /1 | CERA, PIRA, or Global Insight /2 | $/MMBtu | N/A | N/A | 20 yr. Henry Hub forecast (private - purchased)
2 |  | Energy Information Administration (EIA) | $/MMBtu | N/A | N/A | EIA (Feb. 2007) - 20 yr.wellhead prices adjusted 10.8% to reflect Henry Hub forecast (public)
3 | General Inputs | Transaction Cost | $/MMBtu | 0.082 | N/A | D.04-06-015, pg. 26, reafirmed in D.05-12-042 (pg. A-7)
4 |  | Transportation Escalation Rate | Percent-% | 1.876% | N/A | Average of EIA 2007 GDP Chain-Type Price Index. See 2007 MPR model - Delivery_Tar Tab (Cell E9)
5 |  | 20-year WACC | Percent-% | 8.926% | N/A | 2007 MPR model - Cost Cap Tab (Cell D9)
6 | Municipal Surcharge | SoCal Muni Surcharge | Percent-% | 1.553% | N/A | Schedule G-MSUR - http://www.socalgas.com/regulatory/tariffs/tm2/pdf/G-MSUR.pdf
7 |  | PG&E Muni Surcharge | Percent-% | 1.005% | N/A | PG&E Rate Schedule GC-P: (1) http://www.pge.com/rates/tariffs/GCP_Current.xls and (2) http://www.pge.com/rates/tariffs/GSUR_Current.xls
8 | PG&E Gas Distrib. Rate | Customer Access Charge | $/day | 182.086 | N/A | http://www.pge.com/tariffs/pdf/G-EG.pdf
9 |  | Proxy Plant Capacity | MW | 500 | N/A | 2007 MPR model - Delivery_Tar Tab (Cell E15)
10 |  | Heat Rate | MMBtu/MWh | 6.872 | N/A | 2007 MPR model - Delivery_Tar Tab (Cell E16)
11 |  | Capacity Factor | percent-% | 71.27% | N/A | 2007 MPR model - Delivery_Tar Tab (Cell E17)
12 |  | Monthly Gas Consumption | MMBtu | 58773.8847 | N/A | (Row 8 * Row 9* Row 10) * 24 hours
13 |  | Unit Cost of Customer Access Charge | $/MMBtu | 0.0030981 | N/A | Row 7 / Row 11
14 |  | Transportation Charge | $/MMBtu | 0.2341 | N/A | http://www.pge.com/tariffs/pdf/G-EG.pdf
15 | SoCal Gas Distrib. Rate | Customer Charge | $/month | 0 | N/A | http://www.socalgas.com/regulatory/tariffs/tm2/pdf/GT-F.pdf
16 |  | Transmission Charge | $/MMBtu | 0.3892 | N/A | http://www.socalgas.com/regulatory/tariffs/tm2/pdf/GT-F.pdf
17 |  | Interstate Transportation Cost Surcharge | $/MMBtu | 0 | N/A | http://www.socalgas.com/regulatory/tariffs/tm2/pdf/GT-F.pdf
1/ The Henry Hub forecasts are inputs for the MPR - Henry Hub forecast - there are no specific baseload values.
2/ Due to contractual obligations requiring the CPUC to keep the forecast confidential, staff can not reveal which of the three firms the forecast was purchased from.
Note on H19: Paul Douglas: Over 3 million therms - no charge
Note on H21: Paul Douglas: This surcharge is a credit - Socal over collected when recovering stranded costs associated w/ reserved interstate capacity that was no longer needed - core/noncore unbundling. Surcharge is expected to end 12/04. Socal recommends zeroing out surcharge.